## Instructions
NEEM Output Reporter
5/16/11 - Stanton W. Hadley, Oak Ridge National Laboratory
This spreadsheet summarizes the results from two NEEM runs. It provides detailed results for user-defined regions and super-regions. It also provides consolidated capacity, generation, and cost reports
The workbook evaluates data from two NEEM cases, labelled Case1 and Case2. The cases are specified in the colored cells to the right. To change the data, the user should push the RunCase1 or RunCase2 buttons, depending on which data is to be changed. | F2S2 | Future 2, Sensitivity 2: Federal Carbon, Soft Transmission Constraint, 25% Overload Charges
The worksheet with the data must be open prior to running the macro. The names of the files that the macro is looking for are listed down in E25:F38. If you have changed the names of the files for the different sensitivities you need to change the name in column F. | F2B | Future 2 Base: Federal Carbon Constraint
The Generation worksheet contains the data from the Generation sheet from two NEEM runs. In the RunCase1 macro Case 1 data is copied from the Generation sheet cells A1:G24384 and pasted into Generation!F3 in this workbook. The region is also labelled Generation1. Case 2 data is copied from the Case 2 Generation sheet cells A1:G24384 and pasted into Generation!N3 in this workbook. The region is labelled Generation2.
The Capacity worksheet contains the data from the Capacity sheet from two NEEM runs. Case 1 data is copied from the Case 1 Capacity sheet cells A1:G24384 and pasted into Capacity!F3 in this workbook. The region is labelled Capacity1. Case 2 data is copied from the Case 2 Capacity sheet cells A1:G24384 and pasted into Capacity!N3 in this workbook. The region is labelled Capacity2.
The RegionResults worksheet allows a User to put the name of one of the regions (listed in A5:A62) into cell A2 and see the detailed results for that region. It shows all the tables from the Capacity and Generation sheets for both Case 1 and Case 2 for that region. It also shows the difference, Case1 - Case2. Note that NEEM reports reserve margin data for consolidated regions, listed in A55:A62. Using these names in cell A2 will only show results for the Reserve Margin table.
The SuperRegionResults worksheet provides similar reports as the RegionResults worksheet but allows the User to select the name of one of the defined Super-Regions for the NEEM study. These are listed in cellsB5:B62, with the corresponding NEEM regions listed in column A.
The CapacitySummary worksheet lists the Installed Capacity, New Builds, and Retirements for all of the NEEM regions. Again, it shows for both cases and the difference between them.
The GenerationSummary worksheet lists theGeneration and Demand for all of the NEEM regions. Again, it shows for both cases and the difference between them.
The CostSummary worksheet shows the Total, Fuel, Emissions, VOM, FOM, and Levelized Capital Costs for all regions. There is a net present value calculation at the front of the Total Cost tables that uses an input discount rate (in cell A2). This rate is converted to a five-year rate in cell B3 since costs are five years apart. At the bottom of the worksheet is a section where the user can enter the name of a NEEM region and get a listing of the cost factors for just that region. As with the others, this worksheet calculates data for both cases and the difference between them.
The Map sheet is simply a graphic showing the relationships between the NEEM regions. The regions are boxed into their respective Super-Regions, though PJM includes both of the dotted line super-regions. |  |  | Scenario | Worksheet Name | Case1 file name
|  |  | F1S3 | F1S3_Output_Report_4-20.xlsx | F2S2_Output_Report_5-26.xlsx
|  |  | F1S4 | F1S4_Output_Report_5-11.xlsx
|  |  | F1S5 | F1S5_Output_Report_5-11.xlsx | Case2 file name
|  |  | F1S6 | F1S6_Output_Report_5-11.xlsx | F2B_Output_Report_5-26.xlsx
|  |  | F1S7 | F1S7_Output_Report_5-11.xlsx
|  |  | F1S8 | F1S8_Output_Report_5-11.xlsx
|  |  | F1S9 | F1S9_Output_Report_5-11.xlsx
|  |  | F1S10 | F1S10_Output_Report_5-11.xlsx
|  |  | F1S11 | F1S11_Output_Report_5-11.xlsx
|  |  | F1S12 | F1S12_Output_Report_5-11.xlsx
|  |  | F1S13 | F1S13_Output_Report_5-11.xlsx
|  |  | F1S14 | F1S14_Output_Report_5-11.xlsx | Reporter File Reference
|  |  | F1S15 | F1S15_Output_Report_5-11.xlsx | NEEM Output Reporter Future2 Ol25-Base.xlsm
|  |  | F1S16 | F1S16_Output_Report_5-11.xlsx | swh:EI DR and Load:Future 2 Results:[NEEM Output Reporter Future2 Ol25-Base.xlsm]Instructions
|  |  | F2B | F2B_Output_Report_5-26.xlsx | 38 | 80
|  |  | F2S1 | F2S1_Output_Report_5-26.xlsx |  | 43
|  |  | F2S2 | F2S2_Output_Report_5-26.xlsx
Run Case 1
Run Case 2

## Generation
[5 empty] | Future 2, Sensitivity 2: Federal Carbon, Soft Transmission Constraint, 25% Overload Charges | [6 empty] | Future 2 Base: Federal Carbon Constraint
Section | Table Title | Region | Super-Region | Technology Summary | Reporting Type | 2015 | 2020 | 2025 | 2030 | 2035 | 2040 | Reporting Type | 2015 | 2020 | 2025 | 2030 | 2035 | 2040
#1 Total Generation (GWh) |  |  |  |  | #1 | 2015: Total Generation (GWh) | #1 | Total Generation (GWh)
[5 empty] | Total Generation by Reporting Type: Entergy | [6 empty] | Total Generation by Reporting Type: Entergy
[5 empty] | ReportingType | 2015 | 2020 | 2025 | 2030 | 2035 | 2040 | ReportingType | 2015 | 2020 | 2025 | 2030 | 2035 | 2040
| Total Generation | ENT | Southwest | Other Renew | BM | 0 | 0.01 | 0.01 | 0.02 | 0.38 | 39246.48 | BM | 0 | 0 | 0 | 0 | 24115.26 | 69805.37
| Total Generation | ENT | Southwest | CC | CC | 71309.26 | 66261.49 | 36913.56 | 33511.88 | 20676.12 | 14109.85 | CC | 75809.77 | 104648.1 | 105257.08 | 80250.48 | 48574.87 | 16896.87
| Total Generation | ENT | Southwest | Other Renew | CSP | 0 | 0 | 0 | 0 | 0 | 0 | CSP | 0 | 0 | 0 | 0 | 0 | 0
| Total Generation | ENT | Southwest | CT | CT | 0.02 | 0.03 | 0.03 | 0.04 | 0.03 | 0.02 | CT | 0 | 0 | 0 | 0 | 0 | 0
| Total Generation | ENT | Southwest | Coal | Coal | 60590.64 | 7105.18 | 884.96 | 0.53 | 0.37 | 0.32 | Coal | 56381.46 | 5536.49 | 516.54 | 0 | 0 | 0
| Total Generation | ENT | Southwest | Other Renew | Geo | 0 | 0 | 0 | 0 | 0 | 0 | Geo | 0 | 0 | 0 | 0 | 0 | 0
| Total Generation | ENT | Southwest | Hydro | H | 153 | 153.03 | 153.07 | 153.15 | 3824.33 | 3824.33 | H | 153 | 153 | 153 | 153 | 3824.34 | 3824.34
| Total Generation | ENT | Southwest | Other Renew | LFG | 63.07 | 63.1 | 909.73 | 909.73 | 909.74 | 909.8 | LFG | 63.07 | 63.07 | 909.81 | 909.81 | 909.81 | 909.81
| Total Generation | ENT | Southwest | Nuclear | Nuc | 42234.07 | 42234.07 | 42234.13 | 42234.2 | 35675.8 | 27910.85 | Nuc | 42234.08 | 42234.08 | 42234.08 | 42234.08 | 35675.43 | 27909.41
| Total Generation | ENT | Southwest | Other | PS | 25.67 | 24.21 | 41.93 | 41.92 | 12.51 | 150.46 | PS | 25.67 | 24.19 | 24.19 | 24.19 | 12.39 | 150.45
| Total Generation | ENT | Southwest | Other Renew | PV | 0.03 | 119.13 | 175.71 | 175.71 | 175.7 | 178.39 | PV | 0.57 | 119.11 | 175.79 | 175.79 | 175.79 | 178.42
| Total Generation | ENT | Southwest | CT | PeakG | 0.04 | 0.04 | 0.04 | 0.05 | 0.04 | 0.03 | PeakG | 0 | 0 | 4.32 | 0 | 0 | 0
| Total Generation | ENT | Southwest | CT | PeakO | 0.01 | 0.01 | 0.01 | 0.01 | 0.01 | 0.01 | PeakO | 0 | 0 | 0 | 0 | 0 | 0
| Total Generation | ENT | Southwest | Other Renew | ST | 0 | 0 | 0 | 0 | 0 | 0 | ST | 0 | 0 | 0 | 0 | 0 | 0
| Total Generation | ENT | Southwest | Steam O/G | STOG | 493.59 | 460.78 | 459.43 | 235.7 | 0.04 | 0.03 | STOG | 435.4 | 406.91 | 0 | 0 | 0 | 0
| Total Generation | ENT | Southwest | Other Renew | STWD | 38.91 | 44.64 | 76.03 | 305.67 | 1443.62 | 892.63 | STWD | 28.06 | 76.01 | 76.01 | 724.8 | 1443.65 | 887.43
| Total Generation | ENT | Southwest | On-shore Wind | WT | 315.29 | 315.36 | 315.4 | 315.45 | 315.43 | 315.45 | WT | 315.27 | 315.28 | 315.28 | 609.93 | 6574.12 | 6574.12
| Total Generation | ENT | Southwest | Coal | IGCC | 0 | 0.05 | 0.04 | 0.02 | 0.02 | 0.02 | IGCC | 0 | 0 | 0 | 0 | 0 | 0
| Total Generation | ENT | Southwest | DR | DemandResponse | 0 | 0 | 0 | 0 | 0 | 0 | DemandResponse | 0 | 0 | 0 | 0 | 0 | 0
| Total Generation | ENT | Southwest | Coal-CCS | IGCC-CCS | 0 | 0.04 | 0.05 | 0.07 | 0.13 | 0.13 | IGCC-CCS | 0 | 0 | 0 | 0 | 0 | 0
| Total Generation | ENT | Southwest | Off-shore Wind | WT_off | 0 | 0 | 0 | 0 | 0 | 0 | WT_off | 0 | 0 | 0 | 0 | 0 | 0
| Total Generation | ENT | Southwest | Other | PseudoUnit | 0 | 0 | 0 | 0 | 0 | 0 | PseudoUnit | 0 | 0 | 0 | 0 | 0 | 0
| Total Generation | ENT | Southwest | HQ/Maritimes | FixedInterchange | 0 | 0 | 0 | 0 | 0 | 0 | FixedInterchange | 0 | 0 | 0 | 0 | 0 | 0
Total Generation
| Total Generation |  |  |  | Total Generation by Reporting Type: FRCC | [6 empty] | Total Generation by Reporting Type: FRCC
| Total Generation |  |  |  | ReportingType | 2015 | 2020 | 2025 | 2030 | 2035 | 2040 | ReportingType | 2015 | 2020 | 2025 | 2030 | 2035 | 2040
| Total Generation | FRCC | South | Other Renew | BM | 0 | 0.01 | 0.02 | 0.03 | 1.37 | 9200.69 | BM | 0 | 0 | 0 | 0 | 0.01 | 9329.87
| Total Generation | FRCC | South | CC | CC | 194451.44 | 202175.78 | 188117.46 | 103908.93 | 50336.78 | 28174.16 | CC | 192998.31 | 200872.53 | 194286.22 | 101664.8 | 46456.62 | 30585.8
| Total Generation | FRCC | South | Other Renew | CSP | 0 | 0 | 0 | 0 | 0 | 0 | CSP | 0 | 0 | 0 | 0 | 0 | 0
| Total Generation | FRCC | South | CT | CT | 486.49 | 486.46 | 263.88 | 251.79 | 0.01 | 0.01 | CT | 504.85 | 949.79 | 949.79 | 358.21 | 0 | 0
| Total Generation | FRCC | South | Coal | Coal | 17446.35 | 5963.96 | 5.2 | 4.47 | 8.56 | 9.12 | Coal | 19023.62 | 7346.87 | 1192.36 | 1305.76 | 3843.94 | 4683.18
| Total Generation | FRCC | South | Other Renew | Geo | 0 | 0 | 0 | 0 | 0 | 0 | Geo | 0 | 0 | 0 | 0 | 0 | 0
| Total Generation | FRCC | South | Hydro | H | 27.85 | 27.86 | 27.87 | 27.88 | 27.98 | 28.1 | H | 27.85 | 27.85 | 27.85 | 27.85 | 27.85 | 27.85
| Total Generation | FRCC | South | Other Renew | LFG | 3831.62 | 3831.7 | 5392.63 | 5392.63 | 5392.63 | 5392.64 | LFG | 3831.62 | 3831.62 | 5392.66 | 5392.66 | 5392.66 | 5392.66
| Total Generation | FRCC | South | Nuclear | Nuc | 32180.57 | 32180.58 | 56282.39 | 150152.67 | 197018.47 | 217241.75 | Nuc | 32180.57 | 32180.58 | 57547.03 | 152474.34 | 196961.26 | 212497.5
| Total Generation | FRCC | South | Other | PS | 0 | 0 | 0 | 0 | 0 | 0 | PS | 0 | 0 | 0 | 0 | 0 | 0
| Total Generation | FRCC | South | Other Renew | PV | 134.03 | 134.03 | 134.04 | 134.04 | 134.04 | 134.04 | PV | 134.03 | 134.03 | 134.03 | 134.03 | 134.03 | 134.03
| Total Generation | FRCC | South | CT | PeakG | 387.15 | 466.81 | 463.55 | 14.47 | 26.77 | 29.53 | PeakG | 388.09 | 615.49 | 561.44 | 69.68 | 101.27 | 76.2
| Total Generation | FRCC | South | CT | PeakO | 0 | 0 | 0 | 0 | 0 | 0 | PeakO | 0 | 0 | 0 | 0 | 0 | 0
| Total Generation | FRCC | South | Other Renew | ST | 0 | 0 | 0 | 0 | 0 | 0 | ST | 0 | 0 | 0 | 0 | 0 | 0
| Total Generation | FRCC | South | Steam O/G | STOG | 60.07 | 56.6 | 0.08 | 0.03 | 0.02 | 0.02 | STOG | 0 | 0 | 0 | 0 | 0 | 0
| Total Generation | FRCC | South | Other Renew | STWD | 131.43 | 219.78 | 1366.41 | 1366.53 | 1366.55 | 843.85 | STWD | 131.4 | 289.87 | 1366.56 | 1366.56 | 1366.56 | 843.8
| Total Generation | FRCC | South | On-shore Wind | WT | 0 | 0 | 0 | 0 | 0 | 0 | WT | 0 | 0 | 0 | 0 | 0 | 0
| Total Generation | FRCC | South | Coal | IGCC | 0 | 0.08 | 0.07 | 0.05 | 0.04 | 0.04 | IGCC | 0 | 0 | 0 | 0 | 0 | 0
| Total Generation | FRCC | South | DR | DemandResponse | 0 | 0 | 0 | 0 | 0 | 0 | DemandResponse | 0 | 0 | 0 | 0 | 0 | 0
| Total Generation | FRCC | South | Coal-CCS | IGCC-CCS | 0 | 0.06 | 0.09 | 0.11 | 0.2 | 0.19 | IGCC-CCS | 0 | 0 | 0 | 0 | 0 | 0
| Total Generation | FRCC | South | Off-shore Wind | WT_off | 0 | 0 | 0 | 0 | 0 | 0 | WT_off | 0 | 0 | 0 | 0 | 0 | 0
| Total Generation | FRCC | South | Other | PseudoUnit | 0 | 0 | 0 | 0 | 0 | 0 | PseudoUnit | 0 | 0 | 0 | 0 | 0 | 0
| Total Generation | FRCC | South | HQ/Maritimes | FixedInterchange | 0 | 0 | 0 | 0 | 0 | 0 | FixedInterchange | 0 | 0 | 0 | 0 | 0 | 0
Total Generation
| Total Generation |  |  |  | Total Generation by Reporting Type: MAPP_US | [6 empty] | Total Generation by Reporting Type: MAPP_US
| Total Generation |  |  |  | ReportingType | 2015 | 2020 | 2025 | 2030 | 2035 | 2040 | ReportingType | 2015 | 2020 | 2025 | 2030 | 2035 | 2040
| Total Generation | MAPP_US | Midwest | Other Renew | BM | 0 | 0.01 | 0.01 | 0.01 | 0.12 | 110.04 | BM | 0 | 0 | 0 | 0 | 0 | 0
| Total Generation | MAPP_US | Midwest | CC | CC | 1479.13 | 198.7 | 191.43 | 110.74 | 110.83 | 30.67 | CC | 1232.99 | 199.39 | 628.27 | 321.47 | 318.88 | 348.91
| Total Generation | MAPP_US | Midwest | Other Renew | CSP | 0 | 0 | 0 | 0 | 0 | 0 | CSP | 0 | 0 | 0 | 0 | 0 | 0
| Total Generation | MAPP_US | Midwest | CT | CT | 0.04 | 0.06 | 0.05 | 0.05 | 0.05 | 0.05 | CT | 0 | 0 | 0 | 0 | 4.37 | 59.14
| Total Generation | MAPP_US | Midwest | Coal | Coal | 10897.17 | 2783.77 | 46.28 | 0.21 | 0.16 | 0.14 | Coal | 11262.1 | 3707.61 | 295.59 | 0 | 0 | 0
| Total Generation | MAPP_US | Midwest | Other Renew | Geo | 354.6 | 354.6 | 354.6 | 354.6 | 354.6 | 354.6 | Geo | 354.6 | 354.6 | 354.6 | 354.6 | 354.6 | 354.6
| Total Generation | MAPP_US | Midwest | Hydro | H | 10150.03 | 10150.02 | 10150.02 | 10150.02 | 10150.02 | 10150.02 | H | 10150.02 | 10150.02 | 10150.02 | 10150.02 | 10150.02 | 10150.02
| Total Generation | MAPP_US | Midwest | Other Renew | LFG | 15.77 | 15.79 | 15.88 | 580.68 | 580.68 | 580.78 | LFG | 15.77 | 15.77 | 15.77 | 580.79 | 580.79 | 580.79
| Total Generation | MAPP_US | Midwest | Nuclear | Nuc | 0.01 | 0.02 | 0.04 | 0.09 | 0.82 | 0.57 | Nuc | 0.01 | 0.04 | 0.04 | 0.07 | 0.36 | 0.36
| Total Generation | MAPP_US | Midwest | Other | PS | 0 | 0 | 0 | 0 | 0 | 0 | PS | 0 | 0 | 0 | 0 | 0 | 0
| Total Generation | MAPP_US | Midwest | Other Renew | PV | 0 | 0 | 0.01 | 0.01 | 0.01 | 0.02 | PV | 0 | 0 | 0 | 0 | 0 | 0
| Total Generation | MAPP_US | Midwest | CT | PeakG | 47.34 | 47.17 | 0.12 | 2.23 | 47.15 | 47.2 | PeakG | 92.36 | 90.12 | 90.05 | 90.12 | 105.94 | 95.87
| Total Generation | MAPP_US | Midwest | CT | PeakO | 0.01 | 0.01 | 0.01 | 0.01 | 0.01 | 0.01 | PeakO | 0 | 0 | 0 | 0 | 0 | 0
| Total Generation | MAPP_US | Midwest | Other Renew | ST | 0 | 0 | 0 | 0 | 0 | 0 | ST | 0 | 0 | 0 | 0 | 0 | 0
| Total Generation | MAPP_US | Midwest | Steam O/G | STOG | 0.02 | 0.02 | 0.02 | 0.02 | 0.01 | 0.01 | STOG | 0 | 0 | 0 | 0 | 0 | 0
| Total Generation | MAPP_US | Midwest | Other Renew | STWD | 0 | 0 | 0 | 0 | 0 | 0 | STWD | 0 | 0 | 0 | 0 | 0 | 0
| Total Generation | MAPP_US | Midwest | On-shore Wind | WT | 5908.78 | 20635.59 | 31612.16 | 31612.22 | 31612.17 | 31850.87 | WT | 5908.78 | 20208.21 | 22472.06 | 22472.06 | 22472.06 | 22472.06
| Total Generation | MAPP_US | Midwest | Coal | IGCC | 0 | 0.1 | 0.08 | 0.05 | 0.04 | 0.04 | IGCC | 0 | 0 | 0 | 0 | 0 | 0
| Total Generation | MAPP_US | Midwest | DR | DemandResponse | 0 | 0 | 0 | 0 | 0 | 0 | DemandResponse | 0 | 0 | 0 | 0 | 0 | 0
| Total Generation | MAPP_US | Midwest | Coal-CCS | IGCC-CCS | 0 | 0.08 | 0.1 | 0.14 | 0.3 | 0.29 | IGCC-CCS | 0 | 0 | 0 | 0 | 0 | 0
| Total Generation | MAPP_US | Midwest | Off-shore Wind | WT_off | 0 | 0 | 0 | 0 | 0 | 0 | WT_off | 0 | 0 | 0 | 0 | 0 | 0
| Total Generation | MAPP_US | Midwest | Other | PseudoUnit | 0 | 0 | 0 | 0 | 0 | 0 | PseudoUnit | 0 | 0 | 0 | 0 | 0 | 0
| Total Generation | MAPP_US | Midwest | HQ/Maritimes | FixedInterchange | 0 | 0 | 0 | 0 | 0 | 0 | FixedInterchange | 0 | 0 | 0 | 0 | 0 | 0
Total Generation
| Total Generation |  |  |  | Total Generation by Reporting Type: MISO_IN | [6 empty] | Total Generation by Reporting Type: MISO_IN
| Total Generation |  |  |  | ReportingType | 2015 | 2020 | 2025 | 2030 | 2035 | 2040 | ReportingType | 2015 | 2020 | 2025 | 2030 | 2035 | 2040
| Total Generation | MISO_IN | Midwest | Other Renew | BM | 0 | 0.01 | 0.01 | 0.02 | 1586.81 | 26072.18 | BM | 0 | 0 | 0 | 0 | 0 | 0.01
| Total Generation | MISO_IN | Midwest | CC | CC | 5733.91 | 16791.54 | 10480.21 | 11337.09 | 6816.48 | 2761.76 | CC | 18618.15 | 112615.45 | 113869.58 | 53449.66 | 33411.92 | 24707.85
| Total Generation | MISO_IN | Midwest | Other Renew | CSP | 0 | 0 | 0 | 0 | 0 | 0 | CSP | 0 | 0 | 0 | 0 | 0 | 0
| Total Generation | MISO_IN | Midwest | CT | CT | 0.01 | 0.02 | 0.02 | 0.02 | 0.02 | 0.01 | CT | 0 | 0 | 0 | 0 | 0 | 0
| Total Generation | MISO_IN | Midwest | Coal | Coal | 62633.05 | 33591.08 | 1733.68 | 3301.85 | 9713.97 | 9714.02 | Coal | 60335.12 | 32032.05 | 4301.17 | 2205.95 | 9935.88 | 10304.66
| Total Generation | MISO_IN | Midwest | Other Renew | Geo | 0 | 0 | 0 | 0 | 0 | 0 | Geo | 0 | 0 | 0 | 0 | 0 | 0
| Total Generation | MISO_IN | Midwest | Hydro | H | 417.2 | 417.2 | 417.2 | 417.2 | 417.2 | 417.2 | H | 417.2 | 417.2 | 417.2 | 417.2 | 417.2 | 417.2
| Total Generation | MISO_IN | Midwest | Other Renew | LFG | 291.71 | 291.73 | 923.21 | 923.39 | 923.39 | 923.4 | LFG | 291.71 | 291.71 | 923.41 | 923.41 | 923.41 | 923.41
| Total Generation | MISO_IN | Midwest | Nuclear | Nuc | 0.02 | 0.03 | 0.06 | 0.35 | 1.54 | 1.43 | Nuc | 0.02 | 0.02 | 0.04 | 0.11 | 0.78 | 0.6
| Total Generation | MISO_IN | Midwest | Other | PS | 0 | 0 | 0 | 0 | 0 | 0 | PS | 0 | 0 | 0 | 0 | 0 | 0
| Total Generation | MISO_IN | Midwest | Other Renew | PV | 0 | 376.02 | 560.54 | 567.38 | 567.37 | 567.37 | PV | 0 | 375.83 | 560.55 | 567.46 | 567.46 | 567.46
| Total Generation | MISO_IN | Midwest | CT | PeakG | 0.06 | 0.03 | 0.03 | 0.04 | 0.03 | 0.02 | PeakG | 5.97 | 0 | 0 | 0 | 0 | 0
| Total Generation | MISO_IN | Midwest | CT | PeakO | 0 | 0 | 0 | 0 | 0 | 0 | PeakO | 0 | 0 | 0 | 0 | 0 | 0
| Total Generation | MISO_IN | Midwest | Other Renew | ST | 0 | 0 | 0 | 0 | 0 | 0 | ST | 0 | 0 | 0 | 0 | 0 | 0
| Total Generation | MISO_IN | Midwest | Steam O/G | STOG | 28.64 | 28.6 | 3.83 | 28.48 | 0.04 | 0.02 | STOG | 49.17 | 28.64 | 28.64 | 0 | 0 | 0
| Total Generation | MISO_IN | Midwest | Other Renew | STWD | 0 | 0 | 0 | 0 | 0 | 0 | STWD | 0 | 0 | 0 | 0 | 0 | 0
| Total Generation | MISO_IN | Midwest | On-shore Wind | WT | 1553.06 | 1553.1 | 1553.15 | 1553.24 | 1553.23 | 1553.24 | WT | 1553.06 | 1553.06 | 1553.06 | 108414.36 | 108414.36 | 108414.36
| Total Generation | MISO_IN | Midwest | Coal | IGCC | 4427.28 | 4427.25 | 395.29 | 0.45 | 0.09 | 0.07 | IGCC | 4427.31 | 4427.31 | 1000.34 | 0 | 0 | 0
| Total Generation | MISO_IN | Midwest | DR | DemandResponse | 0 | 0 | 0 | 0 | 0 | 0 | DemandResponse | 0 | 0 | 0 | 0 | 0 | 0
| Total Generation | MISO_IN | Midwest | Coal-CCS | IGCC-CCS | 0 | 0.06 | 0.08 | 0.14 | 0.24 | 0.24 | IGCC-CCS | 0 | 0 | 0 | 0 | 0 | 0
| Total Generation | MISO_IN | Midwest | Off-shore Wind | WT_off | 0 | 0.01 | 0.01 | 0.02 | 0.02 | 0.02 | WT_off | 0 | 0 | 0 | 0 | 0 | 0
| Total Generation | MISO_IN | Midwest | Other | PseudoUnit | 0 | 0 | 0 | 0 | 0 | 0 | PseudoUnit | 0 | 0 | 0 | 0 | 0 | 0
| Total Generation | MISO_IN | Midwest | HQ/Maritimes | FixedInterchange | 0 | 0 | 0 | 0 | 0 | 0 | FixedInterchange | 0 | 0 | 0 | 0 | 0 | 0
Total Generation
| Total Generation |  |  |  | Total Generation by Reporting Type: MISO_MI | [6 empty] | Total Generation by Reporting Type: MISO_MI
| Total Generation |  |  |  | ReportingType | 2015 | 2020 | 2025 | 2030 | 2035 | 2040 | ReportingType | 2015 | 2020 | 2025 | 2030 | 2035 | 2040
| Total Generation | MISO_MI | Midwest | Other Renew | BM | 0 | 0.01 | 0.01 | 0.03 | 0.93 | 48.45 | BM | 0 | 0 | 0 | 0 | 0.01 | 28718.57
| Total Generation | MISO_MI | Midwest | CC | CC | 12086.43 | 9621.59 | 4613.83 | 3105.29 | 1756.59 | 899.18 | CC | 34267.59 | 46833.51 | 50024.85 | 27907.57 | 25153.51 | 3817.99
| Total Generation | MISO_MI | Midwest | Other Renew | CSP | 0 | 0 | 0 | 0 | 0 | 0 | CSP | 0 | 0 | 0 | 0 | 0 | 0
| Total Generation | MISO_MI | Midwest | CT | CT | 0.01 | 0.02 | 0.02 | 0.03 | 0.02 | 0.02 | CT | 0 | 0 | 0 | 0 | 0 | 0
| Total Generation | MISO_MI | Midwest | Coal | Coal | 26187.49 | 8.29 | 4.06 | 2.9 | 3.91 | 3.79 | Coal | 27783.58 | 0.07 | 0.04 | 0.01 | 0.03 | 0.03
| Total Generation | MISO_MI | Midwest | Other Renew | Geo | 0 | 0 | 0 | 0 | 0 | 0 | Geo | 0 | 0 | 0 | 0 | 0 | 0
| Total Generation | MISO_MI | Midwest | Hydro | H | 410 | 410 | 410 | 410 | 410 | 410 | H | 410 | 410 | 410 | 410 | 410 | 410
| Total Generation | MISO_MI | Midwest | Other Renew | LFG | 1285.09 | 1642.94 | 2548.48 | 2548.48 | 2548.49 | 2548.49 | LFG | 1285.09 | 1285.09 | 2548.5 | 2548.5 | 2548.5 | 2548.5
| Total Generation | MISO_MI | Midwest | Nuclear | Nuc | 14714.16 | 14714.15 | 14714.18 | 14714.43 | 8658.11 | 8658.76 | Nuc | 14714.16 | 14714.16 | 14714.16 | 14714.16 | 10836.83 | 10836.83
| Total Generation | MISO_MI | Midwest | Other | PS | 833.22 | 767.54 | 1329.02 | 767.58 | 393.21 | 4773.6 | PS | 825.57 | 722.87 | 1329.12 | 767.52 | 646.35 | 4773.6
| Total Generation | MISO_MI | Midwest | Other Renew | PV | 0 | 0.01 | 0.01 | 0.01 | 0.01 | 0.01 | PV | 0 | 0 | 0 | 0 | 0 | 0
| Total Generation | MISO_MI | Midwest | CT | PeakG | 29.94 | 0.04 | 0.04 | 0.04 | 0.03 | 0.02 | PeakG | 16.91 | 0.01 | 0 | 0 | 0 | 0
| Total Generation | MISO_MI | Midwest | CT | PeakO | 0 | 0 | 0 | 0 | 0 | 0 | PeakO | 0 | 0 | 0 | 0 | 0 | 0
| Total Generation | MISO_MI | Midwest | Other Renew | ST | 0 | 0 | 0 | 0 | 0 | 0 | ST | 0 | 0 | 0 | 0 | 0 | 0
| Total Generation | MISO_MI | Midwest | Steam O/G | STOG | 283.12 | 215.82 | 0.1 | 0.13 | 0.04 | 0.03 | STOG | 283.11 | 128.18 | 179.77 | 0 | 0 | 0
| Total Generation | MISO_MI | Midwest | Other Renew | STWD | 1142.29 | 1142.23 | 838.88 | 903.3 | 1142.29 | 890.55 | STWD | 1142.3 | 538.3 | 124.94 | 279.27 | 1142.3 | 1142.3
| Total Generation | MISO_MI | Midwest | On-shore Wind | WT | 5161.16 | 5503.02 | 5503.02 | 5503.02 | 5502.99 | 5503 | WT | 5161.16 | 6458.93 | 6773.47 | 6773.47 | 6773.47 | 6773.47
| Total Generation | MISO_MI | Midwest | Coal | IGCC | 0.01 | 0.08 | 0.08 | 0.06 | 0.05 | 0.04 | IGCC | 0 | 0 | 0 | 0 | 0 | 0
| Total Generation | MISO_MI | Midwest | DR | DemandResponse | 0 | 0 | 0 | 0 | 0 | 0 | DemandResponse | 0 | 0 | 0 | 0 | 0 | 0
| Total Generation | MISO_MI | Midwest | Coal-CCS | IGCC-CCS | 0 | 0.07 | 0.09 | 0.15 | 0.25 | 0.25 | IGCC-CCS | 0 | 0 | 0 | 0 | 0 | 0
| Total Generation | MISO_MI | Midwest | Off-shore Wind | WT_off | 0 | 0.01 | 0.01 | 0.02 | 0.02 | 0.02 | WT_off | 0 | 0 | 0 | 0 | 0 | 0
| Total Generation | MISO_MI | Midwest | Other | PseudoUnit | 0 | 0 | 0 | 0 | 0 | 0 | PseudoUnit | 0 | 0 | 0 | 0 | 0 | 0
| Total Generation | MISO_MI | Midwest | HQ/Maritimes | FixedInterchange | 0 | 0 | 0 | 0 | 0 | 0 | FixedInterchange | 0 | 0 | 0 | 0 | 0 | 0
Total Generation
| Total Generation |  |  |  | Total Generation by Reporting Type: MISO_MO-IL | [6 empty] | Total Generation by Reporting Type: MISO_MO-IL
| Total Generation |  |  |  | ReportingType | 2015 | 2020 | 2025 | 2030 | 2035 | 2040 | ReportingType | 2015 | 2020 | 2025 | 2030 | 2035 | 2040
| Total Generation | MISO_MO-IL | Midwest | Other Renew | BM | 0 | 0.01 | 0.01 | 0.02 | 0.39 | 0.4 | BM | 0 | 0 | 0 | 0 | 0 | 0
| Total Generation | MISO_MO-IL | Midwest | CC | CC | 3094.94 | 3184.91 | 1130.87 | 985.21 | 604.73 | 306.29 | CC | 3096.61 | 13200.32 | 13345.84 | 3796.75 | 2503.62 | 1629.41
| Total Generation | MISO_MO-IL | Midwest | Other Renew | CSP | 0 | 0 | 0 | 0 | 0 | 0 | CSP | 0 | 0 | 0 | 0 | 0 | 0
| Total Generation | MISO_MO-IL | Midwest | CT | CT | 0.01 | 0.02 | 0.02 | 0.02 | 0.02 | 0.01 | CT | 0 | 0 | 0 | 0 | 0 | 0
| Total Generation | MISO_MO-IL | Midwest | Coal | Coal | 74943.27 | 20636.4 | 1478.77 | 444.78 | 1460.71 | 1460.64 | Coal | 77428.13 | 22457.09 | 3157.61 | 681.13 | 2048.87 | 2048.87
| Total Generation | MISO_MO-IL | Midwest | Other Renew | Geo | 0 | 0 | 0 | 0 | 0 | 0 | Geo | 0 | 0 | 0 | 0 | 0 | 0
| Total Generation | MISO_MO-IL | Midwest | Hydro | H | 1317.1 | 1319.6 | 1319.61 | 2690.42 | 2690.42 | 2690.42 | H | 1317.1 | 1481.64 | 2690.42 | 2690.42 | 2690.42 | 2690.42
| Total Generation | MISO_MO-IL | Midwest | Other Renew | LFG | 141.91 | 141.94 | 142.5 | 1902.6 | 1902.61 | 1902.66 | LFG | 141.91 | 141.91 | 1902.67 | 1902.67 | 1902.67 | 1902.67
| Total Generation | MISO_MO-IL | Midwest | Nuclear | Nuc | 17393.71 | 17393.71 | 17393.73 | 17393.91 | 17394.01 | 17394.03 | Nuc | 17393.71 | 17393.71 | 17393.71 | 17393.71 | 17393.71 | 17393.71
| Total Generation | MISO_MO-IL | Midwest | Other | PS | 196.59 | 180.42 | 312.4 | 180.45 | 92.51 | 1122.01 | PS | 202.4 | 180.4 | 312.4 | 312.4 | 180.4 | 1122
| Total Generation | MISO_MO-IL | Midwest | Other Renew | PV | 0 | 0.01 | 0.02 | 0.01 | 0.01 | 0.02 | PV | 0 | 0 | 0 | 0 | 0 | 0
| Total Generation | MISO_MO-IL | Midwest | CT | PeakG | 140.66 | 29.83 | 0.06 | 63.95 | 1.26 | 0.11 | PeakG | 289.8 | 469.98 | 137.16 | 335.83 | 69.05 | 134.47
| Total Generation | MISO_MO-IL | Midwest | CT | PeakO | 0 | 0 | 0 | 0 | 0 | 0 | PeakO | 0 | 0 | 0 | 0 | 0 | 0
| Total Generation | MISO_MO-IL | Midwest | Other Renew | ST | 0 | 0 | 0 | 0 | 0 | 0 | ST | 0 | 0 | 0 | 0 | 0 | 0
| Total Generation | MISO_MO-IL | Midwest | Steam O/G | STOG | 18.44 | 0.06 | 0.04 | 0.04 | 0.02 | 0.02 | STOG | 5.26 | 5.26 | 5.26 | 0 | 0 | 0
| Total Generation | MISO_MO-IL | Midwest | Other Renew | STWD | 0 | 0 | 0 | 0 | 0 | 0 | STWD | 0 | 0 | 0 | 0 | 0 | 0
| Total Generation | MISO_MO-IL | Midwest | On-shore Wind | WT | 2075.17 | 2075.23 | 19214.8 | 19215.29 | 19215.27 | 19215.28 | WT | 2075.16 | 2075.16 | 37173.56 | 75714.66 | 75714.66 | 75714.66
| Total Generation | MISO_MO-IL | Midwest | Coal | IGCC | 0 | 0.04 | 0.03 | 0.02 | 0.02 | 0.02 | IGCC | 0 | 0 | 0 | 0 | 0 | 0
| Total Generation | MISO_MO-IL | Midwest | DR | DemandResponse | 0 | 0 | 0 | 0 | 0 | 0 | DemandResponse | 0 | 0 | 0 | 0 | 0 | 0
| Total Generation | MISO_MO-IL | Midwest | Coal-CCS | IGCC-CCS | 0 | 0.03 | 0.04 | 0.07 | 0.11 | 0.11 | IGCC-CCS | 0 | 0 | 0 | 0 | 0 | 0
| Total Generation | MISO_MO-IL | Midwest | Off-shore Wind | WT_off | 0 | 0 | 0 | 0 | 0 | 0 | WT_off | 0 | 0 | 0 | 0 | 0 | 0
| Total Generation | MISO_MO-IL | Midwest | Other | PseudoUnit | 0 | 0 | 0 | 0 | 0 | 0 | PseudoUnit | 0 | 0 | 0 | 0 | 0 | 0
| Total Generation | MISO_MO-IL | Midwest | HQ/Maritimes | FixedInterchange | 0 | 0 | 0 | 0 | 0 | 0 | FixedInterchange | 0 | 0 | 0 | 0 | 0 | 0
Total Generation
| Total Generation |  |  |  | Total Generation by Reporting Type: MISO_W | [6 empty] | Total Generation by Reporting Type: MISO_W
| Total Generation |  |  |  | ReportingType | 2015 | 2020 | 2025 | 2030 | 2035 | 2040 | ReportingType | 2015 | 2020 | 2025 | 2030 | 2035 | 2040
| Total Generation | MISO_W | Midwest | Other Renew | BM | 0 | 0.01 | 0.01 | 0.02 | 0.12 | 0.15 | BM | 0 | 0 | 0 | 0 | 0 | 0
| Total Generation | MISO_W | Midwest | CC | CC | 10963.47 | 6419.86 | 3144.98 | 1962.29 | 1131.25 | 582.46 | CC | 8932.18 | 18077.34 | 9435.18 | 4787.85 | 3350.27 | 2753.79
| Total Generation | MISO_W | Midwest | Other Renew | CSP | 0 | 0 | 0 | 0 | 0 | 0 | CSP | 0 | 0 | 0 | 0 | 0 | 0
| Total Generation | MISO_W | Midwest | CT | CT | 0.03 | 0.05 | 0.04 | 0.05 | 0.04 | 0.04 | CT | 0 | 0 | 0 | 0 | 0 | 0
| Total Generation | MISO_W | Midwest | Coal | Coal | 74063.11 | 24636.95 | 2897.31 | 2896.64 | 3124.43 | 3124.4 | Coal | 73598.14 | 30649.4 | 4560.04 | 2219.87 | 2313.12 | 2313.12
| Total Generation | MISO_W | Midwest | Other Renew | Geo | 0 | 0 | 0 | 0 | 0 | 0 | Geo | 0 | 0 | 0 | 0 | 0 | 0
| Total Generation | MISO_W | Midwest | Hydro | H | 1643.74 | 1643.74 | 1643.74 | 1643.74 | 1643.74 | 1643.74 | H | 1643.74 | 1643.74 | 1643.74 | 1643.74 | 1643.74 | 1643.74
| Total Generation | MISO_W | Midwest | Other Renew | LFG | 1616.22 | 1616.24 | 1616.37 | 2181.16 | 2181.17 | 2181.23 | LFG | 1616.22 | 1616.22 | 1616.22 | 2181.24 | 2181.24 | 2181.24
| Total Generation | MISO_W | Midwest | Nuclear | Nuc | 18393.34 | 18393.34 | 18393.37 | 18393.41 | 0.88 | 0.9 | Nuc | 18393.35 | 18393.35 | 18393.35 | 18393.35 | 0.78 | 0.78
| Total Generation | MISO_W | Midwest | Other | PS | 0 | 0 | 0 | 0 | 0 | 0 | PS | 0 | 0 | 0 | 0 | 0 | 0
| Total Generation | MISO_W | Midwest | Other Renew | PV | 0 | 0 | 0.01 | 0.01 | 0.01 | 0.01 | PV | 0 | 0 | 0 | 0 | 0 | 0
| Total Generation | MISO_W | Midwest | CT | PeakG | 206.34 | 0.15 | 0.08 | 0.07 | 0.07 | 0.07 | PeakG | 254.35 | 326.55 | 33.04 | 278.95 | 184.89 | 181.44
| Total Generation | MISO_W | Midwest | CT | PeakO | 0.01 | 0.01 | 0.01 | 0.01 | 0.01 | 0.01 | PeakO | 0 | 0 | 0 | 0 | 0 | 0
| Total Generation | MISO_W | Midwest | Other Renew | ST | 0 | 0 | 0 | 0 | 0 | 0 | ST | 0 | 0 | 0 | 0 | 0 | 0
| Total Generation | MISO_W | Midwest | Steam O/G | STOG | 1.55 | 0.05 | 0.04 | 0.03 | 0.03 | 0.03 | STOG | 0.18 | 0.18 | 0 | 0 | 0 | 0
| Total Generation | MISO_W | Midwest | Other Renew | STWD | 59.21 | 115.53 | 115.56 | 531.15 | 2193.48 | 1709.91 | STWD | 126.41 | 162.15 | 319.73 | 1022.65 | 1520.22 | 1313.16
| Total Generation | MISO_W | Midwest | On-shore Wind | WT | 27590.65 | 27590.71 | 369400.2 | 383382.62 | 383382.68 | 394436.96 | WT | 27590.66 | 27590.66 | 127116.08 | 127116.08 | 127116.08 | 131099.73
| Total Generation | MISO_W | Midwest | Coal | IGCC | 0 | 0.1 | 0.08 | 0.05 | 0.04 | 0.04 | IGCC | 0 | 0 | 0 | 0 | 0 | 0
| Total Generation | MISO_W | Midwest | DR | DemandResponse | 0 | 0 | 0 | 0 | 0 | 0 | DemandResponse | 0 | 0 | 0 | 0 | 0 | 0
| Total Generation | MISO_W | Midwest | Coal-CCS | IGCC-CCS | 0 | 0.08 | 0.1 | 0.15 | 0.27 | 0.26 | IGCC-CCS | 0 | 0 | 0 | 0 | 0 | 0
| Total Generation | MISO_W | Midwest | Off-shore Wind | WT_off | 0 | 0 | 0 | 0 | 0 | 0 | WT_off | 0 | 0 | 0 | 0 | 0 | 0
| Total Generation | MISO_W | Midwest | Other | PseudoUnit | 0 | 0 | 0 | 0 | 0 | 0 | PseudoUnit | 0 | 0 | 0 | 0 | 0 | 0
| Total Generation | MISO_W | Midwest | HQ/Maritimes | FixedInterchange | 0 | 0 | 0 | 0 | 0 | 0 | FixedInterchange | 0 | 0 | 0 | 0 | 0 | 0
Total Generation
| Total Generation |  |  |  | Total Generation by Reporting Type: MISO_WUMS | [6 empty] | Total Generation by Reporting Type: MISO_WUMS
| Total Generation |  |  |  | ReportingType | 2015 | 2020 | 2025 | 2030 | 2035 | 2040 | ReportingType | 2015 | 2020 | 2025 | 2030 | 2035 | 2040
| Total Generation | MISO_WUMS | Midwest | Other Renew | BM | 0 | 0.01 | 0.01 | 0.02 | 17.39 | 19.64 | BM | 0 | 0 | 0 | 0 | 0.1 | 12404.57
| Total Generation | MISO_WUMS | Midwest | CC | CC | 83970.57 | 200795.11 | 128516.07 | 128770.04 | 63698.7 | 31034.29 | CC | 40976.02 | 56076.39 | 54549.65 | 28190.89 | 28069.17 | 12604.13
| Total Generation | MISO_WUMS | Midwest | Other Renew | CSP | 0 | 0 | 0 | 0 | 0 | 0 | CSP | 0 | 0 | 0 | 0 | 0 | 0
| Total Generation | MISO_WUMS | Midwest | CT | CT | 0.01 | 0.02 | 0.02 | 0.03 | 0.02 | 0.02 | CT | 0 | 0 | 0 | 0 | 0 | 0
| Total Generation | MISO_WUMS | Midwest | Coal | Coal | 12932.4 | 1859.51 | 688.81 | 690.68 | 1936.06 | 2680.29 | Coal | 12082.88 | 1904.36 | 1061.2 | 557.89 | 2431.32 | 3186.78
| Total Generation | MISO_WUMS | Midwest | Other Renew | Geo | 0 | 0 | 0 | 0 | 0 | 0 | Geo | 0 | 0 | 0 | 0 | 0 | 0
| Total Generation | MISO_WUMS | Midwest | Hydro | H | 1018.41 | 1019.01 | 1019.01 | 1019.01 | 1019.01 | 1019.01 | H | 1018.41 | 1023.31 | 1023.31 | 1023.31 | 1023.31 | 1023.31
| Total Generation | MISO_WUMS | Midwest | Other Renew | LFG | 559.76 | 559.79 | 1569.19 | 2320.44 | 2320.45 | 2320.51 | LFG | 559.76 | 559.76 | 2320.52 | 2320.52 | 2320.52 | 2320.52
| Total Generation | MISO_WUMS | Midwest | Nuclear | Nuc | 14153.32 | 14153.32 | 14153.35 | 14153.58 | 1.44 | 1.51 | Nuc | 14153.33 | 14153.33 | 14153.33 | 14153.33 | 0.78 | 0.78
| Total Generation | MISO_WUMS | Midwest | Other | PS | 0 | 0 | 0 | 0 | 0 | 0 | PS | 0 | 0 | 0 | 0 | 0 | 0
| Total Generation | MISO_WUMS | Midwest | Other Renew | PV | 0 | 0 | 0.01 | 0.01 | 0.01 | 0.02 | PV | 0 | 0 | 0 | 0 | 0 | 0
| Total Generation | MISO_WUMS | Midwest | CT | PeakG | 3.39 | 0.03 | 0.03 | 0.04 | 0.03 | 0.02 | PeakG | 0 | 0 | 0 | 0 | 0 | 0
| Total Generation | MISO_WUMS | Midwest | CT | PeakO | 0 | 0 | 0 | 0 | 0 | 0 | PeakO | 0 | 0 | 0 | 0 | 0 | 0
| Total Generation | MISO_WUMS | Midwest | Other Renew | ST | 0 | 0 | 0 | 0 | 0 | 0 | ST | 0 | 0 | 0 | 0 | 0 | 0
| Total Generation | MISO_WUMS | Midwest | Steam O/G | STOG | 0.03 | 0.02 | 0.02 | 0.02 | 0.02 | 0.01 | STOG | 0 | 0 | 0 | 0 | 0 | 0
| Total Generation | MISO_WUMS | Midwest | Other Renew | STWD | 42.71 | 38.77 | 38.8 | 108.91 | 735.82 | 573.6 | STWD | 42.68 | 41.11 | 38.75 | 66.15 | 735.84 | 572.32
| Total Generation | MISO_WUMS | Midwest | On-shore Wind | WT | 4109.6 | 4109.6 | 4109.61 | 4197.76 | 4197.73 | 4197.74 | WT | 4109.61 | 4109.61 | 4197.83 | 29533.7 | 29533.71 | 36866.39
| Total Generation | MISO_WUMS | Midwest | Coal | IGCC | 0 | 0.04 | 0.03 | 0.02 | 0.02 | 0.02 | IGCC | 0 | 0 | 0 | 0 | 0 | 0
| Total Generation | MISO_WUMS | Midwest | DR | DemandResponse | 0 | 0 | 0 | 0 | 0 | 0 | DemandResponse | 0 | 0 | 0 | 0 | 0 | 0
| Total Generation | MISO_WUMS | Midwest | Coal-CCS | IGCC-CCS | 0 | 0.02 | 0.03 | 0.04 | 0.08 | 0.08 | IGCC-CCS | 0 | 0 | 0 | 0 | 0 | 0
| Total Generation | MISO_WUMS | Midwest | Off-shore Wind | WT_off | 0 | 0.01 | 0.01 | 0.02 | 0.02 | 0.02 | WT_off | 0 | 0 | 0 | 0 | 0 | 0
| Total Generation | MISO_WUMS | Midwest | Other | PseudoUnit | 0 | 0 | 0 | 0 | 0 | 0 | PseudoUnit | 0 | 0 | 0 | 0 | 0 | 0
| Total Generation | MISO_WUMS | Midwest | HQ/Maritimes | FixedInterchange | 0 | 0 | 0 | 0 | 0 | 0 | FixedInterchange | 0 | 0 | 0 | 0 | 0 | 0
Total Generation
| Total Generation |  |  |  | Total Generation by Reporting Type: Nebraska | [6 empty] | Total Generation by Reporting Type: Nebraska
| Total Generation |  |  |  | ReportingType | 2015 | 2020 | 2025 | 2030 | 2035 | 2040 | ReportingType | 2015 | 2020 | 2025 | 2030 | 2035 | 2040
| Total Generation | NE | Southwest | Other Renew | BM | 0 | 0.01 | 0.01 | 0.01 | 0.07 | 0.08 | BM | 0 | 0 | 0 | 0 | 0 | 0
| Total Generation | NE | Southwest | CC | CC | 623 | 138.42 | 138.16 | 138.12 | 70.89 | 37.22 | CC | 622.84 | 247.33 | 247.22 | 573.24 | 293.78 | 290.34
| Total Generation | NE | Southwest | Other Renew | CSP | 0 | 0 | 0 | 0 | 0 | 0 | CSP | 0 | 0 | 0 | 0 | 0 | 0
| Total Generation | NE | Southwest | CT | CT | 0.01 | 0.01 | 0.01 | 0.01 | 0.01 | 0.01 | CT | 0 | 0 | 0 | 0 | 0 | 0
| Total Generation | NE | Southwest | Coal | Coal | 30719.29 | 2979.61 | 1571.4 | 1412.42 | 1973.48 | 1973.48 | Coal | 30719.51 | 3521.19 | 1885.65 | 1670.77 | 1351.6 | 1096.9
| Total Generation | NE | Southwest | Other Renew | Geo | 0 | 0 | 0 | 0 | 0 | 0 | Geo | 0 | 0 | 0 | 0 | 0 | 0
| Total Generation | NE | Southwest | Hydro | H | 591 | 591 | 591 | 591 | 591 | 591 | H | 591 | 591 | 591 | 591 | 590.97 | 590.92
| Total Generation | NE | Southwest | Other Renew | LFG | 47.31 | 47.32 | 47.37 | 612.23 | 612.23 | 612.31 | LFG | 47.3 | 47.3 | 47.29 | 612.32 | 396.87 | 353.76
| Total Generation | NE | Southwest | Nuclear | Nuc | 9752.31 | 9752.31 | 9752.33 | 9752.35 | 1.62 | 1.62 | Nuc | 9752.32 | 9752.32 | 8648.24 | 7618.43 | 0.92 | 0.82
| Total Generation | NE | Southwest | Other | PS | 0 | 0 | 0 | 0 | 0 | 0 | PS | 0 | 0 | 0 | 0 | 0 | 0
| Total Generation | NE | Southwest | Other Renew | PV | 0 | 0 | 0.01 | 0.01 | 0.01 | 0.02 | PV | 0 | 0 | 0 | 0 | 0 | 0
| Total Generation | NE | Southwest | CT | PeakG | 67.72 | 0.02 | 0.02 | 0.02 | 0.02 | 0.02 | PeakG | 60.33 | 0 | 0 | 0 | 0 | 0
| Total Generation | NE | Southwest | CT | PeakO | 0 | 0 | 0 | 0 | 0 | 0 | PeakO | 0 | 0 | 0 | 0 | 0 | 0
| Total Generation | NE | Southwest | Other Renew | ST | 0 | 0 | 0 | 0 | 0 | 0 | ST | 0 | 0 | 0 | 0 | 0 | 0
| Total Generation | NE | Southwest | Steam O/G | STOG | 0.25 | 0.02 | 0.01 | 0.01 | 0.01 | 0.01 | STOG | 27.72 | 0 | 0 | 0 | 0 | 0
| Total Generation | NE | Southwest | Other Renew | STWD | 0 | 0 | 0 | 0 | 0 | 0 | STWD | 0 | 0 | 0 | 0 | 0 | 0
| Total Generation | NE | Southwest | On-shore Wind | WT | 1220.73 | 95627.92 | 95628.1 | 95628.18 | 95628.13 | 93433.37 | WT | 1220.72 | 43805.39 | 44801.26 | 46097.4 | 60722.25 | 61254.34
| Total Generation | NE | Southwest | Coal | IGCC | 0 | 0.02 | 0.01 | 0.01 | 0 | 0 | IGCC | 0 | 0 | 0 | 0 | 0 | 0
| Total Generation | NE | Southwest | DR | DemandResponse | 0 | 0 | 0 | 0 | 0 | 0 | DemandResponse | 0 | 0 | 0 | 0 | 0 | 0
| Total Generation | NE | Southwest | Coal-CCS | IGCC-CCS | 0 | 0.01 | 0.01 | 0.02 | 0.04 | 0.03 | IGCC-CCS | 0 | 0 | 0 | 0 | 0 | 0
| Total Generation | NE | Southwest | Off-shore Wind | WT_off | 0 | 0 | 0 | 0 | 0 | 0 | WT_off | 0 | 0 | 0 | 0 | 0 | 0
| Total Generation | NE | Southwest | Other | PseudoUnit | 0 | 0 | 0 | 0 | 0 | 0 | PseudoUnit | 0 | 0 | 0 | 0 | 0 | 0
| Total Generation | NE | Southwest | HQ/Maritimes | FixedInterchange | 0 | 0 | 0 | 0 | 0 | 0 | FixedInterchange | 0 | 0 | 0 | 0 | 0 | 0
Total Generation
| Total Generation |  |  |  | Total Generation by Reporting Type: NEISO | [6 empty] | Total Generation by Reporting Type: NEISO
| Total Generation |  |  |  | ReportingType | 2015 | 2020 | 2025 | 2030 | 2035 | 2040 | ReportingType | 2015 | 2020 | 2025 | 2030 | 2035 | 2040
| Total Generation | NEISO | Northeast | Other Renew | BM | 1882.95 | 1194.03 | 101.42 | 1882.7 | 1882.94 | 1883.03 | BM | 1882.96 | 1223.25 | 78.15 | 1882.96 | 853.94 | 1882.96
| Total Generation | NEISO | Northeast | CC | CC | 44759.2 | 30583.05 | 24499.55 | 17473.93 | 7907.24 | 5174.3 | CC | 42956.12 | 28941.37 | 24639.05 | 17588.78 | 8471.22 | 5835.68
| Total Generation | NEISO | Northeast | Other Renew | CSP | 0 | 0 | 0 | 0 | 0 | 0 | CSP | 0 | 0 | 0 | 0 | 0 | 0
| Total Generation | NEISO | Northeast | CT | CT | 0.67 | 3.17 | 0.08 | 9.7 | 0.02 | 0.02 | CT | 3.12 | 10.92 | 10.92 | 0 | 0 | 1.91
| Total Generation | NEISO | Northeast | Coal | Coal | 62.83 | 0.74 | 0.53 | 0.36 | 0.33 | 0.34 | Coal | 32.28 | 0 | 0 | 0 | 0 | 0
| Total Generation | NEISO | Northeast | Other Renew | Geo | 0 | 0 | 0 | 0 | 0 | 0 | Geo | 0 | 0 | 0 | 0 | 0 | 0
| Total Generation | NEISO | Northeast | Hydro | H | 12289.94 | 12289.99 | 12290.2 | 12303.66 | 12303.66 | 12303.66 | H | 12289.94 | 12289.94 | 12289.94 | 12303.66 | 12303.66 | 12303.66
| Total Generation | NEISO | Northeast | Other Renew | LFG | 4582.66 | 4582.79 | 5132.04 | 5132.11 | 5132.13 | 5132.42 | LFG | 4582.65 | 4582.66 | 4582.66 | 5132.48 | 5132.48 | 5132.48
| Total Generation | NEISO | Northeast | Nuclear | Nuc | 36181.72 | 36181.72 | 36181.74 | 36181.76 | 26141.28 | 19310.68 | Nuc | 36181.73 | 36181.73 | 36181.73 | 36181.73 | 26141.23 | 19310.53
| Total Generation | NEISO | Northeast | Other | PS | 184.21 | 351.55 | 351.24 | 351.58 | 351.56 | 4268.27 | PS | 74.79 | 128.18 | 165.43 | 58.59 | 45.72 | 93.19
| Total Generation | NEISO | Northeast | Other Renew | PV | 5.26 | 510.46 | 510.45 | 510.46 | 510.49 | 510.47 | PV | 5.26 | 517.63 | 517.63 | 517.63 | 517.63 | 517.63
| Total Generation | NEISO | Northeast | CT | PeakG | 26.76 | 45.83 | 93.74 | 95.33 | 93.75 | 102.38 | PeakG | 28.24 | 35.75 | 35.38 | 1.96 | 0 | 21.3
| Total Generation | NEISO | Northeast | CT | PeakO | 0.01 | 0.01 | 0.01 | 0.01 | 0.01 | 0.01 | PeakO | 0 | 0 | 0 | 0 | 0 | 0
| Total Generation | NEISO | Northeast | Other Renew | ST | 0 | 0 | 0 | 0 | 0 | 0 | ST | 0 | 0 | 0 | 0 | 0 | 0
| Total Generation | NEISO | Northeast | Steam O/G | STOG | 0.04 | 0.04 | 0.05 | 0.05 | 0.03 | 0.03 | STOG | 0 | 0 | 0 | 0 | 0 | 0
| Total Generation | NEISO | Northeast | Other Renew | STWD | 4274.85 | 1319.75 | 144.14 | 1325.69 | 4274.72 | 4159.33 | STWD | 4274.88 | 1186.96 | 108.28 | 1263.53 | 2015.93 | 3332.68
| Total Generation | NEISO | Northeast | On-shore Wind | WT | 1283.31 | 8616.19 | 16204.27 | 16205.65 | 51554.53 | 51554.45 | WT | 1283.3 | 8716.72 | 15036.5 | 16205.23 | 44172.41 | 44172.43
| Total Generation | NEISO | Northeast | Coal | IGCC | 0 | 0 | 0 | 0 | 0 | 0 | IGCC | 0 | 0 | 0 | 0 | 0 | 0
| Total Generation | NEISO | Northeast | DR | DemandResponse | 0 | 0 | 0 | 0 | 0 | 0 | DemandResponse | 0 | 0 | 0 | 0 | 0 | 0
| Total Generation | NEISO | Northeast | Coal-CCS | IGCC-CCS | 0 | 0.01 | 0.02 | 0.03 | 0.04 | 0.05 | IGCC-CCS | 0 | 0 | 0 | 0 | 0 | 0
| Total Generation | NEISO | Northeast | Off-shore Wind | WT_off | 1870.13 | 1870.19 | 1870.25 | 1870.34 | 1870.47 | 1870.44 | WT_off | 1870.13 | 1870.13 | 1870.13 | 1870.13 | 1870.13 | 1870.13
| Total Generation | NEISO | Northeast | Other | PseudoUnit | 0 | 0 | 0 | 0 | 0 | 0 | PseudoUnit | 0 | 0 | 0 | 0 | 0 | 0
| Total Generation | NEISO | Northeast | HQ/Maritimes | FixedInterchange | 0 | 0 | 0 | 0 | 0 | 0 | FixedInterchange | 0 | 0 | 0 | 0 | 0 | 0
Total Generation
| Total Generation |  |  |  | Total Generation by Reporting Type: NonRTO_Midwest | [6 empty] | Total Generation by Reporting Type: NonRTO_Midwest
| Total Generation |  |  |  | ReportingType | 2015 | 2020 | 2025 | 2030 | 2035 | 2040 | ReportingType | 2015 | 2020 | 2025 | 2030 | 2035 | 2040
| Total Generation | NonRTO_Midwest | MISO | Other Renew | BM | 0 | 0.01 | 0.01 | 0.03 | 2624.49 | 30434.23 | BM | 0 | 0 | 0 | 0 | 9006.24 | 41662.86
| Total Generation | NonRTO_Midwest | MISO | CC | CC | 15742.12 | 33885.66 | 33886.13 | 33622.05 | 25640.18 | 2836.63 | CC | 20641.47 | 40586.84 | 40586.85 | 38805.11 | 32712.44 | 4282.02
| Total Generation | NonRTO_Midwest | MISO | Other Renew | CSP | 0 | 0 | 0 | 0 | 0 | 0 | CSP | 0 | 0 | 0 | 0 | 0 | 0
| Total Generation | NonRTO_Midwest | MISO | CT | CT | 0.01 | 0.01 | 0.02 | 0.02 | 0.01 | 0.01 | CT | 0 | 0 | 0 | 0 | 0 | 0
| Total Generation | NonRTO_Midwest | MISO | Coal | Coal | 44402.09 | 26911.8 | 2658.13 | 2774.52 | 4733.02 | 4732.93 | Coal | 39560.03 | 20262.58 | 5685.06 | 2709.66 | 6419.72 | 6419.72
| Total Generation | NonRTO_Midwest | MISO | Other Renew | Geo | 0 | 0 | 0 | 0 | 0 | 0 | Geo | 0 | 0 | 0 | 0 | 0 | 0
| Total Generation | NonRTO_Midwest | MISO | Hydro | H | 457.8 | 457.88 | 3593.23 | 3593.25 | 3593.25 | 3593.25 | H | 457.8 | 457.8 | 3593.25 | 3593.25 | 3593.25 | 3593.25
| Total Generation | NonRTO_Midwest | MISO | Other Renew | LFG | 110.37 | 110.41 | 1373.77 | 1373.77 | 1373.77 | 1373.78 | LFG | 110.38 | 110.38 | 1373.79 | 1373.79 | 1373.79 | 1373.79
| Total Generation | NonRTO_Midwest | MISO | Nuclear | Nuc | 0.03 | 0.04 | 0.21 | 9758.8 | 17835.29 | 17835.29 | Nuc | 0.04 | 0.04 | 0.08 | 0.16 | 0.8 | 0.62
| Total Generation | NonRTO_Midwest | MISO | Other | PS | 0 | 0 | 0 | 0 | 0 | 0 | PS | 0 | 0 | 0 | 0 | 0 | 0
| Total Generation | NonRTO_Midwest | MISO | Other Renew | PV | 0 | 0 | 0.01 | 0.01 | 0.01 | 0.01 | PV | 0 | 0 | 0 | 0 | 0 | 0
| Total Generation | NonRTO_Midwest | MISO | CT | PeakG | 148.57 | 62.3 | 0.09 | 257.48 | 42 | 0.07 | PeakG | 143.86 | 64.9 | 241.84 | 0 | 0 | 0
| Total Generation | NonRTO_Midwest | MISO | CT | PeakO | 0 | 0 | 0 | 0 | 0 | 0 | PeakO | 0 | 0 | 0 | 0 | 0 | 0
| Total Generation | NonRTO_Midwest | MISO | Other Renew | ST | 0 | 0 | 0 | 0 | 0 | 0 | ST | 0 | 0 | 0 | 0 | 0 | 0
| Total Generation | NonRTO_Midwest | MISO | Steam O/G | STOG | 0 | 0 | 0 | 0 | 0 | 0 | STOG | 0 | 0 | 0 | 0 | 0 | 0
| Total Generation | NonRTO_Midwest | MISO | Other Renew | STWD | 0 | 0 | 0 | 0 | 0 | 0 | STWD | 0 | 0 | 0 | 0 | 0 | 0
| Total Generation | NonRTO_Midwest | MISO | On-shore Wind | WT | 151.43 | 151.46 | 151.47 | 151.48 | 151.47 | 151.47 | WT | 151.43 | 151.43 | 151.43 | 151.43 | 151.43 | 151.43
| Total Generation | NonRTO_Midwest | MISO | Coal | IGCC | 0 | 0.06 | 0.06 | 0.04 | 0.03 | 0.03 | IGCC | 0 | 0 | 0 | 0 | 0 | 0
| Total Generation | NonRTO_Midwest | MISO | DR | DemandResponse | 0 | 0 | 0 | 0 | 0 | 0 | DemandResponse | 0 | 0 | 0 | 0 | 0 | 0
| Total Generation | NonRTO_Midwest | MISO | Coal-CCS | IGCC-CCS | 0 | 0.05 | 0.09 | 0.11 | 0.18 | 0.17 | IGCC-CCS | 0 | 0 | 0 | 0 | 0 | 0
| Total Generation | NonRTO_Midwest | MISO | Off-shore Wind | WT_off | 0 | 0 | 0 | 0 | 0 | 0 | WT_off | 0 | 0 | 0 | 0 | 0 | 0
| Total Generation | NonRTO_Midwest | MISO | Other | PseudoUnit | 0 | 0 | 0 | 0 | 0 | 0 | PseudoUnit | 0 | 0 | 0 | 0 | 0 | 0
| Total Generation | NonRTO_Midwest | MISO | HQ/Maritimes | FixedInterchange | 0 | 0 | 0 | 0 | 0 | 0 | FixedInterchange | 0 | 0 | 0 | 0 | 0 | 0
Total Generation
| Total Generation |  |  |  | Total Generation by Reporting Type: NYISO_A-F | [6 empty] | Total Generation by Reporting Type: NYISO_A-F
| Total Generation |  |  |  | ReportingType | 2015 | 2020 | 2025 | 2030 | 2035 | 2040 | ReportingType | 2015 | 2020 | 2025 | 2030 | 2035 | 2040
| Total Generation | NYISO_A-F | Northeast | Other Renew | BM | 0 | 0.01 | 0.02 | 0.03 | 0.09 | 0.28 | BM | 0 | 0 | 0 | 0 | 0 | 0
| Total Generation | NYISO_A-F | Northeast | CC | CC | 7599.33 | 10465.61 | 8880.59 | 5977.16 | 1579.32 | 253.46 | CC | 6261.5 | 6961.24 | 6979.87 | 5010.12 | 1302.4 | 637.99
| Total Generation | NYISO_A-F | Northeast | Other Renew | CSP | 0 | 0 | 0 | 0 | 0 | 0 | CSP | 0 | 0 | 0 | 0 | 0 | 0
| Total Generation | NYISO_A-F | Northeast | CT | CT | 0.01 | 0.01 | 0.01 | 0.01 | 0.01 | 0.01 | CT | 0 | 0 | 0 | 0 | 0 | 0
| Total Generation | NYISO_A-F | Northeast | Coal | Coal | 1.15 | 0.83 | 0.55 | 0.39 | 0.39 | 0.38 | Coal | 0.01 | 0 | 0 | 0 | 0 | 0
| Total Generation | NYISO_A-F | Northeast | Other Renew | Geo | 0 | 0 | 0 | 0 | 0 | 0 | Geo | 0 | 0 | 0 | 0 | 0 | 0
| Total Generation | NYISO_A-F | Northeast | Hydro | H | 27149.98 | 27149.98 | 27149.98 | 27149.98 | 27149.98 | 27149.98 | H | 27149.99 | 27149.99 | 27149.99 | 27149.99 | 27149.99 | 27149.99
| Total Generation | NYISO_A-F | Northeast | Other Renew | LFG | 1359.2 | 1359.2 | 1894.77 | 1894.78 | 1894.78 | 1894.78 | LFG | 1359.2 | 1359.2 | 1894.79 | 1894.79 | 1894.79 | 1894.79
| Total Generation | NYISO_A-F | Northeast | Nuclear | Nuc | 26211.3 | 26211.3 | 26211.33 | 21372.57 | 16850.84 | 10212.81 | Nuc | 26211.3 | 26211.3 | 26211.3 | 21372.53 | 16850.79 | 10212.67
| Total Generation | NYISO_A-F | Northeast | Other | PS | 296.53 | 296.49 | 296 | 296.57 | 296.52 | 3600.45 | PS | 71.93 | 37.81 | 12.41 | 8.03 | 0 | 208.28
| Total Generation | NYISO_A-F | Northeast | Other Renew | PV | 0 | 0 | 0.01 | 0.01 | 0.02 | 0.02 | PV | 0 | 0 | 0 | 0 | 0 | 0
| Total Generation | NYISO_A-F | Northeast | CT | PeakG | 1.89 | 6.62 | 20.6 | 20.68 | 20.67 | 20.68 | PeakG | 0 | 0 | 0 | 0 | 0 | 4.7
| Total Generation | NYISO_A-F | Northeast | CT | PeakO | 0 | 0 | 0 | 0 | 0 | 0 | PeakO | 0 | 0 | 0 | 0 | 0 | 0
| Total Generation | NYISO_A-F | Northeast | Other Renew | ST | 0 | 0 | 0 | 0 | 0 | 0 | ST | 0 | 0 | 0 | 0 | 0 | 0
| Total Generation | NYISO_A-F | Northeast | Steam O/G | STOG | 0.01 | 0.02 | 0.02 | 0.02 | 0.01 | 0.01 | STOG | 0 | 0 | 0 | 0 | 0 | 0
| Total Generation | NYISO_A-F | Northeast | Other Renew | STWD | 0.91 | 16.25 | 16.28 | 57.06 | 602.65 | 563.14 | STWD | 0 | 0 | 8.51 | 85.91 | 284.21 | 602.69
| Total Generation | NYISO_A-F | Northeast | On-shore Wind | WT | 10101.82 | 11933.68 | 11933.73 | 25753.99 | 37306.28 | 37306.25 | WT | 10101.82 | 11933.66 | 11933.66 | 27639.87 | 37306.4 | 37306.4
| Total Generation | NYISO_A-F | Northeast | Coal | IGCC | 0 | 0 | 0 | 0 | 0 | 0 | IGCC | 0 | 0 | 0 | 0 | 0 | 0
| Total Generation | NYISO_A-F | Northeast | DR | DemandResponse | 0 | 0 | 0 | 0 | 0 | 0 | DemandResponse | 0 | 0 | 0 | 0 | 0 | 0
| Total Generation | NYISO_A-F | Northeast | Coal-CCS | IGCC-CCS | 0 | 0.02 | 0.03 | 0.04 | 0.05 | 0.07 | IGCC-CCS | 0 | 0 | 0 | 0 | 0 | 0
| Total Generation | NYISO_A-F | Northeast | Off-shore Wind | WT_off | 0 | 0.02 | 0.03 | 0.05 | 0.07 | 0.06 | WT_off | 0 | 0 | 0 | 0 | 0 | 0
| Total Generation | NYISO_A-F | Northeast | Other | PseudoUnit | 0 | 0 | 0 | 0 | 0 | 0 | PseudoUnit | 0 | 0 | 0 | 0 | 0 | 0
| Total Generation | NYISO_A-F | Northeast | HQ/Maritimes | FixedInterchange | 0 | 0 | 0 | 0 | 0 | 0 | FixedInterchange | 0 | 0 | 0 | 0 | 0 | 0
Total Generation
| Total Generation |  |  |  | Total Generation by Reporting Type: NYISO_G-I | [6 empty] | Total Generation by Reporting Type: NYISO_G-I
| Total Generation |  |  |  | ReportingType | 2015 | 2020 | 2025 | 2030 | 2035 | 2040 | ReportingType | 2015 | 2020 | 2025 | 2030 | 2035 | 2040
| Total Generation | NYISO_G-I | Northeast | Other Renew | BM | 0 | 0.01 | 0.02 | 0.04 | 4198.43 | 4199.22 | BM | 0 | 0 | 0 | 0 | 0.11 | 5972.92
| Total Generation | NYISO_G-I | Northeast | CC | CC | 2385.59 | 6561.28 | 4608.09 | 1347.56 | 1194.5 | 761.41 | CC | 5301.2 | 9024.42 | 9010.81 | 6073.5 | 5494.34 | 1350.23
| Total Generation | NYISO_G-I | Northeast | Other Renew | CSP | 0 | 0 | 0 | 0 | 0 | 0 | CSP | 0 | 0 | 0 | 0 | 0 | 0
| Total Generation | NYISO_G-I | Northeast | CT | CT | 0.01 | 0.01 | 0.01 | 0.01 | 0.01 | 0.01 | CT | 0 | 0 | 0 | 0 | 0 | 0
| Total Generation | NYISO_G-I | Northeast | Coal | Coal | 0.36 | 0.14 | 0.11 | 0.07 | 0.06 | 0.05 | Coal | 0 | 0 | 0 | 0 | 0 | 0
| Total Generation | NYISO_G-I | Northeast | Other Renew | Geo | 0 | 0 | 0 | 0 | 0 | 0 | Geo | 0 | 0 | 0 | 0 | 0 | 0
| Total Generation | NYISO_G-I | Northeast | Hydro | H | 266.55 | 266.55 | 266.55 | 266.55 | 266.55 | 266.55 | H | 266.56 | 266.56 | 266.56 | 266.56 | 266.56 | 266.56
| Total Generation | NYISO_G-I | Northeast | Other Renew | LFG | 504.57 | 504.6 | 1090.54 | 1090.55 | 1090.55 | 1090.61 | LFG | 504.58 | 504.58 | 1090.62 | 1090.62 | 1090.62 | 1090.62
| Total Generation | NYISO_G-I | Northeast | Nuclear | Nuc | 15929.3 | 15929.3 | 15929.33 | 15929.36 | 7991.99 | 14066.31 | Nuc | 15929.31 | 15929.31 | 15929.31 | 15929.31 | 14764.8 | 28879.59
| Total Generation | NYISO_G-I | Northeast | Other | PS | 0 | 0 | 0 | 0 | 0 | 0 | PS | 0 | 0 | 0 | 0 | 0 | 0
| Total Generation | NYISO_G-I | Northeast | Other Renew | PV | 0 | 0 | 0.01 | 0.01 | 0.02 | 0.02 | PV | 0 | 0 | 0 | 0 | 0 | 0
| Total Generation | NYISO_G-I | Northeast | CT | PeakG | 0.02 | 0.05 | 0.06 | 0.11 | 0.12 | 0.12 | PeakG | 0.04 | 0.04 | 0.68 | 2.35 | 0.75 | 0.03
| Total Generation | NYISO_G-I | Northeast | CT | PeakO | 0 | 0 | 0 | 0 | 0 | 0 | PeakO | 0 | 0 | 0 | 0 | 0 | 0
| Total Generation | NYISO_G-I | Northeast | Other Renew | ST | 0 | 0 | 0 | 0 | 0 | 0 | ST | 0 | 0 | 0 | 0 | 0 | 0
| Total Generation | NYISO_G-I | Northeast | Steam O/G | STOG | 0.03 | 0.04 | 0.04 | 0.05 | 0.03 | 0.03 | STOG | 0 | 0 | 0 | 0 | 0 | 0
| Total Generation | NYISO_G-I | Northeast | Other Renew | STWD | 0 | 0 | 0 | 0 | 0 | 0 | STWD | 0 | 0 | 0 | 0 | 0 | 0
| Total Generation | NYISO_G-I | Northeast | On-shore Wind | WT | 0.01 | 177.86 | 178.37 | 909.76 | 909.81 | 909.79 | WT | 0 | 178.23 | 178.24 | 909.97 | 909.97 | 909.97
| Total Generation | NYISO_G-I | Northeast | Coal | IGCC | 0 | 0 | 0 | 0 | 0 | 0 | IGCC | 0 | 0 | 0 | 0 | 0 | 0
| Total Generation | NYISO_G-I | Northeast | DR | DemandResponse | 0 | 0 | 0 | 0 | 0 | 0 | DemandResponse | 0 | 0 | 0 | 0 | 0 | 0
| Total Generation | NYISO_G-I | Northeast | Coal-CCS | IGCC-CCS | 0 | 0.02 | 0.03 | 0.04 | 0.08 | 0.08 | IGCC-CCS | 0 | 0 | 0 | 0 | 0 | 0
| Total Generation | NYISO_G-I | Northeast | Off-shore Wind | WT_off | 0 | 0.01 | 0.03 | 0.05 | 0.08 | 0.08 | WT_off | 0 | 0 | 0 | 0 | 0 | 0
| Total Generation | NYISO_G-I | Northeast | Other | PseudoUnit | 0 | 0 | 0 | 0 | 0 | 0 | PseudoUnit | 0 | 0 | 0 | 0 | 0 | 0
| Total Generation | NYISO_G-I | Northeast | HQ/Maritimes | FixedInterchange | 0 | 0 | 0 | 0 | 0 | 0 | FixedInterchange | 0 | 0 | 0 | 0 | 0 | 0
Total Generation
| Total Generation |  |  |  | Total Generation by Reporting Type: NYISO_J-K | [6 empty] | Total Generation by Reporting Type: NYISO_J-K
| Total Generation |  |  |  | ReportingType | 2015 | 2020 | 2025 | 2030 | 2035 | 2040 | ReportingType | 2015 | 2020 | 2025 | 2030 | 2035 | 2040
| Total Generation | NYISO_J-K | Northeast | Other Renew | BM | 0 | 0 | 0 | 0 | 0 | 0 | BM | 0 | 0 | 0 | 0 | 0 | 0
| Total Generation | NYISO_J-K | Northeast | CC | CC | 21541.36 | 24163.53 | 22831.92 | 12331.23 | 8836.15 | 5647.19 | CC | 23304.15 | 25226.98 | 25654.43 | 20013.5 | 17477.8 | 11411.46
| Total Generation | NYISO_J-K | Northeast | Other Renew | CSP | 0 | 0 | 0 | 0 | 0 | 0 | CSP | 0 | 0 | 0 | 0 | 0 | 0
| Total Generation | NYISO_J-K | Northeast | CT | CT | 0.01 | 0.01 | 0.01 | 0.01 | 0.04 | 0.04 | CT | 0 | 0 | 0 | 0 | 0 | 0
| Total Generation | NYISO_J-K | Northeast | Coal | Coal | 0 | 0 | 0 | 0 | 0 | 0 | Coal | 0 | 0 | 0 | 0 | 0 | 0
| Total Generation | NYISO_J-K | Northeast | Other Renew | Geo | 0 | 0 | 0 | 0 | 0 | 0 | Geo | 0 | 0 | 0 | 0 | 0 | 0
| Total Generation | NYISO_J-K | Northeast | Hydro | H | 0 | 0 | 0 | 0 | 0 | 0 | H | 0 | 0 | 0 | 0 | 0 | 0
| Total Generation | NYISO_J-K | Northeast | Other Renew | LFG | 977.61 | 977.63 | 1562.78 | 1563.58 | 1563.59 | 1563.65 | LFG | 977.62 | 977.62 | 1104.47 | 1563.66 | 1563.66 | 1563.66
| Total Generation | NYISO_J-K | Northeast | Nuclear | Nuc | 0.01 | 0.02 | 0.02 | 0.08 | 0.76 | 0.63 | Nuc | 0 | 0.02 | 0.07 | 0.19 | 0.78 | 0.6
| Total Generation | NYISO_J-K | Northeast | Other | PS | 0 | 0 | 0 | 0 | 0 | 0 | PS | 0 | 0 | 0 | 0 | 0 | 0
| Total Generation | NYISO_J-K | Northeast | Other Renew | PV | 53.26 | 53.26 | 53.26 | 53.26 | 0.34 | 0.34 | PV | 53.26 | 53.26 | 53.26 | 53.26 | 53.26 | 53.26
| Total Generation | NYISO_J-K | Northeast | CT | PeakG | 167.32 | 260.37 | 167.35 | 319.42 | 167.33 | 167.32 | PeakG | 167.38 | 252.96 | 361.08 | 335.47 | 478.79 | 356.86
| Total Generation | NYISO_J-K | Northeast | CT | PeakO | 0 | 0 | 0 | 0 | 0 | 0 | PeakO | 0 | 0 | 0 | 1.33 | 0 | 0
| Total Generation | NYISO_J-K | Northeast | Other Renew | ST | 0 | 0 | 0 | 0 | 0 | 0 | ST | 0 | 0 | 0 | 0 | 0 | 0
| Total Generation | NYISO_J-K | Northeast | Steam O/G | STOG | 496.98 | 668.85 | 668.8 | 668.85 | 350.35 | 350.35 | STOG | 757.67 | 845.49 | 1277.02 | 1113.21 | 485.1 | 167.83
| Total Generation | NYISO_J-K | Northeast | Other Renew | STWD | 0 | 0 | 0 | 0 | 0 | 0 | STWD | 0 | 0 | 0 | 0 | 0 | 0
| Total Generation | NYISO_J-K | Northeast | On-shore Wind | WT | 0 | 0.06 | 0.11 | 0.42 | 859.75 | 859.74 | WT | 0 | 0 | 0 | 469.54 | 861.26 | 861.26
| Total Generation | NYISO_J-K | Northeast | Coal | IGCC | 0 | 0 | 0 | 0 | 0 | 0 | IGCC | 0 | 0 | 0 | 0 | 0 | 0
| Total Generation | NYISO_J-K | Northeast | DR | DemandResponse | 0 | 0 | 0 | 0 | 0 | 0 | DemandResponse | 0 | 0 | 0 | 0 | 0 | 0
| Total Generation | NYISO_J-K | Northeast | Coal-CCS | IGCC-CCS | 0 | 0 | 0 | 0 | 0 | 0 | IGCC-CCS | 0 | 0 | 0 | 0 | 0 | 0
| Total Generation | NYISO_J-K | Northeast | Off-shore Wind | WT_off | 0 | 0.01 | 0.01 | 0.02 | 0.03 | 0.03 | WT_off | 0 | 0 | 0 | 0 | 0 | 0
| Total Generation | NYISO_J-K | Northeast | Other | PseudoUnit | 0 | 0 | 0 | 0 | 0 | 0 | PseudoUnit | 0 | 0 | 0 | 0 | 0 | 0
| Total Generation | NYISO_J-K | Northeast | HQ/Maritimes | FixedInterchange | 0 | 0 | 0 | 0 | 0 | 0 | FixedInterchange | 0 | 0 | 0 | 0 | 0 | 0
Total Generation
| Total Generation |  |  |  | Total Generation by Reporting Type: PJM_E | [6 empty] | Total Generation by Reporting Type: PJM_E
| Total Generation |  |  |  | ReportingType | 2015 | 2020 | 2025 | 2030 | 2035 | 2040 | ReportingType | 2015 | 2020 | 2025 | 2030 | 2035 | 2040
| Total Generation | PJM_E | PJM_MAAC | Other Renew | BM | 12.55 | 223.98 | 223.99 | 224.01 | 224.2 | 224.27 | BM | 12.57 | 223.98 | 223.98 | 223.98 | 223.99 | 223.99
| Total Generation | PJM_E | PJM_MAAC | CC | CC | 46811.72 | 51046.33 | 48731.97 | 36182.64 | 34831.14 | 17559.9 | CC | 49705.72 | 52528.58 | 58016.52 | 47338.64 | 39085.82 | 19517.22
| Total Generation | PJM_E | PJM_MAAC | Other Renew | CSP | 0 | 0 | 0 | 0 | 0 | 0 | CSP | 0 | 0 | 0 | 0 | 0 | 0
| Total Generation | PJM_E | PJM_MAAC | CT | CT | 0.83 | 2.69 | 2.69 | 2.7 | 2.69 | 0.03 | CT | 0.24 | 2.69 | 5.14 | 0 | 0 | 0
| Total Generation | PJM_E | PJM_MAAC | Coal | Coal | 621.05 | 294.33 | 106.93 | 1.27 | 382.76 | 980.56 | Coal | 639.43 | 517.08 | 207.6 | 31.33 | 801.98 | 980.08
| Total Generation | PJM_E | PJM_MAAC | Other Renew | Geo | 0 | 0 | 0 | 0 | 0 | 0 | Geo | 0 | 0 | 0 | 0 | 0 | 0
| Total Generation | PJM_E | PJM_MAAC | Hydro | H | 1839.28 | 1839.28 | 1839.28 | 1839.28 | 1839.27 | 1839.27 | H | 1839.28 | 1839.28 | 1839.28 | 1839.28 | 1839.28 | 1839.28
| Total Generation | PJM_E | PJM_MAAC | Other Renew | LFG | 3714.15 | 4761.93 | 4761.93 | 4761.93 | 4761.93 | 4761.92 | LFG | 3714.15 | 4761.94 | 4761.94 | 4761.94 | 4761.94 | 4761.94
| Total Generation | PJM_E | PJM_MAAC | Nuclear | Nuc | 66287.71 | 61501.13 | 61501.16 | 61501.42 | 44178.19 | 35034.15 | Nuc | 66287.73 | 61501.14 | 61501.14 | 61501.15 | 44177.54 | 35032.81
| Total Generation | PJM_E | PJM_MAAC | Other | PS | 174.01 | 164.02 | 230.38 | 165.43 | 88.8 | 1020.01 | PS | 174.01 | 164.01 | 251.91 | 202.76 | 164 | 1020
| Total Generation | PJM_E | PJM_MAAC | Other Renew | PV | 102.41 | 102.41 | 102.41 | 102.41 | 102.4 | 102.4 | PV | 102.4 | 102.4 | 102.4 | 102.4 | 102.4 | 102.4
| Total Generation | PJM_E | PJM_MAAC | CT | PeakG | 80.28 | 252.24 | 252.23 | 252.25 | 252.23 | 252.23 | PeakG | 65.49 | 370.7 | 496.5 | 510.88 | 366.19 | 252.23
| Total Generation | PJM_E | PJM_MAAC | CT | PeakO | 0 | 0 | 0 | 0 | 0 | 0.01 | PeakO | 0 | 0 | 0 | 6.28 | 0 | 0
| Total Generation | PJM_E | PJM_MAAC | Other Renew | ST | 0 | 0 | 0 | 0 | 0 | 0 | ST | 0 | 0 | 0 | 0 | 0 | 0
| Total Generation | PJM_E | PJM_MAAC | Steam O/G | STOG | 268.49 | 268.53 | 268.49 | 365.99 | 268.48 | 0.05 | STOG | 137.51 | 262.52 | 0 | 0 | 0 | 0
| Total Generation | PJM_E | PJM_MAAC | Other Renew | STWD | 0 | 0 | 0 | 0 | 0 | 0 | STWD | 0 | 0 | 0 | 0 | 0 | 0
| Total Generation | PJM_E | PJM_MAAC | On-shore Wind | WT | 2143.35 | 2143.39 | 2143.4 | 2143.41 | 20.58 | 20.59 | WT | 2143.36 | 2143.36 | 2143.36 | 2143.36 | 2143.36 | 2143.36
| Total Generation | PJM_E | PJM_MAAC | Coal | IGCC | 0 | 0 | 0 | 0 | 0 | 0 | IGCC | 0 | 0 | 0 | 0 | 0 | 0
| Total Generation | PJM_E | PJM_MAAC | DR | DemandResponse | 0 | 0 | 0 | 0 | 0 | 0 | DemandResponse | 0 | 0 | 0 | 0 | 0 | 0
| Total Generation | PJM_E | PJM_MAAC | Coal-CCS | IGCC-CCS | 0 | 0.03 | 0.05 | 0.07 | 0.12 | 0.12 | IGCC-CCS | 0 | 0 | 0 | 0 | 0 | 0
| Total Generation | PJM_E | PJM_MAAC | Off-shore Wind | WT_off | 0 | 0.03 | 3990.54 | 3990.53 | 3990.48 | 3990.45 | WT_off | 0 | 0 | 3990.53 | 3990.53 | 3990.53 | 3990.53
| Total Generation | PJM_E | PJM_MAAC | Other | PseudoUnit | 0 | 0 | 0 | 0 | 0 | 0 | PseudoUnit | 0 | 0 | 0 | 0 | 0 | 0
| Total Generation | PJM_E | PJM_MAAC | HQ/Maritimes | FixedInterchange | 0 | 0 | 0 | 0 | 0 | 0 | FixedInterchange | 0 | 0 | 0 | 0 | 0 | 0
Total Generation
| Total Generation |  |  |  | Total Generation by Reporting Type: PJM_ROM | [6 empty] | Total Generation by Reporting Type: PJM_ROM
| Total Generation |  |  |  | ReportingType | 2015 | 2020 | 2025 | 2030 | 2035 | 2040 | ReportingType | 2015 | 2020 | 2025 | 2030 | 2035 | 2040
| Total Generation | PJM_ROM | PJM_MAAC | Other Renew | BM | 7.53 | 134.39 | 134.4 | 8575.93 | 8587.2 | 17602.38 | BM | 7.54 | 134.39 | 134.39 | 134.39 | 134.91 | 17603.64
| Total Generation | PJM_ROM | PJM_MAAC | CC | CC | 19814.99 | 25189.01 | 21894.67 | 14779.06 | 14944.51 | 6162.45 | CC | 22143.7 | 24287.18 | 26766.42 | 19473.58 | 16719.95 | 9608.66
| Total Generation | PJM_ROM | PJM_MAAC | Other Renew | CSP | 0 | 0 | 0 | 0 | 0 | 0 | CSP | 0 | 0 | 0 | 0 | 0 | 0
| Total Generation | PJM_ROM | PJM_MAAC | CT | CT | 0.23 | 1.63 | 1.64 | 1.65 | 1.65 | 1.64 | CT | 0.15 | 1.64 | 3.14 | 3.14 | 0 | 0
| Total Generation | PJM_ROM | PJM_MAAC | Coal | Coal | 11119.25 | 1863.63 | 262.01 | 6.79 | 854.18 | 1288.36 | Coal | 9552.55 | 1363.88 | 26.8 | 1.17 | 1.23 | 0.13
| Total Generation | PJM_ROM | PJM_MAAC | Other Renew | Geo | 0 | 0 | 0 | 0 | 0 | 0 | Geo | 0 | 0 | 0 | 0 | 0 | 0
| Total Generation | PJM_ROM | PJM_MAAC | Hydro | H | 3645.46 | 3645.67 | 3645.83 | 6490.46 | 6490.47 | 6490.46 | H | 3645.46 | 3645.46 | 6490.47 | 6490.47 | 6490.47 | 6490.47
| Total Generation | PJM_ROM | PJM_MAAC | Other Renew | LFG | 2813.79 | 4903.84 | 4903.84 | 4903.84 | 4903.84 | 4903.84 | LFG | 2813.8 | 4903.85 | 4903.85 | 4903.85 | 4903.85 | 4903.85
| Total Generation | PJM_ROM | PJM_MAAC | Nuclear | Nuc | 39227.37 | 39227.37 | 39227.4 | 39227.84 | 25738.18 | 84668.04 | Nuc | 39227.38 | 39227.38 | 39227.38 | 39227.38 | 80000.41 | 107133.18
| Total Generation | PJM_ROM | PJM_MAAC | Other | PS | 658.16 | 620.35 | 626.66 | 622.78 | 358.83 | 3858.15 | PS | 658.21 | 650.59 | 620.49 | 620.4 | 620.33 | 3858.15
| Total Generation | PJM_ROM | PJM_MAAC | Other Renew | PV | 10.52 | 2385.53 | 3713.88 | 4011.18 | 4034.61 | 4140.93 | PV | 10.51 | 2384.51 | 3713.81 | 4011.5 | 4034.34 | 4141.09
| Total Generation | PJM_ROM | PJM_MAAC | CT | PeakG | 0.05 | 0.1 | 0.08 | 151.83 | 152.39 | 152.4 | PeakG | 11.99 | 48.51 | 51.81 | 301.74 | 155.51 | 152.46
| Total Generation | PJM_ROM | PJM_MAAC | CT | PeakO | 0 | 0 | 0 | 0 | 0 | 0 | PeakO | 0 | 0 | 0 | 0 | 0 | 0
| Total Generation | PJM_ROM | PJM_MAAC | Other Renew | ST | 0 | 0 | 0 | 0 | 0 | 0 | ST | 0 | 0 | 0 | 0 | 0 | 0
| Total Generation | PJM_ROM | PJM_MAAC | Steam O/G | STOG | 691.57 | 691.58 | 691.55 | 691.57 | 362.26 | 0.03 | STOG | 691.59 | 980.55 | 449.76 | 319.82 | 0 | 0
| Total Generation | PJM_ROM | PJM_MAAC | Other Renew | STWD | 27.55 | 490.55 | 490.55 | 490.55 | 490.55 | 490.53 | STWD | 28.46 | 490.56 | 490.56 | 490.56 | 490.56 | 490.56
| Total Generation | PJM_ROM | PJM_MAAC | On-shore Wind | WT | 3032.08 | 4910.86 | 4910.89 | 4910.91 | 4910.88 | 4910.88 | WT | 3032.09 | 4910.74 | 4910.74 | 4910.74 | 4910.74 | 4910.74
| Total Generation | PJM_ROM | PJM_MAAC | Coal | IGCC | 0 | 0.05 | 0.05 | 0.04 | 0.03 | 0.03 | IGCC | 0 | 0 | 0 | 0 | 0 | 0
| Total Generation | PJM_ROM | PJM_MAAC | DR | DemandResponse | 0 | 0 | 0 | 0 | 0 | 0 | DemandResponse | 0 | 0 | 0 | 0 | 0 | 0
| Total Generation | PJM_ROM | PJM_MAAC | Coal-CCS | IGCC-CCS | 0 | 0.04 | 0.05 | 0.09 | 0.16 | 0.16 | IGCC-CCS | 0 | 0 | 0 | 0 | 0 | 0
| Total Generation | PJM_ROM | PJM_MAAC | Off-shore Wind | WT_off | 0 | 0.03 | 0.06 | 0.07 | 0.06 | 0.07 | WT_off | 0 | 0 | 0 | 0 | 0 | 0
| Total Generation | PJM_ROM | PJM_MAAC | Other | PseudoUnit | 0 | 0 | 0 | 0 | 0 | 0 | PseudoUnit | 0 | 0 | 0 | 0 | 0 | 0
| Total Generation | PJM_ROM | PJM_MAAC | HQ/Maritimes | FixedInterchange | 0 | 0 | 0 | 0 | 0 | 0 | FixedInterchange | 0 | 0 | 0 | 0 | 0 | 0
Total Generation
| Total Generation |  |  |  | Total Generation by Reporting Type: PJM_ROR | [6 empty] | Total Generation by Reporting Type: PJM_ROR
| Total Generation |  |  |  | ReportingType | 2015 | 2020 | 2025 | 2030 | 2035 | 2040 | ReportingType | 2015 | 2020 | 2025 | 2030 | 2035 | 2040
| Total Generation | PJM_ROR | PJM_ROR | Other Renew | BM | 161.27 | 2874.44 | 2874.44 | 2874.45 | 29144.43 | 68851.11 | BM | 161.29 | 2874.47 | 2426.45 | 2874.47 | 2874.47 | 78815.17
| Total Generation | PJM_ROR | PJM_ROR | CC | CC | 143766.57 | 196983.53 | 170547.29 | 141488.21 | 109539.96 | 52031.73 | CC | 190415.05 | 247818.63 | 255323.99 | 235760.79 | 195504.94 | 17235.75
| Total Generation | PJM_ROR | PJM_ROR | Other Renew | CSP | 0 | 0 | 0 | 0 | 0 | 0 | CSP | 0 | 0 | 0 | 0 | 0 | 0
| Total Generation | PJM_ROR | PJM_ROR | CT | CT | 2.99 | 2.98 | 2.98 | 2.98 | 2.97 | 2.97 | CT | 2.98 | 5.69 | 5.69 | 5.69 | 0 | 0
| Total Generation | PJM_ROR | PJM_ROR | Coal | Coal | 227281.55 | 125538.64 | 7065.1 | 6933.34 | 20986.43 | 21261.7 | Coal | 185138.43 | 98227.77 | 15054.56 | 10146.71 | 19042.84 | 19042.84
| Total Generation | PJM_ROR | PJM_ROR | Other Renew | Geo | 0 | 0 | 0 | 0 | 0 | 0 | Geo | 0 | 0 | 0 | 0 | 0 | 0
| Total Generation | PJM_ROR | PJM_ROR | Hydro | H | 4602.27 | 6925.78 | 6925.78 | 6925.78 | 6925.78 | 6925.78 | H | 4602.26 | 6925.78 | 6925.78 | 6925.78 | 6925.78 | 6925.78
| Total Generation | PJM_ROR | PJM_ROR | Other Renew | LFG | 4252.62 | 8302.67 | 8302.7 | 8302.7 | 8302.7 | 8302.69 | LFG | 4252.63 | 8302.7 | 8302.71 | 8302.71 | 8302.71 | 8302.71
| Total Generation | PJM_ROR | PJM_ROR | Nuclear | Nuc | 156083.82 | 156083.81 | 156083.84 | 152532 | 154080.78 | 132690.57 | Nuc | 156083.84 | 156083.84 | 156083.84 | 149330.43 | 149904.75 | 265886.1
| Total Generation | PJM_ROR | PJM_ROR | Other | PS | 1340.26 | 1263.23 | 2064.52 | 2108.4 | 1258.73 | 7856.54 | PS | 1369.89 | 1340.23 | 2171.45 | 1363.67 | 1263.21 | 7856.55
| Total Generation | PJM_ROR | PJM_ROR | Other Renew | PV | 63.07 | 63.09 | 63.11 | 63.12 | 63.1 | 63.11 | PV | 63.07 | 63.07 | 63.07 | 63.07 | 63.07 | 63.07
| Total Generation | PJM_ROR | PJM_ROR | CT | PeakG | 968.12 | 1111.53 | 507.38 | 593.84 | 158.24 | 77.89 | PeakG | 887.89 | 1217.29 | 2050.16 | 1398.96 | 1060.22 | 527.99
| Total Generation | PJM_ROR | PJM_ROR | CT | PeakO | 0 | 0 | 0 | 0 | 0 | 0 | PeakO | 0 | 0 | 0 | 0 | 0 | 0
| Total Generation | PJM_ROR | PJM_ROR | Other Renew | ST | 0 | 0 | 0 | 0 | 0 | 0 | ST | 0 | 0 | 0 | 0 | 0 | 0
| Total Generation | PJM_ROR | PJM_ROR | Steam O/G | STOG | 706.37 | 409.34 | 409 | 409 | 214.24 | 0.04 | STOG | 466.21 | 798.51 | 0.01 | 0 | 0 | 0
| Total Generation | PJM_ROR | PJM_ROR | Other Renew | STWD | 36.7 | 1359.54 | 1359.54 | 1359.53 | 1359.53 | 1059.98 | STWD | 41.03 | 1359.55 | 1139.21 | 998.98 | 1359.55 | 1359.55
| Total Generation | PJM_ROR | PJM_ROR | On-shore Wind | WT | 28147.96 | 28682.02 | 28682.02 | 28682.02 | 28681.99 | 28681.99 | WT | 28147.97 | 28682.04 | 44824.19 | 101954.79 | 101954.79 | 101954.79
| Total Generation | PJM_ROR | PJM_ROR | Coal | IGCC | 0 | 0.06 | 0.06 | 0.04 | 0.03 | 0.03 | IGCC | 0 | 0 | 0 | 0 | 0 | 0
| Total Generation | PJM_ROR | PJM_ROR | DR | DemandResponse | 0 | 0 | 0 | 0 | 0 | 0 | DemandResponse | 0 | 0 | 0 | 0 | 0 | 0
| Total Generation | PJM_ROR | PJM_ROR | Coal-CCS | IGCC-CCS | 0 | 0.05 | 0.07 | 0.12 | 0.2 | 0.2 | IGCC-CCS | 0 | 0 | 0 | 0 | 0 | 0
| Total Generation | PJM_ROR | PJM_ROR | Off-shore Wind | WT_off | 0 | 0.01 | 0.02 | 0.03 | 0.02 | 0.03 | WT_off | 0 | 0 | 0 | 0 | 0 | 0
| Total Generation | PJM_ROR | PJM_ROR | Other | PseudoUnit | 0 | 0 | 0 | 0 | 0 | 0 | PseudoUnit | 0 | 0 | 0 | 0 | 0 | 0
| Total Generation | PJM_ROR | PJM_ROR | HQ/Maritimes | FixedInterchange | 0 | 0 | 0 | 0 | 0 | 0 | FixedInterchange | 0 | 0 | 0 | 0 | 0 | 0
Total Generation
| Total Generation |  |  |  | Total Generation by Reporting Type: SOCO | [6 empty] | Total Generation by Reporting Type: SOCO
| Total Generation |  |  |  | ReportingType | 2015 | 2020 | 2025 | 2030 | 2035 | 2040 | ReportingType | 2015 | 2020 | 2025 | 2030 | 2035 | 2040
| Total Generation | SOCO | South | Other Renew | BM | 38.27 | 88.99 | 193.12 | 410.6 | 48939.52 | 45344.78 | BM | 38.26 | 88.97 | 299.44 | 410.64 | 27837.46 | 48942.31
| Total Generation | SOCO | South | CC | CC | 148826.8 | 175017.69 | 136738.67 | 122048.91 | 34573.78 | 7279.89 | CC | 152076.51 | 180990.59 | 185303.83 | 124893.5 | 48664.64 | 10761.14
| Total Generation | SOCO | South | Other Renew | CSP | 0 | 0 | 0 | 0 | 0 | 0 | CSP | 0 | 0 | 0 | 0 | 0 | 0
| Total Generation | SOCO | South | CT | CT | 0.02 | 0.03 | 0.03 | 0.03 | 0.02 | 0.02 | CT | 0 | 0 | 0 | 0 | 0 | 0
| Total Generation | SOCO | South | Coal | Coal | 38494.38 | 13328.44 | 5014.04 | 5991.08 | 5992.22 | 5992.21 | Coal | 35717.03 | 10813.76 | 4611.39 | 5460.45 | 5460.46 | 5460.46
| Total Generation | SOCO | South | Other Renew | Geo | 0 | 0 | 0 | 0 | 0 | 0 | Geo | 0 | 0 | 0 | 0 | 0 | 0
| Total Generation | SOCO | South | Hydro | H | 10893.11 | 10893.12 | 10893.13 | 10893.14 | 10893.19 | 10893.2 | H | 10893.11 | 10893.11 | 10893.11 | 10893.11 | 10893.11 | 10893.11
| Total Generation | SOCO | South | Other Renew | LFG | 291.71 | 291.74 | 1138.43 | 1138.43 | 1138.44 | 1138.44 | LFG | 291.71 | 291.71 | 1138.45 | 1138.45 | 1138.45 | 1138.45
| Total Generation | SOCO | South | Nuclear | Nuc | 45497.83 | 62634.48 | 62634.49 | 64045.31 | 161056.39 | 203654.32 | Nuc | 45497.84 | 62634.5 | 62634.5 | 126801.46 | 172545.08 | 191648.33
| Total Generation | SOCO | South | Other | PS | 770.49 | 686.78 | 931.74 | 924.91 | 352.2 | 4271.26 | PS | 770.5 | 718.47 | 1240.06 | 686.75 | 351.75 | 4271.25
| Total Generation | SOCO | South | Other Renew | PV | 0 | 0.01 | 0.01 | 0.02 | 0.02 | 0.03 | PV | 0 | 0 | 0 | 0 | 0 | 0
| Total Generation | SOCO | South | CT | PeakG | 654.03 | 0.54 | 551.46 | 557.87 | 45.43 | 0.07 | PeakG | 723.35 | 1054.97 | 1966.09 | 73.87 | 143.6 | 60.42
| Total Generation | SOCO | South | CT | PeakO | 0.01 | 0.01 | 0.01 | 0.01 | 0.01 | 0.01 | PeakO | 0 | 0 | 0 | 0 | 0 | 0
| Total Generation | SOCO | South | Other Renew | ST | 0 | 0 | 0 | 0 | 0 | 0 | ST | 0 | 0 | 0 | 0 | 0 | 0
| Total Generation | SOCO | South | Steam O/G | STOG | 0.04 | 0.03 | 0.04 | 0.03 | 0.02 | 0.02 | STOG | 0 | 0 | 0 | 0 | 0 | 0
| Total Generation | SOCO | South | Other Renew | STWD | 261.54 | 246.53 | 673.63 | 2516.5 | 4681.32 | 2877.76 | STWD | 261.52 | 451.92 | 692.4 | 3922.63 | 4681.34 | 2890.57
| Total Generation | SOCO | South | On-shore Wind | WT | 0 | 0.03 | 0.05 | 0.06 | 0.06 | 0.06 | WT | 0 | 0 | 0 | 0.01 | 209.15 | 209.15
| Total Generation | SOCO | South | Coal | IGCC | 0.01 | 0.12 | 0.11 | 0.07 | 0.05 | 0.05 | IGCC | 0 | 0 | 0 | 0 | 0 | 0
| Total Generation | SOCO | South | DR | DemandResponse | 0 | 0 | 0 | 0 | 0 | 0 | DemandResponse | 0 | 0 | 0 | 0 | 0 | 0
| Total Generation | SOCO | South | Coal-CCS | IGCC-CCS | 0 | 0.09 | 0.15 | 0.2 | 0.34 | 0.32 | IGCC-CCS | 0 | 0 | 0 | 0 | 0 | 0
| Total Generation | SOCO | South | Off-shore Wind | WT_off | 0 | 0 | 0 | 0 | 0 | 0 | WT_off | 0 | 0 | 0 | 0 | 0 | 0
| Total Generation | SOCO | South | Other | PseudoUnit | 0 | 0 | 0 | 0 | 0 | 0 | PseudoUnit | 0 | 0 | 0 | 0 | 0 | 0
| Total Generation | SOCO | South | HQ/Maritimes | FixedInterchange | 0 | 0 | 0 | 0 | 0 | 0 | FixedInterchange | 0 | 0 | 0 | 0 | 0 | 0
Total Generation
| Total Generation |  |  |  | Total Generation by Reporting Type: SPP_N | [6 empty] | Total Generation by Reporting Type: SPP_N
| Total Generation |  |  |  | ReportingType | 2015 | 2020 | 2025 | 2030 | 2035 | 2040 | ReportingType | 2015 | 2020 | 2025 | 2030 | 2035 | 2040
| Total Generation | SPP_N | Southwest | Other Renew | BM | 0 | 0.01 | 0.01 | 0.01 | 0.09 | 0.09 | BM | 0 | 0 | 0 | 0 | 0 | 0
| Total Generation | SPP_N | Southwest | CC | CC | 4138.81 | 957.54 | 924.68 | 534.33 | 534.17 | 218.77 | CC | 6694.49 | 8312.65 | 6666.06 | 4313.52 | 2980.99 | 2128.63
| Total Generation | SPP_N | Southwest | Other Renew | CSP | 0 | 0 | 0 | 0 | 0 | 0 | CSP | 0 | 0 | 0 | 0 | 0 | 0
| Total Generation | SPP_N | Southwest | CT | CT | 0.02 | 0.02 | 0.02 | 0.03 | 0.03 | 0.03 | CT | 0 | 0 | 0 | 47.53 | 31.34 | 31.34
| Total Generation | SPP_N | Southwest | Coal | Coal | 57180.31 | 9384.6 | 184.71 | 0.63 | 1.24 | 1.29 | Coal | 57180.14 | 11053.27 | 762.1 | 850.65 | 819.81 | 746.71
| Total Generation | SPP_N | Southwest | Other Renew | Geo | 0 | 0 | 0 | 0 | 0 | 0 | Geo | 0 | 0 | 0 | 0 | 0 | 0
| Total Generation | SPP_N | Southwest | Hydro | H | 60 | 60 | 60 | 60 | 60 | 60 | H | 60 | 60 | 60 | 60 | 59.97 | 59.95
| Total Generation | SPP_N | Southwest | Other Renew | LFG | 55.19 | 55.21 | 55.26 | 804.08 | 804.08 | 804.15 | LFG | 55.19 | 55.19 | 48.64 | 706.21 | 533.8 | 468.57
| Total Generation | SPP_N | Southwest | Nuclear | Nuc | 9035.69 | 9035.69 | 9035.71 | 9035.73 | 9035.76 | 9035.76 | Nuc | 9035.69 | 9035.69 | 8012.75 | 7092.48 | 5348.94 | 5259.5
| Total Generation | SPP_N | Southwest | Other | PS | 0 | 0 | 0 | 0 | 0 | 0 | PS | 0 | 0 | 0 | 0 | 0 | 0
| Total Generation | SPP_N | Southwest | Other Renew | PV | 0 | 0 | 0.01 | 0.01 | 0.01 | 0.02 | PV | 0 | 0 | 0 | 0 | 0 | 0
| Total Generation | SPP_N | Southwest | CT | PeakG | 0.23 | 0.04 | 0.04 | 0.04 | 0.03 | 0.03 | PeakG | 77.9 | 0 | 0 | 0 | 0 | 0
| Total Generation | SPP_N | Southwest | CT | PeakO | 0.01 | 0.01 | 0.01 | 0.01 | 0.01 | 0.01 | PeakO | 0 | 0 | 0 | 0 | 0 | 0
| Total Generation | SPP_N | Southwest | Other Renew | ST | 0 | 0 | 0 | 0 | 0 | 0 | ST | 0 | 0 | 0 | 0 | 0 | 0
| Total Generation | SPP_N | Southwest | Steam O/G | STOG | 0.57 | 0.05 | 0.04 | 0.04 | 0.03 | 0.03 | STOG | 325.73 | 46.46 | 0 | 134.93 | 0 | 0
| Total Generation | SPP_N | Southwest | Other Renew | STWD | 0 | 0 | 0 | 0 | 0 | 0 | STWD | 0 | 0 | 0 | 0 | 0 | 0
| Total Generation | SPP_N | Southwest | On-shore Wind | WT | 4213.49 | 116866.25 | 233946.48 | 233946.73 | 233946.69 | 246285.37 | WT | 4213.48 | 79008.51 | 94690.91 | 99769.04 | 123095.58 | 125997.04
| Total Generation | SPP_N | Southwest | Coal | IGCC | 0 | 0.04 | 0.03 | 0.02 | 0.02 | 0.01 | IGCC | 0 | 0 | 0 | 0 | 0 | 0
| Total Generation | SPP_N | Southwest | DR | DemandResponse | 0 | 0 | 0 | 0 | 0 | 0 | DemandResponse | 0 | 0 | 0 | 0 | 0 | 0
| Total Generation | SPP_N | Southwest | Coal-CCS | IGCC-CCS | 0 | 0.03 | 0.03 | 0.05 | 0.09 | 0.08 | IGCC-CCS | 0 | 0 | 0 | 0 | 0 | 0
| Total Generation | SPP_N | Southwest | Off-shore Wind | WT_off | 0 | 0 | 0 | 0 | 0 | 0 | WT_off | 0 | 0 | 0 | 0 | 0 | 0
| Total Generation | SPP_N | Southwest | Other | PseudoUnit | 0 | 0 | 0 | 0 | 0 | 0 | PseudoUnit | 0 | 0 | 0 | 0 | 0 | 0
| Total Generation | SPP_N | Southwest | HQ/Maritimes | FixedInterchange | 0 | 0 | 0 | 0 | 0 | 0 | FixedInterchange | 0 | 0 | 0 | 0 | 0 | 0
Total Generation
| Total Generation |  |  |  | Total Generation by Reporting Type: SPP_S | [6 empty] | Total Generation by Reporting Type: SPP_S
| Total Generation |  |  |  | ReportingType | 2015 | 2020 | 2025 | 2030 | 2035 | 2040 | ReportingType | 2015 | 2020 | 2025 | 2030 | 2035 | 2040
| Total Generation | SPP_S | Southwest | Other Renew | BM | 0 | 0.01 | 0.01 | 0.01 | 0.09 | 0.1 | BM | 0 | 0 | 0 | 0 | 0 | 0
| Total Generation | SPP_S | Southwest | CC | CC | 44511.11 | 9273.6 | 7307 | 6061.65 | 5604.09 | 3167.08 | CC | 56993.06 | 34954.23 | 34136.2 | 23360.75 | 16956.21 | 14829.76
| Total Generation | SPP_S | Southwest | Other Renew | CSP | 0 | 0 | 0 | 0 | 0 | 0 | CSP | 0 | 0 | 0 | 0 | 0 | 0
| Total Generation | SPP_S | Southwest | CT | CT | 12.93 | 0.05 | 0.05 | 0.06 | 0.05 | 0.05 | CT | 2.39 | 0 | 0 | 0 | 0 | 0
| Total Generation | SPP_S | Southwest | Coal | Coal | 88615.28 | 5666.51 | 391.65 | 0.53 | 0.39 | 0.35 | Coal | 70730.28 | 6190.64 | 381.98 | 0 | 0 | 0
| Total Generation | SPP_S | Southwest | Other Renew | Geo | 0 | 0 | 0 | 0 | 0 | 0 | Geo | 0 | 0 | 0 | 0 | 0 | 0
| Total Generation | SPP_S | Southwest | Hydro | H | 10050.79 | 10050.81 | 10050.81 | 10050.87 | 10336.51 | 10336.51 | H | 10050.79 | 10050.79 | 10050.79 | 10050.79 | 10050.73 | 10266.46
| Total Generation | SPP_S | Southwest | Other Renew | LFG | 149.8 | 149.82 | 149.87 | 898.69 | 898.69 | 898.76 | LFG | 149.8 | 149.8 | 149.78 | 789.25 | 612.9 | 532.37
| Total Generation | SPP_S | Southwest | Nuclear | Nuc | 0.02 | 0.02 | 0.04 | 0.1 | 0.44 | 0.54 | Nuc | 0.02 | 0.04 | 0.04 | 0.11 | 0.29 | 0.26
| Total Generation | SPP_S | Southwest | Other | PS | 194.02 | 182.89 | 433.22 | 433.31 | 432.22 | 1137.32 | PS | 203.96 | 182.29 | 868.5 | 893.56 | 1136.3 | 968.49
| Total Generation | SPP_S | Southwest | Other Renew | PV | 0 | 0 | 0.01 | 0.01 | 0.01 | 0.02 | PV | 0 | 0 | 0 | 0 | 0 | 0
| Total Generation | SPP_S | Southwest | CT | PeakG | 0.15 | 0.07 | 0.07 | 0.07 | 0.05 | 0.05 | PeakG | 0 | 0 | 0 | 0 | 0 | 0
| Total Generation | SPP_S | Southwest | CT | PeakO | 0.01 | 0.01 | 0.01 | 0.01 | 0.01 | 0.01 | PeakO | 0 | 0 | 0 | 0 | 0 | 0
| Total Generation | SPP_S | Southwest | Other Renew | ST | 0 | 0 | 0 | 0 | 0 | 0 | ST | 0 | 0 | 0 | 0 | 0 | 0
| Total Generation | SPP_S | Southwest | Steam O/G | STOG | 2255.8 | 839.22 | 0.16 | 253.95 | 285.2 | 212.01 | STOG | 2828.01 | 422.28 | 1000.28 | 679.41 | 286.41 | 248.51
| Total Generation | SPP_S | Southwest | Other Renew | STWD | 56.57 | 15.88 | 15.89 | 53.7 | 412.29 | 361.86 | STWD | 56.83 | 30.24 | 30.24 | 123.61 | 223.79 | 199.21
| Total Generation | SPP_S | Southwest | On-shore Wind | WT | 9404.55 | 160735.15 | 160735.54 | 160735.66 | 160735.62 | 160735.48 | WT | 9404.55 | 127947.74 | 127947.69 | 137920.33 | 144361.92 | 148440.61
| Total Generation | SPP_S | Southwest | Coal | IGCC | 0 | 0.06 | 0.04 | 0.03 | 0.02 | 0.02 | IGCC | 0 | 0 | 0 | 0 | 0 | 0
| Total Generation | SPP_S | Southwest | DR | DemandResponse | 0 | 0 | 0 | 0 | 0 | 0 | DemandResponse | 0 | 0 | 0 | 0 | 0 | 0
| Total Generation | SPP_S | Southwest | Coal-CCS | IGCC-CCS | 0 | 0.04 | 0.05 | 0.07 | 0.14 | 0.13 | IGCC-CCS | 0 | 0 | 0 | 0 | 0 | 0
| Total Generation | SPP_S | Southwest | Off-shore Wind | WT_off | 0 | 0 | 0 | 0 | 0 | 0 | WT_off | 0 | 0 | 0 | 0 | 0 | 0
| Total Generation | SPP_S | Southwest | Other | PseudoUnit | 0 | 0 | 0 | 0 | 0 | 0 | PseudoUnit | 0 | 0 | 0 | 0 | 0 | 0
| Total Generation | SPP_S | Southwest | HQ/Maritimes | FixedInterchange | 0 | 0 | 0 | 0 | 0 | 0 | FixedInterchange | 0 | 0 | 0 | 0 | 0 | 0
Total Generation
| Total Generation |  |  |  | Total Generation by Reporting Type: TVA | [6 empty] | Total Generation by Reporting Type: TVA
| Total Generation |  |  |  | ReportingType | 2015 | 2020 | 2025 | 2030 | 2035 | 2040 | ReportingType | 2015 | 2020 | 2025 | 2030 | 2035 | 2040
| Total Generation | TVA | South | Other Renew | BM | 0 | 0.01 | 0.01 | 0.03 | 55205.89 | 55206.38 | BM | 0 | 0 | 0 | 0 | 55206.82 | 55206.82
| Total Generation | TVA | South | CC | CC | 40984.06 | 68752 | 71205.08 | 65573.68 | 24397.36 | 4839.94 | CC | 48200.36 | 76385.82 | 83261.96 | 67971.68 | 29200.89 | 7570.12
| Total Generation | TVA | South | Other Renew | CSP | 0 | 0 | 0 | 0 | 0 | 0 | CSP | 0 | 0 | 0 | 0 | 0 | 0
| Total Generation | TVA | South | CT | CT | 0.01 | 0.01 | 0.02 | 0.01 | 0.01 | 0.01 | CT | 0 | 0 | 0 | 0 | 0 | 0
| Total Generation | TVA | South | Coal | Coal | 43928.52 | 23102.61 | 1146.85 | 3.27 | 3.75 | 3.7 | Coal | 36520.72 | 15247.26 | 547.93 | 0.02 | 0.04 | 0.04
| Total Generation | TVA | South | Other Renew | Geo | 0 | 0 | 0 | 0 | 0 | 0 | Geo | 0 | 0 | 0 | 0 | 0 | 0
| Total Generation | TVA | South | Hydro | H | 17444.81 | 17444.84 | 17545.17 | 17545.56 | 17545.56 | 17545.56 | H | 17444.81 | 17444.81 | 17545.57 | 17545.57 | 17545.57 | 17545.57
| Total Generation | TVA | South | Other Renew | LFG | 102.49 | 102.52 | 949.17 | 949.17 | 949.23 | 949.22 | LFG | 102.49 | 102.49 | 949.23 | 949.23 | 949.23 | 949.23
| Total Generation | TVA | South | Nuclear | Nuc | 65391.07 | 65391.07 | 65391.07 | 75097.32 | 73216.61 | 90930.65 | Nuc | 65391.09 | 65391.09 | 65391.09 | 65391.09 | 56263.73 | 81330.23
| Total Generation | TVA | South | Other | PS | 714.72 | 523.88 | 714.66 | 714.67 | 518.84 | 4444.64 | PS | 758.21 | 550.97 | 714.63 | 714.63 | 366.03 | 4444.65
| Total Generation | TVA | South | Other Renew | PV | 0 | 0.01 | 0.01 | 0.02 | 0.02 | 0.03 | PV | 0 | 0 | 0 | 0 | 0 | 0.03
| Total Generation | TVA | South | CT | PeakG | 0.03 | 0.03 | 0.03 | 0.03 | 0.02 | 0.02 | PeakG | 0 | 0 | 0 | 0 | 0 | 0
| Total Generation | TVA | South | CT | PeakO | 0 | 0 | 0 | 0 | 0 | 0 | PeakO | 0 | 0 | 0 | 0 | 0 | 0
| Total Generation | TVA | South | Other Renew | ST | 0 | 0 | 0 | 0 | 0 | 0 | ST | 0 | 0 | 0 | 0 | 0 | 0
| Total Generation | TVA | South | Steam O/G | STOG | 0 | 0 | 0 | 0 | 0 | 0 | STOG | 0 | 0 | 0 | 0 | 0 | 0
| Total Generation | TVA | South | Other Renew | STWD | 1.96 | 1.95 | 3.32 | 25.79 | 35.03 | 29.62 | STWD | 1.96 | 2.03 | 3.38 | 25.75 | 35.04 | 27.22
| Total Generation | TVA | South | On-shore Wind | WT | 73.94 | 73.96 | 73.98 | 73.99 | 73.99 | 73.99 | WT | 73.94 | 73.94 | 73.94 | 73.94 | 283.09 | 283.09
| Total Generation | TVA | South | Coal | IGCC | 0 | 0.08 | 0.07 | 0.05 | 0.04 | 0.03 | IGCC | 0 | 0 | 0 | 0 | 0 | 0
| Total Generation | TVA | South | DR | DemandResponse | 0 | 0 | 0 | 0 | 0 | 0 | DemandResponse | 0 | 0 | 0 | 0 | 0 | 0
| Total Generation | TVA | South | Coal-CCS | IGCC-CCS | 0 | 0.06 | 0.1 | 0.13 | 0.23 | 0.23 | IGCC-CCS | 0 | 0 | 0 | 0 | 0 | 0
| Total Generation | TVA | South | Off-shore Wind | WT_off | 0 | 0 | 0 | 0 | 0 | 0 | WT_off | 0 | 0 | 0 | 0 | 0 | 0
| Total Generation | TVA | South | Other | PseudoUnit | 0 | 0 | 0 | 0 | 0 | 0 | PseudoUnit | 0 | 0 | 0 | 0 | 0 | 0
| Total Generation | TVA | South | HQ/Maritimes | FixedInterchange | 0 | 0 | 0 | 0 | 0 | 0 | FixedInterchange | 0 | 0 | 0 | 0 | 0 | 0
Total Generation
| Total Generation |  |  |  | Total Generation by Reporting Type: TVA_Transmission | [6 empty] | Total Generation by Reporting Type: TVA_Transmission
| Total Generation |  |  |  | ReportingType | 2015 | 2020 | 2025 | 2030 | 2035 | 2040 | ReportingType | 2015 | 2020 | 2025 | 2030 | 2035 | 2040
| Total Generation | TVA_Transmission | South | Other Renew | BM | 0 | 0 | 0 | 0 | 0 | 0 | BM | 0 | 0 | 0 | 0 | 0 | 0
| Total Generation | TVA_Transmission | South | CC | CC | 0 | 0 | 0 | 0 | 0 | 0 | CC | 0 | 0 | 0 | 0 | 0 | 0
| Total Generation | TVA_Transmission | South | Other Renew | CSP | 0 | 0 | 0 | 0 | 0 | 0 | CSP | 0 | 0 | 0 | 0 | 0 | 0
| Total Generation | TVA_Transmission | South | CT | CT | 0 | 0 | 0 | 0 | 0 | 0 | CT | 0 | 0 | 0 | 0 | 0 | 0
| Total Generation | TVA_Transmission | South | Coal | Coal | 0 | 0 | 0 | 0 | 0 | 0 | Coal | 0 | 0 | 0 | 0 | 0 | 0
| Total Generation | TVA_Transmission | South | Other Renew | Geo | 0 | 0 | 0 | 0 | 0 | 0 | Geo | 0 | 0 | 0 | 0 | 0 | 0
| Total Generation | TVA_Transmission | South | Hydro | H | 0 | 0 | 0 | 0 | 0 | 0 | H | 0 | 0 | 0 | 0 | 0 | 0
| Total Generation | TVA_Transmission | South | Other Renew | LFG | 0 | 0 | 0 | 0 | 0 | 0 | LFG | 0 | 0 | 0 | 0 | 0 | 0
| Total Generation | TVA_Transmission | South | Nuclear | Nuc | 0 | 0 | 0 | 0 | 0 | 0 | Nuc | 0 | 0 | 0 | 0 | 0 | 0
| Total Generation | TVA_Transmission | South | Other | PS | 0 | 0 | 0 | 0 | 0 | 0 | PS | 0 | 0 | 0 | 0 | 0 | 0
| Total Generation | TVA_Transmission | South | Other Renew | PV | 0 | 0 | 0 | 0 | 0 | 0 | PV | 0 | 0 | 0 | 0 | 0 | 0
| Total Generation | TVA_Transmission | South | CT | PeakG | 0 | 0 | 0 | 0 | 0 | 0 | PeakG | 0 | 0 | 0 | 0 | 0 | 0
| Total Generation | TVA_Transmission | South | CT | PeakO | 0 | 0 | 0 | 0 | 0 | 0 | PeakO | 0 | 0 | 0 | 0 | 0 | 0
| Total Generation | TVA_Transmission | South | Other Renew | ST | 0 | 0 | 0 | 0 | 0 | 0 | ST | 0 | 0 | 0 | 0 | 0 | 0
| Total Generation | TVA_Transmission | South | Steam O/G | STOG | 0 | 0 | 0 | 0 | 0 | 0 | STOG | 0 | 0 | 0 | 0 | 0 | 0
| Total Generation | TVA_Transmission | South | Other Renew | STWD | 0 | 0 | 0 | 0 | 0 | 0 | STWD | 0 | 0 | 0 | 0 | 0 | 0
| Total Generation | TVA_Transmission | South | On-shore Wind | WT | 0 | 0 | 0 | 0 | 0 | 0 | WT | 0 | 0 | 0 | 0 | 0 | 0
| Total Generation | TVA_Transmission | South | Coal | IGCC | 0 | 0 | 0 | 0 | 0 | 0 | IGCC | 0 | 0 | 0 | 0 | 0 | 0
| Total Generation | TVA_Transmission | South | DR | DemandResponse | 0 | 0 | 0 | 0 | 0 | 0 | DemandResponse | 0 | 0 | 0 | 0 | 0 | 0
| Total Generation | TVA_Transmission | South | Coal-CCS | IGCC-CCS | 0 | 0 | 0 | 0 | 0 | 0 | IGCC-CCS | 0 | 0 | 0 | 0 | 0 | 0
| Total Generation | TVA_Transmission | South | Off-shore Wind | WT_off | 0 | 0 | 0 | 0 | 0 | 0 | WT_off | 0 | 0 | 0 | 0 | 0 | 0
| Total Generation | TVA_Transmission | South | Other | PseudoUnit | 0 | 0 | 0 | 0 | 0 | 0 | PseudoUnit | 0 | 0 | 0 | 0 | 0 | 0
| Total Generation | TVA_Transmission | South | HQ/Maritimes | FixedInterchange | 0 | 0 | 0 | 0 | 0 | 0 | FixedInterchange | 0 | 0 | 0 | 0 | 0 | 0
Total Generation
| Total Generation |  |  |  | Total Generation by Reporting Type: VACAR | [6 empty] | Total Generation by Reporting Type: VACAR
| Total Generation |  |  |  | ReportingType | 2015 | 2020 | 2025 | 2030 | 2035 | 2040 | ReportingType | 2015 | 2020 | 2025 | 2030 | 2035 | 2040
| Total Generation | VACAR | South | Other Renew | BM | 6.76 | 1280.27 | 5301.69 | 5393.28 | 52160.34 | 50736.94 | BM | 6.84 | 1274.8 | 5298.96 | 5391.19 | 5391.19 | 47930.02
| Total Generation | VACAR | South | CC | CC | 119903.85 | 118087 | 101111.94 | 72936.14 | 35495.29 | 7387.47 | CC | 124070.42 | 122311.56 | 117115.71 | 98679.29 | 42789.25 | 10567.08
| Total Generation | VACAR | South | Other Renew | CSP | 0 | 0 | 0 | 0 | 0 | 0 | CSP | 0 | 0 | 0 | 0 | 0 | 0
| Total Generation | VACAR | South | CT | CT | 23.4 | 0.12 | 0.05 | 0.02 | 0.01 | 0.01 | CT | 73.69 | 73.69 | 140.69 | 0 | 0 | 0
| Total Generation | VACAR | South | Coal | Coal | 34580.2 | 19897.07 | 2891.55 | 1875.29 | 3158 | 3159.45 | Coal | 31091.45 | 17771.38 | 3308.84 | 2245.32 | 3151.65 | 3151.67
| Total Generation | VACAR | South | Other Renew | Geo | 0 | 0 | 0 | 0 | 0 | 0 | Geo | 0 | 0 | 0 | 0 | 0 | 0
| Total Generation | VACAR | South | Hydro | H | 4325 | 4325.01 | 4325.03 | 4325.04 | 4325.09 | 4325.11 | H | 4325 | 4325 | 4325 | 4325 | 4325 | 4325
| Total Generation | VACAR | South | Other Renew | LFG | 496.7 | 1343.42 | 1343.41 | 1343.43 | 1343.43 | 1343.42 | LFG | 499.37 | 1343.43 | 1343.43 | 1343.43 | 1343.43 | 1343.43
| Total Generation | VACAR | South | Nuclear | Nuc | 89032.74 | 107182.01 | 107182.02 | 149668.76 | 153448.87 | 217042.58 | Nuc | 89032.75 | 107182.03 | 130209.32 | 144165.67 | 118865.72 | 104393.03
| Total Generation | VACAR | South | Other | PS | 1135.79 | 1072.61 | 1078 | 1072.61 | 695.14 | 6670.8 | PS | 1203.36 | 1870.76 | 2404.9 | 1100.95 | 549.36 | 6670.8
| Total Generation | VACAR | South | Other Renew | PV | 42.05 | 299.52 | 304.04 | 305.53 | 305.51 | 311.36 | PV | 42.05 | 299.48 | 304.05 | 305.55 | 305.55 | 580.3
| Total Generation | VACAR | South | CT | PeakG | 32.05 | 0.04 | 0.04 | 0.04 | 0.05 | 0.12 | PeakG | 103.78 | 224.87 | 378.3 | 396.83 | 106.37 | 109.81
| Total Generation | VACAR | South | CT | PeakO | 0 | 0 | 0 | 0 | 0 | 0 | PeakO | 0 | 0 | 0 | 0 | 0 | 0
| Total Generation | VACAR | South | Other Renew | ST | 0 | 0 | 0 | 0 | 0 | 0 | ST | 0 | 0 | 0 | 0 | 0 | 0
| Total Generation | VACAR | South | Steam O/G | STOG | 0.01 | 0.01 | 0.01 | 0.01 | 0.01 | 0.01 | STOG | 0 | 0 | 0 | 0 | 0 | 0
| Total Generation | VACAR | South | Other Renew | STWD | 1969.25 | 1969.23 | 1969.21 | 1969.22 | 1969.23 | 1535.07 | STWD | 1969.25 | 1969.25 | 1969.25 | 1969.25 | 1969.25 | 1529.68
| Total Generation | VACAR | South | On-shore Wind | WT | 0.06 | 7866.98 | 7866.98 | 7866.98 | 7866.96 | 7866.96 | WT | 2.34 | 7866.99 | 7866.99 | 7866.99 | 7866.99 | 7866.99
| Total Generation | VACAR | South | Coal | IGCC | 0 | 0.06 | 0.05 | 0.03 | 0.03 | 0.02 | IGCC | 0 | 0 | 0 | 0 | 0 | 0
| Total Generation | VACAR | South | DR | DemandResponse | 0 | 0 | 0 | 0 | 0 | 0 | DemandResponse | 0 | 0 | 0 | 0 | 0 | 0
| Total Generation | VACAR | South | Coal-CCS | IGCC-CCS | 0 | 0.03 | 0.05 | 0.07 | 0.11 | 0.11 | IGCC-CCS | 0 | 0 | 0 | 0 | 0 | 0
| Total Generation | VACAR | South | Off-shore Wind | WT_off | 0 | 0.03 | 0.06 | 0.06 | 0.05 | 0.06 | WT_off | 3.46 | 3.46 | 3.46 | 3.46 | 89511.49 | 121491.76
| Total Generation | VACAR | South | Other | PseudoUnit | 0 | 0 | 0 | 0 | 0 | 0 | PseudoUnit | 0 | 0 | 0 | 0 | 0 | 0
| Total Generation | VACAR | South | HQ/Maritimes | FixedInterchange | 0 | 0 | 0 | 0 | 0 | 0 | FixedInterchange | 0 | 0 | 0 | 0 | 0 | 0
Total Generation
| Total Generation |  |  |  | Total Generation by Reporting Type: IESO | [6 empty] | Total Generation by Reporting Type: IESO
| Total Generation |  |  |  | ReportingType | 2015 | 2020 | 2025 | 2030 | 2035 | 2040 | ReportingType | 2015 | 2020 | 2025 | 2030 | 2035 | 2040
| Total Generation | IESO | Ontario | Other Renew | BM | 0.02 | 1.06 | 0.97 | 123.39 | 2436.36 | 1495.39 | BM | 0 | 0 | 0 | 33.1 | 33.1 | 130.18
| Total Generation | IESO | Ontario | CC | CC | 1199.95 | 486.42 | 130.56 | 0.09 | 0.06 | 0.05 | CC | 391.72 | 173.49 | 49.37 | 0 | 0 | 0
| Total Generation | IESO | Ontario | Other Renew | CSP | 0 | 0 | 0 | 0 | 0 | 0 | CSP | 0 | 0 | 0 | 0 | 0 | 0
| Total Generation | IESO | Ontario | CT | CT | 0.01 | 0.01 | 0.01 | 0.01 | 0 | 0 | CT | 0 | 0 | 0 | 0 | 0 | 0
| Total Generation | IESO | Ontario | Coal | Coal | 0.03 | 0.03 | 0.02 | 0.01 | 0.01 | 0.01 | Coal | 0 | 0 | 0 | 0 | 0 | 0
| Total Generation | IESO | Ontario | Other Renew | Geo | 0 | 0 | 0 | 0 | 0 | 0 | Geo | 0 | 0 | 0 | 0 | 0 | 0
| Total Generation | IESO | Ontario | Hydro | H | 46189.03 | 46189.05 | 46189.1 | 47737.92 | 47737.93 | 47737.92 | H | 46189.03 | 46189.03 | 46189.03 | 46189.03 | 47518.49 | 47737.94
| Total Generation | IESO | Ontario | Other Renew | LFG | 926.36 | 926.36 | 926.36 | 930.3 | 930.3 | 930.3 | LFG | 926.37 | 926.37 | 926.37 | 926.37 | 930.31 | 930.31
| Total Generation | IESO | Ontario | Nuclear | Nuc | 101402.29 | 101402.29 | 101402.3 | 101402.31 | 93379.25 | 81383.6 | Nuc | 101402.3 | 100508.51 | 99193.87 | 101402.3 | 93379.23 | 81383.57
| Total Generation | IESO | Ontario | Other | PS | 50.48 | 50.45 | 50.47 | 50.47 | 50.46 | 313.66 | PS | 13.53 | 25.83 | 25.83 | 50.43 | 19.07 | 50.43
| Total Generation | IESO | Ontario | Other Renew | PV | 78.84 | 78.84 | 78.83 | 78.83 | 78.84 | 78.83 | PV | 78.84 | 78.84 | 78.84 | 78.84 | 78.84 | 78.84
| Total Generation | IESO | Ontario | CT | PeakG | 0.02 | 0.01 | 0.01 | 0.01 | 0.01 | 0.01 | PeakG | 0 | 0 | 0 | 0 | 0 | 0
| Total Generation | IESO | Ontario | CT | PeakO | 0 | 0 | 0 | 0 | 0 | 0 | PeakO | 0 | 0 | 0 | 0 | 0 | 0
| Total Generation | IESO | Ontario | Other Renew | ST | 0 | 0 | 0 | 0 | 0 | 0 | ST | 0 | 0 | 0 | 0 | 0 | 0
| Total Generation | IESO | Ontario | Steam O/G | STOG | 0.01 | 0.01 | 0.01 | 0.01 | 0 | 0 | STOG | 0 | 0 | 0 | 0 | 0 | 0
| Total Generation | IESO | Ontario | Other Renew | STWD | 26.28 | 26.29 | 26.3 | 247.56 | 974.09 | 759.34 | STWD | 4.38 | 4.38 | 13.76 | 26.27 | 26.27 | 974.11
| Total Generation | IESO | Ontario | On-shore Wind | WT | 8479.74 | 8479.74 | 8479.73 | 8479.74 | 8479.75 | 26465.9 | WT | 8479.75 | 8479.75 | 8479.75 | 8479.75 | 8479.75 | 8479.75
| Total Generation | IESO | Ontario | Coal | IGCC | 0 | 0 | 0 | 0 | 0 | 0 | IGCC | 0 | 0 | 0 | 0 | 0 | 0
| Total Generation | IESO | Ontario | DR | DemandResponse | 0 | 0 | 0 | 0 | 0 | 0 | DemandResponse | 0 | 0 | 0 | 0 | 0 | 0
| Total Generation | IESO | Ontario | Coal-CCS | IGCC-CCS | 0 | 0 | 0 | 0 | 0 | 0 | IGCC-CCS | 0 | 0 | 0 | 0 | 0 | 0
| Total Generation | IESO | Ontario | Off-shore Wind | WT_off | 0 | 0.01 | 0.01 | 0.03 | 0.08 | 0.13 | WT_off | 0 | 0 | 0 | 0 | 0 | 0
| Total Generation | IESO | Ontario | Other | PseudoUnit | 0 | 0 | 0 | 0 | 0 | 0 | PseudoUnit | 0 | 0 | 0 | 0 | 0 | 0
| Total Generation | IESO | Ontario | HQ/Maritimes | FixedInterchange | 0 | 0 | 0 | 0 | 0 | 0 | FixedInterchange | 0 | 0 | 0 | 0 | 0 | 0
Total Generation
| Total Generation |  |  |  | Total Generation by Reporting Type: MAPP_CA | [6 empty] | Total Generation by Reporting Type: MAPP_CA
| Total Generation |  |  |  | ReportingType | 2015 | 2020 | 2025 | 2030 | 2035 | 2040 | ReportingType | 2015 | 2020 | 2025 | 2030 | 2035 | 2040
| Total Generation | MAPP_CA | Midwest | Other Renew | BM | 0 | 0 | 0 | 0 | 0 | 0 | BM | 0 | 0 | 0 | 0 | 0 | 0
| Total Generation | MAPP_CA | Midwest | CC | CC | 1306.65 | 377.28 | 0.11 | 0.06 | 0.05 | 0.04 | CC | 2057.33 | 629.52 | 0 | 0 | 0 | 0
| Total Generation | MAPP_CA | Midwest | Other Renew | CSP | 0 | 0 | 0 | 0 | 0 | 0 | CSP | 0 | 0 | 0 | 0 | 0 | 0
| Total Generation | MAPP_CA | Midwest | CT | CT | 0.01 | 0.01 | 0.01 | 0 | 0 | 0 | CT | 0 | 0 | 0 | 0 | 0 | 0
| Total Generation | MAPP_CA | Midwest | Coal | Coal | 0.2 | 0.16 | 0.08 | 0.05 | 0.03 | 0.03 | Coal | 0 | 0 | 0 | 0 | 0 | 0
| Total Generation | MAPP_CA | Midwest | Other Renew | Geo | 0 | 0 | 0 | 0 | 0 | 0 | Geo | 0 | 0 | 0 | 0 | 0 | 0
| Total Generation | MAPP_CA | Midwest | Hydro | H | 41520.42 | 45596.99 | 54366.09 | 68795.49 | 68795.5 | 68795.5 | H | 41520.42 | 45597.02 | 54366.11 | 62719 | 63813.63 | 63813.63
| Total Generation | MAPP_CA | Midwest | Other Renew | LFG | 0 | 0 | 0 | 0 | 0 | 0 | LFG | 0 | 0 | 0 | 0 | 0 | 0
| Total Generation | MAPP_CA | Midwest | Nuclear | Nuc | 0.02 | 0.04 | 0.05 | 0.08 | 0.8 | 0.52 | Nuc | 0.02 | 0.04 | 0.01 | 0 | 0.21 | 0
| Total Generation | MAPP_CA | Midwest | Other | PS | 0 | 0 | 0 | 0 | 0 | 0 | PS | 0 | 0 | 0 | 0 | 0 | 0
| Total Generation | MAPP_CA | Midwest | Other Renew | PV | 0 | 0 | 0 | 0 | 0 | 0 | PV | 0 | 0 | 0 | 0 | 0 | 0
| Total Generation | MAPP_CA | Midwest | CT | PeakG | 4.31 | 0.02 | 0.01 | 0.01 | 0.01 | 0 | PeakG | 0 | 0 | 0 | 0 | 0 | 0
| Total Generation | MAPP_CA | Midwest | CT | PeakO | 0 | 0 | 0 | 0 | 0 | 0 | PeakO | 0 | 0 | 0 | 0 | 0 | 0
| Total Generation | MAPP_CA | Midwest | Other Renew | ST | 0 | 0 | 0 | 0 | 0 | 0 | ST | 0 | 0 | 0 | 0 | 0 | 0
| Total Generation | MAPP_CA | Midwest | Steam O/G | STOG | 0.02 | 0.01 | 0.01 | 0 | 0 | 0 | STOG | 0 | 0 | 0 | 0 | 0 | 0
| Total Generation | MAPP_CA | Midwest | Other Renew | STWD | 0 | 0 | 0 | 0 | 0 | 0 | STWD | 0 | 0 | 0 | 0 | 0 | 0
| Total Generation | MAPP_CA | Midwest | On-shore Wind | WT | 1446.05 | 1446.05 | 1446.05 | 1446.05 | 688.8 | 688.8 | WT | 1446.06 | 1446.06 | 1446.06 | 1446.06 | 688.72 | 688.72
| Total Generation | MAPP_CA | Midwest | Coal | IGCC | 0 | 0 | 0 | 0 | 0 | 0 | IGCC | 0 | 0 | 0 | 0 | 0 | 0
| Total Generation | MAPP_CA | Midwest | DR | DemandResponse | 0 | 0 | 0 | 0 | 0 | 0 | DemandResponse | 0 | 0 | 0 | 0 | 0 | 0
| Total Generation | MAPP_CA | Midwest | Coal-CCS | IGCC-CCS | 0 | 0 | 0 | 0 | 0 | 0 | IGCC-CCS | 0 | 0 | 0 | 0 | 0 | 0
| Total Generation | MAPP_CA | Midwest | Off-shore Wind | WT_off | 0 | 0 | 0 | 0 | 0 | 0 | WT_off | 0 | 0 | 0 | 0 | 0 | 0
| Total Generation | MAPP_CA | Midwest | Other | PseudoUnit | 0 | 0 | 0 | 0 | 0 | 0 | PseudoUnit | 0 | 0 | 0 | 0 | 0 | 0
| Total Generation | MAPP_CA | Midwest | HQ/Maritimes | FixedInterchange | 0 | 0 | 0 | 0 | 0 | 0 | FixedInterchange | 0 | 0 | 0 | 0 | 0 | 0
Total Generation
| Total Generation |  |  |  | Total Generation by Reporting Type: AZ_NM_SNV_Coal | [6 empty] | Total Generation by Reporting Type: AZ_NM_SNV_Coal
| Total Generation |  |  |  | ReportingType | 2015 | 2020 | 2025 | 2030 | 2035 | 2040 | ReportingType | 2015 | 2020 | 2025 | 2030 | 2035 | 2040
| Total Generation | AZ_NM_SNV_Coal | West | Other Renew | BM | 0 | 0 | 0 | 0 | 0 | 0 | BM | 0 | 0 | 0 | 0 | 0 | 0
| Total Generation | AZ_NM_SNV_Coal | West | CC | CC | 0 | 0 | 0 | 0 | 0 | 0 | CC | 0 | 0 | 0 | 0 | 0 | 0
| Total Generation | AZ_NM_SNV_Coal | West | Other Renew | CSP | 0 | 0 | 0 | 0 | 0 | 0 | CSP | 0 | 0 | 0 | 0 | 0 | 0
| Total Generation | AZ_NM_SNV_Coal | West | CT | CT | 0 | 0 | 0 | 0 | 0 | 0 | CT | 0 | 0 | 0 | 0 | 0 | 0
| Total Generation | AZ_NM_SNV_Coal | West | Coal | Coal | 51756.16 | 47396.68 | 10621.56 | 321.1 | 1317.22 | 666.49 | Coal | 51753.83 | 47276.05 | 10695.03 | 378.63 | 2534.58 | 1250.48
| Total Generation | AZ_NM_SNV_Coal | West | Other Renew | Geo | 0 | 0 | 0 | 0 | 0 | 0 | Geo | 0 | 0 | 0 | 0 | 0 | 0
| Total Generation | AZ_NM_SNV_Coal | West | Hydro | H | 0 | 0 | 0 | 0 | 0 | 0 | H | 0 | 0 | 0 | 0 | 0 | 0
| Total Generation | AZ_NM_SNV_Coal | West | Other Renew | LFG | 0 | 0 | 0 | 0 | 0 | 0 | LFG | 0 | 0 | 0 | 0 | 0 | 0
| Total Generation | AZ_NM_SNV_Coal | West | Nuclear | Nuc | 0 | 0 | 0 | 0 | 0 | 0 | Nuc | 0 | 0 | 0 | 0 | 0 | 0
| Total Generation | AZ_NM_SNV_Coal | West | Other | PS | 0 | 0 | 0 | 0 | 0 | 0 | PS | 0 | 0 | 0 | 0 | 0 | 0
| Total Generation | AZ_NM_SNV_Coal | West | Other Renew | PV | 0 | 0 | 0 | 0 | 0 | 0 | PV | 0 | 0 | 0 | 0 | 0 | 0
| Total Generation | AZ_NM_SNV_Coal | West | CT | PeakG | 0 | 0 | 0 | 0 | 0 | 0 | PeakG | 0 | 0 | 0 | 0 | 0 | 0
| Total Generation | AZ_NM_SNV_Coal | West | CT | PeakO | 0 | 0 | 0 | 0 | 0 | 0 | PeakO | 0 | 0 | 0 | 0 | 0 | 0
| Total Generation | AZ_NM_SNV_Coal | West | Other Renew | ST | 0 | 0 | 0 | 0 | 0 | 0 | ST | 0 | 0 | 0 | 0 | 0 | 0
| Total Generation | AZ_NM_SNV_Coal | West | Steam O/G | STOG | 0 | 0 | 0 | 0 | 0 | 0 | STOG | 0 | 0 | 0 | 0 | 0 | 0
| Total Generation | AZ_NM_SNV_Coal | West | Other Renew | STWD | 0 | 0 | 0 | 0 | 0 | 0 | STWD | 0 | 0 | 0 | 0 | 0 | 0
| Total Generation | AZ_NM_SNV_Coal | West | On-shore Wind | WT | 0 | 0 | 0 | 0 | 0 | 0 | WT | 0 | 0 | 0 | 0 | 0 | 0
| Total Generation | AZ_NM_SNV_Coal | West | Coal | IGCC | 0 | 0.04 | 0.04 | 0.02 | 0.02 | 0.02 | IGCC | 0 | 0 | 0 | 0 | 0 | 0
| Total Generation | AZ_NM_SNV_Coal | West | DR | DemandResponse | 0 | 0 | 0 | 0 | 0 | 0 | DemandResponse | 0 | 0 | 0 | 0 | 0 | 0
| Total Generation | AZ_NM_SNV_Coal | West | Coal-CCS | IGCC-CCS | 0 | 0.03 | 0.06 | 0.07 | 0.12 | 0.12 | IGCC-CCS | 0 | 0 | 0 | 0 | 0 | 0
| Total Generation | AZ_NM_SNV_Coal | West | Off-shore Wind | WT_off | 0 | 0 | 0 | 0 | 0 | 0 | WT_off | 0 | 0 | 0 | 0 | 0 | 0
| Total Generation | AZ_NM_SNV_Coal | West | Other | PseudoUnit | 0 | 0 | 0 | 0 | 0 | 0 | PseudoUnit | 0 | 0 | 0 | 0 | 0 | 0
| Total Generation | AZ_NM_SNV_Coal | West | HQ/Maritimes | FixedInterchange | 0 | 0 | 0 | 0 | 0 | 0 | FixedInterchange | 0 | 0 | 0 | 0 | 0 | 0
Total Generation
| Total Generation |  |  |  | Total Generation by Reporting Type: AZ_NM_SNV_Gas | [6 empty] | Total Generation by Reporting Type: AZ_NM_SNV_Gas
| Total Generation |  |  |  | ReportingType | 2015 | 2020 | 2025 | 2030 | 2035 | 2040 | ReportingType | 2015 | 2020 | 2025 | 2030 | 2035 | 2040
| Total Generation | AZ_NM_SNV_Gas | West | Other Renew | BM | 0 | 0 | 0 | 0 | 0 | 0 | BM | 0 | 0 | 0 | 0 | 0 | 0
| Total Generation | AZ_NM_SNV_Gas | West | CC | CC | 69204.8 | 56264.96 | 81734.62 | 44930.9 | 16774.26 | 12678.95 | CC | 69367.18 | 56038.98 | 81580.58 | 52162.22 | 16500.03 | 13265.26
| Total Generation | AZ_NM_SNV_Gas | West | Other Renew | CSP | 0 | 0 | 0 | 0 | 0 | 0 | CSP | 0 | 0 | 0 | 0 | 0 | 0
| Total Generation | AZ_NM_SNV_Gas | West | CT | CT | 0.01 | 0.02 | 0.02 | 0.02 | 0.01 | 0.01 | CT | 0 | 0 | 0 | 0 | 0 | 0
| Total Generation | AZ_NM_SNV_Gas | West | Coal | Coal | 0 | 0 | 0 | 0 | 0 | 0 | Coal | 0 | 0 | 0 | 0 | 0 | 0
| Total Generation | AZ_NM_SNV_Gas | West | Other Renew | Geo | 0 | 0 | 0 | 0 | 0 | 0 | Geo | 0 | 0 | 0 | 0 | 0 | 0
| Total Generation | AZ_NM_SNV_Gas | West | Hydro | H | 0 | 0 | 0 | 0 | 0 | 0 | H | 0 | 0 | 0 | 0 | 0 | 0
| Total Generation | AZ_NM_SNV_Gas | West | Other Renew | LFG | 0 | 0 | 0 | 0 | 0 | 0 | LFG | 0 | 0 | 0 | 0 | 0 | 0
| Total Generation | AZ_NM_SNV_Gas | West | Nuclear | Nuc | 0 | 0 | 0 | 0 | 0 | 0 | Nuc | 0 | 0 | 0 | 0 | 0 | 0
| Total Generation | AZ_NM_SNV_Gas | West | Other | PS | 0 | 0 | 0 | 0 | 0 | 0 | PS | 0 | 0 | 0 | 0 | 0 | 0
| Total Generation | AZ_NM_SNV_Gas | West | Other Renew | PV | 0 | 0 | 0 | 0 | 0 | 0 | PV | 0 | 0 | 0 | 0 | 0 | 0
| Total Generation | AZ_NM_SNV_Gas | West | CT | PeakG | 0.02 | 0.02 | 0.03 | 0.03 | 0.03 | 0.02 | PeakG | 0 | 0 | 0 | 0 | 0 | 0
| Total Generation | AZ_NM_SNV_Gas | West | CT | PeakO | 0 | 0 | 0 | 0 | 0 | 0 | PeakO | 0 | 0 | 0 | 0 | 0 | 0
| Total Generation | AZ_NM_SNV_Gas | West | Other Renew | ST | 0 | 0 | 0 | 0 | 0 | 0 | ST | 0 | 0 | 0 | 0 | 0 | 0
| Total Generation | AZ_NM_SNV_Gas | West | Steam O/G | STOG | 0.02 | 0.02 | 0.02 | 0.02 | 0.01 | 0.01 | STOG | 0 | 0 | 0 | 0 | 0 | 0
| Total Generation | AZ_NM_SNV_Gas | West | Other Renew | STWD | 0 | 0 | 0 | 0 | 0 | 0 | STWD | 0 | 0 | 0 | 0 | 0 | 0
| Total Generation | AZ_NM_SNV_Gas | West | On-shore Wind | WT | 0 | 0 | 0 | 0 | 0 | 0 | WT | 0 | 0 | 0 | 0 | 0 | 0
| Total Generation | AZ_NM_SNV_Gas | West | Coal | IGCC | 0 | 0 | 0 | 0 | 0 | 0 | IGCC | 0 | 0 | 0 | 0 | 0 | 0
| Total Generation | AZ_NM_SNV_Gas | West | DR | DemandResponse | 0 | 0 | 0 | 0 | 0 | 0 | DemandResponse | 0 | 0 | 0 | 0 | 0 | 0
| Total Generation | AZ_NM_SNV_Gas | West | Coal-CCS | IGCC-CCS | 0 | 0 | 0 | 0 | 0 | 0 | IGCC-CCS | 0 | 0 | 0 | 0 | 0 | 0
| Total Generation | AZ_NM_SNV_Gas | West | Off-shore Wind | WT_off | 0 | 0 | 0 | 0 | 0 | 0 | WT_off | 0 | 0 | 0 | 0 | 0 | 0
| Total Generation | AZ_NM_SNV_Gas | West | Other | PseudoUnit | 0 | 0 | 0 | 0 | 0 | 0 | PseudoUnit | 0 | 0 | 0 | 0 | 0 | 0
| Total Generation | AZ_NM_SNV_Gas | West | HQ/Maritimes | FixedInterchange | 0 | 0 | 0 | 0 | 0 | 0 | FixedInterchange | 0 | 0 | 0 | 0 | 0 | 0
Total Generation
| Total Generation |  |  |  | Total Generation by Reporting Type: AZ_NM_SNV_NucRenew | [6 empty] | Total Generation by Reporting Type: AZ_NM_SNV_NucRenew
| Total Generation |  |  |  | ReportingType | 2015 | 2020 | 2025 | 2030 | 2035 | 2040 | ReportingType | 2015 | 2020 | 2025 | 2030 | 2035 | 2040
| Total Generation | AZ_NM_SNV_NucRenew | West | Other Renew | BM | 0 | 0.02 | 0.03 | 0.06 | 0.67 | 4.56 | BM | 0 | 0 | 0 | 0 | 0.01 | 4617.36
| Total Generation | AZ_NM_SNV_NucRenew | West | CC | CC | 0 | 0 | 0 | 0 | 0 | 0 | CC | 0 | 0 | 0 | 0 | 0 | 0
| Total Generation | AZ_NM_SNV_NucRenew | West | Other Renew | CSP | 0 | 0 | 0 | 0 | 0 | 0 | CSP | 0 | 0 | 0 | 0 | 0 | 0
| Total Generation | AZ_NM_SNV_NucRenew | West | CT | CT | 0 | 0 | 0 | 0 | 0 | 0 | CT | 0 | 0 | 0 | 0 | 0 | 0
| Total Generation | AZ_NM_SNV_NucRenew | West | Coal | Coal | 0 | 0 | 0 | 0 | 0 | 0 | Coal | 0 | 0 | 0 | 0 | 0 | 0
| Total Generation | AZ_NM_SNV_NucRenew | West | Other Renew | Geo | 0 | 1 | 12066.65 | 12066.65 | 12066.66 | 12066.65 | Geo | 0 | 9.71 | 12066.9 | 12066.9 | 12066.9 | 12066.9
| Total Generation | AZ_NM_SNV_NucRenew | West | Hydro | H | 8952 | 8952 | 8952 | 8952 | 8952 | 8952 | H | 8952 | 8952 | 8952 | 8952 | 8952 | 8952
| Total Generation | AZ_NM_SNV_NucRenew | West | Other Renew | LFG | 55.19 | 55.73 | 533.14 | 533.14 | 533.14 | 533.14 | LFG | 55.19 | 55.19 | 533.48 | 533.48 | 533.48 | 533.48
| Total Generation | AZ_NM_SNV_NucRenew | West | Nuclear | Nuc | 30183.89 | 30183.89 | 30184.42 | 63817.4 | 114383.22 | 116956.42 | Nuc | 30183.89 | 30183.89 | 30183.9 | 55328.89 | 107494.46 | 107494.46
| Total Generation | AZ_NM_SNV_NucRenew | West | Other | PS | 2.2 | 2.45 | 23.76 | 23.77 | 23.79 | 34.49 | PS | 2.16 | 2.16 | 23.76 | 23.76 | 23.76 | 34.56
| Total Generation | AZ_NM_SNV_NucRenew | West | Other Renew | PV | 365.64 | 365.64 | 365.65 | 365.66 | 365.67 | 365.67 | PV | 365.63 | 365.63 | 365.63 | 365.63 | 365.63 | 365.37
| Total Generation | AZ_NM_SNV_NucRenew | West | CT | PeakG | 0 | 0 | 0 | 0 | 0 | 0 | PeakG | 0 | 0 | 0 | 0 | 0 | 0
| Total Generation | AZ_NM_SNV_NucRenew | West | CT | PeakO | 0 | 0 | 0 | 0 | 0 | 0 | PeakO | 0 | 0 | 0 | 0 | 0 | 0
| Total Generation | AZ_NM_SNV_NucRenew | West | Other Renew | ST | 981.12 | 2542.94 | 3340.84 | 3731.29 | 5562.15 | 5563.4 | ST | 981.12 | 2542.88 | 3340.69 | 3729.73 | 5563.12 | 5562.9
| Total Generation | AZ_NM_SNV_NucRenew | West | Steam O/G | STOG | 0 | 0 | 0 | 0 | 0 | 0 | STOG | 0 | 0 | 0 | 0 | 0 | 0
| Total Generation | AZ_NM_SNV_NucRenew | West | Other Renew | STWD | 182.2 | 182.19 | 182.16 | 182.19 | 182.2 | 182.19 | STWD | 182.21 | 182.21 | 182.21 | 182.21 | 182.21 | 182.21
| Total Generation | AZ_NM_SNV_NucRenew | West | On-shore Wind | WT | 1407.74 | 33019.08 | 33082.89 | 33082.96 | 33082.96 | 33082.93 | WT | 1407.73 | 33018.85 | 33082.35 | 33082.35 | 33082.35 | 33081.98
| Total Generation | AZ_NM_SNV_NucRenew | West | Coal | IGCC | 0 | 0 | 0 | 0 | 0 | 0 | IGCC | 0 | 0 | 0 | 0 | 0 | 0
| Total Generation | AZ_NM_SNV_NucRenew | West | DR | DemandResponse | 0 | 0 | 0 | 0 | 0 | 0 | DemandResponse | 0 | 0 | 0 | 0 | 0 | 0
| Total Generation | AZ_NM_SNV_NucRenew | West | Coal-CCS | IGCC-CCS | 0 | 0 | 0 | 0 | 0 | 0 | IGCC-CCS | 0 | 0 | 0 | 0 | 0 | 0
| Total Generation | AZ_NM_SNV_NucRenew | West | Off-shore Wind | WT_off | 0 | 0 | 0 | 0 | 0 | 0 | WT_off | 0 | 0 | 0 | 0 | 0 | 0
| Total Generation | AZ_NM_SNV_NucRenew | West | Other | PseudoUnit | 0 | 0 | 0 | 0 | 0 | 0 | PseudoUnit | 0 | 0 | 0 | 0 | 0 | 0
| Total Generation | AZ_NM_SNV_NucRenew | West | HQ/Maritimes | FixedInterchange | 0 | 0 | 0 | 0 | 0 | 0 | FixedInterchange | 0 | 0 | 0 | 0 | 0 | 0
Total Generation
| Total Generation |  |  |  | Total Generation by Reporting Type: ERCOT | [6 empty] | Total Generation by Reporting Type: ERCOT
| Total Generation |  |  |  | ReportingType | 2015 | 2020 | 2025 | 2030 | 2035 | 2040 | ReportingType | 2015 | 2020 | 2025 | 2030 | 2035 | 2040
| Total Generation | ERCOT | Texas | Other Renew | BM | 98.26 | 100.63 | 152.03 | 1082.55 | 30349.15 | 23411.6 | BM | 58.16 | 100.59 | 154.07 | 1082.59 | 30349.68 | 23411.7
| Total Generation | ERCOT | Texas | CC | CC | 218472.01 | 232282.44 | 199126.94 | 170598.48 | 82491.91 | 58159.45 | CC | 219090.87 | 234039.07 | 202973.15 | 184280.12 | 83448.15 | 59214.28
| Total Generation | ERCOT | Texas | Other Renew | CSP | 0 | 0 | 0 | 0 | 0 | 0 | CSP | 0 | 0 | 0 | 0 | 0 | 0
| Total Generation | ERCOT | Texas | CT | CT | 0.02 | 2.36 | 1.57 | 8.18 | 0.01 | 0.01 | CT | 0 | 2.34 | 1.49 | 8.17 | 0 | 0
| Total Generation | ERCOT | Texas | Coal | Coal | 43232.06 | 28089.65 | 3948.85 | 4539.2 | 5418.19 | 5418.49 | Coal | 43130.65 | 27822.45 | 3947.66 | 5084.52 | 5963.51 | 5963.51
| Total Generation | ERCOT | Texas | Other Renew | Geo | 0 | 0 | 0 | 0 | 0 | 0 | Geo | 0 | 0 | 0 | 0 | 0 | 0
| Total Generation | ERCOT | Texas | Hydro | H | 607.39 | 607.39 | 607.4 | 607.42 | 607.49 | 607.57 | H | 607.38 | 607.38 | 607.38 | 607.38 | 607.39 | 607.39
| Total Generation | ERCOT | Texas | Other Renew | LFG | 591.3 | 591.33 | 3382.16 | 3382.17 | 3382.23 | 3382.22 | LFG | 591.3 | 591.3 | 1880.2 | 3382.24 | 3382.24 | 3382.24
| Total Generation | ERCOT | Texas | Nuclear | Nuc | 39655.79 | 39655.8 | 39655.87 | 64325.41 | 122959.25 | 156347.3 | Nuc | 39655.79 | 39655.79 | 39655.8 | 51122.49 | 122956.38 | 156344.87
| Total Generation | ERCOT | Texas | Other | PS | 0 | 0 | 0 | 0 | 0 | 0 | PS | 0 | 0 | 0 | 0 | 0 | 0
| Total Generation | ERCOT | Texas | Other Renew | PV | 30.83 | 30.83 | 30.83 | 30.82 | 3.49 | 3.31 | PV | 30.84 | 30.84 | 30.84 | 30.84 | 2.64 | 2.5
| Total Generation | ERCOT | Texas | CT | PeakG | 0.02 | 6.45 | 0.04 | 39.56 | 40.81 | 39.94 | PeakG | 0 | 6.3 | 0 | 41.4 | 40.75 | 39.89
| Total Generation | ERCOT | Texas | CT | PeakO | 0 | 0 | 0 | 0 | 0 | 0 | PeakO | 0 | 0 | 0 | 0 | 0 | 0
| Total Generation | ERCOT | Texas | Other Renew | ST | 0 | 0 | 0 | 0 | 0 | 0 | ST | 0 | 0 | 0 | 0 | 0 | 0
| Total Generation | ERCOT | Texas | Steam O/G | STOG | 2306.38 | 3614.4 | 1009.76 | 593.5 | 0.02 | 0.02 | STOG | 1927.96 | 3078.96 | 986.79 | 845.2 | 0 | 0
| Total Generation | ERCOT | Texas | Other Renew | STWD | 0 | 0 | 0 | 0 | 0 | 0 | STWD | 0 | 0 | 0 | 0 | 0 | 0
| Total Generation | ERCOT | Texas | On-shore Wind | WT | 27080.38 | 27080.47 | 83838.32 | 83838.32 | 83850.92 | 84590.43 | WT | 27080.39 | 27080.39 | 83823.21 | 83823.21 | 83850.33 | 84590.45
| Total Generation | ERCOT | Texas | Coal | IGCC | 0 | 0.01 | 0.01 | 0.01 | 0 | 0 | IGCC | 0 | 0 | 0 | 0 | 0 | 0
| Total Generation | ERCOT | Texas | DR | DemandResponse | 0 | 0 | 0 | 0 | 0 | 0 | DemandResponse | 0 | 0 | 0 | 0 | 0 | 0
| Total Generation | ERCOT | Texas | Coal-CCS | IGCC-CCS | 0 | 0.01 | 0.02 | 0.03 | 0.08 | 0.07 | IGCC-CCS | 0 | 0 | 0 | 0 | 0 | 0
| Total Generation | ERCOT | Texas | Off-shore Wind | WT_off | 0 | 0 | 0 | 0 | 0 | 0 | WT_off | 0 | 0 | 0 | 0 | 0 | 0
| Total Generation | ERCOT | Texas | Other | PseudoUnit | 0 | 0 | 0 | 0 | 0 | 0 | PseudoUnit | 0 | 0 | 0 | 0 | 0 | 0
| Total Generation | ERCOT | Texas | HQ/Maritimes | FixedInterchange | 0 | 0 | 0 | 0 | 0 | 0 | FixedInterchange | 0 | 0 | 0 | 0 | 0 | 0
Total Generation
| Total Generation |  |  |  | Total Generation by Reporting Type: NP15 | [6 empty] | Total Generation by Reporting Type: NP15
| Total Generation |  |  |  | ReportingType | 2015 | 2020 | 2025 | 2030 | 2035 | 2040 | ReportingType | 2015 | 2020 | 2025 | 2030 | 2035 | 2040
| Total Generation | NP15 | West | Other Renew | BM | 0 | 0.01 | 0.01 | 0.03 | 0.55 | 0.91 | BM | 0 | 0 | 0 | 0 | 0 | 0.06
| Total Generation | NP15 | West | CC | CC | 61740.84 | 61513.91 | 61616.85 | 36954.41 | 15939.94 | 5455.19 | CC | 58200.18 | 57767.12 | 58014.16 | 40115.24 | 11727.67 | 7655.94
| Total Generation | NP15 | West | Other Renew | CSP | 0 | 0 | 0 | 0 | 0 | 0 | CSP | 0 | 0 | 0 | 0 | 0 | 0
| Total Generation | NP15 | West | CT | CT | 0.01 | 0.01 | 0.02 | 0.02 | 0.01 | 0.01 | CT | 0 | 0 | 0 | 0 | 0 | 0
| Total Generation | NP15 | West | Coal | Coal | 1435.52 | 0.52 | 0.18 | 0.04 | 0.02 | 0.02 | Coal | 1435.64 | 0 | 0 | 0 | 0 | 0
| Total Generation | NP15 | West | Other Renew | Geo | 9050.48 | 13859.66 | 14043.57 | 14043.56 | 14043.67 | 14043.67 | Geo | 9050.48 | 14043.68 | 14043.68 | 14043.68 | 14043.68 | 14043.68
| Total Generation | NP15 | West | Hydro | H | 24182 | 24182 | 24182 | 24182 | 24182 | 24182 | H | 24182 | 24182 | 24182 | 24182 | 24182 | 24182
| Total Generation | NP15 | West | Other Renew | LFG | 670.14 | 3291.27 | 5124.49 | 5124.49 | 5124.59 | 5124.59 | LFG | 670.14 | 3653.68 | 5124.6 | 5124.6 | 5124.6 | 5124.6
| Total Generation | NP15 | West | Nuclear | Nuc | 17915.6 | 17915.6 | 17916.04 | 58376.82 | 69129.91 | 80864.19 | Nuc | 17915.6 | 17915.6 | 17915.61 | 51895.53 | 74231.58 | 80366.82
| Total Generation | NP15 | West | Other | PS | 0.04 | 0.05 | 1.8 | 0.94 | 0.05 | 11.52 | PS | 0 | 0 | 0.01 | 16.67 | 0 | 5.66
| Total Generation | NP15 | West | Other Renew | PV | 153.52 | 153.52 | 153.51 | 153.51 | 153.51 | 153.51 | PV | 153.52 | 153.52 | 153.52 | 153.52 | 153.52 | 153.52
| Total Generation | NP15 | West | CT | PeakG | 0.02 | 0.02 | 0.03 | 0.02 | 0.02 | 0.02 | PeakG | 0 | 0 | 0 | 0 | 0 | 0
| Total Generation | NP15 | West | CT | PeakO | 0 | 0 | 0 | 0 | 0 | 0 | PeakO | 0 | 0 | 0 | 0 | 0 | 0
| Total Generation | NP15 | West | Other Renew | ST | 99.07 | 99.07 | 99.07 | 99.08 | 99.09 | 99.22 | ST | 99.08 | 99.08 | 99.08 | 99.08 | 99.08 | 99.08
| Total Generation | NP15 | West | Steam O/G | STOG | 69.04 | 37.45 | 63.63 | 0.05 | 0.02 | 0.01 | STOG | 81.28 | 54.17 | 119.59 | 0 | 0 | 0
| Total Generation | NP15 | West | Other Renew | STWD | 3097.53 | 3097.51 | 1446.08 | 3097.49 | 3097.52 | 3097.5 | STWD | 3097.54 | 3097.54 | 1446 | 3097.54 | 3097.54 | 3097.54
| Total Generation | NP15 | West | On-shore Wind | WT | 3102.31 | 11679.18 | 11679.23 | 11681.13 | 33575.79 | 35449.72 | WT | 3102.31 | 11679.16 | 11679.16 | 11679.54 | 33576.11 | 35444.33
| Total Generation | NP15 | West | Coal | IGCC | 0 | 0 | 0 | 0 | 0 | 0 | IGCC | 0 | 0 | 0 | 0 | 0 | 0
| Total Generation | NP15 | West | DR | DemandResponse | 0 | 0 | 0 | 0 | 0 | 0 | DemandResponse | 0 | 0 | 0 | 0 | 0 | 0
| Total Generation | NP15 | West | Coal-CCS | IGCC-CCS | 0 | 0.02 | 0.05 | 0.06 | 0.09 | 0.09 | IGCC-CCS | 0 | 0 | 0 | 0 | 0 | 0
| Total Generation | NP15 | West | Off-shore Wind | WT_off | 0 | 0.01 | 0.02 | 0.04 | 0.06 | 0.07 | WT_off | 0 | 0 | 0 | 0 | 0 | 0
| Total Generation | NP15 | West | Other | PseudoUnit | 0 | 0 | 0 | 0 | 0 | 0 | PseudoUnit | 0 | 0 | 0 | 0 | 0 | 0
| Total Generation | NP15 | West | HQ/Maritimes | FixedInterchange | 0 | 0 | 0 | 0 | 0 | 0 | FixedInterchange | 0 | 0 | 0 | 0 | 0 | 0
Total Generation
| Total Generation |  |  |  | Total Generation by Reporting Type: NWPP_Coal | [6 empty] | Total Generation by Reporting Type: NWPP_Coal
| Total Generation |  |  |  | ReportingType | 2015 | 2020 | 2025 | 2030 | 2035 | 2040 | ReportingType | 2015 | 2020 | 2025 | 2030 | 2035 | 2040
| Total Generation | NWPP_Coal | West | Other Renew | BM | 0 | 0 | 0 | 0 | 0 | 0 | BM | 0 | 0 | 0 | 0 | 0 | 0
| Total Generation | NWPP_Coal | West | CC | CC | 0 | 0 | 0 | 0 | 0 | 0 | CC | 0 | 0 | 0 | 0 | 0 | 0
| Total Generation | NWPP_Coal | West | Other Renew | CSP | 0 | 0 | 0 | 0 | 0 | 0 | CSP | 0 | 0 | 0 | 0 | 0 | 0
| Total Generation | NWPP_Coal | West | CT | CT | 0 | 0 | 0 | 0 | 0 | 0 | CT | 0 | 0 | 0 | 0 | 0 | 0
| Total Generation | NWPP_Coal | West | Coal | Coal | 52393.4 | 38561.84 | 1286.55 | 1283.12 | 1282.91 | 1282.84 | Coal | 52392.16 | 38558.1 | 1282.64 | 1282.61 | 1282.61 | 1282.61
| Total Generation | NWPP_Coal | West | Other Renew | Geo | 0 | 0 | 0 | 0 | 0 | 0 | Geo | 0 | 0 | 0 | 0 | 0 | 0
| Total Generation | NWPP_Coal | West | Hydro | H | 0 | 0 | 0 | 0 | 0 | 0 | H | 0 | 0 | 0 | 0 | 0 | 0
| Total Generation | NWPP_Coal | West | Other Renew | LFG | 0 | 0 | 0 | 0 | 0 | 0 | LFG | 0 | 0 | 0 | 0 | 0 | 0
| Total Generation | NWPP_Coal | West | Nuclear | Nuc | 0 | 0 | 0 | 0 | 0 | 0 | Nuc | 0 | 0 | 0 | 0 | 0 | 0
| Total Generation | NWPP_Coal | West | Other | PS | 0 | 0 | 0 | 0 | 0 | 0 | PS | 0 | 0 | 0 | 0 | 0 | 0
| Total Generation | NWPP_Coal | West | Other Renew | PV | 0 | 0 | 0 | 0 | 0 | 0 | PV | 0 | 0 | 0 | 0 | 0 | 0
| Total Generation | NWPP_Coal | West | CT | PeakG | 0 | 0 | 0 | 0 | 0 | 0 | PeakG | 0 | 0 | 0 | 0 | 0 | 0
| Total Generation | NWPP_Coal | West | CT | PeakO | 0 | 0 | 0 | 0 | 0 | 0 | PeakO | 0 | 0 | 0 | 0 | 0 | 0
| Total Generation | NWPP_Coal | West | Other Renew | ST | 0 | 0 | 0 | 0 | 0 | 0 | ST | 0 | 0 | 0 | 0 | 0 | 0
| Total Generation | NWPP_Coal | West | Steam O/G | STOG | 0 | 0 | 0 | 0 | 0 | 0 | STOG | 0 | 0 | 0 | 0 | 0 | 0
| Total Generation | NWPP_Coal | West | Other Renew | STWD | 0 | 0 | 0 | 0 | 0 | 0 | STWD | 0 | 0 | 0 | 0 | 0 | 0
| Total Generation | NWPP_Coal | West | On-shore Wind | WT | 0 | 0 | 0 | 0 | 0 | 0 | WT | 0 | 0 | 0 | 0 | 0 | 0
| Total Generation | NWPP_Coal | West | Coal | IGCC | 0 | 0 | 0 | 0 | 0 | 0 | IGCC | 0 | 0 | 0 | 0 | 0 | 0
| Total Generation | NWPP_Coal | West | DR | DemandResponse | 0 | 0 | 0 | 0 | 0 | 0 | DemandResponse | 0 | 0 | 0 | 0 | 0 | 0
| Total Generation | NWPP_Coal | West | Coal-CCS | IGCC-CCS | 0 | 0 | 0 | 0 | 0 | 0 | IGCC-CCS | 0 | 0 | 0 | 0 | 0 | 0
| Total Generation | NWPP_Coal | West | Off-shore Wind | WT_off | 0 | 0 | 0 | 0 | 0 | 0 | WT_off | 0 | 0 | 0 | 0 | 0 | 0
| Total Generation | NWPP_Coal | West | Other | PseudoUnit | 0 | 0 | 0 | 0 | 0 | 0 | PseudoUnit | 0 | 0 | 0 | 0 | 0 | 0
| Total Generation | NWPP_Coal | West | HQ/Maritimes | FixedInterchange | 0 | 0 | 0 | 0 | 0 | 0 | FixedInterchange | 0 | 0 | 0 | 0 | 0 | 0
Total Generation
| Total Generation |  |  |  | Total Generation by Reporting Type: NWPP_Gas | [6 empty] | Total Generation by Reporting Type: NWPP_Gas
| Total Generation |  |  |  | ReportingType | 2015 | 2020 | 2025 | 2030 | 2035 | 2040 | ReportingType | 2015 | 2020 | 2025 | 2030 | 2035 | 2040
| Total Generation | NWPP_Gas | West | Other Renew | BM | 0 | 0 | 0 | 0 | 0 | 0 | BM | 0 | 0 | 0 | 0 | 0 | 0
| Total Generation | NWPP_Gas | West | CC | CC | 50575.11 | 67621.69 | 67622.63 | 34085.19 | 8737.03 | 7702.4 | CC | 50575.35 | 68024.43 | 68024.44 | 39761.82 | 8917.91 | 7883.5
| Total Generation | NWPP_Gas | West | Other Renew | CSP | 0 | 0 | 0 | 0 | 0 | 0 | CSP | 0 | 0 | 0 | 0 | 0 | 0
| Total Generation | NWPP_Gas | West | CT | CT | 0.01 | 0.02 | 0.02 | 0.02 | 0.01 | 0.01 | CT | 0 | 0 | 0 | 0 | 0 | 0
| Total Generation | NWPP_Gas | West | Coal | Coal | 0.03 | 0.04 | 0.04 | 0.01 | 0.01 | 0 | Coal | 0 | 0 | 0 | 0 | 0 | 0
| Total Generation | NWPP_Gas | West | Other Renew | Geo | 0 | 0 | 0 | 0 | 0 | 0 | Geo | 0 | 0 | 0 | 0 | 0 | 0
| Total Generation | NWPP_Gas | West | Hydro | H | 0 | 0 | 0 | 0 | 0 | 0 | H | 0 | 0 | 0 | 0 | 0 | 0
| Total Generation | NWPP_Gas | West | Other Renew | LFG | 0 | 0 | 0 | 0 | 0 | 0 | LFG | 0 | 0 | 0 | 0 | 0 | 0
| Total Generation | NWPP_Gas | West | Nuclear | Nuc | 0 | 0 | 0 | 0 | 0 | 0 | Nuc | 0 | 0 | 0 | 0 | 0 | 0
| Total Generation | NWPP_Gas | West | Other | PS | 0 | 0 | 0 | 0 | 0 | 0 | PS | 0 | 0 | 0 | 0 | 0 | 0
| Total Generation | NWPP_Gas | West | Other Renew | PV | 0 | 0 | 0 | 0 | 0 | 0 | PV | 0 | 0 | 0 | 0 | 0 | 0
| Total Generation | NWPP_Gas | West | CT | PeakG | 0.01 | 0.02 | 0.02 | 0.02 | 0.01 | 0.01 | PeakG | 0 | 0 | 0 | 0 | 0 | 0
| Total Generation | NWPP_Gas | West | CT | PeakO | 0 | 0 | 0 | 0 | 0 | 0 | PeakO | 0 | 0 | 0 | 0 | 0 | 0
| Total Generation | NWPP_Gas | West | Other Renew | ST | 0 | 0 | 0 | 0 | 0 | 0 | ST | 0 | 0 | 0 | 0 | 0 | 0
| Total Generation | NWPP_Gas | West | Steam O/G | STOG | 0.01 | 0.01 | 0.02 | 0.01 | 0.01 | 0.01 | STOG | 0 | 0 | 0 | 0 | 0 | 0
| Total Generation | NWPP_Gas | West | Other Renew | STWD | 0 | 0 | 0 | 0 | 0 | 0 | STWD | 0 | 0 | 0 | 0 | 0 | 0
| Total Generation | NWPP_Gas | West | On-shore Wind | WT | 0 | 0 | 0 | 0 | 0 | 0 | WT | 0 | 0 | 0 | 0 | 0 | 0
| Total Generation | NWPP_Gas | West | Coal | IGCC | 0 | 0.02 | 0.02 | 0.01 | 0 | 0 | IGCC | 0 | 0 | 0 | 0 | 0 | 0
| Total Generation | NWPP_Gas | West | DR | DemandResponse | 0 | 0 | 0 | 0 | 0 | 0 | DemandResponse | 0 | 0 | 0 | 0 | 0 | 0
| Total Generation | NWPP_Gas | West | Coal-CCS | IGCC-CCS | 0 | 0.02 | 0.04 | 0.05 | 0.09 | 0.09 | IGCC-CCS | 0 | 0 | 0 | 0 | 0 | 0
| Total Generation | NWPP_Gas | West | Off-shore Wind | WT_off | 0 | 0 | 0 | 0 | 0 | 0 | WT_off | 0 | 0 | 0 | 0 | 0 | 0
| Total Generation | NWPP_Gas | West | Other | PseudoUnit | 0 | 0 | 0 | 0 | 0 | 0 | PseudoUnit | 0 | 0 | 0 | 0 | 0 | 0
| Total Generation | NWPP_Gas | West | HQ/Maritimes | FixedInterchange | 0 | 0 | 0 | 0 | 0 | 0 | FixedInterchange | 0 | 0 | 0 | 0 | 0 | 0
Total Generation
| Total Generation |  |  |  | Total Generation by Reporting Type: NWPP_NucRenew | [6 empty] | Total Generation by Reporting Type: NWPP_NucRenew
| Total Generation |  |  |  | ReportingType | 2015 | 2020 | 2025 | 2030 | 2035 | 2040 | ReportingType | 2015 | 2020 | 2025 | 2030 | 2035 | 2040
| Total Generation | NWPP_NucRenew | West | Other Renew | BM | 0.02 | 66.3 | 243 | 243.03 | 243.45 | 6307.97 | BM | 0 | 65.89 | 243.02 | 243.02 | 243.03 | 6122.08
| Total Generation | NWPP_NucRenew | West | CC | CC | 0 | 0 | 0 | 0 | 0 | 0 | CC | 0 | 0 | 0 | 0 | 0 | 0
| Total Generation | NWPP_NucRenew | West | Other Renew | CSP | 0 | 0 | 0 | 0 | 0 | 0 | CSP | 0 | 0 | 0 | 0 | 0 | 0
| Total Generation | NWPP_NucRenew | West | CT | CT | 0 | 0 | 0 | 0 | 0 | 0 | CT | 0 | 0 | 0 | 0 | 0 | 0
| Total Generation | NWPP_NucRenew | West | Coal | Coal | 0 | 0 | 0 | 0 | 0 | 0 | Coal | 0 | 0 | 0 | 0 | 0 | 0
| Total Generation | NWPP_NucRenew | West | Other Renew | Geo | 3280.12 | 3280.31 | 6891.78 | 6891.78 | 6891.78 | 6891.77 | Geo | 3280.13 | 3280.13 | 6891.88 | 6891.88 | 6891.88 | 6891.88
| Total Generation | NWPP_NucRenew | West | Hydro | H | 133485.99 | 133486 | 133486.05 | 133486.16 | 134577.78 | 134577.78 | H | 133486 | 133486 | 133486 | 133486 | 134577.8 | 134577.8
| Total Generation | NWPP_NucRenew | West | Other Renew | LFG | 1013.09 | 1013.23 | 2940.58 | 2940.58 | 2940.58 | 2940.58 | LFG | 1013.09 | 1013.1 | 2940.73 | 2940.73 | 2940.73 | 2940.73
| Total Generation | NWPP_NucRenew | West | Nuclear | Nuc | 8809.8 | 8809.8 | 8810.47 | 14509.43 | 33827.93 | 45806.1 | Nuc | 8809.8 | 8809.8 | 8809.81 | 8809.81 | 35022.93 | 45790.4
| Total Generation | NWPP_NucRenew | West | Other | PS | 0.03 | 0.03 | 0.04 | 0.05 | 0.04 | 0.06 | PS | 0 | 0 | 0 | 0 | 0 | 0
| Total Generation | NWPP_NucRenew | West | Other Renew | PV | 7.88 | 7.89 | 7.9 | 7.91 | 7.92 | 7.98 | PV | 7.88 | 7.88 | 7.88 | 7.88 | 7.88 | 7.88
| Total Generation | NWPP_NucRenew | West | CT | PeakG | 0 | 0 | 0 | 0 | 0 | 0 | PeakG | 0 | 0 | 0 | 0 | 0 | 0
| Total Generation | NWPP_NucRenew | West | CT | PeakO | 0 | 0 | 0 | 0 | 0 | 0 | PeakO | 0 | 0 | 0 | 0 | 0 | 0
| Total Generation | NWPP_NucRenew | West | Other Renew | ST | 0 | 0.01 | 0.03 | 0.05 | 0.06 | 0.2 | ST | 0 | 0 | 0 | 0 | 0 | 0
| Total Generation | NWPP_NucRenew | West | Steam O/G | STOG | 0 | 0 | 0 | 0 | 0 | 0 | STOG | 0 | 0 | 0 | 0 | 0 | 0
| Total Generation | NWPP_NucRenew | West | Other Renew | STWD | 0.02 | 17.74 | 3931.41 | 3931.45 | 3931.47 | 3931.45 | STWD | 0 | 17.67 | 3931.49 | 3931.49 | 3931.49 | 3931.49
| Total Generation | NWPP_NucRenew | West | On-shore Wind | WT | 15874.4 | 15874.56 | 15874.79 | 65207.89 | 65215.82 | 70575.61 | WT | 15874.4 | 15874.4 | 15874.4 | 65222.59 | 65222.6 | 70575.94
| Total Generation | NWPP_NucRenew | West | Coal | IGCC | 0 | 0 | 0 | 0 | 0 | 0 | IGCC | 0 | 0 | 0 | 0 | 0 | 0
| Total Generation | NWPP_NucRenew | West | DR | DemandResponse | 0 | 0 | 0 | 0 | 0 | 0 | DemandResponse | 0 | 0 | 0 | 0 | 0 | 0
| Total Generation | NWPP_NucRenew | West | Coal-CCS | IGCC-CCS | 0 | 0 | 0 | 0 | 0 | 0 | IGCC-CCS | 0 | 0 | 0 | 0 | 0 | 0
| Total Generation | NWPP_NucRenew | West | Off-shore Wind | WT_off | 0 | 0.02 | 0.04 | 0.07 | 0.09 | 0.13 | WT_off | 0 | 0 | 0 | 0 | 0 | 0
| Total Generation | NWPP_NucRenew | West | Other | PseudoUnit | 0 | 0 | 0 | 0 | 0 | 0 | PseudoUnit | 0 | 0 | 0 | 0 | 0 | 0
| Total Generation | NWPP_NucRenew | West | HQ/Maritimes | FixedInterchange | 0 | 0 | 0 | 0 | 0 | 0 | FixedInterchange | 0 | 0 | 0 | 0 | 0 | 0
Total Generation
| Total Generation |  |  |  | Total Generation by Reporting Type: RMPA | [6 empty] | Total Generation by Reporting Type: RMPA
| Total Generation |  |  |  | ReportingType | 2015 | 2020 | 2025 | 2030 | 2035 | 2040 | ReportingType | 2015 | 2020 | 2025 | 2030 | 2035 | 2040
| Total Generation | RMPA | West | Other Renew | BM | 0.01 | 0.02 | 0.03 | 0.06 | 5352.86 | 10845.4 | BM | 0 | 0 | 0 | 0 | 6615.1 | 11111.41
| Total Generation | RMPA | West | CC | CC | 11140.08 | 10791.49 | 19532.8 | 10602.55 | 5204.04 | 3474.33 | CC | 10991.84 | 12405.18 | 18671.22 | 12390.71 | 5863.08 | 4202.81
| Total Generation | RMPA | West | Other Renew | CSP | 0 | 0 | 0 | 0 | 0 | 0 | CSP | 0 | 0 | 0 | 0 | 0 | 0
| Total Generation | RMPA | West | CT | CT | 0.02 | 0.02 | 0.02 | 0.02 | 0.01 | 0.01 | CT | 0 | 0 | 0 | 0 | 0 | 0
| Total Generation | RMPA | West | Coal | Coal | 50096.33 | 41137.38 | 6378.15 | 3050.26 | 3050.11 | 2982.93 | Coal | 50094.86 | 40407.21 | 6328.55 | 3050.48 | 3049.96 | 2932.71
| Total Generation | RMPA | West | Other Renew | Geo | 0 | 390.22 | 21387.3 | 21387.3 | 21387.3 | 21387.3 | Geo | 0 | 198.33 | 21387.54 | 21387.54 | 21387.54 | 21387.54
| Total Generation | RMPA | West | Hydro | H | 4353 | 4353 | 4353 | 4353 | 4353 | 4353 | H | 4353 | 4353 | 4353 | 4353 | 4353 | 4353
| Total Generation | RMPA | West | Other Renew | LFG | 58.34 | 59.2 | 286.27 | 286.27 | 286.27 | 286.27 | LFG | 58.34 | 58.35 | 286.45 | 286.45 | 286.45 | 286.45
| Total Generation | RMPA | West | Nuclear | Nuc | 0.01 | 0.02 | 3.24 | 15810.36 | 15811.13 | 15811.17 | Nuc | 0.01 | 0.02 | 985.31 | 14529.95 | 14530.36 | 14530.27
| Total Generation | RMPA | West | Other | PS | 61.94 | 50.05 | 61.91 | 61.91 | 70.38 | 410.97 | PS | 91.57 | 87.03 | 66.86 | 70.33 | 88.81 | 265.09
| Total Generation | RMPA | West | Other Renew | PV | 54.93 | 54.94 | 54.93 | 54.96 | 54.93 | 54.97 | PV | 54.93 | 54.93 | 54.93 | 54.93 | 54.93 | 54.93
| Total Generation | RMPA | West | CT | PeakG | 0.04 | 0.03 | 0.05 | 0.04 | 0.03 | 0.03 | PeakG | 0 | 0 | 4.05 | 0 | 0 | 0
| Total Generation | RMPA | West | CT | PeakO | 0 | 0 | 0 | 0 | 0 | 0 | PeakO | 0 | 0 | 0 | 0 | 0 | 0
| Total Generation | RMPA | West | Other Renew | ST | 9.83 | 1213.24 | 1213.23 | 1231.48 | 1231.46 | 1231.65 | ST | 9.83 | 1213.79 | 1213.79 | 1231.19 | 1231.19 | 1231.52
| Total Generation | RMPA | West | Steam O/G | STOG | 0.01 | 0.02 | 0.02 | 0.02 | 0.01 | 0.01 | STOG | 0 | 0 | 0 | 0 | 0 | 0
| Total Generation | RMPA | West | Other Renew | STWD | 0 | 0 | 0 | 0 | 0 | 0 | STWD | 0 | 0 | 0 | 0 | 0 | 0
| Total Generation | RMPA | West | On-shore Wind | WT | 6354.36 | 17018.29 | 17018.27 | 18625.59 | 18625.52 | 19035.39 | WT | 6354.34 | 17014.29 | 17014.29 | 18622.45 | 18622.45 | 19035.3
| Total Generation | RMPA | West | Coal | IGCC | 0 | 0.03 | 0.03 | 0.01 | 0.01 | 0.01 | IGCC | 0 | 0 | 0 | 0 | 0 | 0
| Total Generation | RMPA | West | DR | DemandResponse | 0 | 0 | 0 | 0 | 0 | 0 | DemandResponse | 0 | 0 | 0 | 0 | 0 | 0
| Total Generation | RMPA | West | Coal-CCS | IGCC-CCS | 0 | 0.03 | 0.08 | 0.09 | 0.12 | 0.12 | IGCC-CCS | 0 | 0 | 0 | 0 | 0 | 0
| Total Generation | RMPA | West | Off-shore Wind | WT_off | 0 | 0 | 0 | 0 | 0 | 0 | WT_off | 0 | 0 | 0 | 0 | 0 | 0
| Total Generation | RMPA | West | Other | PseudoUnit | 0 | 0 | 0 | 0 | 0 | 0 | PseudoUnit | 0 | 0 | 0 | 0 | 0 | 0
| Total Generation | RMPA | West | HQ/Maritimes | FixedInterchange | 0 | 0 | 0 | 0 | 0 | 0 | FixedInterchange | 0 | 0 | 0 | 0 | 0 | 0
Total Generation
| Total Generation |  |  |  | Total Generation by Reporting Type: SP15 | [6 empty] | Total Generation by Reporting Type: SP15
| Total Generation |  |  |  | ReportingType | 2015 | 2020 | 2025 | 2030 | 2035 | 2040 | ReportingType | 2015 | 2020 | 2025 | 2030 | 2035 | 2040
| Total Generation | SP15 | West | Other Renew | BM | 44.79 | 44.78 | 44.75 | 44.78 | 45.16 | 45.26 | BM | 44.8 | 44.8 | 44.8 | 44.8 | 44.8 | 2586.47
| Total Generation | SP15 | West | CC | CC | 80591.93 | 73078.15 | 71963.51 | 58888.99 | 28360.45 | 18012.18 | CC | 84160.6 | 76973.27 | 75554.94 | 65446.23 | 31129.69 | 18124.28
| Total Generation | SP15 | West | Other Renew | CSP | 0 | 0 | 0 | 0 | 0 | 0 | CSP | 0 | 0 | 0 | 0 | 0 | 0
| Total Generation | SP15 | West | CT | CT | 0.01 | 0.01 | 0.01 | 0.01 | 0.01 | 0.01 | CT | 0 | 0 | 0 | 0 | 0 | 0
| Total Generation | SP15 | West | Coal | Coal | 1392.44 | 761.64 | 343.28 | 0.04 | 0.03 | 0.02 | Coal | 1392.49 | 761.6 | 343.51 | 0 | 0 | 0
| Total Generation | SP15 | West | Other Renew | Geo | 7773.32 | 19841.03 | 19841.04 | 19841.04 | 19841.04 | 19841.03 | Geo | 7774.15 | 19841.05 | 19841.05 | 19841.05 | 19841.05 | 19841.05
| Total Generation | SP15 | West | Hydro | H | 5920 | 5920 | 5920 | 5920 | 5920 | 5920 | H | 5920 | 5920 | 5920 | 5920 | 5920 | 5920
| Total Generation | SP15 | West | Other Renew | LFG | 1759.71 | 6141.56 | 6141.63 | 6141.63 | 6141.63 | 6141.62 | LFG | 1759.71 | 6141.64 | 6141.64 | 6141.64 | 6141.64 | 6141.64
| Total Generation | SP15 | West | Nuclear | Nuc | 17526.13 | 17526.13 | 17526.34 | 25912.49 | 28746.01 | 56536.42 | Nuc | 17526.13 | 17526.13 | 17526.13 | 24128.86 | 30126.89 | 51975.91
| Total Generation | SP15 | West | Other | PS | 8.96 | 178.29 | 7.36 | 158.43 | 158.42 | 75.32 | PS | 4.9 | 158.4 | 9.23 | 183.25 | 115.4 | 104.58
| Total Generation | SP15 | West | Other Renew | PV | 331.57 | 331.56 | 331.56 | 331.56 | 331.56 | 331.56 | PV | 331.57 | 331.57 | 331.57 | 331.57 | 331.57 | 331.57
| Total Generation | SP15 | West | CT | PeakG | 0.02 | 0.02 | 0.03 | 0.03 | 0.02 | 0.02 | PeakG | 0 | 0 | 0 | 0 | 0 | 0
| Total Generation | SP15 | West | CT | PeakO | 0 | 0 | 0 | 0 | 0 | 0 | PeakO | 0 | 0 | 0 | 0 | 0 | 0
| Total Generation | SP15 | West | Other Renew | ST | 1569.79 | 1569.79 | 1569.79 | 1569.82 | 10012.05 | 12942.52 | ST | 1569.79 | 1569.79 | 1569.79 | 1569.79 | 10012.34 | 12940.58
| Total Generation | SP15 | West | Steam O/G | STOG | 568.33 | 252.26 | 424.27 | 152.31 | 60.93 | 24.34 | STOG | 438.9 | 204.37 | 384.82 | 151.96 | 46.2 | 25.88
| Total Generation | SP15 | West | Other Renew | STWD | 833.95 | 833.93 | 747.88 | 833.93 | 833.94 | 833.93 | STWD | 833.95 | 833.95 | 747.94 | 833.95 | 833.95 | 833.95
| Total Generation | SP15 | West | On-shore Wind | WT | 5740.26 | 8388.59 | 42568.62 | 42569.41 | 42569.42 | 42569.41 | WT | 5740.26 | 8045.96 | 42569.13 | 42569.14 | 42569.14 | 42569.14
| Total Generation | SP15 | West | Coal | IGCC | 0 | 0 | 0 | 0 | 0 | 0 | IGCC | 0 | 0 | 0 | 0 | 0 | 0
| Total Generation | SP15 | West | DR | DemandResponse | 0 | 0 | 0 | 0 | 0 | 0 | DemandResponse | 0 | 0 | 0 | 0 | 0 | 0
| Total Generation | SP15 | West | Coal-CCS | IGCC-CCS | 0 | 0.03 | 0.09 | 0.11 | 0.15 | 0.15 | IGCC-CCS | 0 | 0 | 0 | 0 | 0 | 0
| Total Generation | SP15 | West | Off-shore Wind | WT_off | 0 | 0 | 0 | 0 | 0 | 0 | WT_off | 0 | 0 | 0 | 0 | 0 | 0
| Total Generation | SP15 | West | Other | PseudoUnit | 0 | 0 | 0 | 0 | 0 | 0 | PseudoUnit | 0 | 0 | 0 | 0 | 0 | 0
| Total Generation | SP15 | West | HQ/Maritimes | FixedInterchange | 0 | 0 | 0 | 0 | 0 | 0 | FixedInterchange | 0 | 0 | 0 | 0 | 0 | 0
Total Generation
| Total Generation |  |  |  | Total Generation by Reporting Type: ALB | [6 empty] | Total Generation by Reporting Type: ALB
| Total Generation |  |  |  | ReportingType | 2015 | 2020 | 2025 | 2030 | 2035 | 2040 | ReportingType | 2015 | 2020 | 2025 | 2030 | 2035 | 2040
| Total Generation | ALB | West | Other Renew | BM | 0 | 0 | 0 | 0 | 0 | 0 | BM | 0 | 0 | 0 | 0 | 0 | 0
| Total Generation | ALB | West | CC | CC | 23158.52 | 23158.82 | 5721.48 | 0.09 | 0.06 | 0.05 | CC | 23163.12 | 23163.12 | 5725.25 | 0 | 0 | 0
| Total Generation | ALB | West | Other Renew | CSP | 0 | 0 | 0 | 0 | 0 | 0 | CSP | 0 | 0 | 0 | 0 | 0 | 0
| Total Generation | ALB | West | CT | CT | 0.02 | 0.02 | 0.01 | 0.01 | 0 | 0 | CT | 0 | 0 | 0 | 0 | 0 | 0
| Total Generation | ALB | West | Coal | Coal | 34728.4 | 34726.64 | 0.34 | 0.12 | 0.07 | 0.06 | Coal | 34724.03 | 34724.02 | 0 | 0 | 0 | 0
| Total Generation | ALB | West | Other Renew | Geo | 0 | 0 | 0 | 0 | 0 | 0 | Geo | 0 | 0 | 0 | 0 | 0 | 0
| Total Generation | ALB | West | Hydro | H | 1979.87 | 1979.87 | 1979.87 | 1979.87 | 1979.87 | 1979.87 | H | 1979.87 | 1979.87 | 1979.87 | 1979.87 | 1979.87 | 1979.87
| Total Generation | ALB | West | Other Renew | LFG | 78.84 | 78.84 | 78.84 | 78.84 | 78.84 | 78.84 | LFG | 78.84 | 78.84 | 78.84 | 78.84 | 78.84 | 78.84
| Total Generation | ALB | West | Nuclear | Nuc | 0.02 | 0.75 | 56769.57 | 68298.63 | 69499.35 | 69973.41 | Nuc | 0 | 0.78 | 56766.75 | 68325.48 | 68894.82 | 69973.46
| Total Generation | ALB | West | Other | PS | 0 | 0 | 0 | 0 | 0 | 0 | PS | 0 | 0 | 0 | 0 | 0 | 0
| Total Generation | ALB | West | Other Renew | PV | 0 | 0 | 0 | 0 | 0 | 0 | PV | 0 | 0 | 0 | 0 | 0 | 0
| Total Generation | ALB | West | CT | PeakG | 0.03 | 0.03 | 0.02 | 0.01 | 0.01 | 8.36 | PeakG | 0 | 0 | 0 | 0 | 0 | 8.36
| Total Generation | ALB | West | CT | PeakO | 0 | 0 | 0 | 0 | 0 | 0 | PeakO | 0 | 0 | 0 | 0 | 0 | 0
| Total Generation | ALB | West | Other Renew | ST | 0 | 0 | 0 | 0 | 0 | 0 | ST | 0 | 0 | 0 | 0 | 0 | 0
| Total Generation | ALB | West | Steam O/G | STOG | 0.01 | 0.01 | 0.01 | 0 | 0 | 0 | STOG | 0 | 0 | 0 | 0 | 0 | 0
| Total Generation | ALB | West | Other Renew | STWD | 895.9 | 1219.37 | 1219.36 | 1219.37 | 1219.38 | 1219.38 | STWD | 896 | 1219.39 | 1219.39 | 1219.39 | 1219.39 | 1219.39
| Total Generation | ALB | West | On-shore Wind | WT | 1553.84 | 1553.84 | 1553.85 | 1553.88 | 1764.24 | 1764.24 | WT | 1553.84 | 1553.84 | 1553.84 | 1553.84 | 1764.26 | 1764.26
| Total Generation | ALB | West | Coal | IGCC | 0 | 0 | 0 | 0 | 0 | 0 | IGCC | 0 | 0 | 0 | 0 | 0 | 0
| Total Generation | ALB | West | DR | DemandResponse | 0 | 0 | 0 | 0 | 0 | 0 | DemandResponse | 0 | 0 | 0 | 0 | 0 | 0
| Total Generation | ALB | West | Coal-CCS | IGCC-CCS | 0 | 0 | 0 | 0 | 0 | 0 | IGCC-CCS | 0 | 0 | 0 | 0 | 0 | 0
| Total Generation | ALB | West | Off-shore Wind | WT_off | 0 | 0 | 0 | 0 | 0 | 0 | WT_off | 0 | 0 | 0 | 0 | 0 | 0
| Total Generation | ALB | West | Other | PseudoUnit | 0 | 0 | 0 | 0 | 0 | 0 | PseudoUnit | 0 | 0 | 0 | 0 | 0 | 0
| Total Generation | ALB | West | HQ/Maritimes | FixedInterchange | 0 | 0 | 0 | 0 | 0 | 0 | FixedInterchange | 0 | 0 | 0 | 0 | 0 | 0
Total Generation
| Total Generation |  |  |  | Total Generation by Reporting Type: BC | [6 empty] | Total Generation by Reporting Type: BC
| Total Generation |  |  |  | ReportingType | 2015 | 2020 | 2025 | 2030 | 2035 | 2040 | ReportingType | 2015 | 2020 | 2025 | 2030 | 2035 | 2040
| Total Generation | BC | West | Other Renew | BM | 0 | 0 | 0 | 0 | 0 | 0 | BM | 0 | 0 | 0 | 0 | 0 | 0
| Total Generation | BC | West | CC | CC | 1565.03 | 1565.17 | 0.69 | 0.07 | 0.05 | 0.04 | CC | 1564.51 | 1564.51 | 0.01 | 0 | 0 | 0
| Total Generation | BC | West | Other Renew | CSP | 0 | 0 | 0 | 0 | 0 | 0 | CSP | 0 | 0 | 0 | 0 | 0 | 0
| Total Generation | BC | West | CT | CT | 0.01 | 0.01 | 0.01 | 0 | 0 | 0 | CT | 0 | 0 | 0 | 0 | 0 | 0
| Total Generation | BC | West | Coal | Coal | 0 | 0 | 0 | 0 | 0 | 0 | Coal | 0 | 0 | 0 | 0 | 0 | 0
| Total Generation | BC | West | Other Renew | Geo | 0 | 0 | 0 | 0 | 0 | 0 | Geo | 0 | 0 | 0 | 0 | 0 | 0
| Total Generation | BC | West | Hydro | H | 54411.21 | 54411.21 | 54411.21 | 54411.21 | 54411.21 | 54411.21 | H | 54411.22 | 54411.22 | 54411.22 | 54411.22 | 54411.22 | 54411.22
| Total Generation | BC | West | Other Renew | LFG | 189.21 | 189.21 | 189.21 | 189.21 | 189.21 | 189.21 | LFG | 189.22 | 189.22 | 189.22 | 189.22 | 189.22 | 189.22
| Total Generation | BC | West | Nuclear | Nuc | 0.01 | 0.2 | 4657.78 | 7973.26 | 7973.4 | 10635.9 | Nuc | 0 | 0.21 | 4658.34 | 7977.98 | 7977.98 | 10643.99
| Total Generation | BC | West | Other | PS | 0 | 0 | 0 | 0 | 0 | 0 | PS | 0 | 0 | 0 | 0 | 0 | 0
| Total Generation | BC | West | Other Renew | PV | 0 | 0 | 0 | 0 | 0 | 0 | PV | 0 | 0 | 0 | 0 | 0 | 0
| Total Generation | BC | West | CT | PeakG | 0.02 | 0.02 | 0.01 | 0.01 | 0.01 | 0 | PeakG | 0 | 0 | 0 | 0 | 0 | 0
| Total Generation | BC | West | CT | PeakO | 0 | 0 | 0 | 0 | 0 | 0 | PeakO | 0 | 0 | 0 | 0 | 0 | 0
| Total Generation | BC | West | Other Renew | ST | 0 | 0 | 0 | 0 | 0 | 0 | ST | 0 | 0 | 0 | 0 | 0 | 0
| Total Generation | BC | West | Steam O/G | STOG | 0.03 | 0.03 | 0.01 | 0.01 | 0 | 0 | STOG | 0 | 0 | 0 | 0 | 0 | 0
| Total Generation | BC | West | Other Renew | STWD | 0.03 | 3573.94 | 3574.01 | 3574.04 | 3574.06 | 3574.05 | STWD | 0 | 3574.08 | 3574.08 | 3574.08 | 3574.08 | 3574.08
| Total Generation | BC | West | On-shore Wind | WT | 568.81 | 568.81 | 568.81 | 568.83 | 929.51 | 929.51 | WT | 568.82 | 568.82 | 568.82 | 568.82 | 929.53 | 929.53
| Total Generation | BC | West | Coal | IGCC | 0 | 0 | 0 | 0 | 0 | 0 | IGCC | 0 | 0 | 0 | 0 | 0 | 0
| Total Generation | BC | West | DR | DemandResponse | 0 | 0 | 0 | 0 | 0 | 0 | DemandResponse | 0 | 0 | 0 | 0 | 0 | 0
| Total Generation | BC | West | Coal-CCS | IGCC-CCS | 0 | 0 | 0 | 0 | 0 | 0 | IGCC-CCS | 0 | 0 | 0 | 0 | 0 | 0
| Total Generation | BC | West | Off-shore Wind | WT_off | 0 | 0 | 0 | 0 | 0 | 0 | WT_off | 0 | 0 | 0 | 0 | 0 | 0
| Total Generation | BC | West | Other | PseudoUnit | 0 | 0 | 0 | 0 | 0 | 0 | PseudoUnit | 0 | 0 | 0 | 0 | 0 | 0
| Total Generation | BC | West | HQ/Maritimes | FixedInterchange | 0 | 0 | 0 | 0 | 0 | 0 | FixedInterchange | 0 | 0 | 0 | 0 | 0 | 0
Total Generation
| Total Generation |  |  |  | Total Generation by Reporting Type: HQ_IESO | [6 empty] | Total Generation by Reporting Type: HQ_IESO
| Total Generation |  |  |  | ReportingType | 2015 | 2020 | 2025 | 2030 | 2035 | 2040 | ReportingType | 2015 | 2020 | 2025 | 2030 | 2035 | 2040
| Total Generation | HQ_IESO | HQ/Maritimes | Other Renew | BM | 0 | 0 | 0 | 0 | 0 | 0 | BM | 0 | 0 | 0 | 0 | 0 | 0
| Total Generation | HQ_IESO | HQ/Maritimes | CC | CC | 0 | 0 | 0 | 0 | 0 | 0 | CC | 0 | 0 | 0 | 0 | 0 | 0
| Total Generation | HQ_IESO | HQ/Maritimes | Other Renew | CSP | 0 | 0 | 0 | 0 | 0 | 0 | CSP | 0 | 0 | 0 | 0 | 0 | 0
| Total Generation | HQ_IESO | HQ/Maritimes | CT | CT | 0 | 0 | 0 | 0 | 0 | 0 | CT | 0 | 0 | 0 | 0 | 0 | 0
| Total Generation | HQ_IESO | HQ/Maritimes | Coal | Coal | 0 | 0 | 0 | 0 | 0 | 0 | Coal | 0 | 0 | 0 | 0 | 0 | 0
| Total Generation | HQ_IESO | HQ/Maritimes | Other Renew | Geo | 0 | 0 | 0 | 0 | 0 | 0 | Geo | 0 | 0 | 0 | 0 | 0 | 0
| Total Generation | HQ_IESO | HQ/Maritimes | Hydro | H | 0 | 0 | 0 | 0 | 0 | 0 | H | 0 | 0 | 0 | 0 | 0 | 0
| Total Generation | HQ_IESO | HQ/Maritimes | Other Renew | LFG | 0 | 0 | 0 | 0 | 0 | 0 | LFG | 0 | 0 | 0 | 0 | 0 | 0
| Total Generation | HQ_IESO | HQ/Maritimes | Nuclear | Nuc | 0.01 | 0.01 | 0.01 | 0.04 | 0.72 | 0.47 | Nuc | 0 | 0 | 0 | 0.01 | 0.01 | 0.04
| Total Generation | HQ_IESO | HQ/Maritimes | Other | PS | 0 | 0 | 0 | 0 | 0 | 0 | PS | 0 | 0 | 0 | 0 | 0 | 0
| Total Generation | HQ_IESO | HQ/Maritimes | Other Renew | PV | 0 | 0 | 0 | 0 | 0 | 0 | PV | 0 | 0 | 0 | 0 | 0 | 0
| Total Generation | HQ_IESO | HQ/Maritimes | CT | PeakG | 0 | 0 | 0 | 0 | 0 | 0 | PeakG | 0 | 0 | 0 | 0 | 0 | 0
| Total Generation | HQ_IESO | HQ/Maritimes | CT | PeakO | 0 | 0 | 0 | 0 | 0 | 0 | PeakO | 0 | 0 | 0 | 0 | 0 | 0
| Total Generation | HQ_IESO | HQ/Maritimes | Other Renew | ST | 0 | 0 | 0 | 0 | 0 | 0 | ST | 0 | 0 | 0 | 0 | 0 | 0
| Total Generation | HQ_IESO | HQ/Maritimes | Steam O/G | STOG | 0 | 0 | 0 | 0 | 0 | 0 | STOG | 0 | 0 | 0 | 0 | 0 | 0
| Total Generation | HQ_IESO | HQ/Maritimes | Other Renew | STWD | 0 | 0 | 0 | 0 | 0 | 0 | STWD | 0 | 0 | 0 | 0 | 0 | 0
| Total Generation | HQ_IESO | HQ/Maritimes | On-shore Wind | WT | 0 | 0 | 0 | 0 | 0 | 0 | WT | 0 | 0 | 0 | 0 | 0 | 0
| Total Generation | HQ_IESO | HQ/Maritimes | Coal | IGCC | 0 | 0 | 0 | 0 | 0 | 0 | IGCC | 0 | 0 | 0 | 0 | 0 | 0
| Total Generation | HQ_IESO | HQ/Maritimes | DR | DemandResponse | 0 | 0 | 0 | 0 | 0 | 0 | DemandResponse | 0 | 0 | 0 | 0 | 0 | 0
| Total Generation | HQ_IESO | HQ/Maritimes | Coal-CCS | IGCC-CCS | 0 | 0 | 0 | 0 | 0 | 0 | IGCC-CCS | 0 | 0 | 0 | 0 | 0 | 0
| Total Generation | HQ_IESO | HQ/Maritimes | Off-shore Wind | WT_off | 0 | 0 | 0 | 0 | 0 | 0 | WT_off | 0 | 0 | 0 | 0 | 0 | 0
| Total Generation | HQ_IESO | HQ/Maritimes | Other | PseudoUnit | 0 | 0.02 | 0.05 | 16.67 | 15489.05 | 15489.05 | PseudoUnit | 0 | 0 | 0 | 0 | 0 | 0
| Total Generation | HQ_IESO | HQ/Maritimes | HQ/Maritimes | FixedInterchange | 2336 | 2336 | 2335.99 | 2335.99 | 2336 | 2335.99 | FixedInterchange | 2336 | 2336 | 2336 | 2336 | 2336 | 2336
Total Generation
| Total Generation |  |  |  | Total Generation by Reporting Type: HQ_NEISO | [6 empty] | Total Generation by Reporting Type: HQ_NEISO
| Total Generation |  |  |  | ReportingType | 2015 | 2020 | 2025 | 2030 | 2035 | 2040 | ReportingType | 2015 | 2020 | 2025 | 2030 | 2035 | 2040
| Total Generation | HQ_NEISO | HQ/Maritimes | Other Renew | BM | 0 | 0 | 0 | 0 | 0 | 0 | BM | 0 | 0 | 0 | 0 | 0 | 0
| Total Generation | HQ_NEISO | HQ/Maritimes | CC | CC | 0 | 0 | 0 | 0 | 0 | 0 | CC | 0 | 0 | 0 | 0 | 0 | 0
| Total Generation | HQ_NEISO | HQ/Maritimes | Other Renew | CSP | 0 | 0 | 0 | 0 | 0 | 0 | CSP | 0 | 0 | 0 | 0 | 0 | 0
| Total Generation | HQ_NEISO | HQ/Maritimes | CT | CT | 0 | 0 | 0 | 0 | 0 | 0 | CT | 0 | 0 | 0 | 0 | 0 | 0
| Total Generation | HQ_NEISO | HQ/Maritimes | Coal | Coal | 0 | 0 | 0 | 0 | 0 | 0 | Coal | 0 | 0 | 0 | 0 | 0 | 0
| Total Generation | HQ_NEISO | HQ/Maritimes | Other Renew | Geo | 0 | 0 | 0 | 0 | 0 | 0 | Geo | 0 | 0 | 0 | 0 | 0 | 0
| Total Generation | HQ_NEISO | HQ/Maritimes | Hydro | H | 0 | 0 | 0 | 0 | 0 | 0 | H | 0 | 0 | 0 | 0 | 0 | 0
| Total Generation | HQ_NEISO | HQ/Maritimes | Other Renew | LFG | 0 | 0 | 0 | 0 | 0 | 0 | LFG | 0 | 0 | 0 | 0 | 0 | 0
| Total Generation | HQ_NEISO | HQ/Maritimes | Nuclear | Nuc | 0.01 | 0.02 | 0.02 | 0.05 | 0.74 | 0.6 | Nuc | 0 | 0 | 0 | 0.01 | 0.36 | 0.36
| Total Generation | HQ_NEISO | HQ/Maritimes | Other | PS | 0 | 0 | 0 | 0 | 0 | 0 | PS | 0 | 0 | 0 | 0 | 0 | 0
| Total Generation | HQ_NEISO | HQ/Maritimes | Other Renew | PV | 0 | 0 | 0 | 0 | 0 | 0 | PV | 0 | 0 | 0 | 0 | 0 | 0
| Total Generation | HQ_NEISO | HQ/Maritimes | CT | PeakG | 0 | 0 | 0 | 0 | 0 | 0 | PeakG | 0 | 0 | 0 | 0 | 0 | 0
| Total Generation | HQ_NEISO | HQ/Maritimes | CT | PeakO | 0 | 0 | 0 | 0 | 0 | 0 | PeakO | 0 | 0 | 0 | 0 | 0 | 0
| Total Generation | HQ_NEISO | HQ/Maritimes | Other Renew | ST | 0 | 0 | 0 | 0 | 0 | 0 | ST | 0 | 0 | 0 | 0 | 0 | 0
| Total Generation | HQ_NEISO | HQ/Maritimes | Steam O/G | STOG | 0 | 0 | 0 | 0 | 0 | 0 | STOG | 0 | 0 | 0 | 0 | 0 | 0
| Total Generation | HQ_NEISO | HQ/Maritimes | Other Renew | STWD | 0 | 0 | 0 | 0 | 0 | 0 | STWD | 0 | 0 | 0 | 0 | 0 | 0
| Total Generation | HQ_NEISO | HQ/Maritimes | On-shore Wind | WT | 0 | 0 | 0 | 0 | 0 | 0 | WT | 0 | 0 | 0 | 0 | 0 | 0
| Total Generation | HQ_NEISO | HQ/Maritimes | Coal | IGCC | 0 | 0 | 0 | 0 | 0 | 0 | IGCC | 0 | 0 | 0 | 0 | 0 | 0
| Total Generation | HQ_NEISO | HQ/Maritimes | DR | DemandResponse | 0 | 0 | 0 | 0 | 0 | 0 | DemandResponse | 0 | 0 | 0 | 0 | 0 | 0
| Total Generation | HQ_NEISO | HQ/Maritimes | Coal-CCS | IGCC-CCS | 0 | 0 | 0 | 0 | 0 | 0 | IGCC-CCS | 0 | 0 | 0 | 0 | 0 | 0
| Total Generation | HQ_NEISO | HQ/Maritimes | Off-shore Wind | WT_off | 0 | 0 | 0 | 0 | 0 | 0 | WT_off | 0 | 0 | 0 | 0 | 0 | 0
| Total Generation | HQ_NEISO | HQ/Maritimes | Other | PseudoUnit | 0 | 0.02 | 0.06 | 83.55 | 1488.42 | 1488.43 | PseudoUnit | 0 | 0 | 0 | 0 | 0 | 0
| Total Generation | HQ_NEISO | HQ/Maritimes | HQ/Maritimes | FixedInterchange | 19184.4 | 19184.39 | 19184.39 | 19184.39 | 19184.39 | 19184.39 | FixedInterchange | 19184.4 | 19184.4 | 19184.4 | 19184.4 | 19184.4 | 19184.4
Total Generation
| Total Generation |  |  |  | Total Generation by Reporting Type: HQ_NY | [6 empty] | Total Generation by Reporting Type: HQ_NY
| Total Generation |  |  |  | ReportingType | 2015 | 2020 | 2025 | 2030 | 2035 | 2040 | ReportingType | 2015 | 2020 | 2025 | 2030 | 2035 | 2040
| Total Generation | HQ_NY | HQ/Maritimes | Other Renew | BM | 0 | 0 | 0 | 0 | 0 | 0 | BM | 0 | 0 | 0 | 0 | 0 | 0
| Total Generation | HQ_NY | HQ/Maritimes | CC | CC | 0 | 0 | 0 | 0 | 0 | 0 | CC | 0 | 0 | 0 | 0 | 0 | 0
| Total Generation | HQ_NY | HQ/Maritimes | Other Renew | CSP | 0 | 0 | 0 | 0 | 0 | 0 | CSP | 0 | 0 | 0 | 0 | 0 | 0
| Total Generation | HQ_NY | HQ/Maritimes | CT | CT | 0 | 0 | 0 | 0 | 0 | 0 | CT | 0 | 0 | 0 | 0 | 0 | 0
| Total Generation | HQ_NY | HQ/Maritimes | Coal | Coal | 0 | 0 | 0 | 0 | 0 | 0 | Coal | 0 | 0 | 0 | 0 | 0 | 0
| Total Generation | HQ_NY | HQ/Maritimes | Other Renew | Geo | 0 | 0 | 0 | 0 | 0 | 0 | Geo | 0 | 0 | 0 | 0 | 0 | 0
| Total Generation | HQ_NY | HQ/Maritimes | Hydro | H | 0 | 0 | 0 | 0 | 0 | 0 | H | 0 | 0 | 0 | 0 | 0 | 0
| Total Generation | HQ_NY | HQ/Maritimes | Other Renew | LFG | 0 | 0 | 0 | 0 | 0 | 0 | LFG | 0 | 0 | 0 | 0 | 0 | 0
| Total Generation | HQ_NY | HQ/Maritimes | Nuclear | Nuc | 0.01 | 0.02 | 0.02 | 0.06 | 0.75 | 0.59 | Nuc | 0 | 0 | 0 | 0.01 | 0.36 | 0.38
| Total Generation | HQ_NY | HQ/Maritimes | Other | PS | 0 | 0 | 0 | 0 | 0 | 0 | PS | 0 | 0 | 0 | 0 | 0 | 0
| Total Generation | HQ_NY | HQ/Maritimes | Other Renew | PV | 0 | 0 | 0 | 0 | 0 | 0 | PV | 0 | 0 | 0 | 0 | 0 | 0
| Total Generation | HQ_NY | HQ/Maritimes | CT | PeakG | 0 | 0 | 0 | 0 | 0 | 0 | PeakG | 0 | 0 | 0 | 0 | 0 | 0
| Total Generation | HQ_NY | HQ/Maritimes | CT | PeakO | 0 | 0 | 0 | 0 | 0 | 0 | PeakO | 0 | 0 | 0 | 0 | 0 | 0
| Total Generation | HQ_NY | HQ/Maritimes | Other Renew | ST | 0 | 0 | 0 | 0 | 0 | 0 | ST | 0 | 0 | 0 | 0 | 0 | 0
| Total Generation | HQ_NY | HQ/Maritimes | Steam O/G | STOG | 0 | 0 | 0 | 0 | 0 | 0 | STOG | 0 | 0 | 0 | 0 | 0 | 0
| Total Generation | HQ_NY | HQ/Maritimes | Other Renew | STWD | 0 | 0 | 0 | 0 | 0 | 0 | STWD | 0 | 0 | 0 | 0 | 0 | 0
| Total Generation | HQ_NY | HQ/Maritimes | On-shore Wind | WT | 0 | 0 | 0 | 0 | 0 | 0 | WT | 0 | 0 | 0 | 0 | 0 | 0
| Total Generation | HQ_NY | HQ/Maritimes | Coal | IGCC | 0 | 0 | 0 | 0 | 0 | 0 | IGCC | 0 | 0 | 0 | 0 | 0 | 0
| Total Generation | HQ_NY | HQ/Maritimes | DR | DemandResponse | 0 | 0 | 0 | 0 | 0 | 0 | DemandResponse | 0 | 0 | 0 | 0 | 0 | 0
| Total Generation | HQ_NY | HQ/Maritimes | Coal-CCS | IGCC-CCS | 0 | 0 | 0 | 0 | 0 | 0 | IGCC-CCS | 0 | 0 | 0 | 0 | 0 | 0
| Total Generation | HQ_NY | HQ/Maritimes | Off-shore Wind | WT_off | 0 | 0 | 0 | 0 | 0 | 0 | WT_off | 0 | 0 | 0 | 0 | 0 | 0
| Total Generation | HQ_NY | HQ/Maritimes | Other | PseudoUnit | 0 | 0.06 | 0.34 | 14570.09 | 14570.09 | 14570.09 | PseudoUnit | 0 | 0 | 0 | 0 | 0 | 0
| Total Generation | HQ_NY | HQ/Maritimes | HQ/Maritimes | FixedInterchange | 5840 | 5840 | 5840 | 5839.99 | 5840 | 5839.99 | FixedInterchange | 5840 | 5840 | 5840 | 5840 | 5840 | 5840
Total Generation
| Total Generation |  |  |  | Total Generation by Reporting Type: MARITIMES | [6 empty] | Total Generation by Reporting Type: MARITIMES
| Total Generation |  |  |  | ReportingType | 2015 | 2020 | 2025 | 2030 | 2035 | 2040 | ReportingType | 2015 | 2020 | 2025 | 2030 | 2035 | 2040
| Total Generation | MARITIMES | HQ/Maritimes | Other Renew | BM | 0 | 0 | 0 | 0 | 0 | 0 | BM | 0 | 0 | 0 | 0 | 0 | 0
| Total Generation | MARITIMES | HQ/Maritimes | CC | CC | 0 | 0 | 0 | 0 | 0 | 0 | CC | 0 | 0 | 0 | 0 | 0 | 0
| Total Generation | MARITIMES | HQ/Maritimes | Other Renew | CSP | 0 | 0 | 0 | 0 | 0 | 0 | CSP | 0 | 0 | 0 | 0 | 0 | 0
| Total Generation | MARITIMES | HQ/Maritimes | CT | CT | 0 | 0 | 0 | 0 | 0 | 0 | CT | 0 | 0 | 0 | 0 | 0 | 0
| Total Generation | MARITIMES | HQ/Maritimes | Coal | Coal | 0 | 0 | 0 | 0 | 0 | 0 | Coal | 0 | 0 | 0 | 0 | 0 | 0
| Total Generation | MARITIMES | HQ/Maritimes | Other Renew | Geo | 0 | 0 | 0 | 0 | 0 | 0 | Geo | 0 | 0 | 0 | 0 | 0 | 0
| Total Generation | MARITIMES | HQ/Maritimes | Hydro | H | 0 | 0 | 0 | 0 | 0 | 0 | H | 0 | 0 | 0 | 0 | 0 | 0
| Total Generation | MARITIMES | HQ/Maritimes | Other Renew | LFG | 0 | 0 | 0 | 0 | 0 | 0 | LFG | 0 | 0 | 0 | 0 | 0 | 0
| Total Generation | MARITIMES | HQ/Maritimes | Nuclear | Nuc | 0.01 | 0.02 | 0.02 | 0.05 | 0.74 | 0.6 | Nuc | 0 | 0 | 0 | 0.01 | 0.36 | 0.36
| Total Generation | MARITIMES | HQ/Maritimes | Other | PS | 0 | 0 | 0 | 0 | 0 | 0 | PS | 0 | 0 | 0 | 0 | 0 | 0
| Total Generation | MARITIMES | HQ/Maritimes | Other Renew | PV | 0 | 0 | 0 | 0 | 0 | 0 | PV | 0 | 0 | 0 | 0 | 0 | 0
| Total Generation | MARITIMES | HQ/Maritimes | CT | PeakG | 0 | 0 | 0 | 0 | 0 | 0 | PeakG | 0 | 0 | 0 | 0 | 0 | 0
| Total Generation | MARITIMES | HQ/Maritimes | CT | PeakO | 0 | 0 | 0 | 0 | 0 | 0 | PeakO | 0 | 0 | 0 | 0 | 0 | 0
| Total Generation | MARITIMES | HQ/Maritimes | Other Renew | ST | 0 | 0 | 0 | 0 | 0 | 0 | ST | 0 | 0 | 0 | 0 | 0 | 0
| Total Generation | MARITIMES | HQ/Maritimes | Steam O/G | STOG | 0 | 0 | 0 | 0 | 0 | 0 | STOG | 0 | 0 | 0 | 0 | 0 | 0
| Total Generation | MARITIMES | HQ/Maritimes | Other Renew | STWD | 0 | 0 | 0 | 0 | 0 | 0 | STWD | 0 | 0 | 0 | 0 | 0 | 0
| Total Generation | MARITIMES | HQ/Maritimes | On-shore Wind | WT | 0 | 0 | 0 | 0 | 0 | 0 | WT | 0 | 0 | 0 | 0 | 0 | 0
| Total Generation | MARITIMES | HQ/Maritimes | Coal | IGCC | 0 | 0 | 0 | 0 | 0 | 0 | IGCC | 0 | 0 | 0 | 0 | 0 | 0
| Total Generation | MARITIMES | HQ/Maritimes | DR | DemandResponse | 0 | 0 | 0 | 0 | 0 | 0 | DemandResponse | 0 | 0 | 0 | 0 | 0 | 0
| Total Generation | MARITIMES | HQ/Maritimes | Coal-CCS | IGCC-CCS | 0 | 0 | 0 | 0 | 0 | 0 | IGCC-CCS | 0 | 0 | 0 | 0 | 0 | 0
| Total Generation | MARITIMES | HQ/Maritimes | Off-shore Wind | WT_off | 0 | 0 | 0 | 0 | 0 | 0 | WT_off | 0 | 0 | 0 | 0 | 0 | 0
| Total Generation | MARITIMES | HQ/Maritimes | Other | PseudoUnit | 0 | 0.05 | 0.07 | 86.37 | 2480.71 | 2480.71 | PseudoUnit | 0 | 0 | 0 | 0 | 0 | 0
| Total Generation | MARITIMES | HQ/Maritimes | HQ/Maritimes | FixedInterchange | 8760 | 8760 | 8759.99 | 8759.99 | 8759.99 | 8759.99 | FixedInterchange | 8760 | 8760 | 8760 | 8760 | 8760 | 8760
Total Generation
| Total Generation |  |  |  | Total Generation by Reporting Type: All | [6 empty] | Total Generation by Reporting Type: All
| Total Generation |  |  |  | ReportingType | 2015 | 2020 | 2025 | 2030 | 2035 | 2040 | ReportingType | 2015 | 2020 | 2025 | 2030 | 2035 | 2040
| Total Generation | All | All | Other Renew | BM | 2252.47 | 6009.04 | 9270.05 | 20855.21 | 243003.48 | 391292.01 | BM | 2212.42 | 6031.14 | 8903.26 | 12321.14 | 162930.22 | 466478.35
| Total Generation | All | All | CC | CC | 1563452.59 | 1783693.57 | 1533864.31 | 1170246.99 | 607787.87 | 296738.78 | CC | 1644880.92 | 1941879.16 | 1925698.71 | 1404381.81 | 803080.05 | 319716.91
| Total Generation | All | All | Other Renew | CSP | 0 | 0 | 0 | 0 | 0 | 0 | CSP | 0 | 0 | 0 | 0 | 0 | 0
| Total Generation | All | All | CT | CT | 527.89 | 499.92 | 273.4 | 277.56 | 7.84 | 5.13 | CT | 587.43 | 1046.77 | 1116.86 | 422.74 | 35.71 | 92.4
| Total Generation | All | All | Coal | Coal | 1151734.29 | 516228.67 | 51611.69 | 35535.97 | 65403.01 | 66738.44 | Coal | 1069700.58 | 478152.17 | 70153.86 | 39882.93 | 70453.13 | 70864.5
| Total Generation | All | All | Other Renew | Geo | 20458.53 | 37726.82 | 74584.93 | 74584.93 | 74585.04 | 74585.02 | Geo | 20459.37 | 37727.52 | 74585.65 | 74585.65 | 74585.65 | 74585.65
| Total Generation | All | All | Hydro | H | 430354.23 | 436757.91 | 448763.24 | 468971.05 | 474019.79 | 474020.01 | H | 430354.22 | 436923.78 | 452982.88 | 461349.5 | 468536.62 | 468971.73
| Total Generation | All | All | Other Renew | LFG | 32605.52 | 48003.05 | 65426.55 | 71135.02 | 71135.33 | 71136.28 | LFG | 32608.23 | 48005.68 | 65422.74 | 70925.9 | 70365.63 | 70176.77
| Total Generation | All | All | Nuclear | Nuc | 913193.7 | 943694.07 | 1029228.09 | 1321572.45 | 1504041.24 | 1740011.06 | Nuc | 913193.84 | 942800.49 | 1050162.07 | 1317496.6 | 1500351.65 | 1736233.14
| Total Generation | All | All | Other | PS | 6647.33 | 6415.28 | 8555.11 | 7975.78 | 5154.19 | 44019.51 | PS | 6450.66 | 6844.21 | 10241.2 | 7097.89 | 5582.88 | 35897.73
| Total Generation | All | All | Other Renew | PV | 1433.85 | 5066.71 | 6640.77 | 6946.5 | 6889.67 | 7004.49 | PV | 1434.35 | 5072.54 | 6647.8 | 6953.91 | 6948.54 | 7332.33
| Total Generation | All | All | CT | PeakG | 2966.65 | 2290.55 | 2057.4 | 2369.64 | 1048.66 | 898.8 | PeakG | 3317.74 | 4778.43 | 6411.89 | 3838.05 | 2813.32 | 2022.02
| Total Generation | All | All | CT | PeakO | 0.12 | 0.13 | 0.15 | 0.15 | 0.16 | 0.17 | PeakO | 0 | 0 | 0 | 7.61 | 0 | 0
| Total Generation | All | All | Other Renew | ST | 2659.82 | 5425.05 | 6222.96 | 6631.71 | 16904.83 | 19836.99 | ST | 2659.82 | 5425.54 | 6223.34 | 6629.78 | 16905.72 | 19834.08
| Total Generation | All | All | Steam O/G | STOG | 8249.47 | 7543.89 | 3999.53 | 3399.95 | 1541.92 | 587.21 | STOG | 8455.7 | 7262.49 | 4431.94 | 3244.52 | 817.71 | 442.22
| Total Generation | All | All | Other Renew | STWD | 13079.79 | 15931.6 | 18235.45 | 24099.64 | 34519.73 | 29585.67 | STWD | 13118.86 | 15527.16 | 17482.69 | 25204.58 | 30133.17 | 29003.93
| Total Generation | All | All | On-shore Wind | WT | 178094.35 | 624677.03 | 1210274.31 | 1289842.63 | 1357208.97 | 1405014.86 | WT | 178096.59 | 502491.15 | 770251.25 | 1083794.63 | 1194333.03 | 1221535.8
| Total Generation | All | All | Coal | IGCC | 4427.33 | 4428.39 | 396.27 | 1.12 | 0.61 | 0.52 | IGCC | 4427.31 | 4427.31 | 1000.34 | 0 | 0 | 0
| Total Generation | All | All | DR | DemandResponse | 0.02 | 0.02 | 0.03 | 0.04 | 0.05 | 0.07 | DemandResponse | 0 | 0 | 0 | 0 | 0 | 0
| Total Generation | All | All | Coal-CCS | IGCC-CCS | 0 | 1.04 | 1.65 | 2.31 | 4.01 | 3.92 | IGCC-CCS | 0 | 0 | 0 | 0.01 | 0.02 | 0.02
| Total Generation | All | All | Off-shore Wind | WT_off | 1870.14 | 1870.37 | 5861.12 | 5861.34 | 5861.54 | 5861.6 | WT_off | 1873.58 | 1873.58 | 5864.11 | 5864.12 | 95372.15 | 127352.43
| Total Generation | All | All | Other | PseudoUnit | 0 | 0.15 | 0.52 | 14756.69 | 34028.28 | 34028.28 | PseudoUnit | 0 | 0 | 0 | 0 | 0 | 0
| Total Generation | All | All | HQ/Maritimes | FixedInterchange | 36120.39 | 36120.38 | 36120.38 | 36120.38 | 36120.38 | 36120.38 | FixedInterchange | 36120.4 | 36120.4 | 36120.4 | 36120.4 | 36120.4 | 36120.4
Total Generation
| Total Generation |  |  |  | Total Generation by Reporting Type: EI_US | [6 empty] | Total Generation by Reporting Type: EI_US
| Total Generation |  |  |  | ReportingType | 2015 | 2020 | 2025 | 2030 | 2035 | 2040 | ReportingType | 2015 | 2020 | 2025 | 2030 | 2035 | 2040
| Total Generation | EI_US | EI_US | Other Renew | BM | 2109.36 | 5796.22 | 8829.22 | 19361.32 | 204575.29 | 349180.92 | BM | 2109.46 | 5819.87 | 8461.37 | 10917.63 | 125644.51 | 418499.1
| Total Generation | EI_US | EI_US | CC | CC | 1044497.67 | 1256553.24 | 1026414.12 | 814186.16 | 450280.03 | 191256.11 | CC | 1125318.22 | 1411100.46 | 1415105.59 | 1010225.47 | 645493.53 | 209370.85
| Total Generation | EI_US | EI_US | Other Renew | CSP | 0 | 0 | 0 | 0 | 0 | 0 | CSP | 0 | 0 | 0 | 0 | 0 | 0
| Total Generation | EI_US | EI_US | CT | CT | 527.75 | 497.43 | 271.69 | 269.27 | 7.76 | 5.06 | CT | 587.43 | 1044.43 | 1115.37 | 414.56 | 35.71 | 92.4
| Total Generation | EI_US | EI_US | Coal | Coal | 916699.73 | 325554.08 | 29032.64 | 26342.02 | 54334.4 | 56387.54 | Coal | 834776.9 | 288602.75 | 47556.47 | 30086.69 | 57622.47 | 59435.19
| Total Generation | EI_US | EI_US | Other Renew | Geo | 354.6 | 354.6 | 354.6 | 354.6 | 354.6 | 354.6 | Geo | 354.6 | 354.6 | 354.6 | 354.6 | 354.6 | 354.6
| Total Generation | EI_US | EI_US | Hydro | H | 108753.33 | 111080.38 | 114316.51 | 118545.98 | 122503 | 122503.15 | H | 108753.3 | 111246.26 | 118536.27 | 118550 | 122221.22 | 122436.88
| Total Generation | EI_US | EI_US | Other Renew | LFG | 27263.33 | 35656.32 | 45823.88 | 51528.4 | 51528.53 | 51529.52 | LFG | 27266.03 | 35298 | 47321.21 | 51322.34 | 50758.12 | 50569.26
| Total Generation | EI_US | EI_US | Nuclear | Nuc | 697700.15 | 728199.57 | 752302.03 | 901146.22 | 948330.28 | 1105695.55 | Nuc | 697700.28 | 728199.71 | 774466.54 | 933975.3 | 945736.81 | 1117729.35
| Total Generation | EI_US | EI_US | Other | PS | 6523.68 | 6133.95 | 8409.77 | 7680.2 | 4851.06 | 43173.49 | PS | 6338.5 | 6570.78 | 10115.51 | 6753.44 | 5335.84 | 35437.41
| Total Generation | EI_US | EI_US | Other Renew | PV | 410.64 | 4043.5 | 5617.56 | 5923.25 | 5893.75 | 6008.66 | PV | 411.15 | 4049.33 | 5624.59 | 5930.7 | 5953.54 | 6337.72
| Total Generation | EI_US | EI_US | CT | PeakG | 2962.14 | 2283.9 | 2057.14 | 2329.91 | 1007.72 | 850.39 | PeakG | 3317.74 | 4772.13 | 6407.85 | 3796.65 | 2772.57 | 1973.77
| Total Generation | EI_US | EI_US | CT | PeakO | 0.1 | 0.11 | 0.12 | 0.12 | 0.13 | 0.14 | PeakO | 0 | 0 | 0 | 7.61 | 0 | 0
| Total Generation | EI_US | EI_US | Other Renew | ST | 0 | 0 | 0 | 0 | 0 | 0 | ST | 0 | 0 | 0 | 0 | 0 | 0
| Total Generation | EI_US | EI_US | Steam O/G | STOG | 5305.6 | 3639.67 | 2501.78 | 2654.02 | 1480.9 | 562.79 | STOG | 6007.57 | 3924.98 | 2940.74 | 2247.36 | 771.51 | 416.34
| Total Generation | EI_US | EI_US | Other Renew | STWD | 8043.88 | 6980.62 | 7108.24 | 11013.61 | 20707.08 | 15987.83 | STWD | 8104.78 | 6597.94 | 6367.82 | 12339.65 | 17268.25 | 15191.17
| Total Generation | EI_US | EI_US | On-shore Wind | WT | 106486.45 | 499568.41 | 994163.74 | 1022788.84 | 1068426.24 | 1089862.91 | WT | 106488.69 | 377729.64 | 554160.24 | 816746.89 | 905547.8 | 924376.4
| Total Generation | EI_US | EI_US | Coal | IGCC | 4427.33 | 4428.28 | 396.18 | 1.07 | 0.57 | 0.49 | IGCC | 4427.31 | 4427.31 | 1000.34 | 0 | 0 | 0
| Total Generation | EI_US | EI_US | DR | DemandResponse | 0.01 | 0.02 | 0.02 | 0.03 | 0.04 | 0.05 | DemandResponse | 0 | 0 | 0 | 0 | 0 | 0
| Total Generation | EI_US | EI_US | Coal-CCS | IGCC-CCS | 0 | 0.91 | 1.32 | 1.9 | 3.37 | 3.29 | IGCC-CCS | 0 | 0 | 0 | 0 | 0.02 | 0.02
| Total Generation | EI_US | EI_US | Off-shore Wind | WT_off | 1870.14 | 1870.34 | 5861.04 | 5861.2 | 5861.32 | 5861.27 | WT_off | 1873.58 | 1873.58 | 5864.11 | 5864.11 | 95372.15 | 127352.43
| Total Generation | EI_US | EI_US | Other | PseudoUnit | 0 | 0.13 | 0.47 | 14740.01 | 18539.23 | 18539.23 | PseudoUnit | 0 | 0 | 0 | 0 | 0 | 0
| Total Generation | EI_US | EI_US | HQ/Maritimes | FixedInterchange | 33784.39 | 33784.39 | 33784.38 | 33784.38 | 33784.38 | 33784.38 | FixedInterchange | 33784.4 | 33784.4 | 33784.4 | 33784.4 | 33784.4 | 33784.4
Total Generation
| Total Generation |  |  |  | Total Generation by Reporting Type: EI_Canada | [6 empty] | Total Generation by Reporting Type: EI_Canada
| Total Generation |  |  |  | ReportingType | 2015 | 2020 | 2025 | 2030 | 2035 | 2040 | ReportingType | 2015 | 2020 | 2025 | 2030 | 2035 | 2040
| Total Generation | EI_Canada | EI_Canada | Other Renew | BM | 0.02 | 1.06 | 0.97 | 123.39 | 2436.36 | 1495.39 | BM | 0 | 0 | 0 | 33.1 | 33.1 | 130.18
| Total Generation | EI_Canada | EI_Canada | CC | CC | 2506.6 | 863.7 | 130.67 | 0.15 | 0.11 | 0.09 | CC | 2449.05 | 803.01 | 49.37 | 0 | 0 | 0
| Total Generation | EI_Canada | EI_Canada | Other Renew | CSP | 0 | 0 | 0 | 0 | 0 | 0 | CSP | 0 | 0 | 0 | 0 | 0 | 0
| Total Generation | EI_Canada | EI_Canada | CT | CT | 0.02 | 0.02 | 0.01 | 0.01 | 0.01 | 0.01 | CT | 0 | 0 | 0 | 0 | 0 | 0
| Total Generation | EI_Canada | EI_Canada | Coal | Coal | 0.22 | 0.18 | 0.1 | 0.06 | 0.05 | 0.04 | Coal | 0 | 0 | 0 | 0 | 0 | 0
| Total Generation | EI_Canada | EI_Canada | Other Renew | Geo | 0 | 0 | 0 | 0 | 0 | 0 | Geo | 0 | 0 | 0 | 0 | 0 | 0
| Total Generation | EI_Canada | EI_Canada | Hydro | H | 87709.44 | 91786.05 | 100555.19 | 116533.41 | 116533.43 | 116533.42 | H | 87709.45 | 91786.05 | 100555.14 | 108908.03 | 111332.12 | 111551.56
| Total Generation | EI_Canada | EI_Canada | Other Renew | LFG | 926.36 | 926.36 | 926.36 | 930.3 | 930.3 | 930.3 | LFG | 926.37 | 926.37 | 926.37 | 926.37 | 930.31 | 930.31
| Total Generation | EI_Canada | EI_Canada | Nuclear | Nuc | 101402.31 | 101402.33 | 101402.36 | 101402.43 | 93380.77 | 81384.6 | Nuc | 101402.33 | 100508.55 | 99193.88 | 101402.32 | 93379.45 | 81383.61
| Total Generation | EI_Canada | EI_Canada | Other | PS | 50.48 | 50.45 | 50.47 | 50.47 | 50.46 | 313.66 | PS | 13.53 | 25.83 | 25.83 | 50.43 | 19.07 | 50.43
| Total Generation | EI_Canada | EI_Canada | Other Renew | PV | 78.84 | 78.84 | 78.83 | 78.83 | 78.84 | 78.83 | PV | 78.84 | 78.84 | 78.84 | 78.84 | 78.84 | 78.84
| Total Generation | EI_Canada | EI_Canada | CT | PeakG | 4.33 | 0.03 | 0.02 | 0.01 | 0.01 | 0.01 | PeakG | 0 | 0 | 0 | 0 | 0 | 0
| Total Generation | EI_Canada | EI_Canada | CT | PeakO | 0 | 0 | 0 | 0 | 0 | 0 | PeakO | 0 | 0 | 0 | 0 | 0 | 0
| Total Generation | EI_Canada | EI_Canada | Other Renew | ST | 0 | 0 | 0 | 0 | 0 | 0 | ST | 0 | 0 | 0 | 0 | 0 | 0
| Total Generation | EI_Canada | EI_Canada | Steam O/G | STOG | 0.03 | 0.02 | 0.01 | 0.01 | 0.01 | 0.01 | STOG | 0 | 0 | 0 | 0 | 0 | 0
| Total Generation | EI_Canada | EI_Canada | Other Renew | STWD | 26.28 | 26.29 | 26.3 | 247.56 | 974.09 | 759.34 | STWD | 4.38 | 4.38 | 13.76 | 26.27 | 26.27 | 974.11
| Total Generation | EI_Canada | EI_Canada | On-shore Wind | WT | 9925.79 | 9925.79 | 9925.78 | 9925.78 | 9168.55 | 27154.69 | WT | 9925.81 | 9925.81 | 9925.81 | 9925.81 | 9168.47 | 9168.47
| Total Generation | EI_Canada | EI_Canada | Coal | IGCC | 0 | 0 | 0 | 0 | 0 | 0 | IGCC | 0 | 0 | 0 | 0 | 0 | 0
| Total Generation | EI_Canada | EI_Canada | DR | DemandResponse | 0 | 0 | 0 | 0 | 0 | 0 | DemandResponse | 0 | 0 | 0 | 0 | 0 | 0
| Total Generation | EI_Canada | EI_Canada | Coal-CCS | IGCC-CCS | 0 | 0 | 0 | 0 | 0 | 0 | IGCC-CCS | 0 | 0 | 0 | 0 | 0 | 0
| Total Generation | EI_Canada | EI_Canada | Off-shore Wind | WT_off | 0 | 0.01 | 0.01 | 0.03 | 0.08 | 0.13 | WT_off | 0 | 0 | 0 | 0 | 0 | 0
| Total Generation | EI_Canada | EI_Canada | Other | PseudoUnit | 0 | 0.02 | 0.05 | 16.67 | 15489.05 | 15489.05 | PseudoUnit | 0 | 0 | 0 | 0 | 0 | 0
| Total Generation | EI_Canada | EI_Canada | HQ/Maritimes | FixedInterchange | 2336 | 2336 | 2335.99 | 2335.99 | 2336 | 2335.99 | FixedInterchange | 2336 | 2336 | 2336 | 2336 | 2336 | 2336
Total Generation
| Total Generation |  |  |  | Total Generation by Reporting Type: EI | [6 empty] | Total Generation by Reporting Type: EI
| Total Generation |  |  |  | ReportingType | 2015 | 2020 | 2025 | 2030 | 2035 | 2040 | ReportingType | 2015 | 2020 | 2025 | 2030 | 2035 | 2040
| Total Generation | EI | EI | Other Renew | BM | 2109.38 | 5797.28 | 8830.19 | 19484.71 | 207011.65 | 350676.32 | BM | 2109.46 | 5819.87 | 8461.37 | 10950.73 | 125677.61 | 418629.27
| Total Generation | EI | EI | CC | CC | 1047004.27 | 1257416.94 | 1026544.79 | 814186.31 | 450280.14 | 191256.2 | CC | 1127767.27 | 1411903.47 | 1415154.96 | 1010225.47 | 645493.53 | 209370.85
| Total Generation | EI | EI | Other Renew | CSP | 0 | 0 | 0 | 0 | 0 | 0 | CSP | 0 | 0 | 0 | 0 | 0 | 0
| Total Generation | EI | EI | CT | CT | 527.77 | 497.45 | 271.7 | 269.28 | 7.76 | 5.06 | CT | 587.43 | 1044.43 | 1115.37 | 414.56 | 35.71 | 92.4
| Total Generation | EI | EI | Coal | Coal | 916699.96 | 325554.26 | 29032.74 | 26342.08 | 54334.45 | 56387.58 | Coal | 834776.9 | 288602.75 | 47556.47 | 30086.69 | 57622.47 | 59435.19
| Total Generation | EI | EI | Other Renew | Geo | 354.6 | 354.6 | 354.6 | 354.6 | 354.6 | 354.6 | Geo | 354.6 | 354.6 | 354.6 | 354.6 | 354.6 | 354.6
| Total Generation | EI | EI | Hydro | H | 196462.77 | 202866.43 | 214871.7 | 235079.39 | 239036.43 | 239036.57 | H | 196462.75 | 203032.31 | 219091.41 | 227458.03 | 233553.34 | 233988.45
| Total Generation | EI | EI | Other Renew | LFG | 28189.69 | 36582.67 | 46750.24 | 52458.7 | 52458.83 | 52459.82 | LFG | 28192.4 | 36224.37 | 48247.58 | 52248.71 | 51688.44 | 51499.57
| Total Generation | EI | EI | Nuclear | Nuc | 799102.47 | 829601.9 | 853704.38 | 1002548.65 | 1041711.05 | 1187080.15 | Nuc | 799102.61 | 828708.26 | 873660.42 | 1035377.61 | 1039116.26 | 1199112.96
| Total Generation | EI | EI | Other | PS | 6574.16 | 6184.41 | 8460.24 | 7730.68 | 4901.52 | 43487.15 | PS | 6352.03 | 6596.61 | 10141.34 | 6803.87 | 5354.91 | 35487.84
| Total Generation | EI | EI | Other Renew | PV | 489.48 | 4122.33 | 5696.39 | 6002.08 | 5972.58 | 6087.5 | PV | 489.99 | 4128.17 | 5703.43 | 6009.54 | 6032.38 | 6416.56
| Total Generation | EI | EI | CT | PeakG | 2966.47 | 2283.94 | 2057.17 | 2329.93 | 1007.73 | 850.4 | PeakG | 3317.74 | 4772.13 | 6407.85 | 3796.65 | 2772.57 | 1973.77
| Total Generation | EI | EI | CT | PeakO | 0.1 | 0.11 | 0.12 | 0.13 | 0.13 | 0.14 | PeakO | 0 | 0 | 0 | 7.61 | 0 | 0
| Total Generation | EI | EI | Other Renew | ST | 0 | 0 | 0 | 0 | 0 | 0 | ST | 0 | 0 | 0 | 0 | 0 | 0
| Total Generation | EI | EI | Steam O/G | STOG | 5305.63 | 3639.69 | 2501.8 | 2654.03 | 1480.91 | 562.8 | STOG | 6007.57 | 3924.98 | 2940.74 | 2247.36 | 771.51 | 416.34
| Total Generation | EI | EI | Other Renew | STWD | 8070.17 | 7006.92 | 7134.54 | 11261.17 | 21681.16 | 16747.17 | STWD | 8109.16 | 6602.32 | 6381.58 | 12365.93 | 17294.52 | 16165.28
| Total Generation | EI | EI | On-shore Wind | WT | 116412.24 | 509494.2 | 1004089.52 | 1032714.62 | 1077594.79 | 1117017.61 | WT | 116414.5 | 387655.45 | 564086.04 | 826672.7 | 914716.27 | 933544.87
| Total Generation | EI | EI | Coal | IGCC | 4427.33 | 4428.28 | 396.18 | 1.07 | 0.57 | 0.49 | IGCC | 4427.31 | 4427.31 | 1000.34 | 0 | 0 | 0
| Total Generation | EI | EI | DR | DemandResponse | 0.01 | 0.02 | 0.02 | 0.03 | 0.04 | 0.05 | DemandResponse | 0 | 0 | 0 | 0 | 0 | 0
| Total Generation | EI | EI | Coal-CCS | IGCC-CCS | 0 | 0.91 | 1.32 | 1.9 | 3.37 | 3.29 | IGCC-CCS | 0 | 0 | 0 | 0 | 0.02 | 0.02
| Total Generation | EI | EI | Off-shore Wind | WT_off | 1870.14 | 1870.34 | 5861.05 | 5861.23 | 5861.4 | 5861.4 | WT_off | 1873.58 | 1873.58 | 5864.11 | 5864.11 | 95372.15 | 127352.43
| Total Generation | EI | EI | Other | PseudoUnit | 0 | 0.15 | 0.52 | 14756.69 | 34028.28 | 34028.28 | PseudoUnit | 0 | 0 | 0 | 0 | 0 | 0
| Total Generation | EI | EI | HQ/Maritimes | FixedInterchange | 36120.39 | 36120.38 | 36120.38 | 36120.38 | 36120.38 | 36120.38 | FixedInterchange | 36120.4 | 36120.4 | 36120.4 | 36120.4 | 36120.4 | 36120.4
Total Generation
| Total Generation |  |  |  | Total Generation by Reporting Type: Outside_EI | [6 empty] | Total Generation by Reporting Type: Outside_EI
| Total Generation |  |  |  | ReportingType | 2015 | 2020 | 2025 | 2030 | 2035 | 2040 | ReportingType | 2015 | 2020 | 2025 | 2030 | 2035 | 2040
| Total Generation | Outside_EI | Outside_EI | Other Renew | BM | 143.09 | 211.76 | 439.86 | 1370.5 | 35991.83 | 40615.69 | BM | 102.96 | 211.27 | 441.89 | 1370.41 | 37252.61 | 47849.08
| Total Generation | Outside_EI | Outside_EI | CC | CC | 516448.32 | 526276.63 | 507319.52 | 356060.68 | 157507.73 | 105482.58 | CC | 517113.65 | 529975.69 | 510543.75 | 394156.34 | 157586.53 | 110346.07
| Total Generation | Outside_EI | Outside_EI | Other Renew | CSP | 0 | 0 | 0 | 0 | 0 | 0 | CSP | 0 | 0 | 0 | 0 | 0 | 0
| Total Generation | Outside_EI | Outside_EI | CT | CT | 0.11 | 2.46 | 1.7 | 8.28 | 0.07 | 0.06 | CT | 0 | 2.34 | 1.49 | 8.17 | 0 | 0
| Total Generation | Outside_EI | Outside_EI | Coal | Coal | 235034.34 | 190674.4 | 22578.96 | 9193.89 | 11068.56 | 10350.86 | Coal | 234923.68 | 189549.42 | 22597.39 | 9796.24 | 12830.66 | 11429.32
| Total Generation | Outside_EI | Outside_EI | Other Renew | Geo | 20103.92 | 37372.22 | 74230.33 | 74230.33 | 74230.44 | 74230.42 | Geo | 20104.76 | 37372.91 | 74231.05 | 74231.05 | 74231.05 | 74231.05
| Total Generation | Outside_EI | Outside_EI | Hydro | H | 233891.46 | 233891.48 | 233891.54 | 233891.66 | 234983.36 | 234983.44 | H | 233891.47 | 233891.47 | 233891.47 | 233891.47 | 234983.28 | 234983.28
| Total Generation | Outside_EI | Outside_EI | Other Renew | LFG | 4415.83 | 11420.37 | 18676.31 | 18676.32 | 18676.49 | 18676.46 | LFG | 4415.83 | 11781.31 | 17175.16 | 18677.2 | 18677.2 | 18677.2
| Total Generation | Outside_EI | Outside_EI | Nuclear | Nuc | 114091.23 | 114092.16 | 175523.71 | 319023.8 | 462330.19 | 552930.91 | Nuc | 114091.24 | 114092.23 | 176501.65 | 282118.99 | 461235.39 | 537120.18
| Total Generation | Outside_EI | Outside_EI | Other | PS | 73.17 | 230.88 | 94.87 | 245.1 | 252.67 | 532.35 | PS | 98.63 | 247.59 | 99.86 | 294.02 | 227.97 | 409.89
| Total Generation | Outside_EI | Outside_EI | Other Renew | PV | 944.37 | 944.38 | 944.38 | 944.42 | 917.09 | 917 | PV | 944.36 | 944.36 | 944.36 | 944.36 | 916.16 | 915.77
| Total Generation | Outside_EI | Outside_EI | CT | PeakG | 0.18 | 6.62 | 0.23 | 39.72 | 40.93 | 48.4 | PeakG | 0 | 6.3 | 4.05 | 41.4 | 40.75 | 48.25
| Total Generation | Outside_EI | Outside_EI | CT | PeakO | 0.02 | 0.02 | 0.03 | 0.03 | 0.03 | 0.03 | PeakO | 0 | 0 | 0 | 0 | 0 | 0
| Total Generation | Outside_EI | Outside_EI | Other Renew | ST | 2659.82 | 5425.05 | 6222.96 | 6631.71 | 16904.83 | 19836.99 | ST | 2659.82 | 5425.54 | 6223.34 | 6629.78 | 16905.72 | 19834.08
| Total Generation | Outside_EI | Outside_EI | Steam O/G | STOG | 2943.84 | 3904.2 | 1497.73 | 745.92 | 61.01 | 24.41 | STOG | 2448.13 | 3337.51 | 1491.2 | 997.16 | 46.2 | 25.88
| Total Generation | Outside_EI | Outside_EI | Other Renew | STWD | 5009.62 | 8924.68 | 11100.91 | 12838.47 | 12838.57 | 12838.5 | STWD | 5009.69 | 8924.84 | 11101.11 | 12838.65 | 12838.66 | 12838.66
| Total Generation | Outside_EI | Outside_EI | On-shore Wind | WT | 61682.11 | 115182.83 | 206184.79 | 257128.01 | 279614.18 | 287997.26 | WT | 61682.09 | 114835.71 | 206165.2 | 257121.93 | 279616.76 | 287990.93
| Total Generation | Outside_EI | Outside_EI | Coal | IGCC | 0 | 0.11 | 0.1 | 0.05 | 0.04 | 0.03 | IGCC | 0 | 0 | 0 | 0 | 0 | 0
| Total Generation | Outside_EI | Outside_EI | DR | DemandResponse | 0 | 0.01 | 0.01 | 0.01 | 0.01 | 0.02 | DemandResponse | 0 | 0 | 0 | 0 | 0 | 0
| Total Generation | Outside_EI | Outside_EI | Coal-CCS | IGCC-CCS | 0 | 0.13 | 0.33 | 0.41 | 0.65 | 0.63 | IGCC-CCS | 0 | 0 | 0 | 0 | 0.01 | 0.01
| Total Generation | Outside_EI | Outside_EI | Off-shore Wind | WT_off | 0 | 0.03 | 0.07 | 0.11 | 0.15 | 0.2 | WT_off | 0 | 0 | 0 | 0 | 0 | 0
| Total Generation | Outside_EI | Outside_EI | Other | PseudoUnit | 0 | 0 | 0 | 0 | 0 | 0 | PseudoUnit | 0 | 0 | 0 | 0 | 0 | 0
| Total Generation | Outside_EI | Outside_EI | HQ/Maritimes | FixedInterchange | 0 | 0 | 0 | 0 | 0 | 0 | FixedInterchange | 0 | 0 | 0 | 0 | 0 | 0
#2 Energy Demand (TWh) |  |  |  |  | #2 | 2015: Energy Demand (TWh) | #2 | Energy Demand (TWh)
[5 empty] | Energy Demand by Pool & Region: | [6 empty] | Energy Demand by Pool & Region:
[5 empty] | Pool/Region | 2015 | 2020 | 2025 | 2030 | 2035 | 2040 | Pool/Region | 2015 | 2020 | 2025 | 2030 | 2035 | 2040
| Energy Demand by Pool & Region | ENT | Southwest |  | ENT | 172.01 | 166.75 | 164.83 | 154.8 | 147.09 | 153.29 | ENT | 172.02 | 166.72 | 164.88 | 154.8 | 147.07 | 153.28
| Energy Demand by Pool & Region | FRCC | South |  | FRCC | 249.9 | 246.92 | 261.69 | 262.83 | 254.2 | 272.52 | FRCC | 249.93 | 246.97 | 261.68 | 262.82 | 254.13 | 272.54
| Energy Demand by Pool & Region | MAPP_US | Midwest |  | MAPP_US | 27.79 | 29.67 | 29.33 | 30.47 | 30.72 | 30.93 | MAPP_US | 27.78 | 29.67 | 29.34 | 30.47 | 30.71 | 30.94
| Energy Demand by Pool & Region | MISO_IN | Midwest |  | MISO_IN | 95.91 | 93.97 | 102.25 | 102.38 | 97.14 | 103.39 | MISO_IN | 95.93 | 93.94 | 102.23 | 102.37 | 97.12 | 103.38
| Energy Demand by Pool & Region | MISO_MI | Midwest |  | MISO_MI | 96.17 | 92.36 | 98.38 | 99.39 | 98.96 | 102.18 | MISO_MI | 96.19 | 92.33 | 98.36 | 99.38 | 98.95 | 102.18
| Energy Demand by Pool & Region | MISO_MO-IL | Midwest |  | MISO_MO-IL | 91.25 | 95.36 | 100.18 | 101.01 | 97.45 | 102.51 | MISO_MO-IL | 91.28 | 95.33 | 100.15 | 101.02 | 97.43 | 102.48
| Energy Demand by Pool & Region | MISO_W | Midwest |  | MISO_W | 132.21 | 133.56 | 149.12 | 151.7 | 143.52 | 145.35 | MISO_W | 132.25 | 133.49 | 149.06 | 151.71 | 143.5 | 145.32
| Energy Demand by Pool & Region | MISO_WUMS | Midwest |  | MISO_WUMS | 63.64 | 67.23 | 67.9 | 70.15 | 66.94 | 68.95 | MISO_WUMS | 63.64 | 67.21 | 67.9 | 70.14 | 66.92 | 68.94
| Energy Demand by Pool & Region | NE | Southwest |  | NE | 32.16 | 33.85 | 31.51 | 33.2 | 36.14 | 36.54 | NE | 32.16 | 33.85 | 31.53 | 33.2 | 36.12 | 36.55
| Energy Demand by Pool & Region | NEISO | Northeast |  | NEISO | 131.57 | 120.89 | 118.42 | 115.7 | 119.2 | 115 | NEISO | 131.57 | 120.88 | 118.42 | 115.65 | 119.21 | 114.99
| Energy Demand by Pool & Region | NonRTO_Midwest | MISO |  | NonRTO_Midwest | 61.61 | 62.51 | 64.21 | 59.18 | 60.85 | 63.79 | NonRTO_Midwest | 61.61 | 62.51 | 64.2 | 59.18 | 60.85 | 63.78
| Energy Demand by Pool & Region | NYISO_A-F | Northeast |  | NYISO_A-F | 56.54 | 61.09 | 61.61 | 63.51 | 59.89 | 59.48 | NYISO_A-F | 56.61 | 61.14 | 61.6 | 63.52 | 59.88 | 59.45
| Energy Demand by Pool & Region | NYISO_G-I | Northeast |  | NYISO_G-I | 17.48 | 18.43 | 18.84 | 18.49 | 18.66 | 18.78 | NYISO_G-I | 17.49 | 18.43 | 18.84 | 18.5 | 18.66 | 18.78
| Energy Demand by Pool & Region | NYISO_J-K | Northeast |  | NYISO_J-K | 65.97 | 70.4 | 71.92 | 72.56 | 71.94 | 72.49 | NYISO_J-K | 66.03 | 70.43 | 71.93 | 72.56 | 71.94 | 72.49
| Energy Demand by Pool & Region | PJM_E | PJM_MAAC |  | PJM_E | 126.81 | 116.81 | 115.88 | 117.65 | 118.41 | 120.36 | PJM_E | 126.77 | 116.77 | 115.87 | 117.66 | 118.4 | 120.37
| Energy Demand by Pool & Region | PJM_ROM | PJM_MAAC |  | PJM_ROM | 141.97 | 146.27 | 145.58 | 148.62 | 149.38 | 154.31 | PJM_ROM | 141.93 | 146.21 | 145.58 | 148.63 | 149.37 | 154.31
| Energy Demand by Pool & Region | PJM_ROR | PJM_ROR |  | PJM_ROR | 504.42 | 506.79 | 479.48 | 484.96 | 481.03 | 484.94 | PJM_ROR | 504.35 | 506.56 | 479.47 | 485.01 | 481 | 484.95
| Energy Demand by Pool & Region | SOCO | South |  | SOCO | 249.16 | 271.69 | 273.21 | 275.08 | 272.37 | 268.12 | SOCO | 249.15 | 271.64 | 273.21 | 275.08 | 272.39 | 268.11
| Energy Demand by Pool & Region | SPP_N | Southwest |  | SPP_N | 78.24 | 82.76 | 77.79 | 84.32 | 90.08 | 91.66 | SPP_N | 78.23 | 82.75 | 77.84 | 84.33 | 90.04 | 91.7
| Energy Demand by Pool & Region | SPP_S | Southwest |  | SPP_S | 164.84 | 179.43 | 178.79 | 177.94 | 177.88 | 179.19 | SPP_S | 164.82 | 179.39 | 178.92 | 177.98 | 177.81 | 179.25
| Energy Demand by Pool & Region | TVA | South |  | TVA | 170.28 | 173.81 | 169.8 | 166.82 | 177.22 | 173.66 | TVA | 170.28 | 173.76 | 169.8 | 166.86 | 177.17 | 173.66
| Energy Demand by Pool & Region | TVA_Transmission | South |  | TVA_Transmission | 0 | 0 | 0 | 0 | 0 | 0 | TVA_Transmission | 0 | 0 | 0 | 0 | 0 | 0
| Energy Demand by Pool & Region | VACAR | South |  | VACAR | 254.1 | 268.13 | 273.97 | 275.03 | 271.24 | 280.28 | VACAR | 254.1 | 268.1 | 273.98 | 275.05 | 271.16 | 280.28
| Energy Demand by Pool & Region | IESO | Ontario |  | IESO | 130.96 | 124.35 | 122.73 | 128.04 | 123.12 | 123.05 | IESO | 130.96 | 124.35 | 122.73 | 128.04 | 123.12 | 123.05
| Energy Demand by Pool & Region | MAPP_CA | Midwest |  | MAPP_CA | 49.66 | 51.49 | 51.1 | 53.6 | 51.82 | 52.08 | MAPP_CA | 49.66 | 51.49 | 51.1 | 53.6 | 51.82 | 52.08
| Energy Demand by Pool & Region | AZ_NM_SNV_Coal | West |  | AZ_NM_SNV_Coal | 129.26 | 143.71 | 147.16 | 148.72 | 156.04 | 156.05 | AZ_NM_SNV_Coal | 129.27 | 143.71 | 147.15 | 148.71 | 156.04 | 156.04
| Energy Demand by Pool & Region | AZ_NM_SNV_Gas | West |  | AZ_NM_SNV_Gas | 0 | 0 | 0 | 0 | 0 | 0 | AZ_NM_SNV_Gas | 0 | 0 | 0 | 0 | 0 | 0
| Energy Demand by Pool & Region | AZ_NM_SNV_NucRenew | West |  | AZ_NM_SNV_NucRenew | 0 | 0 | 0 | 0 | 0 | 0 | AZ_NM_SNV_NucRenew | 0 | 0 | 0 | 0 | 0 | 0
| Energy Demand by Pool & Region | ERCOT | Texas |  | ERCOT | 332.05 | 337.88 | 338.63 | 335.48 | 335.42 | 338.37 | ERCOT | 332.05 | 337.9 | 338.64 | 335.42 | 335.41 | 338.37
| Energy Demand by Pool & Region | NP15 | West |  | NP15 | 114.41 | 120.07 | 123.37 | 131.98 | 135.31 | 142.81 | NP15 | 114.41 | 120.08 | 123.37 | 131.97 | 135.31 | 142.79
| Energy Demand by Pool & Region | NWPP_Coal | West |  | NWPP_Coal | 233.89 | 249.47 | 256.63 | 260.86 | 260.9 | 282.34 | NWPP_Coal | 233.91 | 249.44 | 256.57 | 260.92 | 260.92 | 282.34
| Energy Demand by Pool & Region | NWPP_Gas | West |  | NWPP_Gas | 0 | 0 | 0 | 0 | 0 | 0 | NWPP_Gas | 0 | 0 | 0 | 0 | 0 | 0
| Energy Demand by Pool & Region | NWPP_NucRenew | West |  | NWPP_NucRenew | 0 | 0 | 0 | 0 | 0 | 0 | NWPP_NucRenew | 0 | 0 | 0 | 0 | 0 | 0
| Energy Demand by Pool & Region | RMPA | West |  | RMPA | 71.93 | 78.52 | 73.15 | 79.65 | 79.65 | 81.29 | RMPA | 71.94 | 78.56 | 73.13 | 79.63 | 79.63 | 81.29
| Energy Demand by Pool & Region | SP15 | West |  | SP15 | 189.15 | 200.55 | 201.77 | 206.44 | 211.65 | 223.37 | SP15 | 189.14 | 200.57 | 201.8 | 206.43 | 211.65 | 223.37
| Energy Demand by Pool & Region | ALB | West |  | ALB | 63.97 | 66.3 | 67.87 | 73.44 | 73.24 | 75.91 | ALB | 63.97 | 66.3 | 67.87 | 73.44 | 73.24 | 75.91
| Energy Demand by Pool & Region | BC | West |  | BC | 61.93 | 62.79 | 62.87 | 66.55 | 64.92 | 65.83 | BC | 61.93 | 62.79 | 62.87 | 66.55 | 64.92 | 65.83
| Energy Demand by Pool & Region | HQ_IESO | HQ/Maritimes |  | HQ_IESO | 0 | 0 | 0 | 0 | 0 | 0 | HQ_IESO | 0 | 0 | 0 | 0 | 0 | 0
| Energy Demand by Pool & Region | HQ_NEISO | HQ/Maritimes |  | HQ_NEISO | 0 | 0 | 0 | 0 | 0 | 0 | HQ_NEISO | 0 | 0 | 0 | 0 | 0 | 0
| Energy Demand by Pool & Region | HQ_NY | HQ/Maritimes |  | HQ_NY | 0 | 0 | 0 | 0 | 0 | 0 | HQ_NY | 0 | 0 | 0 | 0 | 0 | 0
| Energy Demand by Pool & Region | MARITIMES | HQ/Maritimes |  | MARITIMES | 0 | 0 | 0 | 0 | 0 | 0 | MARITIMES | 0 | 0 | 0 | 0 | 0 | 0
| Energy Demand by Pool & Region | All | All |  | All | 4361.26 | 4473.83 | 4499.98 | 4550.55 | 4532.39 | 4638.79 | All | 4361.35 | 4473.26 | 4500.05 | 4550.66 | 4531.92 | 4638.8
| Energy Demand by Pool & Region | EI_US | EI_US |  | EI_US | 2984.05 | 3038.7 | 3054.68 | 3065.8 | 3040.31 | 3097.7 | EI_US | 2984.12 | 3038.08 | 3054.8 | 3065.95 | 3039.83 | 3097.75
| Energy Demand by Pool & Region | EI_Canada | EI_Canada |  | EI_Canada | 180.62 | 175.84 | 173.83 | 181.64 | 174.95 | 175.12 | EI_Canada | 180.62 | 175.84 | 173.83 | 181.64 | 174.95 | 175.12
| Energy Demand by Pool & Region | EI | EI |  | EI | 3164.67 | 3214.53 | 3228.52 | 3247.44 | 3215.26 | 3272.82 | EI | 3164.73 | 3213.91 | 3228.63 | 3247.59 | 3214.78 | 3272.87
| Energy Demand by Pool & Region | Outside_EI | Outside_EI |  | Outside_EI | 1196.59 | 1259.3 | 1271.46 | 1303.11 | 1317.13 | 1365.97 | Outside_EI | 1196.62 | 1259.35 | 1271.41 | 1303.07 | 1317.14 | 1365.93
#3 Generation Minus Energy (TWh) |  |  |  |  | #3 | 2015: Generation Minus Energy (TWh) | #3 | Generation Minus Energy (TWh)
[5 empty] | Generation Minus Energy by Pool & Region: | [6 empty] | Generation Minus Energy by Pool & Region:
[5 empty] | Pool/Region | 2015 | 2020 | 2025 | 2030 | 2035 | 2040 | Pool/Region | 2015 | 2020 | 2025 | 2030 | 2035 | 2040
| Generation Minus Energy by Pool & Region | ENT | Southwest |  | ENT | 3.22 | -49.97 | -82.67 | -76.91 | -84.06 | -65.75 | ENT | 3.43 | -13.15 | -15.21 | -29.72 | -25.77 | -26.15
| Generation Minus Energy by Pool & Region | FRCC | South |  | FRCC | -0.77 | -1.38 | -9.64 | -1.58 | 0.11 | -11.46 | FRCC | -0.71 | -0.72 | -0.22 | -0.03 | 0.16 | -8.97
| Generation Minus Energy by Pool & Region | MAPP_US | Midwest |  | MAPP_US | 1.06 | 4.51 | 13.04 | 12.34 | 12.14 | 12.2 | MAPP_US | 1.23 | 5.05 | 4.67 | 3.5 | 3.28 | 3.12
| Generation Minus Energy by Pool & Region | MISO_IN | Midwest |  | MISO_IN | -20.83 | -36.49 | -86.18 | -84.25 | -75.55 | -61.38 | MISO_IN | -10.23 | 57.8 | 20.43 | 63.61 | 56.55 | 41.95
| Generation Minus Energy by Pool & Region | MISO_MI | Midwest |  | MISO_MI | -34.04 | -58.33 | -68.42 | -71.44 | -78.54 | -78.44 | MISO_MI | -10.3 | -21.24 | -22.26 | -45.98 | -51.44 | -43.16
| Generation Minus Energy by Pool & Region | MISO_MO-IL | Midwest |  | MISO_MO-IL | 8.07 | -50.4 | -59.18 | -58.14 | -54.09 | -58.42 | MISO_MO-IL | 10.67 | -37.92 | -24.03 | 1.81 | 5.07 | 0.16
| Generation Minus Energy by Pool & Region | MISO_W | Midwest |  | MISO_W | 2.33 | -53.14 | 248.09 | 259.3 | 250.14 | 258.33 | MISO_W | -0.09 | -35.03 | 14.05 | 5.93 | -5.19 | -3.83
| Generation Minus Energy by Pool & Region | MISO_WUMS | Midwest |  | MISO_WUMS | 53.15 | 155.31 | 82.19 | 81.11 | 6.99 | -27.1 | MISO_WUMS | 9.3 | 10.66 | 9.44 | 5.7 | -2.8 | 0.04
| Generation Minus Energy by Pool & Region | NE | Southwest |  | NE | 10.86 | 75.29 | 76.22 | 74.93 | 62.74 | 60.11 | NE | 10.88 | 24.12 | 24.69 | 23.96 | 27.23 | 27.04
| Generation Minus Energy by Pool & Region | NEISO | Northeast |  | NEISO | -24.16 | -23.34 | -21.04 | -22.36 | -7.18 | -8.73 | NEISO | -26.11 | -25.19 | -22.9 | -22.65 | -17.69 | -20.52
| Generation Minus Energy by Pool & Region | NonRTO_Midwest | MISO |  | NonRTO_Midwest | -0.6 | -0.93 | -22.54 | -7.64 | -4.86 | -2.83 | NonRTO_Midwest | -0.55 | -0.87 | -12.57 | -12.54 | -7.59 | -6.3
| Generation Minus Energy by Pool & Region | NYISO_A-F | Northeast |  | NYISO_A-F | 16.18 | 16.35 | 14.8 | 19.02 | 25.82 | 21.53 | NYISO_A-F | 14.55 | 12.51 | 12.59 | 19.64 | 24.91 | 18.57
| Generation Minus Energy by Pool & Region | NYISO_G-I | Northeast |  | NYISO_G-I | 1.61 | 5.01 | 3.23 | 1.05 | -3.01 | 2.51 | NYISO_G-I | 4.51 | 7.47 | 7.64 | 5.77 | 3.87 | 19.69
| Generation Minus Energy by Pool & Region | NYISO_J-K | Northeast |  | NYISO_J-K | -42.74 | -44.28 | -46.64 | -57.62 | -60.16 | -63.9 | NYISO_J-K | -40.77 | -43.07 | -43.48 | -49.01 | -51.01 | -58.08
| Generation Minus Energy by Pool & Region | PJM_E | PJM_MAAC |  | PJM_E | -4.76 | 5.79 | 8.28 | -6.12 | -27.47 | -54.58 | PJM_E | -1.95 | 7.65 | 17.67 | 4.99 | -20.74 | -50.51
| Generation Minus Energy by Pool & Region | PJM_ROM | PJM_MAAC |  | PJM_ROM | -60.93 | -62.21 | -65.08 | -63.76 | -77.55 | -19.64 | PJM_ROM | -60.1 | -63.18 | -57.79 | -67.75 | -30.91 | 4.98
| Generation Minus Energy by Pool & Region | PJM_ROR | PJM_ROR |  | PJM_ROR | 63 | 22.81 | -94.59 | -132.69 | -120.31 | -157.13 | PJM_ROR | 67.29 | 47.14 | 14.9 | 34.11 | 7.26 | 23.02
| Generation Minus Energy by Pool & Region | SOCO | South |  | SOCO | -3.43 | -8.5 | -54.44 | -66.56 | -4.7 | 13.33 | SOCO | -2.88 | -3.7 | -4.43 | -0.8 | -0.46 | 8.17
| Generation Minus Energy by Pool & Region | SPP_N | Southwest |  | SPP_N | -3.55 | 53.6 | 166.42 | 160.06 | 154.3 | 164.74 | SPP_N | -0.59 | 24.82 | 32.4 | 28.64 | 42.83 | 42.99
| Generation Minus Energy by Pool & Region | SPP_S | Southwest |  | SPP_S | -9.59 | 7.49 | 0.29 | 0.54 | 0.82 | -2.34 | SPP_S | -14.4 | 0.54 | -4.36 | -4.16 | -4.19 | -3.77
| Generation Minus Energy by Pool & Region | TVA | South |  | TVA | -1.63 | 1.58 | -12.77 | -6.84 | -5.27 | 0.37 | TVA | -1.79 | 1.44 | -1.31 | -14.18 | -17.32 | -6.31
| Generation Minus Energy by Pool & Region | TVA_Transmission | South |  | TVA_Transmission | 0 | 0 | 0 | 0 | 0 | 0 | TVA_Transmission | 0 | 0 | 0 | 0 | 0 | 0
| Generation Minus Energy by Pool & Region | VACAR | South |  | VACAR | -2.56 | -4.81 | -40.59 | -28.28 | -10.48 | 20.1 | VACAR | -1.68 | -1.58 | 0.69 | -7.26 | 5.02 | 29.68
| Generation Minus Energy by Pool & Region | IESO | Ontario |  | IESO | 27.4 | 33.29 | 34.55 | 31.01 | 30.95 | 36.12 | IESO | 26.53 | 32.04 | 32.23 | 29.15 | 27.34 | 16.72
| Generation Minus Energy by Pool & Region | MAPP_CA | Midwest |  | MAPP_CA | -5.39 | -4.07 | 4.71 | 16.64 | 17.66 | 17.41 | MAPP_CA | -4.64 | -3.82 | 4.71 | 10.56 | 12.68 | 12.43
| Generation Minus Energy by Pool & Region | AZ_NM_SNV_Coal | West |  | AZ_NM_SNV_Coal | -77.51 | -96.31 | -136.54 | -148.4 | -154.73 | -155.38 | AZ_NM_SNV_Coal | -77.51 | -96.43 | -136.46 | -148.33 | -153.51 | -154.79
| Generation Minus Energy by Pool & Region | AZ_NM_SNV_Gas | West |  | AZ_NM_SNV_Gas | 69.2 | 56.27 | 81.73 | 44.93 | 16.77 | 12.68 | AZ_NM_SNV_Gas | 69.37 | 56.04 | 81.58 | 52.16 | 16.5 | 13.27
| Generation Minus Energy by Pool & Region | AZ_NM_SNV_NucRenew | West |  | AZ_NM_SNV_NucRenew | 42.13 | 75.3 | 88.73 | 122.76 | 175.15 | 177.74 | AZ_NM_SNV_NucRenew | 42.13 | 75.31 | 88.73 | 114.26 | 168.26 | 172.89
| Generation Minus Energy by Pool & Region | ERCOT | Texas |  | ERCOT | 0.03 | -5.82 | -6.88 | -6.43 | -6.31 | -6.41 | ERCOT | 0.12 | -4.88 | -4.58 | -5.11 | -4.81 | -4.81
| Generation Minus Energy by Pool & Region | NP15 | West |  | NP15 | 7.1 | 15.76 | 12.96 | 21.73 | 30.03 | 25.67 | NP15 | 3.58 | 12.56 | 9.4 | 18.44 | 30.92 | 27.39
| Generation Minus Energy by Pool & Region | NWPP_Coal | West |  | NWPP_Coal | -181.5 | -210.9 | -255.35 | -259.58 | -259.61 | -281.05 | NWPP_Coal | -181.51 | -210.88 | -255.29 | -259.64 | -259.64 | -281.05
| Generation Minus Energy by Pool & Region | NWPP_Gas | West |  | NWPP_Gas | 50.58 | 67.62 | 67.62 | 34.09 | 8.74 | 7.7 | NWPP_Gas | 50.58 | 68.02 | 68.02 | 39.76 | 8.92 | 7.88
| Generation Minus Energy by Pool & Region | NWPP_NucRenew | West |  | NWPP_NucRenew | 162.47 | 162.56 | 172.19 | 227.22 | 247.64 | 271.04 | NWPP_NucRenew | 162.47 | 162.55 | 172.19 | 221.53 | 248.84 | 270.84
| Generation Minus Energy by Pool & Region | RMPA | West |  | RMPA | 0.2 | -3.45 | -2.86 | -4.19 | -4.22 | -1.41 | RMPA | 0.07 | -2.76 | -2.77 | -3.66 | -3.55 | -1.9
| Generation Minus Energy by Pool & Region | SP15 | West |  | SP15 | -65.08 | -65.68 | -34.34 | -44.07 | -68.63 | -60.1 | SP15 | -61.64 | -62.22 | -30.81 | -39.27 | -64.54 | -61.97
| Generation Minus Energy by Pool & Region | ALB | West |  | ALB | -1.58 | -3.59 | -0.55 | -0.31 | 1.3 | -0.89 | ALB | -1.58 | -3.59 | -0.55 | -0.28 | 0.7 | -0.89
| Generation Minus Energy by Pool & Region | BC | West |  | BC | -5.2 | -2.48 | 0.53 | 0.17 | 2.16 | 3.91 | BC | -5.2 | -2.48 | 0.53 | 0.18 | 2.16 | 3.92
| Generation Minus Energy by Pool & Region | HQ_IESO | HQ/Maritimes |  | HQ_IESO | 2.34 | 2.34 | 2.34 | 2.35 | 17.83 | 17.83 | HQ_IESO | 2.34 | 2.34 | 2.34 | 2.34 | 2.34 | 2.34
| Generation Minus Energy by Pool & Region | HQ_NEISO | HQ/Maritimes |  | HQ_NEISO | 19.18 | 19.18 | 19.18 | 19.27 | 20.67 | 20.67 | HQ_NEISO | 19.18 | 19.18 | 19.18 | 19.18 | 19.18 | 19.18
| Generation Minus Energy by Pool & Region | HQ_NY | HQ/Maritimes |  | HQ_NY | 5.84 | 5.84 | 5.84 | 20.41 | 20.41 | 20.41 | HQ_NY | 5.84 | 5.84 | 5.84 | 5.84 | 5.84 | 5.84
| Generation Minus Energy by Pool & Region | MARITIMES | HQ/Maritimes |  | MARITIMES | 8.76 | 8.76 | 8.76 | 8.85 | 11.24 | 11.24 | MARITIMES | 8.76 | 8.76 | 8.76 | 8.76 | 8.76 | 8.76
| Generation Minus Energy by Pool & Region | All | All |  | All | 8.87 | 8.56 | 11.41 | 10.64 | 6.88 | 58.7 | All | 8.6 | 9.13 | 13.65 | 9.46 | 7.44 | 47.86
| Generation Minus Energy by Pool & Region | EI_US | EI_US |  | EI_US | -16.33 | -12.27 | -17.44 | -27.28 | -47.84 | -6.15 | EI_US | -16.5 | -12.68 | -15.62 | -22.63 | -25.16 | 25.61
| Generation Minus Energy by Pool & Region | EI_Canada | EI_Canada |  | EI_Canada | 24.35 | 31.56 | 41.6 | 50.01 | 66.43 | 71.35 | EI_Canada | 24.23 | 30.56 | 39.27 | 42.05 | 42.36 | 31.48
| Generation Minus Energy by Pool & Region | EI | EI |  | EI | 8.02 | 19.29 | 24.16 | 22.72 | 18.59 | 65.2 | EI | 7.73 | 17.88 | 23.65 | 19.42 | 17.2 | 57.09
| Generation Minus Energy by Pool & Region | Outside_EI | Outside_EI |  | Outside_EI | 0.85 | -10.73 | -12.75 | -12.08 | -11.71 | -6.5 | Outside_EI | 0.87 | -8.75 | -10 | -9.95 | -9.75 | -9.23
#4 Fuel Use (TBtu) |  |  |  |  | #4 | 2015: Fuel Use (TBtu) | #4 | Fuel Use (TBtu)
[5 empty] | Total Fuel Consumption by Reporting Type: Entergy | [6 empty] | Total Fuel Consumption by Reporting Type: Entergy
[5 empty] | ReportingType | 2015 | 2020 | 2025 | 2030 | 2035 | 2040 | ReportingType | 2015 | 2020 | 2025 | 2030 | 2035 | 2040
| Total Fuel Consumption by Reporting Type | ENT | Southwest | Other Renew | BM | 0 | 0 | 0 | 0 | 0 | 510.2 | BM | 0 | 0 | 0 | 0 | 313.5 | 907.47
| Total Fuel Consumption by Reporting Type | ENT | Southwest | CC | CC | 499.95 | 445.51 | 247.91 | 225.92 | 139.56 | 92.18 | CC | 519.75 | 691.01 | 695.36 | 515.36 | 305.06 | 105.07
| Total Fuel Consumption by Reporting Type | ENT | Southwest | Other Renew | CSP | 0 | 0 | 0 | 0 | 0 | 0 | CSP | 0 | 0 | 0 | 0 | 0 | 0
| Total Fuel Consumption by Reporting Type | ENT | Southwest | CT | CT | 0 | 0 | 0 | 0 | 0 | 0 | CT | 0 | 0 | 0 | 0 | 0 | 0
| Total Fuel Consumption by Reporting Type | ENT | Southwest | Coal | Coal | 608.11 | 66.96 | 8.45 | 0.01 | 0 | 0 | Coal | 563.57 | 50.94 | 4.75 | 0 | 0 | 0
| Total Fuel Consumption by Reporting Type | ENT | Southwest | Other Renew | Geo | 0 | 0 | 0 | 0 | 0 | 0 | Geo | 0 | 0 | 0 | 0 | 0 | 0
| Total Fuel Consumption by Reporting Type | ENT | Southwest | Hydro | H | 0 | 0 | 0 | 0 | 0 | 0 | H | 0 | 0 | 0 | 0 | 0 | 0
| Total Fuel Consumption by Reporting Type | ENT | Southwest | Other Renew | LFG | 0 | 0 | 11.56 | 11.56 | 11.56 | 11.56 | LFG | 0 | 0 | 11.56 | 11.56 | 11.56 | 11.56
| Total Fuel Consumption by Reporting Type | ENT | Southwest | Nuclear | Nuc | 464.87 | 464.87 | 464.87 | 464.87 | 392.68 | 307.21 | Nuc | 464.87 | 464.87 | 464.87 | 464.87 | 392.68 | 307.2
| Total Fuel Consumption by Reporting Type | ENT | Southwest | Other | PS | 0 | 0 | 0 | 0 | 0 | 0 | PS | 0 | 0 | 0 | 0 | 0 | 0
| Total Fuel Consumption by Reporting Type | ENT | Southwest | Other Renew | PV | 0 | 0 | 0 | 0 | 0 | 0 | PV | 0 | 0 | 0 | 0 | 0 | 0
| Total Fuel Consumption by Reporting Type | ENT | Southwest | CT | PeakG | 0 | 0 | 0 | 0 | 0 | 0 | PeakG | 0 | 0 | 0.05 | 0 | 0 | 0
| Total Fuel Consumption by Reporting Type | ENT | Southwest | CT | PeakO | 0 | 0 | 0 | 0 | 0 | 0 | PeakO | 0 | 0 | 0 | 0 | 0 | 0
| Total Fuel Consumption by Reporting Type | ENT | Southwest | Other Renew | ST | 0 | 0 | 0 | 0 | 0 | 0 | ST | 0 | 0 | 0 | 0 | 0 | 0
| Total Fuel Consumption by Reporting Type | ENT | Southwest | Steam O/G | STOG | 5.31 | 4.96 | 4.95 | 2.54 | 0 | 0 | STOG | 4.69 | 4.38 | 0 | 0 | 0 | 0
| Total Fuel Consumption by Reporting Type | ENT | Southwest | Other Renew | STWD | 0.51 | 0.59 | 1 | 4.01 | 18.94 | 11.71 | STWD | 0.37 | 1 | 1 | 9.51 | 18.94 | 11.64
| Total Fuel Consumption by Reporting Type | ENT | Southwest | On-shore Wind | WT | 0 | 0 | 0 | 0 | 0 | 0 | WT | 0 | 0 | 0 | 0 | 0.01 | 0.01
| Total Fuel Consumption by Reporting Type | ENT | Southwest | Coal | IGCC | 0 | 0 | 0 | 0 | 0 | 0 | IGCC | 0 | 0 | 0 | 0 | 0 | 0
| Total Fuel Consumption by Reporting Type | ENT | Southwest | DR | DemandResponse | 0 | 0 | 0 | 0 | 0 | 0 | DemandResponse | 0 | 0 | 0 | 0 | 0 | 0
| Total Fuel Consumption by Reporting Type | ENT | Southwest | Coal-CCS | IGCC-CCS | 0 | 0 | 0 | 0 | 0 | 0 | IGCC-CCS | 0 | 0 | 0 | 0 | 0 | 0
| Total Fuel Consumption by Reporting Type | ENT | Southwest | Off-shore Wind | WT_off | 0 | 0 | 0 | 0 | 0 | 0 | WT_off | 0 | 0 | 0 | 0 | 0 | 0
| Total Fuel Consumption by Reporting Type | ENT | Southwest | Other | PseudoUnit | 0 | 0 | 0 | 0 | 0 | 0 | PseudoUnit | 0 | 0 | 0 | 0 | 0 | 0
| Total Fuel Consumption by Reporting Type | ENT | Southwest | HQ/Maritimes | FixedInterchange | 0 | 0 | 0 | 0 | 0 | 0 | FixedInterchange | 0 | 0 | 0 | 0 | 0 | 0
Total Fuel Consumption by Reporting Type
| Total Fuel Consumption by Reporting Type |  |  |  | Total Fuel Consumption by Reporting Type: FRCC | [6 empty] | Total Fuel Consumption by Reporting Type: FRCC
| Total Fuel Consumption by Reporting Type |  |  |  | ReportingType | 2015 | 2020 | 2025 | 2030 | 2035 | 2040 | ReportingType | 2015 | 2020 | 2025 | 2030 | 2035 | 2040
| Total Fuel Consumption by Reporting Type | FRCC | South | Other Renew | BM | 0 | 0 | 0 | 0 | 0.02 | 119.61 | BM | 0 | 0 | 0 | 0 | 0 | 121.29
| Total Fuel Consumption by Reporting Type | FRCC | South | CC | CC | 1298.92 | 1354.83 | 1253.77 | 662.34 | 312.88 | 175.04 | CC | 1292.15 | 1349.07 | 1301.97 | 649.36 | 287.83 | 189.41
| Total Fuel Consumption by Reporting Type | FRCC | South | Other Renew | CSP | 0 | 0 | 0 | 0 | 0 | 0 | CSP | 0 | 0 | 0 | 0 | 0 | 0
| Total Fuel Consumption by Reporting Type | FRCC | South | CT | CT | 5.26 | 5.26 | 2.85 | 2.72 | 0 | 0 | CT | 5.46 | 10.27 | 10.27 | 3.87 | 0 | 0
| Total Fuel Consumption by Reporting Type | FRCC | South | Coal | Coal | 180.38 | 63.95 | 0.06 | 0.06 | 0.12 | 0.12 | Coal | 196.24 | 77.93 | 12.51 | 17.81 | 52.47 | 63.89
| Total Fuel Consumption by Reporting Type | FRCC | South | Other Renew | Geo | 0 | 0 | 0 | 0 | 0 | 0 | Geo | 0 | 0 | 0 | 0 | 0 | 0
| Total Fuel Consumption by Reporting Type | FRCC | South | Hydro | H | 0 | 0 | 0 | 0 | 0 | 0 | H | 0 | 0 | 0 | 0 | 0 | 0
| Total Fuel Consumption by Reporting Type | FRCC | South | Other Renew | LFG | 0 | 0 | 21.31 | 21.31 | 21.31 | 21.31 | LFG | 0 | 0 | 21.31 | 21.31 | 21.31 | 21.31
| Total Fuel Consumption by Reporting Type | FRCC | South | Nuclear | Nuc | 352.09 | 352.09 | 603.57 | 1583.01 | 2065.63 | 2270.01 | Nuc | 352.09 | 352.09 | 616.76 | 1607.23 | 2065.03 | 2220.51
| Total Fuel Consumption by Reporting Type | FRCC | South | Other | PS | 0 | 0 | 0 | 0 | 0 | 0 | PS | 0 | 0 | 0 | 0 | 0 | 0
| Total Fuel Consumption by Reporting Type | FRCC | South | Other Renew | PV | 0 | 0 | 0 | 0 | 0 | 0 | PV | 0 | 0 | 0 | 0 | 0 | 0
| Total Fuel Consumption by Reporting Type | FRCC | South | CT | PeakG | 4.36 | 5.25 | 5.22 | 0.16 | 0.3 | 0.33 | PeakG | 4.37 | 6.93 | 6.32 | 0.78 | 1.14 | 0.86
| Total Fuel Consumption by Reporting Type | FRCC | South | CT | PeakO | 0 | 0 | 0 | 0 | 0 | 0 | PeakO | 0 | 0 | 0 | 0 | 0 | 0
| Total Fuel Consumption by Reporting Type | FRCC | South | Other Renew | ST | 0 | 0 | 0 | 0 | 0 | 0 | ST | 0 | 0 | 0 | 0 | 0 | 0
| Total Fuel Consumption by Reporting Type | FRCC | South | Steam O/G | STOG | 0.62 | 0.58 | 0 | 0 | 0 | 0 | STOG | 0 | 0 | 0 | 0 | 0 | 0
| Total Fuel Consumption by Reporting Type | FRCC | South | Other Renew | STWD | 1.49 | 2.48 | 15.44 | 15.45 | 15.45 | 9.54 | STWD | 1.49 | 3.28 | 15.45 | 15.45 | 15.45 | 9.54
| Total Fuel Consumption by Reporting Type | FRCC | South | On-shore Wind | WT | 0 | 0 | 0 | 0 | 0 | 0 | WT | 0 | 0 | 0 | 0 | 0 | 0
| Total Fuel Consumption by Reporting Type | FRCC | South | Coal | IGCC | 0 | 0 | 0 | 0 | 0 | 0 | IGCC | 0 | 0 | 0 | 0 | 0 | 0
| Total Fuel Consumption by Reporting Type | FRCC | South | DR | DemandResponse | 0 | 0 | 0 | 0 | 0 | 0 | DemandResponse | 0 | 0 | 0 | 0 | 0 | 0
| Total Fuel Consumption by Reporting Type | FRCC | South | Coal-CCS | IGCC-CCS | 0 | 0 | 0 | 0 | 0 | 0 | IGCC-CCS | 0 | 0 | 0 | 0 | 0 | 0
| Total Fuel Consumption by Reporting Type | FRCC | South | Off-shore Wind | WT_off | 0 | 0 | 0 | 0 | 0 | 0 | WT_off | 0 | 0 | 0 | 0 | 0 | 0
| Total Fuel Consumption by Reporting Type | FRCC | South | Other | PseudoUnit | 0 | 0 | 0 | 0 | 0 | 0 | PseudoUnit | 0 | 0 | 0 | 0 | 0 | 0
| Total Fuel Consumption by Reporting Type | FRCC | South | HQ/Maritimes | FixedInterchange | 0 | 0 | 0 | 0 | 0 | 0 | FixedInterchange | 0 | 0 | 0 | 0 | 0 | 0
Total Fuel Consumption by Reporting Type
| Total Fuel Consumption by Reporting Type |  |  |  | Total Fuel Consumption by Reporting Type: MAPP_US | [6 empty] | Total Fuel Consumption by Reporting Type: MAPP_US
| Total Fuel Consumption by Reporting Type |  |  |  | ReportingType | 2015 | 2020 | 2025 | 2030 | 2035 | 2040 | ReportingType | 2015 | 2020 | 2025 | 2030 | 2035 | 2040
| Total Fuel Consumption by Reporting Type | MAPP_US | Midwest | Other Renew | BM | 0 | 0 | 0 | 0 | 0 | 1.43 | BM | 0 | 0 | 0 | 0 | 0 | 0
| Total Fuel Consumption by Reporting Type | MAPP_US | Midwest | CC | CC | 10.65 | 1.43 | 1.38 | 0.8 | 0.8 | 0.22 | CC | 8.88 | 1.44 | 4.18 | 2.18 | 2.16 | 2.34
| Total Fuel Consumption by Reporting Type | MAPP_US | Midwest | Other Renew | CSP | 0 | 0 | 0 | 0 | 0 | 0 | CSP | 0 | 0 | 0 | 0 | 0 | 0
| Total Fuel Consumption by Reporting Type | MAPP_US | Midwest | CT | CT | 0 | 0 | 0 | 0 | 0 | 0 | CT | 0 | 0 | 0 | 0 | 0.05 | 0.64
| Total Fuel Consumption by Reporting Type | MAPP_US | Midwest | Coal | Coal | 115.61 | 28.77 | 0.5 | 0 | 0 | 0 | Coal | 119.58 | 38.29 | 3.17 | 0 | 0 | 0
| Total Fuel Consumption by Reporting Type | MAPP_US | Midwest | Other Renew | Geo | 0 | 0 | 0 | 0 | 0 | 0 | Geo | 0 | 0 | 0 | 0 | 0 | 0
| Total Fuel Consumption by Reporting Type | MAPP_US | Midwest | Hydro | H | 0 | 0 | 0 | 0 | 0 | 0 | H | 0 | 0 | 0 | 0 | 0 | 0
| Total Fuel Consumption by Reporting Type | MAPP_US | Midwest | Other Renew | LFG | 0 | 0 | 0 | 7.71 | 7.71 | 7.71 | LFG | 0 | 0 | 0 | 7.71 | 7.71 | 7.71
| Total Fuel Consumption by Reporting Type | MAPP_US | Midwest | Nuclear | Nuc | 0 | 0 | 0 | 0 | 0.07 | 0.05 | Nuc | 0 | 0 | 0 | 0.01 | 0.04 | 0.04
| Total Fuel Consumption by Reporting Type | MAPP_US | Midwest | Other | PS | 0 | 0 | 0 | 0 | 0 | 0 | PS | 0 | 0 | 0 | 0 | 0 | 0
| Total Fuel Consumption by Reporting Type | MAPP_US | Midwest | Other Renew | PV | 0 | 0 | 0 | 0 | 0 | 0 | PV | 0 | 0 | 0 | 0 | 0 | 0
| Total Fuel Consumption by Reporting Type | MAPP_US | Midwest | CT | PeakG | 0.47 | 0.47 | 0 | 0.02 | 0.47 | 0.47 | PeakG | 0.92 | 0.9 | 0.9 | 0.9 | 1.07 | 0.97
| Total Fuel Consumption by Reporting Type | MAPP_US | Midwest | CT | PeakO | 0 | 0 | 0 | 0 | 0 | 0 | PeakO | 0 | 0 | 0 | 0 | 0 | 0
| Total Fuel Consumption by Reporting Type | MAPP_US | Midwest | Other Renew | ST | 0 | 0 | 0 | 0 | 0 | 0 | ST | 0 | 0 | 0 | 0 | 0 | 0
| Total Fuel Consumption by Reporting Type | MAPP_US | Midwest | Steam O/G | STOG | 0 | 0 | 0 | 0 | 0 | 0 | STOG | 0 | 0 | 0 | 0 | 0 | 0
| Total Fuel Consumption by Reporting Type | MAPP_US | Midwest | Other Renew | STWD | 0 | 0 | 0 | 0 | 0 | 0 | STWD | 0 | 0 | 0 | 0 | 0 | 0
| Total Fuel Consumption by Reporting Type | MAPP_US | Midwest | On-shore Wind | WT | 0.01 | 0.02 | 0.03 | 0.03 | 0.03 | 0.03 | WT | 0.01 | 0.02 | 0.02 | 0.02 | 0.02 | 0.02
| Total Fuel Consumption by Reporting Type | MAPP_US | Midwest | Coal | IGCC | 0 | 0 | 0 | 0 | 0 | 0 | IGCC | 0 | 0 | 0 | 0 | 0 | 0
| Total Fuel Consumption by Reporting Type | MAPP_US | Midwest | DR | DemandResponse | 0 | 0 | 0 | 0 | 0 | 0 | DemandResponse | 0 | 0 | 0 | 0 | 0 | 0
| Total Fuel Consumption by Reporting Type | MAPP_US | Midwest | Coal-CCS | IGCC-CCS | 0 | 0 | 0 | 0 | 0 | 0 | IGCC-CCS | 0 | 0 | 0 | 0 | 0 | 0
| Total Fuel Consumption by Reporting Type | MAPP_US | Midwest | Off-shore Wind | WT_off | 0 | 0 | 0 | 0 | 0 | 0 | WT_off | 0 | 0 | 0 | 0 | 0 | 0
| Total Fuel Consumption by Reporting Type | MAPP_US | Midwest | Other | PseudoUnit | 0 | 0 | 0 | 0 | 0 | 0 | PseudoUnit | 0 | 0 | 0 | 0 | 0 | 0
| Total Fuel Consumption by Reporting Type | MAPP_US | Midwest | HQ/Maritimes | FixedInterchange | 0 | 0 | 0 | 0 | 0 | 0 | FixedInterchange | 0 | 0 | 0 | 0 | 0 | 0
Total Fuel Consumption by Reporting Type
| Total Fuel Consumption by Reporting Type |  |  |  | Total Fuel Consumption by Reporting Type: MISO_IN | [6 empty] | Total Fuel Consumption by Reporting Type: MISO_IN
| Total Fuel Consumption by Reporting Type |  |  |  | ReportingType | 2015 | 2020 | 2025 | 2030 | 2035 | 2040 | ReportingType | 2015 | 2020 | 2025 | 2030 | 2035 | 2040
| Total Fuel Consumption by Reporting Type | MISO_IN | Midwest | Other Renew | BM | 0 | 0 | 0 | 0 | 20.63 | 338.94 | BM | 0 | 0 | 0 | 0 | 0 | 0
| Total Fuel Consumption by Reporting Type | MISO_IN | Midwest | CC | CC | 41.52 | 108.82 | 66.67 | 70.96 | 42.68 | 17.44 | CC | 119.15 | 694.37 | 703.6 | 328.64 | 205.39 | 151.75
| Total Fuel Consumption by Reporting Type | MISO_IN | Midwest | Other Renew | CSP | 0 | 0 | 0 | 0 | 0 | 0 | CSP | 0 | 0 | 0 | 0 | 0 | 0
| Total Fuel Consumption by Reporting Type | MISO_IN | Midwest | CT | CT | 0 | 0 | 0 | 0 | 0 | 0 | CT | 0 | 0 | 0 | 0 | 0 | 0
| Total Fuel Consumption by Reporting Type | MISO_IN | Midwest | Coal | Coal | 620.61 | 330 | 17.41 | 42.06 | 124.53 | 124.53 | Coal | 596.2 | 313.96 | 42.64 | 28.07 | 126.66 | 131.56
| Total Fuel Consumption by Reporting Type | MISO_IN | Midwest | Other Renew | Geo | 0 | 0 | 0 | 0 | 0 | 0 | Geo | 0 | 0 | 0 | 0 | 0 | 0
| Total Fuel Consumption by Reporting Type | MISO_IN | Midwest | Hydro | H | 0 | 0 | 0 | 0 | 0 | 0 | H | 0 | 0 | 0 | 0 | 0 | 0
| Total Fuel Consumption by Reporting Type | MISO_IN | Midwest | Other Renew | LFG | 0 | 0 | 8.62 | 8.62 | 8.62 | 8.62 | LFG | 0 | 0 | 8.62 | 8.62 | 8.62 | 8.62
| Total Fuel Consumption by Reporting Type | MISO_IN | Midwest | Nuclear | Nuc | 0 | 0 | 0 | 0.01 | 0.08 | 0.07 | Nuc | 0 | 0 | 0 | 0.01 | 0.08 | 0.06
| Total Fuel Consumption by Reporting Type | MISO_IN | Midwest | Other | PS | 0 | 0 | 0 | 0 | 0 | 0 | PS | 0 | 0 | 0 | 0 | 0 | 0
| Total Fuel Consumption by Reporting Type | MISO_IN | Midwest | Other Renew | PV | 0 | 0 | 0 | 0 | 0 | 0 | PV | 0 | 0 | 0 | 0 | 0 | 0
| Total Fuel Consumption by Reporting Type | MISO_IN | Midwest | CT | PeakG | 0 | 0 | 0 | 0 | 0 | 0 | PeakG | 0.07 | 0 | 0 | 0 | 0 | 0
| Total Fuel Consumption by Reporting Type | MISO_IN | Midwest | CT | PeakO | 0 | 0 | 0 | 0 | 0 | 0 | PeakO | 0 | 0 | 0 | 0 | 0 | 0
| Total Fuel Consumption by Reporting Type | MISO_IN | Midwest | Other Renew | ST | 0 | 0 | 0 | 0 | 0 | 0 | ST | 0 | 0 | 0 | 0 | 0 | 0
| Total Fuel Consumption by Reporting Type | MISO_IN | Midwest | Steam O/G | STOG | 0.34 | 0.34 | 0.05 | 0.34 | 0 | 0 | STOG | 0.58 | 0.34 | 0.34 | 0 | 0 | 0
| Total Fuel Consumption by Reporting Type | MISO_IN | Midwest | Other Renew | STWD | 0 | 0 | 0 | 0 | 0 | 0 | STWD | 0 | 0 | 0 | 0 | 0 | 0
| Total Fuel Consumption by Reporting Type | MISO_IN | Midwest | On-shore Wind | WT | 0 | 0 | 0 | 0 | 0 | 0 | WT | 0 | 0 | 0 | 0.11 | 0.11 | 0.11
| Total Fuel Consumption by Reporting Type | MISO_IN | Midwest | Coal | IGCC | 40.45 | 40.45 | 3.61 | 0 | 0 | 0 | IGCC | 40.45 | 40.45 | 9.14 | 0 | 0 | 0
| Total Fuel Consumption by Reporting Type | MISO_IN | Midwest | DR | DemandResponse | 0 | 0 | 0 | 0 | 0 | 0 | DemandResponse | 0 | 0 | 0 | 0 | 0 | 0
| Total Fuel Consumption by Reporting Type | MISO_IN | Midwest | Coal-CCS | IGCC-CCS | 0 | 0 | 0 | 0 | 0 | 0 | IGCC-CCS | 0 | 0 | 0 | 0 | 0 | 0
| Total Fuel Consumption by Reporting Type | MISO_IN | Midwest | Off-shore Wind | WT_off | 0 | 0 | 0 | 0 | 0 | 0 | WT_off | 0 | 0 | 0 | 0 | 0 | 0
| Total Fuel Consumption by Reporting Type | MISO_IN | Midwest | Other | PseudoUnit | 0 | 0 | 0 | 0 | 0 | 0 | PseudoUnit | 0 | 0 | 0 | 0 | 0 | 0
| Total Fuel Consumption by Reporting Type | MISO_IN | Midwest | HQ/Maritimes | FixedInterchange | 0 | 0 | 0 | 0 | 0 | 0 | FixedInterchange | 0 | 0 | 0 | 0 | 0 | 0
Total Fuel Consumption by Reporting Type
| Total Fuel Consumption by Reporting Type |  |  |  | Total Fuel Consumption by Reporting Type: MISO_MI | [6 empty] | Total Fuel Consumption by Reporting Type: MISO_MI
| Total Fuel Consumption by Reporting Type |  |  |  | ReportingType | 2015 | 2020 | 2025 | 2030 | 2035 | 2040 | ReportingType | 2015 | 2020 | 2025 | 2030 | 2035 | 2040
| Total Fuel Consumption by Reporting Type | MISO_MI | Midwest | Other Renew | BM | 0 | 0 | 0 | 0 | 0.01 | 0.63 | BM | 0 | 0 | 0 | 0 | 0 | 373.34
| Total Fuel Consumption by Reporting Type | MISO_MI | Midwest | CC | CC | 89.24 | 71.09 | 34.9 | 23.8 | 13.3 | 6.82 | CC | 226.64 | 297.52 | 322.02 | 175.31 | 156.67 | 24.73
| Total Fuel Consumption by Reporting Type | MISO_MI | Midwest | Other Renew | CSP | 0 | 0 | 0 | 0 | 0 | 0 | CSP | 0 | 0 | 0 | 0 | 0 | 0
| Total Fuel Consumption by Reporting Type | MISO_MI | Midwest | CT | CT | 0 | 0 | 0 | 0 | 0 | 0 | CT | 0 | 0 | 0 | 0 | 0 | 0
| Total Fuel Consumption by Reporting Type | MISO_MI | Midwest | Coal | Coal | 255.5 | 0.08 | 0.04 | 0.03 | 0.05 | 0.04 | Coal | 272.48 | 0 | 0 | 0 | 0 | 0
| Total Fuel Consumption by Reporting Type | MISO_MI | Midwest | Other Renew | Geo | 0 | 0 | 0 | 0 | 0 | 0 | Geo | 0 | 0 | 0 | 0 | 0 | 0
| Total Fuel Consumption by Reporting Type | MISO_MI | Midwest | Hydro | H | 0 | 0 | 0 | 0 | 0 | 0 | H | 0 | 0 | 0 | 0 | 0 | 0
| Total Fuel Consumption by Reporting Type | MISO_MI | Midwest | Other Renew | LFG | 0 | 4.89 | 17.24 | 17.24 | 17.24 | 17.24 | LFG | 0 | 0 | 17.24 | 17.24 | 17.24 | 17.24
| Total Fuel Consumption by Reporting Type | MISO_MI | Midwest | Nuclear | Nuc | 174.19 | 174.19 | 174.19 | 174.19 | 102.49 | 102.5 | Nuc | 174.19 | 174.19 | 174.19 | 174.19 | 125.22 | 125.22
| Total Fuel Consumption by Reporting Type | MISO_MI | Midwest | Other | PS | 0 | 0 | 0 | 0 | 0 | 0 | PS | 0 | 0 | 0 | 0 | 0 | 0
| Total Fuel Consumption by Reporting Type | MISO_MI | Midwest | Other Renew | PV | 0 | 0 | 0 | 0 | 0 | 0 | PV | 0 | 0 | 0 | 0 | 0 | 0
| Total Fuel Consumption by Reporting Type | MISO_MI | Midwest | CT | PeakG | 0.35 | 0 | 0 | 0 | 0 | 0 | PeakG | 0.2 | 0 | 0 | 0 | 0 | 0
| Total Fuel Consumption by Reporting Type | MISO_MI | Midwest | CT | PeakO | 0 | 0 | 0 | 0 | 0 | 0 | PeakO | 0 | 0 | 0 | 0 | 0 | 0
| Total Fuel Consumption by Reporting Type | MISO_MI | Midwest | Other Renew | ST | 0 | 0 | 0 | 0 | 0 | 0 | ST | 0 | 0 | 0 | 0 | 0 | 0
| Total Fuel Consumption by Reporting Type | MISO_MI | Midwest | Steam O/G | STOG | 3.38 | 2.57 | 0 | 0 | 0 | 0 | STOG | 3.38 | 1.53 | 2.14 | 0 | 0 | 0
| Total Fuel Consumption by Reporting Type | MISO_MI | Midwest | Other Renew | STWD | 13.39 | 13.39 | 9.83 | 10.59 | 13.39 | 10.44 | STWD | 13.39 | 6.31 | 1.46 | 3.27 | 13.39 | 13.39
| Total Fuel Consumption by Reporting Type | MISO_MI | Midwest | On-shore Wind | WT | 0.01 | 0.01 | 0.01 | 0.01 | 0.01 | 0.01 | WT | 0.01 | 0.01 | 0.01 | 0.01 | 0.01 | 0.01
| Total Fuel Consumption by Reporting Type | MISO_MI | Midwest | Coal | IGCC | 0 | 0 | 0 | 0 | 0 | 0 | IGCC | 0 | 0 | 0 | 0 | 0 | 0
| Total Fuel Consumption by Reporting Type | MISO_MI | Midwest | DR | DemandResponse | 0 | 0 | 0 | 0 | 0 | 0 | DemandResponse | 0 | 0 | 0 | 0 | 0 | 0
| Total Fuel Consumption by Reporting Type | MISO_MI | Midwest | Coal-CCS | IGCC-CCS | 0 | 0 | 0 | 0 | 0 | 0 | IGCC-CCS | 0 | 0 | 0 | 0 | 0 | 0
| Total Fuel Consumption by Reporting Type | MISO_MI | Midwest | Off-shore Wind | WT_off | 0 | 0 | 0 | 0 | 0 | 0 | WT_off | 0 | 0 | 0 | 0 | 0 | 0
| Total Fuel Consumption by Reporting Type | MISO_MI | Midwest | Other | PseudoUnit | 0 | 0 | 0 | 0 | 0 | 0 | PseudoUnit | 0 | 0 | 0 | 0 | 0 | 0
| Total Fuel Consumption by Reporting Type | MISO_MI | Midwest | HQ/Maritimes | FixedInterchange | 0 | 0 | 0 | 0 | 0 | 0 | FixedInterchange | 0 | 0 | 0 | 0 | 0 | 0
Total Fuel Consumption by Reporting Type
| Total Fuel Consumption by Reporting Type |  |  |  | Total Fuel Consumption by Reporting Type: MISO_MO-IL | [6 empty] | Total Fuel Consumption by Reporting Type: MISO_MO-IL
| Total Fuel Consumption by Reporting Type |  |  |  | ReportingType | 2015 | 2020 | 2025 | 2030 | 2035 | 2040 | ReportingType | 2015 | 2020 | 2025 | 2030 | 2035 | 2040
| Total Fuel Consumption by Reporting Type | MISO_MO-IL | Midwest | Other Renew | BM | 0 | 0 | 0 | 0 | 0.01 | 0.01 | BM | 0 | 0 | 0 | 0 | 0 | 0
| Total Fuel Consumption by Reporting Type | MISO_MO-IL | Midwest | CC | CC | 22.48 | 23.15 | 8.38 | 7.24 | 4.44 | 2.23 | CC | 22.5 | 85.13 | 86.27 | 24.43 | 16.06 | 10.38
| Total Fuel Consumption by Reporting Type | MISO_MO-IL | Midwest | Other Renew | CSP | 0 | 0 | 0 | 0 | 0 | 0 | CSP | 0 | 0 | 0 | 0 | 0 | 0
| Total Fuel Consumption by Reporting Type | MISO_MO-IL | Midwest | CT | CT | 0 | 0 | 0 | 0 | 0 | 0 | CT | 0 | 0 | 0 | 0 | 0 | 0
| Total Fuel Consumption by Reporting Type | MISO_MO-IL | Midwest | Coal | Coal | 740.16 | 194.06 | 13.85 | 5.75 | 19.01 | 19.01 | Coal | 767.63 | 212.42 | 29.87 | 8.86 | 26.72 | 26.72
| Total Fuel Consumption by Reporting Type | MISO_MO-IL | Midwest | Other Renew | Geo | 0 | 0 | 0 | 0 | 0 | 0 | Geo | 0 | 0 | 0 | 0 | 0 | 0
| Total Fuel Consumption by Reporting Type | MISO_MO-IL | Midwest | Hydro | H | 0 | 0 | 0 | 0 | 0 | 0 | H | 0 | 0 | 0 | 0 | 0 | 0
| Total Fuel Consumption by Reporting Type | MISO_MO-IL | Midwest | Other Renew | LFG | 0 | 0 | 0.01 | 24.03 | 24.03 | 24.03 | LFG | 0 | 0 | 24.03 | 24.03 | 24.03 | 24.03
| Total Fuel Consumption by Reporting Type | MISO_MO-IL | Midwest | Nuclear | Nuc | 178.81 | 178.81 | 178.81 | 178.81 | 178.81 | 178.81 | Nuc | 178.81 | 178.81 | 178.81 | 178.81 | 178.81 | 178.81
| Total Fuel Consumption by Reporting Type | MISO_MO-IL | Midwest | Other | PS | 0 | 0 | 0 | 0 | 0 | 0 | PS | 0 | 0 | 0 | 0 | 0 | 0
| Total Fuel Consumption by Reporting Type | MISO_MO-IL | Midwest | Other Renew | PV | 0 | 0 | 0 | 0 | 0 | 0 | PV | 0 | 0 | 0 | 0 | 0 | 0
| Total Fuel Consumption by Reporting Type | MISO_MO-IL | Midwest | CT | PeakG | 1.58 | 0.34 | 0 | 0.72 | 0.01 | 0 | PeakG | 3.26 | 5.29 | 1.54 | 3.78 | 0.78 | 1.51
| Total Fuel Consumption by Reporting Type | MISO_MO-IL | Midwest | CT | PeakO | 0 | 0 | 0 | 0 | 0 | 0 | PeakO | 0 | 0 | 0 | 0 | 0 | 0
| Total Fuel Consumption by Reporting Type | MISO_MO-IL | Midwest | Other Renew | ST | 0 | 0 | 0 | 0 | 0 | 0 | ST | 0 | 0 | 0 | 0 | 0 | 0
| Total Fuel Consumption by Reporting Type | MISO_MO-IL | Midwest | Steam O/G | STOG | 0.22 | 0 | 0 | 0 | 0 | 0 | STOG | 0.06 | 0.06 | 0.06 | 0 | 0 | 0
| Total Fuel Consumption by Reporting Type | MISO_MO-IL | Midwest | Other Renew | STWD | 0 | 0 | 0 | 0 | 0 | 0 | STWD | 0 | 0 | 0 | 0 | 0 | 0
| Total Fuel Consumption by Reporting Type | MISO_MO-IL | Midwest | On-shore Wind | WT | 0 | 0 | 0.02 | 0.02 | 0.02 | 0.02 | WT | 0 | 0 | 0.04 | 0.08 | 0.08 | 0.08
| Total Fuel Consumption by Reporting Type | MISO_MO-IL | Midwest | Coal | IGCC | 0 | 0 | 0 | 0 | 0 | 0 | IGCC | 0 | 0 | 0 | 0 | 0 | 0
| Total Fuel Consumption by Reporting Type | MISO_MO-IL | Midwest | DR | DemandResponse | 0 | 0 | 0 | 0 | 0 | 0 | DemandResponse | 0 | 0 | 0 | 0 | 0 | 0
| Total Fuel Consumption by Reporting Type | MISO_MO-IL | Midwest | Coal-CCS | IGCC-CCS | 0 | 0 | 0 | 0 | 0 | 0 | IGCC-CCS | 0 | 0 | 0 | 0 | 0 | 0
| Total Fuel Consumption by Reporting Type | MISO_MO-IL | Midwest | Off-shore Wind | WT_off | 0 | 0 | 0 | 0 | 0 | 0 | WT_off | 0 | 0 | 0 | 0 | 0 | 0
| Total Fuel Consumption by Reporting Type | MISO_MO-IL | Midwest | Other | PseudoUnit | 0 | 0 | 0 | 0 | 0 | 0 | PseudoUnit | 0 | 0 | 0 | 0 | 0 | 0
| Total Fuel Consumption by Reporting Type | MISO_MO-IL | Midwest | HQ/Maritimes | FixedInterchange | 0 | 0 | 0 | 0 | 0 | 0 | FixedInterchange | 0 | 0 | 0 | 0 | 0 | 0
Total Fuel Consumption by Reporting Type
| Total Fuel Consumption by Reporting Type |  |  |  | Total Fuel Consumption by Reporting Type: MISO_W | [6 empty] | Total Fuel Consumption by Reporting Type: MISO_W
| Total Fuel Consumption by Reporting Type |  |  |  | ReportingType | 2015 | 2020 | 2025 | 2030 | 2035 | 2040 | ReportingType | 2015 | 2020 | 2025 | 2030 | 2035 | 2040
| Total Fuel Consumption by Reporting Type | MISO_W | Midwest | Other Renew | BM | 0 | 0 | 0 | 0 | 0 | 0 | BM | 0 | 0 | 0 | 0 | 0 | 0
| Total Fuel Consumption by Reporting Type | MISO_W | Midwest | CC | CC | 79.13 | 46.36 | 22.76 | 14.19 | 8.18 | 4.22 | CC | 64.52 | 124.17 | 63.37 | 32.74 | 22.95 | 19.04
| Total Fuel Consumption by Reporting Type | MISO_W | Midwest | Other Renew | CSP | 0 | 0 | 0 | 0 | 0 | 0 | CSP | 0 | 0 | 0 | 0 | 0 | 0
| Total Fuel Consumption by Reporting Type | MISO_W | Midwest | CT | CT | 0 | 0 | 0 | 0 | 0 | 0 | CT | 0 | 0 | 0 | 0 | 0 | 0
| Total Fuel Consumption by Reporting Type | MISO_W | Midwest | Coal | Coal | 760.66 | 247.05 | 36.16 | 36.15 | 38.99 | 38.99 | Coal | 755.75 | 308.68 | 51.81 | 27.7 | 28.87 | 28.87
| Total Fuel Consumption by Reporting Type | MISO_W | Midwest | Other Renew | Geo | 0 | 0 | 0 | 0 | 0 | 0 | Geo | 0 | 0 | 0 | 0 | 0 | 0
| Total Fuel Consumption by Reporting Type | MISO_W | Midwest | Hydro | H | 0 | 0 | 0 | 0 | 0 | 0 | H | 0 | 0 | 0 | 0 | 0 | 0
| Total Fuel Consumption by Reporting Type | MISO_W | Midwest | Other Renew | LFG | 0 | 0 | 0 | 7.71 | 7.71 | 7.71 | LFG | 0 | 0 | 0 | 7.71 | 7.71 | 7.71
| Total Fuel Consumption by Reporting Type | MISO_W | Midwest | Nuclear | Nuc | 190.11 | 190.11 | 190.11 | 190.11 | 0.01 | 0.01 | Nuc | 190.11 | 190.11 | 190.11 | 190.11 | 0.01 | 0.01
| Total Fuel Consumption by Reporting Type | MISO_W | Midwest | Other | PS | 0 | 0 | 0 | 0 | 0 | 0 | PS | 0 | 0 | 0 | 0 | 0 | 0
| Total Fuel Consumption by Reporting Type | MISO_W | Midwest | Other Renew | PV | 0 | 0 | 0 | 0 | 0 | 0 | PV | 0 | 0 | 0 | 0 | 0 | 0
| Total Fuel Consumption by Reporting Type | MISO_W | Midwest | CT | PeakG | 2.31 | 0 | 0 | 0 | 0 | 0 | PeakG | 2.84 | 3.65 | 0.37 | 3.12 | 2.06 | 2.03
| Total Fuel Consumption by Reporting Type | MISO_W | Midwest | CT | PeakO | 0 | 0 | 0 | 0 | 0 | 0 | PeakO | 0 | 0 | 0 | 0 | 0 | 0
| Total Fuel Consumption by Reporting Type | MISO_W | Midwest | Other Renew | ST | 0 | 0 | 0 | 0 | 0 | 0 | ST | 0 | 0 | 0 | 0 | 0 | 0
| Total Fuel Consumption by Reporting Type | MISO_W | Midwest | Steam O/G | STOG | 0.02 | 0 | 0 | 0 | 0 | 0 | STOG | 0 | 0 | 0 | 0 | 0 | 0
| Total Fuel Consumption by Reporting Type | MISO_W | Midwest | Other Renew | STWD | 0.67 | 1.31 | 1.31 | 6.04 | 24.94 | 19.44 | STWD | 1.44 | 1.84 | 3.64 | 11.63 | 17.29 | 14.93
| Total Fuel Consumption by Reporting Type | MISO_W | Midwest | On-shore Wind | WT | 0.03 | 0.03 | 0.37 | 0.38 | 0.38 | 0.39 | WT | 0.03 | 0.03 | 0.13 | 0.13 | 0.13 | 0.13
| Total Fuel Consumption by Reporting Type | MISO_W | Midwest | Coal | IGCC | 0 | 0 | 0 | 0 | 0 | 0 | IGCC | 0 | 0 | 0 | 0 | 0 | 0
| Total Fuel Consumption by Reporting Type | MISO_W | Midwest | DR | DemandResponse | 0 | 0 | 0 | 0 | 0 | 0 | DemandResponse | 0 | 0 | 0 | 0 | 0 | 0
| Total Fuel Consumption by Reporting Type | MISO_W | Midwest | Coal-CCS | IGCC-CCS | 0 | 0 | 0 | 0 | 0 | 0 | IGCC-CCS | 0 | 0 | 0 | 0 | 0 | 0
| Total Fuel Consumption by Reporting Type | MISO_W | Midwest | Off-shore Wind | WT_off | 0 | 0 | 0 | 0 | 0 | 0 | WT_off | 0 | 0 | 0 | 0 | 0 | 0
| Total Fuel Consumption by Reporting Type | MISO_W | Midwest | Other | PseudoUnit | 0 | 0 | 0 | 0 | 0 | 0 | PseudoUnit | 0 | 0 | 0 | 0 | 0 | 0
| Total Fuel Consumption by Reporting Type | MISO_W | Midwest | HQ/Maritimes | FixedInterchange | 0 | 0 | 0 | 0 | 0 | 0 | FixedInterchange | 0 | 0 | 0 | 0 | 0 | 0
Total Fuel Consumption by Reporting Type
| Total Fuel Consumption by Reporting Type |  |  |  | Total Fuel Consumption by Reporting Type: MISO_WUMS | [6 empty] | Total Fuel Consumption by Reporting Type: MISO_WUMS
| Total Fuel Consumption by Reporting Type |  |  |  | ReportingType | 2015 | 2020 | 2025 | 2030 | 2035 | 2040 | ReportingType | 2015 | 2020 | 2025 | 2030 | 2035 | 2040
| Total Fuel Consumption by Reporting Type | MISO_WUMS | Midwest | Other Renew | BM | 0 | 0 | 0 | 0 | 0.23 | 0.26 | BM | 0 | 0 | 0 | 0 | 0 | 161.26
| Total Fuel Consumption by Reporting Type | MISO_WUMS | Midwest | CC | CC | 530.3 | 1241.93 | 790.48 | 791.23 | 391.78 | 191.02 | CC | 265.39 | 355.24 | 345.63 | 175.61 | 174.15 | 77.99
| Total Fuel Consumption by Reporting Type | MISO_WUMS | Midwest | Other Renew | CSP | 0 | 0 | 0 | 0 | 0 | 0 | CSP | 0 | 0 | 0 | 0 | 0 | 0
| Total Fuel Consumption by Reporting Type | MISO_WUMS | Midwest | CT | CT | 0 | 0 | 0 | 0 | 0 | 0 | CT | 0 | 0 | 0 | 0 | 0 | 0
| Total Fuel Consumption by Reporting Type | MISO_WUMS | Midwest | Coal | Coal | 128.96 | 18.18 | 7.79 | 8.62 | 24.5 | 34.32 | Coal | 120.34 | 18.57 | 11.57 | 7.04 | 30.67 | 40.64
| Total Fuel Consumption by Reporting Type | MISO_WUMS | Midwest | Other Renew | Geo | 0 | 0 | 0 | 0 | 0 | 0 | Geo | 0 | 0 | 0 | 0 | 0 | 0
| Total Fuel Consumption by Reporting Type | MISO_WUMS | Midwest | Hydro | H | 0 | 0 | 0 | 0 | 0 | 0 | H | 0 | 0 | 0 | 0 | 0 | 0
| Total Fuel Consumption by Reporting Type | MISO_WUMS | Midwest | Other Renew | LFG | 0 | 0 | 13.78 | 24.03 | 24.03 | 24.03 | LFG | 0 | 0 | 24.03 | 24.03 | 24.03 | 24.03
| Total Fuel Consumption by Reporting Type | MISO_WUMS | Midwest | Nuclear | Nuc | 150.68 | 150.68 | 150.68 | 150.68 | 0.02 | 0.02 | Nuc | 150.68 | 150.68 | 150.68 | 150.68 | 0.01 | 0.01
| Total Fuel Consumption by Reporting Type | MISO_WUMS | Midwest | Other | PS | 0 | 0 | 0 | 0 | 0 | 0 | PS | 0 | 0 | 0 | 0 | 0 | 0
| Total Fuel Consumption by Reporting Type | MISO_WUMS | Midwest | Other Renew | PV | 0 | 0 | 0 | 0 | 0 | 0 | PV | 0 | 0 | 0 | 0 | 0 | 0
| Total Fuel Consumption by Reporting Type | MISO_WUMS | Midwest | CT | PeakG | 0.04 | 0 | 0 | 0 | 0 | 0 | PeakG | 0 | 0 | 0 | 0 | 0 | 0
| Total Fuel Consumption by Reporting Type | MISO_WUMS | Midwest | CT | PeakO | 0 | 0 | 0 | 0 | 0 | 0 | PeakO | 0 | 0 | 0 | 0 | 0 | 0
| Total Fuel Consumption by Reporting Type | MISO_WUMS | Midwest | Other Renew | ST | 0 | 0 | 0 | 0 | 0 | 0 | ST | 0 | 0 | 0 | 0 | 0 | 0
| Total Fuel Consumption by Reporting Type | MISO_WUMS | Midwest | Steam O/G | STOG | 0 | 0 | 0 | 0 | 0 | 0 | STOG | 0 | 0 | 0 | 0 | 0 | 0
| Total Fuel Consumption by Reporting Type | MISO_WUMS | Midwest | Other Renew | STWD | 0.56 | 0.51 | 0.51 | 1.44 | 9.7 | 7.56 | STWD | 0.56 | 0.54 | 0.51 | 0.87 | 9.7 | 7.55
| Total Fuel Consumption by Reporting Type | MISO_WUMS | Midwest | On-shore Wind | WT | 0 | 0 | 0 | 0 | 0 | 0 | WT | 0 | 0 | 0 | 0.03 | 0.03 | 0.04
| Total Fuel Consumption by Reporting Type | MISO_WUMS | Midwest | Coal | IGCC | 0 | 0 | 0 | 0 | 0 | 0 | IGCC | 0 | 0 | 0 | 0 | 0 | 0
| Total Fuel Consumption by Reporting Type | MISO_WUMS | Midwest | DR | DemandResponse | 0 | 0 | 0 | 0 | 0 | 0 | DemandResponse | 0 | 0 | 0 | 0 | 0 | 0
| Total Fuel Consumption by Reporting Type | MISO_WUMS | Midwest | Coal-CCS | IGCC-CCS | 0 | 0 | 0 | 0 | 0 | 0 | IGCC-CCS | 0 | 0 | 0 | 0 | 0 | 0
| Total Fuel Consumption by Reporting Type | MISO_WUMS | Midwest | Off-shore Wind | WT_off | 0 | 0 | 0 | 0 | 0 | 0 | WT_off | 0 | 0 | 0 | 0 | 0 | 0
| Total Fuel Consumption by Reporting Type | MISO_WUMS | Midwest | Other | PseudoUnit | 0 | 0 | 0 | 0 | 0 | 0 | PseudoUnit | 0 | 0 | 0 | 0 | 0 | 0
| Total Fuel Consumption by Reporting Type | MISO_WUMS | Midwest | HQ/Maritimes | FixedInterchange | 0 | 0 | 0 | 0 | 0 | 0 | FixedInterchange | 0 | 0 | 0 | 0 | 0 | 0
Total Fuel Consumption by Reporting Type
| Total Fuel Consumption by Reporting Type |  |  |  | Total Fuel Consumption by Reporting Type: Nebraska | [6 empty] | Total Fuel Consumption by Reporting Type: Nebraska
| Total Fuel Consumption by Reporting Type |  |  |  | ReportingType | 2015 | 2020 | 2025 | 2030 | 2035 | 2040 | ReportingType | 2015 | 2020 | 2025 | 2030 | 2035 | 2040
| Total Fuel Consumption by Reporting Type | NE | Southwest | Other Renew | BM | 0 | 0 | 0 | 0 | 0 | 0 | BM | 0 | 0 | 0 | 0 | 0 | 0
| Total Fuel Consumption by Reporting Type | NE | Southwest | CC | CC | 4.87 | 1.08 | 1.08 | 1.08 | 0.55 | 0.29 | CC | 4.87 | 1.93 | 1.93 | 3.91 | 2.03 | 2.01
| Total Fuel Consumption by Reporting Type | NE | Southwest | Other Renew | CSP | 0 | 0 | 0 | 0 | 0 | 0 | CSP | 0 | 0 | 0 | 0 | 0 | 0
| Total Fuel Consumption by Reporting Type | NE | Southwest | CT | CT | 0 | 0 | 0 | 0 | 0 | 0 | CT | 0 | 0 | 0 | 0 | 0 | 0
| Total Fuel Consumption by Reporting Type | NE | Southwest | Coal | Coal | 332.69 | 30.24 | 20.7 | 19.23 | 26.87 | 26.87 | Coal | 332.69 | 39.99 | 24.56 | 22.58 | 18.41 | 14.94
| Total Fuel Consumption by Reporting Type | NE | Southwest | Other Renew | Geo | 0 | 0 | 0 | 0 | 0 | 0 | Geo | 0 | 0 | 0 | 0 | 0 | 0
| Total Fuel Consumption by Reporting Type | NE | Southwest | Hydro | H | 0 | 0 | 0 | 0 | 0 | 0 | H | 0 | 0 | 0 | 0 | 0 | 0
| Total Fuel Consumption by Reporting Type | NE | Southwest | Other Renew | LFG | 0 | 0 | 0 | 7.71 | 7.71 | 7.71 | LFG | 0 | 0 | 0 | 7.71 | 4.98 | 4.43
| Total Fuel Consumption by Reporting Type | NE | Southwest | Nuclear | Nuc | 104.28 | 104.28 | 104.28 | 104.28 | 0.02 | 0.02 | Nuc | 104.28 | 104.28 | 92.48 | 81.46 | 0.01 | 0.01
| Total Fuel Consumption by Reporting Type | NE | Southwest | Other | PS | 0 | 0 | 0 | 0 | 0 | 0 | PS | 0 | 0 | 0 | 0 | 0 | 0
| Total Fuel Consumption by Reporting Type | NE | Southwest | Other Renew | PV | 0 | 0 | 0 | 0 | 0 | 0 | PV | 0 | 0 | 0 | 0 | 0 | 0
| Total Fuel Consumption by Reporting Type | NE | Southwest | CT | PeakG | 0.78 | 0 | 0 | 0 | 0 | 0 | PeakG | 0.7 | 0 | 0 | 0 | 0 | 0
| Total Fuel Consumption by Reporting Type | NE | Southwest | CT | PeakO | 0 | 0 | 0 | 0 | 0 | 0 | PeakO | 0 | 0 | 0 | 0 | 0 | 0
| Total Fuel Consumption by Reporting Type | NE | Southwest | Other Renew | ST | 0 | 0 | 0 | 0 | 0 | 0 | ST | 0 | 0 | 0 | 0 | 0 | 0
| Total Fuel Consumption by Reporting Type | NE | Southwest | Steam O/G | STOG | 0 | 0 | 0 | 0 | 0 | 0 | STOG | 0.34 | 0 | 0 | 0 | 0 | 0
| Total Fuel Consumption by Reporting Type | NE | Southwest | Other Renew | STWD | 0 | 0 | 0 | 0 | 0 | 0 | STWD | 0 | 0 | 0 | 0 | 0 | 0
| Total Fuel Consumption by Reporting Type | NE | Southwest | On-shore Wind | WT | 0 | 0.1 | 0.1 | 0.1 | 0.1 | 0.09 | WT | 0 | 0.04 | 0.04 | 0.05 | 0.06 | 0.06
| Total Fuel Consumption by Reporting Type | NE | Southwest | Coal | IGCC | 0 | 0 | 0 | 0 | 0 | 0 | IGCC | 0 | 0 | 0 | 0 | 0 | 0
| Total Fuel Consumption by Reporting Type | NE | Southwest | DR | DemandResponse | 0 | 0 | 0 | 0 | 0 | 0 | DemandResponse | 0 | 0 | 0 | 0 | 0 | 0
| Total Fuel Consumption by Reporting Type | NE | Southwest | Coal-CCS | IGCC-CCS | 0 | 0 | 0 | 0 | 0 | 0 | IGCC-CCS | 0 | 0 | 0 | 0 | 0 | 0
| Total Fuel Consumption by Reporting Type | NE | Southwest | Off-shore Wind | WT_off | 0 | 0 | 0 | 0 | 0 | 0 | WT_off | 0 | 0 | 0 | 0 | 0 | 0
| Total Fuel Consumption by Reporting Type | NE | Southwest | Other | PseudoUnit | 0 | 0 | 0 | 0 | 0 | 0 | PseudoUnit | 0 | 0 | 0 | 0 | 0 | 0
| Total Fuel Consumption by Reporting Type | NE | Southwest | HQ/Maritimes | FixedInterchange | 0 | 0 | 0 | 0 | 0 | 0 | FixedInterchange | 0 | 0 | 0 | 0 | 0 | 0
Total Fuel Consumption by Reporting Type
| Total Fuel Consumption by Reporting Type |  |  |  | Total Fuel Consumption by Reporting Type: NEISO | [6 empty] | Total Fuel Consumption by Reporting Type: NEISO
| Total Fuel Consumption by Reporting Type |  |  |  | ReportingType | 2015 | 2020 | 2025 | 2030 | 2035 | 2040 | ReportingType | 2015 | 2020 | 2025 | 2030 | 2035 | 2040
| Total Fuel Consumption by Reporting Type | NEISO | Northeast | Other Renew | BM | 24.48 | 15.52 | 1.32 | 24.48 | 24.48 | 24.48 | BM | 24.48 | 15.9 | 1.02 | 24.48 | 11.1 | 24.48
| Total Fuel Consumption by Reporting Type | NEISO | Northeast | CC | CC | 305.74 | 203.25 | 159.47 | 111.2 | 50.82 | 33.14 | CC | 292.45 | 191.43 | 160.47 | 111.32 | 54.06 | 37.7
| Total Fuel Consumption by Reporting Type | NEISO | Northeast | Other Renew | CSP | 0 | 0 | 0 | 0 | 0 | 0 | CSP | 0 | 0 | 0 | 0 | 0 | 0
| Total Fuel Consumption by Reporting Type | NEISO | Northeast | CT | CT | 0.01 | 0.03 | 0 | 0.1 | 0 | 0 | CT | 0.03 | 0.12 | 0.12 | 0 | 0 | 0.02
| Total Fuel Consumption by Reporting Type | NEISO | Northeast | Coal | Coal | 0.7 | 0.01 | 0.01 | 0 | 0 | 0 | Coal | 0.36 | 0 | 0 | 0 | 0 | 0
| Total Fuel Consumption by Reporting Type | NEISO | Northeast | Other Renew | Geo | 0 | 0 | 0 | 0 | 0 | 0 | Geo | 0 | 0 | 0 | 0 | 0 | 0
| Total Fuel Consumption by Reporting Type | NEISO | Northeast | Hydro | H | 0 | 0 | 0 | 0 | 0 | 0 | H | 0 | 0 | 0 | 0 | 0 | 0
| Total Fuel Consumption by Reporting Type | NEISO | Northeast | Other Renew | LFG | 5.3 | 5.31 | 12.8 | 12.8 | 12.8 | 12.81 | LFG | 5.3 | 5.3 | 5.3 | 12.81 | 12.81 | 12.81
| Total Fuel Consumption by Reporting Type | NEISO | Northeast | Nuclear | Nuc | 365.51 | 365.51 | 365.51 | 365.51 | 264.08 | 195.08 | Nuc | 365.51 | 365.51 | 365.51 | 365.51 | 264.08 | 195.08
| Total Fuel Consumption by Reporting Type | NEISO | Northeast | Other | PS | 0 | 0 | 0 | 0 | 0 | 0 | PS | 0 | 0 | 0 | 0 | 0 | 0
| Total Fuel Consumption by Reporting Type | NEISO | Northeast | Other Renew | PV | 0 | 0 | 0 | 0 | 0 | 0 | PV | 0 | 0 | 0 | 0 | 0 | 0
| Total Fuel Consumption by Reporting Type | NEISO | Northeast | CT | PeakG | 0.28 | 0.47 | 0.96 | 0.98 | 0.97 | 1.06 | PeakG | 0.29 | 0.37 | 0.37 | 0.02 | 0 | 0.22
| Total Fuel Consumption by Reporting Type | NEISO | Northeast | CT | PeakO | 0 | 0 | 0 | 0 | 0 | 0 | PeakO | 0 | 0 | 0 | 0 | 0 | 0
| Total Fuel Consumption by Reporting Type | NEISO | Northeast | Other Renew | ST | 0 | 0 | 0 | 0 | 0 | 0 | ST | 0 | 0 | 0 | 0 | 0 | 0
| Total Fuel Consumption by Reporting Type | NEISO | Northeast | Steam O/G | STOG | 0 | 0 | 0 | 0 | 0 | 0 | STOG | 0 | 0 | 0 | 0 | 0 | 0
| Total Fuel Consumption by Reporting Type | NEISO | Northeast | Other Renew | STWD | 51.79 | 15.79 | 1.72 | 15.43 | 51.79 | 50.28 | STWD | 51.79 | 14.15 | 1.24 | 14.51 | 24.42 | 40.01
| Total Fuel Consumption by Reporting Type | NEISO | Northeast | On-shore Wind | WT | 0 | 0.01 | 0.02 | 0.02 | 0.05 | 0.05 | WT | 0 | 0.01 | 0.02 | 0.02 | 0.04 | 0.04
| Total Fuel Consumption by Reporting Type | NEISO | Northeast | Coal | IGCC | 0 | 0 | 0 | 0 | 0 | 0 | IGCC | 0 | 0 | 0 | 0 | 0 | 0
| Total Fuel Consumption by Reporting Type | NEISO | Northeast | DR | DemandResponse | 0 | 0 | 0 | 0 | 0 | 0 | DemandResponse | 0 | 0 | 0 | 0 | 0 | 0
| Total Fuel Consumption by Reporting Type | NEISO | Northeast | Coal-CCS | IGCC-CCS | 0 | 0 | 0 | 0 | 0 | 0 | IGCC-CCS | 0 | 0 | 0 | 0 | 0 | 0
| Total Fuel Consumption by Reporting Type | NEISO | Northeast | Off-shore Wind | WT_off | 0 | 0 | 0 | 0 | 0 | 0 | WT_off | 0 | 0 | 0 | 0 | 0 | 0
| Total Fuel Consumption by Reporting Type | NEISO | Northeast | Other | PseudoUnit | 0 | 0 | 0 | 0 | 0 | 0 | PseudoUnit | 0 | 0 | 0 | 0 | 0 | 0
| Total Fuel Consumption by Reporting Type | NEISO | Northeast | HQ/Maritimes | FixedInterchange | 0 | 0 | 0 | 0 | 0 | 0 | FixedInterchange | 0 | 0 | 0 | 0 | 0 | 0
Total Fuel Consumption by Reporting Type
| Total Fuel Consumption by Reporting Type |  |  |  | Total Fuel Consumption by Reporting Type: NonRTO_Midwest | [6 empty] | Total Fuel Consumption by Reporting Type: NonRTO_Midwest
| Total Fuel Consumption by Reporting Type |  |  |  | ReportingType | 2015 | 2020 | 2025 | 2030 | 2035 | 2040 | ReportingType | 2015 | 2020 | 2025 | 2030 | 2035 | 2040
| Total Fuel Consumption by Reporting Type | NonRTO_Midwest | MISO | Other Renew | BM | 0 | 0 | 0 | 0 | 34.12 | 395.64 | BM | 0 | 0 | 0 | 0 | 117.08 | 541.62
| Total Fuel Consumption by Reporting Type | NonRTO_Midwest | MISO | CC | CC | 96.34 | 207.38 | 207.38 | 205.77 | 156.92 | 17.36 | CC | 126.33 | 248.39 | 248.39 | 237.49 | 200.2 | 26.21
| Total Fuel Consumption by Reporting Type | NonRTO_Midwest | MISO | Other Renew | CSP | 0 | 0 | 0 | 0 | 0 | 0 | CSP | 0 | 0 | 0 | 0 | 0 | 0
| Total Fuel Consumption by Reporting Type | NonRTO_Midwest | MISO | CT | CT | 0 | 0 | 0 | 0 | 0 | 0 | CT | 0 | 0 | 0 | 0 | 0 | 0
| Total Fuel Consumption by Reporting Type | NonRTO_Midwest | MISO | Coal | Coal | 439.32 | 264.63 | 26.25 | 35.62 | 61.11 | 61.11 | Coal | 390.35 | 198.63 | 58.66 | 34.9 | 82.45 | 82.45
| Total Fuel Consumption by Reporting Type | NonRTO_Midwest | MISO | Other Renew | Geo | 0 | 0 | 0 | 0 | 0 | 0 | Geo | 0 | 0 | 0 | 0 | 0 | 0
| Total Fuel Consumption by Reporting Type | NonRTO_Midwest | MISO | Hydro | H | 0 | 0 | 0 | 0 | 0 | 0 | H | 0 | 0 | 0 | 0 | 0 | 0
| Total Fuel Consumption by Reporting Type | NonRTO_Midwest | MISO | Other Renew | LFG | 0 | 0 | 17.24 | 17.24 | 17.24 | 17.24 | LFG | 0 | 0 | 17.24 | 17.24 | 17.24 | 17.24
| Total Fuel Consumption by Reporting Type | NonRTO_Midwest | MISO | Nuclear | Nuc | 0 | 0 | 0.01 | 101.85 | 186.16 | 186.14 | Nuc | 0 | 0 | 0.01 | 0.02 | 0.08 | 0.06
| Total Fuel Consumption by Reporting Type | NonRTO_Midwest | MISO | Other | PS | 0 | 0 | 0 | 0 | 0 | 0 | PS | 0 | 0 | 0 | 0 | 0 | 0
| Total Fuel Consumption by Reporting Type | NonRTO_Midwest | MISO | Other Renew | PV | 0 | 0 | 0 | 0 | 0 | 0 | PV | 0 | 0 | 0 | 0 | 0 | 0
| Total Fuel Consumption by Reporting Type | NonRTO_Midwest | MISO | CT | PeakG | 1.69 | 0.71 | 0 | 2.94 | 0.48 | 0 | PeakG | 1.64 | 0.74 | 2.76 | 0 | 0 | 0
| Total Fuel Consumption by Reporting Type | NonRTO_Midwest | MISO | CT | PeakO | 0 | 0 | 0 | 0 | 0 | 0 | PeakO | 0 | 0 | 0 | 0 | 0 | 0
| Total Fuel Consumption by Reporting Type | NonRTO_Midwest | MISO | Other Renew | ST | 0 | 0 | 0 | 0 | 0 | 0 | ST | 0 | 0 | 0 | 0 | 0 | 0
| Total Fuel Consumption by Reporting Type | NonRTO_Midwest | MISO | Steam O/G | STOG | 0 | 0 | 0 | 0 | 0 | 0 | STOG | 0 | 0 | 0 | 0 | 0 | 0
| Total Fuel Consumption by Reporting Type | NonRTO_Midwest | MISO | Other Renew | STWD | 0 | 0 | 0 | 0 | 0 | 0 | STWD | 0 | 0 | 0 | 0 | 0 | 0
| Total Fuel Consumption by Reporting Type | NonRTO_Midwest | MISO | On-shore Wind | WT | 0 | 0 | 0 | 0 | 0 | 0 | WT | 0 | 0 | 0 | 0 | 0 | 0
| Total Fuel Consumption by Reporting Type | NonRTO_Midwest | MISO | Coal | IGCC | 0 | 0 | 0 | 0 | 0 | 0 | IGCC | 0 | 0 | 0 | 0 | 0 | 0
| Total Fuel Consumption by Reporting Type | NonRTO_Midwest | MISO | DR | DemandResponse | 0 | 0 | 0 | 0 | 0 | 0 | DemandResponse | 0 | 0 | 0 | 0 | 0 | 0
| Total Fuel Consumption by Reporting Type | NonRTO_Midwest | MISO | Coal-CCS | IGCC-CCS | 0 | 0 | 0 | 0 | 0 | 0 | IGCC-CCS | 0 | 0 | 0 | 0 | 0 | 0
| Total Fuel Consumption by Reporting Type | NonRTO_Midwest | MISO | Off-shore Wind | WT_off | 0 | 0 | 0 | 0 | 0 | 0 | WT_off | 0 | 0 | 0 | 0 | 0 | 0
| Total Fuel Consumption by Reporting Type | NonRTO_Midwest | MISO | Other | PseudoUnit | 0 | 0 | 0 | 0 | 0 | 0 | PseudoUnit | 0 | 0 | 0 | 0 | 0 | 0
| Total Fuel Consumption by Reporting Type | NonRTO_Midwest | MISO | HQ/Maritimes | FixedInterchange | 0 | 0 | 0 | 0 | 0 | 0 | FixedInterchange | 0 | 0 | 0 | 0 | 0 | 0
Total Fuel Consumption by Reporting Type
| Total Fuel Consumption by Reporting Type |  |  |  | Total Fuel Consumption by Reporting Type: NYISO_A-F | [6 empty] | Total Fuel Consumption by Reporting Type: NYISO_A-F
| Total Fuel Consumption by Reporting Type |  |  |  | ReportingType | 2015 | 2020 | 2025 | 2030 | 2035 | 2040 | ReportingType | 2015 | 2020 | 2025 | 2030 | 2035 | 2040
| Total Fuel Consumption by Reporting Type | NYISO_A-F | Northeast | Other Renew | BM | 0 | 0 | 0 | 0 | 0 | 0 | BM | 0 | 0 | 0 | 0 | 0 | 0
| Total Fuel Consumption by Reporting Type | NYISO_A-F | Northeast | CC | CC | 50.09 | 70.96 | 59.49 | 37.81 | 10.33 | 1.83 | CC | 40.1 | 45.2 | 45.34 | 31.76 | 8.36 | 4.62
| Total Fuel Consumption by Reporting Type | NYISO_A-F | Northeast | Other Renew | CSP | 0 | 0 | 0 | 0 | 0 | 0 | CSP | 0 | 0 | 0 | 0 | 0 | 0
| Total Fuel Consumption by Reporting Type | NYISO_A-F | Northeast | CT | CT | 0 | 0 | 0 | 0 | 0 | 0 | CT | 0 | 0 | 0 | 0 | 0 | 0
| Total Fuel Consumption by Reporting Type | NYISO_A-F | Northeast | Coal | Coal | 0.01 | 0.01 | 0.01 | 0 | 0 | 0 | Coal | 0 | 0 | 0 | 0 | 0 | 0
| Total Fuel Consumption by Reporting Type | NYISO_A-F | Northeast | Other Renew | Geo | 0 | 0 | 0 | 0 | 0 | 0 | Geo | 0 | 0 | 0 | 0 | 0 | 0
| Total Fuel Consumption by Reporting Type | NYISO_A-F | Northeast | Hydro | H | 0 | 0 | 0 | 0 | 0 | 0 | H | 0 | 0 | 0 | 0 | 0 | 0
| Total Fuel Consumption by Reporting Type | NYISO_A-F | Northeast | Other Renew | LFG | 0.69 | 0.69 | 8 | 8 | 8 | 8 | LFG | 0.69 | 0.69 | 8 | 8 | 8 | 8
| Total Fuel Consumption by Reporting Type | NYISO_A-F | Northeast | Nuclear | Nuc | 270.5 | 270.5 | 270.5 | 220.56 | 173.9 | 105.4 | Nuc | 270.5 | 270.5 | 270.5 | 220.56 | 173.9 | 105.39
| Total Fuel Consumption by Reporting Type | NYISO_A-F | Northeast | Other | PS | 0 | 0 | 0 | 0 | 0 | 0 | PS | 0 | 0 | 0 | 0 | 0 | 0
| Total Fuel Consumption by Reporting Type | NYISO_A-F | Northeast | Other Renew | PV | 0 | 0 | 0 | 0 | 0 | 0 | PV | 0 | 0 | 0 | 0 | 0 | 0
| Total Fuel Consumption by Reporting Type | NYISO_A-F | Northeast | CT | PeakG | 0.02 | 0.07 | 0.21 | 0.21 | 0.21 | 0.21 | PeakG | 0 | 0 | 0 | 0 | 0 | 0.05
| Total Fuel Consumption by Reporting Type | NYISO_A-F | Northeast | CT | PeakO | 0 | 0 | 0 | 0 | 0 | 0 | PeakO | 0 | 0 | 0 | 0 | 0 | 0
| Total Fuel Consumption by Reporting Type | NYISO_A-F | Northeast | Other Renew | ST | 0 | 0 | 0 | 0 | 0 | 0 | ST | 0 | 0 | 0 | 0 | 0 | 0
| Total Fuel Consumption by Reporting Type | NYISO_A-F | Northeast | Steam O/G | STOG | 0 | 0 | 0 | 0 | 0 | 0 | STOG | 0 | 0 | 0 | 0 | 0 | 0
| Total Fuel Consumption by Reporting Type | NYISO_A-F | Northeast | Other Renew | STWD | 0.01 | 0.2 | 0.2 | 0.71 | 7.53 | 7.04 | STWD | 0 | 0 | 0.11 | 1.07 | 3.55 | 7.53
| Total Fuel Consumption by Reporting Type | NYISO_A-F | Northeast | On-shore Wind | WT | 0.01 | 0.01 | 0.01 | 0.03 | 0.04 | 0.04 | WT | 0.01 | 0.01 | 0.01 | 0.03 | 0.04 | 0.04
| Total Fuel Consumption by Reporting Type | NYISO_A-F | Northeast | Coal | IGCC | 0 | 0 | 0 | 0 | 0 | 0 | IGCC | 0 | 0 | 0 | 0 | 0 | 0
| Total Fuel Consumption by Reporting Type | NYISO_A-F | Northeast | DR | DemandResponse | 0 | 0 | 0 | 0 | 0 | 0 | DemandResponse | 0 | 0 | 0 | 0 | 0 | 0
| Total Fuel Consumption by Reporting Type | NYISO_A-F | Northeast | Coal-CCS | IGCC-CCS | 0 | 0 | 0 | 0 | 0 | 0 | IGCC-CCS | 0 | 0 | 0 | 0 | 0 | 0
| Total Fuel Consumption by Reporting Type | NYISO_A-F | Northeast | Off-shore Wind | WT_off | 0 | 0 | 0 | 0 | 0 | 0 | WT_off | 0 | 0 | 0 | 0 | 0 | 0
| Total Fuel Consumption by Reporting Type | NYISO_A-F | Northeast | Other | PseudoUnit | 0 | 0 | 0 | 0 | 0 | 0 | PseudoUnit | 0 | 0 | 0 | 0 | 0 | 0
| Total Fuel Consumption by Reporting Type | NYISO_A-F | Northeast | HQ/Maritimes | FixedInterchange | 0 | 0 | 0 | 0 | 0 | 0 | FixedInterchange | 0 | 0 | 0 | 0 | 0 | 0
Total Fuel Consumption by Reporting Type
| Total Fuel Consumption by Reporting Type |  |  |  | Total Fuel Consumption by Reporting Type: NYISO_G-I | [6 empty] | Total Fuel Consumption by Reporting Type: NYISO_G-I
| Total Fuel Consumption by Reporting Type |  |  |  | ReportingType | 2015 | 2020 | 2025 | 2030 | 2035 | 2040 | ReportingType | 2015 | 2020 | 2025 | 2030 | 2035 | 2040
| Total Fuel Consumption by Reporting Type | NYISO_G-I | Northeast | Other Renew | BM | 0 | 0 | 0 | 0 | 54.58 | 54.59 | BM | 0 | 0 | 0 | 0 | 0 | 77.65
| Total Fuel Consumption by Reporting Type | NYISO_G-I | Northeast | CC | CC | 17.17 | 47.22 | 33.17 | 9.7 | 8.6 | 5.48 | CC | 38.15 | 62.06 | 61.96 | 40.82 | 36.99 | 9.15
| Total Fuel Consumption by Reporting Type | NYISO_G-I | Northeast | Other Renew | CSP | 0 | 0 | 0 | 0 | 0 | 0 | CSP | 0 | 0 | 0 | 0 | 0 | 0
| Total Fuel Consumption by Reporting Type | NYISO_G-I | Northeast | CT | CT | 0 | 0 | 0 | 0 | 0 | 0 | CT | 0 | 0 | 0 | 0 | 0 | 0
| Total Fuel Consumption by Reporting Type | NYISO_G-I | Northeast | Coal | Coal | 0 | 0 | 0 | 0 | 0 | 0 | Coal | 0 | 0 | 0 | 0 | 0 | 0
| Total Fuel Consumption by Reporting Type | NYISO_G-I | Northeast | Other Renew | Geo | 0 | 0 | 0 | 0 | 0 | 0 | Geo | 0 | 0 | 0 | 0 | 0 | 0
| Total Fuel Consumption by Reporting Type | NYISO_G-I | Northeast | Hydro | H | 0 | 0 | 0 | 0 | 0 | 0 | H | 0 | 0 | 0 | 0 | 0 | 0
| Total Fuel Consumption by Reporting Type | NYISO_G-I | Northeast | Other Renew | LFG | 0 | 0 | 8 | 8 | 8 | 8 | LFG | 0 | 0 | 8 | 8 | 8 | 8
| Total Fuel Consumption by Reporting Type | NYISO_G-I | Northeast | Nuclear | Nuc | 162.83 | 162.83 | 162.83 | 162.83 | 81.7 | 146.77 | Nuc | 162.83 | 162.83 | 162.83 | 162.83 | 152.36 | 301.33
| Total Fuel Consumption by Reporting Type | NYISO_G-I | Northeast | Other | PS | 0 | 0 | 0 | 0 | 0 | 0 | PS | 0 | 0 | 0 | 0 | 0 | 0
| Total Fuel Consumption by Reporting Type | NYISO_G-I | Northeast | Other Renew | PV | 0 | 0 | 0 | 0 | 0 | 0 | PV | 0 | 0 | 0 | 0 | 0 | 0
| Total Fuel Consumption by Reporting Type | NYISO_G-I | Northeast | CT | PeakG | 0 | 0 | 0 | 0 | 0 | 0 | PeakG | 0 | 0 | 0.01 | 0.04 | 0.01 | 0
| Total Fuel Consumption by Reporting Type | NYISO_G-I | Northeast | CT | PeakO | 0 | 0 | 0 | 0 | 0 | 0 | PeakO | 0 | 0 | 0 | 0 | 0 | 0
| Total Fuel Consumption by Reporting Type | NYISO_G-I | Northeast | Other Renew | ST | 0 | 0 | 0 | 0 | 0 | 0 | ST | 0 | 0 | 0 | 0 | 0 | 0
| Total Fuel Consumption by Reporting Type | NYISO_G-I | Northeast | Steam O/G | STOG | 0 | 0 | 0 | 0 | 0 | 0 | STOG | 0 | 0 | 0 | 0 | 0 | 0
| Total Fuel Consumption by Reporting Type | NYISO_G-I | Northeast | Other Renew | STWD | 0 | 0 | 0 | 0 | 0 | 0 | STWD | 0 | 0 | 0 | 0 | 0 | 0
| Total Fuel Consumption by Reporting Type | NYISO_G-I | Northeast | On-shore Wind | WT | 0 | 0 | 0 | 0 | 0 | 0 | WT | 0 | 0 | 0 | 0 | 0 | 0
| Total Fuel Consumption by Reporting Type | NYISO_G-I | Northeast | Coal | IGCC | 0 | 0 | 0 | 0 | 0 | 0 | IGCC | 0 | 0 | 0 | 0 | 0 | 0
| Total Fuel Consumption by Reporting Type | NYISO_G-I | Northeast | DR | DemandResponse | 0 | 0 | 0 | 0 | 0 | 0 | DemandResponse | 0 | 0 | 0 | 0 | 0 | 0
| Total Fuel Consumption by Reporting Type | NYISO_G-I | Northeast | Coal-CCS | IGCC-CCS | 0 | 0 | 0 | 0 | 0 | 0 | IGCC-CCS | 0 | 0 | 0 | 0 | 0 | 0
| Total Fuel Consumption by Reporting Type | NYISO_G-I | Northeast | Off-shore Wind | WT_off | 0 | 0 | 0 | 0 | 0 | 0 | WT_off | 0 | 0 | 0 | 0 | 0 | 0
| Total Fuel Consumption by Reporting Type | NYISO_G-I | Northeast | Other | PseudoUnit | 0 | 0 | 0 | 0 | 0 | 0 | PseudoUnit | 0 | 0 | 0 | 0 | 0 | 0
| Total Fuel Consumption by Reporting Type | NYISO_G-I | Northeast | HQ/Maritimes | FixedInterchange | 0 | 0 | 0 | 0 | 0 | 0 | FixedInterchange | 0 | 0 | 0 | 0 | 0 | 0
Total Fuel Consumption by Reporting Type
| Total Fuel Consumption by Reporting Type |  |  |  | Total Fuel Consumption by Reporting Type: NYISO_J-K | [6 empty] | Total Fuel Consumption by Reporting Type: NYISO_J-K
| Total Fuel Consumption by Reporting Type |  |  |  | ReportingType | 2015 | 2020 | 2025 | 2030 | 2035 | 2040 | ReportingType | 2015 | 2020 | 2025 | 2030 | 2035 | 2040
| Total Fuel Consumption by Reporting Type | NYISO_J-K | Northeast | Other Renew | BM | 0 | 0 | 0 | 0 | 0 | 0 | BM | 0 | 0 | 0 | 0 | 0 | 0
| Total Fuel Consumption by Reporting Type | NYISO_J-K | Northeast | CC | CC | 145.84 | 164.92 | 155.33 | 80.92 | 58.24 | 38.01 | CC | 158.57 | 172.49 | 175.44 | 134.65 | 117.4 | 75.98
| Total Fuel Consumption by Reporting Type | NYISO_J-K | Northeast | Other Renew | CSP | 0 | 0 | 0 | 0 | 0 | 0 | CSP | 0 | 0 | 0 | 0 | 0 | 0
| Total Fuel Consumption by Reporting Type | NYISO_J-K | Northeast | CT | CT | 0 | 0 | 0 | 0 | 0 | 0 | CT | 0 | 0 | 0 | 0 | 0 | 0
| Total Fuel Consumption by Reporting Type | NYISO_J-K | Northeast | Coal | Coal | 0 | 0 | 0 | 0 | 0 | 0 | Coal | 0 | 0 | 0 | 0 | 0 | 0
| Total Fuel Consumption by Reporting Type | NYISO_J-K | Northeast | Other Renew | Geo | 0 | 0 | 0 | 0 | 0 | 0 | Geo | 0 | 0 | 0 | 0 | 0 | 0
| Total Fuel Consumption by Reporting Type | NYISO_J-K | Northeast | Hydro | H | 0 | 0 | 0 | 0 | 0 | 0 | H | 0 | 0 | 0 | 0 | 0 | 0
| Total Fuel Consumption by Reporting Type | NYISO_J-K | Northeast | Other Renew | LFG | 0 | 0 | 7.99 | 8 | 8 | 8 | LFG | 0 | 0 | 1.73 | 8 | 8 | 8
| Total Fuel Consumption by Reporting Type | NYISO_J-K | Northeast | Nuclear | Nuc | 0 | 0 | 0 | 0.01 | 0.08 | 0.06 | Nuc | 0 | 0 | 0.01 | 0.02 | 0.08 | 0.06
| Total Fuel Consumption by Reporting Type | NYISO_J-K | Northeast | Other | PS | 0 | 0 | 0 | 0 | 0 | 0 | PS | 0 | 0 | 0 | 0 | 0 | 0
| Total Fuel Consumption by Reporting Type | NYISO_J-K | Northeast | Other Renew | PV | 0 | 0 | 0 | 0 | 0 | 0 | PV | 0 | 0 | 0 | 0 | 0 | 0
| Total Fuel Consumption by Reporting Type | NYISO_J-K | Northeast | CT | PeakG | 1.66 | 2.59 | 1.66 | 3.17 | 1.66 | 1.66 | PeakG | 1.66 | 2.57 | 3.81 | 3.58 | 4.98 | 3.54
| Total Fuel Consumption by Reporting Type | NYISO_J-K | Northeast | CT | PeakO | 0 | 0 | 0 | 0 | 0 | 0 | PeakO | 0 | 0 | 0 | 0.01 | 0 | 0
| Total Fuel Consumption by Reporting Type | NYISO_J-K | Northeast | Other Renew | ST | 0 | 0 | 0 | 0 | 0 | 0 | ST | 0 | 0 | 0 | 0 | 0 | 0
| Total Fuel Consumption by Reporting Type | NYISO_J-K | Northeast | Steam O/G | STOG | 5.15 | 6.93 | 6.93 | 6.93 | 3.63 | 3.63 | STOG | 7.85 | 8.76 | 13.23 | 11.54 | 5.03 | 1.74
| Total Fuel Consumption by Reporting Type | NYISO_J-K | Northeast | Other Renew | STWD | 0 | 0 | 0 | 0 | 0 | 0 | STWD | 0 | 0 | 0 | 0 | 0 | 0
| Total Fuel Consumption by Reporting Type | NYISO_J-K | Northeast | On-shore Wind | WT | 0 | 0 | 0 | 0 | 0 | 0 | WT | 0 | 0 | 0 | 0 | 0 | 0
| Total Fuel Consumption by Reporting Type | NYISO_J-K | Northeast | Coal | IGCC | 0 | 0 | 0 | 0 | 0 | 0 | IGCC | 0 | 0 | 0 | 0 | 0 | 0
| Total Fuel Consumption by Reporting Type | NYISO_J-K | Northeast | DR | DemandResponse | 0 | 0 | 0 | 0 | 0 | 0 | DemandResponse | 0 | 0 | 0 | 0 | 0 | 0
| Total Fuel Consumption by Reporting Type | NYISO_J-K | Northeast | Coal-CCS | IGCC-CCS | 0 | 0 | 0 | 0 | 0 | 0 | IGCC-CCS | 0 | 0 | 0 | 0 | 0 | 0
| Total Fuel Consumption by Reporting Type | NYISO_J-K | Northeast | Off-shore Wind | WT_off | 0 | 0 | 0 | 0 | 0 | 0 | WT_off | 0 | 0 | 0 | 0 | 0 | 0
| Total Fuel Consumption by Reporting Type | NYISO_J-K | Northeast | Other | PseudoUnit | 0 | 0 | 0 | 0 | 0 | 0 | PseudoUnit | 0 | 0 | 0 | 0 | 0 | 0
| Total Fuel Consumption by Reporting Type | NYISO_J-K | Northeast | HQ/Maritimes | FixedInterchange | 0 | 0 | 0 | 0 | 0 | 0 | FixedInterchange | 0 | 0 | 0 | 0 | 0 | 0
Total Fuel Consumption by Reporting Type
| Total Fuel Consumption by Reporting Type |  |  |  | Total Fuel Consumption by Reporting Type: PJM_E | [6 empty] | Total Fuel Consumption by Reporting Type: PJM_E
| Total Fuel Consumption by Reporting Type |  |  |  | ReportingType | 2015 | 2020 | 2025 | 2030 | 2035 | 2040 | ReportingType | 2015 | 2020 | 2025 | 2030 | 2035 | 2040
| Total Fuel Consumption by Reporting Type | PJM_E | PJM_MAAC | Other Renew | BM | 0.16 | 2.91 | 2.91 | 2.91 | 2.91 | 2.92 | BM | 0.16 | 2.91 | 2.91 | 2.91 | 2.91 | 2.91
| Total Fuel Consumption by Reporting Type | PJM_E | PJM_MAAC | CC | CC | 305.95 | 337.14 | 320.54 | 233.47 | 221.67 | 112.69 | CC | 326.92 | 348.14 | 389.23 | 311.98 | 249.88 | 123.38
| Total Fuel Consumption by Reporting Type | PJM_E | PJM_MAAC | Other Renew | CSP | 0 | 0 | 0 | 0 | 0 | 0 | CSP | 0 | 0 | 0 | 0 | 0 | 0
| Total Fuel Consumption by Reporting Type | PJM_E | PJM_MAAC | CT | CT | 0.01 | 0.03 | 0.03 | 0.03 | 0.03 | 0 | CT | 0 | 0.03 | 0.06 | 0 | 0 | 0
| Total Fuel Consumption by Reporting Type | PJM_E | PJM_MAAC | Coal | Coal | 6.44 | 2.85 | 1.06 | 0.02 | 4.96 | 12.71 | Coal | 6.61 | 5.05 | 2.05 | 0.4 | 10.39 | 12.7
| Total Fuel Consumption by Reporting Type | PJM_E | PJM_MAAC | Other Renew | Geo | 0 | 0 | 0 | 0 | 0 | 0 | Geo | 0 | 0 | 0 | 0 | 0 | 0
| Total Fuel Consumption by Reporting Type | PJM_E | PJM_MAAC | Hydro | H | 0 | 0 | 0 | 0 | 0 | 0 | H | 0 | 0 | 0 | 0 | 0 | 0
| Total Fuel Consumption by Reporting Type | PJM_E | PJM_MAAC | Other Renew | LFG | 0.98 | 15.28 | 15.28 | 15.28 | 15.28 | 15.28 | LFG | 0.98 | 15.28 | 15.28 | 15.28 | 15.28 | 15.28
| Total Fuel Consumption by Reporting Type | PJM_E | PJM_MAAC | Nuclear | Nuc | 702.72 | 651.97 | 651.97 | 651.98 | 468.33 | 371.4 | Nuc | 702.72 | 651.97 | 651.97 | 651.97 | 468.33 | 371.38
| Total Fuel Consumption by Reporting Type | PJM_E | PJM_MAAC | Other | PS | 0 | 0 | 0 | 0 | 0 | 0 | PS | 0 | 0 | 0 | 0 | 0 | 0
| Total Fuel Consumption by Reporting Type | PJM_E | PJM_MAAC | Other Renew | PV | 0 | 0 | 0 | 0 | 0 | 0 | PV | 0 | 0 | 0 | 0 | 0 | 0
| Total Fuel Consumption by Reporting Type | PJM_E | PJM_MAAC | CT | PeakG | 0.87 | 2.74 | 2.74 | 2.74 | 2.74 | 2.74 | PeakG | 0.71 | 4.03 | 5.48 | 5.71 | 4.05 | 2.74
| Total Fuel Consumption by Reporting Type | PJM_E | PJM_MAAC | CT | PeakO | 0 | 0 | 0 | 0 | 0 | 0 | PeakO | 0 | 0 | 0 | 0.06 | 0 | 0
| Total Fuel Consumption by Reporting Type | PJM_E | PJM_MAAC | Other Renew | ST | 0 | 0 | 0 | 0 | 0 | 0 | ST | 0 | 0 | 0 | 0 | 0 | 0
| Total Fuel Consumption by Reporting Type | PJM_E | PJM_MAAC | Steam O/G | STOG | 3.02 | 3.02 | 3.02 | 4.11 | 3.02 | 0 | STOG | 1.54 | 2.95 | 0 | 0 | 0 | 0
| Total Fuel Consumption by Reporting Type | PJM_E | PJM_MAAC | Other Renew | STWD | 0 | 0 | 0 | 0 | 0 | 0 | STWD | 0 | 0 | 0 | 0 | 0 | 0
| Total Fuel Consumption by Reporting Type | PJM_E | PJM_MAAC | On-shore Wind | WT | 0 | 0 | 0 | 0 | 0 | 0 | WT | 0 | 0 | 0 | 0 | 0 | 0
| Total Fuel Consumption by Reporting Type | PJM_E | PJM_MAAC | Coal | IGCC | 0 | 0 | 0 | 0 | 0 | 0 | IGCC | 0 | 0 | 0 | 0 | 0 | 0
| Total Fuel Consumption by Reporting Type | PJM_E | PJM_MAAC | DR | DemandResponse | 0 | 0 | 0 | 0 | 0 | 0 | DemandResponse | 0 | 0 | 0 | 0 | 0 | 0
| Total Fuel Consumption by Reporting Type | PJM_E | PJM_MAAC | Coal-CCS | IGCC-CCS | 0 | 0 | 0 | 0 | 0 | 0 | IGCC-CCS | 0 | 0 | 0 | 0 | 0 | 0
| Total Fuel Consumption by Reporting Type | PJM_E | PJM_MAAC | Off-shore Wind | WT_off | 0 | 0 | 0 | 0 | 0 | 0 | WT_off | 0 | 0 | 0 | 0 | 0 | 0
| Total Fuel Consumption by Reporting Type | PJM_E | PJM_MAAC | Other | PseudoUnit | 0 | 0 | 0 | 0 | 0 | 0 | PseudoUnit | 0 | 0 | 0 | 0 | 0 | 0
| Total Fuel Consumption by Reporting Type | PJM_E | PJM_MAAC | HQ/Maritimes | FixedInterchange | 0 | 0 | 0 | 0 | 0 | 0 | FixedInterchange | 0 | 0 | 0 | 0 | 0 | 0
Total Fuel Consumption by Reporting Type
| Total Fuel Consumption by Reporting Type |  |  |  | Total Fuel Consumption by Reporting Type: PJM_ROM | [6 empty] | Total Fuel Consumption by Reporting Type: PJM_ROM
| Total Fuel Consumption by Reporting Type |  |  |  | ReportingType | 2015 | 2020 | 2025 | 2030 | 2035 | 2040 | ReportingType | 2015 | 2020 | 2025 | 2030 | 2035 | 2040
| Total Fuel Consumption by Reporting Type | PJM_ROM | PJM_MAAC | Other Renew | BM | 0.1 | 1.75 | 1.75 | 111.49 | 111.63 | 228.83 | BM | 0.1 | 1.75 | 1.75 | 1.75 | 1.75 | 228.85
| Total Fuel Consumption by Reporting Type | PJM_ROM | PJM_MAAC | CC | CC | 129.67 | 168.52 | 144.79 | 96.43 | 95.99 | 40.03 | CC | 146.5 | 161.92 | 180.16 | 128.65 | 106.94 | 60.66
| Total Fuel Consumption by Reporting Type | PJM_ROM | PJM_MAAC | Other Renew | CSP | 0 | 0 | 0 | 0 | 0 | 0 | CSP | 0 | 0 | 0 | 0 | 0 | 0
| Total Fuel Consumption by Reporting Type | PJM_ROM | PJM_MAAC | CT | CT | 0 | 0.02 | 0.02 | 0.02 | 0.02 | 0.02 | CT | 0 | 0.02 | 0.03 | 0.03 | 0 | 0
| Total Fuel Consumption by Reporting Type | PJM_ROM | PJM_MAAC | Coal | Coal | 108.21 | 18.11 | 2.58 | 0.08 | 10.96 | 16.54 | Coal | 92.72 | 13.15 | 0.25 | 0.01 | 0.01 | 0
| Total Fuel Consumption by Reporting Type | PJM_ROM | PJM_MAAC | Other Renew | Geo | 0 | 0 | 0 | 0 | 0 | 0 | Geo | 0 | 0 | 0 | 0 | 0 | 0
| Total Fuel Consumption by Reporting Type | PJM_ROM | PJM_MAAC | Hydro | H | 0 | 0 | 0 | 0 | 0 | 0 | H | 0 | 0 | 0 | 0 | 0 | 0
| Total Fuel Consumption by Reporting Type | PJM_ROM | PJM_MAAC | Other Renew | LFG | 2.04 | 30.56 | 30.56 | 30.56 | 30.56 | 30.56 | LFG | 2.04 | 30.56 | 30.56 | 30.56 | 30.56 | 30.56
| Total Fuel Consumption by Reporting Type | PJM_ROM | PJM_MAAC | Nuclear | Nuc | 420.79 | 420.79 | 420.79 | 420.8 | 276.09 | 888.92 | Nuc | 420.79 | 420.79 | 420.79 | 420.79 | 842.26 | 1123.32
| Total Fuel Consumption by Reporting Type | PJM_ROM | PJM_MAAC | Other | PS | 0 | 0 | 0 | 0 | 0 | 0 | PS | 0 | 0 | 0 | 0 | 0 | 0
| Total Fuel Consumption by Reporting Type | PJM_ROM | PJM_MAAC | Other Renew | PV | 0 | 0 | 0 | 0 | 0 | 0 | PV | 0 | 0 | 0 | 0 | 0 | 0
| Total Fuel Consumption by Reporting Type | PJM_ROM | PJM_MAAC | CT | PeakG | 0 | 0 | 0 | 1.74 | 1.74 | 1.74 | PeakG | 0.14 | 0.55 | 0.6 | 3.49 | 1.79 | 1.74
| Total Fuel Consumption by Reporting Type | PJM_ROM | PJM_MAAC | CT | PeakO | 0 | 0 | 0 | 0 | 0 | 0 | PeakO | 0 | 0 | 0 | 0 | 0 | 0
| Total Fuel Consumption by Reporting Type | PJM_ROM | PJM_MAAC | Other Renew | ST | 0 | 0 | 0 | 0 | 0 | 0 | ST | 0 | 0 | 0 | 0 | 0 | 0
| Total Fuel Consumption by Reporting Type | PJM_ROM | PJM_MAAC | Steam O/G | STOG | 7.33 | 7.33 | 7.33 | 7.33 | 3.84 | 0 | STOG | 7.33 | 10.39 | 4.76 | 3.39 | 0 | 0
| Total Fuel Consumption by Reporting Type | PJM_ROM | PJM_MAAC | Other Renew | STWD | 0.3 | 5.38 | 5.38 | 5.38 | 5.38 | 5.38 | STWD | 0.31 | 5.38 | 5.38 | 5.38 | 5.38 | 5.38
| Total Fuel Consumption by Reporting Type | PJM_ROM | PJM_MAAC | On-shore Wind | WT | 0 | 0 | 0 | 0 | 0 | 0 | WT | 0 | 0 | 0 | 0 | 0 | 0
| Total Fuel Consumption by Reporting Type | PJM_ROM | PJM_MAAC | Coal | IGCC | 0 | 0 | 0 | 0 | 0 | 0 | IGCC | 0 | 0 | 0 | 0 | 0 | 0
| Total Fuel Consumption by Reporting Type | PJM_ROM | PJM_MAAC | DR | DemandResponse | 0 | 0 | 0 | 0 | 0 | 0 | DemandResponse | 0 | 0 | 0 | 0 | 0 | 0
| Total Fuel Consumption by Reporting Type | PJM_ROM | PJM_MAAC | Coal-CCS | IGCC-CCS | 0 | 0 | 0 | 0 | 0 | 0 | IGCC-CCS | 0 | 0 | 0 | 0 | 0 | 0
| Total Fuel Consumption by Reporting Type | PJM_ROM | PJM_MAAC | Off-shore Wind | WT_off | 0 | 0 | 0 | 0 | 0 | 0 | WT_off | 0 | 0 | 0 | 0 | 0 | 0
| Total Fuel Consumption by Reporting Type | PJM_ROM | PJM_MAAC | Other | PseudoUnit | 0 | 0 | 0 | 0 | 0 | 0 | PseudoUnit | 0 | 0 | 0 | 0 | 0 | 0
| Total Fuel Consumption by Reporting Type | PJM_ROM | PJM_MAAC | HQ/Maritimes | FixedInterchange | 0 | 0 | 0 | 0 | 0 | 0 | FixedInterchange | 0 | 0 | 0 | 0 | 0 | 0
Total Fuel Consumption by Reporting Type
| Total Fuel Consumption by Reporting Type |  |  |  | Total Fuel Consumption by Reporting Type: PJM_ROR | [6 empty] | Total Fuel Consumption by Reporting Type: PJM_ROR
| Total Fuel Consumption by Reporting Type |  |  |  | ReportingType | 2015 | 2020 | 2025 | 2030 | 2035 | 2040 | ReportingType | 2015 | 2020 | 2025 | 2030 | 2035 | 2040
| Total Fuel Consumption by Reporting Type | PJM_ROR | PJM_ROR | Other Renew | BM | 2.1 | 37.37 | 37.37 | 37.37 | 378.88 | 895.06 | BM | 2.1 | 37.37 | 31.54 | 37.37 | 37.37 | 1024.6
| Total Fuel Consumption by Reporting Type | PJM_ROR | PJM_ROR | CC | CC | 932.19 | 1258.02 | 1065.55 | 880.69 | 680.29 | 323.94 | CC | 1207.57 | 1559.69 | 1616.88 | 1471.39 | 1207.35 | 107.99
| Total Fuel Consumption by Reporting Type | PJM_ROR | PJM_ROR | Other Renew | CSP | 0 | 0 | 0 | 0 | 0 | 0 | CSP | 0 | 0 | 0 | 0 | 0 | 0
| Total Fuel Consumption by Reporting Type | PJM_ROR | PJM_ROR | CT | CT | 0.03 | 0.03 | 0.03 | 0.03 | 0.03 | 0.03 | CT | 0.03 | 0.06 | 0.06 | 0.06 | 0 | 0
| Total Fuel Consumption by Reporting Type | PJM_ROR | PJM_ROR | Coal | Coal | 2212.92 | 1205.06 | 68.1 | 86.57 | 264.89 | 268.37 | Coal | 1798.37 | 939.12 | 157.38 | 126.12 | 239.55 | 239.55
| Total Fuel Consumption by Reporting Type | PJM_ROR | PJM_ROR | Other Renew | Geo | 0 | 0 | 0 | 0 | 0 | 0 | Geo | 0 | 0 | 0 | 0 | 0 | 0
| Total Fuel Consumption by Reporting Type | PJM_ROR | PJM_ROR | Hydro | H | 0 | 0 | 0 | 0 | 0 | 0 | H | 0 | 0 | 0 | 0 | 0 | 0
| Total Fuel Consumption by Reporting Type | PJM_ROR | PJM_ROR | Other Renew | LFG | 6.18 | 61.46 | 61.46 | 61.46 | 61.46 | 61.46 | LFG | 6.18 | 61.46 | 61.46 | 61.46 | 61.46 | 61.46
| Total Fuel Consumption by Reporting Type | PJM_ROR | PJM_ROR | Nuclear | Nuc | 1644.81 | 1644.81 | 1644.81 | 1607.05 | 1619.75 | 1392.6 | Nuc | 1644.81 | 1644.81 | 1644.81 | 1573.64 | 1576.17 | 2782.37
| Total Fuel Consumption by Reporting Type | PJM_ROR | PJM_ROR | Other | PS | 0 | 0 | 0 | 0 | 0 | 0 | PS | 0 | 0 | 0 | 0 | 0 | 0
| Total Fuel Consumption by Reporting Type | PJM_ROR | PJM_ROR | Other Renew | PV | 0 | 0 | 0 | 0 | 0 | 0 | PV | 0 | 0 | 0 | 0 | 0 | 0
| Total Fuel Consumption by Reporting Type | PJM_ROR | PJM_ROR | CT | PeakG | 11.03 | 12.66 | 5.78 | 6.77 | 1.8 | 0.89 | PeakG | 10.12 | 13.87 | 23.36 | 15.94 | 12.08 | 6.02
| Total Fuel Consumption by Reporting Type | PJM_ROR | PJM_ROR | CT | PeakO | 0 | 0 | 0 | 0 | 0 | 0 | PeakO | 0 | 0 | 0 | 0 | 0 | 0
| Total Fuel Consumption by Reporting Type | PJM_ROR | PJM_ROR | Other Renew | ST | 0 | 0 | 0 | 0 | 0 | 0 | ST | 0 | 0 | 0 | 0 | 0 | 0
| Total Fuel Consumption by Reporting Type | PJM_ROR | PJM_ROR | Steam O/G | STOG | 7.4 | 4.29 | 4.28 | 4.28 | 2.24 | 0 | STOG | 4.88 | 8.36 | 0 | 0 | 0 | 0
| Total Fuel Consumption by Reporting Type | PJM_ROR | PJM_ROR | Other Renew | STWD | 0.43 | 15.91 | 15.91 | 15.91 | 15.91 | 12.4 | STWD | 0.48 | 15.91 | 13.33 | 11.69 | 15.91 | 15.91
| Total Fuel Consumption by Reporting Type | PJM_ROR | PJM_ROR | On-shore Wind | WT | 0.03 | 0.03 | 0.03 | 0.03 | 0.03 | 0.03 | WT | 0.03 | 0.03 | 0.04 | 0.1 | 0.1 | 0.1
| Total Fuel Consumption by Reporting Type | PJM_ROR | PJM_ROR | Coal | IGCC | 0 | 0 | 0 | 0 | 0 | 0 | IGCC | 0 | 0 | 0 | 0 | 0 | 0
| Total Fuel Consumption by Reporting Type | PJM_ROR | PJM_ROR | DR | DemandResponse | 0 | 0 | 0 | 0 | 0 | 0 | DemandResponse | 0 | 0 | 0 | 0 | 0 | 0
| Total Fuel Consumption by Reporting Type | PJM_ROR | PJM_ROR | Coal-CCS | IGCC-CCS | 0 | 0 | 0 | 0 | 0 | 0 | IGCC-CCS | 0 | 0 | 0 | 0 | 0 | 0
| Total Fuel Consumption by Reporting Type | PJM_ROR | PJM_ROR | Off-shore Wind | WT_off | 0 | 0 | 0 | 0 | 0 | 0 | WT_off | 0 | 0 | 0 | 0 | 0 | 0
| Total Fuel Consumption by Reporting Type | PJM_ROR | PJM_ROR | Other | PseudoUnit | 0 | 0 | 0 | 0 | 0 | 0 | PseudoUnit | 0 | 0 | 0 | 0 | 0 | 0
| Total Fuel Consumption by Reporting Type | PJM_ROR | PJM_ROR | HQ/Maritimes | FixedInterchange | 0 | 0 | 0 | 0 | 0 | 0 | FixedInterchange | 0 | 0 | 0 | 0 | 0 | 0
Total Fuel Consumption by Reporting Type
| Total Fuel Consumption by Reporting Type |  |  |  | Total Fuel Consumption by Reporting Type: SOCO | [6 empty] | Total Fuel Consumption by Reporting Type: SOCO
| Total Fuel Consumption by Reporting Type |  |  |  | ReportingType | 2015 | 2020 | 2025 | 2030 | 2035 | 2040 | ReportingType | 2015 | 2020 | 2025 | 2030 | 2035 | 2040
| Total Fuel Consumption by Reporting Type | SOCO | South | Other Renew | BM | 0.5 | 1.16 | 2.51 | 5.34 | 636.21 | 589.48 | BM | 0.5 | 1.16 | 3.89 | 5.34 | 361.89 | 636.25
| Total Fuel Consumption by Reporting Type | SOCO | South | CC | CC | 1018.2 | 1165.04 | 889.82 | 783.33 | 212.42 | 45.03 | CC | 1034.85 | 1201.66 | 1232.97 | 796.93 | 300.43 | 66.91
| Total Fuel Consumption by Reporting Type | SOCO | South | Other Renew | CSP | 0 | 0 | 0 | 0 | 0 | 0 | CSP | 0 | 0 | 0 | 0 | 0 | 0
| Total Fuel Consumption by Reporting Type | SOCO | South | CT | CT | 0 | 0 | 0 | 0 | 0 | 0 | CT | 0 | 0 | 0 | 0 | 0 | 0
| Total Fuel Consumption by Reporting Type | SOCO | South | Coal | Coal | 387.78 | 133.37 | 64.97 | 77.72 | 77.74 | 77.74 | Coal | 360.93 | 108.93 | 60.5 | 71.4 | 71.4 | 71.4
| Total Fuel Consumption by Reporting Type | SOCO | South | Other Renew | Geo | 0 | 0 | 0 | 0 | 0 | 0 | Geo | 0 | 0 | 0 | 0 | 0 | 0
| Total Fuel Consumption by Reporting Type | SOCO | South | Hydro | H | 0 | 0 | 0 | 0 | 0 | 0 | H | 0 | 0 | 0 | 0 | 0 | 0
| Total Fuel Consumption by Reporting Type | SOCO | South | Other Renew | LFG | 0 | 0 | 11.56 | 11.56 | 11.56 | 11.56 | LFG | 0 | 0 | 11.56 | 11.56 | 11.56 | 11.56
| Total Fuel Consumption by Reporting Type | SOCO | South | Nuclear | Nuc | 494.38 | 673.18 | 673.18 | 687.9 | 1700.12 | 2135.68 | Nuc | 494.38 | 673.18 | 673.18 | 1342.7 | 1819.99 | 2010.41
| Total Fuel Consumption by Reporting Type | SOCO | South | Other | PS | 0 | 0 | 0 | 0 | 0 | 0 | PS | 0 | 0 | 0 | 0 | 0 | 0
| Total Fuel Consumption by Reporting Type | SOCO | South | Other Renew | PV | 0 | 0 | 0 | 0 | 0 | 0 | PV | 0 | 0 | 0 | 0 | 0 | 0
| Total Fuel Consumption by Reporting Type | SOCO | South | CT | PeakG | 7.5 | 0.01 | 6.33 | 6.4 | 0.52 | 0 | PeakG | 8.3 | 12.11 | 22.6 | 0.85 | 1.65 | 0.69
| Total Fuel Consumption by Reporting Type | SOCO | South | CT | PeakO | 0 | 0 | 0 | 0 | 0 | 0 | PeakO | 0 | 0 | 0 | 0 | 0 | 0
| Total Fuel Consumption by Reporting Type | SOCO | South | Other Renew | ST | 0 | 0 | 0 | 0 | 0 | 0 | ST | 0 | 0 | 0 | 0 | 0 | 0
| Total Fuel Consumption by Reporting Type | SOCO | South | Steam O/G | STOG | 0 | 0 | 0 | 0 | 0 | 0 | STOG | 0 | 0 | 0 | 0 | 0 | 0
| Total Fuel Consumption by Reporting Type | SOCO | South | Other Renew | STWD | 3.36 | 3.17 | 8.65 | 32.32 | 60.13 | 36.96 | STWD | 3.36 | 5.8 | 8.89 | 50.38 | 60.13 | 37.13
| Total Fuel Consumption by Reporting Type | SOCO | South | On-shore Wind | WT | 0 | 0 | 0 | 0 | 0 | 0 | WT | 0 | 0 | 0 | 0 | 0 | 0
| Total Fuel Consumption by Reporting Type | SOCO | South | Coal | IGCC | 0 | 0 | 0 | 0 | 0 | 0 | IGCC | 0 | 0 | 0 | 0 | 0 | 0
| Total Fuel Consumption by Reporting Type | SOCO | South | DR | DemandResponse | 0 | 0 | 0 | 0 | 0 | 0 | DemandResponse | 0 | 0 | 0 | 0 | 0 | 0
| Total Fuel Consumption by Reporting Type | SOCO | South | Coal-CCS | IGCC-CCS | 0 | 0 | 0 | 0 | 0 | 0 | IGCC-CCS | 0 | 0 | 0 | 0 | 0 | 0
| Total Fuel Consumption by Reporting Type | SOCO | South | Off-shore Wind | WT_off | 0 | 0 | 0 | 0 | 0 | 0 | WT_off | 0 | 0 | 0 | 0 | 0 | 0
| Total Fuel Consumption by Reporting Type | SOCO | South | Other | PseudoUnit | 0 | 0 | 0 | 0 | 0 | 0 | PseudoUnit | 0 | 0 | 0 | 0 | 0 | 0
| Total Fuel Consumption by Reporting Type | SOCO | South | HQ/Maritimes | FixedInterchange | 0 | 0 | 0 | 0 | 0 | 0 | FixedInterchange | 0 | 0 | 0 | 0 | 0 | 0
Total Fuel Consumption by Reporting Type
| Total Fuel Consumption by Reporting Type |  |  |  | Total Fuel Consumption by Reporting Type: SPP_N | [6 empty] | Total Fuel Consumption by Reporting Type: SPP_N
| Total Fuel Consumption by Reporting Type |  |  |  | ReportingType | 2015 | 2020 | 2025 | 2030 | 2035 | 2040 | ReportingType | 2015 | 2020 | 2025 | 2030 | 2035 | 2040
| Total Fuel Consumption by Reporting Type | SPP_N | Southwest | Other Renew | BM | 0 | 0 | 0 | 0 | 0 | 0 | BM | 0 | 0 | 0 | 0 | 0 | 0
| Total Fuel Consumption by Reporting Type | SPP_N | Southwest | CC | CC | 30.39 | 7.04 | 6.8 | 3.93 | 3.93 | 1.6 | CC | 49.18 | 52.35 | 42.62 | 27.88 | 19.37 | 13.91
| Total Fuel Consumption by Reporting Type | SPP_N | Southwest | Other Renew | CSP | 0 | 0 | 0 | 0 | 0 | 0 | CSP | 0 | 0 | 0 | 0 | 0 | 0
| Total Fuel Consumption by Reporting Type | SPP_N | Southwest | CT | CT | 0 | 0 | 0 | 0 | 0 | 0 | CT | 0 | 0 | 0 | 0.51 | 0.34 | 0.34
| Total Fuel Consumption by Reporting Type | SPP_N | Southwest | Coal | Coal | 594.53 | 93.7 | 1.7 | 0.01 | 0.02 | 0.02 | Coal | 594.53 | 109.78 | 7.36 | 10.76 | 10.37 | 9.44
| Total Fuel Consumption by Reporting Type | SPP_N | Southwest | Other Renew | Geo | 0 | 0 | 0 | 0 | 0 | 0 | Geo | 0 | 0 | 0 | 0 | 0 | 0
| Total Fuel Consumption by Reporting Type | SPP_N | Southwest | Hydro | H | 0 | 0 | 0 | 0 | 0 | 0 | H | 0 | 0 | 0 | 0 | 0 | 0
| Total Fuel Consumption by Reporting Type | SPP_N | Southwest | Other Renew | LFG | 0 | 0 | 0 | 10.22 | 10.22 | 10.22 | LFG | 0 | 0 | 0 | 8.97 | 6.76 | 5.87
| Total Fuel Consumption by Reporting Type | SPP_N | Southwest | Nuclear | Nuc | 93.19 | 93.19 | 93.19 | 93.19 | 93.19 | 93.19 | Nuc | 93.19 | 93.19 | 82.64 | 73.14 | 55.16 | 54.24
| Total Fuel Consumption by Reporting Type | SPP_N | Southwest | Other | PS | 0 | 0 | 0 | 0 | 0 | 0 | PS | 0 | 0 | 0 | 0 | 0 | 0
| Total Fuel Consumption by Reporting Type | SPP_N | Southwest | Other Renew | PV | 0 | 0 | 0 | 0 | 0 | 0 | PV | 0 | 0 | 0 | 0 | 0 | 0
| Total Fuel Consumption by Reporting Type | SPP_N | Southwest | CT | PeakG | 0 | 0 | 0 | 0 | 0 | 0 | PeakG | 0.89 | 0 | 0 | 0 | 0 | 0
| Total Fuel Consumption by Reporting Type | SPP_N | Southwest | CT | PeakO | 0 | 0 | 0 | 0 | 0 | 0 | PeakO | 0 | 0 | 0 | 0 | 0 | 0
| Total Fuel Consumption by Reporting Type | SPP_N | Southwest | Other Renew | ST | 0 | 0 | 0 | 0 | 0 | 0 | ST | 0 | 0 | 0 | 0 | 0 | 0
| Total Fuel Consumption by Reporting Type | SPP_N | Southwest | Steam O/G | STOG | 0.01 | 0 | 0 | 0 | 0 | 0 | STOG | 3.73 | 0.53 | 0 | 1.54 | 0 | 0
| Total Fuel Consumption by Reporting Type | SPP_N | Southwest | Other Renew | STWD | 0 | 0 | 0 | 0 | 0 | 0 | STWD | 0 | 0 | 0 | 0 | 0 | 0
| Total Fuel Consumption by Reporting Type | SPP_N | Southwest | On-shore Wind | WT | 0 | 0.12 | 0.23 | 0.23 | 0.23 | 0.25 | WT | 0 | 0.08 | 0.09 | 0.1 | 0.12 | 0.13
| Total Fuel Consumption by Reporting Type | SPP_N | Southwest | Coal | IGCC | 0 | 0 | 0 | 0 | 0 | 0 | IGCC | 0 | 0 | 0 | 0 | 0 | 0
| Total Fuel Consumption by Reporting Type | SPP_N | Southwest | DR | DemandResponse | 0 | 0 | 0 | 0 | 0 | 0 | DemandResponse | 0 | 0 | 0 | 0 | 0 | 0
| Total Fuel Consumption by Reporting Type | SPP_N | Southwest | Coal-CCS | IGCC-CCS | 0 | 0 | 0 | 0 | 0 | 0 | IGCC-CCS | 0 | 0 | 0 | 0 | 0 | 0
| Total Fuel Consumption by Reporting Type | SPP_N | Southwest | Off-shore Wind | WT_off | 0 | 0 | 0 | 0 | 0 | 0 | WT_off | 0 | 0 | 0 | 0 | 0 | 0
| Total Fuel Consumption by Reporting Type | SPP_N | Southwest | Other | PseudoUnit | 0 | 0 | 0 | 0 | 0 | 0 | PseudoUnit | 0 | 0 | 0 | 0 | 0 | 0
| Total Fuel Consumption by Reporting Type | SPP_N | Southwest | HQ/Maritimes | FixedInterchange | 0 | 0 | 0 | 0 | 0 | 0 | FixedInterchange | 0 | 0 | 0 | 0 | 0 | 0
Total Fuel Consumption by Reporting Type
| Total Fuel Consumption by Reporting Type |  |  |  | Total Fuel Consumption by Reporting Type: SPP_S | [6 empty] | Total Fuel Consumption by Reporting Type: SPP_S
| Total Fuel Consumption by Reporting Type |  |  |  | ReportingType | 2015 | 2020 | 2025 | 2030 | 2035 | 2040 | ReportingType | 2015 | 2020 | 2025 | 2030 | 2035 | 2040
| Total Fuel Consumption by Reporting Type | SPP_S | Southwest | Other Renew | BM | 0 | 0 | 0 | 0 | 0 | 0 | BM | 0 | 0 | 0 | 0 | 0 | 0
| Total Fuel Consumption by Reporting Type | SPP_S | Southwest | CC | CC | 323.14 | 67.79 | 53.6 | 44.32 | 40.79 | 23.06 | CC | 414.3 | 226.26 | 225.61 | 156.04 | 112.75 | 98.26
| Total Fuel Consumption by Reporting Type | SPP_S | Southwest | Other Renew | CSP | 0 | 0 | 0 | 0 | 0 | 0 | CSP | 0 | 0 | 0 | 0 | 0 | 0
| Total Fuel Consumption by Reporting Type | SPP_S | Southwest | CT | CT | 0.14 | 0 | 0 | 0 | 0 | 0 | CT | 0.03 | 0 | 0 | 0 | 0 | 0
| Total Fuel Consumption by Reporting Type | SPP_S | Southwest | Coal | Coal | 894.49 | 54.71 | 3.6 | 0.01 | 0 | 0 | Coal | 706.59 | 58.82 | 3.51 | 0 | 0 | 0
| Total Fuel Consumption by Reporting Type | SPP_S | Southwest | Other Renew | Geo | 0 | 0 | 0 | 0 | 0 | 0 | Geo | 0 | 0 | 0 | 0 | 0 | 0
| Total Fuel Consumption by Reporting Type | SPP_S | Southwest | Hydro | H | 0 | 0 | 0 | 0 | 0 | 0 | H | 0 | 0 | 0 | 0 | 0 | 0
| Total Fuel Consumption by Reporting Type | SPP_S | Southwest | Other Renew | LFG | 0 | 0 | 0 | 10.22 | 10.22 | 10.22 | LFG | 0 | 0 | 0 | 8.97 | 6.77 | 5.87
| Total Fuel Consumption by Reporting Type | SPP_S | Southwest | Nuclear | Nuc | 0 | 0 | 0 | 0.01 | 0.04 | 0.05 | Nuc | 0 | 0 | 0 | 0.01 | 0.03 | 0.03
| Total Fuel Consumption by Reporting Type | SPP_S | Southwest | Other | PS | 0 | 0 | 0 | 0 | 0 | 0 | PS | 0 | 0 | 0 | 0 | 0 | 0
| Total Fuel Consumption by Reporting Type | SPP_S | Southwest | Other Renew | PV | 0 | 0 | 0 | 0 | 0 | 0 | PV | 0 | 0 | 0 | 0 | 0 | 0
| Total Fuel Consumption by Reporting Type | SPP_S | Southwest | CT | PeakG | 0 | 0 | 0 | 0 | 0 | 0 | PeakG | 0 | 0 | 0 | 0 | 0 | 0
| Total Fuel Consumption by Reporting Type | SPP_S | Southwest | CT | PeakO | 0 | 0 | 0 | 0 | 0 | 0 | PeakO | 0 | 0 | 0 | 0 | 0 | 0
| Total Fuel Consumption by Reporting Type | SPP_S | Southwest | Other Renew | ST | 0 | 0 | 0 | 0 | 0 | 0 | ST | 0 | 0 | 0 | 0 | 0 | 0
| Total Fuel Consumption by Reporting Type | SPP_S | Southwest | Steam O/G | STOG | 23.91 | 8.9 | 0 | 2.69 | 3.02 | 2.24 | STOG | 29.98 | 4.47 | 10.59 | 7.19 | 3.03 | 2.63
| Total Fuel Consumption by Reporting Type | SPP_S | Southwest | Other Renew | STWD | 0.74 | 0.21 | 0.21 | 0.7 | 5.37 | 4.71 | STWD | 0.74 | 0.39 | 0.39 | 1.61 | 2.92 | 2.59
| Total Fuel Consumption by Reporting Type | SPP_S | Southwest | On-shore Wind | WT | 0.01 | 0.16 | 0.16 | 0.16 | 0.16 | 0.16 | WT | 0.01 | 0.13 | 0.13 | 0.14 | 0.14 | 0.15
| Total Fuel Consumption by Reporting Type | SPP_S | Southwest | Coal | IGCC | 0 | 0 | 0 | 0 | 0 | 0 | IGCC | 0 | 0 | 0 | 0 | 0 | 0
| Total Fuel Consumption by Reporting Type | SPP_S | Southwest | DR | DemandResponse | 0 | 0 | 0 | 0 | 0 | 0 | DemandResponse | 0 | 0 | 0 | 0 | 0 | 0
| Total Fuel Consumption by Reporting Type | SPP_S | Southwest | Coal-CCS | IGCC-CCS | 0 | 0 | 0 | 0 | 0 | 0 | IGCC-CCS | 0 | 0 | 0 | 0 | 0 | 0
| Total Fuel Consumption by Reporting Type | SPP_S | Southwest | Off-shore Wind | WT_off | 0 | 0 | 0 | 0 | 0 | 0 | WT_off | 0 | 0 | 0 | 0 | 0 | 0
| Total Fuel Consumption by Reporting Type | SPP_S | Southwest | Other | PseudoUnit | 0 | 0 | 0 | 0 | 0 | 0 | PseudoUnit | 0 | 0 | 0 | 0 | 0 | 0
| Total Fuel Consumption by Reporting Type | SPP_S | Southwest | HQ/Maritimes | FixedInterchange | 0 | 0 | 0 | 0 | 0 | 0 | FixedInterchange | 0 | 0 | 0 | 0 | 0 | 0
Total Fuel Consumption by Reporting Type
| Total Fuel Consumption by Reporting Type |  |  |  | Total Fuel Consumption by Reporting Type: TVA | [6 empty] | Total Fuel Consumption by Reporting Type: TVA
| Total Fuel Consumption by Reporting Type |  |  |  | ReportingType | 2015 | 2020 | 2025 | 2030 | 2035 | 2040 | ReportingType | 2015 | 2020 | 2025 | 2030 | 2035 | 2040
| Total Fuel Consumption by Reporting Type | TVA | South | Other Renew | BM | 0 | 0 | 0 | 0 | 717.68 | 717.68 | BM | 0 | 0 | 0 | 0 | 717.69 | 717.69
| Total Fuel Consumption by Reporting Type | TVA | South | CC | CC | 270.83 | 430.52 | 448.69 | 408.72 | 149.37 | 29.62 | CC | 313.78 | 476.65 | 526.42 | 421.55 | 179.6 | 46.91
| Total Fuel Consumption by Reporting Type | TVA | South | Other Renew | CSP | 0 | 0 | 0 | 0 | 0 | 0 | CSP | 0 | 0 | 0 | 0 | 0 | 0
| Total Fuel Consumption by Reporting Type | TVA | South | CT | CT | 0 | 0 | 0 | 0 | 0 | 0 | CT | 0 | 0 | 0 | 0 | 0 | 0
| Total Fuel Consumption by Reporting Type | TVA | South | Coal | Coal | 437.14 | 228.32 | 11.46 | 0.04 | 0.05 | 0.05 | Coal | 364.6 | 150.65 | 5.69 | 0 | 0 | 0
| Total Fuel Consumption by Reporting Type | TVA | South | Other Renew | Geo | 0 | 0 | 0 | 0 | 0 | 0 | Geo | 0 | 0 | 0 | 0 | 0 | 0
| Total Fuel Consumption by Reporting Type | TVA | South | Hydro | H | 0 | 0 | 0 | 0 | 0 | 0 | H | 0 | 0 | 0 | 0 | 0 | 0
| Total Fuel Consumption by Reporting Type | TVA | South | Other Renew | LFG | 0 | 0 | 11.56 | 11.56 | 11.56 | 11.56 | LFG | 0 | 0 | 11.56 | 11.56 | 11.56 | 11.56
| Total Fuel Consumption by Reporting Type | TVA | South | Nuclear | Nuc | 676.63 | 676.63 | 676.63 | 777.91 | 760.26 | 946.1 | Nuc | 676.63 | 676.63 | 676.63 | 676.63 | 583.37 | 845.92
| Total Fuel Consumption by Reporting Type | TVA | South | Other | PS | 0 | 0 | 0 | 0 | 0 | 0 | PS | 0 | 0 | 0 | 0 | 0 | 0
| Total Fuel Consumption by Reporting Type | TVA | South | Other Renew | PV | 0 | 0 | 0 | 0 | 0 | 0 | PV | 0 | 0 | 0 | 0 | 0 | 0
| Total Fuel Consumption by Reporting Type | TVA | South | CT | PeakG | 0 | 0 | 0 | 0 | 0 | 0 | PeakG | 0 | 0 | 0 | 0 | 0 | 0
| Total Fuel Consumption by Reporting Type | TVA | South | CT | PeakO | 0 | 0 | 0 | 0 | 0 | 0 | PeakO | 0 | 0 | 0 | 0 | 0 | 0
| Total Fuel Consumption by Reporting Type | TVA | South | Other Renew | ST | 0 | 0 | 0 | 0 | 0 | 0 | ST | 0 | 0 | 0 | 0 | 0 | 0
| Total Fuel Consumption by Reporting Type | TVA | South | Steam O/G | STOG | 0 | 0 | 0 | 0 | 0 | 0 | STOG | 0 | 0 | 0 | 0 | 0 | 0
| Total Fuel Consumption by Reporting Type | TVA | South | Other Renew | STWD | 0.02 | 0.02 | 0.04 | 0.31 | 0.42 | 0.36 | STWD | 0.02 | 0.02 | 0.04 | 0.31 | 0.42 | 0.33
| Total Fuel Consumption by Reporting Type | TVA | South | On-shore Wind | WT | 0 | 0 | 0 | 0 | 0 | 0 | WT | 0 | 0 | 0 | 0 | 0 | 0
| Total Fuel Consumption by Reporting Type | TVA | South | Coal | IGCC | 0 | 0 | 0 | 0 | 0 | 0 | IGCC | 0 | 0 | 0 | 0 | 0 | 0
| Total Fuel Consumption by Reporting Type | TVA | South | DR | DemandResponse | 0 | 0 | 0 | 0 | 0 | 0 | DemandResponse | 0 | 0 | 0 | 0 | 0 | 0
| Total Fuel Consumption by Reporting Type | TVA | South | Coal-CCS | IGCC-CCS | 0 | 0 | 0 | 0 | 0 | 0 | IGCC-CCS | 0 | 0 | 0 | 0 | 0 | 0
| Total Fuel Consumption by Reporting Type | TVA | South | Off-shore Wind | WT_off | 0 | 0 | 0 | 0 | 0 | 0 | WT_off | 0 | 0 | 0 | 0 | 0 | 0
| Total Fuel Consumption by Reporting Type | TVA | South | Other | PseudoUnit | 0 | 0 | 0 | 0 | 0 | 0 | PseudoUnit | 0 | 0 | 0 | 0 | 0 | 0
| Total Fuel Consumption by Reporting Type | TVA | South | HQ/Maritimes | FixedInterchange | 0 | 0 | 0 | 0 | 0 | 0 | FixedInterchange | 0 | 0 | 0 | 0 | 0 | 0
Total Fuel Consumption by Reporting Type
| Total Fuel Consumption by Reporting Type |  |  |  | Total Fuel Consumption by Reporting Type: TVA_Transmission | [6 empty] | Total Fuel Consumption by Reporting Type: TVA_Transmission
| Total Fuel Consumption by Reporting Type |  |  |  | ReportingType | 2015 | 2020 | 2025 | 2030 | 2035 | 2040 | ReportingType | 2015 | 2020 | 2025 | 2030 | 2035 | 2040
| Total Fuel Consumption by Reporting Type | TVA_Transmission | South | Other Renew | BM | 0 | 0 | 0 | 0 | 0 | 0 | BM | 0 | 0 | 0 | 0 | 0 | 0
| Total Fuel Consumption by Reporting Type | TVA_Transmission | South | CC | CC | 0 | 0 | 0 | 0 | 0 | 0 | CC | 0 | 0 | 0 | 0 | 0 | 0
| Total Fuel Consumption by Reporting Type | TVA_Transmission | South | Other Renew | CSP | 0 | 0 | 0 | 0 | 0 | 0 | CSP | 0 | 0 | 0 | 0 | 0 | 0
| Total Fuel Consumption by Reporting Type | TVA_Transmission | South | CT | CT | 0 | 0 | 0 | 0 | 0 | 0 | CT | 0 | 0 | 0 | 0 | 0 | 0
| Total Fuel Consumption by Reporting Type | TVA_Transmission | South | Coal | Coal | 0 | 0 | 0 | 0 | 0 | 0 | Coal | 0 | 0 | 0 | 0 | 0 | 0
| Total Fuel Consumption by Reporting Type | TVA_Transmission | South | Other Renew | Geo | 0 | 0 | 0 | 0 | 0 | 0 | Geo | 0 | 0 | 0 | 0 | 0 | 0
| Total Fuel Consumption by Reporting Type | TVA_Transmission | South | Hydro | H | 0 | 0 | 0 | 0 | 0 | 0 | H | 0 | 0 | 0 | 0 | 0 | 0
| Total Fuel Consumption by Reporting Type | TVA_Transmission | South | Other Renew | LFG | 0 | 0 | 0 | 0 | 0 | 0 | LFG | 0 | 0 | 0 | 0 | 0 | 0
| Total Fuel Consumption by Reporting Type | TVA_Transmission | South | Nuclear | Nuc | 0 | 0 | 0 | 0 | 0 | 0 | Nuc | 0 | 0 | 0 | 0 | 0 | 0
| Total Fuel Consumption by Reporting Type | TVA_Transmission | South | Other | PS | 0 | 0 | 0 | 0 | 0 | 0 | PS | 0 | 0 | 0 | 0 | 0 | 0
| Total Fuel Consumption by Reporting Type | TVA_Transmission | South | Other Renew | PV | 0 | 0 | 0 | 0 | 0 | 0 | PV | 0 | 0 | 0 | 0 | 0 | 0
| Total Fuel Consumption by Reporting Type | TVA_Transmission | South | CT | PeakG | 0 | 0 | 0 | 0 | 0 | 0 | PeakG | 0 | 0 | 0 | 0 | 0 | 0
| Total Fuel Consumption by Reporting Type | TVA_Transmission | South | CT | PeakO | 0 | 0 | 0 | 0 | 0 | 0 | PeakO | 0 | 0 | 0 | 0 | 0 | 0
| Total Fuel Consumption by Reporting Type | TVA_Transmission | South | Other Renew | ST | 0 | 0 | 0 | 0 | 0 | 0 | ST | 0 | 0 | 0 | 0 | 0 | 0
| Total Fuel Consumption by Reporting Type | TVA_Transmission | South | Steam O/G | STOG | 0 | 0 | 0 | 0 | 0 | 0 | STOG | 0 | 0 | 0 | 0 | 0 | 0
| Total Fuel Consumption by Reporting Type | TVA_Transmission | South | Other Renew | STWD | 0 | 0 | 0 | 0 | 0 | 0 | STWD | 0 | 0 | 0 | 0 | 0 | 0
| Total Fuel Consumption by Reporting Type | TVA_Transmission | South | On-shore Wind | WT | 0 | 0 | 0 | 0 | 0 | 0 | WT | 0 | 0 | 0 | 0 | 0 | 0
| Total Fuel Consumption by Reporting Type | TVA_Transmission | South | Coal | IGCC | 0 | 0 | 0 | 0 | 0 | 0 | IGCC | 0 | 0 | 0 | 0 | 0 | 0
| Total Fuel Consumption by Reporting Type | TVA_Transmission | South | DR | DemandResponse | 0 | 0 | 0 | 0 | 0 | 0 | DemandResponse | 0 | 0 | 0 | 0 | 0 | 0
| Total Fuel Consumption by Reporting Type | TVA_Transmission | South | Coal-CCS | IGCC-CCS | 0 | 0 | 0 | 0 | 0 | 0 | IGCC-CCS | 0 | 0 | 0 | 0 | 0 | 0
| Total Fuel Consumption by Reporting Type | TVA_Transmission | South | Off-shore Wind | WT_off | 0 | 0 | 0 | 0 | 0 | 0 | WT_off | 0 | 0 | 0 | 0 | 0 | 0
| Total Fuel Consumption by Reporting Type | TVA_Transmission | South | Other | PseudoUnit | 0 | 0 | 0 | 0 | 0 | 0 | PseudoUnit | 0 | 0 | 0 | 0 | 0 | 0
| Total Fuel Consumption by Reporting Type | TVA_Transmission | South | HQ/Maritimes | FixedInterchange | 0 | 0 | 0 | 0 | 0 | 0 | FixedInterchange | 0 | 0 | 0 | 0 | 0 | 0
Total Fuel Consumption by Reporting Type
| Total Fuel Consumption by Reporting Type |  |  |  | Total Fuel Consumption by Reporting Type: VACAR | [6 empty] | Total Fuel Consumption by Reporting Type: VACAR
| Total Fuel Consumption by Reporting Type |  |  |  | ReportingType | 2015 | 2020 | 2025 | 2030 | 2035 | 2040 | ReportingType | 2015 | 2020 | 2025 | 2030 | 2035 | 2040
| Total Fuel Consumption by Reporting Type | VACAR | South | Other Renew | BM | 0.09 | 16.64 | 68.92 | 70.11 | 678.08 | 659.58 | BM | 0.09 | 16.57 | 68.89 | 70.09 | 70.09 | 623.09
| Total Fuel Consumption by Reporting Type | VACAR | South | CC | CC | 743.31 | 732.46 | 624.86 | 450.18 | 217.57 | 45.39 | CC | 768.1 | 758.1 | 728.74 | 609.91 | 261.98 | 64.7
| Total Fuel Consumption by Reporting Type | VACAR | South | Other Renew | CSP | 0 | 0 | 0 | 0 | 0 | 0 | CSP | 0 | 0 | 0 | 0 | 0 | 0
| Total Fuel Consumption by Reporting Type | VACAR | South | CT | CT | 0.25 | 0 | 0 | 0 | 0 | 0 | CT | 0.8 | 0.8 | 1.52 | 0 | 0 | 0
| Total Fuel Consumption by Reporting Type | VACAR | South | Coal | Coal | 336.25 | 190.84 | 30.23 | 25.15 | 42.79 | 42.81 | Coal | 301.83 | 170.17 | 37.33 | 29.31 | 42.71 | 42.72
| Total Fuel Consumption by Reporting Type | VACAR | South | Other Renew | Geo | 0 | 0 | 0 | 0 | 0 | 0 | Geo | 0 | 0 | 0 | 0 | 0 | 0
| Total Fuel Consumption by Reporting Type | VACAR | South | Hydro | H | 0 | 0 | 0 | 0 | 0 | 0 | H | 0 | 0 | 0 | 0 | 0 | 0
| Total Fuel Consumption by Reporting Type | VACAR | South | Other Renew | LFG | 0 | 11.56 | 11.56 | 11.56 | 11.56 | 11.56 | LFG | 0.04 | 11.56 | 11.56 | 11.56 | 11.56 | 11.56
| Total Fuel Consumption by Reporting Type | VACAR | South | Nuclear | Nuc | 910.72 | 1100.09 | 1100.09 | 1543.39 | 1588.02 | 2254.52 | Nuc | 910.72 | 1100.09 | 1340.35 | 1485.97 | 1227.18 | 1079.14
| Total Fuel Consumption by Reporting Type | VACAR | South | Other | PS | 0 | 0 | 0 | 0 | 0 | 0 | PS | 0 | 0 | 0 | 0 | 0 | 0
| Total Fuel Consumption by Reporting Type | VACAR | South | Other Renew | PV | 0 | 0 | 0 | 0 | 0 | 0 | PV | 0 | 0 | 0 | 0 | 0 | 0
| Total Fuel Consumption by Reporting Type | VACAR | South | CT | PeakG | 0.36 | 0 | 0 | 0 | 0 | 0 | PeakG | 1.17 | 2.54 | 4.28 | 4.49 | 1.2 | 1.24
| Total Fuel Consumption by Reporting Type | VACAR | South | CT | PeakO | 0 | 0 | 0 | 0 | 0 | 0 | PeakO | 0 | 0 | 0 | 0 | 0 | 0
| Total Fuel Consumption by Reporting Type | VACAR | South | Other Renew | ST | 0 | 0 | 0 | 0 | 0 | 0 | ST | 0 | 0 | 0 | 0 | 0 | 0
| Total Fuel Consumption by Reporting Type | VACAR | South | Steam O/G | STOG | 0 | 0 | 0 | 0 | 0 | 0 | STOG | 0 | 0 | 0 | 0 | 0 | 0
| Total Fuel Consumption by Reporting Type | VACAR | South | Other Renew | STWD | 24.47 | 24.47 | 24.47 | 24.47 | 24.47 | 19.07 | STWD | 24.47 | 24.47 | 24.47 | 24.47 | 24.47 | 19
| Total Fuel Consumption by Reporting Type | VACAR | South | On-shore Wind | WT | 0 | 0.01 | 0.01 | 0.01 | 0.01 | 0.01 | WT | 0 | 0.01 | 0.01 | 0.01 | 0.01 | 0.01
| Total Fuel Consumption by Reporting Type | VACAR | South | Coal | IGCC | 0 | 0 | 0 | 0 | 0 | 0 | IGCC | 0 | 0 | 0 | 0 | 0 | 0
| Total Fuel Consumption by Reporting Type | VACAR | South | DR | DemandResponse | 0 | 0 | 0 | 0 | 0 | 0 | DemandResponse | 0 | 0 | 0 | 0 | 0 | 0
| Total Fuel Consumption by Reporting Type | VACAR | South | Coal-CCS | IGCC-CCS | 0 | 0 | 0 | 0 | 0 | 0 | IGCC-CCS | 0 | 0 | 0 | 0 | 0 | 0
| Total Fuel Consumption by Reporting Type | VACAR | South | Off-shore Wind | WT_off | 0 | 0 | 0 | 0 | 0 | 0 | WT_off | 0 | 0 | 0 | 0 | 0.09 | 0.12
| Total Fuel Consumption by Reporting Type | VACAR | South | Other | PseudoUnit | 0 | 0 | 0 | 0 | 0 | 0 | PseudoUnit | 0 | 0 | 0 | 0 | 0 | 0
| Total Fuel Consumption by Reporting Type | VACAR | South | HQ/Maritimes | FixedInterchange | 0 | 0 | 0 | 0 | 0 | 0 | FixedInterchange | 0 | 0 | 0 | 0 | 0 | 0
Total Fuel Consumption by Reporting Type
| Total Fuel Consumption by Reporting Type |  |  |  | Total Fuel Consumption by Reporting Type: IESO | [6 empty] | Total Fuel Consumption by Reporting Type: IESO
| Total Fuel Consumption by Reporting Type |  |  |  | ReportingType | 2015 | 2020 | 2025 | 2030 | 2035 | 2040 | ReportingType | 2015 | 2020 | 2025 | 2030 | 2035 | 2040
| Total Fuel Consumption by Reporting Type | IESO | Ontario | Other Renew | BM | 0 | 0.01 | 0.01 | 1.6 | 31.67 | 19.44 | BM | 0 | 0 | 0 | 0.43 | 0.43 | 1.69
| Total Fuel Consumption by Reporting Type | IESO | Ontario | CC | CC | 7.34 | 2.98 | 0.8 | 0 | 0 | 0 | CC | 2.4 | 1.06 | 0.3 | 0 | 0 | 0
| Total Fuel Consumption by Reporting Type | IESO | Ontario | Other Renew | CSP | 0 | 0 | 0 | 0 | 0 | 0 | CSP | 0 | 0 | 0 | 0 | 0 | 0
| Total Fuel Consumption by Reporting Type | IESO | Ontario | CT | CT | 0 | 0 | 0 | 0 | 0 | 0 | CT | 0 | 0 | 0 | 0 | 0 | 0
| Total Fuel Consumption by Reporting Type | IESO | Ontario | Coal | Coal | 0 | 0 | 0 | 0 | 0 | 0 | Coal | 0 | 0 | 0 | 0 | 0 | 0
| Total Fuel Consumption by Reporting Type | IESO | Ontario | Other Renew | Geo | 0 | 0 | 0 | 0 | 0 | 0 | Geo | 0 | 0 | 0 | 0 | 0 | 0
| Total Fuel Consumption by Reporting Type | IESO | Ontario | Hydro | H | 0 | 0 | 0 | 0 | 0 | 0 | H | 0 | 0 | 0 | 0 | 0 | 0
| Total Fuel Consumption by Reporting Type | IESO | Ontario | Other Renew | LFG | 1.56 | 1.56 | 1.56 | 1.61 | 1.61 | 1.61 | LFG | 1.56 | 1.56 | 1.56 | 1.56 | 1.61 | 1.61
| Total Fuel Consumption by Reporting Type | IESO | Ontario | Nuclear | Nuc | 1064.72 | 1064.72 | 1064.72 | 1064.72 | 980.48 | 854.53 | Nuc | 1064.72 | 1055.34 | 1041.54 | 1064.72 | 980.48 | 854.53
| Total Fuel Consumption by Reporting Type | IESO | Ontario | Other | PS | 0 | 0 | 0 | 0 | 0 | 0 | PS | 0 | 0 | 0 | 0 | 0 | 0
| Total Fuel Consumption by Reporting Type | IESO | Ontario | Other Renew | PV | 0 | 0 | 0 | 0 | 0 | 0 | PV | 0 | 0 | 0 | 0 | 0 | 0
| Total Fuel Consumption by Reporting Type | IESO | Ontario | CT | PeakG | 0 | 0 | 0 | 0 | 0 | 0 | PeakG | 0 | 0 | 0 | 0 | 0 | 0
| Total Fuel Consumption by Reporting Type | IESO | Ontario | CT | PeakO | 0 | 0 | 0 | 0 | 0 | 0 | PeakO | 0 | 0 | 0 | 0 | 0 | 0
| Total Fuel Consumption by Reporting Type | IESO | Ontario | Other Renew | ST | 0 | 0 | 0 | 0 | 0 | 0 | ST | 0 | 0 | 0 | 0 | 0 | 0
| Total Fuel Consumption by Reporting Type | IESO | Ontario | Steam O/G | STOG | 0 | 0 | 0 | 0 | 0 | 0 | STOG | 0 | 0 | 0 | 0 | 0 | 0
| Total Fuel Consumption by Reporting Type | IESO | Ontario | Other Renew | STWD | 0.28 | 0.28 | 0.28 | 2.62 | 10.32 | 8.05 | STWD | 0.05 | 0.05 | 0.15 | 0.28 | 0.28 | 10.32
| Total Fuel Consumption by Reporting Type | IESO | Ontario | On-shore Wind | WT | 0.01 | 0.01 | 0.01 | 0.01 | 0.01 | 0.03 | WT | 0.01 | 0.01 | 0.01 | 0.01 | 0.01 | 0.01
| Total Fuel Consumption by Reporting Type | IESO | Ontario | Coal | IGCC | 0 | 0 | 0 | 0 | 0 | 0 | IGCC | 0 | 0 | 0 | 0 | 0 | 0
| Total Fuel Consumption by Reporting Type | IESO | Ontario | DR | DemandResponse | 0 | 0 | 0 | 0 | 0 | 0 | DemandResponse | 0 | 0 | 0 | 0 | 0 | 0
| Total Fuel Consumption by Reporting Type | IESO | Ontario | Coal-CCS | IGCC-CCS | 0 | 0 | 0 | 0 | 0 | 0 | IGCC-CCS | 0 | 0 | 0 | 0 | 0 | 0
| Total Fuel Consumption by Reporting Type | IESO | Ontario | Off-shore Wind | WT_off | 0 | 0 | 0 | 0 | 0 | 0 | WT_off | 0 | 0 | 0 | 0 | 0 | 0
| Total Fuel Consumption by Reporting Type | IESO | Ontario | Other | PseudoUnit | 0 | 0 | 0 | 0 | 0 | 0 | PseudoUnit | 0 | 0 | 0 | 0 | 0 | 0
| Total Fuel Consumption by Reporting Type | IESO | Ontario | HQ/Maritimes | FixedInterchange | 0 | 0 | 0 | 0 | 0 | 0 | FixedInterchange | 0 | 0 | 0 | 0 | 0 | 0
Total Fuel Consumption by Reporting Type
| Total Fuel Consumption by Reporting Type |  |  |  | Total Fuel Consumption by Reporting Type: MAPP_CA | [6 empty] | Total Fuel Consumption by Reporting Type: MAPP_CA
| Total Fuel Consumption by Reporting Type |  |  |  | ReportingType | 2015 | 2020 | 2025 | 2030 | 2035 | 2040 | ReportingType | 2015 | 2020 | 2025 | 2030 | 2035 | 2040
| Total Fuel Consumption by Reporting Type | MAPP_CA | Midwest | Other Renew | BM | 0 | 0 | 0 | 0 | 0 | 0 | BM | 0 | 0 | 0 | 0 | 0 | 0
| Total Fuel Consumption by Reporting Type | MAPP_CA | Midwest | CC | CC | 9.68 | 2.83 | 0 | 0 | 0 | 0 | CC | 15.14 | 4.74 | 0 | 0 | 0 | 0
| Total Fuel Consumption by Reporting Type | MAPP_CA | Midwest | Other Renew | CSP | 0 | 0 | 0 | 0 | 0 | 0 | CSP | 0 | 0 | 0 | 0 | 0 | 0
| Total Fuel Consumption by Reporting Type | MAPP_CA | Midwest | CT | CT | 0 | 0 | 0 | 0 | 0 | 0 | CT | 0 | 0 | 0 | 0 | 0 | 0
| Total Fuel Consumption by Reporting Type | MAPP_CA | Midwest | Coal | Coal | 0 | 0 | 0 | 0 | 0 | 0 | Coal | 0 | 0 | 0 | 0 | 0 | 0
| Total Fuel Consumption by Reporting Type | MAPP_CA | Midwest | Other Renew | Geo | 0 | 0 | 0 | 0 | 0 | 0 | Geo | 0 | 0 | 0 | 0 | 0 | 0
| Total Fuel Consumption by Reporting Type | MAPP_CA | Midwest | Hydro | H | 0 | 0 | 0.01 | 0.03 | 0.03 | 0.03 | H | 0 | 0 | 0.01 | 0.02 | 0.02 | 0.02
| Total Fuel Consumption by Reporting Type | MAPP_CA | Midwest | Other Renew | LFG | 0 | 0 | 0 | 0 | 0 | 0 | LFG | 0 | 0 | 0 | 0 | 0 | 0
| Total Fuel Consumption by Reporting Type | MAPP_CA | Midwest | Nuclear | Nuc | 0 | 0 | 0 | 0 | 0.08 | 0.05 | Nuc | 0 | 0 | 0 | 0 | 0.02 | 0
| Total Fuel Consumption by Reporting Type | MAPP_CA | Midwest | Other | PS | 0 | 0 | 0 | 0 | 0 | 0 | PS | 0 | 0 | 0 | 0 | 0 | 0
| Total Fuel Consumption by Reporting Type | MAPP_CA | Midwest | Other Renew | PV | 0 | 0 | 0 | 0 | 0 | 0 | PV | 0 | 0 | 0 | 0 | 0 | 0
| Total Fuel Consumption by Reporting Type | MAPP_CA | Midwest | CT | PeakG | 0.05 | 0 | 0 | 0 | 0 | 0 | PeakG | 0 | 0 | 0 | 0 | 0 | 0
| Total Fuel Consumption by Reporting Type | MAPP_CA | Midwest | CT | PeakO | 0 | 0 | 0 | 0 | 0 | 0 | PeakO | 0 | 0 | 0 | 0 | 0 | 0
| Total Fuel Consumption by Reporting Type | MAPP_CA | Midwest | Other Renew | ST | 0 | 0 | 0 | 0 | 0 | 0 | ST | 0 | 0 | 0 | 0 | 0 | 0
| Total Fuel Consumption by Reporting Type | MAPP_CA | Midwest | Steam O/G | STOG | 0 | 0 | 0 | 0 | 0 | 0 | STOG | 0 | 0 | 0 | 0 | 0 | 0
| Total Fuel Consumption by Reporting Type | MAPP_CA | Midwest | Other Renew | STWD | 0 | 0 | 0 | 0 | 0 | 0 | STWD | 0 | 0 | 0 | 0 | 0 | 0
| Total Fuel Consumption by Reporting Type | MAPP_CA | Midwest | On-shore Wind | WT | 0 | 0 | 0 | 0 | 0 | 0 | WT | 0 | 0 | 0 | 0 | 0 | 0
| Total Fuel Consumption by Reporting Type | MAPP_CA | Midwest | Coal | IGCC | 0 | 0 | 0 | 0 | 0 | 0 | IGCC | 0 | 0 | 0 | 0 | 0 | 0
| Total Fuel Consumption by Reporting Type | MAPP_CA | Midwest | DR | DemandResponse | 0 | 0 | 0 | 0 | 0 | 0 | DemandResponse | 0 | 0 | 0 | 0 | 0 | 0
| Total Fuel Consumption by Reporting Type | MAPP_CA | Midwest | Coal-CCS | IGCC-CCS | 0 | 0 | 0 | 0 | 0 | 0 | IGCC-CCS | 0 | 0 | 0 | 0 | 0 | 0
| Total Fuel Consumption by Reporting Type | MAPP_CA | Midwest | Off-shore Wind | WT_off | 0 | 0 | 0 | 0 | 0 | 0 | WT_off | 0 | 0 | 0 | 0 | 0 | 0
| Total Fuel Consumption by Reporting Type | MAPP_CA | Midwest | Other | PseudoUnit | 0 | 0 | 0 | 0 | 0 | 0 | PseudoUnit | 0 | 0 | 0 | 0 | 0 | 0
| Total Fuel Consumption by Reporting Type | MAPP_CA | Midwest | HQ/Maritimes | FixedInterchange | 0 | 0 | 0 | 0 | 0 | 0 | FixedInterchange | 0 | 0 | 0 | 0 | 0 | 0
Total Fuel Consumption by Reporting Type
| Total Fuel Consumption by Reporting Type |  |  |  | Total Fuel Consumption by Reporting Type: AZ_NM_SNV_Coal | [6 empty] | Total Fuel Consumption by Reporting Type: AZ_NM_SNV_Coal
| Total Fuel Consumption by Reporting Type |  |  |  | ReportingType | 2015 | 2020 | 2025 | 2030 | 2035 | 2040 | ReportingType | 2015 | 2020 | 2025 | 2030 | 2035 | 2040
| Total Fuel Consumption by Reporting Type | AZ_NM_SNV_Coal | West | Other Renew | BM | 0 | 0 | 0 | 0 | 0 | 0 | BM | 0 | 0 | 0 | 0 | 0 | 0
| Total Fuel Consumption by Reporting Type | AZ_NM_SNV_Coal | West | CC | CC | 0 | 0 | 0 | 0 | 0 | 0 | CC | 0 | 0 | 0 | 0 | 0 | 0
| Total Fuel Consumption by Reporting Type | AZ_NM_SNV_Coal | West | Other Renew | CSP | 0 | 0 | 0 | 0 | 0 | 0 | CSP | 0 | 0 | 0 | 0 | 0 | 0
| Total Fuel Consumption by Reporting Type | AZ_NM_SNV_Coal | West | CT | CT | 0 | 0 | 0 | 0 | 0 | 0 | CT | 0 | 0 | 0 | 0 | 0 | 0
| Total Fuel Consumption by Reporting Type | AZ_NM_SNV_Coal | West | Coal | Coal | 510.6 | 464.65 | 103.16 | 4.14 | 16.93 | 8.57 | Coal | 510.59 | 463.47 | 103.85 | 4.87 | 32.6 | 16.08
| Total Fuel Consumption by Reporting Type | AZ_NM_SNV_Coal | West | Other Renew | Geo | 0 | 0 | 0 | 0 | 0 | 0 | Geo | 0 | 0 | 0 | 0 | 0 | 0
| Total Fuel Consumption by Reporting Type | AZ_NM_SNV_Coal | West | Hydro | H | 0 | 0 | 0 | 0 | 0 | 0 | H | 0 | 0 | 0 | 0 | 0 | 0
| Total Fuel Consumption by Reporting Type | AZ_NM_SNV_Coal | West | Other Renew | LFG | 0 | 0 | 0 | 0 | 0 | 0 | LFG | 0 | 0 | 0 | 0 | 0 | 0
| Total Fuel Consumption by Reporting Type | AZ_NM_SNV_Coal | West | Nuclear | Nuc | 0 | 0 | 0 | 0 | 0 | 0 | Nuc | 0 | 0 | 0 | 0 | 0 | 0
| Total Fuel Consumption by Reporting Type | AZ_NM_SNV_Coal | West | Other | PS | 0 | 0 | 0 | 0 | 0 | 0 | PS | 0 | 0 | 0 | 0 | 0 | 0
| Total Fuel Consumption by Reporting Type | AZ_NM_SNV_Coal | West | Other Renew | PV | 0 | 0 | 0 | 0 | 0 | 0 | PV | 0 | 0 | 0 | 0 | 0 | 0
| Total Fuel Consumption by Reporting Type | AZ_NM_SNV_Coal | West | CT | PeakG | 0 | 0 | 0 | 0 | 0 | 0 | PeakG | 0 | 0 | 0 | 0 | 0 | 0
| Total Fuel Consumption by Reporting Type | AZ_NM_SNV_Coal | West | CT | PeakO | 0 | 0 | 0 | 0 | 0 | 0 | PeakO | 0 | 0 | 0 | 0 | 0 | 0
| Total Fuel Consumption by Reporting Type | AZ_NM_SNV_Coal | West | Other Renew | ST | 0 | 0 | 0 | 0 | 0 | 0 | ST | 0 | 0 | 0 | 0 | 0 | 0
| Total Fuel Consumption by Reporting Type | AZ_NM_SNV_Coal | West | Steam O/G | STOG | 0 | 0 | 0 | 0 | 0 | 0 | STOG | 0 | 0 | 0 | 0 | 0 | 0
| Total Fuel Consumption by Reporting Type | AZ_NM_SNV_Coal | West | Other Renew | STWD | 0 | 0 | 0 | 0 | 0 | 0 | STWD | 0 | 0 | 0 | 0 | 0 | 0
| Total Fuel Consumption by Reporting Type | AZ_NM_SNV_Coal | West | On-shore Wind | WT | 0 | 0 | 0 | 0 | 0 | 0 | WT | 0 | 0 | 0 | 0 | 0 | 0
| Total Fuel Consumption by Reporting Type | AZ_NM_SNV_Coal | West | Coal | IGCC | 0 | 0 | 0 | 0 | 0 | 0 | IGCC | 0 | 0 | 0 | 0 | 0 | 0
| Total Fuel Consumption by Reporting Type | AZ_NM_SNV_Coal | West | DR | DemandResponse | 0 | 0 | 0 | 0 | 0 | 0 | DemandResponse | 0 | 0 | 0 | 0 | 0 | 0
| Total Fuel Consumption by Reporting Type | AZ_NM_SNV_Coal | West | Coal-CCS | IGCC-CCS | 0 | 0 | 0 | 0 | 0 | 0 | IGCC-CCS | 0 | 0 | 0 | 0 | 0 | 0
| Total Fuel Consumption by Reporting Type | AZ_NM_SNV_Coal | West | Off-shore Wind | WT_off | 0 | 0 | 0 | 0 | 0 | 0 | WT_off | 0 | 0 | 0 | 0 | 0 | 0
| Total Fuel Consumption by Reporting Type | AZ_NM_SNV_Coal | West | Other | PseudoUnit | 0 | 0 | 0 | 0 | 0 | 0 | PseudoUnit | 0 | 0 | 0 | 0 | 0 | 0
| Total Fuel Consumption by Reporting Type | AZ_NM_SNV_Coal | West | HQ/Maritimes | FixedInterchange | 0 | 0 | 0 | 0 | 0 | 0 | FixedInterchange | 0 | 0 | 0 | 0 | 0 | 0
Total Fuel Consumption by Reporting Type
| Total Fuel Consumption by Reporting Type |  |  |  | Total Fuel Consumption by Reporting Type: AZ_NM_SNV_Gas | [6 empty] | Total Fuel Consumption by Reporting Type: AZ_NM_SNV_Gas
| Total Fuel Consumption by Reporting Type |  |  |  | ReportingType | 2015 | 2020 | 2025 | 2030 | 2035 | 2040 | ReportingType | 2015 | 2020 | 2025 | 2030 | 2035 | 2040
| Total Fuel Consumption by Reporting Type | AZ_NM_SNV_Gas | West | Other Renew | BM | 0 | 0 | 0 | 0 | 0 | 0 | BM | 0 | 0 | 0 | 0 | 0 | 0
| Total Fuel Consumption by Reporting Type | AZ_NM_SNV_Gas | West | CC | CC | 493.01 | 387.35 | 571.93 | 305.33 | 112.38 | 83 | CC | 494.11 | 385.72 | 570.83 | 357.79 | 110.4 | 87.22
| Total Fuel Consumption by Reporting Type | AZ_NM_SNV_Gas | West | Other Renew | CSP | 0 | 0 | 0 | 0 | 0 | 0 | CSP | 0 | 0 | 0 | 0 | 0 | 0
| Total Fuel Consumption by Reporting Type | AZ_NM_SNV_Gas | West | CT | CT | 0 | 0 | 0 | 0 | 0 | 0 | CT | 0 | 0 | 0 | 0 | 0 | 0
| Total Fuel Consumption by Reporting Type | AZ_NM_SNV_Gas | West | Coal | Coal | 0 | 0 | 0 | 0 | 0 | 0 | Coal | 0 | 0 | 0 | 0 | 0 | 0
| Total Fuel Consumption by Reporting Type | AZ_NM_SNV_Gas | West | Other Renew | Geo | 0 | 0 | 0 | 0 | 0 | 0 | Geo | 0 | 0 | 0 | 0 | 0 | 0
| Total Fuel Consumption by Reporting Type | AZ_NM_SNV_Gas | West | Hydro | H | 0 | 0 | 0 | 0 | 0 | 0 | H | 0 | 0 | 0 | 0 | 0 | 0
| Total Fuel Consumption by Reporting Type | AZ_NM_SNV_Gas | West | Other Renew | LFG | 0 | 0 | 0 | 0 | 0 | 0 | LFG | 0 | 0 | 0 | 0 | 0 | 0
| Total Fuel Consumption by Reporting Type | AZ_NM_SNV_Gas | West | Nuclear | Nuc | 0 | 0 | 0 | 0 | 0 | 0 | Nuc | 0 | 0 | 0 | 0 | 0 | 0
| Total Fuel Consumption by Reporting Type | AZ_NM_SNV_Gas | West | Other | PS | 0 | 0 | 0 | 0 | 0 | 0 | PS | 0 | 0 | 0 | 0 | 0 | 0
| Total Fuel Consumption by Reporting Type | AZ_NM_SNV_Gas | West | Other Renew | PV | 0 | 0 | 0 | 0 | 0 | 0 | PV | 0 | 0 | 0 | 0 | 0 | 0
| Total Fuel Consumption by Reporting Type | AZ_NM_SNV_Gas | West | CT | PeakG | 0 | 0 | 0 | 0 | 0 | 0 | PeakG | 0 | 0 | 0 | 0 | 0 | 0
| Total Fuel Consumption by Reporting Type | AZ_NM_SNV_Gas | West | CT | PeakO | 0 | 0 | 0 | 0 | 0 | 0 | PeakO | 0 | 0 | 0 | 0 | 0 | 0
| Total Fuel Consumption by Reporting Type | AZ_NM_SNV_Gas | West | Other Renew | ST | 0 | 0 | 0 | 0 | 0 | 0 | ST | 0 | 0 | 0 | 0 | 0 | 0
| Total Fuel Consumption by Reporting Type | AZ_NM_SNV_Gas | West | Steam O/G | STOG | 0 | 0 | 0 | 0 | 0 | 0 | STOG | 0 | 0 | 0 | 0 | 0 | 0
| Total Fuel Consumption by Reporting Type | AZ_NM_SNV_Gas | West | Other Renew | STWD | 0 | 0 | 0 | 0 | 0 | 0 | STWD | 0 | 0 | 0 | 0 | 0 | 0
| Total Fuel Consumption by Reporting Type | AZ_NM_SNV_Gas | West | On-shore Wind | WT | 0 | 0 | 0 | 0 | 0 | 0 | WT | 0 | 0 | 0 | 0 | 0 | 0
| Total Fuel Consumption by Reporting Type | AZ_NM_SNV_Gas | West | Coal | IGCC | 0 | 0 | 0 | 0 | 0 | 0 | IGCC | 0 | 0 | 0 | 0 | 0 | 0
| Total Fuel Consumption by Reporting Type | AZ_NM_SNV_Gas | West | DR | DemandResponse | 0 | 0 | 0 | 0 | 0 | 0 | DemandResponse | 0 | 0 | 0 | 0 | 0 | 0
| Total Fuel Consumption by Reporting Type | AZ_NM_SNV_Gas | West | Coal-CCS | IGCC-CCS | 0 | 0 | 0 | 0 | 0 | 0 | IGCC-CCS | 0 | 0 | 0 | 0 | 0 | 0
| Total Fuel Consumption by Reporting Type | AZ_NM_SNV_Gas | West | Off-shore Wind | WT_off | 0 | 0 | 0 | 0 | 0 | 0 | WT_off | 0 | 0 | 0 | 0 | 0 | 0
| Total Fuel Consumption by Reporting Type | AZ_NM_SNV_Gas | West | Other | PseudoUnit | 0 | 0 | 0 | 0 | 0 | 0 | PseudoUnit | 0 | 0 | 0 | 0 | 0 | 0
| Total Fuel Consumption by Reporting Type | AZ_NM_SNV_Gas | West | HQ/Maritimes | FixedInterchange | 0 | 0 | 0 | 0 | 0 | 0 | FixedInterchange | 0 | 0 | 0 | 0 | 0 | 0
Total Fuel Consumption by Reporting Type
| Total Fuel Consumption by Reporting Type |  |  |  | Total Fuel Consumption by Reporting Type: AZ_NM_SNV_NucRenew | [6 empty] | Total Fuel Consumption by Reporting Type: AZ_NM_SNV_NucRenew
| Total Fuel Consumption by Reporting Type |  |  |  | ReportingType | 2015 | 2020 | 2025 | 2030 | 2035 | 2040 | ReportingType | 2015 | 2020 | 2025 | 2030 | 2035 | 2040
| Total Fuel Consumption by Reporting Type | AZ_NM_SNV_NucRenew | West | Other Renew | BM | 0 | 0 | 0 | 0 | 0.01 | 0.06 | BM | 0 | 0 | 0 | 0 | 0 | 60.03
| Total Fuel Consumption by Reporting Type | AZ_NM_SNV_NucRenew | West | CC | CC | 0 | 0 | 0 | 0 | 0 | 0 | CC | 0 | 0 | 0 | 0 | 0 | 0
| Total Fuel Consumption by Reporting Type | AZ_NM_SNV_NucRenew | West | Other Renew | CSP | 0 | 0 | 0 | 0 | 0 | 0 | CSP | 0 | 0 | 0 | 0 | 0 | 0
| Total Fuel Consumption by Reporting Type | AZ_NM_SNV_NucRenew | West | CT | CT | 0 | 0 | 0 | 0 | 0 | 0 | CT | 0 | 0 | 0 | 0 | 0 | 0
| Total Fuel Consumption by Reporting Type | AZ_NM_SNV_NucRenew | West | Coal | Coal | 0 | 0 | 0 | 0 | 0 | 0 | Coal | 0 | 0 | 0 | 0 | 0 | 0
| Total Fuel Consumption by Reporting Type | AZ_NM_SNV_NucRenew | West | Other Renew | Geo | 0 | 0 | 0.01 | 0.01 | 0.01 | 0.01 | Geo | 0 | 0 | 0.01 | 0.01 | 0.01 | 0.01
| Total Fuel Consumption by Reporting Type | AZ_NM_SNV_NucRenew | West | Hydro | H | 0 | 0 | 0 | 0 | 0 | 0 | H | 0 | 0 | 0 | 0 | 0 | 0
| Total Fuel Consumption by Reporting Type | AZ_NM_SNV_NucRenew | West | Other Renew | LFG | 0 | 0.01 | 6.52 | 6.52 | 6.52 | 6.52 | LFG | 0 | 0 | 6.53 | 6.53 | 6.53 | 6.53
| Total Fuel Consumption by Reporting Type | AZ_NM_SNV_NucRenew | West | Nuclear | Nuc | 317.72 | 317.72 | 317.72 | 668.65 | 1196.25 | 1223.1 | Nuc | 317.72 | 317.72 | 317.72 | 580.08 | 1124.37 | 1124.37
| Total Fuel Consumption by Reporting Type | AZ_NM_SNV_NucRenew | West | Other | PS | 0 | 0 | 0 | 0 | 0 | 0 | PS | 0 | 0 | 0 | 0 | 0 | 0
| Total Fuel Consumption by Reporting Type | AZ_NM_SNV_NucRenew | West | Other Renew | PV | 0 | 0 | 0 | 0 | 0 | 0 | PV | 0 | 0 | 0 | 0 | 0 | 0
| Total Fuel Consumption by Reporting Type | AZ_NM_SNV_NucRenew | West | CT | PeakG | 0 | 0 | 0 | 0 | 0 | 0 | PeakG | 0 | 0 | 0 | 0 | 0 | 0
| Total Fuel Consumption by Reporting Type | AZ_NM_SNV_NucRenew | West | CT | PeakO | 0 | 0 | 0 | 0 | 0 | 0 | PeakO | 0 | 0 | 0 | 0 | 0 | 0
| Total Fuel Consumption by Reporting Type | AZ_NM_SNV_NucRenew | West | Other Renew | ST | 0 | 0 | 0 | 0 | 0.01 | 0.01 | ST | 0 | 0 | 0 | 0 | 0.01 | 0.01
| Total Fuel Consumption by Reporting Type | AZ_NM_SNV_NucRenew | West | Steam O/G | STOG | 0 | 0 | 0 | 0 | 0 | 0 | STOG | 0 | 0 | 0 | 0 | 0 | 0
| Total Fuel Consumption by Reporting Type | AZ_NM_SNV_NucRenew | West | Other Renew | STWD | 1.77 | 1.77 | 1.77 | 1.77 | 1.77 | 1.77 | STWD | 1.77 | 1.77 | 1.77 | 1.77 | 1.77 | 1.77
| Total Fuel Consumption by Reporting Type | AZ_NM_SNV_NucRenew | West | On-shore Wind | WT | 0 | 0.03 | 0.03 | 0.03 | 0.03 | 0.03 | WT | 0 | 0.03 | 0.03 | 0.03 | 0.03 | 0.03
| Total Fuel Consumption by Reporting Type | AZ_NM_SNV_NucRenew | West | Coal | IGCC | 0 | 0 | 0 | 0 | 0 | 0 | IGCC | 0 | 0 | 0 | 0 | 0 | 0
| Total Fuel Consumption by Reporting Type | AZ_NM_SNV_NucRenew | West | DR | DemandResponse | 0 | 0 | 0 | 0 | 0 | 0 | DemandResponse | 0 | 0 | 0 | 0 | 0 | 0
| Total Fuel Consumption by Reporting Type | AZ_NM_SNV_NucRenew | West | Coal-CCS | IGCC-CCS | 0 | 0 | 0 | 0 | 0 | 0 | IGCC-CCS | 0 | 0 | 0 | 0 | 0 | 0
| Total Fuel Consumption by Reporting Type | AZ_NM_SNV_NucRenew | West | Off-shore Wind | WT_off | 0 | 0 | 0 | 0 | 0 | 0 | WT_off | 0 | 0 | 0 | 0 | 0 | 0
| Total Fuel Consumption by Reporting Type | AZ_NM_SNV_NucRenew | West | Other | PseudoUnit | 0 | 0 | 0 | 0 | 0 | 0 | PseudoUnit | 0 | 0 | 0 | 0 | 0 | 0
| Total Fuel Consumption by Reporting Type | AZ_NM_SNV_NucRenew | West | HQ/Maritimes | FixedInterchange | 0 | 0 | 0 | 0 | 0 | 0 | FixedInterchange | 0 | 0 | 0 | 0 | 0 | 0
Total Fuel Consumption by Reporting Type
| Total Fuel Consumption by Reporting Type |  |  |  | Total Fuel Consumption by Reporting Type: ERCOT | [6 empty] | Total Fuel Consumption by Reporting Type: ERCOT
| Total Fuel Consumption by Reporting Type |  |  |  | ReportingType | 2015 | 2020 | 2025 | 2030 | 2035 | 2040 | ReportingType | 2015 | 2020 | 2025 | 2030 | 2035 | 2040
| Total Fuel Consumption by Reporting Type | ERCOT | Texas | Other Renew | BM | 1.28 | 1.31 | 1.98 | 14.07 | 394.54 | 304.35 | BM | 0.76 | 1.31 | 2 | 14.07 | 394.55 | 304.35
| Total Fuel Consumption by Reporting Type | ERCOT | Texas | CC | CC | 1445.19 | 1545.05 | 1306.7 | 1106.95 | 523.65 | 367.02 | CC | 1441.86 | 1550.23 | 1328.49 | 1197.2 | 528.78 | 372.98
| Total Fuel Consumption by Reporting Type | ERCOT | Texas | Other Renew | CSP | 0 | 0 | 0 | 0 | 0 | 0 | CSP | 0 | 0 | 0 | 0 | 0 | 0
| Total Fuel Consumption by Reporting Type | ERCOT | Texas | CT | CT | 0 | 0.03 | 0.02 | 0.09 | 0 | 0 | CT | 0 | 0.03 | 0.02 | 0.09 | 0 | 0
| Total Fuel Consumption by Reporting Type | ERCOT | Texas | Coal | Coal | 424.97 | 269.17 | 49.49 | 60.63 | 71.7 | 71.71 | Coal | 423.97 | 266.45 | 49.48 | 67.83 | 78.9 | 78.9
| Total Fuel Consumption by Reporting Type | ERCOT | Texas | Other Renew | Geo | 0 | 0 | 0 | 0 | 0 | 0 | Geo | 0 | 0 | 0 | 0 | 0 | 0
| Total Fuel Consumption by Reporting Type | ERCOT | Texas | Hydro | H | 0 | 0 | 0 | 0 | 0 | 0 | H | 0 | 0 | 0 | 0 | 0 | 0
| Total Fuel Consumption by Reporting Type | ERCOT | Texas | Other Renew | LFG | 0 | 0 | 38.09 | 38.09 | 38.09 | 38.09 | LFG | 0 | 0 | 17.59 | 38.09 | 38.09 | 38.09
| Total Fuel Consumption by Reporting Type | ERCOT | Texas | Nuclear | Nuc | 422.69 | 422.69 | 422.69 | 680.09 | 1291.88 | 1640.25 | Nuc | 422.69 | 422.69 | 422.69 | 542.33 | 1291.85 | 1640.22
| Total Fuel Consumption by Reporting Type | ERCOT | Texas | Other | PS | 0 | 0 | 0 | 0 | 0 | 0 | PS | 0 | 0 | 0 | 0 | 0 | 0
| Total Fuel Consumption by Reporting Type | ERCOT | Texas | Other Renew | PV | 0 | 0 | 0 | 0 | 0 | 0 | PV | 0 | 0 | 0 | 0 | 0 | 0
| Total Fuel Consumption by Reporting Type | ERCOT | Texas | CT | PeakG | 0 | 0.08 | 0 | 0.46 | 0.48 | 0.47 | PeakG | 0 | 0.07 | 0 | 0.48 | 0.47 | 0.46
| Total Fuel Consumption by Reporting Type | ERCOT | Texas | CT | PeakO | 0 | 0 | 0 | 0 | 0 | 0 | PeakO | 0 | 0 | 0 | 0 | 0 | 0
| Total Fuel Consumption by Reporting Type | ERCOT | Texas | Other Renew | ST | 0 | 0 | 0 | 0 | 0 | 0 | ST | 0 | 0 | 0 | 0 | 0 | 0
| Total Fuel Consumption by Reporting Type | ERCOT | Texas | Steam O/G | STOG | 24.69 | 38.69 | 10.81 | 6.35 | 0 | 0 | STOG | 20.64 | 32.96 | 10.56 | 9.05 | 0 | 0
| Total Fuel Consumption by Reporting Type | ERCOT | Texas | Other Renew | STWD | 0 | 0 | 0 | 0 | 0 | 0 | STWD | 0 | 0 | 0 | 0 | 0 | 0
| Total Fuel Consumption by Reporting Type | ERCOT | Texas | On-shore Wind | WT | 0.03 | 0.03 | 0.08 | 0.08 | 0.08 | 0.08 | WT | 0.03 | 0.03 | 0.08 | 0.08 | 0.08 | 0.08
| Total Fuel Consumption by Reporting Type | ERCOT | Texas | Coal | IGCC | 0 | 0 | 0 | 0 | 0 | 0 | IGCC | 0 | 0 | 0 | 0 | 0 | 0
| Total Fuel Consumption by Reporting Type | ERCOT | Texas | DR | DemandResponse | 0 | 0 | 0 | 0 | 0 | 0 | DemandResponse | 0 | 0 | 0 | 0 | 0 | 0
| Total Fuel Consumption by Reporting Type | ERCOT | Texas | Coal-CCS | IGCC-CCS | 0 | 0 | 0 | 0 | 0 | 0 | IGCC-CCS | 0 | 0 | 0 | 0 | 0 | 0
| Total Fuel Consumption by Reporting Type | ERCOT | Texas | Off-shore Wind | WT_off | 0 | 0 | 0 | 0 | 0 | 0 | WT_off | 0 | 0 | 0 | 0 | 0 | 0
| Total Fuel Consumption by Reporting Type | ERCOT | Texas | Other | PseudoUnit | 0 | 0 | 0 | 0 | 0 | 0 | PseudoUnit | 0 | 0 | 0 | 0 | 0 | 0
| Total Fuel Consumption by Reporting Type | ERCOT | Texas | HQ/Maritimes | FixedInterchange | 0 | 0 | 0 | 0 | 0 | 0 | FixedInterchange | 0 | 0 | 0 | 0 | 0 | 0
Total Fuel Consumption by Reporting Type
| Total Fuel Consumption by Reporting Type |  |  |  | Total Fuel Consumption by Reporting Type: NP15 | [6 empty] | Total Fuel Consumption by Reporting Type: NP15
| Total Fuel Consumption by Reporting Type |  |  |  | ReportingType | 2015 | 2020 | 2025 | 2030 | 2035 | 2040 | ReportingType | 2015 | 2020 | 2025 | 2030 | 2035 | 2040
| Total Fuel Consumption by Reporting Type | NP15 | West | Other Renew | BM | 0 | 0 | 0 | 0 | 0.01 | 0.01 | BM | 0 | 0 | 0 | 0 | 0 | 0
| Total Fuel Consumption by Reporting Type | NP15 | West | CC | CC | 435.16 | 425.24 | 426.3 | 243.97 | 100.69 | 33.59 | CC | 413.56 | 402.31 | 404.5 | 270.88 | 73.93 | 47.03
| Total Fuel Consumption by Reporting Type | NP15 | West | Other Renew | CSP | 0 | 0 | 0 | 0 | 0 | 0 | CSP | 0 | 0 | 0 | 0 | 0 | 0
| Total Fuel Consumption by Reporting Type | NP15 | West | CT | CT | 0 | 0 | 0 | 0 | 0 | 0 | CT | 0 | 0 | 0 | 0 | 0 | 0
| Total Fuel Consumption by Reporting Type | NP15 | West | Coal | Coal | 16.77 | 0.01 | 0 | 0 | 0 | 0 | Coal | 16.77 | 0 | 0 | 0 | 0 | 0
| Total Fuel Consumption by Reporting Type | NP15 | West | Other Renew | Geo | 0.01 | 0.01 | 0.01 | 0.01 | 0.01 | 0.01 | Geo | 0.01 | 0.01 | 0.01 | 0.01 | 0.01 | 0.01
| Total Fuel Consumption by Reporting Type | NP15 | West | Hydro | H | 0 | 0 | 0 | 0 | 0 | 0 | H | 0 | 0 | 0 | 0 | 0 | 0
| Total Fuel Consumption by Reporting Type | NP15 | West | Other Renew | LFG | 0 | 35.77 | 60.79 | 60.79 | 60.8 | 60.8 | LFG | 0 | 40.72 | 60.8 | 60.8 | 60.8 | 60.8
| Total Fuel Consumption by Reporting Type | NP15 | West | Nuclear | Nuc | 187.74 | 187.74 | 187.74 | 609.91 | 722.11 | 844.54 | Nuc | 187.74 | 187.74 | 187.74 | 542.28 | 775.34 | 839.35
| Total Fuel Consumption by Reporting Type | NP15 | West | Other | PS | 0 | 0 | 0 | 0 | 0 | 0 | PS | 0 | 0 | 0 | 0 | 0 | 0
| Total Fuel Consumption by Reporting Type | NP15 | West | Other Renew | PV | 0 | 0 | 0 | 0 | 0 | 0 | PV | 0 | 0 | 0 | 0 | 0 | 0
| Total Fuel Consumption by Reporting Type | NP15 | West | CT | PeakG | 0 | 0 | 0 | 0 | 0 | 0 | PeakG | 0 | 0 | 0 | 0 | 0 | 0
| Total Fuel Consumption by Reporting Type | NP15 | West | CT | PeakO | 0 | 0 | 0 | 0 | 0 | 0 | PeakO | 0 | 0 | 0 | 0 | 0 | 0
| Total Fuel Consumption by Reporting Type | NP15 | West | Other Renew | ST | 0 | 0 | 0 | 0 | 0 | 0 | ST | 0 | 0 | 0 | 0 | 0 | 0
| Total Fuel Consumption by Reporting Type | NP15 | West | Steam O/G | STOG | 0.68 | 0.37 | 0.63 | 0 | 0 | 0 | STOG | 0.8 | 0.53 | 1.18 | 0 | 0 | 0
| Total Fuel Consumption by Reporting Type | NP15 | West | Other Renew | STWD | 37.44 | 37.44 | 17.48 | 37.44 | 37.44 | 37.44 | STWD | 37.44 | 37.44 | 17.48 | 37.44 | 37.44 | 37.44
| Total Fuel Consumption by Reporting Type | NP15 | West | On-shore Wind | WT | 0 | 0.01 | 0.01 | 0.01 | 0.03 | 0.04 | WT | 0 | 0.01 | 0.01 | 0.01 | 0.03 | 0.04
| Total Fuel Consumption by Reporting Type | NP15 | West | Coal | IGCC | 0 | 0 | 0 | 0 | 0 | 0 | IGCC | 0 | 0 | 0 | 0 | 0 | 0
| Total Fuel Consumption by Reporting Type | NP15 | West | DR | DemandResponse | 0 | 0 | 0 | 0 | 0 | 0 | DemandResponse | 0 | 0 | 0 | 0 | 0 | 0
| Total Fuel Consumption by Reporting Type | NP15 | West | Coal-CCS | IGCC-CCS | 0 | 0 | 0 | 0 | 0 | 0 | IGCC-CCS | 0 | 0 | 0 | 0 | 0 | 0
| Total Fuel Consumption by Reporting Type | NP15 | West | Off-shore Wind | WT_off | 0 | 0 | 0 | 0 | 0 | 0 | WT_off | 0 | 0 | 0 | 0 | 0 | 0
| Total Fuel Consumption by Reporting Type | NP15 | West | Other | PseudoUnit | 0 | 0 | 0 | 0 | 0 | 0 | PseudoUnit | 0 | 0 | 0 | 0 | 0 | 0
| Total Fuel Consumption by Reporting Type | NP15 | West | HQ/Maritimes | FixedInterchange | 0 | 0 | 0 | 0 | 0 | 0 | FixedInterchange | 0 | 0 | 0 | 0 | 0 | 0
Total Fuel Consumption by Reporting Type
| Total Fuel Consumption by Reporting Type |  |  |  | Total Fuel Consumption by Reporting Type: NWPP_Coal | [6 empty] | Total Fuel Consumption by Reporting Type: NWPP_Coal
| Total Fuel Consumption by Reporting Type |  |  |  | ReportingType | 2015 | 2020 | 2025 | 2030 | 2035 | 2040 | ReportingType | 2015 | 2020 | 2025 | 2030 | 2035 | 2040
| Total Fuel Consumption by Reporting Type | NWPP_Coal | West | Other Renew | BM | 0 | 0 | 0 | 0 | 0 | 0 | BM | 0 | 0 | 0 | 0 | 0 | 0
| Total Fuel Consumption by Reporting Type | NWPP_Coal | West | CC | CC | 0 | 0 | 0 | 0 | 0 | 0 | CC | 0 | 0 | 0 | 0 | 0 | 0
| Total Fuel Consumption by Reporting Type | NWPP_Coal | West | Other Renew | CSP | 0 | 0 | 0 | 0 | 0 | 0 | CSP | 0 | 0 | 0 | 0 | 0 | 0
| Total Fuel Consumption by Reporting Type | NWPP_Coal | West | CT | CT | 0 | 0 | 0 | 0 | 0 | 0 | CT | 0 | 0 | 0 | 0 | 0 | 0
| Total Fuel Consumption by Reporting Type | NWPP_Coal | West | Coal | Coal | 557.05 | 407.46 | 16.36 | 16.33 | 16.33 | 16.32 | Coal | 557.04 | 407.42 | 16.32 | 16.32 | 16.32 | 16.32
| Total Fuel Consumption by Reporting Type | NWPP_Coal | West | Other Renew | Geo | 0 | 0 | 0 | 0 | 0 | 0 | Geo | 0 | 0 | 0 | 0 | 0 | 0
| Total Fuel Consumption by Reporting Type | NWPP_Coal | West | Hydro | H | 0 | 0 | 0 | 0 | 0 | 0 | H | 0 | 0 | 0 | 0 | 0 | 0
| Total Fuel Consumption by Reporting Type | NWPP_Coal | West | Other Renew | LFG | 0 | 0 | 0 | 0 | 0 | 0 | LFG | 0 | 0 | 0 | 0 | 0 | 0
| Total Fuel Consumption by Reporting Type | NWPP_Coal | West | Nuclear | Nuc | 0 | 0 | 0 | 0 | 0 | 0 | Nuc | 0 | 0 | 0 | 0 | 0 | 0
| Total Fuel Consumption by Reporting Type | NWPP_Coal | West | Other | PS | 0 | 0 | 0 | 0 | 0 | 0 | PS | 0 | 0 | 0 | 0 | 0 | 0
| Total Fuel Consumption by Reporting Type | NWPP_Coal | West | Other Renew | PV | 0 | 0 | 0 | 0 | 0 | 0 | PV | 0 | 0 | 0 | 0 | 0 | 0
| Total Fuel Consumption by Reporting Type | NWPP_Coal | West | CT | PeakG | 0 | 0 | 0 | 0 | 0 | 0 | PeakG | 0 | 0 | 0 | 0 | 0 | 0
| Total Fuel Consumption by Reporting Type | NWPP_Coal | West | CT | PeakO | 0 | 0 | 0 | 0 | 0 | 0 | PeakO | 0 | 0 | 0 | 0 | 0 | 0
| Total Fuel Consumption by Reporting Type | NWPP_Coal | West | Other Renew | ST | 0 | 0 | 0 | 0 | 0 | 0 | ST | 0 | 0 | 0 | 0 | 0 | 0
| Total Fuel Consumption by Reporting Type | NWPP_Coal | West | Steam O/G | STOG | 0 | 0 | 0 | 0 | 0 | 0 | STOG | 0 | 0 | 0 | 0 | 0 | 0
| Total Fuel Consumption by Reporting Type | NWPP_Coal | West | Other Renew | STWD | 0 | 0 | 0 | 0 | 0 | 0 | STWD | 0 | 0 | 0 | 0 | 0 | 0
| Total Fuel Consumption by Reporting Type | NWPP_Coal | West | On-shore Wind | WT | 0 | 0 | 0 | 0 | 0 | 0 | WT | 0 | 0 | 0 | 0 | 0 | 0
| Total Fuel Consumption by Reporting Type | NWPP_Coal | West | Coal | IGCC | 0 | 0 | 0 | 0 | 0 | 0 | IGCC | 0 | 0 | 0 | 0 | 0 | 0
| Total Fuel Consumption by Reporting Type | NWPP_Coal | West | DR | DemandResponse | 0 | 0 | 0 | 0 | 0 | 0 | DemandResponse | 0 | 0 | 0 | 0 | 0 | 0
| Total Fuel Consumption by Reporting Type | NWPP_Coal | West | Coal-CCS | IGCC-CCS | 0 | 0 | 0 | 0 | 0 | 0 | IGCC-CCS | 0 | 0 | 0 | 0 | 0 | 0
| Total Fuel Consumption by Reporting Type | NWPP_Coal | West | Off-shore Wind | WT_off | 0 | 0 | 0 | 0 | 0 | 0 | WT_off | 0 | 0 | 0 | 0 | 0 | 0
| Total Fuel Consumption by Reporting Type | NWPP_Coal | West | Other | PseudoUnit | 0 | 0 | 0 | 0 | 0 | 0 | PseudoUnit | 0 | 0 | 0 | 0 | 0 | 0
| Total Fuel Consumption by Reporting Type | NWPP_Coal | West | HQ/Maritimes | FixedInterchange | 0 | 0 | 0 | 0 | 0 | 0 | FixedInterchange | 0 | 0 | 0 | 0 | 0 | 0
Total Fuel Consumption by Reporting Type
| Total Fuel Consumption by Reporting Type |  |  |  | Total Fuel Consumption by Reporting Type: NWPP_Gas | [6 empty] | Total Fuel Consumption by Reporting Type: NWPP_Gas
| Total Fuel Consumption by Reporting Type |  |  |  | ReportingType | 2015 | 2020 | 2025 | 2030 | 2035 | 2040 | ReportingType | 2015 | 2020 | 2025 | 2030 | 2035 | 2040
| Total Fuel Consumption by Reporting Type | NWPP_Gas | West | Other Renew | BM | 0 | 0 | 0 | 0 | 0 | 0 | BM | 0 | 0 | 0 | 0 | 0 | 0
| Total Fuel Consumption by Reporting Type | NWPP_Gas | West | CC | CC | 361.48 | 465.8 | 465.81 | 224.47 | 53.47 | 47.14 | CC | 361.48 | 468.27 | 468.27 | 264.89 | 54.58 | 48.25
| Total Fuel Consumption by Reporting Type | NWPP_Gas | West | Other Renew | CSP | 0 | 0 | 0 | 0 | 0 | 0 | CSP | 0 | 0 | 0 | 0 | 0 | 0
| Total Fuel Consumption by Reporting Type | NWPP_Gas | West | CT | CT | 0 | 0 | 0 | 0 | 0 | 0 | CT | 0 | 0 | 0 | 0 | 0 | 0
| Total Fuel Consumption by Reporting Type | NWPP_Gas | West | Coal | Coal | 0 | 0 | 0 | 0 | 0 | 0 | Coal | 0 | 0 | 0 | 0 | 0 | 0
| Total Fuel Consumption by Reporting Type | NWPP_Gas | West | Other Renew | Geo | 0 | 0 | 0 | 0 | 0 | 0 | Geo | 0 | 0 | 0 | 0 | 0 | 0
| Total Fuel Consumption by Reporting Type | NWPP_Gas | West | Hydro | H | 0 | 0 | 0 | 0 | 0 | 0 | H | 0 | 0 | 0 | 0 | 0 | 0
| Total Fuel Consumption by Reporting Type | NWPP_Gas | West | Other Renew | LFG | 0 | 0 | 0 | 0 | 0 | 0 | LFG | 0 | 0 | 0 | 0 | 0 | 0
| Total Fuel Consumption by Reporting Type | NWPP_Gas | West | Nuclear | Nuc | 0 | 0 | 0 | 0 | 0 | 0 | Nuc | 0 | 0 | 0 | 0 | 0 | 0
| Total Fuel Consumption by Reporting Type | NWPP_Gas | West | Other | PS | 0 | 0 | 0 | 0 | 0 | 0 | PS | 0 | 0 | 0 | 0 | 0 | 0
| Total Fuel Consumption by Reporting Type | NWPP_Gas | West | Other Renew | PV | 0 | 0 | 0 | 0 | 0 | 0 | PV | 0 | 0 | 0 | 0 | 0 | 0
| Total Fuel Consumption by Reporting Type | NWPP_Gas | West | CT | PeakG | 0 | 0 | 0 | 0 | 0 | 0 | PeakG | 0 | 0 | 0 | 0 | 0 | 0
| Total Fuel Consumption by Reporting Type | NWPP_Gas | West | CT | PeakO | 0 | 0 | 0 | 0 | 0 | 0 | PeakO | 0 | 0 | 0 | 0 | 0 | 0
| Total Fuel Consumption by Reporting Type | NWPP_Gas | West | Other Renew | ST | 0 | 0 | 0 | 0 | 0 | 0 | ST | 0 | 0 | 0 | 0 | 0 | 0
| Total Fuel Consumption by Reporting Type | NWPP_Gas | West | Steam O/G | STOG | 0 | 0 | 0 | 0 | 0 | 0 | STOG | 0 | 0 | 0 | 0 | 0 | 0
| Total Fuel Consumption by Reporting Type | NWPP_Gas | West | Other Renew | STWD | 0 | 0 | 0 | 0 | 0 | 0 | STWD | 0 | 0 | 0 | 0 | 0 | 0
| Total Fuel Consumption by Reporting Type | NWPP_Gas | West | On-shore Wind | WT | 0 | 0 | 0 | 0 | 0 | 0 | WT | 0 | 0 | 0 | 0 | 0 | 0
| Total Fuel Consumption by Reporting Type | NWPP_Gas | West | Coal | IGCC | 0 | 0 | 0 | 0 | 0 | 0 | IGCC | 0 | 0 | 0 | 0 | 0 | 0
| Total Fuel Consumption by Reporting Type | NWPP_Gas | West | DR | DemandResponse | 0 | 0 | 0 | 0 | 0 | 0 | DemandResponse | 0 | 0 | 0 | 0 | 0 | 0
| Total Fuel Consumption by Reporting Type | NWPP_Gas | West | Coal-CCS | IGCC-CCS | 0 | 0 | 0 | 0 | 0 | 0 | IGCC-CCS | 0 | 0 | 0 | 0 | 0 | 0
| Total Fuel Consumption by Reporting Type | NWPP_Gas | West | Off-shore Wind | WT_off | 0 | 0 | 0 | 0 | 0 | 0 | WT_off | 0 | 0 | 0 | 0 | 0 | 0
| Total Fuel Consumption by Reporting Type | NWPP_Gas | West | Other | PseudoUnit | 0 | 0 | 0 | 0 | 0 | 0 | PseudoUnit | 0 | 0 | 0 | 0 | 0 | 0
| Total Fuel Consumption by Reporting Type | NWPP_Gas | West | HQ/Maritimes | FixedInterchange | 0 | 0 | 0 | 0 | 0 | 0 | FixedInterchange | 0 | 0 | 0 | 0 | 0 | 0
Total Fuel Consumption by Reporting Type
| Total Fuel Consumption by Reporting Type |  |  |  | Total Fuel Consumption by Reporting Type: NWPP_NucRenew | [6 empty] | Total Fuel Consumption by Reporting Type: NWPP_NucRenew
| Total Fuel Consumption by Reporting Type |  |  |  | ReportingType | 2015 | 2020 | 2025 | 2030 | 2035 | 2040 | ReportingType | 2015 | 2020 | 2025 | 2030 | 2035 | 2040
| Total Fuel Consumption by Reporting Type | NWPP_NucRenew | West | Other Renew | BM | 0 | 0.86 | 3.16 | 3.16 | 3.16 | 82 | BM | 0 | 0.86 | 3.16 | 3.16 | 3.16 | 79.59
| Total Fuel Consumption by Reporting Type | NWPP_NucRenew | West | CC | CC | 0 | 0 | 0 | 0 | 0 | 0 | CC | 0 | 0 | 0 | 0 | 0 | 0
| Total Fuel Consumption by Reporting Type | NWPP_NucRenew | West | Other Renew | CSP | 0 | 0 | 0 | 0 | 0 | 0 | CSP | 0 | 0 | 0 | 0 | 0 | 0
| Total Fuel Consumption by Reporting Type | NWPP_NucRenew | West | CT | CT | 0 | 0 | 0 | 0 | 0 | 0 | CT | 0 | 0 | 0 | 0 | 0 | 0
| Total Fuel Consumption by Reporting Type | NWPP_NucRenew | West | Coal | Coal | 0 | 0 | 0 | 0 | 0 | 0 | Coal | 0 | 0 | 0 | 0 | 0 | 0
| Total Fuel Consumption by Reporting Type | NWPP_NucRenew | West | Other Renew | Geo | 0 | 0 | 0.01 | 0.01 | 0.01 | 0.01 | Geo | 0 | 0 | 0.01 | 0.01 | 0.01 | 0.01
| Total Fuel Consumption by Reporting Type | NWPP_NucRenew | West | Hydro | H | 0 | 0 | 0 | 0 | 0 | 0 | H | 0 | 0 | 0 | 0 | 0 | 0
| Total Fuel Consumption by Reporting Type | NWPP_NucRenew | West | Other Renew | LFG | 2.74 | 2.75 | 29.05 | 29.05 | 29.05 | 29.05 | LFG | 2.74 | 2.74 | 29.05 | 29.05 | 29.05 | 29.05
| Total Fuel Consumption by Reporting Type | NWPP_NucRenew | West | Nuclear | Nuc | 88.66 | 88.66 | 88.67 | 148.13 | 349.7 | 474.68 | Nuc | 88.66 | 88.66 | 88.66 | 88.66 | 362.17 | 474.52
| Total Fuel Consumption by Reporting Type | NWPP_NucRenew | West | Other | PS | 0 | 0 | 0 | 0 | 0 | 0 | PS | 0 | 0 | 0 | 0 | 0 | 0
| Total Fuel Consumption by Reporting Type | NWPP_NucRenew | West | Other Renew | PV | 0 | 0 | 0 | 0 | 0 | 0 | PV | 0 | 0 | 0 | 0 | 0 | 0
| Total Fuel Consumption by Reporting Type | NWPP_NucRenew | West | CT | PeakG | 0 | 0 | 0 | 0 | 0 | 0 | PeakG | 0 | 0 | 0 | 0 | 0 | 0
| Total Fuel Consumption by Reporting Type | NWPP_NucRenew | West | CT | PeakO | 0 | 0 | 0 | 0 | 0 | 0 | PeakO | 0 | 0 | 0 | 0 | 0 | 0
| Total Fuel Consumption by Reporting Type | NWPP_NucRenew | West | Other Renew | ST | 0 | 0 | 0 | 0 | 0 | 0 | ST | 0 | 0 | 0 | 0 | 0 | 0
| Total Fuel Consumption by Reporting Type | NWPP_NucRenew | West | Steam O/G | STOG | 0 | 0 | 0 | 0 | 0 | 0 | STOG | 0 | 0 | 0 | 0 | 0 | 0
| Total Fuel Consumption by Reporting Type | NWPP_NucRenew | West | Other Renew | STWD | 0 | 0.21 | 46.17 | 46.17 | 46.18 | 46.17 | STWD | 0 | 0.21 | 46.18 | 46.18 | 46.18 | 46.18
| Total Fuel Consumption by Reporting Type | NWPP_NucRenew | West | On-shore Wind | WT | 0.02 | 0.02 | 0.02 | 0.07 | 0.07 | 0.07 | WT | 0.02 | 0.02 | 0.02 | 0.07 | 0.07 | 0.07
| Total Fuel Consumption by Reporting Type | NWPP_NucRenew | West | Coal | IGCC | 0 | 0 | 0 | 0 | 0 | 0 | IGCC | 0 | 0 | 0 | 0 | 0 | 0
| Total Fuel Consumption by Reporting Type | NWPP_NucRenew | West | DR | DemandResponse | 0 | 0 | 0 | 0 | 0 | 0 | DemandResponse | 0 | 0 | 0 | 0 | 0 | 0
| Total Fuel Consumption by Reporting Type | NWPP_NucRenew | West | Coal-CCS | IGCC-CCS | 0 | 0 | 0 | 0 | 0 | 0 | IGCC-CCS | 0 | 0 | 0 | 0 | 0 | 0
| Total Fuel Consumption by Reporting Type | NWPP_NucRenew | West | Off-shore Wind | WT_off | 0 | 0 | 0 | 0 | 0 | 0 | WT_off | 0 | 0 | 0 | 0 | 0 | 0
| Total Fuel Consumption by Reporting Type | NWPP_NucRenew | West | Other | PseudoUnit | 0 | 0 | 0 | 0 | 0 | 0 | PseudoUnit | 0 | 0 | 0 | 0 | 0 | 0
| Total Fuel Consumption by Reporting Type | NWPP_NucRenew | West | HQ/Maritimes | FixedInterchange | 0 | 0 | 0 | 0 | 0 | 0 | FixedInterchange | 0 | 0 | 0 | 0 | 0 | 0
Total Fuel Consumption by Reporting Type
| Total Fuel Consumption by Reporting Type |  |  |  | Total Fuel Consumption by Reporting Type: RMPA | [6 empty] | Total Fuel Consumption by Reporting Type: RMPA
| Total Fuel Consumption by Reporting Type |  |  |  | ReportingType | 2015 | 2020 | 2025 | 2030 | 2035 | 2040 | ReportingType | 2015 | 2020 | 2025 | 2030 | 2035 | 2040
| Total Fuel Consumption by Reporting Type | RMPA | West | Other Renew | BM | 0 | 0 | 0 | 0 | 69.59 | 140.99 | BM | 0 | 0 | 0 | 0 | 86 | 144.45
| Total Fuel Consumption by Reporting Type | RMPA | West | CC | CC | 84.41 | 69.35 | 135.59 | 68.74 | 33.62 | 21.68 | CC | 83.29 | 79.65 | 127.13 | 80.3 | 37.71 | 26.33
| Total Fuel Consumption by Reporting Type | RMPA | West | Other Renew | CSP | 0 | 0 | 0 | 0 | 0 | 0 | CSP | 0 | 0 | 0 | 0 | 0 | 0
| Total Fuel Consumption by Reporting Type | RMPA | West | CT | CT | 0 | 0 | 0 | 0 | 0 | 0 | CT | 0 | 0 | 0 | 0 | 0 | 0
| Total Fuel Consumption by Reporting Type | RMPA | West | Coal | Coal | 516.92 | 420.76 | 73.5 | 42.57 | 42.57 | 41.64 | Coal | 516.91 | 413.22 | 73.01 | 42.58 | 42.57 | 40.94
| Total Fuel Consumption by Reporting Type | RMPA | West | Other Renew | Geo | 0 | 0 | 0.02 | 0.02 | 0.02 | 0.02 | Geo | 0 | 0 | 0.02 | 0.02 | 0.02 | 0.02
| Total Fuel Consumption by Reporting Type | RMPA | West | Hydro | H | 0 | 0 | 0 | 0 | 0 | 0 | H | 0 | 0 | 0 | 0 | 0 | 0
| Total Fuel Consumption by Reporting Type | RMPA | West | Other Renew | LFG | 0.15 | 0.16 | 3.26 | 3.26 | 3.26 | 3.26 | LFG | 0.15 | 0.15 | 3.26 | 3.26 | 3.26 | 3.26
| Total Fuel Consumption by Reporting Type | RMPA | West | Nuclear | Nuc | 0 | 0 | 0.04 | 165 | 165.04 | 165.03 | Nuc | 0 | 0 | 10.28 | 151.64 | 151.68 | 151.67
| Total Fuel Consumption by Reporting Type | RMPA | West | Other | PS | 0 | 0 | 0 | 0 | 0 | 0 | PS | 0 | 0 | 0 | 0 | 0 | 0
| Total Fuel Consumption by Reporting Type | RMPA | West | Other Renew | PV | 0 | 0 | 0 | 0 | 0 | 0 | PV | 0 | 0 | 0 | 0 | 0 | 0
| Total Fuel Consumption by Reporting Type | RMPA | West | CT | PeakG | 0 | 0 | 0 | 0 | 0 | 0 | PeakG | 0 | 0 | 0.04 | 0 | 0 | 0
| Total Fuel Consumption by Reporting Type | RMPA | West | CT | PeakO | 0 | 0 | 0 | 0 | 0 | 0 | PeakO | 0 | 0 | 0 | 0 | 0 | 0
| Total Fuel Consumption by Reporting Type | RMPA | West | Other Renew | ST | 0 | 0 | 0 | 0 | 0 | 0 | ST | 0 | 0 | 0 | 0 | 0 | 0
| Total Fuel Consumption by Reporting Type | RMPA | West | Steam O/G | STOG | 0 | 0 | 0 | 0 | 0 | 0 | STOG | 0 | 0 | 0 | 0 | 0 | 0
| Total Fuel Consumption by Reporting Type | RMPA | West | Other Renew | STWD | 0 | 0 | 0 | 0 | 0 | 0 | STWD | 0 | 0 | 0 | 0 | 0 | 0
| Total Fuel Consumption by Reporting Type | RMPA | West | On-shore Wind | WT | 0.01 | 0.02 | 0.02 | 0.02 | 0.02 | 0.02 | WT | 0.01 | 0.02 | 0.02 | 0.02 | 0.02 | 0.02
| Total Fuel Consumption by Reporting Type | RMPA | West | Coal | IGCC | 0 | 0 | 0 | 0 | 0 | 0 | IGCC | 0 | 0 | 0 | 0 | 0 | 0
| Total Fuel Consumption by Reporting Type | RMPA | West | DR | DemandResponse | 0 | 0 | 0 | 0 | 0 | 0 | DemandResponse | 0 | 0 | 0 | 0 | 0 | 0
| Total Fuel Consumption by Reporting Type | RMPA | West | Coal-CCS | IGCC-CCS | 0 | 0 | 0 | 0 | 0 | 0 | IGCC-CCS | 0 | 0 | 0 | 0 | 0 | 0
| Total Fuel Consumption by Reporting Type | RMPA | West | Off-shore Wind | WT_off | 0 | 0 | 0 | 0 | 0 | 0 | WT_off | 0 | 0 | 0 | 0 | 0 | 0
| Total Fuel Consumption by Reporting Type | RMPA | West | Other | PseudoUnit | 0 | 0 | 0 | 0 | 0 | 0 | PseudoUnit | 0 | 0 | 0 | 0 | 0 | 0
| Total Fuel Consumption by Reporting Type | RMPA | West | HQ/Maritimes | FixedInterchange | 0 | 0 | 0 | 0 | 0 | 0 | FixedInterchange | 0 | 0 | 0 | 0 | 0 | 0
Total Fuel Consumption by Reporting Type
| Total Fuel Consumption by Reporting Type |  |  |  | Total Fuel Consumption by Reporting Type: SP15 | [6 empty] | Total Fuel Consumption by Reporting Type: SP15
| Total Fuel Consumption by Reporting Type |  |  |  | ReportingType | 2015 | 2020 | 2025 | 2030 | 2035 | 2040 | ReportingType | 2015 | 2020 | 2025 | 2030 | 2035 | 2040
| Total Fuel Consumption by Reporting Type | SP15 | West | Other Renew | BM | 0.58 | 0.58 | 0.58 | 0.58 | 0.59 | 0.59 | BM | 0.58 | 0.58 | 0.58 | 0.58 | 0.58 | 33.62
| Total Fuel Consumption by Reporting Type | SP15 | West | CC | CC | 570.82 | 511.96 | 503.55 | 406.87 | 190.22 | 121.52 | CC | 592.57 | 536.31 | 525.52 | 450.56 | 207.16 | 120.56
| Total Fuel Consumption by Reporting Type | SP15 | West | Other Renew | CSP | 0 | 0 | 0 | 0 | 0 | 0 | CSP | 0 | 0 | 0 | 0 | 0 | 0
| Total Fuel Consumption by Reporting Type | SP15 | West | CT | CT | 0 | 0 | 0 | 0 | 0 | 0 | CT | 0 | 0 | 0 | 0 | 0 | 0
| Total Fuel Consumption by Reporting Type | SP15 | West | Coal | Coal | 15.7 | 8.42 | 3.79 | 0 | 0 | 0 | Coal | 15.7 | 8.42 | 3.8 | 0 | 0 | 0
| Total Fuel Consumption by Reporting Type | SP15 | West | Other Renew | Geo | 0.01 | 0.02 | 0.02 | 0.02 | 0.02 | 0.02 | Geo | 0.01 | 0.02 | 0.02 | 0.02 | 0.02 | 0.02
| Total Fuel Consumption by Reporting Type | SP15 | West | Hydro | H | 0 | 0 | 0 | 0 | 0 | 0 | H | 0 | 0 | 0 | 0 | 0 | 0
| Total Fuel Consumption by Reporting Type | SP15 | West | Other Renew | LFG | 0.99 | 60.8 | 60.8 | 60.8 | 60.8 | 60.8 | LFG | 0.99 | 60.8 | 60.8 | 60.8 | 60.8 | 60.8
| Total Fuel Consumption by Reporting Type | SP15 | West | Nuclear | Nuc | 173.28 | 173.28 | 173.28 | 260.78 | 290.35 | 580.31 | Nuc | 173.28 | 173.28 | 173.28 | 242.17 | 304.76 | 532.73
| Total Fuel Consumption by Reporting Type | SP15 | West | Other | PS | 0 | 0 | 0 | 0 | 0 | 0 | PS | 0 | 0 | 0 | 0 | 0 | 0
| Total Fuel Consumption by Reporting Type | SP15 | West | Other Renew | PV | 0 | 0 | 0 | 0 | 0 | 0 | PV | 0 | 0 | 0 | 0 | 0 | 0
| Total Fuel Consumption by Reporting Type | SP15 | West | CT | PeakG | 0 | 0 | 0 | 0 | 0 | 0 | PeakG | 0 | 0 | 0 | 0 | 0 | 0
| Total Fuel Consumption by Reporting Type | SP15 | West | CT | PeakO | 0 | 0 | 0 | 0 | 0 | 0 | PeakO | 0 | 0 | 0 | 0 | 0 | 0
| Total Fuel Consumption by Reporting Type | SP15 | West | Other Renew | ST | 0 | 0 | 0 | 0 | 0.01 | 0.01 | ST | 0 | 0 | 0 | 0 | 0.01 | 0.01
| Total Fuel Consumption by Reporting Type | SP15 | West | Steam O/G | STOG | 5.94 | 2.64 | 4.43 | 1.59 | 0.64 | 0.25 | STOG | 4.59 | 2.14 | 4.02 | 1.59 | 0.48 | 0.27
| Total Fuel Consumption by Reporting Type | SP15 | West | Other Renew | STWD | 9.59 | 9.59 | 8.6 | 9.59 | 9.59 | 9.59 | STWD | 9.59 | 9.59 | 8.6 | 9.59 | 9.59 | 9.59
| Total Fuel Consumption by Reporting Type | SP15 | West | On-shore Wind | WT | 0.01 | 0.01 | 0.04 | 0.04 | 0.04 | 0.04 | WT | 0.01 | 0.01 | 0.04 | 0.04 | 0.04 | 0.04
| Total Fuel Consumption by Reporting Type | SP15 | West | Coal | IGCC | 0 | 0 | 0 | 0 | 0 | 0 | IGCC | 0 | 0 | 0 | 0 | 0 | 0
| Total Fuel Consumption by Reporting Type | SP15 | West | DR | DemandResponse | 0 | 0 | 0 | 0 | 0 | 0 | DemandResponse | 0 | 0 | 0 | 0 | 0 | 0
| Total Fuel Consumption by Reporting Type | SP15 | West | Coal-CCS | IGCC-CCS | 0 | 0 | 0 | 0 | 0 | 0 | IGCC-CCS | 0 | 0 | 0 | 0 | 0 | 0
| Total Fuel Consumption by Reporting Type | SP15 | West | Off-shore Wind | WT_off | 0 | 0 | 0 | 0 | 0 | 0 | WT_off | 0 | 0 | 0 | 0 | 0 | 0
| Total Fuel Consumption by Reporting Type | SP15 | West | Other | PseudoUnit | 0 | 0 | 0 | 0 | 0 | 0 | PseudoUnit | 0 | 0 | 0 | 0 | 0 | 0
| Total Fuel Consumption by Reporting Type | SP15 | West | HQ/Maritimes | FixedInterchange | 0 | 0 | 0 | 0 | 0 | 0 | FixedInterchange | 0 | 0 | 0 | 0 | 0 | 0
Total Fuel Consumption by Reporting Type
| Total Fuel Consumption by Reporting Type |  |  |  | Total Fuel Consumption by Reporting Type: ALB | [6 empty] | Total Fuel Consumption by Reporting Type: ALB
| Total Fuel Consumption by Reporting Type |  |  |  | ReportingType | 2015 | 2020 | 2025 | 2030 | 2035 | 2040 | ReportingType | 2015 | 2020 | 2025 | 2030 | 2035 | 2040
| Total Fuel Consumption by Reporting Type | ALB | West | Other Renew | BM | 0 | 0 | 0 | 0 | 0 | 0 | BM | 0 | 0 | 0 | 0 | 0 | 0
| Total Fuel Consumption by Reporting Type | ALB | West | CC | CC | 168.26 | 168.26 | 35.02 | 0 | 0 | 0 | CC | 168.29 | 168.29 | 35.04 | 0 | 0 | 0
| Total Fuel Consumption by Reporting Type | ALB | West | Other Renew | CSP | 0 | 0 | 0 | 0 | 0 | 0 | CSP | 0 | 0 | 0 | 0 | 0 | 0
| Total Fuel Consumption by Reporting Type | ALB | West | CT | CT | 0 | 0 | 0 | 0 | 0 | 0 | CT | 0 | 0 | 0 | 0 | 0 | 0
| Total Fuel Consumption by Reporting Type | ALB | West | Coal | Coal | 343.48 | 343.46 | 0 | 0 | 0 | 0 | Coal | 343.43 | 343.43 | 0 | 0 | 0 | 0
| Total Fuel Consumption by Reporting Type | ALB | West | Other Renew | Geo | 0 | 0 | 0 | 0 | 0 | 0 | Geo | 0 | 0 | 0 | 0 | 0 | 0
| Total Fuel Consumption by Reporting Type | ALB | West | Hydro | H | 0 | 0 | 0 | 0 | 0 | 0 | H | 0 | 0 | 0 | 0 | 0 | 0
| Total Fuel Consumption by Reporting Type | ALB | West | Other Renew | LFG | 0 | 0 | 0 | 0 | 0 | 0 | LFG | 0 | 0 | 0 | 0 | 0 | 0
| Total Fuel Consumption by Reporting Type | ALB | West | Nuclear | Nuc | 0 | 0.07 | 592.37 | 712.68 | 725.22 | 730.17 | Nuc | 0 | 0.08 | 592.35 | 712.96 | 718.92 | 730.17
| Total Fuel Consumption by Reporting Type | ALB | West | Other | PS | 0 | 0 | 0 | 0 | 0 | 0 | PS | 0 | 0 | 0 | 0 | 0 | 0
| Total Fuel Consumption by Reporting Type | ALB | West | Other Renew | PV | 0 | 0 | 0 | 0 | 0 | 0 | PV | 0 | 0 | 0 | 0 | 0 | 0
| Total Fuel Consumption by Reporting Type | ALB | West | CT | PeakG | 0 | 0 | 0 | 0 | 0 | 0.09 | PeakG | 0 | 0 | 0 | 0 | 0 | 0.09
| Total Fuel Consumption by Reporting Type | ALB | West | CT | PeakO | 0 | 0 | 0 | 0 | 0 | 0 | PeakO | 0 | 0 | 0 | 0 | 0 | 0
| Total Fuel Consumption by Reporting Type | ALB | West | Other Renew | ST | 0 | 0 | 0 | 0 | 0 | 0 | ST | 0 | 0 | 0 | 0 | 0 | 0
| Total Fuel Consumption by Reporting Type | ALB | West | Steam O/G | STOG | 0 | 0 | 0 | 0 | 0 | 0 | STOG | 0 | 0 | 0 | 0 | 0 | 0
| Total Fuel Consumption by Reporting Type | ALB | West | Other Renew | STWD | 9.57 | 13.02 | 13.02 | 13.02 | 13.02 | 13.02 | STWD | 9.57 | 13.02 | 13.02 | 13.02 | 13.02 | 13.02
| Total Fuel Consumption by Reporting Type | ALB | West | On-shore Wind | WT | 0 | 0 | 0 | 0 | 0 | 0 | WT | 0 | 0 | 0 | 0 | 0 | 0
| Total Fuel Consumption by Reporting Type | ALB | West | Coal | IGCC | 0 | 0 | 0 | 0 | 0 | 0 | IGCC | 0 | 0 | 0 | 0 | 0 | 0
| Total Fuel Consumption by Reporting Type | ALB | West | DR | DemandResponse | 0 | 0 | 0 | 0 | 0 | 0 | DemandResponse | 0 | 0 | 0 | 0 | 0 | 0
| Total Fuel Consumption by Reporting Type | ALB | West | Coal-CCS | IGCC-CCS | 0 | 0 | 0 | 0 | 0 | 0 | IGCC-CCS | 0 | 0 | 0 | 0 | 0 | 0
| Total Fuel Consumption by Reporting Type | ALB | West | Off-shore Wind | WT_off | 0 | 0 | 0 | 0 | 0 | 0 | WT_off | 0 | 0 | 0 | 0 | 0 | 0
| Total Fuel Consumption by Reporting Type | ALB | West | Other | PseudoUnit | 0 | 0 | 0 | 0 | 0 | 0 | PseudoUnit | 0 | 0 | 0 | 0 | 0 | 0
| Total Fuel Consumption by Reporting Type | ALB | West | HQ/Maritimes | FixedInterchange | 0 | 0 | 0 | 0 | 0 | 0 | FixedInterchange | 0 | 0 | 0 | 0 | 0 | 0
Total Fuel Consumption by Reporting Type
| Total Fuel Consumption by Reporting Type |  |  |  | Total Fuel Consumption by Reporting Type: BC | [6 empty] | Total Fuel Consumption by Reporting Type: BC
| Total Fuel Consumption by Reporting Type |  |  |  | ReportingType | 2015 | 2020 | 2025 | 2030 | 2035 | 2040 | ReportingType | 2015 | 2020 | 2025 | 2030 | 2035 | 2040
| Total Fuel Consumption by Reporting Type | BC | West | Other Renew | BM | 0 | 0 | 0 | 0 | 0 | 0 | BM | 0 | 0 | 0 | 0 | 0 | 0
| Total Fuel Consumption by Reporting Type | BC | West | CC | CC | 11.26 | 11.26 | 0 | 0 | 0 | 0 | CC | 11.26 | 11.26 | 0 | 0 | 0 | 0
| Total Fuel Consumption by Reporting Type | BC | West | Other Renew | CSP | 0 | 0 | 0 | 0 | 0 | 0 | CSP | 0 | 0 | 0 | 0 | 0 | 0
| Total Fuel Consumption by Reporting Type | BC | West | CT | CT | 0 | 0 | 0 | 0 | 0 | 0 | CT | 0 | 0 | 0 | 0 | 0 | 0
| Total Fuel Consumption by Reporting Type | BC | West | Coal | Coal | 0 | 0 | 0 | 0 | 0 | 0 | Coal | 0 | 0 | 0 | 0 | 0 | 0
| Total Fuel Consumption by Reporting Type | BC | West | Other Renew | Geo | 0 | 0 | 0 | 0 | 0 | 0 | Geo | 0 | 0 | 0 | 0 | 0 | 0
| Total Fuel Consumption by Reporting Type | BC | West | Hydro | H | 0 | 0 | 0 | 0 | 0 | 0 | H | 0 | 0 | 0 | 0 | 0 | 0
| Total Fuel Consumption by Reporting Type | BC | West | Other Renew | LFG | 0 | 0 | 0 | 0 | 0 | 0 | LFG | 0 | 0 | 0 | 0 | 0 | 0
| Total Fuel Consumption by Reporting Type | BC | West | Nuclear | Nuc | 0 | 0.02 | 48.62 | 83.26 | 83.26 | 111.04 | Nuc | 0 | 0.02 | 48.62 | 83.31 | 83.31 | 111.13
| Total Fuel Consumption by Reporting Type | BC | West | Other | PS | 0 | 0 | 0 | 0 | 0 | 0 | PS | 0 | 0 | 0 | 0 | 0 | 0
| Total Fuel Consumption by Reporting Type | BC | West | Other Renew | PV | 0 | 0 | 0 | 0 | 0 | 0 | PV | 0 | 0 | 0 | 0 | 0 | 0
| Total Fuel Consumption by Reporting Type | BC | West | CT | PeakG | 0 | 0 | 0 | 0 | 0 | 0 | PeakG | 0 | 0 | 0 | 0 | 0 | 0
| Total Fuel Consumption by Reporting Type | BC | West | CT | PeakO | 0 | 0 | 0 | 0 | 0 | 0 | PeakO | 0 | 0 | 0 | 0 | 0 | 0
| Total Fuel Consumption by Reporting Type | BC | West | Other Renew | ST | 0 | 0 | 0 | 0 | 0 | 0 | ST | 0 | 0 | 0 | 0 | 0 | 0
| Total Fuel Consumption by Reporting Type | BC | West | Steam O/G | STOG | 0 | 0 | 0 | 0 | 0 | 0 | STOG | 0 | 0 | 0 | 0 | 0 | 0
| Total Fuel Consumption by Reporting Type | BC | West | Other Renew | STWD | 0 | 41.58 | 41.58 | 41.58 | 41.58 | 41.58 | STWD | 0 | 41.58 | 41.58 | 41.58 | 41.58 | 41.58
| Total Fuel Consumption by Reporting Type | BC | West | On-shore Wind | WT | 0 | 0 | 0 | 0 | 0 | 0 | WT | 0 | 0 | 0 | 0 | 0 | 0
| Total Fuel Consumption by Reporting Type | BC | West | Coal | IGCC | 0 | 0 | 0 | 0 | 0 | 0 | IGCC | 0 | 0 | 0 | 0 | 0 | 0
| Total Fuel Consumption by Reporting Type | BC | West | DR | DemandResponse | 0 | 0 | 0 | 0 | 0 | 0 | DemandResponse | 0 | 0 | 0 | 0 | 0 | 0
| Total Fuel Consumption by Reporting Type | BC | West | Coal-CCS | IGCC-CCS | 0 | 0 | 0 | 0 | 0 | 0 | IGCC-CCS | 0 | 0 | 0 | 0 | 0 | 0
| Total Fuel Consumption by Reporting Type | BC | West | Off-shore Wind | WT_off | 0 | 0 | 0 | 0 | 0 | 0 | WT_off | 0 | 0 | 0 | 0 | 0 | 0
| Total Fuel Consumption by Reporting Type | BC | West | Other | PseudoUnit | 0 | 0 | 0 | 0 | 0 | 0 | PseudoUnit | 0 | 0 | 0 | 0 | 0 | 0
| Total Fuel Consumption by Reporting Type | BC | West | HQ/Maritimes | FixedInterchange | 0 | 0 | 0 | 0 | 0 | 0 | FixedInterchange | 0 | 0 | 0 | 0 | 0 | 0
Total Fuel Consumption by Reporting Type
| Total Fuel Consumption by Reporting Type |  |  |  | Total Fuel Consumption by Reporting Type: HQ_IESO | [6 empty] | Total Fuel Consumption by Reporting Type: HQ_IESO
| Total Fuel Consumption by Reporting Type |  |  |  | ReportingType | 2015 | 2020 | 2025 | 2030 | 2035 | 2040 | ReportingType | 2015 | 2020 | 2025 | 2030 | 2035 | 2040
| Total Fuel Consumption by Reporting Type | HQ_IESO | HQ/Maritimes | Other Renew | BM | 0 | 0 | 0 | 0 | 0 | 0 | BM | 0 | 0 | 0 | 0 | 0 | 0
| Total Fuel Consumption by Reporting Type | HQ_IESO | HQ/Maritimes | CC | CC | 0 | 0 | 0 | 0 | 0 | 0 | CC | 0 | 0 | 0 | 0 | 0 | 0
| Total Fuel Consumption by Reporting Type | HQ_IESO | HQ/Maritimes | Other Renew | CSP | 0 | 0 | 0 | 0 | 0 | 0 | CSP | 0 | 0 | 0 | 0 | 0 | 0
| Total Fuel Consumption by Reporting Type | HQ_IESO | HQ/Maritimes | CT | CT | 0 | 0 | 0 | 0 | 0 | 0 | CT | 0 | 0 | 0 | 0 | 0 | 0
| Total Fuel Consumption by Reporting Type | HQ_IESO | HQ/Maritimes | Coal | Coal | 0 | 0 | 0 | 0 | 0 | 0 | Coal | 0 | 0 | 0 | 0 | 0 | 0
| Total Fuel Consumption by Reporting Type | HQ_IESO | HQ/Maritimes | Other Renew | Geo | 0 | 0 | 0 | 0 | 0 | 0 | Geo | 0 | 0 | 0 | 0 | 0 | 0
| Total Fuel Consumption by Reporting Type | HQ_IESO | HQ/Maritimes | Hydro | H | 0 | 0 | 0 | 0 | 0 | 0 | H | 0 | 0 | 0 | 0 | 0 | 0
| Total Fuel Consumption by Reporting Type | HQ_IESO | HQ/Maritimes | Other Renew | LFG | 0 | 0 | 0 | 0 | 0 | 0 | LFG | 0 | 0 | 0 | 0 | 0 | 0
| Total Fuel Consumption by Reporting Type | HQ_IESO | HQ/Maritimes | Nuclear | Nuc | 0 | 0 | 0 | 0 | 0.07 | 0.05 | Nuc | 0 | 0 | 0 | 0 | 0 | 0
| Total Fuel Consumption by Reporting Type | HQ_IESO | HQ/Maritimes | Other | PS | 0 | 0 | 0 | 0 | 0 | 0 | PS | 0 | 0 | 0 | 0 | 0 | 0
| Total Fuel Consumption by Reporting Type | HQ_IESO | HQ/Maritimes | Other Renew | PV | 0 | 0 | 0 | 0 | 0 | 0 | PV | 0 | 0 | 0 | 0 | 0 | 0
| Total Fuel Consumption by Reporting Type | HQ_IESO | HQ/Maritimes | CT | PeakG | 0 | 0 | 0 | 0 | 0 | 0 | PeakG | 0 | 0 | 0 | 0 | 0 | 0
| Total Fuel Consumption by Reporting Type | HQ_IESO | HQ/Maritimes | CT | PeakO | 0 | 0 | 0 | 0 | 0 | 0 | PeakO | 0 | 0 | 0 | 0 | 0 | 0
| Total Fuel Consumption by Reporting Type | HQ_IESO | HQ/Maritimes | Other Renew | ST | 0 | 0 | 0 | 0 | 0 | 0 | ST | 0 | 0 | 0 | 0 | 0 | 0
| Total Fuel Consumption by Reporting Type | HQ_IESO | HQ/Maritimes | Steam O/G | STOG | 0 | 0 | 0 | 0 | 0 | 0 | STOG | 0 | 0 | 0 | 0 | 0 | 0
| Total Fuel Consumption by Reporting Type | HQ_IESO | HQ/Maritimes | Other Renew | STWD | 0 | 0 | 0 | 0 | 0 | 0 | STWD | 0 | 0 | 0 | 0 | 0 | 0
| Total Fuel Consumption by Reporting Type | HQ_IESO | HQ/Maritimes | On-shore Wind | WT | 0 | 0 | 0 | 0 | 0 | 0 | WT | 0 | 0 | 0 | 0 | 0 | 0
| Total Fuel Consumption by Reporting Type | HQ_IESO | HQ/Maritimes | Coal | IGCC | 0 | 0 | 0 | 0 | 0 | 0 | IGCC | 0 | 0 | 0 | 0 | 0 | 0
| Total Fuel Consumption by Reporting Type | HQ_IESO | HQ/Maritimes | DR | DemandResponse | 0 | 0 | 0 | 0 | 0 | 0 | DemandResponse | 0 | 0 | 0 | 0 | 0 | 0
| Total Fuel Consumption by Reporting Type | HQ_IESO | HQ/Maritimes | Coal-CCS | IGCC-CCS | 0 | 0 | 0 | 0 | 0 | 0 | IGCC-CCS | 0 | 0 | 0 | 0 | 0 | 0
| Total Fuel Consumption by Reporting Type | HQ_IESO | HQ/Maritimes | Off-shore Wind | WT_off | 0 | 0 | 0 | 0 | 0 | 0 | WT_off | 0 | 0 | 0 | 0 | 0 | 0
| Total Fuel Consumption by Reporting Type | HQ_IESO | HQ/Maritimes | Other | PseudoUnit | 0 | 0 | 0 | 0 | 0.02 | 0.02 | PseudoUnit | 0 | 0 | 0 | 0 | 0 | 0
| Total Fuel Consumption by Reporting Type | HQ_IESO | HQ/Maritimes | HQ/Maritimes | FixedInterchange | 0 | 0 | 0 | 0 | 0 | 0 | FixedInterchange | 0 | 0 | 0 | 0 | 0 | 0
Total Fuel Consumption by Reporting Type
| Total Fuel Consumption by Reporting Type |  |  |  | Total Fuel Consumption by Reporting Type: HQ_NEISO | [6 empty] | Total Fuel Consumption by Reporting Type: HQ_NEISO
| Total Fuel Consumption by Reporting Type |  |  |  | ReportingType | 2015 | 2020 | 2025 | 2030 | 2035 | 2040 | ReportingType | 2015 | 2020 | 2025 | 2030 | 2035 | 2040
| Total Fuel Consumption by Reporting Type | HQ_NEISO | HQ/Maritimes | Other Renew | BM | 0 | 0 | 0 | 0 | 0 | 0 | BM | 0 | 0 | 0 | 0 | 0 | 0
| Total Fuel Consumption by Reporting Type | HQ_NEISO | HQ/Maritimes | CC | CC | 0 | 0 | 0 | 0 | 0 | 0 | CC | 0 | 0 | 0 | 0 | 0 | 0
| Total Fuel Consumption by Reporting Type | HQ_NEISO | HQ/Maritimes | Other Renew | CSP | 0 | 0 | 0 | 0 | 0 | 0 | CSP | 0 | 0 | 0 | 0 | 0 | 0
| Total Fuel Consumption by Reporting Type | HQ_NEISO | HQ/Maritimes | CT | CT | 0 | 0 | 0 | 0 | 0 | 0 | CT | 0 | 0 | 0 | 0 | 0 | 0
| Total Fuel Consumption by Reporting Type | HQ_NEISO | HQ/Maritimes | Coal | Coal | 0 | 0 | 0 | 0 | 0 | 0 | Coal | 0 | 0 | 0 | 0 | 0 | 0
| Total Fuel Consumption by Reporting Type | HQ_NEISO | HQ/Maritimes | Other Renew | Geo | 0 | 0 | 0 | 0 | 0 | 0 | Geo | 0 | 0 | 0 | 0 | 0 | 0
| Total Fuel Consumption by Reporting Type | HQ_NEISO | HQ/Maritimes | Hydro | H | 0 | 0 | 0 | 0 | 0 | 0 | H | 0 | 0 | 0 | 0 | 0 | 0
| Total Fuel Consumption by Reporting Type | HQ_NEISO | HQ/Maritimes | Other Renew | LFG | 0 | 0 | 0 | 0 | 0 | 0 | LFG | 0 | 0 | 0 | 0 | 0 | 0
| Total Fuel Consumption by Reporting Type | HQ_NEISO | HQ/Maritimes | Nuclear | Nuc | 0 | 0 | 0 | 0.01 | 0.07 | 0.06 | Nuc | 0 | 0 | 0 | 0 | 0.04 | 0.04
| Total Fuel Consumption by Reporting Type | HQ_NEISO | HQ/Maritimes | Other | PS | 0 | 0 | 0 | 0 | 0 | 0 | PS | 0 | 0 | 0 | 0 | 0 | 0
| Total Fuel Consumption by Reporting Type | HQ_NEISO | HQ/Maritimes | Other Renew | PV | 0 | 0 | 0 | 0 | 0 | 0 | PV | 0 | 0 | 0 | 0 | 0 | 0
| Total Fuel Consumption by Reporting Type | HQ_NEISO | HQ/Maritimes | CT | PeakG | 0 | 0 | 0 | 0 | 0 | 0 | PeakG | 0 | 0 | 0 | 0 | 0 | 0
| Total Fuel Consumption by Reporting Type | HQ_NEISO | HQ/Maritimes | CT | PeakO | 0 | 0 | 0 | 0 | 0 | 0 | PeakO | 0 | 0 | 0 | 0 | 0 | 0
| Total Fuel Consumption by Reporting Type | HQ_NEISO | HQ/Maritimes | Other Renew | ST | 0 | 0 | 0 | 0 | 0 | 0 | ST | 0 | 0 | 0 | 0 | 0 | 0
| Total Fuel Consumption by Reporting Type | HQ_NEISO | HQ/Maritimes | Steam O/G | STOG | 0 | 0 | 0 | 0 | 0 | 0 | STOG | 0 | 0 | 0 | 0 | 0 | 0
| Total Fuel Consumption by Reporting Type | HQ_NEISO | HQ/Maritimes | Other Renew | STWD | 0 | 0 | 0 | 0 | 0 | 0 | STWD | 0 | 0 | 0 | 0 | 0 | 0
| Total Fuel Consumption by Reporting Type | HQ_NEISO | HQ/Maritimes | On-shore Wind | WT | 0 | 0 | 0 | 0 | 0 | 0 | WT | 0 | 0 | 0 | 0 | 0 | 0
| Total Fuel Consumption by Reporting Type | HQ_NEISO | HQ/Maritimes | Coal | IGCC | 0 | 0 | 0 | 0 | 0 | 0 | IGCC | 0 | 0 | 0 | 0 | 0 | 0
| Total Fuel Consumption by Reporting Type | HQ_NEISO | HQ/Maritimes | DR | DemandResponse | 0 | 0 | 0 | 0 | 0 | 0 | DemandResponse | 0 | 0 | 0 | 0 | 0 | 0
| Total Fuel Consumption by Reporting Type | HQ_NEISO | HQ/Maritimes | Coal-CCS | IGCC-CCS | 0 | 0 | 0 | 0 | 0 | 0 | IGCC-CCS | 0 | 0 | 0 | 0 | 0 | 0
| Total Fuel Consumption by Reporting Type | HQ_NEISO | HQ/Maritimes | Off-shore Wind | WT_off | 0 | 0 | 0 | 0 | 0 | 0 | WT_off | 0 | 0 | 0 | 0 | 0 | 0
| Total Fuel Consumption by Reporting Type | HQ_NEISO | HQ/Maritimes | Other | PseudoUnit | 0 | 0 | 0 | 0 | 0 | 0 | PseudoUnit | 0 | 0 | 0 | 0 | 0 | 0
| Total Fuel Consumption by Reporting Type | HQ_NEISO | HQ/Maritimes | HQ/Maritimes | FixedInterchange | 0.02 | 0.02 | 0.02 | 0.02 | 0.02 | 0.02 | FixedInterchange | 0.02 | 0.02 | 0.02 | 0.02 | 0.02 | 0.02
Total Fuel Consumption by Reporting Type
| Total Fuel Consumption by Reporting Type |  |  |  | Total Fuel Consumption by Reporting Type: HQ_NY | [6 empty] | Total Fuel Consumption by Reporting Type: HQ_NY
| Total Fuel Consumption by Reporting Type |  |  |  | ReportingType | 2015 | 2020 | 2025 | 2030 | 2035 | 2040 | ReportingType | 2015 | 2020 | 2025 | 2030 | 2035 | 2040
| Total Fuel Consumption by Reporting Type | HQ_NY | HQ/Maritimes | Other Renew | BM | 0 | 0 | 0 | 0 | 0 | 0 | BM | 0 | 0 | 0 | 0 | 0 | 0
| Total Fuel Consumption by Reporting Type | HQ_NY | HQ/Maritimes | CC | CC | 0 | 0 | 0 | 0 | 0 | 0 | CC | 0 | 0 | 0 | 0 | 0 | 0
| Total Fuel Consumption by Reporting Type | HQ_NY | HQ/Maritimes | Other Renew | CSP | 0 | 0 | 0 | 0 | 0 | 0 | CSP | 0 | 0 | 0 | 0 | 0 | 0
| Total Fuel Consumption by Reporting Type | HQ_NY | HQ/Maritimes | CT | CT | 0 | 0 | 0 | 0 | 0 | 0 | CT | 0 | 0 | 0 | 0 | 0 | 0
| Total Fuel Consumption by Reporting Type | HQ_NY | HQ/Maritimes | Coal | Coal | 0 | 0 | 0 | 0 | 0 | 0 | Coal | 0 | 0 | 0 | 0 | 0 | 0
| Total Fuel Consumption by Reporting Type | HQ_NY | HQ/Maritimes | Other Renew | Geo | 0 | 0 | 0 | 0 | 0 | 0 | Geo | 0 | 0 | 0 | 0 | 0 | 0
| Total Fuel Consumption by Reporting Type | HQ_NY | HQ/Maritimes | Hydro | H | 0 | 0 | 0 | 0 | 0 | 0 | H | 0 | 0 | 0 | 0 | 0 | 0
| Total Fuel Consumption by Reporting Type | HQ_NY | HQ/Maritimes | Other Renew | LFG | 0 | 0 | 0 | 0 | 0 | 0 | LFG | 0 | 0 | 0 | 0 | 0 | 0
| Total Fuel Consumption by Reporting Type | HQ_NY | HQ/Maritimes | Nuclear | Nuc | 0 | 0 | 0 | 0.01 | 0.07 | 0.06 | Nuc | 0 | 0 | 0 | 0 | 0.04 | 0.04
| Total Fuel Consumption by Reporting Type | HQ_NY | HQ/Maritimes | Other | PS | 0 | 0 | 0 | 0 | 0 | 0 | PS | 0 | 0 | 0 | 0 | 0 | 0
| Total Fuel Consumption by Reporting Type | HQ_NY | HQ/Maritimes | Other Renew | PV | 0 | 0 | 0 | 0 | 0 | 0 | PV | 0 | 0 | 0 | 0 | 0 | 0
| Total Fuel Consumption by Reporting Type | HQ_NY | HQ/Maritimes | CT | PeakG | 0 | 0 | 0 | 0 | 0 | 0 | PeakG | 0 | 0 | 0 | 0 | 0 | 0
| Total Fuel Consumption by Reporting Type | HQ_NY | HQ/Maritimes | CT | PeakO | 0 | 0 | 0 | 0 | 0 | 0 | PeakO | 0 | 0 | 0 | 0 | 0 | 0
| Total Fuel Consumption by Reporting Type | HQ_NY | HQ/Maritimes | Other Renew | ST | 0 | 0 | 0 | 0 | 0 | 0 | ST | 0 | 0 | 0 | 0 | 0 | 0
| Total Fuel Consumption by Reporting Type | HQ_NY | HQ/Maritimes | Steam O/G | STOG | 0 | 0 | 0 | 0 | 0 | 0 | STOG | 0 | 0 | 0 | 0 | 0 | 0
| Total Fuel Consumption by Reporting Type | HQ_NY | HQ/Maritimes | Other Renew | STWD | 0 | 0 | 0 | 0 | 0 | 0 | STWD | 0 | 0 | 0 | 0 | 0 | 0
| Total Fuel Consumption by Reporting Type | HQ_NY | HQ/Maritimes | On-shore Wind | WT | 0 | 0 | 0 | 0 | 0 | 0 | WT | 0 | 0 | 0 | 0 | 0 | 0
| Total Fuel Consumption by Reporting Type | HQ_NY | HQ/Maritimes | Coal | IGCC | 0 | 0 | 0 | 0 | 0 | 0 | IGCC | 0 | 0 | 0 | 0 | 0 | 0
| Total Fuel Consumption by Reporting Type | HQ_NY | HQ/Maritimes | DR | DemandResponse | 0 | 0 | 0 | 0 | 0 | 0 | DemandResponse | 0 | 0 | 0 | 0 | 0 | 0
| Total Fuel Consumption by Reporting Type | HQ_NY | HQ/Maritimes | Coal-CCS | IGCC-CCS | 0 | 0 | 0 | 0 | 0 | 0 | IGCC-CCS | 0 | 0 | 0 | 0 | 0 | 0
| Total Fuel Consumption by Reporting Type | HQ_NY | HQ/Maritimes | Off-shore Wind | WT_off | 0 | 0 | 0 | 0 | 0 | 0 | WT_off | 0 | 0 | 0 | 0 | 0 | 0
| Total Fuel Consumption by Reporting Type | HQ_NY | HQ/Maritimes | Other | PseudoUnit | 0 | 0 | 0 | 0.01 | 0.01 | 0.01 | PseudoUnit | 0 | 0 | 0 | 0 | 0 | 0
| Total Fuel Consumption by Reporting Type | HQ_NY | HQ/Maritimes | HQ/Maritimes | FixedInterchange | 0.01 | 0.01 | 0.01 | 0.01 | 0.01 | 0.01 | FixedInterchange | 0.01 | 0.01 | 0.01 | 0.01 | 0.01 | 0.01
Total Fuel Consumption by Reporting Type
| Total Fuel Consumption by Reporting Type |  |  |  | Total Fuel Consumption by Reporting Type: MARITIMES | [6 empty] | Total Fuel Consumption by Reporting Type: MARITIMES
| Total Fuel Consumption by Reporting Type |  |  |  | ReportingType | 2015 | 2020 | 2025 | 2030 | 2035 | 2040 | ReportingType | 2015 | 2020 | 2025 | 2030 | 2035 | 2040
| Total Fuel Consumption by Reporting Type | MARITIMES | HQ/Maritimes | Other Renew | BM | 0 | 0 | 0 | 0 | 0 | 0 | BM | 0 | 0 | 0 | 0 | 0 | 0
| Total Fuel Consumption by Reporting Type | MARITIMES | HQ/Maritimes | CC | CC | 0 | 0 | 0 | 0 | 0 | 0 | CC | 0 | 0 | 0 | 0 | 0 | 0
| Total Fuel Consumption by Reporting Type | MARITIMES | HQ/Maritimes | Other Renew | CSP | 0 | 0 | 0 | 0 | 0 | 0 | CSP | 0 | 0 | 0 | 0 | 0 | 0
| Total Fuel Consumption by Reporting Type | MARITIMES | HQ/Maritimes | CT | CT | 0 | 0 | 0 | 0 | 0 | 0 | CT | 0 | 0 | 0 | 0 | 0 | 0
| Total Fuel Consumption by Reporting Type | MARITIMES | HQ/Maritimes | Coal | Coal | 0 | 0 | 0 | 0 | 0 | 0 | Coal | 0 | 0 | 0 | 0 | 0 | 0
| Total Fuel Consumption by Reporting Type | MARITIMES | HQ/Maritimes | Other Renew | Geo | 0 | 0 | 0 | 0 | 0 | 0 | Geo | 0 | 0 | 0 | 0 | 0 | 0
| Total Fuel Consumption by Reporting Type | MARITIMES | HQ/Maritimes | Hydro | H | 0 | 0 | 0 | 0 | 0 | 0 | H | 0 | 0 | 0 | 0 | 0 | 0
| Total Fuel Consumption by Reporting Type | MARITIMES | HQ/Maritimes | Other Renew | LFG | 0 | 0 | 0 | 0 | 0 | 0 | LFG | 0 | 0 | 0 | 0 | 0 | 0
| Total Fuel Consumption by Reporting Type | MARITIMES | HQ/Maritimes | Nuclear | Nuc | 0 | 0 | 0 | 0.01 | 0.07 | 0.06 | Nuc | 0 | 0 | 0 | 0 | 0.04 | 0.04
| Total Fuel Consumption by Reporting Type | MARITIMES | HQ/Maritimes | Other | PS | 0 | 0 | 0 | 0 | 0 | 0 | PS | 0 | 0 | 0 | 0 | 0 | 0
| Total Fuel Consumption by Reporting Type | MARITIMES | HQ/Maritimes | Other Renew | PV | 0 | 0 | 0 | 0 | 0 | 0 | PV | 0 | 0 | 0 | 0 | 0 | 0
| Total Fuel Consumption by Reporting Type | MARITIMES | HQ/Maritimes | CT | PeakG | 0 | 0 | 0 | 0 | 0 | 0 | PeakG | 0 | 0 | 0 | 0 | 0 | 0
| Total Fuel Consumption by Reporting Type | MARITIMES | HQ/Maritimes | CT | PeakO | 0 | 0 | 0 | 0 | 0 | 0 | PeakO | 0 | 0 | 0 | 0 | 0 | 0
| Total Fuel Consumption by Reporting Type | MARITIMES | HQ/Maritimes | Other Renew | ST | 0 | 0 | 0 | 0 | 0 | 0 | ST | 0 | 0 | 0 | 0 | 0 | 0
| Total Fuel Consumption by Reporting Type | MARITIMES | HQ/Maritimes | Steam O/G | STOG | 0 | 0 | 0 | 0 | 0 | 0 | STOG | 0 | 0 | 0 | 0 | 0 | 0
| Total Fuel Consumption by Reporting Type | MARITIMES | HQ/Maritimes | Other Renew | STWD | 0 | 0 | 0 | 0 | 0 | 0 | STWD | 0 | 0 | 0 | 0 | 0 | 0
| Total Fuel Consumption by Reporting Type | MARITIMES | HQ/Maritimes | On-shore Wind | WT | 0 | 0 | 0 | 0 | 0 | 0 | WT | 0 | 0 | 0 | 0 | 0 | 0
| Total Fuel Consumption by Reporting Type | MARITIMES | HQ/Maritimes | Coal | IGCC | 0 | 0 | 0 | 0 | 0 | 0 | IGCC | 0 | 0 | 0 | 0 | 0 | 0
| Total Fuel Consumption by Reporting Type | MARITIMES | HQ/Maritimes | DR | DemandResponse | 0 | 0 | 0 | 0 | 0 | 0 | DemandResponse | 0 | 0 | 0 | 0 | 0 | 0
| Total Fuel Consumption by Reporting Type | MARITIMES | HQ/Maritimes | Coal-CCS | IGCC-CCS | 0 | 0 | 0 | 0 | 0 | 0 | IGCC-CCS | 0 | 0 | 0 | 0 | 0 | 0
| Total Fuel Consumption by Reporting Type | MARITIMES | HQ/Maritimes | Off-shore Wind | WT_off | 0 | 0 | 0 | 0 | 0 | 0 | WT_off | 0 | 0 | 0 | 0 | 0 | 0
| Total Fuel Consumption by Reporting Type | MARITIMES | HQ/Maritimes | Other | PseudoUnit | 0 | 0 | 0 | 0 | 0 | 0 | PseudoUnit | 0 | 0 | 0 | 0 | 0 | 0
| Total Fuel Consumption by Reporting Type | MARITIMES | HQ/Maritimes | HQ/Maritimes | FixedInterchange | 0.01 | 0.01 | 0.01 | 0.01 | 0.01 | 0.01 | FixedInterchange | 0.01 | 0.01 | 0.01 | 0.01 | 0.01 | 0.01
Total Fuel Consumption by Reporting Type
| Total Fuel Consumption by Reporting Type |  |  |  | Total Fuel Consumption by Reporting Type: All | [6 empty] | Total Fuel Consumption by Reporting Type: All
| Total Fuel Consumption by Reporting Type |  |  |  | ReportingType | 2015 | 2020 | 2025 | 2030 | 2035 | 2040 | ReportingType | 2015 | 2020 | 2025 | 2030 | 2035 | 2040
| Total Fuel Consumption by Reporting Type | All | All | Other Renew | BM | 29.28 | 78.12 | 120.51 | 271.12 | 3159.05 | 5086.8 | BM | 28.76 | 78.4 | 115.74 | 160.17 | 2118.09 | 6064.22
| Total Fuel Consumption by Reporting Type | All | All | CC | CC | 10532.53 | 11744.56 | 10042.51 | 7500.36 | 3835.12 | 1880.59 | CC | 11024.61 | 12712.04 | 12618.65 | 9009.54 | 5040.17 | 2021.5
| Total Fuel Consumption by Reporting Type | All | All | Other Renew | CSP | 0 | 0 | 0 | 0 | 0 | 0 | CSP | 0 | 0 | 0 | 0 | 0 | 0
| Total Fuel Consumption by Reporting Type | All | All | CT | CT | 5.71 | 5.4 | 2.96 | 3 | 0.08 | 0.06 | CT | 6.35 | 11.32 | 12.07 | 4.57 | 0.39 | 1
| Total Fuel Consumption by Reporting Type | All | All | Coal | Coal | 11545.95 | 5084.82 | 561.24 | 460.82 | 844.14 | 861.49 | Coal | 10725.78 | 4717.47 | 760.09 | 516.55 | 911.07 | 917.12
| Total Fuel Consumption by Reporting Type | All | All | Other Renew | Geo | 0.02 | 0.04 | 0.07 | 0.07 | 0.07 | 0.07 | Geo | 0.02 | 0.04 | 0.07 | 0.07 | 0.07 | 0.07
| Total Fuel Consumption by Reporting Type | All | All | Hydro | H | 0 | 0.01 | 0.02 | 0.04 | 0.04 | 0.04 | H | 0 | 0.01 | 0.02 | 0.03 | 0.04 | 0.04
| Total Fuel Consumption by Reporting Type | All | All | Other Renew | LFG | 20.65 | 230.8 | 468.6 | 546.51 | 546.51 | 546.52 | LFG | 20.69 | 230.83 | 468.63 | 543.99 | 536.89 | 534.55
| Total Fuel Consumption by Reporting Type | All | All | Nuclear | Nuc | 9611.92 | 9929.46 | 10821.89 | 13872.19 | 15756.19 | 18198.52 | Nuc | 9611.92 | 9920.07 | 11040.02 | 13829.35 | 15717.89 | 18159.4
| Total Fuel Consumption by Reporting Type | All | All | Other | PS | 0 | 0 | 0 | 0 | 0 | 0 | PS | 0 | 0 | 0 | 0 | 0 | 0
| Total Fuel Consumption by Reporting Type | All | All | Other Renew | PV | 0 | 0.01 | 0.01 | 0.01 | 0.01 | 0.01 | PV | 0 | 0.01 | 0.01 | 0.01 | 0.01 | 0.01
| Total Fuel Consumption by Reporting Type | All | All | CT | PeakG | 33.38 | 25.39 | 22.91 | 26.32 | 11.39 | 9.67 | PeakG | 37.28 | 53.63 | 72.48 | 43.16 | 31.28 | 22.16
| Total Fuel Consumption by Reporting Type | All | All | CT | PeakO | 0 | 0 | 0 | 0 | 0 | 0 | PeakO | 0 | 0 | 0 | 0.08 | 0 | 0
| Total Fuel Consumption by Reporting Type | All | All | Other Renew | ST | 0 | 0.01 | 0.01 | 0.01 | 0.02 | 0.02 | ST | 0 | 0.01 | 0.01 | 0.01 | 0.02 | 0.02
| Total Fuel Consumption by Reporting Type | All | All | Steam O/G | STOG | 88.01 | 80.62 | 42.43 | 36.16 | 16.39 | 6.13 | STOG | 90.39 | 77.4 | 46.9 | 34.29 | 8.54 | 4.64
| Total Fuel Consumption by Reporting Type | All | All | Other Renew | STWD | 156.39 | 187.31 | 213.57 | 284.94 | 413.3 | 352.52 | STWD | 156.83 | 182.75 | 204.67 | 300 | 361.81 | 344.83
| Total Fuel Consumption by Reporting Type | All | All | On-shore Wind | WT | 0.18 | 0.62 | 1.21 | 1.29 | 1.36 | 1.41 | WT | 0.18 | 0.5 | 0.77 | 1.08 | 1.19 | 1.22
| Total Fuel Consumption by Reporting Type | All | All | Coal | IGCC | 40.45 | 40.46 | 3.62 | 0.01 | 0.01 | 0 | IGCC | 40.45 | 40.45 | 9.14 | 0 | 0 | 0
| Total Fuel Consumption by Reporting Type | All | All | DR | DemandResponse | 0 | 0 | 0 | 0 | 0.01 | 0.01 | DemandResponse | 0 | 0 | 0 | 0 | 0 | 0
| Total Fuel Consumption by Reporting Type | All | All | Coal-CCS | IGCC-CCS | 0 | 0.01 | 0.02 | 0.02 | 0.04 | 0.04 | IGCC-CCS | 0 | 0 | 0 | 0 | 0 | 0
| Total Fuel Consumption by Reporting Type | All | All | Off-shore Wind | WT_off | 0 | 0 | 0.01 | 0.01 | 0.01 | 0.01 | WT_off | 0 | 0 | 0.01 | 0.01 | 0.1 | 0.13
| Total Fuel Consumption by Reporting Type | All | All | Other | PseudoUnit | 0 | 0 | 0 | 0.01 | 0.03 | 0.03 | PseudoUnit | 0 | 0 | 0 | 0 | 0 | 0
| Total Fuel Consumption by Reporting Type | All | All | HQ/Maritimes | FixedInterchange | 0.04 | 0.04 | 0.04 | 0.04 | 0.04 | 0.04 | FixedInterchange | 0.04 | 0.04 | 0.04 | 0.04 | 0.04 | 0.04
Total Fuel Consumption by Reporting Type
| Total Fuel Consumption by Reporting Type |  |  |  | Total Fuel Consumption by Reporting Type: EI_US | [6 empty] | Total Fuel Consumption by Reporting Type: EI_US
| Total Fuel Consumption by Reporting Type |  |  |  | ReportingType | 2015 | 2020 | 2025 | 2030 | 2035 | 2040 | ReportingType | 2015 | 2020 | 2025 | 2030 | 2035 | 2040
| Total Fuel Consumption by Reporting Type | EI_US | EI_US | Other Renew | BM | 27.42 | 75.35 | 114.78 | 251.7 | 2659.48 | 4539.35 | BM | 27.42 | 75.66 | 110 | 141.93 | 1633.38 | 5440.49
| Total Fuel Consumption by Reporting Type | EI_US | EI_US | CC | CC | 6945.93 | 8154.47 | 6596.81 | 5144.04 | 2821.1 | 1206.65 | CC | 7440.66 | 9104.22 | 9158.57 | 6387.92 | 4027.6 | 1319.12
| Total Fuel Consumption by Reporting Type | EI_US | EI_US | Other Renew | CSP | 0 | 0 | 0 | 0 | 0 | 0 | CSP | 0 | 0 | 0 | 0 | 0 | 0
| Total Fuel Consumption by Reporting Type | EI_US | EI_US | CT | CT | 5.7 | 5.38 | 2.94 | 2.91 | 0.08 | 0.05 | CT | 6.35 | 11.29 | 12.06 | 4.48 | 0.39 | 1
| Total Fuel Consumption by Reporting Type | EI_US | EI_US | Coal | Coal | 9160.45 | 3170.91 | 314.92 | 337.14 | 696.61 | 723.25 | Coal | 8341.37 | 2815.07 | 513.64 | 384.95 | 740.68 | 764.88
| Total Fuel Consumption by Reporting Type | EI_US | EI_US | Other Renew | Geo | 0 | 0 | 0 | 0 | 0 | 0 | Geo | 0 | 0 | 0 | 0 | 0 | 0
| Total Fuel Consumption by Reporting Type | EI_US | EI_US | Hydro | H | 0 | 0 | 0.01 | 0.01 | 0.01 | 0.01 | H | 0 | 0 | 0.01 | 0.01 | 0.01 | 0.01
| Total Fuel Consumption by Reporting Type | EI_US | EI_US | Other Renew | LFG | 15.2 | 129.75 | 268.52 | 346.38 | 346.38 | 346.39 | LFG | 15.24 | 124.86 | 289.04 | 343.9 | 336.75 | 334.41
| Total Fuel Consumption by Reporting Type | EI_US | EI_US | Nuclear | Nuc | 7357.11 | 7674.54 | 7926.03 | 9478.96 | 9951.74 | 11574.76 | Nuc | 7357.11 | 7674.54 | 8157.14 | 9821.18 | 9924.98 | 11700.7
| Total Fuel Consumption by Reporting Type | EI_US | EI_US | Other | PS | 0 | 0 | 0 | 0 | 0 | 0 | PS | 0 | 0 | 0 | 0 | 0 | 0
| Total Fuel Consumption by Reporting Type | EI_US | EI_US | Other Renew | PV | 0 | 0 | 0.01 | 0.01 | 0.01 | 0.01 | PV | 0 | 0 | 0.01 | 0.01 | 0.01 | 0.01
| Total Fuel Consumption by Reporting Type | EI_US | EI_US | CT | PeakG | 33.32 | 25.32 | 22.91 | 25.85 | 10.91 | 9.11 | PeakG | 37.28 | 53.56 | 72.44 | 42.68 | 30.81 | 21.61
| Total Fuel Consumption by Reporting Type | EI_US | EI_US | CT | PeakO | 0 | 0 | 0 | 0 | 0 | 0 | PeakO | 0 | 0 | 0 | 0.08 | 0 | 0
| Total Fuel Consumption by Reporting Type | EI_US | EI_US | Other Renew | ST | 0 | 0 | 0 | 0 | 0 | 0 | ST | 0 | 0 | 0 | 0 | 0 | 0
| Total Fuel Consumption by Reporting Type | EI_US | EI_US | Steam O/G | STOG | 56.71 | 38.93 | 26.55 | 28.22 | 15.75 | 5.88 | STOG | 64.36 | 41.77 | 31.13 | 23.66 | 8.06 | 4.37
| Total Fuel Consumption by Reporting Type | EI_US | EI_US | Other Renew | STWD | 97.74 | 83.43 | 84.67 | 132.74 | 253.4 | 194.9 | STWD | 98.41 | 79.1 | 75.9 | 150.15 | 211.95 | 184.93
| Total Fuel Consumption by Reporting Type | EI_US | EI_US | On-shore Wind | WT | 0.11 | 0.5 | 0.99 | 1.02 | 1.07 | 1.09 | WT | 0.11 | 0.38 | 0.55 | 0.82 | 0.91 | 0.92
| Total Fuel Consumption by Reporting Type | EI_US | EI_US | Coal | IGCC | 40.45 | 40.46 | 3.62 | 0.01 | 0.01 | 0 | IGCC | 40.45 | 40.45 | 9.14 | 0 | 0 | 0
| Total Fuel Consumption by Reporting Type | EI_US | EI_US | DR | DemandResponse | 0 | 0 | 0 | 0 | 0 | 0 | DemandResponse | 0 | 0 | 0 | 0 | 0 | 0
| Total Fuel Consumption by Reporting Type | EI_US | EI_US | Coal-CCS | IGCC-CCS | 0 | 0.01 | 0.01 | 0.02 | 0.04 | 0.04 | IGCC-CCS | 0 | 0 | 0 | 0 | 0 | 0
| Total Fuel Consumption by Reporting Type | EI_US | EI_US | Off-shore Wind | WT_off | 0 | 0 | 0.01 | 0.01 | 0.01 | 0.01 | WT_off | 0 | 0 | 0.01 | 0.01 | 0.1 | 0.13
| Total Fuel Consumption by Reporting Type | EI_US | EI_US | Other | PseudoUnit | 0 | 0 | 0 | 0.01 | 0.02 | 0.02 | PseudoUnit | 0 | 0 | 0 | 0 | 0 | 0
| Total Fuel Consumption by Reporting Type | EI_US | EI_US | HQ/Maritimes | FixedInterchange | 0.03 | 0.03 | 0.03 | 0.03 | 0.03 | 0.03 | FixedInterchange | 0.03 | 0.03 | 0.03 | 0.03 | 0.03 | 0.03
Total Fuel Consumption by Reporting Type
| Total Fuel Consumption by Reporting Type |  |  |  | Total Fuel Consumption by Reporting Type: EI_Canada | [6 empty] | Total Fuel Consumption by Reporting Type: EI_Canada
| Total Fuel Consumption by Reporting Type |  |  |  | ReportingType | 2015 | 2020 | 2025 | 2030 | 2035 | 2040 | ReportingType | 2015 | 2020 | 2025 | 2030 | 2035 | 2040
| Total Fuel Consumption by Reporting Type | EI_Canada | EI_Canada | Other Renew | BM | 0 | 0.01 | 0.01 | 1.6 | 31.67 | 19.44 | BM | 0 | 0 | 0 | 0.43 | 0.43 | 1.69
| Total Fuel Consumption by Reporting Type | EI_Canada | EI_Canada | CC | CC | 17.02 | 5.8 | 0.8 | 0 | 0 | 0 | CC | 17.54 | 5.8 | 0.3 | 0 | 0 | 0
| Total Fuel Consumption by Reporting Type | EI_Canada | EI_Canada | Other Renew | CSP | 0 | 0 | 0 | 0 | 0 | 0 | CSP | 0 | 0 | 0 | 0 | 0 | 0
| Total Fuel Consumption by Reporting Type | EI_Canada | EI_Canada | CT | CT | 0 | 0 | 0 | 0 | 0 | 0 | CT | 0 | 0 | 0 | 0 | 0 | 0
| Total Fuel Consumption by Reporting Type | EI_Canada | EI_Canada | Coal | Coal | 0 | 0 | 0 | 0 | 0 | 0 | Coal | 0 | 0 | 0 | 0 | 0 | 0
| Total Fuel Consumption by Reporting Type | EI_Canada | EI_Canada | Other Renew | Geo | 0 | 0 | 0 | 0 | 0 | 0 | Geo | 0 | 0 | 0 | 0 | 0 | 0
| Total Fuel Consumption by Reporting Type | EI_Canada | EI_Canada | Hydro | H | 0 | 0 | 0.01 | 0.03 | 0.03 | 0.03 | H | 0 | 0 | 0.01 | 0.02 | 0.02 | 0.02
| Total Fuel Consumption by Reporting Type | EI_Canada | EI_Canada | Other Renew | LFG | 1.56 | 1.56 | 1.56 | 1.61 | 1.61 | 1.61 | LFG | 1.56 | 1.56 | 1.56 | 1.56 | 1.61 | 1.61
| Total Fuel Consumption by Reporting Type | EI_Canada | EI_Canada | Nuclear | Nuc | 1064.73 | 1064.73 | 1064.73 | 1064.73 | 980.63 | 854.62 | Nuc | 1064.73 | 1055.34 | 1041.54 | 1064.73 | 980.5 | 854.53
| Total Fuel Consumption by Reporting Type | EI_Canada | EI_Canada | Other | PS | 0 | 0 | 0 | 0 | 0 | 0 | PS | 0 | 0 | 0 | 0 | 0 | 0
| Total Fuel Consumption by Reporting Type | EI_Canada | EI_Canada | Other Renew | PV | 0 | 0 | 0 | 0 | 0 | 0 | PV | 0 | 0 | 0 | 0 | 0 | 0
| Total Fuel Consumption by Reporting Type | EI_Canada | EI_Canada | CT | PeakG | 0.05 | 0 | 0 | 0 | 0 | 0 | PeakG | 0 | 0 | 0 | 0 | 0 | 0
| Total Fuel Consumption by Reporting Type | EI_Canada | EI_Canada | CT | PeakO | 0 | 0 | 0 | 0 | 0 | 0 | PeakO | 0 | 0 | 0 | 0 | 0 | 0
| Total Fuel Consumption by Reporting Type | EI_Canada | EI_Canada | Other Renew | ST | 0 | 0 | 0 | 0 | 0 | 0 | ST | 0 | 0 | 0 | 0 | 0 | 0
| Total Fuel Consumption by Reporting Type | EI_Canada | EI_Canada | Steam O/G | STOG | 0 | 0 | 0 | 0 | 0 | 0 | STOG | 0 | 0 | 0 | 0 | 0 | 0
| Total Fuel Consumption by Reporting Type | EI_Canada | EI_Canada | Other Renew | STWD | 0.28 | 0.28 | 0.28 | 2.62 | 10.32 | 8.05 | STWD | 0.05 | 0.05 | 0.15 | 0.28 | 0.28 | 10.32
| Total Fuel Consumption by Reporting Type | EI_Canada | EI_Canada | On-shore Wind | WT | 0.01 | 0.01 | 0.01 | 0.01 | 0.01 | 0.03 | WT | 0.01 | 0.01 | 0.01 | 0.01 | 0.01 | 0.01
| Total Fuel Consumption by Reporting Type | EI_Canada | EI_Canada | Coal | IGCC | 0 | 0 | 0 | 0 | 0 | 0 | IGCC | 0 | 0 | 0 | 0 | 0 | 0
| Total Fuel Consumption by Reporting Type | EI_Canada | EI_Canada | DR | DemandResponse | 0 | 0 | 0 | 0 | 0 | 0 | DemandResponse | 0 | 0 | 0 | 0 | 0 | 0
| Total Fuel Consumption by Reporting Type | EI_Canada | EI_Canada | Coal-CCS | IGCC-CCS | 0 | 0 | 0 | 0 | 0 | 0 | IGCC-CCS | 0 | 0 | 0 | 0 | 0 | 0
| Total Fuel Consumption by Reporting Type | EI_Canada | EI_Canada | Off-shore Wind | WT_off | 0 | 0 | 0 | 0 | 0 | 0 | WT_off | 0 | 0 | 0 | 0 | 0 | 0
| Total Fuel Consumption by Reporting Type | EI_Canada | EI_Canada | Other | PseudoUnit | 0 | 0 | 0 | 0 | 0.02 | 0.02 | PseudoUnit | 0 | 0 | 0 | 0 | 0 | 0
| Total Fuel Consumption by Reporting Type | EI_Canada | EI_Canada | HQ/Maritimes | FixedInterchange | 0 | 0 | 0 | 0 | 0 | 0 | FixedInterchange | 0 | 0 | 0 | 0 | 0 | 0
Total Fuel Consumption by Reporting Type
| Total Fuel Consumption by Reporting Type |  |  |  | Total Fuel Consumption by Reporting Type: EI | [6 empty] | Total Fuel Consumption by Reporting Type: EI
| Total Fuel Consumption by Reporting Type |  |  |  | ReportingType | 2015 | 2020 | 2025 | 2030 | 2035 | 2040 | ReportingType | 2015 | 2020 | 2025 | 2030 | 2035 | 2040
| Total Fuel Consumption by Reporting Type | EI | EI | Other Renew | BM | 27.42 | 75.36 | 114.79 | 253.3 | 2691.15 | 4558.79 | BM | 27.42 | 75.66 | 110 | 142.36 | 1633.81 | 5442.18
| Total Fuel Consumption by Reporting Type | EI | EI | CC | CC | 6962.95 | 8160.27 | 6597.61 | 5144.04 | 2821.1 | 1206.65 | CC | 7458.2 | 9110.01 | 9158.88 | 6387.92 | 4027.6 | 1319.12
| Total Fuel Consumption by Reporting Type | EI | EI | Other Renew | CSP | 0 | 0 | 0 | 0 | 0 | 0 | CSP | 0 | 0 | 0 | 0 | 0 | 0
| Total Fuel Consumption by Reporting Type | EI | EI | CT | CT | 5.71 | 5.38 | 2.94 | 2.91 | 0.08 | 0.05 | CT | 6.35 | 11.29 | 12.06 | 4.48 | 0.39 | 1
| Total Fuel Consumption by Reporting Type | EI | EI | Coal | Coal | 9160.46 | 3170.91 | 314.92 | 337.14 | 696.61 | 723.25 | Coal | 8341.37 | 2815.07 | 513.64 | 384.95 | 740.68 | 764.88
| Total Fuel Consumption by Reporting Type | EI | EI | Other Renew | Geo | 0 | 0 | 0 | 0 | 0 | 0 | Geo | 0 | 0 | 0 | 0 | 0 | 0
| Total Fuel Consumption by Reporting Type | EI | EI | Hydro | H | 0 | 0.01 | 0.02 | 0.04 | 0.04 | 0.04 | H | 0 | 0.01 | 0.02 | 0.03 | 0.04 | 0.04
| Total Fuel Consumption by Reporting Type | EI | EI | Other Renew | LFG | 16.77 | 131.31 | 270.08 | 347.99 | 347.99 | 348.01 | LFG | 16.8 | 126.42 | 290.6 | 345.46 | 338.36 | 336.03
| Total Fuel Consumption by Reporting Type | EI | EI | Nuclear | Nuc | 8421.83 | 8739.27 | 8990.76 | 10543.69 | 10932.37 | 12429.39 | Nuc | 8421.83 | 8729.89 | 9198.67 | 10885.91 | 10905.49 | 12555.23
| Total Fuel Consumption by Reporting Type | EI | EI | Other | PS | 0 | 0 | 0 | 0 | 0 | 0 | PS | 0 | 0 | 0 | 0 | 0 | 0
| Total Fuel Consumption by Reporting Type | EI | EI | Other Renew | PV | 0 | 0 | 0.01 | 0.01 | 0.01 | 0.01 | PV | 0 | 0 | 0.01 | 0.01 | 0.01 | 0.01
| Total Fuel Consumption by Reporting Type | EI | EI | CT | PeakG | 33.37 | 25.32 | 22.91 | 25.85 | 10.91 | 9.11 | PeakG | 37.28 | 53.56 | 72.44 | 42.68 | 30.81 | 21.61
| Total Fuel Consumption by Reporting Type | EI | EI | CT | PeakO | 0 | 0 | 0 | 0 | 0 | 0 | PeakO | 0 | 0 | 0 | 0.08 | 0 | 0
| Total Fuel Consumption by Reporting Type | EI | EI | Other Renew | ST | 0 | 0 | 0 | 0 | 0 | 0 | ST | 0 | 0 | 0 | 0 | 0 | 0
| Total Fuel Consumption by Reporting Type | EI | EI | Steam O/G | STOG | 56.71 | 38.93 | 26.56 | 28.22 | 15.75 | 5.88 | STOG | 64.36 | 41.77 | 31.13 | 23.66 | 8.06 | 4.37
| Total Fuel Consumption by Reporting Type | EI | EI | Other Renew | STWD | 98.02 | 83.71 | 84.95 | 135.37 | 263.72 | 202.94 | STWD | 98.46 | 79.14 | 76.05 | 150.43 | 212.23 | 195.25
| Total Fuel Consumption by Reporting Type | EI | EI | On-shore Wind | WT | 0.12 | 0.51 | 1 | 1.03 | 1.08 | 1.12 | WT | 0.12 | 0.39 | 0.56 | 0.83 | 0.91 | 0.93
| Total Fuel Consumption by Reporting Type | EI | EI | Coal | IGCC | 40.45 | 40.46 | 3.62 | 0.01 | 0.01 | 0 | IGCC | 40.45 | 40.45 | 9.14 | 0 | 0 | 0
| Total Fuel Consumption by Reporting Type | EI | EI | DR | DemandResponse | 0 | 0 | 0 | 0 | 0 | 0.01 | DemandResponse | 0 | 0 | 0 | 0 | 0 | 0
| Total Fuel Consumption by Reporting Type | EI | EI | Coal-CCS | IGCC-CCS | 0 | 0.01 | 0.01 | 0.02 | 0.04 | 0.04 | IGCC-CCS | 0 | 0 | 0 | 0 | 0 | 0
| Total Fuel Consumption by Reporting Type | EI | EI | Off-shore Wind | WT_off | 0 | 0 | 0.01 | 0.01 | 0.01 | 0.01 | WT_off | 0 | 0 | 0.01 | 0.01 | 0.1 | 0.13
| Total Fuel Consumption by Reporting Type | EI | EI | Other | PseudoUnit | 0 | 0 | 0 | 0.01 | 0.03 | 0.03 | PseudoUnit | 0 | 0 | 0 | 0 | 0 | 0
| Total Fuel Consumption by Reporting Type | EI | EI | HQ/Maritimes | FixedInterchange | 0.04 | 0.04 | 0.04 | 0.04 | 0.04 | 0.04 | FixedInterchange | 0.04 | 0.04 | 0.04 | 0.04 | 0.04 | 0.04
Total Fuel Consumption by Reporting Type
| Total Fuel Consumption by Reporting Type |  |  |  | Total Fuel Consumption by Reporting Type: Outside_EI | [6 empty] | Total Fuel Consumption by Reporting Type: Outside_EI
| Total Fuel Consumption by Reporting Type |  |  |  | ReportingType | 2015 | 2020 | 2025 | 2030 | 2035 | 2040 | ReportingType | 2015 | 2020 | 2025 | 2030 | 2035 | 2040
| Total Fuel Consumption by Reporting Type | Outside_EI | Outside_EI | Other Renew | BM | 1.86 | 2.75 | 5.72 | 17.82 | 467.89 | 528 | BM | 1.34 | 2.75 | 5.74 | 17.82 | 484.28 | 622.04
| Total Fuel Consumption by Reporting Type | Outside_EI | Outside_EI | CC | CC | 3569.58 | 3584.29 | 3444.9 | 2356.33 | 1014.02 | 673.95 | CC | 3566.41 | 3602.03 | 3459.77 | 2621.62 | 1012.56 | 702.38
| Total Fuel Consumption by Reporting Type | Outside_EI | Outside_EI | Other Renew | CSP | 0 | 0 | 0 | 0 | 0 | 0 | CSP | 0 | 0 | 0 | 0 | 0 | 0
| Total Fuel Consumption by Reporting Type | Outside_EI | Outside_EI | CT | CT | 0 | 0.03 | 0.02 | 0.09 | 0 | 0 | CT | 0 | 0.03 | 0.02 | 0.09 | 0 | 0
| Total Fuel Consumption by Reporting Type | Outside_EI | Outside_EI | Coal | Coal | 2385.5 | 1913.91 | 246.33 | 123.67 | 147.54 | 138.24 | Coal | 2384.41 | 1902.4 | 246.45 | 131.6 | 170.39 | 152.24
| Total Fuel Consumption by Reporting Type | Outside_EI | Outside_EI | Other Renew | Geo | 0.02 | 0.04 | 0.07 | 0.07 | 0.07 | 0.07 | Geo | 0.02 | 0.04 | 0.07 | 0.07 | 0.07 | 0.07
| Total Fuel Consumption by Reporting Type | Outside_EI | Outside_EI | Hydro | H | 0 | 0 | 0 | 0 | 0 | 0 | H | 0 | 0 | 0 | 0 | 0 | 0
| Total Fuel Consumption by Reporting Type | Outside_EI | Outside_EI | Other Renew | LFG | 3.89 | 99.49 | 198.52 | 198.52 | 198.52 | 198.52 | LFG | 3.89 | 104.41 | 178.03 | 198.53 | 198.53 | 198.53
| Total Fuel Consumption by Reporting Type | Outside_EI | Outside_EI | Nuclear | Nuc | 1190.09 | 1190.18 | 1831.14 | 3328.5 | 4823.82 | 5769.13 | Nuc | 1190.09 | 1190.19 | 1841.34 | 2943.44 | 4812.4 | 5604.17
| Total Fuel Consumption by Reporting Type | Outside_EI | Outside_EI | Other | PS | 0 | 0 | 0 | 0 | 0 | 0 | PS | 0 | 0 | 0 | 0 | 0 | 0
| Total Fuel Consumption by Reporting Type | Outside_EI | Outside_EI | Other Renew | PV | 0 | 0 | 0 | 0 | 0 | 0 | PV | 0 | 0 | 0 | 0 | 0 | 0
| Total Fuel Consumption by Reporting Type | Outside_EI | Outside_EI | CT | PeakG | 0 | 0.08 | 0 | 0.46 | 0.48 | 0.56 | PeakG | 0 | 0.07 | 0.04 | 0.48 | 0.47 | 0.55
| Total Fuel Consumption by Reporting Type | Outside_EI | Outside_EI | CT | PeakO | 0 | 0 | 0 | 0 | 0 | 0 | PeakO | 0 | 0 | 0 | 0 | 0 | 0
| Total Fuel Consumption by Reporting Type | Outside_EI | Outside_EI | Other Renew | ST | 0 | 0.01 | 0.01 | 0.01 | 0.02 | 0.02 | ST | 0 | 0.01 | 0.01 | 0.01 | 0.02 | 0.02
| Total Fuel Consumption by Reporting Type | Outside_EI | Outside_EI | Steam O/G | STOG | 31.31 | 41.7 | 15.87 | 7.95 | 0.64 | 0.26 | STOG | 26.03 | 35.63 | 15.76 | 10.63 | 0.48 | 0.27
| Total Fuel Consumption by Reporting Type | Outside_EI | Outside_EI | Other Renew | STWD | 58.37 | 103.61 | 128.62 | 149.57 | 149.58 | 149.58 | STWD | 58.37 | 103.61 | 128.62 | 149.58 | 149.58 | 149.58
| Total Fuel Consumption by Reporting Type | Outside_EI | Outside_EI | On-shore Wind | WT | 0.06 | 0.12 | 0.21 | 0.26 | 0.28 | 0.29 | WT | 0.06 | 0.11 | 0.21 | 0.26 | 0.28 | 0.29
| Total Fuel Consumption by Reporting Type | Outside_EI | Outside_EI | Coal | IGCC | 0 | 0 | 0 | 0 | 0 | 0 | IGCC | 0 | 0 | 0 | 0 | 0 | 0
| Total Fuel Consumption by Reporting Type | Outside_EI | Outside_EI | DR | DemandResponse | 0 | 0 | 0 | 0 | 0 | 0 | DemandResponse | 0 | 0 | 0 | 0 | 0 | 0
| Total Fuel Consumption by Reporting Type | Outside_EI | Outside_EI | Coal-CCS | IGCC-CCS | 0 | 0 | 0 | 0 | 0.01 | 0.01 | IGCC-CCS | 0 | 0 | 0 | 0 | 0 | 0
| Total Fuel Consumption by Reporting Type | Outside_EI | Outside_EI | Off-shore Wind | WT_off | 0 | 0 | 0 | 0 | 0 | 0 | WT_off | 0 | 0 | 0 | 0 | 0 | 0
| Total Fuel Consumption by Reporting Type | Outside_EI | Outside_EI | Other | PseudoUnit | 0 | 0 | 0 | 0 | 0 | 0 | PseudoUnit | 0 | 0 | 0 | 0 | 0 | 0
| Total Fuel Consumption by Reporting Type | Outside_EI | Outside_EI | HQ/Maritimes | FixedInterchange | 0 | 0 | 0 | 0 | 0 | 0 | FixedInterchange | 0 | 0 | 0 | 0 | 0 | 0
#5 Annual Emmission Levels |  |  |  |  | #5 | 2015: Annual Emmission Levels | #5 | Annual Emmission Levels
| SO2 Emissions (MMshortTons) |  |  |  | SO2 Emissions (MMshortTons): Entergy | [6 empty] | SO2 Emissions (MMshortTons): Entergy
| SO2 Emissions (MMshortTons) |  |  |  | ReportingType | 2015 | 2020 | 2025 | 2030 | 2035 | 2040 | ReportingType | 2015 | 2020 | 2025 | 2030 | 2035 | 2040
| SO2 Emissions (MMshortTons) | ENT | Southwest | Other Renew | BM | 0 | 0 | 0 | 0 | 0 | 0 | BM | 0 | 0 | 0 | 0 | 0 | 0
| SO2 Emissions (MMshortTons) | ENT | Southwest | CC | CC | 0 | 0 | 0 | 0 | 0 | 0 | CC | 0 | 0 | 0 | 0 | 0 | 0
| SO2 Emissions (MMshortTons) | ENT | Southwest | Other Renew | CSP | 0 | 0 | 0 | 0 | 0 | 0 | CSP | 0 | 0 | 0 | 0 | 0 | 0
| SO2 Emissions (MMshortTons) | ENT | Southwest | CT | CT | 0 | 0 | 0 | 0 | 0 | 0 | CT | 0 | 0 | 0 | 0 | 0 | 0
| SO2 Emissions (MMshortTons) | ENT | Southwest | Coal | Coal | 0.39 | 0.02 | 0 | 0 | 0 | 0 | Coal | 0.31 | 0 | 0 | 0 | 0 | 0
| SO2 Emissions (MMshortTons) | ENT | Southwest | Other Renew | Geo | 0 | 0 | 0 | 0 | 0 | 0 | Geo | 0 | 0 | 0 | 0 | 0 | 0
| SO2 Emissions (MMshortTons) | ENT | Southwest | Hydro | H | 0 | 0 | 0 | 0 | 0 | 0 | H | 0 | 0 | 0 | 0 | 0 | 0
| SO2 Emissions (MMshortTons) | ENT | Southwest | Other Renew | LFG | 0 | 0 | 0 | 0 | 0 | 0 | LFG | 0 | 0 | 0 | 0 | 0 | 0
| SO2 Emissions (MMshortTons) | ENT | Southwest | Nuclear | Nuc | 0 | 0 | 0 | 0 | 0 | 0 | Nuc | 0 | 0 | 0 | 0 | 0 | 0
| SO2 Emissions (MMshortTons) | ENT | Southwest | Other | PS | 0 | 0 | 0 | 0 | 0 | 0 | PS | 0 | 0 | 0 | 0 | 0 | 0
| SO2 Emissions (MMshortTons) | ENT | Southwest | Other Renew | PV | 0 | 0 | 0 | 0 | 0 | 0 | PV | 0 | 0 | 0 | 0 | 0 | 0
| SO2 Emissions (MMshortTons) | ENT | Southwest | CT | PeakG | 0 | 0 | 0 | 0 | 0 | 0 | PeakG | 0 | 0 | 0 | 0 | 0 | 0
| SO2 Emissions (MMshortTons) | ENT | Southwest | CT | PeakO | 0 | 0 | 0 | 0 | 0 | 0 | PeakO | 0 | 0 | 0 | 0 | 0 | 0
| SO2 Emissions (MMshortTons) | ENT | Southwest | Other Renew | ST | 0 | 0 | 0 | 0 | 0 | 0 | ST | 0 | 0 | 0 | 0 | 0 | 0
| SO2 Emissions (MMshortTons) | ENT | Southwest | Steam O/G | STOG | 0 | 0 | 0 | 0 | 0 | 0 | STOG | 0 | 0 | 0 | 0 | 0 | 0
| SO2 Emissions (MMshortTons) | ENT | Southwest | Other Renew | STWD | 0 | 0 | 0 | 0 | 0 | 0 | STWD | 0 | 0 | 0 | 0 | 0 | 0
| SO2 Emissions (MMshortTons) | ENT | Southwest | On-shore Wind | WT | 0 | 0 | 0 | 0 | 0 | 0 | WT | 0 | 0 | 0 | 0 | 0 | 0
| SO2 Emissions (MMshortTons) | ENT | Southwest | Coal | IGCC | 0 | 0 | 0 | 0 | 0 | 0 | IGCC | 0 | 0 | 0 | 0 | 0 | 0
| SO2 Emissions (MMshortTons) | ENT | Southwest | DR | DemandResponse | 0 | 0 | 0 | 0 | 0 | 0 | DemandResponse | 0 | 0 | 0 | 0 | 0 | 0
| SO2 Emissions (MMshortTons) | ENT | Southwest | Coal-CCS | IGCC-CCS | 0 | 0 | 0 | 0 | 0 | 0 | IGCC-CCS | 0 | 0 | 0 | 0 | 0 | 0
| SO2 Emissions (MMshortTons) | ENT | Southwest | Off-shore Wind | WT_off | 0 | 0 | 0 | 0 | 0 | 0 | WT_off | 0 | 0 | 0 | 0 | 0 | 0
| SO2 Emissions (MMshortTons) | ENT | Southwest | Other | PseudoUnit | 0 | 0 | 0 | 0 | 0 | 0 | PseudoUnit | 0 | 0 | 0 | 0 | 0 | 0
| SO2 Emissions (MMshortTons) | ENT | Southwest | HQ/Maritimes | FixedInterchange | 0 | 0 | 0 | 0 | 0 | 0 | FixedInterchange | 0 | 0 | 0 | 0 | 0 | 0
SO2 Emissions (MMshortTons)
| SO2 Emissions (MMshortTons) |  |  |  | SO2 Emissions (MMshortTons): FRCC | [6 empty] | SO2 Emissions (MMshortTons): FRCC
| SO2 Emissions (MMshortTons) |  |  |  | ReportingType | 2015 | 2020 | 2025 | 2030 | 2035 | 2040 | ReportingType | 2015 | 2020 | 2025 | 2030 | 2035 | 2040
| SO2 Emissions (MMshortTons) | FRCC | South | Other Renew | BM | 0 | 0 | 0 | 0 | 0 | 0 | BM | 0 | 0 | 0 | 0 | 0 | 0
| SO2 Emissions (MMshortTons) | FRCC | South | CC | CC | 0 | 0 | 0 | 0 | 0 | 0 | CC | 0 | 0 | 0 | 0 | 0 | 0
| SO2 Emissions (MMshortTons) | FRCC | South | Other Renew | CSP | 0 | 0 | 0 | 0 | 0 | 0 | CSP | 0 | 0 | 0 | 0 | 0 | 0
| SO2 Emissions (MMshortTons) | FRCC | South | CT | CT | 0 | 0 | 0 | 0 | 0 | 0 | CT | 0 | 0 | 0 | 0 | 0 | 0
| SO2 Emissions (MMshortTons) | FRCC | South | Coal | Coal | 0.04 | 0 | 0 | 0 | 0 | 0 | Coal | 0.04 | 0 | 0 | 0 | 0 | 0
| SO2 Emissions (MMshortTons) | FRCC | South | Other Renew | Geo | 0 | 0 | 0 | 0 | 0 | 0 | Geo | 0 | 0 | 0 | 0 | 0 | 0
| SO2 Emissions (MMshortTons) | FRCC | South | Hydro | H | 0 | 0 | 0 | 0 | 0 | 0 | H | 0 | 0 | 0 | 0 | 0 | 0
| SO2 Emissions (MMshortTons) | FRCC | South | Other Renew | LFG | 0 | 0 | 0 | 0 | 0 | 0 | LFG | 0 | 0 | 0 | 0 | 0 | 0
| SO2 Emissions (MMshortTons) | FRCC | South | Nuclear | Nuc | 0 | 0 | 0 | 0 | 0 | 0 | Nuc | 0 | 0 | 0 | 0 | 0 | 0
| SO2 Emissions (MMshortTons) | FRCC | South | Other | PS | 0 | 0 | 0 | 0 | 0 | 0 | PS | 0 | 0 | 0 | 0 | 0 | 0
| SO2 Emissions (MMshortTons) | FRCC | South | Other Renew | PV | 0 | 0 | 0 | 0 | 0 | 0 | PV | 0 | 0 | 0 | 0 | 0 | 0
| SO2 Emissions (MMshortTons) | FRCC | South | CT | PeakG | 0 | 0 | 0 | 0 | 0 | 0 | PeakG | 0 | 0 | 0 | 0 | 0 | 0
| SO2 Emissions (MMshortTons) | FRCC | South | CT | PeakO | 0 | 0 | 0 | 0 | 0 | 0 | PeakO | 0 | 0 | 0 | 0 | 0 | 0
| SO2 Emissions (MMshortTons) | FRCC | South | Other Renew | ST | 0 | 0 | 0 | 0 | 0 | 0 | ST | 0 | 0 | 0 | 0 | 0 | 0
| SO2 Emissions (MMshortTons) | FRCC | South | Steam O/G | STOG | 0 | 0 | 0 | 0 | 0 | 0 | STOG | 0 | 0 | 0 | 0 | 0 | 0
| SO2 Emissions (MMshortTons) | FRCC | South | Other Renew | STWD | 0 | 0 | 0 | 0 | 0 | 0 | STWD | 0 | 0 | 0 | 0 | 0 | 0
| SO2 Emissions (MMshortTons) | FRCC | South | On-shore Wind | WT | 0 | 0 | 0 | 0 | 0 | 0 | WT | 0 | 0 | 0 | 0 | 0 | 0
| SO2 Emissions (MMshortTons) | FRCC | South | Coal | IGCC | 0 | 0 | 0 | 0 | 0 | 0 | IGCC | 0 | 0 | 0 | 0 | 0 | 0
| SO2 Emissions (MMshortTons) | FRCC | South | DR | DemandResponse | 0 | 0 | 0 | 0 | 0 | 0 | DemandResponse | 0 | 0 | 0 | 0 | 0 | 0
| SO2 Emissions (MMshortTons) | FRCC | South | Coal-CCS | IGCC-CCS | 0 | 0 | 0 | 0 | 0 | 0 | IGCC-CCS | 0 | 0 | 0 | 0 | 0 | 0
| SO2 Emissions (MMshortTons) | FRCC | South | Off-shore Wind | WT_off | 0 | 0 | 0 | 0 | 0 | 0 | WT_off | 0 | 0 | 0 | 0 | 0 | 0
| SO2 Emissions (MMshortTons) | FRCC | South | Other | PseudoUnit | 0 | 0 | 0 | 0 | 0 | 0 | PseudoUnit | 0 | 0 | 0 | 0 | 0 | 0
| SO2 Emissions (MMshortTons) | FRCC | South | HQ/Maritimes | FixedInterchange | 0 | 0 | 0 | 0 | 0 | 0 | FixedInterchange | 0 | 0 | 0 | 0 | 0 | 0
SO2 Emissions (MMshortTons)
| SO2 Emissions (MMshortTons) |  |  |  | SO2 Emissions (MMshortTons): MAPP_US | [6 empty] | SO2 Emissions (MMshortTons): MAPP_US
| SO2 Emissions (MMshortTons) |  |  |  | ReportingType | 2015 | 2020 | 2025 | 2030 | 2035 | 2040 | ReportingType | 2015 | 2020 | 2025 | 2030 | 2035 | 2040
| SO2 Emissions (MMshortTons) | MAPP_US | Midwest | Other Renew | BM | 0 | 0 | 0 | 0 | 0 | 0 | BM | 0 | 0 | 0 | 0 | 0 | 0
| SO2 Emissions (MMshortTons) | MAPP_US | Midwest | CC | CC | 0 | 0 | 0 | 0 | 0 | 0 | CC | 0 | 0 | 0 | 0 | 0 | 0
| SO2 Emissions (MMshortTons) | MAPP_US | Midwest | Other Renew | CSP | 0 | 0 | 0 | 0 | 0 | 0 | CSP | 0 | 0 | 0 | 0 | 0 | 0
| SO2 Emissions (MMshortTons) | MAPP_US | Midwest | CT | CT | 0 | 0 | 0 | 0 | 0 | 0 | CT | 0 | 0 | 0 | 0 | 0 | 0
| SO2 Emissions (MMshortTons) | MAPP_US | Midwest | Coal | Coal | 0.03 | 0 | 0 | 0 | 0 | 0 | Coal | 0.03 | 0 | 0 | 0 | 0 | 0
| SO2 Emissions (MMshortTons) | MAPP_US | Midwest | Other Renew | Geo | 0 | 0 | 0 | 0 | 0 | 0 | Geo | 0 | 0 | 0 | 0 | 0 | 0
| SO2 Emissions (MMshortTons) | MAPP_US | Midwest | Hydro | H | 0 | 0 | 0 | 0 | 0 | 0 | H | 0 | 0 | 0 | 0 | 0 | 0
| SO2 Emissions (MMshortTons) | MAPP_US | Midwest | Other Renew | LFG | 0 | 0 | 0 | 0 | 0 | 0 | LFG | 0 | 0 | 0 | 0 | 0 | 0
| SO2 Emissions (MMshortTons) | MAPP_US | Midwest | Nuclear | Nuc | 0 | 0 | 0 | 0 | 0 | 0 | Nuc | 0 | 0 | 0 | 0 | 0 | 0
| SO2 Emissions (MMshortTons) | MAPP_US | Midwest | Other | PS | 0 | 0 | 0 | 0 | 0 | 0 | PS | 0 | 0 | 0 | 0 | 0 | 0
| SO2 Emissions (MMshortTons) | MAPP_US | Midwest | Other Renew | PV | 0 | 0 | 0 | 0 | 0 | 0 | PV | 0 | 0 | 0 | 0 | 0 | 0
| SO2 Emissions (MMshortTons) | MAPP_US | Midwest | CT | PeakG | 0 | 0 | 0 | 0 | 0 | 0 | PeakG | 0 | 0 | 0 | 0 | 0 | 0
| SO2 Emissions (MMshortTons) | MAPP_US | Midwest | CT | PeakO | 0 | 0 | 0 | 0 | 0 | 0 | PeakO | 0 | 0 | 0 | 0 | 0 | 0
| SO2 Emissions (MMshortTons) | MAPP_US | Midwest | Other Renew | ST | 0 | 0 | 0 | 0 | 0 | 0 | ST | 0 | 0 | 0 | 0 | 0 | 0
| SO2 Emissions (MMshortTons) | MAPP_US | Midwest | Steam O/G | STOG | 0 | 0 | 0 | 0 | 0 | 0 | STOG | 0 | 0 | 0 | 0 | 0 | 0
| SO2 Emissions (MMshortTons) | MAPP_US | Midwest | Other Renew | STWD | 0 | 0 | 0 | 0 | 0 | 0 | STWD | 0 | 0 | 0 | 0 | 0 | 0
| SO2 Emissions (MMshortTons) | MAPP_US | Midwest | On-shore Wind | WT | 0 | 0 | 0 | 0 | 0 | 0 | WT | 0 | 0 | 0 | 0 | 0 | 0
| SO2 Emissions (MMshortTons) | MAPP_US | Midwest | Coal | IGCC | 0 | 0 | 0 | 0 | 0 | 0 | IGCC | 0 | 0 | 0 | 0 | 0 | 0
| SO2 Emissions (MMshortTons) | MAPP_US | Midwest | DR | DemandResponse | 0 | 0 | 0 | 0 | 0 | 0 | DemandResponse | 0 | 0 | 0 | 0 | 0 | 0
| SO2 Emissions (MMshortTons) | MAPP_US | Midwest | Coal-CCS | IGCC-CCS | 0 | 0 | 0 | 0 | 0 | 0 | IGCC-CCS | 0 | 0 | 0 | 0 | 0 | 0
| SO2 Emissions (MMshortTons) | MAPP_US | Midwest | Off-shore Wind | WT_off | 0 | 0 | 0 | 0 | 0 | 0 | WT_off | 0 | 0 | 0 | 0 | 0 | 0
| SO2 Emissions (MMshortTons) | MAPP_US | Midwest | Other | PseudoUnit | 0 | 0 | 0 | 0 | 0 | 0 | PseudoUnit | 0 | 0 | 0 | 0 | 0 | 0
| SO2 Emissions (MMshortTons) | MAPP_US | Midwest | HQ/Maritimes | FixedInterchange | 0 | 0 | 0 | 0 | 0 | 0 | FixedInterchange | 0 | 0 | 0 | 0 | 0 | 0
SO2 Emissions (MMshortTons)
| SO2 Emissions (MMshortTons) |  |  |  | SO2 Emissions (MMshortTons): MISO_IN | [6 empty] | SO2 Emissions (MMshortTons): MISO_IN
| SO2 Emissions (MMshortTons) |  |  |  | ReportingType | 2015 | 2020 | 2025 | 2030 | 2035 | 2040 | ReportingType | 2015 | 2020 | 2025 | 2030 | 2035 | 2040
| SO2 Emissions (MMshortTons) | MISO_IN | Midwest | Other Renew | BM | 0 | 0 | 0 | 0 | 0 | 0 | BM | 0 | 0 | 0 | 0 | 0 | 0
| SO2 Emissions (MMshortTons) | MISO_IN | Midwest | CC | CC | 0 | 0 | 0 | 0 | 0 | 0 | CC | 0 | 0 | 0 | 0 | 0 | 0
| SO2 Emissions (MMshortTons) | MISO_IN | Midwest | Other Renew | CSP | 0 | 0 | 0 | 0 | 0 | 0 | CSP | 0 | 0 | 0 | 0 | 0 | 0
| SO2 Emissions (MMshortTons) | MISO_IN | Midwest | CT | CT | 0 | 0 | 0 | 0 | 0 | 0 | CT | 0 | 0 | 0 | 0 | 0 | 0
| SO2 Emissions (MMshortTons) | MISO_IN | Midwest | Coal | Coal | 0.24 | 0.04 | 0 | 0 | 0.01 | 0.01 | Coal | 0.24 | 0.03 | 0 | 0 | 0.02 | 0.02
| SO2 Emissions (MMshortTons) | MISO_IN | Midwest | Other Renew | Geo | 0 | 0 | 0 | 0 | 0 | 0 | Geo | 0 | 0 | 0 | 0 | 0 | 0
| SO2 Emissions (MMshortTons) | MISO_IN | Midwest | Hydro | H | 0 | 0 | 0 | 0 | 0 | 0 | H | 0 | 0 | 0 | 0 | 0 | 0
| SO2 Emissions (MMshortTons) | MISO_IN | Midwest | Other Renew | LFG | 0 | 0 | 0 | 0 | 0 | 0 | LFG | 0 | 0 | 0 | 0 | 0 | 0
| SO2 Emissions (MMshortTons) | MISO_IN | Midwest | Nuclear | Nuc | 0 | 0 | 0 | 0 | 0 | 0 | Nuc | 0 | 0 | 0 | 0 | 0 | 0
| SO2 Emissions (MMshortTons) | MISO_IN | Midwest | Other | PS | 0 | 0 | 0 | 0 | 0 | 0 | PS | 0 | 0 | 0 | 0 | 0 | 0
| SO2 Emissions (MMshortTons) | MISO_IN | Midwest | Other Renew | PV | 0 | 0 | 0 | 0 | 0 | 0 | PV | 0 | 0 | 0 | 0 | 0 | 0
| SO2 Emissions (MMshortTons) | MISO_IN | Midwest | CT | PeakG | 0 | 0 | 0 | 0 | 0 | 0 | PeakG | 0 | 0 | 0 | 0 | 0 | 0
| SO2 Emissions (MMshortTons) | MISO_IN | Midwest | CT | PeakO | 0 | 0 | 0 | 0 | 0 | 0 | PeakO | 0 | 0 | 0 | 0 | 0 | 0
| SO2 Emissions (MMshortTons) | MISO_IN | Midwest | Other Renew | ST | 0 | 0 | 0 | 0 | 0 | 0 | ST | 0 | 0 | 0 | 0 | 0 | 0
| SO2 Emissions (MMshortTons) | MISO_IN | Midwest | Steam O/G | STOG | 0 | 0 | 0 | 0 | 0 | 0 | STOG | 0 | 0 | 0 | 0 | 0 | 0
| SO2 Emissions (MMshortTons) | MISO_IN | Midwest | Other Renew | STWD | 0 | 0 | 0 | 0 | 0 | 0 | STWD | 0 | 0 | 0 | 0 | 0 | 0
| SO2 Emissions (MMshortTons) | MISO_IN | Midwest | On-shore Wind | WT | 0 | 0 | 0 | 0 | 0 | 0 | WT | 0 | 0 | 0 | 0 | 0 | 0
| SO2 Emissions (MMshortTons) | MISO_IN | Midwest | Coal | IGCC | 0 | 0 | 0 | 0 | 0 | 0 | IGCC | 0 | 0 | 0 | 0 | 0 | 0
| SO2 Emissions (MMshortTons) | MISO_IN | Midwest | DR | DemandResponse | 0 | 0 | 0 | 0 | 0 | 0 | DemandResponse | 0 | 0 | 0 | 0 | 0 | 0
| SO2 Emissions (MMshortTons) | MISO_IN | Midwest | Coal-CCS | IGCC-CCS | 0 | 0 | 0 | 0 | 0 | 0 | IGCC-CCS | 0 | 0 | 0 | 0 | 0 | 0
| SO2 Emissions (MMshortTons) | MISO_IN | Midwest | Off-shore Wind | WT_off | 0 | 0 | 0 | 0 | 0 | 0 | WT_off | 0 | 0 | 0 | 0 | 0 | 0
| SO2 Emissions (MMshortTons) | MISO_IN | Midwest | Other | PseudoUnit | 0 | 0 | 0 | 0 | 0 | 0 | PseudoUnit | 0 | 0 | 0 | 0 | 0 | 0
| SO2 Emissions (MMshortTons) | MISO_IN | Midwest | HQ/Maritimes | FixedInterchange | 0 | 0 | 0 | 0 | 0 | 0 | FixedInterchange | 0 | 0 | 0 | 0 | 0 | 0
SO2 Emissions (MMshortTons)
| SO2 Emissions (MMshortTons) |  |  |  | SO2 Emissions (MMshortTons): MISO_MI | [6 empty] | SO2 Emissions (MMshortTons): MISO_MI
| SO2 Emissions (MMshortTons) |  |  |  | ReportingType | 2015 | 2020 | 2025 | 2030 | 2035 | 2040 | ReportingType | 2015 | 2020 | 2025 | 2030 | 2035 | 2040
| SO2 Emissions (MMshortTons) | MISO_MI | Midwest | Other Renew | BM | 0 | 0 | 0 | 0 | 0 | 0 | BM | 0 | 0 | 0 | 0 | 0 | 0
| SO2 Emissions (MMshortTons) | MISO_MI | Midwest | CC | CC | 0 | 0 | 0 | 0 | 0 | 0 | CC | 0 | 0 | 0 | 0 | 0 | 0
| SO2 Emissions (MMshortTons) | MISO_MI | Midwest | Other Renew | CSP | 0 | 0 | 0 | 0 | 0 | 0 | CSP | 0 | 0 | 0 | 0 | 0 | 0
| SO2 Emissions (MMshortTons) | MISO_MI | Midwest | CT | CT | 0 | 0 | 0 | 0 | 0 | 0 | CT | 0 | 0 | 0 | 0 | 0 | 0
| SO2 Emissions (MMshortTons) | MISO_MI | Midwest | Coal | Coal | 0.12 | 0 | 0 | 0 | 0 | 0 | Coal | 0.13 | 0 | 0 | 0 | 0 | 0
| SO2 Emissions (MMshortTons) | MISO_MI | Midwest | Other Renew | Geo | 0 | 0 | 0 | 0 | 0 | 0 | Geo | 0 | 0 | 0 | 0 | 0 | 0
| SO2 Emissions (MMshortTons) | MISO_MI | Midwest | Hydro | H | 0 | 0 | 0 | 0 | 0 | 0 | H | 0 | 0 | 0 | 0 | 0 | 0
| SO2 Emissions (MMshortTons) | MISO_MI | Midwest | Other Renew | LFG | 0 | 0 | 0 | 0 | 0 | 0 | LFG | 0 | 0 | 0 | 0 | 0 | 0
| SO2 Emissions (MMshortTons) | MISO_MI | Midwest | Nuclear | Nuc | 0 | 0 | 0 | 0 | 0 | 0 | Nuc | 0 | 0 | 0 | 0 | 0 | 0
| SO2 Emissions (MMshortTons) | MISO_MI | Midwest | Other | PS | 0 | 0 | 0 | 0 | 0 | 0 | PS | 0 | 0 | 0 | 0 | 0 | 0
| SO2 Emissions (MMshortTons) | MISO_MI | Midwest | Other Renew | PV | 0 | 0 | 0 | 0 | 0 | 0 | PV | 0 | 0 | 0 | 0 | 0 | 0
| SO2 Emissions (MMshortTons) | MISO_MI | Midwest | CT | PeakG | 0 | 0 | 0 | 0 | 0 | 0 | PeakG | 0 | 0 | 0 | 0 | 0 | 0
| SO2 Emissions (MMshortTons) | MISO_MI | Midwest | CT | PeakO | 0 | 0 | 0 | 0 | 0 | 0 | PeakO | 0 | 0 | 0 | 0 | 0 | 0
| SO2 Emissions (MMshortTons) | MISO_MI | Midwest | Other Renew | ST | 0 | 0 | 0 | 0 | 0 | 0 | ST | 0 | 0 | 0 | 0 | 0 | 0
| SO2 Emissions (MMshortTons) | MISO_MI | Midwest | Steam O/G | STOG | 0 | 0 | 0 | 0 | 0 | 0 | STOG | 0 | 0 | 0 | 0 | 0 | 0
| SO2 Emissions (MMshortTons) | MISO_MI | Midwest | Other Renew | STWD | 0 | 0 | 0 | 0 | 0 | 0 | STWD | 0 | 0 | 0 | 0 | 0 | 0
| SO2 Emissions (MMshortTons) | MISO_MI | Midwest | On-shore Wind | WT | 0 | 0 | 0 | 0 | 0 | 0 | WT | 0 | 0 | 0 | 0 | 0 | 0
| SO2 Emissions (MMshortTons) | MISO_MI | Midwest | Coal | IGCC | 0 | 0 | 0 | 0 | 0 | 0 | IGCC | 0 | 0 | 0 | 0 | 0 | 0
| SO2 Emissions (MMshortTons) | MISO_MI | Midwest | DR | DemandResponse | 0 | 0 | 0 | 0 | 0 | 0 | DemandResponse | 0 | 0 | 0 | 0 | 0 | 0
| SO2 Emissions (MMshortTons) | MISO_MI | Midwest | Coal-CCS | IGCC-CCS | 0 | 0 | 0 | 0 | 0 | 0 | IGCC-CCS | 0 | 0 | 0 | 0 | 0 | 0
| SO2 Emissions (MMshortTons) | MISO_MI | Midwest | Off-shore Wind | WT_off | 0 | 0 | 0 | 0 | 0 | 0 | WT_off | 0 | 0 | 0 | 0 | 0 | 0
| SO2 Emissions (MMshortTons) | MISO_MI | Midwest | Other | PseudoUnit | 0 | 0 | 0 | 0 | 0 | 0 | PseudoUnit | 0 | 0 | 0 | 0 | 0 | 0
| SO2 Emissions (MMshortTons) | MISO_MI | Midwest | HQ/Maritimes | FixedInterchange | 0 | 0 | 0 | 0 | 0 | 0 | FixedInterchange | 0 | 0 | 0 | 0 | 0 | 0
SO2 Emissions (MMshortTons)
| SO2 Emissions (MMshortTons) |  |  |  | SO2 Emissions (MMshortTons): MISO_MO-IL | [6 empty] | SO2 Emissions (MMshortTons): MISO_MO-IL
| SO2 Emissions (MMshortTons) |  |  |  | ReportingType | 2015 | 2020 | 2025 | 2030 | 2035 | 2040 | ReportingType | 2015 | 2020 | 2025 | 2030 | 2035 | 2040
| SO2 Emissions (MMshortTons) | MISO_MO-IL | Midwest | Other Renew | BM | 0 | 0 | 0 | 0 | 0 | 0 | BM | 0 | 0 | 0 | 0 | 0 | 0
| SO2 Emissions (MMshortTons) | MISO_MO-IL | Midwest | CC | CC | 0 | 0 | 0 | 0 | 0 | 0 | CC | 0 | 0 | 0 | 0 | 0 | 0
| SO2 Emissions (MMshortTons) | MISO_MO-IL | Midwest | Other Renew | CSP | 0 | 0 | 0 | 0 | 0 | 0 | CSP | 0 | 0 | 0 | 0 | 0 | 0
| SO2 Emissions (MMshortTons) | MISO_MO-IL | Midwest | CT | CT | 0 | 0 | 0 | 0 | 0 | 0 | CT | 0 | 0 | 0 | 0 | 0 | 0
| SO2 Emissions (MMshortTons) | MISO_MO-IL | Midwest | Coal | Coal | 0.34 | 0.01 | 0 | 0 | 0 | 0 | Coal | 0.38 | 0.01 | 0 | 0 | 0 | 0
| SO2 Emissions (MMshortTons) | MISO_MO-IL | Midwest | Other Renew | Geo | 0 | 0 | 0 | 0 | 0 | 0 | Geo | 0 | 0 | 0 | 0 | 0 | 0
| SO2 Emissions (MMshortTons) | MISO_MO-IL | Midwest | Hydro | H | 0 | 0 | 0 | 0 | 0 | 0 | H | 0 | 0 | 0 | 0 | 0 | 0
| SO2 Emissions (MMshortTons) | MISO_MO-IL | Midwest | Other Renew | LFG | 0 | 0 | 0 | 0 | 0 | 0 | LFG | 0 | 0 | 0 | 0 | 0 | 0
| SO2 Emissions (MMshortTons) | MISO_MO-IL | Midwest | Nuclear | Nuc | 0 | 0 | 0 | 0 | 0 | 0 | Nuc | 0 | 0 | 0 | 0 | 0 | 0
| SO2 Emissions (MMshortTons) | MISO_MO-IL | Midwest | Other | PS | 0 | 0 | 0 | 0 | 0 | 0 | PS | 0 | 0 | 0 | 0 | 0 | 0
| SO2 Emissions (MMshortTons) | MISO_MO-IL | Midwest | Other Renew | PV | 0 | 0 | 0 | 0 | 0 | 0 | PV | 0 | 0 | 0 | 0 | 0 | 0
| SO2 Emissions (MMshortTons) | MISO_MO-IL | Midwest | CT | PeakG | 0 | 0 | 0 | 0 | 0 | 0 | PeakG | 0 | 0 | 0 | 0 | 0 | 0
| SO2 Emissions (MMshortTons) | MISO_MO-IL | Midwest | CT | PeakO | 0 | 0 | 0 | 0 | 0 | 0 | PeakO | 0 | 0 | 0 | 0 | 0 | 0
| SO2 Emissions (MMshortTons) | MISO_MO-IL | Midwest | Other Renew | ST | 0 | 0 | 0 | 0 | 0 | 0 | ST | 0 | 0 | 0 | 0 | 0 | 0
| SO2 Emissions (MMshortTons) | MISO_MO-IL | Midwest | Steam O/G | STOG | 0 | 0 | 0 | 0 | 0 | 0 | STOG | 0 | 0 | 0 | 0 | 0 | 0
| SO2 Emissions (MMshortTons) | MISO_MO-IL | Midwest | Other Renew | STWD | 0 | 0 | 0 | 0 | 0 | 0 | STWD | 0 | 0 | 0 | 0 | 0 | 0
| SO2 Emissions (MMshortTons) | MISO_MO-IL | Midwest | On-shore Wind | WT | 0 | 0 | 0 | 0 | 0 | 0 | WT | 0 | 0 | 0 | 0 | 0 | 0
| SO2 Emissions (MMshortTons) | MISO_MO-IL | Midwest | Coal | IGCC | 0 | 0 | 0 | 0 | 0 | 0 | IGCC | 0 | 0 | 0 | 0 | 0 | 0
| SO2 Emissions (MMshortTons) | MISO_MO-IL | Midwest | DR | DemandResponse | 0 | 0 | 0 | 0 | 0 | 0 | DemandResponse | 0 | 0 | 0 | 0 | 0 | 0
| SO2 Emissions (MMshortTons) | MISO_MO-IL | Midwest | Coal-CCS | IGCC-CCS | 0 | 0 | 0 | 0 | 0 | 0 | IGCC-CCS | 0 | 0 | 0 | 0 | 0 | 0
| SO2 Emissions (MMshortTons) | MISO_MO-IL | Midwest | Off-shore Wind | WT_off | 0 | 0 | 0 | 0 | 0 | 0 | WT_off | 0 | 0 | 0 | 0 | 0 | 0
| SO2 Emissions (MMshortTons) | MISO_MO-IL | Midwest | Other | PseudoUnit | 0 | 0 | 0 | 0 | 0 | 0 | PseudoUnit | 0 | 0 | 0 | 0 | 0 | 0
| SO2 Emissions (MMshortTons) | MISO_MO-IL | Midwest | HQ/Maritimes | FixedInterchange | 0 | 0 | 0 | 0 | 0 | 0 | FixedInterchange | 0 | 0 | 0 | 0 | 0 | 0
SO2 Emissions (MMshortTons)
| SO2 Emissions (MMshortTons) |  |  |  | SO2 Emissions (MMshortTons): MISO_W | [6 empty] | SO2 Emissions (MMshortTons): MISO_W
| SO2 Emissions (MMshortTons) |  |  |  | ReportingType | 2015 | 2020 | 2025 | 2030 | 2035 | 2040 | ReportingType | 2015 | 2020 | 2025 | 2030 | 2035 | 2040
| SO2 Emissions (MMshortTons) | MISO_W | Midwest | Other Renew | BM | 0 | 0 | 0 | 0 | 0 | 0 | BM | 0 | 0 | 0 | 0 | 0 | 0
| SO2 Emissions (MMshortTons) | MISO_W | Midwest | CC | CC | 0 | 0 | 0 | 0 | 0 | 0 | CC | 0 | 0 | 0 | 0 | 0 | 0
| SO2 Emissions (MMshortTons) | MISO_W | Midwest | Other Renew | CSP | 0 | 0 | 0 | 0 | 0 | 0 | CSP | 0 | 0 | 0 | 0 | 0 | 0
| SO2 Emissions (MMshortTons) | MISO_W | Midwest | CT | CT | 0 | 0 | 0 | 0 | 0 | 0 | CT | 0 | 0 | 0 | 0 | 0 | 0
| SO2 Emissions (MMshortTons) | MISO_W | Midwest | Coal | Coal | 0.2 | 0.01 | 0 | 0 | 0 | 0 | Coal | 0.2 | 0.02 | 0 | 0 | 0 | 0
| SO2 Emissions (MMshortTons) | MISO_W | Midwest | Other Renew | Geo | 0 | 0 | 0 | 0 | 0 | 0 | Geo | 0 | 0 | 0 | 0 | 0 | 0
| SO2 Emissions (MMshortTons) | MISO_W | Midwest | Hydro | H | 0 | 0 | 0 | 0 | 0 | 0 | H | 0 | 0 | 0 | 0 | 0 | 0
| SO2 Emissions (MMshortTons) | MISO_W | Midwest | Other Renew | LFG | 0 | 0 | 0 | 0 | 0 | 0 | LFG | 0 | 0 | 0 | 0 | 0 | 0
| SO2 Emissions (MMshortTons) | MISO_W | Midwest | Nuclear | Nuc | 0 | 0 | 0 | 0 | 0 | 0 | Nuc | 0 | 0 | 0 | 0 | 0 | 0
| SO2 Emissions (MMshortTons) | MISO_W | Midwest | Other | PS | 0 | 0 | 0 | 0 | 0 | 0 | PS | 0 | 0 | 0 | 0 | 0 | 0
| SO2 Emissions (MMshortTons) | MISO_W | Midwest | Other Renew | PV | 0 | 0 | 0 | 0 | 0 | 0 | PV | 0 | 0 | 0 | 0 | 0 | 0
| SO2 Emissions (MMshortTons) | MISO_W | Midwest | CT | PeakG | 0 | 0 | 0 | 0 | 0 | 0 | PeakG | 0 | 0 | 0 | 0 | 0 | 0
| SO2 Emissions (MMshortTons) | MISO_W | Midwest | CT | PeakO | 0 | 0 | 0 | 0 | 0 | 0 | PeakO | 0 | 0 | 0 | 0 | 0 | 0
| SO2 Emissions (MMshortTons) | MISO_W | Midwest | Other Renew | ST | 0 | 0 | 0 | 0 | 0 | 0 | ST | 0 | 0 | 0 | 0 | 0 | 0
| SO2 Emissions (MMshortTons) | MISO_W | Midwest | Steam O/G | STOG | 0 | 0 | 0 | 0 | 0 | 0 | STOG | 0 | 0 | 0 | 0 | 0 | 0
| SO2 Emissions (MMshortTons) | MISO_W | Midwest | Other Renew | STWD | 0 | 0 | 0 | 0 | 0 | 0 | STWD | 0 | 0 | 0 | 0 | 0 | 0
| SO2 Emissions (MMshortTons) | MISO_W | Midwest | On-shore Wind | WT | 0 | 0 | 0 | 0 | 0 | 0 | WT | 0 | 0 | 0 | 0 | 0 | 0
| SO2 Emissions (MMshortTons) | MISO_W | Midwest | Coal | IGCC | 0 | 0 | 0 | 0 | 0 | 0 | IGCC | 0 | 0 | 0 | 0 | 0 | 0
| SO2 Emissions (MMshortTons) | MISO_W | Midwest | DR | DemandResponse | 0 | 0 | 0 | 0 | 0 | 0 | DemandResponse | 0 | 0 | 0 | 0 | 0 | 0
| SO2 Emissions (MMshortTons) | MISO_W | Midwest | Coal-CCS | IGCC-CCS | 0 | 0 | 0 | 0 | 0 | 0 | IGCC-CCS | 0 | 0 | 0 | 0 | 0 | 0
| SO2 Emissions (MMshortTons) | MISO_W | Midwest | Off-shore Wind | WT_off | 0 | 0 | 0 | 0 | 0 | 0 | WT_off | 0 | 0 | 0 | 0 | 0 | 0
| SO2 Emissions (MMshortTons) | MISO_W | Midwest | Other | PseudoUnit | 0 | 0 | 0 | 0 | 0 | 0 | PseudoUnit | 0 | 0 | 0 | 0 | 0 | 0
| SO2 Emissions (MMshortTons) | MISO_W | Midwest | HQ/Maritimes | FixedInterchange | 0 | 0 | 0 | 0 | 0 | 0 | FixedInterchange | 0 | 0 | 0 | 0 | 0 | 0
SO2 Emissions (MMshortTons)
| SO2 Emissions (MMshortTons) |  |  |  | SO2 Emissions (MMshortTons): MISO_WUMS | [6 empty] | SO2 Emissions (MMshortTons): MISO_WUMS
| SO2 Emissions (MMshortTons) |  |  |  | ReportingType | 2015 | 2020 | 2025 | 2030 | 2035 | 2040 | ReportingType | 2015 | 2020 | 2025 | 2030 | 2035 | 2040
| SO2 Emissions (MMshortTons) | MISO_WUMS | Midwest | Other Renew | BM | 0 | 0 | 0 | 0 | 0 | 0 | BM | 0 | 0 | 0 | 0 | 0 | 0
| SO2 Emissions (MMshortTons) | MISO_WUMS | Midwest | CC | CC | 0 | 0 | 0 | 0 | 0 | 0 | CC | 0 | 0 | 0 | 0 | 0 | 0
| SO2 Emissions (MMshortTons) | MISO_WUMS | Midwest | Other Renew | CSP | 0 | 0 | 0 | 0 | 0 | 0 | CSP | 0 | 0 | 0 | 0 | 0 | 0
| SO2 Emissions (MMshortTons) | MISO_WUMS | Midwest | CT | CT | 0 | 0 | 0 | 0 | 0 | 0 | CT | 0 | 0 | 0 | 0 | 0 | 0
| SO2 Emissions (MMshortTons) | MISO_WUMS | Midwest | Coal | Coal | 0.03 | 0 | 0 | 0 | 0 | 0 | Coal | 0.02 | 0 | 0 | 0 | 0 | 0.01
| SO2 Emissions (MMshortTons) | MISO_WUMS | Midwest | Other Renew | Geo | 0 | 0 | 0 | 0 | 0 | 0 | Geo | 0 | 0 | 0 | 0 | 0 | 0
| SO2 Emissions (MMshortTons) | MISO_WUMS | Midwest | Hydro | H | 0 | 0 | 0 | 0 | 0 | 0 | H | 0 | 0 | 0 | 0 | 0 | 0
| SO2 Emissions (MMshortTons) | MISO_WUMS | Midwest | Other Renew | LFG | 0 | 0 | 0 | 0 | 0 | 0 | LFG | 0 | 0 | 0 | 0 | 0 | 0
| SO2 Emissions (MMshortTons) | MISO_WUMS | Midwest | Nuclear | Nuc | 0 | 0 | 0 | 0 | 0 | 0 | Nuc | 0 | 0 | 0 | 0 | 0 | 0
| SO2 Emissions (MMshortTons) | MISO_WUMS | Midwest | Other | PS | 0 | 0 | 0 | 0 | 0 | 0 | PS | 0 | 0 | 0 | 0 | 0 | 0
| SO2 Emissions (MMshortTons) | MISO_WUMS | Midwest | Other Renew | PV | 0 | 0 | 0 | 0 | 0 | 0 | PV | 0 | 0 | 0 | 0 | 0 | 0
| SO2 Emissions (MMshortTons) | MISO_WUMS | Midwest | CT | PeakG | 0 | 0 | 0 | 0 | 0 | 0 | PeakG | 0 | 0 | 0 | 0 | 0 | 0
| SO2 Emissions (MMshortTons) | MISO_WUMS | Midwest | CT | PeakO | 0 | 0 | 0 | 0 | 0 | 0 | PeakO | 0 | 0 | 0 | 0 | 0 | 0
| SO2 Emissions (MMshortTons) | MISO_WUMS | Midwest | Other Renew | ST | 0 | 0 | 0 | 0 | 0 | 0 | ST | 0 | 0 | 0 | 0 | 0 | 0
| SO2 Emissions (MMshortTons) | MISO_WUMS | Midwest | Steam O/G | STOG | 0 | 0 | 0 | 0 | 0 | 0 | STOG | 0 | 0 | 0 | 0 | 0 | 0
| SO2 Emissions (MMshortTons) | MISO_WUMS | Midwest | Other Renew | STWD | 0 | 0 | 0 | 0 | 0 | 0 | STWD | 0 | 0 | 0 | 0 | 0 | 0
| SO2 Emissions (MMshortTons) | MISO_WUMS | Midwest | On-shore Wind | WT | 0 | 0 | 0 | 0 | 0 | 0 | WT | 0 | 0 | 0 | 0 | 0 | 0
| SO2 Emissions (MMshortTons) | MISO_WUMS | Midwest | Coal | IGCC | 0 | 0 | 0 | 0 | 0 | 0 | IGCC | 0 | 0 | 0 | 0 | 0 | 0
| SO2 Emissions (MMshortTons) | MISO_WUMS | Midwest | DR | DemandResponse | 0 | 0 | 0 | 0 | 0 | 0 | DemandResponse | 0 | 0 | 0 | 0 | 0 | 0
| SO2 Emissions (MMshortTons) | MISO_WUMS | Midwest | Coal-CCS | IGCC-CCS | 0 | 0 | 0 | 0 | 0 | 0 | IGCC-CCS | 0 | 0 | 0 | 0 | 0 | 0
| SO2 Emissions (MMshortTons) | MISO_WUMS | Midwest | Off-shore Wind | WT_off | 0 | 0 | 0 | 0 | 0 | 0 | WT_off | 0 | 0 | 0 | 0 | 0 | 0
| SO2 Emissions (MMshortTons) | MISO_WUMS | Midwest | Other | PseudoUnit | 0 | 0 | 0 | 0 | 0 | 0 | PseudoUnit | 0 | 0 | 0 | 0 | 0 | 0
| SO2 Emissions (MMshortTons) | MISO_WUMS | Midwest | HQ/Maritimes | FixedInterchange | 0 | 0 | 0 | 0 | 0 | 0 | FixedInterchange | 0 | 0 | 0 | 0 | 0 | 0
SO2 Emissions (MMshortTons)
| SO2 Emissions (MMshortTons) |  |  |  | SO2 Emissions (MMshortTons): Nebraska | [6 empty] | SO2 Emissions (MMshortTons): Nebraska
| SO2 Emissions (MMshortTons) |  |  |  | ReportingType | 2015 | 2020 | 2025 | 2030 | 2035 | 2040 | ReportingType | 2015 | 2020 | 2025 | 2030 | 2035 | 2040
| SO2 Emissions (MMshortTons) | NE | Southwest | Other Renew | BM | 0 | 0 | 0 | 0 | 0 | 0 | BM | 0 | 0 | 0 | 0 | 0 | 0
| SO2 Emissions (MMshortTons) | NE | Southwest | CC | CC | 0 | 0 | 0 | 0 | 0 | 0 | CC | 0 | 0 | 0 | 0 | 0 | 0
| SO2 Emissions (MMshortTons) | NE | Southwest | Other Renew | CSP | 0 | 0 | 0 | 0 | 0 | 0 | CSP | 0 | 0 | 0 | 0 | 0 | 0
| SO2 Emissions (MMshortTons) | NE | Southwest | CT | CT | 0 | 0 | 0 | 0 | 0 | 0 | CT | 0 | 0 | 0 | 0 | 0 | 0
| SO2 Emissions (MMshortTons) | NE | Southwest | Coal | Coal | 0.1 | 0 | 0 | 0 | 0 | 0 | Coal | 0.1 | 0 | 0 | 0 | 0 | 0
| SO2 Emissions (MMshortTons) | NE | Southwest | Other Renew | Geo | 0 | 0 | 0 | 0 | 0 | 0 | Geo | 0 | 0 | 0 | 0 | 0 | 0
| SO2 Emissions (MMshortTons) | NE | Southwest | Hydro | H | 0 | 0 | 0 | 0 | 0 | 0 | H | 0 | 0 | 0 | 0 | 0 | 0
| SO2 Emissions (MMshortTons) | NE | Southwest | Other Renew | LFG | 0 | 0 | 0 | 0 | 0 | 0 | LFG | 0 | 0 | 0 | 0 | 0 | 0
| SO2 Emissions (MMshortTons) | NE | Southwest | Nuclear | Nuc | 0 | 0 | 0 | 0 | 0 | 0 | Nuc | 0 | 0 | 0 | 0 | 0 | 0
| SO2 Emissions (MMshortTons) | NE | Southwest | Other | PS | 0 | 0 | 0 | 0 | 0 | 0 | PS | 0 | 0 | 0 | 0 | 0 | 0
| SO2 Emissions (MMshortTons) | NE | Southwest | Other Renew | PV | 0 | 0 | 0 | 0 | 0 | 0 | PV | 0 | 0 | 0 | 0 | 0 | 0
| SO2 Emissions (MMshortTons) | NE | Southwest | CT | PeakG | 0 | 0 | 0 | 0 | 0 | 0 | PeakG | 0 | 0 | 0 | 0 | 0 | 0
| SO2 Emissions (MMshortTons) | NE | Southwest | CT | PeakO | 0 | 0 | 0 | 0 | 0 | 0 | PeakO | 0 | 0 | 0 | 0 | 0 | 0
| SO2 Emissions (MMshortTons) | NE | Southwest | Other Renew | ST | 0 | 0 | 0 | 0 | 0 | 0 | ST | 0 | 0 | 0 | 0 | 0 | 0
| SO2 Emissions (MMshortTons) | NE | Southwest | Steam O/G | STOG | 0 | 0 | 0 | 0 | 0 | 0 | STOG | 0 | 0 | 0 | 0 | 0 | 0
| SO2 Emissions (MMshortTons) | NE | Southwest | Other Renew | STWD | 0 | 0 | 0 | 0 | 0 | 0 | STWD | 0 | 0 | 0 | 0 | 0 | 0
| SO2 Emissions (MMshortTons) | NE | Southwest | On-shore Wind | WT | 0 | 0 | 0 | 0 | 0 | 0 | WT | 0 | 0 | 0 | 0 | 0 | 0
| SO2 Emissions (MMshortTons) | NE | Southwest | Coal | IGCC | 0 | 0 | 0 | 0 | 0 | 0 | IGCC | 0 | 0 | 0 | 0 | 0 | 0
| SO2 Emissions (MMshortTons) | NE | Southwest | DR | DemandResponse | 0 | 0 | 0 | 0 | 0 | 0 | DemandResponse | 0 | 0 | 0 | 0 | 0 | 0
| SO2 Emissions (MMshortTons) | NE | Southwest | Coal-CCS | IGCC-CCS | 0 | 0 | 0 | 0 | 0 | 0 | IGCC-CCS | 0 | 0 | 0 | 0 | 0 | 0
| SO2 Emissions (MMshortTons) | NE | Southwest | Off-shore Wind | WT_off | 0 | 0 | 0 | 0 | 0 | 0 | WT_off | 0 | 0 | 0 | 0 | 0 | 0
| SO2 Emissions (MMshortTons) | NE | Southwest | Other | PseudoUnit | 0 | 0 | 0 | 0 | 0 | 0 | PseudoUnit | 0 | 0 | 0 | 0 | 0 | 0
| SO2 Emissions (MMshortTons) | NE | Southwest | HQ/Maritimes | FixedInterchange | 0 | 0 | 0 | 0 | 0 | 0 | FixedInterchange | 0 | 0 | 0 | 0 | 0 | 0
SO2 Emissions (MMshortTons)
| SO2 Emissions (MMshortTons) |  |  |  | SO2 Emissions (MMshortTons): NEISO | [6 empty] | SO2 Emissions (MMshortTons): NEISO
| SO2 Emissions (MMshortTons) |  |  |  | ReportingType | 2015 | 2020 | 2025 | 2030 | 2035 | 2040 | ReportingType | 2015 | 2020 | 2025 | 2030 | 2035 | 2040
| SO2 Emissions (MMshortTons) | NEISO | Northeast | Other Renew | BM | 0 | 0 | 0 | 0 | 0 | 0 | BM | 0 | 0 | 0 | 0 | 0 | 0
| SO2 Emissions (MMshortTons) | NEISO | Northeast | CC | CC | 0 | 0 | 0 | 0 | 0 | 0 | CC | 0 | 0 | 0 | 0 | 0 | 0
| SO2 Emissions (MMshortTons) | NEISO | Northeast | Other Renew | CSP | 0 | 0 | 0 | 0 | 0 | 0 | CSP | 0 | 0 | 0 | 0 | 0 | 0
| SO2 Emissions (MMshortTons) | NEISO | Northeast | CT | CT | 0 | 0 | 0 | 0 | 0 | 0 | CT | 0 | 0 | 0 | 0 | 0 | 0
| SO2 Emissions (MMshortTons) | NEISO | Northeast | Coal | Coal | 0 | 0 | 0 | 0 | 0 | 0 | Coal | 0 | 0 | 0 | 0 | 0 | 0
| SO2 Emissions (MMshortTons) | NEISO | Northeast | Other Renew | Geo | 0 | 0 | 0 | 0 | 0 | 0 | Geo | 0 | 0 | 0 | 0 | 0 | 0
| SO2 Emissions (MMshortTons) | NEISO | Northeast | Hydro | H | 0 | 0 | 0 | 0 | 0 | 0 | H | 0 | 0 | 0 | 0 | 0 | 0
| SO2 Emissions (MMshortTons) | NEISO | Northeast | Other Renew | LFG | 0 | 0 | 0 | 0 | 0 | 0 | LFG | 0 | 0 | 0 | 0 | 0 | 0
| SO2 Emissions (MMshortTons) | NEISO | Northeast | Nuclear | Nuc | 0 | 0 | 0 | 0 | 0 | 0 | Nuc | 0 | 0 | 0 | 0 | 0 | 0
| SO2 Emissions (MMshortTons) | NEISO | Northeast | Other | PS | 0 | 0 | 0 | 0 | 0 | 0 | PS | 0 | 0 | 0 | 0 | 0 | 0
| SO2 Emissions (MMshortTons) | NEISO | Northeast | Other Renew | PV | 0 | 0 | 0 | 0 | 0 | 0 | PV | 0 | 0 | 0 | 0 | 0 | 0
| SO2 Emissions (MMshortTons) | NEISO | Northeast | CT | PeakG | 0 | 0 | 0 | 0 | 0 | 0 | PeakG | 0 | 0 | 0 | 0 | 0 | 0
| SO2 Emissions (MMshortTons) | NEISO | Northeast | CT | PeakO | 0 | 0 | 0 | 0 | 0 | 0 | PeakO | 0 | 0 | 0 | 0 | 0 | 0
| SO2 Emissions (MMshortTons) | NEISO | Northeast | Other Renew | ST | 0 | 0 | 0 | 0 | 0 | 0 | ST | 0 | 0 | 0 | 0 | 0 | 0
| SO2 Emissions (MMshortTons) | NEISO | Northeast | Steam O/G | STOG | 0 | 0 | 0 | 0 | 0 | 0 | STOG | 0 | 0 | 0 | 0 | 0 | 0
| SO2 Emissions (MMshortTons) | NEISO | Northeast | Other Renew | STWD | 0 | 0 | 0 | 0 | 0 | 0 | STWD | 0 | 0 | 0 | 0 | 0 | 0
| SO2 Emissions (MMshortTons) | NEISO | Northeast | On-shore Wind | WT | 0 | 0 | 0 | 0 | 0 | 0 | WT | 0 | 0 | 0 | 0 | 0 | 0
| SO2 Emissions (MMshortTons) | NEISO | Northeast | Coal | IGCC | 0 | 0 | 0 | 0 | 0 | 0 | IGCC | 0 | 0 | 0 | 0 | 0 | 0
| SO2 Emissions (MMshortTons) | NEISO | Northeast | DR | DemandResponse | 0 | 0 | 0 | 0 | 0 | 0 | DemandResponse | 0 | 0 | 0 | 0 | 0 | 0
| SO2 Emissions (MMshortTons) | NEISO | Northeast | Coal-CCS | IGCC-CCS | 0 | 0 | 0 | 0 | 0 | 0 | IGCC-CCS | 0 | 0 | 0 | 0 | 0 | 0
| SO2 Emissions (MMshortTons) | NEISO | Northeast | Off-shore Wind | WT_off | 0 | 0 | 0 | 0 | 0 | 0 | WT_off | 0 | 0 | 0 | 0 | 0 | 0
| SO2 Emissions (MMshortTons) | NEISO | Northeast | Other | PseudoUnit | 0 | 0 | 0 | 0 | 0 | 0 | PseudoUnit | 0 | 0 | 0 | 0 | 0 | 0
| SO2 Emissions (MMshortTons) | NEISO | Northeast | HQ/Maritimes | FixedInterchange | 0 | 0 | 0 | 0 | 0 | 0 | FixedInterchange | 0 | 0 | 0 | 0 | 0 | 0
SO2 Emissions (MMshortTons)
| SO2 Emissions (MMshortTons) |  |  |  | SO2 Emissions (MMshortTons): NonRTO_Midwest | [6 empty] | SO2 Emissions (MMshortTons): NonRTO_Midwest
| SO2 Emissions (MMshortTons) |  |  |  | ReportingType | 2015 | 2020 | 2025 | 2030 | 2035 | 2040 | ReportingType | 2015 | 2020 | 2025 | 2030 | 2035 | 2040
| SO2 Emissions (MMshortTons) | NonRTO_Midwest | MISO | Other Renew | BM | 0 | 0 | 0 | 0 | 0 | 0 | BM | 0 | 0 | 0 | 0 | 0 | 0
| SO2 Emissions (MMshortTons) | NonRTO_Midwest | MISO | CC | CC | 0 | 0 | 0 | 0 | 0 | 0 | CC | 0 | 0 | 0 | 0 | 0 | 0
| SO2 Emissions (MMshortTons) | NonRTO_Midwest | MISO | Other Renew | CSP | 0 | 0 | 0 | 0 | 0 | 0 | CSP | 0 | 0 | 0 | 0 | 0 | 0
| SO2 Emissions (MMshortTons) | NonRTO_Midwest | MISO | CT | CT | 0 | 0 | 0 | 0 | 0 | 0 | CT | 0 | 0 | 0 | 0 | 0 | 0
| SO2 Emissions (MMshortTons) | NonRTO_Midwest | MISO | Coal | Coal | 0.13 | 0.03 | 0 | 0 | 0.01 | 0.01 | Coal | 0.12 | 0.03 | 0.01 | 0 | 0.01 | 0.01
| SO2 Emissions (MMshortTons) | NonRTO_Midwest | MISO | Other Renew | Geo | 0 | 0 | 0 | 0 | 0 | 0 | Geo | 0 | 0 | 0 | 0 | 0 | 0
| SO2 Emissions (MMshortTons) | NonRTO_Midwest | MISO | Hydro | H | 0 | 0 | 0 | 0 | 0 | 0 | H | 0 | 0 | 0 | 0 | 0 | 0
| SO2 Emissions (MMshortTons) | NonRTO_Midwest | MISO | Other Renew | LFG | 0 | 0 | 0 | 0 | 0 | 0 | LFG | 0 | 0 | 0 | 0 | 0 | 0
| SO2 Emissions (MMshortTons) | NonRTO_Midwest | MISO | Nuclear | Nuc | 0 | 0 | 0 | 0 | 0 | 0 | Nuc | 0 | 0 | 0 | 0 | 0 | 0
| SO2 Emissions (MMshortTons) | NonRTO_Midwest | MISO | Other | PS | 0 | 0 | 0 | 0 | 0 | 0 | PS | 0 | 0 | 0 | 0 | 0 | 0
| SO2 Emissions (MMshortTons) | NonRTO_Midwest | MISO | Other Renew | PV | 0 | 0 | 0 | 0 | 0 | 0 | PV | 0 | 0 | 0 | 0 | 0 | 0
| SO2 Emissions (MMshortTons) | NonRTO_Midwest | MISO | CT | PeakG | 0 | 0 | 0 | 0 | 0 | 0 | PeakG | 0 | 0 | 0 | 0 | 0 | 0
| SO2 Emissions (MMshortTons) | NonRTO_Midwest | MISO | CT | PeakO | 0 | 0 | 0 | 0 | 0 | 0 | PeakO | 0 | 0 | 0 | 0 | 0 | 0
| SO2 Emissions (MMshortTons) | NonRTO_Midwest | MISO | Other Renew | ST | 0 | 0 | 0 | 0 | 0 | 0 | ST | 0 | 0 | 0 | 0 | 0 | 0
| SO2 Emissions (MMshortTons) | NonRTO_Midwest | MISO | Steam O/G | STOG | 0 | 0 | 0 | 0 | 0 | 0 | STOG | 0 | 0 | 0 | 0 | 0 | 0
| SO2 Emissions (MMshortTons) | NonRTO_Midwest | MISO | Other Renew | STWD | 0 | 0 | 0 | 0 | 0 | 0 | STWD | 0 | 0 | 0 | 0 | 0 | 0
| SO2 Emissions (MMshortTons) | NonRTO_Midwest | MISO | On-shore Wind | WT | 0 | 0 | 0 | 0 | 0 | 0 | WT | 0 | 0 | 0 | 0 | 0 | 0
| SO2 Emissions (MMshortTons) | NonRTO_Midwest | MISO | Coal | IGCC | 0 | 0 | 0 | 0 | 0 | 0 | IGCC | 0 | 0 | 0 | 0 | 0 | 0
| SO2 Emissions (MMshortTons) | NonRTO_Midwest | MISO | DR | DemandResponse | 0 | 0 | 0 | 0 | 0 | 0 | DemandResponse | 0 | 0 | 0 | 0 | 0 | 0
| SO2 Emissions (MMshortTons) | NonRTO_Midwest | MISO | Coal-CCS | IGCC-CCS | 0 | 0 | 0 | 0 | 0 | 0 | IGCC-CCS | 0 | 0 | 0 | 0 | 0 | 0
| SO2 Emissions (MMshortTons) | NonRTO_Midwest | MISO | Off-shore Wind | WT_off | 0 | 0 | 0 | 0 | 0 | 0 | WT_off | 0 | 0 | 0 | 0 | 0 | 0
| SO2 Emissions (MMshortTons) | NonRTO_Midwest | MISO | Other | PseudoUnit | 0 | 0 | 0 | 0 | 0 | 0 | PseudoUnit | 0 | 0 | 0 | 0 | 0 | 0
| SO2 Emissions (MMshortTons) | NonRTO_Midwest | MISO | HQ/Maritimes | FixedInterchange | 0 | 0 | 0 | 0 | 0 | 0 | FixedInterchange | 0 | 0 | 0 | 0 | 0 | 0
SO2 Emissions (MMshortTons)
| SO2 Emissions (MMshortTons) |  |  |  | SO2 Emissions (MMshortTons): NYISO_A-F | [6 empty] | SO2 Emissions (MMshortTons): NYISO_A-F
| SO2 Emissions (MMshortTons) |  |  |  | ReportingType | 2015 | 2020 | 2025 | 2030 | 2035 | 2040 | ReportingType | 2015 | 2020 | 2025 | 2030 | 2035 | 2040
| SO2 Emissions (MMshortTons) | NYISO_A-F | Northeast | Other Renew | BM | 0 | 0 | 0 | 0 | 0 | 0 | BM | 0 | 0 | 0 | 0 | 0 | 0
| SO2 Emissions (MMshortTons) | NYISO_A-F | Northeast | CC | CC | 0 | 0 | 0 | 0 | 0 | 0 | CC | 0 | 0 | 0 | 0 | 0 | 0
| SO2 Emissions (MMshortTons) | NYISO_A-F | Northeast | Other Renew | CSP | 0 | 0 | 0 | 0 | 0 | 0 | CSP | 0 | 0 | 0 | 0 | 0 | 0
| SO2 Emissions (MMshortTons) | NYISO_A-F | Northeast | CT | CT | 0 | 0 | 0 | 0 | 0 | 0 | CT | 0 | 0 | 0 | 0 | 0 | 0
| SO2 Emissions (MMshortTons) | NYISO_A-F | Northeast | Coal | Coal | 0 | 0 | 0 | 0 | 0 | 0 | Coal | 0 | 0 | 0 | 0 | 0 | 0
| SO2 Emissions (MMshortTons) | NYISO_A-F | Northeast | Other Renew | Geo | 0 | 0 | 0 | 0 | 0 | 0 | Geo | 0 | 0 | 0 | 0 | 0 | 0
| SO2 Emissions (MMshortTons) | NYISO_A-F | Northeast | Hydro | H | 0 | 0 | 0 | 0 | 0 | 0 | H | 0 | 0 | 0 | 0 | 0 | 0
| SO2 Emissions (MMshortTons) | NYISO_A-F | Northeast | Other Renew | LFG | 0 | 0 | 0 | 0 | 0 | 0 | LFG | 0 | 0 | 0 | 0 | 0 | 0
| SO2 Emissions (MMshortTons) | NYISO_A-F | Northeast | Nuclear | Nuc | 0 | 0 | 0 | 0 | 0 | 0 | Nuc | 0 | 0 | 0 | 0 | 0 | 0
| SO2 Emissions (MMshortTons) | NYISO_A-F | Northeast | Other | PS | 0 | 0 | 0 | 0 | 0 | 0 | PS | 0 | 0 | 0 | 0 | 0 | 0
| SO2 Emissions (MMshortTons) | NYISO_A-F | Northeast | Other Renew | PV | 0 | 0 | 0 | 0 | 0 | 0 | PV | 0 | 0 | 0 | 0 | 0 | 0
| SO2 Emissions (MMshortTons) | NYISO_A-F | Northeast | CT | PeakG | 0 | 0 | 0 | 0 | 0 | 0 | PeakG | 0 | 0 | 0 | 0 | 0 | 0
| SO2 Emissions (MMshortTons) | NYISO_A-F | Northeast | CT | PeakO | 0 | 0 | 0 | 0 | 0 | 0 | PeakO | 0 | 0 | 0 | 0 | 0 | 0
| SO2 Emissions (MMshortTons) | NYISO_A-F | Northeast | Other Renew | ST | 0 | 0 | 0 | 0 | 0 | 0 | ST | 0 | 0 | 0 | 0 | 0 | 0
| SO2 Emissions (MMshortTons) | NYISO_A-F | Northeast | Steam O/G | STOG | 0 | 0 | 0 | 0 | 0 | 0 | STOG | 0 | 0 | 0 | 0 | 0 | 0
| SO2 Emissions (MMshortTons) | NYISO_A-F | Northeast | Other Renew | STWD | 0 | 0 | 0 | 0 | 0 | 0 | STWD | 0 | 0 | 0 | 0 | 0 | 0
| SO2 Emissions (MMshortTons) | NYISO_A-F | Northeast | On-shore Wind | WT | 0 | 0 | 0 | 0 | 0 | 0 | WT | 0 | 0 | 0 | 0 | 0 | 0
| SO2 Emissions (MMshortTons) | NYISO_A-F | Northeast | Coal | IGCC | 0 | 0 | 0 | 0 | 0 | 0 | IGCC | 0 | 0 | 0 | 0 | 0 | 0
| SO2 Emissions (MMshortTons) | NYISO_A-F | Northeast | DR | DemandResponse | 0 | 0 | 0 | 0 | 0 | 0 | DemandResponse | 0 | 0 | 0 | 0 | 0 | 0
| SO2 Emissions (MMshortTons) | NYISO_A-F | Northeast | Coal-CCS | IGCC-CCS | 0 | 0 | 0 | 0 | 0 | 0 | IGCC-CCS | 0 | 0 | 0 | 0 | 0 | 0
| SO2 Emissions (MMshortTons) | NYISO_A-F | Northeast | Off-shore Wind | WT_off | 0 | 0 | 0 | 0 | 0 | 0 | WT_off | 0 | 0 | 0 | 0 | 0 | 0
| SO2 Emissions (MMshortTons) | NYISO_A-F | Northeast | Other | PseudoUnit | 0 | 0 | 0 | 0 | 0 | 0 | PseudoUnit | 0 | 0 | 0 | 0 | 0 | 0
| SO2 Emissions (MMshortTons) | NYISO_A-F | Northeast | HQ/Maritimes | FixedInterchange | 0 | 0 | 0 | 0 | 0 | 0 | FixedInterchange | 0 | 0 | 0 | 0 | 0 | 0
SO2 Emissions (MMshortTons)
| SO2 Emissions (MMshortTons) |  |  |  | SO2 Emissions (MMshortTons): NYISO_G-I | [6 empty] | SO2 Emissions (MMshortTons): NYISO_G-I
| SO2 Emissions (MMshortTons) |  |  |  | ReportingType | 2015 | 2020 | 2025 | 2030 | 2035 | 2040 | ReportingType | 2015 | 2020 | 2025 | 2030 | 2035 | 2040
| SO2 Emissions (MMshortTons) | NYISO_G-I | Northeast | Other Renew | BM | 0 | 0 | 0 | 0 | 0 | 0 | BM | 0 | 0 | 0 | 0 | 0 | 0
| SO2 Emissions (MMshortTons) | NYISO_G-I | Northeast | CC | CC | 0 | 0 | 0 | 0 | 0 | 0 | CC | 0 | 0 | 0 | 0 | 0 | 0
| SO2 Emissions (MMshortTons) | NYISO_G-I | Northeast | Other Renew | CSP | 0 | 0 | 0 | 0 | 0 | 0 | CSP | 0 | 0 | 0 | 0 | 0 | 0
| SO2 Emissions (MMshortTons) | NYISO_G-I | Northeast | CT | CT | 0 | 0 | 0 | 0 | 0 | 0 | CT | 0 | 0 | 0 | 0 | 0 | 0
| SO2 Emissions (MMshortTons) | NYISO_G-I | Northeast | Coal | Coal | 0 | 0 | 0 | 0 | 0 | 0 | Coal | 0 | 0 | 0 | 0 | 0 | 0
| SO2 Emissions (MMshortTons) | NYISO_G-I | Northeast | Other Renew | Geo | 0 | 0 | 0 | 0 | 0 | 0 | Geo | 0 | 0 | 0 | 0 | 0 | 0
| SO2 Emissions (MMshortTons) | NYISO_G-I | Northeast | Hydro | H | 0 | 0 | 0 | 0 | 0 | 0 | H | 0 | 0 | 0 | 0 | 0 | 0
| SO2 Emissions (MMshortTons) | NYISO_G-I | Northeast | Other Renew | LFG | 0 | 0 | 0 | 0 | 0 | 0 | LFG | 0 | 0 | 0 | 0 | 0 | 0
| SO2 Emissions (MMshortTons) | NYISO_G-I | Northeast | Nuclear | Nuc | 0 | 0 | 0 | 0 | 0 | 0 | Nuc | 0 | 0 | 0 | 0 | 0 | 0
| SO2 Emissions (MMshortTons) | NYISO_G-I | Northeast | Other | PS | 0 | 0 | 0 | 0 | 0 | 0 | PS | 0 | 0 | 0 | 0 | 0 | 0
| SO2 Emissions (MMshortTons) | NYISO_G-I | Northeast | Other Renew | PV | 0 | 0 | 0 | 0 | 0 | 0 | PV | 0 | 0 | 0 | 0 | 0 | 0
| SO2 Emissions (MMshortTons) | NYISO_G-I | Northeast | CT | PeakG | 0 | 0 | 0 | 0 | 0 | 0 | PeakG | 0 | 0 | 0 | 0 | 0 | 0
| SO2 Emissions (MMshortTons) | NYISO_G-I | Northeast | CT | PeakO | 0 | 0 | 0 | 0 | 0 | 0 | PeakO | 0 | 0 | 0 | 0 | 0 | 0
| SO2 Emissions (MMshortTons) | NYISO_G-I | Northeast | Other Renew | ST | 0 | 0 | 0 | 0 | 0 | 0 | ST | 0 | 0 | 0 | 0 | 0 | 0
| SO2 Emissions (MMshortTons) | NYISO_G-I | Northeast | Steam O/G | STOG | 0 | 0 | 0 | 0 | 0 | 0 | STOG | 0 | 0 | 0 | 0 | 0 | 0
| SO2 Emissions (MMshortTons) | NYISO_G-I | Northeast | Other Renew | STWD | 0 | 0 | 0 | 0 | 0 | 0 | STWD | 0 | 0 | 0 | 0 | 0 | 0
| SO2 Emissions (MMshortTons) | NYISO_G-I | Northeast | On-shore Wind | WT | 0 | 0 | 0 | 0 | 0 | 0 | WT | 0 | 0 | 0 | 0 | 0 | 0
| SO2 Emissions (MMshortTons) | NYISO_G-I | Northeast | Coal | IGCC | 0 | 0 | 0 | 0 | 0 | 0 | IGCC | 0 | 0 | 0 | 0 | 0 | 0
| SO2 Emissions (MMshortTons) | NYISO_G-I | Northeast | DR | DemandResponse | 0 | 0 | 0 | 0 | 0 | 0 | DemandResponse | 0 | 0 | 0 | 0 | 0 | 0
| SO2 Emissions (MMshortTons) | NYISO_G-I | Northeast | Coal-CCS | IGCC-CCS | 0 | 0 | 0 | 0 | 0 | 0 | IGCC-CCS | 0 | 0 | 0 | 0 | 0 | 0
| SO2 Emissions (MMshortTons) | NYISO_G-I | Northeast | Off-shore Wind | WT_off | 0 | 0 | 0 | 0 | 0 | 0 | WT_off | 0 | 0 | 0 | 0 | 0 | 0
| SO2 Emissions (MMshortTons) | NYISO_G-I | Northeast | Other | PseudoUnit | 0 | 0 | 0 | 0 | 0 | 0 | PseudoUnit | 0 | 0 | 0 | 0 | 0 | 0
| SO2 Emissions (MMshortTons) | NYISO_G-I | Northeast | HQ/Maritimes | FixedInterchange | 0 | 0 | 0 | 0 | 0 | 0 | FixedInterchange | 0 | 0 | 0 | 0 | 0 | 0
SO2 Emissions (MMshortTons)
| SO2 Emissions (MMshortTons) |  |  |  | SO2 Emissions (MMshortTons): NYISO_J-K | [6 empty] | SO2 Emissions (MMshortTons): NYISO_J-K
| SO2 Emissions (MMshortTons) |  |  |  | ReportingType | 2015 | 2020 | 2025 | 2030 | 2035 | 2040 | ReportingType | 2015 | 2020 | 2025 | 2030 | 2035 | 2040
| SO2 Emissions (MMshortTons) | NYISO_J-K | Northeast | Other Renew | BM | 0 | 0 | 0 | 0 | 0 | 0 | BM | 0 | 0 | 0 | 0 | 0 | 0
| SO2 Emissions (MMshortTons) | NYISO_J-K | Northeast | CC | CC | 0 | 0 | 0 | 0 | 0 | 0 | CC | 0 | 0 | 0 | 0 | 0 | 0
| SO2 Emissions (MMshortTons) | NYISO_J-K | Northeast | Other Renew | CSP | 0 | 0 | 0 | 0 | 0 | 0 | CSP | 0 | 0 | 0 | 0 | 0 | 0
| SO2 Emissions (MMshortTons) | NYISO_J-K | Northeast | CT | CT | 0 | 0 | 0 | 0 | 0 | 0 | CT | 0 | 0 | 0 | 0 | 0 | 0
| SO2 Emissions (MMshortTons) | NYISO_J-K | Northeast | Coal | Coal | 0 | 0 | 0 | 0 | 0 | 0 | Coal | 0 | 0 | 0 | 0 | 0 | 0
| SO2 Emissions (MMshortTons) | NYISO_J-K | Northeast | Other Renew | Geo | 0 | 0 | 0 | 0 | 0 | 0 | Geo | 0 | 0 | 0 | 0 | 0 | 0
| SO2 Emissions (MMshortTons) | NYISO_J-K | Northeast | Hydro | H | 0 | 0 | 0 | 0 | 0 | 0 | H | 0 | 0 | 0 | 0 | 0 | 0
| SO2 Emissions (MMshortTons) | NYISO_J-K | Northeast | Other Renew | LFG | 0 | 0 | 0 | 0 | 0 | 0 | LFG | 0 | 0 | 0 | 0 | 0 | 0
| SO2 Emissions (MMshortTons) | NYISO_J-K | Northeast | Nuclear | Nuc | 0 | 0 | 0 | 0 | 0 | 0 | Nuc | 0 | 0 | 0 | 0 | 0 | 0
| SO2 Emissions (MMshortTons) | NYISO_J-K | Northeast | Other | PS | 0 | 0 | 0 | 0 | 0 | 0 | PS | 0 | 0 | 0 | 0 | 0 | 0
| SO2 Emissions (MMshortTons) | NYISO_J-K | Northeast | Other Renew | PV | 0 | 0 | 0 | 0 | 0 | 0 | PV | 0 | 0 | 0 | 0 | 0 | 0
| SO2 Emissions (MMshortTons) | NYISO_J-K | Northeast | CT | PeakG | 0 | 0 | 0 | 0 | 0 | 0 | PeakG | 0 | 0 | 0 | 0 | 0 | 0
| SO2 Emissions (MMshortTons) | NYISO_J-K | Northeast | CT | PeakO | 0 | 0 | 0 | 0 | 0 | 0 | PeakO | 0 | 0 | 0 | 0 | 0 | 0
| SO2 Emissions (MMshortTons) | NYISO_J-K | Northeast | Other Renew | ST | 0 | 0 | 0 | 0 | 0 | 0 | ST | 0 | 0 | 0 | 0 | 0 | 0
| SO2 Emissions (MMshortTons) | NYISO_J-K | Northeast | Steam O/G | STOG | 0 | 0 | 0 | 0 | 0 | 0 | STOG | 0 | 0 | 0 | 0 | 0 | 0
| SO2 Emissions (MMshortTons) | NYISO_J-K | Northeast | Other Renew | STWD | 0 | 0 | 0 | 0 | 0 | 0 | STWD | 0 | 0 | 0 | 0 | 0 | 0
| SO2 Emissions (MMshortTons) | NYISO_J-K | Northeast | On-shore Wind | WT | 0 | 0 | 0 | 0 | 0 | 0 | WT | 0 | 0 | 0 | 0 | 0 | 0
| SO2 Emissions (MMshortTons) | NYISO_J-K | Northeast | Coal | IGCC | 0 | 0 | 0 | 0 | 0 | 0 | IGCC | 0 | 0 | 0 | 0 | 0 | 0
| SO2 Emissions (MMshortTons) | NYISO_J-K | Northeast | DR | DemandResponse | 0 | 0 | 0 | 0 | 0 | 0 | DemandResponse | 0 | 0 | 0 | 0 | 0 | 0
| SO2 Emissions (MMshortTons) | NYISO_J-K | Northeast | Coal-CCS | IGCC-CCS | 0 | 0 | 0 | 0 | 0 | 0 | IGCC-CCS | 0 | 0 | 0 | 0 | 0 | 0
| SO2 Emissions (MMshortTons) | NYISO_J-K | Northeast | Off-shore Wind | WT_off | 0 | 0 | 0 | 0 | 0 | 0 | WT_off | 0 | 0 | 0 | 0 | 0 | 0
| SO2 Emissions (MMshortTons) | NYISO_J-K | Northeast | Other | PseudoUnit | 0 | 0 | 0 | 0 | 0 | 0 | PseudoUnit | 0 | 0 | 0 | 0 | 0 | 0
| SO2 Emissions (MMshortTons) | NYISO_J-K | Northeast | HQ/Maritimes | FixedInterchange | 0 | 0 | 0 | 0 | 0 | 0 | FixedInterchange | 0 | 0 | 0 | 0 | 0 | 0
SO2 Emissions (MMshortTons)
| SO2 Emissions (MMshortTons) |  |  |  | SO2 Emissions (MMshortTons): PJM_E | [6 empty] | SO2 Emissions (MMshortTons): PJM_E
| SO2 Emissions (MMshortTons) |  |  |  | ReportingType | 2015 | 2020 | 2025 | 2030 | 2035 | 2040 | ReportingType | 2015 | 2020 | 2025 | 2030 | 2035 | 2040
| SO2 Emissions (MMshortTons) | PJM_E | PJM_MAAC | Other Renew | BM | 0 | 0 | 0 | 0 | 0 | 0 | BM | 0 | 0 | 0 | 0 | 0 | 0
| SO2 Emissions (MMshortTons) | PJM_E | PJM_MAAC | CC | CC | 0 | 0 | 0 | 0 | 0 | 0 | CC | 0 | 0 | 0 | 0 | 0 | 0
| SO2 Emissions (MMshortTons) | PJM_E | PJM_MAAC | Other Renew | CSP | 0 | 0 | 0 | 0 | 0 | 0 | CSP | 0 | 0 | 0 | 0 | 0 | 0
| SO2 Emissions (MMshortTons) | PJM_E | PJM_MAAC | CT | CT | 0 | 0 | 0 | 0 | 0 | 0 | CT | 0 | 0 | 0 | 0 | 0 | 0
| SO2 Emissions (MMshortTons) | PJM_E | PJM_MAAC | Coal | Coal | 0 | 0 | 0 | 0 | 0 | 0 | Coal | 0 | 0 | 0 | 0 | 0 | 0
| SO2 Emissions (MMshortTons) | PJM_E | PJM_MAAC | Other Renew | Geo | 0 | 0 | 0 | 0 | 0 | 0 | Geo | 0 | 0 | 0 | 0 | 0 | 0
| SO2 Emissions (MMshortTons) | PJM_E | PJM_MAAC | Hydro | H | 0 | 0 | 0 | 0 | 0 | 0 | H | 0 | 0 | 0 | 0 | 0 | 0
| SO2 Emissions (MMshortTons) | PJM_E | PJM_MAAC | Other Renew | LFG | 0 | 0 | 0 | 0 | 0 | 0 | LFG | 0 | 0 | 0 | 0 | 0 | 0
| SO2 Emissions (MMshortTons) | PJM_E | PJM_MAAC | Nuclear | Nuc | 0 | 0 | 0 | 0 | 0 | 0 | Nuc | 0 | 0 | 0 | 0 | 0 | 0
| SO2 Emissions (MMshortTons) | PJM_E | PJM_MAAC | Other | PS | 0 | 0 | 0 | 0 | 0 | 0 | PS | 0 | 0 | 0 | 0 | 0 | 0
| SO2 Emissions (MMshortTons) | PJM_E | PJM_MAAC | Other Renew | PV | 0 | 0 | 0 | 0 | 0 | 0 | PV | 0 | 0 | 0 | 0 | 0 | 0
| SO2 Emissions (MMshortTons) | PJM_E | PJM_MAAC | CT | PeakG | 0 | 0 | 0 | 0 | 0 | 0 | PeakG | 0 | 0 | 0 | 0 | 0 | 0
| SO2 Emissions (MMshortTons) | PJM_E | PJM_MAAC | CT | PeakO | 0 | 0 | 0 | 0 | 0 | 0 | PeakO | 0 | 0 | 0 | 0 | 0 | 0
| SO2 Emissions (MMshortTons) | PJM_E | PJM_MAAC | Other Renew | ST | 0 | 0 | 0 | 0 | 0 | 0 | ST | 0 | 0 | 0 | 0 | 0 | 0
| SO2 Emissions (MMshortTons) | PJM_E | PJM_MAAC | Steam O/G | STOG | 0 | 0 | 0 | 0 | 0 | 0 | STOG | 0 | 0 | 0 | 0 | 0 | 0
| SO2 Emissions (MMshortTons) | PJM_E | PJM_MAAC | Other Renew | STWD | 0 | 0 | 0 | 0 | 0 | 0 | STWD | 0 | 0 | 0 | 0 | 0 | 0
| SO2 Emissions (MMshortTons) | PJM_E | PJM_MAAC | On-shore Wind | WT | 0 | 0 | 0 | 0 | 0 | 0 | WT | 0 | 0 | 0 | 0 | 0 | 0
| SO2 Emissions (MMshortTons) | PJM_E | PJM_MAAC | Coal | IGCC | 0 | 0 | 0 | 0 | 0 | 0 | IGCC | 0 | 0 | 0 | 0 | 0 | 0
| SO2 Emissions (MMshortTons) | PJM_E | PJM_MAAC | DR | DemandResponse | 0 | 0 | 0 | 0 | 0 | 0 | DemandResponse | 0 | 0 | 0 | 0 | 0 | 0
| SO2 Emissions (MMshortTons) | PJM_E | PJM_MAAC | Coal-CCS | IGCC-CCS | 0 | 0 | 0 | 0 | 0 | 0 | IGCC-CCS | 0 | 0 | 0 | 0 | 0 | 0
| SO2 Emissions (MMshortTons) | PJM_E | PJM_MAAC | Off-shore Wind | WT_off | 0 | 0 | 0 | 0 | 0 | 0 | WT_off | 0 | 0 | 0 | 0 | 0 | 0
| SO2 Emissions (MMshortTons) | PJM_E | PJM_MAAC | Other | PseudoUnit | 0 | 0 | 0 | 0 | 0 | 0 | PseudoUnit | 0 | 0 | 0 | 0 | 0 | 0
| SO2 Emissions (MMshortTons) | PJM_E | PJM_MAAC | HQ/Maritimes | FixedInterchange | 0 | 0 | 0 | 0 | 0 | 0 | FixedInterchange | 0 | 0 | 0 | 0 | 0 | 0
SO2 Emissions (MMshortTons)
| SO2 Emissions (MMshortTons) |  |  |  | SO2 Emissions (MMshortTons): PJM_ROM | [6 empty] | SO2 Emissions (MMshortTons): PJM_ROM
| SO2 Emissions (MMshortTons) |  |  |  | ReportingType | 2015 | 2020 | 2025 | 2030 | 2035 | 2040 | ReportingType | 2015 | 2020 | 2025 | 2030 | 2035 | 2040
| SO2 Emissions (MMshortTons) | PJM_ROM | PJM_MAAC | Other Renew | BM | 0 | 0 | 0 | 0 | 0 | 0 | BM | 0 | 0 | 0 | 0 | 0 | 0
| SO2 Emissions (MMshortTons) | PJM_ROM | PJM_MAAC | CC | CC | 0 | 0 | 0 | 0 | 0 | 0 | CC | 0 | 0 | 0 | 0 | 0 | 0
| SO2 Emissions (MMshortTons) | PJM_ROM | PJM_MAAC | Other Renew | CSP | 0 | 0 | 0 | 0 | 0 | 0 | CSP | 0 | 0 | 0 | 0 | 0 | 0
| SO2 Emissions (MMshortTons) | PJM_ROM | PJM_MAAC | CT | CT | 0 | 0 | 0 | 0 | 0 | 0 | CT | 0 | 0 | 0 | 0 | 0 | 0
| SO2 Emissions (MMshortTons) | PJM_ROM | PJM_MAAC | Coal | Coal | 0.15 | 0.01 | 0 | 0 | 0 | 0 | Coal | 0.15 | 0.01 | 0 | 0 | 0 | 0
| SO2 Emissions (MMshortTons) | PJM_ROM | PJM_MAAC | Other Renew | Geo | 0 | 0 | 0 | 0 | 0 | 0 | Geo | 0 | 0 | 0 | 0 | 0 | 0
| SO2 Emissions (MMshortTons) | PJM_ROM | PJM_MAAC | Hydro | H | 0 | 0 | 0 | 0 | 0 | 0 | H | 0 | 0 | 0 | 0 | 0 | 0
| SO2 Emissions (MMshortTons) | PJM_ROM | PJM_MAAC | Other Renew | LFG | 0 | 0 | 0 | 0 | 0 | 0 | LFG | 0 | 0 | 0 | 0 | 0 | 0
| SO2 Emissions (MMshortTons) | PJM_ROM | PJM_MAAC | Nuclear | Nuc | 0 | 0 | 0 | 0 | 0 | 0 | Nuc | 0 | 0 | 0 | 0 | 0 | 0
| SO2 Emissions (MMshortTons) | PJM_ROM | PJM_MAAC | Other | PS | 0 | 0 | 0 | 0 | 0 | 0 | PS | 0 | 0 | 0 | 0 | 0 | 0
| SO2 Emissions (MMshortTons) | PJM_ROM | PJM_MAAC | Other Renew | PV | 0 | 0 | 0 | 0 | 0 | 0 | PV | 0 | 0 | 0 | 0 | 0 | 0
| SO2 Emissions (MMshortTons) | PJM_ROM | PJM_MAAC | CT | PeakG | 0 | 0 | 0 | 0 | 0 | 0 | PeakG | 0 | 0 | 0 | 0 | 0 | 0
| SO2 Emissions (MMshortTons) | PJM_ROM | PJM_MAAC | CT | PeakO | 0 | 0 | 0 | 0 | 0 | 0 | PeakO | 0 | 0 | 0 | 0 | 0 | 0
| SO2 Emissions (MMshortTons) | PJM_ROM | PJM_MAAC | Other Renew | ST | 0 | 0 | 0 | 0 | 0 | 0 | ST | 0 | 0 | 0 | 0 | 0 | 0
| SO2 Emissions (MMshortTons) | PJM_ROM | PJM_MAAC | Steam O/G | STOG | 0 | 0 | 0 | 0 | 0 | 0 | STOG | 0 | 0 | 0 | 0 | 0 | 0
| SO2 Emissions (MMshortTons) | PJM_ROM | PJM_MAAC | Other Renew | STWD | 0 | 0 | 0 | 0 | 0 | 0 | STWD | 0 | 0 | 0 | 0 | 0 | 0
| SO2 Emissions (MMshortTons) | PJM_ROM | PJM_MAAC | On-shore Wind | WT | 0 | 0 | 0 | 0 | 0 | 0 | WT | 0 | 0 | 0 | 0 | 0 | 0
| SO2 Emissions (MMshortTons) | PJM_ROM | PJM_MAAC | Coal | IGCC | 0 | 0 | 0 | 0 | 0 | 0 | IGCC | 0 | 0 | 0 | 0 | 0 | 0
| SO2 Emissions (MMshortTons) | PJM_ROM | PJM_MAAC | DR | DemandResponse | 0 | 0 | 0 | 0 | 0 | 0 | DemandResponse | 0 | 0 | 0 | 0 | 0 | 0
| SO2 Emissions (MMshortTons) | PJM_ROM | PJM_MAAC | Coal-CCS | IGCC-CCS | 0 | 0 | 0 | 0 | 0 | 0 | IGCC-CCS | 0 | 0 | 0 | 0 | 0 | 0
| SO2 Emissions (MMshortTons) | PJM_ROM | PJM_MAAC | Off-shore Wind | WT_off | 0 | 0 | 0 | 0 | 0 | 0 | WT_off | 0 | 0 | 0 | 0 | 0 | 0
| SO2 Emissions (MMshortTons) | PJM_ROM | PJM_MAAC | Other | PseudoUnit | 0 | 0 | 0 | 0 | 0 | 0 | PseudoUnit | 0 | 0 | 0 | 0 | 0 | 0
| SO2 Emissions (MMshortTons) | PJM_ROM | PJM_MAAC | HQ/Maritimes | FixedInterchange | 0 | 0 | 0 | 0 | 0 | 0 | FixedInterchange | 0 | 0 | 0 | 0 | 0 | 0
SO2 Emissions (MMshortTons)
| SO2 Emissions (MMshortTons) |  |  |  | SO2 Emissions (MMshortTons): PJM_ROR | [6 empty] | SO2 Emissions (MMshortTons): PJM_ROR
| SO2 Emissions (MMshortTons) |  |  |  | ReportingType | 2015 | 2020 | 2025 | 2030 | 2035 | 2040 | ReportingType | 2015 | 2020 | 2025 | 2030 | 2035 | 2040
| SO2 Emissions (MMshortTons) | PJM_ROR | PJM_ROR | Other Renew | BM | 0 | 0 | 0 | 0 | 0 | 0 | BM | 0 | 0 | 0 | 0 | 0 | 0
| SO2 Emissions (MMshortTons) | PJM_ROR | PJM_ROR | CC | CC | 0 | 0 | 0 | 0 | 0 | 0 | CC | 0 | 0 | 0 | 0 | 0 | 0
| SO2 Emissions (MMshortTons) | PJM_ROR | PJM_ROR | Other Renew | CSP | 0 | 0 | 0 | 0 | 0 | 0 | CSP | 0 | 0 | 0 | 0 | 0 | 0
| SO2 Emissions (MMshortTons) | PJM_ROR | PJM_ROR | CT | CT | 0 | 0 | 0 | 0 | 0 | 0 | CT | 0 | 0 | 0 | 0 | 0 | 0
| SO2 Emissions (MMshortTons) | PJM_ROR | PJM_ROR | Coal | Coal | 1.01 | 0.11 | 0.01 | 0.01 | 0.03 | 0.03 | Coal | 0.92 | 0.09 | 0.01 | 0.01 | 0.02 | 0.02
| SO2 Emissions (MMshortTons) | PJM_ROR | PJM_ROR | Other Renew | Geo | 0 | 0 | 0 | 0 | 0 | 0 | Geo | 0 | 0 | 0 | 0 | 0 | 0
| SO2 Emissions (MMshortTons) | PJM_ROR | PJM_ROR | Hydro | H | 0 | 0 | 0 | 0 | 0 | 0 | H | 0 | 0 | 0 | 0 | 0 | 0
| SO2 Emissions (MMshortTons) | PJM_ROR | PJM_ROR | Other Renew | LFG | 0 | 0 | 0 | 0 | 0 | 0 | LFG | 0 | 0 | 0 | 0 | 0 | 0
| SO2 Emissions (MMshortTons) | PJM_ROR | PJM_ROR | Nuclear | Nuc | 0 | 0 | 0 | 0 | 0 | 0 | Nuc | 0 | 0 | 0 | 0 | 0 | 0
| SO2 Emissions (MMshortTons) | PJM_ROR | PJM_ROR | Other | PS | 0 | 0 | 0 | 0 | 0 | 0 | PS | 0 | 0 | 0 | 0 | 0 | 0
| SO2 Emissions (MMshortTons) | PJM_ROR | PJM_ROR | Other Renew | PV | 0 | 0 | 0 | 0 | 0 | 0 | PV | 0 | 0 | 0 | 0 | 0 | 0
| SO2 Emissions (MMshortTons) | PJM_ROR | PJM_ROR | CT | PeakG | 0 | 0 | 0 | 0 | 0 | 0 | PeakG | 0 | 0 | 0 | 0 | 0 | 0
| SO2 Emissions (MMshortTons) | PJM_ROR | PJM_ROR | CT | PeakO | 0 | 0 | 0 | 0 | 0 | 0 | PeakO | 0 | 0 | 0 | 0 | 0 | 0
| SO2 Emissions (MMshortTons) | PJM_ROR | PJM_ROR | Other Renew | ST | 0 | 0 | 0 | 0 | 0 | 0 | ST | 0 | 0 | 0 | 0 | 0 | 0
| SO2 Emissions (MMshortTons) | PJM_ROR | PJM_ROR | Steam O/G | STOG | 0 | 0 | 0 | 0 | 0 | 0 | STOG | 0 | 0 | 0 | 0 | 0 | 0
| SO2 Emissions (MMshortTons) | PJM_ROR | PJM_ROR | Other Renew | STWD | 0 | 0 | 0 | 0 | 0 | 0 | STWD | 0 | 0 | 0 | 0 | 0 | 0
| SO2 Emissions (MMshortTons) | PJM_ROR | PJM_ROR | On-shore Wind | WT | 0 | 0 | 0 | 0 | 0 | 0 | WT | 0 | 0 | 0 | 0 | 0 | 0
| SO2 Emissions (MMshortTons) | PJM_ROR | PJM_ROR | Coal | IGCC | 0 | 0 | 0 | 0 | 0 | 0 | IGCC | 0 | 0 | 0 | 0 | 0 | 0
| SO2 Emissions (MMshortTons) | PJM_ROR | PJM_ROR | DR | DemandResponse | 0 | 0 | 0 | 0 | 0 | 0 | DemandResponse | 0 | 0 | 0 | 0 | 0 | 0
| SO2 Emissions (MMshortTons) | PJM_ROR | PJM_ROR | Coal-CCS | IGCC-CCS | 0 | 0 | 0 | 0 | 0 | 0 | IGCC-CCS | 0 | 0 | 0 | 0 | 0 | 0
| SO2 Emissions (MMshortTons) | PJM_ROR | PJM_ROR | Off-shore Wind | WT_off | 0 | 0 | 0 | 0 | 0 | 0 | WT_off | 0 | 0 | 0 | 0 | 0 | 0
| SO2 Emissions (MMshortTons) | PJM_ROR | PJM_ROR | Other | PseudoUnit | 0 | 0 | 0 | 0 | 0 | 0 | PseudoUnit | 0 | 0 | 0 | 0 | 0 | 0
| SO2 Emissions (MMshortTons) | PJM_ROR | PJM_ROR | HQ/Maritimes | FixedInterchange | 0 | 0 | 0 | 0 | 0 | 0 | FixedInterchange | 0 | 0 | 0 | 0 | 0 | 0
SO2 Emissions (MMshortTons)
| SO2 Emissions (MMshortTons) |  |  |  | SO2 Emissions (MMshortTons): SOCO | [6 empty] | SO2 Emissions (MMshortTons): SOCO
| SO2 Emissions (MMshortTons) |  |  |  | ReportingType | 2015 | 2020 | 2025 | 2030 | 2035 | 2040 | ReportingType | 2015 | 2020 | 2025 | 2030 | 2035 | 2040
| SO2 Emissions (MMshortTons) | SOCO | South | Other Renew | BM | 0 | 0 | 0 | 0 | 0 | 0 | BM | 0 | 0 | 0 | 0 | 0 | 0
| SO2 Emissions (MMshortTons) | SOCO | South | CC | CC | 0 | 0 | 0 | 0 | 0 | 0 | CC | 0 | 0 | 0 | 0 | 0 | 0
| SO2 Emissions (MMshortTons) | SOCO | South | Other Renew | CSP | 0 | 0 | 0 | 0 | 0 | 0 | CSP | 0 | 0 | 0 | 0 | 0 | 0
| SO2 Emissions (MMshortTons) | SOCO | South | CT | CT | 0 | 0 | 0 | 0 | 0 | 0 | CT | 0 | 0 | 0 | 0 | 0 | 0
| SO2 Emissions (MMshortTons) | SOCO | South | Coal | Coal | 0.22 | 0.01 | 0 | 0.01 | 0.01 | 0.01 | Coal | 0.22 | 0.01 | 0 | 0.01 | 0.01 | 0.01
| SO2 Emissions (MMshortTons) | SOCO | South | Other Renew | Geo | 0 | 0 | 0 | 0 | 0 | 0 | Geo | 0 | 0 | 0 | 0 | 0 | 0
| SO2 Emissions (MMshortTons) | SOCO | South | Hydro | H | 0 | 0 | 0 | 0 | 0 | 0 | H | 0 | 0 | 0 | 0 | 0 | 0
| SO2 Emissions (MMshortTons) | SOCO | South | Other Renew | LFG | 0 | 0 | 0 | 0 | 0 | 0 | LFG | 0 | 0 | 0 | 0 | 0 | 0
| SO2 Emissions (MMshortTons) | SOCO | South | Nuclear | Nuc | 0 | 0 | 0 | 0 | 0 | 0 | Nuc | 0 | 0 | 0 | 0 | 0 | 0
| SO2 Emissions (MMshortTons) | SOCO | South | Other | PS | 0 | 0 | 0 | 0 | 0 | 0 | PS | 0 | 0 | 0 | 0 | 0 | 0
| SO2 Emissions (MMshortTons) | SOCO | South | Other Renew | PV | 0 | 0 | 0 | 0 | 0 | 0 | PV | 0 | 0 | 0 | 0 | 0 | 0
| SO2 Emissions (MMshortTons) | SOCO | South | CT | PeakG | 0 | 0 | 0 | 0 | 0 | 0 | PeakG | 0 | 0 | 0 | 0 | 0 | 0
| SO2 Emissions (MMshortTons) | SOCO | South | CT | PeakO | 0 | 0 | 0 | 0 | 0 | 0 | PeakO | 0 | 0 | 0 | 0 | 0 | 0
| SO2 Emissions (MMshortTons) | SOCO | South | Other Renew | ST | 0 | 0 | 0 | 0 | 0 | 0 | ST | 0 | 0 | 0 | 0 | 0 | 0
| SO2 Emissions (MMshortTons) | SOCO | South | Steam O/G | STOG | 0 | 0 | 0 | 0 | 0 | 0 | STOG | 0 | 0 | 0 | 0 | 0 | 0
| SO2 Emissions (MMshortTons) | SOCO | South | Other Renew | STWD | 0 | 0 | 0 | 0 | 0 | 0 | STWD | 0 | 0 | 0 | 0 | 0 | 0
| SO2 Emissions (MMshortTons) | SOCO | South | On-shore Wind | WT | 0 | 0 | 0 | 0 | 0 | 0 | WT | 0 | 0 | 0 | 0 | 0 | 0
| SO2 Emissions (MMshortTons) | SOCO | South | Coal | IGCC | 0 | 0 | 0 | 0 | 0 | 0 | IGCC | 0 | 0 | 0 | 0 | 0 | 0
| SO2 Emissions (MMshortTons) | SOCO | South | DR | DemandResponse | 0 | 0 | 0 | 0 | 0 | 0 | DemandResponse | 0 | 0 | 0 | 0 | 0 | 0
| SO2 Emissions (MMshortTons) | SOCO | South | Coal-CCS | IGCC-CCS | 0 | 0 | 0 | 0 | 0 | 0 | IGCC-CCS | 0 | 0 | 0 | 0 | 0 | 0
| SO2 Emissions (MMshortTons) | SOCO | South | Off-shore Wind | WT_off | 0 | 0 | 0 | 0 | 0 | 0 | WT_off | 0 | 0 | 0 | 0 | 0 | 0
| SO2 Emissions (MMshortTons) | SOCO | South | Other | PseudoUnit | 0 | 0 | 0 | 0 | 0 | 0 | PseudoUnit | 0 | 0 | 0 | 0 | 0 | 0
| SO2 Emissions (MMshortTons) | SOCO | South | HQ/Maritimes | FixedInterchange | 0 | 0 | 0 | 0 | 0 | 0 | FixedInterchange | 0 | 0 | 0 | 0 | 0 | 0
SO2 Emissions (MMshortTons)
| SO2 Emissions (MMshortTons) |  |  |  | SO2 Emissions (MMshortTons): SPP_N | [6 empty] | SO2 Emissions (MMshortTons): SPP_N
| SO2 Emissions (MMshortTons) |  |  |  | ReportingType | 2015 | 2020 | 2025 | 2030 | 2035 | 2040 | ReportingType | 2015 | 2020 | 2025 | 2030 | 2035 | 2040
| SO2 Emissions (MMshortTons) | SPP_N | Southwest | Other Renew | BM | 0 | 0 | 0 | 0 | 0 | 0 | BM | 0 | 0 | 0 | 0 | 0 | 0
| SO2 Emissions (MMshortTons) | SPP_N | Southwest | CC | CC | 0 | 0 | 0 | 0 | 0 | 0 | CC | 0 | 0 | 0 | 0 | 0 | 0
| SO2 Emissions (MMshortTons) | SPP_N | Southwest | Other Renew | CSP | 0 | 0 | 0 | 0 | 0 | 0 | CSP | 0 | 0 | 0 | 0 | 0 | 0
| SO2 Emissions (MMshortTons) | SPP_N | Southwest | CT | CT | 0 | 0 | 0 | 0 | 0 | 0 | CT | 0 | 0 | 0 | 0 | 0 | 0
| SO2 Emissions (MMshortTons) | SPP_N | Southwest | Coal | Coal | 0.07 | 0 | 0 | 0 | 0 | 0 | Coal | 0.07 | 0 | 0 | 0 | 0 | 0
| SO2 Emissions (MMshortTons) | SPP_N | Southwest | Other Renew | Geo | 0 | 0 | 0 | 0 | 0 | 0 | Geo | 0 | 0 | 0 | 0 | 0 | 0
| SO2 Emissions (MMshortTons) | SPP_N | Southwest | Hydro | H | 0 | 0 | 0 | 0 | 0 | 0 | H | 0 | 0 | 0 | 0 | 0 | 0
| SO2 Emissions (MMshortTons) | SPP_N | Southwest | Other Renew | LFG | 0 | 0 | 0 | 0 | 0 | 0 | LFG | 0 | 0 | 0 | 0 | 0 | 0
| SO2 Emissions (MMshortTons) | SPP_N | Southwest | Nuclear | Nuc | 0 | 0 | 0 | 0 | 0 | 0 | Nuc | 0 | 0 | 0 | 0 | 0 | 0
| SO2 Emissions (MMshortTons) | SPP_N | Southwest | Other | PS | 0 | 0 | 0 | 0 | 0 | 0 | PS | 0 | 0 | 0 | 0 | 0 | 0
| SO2 Emissions (MMshortTons) | SPP_N | Southwest | Other Renew | PV | 0 | 0 | 0 | 0 | 0 | 0 | PV | 0 | 0 | 0 | 0 | 0 | 0
| SO2 Emissions (MMshortTons) | SPP_N | Southwest | CT | PeakG | 0 | 0 | 0 | 0 | 0 | 0 | PeakG | 0 | 0 | 0 | 0 | 0 | 0
| SO2 Emissions (MMshortTons) | SPP_N | Southwest | CT | PeakO | 0 | 0 | 0 | 0 | 0 | 0 | PeakO | 0 | 0 | 0 | 0 | 0 | 0
| SO2 Emissions (MMshortTons) | SPP_N | Southwest | Other Renew | ST | 0 | 0 | 0 | 0 | 0 | 0 | ST | 0 | 0 | 0 | 0 | 0 | 0
| SO2 Emissions (MMshortTons) | SPP_N | Southwest | Steam O/G | STOG | 0 | 0 | 0 | 0 | 0 | 0 | STOG | 0 | 0 | 0 | 0 | 0 | 0
| SO2 Emissions (MMshortTons) | SPP_N | Southwest | Other Renew | STWD | 0 | 0 | 0 | 0 | 0 | 0 | STWD | 0 | 0 | 0 | 0 | 0 | 0
| SO2 Emissions (MMshortTons) | SPP_N | Southwest | On-shore Wind | WT | 0 | 0 | 0 | 0 | 0 | 0 | WT | 0 | 0 | 0 | 0 | 0 | 0
| SO2 Emissions (MMshortTons) | SPP_N | Southwest | Coal | IGCC | 0 | 0 | 0 | 0 | 0 | 0 | IGCC | 0 | 0 | 0 | 0 | 0 | 0
| SO2 Emissions (MMshortTons) | SPP_N | Southwest | DR | DemandResponse | 0 | 0 | 0 | 0 | 0 | 0 | DemandResponse | 0 | 0 | 0 | 0 | 0 | 0
| SO2 Emissions (MMshortTons) | SPP_N | Southwest | Coal-CCS | IGCC-CCS | 0 | 0 | 0 | 0 | 0 | 0 | IGCC-CCS | 0 | 0 | 0 | 0 | 0 | 0
| SO2 Emissions (MMshortTons) | SPP_N | Southwest | Off-shore Wind | WT_off | 0 | 0 | 0 | 0 | 0 | 0 | WT_off | 0 | 0 | 0 | 0 | 0 | 0
| SO2 Emissions (MMshortTons) | SPP_N | Southwest | Other | PseudoUnit | 0 | 0 | 0 | 0 | 0 | 0 | PseudoUnit | 0 | 0 | 0 | 0 | 0 | 0
| SO2 Emissions (MMshortTons) | SPP_N | Southwest | HQ/Maritimes | FixedInterchange | 0 | 0 | 0 | 0 | 0 | 0 | FixedInterchange | 0 | 0 | 0 | 0 | 0 | 0
SO2 Emissions (MMshortTons)
| SO2 Emissions (MMshortTons) |  |  |  | SO2 Emissions (MMshortTons): SPP_S | [6 empty] | SO2 Emissions (MMshortTons): SPP_S
| SO2 Emissions (MMshortTons) |  |  |  | ReportingType | 2015 | 2020 | 2025 | 2030 | 2035 | 2040 | ReportingType | 2015 | 2020 | 2025 | 2030 | 2035 | 2040
| SO2 Emissions (MMshortTons) | SPP_S | Southwest | Other Renew | BM | 0 | 0 | 0 | 0 | 0 | 0 | BM | 0 | 0 | 0 | 0 | 0 | 0
| SO2 Emissions (MMshortTons) | SPP_S | Southwest | CC | CC | 0 | 0 | 0 | 0 | 0 | 0 | CC | 0 | 0 | 0 | 0 | 0 | 0
| SO2 Emissions (MMshortTons) | SPP_S | Southwest | Other Renew | CSP | 0 | 0 | 0 | 0 | 0 | 0 | CSP | 0 | 0 | 0 | 0 | 0 | 0
| SO2 Emissions (MMshortTons) | SPP_S | Southwest | CT | CT | 0 | 0 | 0 | 0 | 0 | 0 | CT | 0 | 0 | 0 | 0 | 0 | 0
| SO2 Emissions (MMshortTons) | SPP_S | Southwest | Coal | Coal | 0.32 | 0 | 0 | 0 | 0 | 0 | Coal | 0.27 | 0 | 0 | 0 | 0 | 0
| SO2 Emissions (MMshortTons) | SPP_S | Southwest | Other Renew | Geo | 0 | 0 | 0 | 0 | 0 | 0 | Geo | 0 | 0 | 0 | 0 | 0 | 0
| SO2 Emissions (MMshortTons) | SPP_S | Southwest | Hydro | H | 0 | 0 | 0 | 0 | 0 | 0 | H | 0 | 0 | 0 | 0 | 0 | 0
| SO2 Emissions (MMshortTons) | SPP_S | Southwest | Other Renew | LFG | 0 | 0 | 0 | 0 | 0 | 0 | LFG | 0 | 0 | 0 | 0 | 0 | 0
| SO2 Emissions (MMshortTons) | SPP_S | Southwest | Nuclear | Nuc | 0 | 0 | 0 | 0 | 0 | 0 | Nuc | 0 | 0 | 0 | 0 | 0 | 0
| SO2 Emissions (MMshortTons) | SPP_S | Southwest | Other | PS | 0 | 0 | 0 | 0 | 0 | 0 | PS | 0 | 0 | 0 | 0 | 0 | 0
| SO2 Emissions (MMshortTons) | SPP_S | Southwest | Other Renew | PV | 0 | 0 | 0 | 0 | 0 | 0 | PV | 0 | 0 | 0 | 0 | 0 | 0
| SO2 Emissions (MMshortTons) | SPP_S | Southwest | CT | PeakG | 0 | 0 | 0 | 0 | 0 | 0 | PeakG | 0 | 0 | 0 | 0 | 0 | 0
| SO2 Emissions (MMshortTons) | SPP_S | Southwest | CT | PeakO | 0 | 0 | 0 | 0 | 0 | 0 | PeakO | 0 | 0 | 0 | 0 | 0 | 0
| SO2 Emissions (MMshortTons) | SPP_S | Southwest | Other Renew | ST | 0 | 0 | 0 | 0 | 0 | 0 | ST | 0 | 0 | 0 | 0 | 0 | 0
| SO2 Emissions (MMshortTons) | SPP_S | Southwest | Steam O/G | STOG | 0 | 0 | 0 | 0 | 0 | 0 | STOG | 0 | 0 | 0 | 0 | 0 | 0
| SO2 Emissions (MMshortTons) | SPP_S | Southwest | Other Renew | STWD | 0 | 0 | 0 | 0 | 0 | 0 | STWD | 0 | 0 | 0 | 0 | 0 | 0
| SO2 Emissions (MMshortTons) | SPP_S | Southwest | On-shore Wind | WT | 0 | 0 | 0 | 0 | 0 | 0 | WT | 0 | 0 | 0 | 0 | 0 | 0
| SO2 Emissions (MMshortTons) | SPP_S | Southwest | Coal | IGCC | 0 | 0 | 0 | 0 | 0 | 0 | IGCC | 0 | 0 | 0 | 0 | 0 | 0
| SO2 Emissions (MMshortTons) | SPP_S | Southwest | DR | DemandResponse | 0 | 0 | 0 | 0 | 0 | 0 | DemandResponse | 0 | 0 | 0 | 0 | 0 | 0
| SO2 Emissions (MMshortTons) | SPP_S | Southwest | Coal-CCS | IGCC-CCS | 0 | 0 | 0 | 0 | 0 | 0 | IGCC-CCS | 0 | 0 | 0 | 0 | 0 | 0
| SO2 Emissions (MMshortTons) | SPP_S | Southwest | Off-shore Wind | WT_off | 0 | 0 | 0 | 0 | 0 | 0 | WT_off | 0 | 0 | 0 | 0 | 0 | 0
| SO2 Emissions (MMshortTons) | SPP_S | Southwest | Other | PseudoUnit | 0 | 0 | 0 | 0 | 0 | 0 | PseudoUnit | 0 | 0 | 0 | 0 | 0 | 0
| SO2 Emissions (MMshortTons) | SPP_S | Southwest | HQ/Maritimes | FixedInterchange | 0 | 0 | 0 | 0 | 0 | 0 | FixedInterchange | 0 | 0 | 0 | 0 | 0 | 0
SO2 Emissions (MMshortTons)
| SO2 Emissions (MMshortTons) |  |  |  | SO2 Emissions (MMshortTons): TVA | [6 empty] | SO2 Emissions (MMshortTons): TVA
| SO2 Emissions (MMshortTons) |  |  |  | ReportingType | 2015 | 2020 | 2025 | 2030 | 2035 | 2040 | ReportingType | 2015 | 2020 | 2025 | 2030 | 2035 | 2040
| SO2 Emissions (MMshortTons) | TVA | South | Other Renew | BM | 0 | 0 | 0 | 0 | 0 | 0 | BM | 0 | 0 | 0 | 0 | 0 | 0
| SO2 Emissions (MMshortTons) | TVA | South | CC | CC | 0 | 0 | 0 | 0 | 0 | 0 | CC | 0 | 0 | 0 | 0 | 0 | 0
| SO2 Emissions (MMshortTons) | TVA | South | Other Renew | CSP | 0 | 0 | 0 | 0 | 0 | 0 | CSP | 0 | 0 | 0 | 0 | 0 | 0
| SO2 Emissions (MMshortTons) | TVA | South | CT | CT | 0 | 0 | 0 | 0 | 0 | 0 | CT | 0 | 0 | 0 | 0 | 0 | 0
| SO2 Emissions (MMshortTons) | TVA | South | Coal | Coal | 0.22 | 0.02 | 0 | 0 | 0 | 0 | Coal | 0.22 | 0.01 | 0 | 0 | 0 | 0
| SO2 Emissions (MMshortTons) | TVA | South | Other Renew | Geo | 0 | 0 | 0 | 0 | 0 | 0 | Geo | 0 | 0 | 0 | 0 | 0 | 0
| SO2 Emissions (MMshortTons) | TVA | South | Hydro | H | 0 | 0 | 0 | 0 | 0 | 0 | H | 0 | 0 | 0 | 0 | 0 | 0
| SO2 Emissions (MMshortTons) | TVA | South | Other Renew | LFG | 0 | 0 | 0 | 0 | 0 | 0 | LFG | 0 | 0 | 0 | 0 | 0 | 0
| SO2 Emissions (MMshortTons) | TVA | South | Nuclear | Nuc | 0 | 0 | 0 | 0 | 0 | 0 | Nuc | 0 | 0 | 0 | 0 | 0 | 0
| SO2 Emissions (MMshortTons) | TVA | South | Other | PS | 0 | 0 | 0 | 0 | 0 | 0 | PS | 0 | 0 | 0 | 0 | 0 | 0
| SO2 Emissions (MMshortTons) | TVA | South | Other Renew | PV | 0 | 0 | 0 | 0 | 0 | 0 | PV | 0 | 0 | 0 | 0 | 0 | 0
| SO2 Emissions (MMshortTons) | TVA | South | CT | PeakG | 0 | 0 | 0 | 0 | 0 | 0 | PeakG | 0 | 0 | 0 | 0 | 0 | 0
| SO2 Emissions (MMshortTons) | TVA | South | CT | PeakO | 0 | 0 | 0 | 0 | 0 | 0 | PeakO | 0 | 0 | 0 | 0 | 0 | 0
| SO2 Emissions (MMshortTons) | TVA | South | Other Renew | ST | 0 | 0 | 0 | 0 | 0 | 0 | ST | 0 | 0 | 0 | 0 | 0 | 0
| SO2 Emissions (MMshortTons) | TVA | South | Steam O/G | STOG | 0 | 0 | 0 | 0 | 0 | 0 | STOG | 0 | 0 | 0 | 0 | 0 | 0
| SO2 Emissions (MMshortTons) | TVA | South | Other Renew | STWD | 0 | 0 | 0 | 0 | 0 | 0 | STWD | 0 | 0 | 0 | 0 | 0 | 0
| SO2 Emissions (MMshortTons) | TVA | South | On-shore Wind | WT | 0 | 0 | 0 | 0 | 0 | 0 | WT | 0 | 0 | 0 | 0 | 0 | 0
| SO2 Emissions (MMshortTons) | TVA | South | Coal | IGCC | 0 | 0 | 0 | 0 | 0 | 0 | IGCC | 0 | 0 | 0 | 0 | 0 | 0
| SO2 Emissions (MMshortTons) | TVA | South | DR | DemandResponse | 0 | 0 | 0 | 0 | 0 | 0 | DemandResponse | 0 | 0 | 0 | 0 | 0 | 0
| SO2 Emissions (MMshortTons) | TVA | South | Coal-CCS | IGCC-CCS | 0 | 0 | 0 | 0 | 0 | 0 | IGCC-CCS | 0 | 0 | 0 | 0 | 0 | 0
| SO2 Emissions (MMshortTons) | TVA | South | Off-shore Wind | WT_off | 0 | 0 | 0 | 0 | 0 | 0 | WT_off | 0 | 0 | 0 | 0 | 0 | 0
| SO2 Emissions (MMshortTons) | TVA | South | Other | PseudoUnit | 0 | 0 | 0 | 0 | 0 | 0 | PseudoUnit | 0 | 0 | 0 | 0 | 0 | 0
| SO2 Emissions (MMshortTons) | TVA | South | HQ/Maritimes | FixedInterchange | 0 | 0 | 0 | 0 | 0 | 0 | FixedInterchange | 0 | 0 | 0 | 0 | 0 | 0
SO2 Emissions (MMshortTons)
| SO2 Emissions (MMshortTons) |  |  |  | SO2 Emissions (MMshortTons): TVA_Transmission | [6 empty] | SO2 Emissions (MMshortTons): TVA_Transmission
| SO2 Emissions (MMshortTons) |  |  |  | ReportingType | 2015 | 2020 | 2025 | 2030 | 2035 | 2040 | ReportingType | 2015 | 2020 | 2025 | 2030 | 2035 | 2040
| SO2 Emissions (MMshortTons) | TVA_Transmission | South | Other Renew | BM | 0 | 0 | 0 | 0 | 0 | 0 | BM | 0 | 0 | 0 | 0 | 0 | 0
| SO2 Emissions (MMshortTons) | TVA_Transmission | South | CC | CC | 0 | 0 | 0 | 0 | 0 | 0 | CC | 0 | 0 | 0 | 0 | 0 | 0
| SO2 Emissions (MMshortTons) | TVA_Transmission | South | Other Renew | CSP | 0 | 0 | 0 | 0 | 0 | 0 | CSP | 0 | 0 | 0 | 0 | 0 | 0
| SO2 Emissions (MMshortTons) | TVA_Transmission | South | CT | CT | 0 | 0 | 0 | 0 | 0 | 0 | CT | 0 | 0 | 0 | 0 | 0 | 0
| SO2 Emissions (MMshortTons) | TVA_Transmission | South | Coal | Coal | 0 | 0 | 0 | 0 | 0 | 0 | Coal | 0 | 0 | 0 | 0 | 0 | 0
| SO2 Emissions (MMshortTons) | TVA_Transmission | South | Other Renew | Geo | 0 | 0 | 0 | 0 | 0 | 0 | Geo | 0 | 0 | 0 | 0 | 0 | 0
| SO2 Emissions (MMshortTons) | TVA_Transmission | South | Hydro | H | 0 | 0 | 0 | 0 | 0 | 0 | H | 0 | 0 | 0 | 0 | 0 | 0
| SO2 Emissions (MMshortTons) | TVA_Transmission | South | Other Renew | LFG | 0 | 0 | 0 | 0 | 0 | 0 | LFG | 0 | 0 | 0 | 0 | 0 | 0
| SO2 Emissions (MMshortTons) | TVA_Transmission | South | Nuclear | Nuc | 0 | 0 | 0 | 0 | 0 | 0 | Nuc | 0 | 0 | 0 | 0 | 0 | 0
| SO2 Emissions (MMshortTons) | TVA_Transmission | South | Other | PS | 0 | 0 | 0 | 0 | 0 | 0 | PS | 0 | 0 | 0 | 0 | 0 | 0
| SO2 Emissions (MMshortTons) | TVA_Transmission | South | Other Renew | PV | 0 | 0 | 0 | 0 | 0 | 0 | PV | 0 | 0 | 0 | 0 | 0 | 0
| SO2 Emissions (MMshortTons) | TVA_Transmission | South | CT | PeakG | 0 | 0 | 0 | 0 | 0 | 0 | PeakG | 0 | 0 | 0 | 0 | 0 | 0
| SO2 Emissions (MMshortTons) | TVA_Transmission | South | CT | PeakO | 0 | 0 | 0 | 0 | 0 | 0 | PeakO | 0 | 0 | 0 | 0 | 0 | 0
| SO2 Emissions (MMshortTons) | TVA_Transmission | South | Other Renew | ST | 0 | 0 | 0 | 0 | 0 | 0 | ST | 0 | 0 | 0 | 0 | 0 | 0
| SO2 Emissions (MMshortTons) | TVA_Transmission | South | Steam O/G | STOG | 0 | 0 | 0 | 0 | 0 | 0 | STOG | 0 | 0 | 0 | 0 | 0 | 0
| SO2 Emissions (MMshortTons) | TVA_Transmission | South | Other Renew | STWD | 0 | 0 | 0 | 0 | 0 | 0 | STWD | 0 | 0 | 0 | 0 | 0 | 0
| SO2 Emissions (MMshortTons) | TVA_Transmission | South | On-shore Wind | WT | 0 | 0 | 0 | 0 | 0 | 0 | WT | 0 | 0 | 0 | 0 | 0 | 0
| SO2 Emissions (MMshortTons) | TVA_Transmission | South | Coal | IGCC | 0 | 0 | 0 | 0 | 0 | 0 | IGCC | 0 | 0 | 0 | 0 | 0 | 0
| SO2 Emissions (MMshortTons) | TVA_Transmission | South | DR | DemandResponse | 0 | 0 | 0 | 0 | 0 | 0 | DemandResponse | 0 | 0 | 0 | 0 | 0 | 0
| SO2 Emissions (MMshortTons) | TVA_Transmission | South | Coal-CCS | IGCC-CCS | 0 | 0 | 0 | 0 | 0 | 0 | IGCC-CCS | 0 | 0 | 0 | 0 | 0 | 0
| SO2 Emissions (MMshortTons) | TVA_Transmission | South | Off-shore Wind | WT_off | 0 | 0 | 0 | 0 | 0 | 0 | WT_off | 0 | 0 | 0 | 0 | 0 | 0
| SO2 Emissions (MMshortTons) | TVA_Transmission | South | Other | PseudoUnit | 0 | 0 | 0 | 0 | 0 | 0 | PseudoUnit | 0 | 0 | 0 | 0 | 0 | 0
| SO2 Emissions (MMshortTons) | TVA_Transmission | South | HQ/Maritimes | FixedInterchange | 0 | 0 | 0 | 0 | 0 | 0 | FixedInterchange | 0 | 0 | 0 | 0 | 0 | 0
SO2 Emissions (MMshortTons)
| SO2 Emissions (MMshortTons) |  |  |  | SO2 Emissions (MMshortTons): VACAR | [6 empty] | SO2 Emissions (MMshortTons): VACAR
| SO2 Emissions (MMshortTons) |  |  |  | ReportingType | 2015 | 2020 | 2025 | 2030 | 2035 | 2040 | ReportingType | 2015 | 2020 | 2025 | 2030 | 2035 | 2040
| SO2 Emissions (MMshortTons) | VACAR | South | Other Renew | BM | 0 | 0 | 0 | 0 | 0 | 0 | BM | 0 | 0 | 0 | 0 | 0 | 0
| SO2 Emissions (MMshortTons) | VACAR | South | CC | CC | 0 | 0 | 0 | 0 | 0 | 0 | CC | 0 | 0 | 0 | 0 | 0 | 0
| SO2 Emissions (MMshortTons) | VACAR | South | Other Renew | CSP | 0 | 0 | 0 | 0 | 0 | 0 | CSP | 0 | 0 | 0 | 0 | 0 | 0
| SO2 Emissions (MMshortTons) | VACAR | South | CT | CT | 0 | 0 | 0 | 0 | 0 | 0 | CT | 0 | 0 | 0 | 0 | 0 | 0
| SO2 Emissions (MMshortTons) | VACAR | South | Coal | Coal | 0.05 | 0.01 | 0 | 0 | 0 | 0 | Coal | 0.04 | 0.01 | 0 | 0 | 0 | 0
| SO2 Emissions (MMshortTons) | VACAR | South | Other Renew | Geo | 0 | 0 | 0 | 0 | 0 | 0 | Geo | 0 | 0 | 0 | 0 | 0 | 0
| SO2 Emissions (MMshortTons) | VACAR | South | Hydro | H | 0 | 0 | 0 | 0 | 0 | 0 | H | 0 | 0 | 0 | 0 | 0 | 0
| SO2 Emissions (MMshortTons) | VACAR | South | Other Renew | LFG | 0 | 0 | 0 | 0 | 0 | 0 | LFG | 0 | 0 | 0 | 0 | 0 | 0
| SO2 Emissions (MMshortTons) | VACAR | South | Nuclear | Nuc | 0 | 0 | 0 | 0 | 0 | 0 | Nuc | 0 | 0 | 0 | 0 | 0 | 0
| SO2 Emissions (MMshortTons) | VACAR | South | Other | PS | 0 | 0 | 0 | 0 | 0 | 0 | PS | 0 | 0 | 0 | 0 | 0 | 0
| SO2 Emissions (MMshortTons) | VACAR | South | Other Renew | PV | 0 | 0 | 0 | 0 | 0 | 0 | PV | 0 | 0 | 0 | 0 | 0 | 0
| SO2 Emissions (MMshortTons) | VACAR | South | CT | PeakG | 0 | 0 | 0 | 0 | 0 | 0 | PeakG | 0 | 0 | 0 | 0 | 0 | 0
| SO2 Emissions (MMshortTons) | VACAR | South | CT | PeakO | 0 | 0 | 0 | 0 | 0 | 0 | PeakO | 0 | 0 | 0 | 0 | 0 | 0
| SO2 Emissions (MMshortTons) | VACAR | South | Other Renew | ST | 0 | 0 | 0 | 0 | 0 | 0 | ST | 0 | 0 | 0 | 0 | 0 | 0
| SO2 Emissions (MMshortTons) | VACAR | South | Steam O/G | STOG | 0 | 0 | 0 | 0 | 0 | 0 | STOG | 0 | 0 | 0 | 0 | 0 | 0
| SO2 Emissions (MMshortTons) | VACAR | South | Other Renew | STWD | 0 | 0 | 0 | 0 | 0 | 0 | STWD | 0 | 0 | 0 | 0 | 0 | 0
| SO2 Emissions (MMshortTons) | VACAR | South | On-shore Wind | WT | 0 | 0 | 0 | 0 | 0 | 0 | WT | 0 | 0 | 0 | 0 | 0 | 0
| SO2 Emissions (MMshortTons) | VACAR | South | Coal | IGCC | 0 | 0 | 0 | 0 | 0 | 0 | IGCC | 0 | 0 | 0 | 0 | 0 | 0
| SO2 Emissions (MMshortTons) | VACAR | South | DR | DemandResponse | 0 | 0 | 0 | 0 | 0 | 0 | DemandResponse | 0 | 0 | 0 | 0 | 0 | 0
| SO2 Emissions (MMshortTons) | VACAR | South | Coal-CCS | IGCC-CCS | 0 | 0 | 0 | 0 | 0 | 0 | IGCC-CCS | 0 | 0 | 0 | 0 | 0 | 0
| SO2 Emissions (MMshortTons) | VACAR | South | Off-shore Wind | WT_off | 0 | 0 | 0 | 0 | 0 | 0 | WT_off | 0 | 0 | 0 | 0 | 0 | 0
| SO2 Emissions (MMshortTons) | VACAR | South | Other | PseudoUnit | 0 | 0 | 0 | 0 | 0 | 0 | PseudoUnit | 0 | 0 | 0 | 0 | 0 | 0
| SO2 Emissions (MMshortTons) | VACAR | South | HQ/Maritimes | FixedInterchange | 0 | 0 | 0 | 0 | 0 | 0 | FixedInterchange | 0 | 0 | 0 | 0 | 0 | 0
SO2 Emissions (MMshortTons)
| SO2 Emissions (MMshortTons) |  |  |  | SO2 Emissions (MMshortTons): IESO | [6 empty] | SO2 Emissions (MMshortTons): IESO
| SO2 Emissions (MMshortTons) |  |  |  | ReportingType | 2015 | 2020 | 2025 | 2030 | 2035 | 2040 | ReportingType | 2015 | 2020 | 2025 | 2030 | 2035 | 2040
| SO2 Emissions (MMshortTons) | IESO | Ontario | Other Renew | BM | 0 | 0 | 0 | 0 | 0 | 0 | BM | 0 | 0 | 0 | 0 | 0 | 0
| SO2 Emissions (MMshortTons) | IESO | Ontario | CC | CC | 0 | 0 | 0 | 0 | 0 | 0 | CC | 0 | 0 | 0 | 0 | 0 | 0
| SO2 Emissions (MMshortTons) | IESO | Ontario | Other Renew | CSP | 0 | 0 | 0 | 0 | 0 | 0 | CSP | 0 | 0 | 0 | 0 | 0 | 0
| SO2 Emissions (MMshortTons) | IESO | Ontario | CT | CT | 0 | 0 | 0 | 0 | 0 | 0 | CT | 0 | 0 | 0 | 0 | 0 | 0
| SO2 Emissions (MMshortTons) | IESO | Ontario | Coal | Coal | 0 | 0 | 0 | 0 | 0 | 0 | Coal | 0 | 0 | 0 | 0 | 0 | 0
| SO2 Emissions (MMshortTons) | IESO | Ontario | Other Renew | Geo | 0 | 0 | 0 | 0 | 0 | 0 | Geo | 0 | 0 | 0 | 0 | 0 | 0
| SO2 Emissions (MMshortTons) | IESO | Ontario | Hydro | H | 0 | 0 | 0 | 0 | 0 | 0 | H | 0 | 0 | 0 | 0 | 0 | 0
| SO2 Emissions (MMshortTons) | IESO | Ontario | Other Renew | LFG | 0 | 0 | 0 | 0 | 0 | 0 | LFG | 0 | 0 | 0 | 0 | 0 | 0
| SO2 Emissions (MMshortTons) | IESO | Ontario | Nuclear | Nuc | 0 | 0 | 0 | 0 | 0 | 0 | Nuc | 0 | 0 | 0 | 0 | 0 | 0
| SO2 Emissions (MMshortTons) | IESO | Ontario | Other | PS | 0 | 0 | 0 | 0 | 0 | 0 | PS | 0 | 0 | 0 | 0 | 0 | 0
| SO2 Emissions (MMshortTons) | IESO | Ontario | Other Renew | PV | 0 | 0 | 0 | 0 | 0 | 0 | PV | 0 | 0 | 0 | 0 | 0 | 0
| SO2 Emissions (MMshortTons) | IESO | Ontario | CT | PeakG | 0 | 0 | 0 | 0 | 0 | 0 | PeakG | 0 | 0 | 0 | 0 | 0 | 0
| SO2 Emissions (MMshortTons) | IESO | Ontario | CT | PeakO | 0 | 0 | 0 | 0 | 0 | 0 | PeakO | 0 | 0 | 0 | 0 | 0 | 0
| SO2 Emissions (MMshortTons) | IESO | Ontario | Other Renew | ST | 0 | 0 | 0 | 0 | 0 | 0 | ST | 0 | 0 | 0 | 0 | 0 | 0
| SO2 Emissions (MMshortTons) | IESO | Ontario | Steam O/G | STOG | 0 | 0 | 0 | 0 | 0 | 0 | STOG | 0 | 0 | 0 | 0 | 0 | 0
| SO2 Emissions (MMshortTons) | IESO | Ontario | Other Renew | STWD | 0 | 0 | 0 | 0 | 0 | 0 | STWD | 0 | 0 | 0 | 0 | 0 | 0
| SO2 Emissions (MMshortTons) | IESO | Ontario | On-shore Wind | WT | 0 | 0 | 0 | 0 | 0 | 0 | WT | 0 | 0 | 0 | 0 | 0 | 0
| SO2 Emissions (MMshortTons) | IESO | Ontario | Coal | IGCC | 0 | 0 | 0 | 0 | 0 | 0 | IGCC | 0 | 0 | 0 | 0 | 0 | 0
| SO2 Emissions (MMshortTons) | IESO | Ontario | DR | DemandResponse | 0 | 0 | 0 | 0 | 0 | 0 | DemandResponse | 0 | 0 | 0 | 0 | 0 | 0
| SO2 Emissions (MMshortTons) | IESO | Ontario | Coal-CCS | IGCC-CCS | 0 | 0 | 0 | 0 | 0 | 0 | IGCC-CCS | 0 | 0 | 0 | 0 | 0 | 0
| SO2 Emissions (MMshortTons) | IESO | Ontario | Off-shore Wind | WT_off | 0 | 0 | 0 | 0 | 0 | 0 | WT_off | 0 | 0 | 0 | 0 | 0 | 0
| SO2 Emissions (MMshortTons) | IESO | Ontario | Other | PseudoUnit | 0 | 0 | 0 | 0 | 0 | 0 | PseudoUnit | 0 | 0 | 0 | 0 | 0 | 0
| SO2 Emissions (MMshortTons) | IESO | Ontario | HQ/Maritimes | FixedInterchange | 0 | 0 | 0 | 0 | 0 | 0 | FixedInterchange | 0 | 0 | 0 | 0 | 0 | 0
SO2 Emissions (MMshortTons)
| SO2 Emissions (MMshortTons) |  |  |  | SO2 Emissions (MMshortTons): MAPP_CA | [6 empty] | SO2 Emissions (MMshortTons): MAPP_CA
| SO2 Emissions (MMshortTons) |  |  |  | ReportingType | 2015 | 2020 | 2025 | 2030 | 2035 | 2040 | ReportingType | 2015 | 2020 | 2025 | 2030 | 2035 | 2040
| SO2 Emissions (MMshortTons) | MAPP_CA | Midwest | Other Renew | BM | 0 | 0 | 0 | 0 | 0 | 0 | BM | 0 | 0 | 0 | 0 | 0 | 0
| SO2 Emissions (MMshortTons) | MAPP_CA | Midwest | CC | CC | 0 | 0 | 0 | 0 | 0 | 0 | CC | 0 | 0 | 0 | 0 | 0 | 0
| SO2 Emissions (MMshortTons) | MAPP_CA | Midwest | Other Renew | CSP | 0 | 0 | 0 | 0 | 0 | 0 | CSP | 0 | 0 | 0 | 0 | 0 | 0
| SO2 Emissions (MMshortTons) | MAPP_CA | Midwest | CT | CT | 0 | 0 | 0 | 0 | 0 | 0 | CT | 0 | 0 | 0 | 0 | 0 | 0
| SO2 Emissions (MMshortTons) | MAPP_CA | Midwest | Coal | Coal | 0 | 0 | 0 | 0 | 0 | 0 | Coal | 0 | 0 | 0 | 0 | 0 | 0
| SO2 Emissions (MMshortTons) | MAPP_CA | Midwest | Other Renew | Geo | 0 | 0 | 0 | 0 | 0 | 0 | Geo | 0 | 0 | 0 | 0 | 0 | 0
| SO2 Emissions (MMshortTons) | MAPP_CA | Midwest | Hydro | H | 0 | 0 | 0 | 0 | 0 | 0 | H | 0 | 0 | 0 | 0 | 0 | 0
| SO2 Emissions (MMshortTons) | MAPP_CA | Midwest | Other Renew | LFG | 0 | 0 | 0 | 0 | 0 | 0 | LFG | 0 | 0 | 0 | 0 | 0 | 0
| SO2 Emissions (MMshortTons) | MAPP_CA | Midwest | Nuclear | Nuc | 0 | 0 | 0 | 0 | 0 | 0 | Nuc | 0 | 0 | 0 | 0 | 0 | 0
| SO2 Emissions (MMshortTons) | MAPP_CA | Midwest | Other | PS | 0 | 0 | 0 | 0 | 0 | 0 | PS | 0 | 0 | 0 | 0 | 0 | 0
| SO2 Emissions (MMshortTons) | MAPP_CA | Midwest | Other Renew | PV | 0 | 0 | 0 | 0 | 0 | 0 | PV | 0 | 0 | 0 | 0 | 0 | 0
| SO2 Emissions (MMshortTons) | MAPP_CA | Midwest | CT | PeakG | 0 | 0 | 0 | 0 | 0 | 0 | PeakG | 0 | 0 | 0 | 0 | 0 | 0
| SO2 Emissions (MMshortTons) | MAPP_CA | Midwest | CT | PeakO | 0 | 0 | 0 | 0 | 0 | 0 | PeakO | 0 | 0 | 0 | 0 | 0 | 0
| SO2 Emissions (MMshortTons) | MAPP_CA | Midwest | Other Renew | ST | 0 | 0 | 0 | 0 | 0 | 0 | ST | 0 | 0 | 0 | 0 | 0 | 0
| SO2 Emissions (MMshortTons) | MAPP_CA | Midwest | Steam O/G | STOG | 0 | 0 | 0 | 0 | 0 | 0 | STOG | 0 | 0 | 0 | 0 | 0 | 0
| SO2 Emissions (MMshortTons) | MAPP_CA | Midwest | Other Renew | STWD | 0 | 0 | 0 | 0 | 0 | 0 | STWD | 0 | 0 | 0 | 0 | 0 | 0
| SO2 Emissions (MMshortTons) | MAPP_CA | Midwest | On-shore Wind | WT | 0 | 0 | 0 | 0 | 0 | 0 | WT | 0 | 0 | 0 | 0 | 0 | 0
| SO2 Emissions (MMshortTons) | MAPP_CA | Midwest | Coal | IGCC | 0 | 0 | 0 | 0 | 0 | 0 | IGCC | 0 | 0 | 0 | 0 | 0 | 0
| SO2 Emissions (MMshortTons) | MAPP_CA | Midwest | DR | DemandResponse | 0 | 0 | 0 | 0 | 0 | 0 | DemandResponse | 0 | 0 | 0 | 0 | 0 | 0
| SO2 Emissions (MMshortTons) | MAPP_CA | Midwest | Coal-CCS | IGCC-CCS | 0 | 0 | 0 | 0 | 0 | 0 | IGCC-CCS | 0 | 0 | 0 | 0 | 0 | 0
| SO2 Emissions (MMshortTons) | MAPP_CA | Midwest | Off-shore Wind | WT_off | 0 | 0 | 0 | 0 | 0 | 0 | WT_off | 0 | 0 | 0 | 0 | 0 | 0
| SO2 Emissions (MMshortTons) | MAPP_CA | Midwest | Other | PseudoUnit | 0 | 0 | 0 | 0 | 0 | 0 | PseudoUnit | 0 | 0 | 0 | 0 | 0 | 0
| SO2 Emissions (MMshortTons) | MAPP_CA | Midwest | HQ/Maritimes | FixedInterchange | 0 | 0 | 0 | 0 | 0 | 0 | FixedInterchange | 0 | 0 | 0 | 0 | 0 | 0
SO2 Emissions (MMshortTons)
| SO2 Emissions (MMshortTons) |  |  |  | SO2 Emissions (MMshortTons): AZ_NM_SNV_Coal | [6 empty] | SO2 Emissions (MMshortTons): AZ_NM_SNV_Coal
| SO2 Emissions (MMshortTons) |  |  |  | ReportingType | 2015 | 2020 | 2025 | 2030 | 2035 | 2040 | ReportingType | 2015 | 2020 | 2025 | 2030 | 2035 | 2040
| SO2 Emissions (MMshortTons) | AZ_NM_SNV_Coal | West | Other Renew | BM | 0 | 0 | 0 | 0 | 0 | 0 | BM | 0 | 0 | 0 | 0 | 0 | 0
| SO2 Emissions (MMshortTons) | AZ_NM_SNV_Coal | West | CC | CC | 0 | 0 | 0 | 0 | 0 | 0 | CC | 0 | 0 | 0 | 0 | 0 | 0
| SO2 Emissions (MMshortTons) | AZ_NM_SNV_Coal | West | Other Renew | CSP | 0 | 0 | 0 | 0 | 0 | 0 | CSP | 0 | 0 | 0 | 0 | 0 | 0
| SO2 Emissions (MMshortTons) | AZ_NM_SNV_Coal | West | CT | CT | 0 | 0 | 0 | 0 | 0 | 0 | CT | 0 | 0 | 0 | 0 | 0 | 0
| SO2 Emissions (MMshortTons) | AZ_NM_SNV_Coal | West | Coal | Coal | 0.02 | 0.02 | 0 | 0 | 0 | 0 | Coal | 0.02 | 0.02 | 0 | 0 | 0 | 0
| SO2 Emissions (MMshortTons) | AZ_NM_SNV_Coal | West | Other Renew | Geo | 0 | 0 | 0 | 0 | 0 | 0 | Geo | 0 | 0 | 0 | 0 | 0 | 0
| SO2 Emissions (MMshortTons) | AZ_NM_SNV_Coal | West | Hydro | H | 0 | 0 | 0 | 0 | 0 | 0 | H | 0 | 0 | 0 | 0 | 0 | 0
| SO2 Emissions (MMshortTons) | AZ_NM_SNV_Coal | West | Other Renew | LFG | 0 | 0 | 0 | 0 | 0 | 0 | LFG | 0 | 0 | 0 | 0 | 0 | 0
| SO2 Emissions (MMshortTons) | AZ_NM_SNV_Coal | West | Nuclear | Nuc | 0 | 0 | 0 | 0 | 0 | 0 | Nuc | 0 | 0 | 0 | 0 | 0 | 0
| SO2 Emissions (MMshortTons) | AZ_NM_SNV_Coal | West | Other | PS | 0 | 0 | 0 | 0 | 0 | 0 | PS | 0 | 0 | 0 | 0 | 0 | 0
| SO2 Emissions (MMshortTons) | AZ_NM_SNV_Coal | West | Other Renew | PV | 0 | 0 | 0 | 0 | 0 | 0 | PV | 0 | 0 | 0 | 0 | 0 | 0
| SO2 Emissions (MMshortTons) | AZ_NM_SNV_Coal | West | CT | PeakG | 0 | 0 | 0 | 0 | 0 | 0 | PeakG | 0 | 0 | 0 | 0 | 0 | 0
| SO2 Emissions (MMshortTons) | AZ_NM_SNV_Coal | West | CT | PeakO | 0 | 0 | 0 | 0 | 0 | 0 | PeakO | 0 | 0 | 0 | 0 | 0 | 0
| SO2 Emissions (MMshortTons) | AZ_NM_SNV_Coal | West | Other Renew | ST | 0 | 0 | 0 | 0 | 0 | 0 | ST | 0 | 0 | 0 | 0 | 0 | 0
| SO2 Emissions (MMshortTons) | AZ_NM_SNV_Coal | West | Steam O/G | STOG | 0 | 0 | 0 | 0 | 0 | 0 | STOG | 0 | 0 | 0 | 0 | 0 | 0
| SO2 Emissions (MMshortTons) | AZ_NM_SNV_Coal | West | Other Renew | STWD | 0 | 0 | 0 | 0 | 0 | 0 | STWD | 0 | 0 | 0 | 0 | 0 | 0
| SO2 Emissions (MMshortTons) | AZ_NM_SNV_Coal | West | On-shore Wind | WT | 0 | 0 | 0 | 0 | 0 | 0 | WT | 0 | 0 | 0 | 0 | 0 | 0
| SO2 Emissions (MMshortTons) | AZ_NM_SNV_Coal | West | Coal | IGCC | 0 | 0 | 0 | 0 | 0 | 0 | IGCC | 0 | 0 | 0 | 0 | 0 | 0
| SO2 Emissions (MMshortTons) | AZ_NM_SNV_Coal | West | DR | DemandResponse | 0 | 0 | 0 | 0 | 0 | 0 | DemandResponse | 0 | 0 | 0 | 0 | 0 | 0
| SO2 Emissions (MMshortTons) | AZ_NM_SNV_Coal | West | Coal-CCS | IGCC-CCS | 0 | 0 | 0 | 0 | 0 | 0 | IGCC-CCS | 0 | 0 | 0 | 0 | 0 | 0
| SO2 Emissions (MMshortTons) | AZ_NM_SNV_Coal | West | Off-shore Wind | WT_off | 0 | 0 | 0 | 0 | 0 | 0 | WT_off | 0 | 0 | 0 | 0 | 0 | 0
| SO2 Emissions (MMshortTons) | AZ_NM_SNV_Coal | West | Other | PseudoUnit | 0 | 0 | 0 | 0 | 0 | 0 | PseudoUnit | 0 | 0 | 0 | 0 | 0 | 0
| SO2 Emissions (MMshortTons) | AZ_NM_SNV_Coal | West | HQ/Maritimes | FixedInterchange | 0 | 0 | 0 | 0 | 0 | 0 | FixedInterchange | 0 | 0 | 0 | 0 | 0 | 0
SO2 Emissions (MMshortTons)
| SO2 Emissions (MMshortTons) |  |  |  | SO2 Emissions (MMshortTons): AZ_NM_SNV_Gas | [6 empty] | SO2 Emissions (MMshortTons): AZ_NM_SNV_Gas
| SO2 Emissions (MMshortTons) |  |  |  | ReportingType | 2015 | 2020 | 2025 | 2030 | 2035 | 2040 | ReportingType | 2015 | 2020 | 2025 | 2030 | 2035 | 2040
| SO2 Emissions (MMshortTons) | AZ_NM_SNV_Gas | West | Other Renew | BM | 0 | 0 | 0 | 0 | 0 | 0 | BM | 0 | 0 | 0 | 0 | 0 | 0
| SO2 Emissions (MMshortTons) | AZ_NM_SNV_Gas | West | CC | CC | 0 | 0 | 0 | 0 | 0 | 0 | CC | 0 | 0 | 0 | 0 | 0 | 0
| SO2 Emissions (MMshortTons) | AZ_NM_SNV_Gas | West | Other Renew | CSP | 0 | 0 | 0 | 0 | 0 | 0 | CSP | 0 | 0 | 0 | 0 | 0 | 0
| SO2 Emissions (MMshortTons) | AZ_NM_SNV_Gas | West | CT | CT | 0 | 0 | 0 | 0 | 0 | 0 | CT | 0 | 0 | 0 | 0 | 0 | 0
| SO2 Emissions (MMshortTons) | AZ_NM_SNV_Gas | West | Coal | Coal | 0 | 0 | 0 | 0 | 0 | 0 | Coal | 0 | 0 | 0 | 0 | 0 | 0
| SO2 Emissions (MMshortTons) | AZ_NM_SNV_Gas | West | Other Renew | Geo | 0 | 0 | 0 | 0 | 0 | 0 | Geo | 0 | 0 | 0 | 0 | 0 | 0
| SO2 Emissions (MMshortTons) | AZ_NM_SNV_Gas | West | Hydro | H | 0 | 0 | 0 | 0 | 0 | 0 | H | 0 | 0 | 0 | 0 | 0 | 0
| SO2 Emissions (MMshortTons) | AZ_NM_SNV_Gas | West | Other Renew | LFG | 0 | 0 | 0 | 0 | 0 | 0 | LFG | 0 | 0 | 0 | 0 | 0 | 0
| SO2 Emissions (MMshortTons) | AZ_NM_SNV_Gas | West | Nuclear | Nuc | 0 | 0 | 0 | 0 | 0 | 0 | Nuc | 0 | 0 | 0 | 0 | 0 | 0
| SO2 Emissions (MMshortTons) | AZ_NM_SNV_Gas | West | Other | PS | 0 | 0 | 0 | 0 | 0 | 0 | PS | 0 | 0 | 0 | 0 | 0 | 0
| SO2 Emissions (MMshortTons) | AZ_NM_SNV_Gas | West | Other Renew | PV | 0 | 0 | 0 | 0 | 0 | 0 | PV | 0 | 0 | 0 | 0 | 0 | 0
| SO2 Emissions (MMshortTons) | AZ_NM_SNV_Gas | West | CT | PeakG | 0 | 0 | 0 | 0 | 0 | 0 | PeakG | 0 | 0 | 0 | 0 | 0 | 0
| SO2 Emissions (MMshortTons) | AZ_NM_SNV_Gas | West | CT | PeakO | 0 | 0 | 0 | 0 | 0 | 0 | PeakO | 0 | 0 | 0 | 0 | 0 | 0
| SO2 Emissions (MMshortTons) | AZ_NM_SNV_Gas | West | Other Renew | ST | 0 | 0 | 0 | 0 | 0 | 0 | ST | 0 | 0 | 0 | 0 | 0 | 0
| SO2 Emissions (MMshortTons) | AZ_NM_SNV_Gas | West | Steam O/G | STOG | 0 | 0 | 0 | 0 | 0 | 0 | STOG | 0 | 0 | 0 | 0 | 0 | 0
| SO2 Emissions (MMshortTons) | AZ_NM_SNV_Gas | West | Other Renew | STWD | 0 | 0 | 0 | 0 | 0 | 0 | STWD | 0 | 0 | 0 | 0 | 0 | 0
| SO2 Emissions (MMshortTons) | AZ_NM_SNV_Gas | West | On-shore Wind | WT | 0 | 0 | 0 | 0 | 0 | 0 | WT | 0 | 0 | 0 | 0 | 0 | 0
| SO2 Emissions (MMshortTons) | AZ_NM_SNV_Gas | West | Coal | IGCC | 0 | 0 | 0 | 0 | 0 | 0 | IGCC | 0 | 0 | 0 | 0 | 0 | 0
| SO2 Emissions (MMshortTons) | AZ_NM_SNV_Gas | West | DR | DemandResponse | 0 | 0 | 0 | 0 | 0 | 0 | DemandResponse | 0 | 0 | 0 | 0 | 0 | 0
| SO2 Emissions (MMshortTons) | AZ_NM_SNV_Gas | West | Coal-CCS | IGCC-CCS | 0 | 0 | 0 | 0 | 0 | 0 | IGCC-CCS | 0 | 0 | 0 | 0 | 0 | 0
| SO2 Emissions (MMshortTons) | AZ_NM_SNV_Gas | West | Off-shore Wind | WT_off | 0 | 0 | 0 | 0 | 0 | 0 | WT_off | 0 | 0 | 0 | 0 | 0 | 0
| SO2 Emissions (MMshortTons) | AZ_NM_SNV_Gas | West | Other | PseudoUnit | 0 | 0 | 0 | 0 | 0 | 0 | PseudoUnit | 0 | 0 | 0 | 0 | 0 | 0
| SO2 Emissions (MMshortTons) | AZ_NM_SNV_Gas | West | HQ/Maritimes | FixedInterchange | 0 | 0 | 0 | 0 | 0 | 0 | FixedInterchange | 0 | 0 | 0 | 0 | 0 | 0
SO2 Emissions (MMshortTons)
| SO2 Emissions (MMshortTons) |  |  |  | SO2 Emissions (MMshortTons): AZ_NM_SNV_NucRenew | [6 empty] | SO2 Emissions (MMshortTons): AZ_NM_SNV_NucRenew
| SO2 Emissions (MMshortTons) |  |  |  | ReportingType | 2015 | 2020 | 2025 | 2030 | 2035 | 2040 | ReportingType | 2015 | 2020 | 2025 | 2030 | 2035 | 2040
| SO2 Emissions (MMshortTons) | AZ_NM_SNV_NucRenew | West | Other Renew | BM | 0 | 0 | 0 | 0 | 0 | 0 | BM | 0 | 0 | 0 | 0 | 0 | 0
| SO2 Emissions (MMshortTons) | AZ_NM_SNV_NucRenew | West | CC | CC | 0 | 0 | 0 | 0 | 0 | 0 | CC | 0 | 0 | 0 | 0 | 0 | 0
| SO2 Emissions (MMshortTons) | AZ_NM_SNV_NucRenew | West | Other Renew | CSP | 0 | 0 | 0 | 0 | 0 | 0 | CSP | 0 | 0 | 0 | 0 | 0 | 0
| SO2 Emissions (MMshortTons) | AZ_NM_SNV_NucRenew | West | CT | CT | 0 | 0 | 0 | 0 | 0 | 0 | CT | 0 | 0 | 0 | 0 | 0 | 0
| SO2 Emissions (MMshortTons) | AZ_NM_SNV_NucRenew | West | Coal | Coal | 0 | 0 | 0 | 0 | 0 | 0 | Coal | 0 | 0 | 0 | 0 | 0 | 0
| SO2 Emissions (MMshortTons) | AZ_NM_SNV_NucRenew | West | Other Renew | Geo | 0 | 0 | 0 | 0 | 0 | 0 | Geo | 0 | 0 | 0 | 0 | 0 | 0
| SO2 Emissions (MMshortTons) | AZ_NM_SNV_NucRenew | West | Hydro | H | 0 | 0 | 0 | 0 | 0 | 0 | H | 0 | 0 | 0 | 0 | 0 | 0
| SO2 Emissions (MMshortTons) | AZ_NM_SNV_NucRenew | West | Other Renew | LFG | 0 | 0 | 0 | 0 | 0 | 0 | LFG | 0 | 0 | 0 | 0 | 0 | 0
| SO2 Emissions (MMshortTons) | AZ_NM_SNV_NucRenew | West | Nuclear | Nuc | 0 | 0 | 0 | 0 | 0 | 0 | Nuc | 0 | 0 | 0 | 0 | 0 | 0
| SO2 Emissions (MMshortTons) | AZ_NM_SNV_NucRenew | West | Other | PS | 0 | 0 | 0 | 0 | 0 | 0 | PS | 0 | 0 | 0 | 0 | 0 | 0
| SO2 Emissions (MMshortTons) | AZ_NM_SNV_NucRenew | West | Other Renew | PV | 0 | 0 | 0 | 0 | 0 | 0 | PV | 0 | 0 | 0 | 0 | 0 | 0
| SO2 Emissions (MMshortTons) | AZ_NM_SNV_NucRenew | West | CT | PeakG | 0 | 0 | 0 | 0 | 0 | 0 | PeakG | 0 | 0 | 0 | 0 | 0 | 0
| SO2 Emissions (MMshortTons) | AZ_NM_SNV_NucRenew | West | CT | PeakO | 0 | 0 | 0 | 0 | 0 | 0 | PeakO | 0 | 0 | 0 | 0 | 0 | 0
| SO2 Emissions (MMshortTons) | AZ_NM_SNV_NucRenew | West | Other Renew | ST | 0 | 0 | 0 | 0 | 0 | 0 | ST | 0 | 0 | 0 | 0 | 0 | 0
| SO2 Emissions (MMshortTons) | AZ_NM_SNV_NucRenew | West | Steam O/G | STOG | 0 | 0 | 0 | 0 | 0 | 0 | STOG | 0 | 0 | 0 | 0 | 0 | 0
| SO2 Emissions (MMshortTons) | AZ_NM_SNV_NucRenew | West | Other Renew | STWD | 0 | 0 | 0 | 0 | 0 | 0 | STWD | 0 | 0 | 0 | 0 | 0 | 0
| SO2 Emissions (MMshortTons) | AZ_NM_SNV_NucRenew | West | On-shore Wind | WT | 0 | 0 | 0 | 0 | 0 | 0 | WT | 0 | 0 | 0 | 0 | 0 | 0
| SO2 Emissions (MMshortTons) | AZ_NM_SNV_NucRenew | West | Coal | IGCC | 0 | 0 | 0 | 0 | 0 | 0 | IGCC | 0 | 0 | 0 | 0 | 0 | 0
| SO2 Emissions (MMshortTons) | AZ_NM_SNV_NucRenew | West | DR | DemandResponse | 0 | 0 | 0 | 0 | 0 | 0 | DemandResponse | 0 | 0 | 0 | 0 | 0 | 0
| SO2 Emissions (MMshortTons) | AZ_NM_SNV_NucRenew | West | Coal-CCS | IGCC-CCS | 0 | 0 | 0 | 0 | 0 | 0 | IGCC-CCS | 0 | 0 | 0 | 0 | 0 | 0
| SO2 Emissions (MMshortTons) | AZ_NM_SNV_NucRenew | West | Off-shore Wind | WT_off | 0 | 0 | 0 | 0 | 0 | 0 | WT_off | 0 | 0 | 0 | 0 | 0 | 0
| SO2 Emissions (MMshortTons) | AZ_NM_SNV_NucRenew | West | Other | PseudoUnit | 0 | 0 | 0 | 0 | 0 | 0 | PseudoUnit | 0 | 0 | 0 | 0 | 0 | 0
| SO2 Emissions (MMshortTons) | AZ_NM_SNV_NucRenew | West | HQ/Maritimes | FixedInterchange | 0 | 0 | 0 | 0 | 0 | 0 | FixedInterchange | 0 | 0 | 0 | 0 | 0 | 0
SO2 Emissions (MMshortTons)
| SO2 Emissions (MMshortTons) |  |  |  | SO2 Emissions (MMshortTons): ERCOT | [6 empty] | SO2 Emissions (MMshortTons): ERCOT
| SO2 Emissions (MMshortTons) |  |  |  | ReportingType | 2015 | 2020 | 2025 | 2030 | 2035 | 2040 | ReportingType | 2015 | 2020 | 2025 | 2030 | 2035 | 2040
| SO2 Emissions (MMshortTons) | ERCOT | Texas | Other Renew | BM | 0 | 0 | 0 | 0 | 0 | 0 | BM | 0 | 0 | 0 | 0 | 0 | 0
| SO2 Emissions (MMshortTons) | ERCOT | Texas | CC | CC | 0 | 0 | 0 | 0 | 0 | 0 | CC | 0 | 0 | 0 | 0 | 0 | 0
| SO2 Emissions (MMshortTons) | ERCOT | Texas | Other Renew | CSP | 0 | 0 | 0 | 0 | 0 | 0 | CSP | 0 | 0 | 0 | 0 | 0 | 0
| SO2 Emissions (MMshortTons) | ERCOT | Texas | CT | CT | 0 | 0 | 0 | 0 | 0 | 0 | CT | 0 | 0 | 0 | 0 | 0 | 0
| SO2 Emissions (MMshortTons) | ERCOT | Texas | Coal | Coal | 0.07 | 0.03 | 0 | 0 | 0 | 0 | Coal | 0.07 | 0.03 | 0 | 0.01 | 0.01 | 0.01
| SO2 Emissions (MMshortTons) | ERCOT | Texas | Other Renew | Geo | 0 | 0 | 0 | 0 | 0 | 0 | Geo | 0 | 0 | 0 | 0 | 0 | 0
| SO2 Emissions (MMshortTons) | ERCOT | Texas | Hydro | H | 0 | 0 | 0 | 0 | 0 | 0 | H | 0 | 0 | 0 | 0 | 0 | 0
| SO2 Emissions (MMshortTons) | ERCOT | Texas | Other Renew | LFG | 0 | 0 | 0 | 0 | 0 | 0 | LFG | 0 | 0 | 0 | 0 | 0 | 0
| SO2 Emissions (MMshortTons) | ERCOT | Texas | Nuclear | Nuc | 0 | 0 | 0 | 0 | 0 | 0 | Nuc | 0 | 0 | 0 | 0 | 0 | 0
| SO2 Emissions (MMshortTons) | ERCOT | Texas | Other | PS | 0 | 0 | 0 | 0 | 0 | 0 | PS | 0 | 0 | 0 | 0 | 0 | 0
| SO2 Emissions (MMshortTons) | ERCOT | Texas | Other Renew | PV | 0 | 0 | 0 | 0 | 0 | 0 | PV | 0 | 0 | 0 | 0 | 0 | 0
| SO2 Emissions (MMshortTons) | ERCOT | Texas | CT | PeakG | 0 | 0 | 0 | 0 | 0 | 0 | PeakG | 0 | 0 | 0 | 0 | 0 | 0
| SO2 Emissions (MMshortTons) | ERCOT | Texas | CT | PeakO | 0 | 0 | 0 | 0 | 0 | 0 | PeakO | 0 | 0 | 0 | 0 | 0 | 0
| SO2 Emissions (MMshortTons) | ERCOT | Texas | Other Renew | ST | 0 | 0 | 0 | 0 | 0 | 0 | ST | 0 | 0 | 0 | 0 | 0 | 0
| SO2 Emissions (MMshortTons) | ERCOT | Texas | Steam O/G | STOG | 0 | 0 | 0 | 0 | 0 | 0 | STOG | 0 | 0 | 0 | 0 | 0 | 0
| SO2 Emissions (MMshortTons) | ERCOT | Texas | Other Renew | STWD | 0 | 0 | 0 | 0 | 0 | 0 | STWD | 0 | 0 | 0 | 0 | 0 | 0
| SO2 Emissions (MMshortTons) | ERCOT | Texas | On-shore Wind | WT | 0 | 0 | 0 | 0 | 0 | 0 | WT | 0 | 0 | 0 | 0 | 0 | 0
| SO2 Emissions (MMshortTons) | ERCOT | Texas | Coal | IGCC | 0 | 0 | 0 | 0 | 0 | 0 | IGCC | 0 | 0 | 0 | 0 | 0 | 0
| SO2 Emissions (MMshortTons) | ERCOT | Texas | DR | DemandResponse | 0 | 0 | 0 | 0 | 0 | 0 | DemandResponse | 0 | 0 | 0 | 0 | 0 | 0
| SO2 Emissions (MMshortTons) | ERCOT | Texas | Coal-CCS | IGCC-CCS | 0 | 0 | 0 | 0 | 0 | 0 | IGCC-CCS | 0 | 0 | 0 | 0 | 0 | 0
| SO2 Emissions (MMshortTons) | ERCOT | Texas | Off-shore Wind | WT_off | 0 | 0 | 0 | 0 | 0 | 0 | WT_off | 0 | 0 | 0 | 0 | 0 | 0
| SO2 Emissions (MMshortTons) | ERCOT | Texas | Other | PseudoUnit | 0 | 0 | 0 | 0 | 0 | 0 | PseudoUnit | 0 | 0 | 0 | 0 | 0 | 0
| SO2 Emissions (MMshortTons) | ERCOT | Texas | HQ/Maritimes | FixedInterchange | 0 | 0 | 0 | 0 | 0 | 0 | FixedInterchange | 0 | 0 | 0 | 0 | 0 | 0
SO2 Emissions (MMshortTons)
| SO2 Emissions (MMshortTons) |  |  |  | SO2 Emissions (MMshortTons): NP15 | [6 empty] | SO2 Emissions (MMshortTons): NP15
| SO2 Emissions (MMshortTons) |  |  |  | ReportingType | 2015 | 2020 | 2025 | 2030 | 2035 | 2040 | ReportingType | 2015 | 2020 | 2025 | 2030 | 2035 | 2040
| SO2 Emissions (MMshortTons) | NP15 | West | Other Renew | BM | 0 | 0 | 0 | 0 | 0 | 0 | BM | 0 | 0 | 0 | 0 | 0 | 0
| SO2 Emissions (MMshortTons) | NP15 | West | CC | CC | 0 | 0 | 0 | 0 | 0 | 0 | CC | 0 | 0 | 0 | 0 | 0 | 0
| SO2 Emissions (MMshortTons) | NP15 | West | Other Renew | CSP | 0 | 0 | 0 | 0 | 0 | 0 | CSP | 0 | 0 | 0 | 0 | 0 | 0
| SO2 Emissions (MMshortTons) | NP15 | West | CT | CT | 0 | 0 | 0 | 0 | 0 | 0 | CT | 0 | 0 | 0 | 0 | 0 | 0
| SO2 Emissions (MMshortTons) | NP15 | West | Coal | Coal | 0.01 | 0 | 0 | 0 | 0 | 0 | Coal | 0.01 | 0 | 0 | 0 | 0 | 0
| SO2 Emissions (MMshortTons) | NP15 | West | Other Renew | Geo | 0 | 0 | 0 | 0 | 0 | 0 | Geo | 0 | 0 | 0 | 0 | 0 | 0
| SO2 Emissions (MMshortTons) | NP15 | West | Hydro | H | 0 | 0 | 0 | 0 | 0 | 0 | H | 0 | 0 | 0 | 0 | 0 | 0
| SO2 Emissions (MMshortTons) | NP15 | West | Other Renew | LFG | 0 | 0 | 0 | 0 | 0 | 0 | LFG | 0 | 0 | 0 | 0 | 0 | 0
| SO2 Emissions (MMshortTons) | NP15 | West | Nuclear | Nuc | 0 | 0 | 0 | 0 | 0 | 0 | Nuc | 0 | 0 | 0 | 0 | 0 | 0
| SO2 Emissions (MMshortTons) | NP15 | West | Other | PS | 0 | 0 | 0 | 0 | 0 | 0 | PS | 0 | 0 | 0 | 0 | 0 | 0
| SO2 Emissions (MMshortTons) | NP15 | West | Other Renew | PV | 0 | 0 | 0 | 0 | 0 | 0 | PV | 0 | 0 | 0 | 0 | 0 | 0
| SO2 Emissions (MMshortTons) | NP15 | West | CT | PeakG | 0 | 0 | 0 | 0 | 0 | 0 | PeakG | 0 | 0 | 0 | 0 | 0 | 0
| SO2 Emissions (MMshortTons) | NP15 | West | CT | PeakO | 0 | 0 | 0 | 0 | 0 | 0 | PeakO | 0 | 0 | 0 | 0 | 0 | 0
| SO2 Emissions (MMshortTons) | NP15 | West | Other Renew | ST | 0 | 0 | 0 | 0 | 0 | 0 | ST | 0 | 0 | 0 | 0 | 0 | 0
| SO2 Emissions (MMshortTons) | NP15 | West | Steam O/G | STOG | 0 | 0 | 0 | 0 | 0 | 0 | STOG | 0 | 0 | 0 | 0 | 0 | 0
| SO2 Emissions (MMshortTons) | NP15 | West | Other Renew | STWD | 0 | 0 | 0 | 0 | 0 | 0 | STWD | 0 | 0 | 0 | 0 | 0 | 0
| SO2 Emissions (MMshortTons) | NP15 | West | On-shore Wind | WT | 0 | 0 | 0 | 0 | 0 | 0 | WT | 0 | 0 | 0 | 0 | 0 | 0
| SO2 Emissions (MMshortTons) | NP15 | West | Coal | IGCC | 0 | 0 | 0 | 0 | 0 | 0 | IGCC | 0 | 0 | 0 | 0 | 0 | 0
| SO2 Emissions (MMshortTons) | NP15 | West | DR | DemandResponse | 0 | 0 | 0 | 0 | 0 | 0 | DemandResponse | 0 | 0 | 0 | 0 | 0 | 0
| SO2 Emissions (MMshortTons) | NP15 | West | Coal-CCS | IGCC-CCS | 0 | 0 | 0 | 0 | 0 | 0 | IGCC-CCS | 0 | 0 | 0 | 0 | 0 | 0
| SO2 Emissions (MMshortTons) | NP15 | West | Off-shore Wind | WT_off | 0 | 0 | 0 | 0 | 0 | 0 | WT_off | 0 | 0 | 0 | 0 | 0 | 0
| SO2 Emissions (MMshortTons) | NP15 | West | Other | PseudoUnit | 0 | 0 | 0 | 0 | 0 | 0 | PseudoUnit | 0 | 0 | 0 | 0 | 0 | 0
| SO2 Emissions (MMshortTons) | NP15 | West | HQ/Maritimes | FixedInterchange | 0 | 0 | 0 | 0 | 0 | 0 | FixedInterchange | 0 | 0 | 0 | 0 | 0 | 0
SO2 Emissions (MMshortTons)
| SO2 Emissions (MMshortTons) |  |  |  | SO2 Emissions (MMshortTons): NWPP_Coal | [6 empty] | SO2 Emissions (MMshortTons): NWPP_Coal
| SO2 Emissions (MMshortTons) |  |  |  | ReportingType | 2015 | 2020 | 2025 | 2030 | 2035 | 2040 | ReportingType | 2015 | 2020 | 2025 | 2030 | 2035 | 2040
| SO2 Emissions (MMshortTons) | NWPP_Coal | West | Other Renew | BM | 0 | 0 | 0 | 0 | 0 | 0 | BM | 0 | 0 | 0 | 0 | 0 | 0
| SO2 Emissions (MMshortTons) | NWPP_Coal | West | CC | CC | 0 | 0 | 0 | 0 | 0 | 0 | CC | 0 | 0 | 0 | 0 | 0 | 0
| SO2 Emissions (MMshortTons) | NWPP_Coal | West | Other Renew | CSP | 0 | 0 | 0 | 0 | 0 | 0 | CSP | 0 | 0 | 0 | 0 | 0 | 0
| SO2 Emissions (MMshortTons) | NWPP_Coal | West | CT | CT | 0 | 0 | 0 | 0 | 0 | 0 | CT | 0 | 0 | 0 | 0 | 0 | 0
| SO2 Emissions (MMshortTons) | NWPP_Coal | West | Coal | Coal | 0.08 | 0.01 | 0 | 0 | 0 | 0 | Coal | 0.08 | 0.01 | 0 | 0 | 0 | 0
| SO2 Emissions (MMshortTons) | NWPP_Coal | West | Other Renew | Geo | 0 | 0 | 0 | 0 | 0 | 0 | Geo | 0 | 0 | 0 | 0 | 0 | 0
| SO2 Emissions (MMshortTons) | NWPP_Coal | West | Hydro | H | 0 | 0 | 0 | 0 | 0 | 0 | H | 0 | 0 | 0 | 0 | 0 | 0
| SO2 Emissions (MMshortTons) | NWPP_Coal | West | Other Renew | LFG | 0 | 0 | 0 | 0 | 0 | 0 | LFG | 0 | 0 | 0 | 0 | 0 | 0
| SO2 Emissions (MMshortTons) | NWPP_Coal | West | Nuclear | Nuc | 0 | 0 | 0 | 0 | 0 | 0 | Nuc | 0 | 0 | 0 | 0 | 0 | 0
| SO2 Emissions (MMshortTons) | NWPP_Coal | West | Other | PS | 0 | 0 | 0 | 0 | 0 | 0 | PS | 0 | 0 | 0 | 0 | 0 | 0
| SO2 Emissions (MMshortTons) | NWPP_Coal | West | Other Renew | PV | 0 | 0 | 0 | 0 | 0 | 0 | PV | 0 | 0 | 0 | 0 | 0 | 0
| SO2 Emissions (MMshortTons) | NWPP_Coal | West | CT | PeakG | 0 | 0 | 0 | 0 | 0 | 0 | PeakG | 0 | 0 | 0 | 0 | 0 | 0
| SO2 Emissions (MMshortTons) | NWPP_Coal | West | CT | PeakO | 0 | 0 | 0 | 0 | 0 | 0 | PeakO | 0 | 0 | 0 | 0 | 0 | 0
| SO2 Emissions (MMshortTons) | NWPP_Coal | West | Other Renew | ST | 0 | 0 | 0 | 0 | 0 | 0 | ST | 0 | 0 | 0 | 0 | 0 | 0
| SO2 Emissions (MMshortTons) | NWPP_Coal | West | Steam O/G | STOG | 0 | 0 | 0 | 0 | 0 | 0 | STOG | 0 | 0 | 0 | 0 | 0 | 0
| SO2 Emissions (MMshortTons) | NWPP_Coal | West | Other Renew | STWD | 0 | 0 | 0 | 0 | 0 | 0 | STWD | 0 | 0 | 0 | 0 | 0 | 0
| SO2 Emissions (MMshortTons) | NWPP_Coal | West | On-shore Wind | WT | 0 | 0 | 0 | 0 | 0 | 0 | WT | 0 | 0 | 0 | 0 | 0 | 0
| SO2 Emissions (MMshortTons) | NWPP_Coal | West | Coal | IGCC | 0 | 0 | 0 | 0 | 0 | 0 | IGCC | 0 | 0 | 0 | 0 | 0 | 0
| SO2 Emissions (MMshortTons) | NWPP_Coal | West | DR | DemandResponse | 0 | 0 | 0 | 0 | 0 | 0 | DemandResponse | 0 | 0 | 0 | 0 | 0 | 0
| SO2 Emissions (MMshortTons) | NWPP_Coal | West | Coal-CCS | IGCC-CCS | 0 | 0 | 0 | 0 | 0 | 0 | IGCC-CCS | 0 | 0 | 0 | 0 | 0 | 0
| SO2 Emissions (MMshortTons) | NWPP_Coal | West | Off-shore Wind | WT_off | 0 | 0 | 0 | 0 | 0 | 0 | WT_off | 0 | 0 | 0 | 0 | 0 | 0
| SO2 Emissions (MMshortTons) | NWPP_Coal | West | Other | PseudoUnit | 0 | 0 | 0 | 0 | 0 | 0 | PseudoUnit | 0 | 0 | 0 | 0 | 0 | 0
| SO2 Emissions (MMshortTons) | NWPP_Coal | West | HQ/Maritimes | FixedInterchange | 0 | 0 | 0 | 0 | 0 | 0 | FixedInterchange | 0 | 0 | 0 | 0 | 0 | 0
SO2 Emissions (MMshortTons)
| SO2 Emissions (MMshortTons) |  |  |  | SO2 Emissions (MMshortTons): NWPP_Gas | [6 empty] | SO2 Emissions (MMshortTons): NWPP_Gas
| SO2 Emissions (MMshortTons) |  |  |  | ReportingType | 2015 | 2020 | 2025 | 2030 | 2035 | 2040 | ReportingType | 2015 | 2020 | 2025 | 2030 | 2035 | 2040
| SO2 Emissions (MMshortTons) | NWPP_Gas | West | Other Renew | BM | 0 | 0 | 0 | 0 | 0 | 0 | BM | 0 | 0 | 0 | 0 | 0 | 0
| SO2 Emissions (MMshortTons) | NWPP_Gas | West | CC | CC | 0 | 0 | 0 | 0 | 0 | 0 | CC | 0 | 0 | 0 | 0 | 0 | 0
| SO2 Emissions (MMshortTons) | NWPP_Gas | West | Other Renew | CSP | 0 | 0 | 0 | 0 | 0 | 0 | CSP | 0 | 0 | 0 | 0 | 0 | 0
| SO2 Emissions (MMshortTons) | NWPP_Gas | West | CT | CT | 0 | 0 | 0 | 0 | 0 | 0 | CT | 0 | 0 | 0 | 0 | 0 | 0
| SO2 Emissions (MMshortTons) | NWPP_Gas | West | Coal | Coal | 0 | 0 | 0 | 0 | 0 | 0 | Coal | 0 | 0 | 0 | 0 | 0 | 0
| SO2 Emissions (MMshortTons) | NWPP_Gas | West | Other Renew | Geo | 0 | 0 | 0 | 0 | 0 | 0 | Geo | 0 | 0 | 0 | 0 | 0 | 0
| SO2 Emissions (MMshortTons) | NWPP_Gas | West | Hydro | H | 0 | 0 | 0 | 0 | 0 | 0 | H | 0 | 0 | 0 | 0 | 0 | 0
| SO2 Emissions (MMshortTons) | NWPP_Gas | West | Other Renew | LFG | 0 | 0 | 0 | 0 | 0 | 0 | LFG | 0 | 0 | 0 | 0 | 0 | 0
| SO2 Emissions (MMshortTons) | NWPP_Gas | West | Nuclear | Nuc | 0 | 0 | 0 | 0 | 0 | 0 | Nuc | 0 | 0 | 0 | 0 | 0 | 0
| SO2 Emissions (MMshortTons) | NWPP_Gas | West | Other | PS | 0 | 0 | 0 | 0 | 0 | 0 | PS | 0 | 0 | 0 | 0 | 0 | 0
| SO2 Emissions (MMshortTons) | NWPP_Gas | West | Other Renew | PV | 0 | 0 | 0 | 0 | 0 | 0 | PV | 0 | 0 | 0 | 0 | 0 | 0
| SO2 Emissions (MMshortTons) | NWPP_Gas | West | CT | PeakG | 0 | 0 | 0 | 0 | 0 | 0 | PeakG | 0 | 0 | 0 | 0 | 0 | 0
| SO2 Emissions (MMshortTons) | NWPP_Gas | West | CT | PeakO | 0 | 0 | 0 | 0 | 0 | 0 | PeakO | 0 | 0 | 0 | 0 | 0 | 0
| SO2 Emissions (MMshortTons) | NWPP_Gas | West | Other Renew | ST | 0 | 0 | 0 | 0 | 0 | 0 | ST | 0 | 0 | 0 | 0 | 0 | 0
| SO2 Emissions (MMshortTons) | NWPP_Gas | West | Steam O/G | STOG | 0 | 0 | 0 | 0 | 0 | 0 | STOG | 0 | 0 | 0 | 0 | 0 | 0
| SO2 Emissions (MMshortTons) | NWPP_Gas | West | Other Renew | STWD | 0 | 0 | 0 | 0 | 0 | 0 | STWD | 0 | 0 | 0 | 0 | 0 | 0
| SO2 Emissions (MMshortTons) | NWPP_Gas | West | On-shore Wind | WT | 0 | 0 | 0 | 0 | 0 | 0 | WT | 0 | 0 | 0 | 0 | 0 | 0
| SO2 Emissions (MMshortTons) | NWPP_Gas | West | Coal | IGCC | 0 | 0 | 0 | 0 | 0 | 0 | IGCC | 0 | 0 | 0 | 0 | 0 | 0
| SO2 Emissions (MMshortTons) | NWPP_Gas | West | DR | DemandResponse | 0 | 0 | 0 | 0 | 0 | 0 | DemandResponse | 0 | 0 | 0 | 0 | 0 | 0
| SO2 Emissions (MMshortTons) | NWPP_Gas | West | Coal-CCS | IGCC-CCS | 0 | 0 | 0 | 0 | 0 | 0 | IGCC-CCS | 0 | 0 | 0 | 0 | 0 | 0
| SO2 Emissions (MMshortTons) | NWPP_Gas | West | Off-shore Wind | WT_off | 0 | 0 | 0 | 0 | 0 | 0 | WT_off | 0 | 0 | 0 | 0 | 0 | 0
| SO2 Emissions (MMshortTons) | NWPP_Gas | West | Other | PseudoUnit | 0 | 0 | 0 | 0 | 0 | 0 | PseudoUnit | 0 | 0 | 0 | 0 | 0 | 0
| SO2 Emissions (MMshortTons) | NWPP_Gas | West | HQ/Maritimes | FixedInterchange | 0 | 0 | 0 | 0 | 0 | 0 | FixedInterchange | 0 | 0 | 0 | 0 | 0 | 0
SO2 Emissions (MMshortTons)
| SO2 Emissions (MMshortTons) |  |  |  | SO2 Emissions (MMshortTons): NWPP_NucRenew | [6 empty] | SO2 Emissions (MMshortTons): NWPP_NucRenew
| SO2 Emissions (MMshortTons) |  |  |  | ReportingType | 2015 | 2020 | 2025 | 2030 | 2035 | 2040 | ReportingType | 2015 | 2020 | 2025 | 2030 | 2035 | 2040
| SO2 Emissions (MMshortTons) | NWPP_NucRenew | West | Other Renew | BM | 0 | 0 | 0 | 0 | 0 | 0 | BM | 0 | 0 | 0 | 0 | 0 | 0
| SO2 Emissions (MMshortTons) | NWPP_NucRenew | West | CC | CC | 0 | 0 | 0 | 0 | 0 | 0 | CC | 0 | 0 | 0 | 0 | 0 | 0
| SO2 Emissions (MMshortTons) | NWPP_NucRenew | West | Other Renew | CSP | 0 | 0 | 0 | 0 | 0 | 0 | CSP | 0 | 0 | 0 | 0 | 0 | 0
| SO2 Emissions (MMshortTons) | NWPP_NucRenew | West | CT | CT | 0 | 0 | 0 | 0 | 0 | 0 | CT | 0 | 0 | 0 | 0 | 0 | 0
| SO2 Emissions (MMshortTons) | NWPP_NucRenew | West | Coal | Coal | 0 | 0 | 0 | 0 | 0 | 0 | Coal | 0 | 0 | 0 | 0 | 0 | 0
| SO2 Emissions (MMshortTons) | NWPP_NucRenew | West | Other Renew | Geo | 0 | 0 | 0 | 0 | 0 | 0 | Geo | 0 | 0 | 0 | 0 | 0 | 0
| SO2 Emissions (MMshortTons) | NWPP_NucRenew | West | Hydro | H | 0 | 0 | 0 | 0 | 0 | 0 | H | 0 | 0 | 0 | 0 | 0 | 0
| SO2 Emissions (MMshortTons) | NWPP_NucRenew | West | Other Renew | LFG | 0 | 0 | 0 | 0 | 0 | 0 | LFG | 0 | 0 | 0 | 0 | 0 | 0
| SO2 Emissions (MMshortTons) | NWPP_NucRenew | West | Nuclear | Nuc | 0 | 0 | 0 | 0 | 0 | 0 | Nuc | 0 | 0 | 0 | 0 | 0 | 0
| SO2 Emissions (MMshortTons) | NWPP_NucRenew | West | Other | PS | 0 | 0 | 0 | 0 | 0 | 0 | PS | 0 | 0 | 0 | 0 | 0 | 0
| SO2 Emissions (MMshortTons) | NWPP_NucRenew | West | Other Renew | PV | 0 | 0 | 0 | 0 | 0 | 0 | PV | 0 | 0 | 0 | 0 | 0 | 0
| SO2 Emissions (MMshortTons) | NWPP_NucRenew | West | CT | PeakG | 0 | 0 | 0 | 0 | 0 | 0 | PeakG | 0 | 0 | 0 | 0 | 0 | 0
| SO2 Emissions (MMshortTons) | NWPP_NucRenew | West | CT | PeakO | 0 | 0 | 0 | 0 | 0 | 0 | PeakO | 0 | 0 | 0 | 0 | 0 | 0
| SO2 Emissions (MMshortTons) | NWPP_NucRenew | West | Other Renew | ST | 0 | 0 | 0 | 0 | 0 | 0 | ST | 0 | 0 | 0 | 0 | 0 | 0
| SO2 Emissions (MMshortTons) | NWPP_NucRenew | West | Steam O/G | STOG | 0 | 0 | 0 | 0 | 0 | 0 | STOG | 0 | 0 | 0 | 0 | 0 | 0
| SO2 Emissions (MMshortTons) | NWPP_NucRenew | West | Other Renew | STWD | 0 | 0 | 0 | 0 | 0 | 0 | STWD | 0 | 0 | 0 | 0 | 0 | 0
| SO2 Emissions (MMshortTons) | NWPP_NucRenew | West | On-shore Wind | WT | 0 | 0 | 0 | 0 | 0 | 0 | WT | 0 | 0 | 0 | 0 | 0 | 0
| SO2 Emissions (MMshortTons) | NWPP_NucRenew | West | Coal | IGCC | 0 | 0 | 0 | 0 | 0 | 0 | IGCC | 0 | 0 | 0 | 0 | 0 | 0
| SO2 Emissions (MMshortTons) | NWPP_NucRenew | West | DR | DemandResponse | 0 | 0 | 0 | 0 | 0 | 0 | DemandResponse | 0 | 0 | 0 | 0 | 0 | 0
| SO2 Emissions (MMshortTons) | NWPP_NucRenew | West | Coal-CCS | IGCC-CCS | 0 | 0 | 0 | 0 | 0 | 0 | IGCC-CCS | 0 | 0 | 0 | 0 | 0 | 0
| SO2 Emissions (MMshortTons) | NWPP_NucRenew | West | Off-shore Wind | WT_off | 0 | 0 | 0 | 0 | 0 | 0 | WT_off | 0 | 0 | 0 | 0 | 0 | 0
| SO2 Emissions (MMshortTons) | NWPP_NucRenew | West | Other | PseudoUnit | 0 | 0 | 0 | 0 | 0 | 0 | PseudoUnit | 0 | 0 | 0 | 0 | 0 | 0
| SO2 Emissions (MMshortTons) | NWPP_NucRenew | West | HQ/Maritimes | FixedInterchange | 0 | 0 | 0 | 0 | 0 | 0 | FixedInterchange | 0 | 0 | 0 | 0 | 0 | 0
SO2 Emissions (MMshortTons)
| SO2 Emissions (MMshortTons) |  |  |  | SO2 Emissions (MMshortTons): RMPA | [6 empty] | SO2 Emissions (MMshortTons): RMPA
| SO2 Emissions (MMshortTons) |  |  |  | ReportingType | 2015 | 2020 | 2025 | 2030 | 2035 | 2040 | ReportingType | 2015 | 2020 | 2025 | 2030 | 2035 | 2040
| SO2 Emissions (MMshortTons) | RMPA | West | Other Renew | BM | 0 | 0 | 0 | 0 | 0 | 0 | BM | 0 | 0 | 0 | 0 | 0 | 0
| SO2 Emissions (MMshortTons) | RMPA | West | CC | CC | 0 | 0 | 0 | 0 | 0 | 0 | CC | 0 | 0 | 0 | 0 | 0 | 0
| SO2 Emissions (MMshortTons) | RMPA | West | Other Renew | CSP | 0 | 0 | 0 | 0 | 0 | 0 | CSP | 0 | 0 | 0 | 0 | 0 | 0
| SO2 Emissions (MMshortTons) | RMPA | West | CT | CT | 0 | 0 | 0 | 0 | 0 | 0 | CT | 0 | 0 | 0 | 0 | 0 | 0
| SO2 Emissions (MMshortTons) | RMPA | West | Coal | Coal | 0.06 | 0.02 | 0 | 0 | 0 | 0 | Coal | 0.06 | 0.02 | 0 | 0 | 0 | 0
| SO2 Emissions (MMshortTons) | RMPA | West | Other Renew | Geo | 0 | 0 | 0 | 0 | 0 | 0 | Geo | 0 | 0 | 0 | 0 | 0 | 0
| SO2 Emissions (MMshortTons) | RMPA | West | Hydro | H | 0 | 0 | 0 | 0 | 0 | 0 | H | 0 | 0 | 0 | 0 | 0 | 0
| SO2 Emissions (MMshortTons) | RMPA | West | Other Renew | LFG | 0 | 0 | 0 | 0 | 0 | 0 | LFG | 0 | 0 | 0 | 0 | 0 | 0
| SO2 Emissions (MMshortTons) | RMPA | West | Nuclear | Nuc | 0 | 0 | 0 | 0 | 0 | 0 | Nuc | 0 | 0 | 0 | 0 | 0 | 0
| SO2 Emissions (MMshortTons) | RMPA | West | Other | PS | 0 | 0 | 0 | 0 | 0 | 0 | PS | 0 | 0 | 0 | 0 | 0 | 0
| SO2 Emissions (MMshortTons) | RMPA | West | Other Renew | PV | 0 | 0 | 0 | 0 | 0 | 0 | PV | 0 | 0 | 0 | 0 | 0 | 0
| SO2 Emissions (MMshortTons) | RMPA | West | CT | PeakG | 0 | 0 | 0 | 0 | 0 | 0 | PeakG | 0 | 0 | 0 | 0 | 0 | 0
| SO2 Emissions (MMshortTons) | RMPA | West | CT | PeakO | 0 | 0 | 0 | 0 | 0 | 0 | PeakO | 0 | 0 | 0 | 0 | 0 | 0
| SO2 Emissions (MMshortTons) | RMPA | West | Other Renew | ST | 0 | 0 | 0 | 0 | 0 | 0 | ST | 0 | 0 | 0 | 0 | 0 | 0
| SO2 Emissions (MMshortTons) | RMPA | West | Steam O/G | STOG | 0 | 0 | 0 | 0 | 0 | 0 | STOG | 0 | 0 | 0 | 0 | 0 | 0
| SO2 Emissions (MMshortTons) | RMPA | West | Other Renew | STWD | 0 | 0 | 0 | 0 | 0 | 0 | STWD | 0 | 0 | 0 | 0 | 0 | 0
| SO2 Emissions (MMshortTons) | RMPA | West | On-shore Wind | WT | 0 | 0 | 0 | 0 | 0 | 0 | WT | 0 | 0 | 0 | 0 | 0 | 0
| SO2 Emissions (MMshortTons) | RMPA | West | Coal | IGCC | 0 | 0 | 0 | 0 | 0 | 0 | IGCC | 0 | 0 | 0 | 0 | 0 | 0
| SO2 Emissions (MMshortTons) | RMPA | West | DR | DemandResponse | 0 | 0 | 0 | 0 | 0 | 0 | DemandResponse | 0 | 0 | 0 | 0 | 0 | 0
| SO2 Emissions (MMshortTons) | RMPA | West | Coal-CCS | IGCC-CCS | 0 | 0 | 0 | 0 | 0 | 0 | IGCC-CCS | 0 | 0 | 0 | 0 | 0 | 0
| SO2 Emissions (MMshortTons) | RMPA | West | Off-shore Wind | WT_off | 0 | 0 | 0 | 0 | 0 | 0 | WT_off | 0 | 0 | 0 | 0 | 0 | 0
| SO2 Emissions (MMshortTons) | RMPA | West | Other | PseudoUnit | 0 | 0 | 0 | 0 | 0 | 0 | PseudoUnit | 0 | 0 | 0 | 0 | 0 | 0
| SO2 Emissions (MMshortTons) | RMPA | West | HQ/Maritimes | FixedInterchange | 0 | 0 | 0 | 0 | 0 | 0 | FixedInterchange | 0 | 0 | 0 | 0 | 0 | 0
SO2 Emissions (MMshortTons)
| SO2 Emissions (MMshortTons) |  |  |  | SO2 Emissions (MMshortTons): SP15 | [6 empty] | SO2 Emissions (MMshortTons): SP15
| SO2 Emissions (MMshortTons) |  |  |  | ReportingType | 2015 | 2020 | 2025 | 2030 | 2035 | 2040 | ReportingType | 2015 | 2020 | 2025 | 2030 | 2035 | 2040
| SO2 Emissions (MMshortTons) | SP15 | West | Other Renew | BM | 0 | 0 | 0 | 0 | 0 | 0 | BM | 0 | 0 | 0 | 0 | 0 | 0
| SO2 Emissions (MMshortTons) | SP15 | West | CC | CC | 0 | 0 | 0 | 0 | 0 | 0 | CC | 0 | 0 | 0 | 0 | 0 | 0
| SO2 Emissions (MMshortTons) | SP15 | West | Other Renew | CSP | 0 | 0 | 0 | 0 | 0 | 0 | CSP | 0 | 0 | 0 | 0 | 0 | 0
| SO2 Emissions (MMshortTons) | SP15 | West | CT | CT | 0 | 0 | 0 | 0 | 0 | 0 | CT | 0 | 0 | 0 | 0 | 0 | 0
| SO2 Emissions (MMshortTons) | SP15 | West | Coal | Coal | 0 | 0 | 0 | 0 | 0 | 0 | Coal | 0 | 0 | 0 | 0 | 0 | 0
| SO2 Emissions (MMshortTons) | SP15 | West | Other Renew | Geo | 0 | 0 | 0 | 0 | 0 | 0 | Geo | 0 | 0 | 0 | 0 | 0 | 0
| SO2 Emissions (MMshortTons) | SP15 | West | Hydro | H | 0 | 0 | 0 | 0 | 0 | 0 | H | 0 | 0 | 0 | 0 | 0 | 0
| SO2 Emissions (MMshortTons) | SP15 | West | Other Renew | LFG | 0 | 0 | 0 | 0 | 0 | 0 | LFG | 0 | 0 | 0 | 0 | 0 | 0
| SO2 Emissions (MMshortTons) | SP15 | West | Nuclear | Nuc | 0 | 0 | 0 | 0 | 0 | 0 | Nuc | 0 | 0 | 0 | 0 | 0 | 0
| SO2 Emissions (MMshortTons) | SP15 | West | Other | PS | 0 | 0 | 0 | 0 | 0 | 0 | PS | 0 | 0 | 0 | 0 | 0 | 0
| SO2 Emissions (MMshortTons) | SP15 | West | Other Renew | PV | 0 | 0 | 0 | 0 | 0 | 0 | PV | 0 | 0 | 0 | 0 | 0 | 0
| SO2 Emissions (MMshortTons) | SP15 | West | CT | PeakG | 0 | 0 | 0 | 0 | 0 | 0 | PeakG | 0 | 0 | 0 | 0 | 0 | 0
| SO2 Emissions (MMshortTons) | SP15 | West | CT | PeakO | 0 | 0 | 0 | 0 | 0 | 0 | PeakO | 0 | 0 | 0 | 0 | 0 | 0
| SO2 Emissions (MMshortTons) | SP15 | West | Other Renew | ST | 0 | 0 | 0 | 0 | 0 | 0 | ST | 0 | 0 | 0 | 0 | 0 | 0
| SO2 Emissions (MMshortTons) | SP15 | West | Steam O/G | STOG | 0 | 0 | 0 | 0 | 0 | 0 | STOG | 0 | 0 | 0 | 0 | 0 | 0
| SO2 Emissions (MMshortTons) | SP15 | West | Other Renew | STWD | 0 | 0 | 0 | 0 | 0 | 0 | STWD | 0 | 0 | 0 | 0 | 0 | 0
| SO2 Emissions (MMshortTons) | SP15 | West | On-shore Wind | WT | 0 | 0 | 0 | 0 | 0 | 0 | WT | 0 | 0 | 0 | 0 | 0 | 0
| SO2 Emissions (MMshortTons) | SP15 | West | Coal | IGCC | 0 | 0 | 0 | 0 | 0 | 0 | IGCC | 0 | 0 | 0 | 0 | 0 | 0
| SO2 Emissions (MMshortTons) | SP15 | West | DR | DemandResponse | 0 | 0 | 0 | 0 | 0 | 0 | DemandResponse | 0 | 0 | 0 | 0 | 0 | 0
| SO2 Emissions (MMshortTons) | SP15 | West | Coal-CCS | IGCC-CCS | 0 | 0 | 0 | 0 | 0 | 0 | IGCC-CCS | 0 | 0 | 0 | 0 | 0 | 0
| SO2 Emissions (MMshortTons) | SP15 | West | Off-shore Wind | WT_off | 0 | 0 | 0 | 0 | 0 | 0 | WT_off | 0 | 0 | 0 | 0 | 0 | 0
| SO2 Emissions (MMshortTons) | SP15 | West | Other | PseudoUnit | 0 | 0 | 0 | 0 | 0 | 0 | PseudoUnit | 0 | 0 | 0 | 0 | 0 | 0
| SO2 Emissions (MMshortTons) | SP15 | West | HQ/Maritimes | FixedInterchange | 0 | 0 | 0 | 0 | 0 | 0 | FixedInterchange | 0 | 0 | 0 | 0 | 0 | 0
SO2 Emissions (MMshortTons)
| SO2 Emissions (MMshortTons) |  |  |  | SO2 Emissions (MMshortTons): ALB | [6 empty] | SO2 Emissions (MMshortTons): ALB
| SO2 Emissions (MMshortTons) |  |  |  | ReportingType | 2015 | 2020 | 2025 | 2030 | 2035 | 2040 | ReportingType | 2015 | 2020 | 2025 | 2030 | 2035 | 2040
| SO2 Emissions (MMshortTons) | ALB | West | Other Renew | BM | 0 | 0 | 0 | 0 | 0 | 0 | BM | 0 | 0 | 0 | 0 | 0 | 0
| SO2 Emissions (MMshortTons) | ALB | West | CC | CC | 0 | 0 | 0 | 0 | 0 | 0 | CC | 0 | 0 | 0 | 0 | 0 | 0
| SO2 Emissions (MMshortTons) | ALB | West | Other Renew | CSP | 0 | 0 | 0 | 0 | 0 | 0 | CSP | 0 | 0 | 0 | 0 | 0 | 0
| SO2 Emissions (MMshortTons) | ALB | West | CT | CT | 0 | 0 | 0 | 0 | 0 | 0 | CT | 0 | 0 | 0 | 0 | 0 | 0
| SO2 Emissions (MMshortTons) | ALB | West | Coal | Coal | 0.11 | 0.11 | 0 | 0 | 0 | 0 | Coal | 0.11 | 0.11 | 0 | 0 | 0 | 0
| SO2 Emissions (MMshortTons) | ALB | West | Other Renew | Geo | 0 | 0 | 0 | 0 | 0 | 0 | Geo | 0 | 0 | 0 | 0 | 0 | 0
| SO2 Emissions (MMshortTons) | ALB | West | Hydro | H | 0 | 0 | 0 | 0 | 0 | 0 | H | 0 | 0 | 0 | 0 | 0 | 0
| SO2 Emissions (MMshortTons) | ALB | West | Other Renew | LFG | 0 | 0 | 0 | 0 | 0 | 0 | LFG | 0 | 0 | 0 | 0 | 0 | 0
| SO2 Emissions (MMshortTons) | ALB | West | Nuclear | Nuc | 0 | 0 | 0 | 0 | 0 | 0 | Nuc | 0 | 0 | 0 | 0 | 0 | 0
| SO2 Emissions (MMshortTons) | ALB | West | Other | PS | 0 | 0 | 0 | 0 | 0 | 0 | PS | 0 | 0 | 0 | 0 | 0 | 0
| SO2 Emissions (MMshortTons) | ALB | West | Other Renew | PV | 0 | 0 | 0 | 0 | 0 | 0 | PV | 0 | 0 | 0 | 0 | 0 | 0
| SO2 Emissions (MMshortTons) | ALB | West | CT | PeakG | 0 | 0 | 0 | 0 | 0 | 0 | PeakG | 0 | 0 | 0 | 0 | 0 | 0
| SO2 Emissions (MMshortTons) | ALB | West | CT | PeakO | 0 | 0 | 0 | 0 | 0 | 0 | PeakO | 0 | 0 | 0 | 0 | 0 | 0
| SO2 Emissions (MMshortTons) | ALB | West | Other Renew | ST | 0 | 0 | 0 | 0 | 0 | 0 | ST | 0 | 0 | 0 | 0 | 0 | 0
| SO2 Emissions (MMshortTons) | ALB | West | Steam O/G | STOG | 0 | 0 | 0 | 0 | 0 | 0 | STOG | 0 | 0 | 0 | 0 | 0 | 0
| SO2 Emissions (MMshortTons) | ALB | West | Other Renew | STWD | 0 | 0 | 0 | 0 | 0 | 0 | STWD | 0 | 0 | 0 | 0 | 0 | 0
| SO2 Emissions (MMshortTons) | ALB | West | On-shore Wind | WT | 0 | 0 | 0 | 0 | 0 | 0 | WT | 0 | 0 | 0 | 0 | 0 | 0
| SO2 Emissions (MMshortTons) | ALB | West | Coal | IGCC | 0 | 0 | 0 | 0 | 0 | 0 | IGCC | 0 | 0 | 0 | 0 | 0 | 0
| SO2 Emissions (MMshortTons) | ALB | West | DR | DemandResponse | 0 | 0 | 0 | 0 | 0 | 0 | DemandResponse | 0 | 0 | 0 | 0 | 0 | 0
| SO2 Emissions (MMshortTons) | ALB | West | Coal-CCS | IGCC-CCS | 0 | 0 | 0 | 0 | 0 | 0 | IGCC-CCS | 0 | 0 | 0 | 0 | 0 | 0
| SO2 Emissions (MMshortTons) | ALB | West | Off-shore Wind | WT_off | 0 | 0 | 0 | 0 | 0 | 0 | WT_off | 0 | 0 | 0 | 0 | 0 | 0
| SO2 Emissions (MMshortTons) | ALB | West | Other | PseudoUnit | 0 | 0 | 0 | 0 | 0 | 0 | PseudoUnit | 0 | 0 | 0 | 0 | 0 | 0
| SO2 Emissions (MMshortTons) | ALB | West | HQ/Maritimes | FixedInterchange | 0 | 0 | 0 | 0 | 0 | 0 | FixedInterchange | 0 | 0 | 0 | 0 | 0 | 0
SO2 Emissions (MMshortTons)
| SO2 Emissions (MMshortTons) |  |  |  | SO2 Emissions (MMshortTons): BC | [6 empty] | SO2 Emissions (MMshortTons): BC
| SO2 Emissions (MMshortTons) |  |  |  | ReportingType | 2015 | 2020 | 2025 | 2030 | 2035 | 2040 | ReportingType | 2015 | 2020 | 2025 | 2030 | 2035 | 2040
| SO2 Emissions (MMshortTons) | BC | West | Other Renew | BM | 0 | 0 | 0 | 0 | 0 | 0 | BM | 0 | 0 | 0 | 0 | 0 | 0
| SO2 Emissions (MMshortTons) | BC | West | CC | CC | 0 | 0 | 0 | 0 | 0 | 0 | CC | 0 | 0 | 0 | 0 | 0 | 0
| SO2 Emissions (MMshortTons) | BC | West | Other Renew | CSP | 0 | 0 | 0 | 0 | 0 | 0 | CSP | 0 | 0 | 0 | 0 | 0 | 0
| SO2 Emissions (MMshortTons) | BC | West | CT | CT | 0 | 0 | 0 | 0 | 0 | 0 | CT | 0 | 0 | 0 | 0 | 0 | 0
| SO2 Emissions (MMshortTons) | BC | West | Coal | Coal | 0 | 0 | 0 | 0 | 0 | 0 | Coal | 0 | 0 | 0 | 0 | 0 | 0
| SO2 Emissions (MMshortTons) | BC | West | Other Renew | Geo | 0 | 0 | 0 | 0 | 0 | 0 | Geo | 0 | 0 | 0 | 0 | 0 | 0
| SO2 Emissions (MMshortTons) | BC | West | Hydro | H | 0 | 0 | 0 | 0 | 0 | 0 | H | 0 | 0 | 0 | 0 | 0 | 0
| SO2 Emissions (MMshortTons) | BC | West | Other Renew | LFG | 0 | 0 | 0 | 0 | 0 | 0 | LFG | 0 | 0 | 0 | 0 | 0 | 0
| SO2 Emissions (MMshortTons) | BC | West | Nuclear | Nuc | 0 | 0 | 0 | 0 | 0 | 0 | Nuc | 0 | 0 | 0 | 0 | 0 | 0
| SO2 Emissions (MMshortTons) | BC | West | Other | PS | 0 | 0 | 0 | 0 | 0 | 0 | PS | 0 | 0 | 0 | 0 | 0 | 0
| SO2 Emissions (MMshortTons) | BC | West | Other Renew | PV | 0 | 0 | 0 | 0 | 0 | 0 | PV | 0 | 0 | 0 | 0 | 0 | 0
| SO2 Emissions (MMshortTons) | BC | West | CT | PeakG | 0 | 0 | 0 | 0 | 0 | 0 | PeakG | 0 | 0 | 0 | 0 | 0 | 0
| SO2 Emissions (MMshortTons) | BC | West | CT | PeakO | 0 | 0 | 0 | 0 | 0 | 0 | PeakO | 0 | 0 | 0 | 0 | 0 | 0
| SO2 Emissions (MMshortTons) | BC | West | Other Renew | ST | 0 | 0 | 0 | 0 | 0 | 0 | ST | 0 | 0 | 0 | 0 | 0 | 0
| SO2 Emissions (MMshortTons) | BC | West | Steam O/G | STOG | 0 | 0 | 0 | 0 | 0 | 0 | STOG | 0 | 0 | 0 | 0 | 0 | 0
| SO2 Emissions (MMshortTons) | BC | West | Other Renew | STWD | 0 | 0 | 0 | 0 | 0 | 0 | STWD | 0 | 0 | 0 | 0 | 0 | 0
| SO2 Emissions (MMshortTons) | BC | West | On-shore Wind | WT | 0 | 0 | 0 | 0 | 0 | 0 | WT | 0 | 0 | 0 | 0 | 0 | 0
| SO2 Emissions (MMshortTons) | BC | West | Coal | IGCC | 0 | 0 | 0 | 0 | 0 | 0 | IGCC | 0 | 0 | 0 | 0 | 0 | 0
| SO2 Emissions (MMshortTons) | BC | West | DR | DemandResponse | 0 | 0 | 0 | 0 | 0 | 0 | DemandResponse | 0 | 0 | 0 | 0 | 0 | 0
| SO2 Emissions (MMshortTons) | BC | West | Coal-CCS | IGCC-CCS | 0 | 0 | 0 | 0 | 0 | 0 | IGCC-CCS | 0 | 0 | 0 | 0 | 0 | 0
| SO2 Emissions (MMshortTons) | BC | West | Off-shore Wind | WT_off | 0 | 0 | 0 | 0 | 0 | 0 | WT_off | 0 | 0 | 0 | 0 | 0 | 0
| SO2 Emissions (MMshortTons) | BC | West | Other | PseudoUnit | 0 | 0 | 0 | 0 | 0 | 0 | PseudoUnit | 0 | 0 | 0 | 0 | 0 | 0
| SO2 Emissions (MMshortTons) | BC | West | HQ/Maritimes | FixedInterchange | 0 | 0 | 0 | 0 | 0 | 0 | FixedInterchange | 0 | 0 | 0 | 0 | 0 | 0
SO2 Emissions (MMshortTons)
| SO2 Emissions (MMshortTons) |  |  |  | SO2 Emissions (MMshortTons): HQ_IESO | [6 empty] | SO2 Emissions (MMshortTons): HQ_IESO
| SO2 Emissions (MMshortTons) |  |  |  | ReportingType | 2015 | 2020 | 2025 | 2030 | 2035 | 2040 | ReportingType | 2015 | 2020 | 2025 | 2030 | 2035 | 2040
| SO2 Emissions (MMshortTons) | HQ_IESO | HQ/Maritimes | Other Renew | BM | 0 | 0 | 0 | 0 | 0 | 0 | BM | 0 | 0 | 0 | 0 | 0 | 0
| SO2 Emissions (MMshortTons) | HQ_IESO | HQ/Maritimes | CC | CC | 0 | 0 | 0 | 0 | 0 | 0 | CC | 0 | 0 | 0 | 0 | 0 | 0
| SO2 Emissions (MMshortTons) | HQ_IESO | HQ/Maritimes | Other Renew | CSP | 0 | 0 | 0 | 0 | 0 | 0 | CSP | 0 | 0 | 0 | 0 | 0 | 0
| SO2 Emissions (MMshortTons) | HQ_IESO | HQ/Maritimes | CT | CT | 0 | 0 | 0 | 0 | 0 | 0 | CT | 0 | 0 | 0 | 0 | 0 | 0
| SO2 Emissions (MMshortTons) | HQ_IESO | HQ/Maritimes | Coal | Coal | 0 | 0 | 0 | 0 | 0 | 0 | Coal | 0 | 0 | 0 | 0 | 0 | 0
| SO2 Emissions (MMshortTons) | HQ_IESO | HQ/Maritimes | Other Renew | Geo | 0 | 0 | 0 | 0 | 0 | 0 | Geo | 0 | 0 | 0 | 0 | 0 | 0
| SO2 Emissions (MMshortTons) | HQ_IESO | HQ/Maritimes | Hydro | H | 0 | 0 | 0 | 0 | 0 | 0 | H | 0 | 0 | 0 | 0 | 0 | 0
| SO2 Emissions (MMshortTons) | HQ_IESO | HQ/Maritimes | Other Renew | LFG | 0 | 0 | 0 | 0 | 0 | 0 | LFG | 0 | 0 | 0 | 0 | 0 | 0
| SO2 Emissions (MMshortTons) | HQ_IESO | HQ/Maritimes | Nuclear | Nuc | 0 | 0 | 0 | 0 | 0 | 0 | Nuc | 0 | 0 | 0 | 0 | 0 | 0
| SO2 Emissions (MMshortTons) | HQ_IESO | HQ/Maritimes | Other | PS | 0 | 0 | 0 | 0 | 0 | 0 | PS | 0 | 0 | 0 | 0 | 0 | 0
| SO2 Emissions (MMshortTons) | HQ_IESO | HQ/Maritimes | Other Renew | PV | 0 | 0 | 0 | 0 | 0 | 0 | PV | 0 | 0 | 0 | 0 | 0 | 0
| SO2 Emissions (MMshortTons) | HQ_IESO | HQ/Maritimes | CT | PeakG | 0 | 0 | 0 | 0 | 0 | 0 | PeakG | 0 | 0 | 0 | 0 | 0 | 0
| SO2 Emissions (MMshortTons) | HQ_IESO | HQ/Maritimes | CT | PeakO | 0 | 0 | 0 | 0 | 0 | 0 | PeakO | 0 | 0 | 0 | 0 | 0 | 0
| SO2 Emissions (MMshortTons) | HQ_IESO | HQ/Maritimes | Other Renew | ST | 0 | 0 | 0 | 0 | 0 | 0 | ST | 0 | 0 | 0 | 0 | 0 | 0
| SO2 Emissions (MMshortTons) | HQ_IESO | HQ/Maritimes | Steam O/G | STOG | 0 | 0 | 0 | 0 | 0 | 0 | STOG | 0 | 0 | 0 | 0 | 0 | 0
| SO2 Emissions (MMshortTons) | HQ_IESO | HQ/Maritimes | Other Renew | STWD | 0 | 0 | 0 | 0 | 0 | 0 | STWD | 0 | 0 | 0 | 0 | 0 | 0
| SO2 Emissions (MMshortTons) | HQ_IESO | HQ/Maritimes | On-shore Wind | WT | 0 | 0 | 0 | 0 | 0 | 0 | WT | 0 | 0 | 0 | 0 | 0 | 0
| SO2 Emissions (MMshortTons) | HQ_IESO | HQ/Maritimes | Coal | IGCC | 0 | 0 | 0 | 0 | 0 | 0 | IGCC | 0 | 0 | 0 | 0 | 0 | 0
| SO2 Emissions (MMshortTons) | HQ_IESO | HQ/Maritimes | DR | DemandResponse | 0 | 0 | 0 | 0 | 0 | 0 | DemandResponse | 0 | 0 | 0 | 0 | 0 | 0
| SO2 Emissions (MMshortTons) | HQ_IESO | HQ/Maritimes | Coal-CCS | IGCC-CCS | 0 | 0 | 0 | 0 | 0 | 0 | IGCC-CCS | 0 | 0 | 0 | 0 | 0 | 0
| SO2 Emissions (MMshortTons) | HQ_IESO | HQ/Maritimes | Off-shore Wind | WT_off | 0 | 0 | 0 | 0 | 0 | 0 | WT_off | 0 | 0 | 0 | 0 | 0 | 0
| SO2 Emissions (MMshortTons) | HQ_IESO | HQ/Maritimes | Other | PseudoUnit | 0 | 0 | 0 | 0 | 0 | 0 | PseudoUnit | 0 | 0 | 0 | 0 | 0 | 0
| SO2 Emissions (MMshortTons) | HQ_IESO | HQ/Maritimes | HQ/Maritimes | FixedInterchange | 0 | 0 | 0 | 0 | 0 | 0 | FixedInterchange | 0 | 0 | 0 | 0 | 0 | 0
SO2 Emissions (MMshortTons)
| SO2 Emissions (MMshortTons) |  |  |  | SO2 Emissions (MMshortTons): HQ_NEISO | [6 empty] | SO2 Emissions (MMshortTons): HQ_NEISO
| SO2 Emissions (MMshortTons) |  |  |  | ReportingType | 2015 | 2020 | 2025 | 2030 | 2035 | 2040 | ReportingType | 2015 | 2020 | 2025 | 2030 | 2035 | 2040
| SO2 Emissions (MMshortTons) | HQ_NEISO | HQ/Maritimes | Other Renew | BM | 0 | 0 | 0 | 0 | 0 | 0 | BM | 0 | 0 | 0 | 0 | 0 | 0
| SO2 Emissions (MMshortTons) | HQ_NEISO | HQ/Maritimes | CC | CC | 0 | 0 | 0 | 0 | 0 | 0 | CC | 0 | 0 | 0 | 0 | 0 | 0
| SO2 Emissions (MMshortTons) | HQ_NEISO | HQ/Maritimes | Other Renew | CSP | 0 | 0 | 0 | 0 | 0 | 0 | CSP | 0 | 0 | 0 | 0 | 0 | 0
| SO2 Emissions (MMshortTons) | HQ_NEISO | HQ/Maritimes | CT | CT | 0 | 0 | 0 | 0 | 0 | 0 | CT | 0 | 0 | 0 | 0 | 0 | 0
| SO2 Emissions (MMshortTons) | HQ_NEISO | HQ/Maritimes | Coal | Coal | 0 | 0 | 0 | 0 | 0 | 0 | Coal | 0 | 0 | 0 | 0 | 0 | 0
| SO2 Emissions (MMshortTons) | HQ_NEISO | HQ/Maritimes | Other Renew | Geo | 0 | 0 | 0 | 0 | 0 | 0 | Geo | 0 | 0 | 0 | 0 | 0 | 0
| SO2 Emissions (MMshortTons) | HQ_NEISO | HQ/Maritimes | Hydro | H | 0 | 0 | 0 | 0 | 0 | 0 | H | 0 | 0 | 0 | 0 | 0 | 0
| SO2 Emissions (MMshortTons) | HQ_NEISO | HQ/Maritimes | Other Renew | LFG | 0 | 0 | 0 | 0 | 0 | 0 | LFG | 0 | 0 | 0 | 0 | 0 | 0
| SO2 Emissions (MMshortTons) | HQ_NEISO | HQ/Maritimes | Nuclear | Nuc | 0 | 0 | 0 | 0 | 0 | 0 | Nuc | 0 | 0 | 0 | 0 | 0 | 0
| SO2 Emissions (MMshortTons) | HQ_NEISO | HQ/Maritimes | Other | PS | 0 | 0 | 0 | 0 | 0 | 0 | PS | 0 | 0 | 0 | 0 | 0 | 0
| SO2 Emissions (MMshortTons) | HQ_NEISO | HQ/Maritimes | Other Renew | PV | 0 | 0 | 0 | 0 | 0 | 0 | PV | 0 | 0 | 0 | 0 | 0 | 0
| SO2 Emissions (MMshortTons) | HQ_NEISO | HQ/Maritimes | CT | PeakG | 0 | 0 | 0 | 0 | 0 | 0 | PeakG | 0 | 0 | 0 | 0 | 0 | 0
| SO2 Emissions (MMshortTons) | HQ_NEISO | HQ/Maritimes | CT | PeakO | 0 | 0 | 0 | 0 | 0 | 0 | PeakO | 0 | 0 | 0 | 0 | 0 | 0
| SO2 Emissions (MMshortTons) | HQ_NEISO | HQ/Maritimes | Other Renew | ST | 0 | 0 | 0 | 0 | 0 | 0 | ST | 0 | 0 | 0 | 0 | 0 | 0
| SO2 Emissions (MMshortTons) | HQ_NEISO | HQ/Maritimes | Steam O/G | STOG | 0 | 0 | 0 | 0 | 0 | 0 | STOG | 0 | 0 | 0 | 0 | 0 | 0
| SO2 Emissions (MMshortTons) | HQ_NEISO | HQ/Maritimes | Other Renew | STWD | 0 | 0 | 0 | 0 | 0 | 0 | STWD | 0 | 0 | 0 | 0 | 0 | 0
| SO2 Emissions (MMshortTons) | HQ_NEISO | HQ/Maritimes | On-shore Wind | WT | 0 | 0 | 0 | 0 | 0 | 0 | WT | 0 | 0 | 0 | 0 | 0 | 0
| SO2 Emissions (MMshortTons) | HQ_NEISO | HQ/Maritimes | Coal | IGCC | 0 | 0 | 0 | 0 | 0 | 0 | IGCC | 0 | 0 | 0 | 0 | 0 | 0
| SO2 Emissions (MMshortTons) | HQ_NEISO | HQ/Maritimes | DR | DemandResponse | 0 | 0 | 0 | 0 | 0 | 0 | DemandResponse | 0 | 0 | 0 | 0 | 0 | 0
| SO2 Emissions (MMshortTons) | HQ_NEISO | HQ/Maritimes | Coal-CCS | IGCC-CCS | 0 | 0 | 0 | 0 | 0 | 0 | IGCC-CCS | 0 | 0 | 0 | 0 | 0 | 0
| SO2 Emissions (MMshortTons) | HQ_NEISO | HQ/Maritimes | Off-shore Wind | WT_off | 0 | 0 | 0 | 0 | 0 | 0 | WT_off | 0 | 0 | 0 | 0 | 0 | 0
| SO2 Emissions (MMshortTons) | HQ_NEISO | HQ/Maritimes | Other | PseudoUnit | 0 | 0 | 0 | 0 | 0 | 0 | PseudoUnit | 0 | 0 | 0 | 0 | 0 | 0
| SO2 Emissions (MMshortTons) | HQ_NEISO | HQ/Maritimes | HQ/Maritimes | FixedInterchange | 0 | 0 | 0 | 0 | 0 | 0 | FixedInterchange | 0 | 0 | 0 | 0 | 0 | 0
SO2 Emissions (MMshortTons)
| SO2 Emissions (MMshortTons) |  |  |  | SO2 Emissions (MMshortTons): HQ_NY | [6 empty] | SO2 Emissions (MMshortTons): HQ_NY
| SO2 Emissions (MMshortTons) |  |  |  | ReportingType | 2015 | 2020 | 2025 | 2030 | 2035 | 2040 | ReportingType | 2015 | 2020 | 2025 | 2030 | 2035 | 2040
| SO2 Emissions (MMshortTons) | HQ_NY | HQ/Maritimes | Other Renew | BM | 0 | 0 | 0 | 0 | 0 | 0 | BM | 0 | 0 | 0 | 0 | 0 | 0
| SO2 Emissions (MMshortTons) | HQ_NY | HQ/Maritimes | CC | CC | 0 | 0 | 0 | 0 | 0 | 0 | CC | 0 | 0 | 0 | 0 | 0 | 0
| SO2 Emissions (MMshortTons) | HQ_NY | HQ/Maritimes | Other Renew | CSP | 0 | 0 | 0 | 0 | 0 | 0 | CSP | 0 | 0 | 0 | 0 | 0 | 0
| SO2 Emissions (MMshortTons) | HQ_NY | HQ/Maritimes | CT | CT | 0 | 0 | 0 | 0 | 0 | 0 | CT | 0 | 0 | 0 | 0 | 0 | 0
| SO2 Emissions (MMshortTons) | HQ_NY | HQ/Maritimes | Coal | Coal | 0 | 0 | 0 | 0 | 0 | 0 | Coal | 0 | 0 | 0 | 0 | 0 | 0
| SO2 Emissions (MMshortTons) | HQ_NY | HQ/Maritimes | Other Renew | Geo | 0 | 0 | 0 | 0 | 0 | 0 | Geo | 0 | 0 | 0 | 0 | 0 | 0
| SO2 Emissions (MMshortTons) | HQ_NY | HQ/Maritimes | Hydro | H | 0 | 0 | 0 | 0 | 0 | 0 | H | 0 | 0 | 0 | 0 | 0 | 0
| SO2 Emissions (MMshortTons) | HQ_NY | HQ/Maritimes | Other Renew | LFG | 0 | 0 | 0 | 0 | 0 | 0 | LFG | 0 | 0 | 0 | 0 | 0 | 0
| SO2 Emissions (MMshortTons) | HQ_NY | HQ/Maritimes | Nuclear | Nuc | 0 | 0 | 0 | 0 | 0 | 0 | Nuc | 0 | 0 | 0 | 0 | 0 | 0
| SO2 Emissions (MMshortTons) | HQ_NY | HQ/Maritimes | Other | PS | 0 | 0 | 0 | 0 | 0 | 0 | PS | 0 | 0 | 0 | 0 | 0 | 0
| SO2 Emissions (MMshortTons) | HQ_NY | HQ/Maritimes | Other Renew | PV | 0 | 0 | 0 | 0 | 0 | 0 | PV | 0 | 0 | 0 | 0 | 0 | 0
| SO2 Emissions (MMshortTons) | HQ_NY | HQ/Maritimes | CT | PeakG | 0 | 0 | 0 | 0 | 0 | 0 | PeakG | 0 | 0 | 0 | 0 | 0 | 0
| SO2 Emissions (MMshortTons) | HQ_NY | HQ/Maritimes | CT | PeakO | 0 | 0 | 0 | 0 | 0 | 0 | PeakO | 0 | 0 | 0 | 0 | 0 | 0
| SO2 Emissions (MMshortTons) | HQ_NY | HQ/Maritimes | Other Renew | ST | 0 | 0 | 0 | 0 | 0 | 0 | ST | 0 | 0 | 0 | 0 | 0 | 0
| SO2 Emissions (MMshortTons) | HQ_NY | HQ/Maritimes | Steam O/G | STOG | 0 | 0 | 0 | 0 | 0 | 0 | STOG | 0 | 0 | 0 | 0 | 0 | 0
| SO2 Emissions (MMshortTons) | HQ_NY | HQ/Maritimes | Other Renew | STWD | 0 | 0 | 0 | 0 | 0 | 0 | STWD | 0 | 0 | 0 | 0 | 0 | 0
| SO2 Emissions (MMshortTons) | HQ_NY | HQ/Maritimes | On-shore Wind | WT | 0 | 0 | 0 | 0 | 0 | 0 | WT | 0 | 0 | 0 | 0 | 0 | 0
| SO2 Emissions (MMshortTons) | HQ_NY | HQ/Maritimes | Coal | IGCC | 0 | 0 | 0 | 0 | 0 | 0 | IGCC | 0 | 0 | 0 | 0 | 0 | 0
| SO2 Emissions (MMshortTons) | HQ_NY | HQ/Maritimes | DR | DemandResponse | 0 | 0 | 0 | 0 | 0 | 0 | DemandResponse | 0 | 0 | 0 | 0 | 0 | 0
| SO2 Emissions (MMshortTons) | HQ_NY | HQ/Maritimes | Coal-CCS | IGCC-CCS | 0 | 0 | 0 | 0 | 0 | 0 | IGCC-CCS | 0 | 0 | 0 | 0 | 0 | 0
| SO2 Emissions (MMshortTons) | HQ_NY | HQ/Maritimes | Off-shore Wind | WT_off | 0 | 0 | 0 | 0 | 0 | 0 | WT_off | 0 | 0 | 0 | 0 | 0 | 0
| SO2 Emissions (MMshortTons) | HQ_NY | HQ/Maritimes | Other | PseudoUnit | 0 | 0 | 0 | 0 | 0 | 0 | PseudoUnit | 0 | 0 | 0 | 0 | 0 | 0
| SO2 Emissions (MMshortTons) | HQ_NY | HQ/Maritimes | HQ/Maritimes | FixedInterchange | 0 | 0 | 0 | 0 | 0 | 0 | FixedInterchange | 0 | 0 | 0 | 0 | 0 | 0
SO2 Emissions (MMshortTons)
| SO2 Emissions (MMshortTons) |  |  |  | SO2 Emissions (MMshortTons): MARITIMES | [6 empty] | SO2 Emissions (MMshortTons): MARITIMES
| SO2 Emissions (MMshortTons) |  |  |  | ReportingType | 2015 | 2020 | 2025 | 2030 | 2035 | 2040 | ReportingType | 2015 | 2020 | 2025 | 2030 | 2035 | 2040
| SO2 Emissions (MMshortTons) | MARITIMES | HQ/Maritimes | Other Renew | BM | 0 | 0 | 0 | 0 | 0 | 0 | BM | 0 | 0 | 0 | 0 | 0 | 0
| SO2 Emissions (MMshortTons) | MARITIMES | HQ/Maritimes | CC | CC | 0 | 0 | 0 | 0 | 0 | 0 | CC | 0 | 0 | 0 | 0 | 0 | 0
| SO2 Emissions (MMshortTons) | MARITIMES | HQ/Maritimes | Other Renew | CSP | 0 | 0 | 0 | 0 | 0 | 0 | CSP | 0 | 0 | 0 | 0 | 0 | 0
| SO2 Emissions (MMshortTons) | MARITIMES | HQ/Maritimes | CT | CT | 0 | 0 | 0 | 0 | 0 | 0 | CT | 0 | 0 | 0 | 0 | 0 | 0
| SO2 Emissions (MMshortTons) | MARITIMES | HQ/Maritimes | Coal | Coal | 0 | 0 | 0 | 0 | 0 | 0 | Coal | 0 | 0 | 0 | 0 | 0 | 0
| SO2 Emissions (MMshortTons) | MARITIMES | HQ/Maritimes | Other Renew | Geo | 0 | 0 | 0 | 0 | 0 | 0 | Geo | 0 | 0 | 0 | 0 | 0 | 0
| SO2 Emissions (MMshortTons) | MARITIMES | HQ/Maritimes | Hydro | H | 0 | 0 | 0 | 0 | 0 | 0 | H | 0 | 0 | 0 | 0 | 0 | 0
| SO2 Emissions (MMshortTons) | MARITIMES | HQ/Maritimes | Other Renew | LFG | 0 | 0 | 0 | 0 | 0 | 0 | LFG | 0 | 0 | 0 | 0 | 0 | 0
| SO2 Emissions (MMshortTons) | MARITIMES | HQ/Maritimes | Nuclear | Nuc | 0 | 0 | 0 | 0 | 0 | 0 | Nuc | 0 | 0 | 0 | 0 | 0 | 0
| SO2 Emissions (MMshortTons) | MARITIMES | HQ/Maritimes | Other | PS | 0 | 0 | 0 | 0 | 0 | 0 | PS | 0 | 0 | 0 | 0 | 0 | 0
| SO2 Emissions (MMshortTons) | MARITIMES | HQ/Maritimes | Other Renew | PV | 0 | 0 | 0 | 0 | 0 | 0 | PV | 0 | 0 | 0 | 0 | 0 | 0
| SO2 Emissions (MMshortTons) | MARITIMES | HQ/Maritimes | CT | PeakG | 0 | 0 | 0 | 0 | 0 | 0 | PeakG | 0 | 0 | 0 | 0 | 0 | 0
| SO2 Emissions (MMshortTons) | MARITIMES | HQ/Maritimes | CT | PeakO | 0 | 0 | 0 | 0 | 0 | 0 | PeakO | 0 | 0 | 0 | 0 | 0 | 0
| SO2 Emissions (MMshortTons) | MARITIMES | HQ/Maritimes | Other Renew | ST | 0 | 0 | 0 | 0 | 0 | 0 | ST | 0 | 0 | 0 | 0 | 0 | 0
| SO2 Emissions (MMshortTons) | MARITIMES | HQ/Maritimes | Steam O/G | STOG | 0 | 0 | 0 | 0 | 0 | 0 | STOG | 0 | 0 | 0 | 0 | 0 | 0
| SO2 Emissions (MMshortTons) | MARITIMES | HQ/Maritimes | Other Renew | STWD | 0 | 0 | 0 | 0 | 0 | 0 | STWD | 0 | 0 | 0 | 0 | 0 | 0
| SO2 Emissions (MMshortTons) | MARITIMES | HQ/Maritimes | On-shore Wind | WT | 0 | 0 | 0 | 0 | 0 | 0 | WT | 0 | 0 | 0 | 0 | 0 | 0
| SO2 Emissions (MMshortTons) | MARITIMES | HQ/Maritimes | Coal | IGCC | 0 | 0 | 0 | 0 | 0 | 0 | IGCC | 0 | 0 | 0 | 0 | 0 | 0
| SO2 Emissions (MMshortTons) | MARITIMES | HQ/Maritimes | DR | DemandResponse | 0 | 0 | 0 | 0 | 0 | 0 | DemandResponse | 0 | 0 | 0 | 0 | 0 | 0
| SO2 Emissions (MMshortTons) | MARITIMES | HQ/Maritimes | Coal-CCS | IGCC-CCS | 0 | 0 | 0 | 0 | 0 | 0 | IGCC-CCS | 0 | 0 | 0 | 0 | 0 | 0
| SO2 Emissions (MMshortTons) | MARITIMES | HQ/Maritimes | Off-shore Wind | WT_off | 0 | 0 | 0 | 0 | 0 | 0 | WT_off | 0 | 0 | 0 | 0 | 0 | 0
| SO2 Emissions (MMshortTons) | MARITIMES | HQ/Maritimes | Other | PseudoUnit | 0 | 0 | 0 | 0 | 0 | 0 | PseudoUnit | 0 | 0 | 0 | 0 | 0 | 0
| SO2 Emissions (MMshortTons) | MARITIMES | HQ/Maritimes | HQ/Maritimes | FixedInterchange | 0 | 0 | 0 | 0 | 0 | 0 | FixedInterchange | 0 | 0 | 0 | 0 | 0 | 0
SO2 Emissions (MMshortTons)
| SO2 Emissions (MMshortTons) |  |  |  | SO2 Emissions (MMshortTons): All | [6 empty] | SO2 Emissions (MMshortTons): All
| SO2 Emissions (MMshortTons) |  |  |  | ReportingType | 2015 | 2020 | 2025 | 2030 | 2035 | 2040 | ReportingType | 2015 | 2020 | 2025 | 2030 | 2035 | 2040
| SO2 Emissions (MMshortTons) | All | All | Other Renew | BM | 0 | 0 | 0 | 0 | 0 | 0 | BM | 0 | 0 | 0 | 0 | 0 | 0
| SO2 Emissions (MMshortTons) | All | All | CC | CC | 0 | 0 | 0 | 0 | 0 | 0 | CC | 0 | 0 | 0 | 0 | 0 | 0
| SO2 Emissions (MMshortTons) | All | All | Other Renew | CSP | 0 | 0 | 0 | 0 | 0 | 0 | CSP | 0 | 0 | 0 | 0 | 0 | 0
| SO2 Emissions (MMshortTons) | All | All | CT | CT | 0 | 0 | 0 | 0 | 0 | 0 | CT | 0 | 0 | 0 | 0 | 0 | 0
| SO2 Emissions (MMshortTons) | All | All | Coal | Coal | 4.01 | 0.46 | 0.04 | 0.03 | 0.08 | 0.08 | Coal | 3.82 | 0.41 | 0.05 | 0.04 | 0.08 | 0.08
| SO2 Emissions (MMshortTons) | All | All | Other Renew | Geo | 0 | 0 | 0 | 0 | 0 | 0 | Geo | 0 | 0 | 0 | 0 | 0 | 0
| SO2 Emissions (MMshortTons) | All | All | Hydro | H | 0 | 0 | 0 | 0 | 0 | 0 | H | 0 | 0 | 0 | 0 | 0 | 0
| SO2 Emissions (MMshortTons) | All | All | Other Renew | LFG | 0 | 0 | 0 | 0 | 0 | 0 | LFG | 0 | 0 | 0 | 0 | 0 | 0
| SO2 Emissions (MMshortTons) | All | All | Nuclear | Nuc | 0 | 0 | 0 | 0 | 0 | 0 | Nuc | 0 | 0 | 0 | 0 | 0 | 0
| SO2 Emissions (MMshortTons) | All | All | Other | PS | 0 | 0 | 0 | 0 | 0 | 0 | PS | 0 | 0 | 0 | 0 | 0 | 0
| SO2 Emissions (MMshortTons) | All | All | Other Renew | PV | 0 | 0 | 0 | 0 | 0 | 0 | PV | 0 | 0 | 0 | 0 | 0 | 0
| SO2 Emissions (MMshortTons) | All | All | CT | PeakG | 0 | 0 | 0 | 0 | 0 | 0 | PeakG | 0 | 0 | 0 | 0 | 0 | 0
| SO2 Emissions (MMshortTons) | All | All | CT | PeakO | 0 | 0 | 0 | 0 | 0 | 0 | PeakO | 0 | 0 | 0 | 0 | 0 | 0
| SO2 Emissions (MMshortTons) | All | All | Other Renew | ST | 0 | 0 | 0 | 0 | 0 | 0 | ST | 0 | 0 | 0 | 0 | 0 | 0
| SO2 Emissions (MMshortTons) | All | All | Steam O/G | STOG | 0 | 0 | 0 | 0 | 0 | 0 | STOG | 0 | 0 | 0 | 0 | 0 | 0
| SO2 Emissions (MMshortTons) | All | All | Other Renew | STWD | 0 | 0 | 0 | 0 | 0 | 0 | STWD | 0 | 0 | 0 | 0 | 0 | 0
| SO2 Emissions (MMshortTons) | All | All | On-shore Wind | WT | 0 | 0 | 0 | 0 | 0 | 0 | WT | 0 | 0 | 0 | 0 | 0 | 0
| SO2 Emissions (MMshortTons) | All | All | Coal | IGCC | 0 | 0 | 0 | 0 | 0 | 0 | IGCC | 0 | 0 | 0 | 0 | 0 | 0
| SO2 Emissions (MMshortTons) | All | All | DR | DemandResponse | 0 | 0 | 0 | 0 | 0 | 0 | DemandResponse | 0 | 0 | 0 | 0 | 0 | 0
| SO2 Emissions (MMshortTons) | All | All | Coal-CCS | IGCC-CCS | 0 | 0 | 0 | 0 | 0 | 0 | IGCC-CCS | 0 | 0 | 0 | 0 | 0 | 0
| SO2 Emissions (MMshortTons) | All | All | Off-shore Wind | WT_off | 0 | 0 | 0 | 0 | 0 | 0 | WT_off | 0 | 0 | 0 | 0 | 0 | 0
| SO2 Emissions (MMshortTons) | All | All | Other | PseudoUnit | 0 | 0 | 0 | 0 | 0 | 0 | PseudoUnit | 0 | 0 | 0 | 0 | 0 | 0
| SO2 Emissions (MMshortTons) | All | All | HQ/Maritimes | FixedInterchange | 0 | 0 | 0 | 0 | 0 | 0 | FixedInterchange | 0 | 0 | 0 | 0 | 0 | 0
SO2 Emissions (MMshortTons)
| SO2 Emissions (MMshortTons) |  |  |  | SO2 Emissions (MMshortTons): EI_US | [6 empty] | SO2 Emissions (MMshortTons): EI_US
| SO2 Emissions (MMshortTons) |  |  |  | ReportingType | 2015 | 2020 | 2025 | 2030 | 2035 | 2040 | ReportingType | 2015 | 2020 | 2025 | 2030 | 2035 | 2040
| SO2 Emissions (MMshortTons) | EI_US | EI_US | Other Renew | BM | 0 | 0 | 0 | 0 | 0 | 0 | BM | 0 | 0 | 0 | 0 | 0 | 0
| SO2 Emissions (MMshortTons) | EI_US | EI_US | CC | CC | 0 | 0 | 0 | 0 | 0 | 0 | CC | 0 | 0 | 0 | 0 | 0 | 0
| SO2 Emissions (MMshortTons) | EI_US | EI_US | Other Renew | CSP | 0 | 0 | 0 | 0 | 0 | 0 | CSP | 0 | 0 | 0 | 0 | 0 | 0
| SO2 Emissions (MMshortTons) | EI_US | EI_US | CT | CT | 0 | 0 | 0 | 0 | 0 | 0 | CT | 0 | 0 | 0 | 0 | 0 | 0
| SO2 Emissions (MMshortTons) | EI_US | EI_US | Coal | Coal | 3.66 | 0.28 | 0.03 | 0.03 | 0.07 | 0.07 | Coal | 3.47 | 0.22 | 0.04 | 0.03 | 0.07 | 0.07
| SO2 Emissions (MMshortTons) | EI_US | EI_US | Other Renew | Geo | 0 | 0 | 0 | 0 | 0 | 0 | Geo | 0 | 0 | 0 | 0 | 0 | 0
| SO2 Emissions (MMshortTons) | EI_US | EI_US | Hydro | H | 0 | 0 | 0 | 0 | 0 | 0 | H | 0 | 0 | 0 | 0 | 0 | 0
| SO2 Emissions (MMshortTons) | EI_US | EI_US | Other Renew | LFG | 0 | 0 | 0 | 0 | 0 | 0 | LFG | 0 | 0 | 0 | 0 | 0 | 0
| SO2 Emissions (MMshortTons) | EI_US | EI_US | Nuclear | Nuc | 0 | 0 | 0 | 0 | 0 | 0 | Nuc | 0 | 0 | 0 | 0 | 0 | 0
| SO2 Emissions (MMshortTons) | EI_US | EI_US | Other | PS | 0 | 0 | 0 | 0 | 0 | 0 | PS | 0 | 0 | 0 | 0 | 0 | 0
| SO2 Emissions (MMshortTons) | EI_US | EI_US | Other Renew | PV | 0 | 0 | 0 | 0 | 0 | 0 | PV | 0 | 0 | 0 | 0 | 0 | 0
| SO2 Emissions (MMshortTons) | EI_US | EI_US | CT | PeakG | 0 | 0 | 0 | 0 | 0 | 0 | PeakG | 0 | 0 | 0 | 0 | 0 | 0
| SO2 Emissions (MMshortTons) | EI_US | EI_US | CT | PeakO | 0 | 0 | 0 | 0 | 0 | 0 | PeakO | 0 | 0 | 0 | 0 | 0 | 0
| SO2 Emissions (MMshortTons) | EI_US | EI_US | Other Renew | ST | 0 | 0 | 0 | 0 | 0 | 0 | ST | 0 | 0 | 0 | 0 | 0 | 0
| SO2 Emissions (MMshortTons) | EI_US | EI_US | Steam O/G | STOG | 0 | 0 | 0 | 0 | 0 | 0 | STOG | 0 | 0 | 0 | 0 | 0 | 0
| SO2 Emissions (MMshortTons) | EI_US | EI_US | Other Renew | STWD | 0 | 0 | 0 | 0 | 0 | 0 | STWD | 0 | 0 | 0 | 0 | 0 | 0
| SO2 Emissions (MMshortTons) | EI_US | EI_US | On-shore Wind | WT | 0 | 0 | 0 | 0 | 0 | 0 | WT | 0 | 0 | 0 | 0 | 0 | 0
| SO2 Emissions (MMshortTons) | EI_US | EI_US | Coal | IGCC | 0 | 0 | 0 | 0 | 0 | 0 | IGCC | 0 | 0 | 0 | 0 | 0 | 0
| SO2 Emissions (MMshortTons) | EI_US | EI_US | DR | DemandResponse | 0 | 0 | 0 | 0 | 0 | 0 | DemandResponse | 0 | 0 | 0 | 0 | 0 | 0
| SO2 Emissions (MMshortTons) | EI_US | EI_US | Coal-CCS | IGCC-CCS | 0 | 0 | 0 | 0 | 0 | 0 | IGCC-CCS | 0 | 0 | 0 | 0 | 0 | 0
| SO2 Emissions (MMshortTons) | EI_US | EI_US | Off-shore Wind | WT_off | 0 | 0 | 0 | 0 | 0 | 0 | WT_off | 0 | 0 | 0 | 0 | 0 | 0
| SO2 Emissions (MMshortTons) | EI_US | EI_US | Other | PseudoUnit | 0 | 0 | 0 | 0 | 0 | 0 | PseudoUnit | 0 | 0 | 0 | 0 | 0 | 0
| SO2 Emissions (MMshortTons) | EI_US | EI_US | HQ/Maritimes | FixedInterchange | 0 | 0 | 0 | 0 | 0 | 0 | FixedInterchange | 0 | 0 | 0 | 0 | 0 | 0
SO2 Emissions (MMshortTons)
| SO2 Emissions (MMshortTons) |  |  |  | SO2 Emissions (MMshortTons): EI_Canada | [6 empty] | SO2 Emissions (MMshortTons): EI_Canada
| SO2 Emissions (MMshortTons) |  |  |  | ReportingType | 2015 | 2020 | 2025 | 2030 | 2035 | 2040 | ReportingType | 2015 | 2020 | 2025 | 2030 | 2035 | 2040
| SO2 Emissions (MMshortTons) | EI_Canada | EI_Canada | Other Renew | BM | 0 | 0 | 0 | 0 | 0 | 0 | BM | 0 | 0 | 0 | 0 | 0 | 0
| SO2 Emissions (MMshortTons) | EI_Canada | EI_Canada | CC | CC | 0 | 0 | 0 | 0 | 0 | 0 | CC | 0 | 0 | 0 | 0 | 0 | 0
| SO2 Emissions (MMshortTons) | EI_Canada | EI_Canada | Other Renew | CSP | 0 | 0 | 0 | 0 | 0 | 0 | CSP | 0 | 0 | 0 | 0 | 0 | 0
| SO2 Emissions (MMshortTons) | EI_Canada | EI_Canada | CT | CT | 0 | 0 | 0 | 0 | 0 | 0 | CT | 0 | 0 | 0 | 0 | 0 | 0
| SO2 Emissions (MMshortTons) | EI_Canada | EI_Canada | Coal | Coal | 0 | 0 | 0 | 0 | 0 | 0 | Coal | 0 | 0 | 0 | 0 | 0 | 0
| SO2 Emissions (MMshortTons) | EI_Canada | EI_Canada | Other Renew | Geo | 0 | 0 | 0 | 0 | 0 | 0 | Geo | 0 | 0 | 0 | 0 | 0 | 0
| SO2 Emissions (MMshortTons) | EI_Canada | EI_Canada | Hydro | H | 0 | 0 | 0 | 0 | 0 | 0 | H | 0 | 0 | 0 | 0 | 0 | 0
| SO2 Emissions (MMshortTons) | EI_Canada | EI_Canada | Other Renew | LFG | 0 | 0 | 0 | 0 | 0 | 0 | LFG | 0 | 0 | 0 | 0 | 0 | 0
| SO2 Emissions (MMshortTons) | EI_Canada | EI_Canada | Nuclear | Nuc | 0 | 0 | 0 | 0 | 0 | 0 | Nuc | 0 | 0 | 0 | 0 | 0 | 0
| SO2 Emissions (MMshortTons) | EI_Canada | EI_Canada | Other | PS | 0 | 0 | 0 | 0 | 0 | 0 | PS | 0 | 0 | 0 | 0 | 0 | 0
| SO2 Emissions (MMshortTons) | EI_Canada | EI_Canada | Other Renew | PV | 0 | 0 | 0 | 0 | 0 | 0 | PV | 0 | 0 | 0 | 0 | 0 | 0
| SO2 Emissions (MMshortTons) | EI_Canada | EI_Canada | CT | PeakG | 0 | 0 | 0 | 0 | 0 | 0 | PeakG | 0 | 0 | 0 | 0 | 0 | 0
| SO2 Emissions (MMshortTons) | EI_Canada | EI_Canada | CT | PeakO | 0 | 0 | 0 | 0 | 0 | 0 | PeakO | 0 | 0 | 0 | 0 | 0 | 0
| SO2 Emissions (MMshortTons) | EI_Canada | EI_Canada | Other Renew | ST | 0 | 0 | 0 | 0 | 0 | 0 | ST | 0 | 0 | 0 | 0 | 0 | 0
| SO2 Emissions (MMshortTons) | EI_Canada | EI_Canada | Steam O/G | STOG | 0 | 0 | 0 | 0 | 0 | 0 | STOG | 0 | 0 | 0 | 0 | 0 | 0
| SO2 Emissions (MMshortTons) | EI_Canada | EI_Canada | Other Renew | STWD | 0 | 0 | 0 | 0 | 0 | 0 | STWD | 0 | 0 | 0 | 0 | 0 | 0
| SO2 Emissions (MMshortTons) | EI_Canada | EI_Canada | On-shore Wind | WT | 0 | 0 | 0 | 0 | 0 | 0 | WT | 0 | 0 | 0 | 0 | 0 | 0
| SO2 Emissions (MMshortTons) | EI_Canada | EI_Canada | Coal | IGCC | 0 | 0 | 0 | 0 | 0 | 0 | IGCC | 0 | 0 | 0 | 0 | 0 | 0
| SO2 Emissions (MMshortTons) | EI_Canada | EI_Canada | DR | DemandResponse | 0 | 0 | 0 | 0 | 0 | 0 | DemandResponse | 0 | 0 | 0 | 0 | 0 | 0
| SO2 Emissions (MMshortTons) | EI_Canada | EI_Canada | Coal-CCS | IGCC-CCS | 0 | 0 | 0 | 0 | 0 | 0 | IGCC-CCS | 0 | 0 | 0 | 0 | 0 | 0
| SO2 Emissions (MMshortTons) | EI_Canada | EI_Canada | Off-shore Wind | WT_off | 0 | 0 | 0 | 0 | 0 | 0 | WT_off | 0 | 0 | 0 | 0 | 0 | 0
| SO2 Emissions (MMshortTons) | EI_Canada | EI_Canada | Other | PseudoUnit | 0 | 0 | 0 | 0 | 0 | 0 | PseudoUnit | 0 | 0 | 0 | 0 | 0 | 0
| SO2 Emissions (MMshortTons) | EI_Canada | EI_Canada | HQ/Maritimes | FixedInterchange | 0 | 0 | 0 | 0 | 0 | 0 | FixedInterchange | 0 | 0 | 0 | 0 | 0 | 0
SO2 Emissions (MMshortTons)
| SO2 Emissions (MMshortTons) |  |  |  | SO2 Emissions (MMshortTons): EI | [6 empty] | SO2 Emissions (MMshortTons): EI
| SO2 Emissions (MMshortTons) |  |  |  | ReportingType | 2015 | 2020 | 2025 | 2030 | 2035 | 2040 | ReportingType | 2015 | 2020 | 2025 | 2030 | 2035 | 2040
| SO2 Emissions (MMshortTons) | EI | EI | Other Renew | BM | 0 | 0 | 0 | 0 | 0 | 0 | BM | 0 | 0 | 0 | 0 | 0 | 0
| SO2 Emissions (MMshortTons) | EI | EI | CC | CC | 0 | 0 | 0 | 0 | 0 | 0 | CC | 0 | 0 | 0 | 0 | 0 | 0
| SO2 Emissions (MMshortTons) | EI | EI | Other Renew | CSP | 0 | 0 | 0 | 0 | 0 | 0 | CSP | 0 | 0 | 0 | 0 | 0 | 0
| SO2 Emissions (MMshortTons) | EI | EI | CT | CT | 0 | 0 | 0 | 0 | 0 | 0 | CT | 0 | 0 | 0 | 0 | 0 | 0
| SO2 Emissions (MMshortTons) | EI | EI | Coal | Coal | 3.66 | 0.28 | 0.03 | 0.03 | 0.07 | 0.07 | Coal | 3.47 | 0.22 | 0.04 | 0.03 | 0.07 | 0.07
| SO2 Emissions (MMshortTons) | EI | EI | Other Renew | Geo | 0 | 0 | 0 | 0 | 0 | 0 | Geo | 0 | 0 | 0 | 0 | 0 | 0
| SO2 Emissions (MMshortTons) | EI | EI | Hydro | H | 0 | 0 | 0 | 0 | 0 | 0 | H | 0 | 0 | 0 | 0 | 0 | 0
| SO2 Emissions (MMshortTons) | EI | EI | Other Renew | LFG | 0 | 0 | 0 | 0 | 0 | 0 | LFG | 0 | 0 | 0 | 0 | 0 | 0
| SO2 Emissions (MMshortTons) | EI | EI | Nuclear | Nuc | 0 | 0 | 0 | 0 | 0 | 0 | Nuc | 0 | 0 | 0 | 0 | 0 | 0
| SO2 Emissions (MMshortTons) | EI | EI | Other | PS | 0 | 0 | 0 | 0 | 0 | 0 | PS | 0 | 0 | 0 | 0 | 0 | 0
| SO2 Emissions (MMshortTons) | EI | EI | Other Renew | PV | 0 | 0 | 0 | 0 | 0 | 0 | PV | 0 | 0 | 0 | 0 | 0 | 0
| SO2 Emissions (MMshortTons) | EI | EI | CT | PeakG | 0 | 0 | 0 | 0 | 0 | 0 | PeakG | 0 | 0 | 0 | 0 | 0 | 0
| SO2 Emissions (MMshortTons) | EI | EI | CT | PeakO | 0 | 0 | 0 | 0 | 0 | 0 | PeakO | 0 | 0 | 0 | 0 | 0 | 0
| SO2 Emissions (MMshortTons) | EI | EI | Other Renew | ST | 0 | 0 | 0 | 0 | 0 | 0 | ST | 0 | 0 | 0 | 0 | 0 | 0
| SO2 Emissions (MMshortTons) | EI | EI | Steam O/G | STOG | 0 | 0 | 0 | 0 | 0 | 0 | STOG | 0 | 0 | 0 | 0 | 0 | 0
| SO2 Emissions (MMshortTons) | EI | EI | Other Renew | STWD | 0 | 0 | 0 | 0 | 0 | 0 | STWD | 0 | 0 | 0 | 0 | 0 | 0
| SO2 Emissions (MMshortTons) | EI | EI | On-shore Wind | WT | 0 | 0 | 0 | 0 | 0 | 0 | WT | 0 | 0 | 0 | 0 | 0 | 0
| SO2 Emissions (MMshortTons) | EI | EI | Coal | IGCC | 0 | 0 | 0 | 0 | 0 | 0 | IGCC | 0 | 0 | 0 | 0 | 0 | 0
| SO2 Emissions (MMshortTons) | EI | EI | DR | DemandResponse | 0 | 0 | 0 | 0 | 0 | 0 | DemandResponse | 0 | 0 | 0 | 0 | 0 | 0
| SO2 Emissions (MMshortTons) | EI | EI | Coal-CCS | IGCC-CCS | 0 | 0 | 0 | 0 | 0 | 0 | IGCC-CCS | 0 | 0 | 0 | 0 | 0 | 0
| SO2 Emissions (MMshortTons) | EI | EI | Off-shore Wind | WT_off | 0 | 0 | 0 | 0 | 0 | 0 | WT_off | 0 | 0 | 0 | 0 | 0 | 0
| SO2 Emissions (MMshortTons) | EI | EI | Other | PseudoUnit | 0 | 0 | 0 | 0 | 0 | 0 | PseudoUnit | 0 | 0 | 0 | 0 | 0 | 0
| SO2 Emissions (MMshortTons) | EI | EI | HQ/Maritimes | FixedInterchange | 0 | 0 | 0 | 0 | 0 | 0 | FixedInterchange | 0 | 0 | 0 | 0 | 0 | 0
SO2 Emissions (MMshortTons)
| SO2 Emissions (MMshortTons) |  |  |  | SO2 Emissions (MMshortTons): Outside_EI | [6 empty] | SO2 Emissions (MMshortTons): Outside_EI
| SO2 Emissions (MMshortTons) |  |  |  | ReportingType | 2015 | 2020 | 2025 | 2030 | 2035 | 2040 | ReportingType | 2015 | 2020 | 2025 | 2030 | 2035 | 2040
| SO2 Emissions (MMshortTons) | Outside_EI | Outside_EI | Other Renew | BM | 0 | 0 | 0 | 0 | 0 | 0 | BM | 0 | 0 | 0 | 0 | 0 | 0
| SO2 Emissions (MMshortTons) | Outside_EI | Outside_EI | CC | CC | 0 | 0 | 0 | 0 | 0 | 0 | CC | 0 | 0 | 0 | 0 | 0 | 0
| SO2 Emissions (MMshortTons) | Outside_EI | Outside_EI | Other Renew | CSP | 0 | 0 | 0 | 0 | 0 | 0 | CSP | 0 | 0 | 0 | 0 | 0 | 0
| SO2 Emissions (MMshortTons) | Outside_EI | Outside_EI | CT | CT | 0 | 0 | 0 | 0 | 0 | 0 | CT | 0 | 0 | 0 | 0 | 0 | 0
| SO2 Emissions (MMshortTons) | Outside_EI | Outside_EI | Coal | Coal | 0.35 | 0.18 | 0.01 | 0.01 | 0.01 | 0.01 | Coal | 0.35 | 0.18 | 0.01 | 0.01 | 0.01 | 0.01
| SO2 Emissions (MMshortTons) | Outside_EI | Outside_EI | Other Renew | Geo | 0 | 0 | 0 | 0 | 0 | 0 | Geo | 0 | 0 | 0 | 0 | 0 | 0
| SO2 Emissions (MMshortTons) | Outside_EI | Outside_EI | Hydro | H | 0 | 0 | 0 | 0 | 0 | 0 | H | 0 | 0 | 0 | 0 | 0 | 0
| SO2 Emissions (MMshortTons) | Outside_EI | Outside_EI | Other Renew | LFG | 0 | 0 | 0 | 0 | 0 | 0 | LFG | 0 | 0 | 0 | 0 | 0 | 0
| SO2 Emissions (MMshortTons) | Outside_EI | Outside_EI | Nuclear | Nuc | 0 | 0 | 0 | 0 | 0 | 0 | Nuc | 0 | 0 | 0 | 0 | 0 | 0
| SO2 Emissions (MMshortTons) | Outside_EI | Outside_EI | Other | PS | 0 | 0 | 0 | 0 | 0 | 0 | PS | 0 | 0 | 0 | 0 | 0 | 0
| SO2 Emissions (MMshortTons) | Outside_EI | Outside_EI | Other Renew | PV | 0 | 0 | 0 | 0 | 0 | 0 | PV | 0 | 0 | 0 | 0 | 0 | 0
| SO2 Emissions (MMshortTons) | Outside_EI | Outside_EI | CT | PeakG | 0 | 0 | 0 | 0 | 0 | 0 | PeakG | 0 | 0 | 0 | 0 | 0 | 0
| SO2 Emissions (MMshortTons) | Outside_EI | Outside_EI | CT | PeakO | 0 | 0 | 0 | 0 | 0 | 0 | PeakO | 0 | 0 | 0 | 0 | 0 | 0
| SO2 Emissions (MMshortTons) | Outside_EI | Outside_EI | Other Renew | ST | 0 | 0 | 0 | 0 | 0 | 0 | ST | 0 | 0 | 0 | 0 | 0 | 0
| SO2 Emissions (MMshortTons) | Outside_EI | Outside_EI | Steam O/G | STOG | 0 | 0 | 0 | 0 | 0 | 0 | STOG | 0 | 0 | 0 | 0 | 0 | 0
| SO2 Emissions (MMshortTons) | Outside_EI | Outside_EI | Other Renew | STWD | 0 | 0 | 0 | 0 | 0 | 0 | STWD | 0 | 0 | 0 | 0 | 0 | 0
| SO2 Emissions (MMshortTons) | Outside_EI | Outside_EI | On-shore Wind | WT | 0 | 0 | 0 | 0 | 0 | 0 | WT | 0 | 0 | 0 | 0 | 0 | 0
| SO2 Emissions (MMshortTons) | Outside_EI | Outside_EI | Coal | IGCC | 0 | 0 | 0 | 0 | 0 | 0 | IGCC | 0 | 0 | 0 | 0 | 0 | 0
| SO2 Emissions (MMshortTons) | Outside_EI | Outside_EI | DR | DemandResponse | 0 | 0 | 0 | 0 | 0 | 0 | DemandResponse | 0 | 0 | 0 | 0 | 0 | 0
| SO2 Emissions (MMshortTons) | Outside_EI | Outside_EI | Coal-CCS | IGCC-CCS | 0 | 0 | 0 | 0 | 0 | 0 | IGCC-CCS | 0 | 0 | 0 | 0 | 0 | 0
| SO2 Emissions (MMshortTons) | Outside_EI | Outside_EI | Off-shore Wind | WT_off | 0 | 0 | 0 | 0 | 0 | 0 | WT_off | 0 | 0 | 0 | 0 | 0 | 0
| SO2 Emissions (MMshortTons) | Outside_EI | Outside_EI | Other | PseudoUnit | 0 | 0 | 0 | 0 | 0 | 0 | PseudoUnit | 0 | 0 | 0 | 0 | 0 | 0
| SO2 Emissions (MMshortTons) | Outside_EI | Outside_EI | HQ/Maritimes | FixedInterchange | 0 | 0 | 0 | 0 | 0 | 0 | FixedInterchange | 0 | 0 | 0 | 0 | 0 | 0
[5 empty] | NOx Emissions (MMshortTons): Entergy | [6 empty] | NOx Emissions (MMshortTons): Entergy
[5 empty] | ReportingType | 2015 | 2020 | 2025 | 2030 | 2035 | 2040 | ReportingType | 2015 | 2020 | 2025 | 2030 | 2035 | 2040
| NOx Emissions (MMshortTons) | ENT | Southwest | Other Renew | BM | 0 | 0 | 0 | 0 | 0 | 0 | BM | 0 | 0 | 0 | 0 | 0 | 0
| NOx Emissions (MMshortTons) | ENT | Southwest | CC | CC | 0 | 0 | 0 | 0 | 0 | 0 | CC | 0.01 | 0.01 | 0.01 | 0.01 | 0 | 0
| NOx Emissions (MMshortTons) | ENT | Southwest | Other Renew | CSP | 0 | 0 | 0 | 0 | 0 | 0 | CSP | 0 | 0 | 0 | 0 | 0 | 0
| NOx Emissions (MMshortTons) | ENT | Southwest | CT | CT | 0 | 0 | 0 | 0 | 0 | 0 | CT | 0 | 0 | 0 | 0 | 0 | 0
| NOx Emissions (MMshortTons) | ENT | Southwest | Coal | Coal | 0.05 | 0 | 0 | 0 | 0 | 0 | Coal | 0.05 | 0 | 0 | 0 | 0 | 0
| NOx Emissions (MMshortTons) | ENT | Southwest | Other Renew | Geo | 0 | 0 | 0 | 0 | 0 | 0 | Geo | 0 | 0 | 0 | 0 | 0 | 0
| NOx Emissions (MMshortTons) | ENT | Southwest | Hydro | H | 0 | 0 | 0 | 0 | 0 | 0 | H | 0 | 0 | 0 | 0 | 0 | 0
| NOx Emissions (MMshortTons) | ENT | Southwest | Other Renew | LFG | 0 | 0 | 0 | 0 | 0 | 0 | LFG | 0 | 0 | 0 | 0 | 0 | 0
| NOx Emissions (MMshortTons) | ENT | Southwest | Nuclear | Nuc | 0 | 0 | 0 | 0 | 0 | 0 | Nuc | 0 | 0 | 0 | 0 | 0 | 0
| NOx Emissions (MMshortTons) | ENT | Southwest | Other | PS | 0 | 0 | 0 | 0 | 0 | 0 | PS | 0 | 0 | 0 | 0 | 0 | 0
| NOx Emissions (MMshortTons) | ENT | Southwest | Other Renew | PV | 0 | 0 | 0 | 0 | 0 | 0 | PV | 0 | 0 | 0 | 0 | 0 | 0
| NOx Emissions (MMshortTons) | ENT | Southwest | CT | PeakG | 0 | 0 | 0 | 0 | 0 | 0 | PeakG | 0 | 0 | 0 | 0 | 0 | 0
| NOx Emissions (MMshortTons) | ENT | Southwest | CT | PeakO | 0 | 0 | 0 | 0 | 0 | 0 | PeakO | 0 | 0 | 0 | 0 | 0 | 0
| NOx Emissions (MMshortTons) | ENT | Southwest | Other Renew | ST | 0 | 0 | 0 | 0 | 0 | 0 | ST | 0 | 0 | 0 | 0 | 0 | 0
| NOx Emissions (MMshortTons) | ENT | Southwest | Steam O/G | STOG | 0 | 0 | 0 | 0 | 0 | 0 | STOG | 0 | 0 | 0 | 0 | 0 | 0
| NOx Emissions (MMshortTons) | ENT | Southwest | Other Renew | STWD | 0 | 0 | 0 | 0 | 0 | 0 | STWD | 0 | 0 | 0 | 0 | 0 | 0
| NOx Emissions (MMshortTons) | ENT | Southwest | On-shore Wind | WT | 0 | 0 | 0 | 0 | 0 | 0 | WT | 0 | 0 | 0 | 0 | 0 | 0
| NOx Emissions (MMshortTons) | ENT | Southwest | Coal | IGCC | 0 | 0 | 0 | 0 | 0 | 0 | IGCC | 0 | 0 | 0 | 0 | 0 | 0
| NOx Emissions (MMshortTons) | ENT | Southwest | DR | DemandResponse | 0 | 0 | 0 | 0 | 0 | 0 | DemandResponse | 0 | 0 | 0 | 0 | 0 | 0
| NOx Emissions (MMshortTons) | ENT | Southwest | Coal-CCS | IGCC-CCS | 0 | 0 | 0 | 0 | 0 | 0 | IGCC-CCS | 0 | 0 | 0 | 0 | 0 | 0
| NOx Emissions (MMshortTons) | ENT | Southwest | Off-shore Wind | WT_off | 0 | 0 | 0 | 0 | 0 | 0 | WT_off | 0 | 0 | 0 | 0 | 0 | 0
| NOx Emissions (MMshortTons) | ENT | Southwest | Other | PseudoUnit | 0 | 0 | 0 | 0 | 0 | 0 | PseudoUnit | 0 | 0 | 0 | 0 | 0 | 0
| NOx Emissions (MMshortTons) | ENT | Southwest | HQ/Maritimes | FixedInterchange | 0 | 0 | 0 | 0 | 0 | 0 | FixedInterchange | 0 | 0 | 0 | 0 | 0 | 0
NOx Emissions (MMshortTons)
| NOx Emissions (MMshortTons) |  |  |  | NOx Emissions (MMshortTons): FRCC | [6 empty] | NOx Emissions (MMshortTons): FRCC
| NOx Emissions (MMshortTons) |  |  |  | ReportingType | 2015 | 2020 | 2025 | 2030 | 2035 | 2040 | ReportingType | 2015 | 2020 | 2025 | 2030 | 2035 | 2040
| NOx Emissions (MMshortTons) | FRCC | South | Other Renew | BM | 0 | 0 | 0 | 0 | 0 | 0 | BM | 0 | 0 | 0 | 0 | 0 | 0
| NOx Emissions (MMshortTons) | FRCC | South | CC | CC | 0.01 | 0.01 | 0.01 | 0.01 | 0 | 0 | CC | 0.01 | 0.01 | 0.01 | 0.01 | 0 | 0
| NOx Emissions (MMshortTons) | FRCC | South | Other Renew | CSP | 0 | 0 | 0 | 0 | 0 | 0 | CSP | 0 | 0 | 0 | 0 | 0 | 0
| NOx Emissions (MMshortTons) | FRCC | South | CT | CT | 0 | 0 | 0 | 0 | 0 | 0 | CT | 0 | 0 | 0 | 0 | 0 | 0
| NOx Emissions (MMshortTons) | FRCC | South | Coal | Coal | 0.02 | 0 | 0 | 0 | 0 | 0 | Coal | 0.02 | 0.01 | 0 | 0 | 0 | 0
| NOx Emissions (MMshortTons) | FRCC | South | Other Renew | Geo | 0 | 0 | 0 | 0 | 0 | 0 | Geo | 0 | 0 | 0 | 0 | 0 | 0
| NOx Emissions (MMshortTons) | FRCC | South | Hydro | H | 0 | 0 | 0 | 0 | 0 | 0 | H | 0 | 0 | 0 | 0 | 0 | 0
| NOx Emissions (MMshortTons) | FRCC | South | Other Renew | LFG | 0 | 0 | 0 | 0 | 0 | 0 | LFG | 0 | 0 | 0 | 0 | 0 | 0
| NOx Emissions (MMshortTons) | FRCC | South | Nuclear | Nuc | 0 | 0 | 0 | 0 | 0 | 0 | Nuc | 0 | 0 | 0 | 0 | 0 | 0
| NOx Emissions (MMshortTons) | FRCC | South | Other | PS | 0 | 0 | 0 | 0 | 0 | 0 | PS | 0 | 0 | 0 | 0 | 0 | 0
| NOx Emissions (MMshortTons) | FRCC | South | Other Renew | PV | 0 | 0 | 0 | 0 | 0 | 0 | PV | 0 | 0 | 0 | 0 | 0 | 0
| NOx Emissions (MMshortTons) | FRCC | South | CT | PeakG | 0 | 0 | 0 | 0 | 0 | 0 | PeakG | 0 | 0 | 0 | 0 | 0 | 0
| NOx Emissions (MMshortTons) | FRCC | South | CT | PeakO | 0 | 0 | 0 | 0 | 0 | 0 | PeakO | 0 | 0 | 0 | 0 | 0 | 0
| NOx Emissions (MMshortTons) | FRCC | South | Other Renew | ST | 0 | 0 | 0 | 0 | 0 | 0 | ST | 0 | 0 | 0 | 0 | 0 | 0
| NOx Emissions (MMshortTons) | FRCC | South | Steam O/G | STOG | 0 | 0 | 0 | 0 | 0 | 0 | STOG | 0 | 0 | 0 | 0 | 0 | 0
| NOx Emissions (MMshortTons) | FRCC | South | Other Renew | STWD | 0 | 0 | 0 | 0 | 0 | 0 | STWD | 0 | 0 | 0 | 0 | 0 | 0
| NOx Emissions (MMshortTons) | FRCC | South | On-shore Wind | WT | 0 | 0 | 0 | 0 | 0 | 0 | WT | 0 | 0 | 0 | 0 | 0 | 0
| NOx Emissions (MMshortTons) | FRCC | South | Coal | IGCC | 0 | 0 | 0 | 0 | 0 | 0 | IGCC | 0 | 0 | 0 | 0 | 0 | 0
| NOx Emissions (MMshortTons) | FRCC | South | DR | DemandResponse | 0 | 0 | 0 | 0 | 0 | 0 | DemandResponse | 0 | 0 | 0 | 0 | 0 | 0
| NOx Emissions (MMshortTons) | FRCC | South | Coal-CCS | IGCC-CCS | 0 | 0 | 0 | 0 | 0 | 0 | IGCC-CCS | 0 | 0 | 0 | 0 | 0 | 0
| NOx Emissions (MMshortTons) | FRCC | South | Off-shore Wind | WT_off | 0 | 0 | 0 | 0 | 0 | 0 | WT_off | 0 | 0 | 0 | 0 | 0 | 0
| NOx Emissions (MMshortTons) | FRCC | South | Other | PseudoUnit | 0 | 0 | 0 | 0 | 0 | 0 | PseudoUnit | 0 | 0 | 0 | 0 | 0 | 0
| NOx Emissions (MMshortTons) | FRCC | South | HQ/Maritimes | FixedInterchange | 0 | 0 | 0 | 0 | 0 | 0 | FixedInterchange | 0 | 0 | 0 | 0 | 0 | 0
NOx Emissions (MMshortTons)
| NOx Emissions (MMshortTons) |  |  |  | NOx Emissions (MMshortTons): MAPP_US | [6 empty] | NOx Emissions (MMshortTons): MAPP_US
| NOx Emissions (MMshortTons) |  |  |  | ReportingType | 2015 | 2020 | 2025 | 2030 | 2035 | 2040 | ReportingType | 2015 | 2020 | 2025 | 2030 | 2035 | 2040
| NOx Emissions (MMshortTons) | MAPP_US | Midwest | Other Renew | BM | 0 | 0 | 0 | 0 | 0 | 0 | BM | 0 | 0 | 0 | 0 | 0 | 0
| NOx Emissions (MMshortTons) | MAPP_US | Midwest | CC | CC | 0 | 0 | 0 | 0 | 0 | 0 | CC | 0 | 0 | 0 | 0 | 0 | 0
| NOx Emissions (MMshortTons) | MAPP_US | Midwest | Other Renew | CSP | 0 | 0 | 0 | 0 | 0 | 0 | CSP | 0 | 0 | 0 | 0 | 0 | 0
| NOx Emissions (MMshortTons) | MAPP_US | Midwest | CT | CT | 0 | 0 | 0 | 0 | 0 | 0 | CT | 0 | 0 | 0 | 0 | 0 | 0
| NOx Emissions (MMshortTons) | MAPP_US | Midwest | Coal | Coal | 0.02 | 0 | 0 | 0 | 0 | 0 | Coal | 0.02 | 0 | 0 | 0 | 0 | 0
| NOx Emissions (MMshortTons) | MAPP_US | Midwest | Other Renew | Geo | 0 | 0 | 0 | 0 | 0 | 0 | Geo | 0 | 0 | 0 | 0 | 0 | 0
| NOx Emissions (MMshortTons) | MAPP_US | Midwest | Hydro | H | 0 | 0 | 0 | 0 | 0 | 0 | H | 0 | 0 | 0 | 0 | 0 | 0
| NOx Emissions (MMshortTons) | MAPP_US | Midwest | Other Renew | LFG | 0 | 0 | 0 | 0 | 0 | 0 | LFG | 0 | 0 | 0 | 0 | 0 | 0
| NOx Emissions (MMshortTons) | MAPP_US | Midwest | Nuclear | Nuc | 0 | 0 | 0 | 0 | 0 | 0 | Nuc | 0 | 0 | 0 | 0 | 0 | 0
| NOx Emissions (MMshortTons) | MAPP_US | Midwest | Other | PS | 0 | 0 | 0 | 0 | 0 | 0 | PS | 0 | 0 | 0 | 0 | 0 | 0
| NOx Emissions (MMshortTons) | MAPP_US | Midwest | Other Renew | PV | 0 | 0 | 0 | 0 | 0 | 0 | PV | 0 | 0 | 0 | 0 | 0 | 0
| NOx Emissions (MMshortTons) | MAPP_US | Midwest | CT | PeakG | 0 | 0 | 0 | 0 | 0 | 0 | PeakG | 0 | 0 | 0 | 0 | 0 | 0
| NOx Emissions (MMshortTons) | MAPP_US | Midwest | CT | PeakO | 0 | 0 | 0 | 0 | 0 | 0 | PeakO | 0 | 0 | 0 | 0 | 0 | 0
| NOx Emissions (MMshortTons) | MAPP_US | Midwest | Other Renew | ST | 0 | 0 | 0 | 0 | 0 | 0 | ST | 0 | 0 | 0 | 0 | 0 | 0
| NOx Emissions (MMshortTons) | MAPP_US | Midwest | Steam O/G | STOG | 0 | 0 | 0 | 0 | 0 | 0 | STOG | 0 | 0 | 0 | 0 | 0 | 0
| NOx Emissions (MMshortTons) | MAPP_US | Midwest | Other Renew | STWD | 0 | 0 | 0 | 0 | 0 | 0 | STWD | 0 | 0 | 0 | 0 | 0 | 0
| NOx Emissions (MMshortTons) | MAPP_US | Midwest | On-shore Wind | WT | 0 | 0 | 0 | 0 | 0 | 0 | WT | 0 | 0 | 0 | 0 | 0 | 0
| NOx Emissions (MMshortTons) | MAPP_US | Midwest | Coal | IGCC | 0 | 0 | 0 | 0 | 0 | 0 | IGCC | 0 | 0 | 0 | 0 | 0 | 0
| NOx Emissions (MMshortTons) | MAPP_US | Midwest | DR | DemandResponse | 0 | 0 | 0 | 0 | 0 | 0 | DemandResponse | 0 | 0 | 0 | 0 | 0 | 0
| NOx Emissions (MMshortTons) | MAPP_US | Midwest | Coal-CCS | IGCC-CCS | 0 | 0 | 0 | 0 | 0 | 0 | IGCC-CCS | 0 | 0 | 0 | 0 | 0 | 0
| NOx Emissions (MMshortTons) | MAPP_US | Midwest | Off-shore Wind | WT_off | 0 | 0 | 0 | 0 | 0 | 0 | WT_off | 0 | 0 | 0 | 0 | 0 | 0
| NOx Emissions (MMshortTons) | MAPP_US | Midwest | Other | PseudoUnit | 0 | 0 | 0 | 0 | 0 | 0 | PseudoUnit | 0 | 0 | 0 | 0 | 0 | 0
| NOx Emissions (MMshortTons) | MAPP_US | Midwest | HQ/Maritimes | FixedInterchange | 0 | 0 | 0 | 0 | 0 | 0 | FixedInterchange | 0 | 0 | 0 | 0 | 0 | 0
NOx Emissions (MMshortTons)
| NOx Emissions (MMshortTons) |  |  |  | NOx Emissions (MMshortTons): MISO_IN | [6 empty] | NOx Emissions (MMshortTons): MISO_IN
| NOx Emissions (MMshortTons) |  |  |  | ReportingType | 2015 | 2020 | 2025 | 2030 | 2035 | 2040 | ReportingType | 2015 | 2020 | 2025 | 2030 | 2035 | 2040
| NOx Emissions (MMshortTons) | MISO_IN | Midwest | Other Renew | BM | 0 | 0 | 0 | 0 | 0 | 0 | BM | 0 | 0 | 0 | 0 | 0 | 0
| NOx Emissions (MMshortTons) | MISO_IN | Midwest | CC | CC | 0 | 0 | 0 | 0 | 0 | 0 | CC | 0 | 0.01 | 0.01 | 0 | 0 | 0
| NOx Emissions (MMshortTons) | MISO_IN | Midwest | Other Renew | CSP | 0 | 0 | 0 | 0 | 0 | 0 | CSP | 0 | 0 | 0 | 0 | 0 | 0
| NOx Emissions (MMshortTons) | MISO_IN | Midwest | CT | CT | 0 | 0 | 0 | 0 | 0 | 0 | CT | 0 | 0 | 0 | 0 | 0 | 0
| NOx Emissions (MMshortTons) | MISO_IN | Midwest | Coal | Coal | 0.05 | 0.02 | 0 | 0 | 0.01 | 0.01 | Coal | 0.05 | 0.02 | 0 | 0 | 0.01 | 0.01
| NOx Emissions (MMshortTons) | MISO_IN | Midwest | Other Renew | Geo | 0 | 0 | 0 | 0 | 0 | 0 | Geo | 0 | 0 | 0 | 0 | 0 | 0
| NOx Emissions (MMshortTons) | MISO_IN | Midwest | Hydro | H | 0 | 0 | 0 | 0 | 0 | 0 | H | 0 | 0 | 0 | 0 | 0 | 0
| NOx Emissions (MMshortTons) | MISO_IN | Midwest | Other Renew | LFG | 0 | 0 | 0 | 0 | 0 | 0 | LFG | 0 | 0 | 0 | 0 | 0 | 0
| NOx Emissions (MMshortTons) | MISO_IN | Midwest | Nuclear | Nuc | 0 | 0 | 0 | 0 | 0 | 0 | Nuc | 0 | 0 | 0 | 0 | 0 | 0
| NOx Emissions (MMshortTons) | MISO_IN | Midwest | Other | PS | 0 | 0 | 0 | 0 | 0 | 0 | PS | 0 | 0 | 0 | 0 | 0 | 0
| NOx Emissions (MMshortTons) | MISO_IN | Midwest | Other Renew | PV | 0 | 0 | 0 | 0 | 0 | 0 | PV | 0 | 0 | 0 | 0 | 0 | 0
| NOx Emissions (MMshortTons) | MISO_IN | Midwest | CT | PeakG | 0 | 0 | 0 | 0 | 0 | 0 | PeakG | 0 | 0 | 0 | 0 | 0 | 0
| NOx Emissions (MMshortTons) | MISO_IN | Midwest | CT | PeakO | 0 | 0 | 0 | 0 | 0 | 0 | PeakO | 0 | 0 | 0 | 0 | 0 | 0
| NOx Emissions (MMshortTons) | MISO_IN | Midwest | Other Renew | ST | 0 | 0 | 0 | 0 | 0 | 0 | ST | 0 | 0 | 0 | 0 | 0 | 0
| NOx Emissions (MMshortTons) | MISO_IN | Midwest | Steam O/G | STOG | 0 | 0 | 0 | 0 | 0 | 0 | STOG | 0 | 0 | 0 | 0 | 0 | 0
| NOx Emissions (MMshortTons) | MISO_IN | Midwest | Other Renew | STWD | 0 | 0 | 0 | 0 | 0 | 0 | STWD | 0 | 0 | 0 | 0 | 0 | 0
| NOx Emissions (MMshortTons) | MISO_IN | Midwest | On-shore Wind | WT | 0 | 0 | 0 | 0 | 0 | 0 | WT | 0 | 0 | 0 | 0 | 0 | 0
| NOx Emissions (MMshortTons) | MISO_IN | Midwest | Coal | IGCC | 0 | 0 | 0 | 0 | 0 | 0 | IGCC | 0 | 0 | 0 | 0 | 0 | 0
| NOx Emissions (MMshortTons) | MISO_IN | Midwest | DR | DemandResponse | 0 | 0 | 0 | 0 | 0 | 0 | DemandResponse | 0 | 0 | 0 | 0 | 0 | 0
| NOx Emissions (MMshortTons) | MISO_IN | Midwest | Coal-CCS | IGCC-CCS | 0 | 0 | 0 | 0 | 0 | 0 | IGCC-CCS | 0 | 0 | 0 | 0 | 0 | 0
| NOx Emissions (MMshortTons) | MISO_IN | Midwest | Off-shore Wind | WT_off | 0 | 0 | 0 | 0 | 0 | 0 | WT_off | 0 | 0 | 0 | 0 | 0 | 0
| NOx Emissions (MMshortTons) | MISO_IN | Midwest | Other | PseudoUnit | 0 | 0 | 0 | 0 | 0 | 0 | PseudoUnit | 0 | 0 | 0 | 0 | 0 | 0
| NOx Emissions (MMshortTons) | MISO_IN | Midwest | HQ/Maritimes | FixedInterchange | 0 | 0 | 0 | 0 | 0 | 0 | FixedInterchange | 0 | 0 | 0 | 0 | 0 | 0
NOx Emissions (MMshortTons)
| NOx Emissions (MMshortTons) |  |  |  | NOx Emissions (MMshortTons): MISO_MI | [6 empty] | NOx Emissions (MMshortTons): MISO_MI
| NOx Emissions (MMshortTons) |  |  |  | ReportingType | 2015 | 2020 | 2025 | 2030 | 2035 | 2040 | ReportingType | 2015 | 2020 | 2025 | 2030 | 2035 | 2040
| NOx Emissions (MMshortTons) | MISO_MI | Midwest | Other Renew | BM | 0 | 0 | 0 | 0 | 0 | 0 | BM | 0 | 0 | 0 | 0 | 0 | 0
| NOx Emissions (MMshortTons) | MISO_MI | Midwest | CC | CC | 0 | 0 | 0 | 0 | 0 | 0 | CC | 0 | 0 | 0 | 0 | 0 | 0
| NOx Emissions (MMshortTons) | MISO_MI | Midwest | Other Renew | CSP | 0 | 0 | 0 | 0 | 0 | 0 | CSP | 0 | 0 | 0 | 0 | 0 | 0
| NOx Emissions (MMshortTons) | MISO_MI | Midwest | CT | CT | 0 | 0 | 0 | 0 | 0 | 0 | CT | 0 | 0 | 0 | 0 | 0 | 0
| NOx Emissions (MMshortTons) | MISO_MI | Midwest | Coal | Coal | 0.03 | 0 | 0 | 0 | 0 | 0 | Coal | 0.03 | 0 | 0 | 0 | 0 | 0
| NOx Emissions (MMshortTons) | MISO_MI | Midwest | Other Renew | Geo | 0 | 0 | 0 | 0 | 0 | 0 | Geo | 0 | 0 | 0 | 0 | 0 | 0
| NOx Emissions (MMshortTons) | MISO_MI | Midwest | Hydro | H | 0 | 0 | 0 | 0 | 0 | 0 | H | 0 | 0 | 0 | 0 | 0 | 0
| NOx Emissions (MMshortTons) | MISO_MI | Midwest | Other Renew | LFG | 0 | 0 | 0 | 0 | 0 | 0 | LFG | 0 | 0 | 0 | 0 | 0 | 0
| NOx Emissions (MMshortTons) | MISO_MI | Midwest | Nuclear | Nuc | 0 | 0 | 0 | 0 | 0 | 0 | Nuc | 0 | 0 | 0 | 0 | 0 | 0
| NOx Emissions (MMshortTons) | MISO_MI | Midwest | Other | PS | 0 | 0 | 0 | 0 | 0 | 0 | PS | 0 | 0 | 0 | 0 | 0 | 0
| NOx Emissions (MMshortTons) | MISO_MI | Midwest | Other Renew | PV | 0 | 0 | 0 | 0 | 0 | 0 | PV | 0 | 0 | 0 | 0 | 0 | 0
| NOx Emissions (MMshortTons) | MISO_MI | Midwest | CT | PeakG | 0 | 0 | 0 | 0 | 0 | 0 | PeakG | 0 | 0 | 0 | 0 | 0 | 0
| NOx Emissions (MMshortTons) | MISO_MI | Midwest | CT | PeakO | 0 | 0 | 0 | 0 | 0 | 0 | PeakO | 0 | 0 | 0 | 0 | 0 | 0
| NOx Emissions (MMshortTons) | MISO_MI | Midwest | Other Renew | ST | 0 | 0 | 0 | 0 | 0 | 0 | ST | 0 | 0 | 0 | 0 | 0 | 0
| NOx Emissions (MMshortTons) | MISO_MI | Midwest | Steam O/G | STOG | 0 | 0 | 0 | 0 | 0 | 0 | STOG | 0 | 0 | 0 | 0 | 0 | 0
| NOx Emissions (MMshortTons) | MISO_MI | Midwest | Other Renew | STWD | 0 | 0 | 0 | 0 | 0 | 0 | STWD | 0 | 0 | 0 | 0 | 0 | 0
| NOx Emissions (MMshortTons) | MISO_MI | Midwest | On-shore Wind | WT | 0 | 0 | 0 | 0 | 0 | 0 | WT | 0 | 0 | 0 | 0 | 0 | 0
| NOx Emissions (MMshortTons) | MISO_MI | Midwest | Coal | IGCC | 0 | 0 | 0 | 0 | 0 | 0 | IGCC | 0 | 0 | 0 | 0 | 0 | 0
| NOx Emissions (MMshortTons) | MISO_MI | Midwest | DR | DemandResponse | 0 | 0 | 0 | 0 | 0 | 0 | DemandResponse | 0 | 0 | 0 | 0 | 0 | 0
| NOx Emissions (MMshortTons) | MISO_MI | Midwest | Coal-CCS | IGCC-CCS | 0 | 0 | 0 | 0 | 0 | 0 | IGCC-CCS | 0 | 0 | 0 | 0 | 0 | 0
| NOx Emissions (MMshortTons) | MISO_MI | Midwest | Off-shore Wind | WT_off | 0 | 0 | 0 | 0 | 0 | 0 | WT_off | 0 | 0 | 0 | 0 | 0 | 0
| NOx Emissions (MMshortTons) | MISO_MI | Midwest | Other | PseudoUnit | 0 | 0 | 0 | 0 | 0 | 0 | PseudoUnit | 0 | 0 | 0 | 0 | 0 | 0
| NOx Emissions (MMshortTons) | MISO_MI | Midwest | HQ/Maritimes | FixedInterchange | 0 | 0 | 0 | 0 | 0 | 0 | FixedInterchange | 0 | 0 | 0 | 0 | 0 | 0
NOx Emissions (MMshortTons)
| NOx Emissions (MMshortTons) |  |  |  | NOx Emissions (MMshortTons): MISO_MO-IL | [6 empty] | NOx Emissions (MMshortTons): MISO_MO-IL
| NOx Emissions (MMshortTons) |  |  |  | ReportingType | 2015 | 2020 | 2025 | 2030 | 2035 | 2040 | ReportingType | 2015 | 2020 | 2025 | 2030 | 2035 | 2040
| NOx Emissions (MMshortTons) | MISO_MO-IL | Midwest | Other Renew | BM | 0 | 0 | 0 | 0 | 0 | 0 | BM | 0 | 0 | 0 | 0 | 0 | 0
| NOx Emissions (MMshortTons) | MISO_MO-IL | Midwest | CC | CC | 0 | 0 | 0 | 0 | 0 | 0 | CC | 0 | 0 | 0 | 0 | 0 | 0
| NOx Emissions (MMshortTons) | MISO_MO-IL | Midwest | Other Renew | CSP | 0 | 0 | 0 | 0 | 0 | 0 | CSP | 0 | 0 | 0 | 0 | 0 | 0
| NOx Emissions (MMshortTons) | MISO_MO-IL | Midwest | CT | CT | 0 | 0 | 0 | 0 | 0 | 0 | CT | 0 | 0 | 0 | 0 | 0 | 0
| NOx Emissions (MMshortTons) | MISO_MO-IL | Midwest | Coal | Coal | 0.04 | 0.01 | 0 | 0 | 0 | 0 | Coal | 0.04 | 0.01 | 0 | 0 | 0 | 0
| NOx Emissions (MMshortTons) | MISO_MO-IL | Midwest | Other Renew | Geo | 0 | 0 | 0 | 0 | 0 | 0 | Geo | 0 | 0 | 0 | 0 | 0 | 0
| NOx Emissions (MMshortTons) | MISO_MO-IL | Midwest | Hydro | H | 0 | 0 | 0 | 0 | 0 | 0 | H | 0 | 0 | 0 | 0 | 0 | 0
| NOx Emissions (MMshortTons) | MISO_MO-IL | Midwest | Other Renew | LFG | 0 | 0 | 0 | 0 | 0 | 0 | LFG | 0 | 0 | 0 | 0 | 0 | 0
| NOx Emissions (MMshortTons) | MISO_MO-IL | Midwest | Nuclear | Nuc | 0 | 0 | 0 | 0 | 0 | 0 | Nuc | 0 | 0 | 0 | 0 | 0 | 0
| NOx Emissions (MMshortTons) | MISO_MO-IL | Midwest | Other | PS | 0 | 0 | 0 | 0 | 0 | 0 | PS | 0 | 0 | 0 | 0 | 0 | 0
| NOx Emissions (MMshortTons) | MISO_MO-IL | Midwest | Other Renew | PV | 0 | 0 | 0 | 0 | 0 | 0 | PV | 0 | 0 | 0 | 0 | 0 | 0
| NOx Emissions (MMshortTons) | MISO_MO-IL | Midwest | CT | PeakG | 0 | 0 | 0 | 0 | 0 | 0 | PeakG | 0 | 0 | 0 | 0 | 0 | 0
| NOx Emissions (MMshortTons) | MISO_MO-IL | Midwest | CT | PeakO | 0 | 0 | 0 | 0 | 0 | 0 | PeakO | 0 | 0 | 0 | 0 | 0 | 0
| NOx Emissions (MMshortTons) | MISO_MO-IL | Midwest | Other Renew | ST | 0 | 0 | 0 | 0 | 0 | 0 | ST | 0 | 0 | 0 | 0 | 0 | 0
| NOx Emissions (MMshortTons) | MISO_MO-IL | Midwest | Steam O/G | STOG | 0 | 0 | 0 | 0 | 0 | 0 | STOG | 0 | 0 | 0 | 0 | 0 | 0
| NOx Emissions (MMshortTons) | MISO_MO-IL | Midwest | Other Renew | STWD | 0 | 0 | 0 | 0 | 0 | 0 | STWD | 0 | 0 | 0 | 0 | 0 | 0
| NOx Emissions (MMshortTons) | MISO_MO-IL | Midwest | On-shore Wind | WT | 0 | 0 | 0 | 0 | 0 | 0 | WT | 0 | 0 | 0 | 0 | 0 | 0
| NOx Emissions (MMshortTons) | MISO_MO-IL | Midwest | Coal | IGCC | 0 | 0 | 0 | 0 | 0 | 0 | IGCC | 0 | 0 | 0 | 0 | 0 | 0
| NOx Emissions (MMshortTons) | MISO_MO-IL | Midwest | DR | DemandResponse | 0 | 0 | 0 | 0 | 0 | 0 | DemandResponse | 0 | 0 | 0 | 0 | 0 | 0
| NOx Emissions (MMshortTons) | MISO_MO-IL | Midwest | Coal-CCS | IGCC-CCS | 0 | 0 | 0 | 0 | 0 | 0 | IGCC-CCS | 0 | 0 | 0 | 0 | 0 | 0
| NOx Emissions (MMshortTons) | MISO_MO-IL | Midwest | Off-shore Wind | WT_off | 0 | 0 | 0 | 0 | 0 | 0 | WT_off | 0 | 0 | 0 | 0 | 0 | 0
| NOx Emissions (MMshortTons) | MISO_MO-IL | Midwest | Other | PseudoUnit | 0 | 0 | 0 | 0 | 0 | 0 | PseudoUnit | 0 | 0 | 0 | 0 | 0 | 0
| NOx Emissions (MMshortTons) | MISO_MO-IL | Midwest | HQ/Maritimes | FixedInterchange | 0 | 0 | 0 | 0 | 0 | 0 | FixedInterchange | 0 | 0 | 0 | 0 | 0 | 0
NOx Emissions (MMshortTons)
| NOx Emissions (MMshortTons) |  |  |  | NOx Emissions (MMshortTons): MISO_W | [6 empty] | NOx Emissions (MMshortTons): MISO_W
| NOx Emissions (MMshortTons) |  |  |  | ReportingType | 2015 | 2020 | 2025 | 2030 | 2035 | 2040 | ReportingType | 2015 | 2020 | 2025 | 2030 | 2035 | 2040
| NOx Emissions (MMshortTons) | MISO_W | Midwest | Other Renew | BM | 0 | 0 | 0 | 0 | 0 | 0 | BM | 0 | 0 | 0 | 0 | 0 | 0
| NOx Emissions (MMshortTons) | MISO_W | Midwest | CC | CC | 0 | 0 | 0 | 0 | 0 | 0 | CC | 0 | 0 | 0 | 0 | 0 | 0
| NOx Emissions (MMshortTons) | MISO_W | Midwest | Other Renew | CSP | 0 | 0 | 0 | 0 | 0 | 0 | CSP | 0 | 0 | 0 | 0 | 0 | 0
| NOx Emissions (MMshortTons) | MISO_W | Midwest | CT | CT | 0 | 0 | 0 | 0 | 0 | 0 | CT | 0 | 0 | 0 | 0 | 0 | 0
| NOx Emissions (MMshortTons) | MISO_W | Midwest | Coal | Coal | 0.09 | 0.02 | 0 | 0 | 0 | 0 | Coal | 0.09 | 0.02 | 0 | 0 | 0 | 0
| NOx Emissions (MMshortTons) | MISO_W | Midwest | Other Renew | Geo | 0 | 0 | 0 | 0 | 0 | 0 | Geo | 0 | 0 | 0 | 0 | 0 | 0
| NOx Emissions (MMshortTons) | MISO_W | Midwest | Hydro | H | 0 | 0 | 0 | 0 | 0 | 0 | H | 0 | 0 | 0 | 0 | 0 | 0
| NOx Emissions (MMshortTons) | MISO_W | Midwest | Other Renew | LFG | 0 | 0 | 0 | 0 | 0 | 0 | LFG | 0 | 0 | 0 | 0 | 0 | 0
| NOx Emissions (MMshortTons) | MISO_W | Midwest | Nuclear | Nuc | 0 | 0 | 0 | 0 | 0 | 0 | Nuc | 0 | 0 | 0 | 0 | 0 | 0
| NOx Emissions (MMshortTons) | MISO_W | Midwest | Other | PS | 0 | 0 | 0 | 0 | 0 | 0 | PS | 0 | 0 | 0 | 0 | 0 | 0
| NOx Emissions (MMshortTons) | MISO_W | Midwest | Other Renew | PV | 0 | 0 | 0 | 0 | 0 | 0 | PV | 0 | 0 | 0 | 0 | 0 | 0
| NOx Emissions (MMshortTons) | MISO_W | Midwest | CT | PeakG | 0 | 0 | 0 | 0 | 0 | 0 | PeakG | 0 | 0 | 0 | 0 | 0 | 0
| NOx Emissions (MMshortTons) | MISO_W | Midwest | CT | PeakO | 0 | 0 | 0 | 0 | 0 | 0 | PeakO | 0 | 0 | 0 | 0 | 0 | 0
| NOx Emissions (MMshortTons) | MISO_W | Midwest | Other Renew | ST | 0 | 0 | 0 | 0 | 0 | 0 | ST | 0 | 0 | 0 | 0 | 0 | 0
| NOx Emissions (MMshortTons) | MISO_W | Midwest | Steam O/G | STOG | 0 | 0 | 0 | 0 | 0 | 0 | STOG | 0 | 0 | 0 | 0 | 0 | 0
| NOx Emissions (MMshortTons) | MISO_W | Midwest | Other Renew | STWD | 0 | 0 | 0 | 0 | 0 | 0 | STWD | 0 | 0 | 0 | 0 | 0 | 0
| NOx Emissions (MMshortTons) | MISO_W | Midwest | On-shore Wind | WT | 0 | 0 | 0 | 0 | 0 | 0 | WT | 0 | 0 | 0 | 0 | 0 | 0
| NOx Emissions (MMshortTons) | MISO_W | Midwest | Coal | IGCC | 0 | 0 | 0 | 0 | 0 | 0 | IGCC | 0 | 0 | 0 | 0 | 0 | 0
| NOx Emissions (MMshortTons) | MISO_W | Midwest | DR | DemandResponse | 0 | 0 | 0 | 0 | 0 | 0 | DemandResponse | 0 | 0 | 0 | 0 | 0 | 0
| NOx Emissions (MMshortTons) | MISO_W | Midwest | Coal-CCS | IGCC-CCS | 0 | 0 | 0 | 0 | 0 | 0 | IGCC-CCS | 0 | 0 | 0 | 0 | 0 | 0
| NOx Emissions (MMshortTons) | MISO_W | Midwest | Off-shore Wind | WT_off | 0 | 0 | 0 | 0 | 0 | 0 | WT_off | 0 | 0 | 0 | 0 | 0 | 0
| NOx Emissions (MMshortTons) | MISO_W | Midwest | Other | PseudoUnit | 0 | 0 | 0 | 0 | 0 | 0 | PseudoUnit | 0 | 0 | 0 | 0 | 0 | 0
| NOx Emissions (MMshortTons) | MISO_W | Midwest | HQ/Maritimes | FixedInterchange | 0 | 0 | 0 | 0 | 0 | 0 | FixedInterchange | 0 | 0 | 0 | 0 | 0 | 0
NOx Emissions (MMshortTons)
| NOx Emissions (MMshortTons) |  |  |  | NOx Emissions (MMshortTons): MISO_WUMS | [6 empty] | NOx Emissions (MMshortTons): MISO_WUMS
| NOx Emissions (MMshortTons) |  |  |  | ReportingType | 2015 | 2020 | 2025 | 2030 | 2035 | 2040 | ReportingType | 2015 | 2020 | 2025 | 2030 | 2035 | 2040
| NOx Emissions (MMshortTons) | MISO_WUMS | Midwest | Other Renew | BM | 0 | 0 | 0 | 0 | 0 | 0 | BM | 0 | 0 | 0 | 0 | 0 | 0
| NOx Emissions (MMshortTons) | MISO_WUMS | Midwest | CC | CC | 0.01 | 0.01 | 0.01 | 0.01 | 0 | 0 | CC | 0 | 0 | 0 | 0 | 0 | 0
| NOx Emissions (MMshortTons) | MISO_WUMS | Midwest | Other Renew | CSP | 0 | 0 | 0 | 0 | 0 | 0 | CSP | 0 | 0 | 0 | 0 | 0 | 0
| NOx Emissions (MMshortTons) | MISO_WUMS | Midwest | CT | CT | 0 | 0 | 0 | 0 | 0 | 0 | CT | 0 | 0 | 0 | 0 | 0 | 0
| NOx Emissions (MMshortTons) | MISO_WUMS | Midwest | Coal | Coal | 0.01 | 0 | 0 | 0 | 0 | 0 | Coal | 0 | 0 | 0 | 0 | 0 | 0
| NOx Emissions (MMshortTons) | MISO_WUMS | Midwest | Other Renew | Geo | 0 | 0 | 0 | 0 | 0 | 0 | Geo | 0 | 0 | 0 | 0 | 0 | 0
| NOx Emissions (MMshortTons) | MISO_WUMS | Midwest | Hydro | H | 0 | 0 | 0 | 0 | 0 | 0 | H | 0 | 0 | 0 | 0 | 0 | 0
| NOx Emissions (MMshortTons) | MISO_WUMS | Midwest | Other Renew | LFG | 0 | 0 | 0 | 0 | 0 | 0 | LFG | 0 | 0 | 0 | 0 | 0 | 0
| NOx Emissions (MMshortTons) | MISO_WUMS | Midwest | Nuclear | Nuc | 0 | 0 | 0 | 0 | 0 | 0 | Nuc | 0 | 0 | 0 | 0 | 0 | 0
| NOx Emissions (MMshortTons) | MISO_WUMS | Midwest | Other | PS | 0 | 0 | 0 | 0 | 0 | 0 | PS | 0 | 0 | 0 | 0 | 0 | 0
| NOx Emissions (MMshortTons) | MISO_WUMS | Midwest | Other Renew | PV | 0 | 0 | 0 | 0 | 0 | 0 | PV | 0 | 0 | 0 | 0 | 0 | 0
| NOx Emissions (MMshortTons) | MISO_WUMS | Midwest | CT | PeakG | 0 | 0 | 0 | 0 | 0 | 0 | PeakG | 0 | 0 | 0 | 0 | 0 | 0
| NOx Emissions (MMshortTons) | MISO_WUMS | Midwest | CT | PeakO | 0 | 0 | 0 | 0 | 0 | 0 | PeakO | 0 | 0 | 0 | 0 | 0 | 0
| NOx Emissions (MMshortTons) | MISO_WUMS | Midwest | Other Renew | ST | 0 | 0 | 0 | 0 | 0 | 0 | ST | 0 | 0 | 0 | 0 | 0 | 0
| NOx Emissions (MMshortTons) | MISO_WUMS | Midwest | Steam O/G | STOG | 0 | 0 | 0 | 0 | 0 | 0 | STOG | 0 | 0 | 0 | 0 | 0 | 0
| NOx Emissions (MMshortTons) | MISO_WUMS | Midwest | Other Renew | STWD | 0 | 0 | 0 | 0 | 0 | 0 | STWD | 0 | 0 | 0 | 0 | 0 | 0
| NOx Emissions (MMshortTons) | MISO_WUMS | Midwest | On-shore Wind | WT | 0 | 0 | 0 | 0 | 0 | 0 | WT | 0 | 0 | 0 | 0 | 0 | 0
| NOx Emissions (MMshortTons) | MISO_WUMS | Midwest | Coal | IGCC | 0 | 0 | 0 | 0 | 0 | 0 | IGCC | 0 | 0 | 0 | 0 | 0 | 0
| NOx Emissions (MMshortTons) | MISO_WUMS | Midwest | DR | DemandResponse | 0 | 0 | 0 | 0 | 0 | 0 | DemandResponse | 0 | 0 | 0 | 0 | 0 | 0
| NOx Emissions (MMshortTons) | MISO_WUMS | Midwest | Coal-CCS | IGCC-CCS | 0 | 0 | 0 | 0 | 0 | 0 | IGCC-CCS | 0 | 0 | 0 | 0 | 0 | 0
| NOx Emissions (MMshortTons) | MISO_WUMS | Midwest | Off-shore Wind | WT_off | 0 | 0 | 0 | 0 | 0 | 0 | WT_off | 0 | 0 | 0 | 0 | 0 | 0
| NOx Emissions (MMshortTons) | MISO_WUMS | Midwest | Other | PseudoUnit | 0 | 0 | 0 | 0 | 0 | 0 | PseudoUnit | 0 | 0 | 0 | 0 | 0 | 0
| NOx Emissions (MMshortTons) | MISO_WUMS | Midwest | HQ/Maritimes | FixedInterchange | 0 | 0 | 0 | 0 | 0 | 0 | FixedInterchange | 0 | 0 | 0 | 0 | 0 | 0
NOx Emissions (MMshortTons)
| NOx Emissions (MMshortTons) |  |  |  | NOx Emissions (MMshortTons): Nebraska | [6 empty] | NOx Emissions (MMshortTons): Nebraska
| NOx Emissions (MMshortTons) |  |  |  | ReportingType | 2015 | 2020 | 2025 | 2030 | 2035 | 2040 | ReportingType | 2015 | 2020 | 2025 | 2030 | 2035 | 2040
| NOx Emissions (MMshortTons) | NE | Southwest | Other Renew | BM | 0 | 0 | 0 | 0 | 0 | 0 | BM | 0 | 0 | 0 | 0 | 0 | 0
| NOx Emissions (MMshortTons) | NE | Southwest | CC | CC | 0 | 0 | 0 | 0 | 0 | 0 | CC | 0 | 0 | 0 | 0 | 0 | 0
| NOx Emissions (MMshortTons) | NE | Southwest | Other Renew | CSP | 0 | 0 | 0 | 0 | 0 | 0 | CSP | 0 | 0 | 0 | 0 | 0 | 0
| NOx Emissions (MMshortTons) | NE | Southwest | CT | CT | 0 | 0 | 0 | 0 | 0 | 0 | CT | 0 | 0 | 0 | 0 | 0 | 0
| NOx Emissions (MMshortTons) | NE | Southwest | Coal | Coal | 0.04 | 0 | 0 | 0 | 0 | 0 | Coal | 0.04 | 0 | 0 | 0 | 0 | 0
| NOx Emissions (MMshortTons) | NE | Southwest | Other Renew | Geo | 0 | 0 | 0 | 0 | 0 | 0 | Geo | 0 | 0 | 0 | 0 | 0 | 0
| NOx Emissions (MMshortTons) | NE | Southwest | Hydro | H | 0 | 0 | 0 | 0 | 0 | 0 | H | 0 | 0 | 0 | 0 | 0 | 0
| NOx Emissions (MMshortTons) | NE | Southwest | Other Renew | LFG | 0 | 0 | 0 | 0 | 0 | 0 | LFG | 0 | 0 | 0 | 0 | 0 | 0
| NOx Emissions (MMshortTons) | NE | Southwest | Nuclear | Nuc | 0 | 0 | 0 | 0 | 0 | 0 | Nuc | 0 | 0 | 0 | 0 | 0 | 0
| NOx Emissions (MMshortTons) | NE | Southwest | Other | PS | 0 | 0 | 0 | 0 | 0 | 0 | PS | 0 | 0 | 0 | 0 | 0 | 0
| NOx Emissions (MMshortTons) | NE | Southwest | Other Renew | PV | 0 | 0 | 0 | 0 | 0 | 0 | PV | 0 | 0 | 0 | 0 | 0 | 0
| NOx Emissions (MMshortTons) | NE | Southwest | CT | PeakG | 0 | 0 | 0 | 0 | 0 | 0 | PeakG | 0 | 0 | 0 | 0 | 0 | 0
| NOx Emissions (MMshortTons) | NE | Southwest | CT | PeakO | 0 | 0 | 0 | 0 | 0 | 0 | PeakO | 0 | 0 | 0 | 0 | 0 | 0
| NOx Emissions (MMshortTons) | NE | Southwest | Other Renew | ST | 0 | 0 | 0 | 0 | 0 | 0 | ST | 0 | 0 | 0 | 0 | 0 | 0
| NOx Emissions (MMshortTons) | NE | Southwest | Steam O/G | STOG | 0 | 0 | 0 | 0 | 0 | 0 | STOG | 0 | 0 | 0 | 0 | 0 | 0
| NOx Emissions (MMshortTons) | NE | Southwest | Other Renew | STWD | 0 | 0 | 0 | 0 | 0 | 0 | STWD | 0 | 0 | 0 | 0 | 0 | 0
| NOx Emissions (MMshortTons) | NE | Southwest | On-shore Wind | WT | 0 | 0 | 0 | 0 | 0 | 0 | WT | 0 | 0 | 0 | 0 | 0 | 0
| NOx Emissions (MMshortTons) | NE | Southwest | Coal | IGCC | 0 | 0 | 0 | 0 | 0 | 0 | IGCC | 0 | 0 | 0 | 0 | 0 | 0
| NOx Emissions (MMshortTons) | NE | Southwest | DR | DemandResponse | 0 | 0 | 0 | 0 | 0 | 0 | DemandResponse | 0 | 0 | 0 | 0 | 0 | 0
| NOx Emissions (MMshortTons) | NE | Southwest | Coal-CCS | IGCC-CCS | 0 | 0 | 0 | 0 | 0 | 0 | IGCC-CCS | 0 | 0 | 0 | 0 | 0 | 0
| NOx Emissions (MMshortTons) | NE | Southwest | Off-shore Wind | WT_off | 0 | 0 | 0 | 0 | 0 | 0 | WT_off | 0 | 0 | 0 | 0 | 0 | 0
| NOx Emissions (MMshortTons) | NE | Southwest | Other | PseudoUnit | 0 | 0 | 0 | 0 | 0 | 0 | PseudoUnit | 0 | 0 | 0 | 0 | 0 | 0
| NOx Emissions (MMshortTons) | NE | Southwest | HQ/Maritimes | FixedInterchange | 0 | 0 | 0 | 0 | 0 | 0 | FixedInterchange | 0 | 0 | 0 | 0 | 0 | 0
NOx Emissions (MMshortTons)
| NOx Emissions (MMshortTons) |  |  |  | NOx Emissions (MMshortTons): NEISO | [6 empty] | NOx Emissions (MMshortTons): NEISO
| NOx Emissions (MMshortTons) |  |  |  | ReportingType | 2015 | 2020 | 2025 | 2030 | 2035 | 2040 | ReportingType | 2015 | 2020 | 2025 | 2030 | 2035 | 2040
| NOx Emissions (MMshortTons) | NEISO | Northeast | Other Renew | BM | 0 | 0 | 0 | 0 | 0 | 0 | BM | 0 | 0 | 0 | 0 | 0 | 0
| NOx Emissions (MMshortTons) | NEISO | Northeast | CC | CC | 0 | 0 | 0 | 0 | 0 | 0 | CC | 0 | 0 | 0 | 0 | 0 | 0
| NOx Emissions (MMshortTons) | NEISO | Northeast | Other Renew | CSP | 0 | 0 | 0 | 0 | 0 | 0 | CSP | 0 | 0 | 0 | 0 | 0 | 0
| NOx Emissions (MMshortTons) | NEISO | Northeast | CT | CT | 0 | 0 | 0 | 0 | 0 | 0 | CT | 0 | 0 | 0 | 0 | 0 | 0
| NOx Emissions (MMshortTons) | NEISO | Northeast | Coal | Coal | 0 | 0 | 0 | 0 | 0 | 0 | Coal | 0 | 0 | 0 | 0 | 0 | 0
| NOx Emissions (MMshortTons) | NEISO | Northeast | Other Renew | Geo | 0 | 0 | 0 | 0 | 0 | 0 | Geo | 0 | 0 | 0 | 0 | 0 | 0
| NOx Emissions (MMshortTons) | NEISO | Northeast | Hydro | H | 0 | 0 | 0 | 0 | 0 | 0 | H | 0 | 0 | 0 | 0 | 0 | 0
| NOx Emissions (MMshortTons) | NEISO | Northeast | Other Renew | LFG | 0 | 0 | 0 | 0 | 0 | 0 | LFG | 0 | 0 | 0 | 0 | 0 | 0
| NOx Emissions (MMshortTons) | NEISO | Northeast | Nuclear | Nuc | 0 | 0 | 0 | 0 | 0 | 0 | Nuc | 0 | 0 | 0 | 0 | 0 | 0
| NOx Emissions (MMshortTons) | NEISO | Northeast | Other | PS | 0 | 0 | 0 | 0 | 0 | 0 | PS | 0 | 0 | 0 | 0 | 0 | 0
| NOx Emissions (MMshortTons) | NEISO | Northeast | Other Renew | PV | 0 | 0 | 0 | 0 | 0 | 0 | PV | 0 | 0 | 0 | 0 | 0 | 0
| NOx Emissions (MMshortTons) | NEISO | Northeast | CT | PeakG | 0 | 0 | 0 | 0 | 0 | 0 | PeakG | 0 | 0 | 0 | 0 | 0 | 0
| NOx Emissions (MMshortTons) | NEISO | Northeast | CT | PeakO | 0 | 0 | 0 | 0 | 0 | 0 | PeakO | 0 | 0 | 0 | 0 | 0 | 0
| NOx Emissions (MMshortTons) | NEISO | Northeast | Other Renew | ST | 0 | 0 | 0 | 0 | 0 | 0 | ST | 0 | 0 | 0 | 0 | 0 | 0
| NOx Emissions (MMshortTons) | NEISO | Northeast | Steam O/G | STOG | 0 | 0 | 0 | 0 | 0 | 0 | STOG | 0 | 0 | 0 | 0 | 0 | 0
| NOx Emissions (MMshortTons) | NEISO | Northeast | Other Renew | STWD | 0 | 0 | 0 | 0 | 0 | 0 | STWD | 0 | 0 | 0 | 0 | 0 | 0
| NOx Emissions (MMshortTons) | NEISO | Northeast | On-shore Wind | WT | 0 | 0 | 0 | 0 | 0 | 0 | WT | 0 | 0 | 0 | 0 | 0 | 0
| NOx Emissions (MMshortTons) | NEISO | Northeast | Coal | IGCC | 0 | 0 | 0 | 0 | 0 | 0 | IGCC | 0 | 0 | 0 | 0 | 0 | 0
| NOx Emissions (MMshortTons) | NEISO | Northeast | DR | DemandResponse | 0 | 0 | 0 | 0 | 0 | 0 | DemandResponse | 0 | 0 | 0 | 0 | 0 | 0
| NOx Emissions (MMshortTons) | NEISO | Northeast | Coal-CCS | IGCC-CCS | 0 | 0 | 0 | 0 | 0 | 0 | IGCC-CCS | 0 | 0 | 0 | 0 | 0 | 0
| NOx Emissions (MMshortTons) | NEISO | Northeast | Off-shore Wind | WT_off | 0 | 0 | 0 | 0 | 0 | 0 | WT_off | 0 | 0 | 0 | 0 | 0 | 0
| NOx Emissions (MMshortTons) | NEISO | Northeast | Other | PseudoUnit | 0 | 0 | 0 | 0 | 0 | 0 | PseudoUnit | 0 | 0 | 0 | 0 | 0 | 0
| NOx Emissions (MMshortTons) | NEISO | Northeast | HQ/Maritimes | FixedInterchange | 0 | 0 | 0 | 0 | 0 | 0 | FixedInterchange | 0 | 0 | 0 | 0 | 0 | 0
NOx Emissions (MMshortTons)
| NOx Emissions (MMshortTons) |  |  |  | NOx Emissions (MMshortTons): NonRTO_Midwest | [6 empty] | NOx Emissions (MMshortTons): NonRTO_Midwest
| NOx Emissions (MMshortTons) |  |  |  | ReportingType | 2015 | 2020 | 2025 | 2030 | 2035 | 2040 | ReportingType | 2015 | 2020 | 2025 | 2030 | 2035 | 2040
| NOx Emissions (MMshortTons) | NonRTO_Midwest | MISO | Other Renew | BM | 0 | 0 | 0 | 0 | 0 | 0 | BM | 0 | 0 | 0 | 0 | 0 | 0
| NOx Emissions (MMshortTons) | NonRTO_Midwest | MISO | CC | CC | 0 | 0 | 0 | 0 | 0 | 0 | CC | 0 | 0 | 0 | 0 | 0 | 0
| NOx Emissions (MMshortTons) | NonRTO_Midwest | MISO | Other Renew | CSP | 0 | 0 | 0 | 0 | 0 | 0 | CSP | 0 | 0 | 0 | 0 | 0 | 0
| NOx Emissions (MMshortTons) | NonRTO_Midwest | MISO | CT | CT | 0 | 0 | 0 | 0 | 0 | 0 | CT | 0 | 0 | 0 | 0 | 0 | 0
| NOx Emissions (MMshortTons) | NonRTO_Midwest | MISO | Coal | Coal | 0.03 | 0.01 | 0 | 0 | 0 | 0 | Coal | 0.03 | 0.01 | 0 | 0 | 0 | 0
| NOx Emissions (MMshortTons) | NonRTO_Midwest | MISO | Other Renew | Geo | 0 | 0 | 0 | 0 | 0 | 0 | Geo | 0 | 0 | 0 | 0 | 0 | 0
| NOx Emissions (MMshortTons) | NonRTO_Midwest | MISO | Hydro | H | 0 | 0 | 0 | 0 | 0 | 0 | H | 0 | 0 | 0 | 0 | 0 | 0
| NOx Emissions (MMshortTons) | NonRTO_Midwest | MISO | Other Renew | LFG | 0 | 0 | 0 | 0 | 0 | 0 | LFG | 0 | 0 | 0 | 0 | 0 | 0
| NOx Emissions (MMshortTons) | NonRTO_Midwest | MISO | Nuclear | Nuc | 0 | 0 | 0 | 0 | 0 | 0 | Nuc | 0 | 0 | 0 | 0 | 0 | 0
| NOx Emissions (MMshortTons) | NonRTO_Midwest | MISO | Other | PS | 0 | 0 | 0 | 0 | 0 | 0 | PS | 0 | 0 | 0 | 0 | 0 | 0
| NOx Emissions (MMshortTons) | NonRTO_Midwest | MISO | Other Renew | PV | 0 | 0 | 0 | 0 | 0 | 0 | PV | 0 | 0 | 0 | 0 | 0 | 0
| NOx Emissions (MMshortTons) | NonRTO_Midwest | MISO | CT | PeakG | 0 | 0 | 0 | 0 | 0 | 0 | PeakG | 0 | 0 | 0 | 0 | 0 | 0
| NOx Emissions (MMshortTons) | NonRTO_Midwest | MISO | CT | PeakO | 0 | 0 | 0 | 0 | 0 | 0 | PeakO | 0 | 0 | 0 | 0 | 0 | 0
| NOx Emissions (MMshortTons) | NonRTO_Midwest | MISO | Other Renew | ST | 0 | 0 | 0 | 0 | 0 | 0 | ST | 0 | 0 | 0 | 0 | 0 | 0
| NOx Emissions (MMshortTons) | NonRTO_Midwest | MISO | Steam O/G | STOG | 0 | 0 | 0 | 0 | 0 | 0 | STOG | 0 | 0 | 0 | 0 | 0 | 0
| NOx Emissions (MMshortTons) | NonRTO_Midwest | MISO | Other Renew | STWD | 0 | 0 | 0 | 0 | 0 | 0 | STWD | 0 | 0 | 0 | 0 | 0 | 0
| NOx Emissions (MMshortTons) | NonRTO_Midwest | MISO | On-shore Wind | WT | 0 | 0 | 0 | 0 | 0 | 0 | WT | 0 | 0 | 0 | 0 | 0 | 0
| NOx Emissions (MMshortTons) | NonRTO_Midwest | MISO | Coal | IGCC | 0 | 0 | 0 | 0 | 0 | 0 | IGCC | 0 | 0 | 0 | 0 | 0 | 0
| NOx Emissions (MMshortTons) | NonRTO_Midwest | MISO | DR | DemandResponse | 0 | 0 | 0 | 0 | 0 | 0 | DemandResponse | 0 | 0 | 0 | 0 | 0 | 0
| NOx Emissions (MMshortTons) | NonRTO_Midwest | MISO | Coal-CCS | IGCC-CCS | 0 | 0 | 0 | 0 | 0 | 0 | IGCC-CCS | 0 | 0 | 0 | 0 | 0 | 0
| NOx Emissions (MMshortTons) | NonRTO_Midwest | MISO | Off-shore Wind | WT_off | 0 | 0 | 0 | 0 | 0 | 0 | WT_off | 0 | 0 | 0 | 0 | 0 | 0
| NOx Emissions (MMshortTons) | NonRTO_Midwest | MISO | Other | PseudoUnit | 0 | 0 | 0 | 0 | 0 | 0 | PseudoUnit | 0 | 0 | 0 | 0 | 0 | 0
| NOx Emissions (MMshortTons) | NonRTO_Midwest | MISO | HQ/Maritimes | FixedInterchange | 0 | 0 | 0 | 0 | 0 | 0 | FixedInterchange | 0 | 0 | 0 | 0 | 0 | 0
NOx Emissions (MMshortTons)
| NOx Emissions (MMshortTons) |  |  |  | NOx Emissions (MMshortTons): NYISO_A-F | [6 empty] | NOx Emissions (MMshortTons): NYISO_A-F
| NOx Emissions (MMshortTons) |  |  |  | ReportingType | 2015 | 2020 | 2025 | 2030 | 2035 | 2040 | ReportingType | 2015 | 2020 | 2025 | 2030 | 2035 | 2040
| NOx Emissions (MMshortTons) | NYISO_A-F | Northeast | Other Renew | BM | 0 | 0 | 0 | 0 | 0 | 0 | BM | 0 | 0 | 0 | 0 | 0 | 0
| NOx Emissions (MMshortTons) | NYISO_A-F | Northeast | CC | CC | 0 | 0 | 0 | 0 | 0 | 0 | CC | 0 | 0 | 0 | 0 | 0 | 0
| NOx Emissions (MMshortTons) | NYISO_A-F | Northeast | Other Renew | CSP | 0 | 0 | 0 | 0 | 0 | 0 | CSP | 0 | 0 | 0 | 0 | 0 | 0
| NOx Emissions (MMshortTons) | NYISO_A-F | Northeast | CT | CT | 0 | 0 | 0 | 0 | 0 | 0 | CT | 0 | 0 | 0 | 0 | 0 | 0
| NOx Emissions (MMshortTons) | NYISO_A-F | Northeast | Coal | Coal | 0 | 0 | 0 | 0 | 0 | 0 | Coal | 0 | 0 | 0 | 0 | 0 | 0
| NOx Emissions (MMshortTons) | NYISO_A-F | Northeast | Other Renew | Geo | 0 | 0 | 0 | 0 | 0 | 0 | Geo | 0 | 0 | 0 | 0 | 0 | 0
| NOx Emissions (MMshortTons) | NYISO_A-F | Northeast | Hydro | H | 0 | 0 | 0 | 0 | 0 | 0 | H | 0 | 0 | 0 | 0 | 0 | 0
| NOx Emissions (MMshortTons) | NYISO_A-F | Northeast | Other Renew | LFG | 0 | 0 | 0 | 0 | 0 | 0 | LFG | 0 | 0 | 0 | 0 | 0 | 0
| NOx Emissions (MMshortTons) | NYISO_A-F | Northeast | Nuclear | Nuc | 0 | 0 | 0 | 0 | 0 | 0 | Nuc | 0 | 0 | 0 | 0 | 0 | 0
| NOx Emissions (MMshortTons) | NYISO_A-F | Northeast | Other | PS | 0 | 0 | 0 | 0 | 0 | 0 | PS | 0 | 0 | 0 | 0 | 0 | 0
| NOx Emissions (MMshortTons) | NYISO_A-F | Northeast | Other Renew | PV | 0 | 0 | 0 | 0 | 0 | 0 | PV | 0 | 0 | 0 | 0 | 0 | 0
| NOx Emissions (MMshortTons) | NYISO_A-F | Northeast | CT | PeakG | 0 | 0 | 0 | 0 | 0 | 0 | PeakG | 0 | 0 | 0 | 0 | 0 | 0
| NOx Emissions (MMshortTons) | NYISO_A-F | Northeast | CT | PeakO | 0 | 0 | 0 | 0 | 0 | 0 | PeakO | 0 | 0 | 0 | 0 | 0 | 0
| NOx Emissions (MMshortTons) | NYISO_A-F | Northeast | Other Renew | ST | 0 | 0 | 0 | 0 | 0 | 0 | ST | 0 | 0 | 0 | 0 | 0 | 0
| NOx Emissions (MMshortTons) | NYISO_A-F | Northeast | Steam O/G | STOG | 0 | 0 | 0 | 0 | 0 | 0 | STOG | 0 | 0 | 0 | 0 | 0 | 0
| NOx Emissions (MMshortTons) | NYISO_A-F | Northeast | Other Renew | STWD | 0 | 0 | 0 | 0 | 0 | 0 | STWD | 0 | 0 | 0 | 0 | 0 | 0
| NOx Emissions (MMshortTons) | NYISO_A-F | Northeast | On-shore Wind | WT | 0 | 0 | 0 | 0 | 0 | 0 | WT | 0 | 0 | 0 | 0 | 0 | 0
| NOx Emissions (MMshortTons) | NYISO_A-F | Northeast | Coal | IGCC | 0 | 0 | 0 | 0 | 0 | 0 | IGCC | 0 | 0 | 0 | 0 | 0 | 0
| NOx Emissions (MMshortTons) | NYISO_A-F | Northeast | DR | DemandResponse | 0 | 0 | 0 | 0 | 0 | 0 | DemandResponse | 0 | 0 | 0 | 0 | 0 | 0
| NOx Emissions (MMshortTons) | NYISO_A-F | Northeast | Coal-CCS | IGCC-CCS | 0 | 0 | 0 | 0 | 0 | 0 | IGCC-CCS | 0 | 0 | 0 | 0 | 0 | 0
| NOx Emissions (MMshortTons) | NYISO_A-F | Northeast | Off-shore Wind | WT_off | 0 | 0 | 0 | 0 | 0 | 0 | WT_off | 0 | 0 | 0 | 0 | 0 | 0
| NOx Emissions (MMshortTons) | NYISO_A-F | Northeast | Other | PseudoUnit | 0 | 0 | 0 | 0 | 0 | 0 | PseudoUnit | 0 | 0 | 0 | 0 | 0 | 0
| NOx Emissions (MMshortTons) | NYISO_A-F | Northeast | HQ/Maritimes | FixedInterchange | 0 | 0 | 0 | 0 | 0 | 0 | FixedInterchange | 0 | 0 | 0 | 0 | 0 | 0
NOx Emissions (MMshortTons)
| NOx Emissions (MMshortTons) |  |  |  | NOx Emissions (MMshortTons): NYISO_G-I | [6 empty] | NOx Emissions (MMshortTons): NYISO_G-I
| NOx Emissions (MMshortTons) |  |  |  | ReportingType | 2015 | 2020 | 2025 | 2030 | 2035 | 2040 | ReportingType | 2015 | 2020 | 2025 | 2030 | 2035 | 2040
| NOx Emissions (MMshortTons) | NYISO_G-I | Northeast | Other Renew | BM | 0 | 0 | 0 | 0 | 0 | 0 | BM | 0 | 0 | 0 | 0 | 0 | 0
| NOx Emissions (MMshortTons) | NYISO_G-I | Northeast | CC | CC | 0 | 0 | 0 | 0 | 0 | 0 | CC | 0 | 0 | 0 | 0 | 0 | 0
| NOx Emissions (MMshortTons) | NYISO_G-I | Northeast | Other Renew | CSP | 0 | 0 | 0 | 0 | 0 | 0 | CSP | 0 | 0 | 0 | 0 | 0 | 0
| NOx Emissions (MMshortTons) | NYISO_G-I | Northeast | CT | CT | 0 | 0 | 0 | 0 | 0 | 0 | CT | 0 | 0 | 0 | 0 | 0 | 0
| NOx Emissions (MMshortTons) | NYISO_G-I | Northeast | Coal | Coal | 0 | 0 | 0 | 0 | 0 | 0 | Coal | 0 | 0 | 0 | 0 | 0 | 0
| NOx Emissions (MMshortTons) | NYISO_G-I | Northeast | Other Renew | Geo | 0 | 0 | 0 | 0 | 0 | 0 | Geo | 0 | 0 | 0 | 0 | 0 | 0
| NOx Emissions (MMshortTons) | NYISO_G-I | Northeast | Hydro | H | 0 | 0 | 0 | 0 | 0 | 0 | H | 0 | 0 | 0 | 0 | 0 | 0
| NOx Emissions (MMshortTons) | NYISO_G-I | Northeast | Other Renew | LFG | 0 | 0 | 0 | 0 | 0 | 0 | LFG | 0 | 0 | 0 | 0 | 0 | 0
| NOx Emissions (MMshortTons) | NYISO_G-I | Northeast | Nuclear | Nuc | 0 | 0 | 0 | 0 | 0 | 0 | Nuc | 0 | 0 | 0 | 0 | 0 | 0
| NOx Emissions (MMshortTons) | NYISO_G-I | Northeast | Other | PS | 0 | 0 | 0 | 0 | 0 | 0 | PS | 0 | 0 | 0 | 0 | 0 | 0
| NOx Emissions (MMshortTons) | NYISO_G-I | Northeast | Other Renew | PV | 0 | 0 | 0 | 0 | 0 | 0 | PV | 0 | 0 | 0 | 0 | 0 | 0
| NOx Emissions (MMshortTons) | NYISO_G-I | Northeast | CT | PeakG | 0 | 0 | 0 | 0 | 0 | 0 | PeakG | 0 | 0 | 0 | 0 | 0 | 0
| NOx Emissions (MMshortTons) | NYISO_G-I | Northeast | CT | PeakO | 0 | 0 | 0 | 0 | 0 | 0 | PeakO | 0 | 0 | 0 | 0 | 0 | 0
| NOx Emissions (MMshortTons) | NYISO_G-I | Northeast | Other Renew | ST | 0 | 0 | 0 | 0 | 0 | 0 | ST | 0 | 0 | 0 | 0 | 0 | 0
| NOx Emissions (MMshortTons) | NYISO_G-I | Northeast | Steam O/G | STOG | 0 | 0 | 0 | 0 | 0 | 0 | STOG | 0 | 0 | 0 | 0 | 0 | 0
| NOx Emissions (MMshortTons) | NYISO_G-I | Northeast | Other Renew | STWD | 0 | 0 | 0 | 0 | 0 | 0 | STWD | 0 | 0 | 0 | 0 | 0 | 0
| NOx Emissions (MMshortTons) | NYISO_G-I | Northeast | On-shore Wind | WT | 0 | 0 | 0 | 0 | 0 | 0 | WT | 0 | 0 | 0 | 0 | 0 | 0
| NOx Emissions (MMshortTons) | NYISO_G-I | Northeast | Coal | IGCC | 0 | 0 | 0 | 0 | 0 | 0 | IGCC | 0 | 0 | 0 | 0 | 0 | 0
| NOx Emissions (MMshortTons) | NYISO_G-I | Northeast | DR | DemandResponse | 0 | 0 | 0 | 0 | 0 | 0 | DemandResponse | 0 | 0 | 0 | 0 | 0 | 0
| NOx Emissions (MMshortTons) | NYISO_G-I | Northeast | Coal-CCS | IGCC-CCS | 0 | 0 | 0 | 0 | 0 | 0 | IGCC-CCS | 0 | 0 | 0 | 0 | 0 | 0
| NOx Emissions (MMshortTons) | NYISO_G-I | Northeast | Off-shore Wind | WT_off | 0 | 0 | 0 | 0 | 0 | 0 | WT_off | 0 | 0 | 0 | 0 | 0 | 0
| NOx Emissions (MMshortTons) | NYISO_G-I | Northeast | Other | PseudoUnit | 0 | 0 | 0 | 0 | 0 | 0 | PseudoUnit | 0 | 0 | 0 | 0 | 0 | 0
| NOx Emissions (MMshortTons) | NYISO_G-I | Northeast | HQ/Maritimes | FixedInterchange | 0 | 0 | 0 | 0 | 0 | 0 | FixedInterchange | 0 | 0 | 0 | 0 | 0 | 0
NOx Emissions (MMshortTons)
| NOx Emissions (MMshortTons) |  |  |  | NOx Emissions (MMshortTons): NYISO_J-K | [6 empty] | NOx Emissions (MMshortTons): NYISO_J-K
| NOx Emissions (MMshortTons) |  |  |  | ReportingType | 2015 | 2020 | 2025 | 2030 | 2035 | 2040 | ReportingType | 2015 | 2020 | 2025 | 2030 | 2035 | 2040
| NOx Emissions (MMshortTons) | NYISO_J-K | Northeast | Other Renew | BM | 0 | 0 | 0 | 0 | 0 | 0 | BM | 0 | 0 | 0 | 0 | 0 | 0
| NOx Emissions (MMshortTons) | NYISO_J-K | Northeast | CC | CC | 0 | 0 | 0 | 0 | 0 | 0 | CC | 0 | 0 | 0 | 0 | 0 | 0
| NOx Emissions (MMshortTons) | NYISO_J-K | Northeast | Other Renew | CSP | 0 | 0 | 0 | 0 | 0 | 0 | CSP | 0 | 0 | 0 | 0 | 0 | 0
| NOx Emissions (MMshortTons) | NYISO_J-K | Northeast | CT | CT | 0 | 0 | 0 | 0 | 0 | 0 | CT | 0 | 0 | 0 | 0 | 0 | 0
| NOx Emissions (MMshortTons) | NYISO_J-K | Northeast | Coal | Coal | 0 | 0 | 0 | 0 | 0 | 0 | Coal | 0 | 0 | 0 | 0 | 0 | 0
| NOx Emissions (MMshortTons) | NYISO_J-K | Northeast | Other Renew | Geo | 0 | 0 | 0 | 0 | 0 | 0 | Geo | 0 | 0 | 0 | 0 | 0 | 0
| NOx Emissions (MMshortTons) | NYISO_J-K | Northeast | Hydro | H | 0 | 0 | 0 | 0 | 0 | 0 | H | 0 | 0 | 0 | 0 | 0 | 0
| NOx Emissions (MMshortTons) | NYISO_J-K | Northeast | Other Renew | LFG | 0 | 0 | 0 | 0 | 0 | 0 | LFG | 0 | 0 | 0 | 0 | 0 | 0
| NOx Emissions (MMshortTons) | NYISO_J-K | Northeast | Nuclear | Nuc | 0 | 0 | 0 | 0 | 0 | 0 | Nuc | 0 | 0 | 0 | 0 | 0 | 0
| NOx Emissions (MMshortTons) | NYISO_J-K | Northeast | Other | PS | 0 | 0 | 0 | 0 | 0 | 0 | PS | 0 | 0 | 0 | 0 | 0 | 0
| NOx Emissions (MMshortTons) | NYISO_J-K | Northeast | Other Renew | PV | 0 | 0 | 0 | 0 | 0 | 0 | PV | 0 | 0 | 0 | 0 | 0 | 0
| NOx Emissions (MMshortTons) | NYISO_J-K | Northeast | CT | PeakG | 0 | 0 | 0 | 0 | 0 | 0 | PeakG | 0 | 0 | 0 | 0 | 0 | 0
| NOx Emissions (MMshortTons) | NYISO_J-K | Northeast | CT | PeakO | 0 | 0 | 0 | 0 | 0 | 0 | PeakO | 0 | 0 | 0 | 0 | 0 | 0
| NOx Emissions (MMshortTons) | NYISO_J-K | Northeast | Other Renew | ST | 0 | 0 | 0 | 0 | 0 | 0 | ST | 0 | 0 | 0 | 0 | 0 | 0
| NOx Emissions (MMshortTons) | NYISO_J-K | Northeast | Steam O/G | STOG | 0 | 0 | 0 | 0 | 0 | 0 | STOG | 0 | 0 | 0 | 0 | 0 | 0
| NOx Emissions (MMshortTons) | NYISO_J-K | Northeast | Other Renew | STWD | 0 | 0 | 0 | 0 | 0 | 0 | STWD | 0 | 0 | 0 | 0 | 0 | 0
| NOx Emissions (MMshortTons) | NYISO_J-K | Northeast | On-shore Wind | WT | 0 | 0 | 0 | 0 | 0 | 0 | WT | 0 | 0 | 0 | 0 | 0 | 0
| NOx Emissions (MMshortTons) | NYISO_J-K | Northeast | Coal | IGCC | 0 | 0 | 0 | 0 | 0 | 0 | IGCC | 0 | 0 | 0 | 0 | 0 | 0
| NOx Emissions (MMshortTons) | NYISO_J-K | Northeast | DR | DemandResponse | 0 | 0 | 0 | 0 | 0 | 0 | DemandResponse | 0 | 0 | 0 | 0 | 0 | 0
| NOx Emissions (MMshortTons) | NYISO_J-K | Northeast | Coal-CCS | IGCC-CCS | 0 | 0 | 0 | 0 | 0 | 0 | IGCC-CCS | 0 | 0 | 0 | 0 | 0 | 0
| NOx Emissions (MMshortTons) | NYISO_J-K | Northeast | Off-shore Wind | WT_off | 0 | 0 | 0 | 0 | 0 | 0 | WT_off | 0 | 0 | 0 | 0 | 0 | 0
| NOx Emissions (MMshortTons) | NYISO_J-K | Northeast | Other | PseudoUnit | 0 | 0 | 0 | 0 | 0 | 0 | PseudoUnit | 0 | 0 | 0 | 0 | 0 | 0
| NOx Emissions (MMshortTons) | NYISO_J-K | Northeast | HQ/Maritimes | FixedInterchange | 0 | 0 | 0 | 0 | 0 | 0 | FixedInterchange | 0 | 0 | 0 | 0 | 0 | 0
NOx Emissions (MMshortTons)
| NOx Emissions (MMshortTons) |  |  |  | NOx Emissions (MMshortTons): PJM_E | [6 empty] | NOx Emissions (MMshortTons): PJM_E
| NOx Emissions (MMshortTons) |  |  |  | ReportingType | 2015 | 2020 | 2025 | 2030 | 2035 | 2040 | ReportingType | 2015 | 2020 | 2025 | 2030 | 2035 | 2040
| NOx Emissions (MMshortTons) | PJM_E | PJM_MAAC | Other Renew | BM | 0 | 0 | 0 | 0 | 0 | 0 | BM | 0 | 0 | 0 | 0 | 0 | 0
| NOx Emissions (MMshortTons) | PJM_E | PJM_MAAC | CC | CC | 0 | 0 | 0 | 0 | 0 | 0 | CC | 0 | 0 | 0 | 0 | 0 | 0
| NOx Emissions (MMshortTons) | PJM_E | PJM_MAAC | Other Renew | CSP | 0 | 0 | 0 | 0 | 0 | 0 | CSP | 0 | 0 | 0 | 0 | 0 | 0
| NOx Emissions (MMshortTons) | PJM_E | PJM_MAAC | CT | CT | 0 | 0 | 0 | 0 | 0 | 0 | CT | 0 | 0 | 0 | 0 | 0 | 0
| NOx Emissions (MMshortTons) | PJM_E | PJM_MAAC | Coal | Coal | 0 | 0 | 0 | 0 | 0 | 0 | Coal | 0 | 0 | 0 | 0 | 0 | 0
| NOx Emissions (MMshortTons) | PJM_E | PJM_MAAC | Other Renew | Geo | 0 | 0 | 0 | 0 | 0 | 0 | Geo | 0 | 0 | 0 | 0 | 0 | 0
| NOx Emissions (MMshortTons) | PJM_E | PJM_MAAC | Hydro | H | 0 | 0 | 0 | 0 | 0 | 0 | H | 0 | 0 | 0 | 0 | 0 | 0
| NOx Emissions (MMshortTons) | PJM_E | PJM_MAAC | Other Renew | LFG | 0 | 0 | 0 | 0 | 0 | 0 | LFG | 0 | 0 | 0 | 0 | 0 | 0
| NOx Emissions (MMshortTons) | PJM_E | PJM_MAAC | Nuclear | Nuc | 0 | 0 | 0 | 0 | 0 | 0 | Nuc | 0 | 0 | 0 | 0 | 0 | 0
| NOx Emissions (MMshortTons) | PJM_E | PJM_MAAC | Other | PS | 0 | 0 | 0 | 0 | 0 | 0 | PS | 0 | 0 | 0 | 0 | 0 | 0
| NOx Emissions (MMshortTons) | PJM_E | PJM_MAAC | Other Renew | PV | 0 | 0 | 0 | 0 | 0 | 0 | PV | 0 | 0 | 0 | 0 | 0 | 0
| NOx Emissions (MMshortTons) | PJM_E | PJM_MAAC | CT | PeakG | 0 | 0 | 0 | 0 | 0 | 0 | PeakG | 0 | 0 | 0 | 0 | 0 | 0
| NOx Emissions (MMshortTons) | PJM_E | PJM_MAAC | CT | PeakO | 0 | 0 | 0 | 0 | 0 | 0 | PeakO | 0 | 0 | 0 | 0 | 0 | 0
| NOx Emissions (MMshortTons) | PJM_E | PJM_MAAC | Other Renew | ST | 0 | 0 | 0 | 0 | 0 | 0 | ST | 0 | 0 | 0 | 0 | 0 | 0
| NOx Emissions (MMshortTons) | PJM_E | PJM_MAAC | Steam O/G | STOG | 0 | 0 | 0 | 0 | 0 | 0 | STOG | 0 | 0 | 0 | 0 | 0 | 0
| NOx Emissions (MMshortTons) | PJM_E | PJM_MAAC | Other Renew | STWD | 0 | 0 | 0 | 0 | 0 | 0 | STWD | 0 | 0 | 0 | 0 | 0 | 0
| NOx Emissions (MMshortTons) | PJM_E | PJM_MAAC | On-shore Wind | WT | 0 | 0 | 0 | 0 | 0 | 0 | WT | 0 | 0 | 0 | 0 | 0 | 0
| NOx Emissions (MMshortTons) | PJM_E | PJM_MAAC | Coal | IGCC | 0 | 0 | 0 | 0 | 0 | 0 | IGCC | 0 | 0 | 0 | 0 | 0 | 0
| NOx Emissions (MMshortTons) | PJM_E | PJM_MAAC | DR | DemandResponse | 0 | 0 | 0 | 0 | 0 | 0 | DemandResponse | 0 | 0 | 0 | 0 | 0 | 0
| NOx Emissions (MMshortTons) | PJM_E | PJM_MAAC | Coal-CCS | IGCC-CCS | 0 | 0 | 0 | 0 | 0 | 0 | IGCC-CCS | 0 | 0 | 0 | 0 | 0 | 0
| NOx Emissions (MMshortTons) | PJM_E | PJM_MAAC | Off-shore Wind | WT_off | 0 | 0 | 0 | 0 | 0 | 0 | WT_off | 0 | 0 | 0 | 0 | 0 | 0
| NOx Emissions (MMshortTons) | PJM_E | PJM_MAAC | Other | PseudoUnit | 0 | 0 | 0 | 0 | 0 | 0 | PseudoUnit | 0 | 0 | 0 | 0 | 0 | 0
| NOx Emissions (MMshortTons) | PJM_E | PJM_MAAC | HQ/Maritimes | FixedInterchange | 0 | 0 | 0 | 0 | 0 | 0 | FixedInterchange | 0 | 0 | 0 | 0 | 0 | 0
NOx Emissions (MMshortTons)
| NOx Emissions (MMshortTons) |  |  |  | NOx Emissions (MMshortTons): PJM_ROM | [6 empty] | NOx Emissions (MMshortTons): PJM_ROM
| NOx Emissions (MMshortTons) |  |  |  | ReportingType | 2015 | 2020 | 2025 | 2030 | 2035 | 2040 | ReportingType | 2015 | 2020 | 2025 | 2030 | 2035 | 2040
| NOx Emissions (MMshortTons) | PJM_ROM | PJM_MAAC | Other Renew | BM | 0 | 0 | 0 | 0 | 0 | 0 | BM | 0 | 0 | 0 | 0 | 0 | 0
| NOx Emissions (MMshortTons) | PJM_ROM | PJM_MAAC | CC | CC | 0 | 0 | 0 | 0 | 0 | 0 | CC | 0 | 0 | 0 | 0 | 0 | 0
| NOx Emissions (MMshortTons) | PJM_ROM | PJM_MAAC | Other Renew | CSP | 0 | 0 | 0 | 0 | 0 | 0 | CSP | 0 | 0 | 0 | 0 | 0 | 0
| NOx Emissions (MMshortTons) | PJM_ROM | PJM_MAAC | CT | CT | 0 | 0 | 0 | 0 | 0 | 0 | CT | 0 | 0 | 0 | 0 | 0 | 0
| NOx Emissions (MMshortTons) | PJM_ROM | PJM_MAAC | Coal | Coal | 0.01 | 0 | 0 | 0 | 0 | 0 | Coal | 0.01 | 0 | 0 | 0 | 0 | 0
| NOx Emissions (MMshortTons) | PJM_ROM | PJM_MAAC | Other Renew | Geo | 0 | 0 | 0 | 0 | 0 | 0 | Geo | 0 | 0 | 0 | 0 | 0 | 0
| NOx Emissions (MMshortTons) | PJM_ROM | PJM_MAAC | Hydro | H | 0 | 0 | 0 | 0 | 0 | 0 | H | 0 | 0 | 0 | 0 | 0 | 0
| NOx Emissions (MMshortTons) | PJM_ROM | PJM_MAAC | Other Renew | LFG | 0 | 0 | 0 | 0 | 0 | 0 | LFG | 0 | 0 | 0 | 0 | 0 | 0
| NOx Emissions (MMshortTons) | PJM_ROM | PJM_MAAC | Nuclear | Nuc | 0 | 0 | 0 | 0 | 0 | 0 | Nuc | 0 | 0 | 0 | 0 | 0 | 0
| NOx Emissions (MMshortTons) | PJM_ROM | PJM_MAAC | Other | PS | 0 | 0 | 0 | 0 | 0 | 0 | PS | 0 | 0 | 0 | 0 | 0 | 0
| NOx Emissions (MMshortTons) | PJM_ROM | PJM_MAAC | Other Renew | PV | 0 | 0 | 0 | 0 | 0 | 0 | PV | 0 | 0 | 0 | 0 | 0 | 0
| NOx Emissions (MMshortTons) | PJM_ROM | PJM_MAAC | CT | PeakG | 0 | 0 | 0 | 0 | 0 | 0 | PeakG | 0 | 0 | 0 | 0 | 0 | 0
| NOx Emissions (MMshortTons) | PJM_ROM | PJM_MAAC | CT | PeakO | 0 | 0 | 0 | 0 | 0 | 0 | PeakO | 0 | 0 | 0 | 0 | 0 | 0
| NOx Emissions (MMshortTons) | PJM_ROM | PJM_MAAC | Other Renew | ST | 0 | 0 | 0 | 0 | 0 | 0 | ST | 0 | 0 | 0 | 0 | 0 | 0
| NOx Emissions (MMshortTons) | PJM_ROM | PJM_MAAC | Steam O/G | STOG | 0 | 0 | 0 | 0 | 0 | 0 | STOG | 0 | 0 | 0 | 0 | 0 | 0
| NOx Emissions (MMshortTons) | PJM_ROM | PJM_MAAC | Other Renew | STWD | 0 | 0 | 0 | 0 | 0 | 0 | STWD | 0 | 0 | 0 | 0 | 0 | 0
| NOx Emissions (MMshortTons) | PJM_ROM | PJM_MAAC | On-shore Wind | WT | 0 | 0 | 0 | 0 | 0 | 0 | WT | 0 | 0 | 0 | 0 | 0 | 0
| NOx Emissions (MMshortTons) | PJM_ROM | PJM_MAAC | Coal | IGCC | 0 | 0 | 0 | 0 | 0 | 0 | IGCC | 0 | 0 | 0 | 0 | 0 | 0
| NOx Emissions (MMshortTons) | PJM_ROM | PJM_MAAC | DR | DemandResponse | 0 | 0 | 0 | 0 | 0 | 0 | DemandResponse | 0 | 0 | 0 | 0 | 0 | 0
| NOx Emissions (MMshortTons) | PJM_ROM | PJM_MAAC | Coal-CCS | IGCC-CCS | 0 | 0 | 0 | 0 | 0 | 0 | IGCC-CCS | 0 | 0 | 0 | 0 | 0 | 0
| NOx Emissions (MMshortTons) | PJM_ROM | PJM_MAAC | Off-shore Wind | WT_off | 0 | 0 | 0 | 0 | 0 | 0 | WT_off | 0 | 0 | 0 | 0 | 0 | 0
| NOx Emissions (MMshortTons) | PJM_ROM | PJM_MAAC | Other | PseudoUnit | 0 | 0 | 0 | 0 | 0 | 0 | PseudoUnit | 0 | 0 | 0 | 0 | 0 | 0
| NOx Emissions (MMshortTons) | PJM_ROM | PJM_MAAC | HQ/Maritimes | FixedInterchange | 0 | 0 | 0 | 0 | 0 | 0 | FixedInterchange | 0 | 0 | 0 | 0 | 0 | 0
NOx Emissions (MMshortTons)
| NOx Emissions (MMshortTons) |  |  |  | NOx Emissions (MMshortTons): PJM_ROR | [6 empty] | NOx Emissions (MMshortTons): PJM_ROR
| NOx Emissions (MMshortTons) |  |  |  | ReportingType | 2015 | 2020 | 2025 | 2030 | 2035 | 2040 | ReportingType | 2015 | 2020 | 2025 | 2030 | 2035 | 2040
| NOx Emissions (MMshortTons) | PJM_ROR | PJM_ROR | Other Renew | BM | 0 | 0 | 0 | 0 | 0 | 0 | BM | 0 | 0 | 0 | 0 | 0 | 0
| NOx Emissions (MMshortTons) | PJM_ROR | PJM_ROR | CC | CC | 0.01 | 0.01 | 0.01 | 0.01 | 0.01 | 0 | CC | 0.01 | 0.02 | 0.02 | 0.01 | 0.01 | 0
| NOx Emissions (MMshortTons) | PJM_ROR | PJM_ROR | Other Renew | CSP | 0 | 0 | 0 | 0 | 0 | 0 | CSP | 0 | 0 | 0 | 0 | 0 | 0
| NOx Emissions (MMshortTons) | PJM_ROR | PJM_ROR | CT | CT | 0 | 0 | 0 | 0 | 0 | 0 | CT | 0 | 0 | 0 | 0 | 0 | 0
| NOx Emissions (MMshortTons) | PJM_ROR | PJM_ROR | Coal | Coal | 0.15 | 0.05 | 0 | 0 | 0.01 | 0.01 | Coal | 0.13 | 0.03 | 0.01 | 0.01 | 0.01 | 0.01
| NOx Emissions (MMshortTons) | PJM_ROR | PJM_ROR | Other Renew | Geo | 0 | 0 | 0 | 0 | 0 | 0 | Geo | 0 | 0 | 0 | 0 | 0 | 0
| NOx Emissions (MMshortTons) | PJM_ROR | PJM_ROR | Hydro | H | 0 | 0 | 0 | 0 | 0 | 0 | H | 0 | 0 | 0 | 0 | 0 | 0
| NOx Emissions (MMshortTons) | PJM_ROR | PJM_ROR | Other Renew | LFG | 0 | 0 | 0 | 0 | 0 | 0 | LFG | 0 | 0 | 0 | 0 | 0 | 0
| NOx Emissions (MMshortTons) | PJM_ROR | PJM_ROR | Nuclear | Nuc | 0 | 0 | 0 | 0 | 0 | 0 | Nuc | 0 | 0 | 0 | 0 | 0 | 0
| NOx Emissions (MMshortTons) | PJM_ROR | PJM_ROR | Other | PS | 0 | 0 | 0 | 0 | 0 | 0 | PS | 0 | 0 | 0 | 0 | 0 | 0
| NOx Emissions (MMshortTons) | PJM_ROR | PJM_ROR | Other Renew | PV | 0 | 0 | 0 | 0 | 0 | 0 | PV | 0 | 0 | 0 | 0 | 0 | 0
| NOx Emissions (MMshortTons) | PJM_ROR | PJM_ROR | CT | PeakG | 0 | 0 | 0 | 0 | 0 | 0 | PeakG | 0 | 0 | 0 | 0 | 0 | 0
| NOx Emissions (MMshortTons) | PJM_ROR | PJM_ROR | CT | PeakO | 0 | 0 | 0 | 0 | 0 | 0 | PeakO | 0 | 0 | 0 | 0 | 0 | 0
| NOx Emissions (MMshortTons) | PJM_ROR | PJM_ROR | Other Renew | ST | 0 | 0 | 0 | 0 | 0 | 0 | ST | 0 | 0 | 0 | 0 | 0 | 0
| NOx Emissions (MMshortTons) | PJM_ROR | PJM_ROR | Steam O/G | STOG | 0 | 0 | 0 | 0 | 0 | 0 | STOG | 0 | 0 | 0 | 0 | 0 | 0
| NOx Emissions (MMshortTons) | PJM_ROR | PJM_ROR | Other Renew | STWD | 0 | 0 | 0 | 0 | 0 | 0 | STWD | 0 | 0 | 0 | 0 | 0 | 0
| NOx Emissions (MMshortTons) | PJM_ROR | PJM_ROR | On-shore Wind | WT | 0 | 0 | 0 | 0 | 0 | 0 | WT | 0 | 0 | 0 | 0 | 0 | 0
| NOx Emissions (MMshortTons) | PJM_ROR | PJM_ROR | Coal | IGCC | 0 | 0 | 0 | 0 | 0 | 0 | IGCC | 0 | 0 | 0 | 0 | 0 | 0
| NOx Emissions (MMshortTons) | PJM_ROR | PJM_ROR | DR | DemandResponse | 0 | 0 | 0 | 0 | 0 | 0 | DemandResponse | 0 | 0 | 0 | 0 | 0 | 0
| NOx Emissions (MMshortTons) | PJM_ROR | PJM_ROR | Coal-CCS | IGCC-CCS | 0 | 0 | 0 | 0 | 0 | 0 | IGCC-CCS | 0 | 0 | 0 | 0 | 0 | 0
| NOx Emissions (MMshortTons) | PJM_ROR | PJM_ROR | Off-shore Wind | WT_off | 0 | 0 | 0 | 0 | 0 | 0 | WT_off | 0 | 0 | 0 | 0 | 0 | 0
| NOx Emissions (MMshortTons) | PJM_ROR | PJM_ROR | Other | PseudoUnit | 0 | 0 | 0 | 0 | 0 | 0 | PseudoUnit | 0 | 0 | 0 | 0 | 0 | 0
| NOx Emissions (MMshortTons) | PJM_ROR | PJM_ROR | HQ/Maritimes | FixedInterchange | 0 | 0 | 0 | 0 | 0 | 0 | FixedInterchange | 0 | 0 | 0 | 0 | 0 | 0
NOx Emissions (MMshortTons)
| NOx Emissions (MMshortTons) |  |  |  | NOx Emissions (MMshortTons): SOCO | [6 empty] | NOx Emissions (MMshortTons): SOCO
| NOx Emissions (MMshortTons) |  |  |  | ReportingType | 2015 | 2020 | 2025 | 2030 | 2035 | 2040 | ReportingType | 2015 | 2020 | 2025 | 2030 | 2035 | 2040
| NOx Emissions (MMshortTons) | SOCO | South | Other Renew | BM | 0 | 0 | 0 | 0 | 0 | 0 | BM | 0 | 0 | 0 | 0 | 0 | 0
| NOx Emissions (MMshortTons) | SOCO | South | CC | CC | 0.01 | 0.01 | 0.01 | 0.01 | 0 | 0 | CC | 0.01 | 0.01 | 0.01 | 0.01 | 0 | 0
| NOx Emissions (MMshortTons) | SOCO | South | Other Renew | CSP | 0 | 0 | 0 | 0 | 0 | 0 | CSP | 0 | 0 | 0 | 0 | 0 | 0
| NOx Emissions (MMshortTons) | SOCO | South | CT | CT | 0 | 0 | 0 | 0 | 0 | 0 | CT | 0 | 0 | 0 | 0 | 0 | 0
| NOx Emissions (MMshortTons) | SOCO | South | Coal | Coal | 0.03 | 0 | 0 | 0 | 0 | 0 | Coal | 0.03 | 0 | 0 | 0 | 0 | 0
| NOx Emissions (MMshortTons) | SOCO | South | Other Renew | Geo | 0 | 0 | 0 | 0 | 0 | 0 | Geo | 0 | 0 | 0 | 0 | 0 | 0
| NOx Emissions (MMshortTons) | SOCO | South | Hydro | H | 0 | 0 | 0 | 0 | 0 | 0 | H | 0 | 0 | 0 | 0 | 0 | 0
| NOx Emissions (MMshortTons) | SOCO | South | Other Renew | LFG | 0 | 0 | 0 | 0 | 0 | 0 | LFG | 0 | 0 | 0 | 0 | 0 | 0
| NOx Emissions (MMshortTons) | SOCO | South | Nuclear | Nuc | 0 | 0 | 0 | 0 | 0 | 0 | Nuc | 0 | 0 | 0 | 0 | 0 | 0
| NOx Emissions (MMshortTons) | SOCO | South | Other | PS | 0 | 0 | 0 | 0 | 0 | 0 | PS | 0 | 0 | 0 | 0 | 0 | 0
| NOx Emissions (MMshortTons) | SOCO | South | Other Renew | PV | 0 | 0 | 0 | 0 | 0 | 0 | PV | 0 | 0 | 0 | 0 | 0 | 0
| NOx Emissions (MMshortTons) | SOCO | South | CT | PeakG | 0 | 0 | 0 | 0 | 0 | 0 | PeakG | 0 | 0 | 0 | 0 | 0 | 0
| NOx Emissions (MMshortTons) | SOCO | South | CT | PeakO | 0 | 0 | 0 | 0 | 0 | 0 | PeakO | 0 | 0 | 0 | 0 | 0 | 0
| NOx Emissions (MMshortTons) | SOCO | South | Other Renew | ST | 0 | 0 | 0 | 0 | 0 | 0 | ST | 0 | 0 | 0 | 0 | 0 | 0
| NOx Emissions (MMshortTons) | SOCO | South | Steam O/G | STOG | 0 | 0 | 0 | 0 | 0 | 0 | STOG | 0 | 0 | 0 | 0 | 0 | 0
| NOx Emissions (MMshortTons) | SOCO | South | Other Renew | STWD | 0 | 0 | 0 | 0 | 0 | 0 | STWD | 0 | 0 | 0 | 0 | 0 | 0
| NOx Emissions (MMshortTons) | SOCO | South | On-shore Wind | WT | 0 | 0 | 0 | 0 | 0 | 0 | WT | 0 | 0 | 0 | 0 | 0 | 0
| NOx Emissions (MMshortTons) | SOCO | South | Coal | IGCC | 0 | 0 | 0 | 0 | 0 | 0 | IGCC | 0 | 0 | 0 | 0 | 0 | 0
| NOx Emissions (MMshortTons) | SOCO | South | DR | DemandResponse | 0 | 0 | 0 | 0 | 0 | 0 | DemandResponse | 0 | 0 | 0 | 0 | 0 | 0
| NOx Emissions (MMshortTons) | SOCO | South | Coal-CCS | IGCC-CCS | 0 | 0 | 0 | 0 | 0 | 0 | IGCC-CCS | 0 | 0 | 0 | 0 | 0 | 0
| NOx Emissions (MMshortTons) | SOCO | South | Off-shore Wind | WT_off | 0 | 0 | 0 | 0 | 0 | 0 | WT_off | 0 | 0 | 0 | 0 | 0 | 0
| NOx Emissions (MMshortTons) | SOCO | South | Other | PseudoUnit | 0 | 0 | 0 | 0 | 0 | 0 | PseudoUnit | 0 | 0 | 0 | 0 | 0 | 0
| NOx Emissions (MMshortTons) | SOCO | South | HQ/Maritimes | FixedInterchange | 0 | 0 | 0 | 0 | 0 | 0 | FixedInterchange | 0 | 0 | 0 | 0 | 0 | 0
NOx Emissions (MMshortTons)
| NOx Emissions (MMshortTons) |  |  |  | NOx Emissions (MMshortTons): SPP_N | [6 empty] | NOx Emissions (MMshortTons): SPP_N
| NOx Emissions (MMshortTons) |  |  |  | ReportingType | 2015 | 2020 | 2025 | 2030 | 2035 | 2040 | ReportingType | 2015 | 2020 | 2025 | 2030 | 2035 | 2040
| NOx Emissions (MMshortTons) | SPP_N | Southwest | Other Renew | BM | 0 | 0 | 0 | 0 | 0 | 0 | BM | 0 | 0 | 0 | 0 | 0 | 0
| NOx Emissions (MMshortTons) | SPP_N | Southwest | CC | CC | 0 | 0 | 0 | 0 | 0 | 0 | CC | 0 | 0 | 0 | 0 | 0 | 0
| NOx Emissions (MMshortTons) | SPP_N | Southwest | Other Renew | CSP | 0 | 0 | 0 | 0 | 0 | 0 | CSP | 0 | 0 | 0 | 0 | 0 | 0
| NOx Emissions (MMshortTons) | SPP_N | Southwest | CT | CT | 0 | 0 | 0 | 0 | 0 | 0 | CT | 0 | 0 | 0 | 0 | 0 | 0
| NOx Emissions (MMshortTons) | SPP_N | Southwest | Coal | Coal | 0.06 | 0.01 | 0 | 0 | 0 | 0 | Coal | 0.06 | 0.01 | 0 | 0 | 0 | 0
| NOx Emissions (MMshortTons) | SPP_N | Southwest | Other Renew | Geo | 0 | 0 | 0 | 0 | 0 | 0 | Geo | 0 | 0 | 0 | 0 | 0 | 0
| NOx Emissions (MMshortTons) | SPP_N | Southwest | Hydro | H | 0 | 0 | 0 | 0 | 0 | 0 | H | 0 | 0 | 0 | 0 | 0 | 0
| NOx Emissions (MMshortTons) | SPP_N | Southwest | Other Renew | LFG | 0 | 0 | 0 | 0 | 0 | 0 | LFG | 0 | 0 | 0 | 0 | 0 | 0
| NOx Emissions (MMshortTons) | SPP_N | Southwest | Nuclear | Nuc | 0 | 0 | 0 | 0 | 0 | 0 | Nuc | 0 | 0 | 0 | 0 | 0 | 0
| NOx Emissions (MMshortTons) | SPP_N | Southwest | Other | PS | 0 | 0 | 0 | 0 | 0 | 0 | PS | 0 | 0 | 0 | 0 | 0 | 0
| NOx Emissions (MMshortTons) | SPP_N | Southwest | Other Renew | PV | 0 | 0 | 0 | 0 | 0 | 0 | PV | 0 | 0 | 0 | 0 | 0 | 0
| NOx Emissions (MMshortTons) | SPP_N | Southwest | CT | PeakG | 0 | 0 | 0 | 0 | 0 | 0 | PeakG | 0 | 0 | 0 | 0 | 0 | 0
| NOx Emissions (MMshortTons) | SPP_N | Southwest | CT | PeakO | 0 | 0 | 0 | 0 | 0 | 0 | PeakO | 0 | 0 | 0 | 0 | 0 | 0
| NOx Emissions (MMshortTons) | SPP_N | Southwest | Other Renew | ST | 0 | 0 | 0 | 0 | 0 | 0 | ST | 0 | 0 | 0 | 0 | 0 | 0
| NOx Emissions (MMshortTons) | SPP_N | Southwest | Steam O/G | STOG | 0 | 0 | 0 | 0 | 0 | 0 | STOG | 0 | 0 | 0 | 0 | 0 | 0
| NOx Emissions (MMshortTons) | SPP_N | Southwest | Other Renew | STWD | 0 | 0 | 0 | 0 | 0 | 0 | STWD | 0 | 0 | 0 | 0 | 0 | 0
| NOx Emissions (MMshortTons) | SPP_N | Southwest | On-shore Wind | WT | 0 | 0 | 0 | 0 | 0 | 0 | WT | 0 | 0 | 0 | 0 | 0 | 0
| NOx Emissions (MMshortTons) | SPP_N | Southwest | Coal | IGCC | 0 | 0 | 0 | 0 | 0 | 0 | IGCC | 0 | 0 | 0 | 0 | 0 | 0
| NOx Emissions (MMshortTons) | SPP_N | Southwest | DR | DemandResponse | 0 | 0 | 0 | 0 | 0 | 0 | DemandResponse | 0 | 0 | 0 | 0 | 0 | 0
| NOx Emissions (MMshortTons) | SPP_N | Southwest | Coal-CCS | IGCC-CCS | 0 | 0 | 0 | 0 | 0 | 0 | IGCC-CCS | 0 | 0 | 0 | 0 | 0 | 0
| NOx Emissions (MMshortTons) | SPP_N | Southwest | Off-shore Wind | WT_off | 0 | 0 | 0 | 0 | 0 | 0 | WT_off | 0 | 0 | 0 | 0 | 0 | 0
| NOx Emissions (MMshortTons) | SPP_N | Southwest | Other | PseudoUnit | 0 | 0 | 0 | 0 | 0 | 0 | PseudoUnit | 0 | 0 | 0 | 0 | 0 | 0
| NOx Emissions (MMshortTons) | SPP_N | Southwest | HQ/Maritimes | FixedInterchange | 0 | 0 | 0 | 0 | 0 | 0 | FixedInterchange | 0 | 0 | 0 | 0 | 0 | 0
NOx Emissions (MMshortTons)
| NOx Emissions (MMshortTons) |  |  |  | NOx Emissions (MMshortTons): SPP_S | [6 empty] | NOx Emissions (MMshortTons): SPP_S
| NOx Emissions (MMshortTons) |  |  |  | ReportingType | 2015 | 2020 | 2025 | 2030 | 2035 | 2040 | ReportingType | 2015 | 2020 | 2025 | 2030 | 2035 | 2040
| NOx Emissions (MMshortTons) | SPP_S | Southwest | Other Renew | BM | 0 | 0 | 0 | 0 | 0 | 0 | BM | 0 | 0 | 0 | 0 | 0 | 0
| NOx Emissions (MMshortTons) | SPP_S | Southwest | CC | CC | 0 | 0 | 0 | 0 | 0 | 0 | CC | 0 | 0 | 0 | 0 | 0 | 0
| NOx Emissions (MMshortTons) | SPP_S | Southwest | Other Renew | CSP | 0 | 0 | 0 | 0 | 0 | 0 | CSP | 0 | 0 | 0 | 0 | 0 | 0
| NOx Emissions (MMshortTons) | SPP_S | Southwest | CT | CT | 0 | 0 | 0 | 0 | 0 | 0 | CT | 0 | 0 | 0 | 0 | 0 | 0
| NOx Emissions (MMshortTons) | SPP_S | Southwest | Coal | Coal | 0.1 | 0 | 0 | 0 | 0 | 0 | Coal | 0.08 | 0 | 0 | 0 | 0 | 0
| NOx Emissions (MMshortTons) | SPP_S | Southwest | Other Renew | Geo | 0 | 0 | 0 | 0 | 0 | 0 | Geo | 0 | 0 | 0 | 0 | 0 | 0
| NOx Emissions (MMshortTons) | SPP_S | Southwest | Hydro | H | 0 | 0 | 0 | 0 | 0 | 0 | H | 0 | 0 | 0 | 0 | 0 | 0
| NOx Emissions (MMshortTons) | SPP_S | Southwest | Other Renew | LFG | 0 | 0 | 0 | 0 | 0 | 0 | LFG | 0 | 0 | 0 | 0 | 0 | 0
| NOx Emissions (MMshortTons) | SPP_S | Southwest | Nuclear | Nuc | 0 | 0 | 0 | 0 | 0 | 0 | Nuc | 0 | 0 | 0 | 0 | 0 | 0
| NOx Emissions (MMshortTons) | SPP_S | Southwest | Other | PS | 0 | 0 | 0 | 0 | 0 | 0 | PS | 0 | 0 | 0 | 0 | 0 | 0
| NOx Emissions (MMshortTons) | SPP_S | Southwest | Other Renew | PV | 0 | 0 | 0 | 0 | 0 | 0 | PV | 0 | 0 | 0 | 0 | 0 | 0
| NOx Emissions (MMshortTons) | SPP_S | Southwest | CT | PeakG | 0 | 0 | 0 | 0 | 0 | 0 | PeakG | 0 | 0 | 0 | 0 | 0 | 0
| NOx Emissions (MMshortTons) | SPP_S | Southwest | CT | PeakO | 0 | 0 | 0 | 0 | 0 | 0 | PeakO | 0 | 0 | 0 | 0 | 0 | 0
| NOx Emissions (MMshortTons) | SPP_S | Southwest | Other Renew | ST | 0 | 0 | 0 | 0 | 0 | 0 | ST | 0 | 0 | 0 | 0 | 0 | 0
| NOx Emissions (MMshortTons) | SPP_S | Southwest | Steam O/G | STOG | 0 | 0 | 0 | 0 | 0 | 0 | STOG | 0 | 0 | 0 | 0 | 0 | 0
| NOx Emissions (MMshortTons) | SPP_S | Southwest | Other Renew | STWD | 0 | 0 | 0 | 0 | 0 | 0 | STWD | 0 | 0 | 0 | 0 | 0 | 0
| NOx Emissions (MMshortTons) | SPP_S | Southwest | On-shore Wind | WT | 0 | 0 | 0 | 0 | 0 | 0 | WT | 0 | 0 | 0 | 0 | 0 | 0
| NOx Emissions (MMshortTons) | SPP_S | Southwest | Coal | IGCC | 0 | 0 | 0 | 0 | 0 | 0 | IGCC | 0 | 0 | 0 | 0 | 0 | 0
| NOx Emissions (MMshortTons) | SPP_S | Southwest | DR | DemandResponse | 0 | 0 | 0 | 0 | 0 | 0 | DemandResponse | 0 | 0 | 0 | 0 | 0 | 0
| NOx Emissions (MMshortTons) | SPP_S | Southwest | Coal-CCS | IGCC-CCS | 0 | 0 | 0 | 0 | 0 | 0 | IGCC-CCS | 0 | 0 | 0 | 0 | 0 | 0
| NOx Emissions (MMshortTons) | SPP_S | Southwest | Off-shore Wind | WT_off | 0 | 0 | 0 | 0 | 0 | 0 | WT_off | 0 | 0 | 0 | 0 | 0 | 0
| NOx Emissions (MMshortTons) | SPP_S | Southwest | Other | PseudoUnit | 0 | 0 | 0 | 0 | 0 | 0 | PseudoUnit | 0 | 0 | 0 | 0 | 0 | 0
| NOx Emissions (MMshortTons) | SPP_S | Southwest | HQ/Maritimes | FixedInterchange | 0 | 0 | 0 | 0 | 0 | 0 | FixedInterchange | 0 | 0 | 0 | 0 | 0 | 0
NOx Emissions (MMshortTons)
| NOx Emissions (MMshortTons) |  |  |  | NOx Emissions (MMshortTons): TVA | [6 empty] | NOx Emissions (MMshortTons): TVA
| NOx Emissions (MMshortTons) |  |  |  | ReportingType | 2015 | 2020 | 2025 | 2030 | 2035 | 2040 | ReportingType | 2015 | 2020 | 2025 | 2030 | 2035 | 2040
| NOx Emissions (MMshortTons) | TVA | South | Other Renew | BM | 0 | 0 | 0 | 0 | 0 | 0 | BM | 0 | 0 | 0 | 0 | 0 | 0
| NOx Emissions (MMshortTons) | TVA | South | CC | CC | 0 | 0 | 0 | 0 | 0 | 0 | CC | 0 | 0 | 0.01 | 0 | 0 | 0
| NOx Emissions (MMshortTons) | TVA | South | Other Renew | CSP | 0 | 0 | 0 | 0 | 0 | 0 | CSP | 0 | 0 | 0 | 0 | 0 | 0
| NOx Emissions (MMshortTons) | TVA | South | CT | CT | 0 | 0 | 0 | 0 | 0 | 0 | CT | 0 | 0 | 0 | 0 | 0 | 0
| NOx Emissions (MMshortTons) | TVA | South | Coal | Coal | 0.02 | 0.01 | 0 | 0 | 0 | 0 | Coal | 0.02 | 0.01 | 0 | 0 | 0 | 0
| NOx Emissions (MMshortTons) | TVA | South | Other Renew | Geo | 0 | 0 | 0 | 0 | 0 | 0 | Geo | 0 | 0 | 0 | 0 | 0 | 0
| NOx Emissions (MMshortTons) | TVA | South | Hydro | H | 0 | 0 | 0 | 0 | 0 | 0 | H | 0 | 0 | 0 | 0 | 0 | 0
| NOx Emissions (MMshortTons) | TVA | South | Other Renew | LFG | 0 | 0 | 0 | 0 | 0 | 0 | LFG | 0 | 0 | 0 | 0 | 0 | 0
| NOx Emissions (MMshortTons) | TVA | South | Nuclear | Nuc | 0 | 0 | 0 | 0 | 0 | 0 | Nuc | 0 | 0 | 0 | 0 | 0 | 0
| NOx Emissions (MMshortTons) | TVA | South | Other | PS | 0 | 0 | 0 | 0 | 0 | 0 | PS | 0 | 0 | 0 | 0 | 0 | 0
| NOx Emissions (MMshortTons) | TVA | South | Other Renew | PV | 0 | 0 | 0 | 0 | 0 | 0 | PV | 0 | 0 | 0 | 0 | 0 | 0
| NOx Emissions (MMshortTons) | TVA | South | CT | PeakG | 0 | 0 | 0 | 0 | 0 | 0 | PeakG | 0 | 0 | 0 | 0 | 0 | 0
| NOx Emissions (MMshortTons) | TVA | South | CT | PeakO | 0 | 0 | 0 | 0 | 0 | 0 | PeakO | 0 | 0 | 0 | 0 | 0 | 0
| NOx Emissions (MMshortTons) | TVA | South | Other Renew | ST | 0 | 0 | 0 | 0 | 0 | 0 | ST | 0 | 0 | 0 | 0 | 0 | 0
| NOx Emissions (MMshortTons) | TVA | South | Steam O/G | STOG | 0 | 0 | 0 | 0 | 0 | 0 | STOG | 0 | 0 | 0 | 0 | 0 | 0
| NOx Emissions (MMshortTons) | TVA | South | Other Renew | STWD | 0 | 0 | 0 | 0 | 0 | 0 | STWD | 0 | 0 | 0 | 0 | 0 | 0
| NOx Emissions (MMshortTons) | TVA | South | On-shore Wind | WT | 0 | 0 | 0 | 0 | 0 | 0 | WT | 0 | 0 | 0 | 0 | 0 | 0
| NOx Emissions (MMshortTons) | TVA | South | Coal | IGCC | 0 | 0 | 0 | 0 | 0 | 0 | IGCC | 0 | 0 | 0 | 0 | 0 | 0
| NOx Emissions (MMshortTons) | TVA | South | DR | DemandResponse | 0 | 0 | 0 | 0 | 0 | 0 | DemandResponse | 0 | 0 | 0 | 0 | 0 | 0
| NOx Emissions (MMshortTons) | TVA | South | Coal-CCS | IGCC-CCS | 0 | 0 | 0 | 0 | 0 | 0 | IGCC-CCS | 0 | 0 | 0 | 0 | 0 | 0
| NOx Emissions (MMshortTons) | TVA | South | Off-shore Wind | WT_off | 0 | 0 | 0 | 0 | 0 | 0 | WT_off | 0 | 0 | 0 | 0 | 0 | 0
| NOx Emissions (MMshortTons) | TVA | South | Other | PseudoUnit | 0 | 0 | 0 | 0 | 0 | 0 | PseudoUnit | 0 | 0 | 0 | 0 | 0 | 0
| NOx Emissions (MMshortTons) | TVA | South | HQ/Maritimes | FixedInterchange | 0 | 0 | 0 | 0 | 0 | 0 | FixedInterchange | 0 | 0 | 0 | 0 | 0 | 0
NOx Emissions (MMshortTons)
| NOx Emissions (MMshortTons) |  |  |  | NOx Emissions (MMshortTons): TVA_Transmission | [6 empty] | NOx Emissions (MMshortTons): TVA_Transmission
| NOx Emissions (MMshortTons) |  |  |  | ReportingType | 2015 | 2020 | 2025 | 2030 | 2035 | 2040 | ReportingType | 2015 | 2020 | 2025 | 2030 | 2035 | 2040
| NOx Emissions (MMshortTons) | TVA_Transmission | South | Other Renew | BM | 0 | 0 | 0 | 0 | 0 | 0 | BM | 0 | 0 | 0 | 0 | 0 | 0
| NOx Emissions (MMshortTons) | TVA_Transmission | South | CC | CC | 0 | 0 | 0 | 0 | 0 | 0 | CC | 0 | 0 | 0 | 0 | 0 | 0
| NOx Emissions (MMshortTons) | TVA_Transmission | South | Other Renew | CSP | 0 | 0 | 0 | 0 | 0 | 0 | CSP | 0 | 0 | 0 | 0 | 0 | 0
| NOx Emissions (MMshortTons) | TVA_Transmission | South | CT | CT | 0 | 0 | 0 | 0 | 0 | 0 | CT | 0 | 0 | 0 | 0 | 0 | 0
| NOx Emissions (MMshortTons) | TVA_Transmission | South | Coal | Coal | 0 | 0 | 0 | 0 | 0 | 0 | Coal | 0 | 0 | 0 | 0 | 0 | 0
| NOx Emissions (MMshortTons) | TVA_Transmission | South | Other Renew | Geo | 0 | 0 | 0 | 0 | 0 | 0 | Geo | 0 | 0 | 0 | 0 | 0 | 0
| NOx Emissions (MMshortTons) | TVA_Transmission | South | Hydro | H | 0 | 0 | 0 | 0 | 0 | 0 | H | 0 | 0 | 0 | 0 | 0 | 0
| NOx Emissions (MMshortTons) | TVA_Transmission | South | Other Renew | LFG | 0 | 0 | 0 | 0 | 0 | 0 | LFG | 0 | 0 | 0 | 0 | 0 | 0
| NOx Emissions (MMshortTons) | TVA_Transmission | South | Nuclear | Nuc | 0 | 0 | 0 | 0 | 0 | 0 | Nuc | 0 | 0 | 0 | 0 | 0 | 0
| NOx Emissions (MMshortTons) | TVA_Transmission | South | Other | PS | 0 | 0 | 0 | 0 | 0 | 0 | PS | 0 | 0 | 0 | 0 | 0 | 0
| NOx Emissions (MMshortTons) | TVA_Transmission | South | Other Renew | PV | 0 | 0 | 0 | 0 | 0 | 0 | PV | 0 | 0 | 0 | 0 | 0 | 0
| NOx Emissions (MMshortTons) | TVA_Transmission | South | CT | PeakG | 0 | 0 | 0 | 0 | 0 | 0 | PeakG | 0 | 0 | 0 | 0 | 0 | 0
| NOx Emissions (MMshortTons) | TVA_Transmission | South | CT | PeakO | 0 | 0 | 0 | 0 | 0 | 0 | PeakO | 0 | 0 | 0 | 0 | 0 | 0
| NOx Emissions (MMshortTons) | TVA_Transmission | South | Other Renew | ST | 0 | 0 | 0 | 0 | 0 | 0 | ST | 0 | 0 | 0 | 0 | 0 | 0
| NOx Emissions (MMshortTons) | TVA_Transmission | South | Steam O/G | STOG | 0 | 0 | 0 | 0 | 0 | 0 | STOG | 0 | 0 | 0 | 0 | 0 | 0
| NOx Emissions (MMshortTons) | TVA_Transmission | South | Other Renew | STWD | 0 | 0 | 0 | 0 | 0 | 0 | STWD | 0 | 0 | 0 | 0 | 0 | 0
| NOx Emissions (MMshortTons) | TVA_Transmission | South | On-shore Wind | WT | 0 | 0 | 0 | 0 | 0 | 0 | WT | 0 | 0 | 0 | 0 | 0 | 0
| NOx Emissions (MMshortTons) | TVA_Transmission | South | Coal | IGCC | 0 | 0 | 0 | 0 | 0 | 0 | IGCC | 0 | 0 | 0 | 0 | 0 | 0
| NOx Emissions (MMshortTons) | TVA_Transmission | South | DR | DemandResponse | 0 | 0 | 0 | 0 | 0 | 0 | DemandResponse | 0 | 0 | 0 | 0 | 0 | 0
| NOx Emissions (MMshortTons) | TVA_Transmission | South | Coal-CCS | IGCC-CCS | 0 | 0 | 0 | 0 | 0 | 0 | IGCC-CCS | 0 | 0 | 0 | 0 | 0 | 0
| NOx Emissions (MMshortTons) | TVA_Transmission | South | Off-shore Wind | WT_off | 0 | 0 | 0 | 0 | 0 | 0 | WT_off | 0 | 0 | 0 | 0 | 0 | 0
| NOx Emissions (MMshortTons) | TVA_Transmission | South | Other | PseudoUnit | 0 | 0 | 0 | 0 | 0 | 0 | PseudoUnit | 0 | 0 | 0 | 0 | 0 | 0
| NOx Emissions (MMshortTons) | TVA_Transmission | South | HQ/Maritimes | FixedInterchange | 0 | 0 | 0 | 0 | 0 | 0 | FixedInterchange | 0 | 0 | 0 | 0 | 0 | 0
NOx Emissions (MMshortTons)
| NOx Emissions (MMshortTons) |  |  |  | NOx Emissions (MMshortTons): VACAR | [6 empty] | NOx Emissions (MMshortTons): VACAR
| NOx Emissions (MMshortTons) |  |  |  | ReportingType | 2015 | 2020 | 2025 | 2030 | 2035 | 2040 | ReportingType | 2015 | 2020 | 2025 | 2030 | 2035 | 2040
| NOx Emissions (MMshortTons) | VACAR | South | Other Renew | BM | 0 | 0 | 0 | 0 | 0 | 0 | BM | 0 | 0 | 0 | 0 | 0 | 0
| NOx Emissions (MMshortTons) | VACAR | South | CC | CC | 0.01 | 0.01 | 0.01 | 0 | 0 | 0 | CC | 0.01 | 0.01 | 0.01 | 0.01 | 0 | 0
| NOx Emissions (MMshortTons) | VACAR | South | Other Renew | CSP | 0 | 0 | 0 | 0 | 0 | 0 | CSP | 0 | 0 | 0 | 0 | 0 | 0
| NOx Emissions (MMshortTons) | VACAR | South | CT | CT | 0 | 0 | 0 | 0 | 0 | 0 | CT | 0 | 0 | 0 | 0 | 0 | 0
| NOx Emissions (MMshortTons) | VACAR | South | Coal | Coal | 0.01 | 0.01 | 0 | 0 | 0 | 0 | Coal | 0.01 | 0 | 0 | 0 | 0 | 0
| NOx Emissions (MMshortTons) | VACAR | South | Other Renew | Geo | 0 | 0 | 0 | 0 | 0 | 0 | Geo | 0 | 0 | 0 | 0 | 0 | 0
| NOx Emissions (MMshortTons) | VACAR | South | Hydro | H | 0 | 0 | 0 | 0 | 0 | 0 | H | 0 | 0 | 0 | 0 | 0 | 0
| NOx Emissions (MMshortTons) | VACAR | South | Other Renew | LFG | 0 | 0 | 0 | 0 | 0 | 0 | LFG | 0 | 0 | 0 | 0 | 0 | 0
| NOx Emissions (MMshortTons) | VACAR | South | Nuclear | Nuc | 0 | 0 | 0 | 0 | 0 | 0 | Nuc | 0 | 0 | 0 | 0 | 0 | 0
| NOx Emissions (MMshortTons) | VACAR | South | Other | PS | 0 | 0 | 0 | 0 | 0 | 0 | PS | 0 | 0 | 0 | 0 | 0 | 0
| NOx Emissions (MMshortTons) | VACAR | South | Other Renew | PV | 0 | 0 | 0 | 0 | 0 | 0 | PV | 0 | 0 | 0 | 0 | 0 | 0
| NOx Emissions (MMshortTons) | VACAR | South | CT | PeakG | 0 | 0 | 0 | 0 | 0 | 0 | PeakG | 0 | 0 | 0 | 0 | 0 | 0
| NOx Emissions (MMshortTons) | VACAR | South | CT | PeakO | 0 | 0 | 0 | 0 | 0 | 0 | PeakO | 0 | 0 | 0 | 0 | 0 | 0
| NOx Emissions (MMshortTons) | VACAR | South | Other Renew | ST | 0 | 0 | 0 | 0 | 0 | 0 | ST | 0 | 0 | 0 | 0 | 0 | 0
| NOx Emissions (MMshortTons) | VACAR | South | Steam O/G | STOG | 0 | 0 | 0 | 0 | 0 | 0 | STOG | 0 | 0 | 0 | 0 | 0 | 0
| NOx Emissions (MMshortTons) | VACAR | South | Other Renew | STWD | 0 | 0 | 0 | 0 | 0 | 0 | STWD | 0 | 0 | 0 | 0 | 0 | 0
| NOx Emissions (MMshortTons) | VACAR | South | On-shore Wind | WT | 0 | 0 | 0 | 0 | 0 | 0 | WT | 0 | 0 | 0 | 0 | 0 | 0
| NOx Emissions (MMshortTons) | VACAR | South | Coal | IGCC | 0 | 0 | 0 | 0 | 0 | 0 | IGCC | 0 | 0 | 0 | 0 | 0 | 0
| NOx Emissions (MMshortTons) | VACAR | South | DR | DemandResponse | 0 | 0 | 0 | 0 | 0 | 0 | DemandResponse | 0 | 0 | 0 | 0 | 0 | 0
| NOx Emissions (MMshortTons) | VACAR | South | Coal-CCS | IGCC-CCS | 0 | 0 | 0 | 0 | 0 | 0 | IGCC-CCS | 0 | 0 | 0 | 0 | 0 | 0
| NOx Emissions (MMshortTons) | VACAR | South | Off-shore Wind | WT_off | 0 | 0 | 0 | 0 | 0 | 0 | WT_off | 0 | 0 | 0 | 0 | 0 | 0
| NOx Emissions (MMshortTons) | VACAR | South | Other | PseudoUnit | 0 | 0 | 0 | 0 | 0 | 0 | PseudoUnit | 0 | 0 | 0 | 0 | 0 | 0
| NOx Emissions (MMshortTons) | VACAR | South | HQ/Maritimes | FixedInterchange | 0 | 0 | 0 | 0 | 0 | 0 | FixedInterchange | 0 | 0 | 0 | 0 | 0 | 0
NOx Emissions (MMshortTons)
| NOx Emissions (MMshortTons) |  |  |  | NOx Emissions (MMshortTons): IESO | [6 empty] | NOx Emissions (MMshortTons): IESO
| NOx Emissions (MMshortTons) |  |  |  | ReportingType | 2015 | 2020 | 2025 | 2030 | 2035 | 2040 | ReportingType | 2015 | 2020 | 2025 | 2030 | 2035 | 2040
| NOx Emissions (MMshortTons) | IESO | Ontario | Other Renew | BM | 0 | 0 | 0 | 0 | 0 | 0 | BM | 0 | 0 | 0 | 0 | 0 | 0
| NOx Emissions (MMshortTons) | IESO | Ontario | CC | CC | 0 | 0 | 0 | 0 | 0 | 0 | CC | 0 | 0 | 0 | 0 | 0 | 0
| NOx Emissions (MMshortTons) | IESO | Ontario | Other Renew | CSP | 0 | 0 | 0 | 0 | 0 | 0 | CSP | 0 | 0 | 0 | 0 | 0 | 0
| NOx Emissions (MMshortTons) | IESO | Ontario | CT | CT | 0 | 0 | 0 | 0 | 0 | 0 | CT | 0 | 0 | 0 | 0 | 0 | 0
| NOx Emissions (MMshortTons) | IESO | Ontario | Coal | Coal | 0 | 0 | 0 | 0 | 0 | 0 | Coal | 0 | 0 | 0 | 0 | 0 | 0
| NOx Emissions (MMshortTons) | IESO | Ontario | Other Renew | Geo | 0 | 0 | 0 | 0 | 0 | 0 | Geo | 0 | 0 | 0 | 0 | 0 | 0
| NOx Emissions (MMshortTons) | IESO | Ontario | Hydro | H | 0 | 0 | 0 | 0 | 0 | 0 | H | 0 | 0 | 0 | 0 | 0 | 0
| NOx Emissions (MMshortTons) | IESO | Ontario | Other Renew | LFG | 0 | 0 | 0 | 0 | 0 | 0 | LFG | 0 | 0 | 0 | 0 | 0 | 0
| NOx Emissions (MMshortTons) | IESO | Ontario | Nuclear | Nuc | 0 | 0 | 0 | 0 | 0 | 0 | Nuc | 0 | 0 | 0 | 0 | 0 | 0
| NOx Emissions (MMshortTons) | IESO | Ontario | Other | PS | 0 | 0 | 0 | 0 | 0 | 0 | PS | 0 | 0 | 0 | 0 | 0 | 0
| NOx Emissions (MMshortTons) | IESO | Ontario | Other Renew | PV | 0 | 0 | 0 | 0 | 0 | 0 | PV | 0 | 0 | 0 | 0 | 0 | 0
| NOx Emissions (MMshortTons) | IESO | Ontario | CT | PeakG | 0 | 0 | 0 | 0 | 0 | 0 | PeakG | 0 | 0 | 0 | 0 | 0 | 0
| NOx Emissions (MMshortTons) | IESO | Ontario | CT | PeakO | 0 | 0 | 0 | 0 | 0 | 0 | PeakO | 0 | 0 | 0 | 0 | 0 | 0
| NOx Emissions (MMshortTons) | IESO | Ontario | Other Renew | ST | 0 | 0 | 0 | 0 | 0 | 0 | ST | 0 | 0 | 0 | 0 | 0 | 0
| NOx Emissions (MMshortTons) | IESO | Ontario | Steam O/G | STOG | 0 | 0 | 0 | 0 | 0 | 0 | STOG | 0 | 0 | 0 | 0 | 0 | 0
| NOx Emissions (MMshortTons) | IESO | Ontario | Other Renew | STWD | 0 | 0 | 0 | 0 | 0 | 0 | STWD | 0 | 0 | 0 | 0 | 0 | 0
| NOx Emissions (MMshortTons) | IESO | Ontario | On-shore Wind | WT | 0 | 0 | 0 | 0 | 0 | 0 | WT | 0 | 0 | 0 | 0 | 0 | 0
| NOx Emissions (MMshortTons) | IESO | Ontario | Coal | IGCC | 0 | 0 | 0 | 0 | 0 | 0 | IGCC | 0 | 0 | 0 | 0 | 0 | 0
| NOx Emissions (MMshortTons) | IESO | Ontario | DR | DemandResponse | 0 | 0 | 0 | 0 | 0 | 0 | DemandResponse | 0 | 0 | 0 | 0 | 0 | 0
| NOx Emissions (MMshortTons) | IESO | Ontario | Coal-CCS | IGCC-CCS | 0 | 0 | 0 | 0 | 0 | 0 | IGCC-CCS | 0 | 0 | 0 | 0 | 0 | 0
| NOx Emissions (MMshortTons) | IESO | Ontario | Off-shore Wind | WT_off | 0 | 0 | 0 | 0 | 0 | 0 | WT_off | 0 | 0 | 0 | 0 | 0 | 0
| NOx Emissions (MMshortTons) | IESO | Ontario | Other | PseudoUnit | 0 | 0 | 0 | 0 | 0 | 0 | PseudoUnit | 0 | 0 | 0 | 0 | 0 | 0
| NOx Emissions (MMshortTons) | IESO | Ontario | HQ/Maritimes | FixedInterchange | 0 | 0 | 0 | 0 | 0 | 0 | FixedInterchange | 0 | 0 | 0 | 0 | 0 | 0
NOx Emissions (MMshortTons)
| NOx Emissions (MMshortTons) |  |  |  | NOx Emissions (MMshortTons): MAPP_CA | [6 empty] | NOx Emissions (MMshortTons): MAPP_CA
| NOx Emissions (MMshortTons) |  |  |  | ReportingType | 2015 | 2020 | 2025 | 2030 | 2035 | 2040 | ReportingType | 2015 | 2020 | 2025 | 2030 | 2035 | 2040
| NOx Emissions (MMshortTons) | MAPP_CA | Midwest | Other Renew | BM | 0 | 0 | 0 | 0 | 0 | 0 | BM | 0 | 0 | 0 | 0 | 0 | 0
| NOx Emissions (MMshortTons) | MAPP_CA | Midwest | CC | CC | 0 | 0 | 0 | 0 | 0 | 0 | CC | 0 | 0 | 0 | 0 | 0 | 0
| NOx Emissions (MMshortTons) | MAPP_CA | Midwest | Other Renew | CSP | 0 | 0 | 0 | 0 | 0 | 0 | CSP | 0 | 0 | 0 | 0 | 0 | 0
| NOx Emissions (MMshortTons) | MAPP_CA | Midwest | CT | CT | 0 | 0 | 0 | 0 | 0 | 0 | CT | 0 | 0 | 0 | 0 | 0 | 0
| NOx Emissions (MMshortTons) | MAPP_CA | Midwest | Coal | Coal | 0 | 0 | 0 | 0 | 0 | 0 | Coal | 0 | 0 | 0 | 0 | 0 | 0
| NOx Emissions (MMshortTons) | MAPP_CA | Midwest | Other Renew | Geo | 0 | 0 | 0 | 0 | 0 | 0 | Geo | 0 | 0 | 0 | 0 | 0 | 0
| NOx Emissions (MMshortTons) | MAPP_CA | Midwest | Hydro | H | 0 | 0 | 0 | 0 | 0 | 0 | H | 0 | 0 | 0 | 0 | 0 | 0
| NOx Emissions (MMshortTons) | MAPP_CA | Midwest | Other Renew | LFG | 0 | 0 | 0 | 0 | 0 | 0 | LFG | 0 | 0 | 0 | 0 | 0 | 0
| NOx Emissions (MMshortTons) | MAPP_CA | Midwest | Nuclear | Nuc | 0 | 0 | 0 | 0 | 0 | 0 | Nuc | 0 | 0 | 0 | 0 | 0 | 0
| NOx Emissions (MMshortTons) | MAPP_CA | Midwest | Other | PS | 0 | 0 | 0 | 0 | 0 | 0 | PS | 0 | 0 | 0 | 0 | 0 | 0
| NOx Emissions (MMshortTons) | MAPP_CA | Midwest | Other Renew | PV | 0 | 0 | 0 | 0 | 0 | 0 | PV | 0 | 0 | 0 | 0 | 0 | 0
| NOx Emissions (MMshortTons) | MAPP_CA | Midwest | CT | PeakG | 0 | 0 | 0 | 0 | 0 | 0 | PeakG | 0 | 0 | 0 | 0 | 0 | 0
| NOx Emissions (MMshortTons) | MAPP_CA | Midwest | CT | PeakO | 0 | 0 | 0 | 0 | 0 | 0 | PeakO | 0 | 0 | 0 | 0 | 0 | 0
| NOx Emissions (MMshortTons) | MAPP_CA | Midwest | Other Renew | ST | 0 | 0 | 0 | 0 | 0 | 0 | ST | 0 | 0 | 0 | 0 | 0 | 0
| NOx Emissions (MMshortTons) | MAPP_CA | Midwest | Steam O/G | STOG | 0 | 0 | 0 | 0 | 0 | 0 | STOG | 0 | 0 | 0 | 0 | 0 | 0
| NOx Emissions (MMshortTons) | MAPP_CA | Midwest | Other Renew | STWD | 0 | 0 | 0 | 0 | 0 | 0 | STWD | 0 | 0 | 0 | 0 | 0 | 0
| NOx Emissions (MMshortTons) | MAPP_CA | Midwest | On-shore Wind | WT | 0 | 0 | 0 | 0 | 0 | 0 | WT | 0 | 0 | 0 | 0 | 0 | 0
| NOx Emissions (MMshortTons) | MAPP_CA | Midwest | Coal | IGCC | 0 | 0 | 0 | 0 | 0 | 0 | IGCC | 0 | 0 | 0 | 0 | 0 | 0
| NOx Emissions (MMshortTons) | MAPP_CA | Midwest | DR | DemandResponse | 0 | 0 | 0 | 0 | 0 | 0 | DemandResponse | 0 | 0 | 0 | 0 | 0 | 0
| NOx Emissions (MMshortTons) | MAPP_CA | Midwest | Coal-CCS | IGCC-CCS | 0 | 0 | 0 | 0 | 0 | 0 | IGCC-CCS | 0 | 0 | 0 | 0 | 0 | 0
| NOx Emissions (MMshortTons) | MAPP_CA | Midwest | Off-shore Wind | WT_off | 0 | 0 | 0 | 0 | 0 | 0 | WT_off | 0 | 0 | 0 | 0 | 0 | 0
| NOx Emissions (MMshortTons) | MAPP_CA | Midwest | Other | PseudoUnit | 0 | 0 | 0 | 0 | 0 | 0 | PseudoUnit | 0 | 0 | 0 | 0 | 0 | 0
| NOx Emissions (MMshortTons) | MAPP_CA | Midwest | HQ/Maritimes | FixedInterchange | 0 | 0 | 0 | 0 | 0 | 0 | FixedInterchange | 0 | 0 | 0 | 0 | 0 | 0
NOx Emissions (MMshortTons)
| NOx Emissions (MMshortTons) |  |  |  | NOx Emissions (MMshortTons): AZ_NM_SNV_Coal | [6 empty] | NOx Emissions (MMshortTons): AZ_NM_SNV_Coal
| NOx Emissions (MMshortTons) |  |  |  | ReportingType | 2015 | 2020 | 2025 | 2030 | 2035 | 2040 | ReportingType | 2015 | 2020 | 2025 | 2030 | 2035 | 2040
| NOx Emissions (MMshortTons) | AZ_NM_SNV_Coal | West | Other Renew | BM | 0 | 0 | 0 | 0 | 0 | 0 | BM | 0 | 0 | 0 | 0 | 0 | 0
| NOx Emissions (MMshortTons) | AZ_NM_SNV_Coal | West | CC | CC | 0 | 0 | 0 | 0 | 0 | 0 | CC | 0 | 0 | 0 | 0 | 0 | 0
| NOx Emissions (MMshortTons) | AZ_NM_SNV_Coal | West | Other Renew | CSP | 0 | 0 | 0 | 0 | 0 | 0 | CSP | 0 | 0 | 0 | 0 | 0 | 0
| NOx Emissions (MMshortTons) | AZ_NM_SNV_Coal | West | CT | CT | 0 | 0 | 0 | 0 | 0 | 0 | CT | 0 | 0 | 0 | 0 | 0 | 0
| NOx Emissions (MMshortTons) | AZ_NM_SNV_Coal | West | Coal | Coal | 0.08 | 0.07 | 0.02 | 0 | 0 | 0 | Coal | 0.08 | 0.07 | 0.02 | 0 | 0 | 0
| NOx Emissions (MMshortTons) | AZ_NM_SNV_Coal | West | Other Renew | Geo | 0 | 0 | 0 | 0 | 0 | 0 | Geo | 0 | 0 | 0 | 0 | 0 | 0
| NOx Emissions (MMshortTons) | AZ_NM_SNV_Coal | West | Hydro | H | 0 | 0 | 0 | 0 | 0 | 0 | H | 0 | 0 | 0 | 0 | 0 | 0
| NOx Emissions (MMshortTons) | AZ_NM_SNV_Coal | West | Other Renew | LFG | 0 | 0 | 0 | 0 | 0 | 0 | LFG | 0 | 0 | 0 | 0 | 0 | 0
| NOx Emissions (MMshortTons) | AZ_NM_SNV_Coal | West | Nuclear | Nuc | 0 | 0 | 0 | 0 | 0 | 0 | Nuc | 0 | 0 | 0 | 0 | 0 | 0
| NOx Emissions (MMshortTons) | AZ_NM_SNV_Coal | West | Other | PS | 0 | 0 | 0 | 0 | 0 | 0 | PS | 0 | 0 | 0 | 0 | 0 | 0
| NOx Emissions (MMshortTons) | AZ_NM_SNV_Coal | West | Other Renew | PV | 0 | 0 | 0 | 0 | 0 | 0 | PV | 0 | 0 | 0 | 0 | 0 | 0
| NOx Emissions (MMshortTons) | AZ_NM_SNV_Coal | West | CT | PeakG | 0 | 0 | 0 | 0 | 0 | 0 | PeakG | 0 | 0 | 0 | 0 | 0 | 0
| NOx Emissions (MMshortTons) | AZ_NM_SNV_Coal | West | CT | PeakO | 0 | 0 | 0 | 0 | 0 | 0 | PeakO | 0 | 0 | 0 | 0 | 0 | 0
| NOx Emissions (MMshortTons) | AZ_NM_SNV_Coal | West | Other Renew | ST | 0 | 0 | 0 | 0 | 0 | 0 | ST | 0 | 0 | 0 | 0 | 0 | 0
| NOx Emissions (MMshortTons) | AZ_NM_SNV_Coal | West | Steam O/G | STOG | 0 | 0 | 0 | 0 | 0 | 0 | STOG | 0 | 0 | 0 | 0 | 0 | 0
| NOx Emissions (MMshortTons) | AZ_NM_SNV_Coal | West | Other Renew | STWD | 0 | 0 | 0 | 0 | 0 | 0 | STWD | 0 | 0 | 0 | 0 | 0 | 0
| NOx Emissions (MMshortTons) | AZ_NM_SNV_Coal | West | On-shore Wind | WT | 0 | 0 | 0 | 0 | 0 | 0 | WT | 0 | 0 | 0 | 0 | 0 | 0
| NOx Emissions (MMshortTons) | AZ_NM_SNV_Coal | West | Coal | IGCC | 0 | 0 | 0 | 0 | 0 | 0 | IGCC | 0 | 0 | 0 | 0 | 0 | 0
| NOx Emissions (MMshortTons) | AZ_NM_SNV_Coal | West | DR | DemandResponse | 0 | 0 | 0 | 0 | 0 | 0 | DemandResponse | 0 | 0 | 0 | 0 | 0 | 0
| NOx Emissions (MMshortTons) | AZ_NM_SNV_Coal | West | Coal-CCS | IGCC-CCS | 0 | 0 | 0 | 0 | 0 | 0 | IGCC-CCS | 0 | 0 | 0 | 0 | 0 | 0
| NOx Emissions (MMshortTons) | AZ_NM_SNV_Coal | West | Off-shore Wind | WT_off | 0 | 0 | 0 | 0 | 0 | 0 | WT_off | 0 | 0 | 0 | 0 | 0 | 0
| NOx Emissions (MMshortTons) | AZ_NM_SNV_Coal | West | Other | PseudoUnit | 0 | 0 | 0 | 0 | 0 | 0 | PseudoUnit | 0 | 0 | 0 | 0 | 0 | 0
| NOx Emissions (MMshortTons) | AZ_NM_SNV_Coal | West | HQ/Maritimes | FixedInterchange | 0 | 0 | 0 | 0 | 0 | 0 | FixedInterchange | 0 | 0 | 0 | 0 | 0 | 0
NOx Emissions (MMshortTons)
| NOx Emissions (MMshortTons) |  |  |  | NOx Emissions (MMshortTons): AZ_NM_SNV_Gas | [6 empty] | NOx Emissions (MMshortTons): AZ_NM_SNV_Gas
| NOx Emissions (MMshortTons) |  |  |  | ReportingType | 2015 | 2020 | 2025 | 2030 | 2035 | 2040 | ReportingType | 2015 | 2020 | 2025 | 2030 | 2035 | 2040
| NOx Emissions (MMshortTons) | AZ_NM_SNV_Gas | West | Other Renew | BM | 0 | 0 | 0 | 0 | 0 | 0 | BM | 0 | 0 | 0 | 0 | 0 | 0
| NOx Emissions (MMshortTons) | AZ_NM_SNV_Gas | West | CC | CC | 0 | 0 | 0.01 | 0 | 0 | 0 | CC | 0 | 0 | 0.01 | 0 | 0 | 0
| NOx Emissions (MMshortTons) | AZ_NM_SNV_Gas | West | Other Renew | CSP | 0 | 0 | 0 | 0 | 0 | 0 | CSP | 0 | 0 | 0 | 0 | 0 | 0
| NOx Emissions (MMshortTons) | AZ_NM_SNV_Gas | West | CT | CT | 0 | 0 | 0 | 0 | 0 | 0 | CT | 0 | 0 | 0 | 0 | 0 | 0
| NOx Emissions (MMshortTons) | AZ_NM_SNV_Gas | West | Coal | Coal | 0 | 0 | 0 | 0 | 0 | 0 | Coal | 0 | 0 | 0 | 0 | 0 | 0
| NOx Emissions (MMshortTons) | AZ_NM_SNV_Gas | West | Other Renew | Geo | 0 | 0 | 0 | 0 | 0 | 0 | Geo | 0 | 0 | 0 | 0 | 0 | 0
| NOx Emissions (MMshortTons) | AZ_NM_SNV_Gas | West | Hydro | H | 0 | 0 | 0 | 0 | 0 | 0 | H | 0 | 0 | 0 | 0 | 0 | 0
| NOx Emissions (MMshortTons) | AZ_NM_SNV_Gas | West | Other Renew | LFG | 0 | 0 | 0 | 0 | 0 | 0 | LFG | 0 | 0 | 0 | 0 | 0 | 0
| NOx Emissions (MMshortTons) | AZ_NM_SNV_Gas | West | Nuclear | Nuc | 0 | 0 | 0 | 0 | 0 | 0 | Nuc | 0 | 0 | 0 | 0 | 0 | 0
| NOx Emissions (MMshortTons) | AZ_NM_SNV_Gas | West | Other | PS | 0 | 0 | 0 | 0 | 0 | 0 | PS | 0 | 0 | 0 | 0 | 0 | 0
| NOx Emissions (MMshortTons) | AZ_NM_SNV_Gas | West | Other Renew | PV | 0 | 0 | 0 | 0 | 0 | 0 | PV | 0 | 0 | 0 | 0 | 0 | 0
| NOx Emissions (MMshortTons) | AZ_NM_SNV_Gas | West | CT | PeakG | 0 | 0 | 0 | 0 | 0 | 0 | PeakG | 0 | 0 | 0 | 0 | 0 | 0
| NOx Emissions (MMshortTons) | AZ_NM_SNV_Gas | West | CT | PeakO | 0 | 0 | 0 | 0 | 0 | 0 | PeakO | 0 | 0 | 0 | 0 | 0 | 0
| NOx Emissions (MMshortTons) | AZ_NM_SNV_Gas | West | Other Renew | ST | 0 | 0 | 0 | 0 | 0 | 0 | ST | 0 | 0 | 0 | 0 | 0 | 0
| NOx Emissions (MMshortTons) | AZ_NM_SNV_Gas | West | Steam O/G | STOG | 0 | 0 | 0 | 0 | 0 | 0 | STOG | 0 | 0 | 0 | 0 | 0 | 0
| NOx Emissions (MMshortTons) | AZ_NM_SNV_Gas | West | Other Renew | STWD | 0 | 0 | 0 | 0 | 0 | 0 | STWD | 0 | 0 | 0 | 0 | 0 | 0
| NOx Emissions (MMshortTons) | AZ_NM_SNV_Gas | West | On-shore Wind | WT | 0 | 0 | 0 | 0 | 0 | 0 | WT | 0 | 0 | 0 | 0 | 0 | 0
| NOx Emissions (MMshortTons) | AZ_NM_SNV_Gas | West | Coal | IGCC | 0 | 0 | 0 | 0 | 0 | 0 | IGCC | 0 | 0 | 0 | 0 | 0 | 0
| NOx Emissions (MMshortTons) | AZ_NM_SNV_Gas | West | DR | DemandResponse | 0 | 0 | 0 | 0 | 0 | 0 | DemandResponse | 0 | 0 | 0 | 0 | 0 | 0
| NOx Emissions (MMshortTons) | AZ_NM_SNV_Gas | West | Coal-CCS | IGCC-CCS | 0 | 0 | 0 | 0 | 0 | 0 | IGCC-CCS | 0 | 0 | 0 | 0 | 0 | 0
| NOx Emissions (MMshortTons) | AZ_NM_SNV_Gas | West | Off-shore Wind | WT_off | 0 | 0 | 0 | 0 | 0 | 0 | WT_off | 0 | 0 | 0 | 0 | 0 | 0
| NOx Emissions (MMshortTons) | AZ_NM_SNV_Gas | West | Other | PseudoUnit | 0 | 0 | 0 | 0 | 0 | 0 | PseudoUnit | 0 | 0 | 0 | 0 | 0 | 0
| NOx Emissions (MMshortTons) | AZ_NM_SNV_Gas | West | HQ/Maritimes | FixedInterchange | 0 | 0 | 0 | 0 | 0 | 0 | FixedInterchange | 0 | 0 | 0 | 0 | 0 | 0
NOx Emissions (MMshortTons)
| NOx Emissions (MMshortTons) |  |  |  | NOx Emissions (MMshortTons): AZ_NM_SNV_NucRenew | [6 empty] | NOx Emissions (MMshortTons): AZ_NM_SNV_NucRenew
| NOx Emissions (MMshortTons) |  |  |  | ReportingType | 2015 | 2020 | 2025 | 2030 | 2035 | 2040 | ReportingType | 2015 | 2020 | 2025 | 2030 | 2035 | 2040
| NOx Emissions (MMshortTons) | AZ_NM_SNV_NucRenew | West | Other Renew | BM | 0 | 0 | 0 | 0 | 0 | 0 | BM | 0 | 0 | 0 | 0 | 0 | 0
| NOx Emissions (MMshortTons) | AZ_NM_SNV_NucRenew | West | CC | CC | 0 | 0 | 0 | 0 | 0 | 0 | CC | 0 | 0 | 0 | 0 | 0 | 0
| NOx Emissions (MMshortTons) | AZ_NM_SNV_NucRenew | West | Other Renew | CSP | 0 | 0 | 0 | 0 | 0 | 0 | CSP | 0 | 0 | 0 | 0 | 0 | 0
| NOx Emissions (MMshortTons) | AZ_NM_SNV_NucRenew | West | CT | CT | 0 | 0 | 0 | 0 | 0 | 0 | CT | 0 | 0 | 0 | 0 | 0 | 0
| NOx Emissions (MMshortTons) | AZ_NM_SNV_NucRenew | West | Coal | Coal | 0 | 0 | 0 | 0 | 0 | 0 | Coal | 0 | 0 | 0 | 0 | 0 | 0
| NOx Emissions (MMshortTons) | AZ_NM_SNV_NucRenew | West | Other Renew | Geo | 0 | 0 | 0 | 0 | 0 | 0 | Geo | 0 | 0 | 0 | 0 | 0 | 0
| NOx Emissions (MMshortTons) | AZ_NM_SNV_NucRenew | West | Hydro | H | 0 | 0 | 0 | 0 | 0 | 0 | H | 0 | 0 | 0 | 0 | 0 | 0
| NOx Emissions (MMshortTons) | AZ_NM_SNV_NucRenew | West | Other Renew | LFG | 0 | 0 | 0 | 0 | 0 | 0 | LFG | 0 | 0 | 0 | 0 | 0 | 0
| NOx Emissions (MMshortTons) | AZ_NM_SNV_NucRenew | West | Nuclear | Nuc | 0 | 0 | 0 | 0 | 0 | 0 | Nuc | 0 | 0 | 0 | 0 | 0 | 0
| NOx Emissions (MMshortTons) | AZ_NM_SNV_NucRenew | West | Other | PS | 0 | 0 | 0 | 0 | 0 | 0 | PS | 0 | 0 | 0 | 0 | 0 | 0
| NOx Emissions (MMshortTons) | AZ_NM_SNV_NucRenew | West | Other Renew | PV | 0 | 0 | 0 | 0 | 0 | 0 | PV | 0 | 0 | 0 | 0 | 0 | 0
| NOx Emissions (MMshortTons) | AZ_NM_SNV_NucRenew | West | CT | PeakG | 0 | 0 | 0 | 0 | 0 | 0 | PeakG | 0 | 0 | 0 | 0 | 0 | 0
| NOx Emissions (MMshortTons) | AZ_NM_SNV_NucRenew | West | CT | PeakO | 0 | 0 | 0 | 0 | 0 | 0 | PeakO | 0 | 0 | 0 | 0 | 0 | 0
| NOx Emissions (MMshortTons) | AZ_NM_SNV_NucRenew | West | Other Renew | ST | 0 | 0 | 0 | 0 | 0 | 0 | ST | 0 | 0 | 0 | 0 | 0 | 0
| NOx Emissions (MMshortTons) | AZ_NM_SNV_NucRenew | West | Steam O/G | STOG | 0 | 0 | 0 | 0 | 0 | 0 | STOG | 0 | 0 | 0 | 0 | 0 | 0
| NOx Emissions (MMshortTons) | AZ_NM_SNV_NucRenew | West | Other Renew | STWD | 0 | 0 | 0 | 0 | 0 | 0 | STWD | 0 | 0 | 0 | 0 | 0 | 0
| NOx Emissions (MMshortTons) | AZ_NM_SNV_NucRenew | West | On-shore Wind | WT | 0 | 0 | 0 | 0 | 0 | 0 | WT | 0 | 0 | 0 | 0 | 0 | 0
| NOx Emissions (MMshortTons) | AZ_NM_SNV_NucRenew | West | Coal | IGCC | 0 | 0 | 0 | 0 | 0 | 0 | IGCC | 0 | 0 | 0 | 0 | 0 | 0
| NOx Emissions (MMshortTons) | AZ_NM_SNV_NucRenew | West | DR | DemandResponse | 0 | 0 | 0 | 0 | 0 | 0 | DemandResponse | 0 | 0 | 0 | 0 | 0 | 0
| NOx Emissions (MMshortTons) | AZ_NM_SNV_NucRenew | West | Coal-CCS | IGCC-CCS | 0 | 0 | 0 | 0 | 0 | 0 | IGCC-CCS | 0 | 0 | 0 | 0 | 0 | 0
| NOx Emissions (MMshortTons) | AZ_NM_SNV_NucRenew | West | Off-shore Wind | WT_off | 0 | 0 | 0 | 0 | 0 | 0 | WT_off | 0 | 0 | 0 | 0 | 0 | 0
| NOx Emissions (MMshortTons) | AZ_NM_SNV_NucRenew | West | Other | PseudoUnit | 0 | 0 | 0 | 0 | 0 | 0 | PseudoUnit | 0 | 0 | 0 | 0 | 0 | 0
| NOx Emissions (MMshortTons) | AZ_NM_SNV_NucRenew | West | HQ/Maritimes | FixedInterchange | 0 | 0 | 0 | 0 | 0 | 0 | FixedInterchange | 0 | 0 | 0 | 0 | 0 | 0
NOx Emissions (MMshortTons)
| NOx Emissions (MMshortTons) |  |  |  | NOx Emissions (MMshortTons): ERCOT | [6 empty] | NOx Emissions (MMshortTons): ERCOT
| NOx Emissions (MMshortTons) |  |  |  | ReportingType | 2015 | 2020 | 2025 | 2030 | 2035 | 2040 | ReportingType | 2015 | 2020 | 2025 | 2030 | 2035 | 2040
| NOx Emissions (MMshortTons) | ERCOT | Texas | Other Renew | BM | 0 | 0 | 0 | 0 | 0 | 0 | BM | 0 | 0 | 0 | 0 | 0 | 0
| NOx Emissions (MMshortTons) | ERCOT | Texas | CC | CC | 0.01 | 0.02 | 0.01 | 0.01 | 0.01 | 0 | CC | 0.01 | 0.02 | 0.01 | 0.01 | 0.01 | 0
| NOx Emissions (MMshortTons) | ERCOT | Texas | Other Renew | CSP | 0 | 0 | 0 | 0 | 0 | 0 | CSP | 0 | 0 | 0 | 0 | 0 | 0
| NOx Emissions (MMshortTons) | ERCOT | Texas | CT | CT | 0 | 0 | 0 | 0 | 0 | 0 | CT | 0 | 0 | 0 | 0 | 0 | 0
| NOx Emissions (MMshortTons) | ERCOT | Texas | Coal | Coal | 0.02 | 0.01 | 0 | 0 | 0 | 0 | Coal | 0.02 | 0.01 | 0 | 0 | 0 | 0
| NOx Emissions (MMshortTons) | ERCOT | Texas | Other Renew | Geo | 0 | 0 | 0 | 0 | 0 | 0 | Geo | 0 | 0 | 0 | 0 | 0 | 0
| NOx Emissions (MMshortTons) | ERCOT | Texas | Hydro | H | 0 | 0 | 0 | 0 | 0 | 0 | H | 0 | 0 | 0 | 0 | 0 | 0
| NOx Emissions (MMshortTons) | ERCOT | Texas | Other Renew | LFG | 0 | 0 | 0 | 0 | 0 | 0 | LFG | 0 | 0 | 0 | 0 | 0 | 0
| NOx Emissions (MMshortTons) | ERCOT | Texas | Nuclear | Nuc | 0 | 0 | 0 | 0 | 0 | 0 | Nuc | 0 | 0 | 0 | 0 | 0 | 0
| NOx Emissions (MMshortTons) | ERCOT | Texas | Other | PS | 0 | 0 | 0 | 0 | 0 | 0 | PS | 0 | 0 | 0 | 0 | 0 | 0
| NOx Emissions (MMshortTons) | ERCOT | Texas | Other Renew | PV | 0 | 0 | 0 | 0 | 0 | 0 | PV | 0 | 0 | 0 | 0 | 0 | 0
| NOx Emissions (MMshortTons) | ERCOT | Texas | CT | PeakG | 0 | 0 | 0 | 0 | 0 | 0 | PeakG | 0 | 0 | 0 | 0 | 0 | 0
| NOx Emissions (MMshortTons) | ERCOT | Texas | CT | PeakO | 0 | 0 | 0 | 0 | 0 | 0 | PeakO | 0 | 0 | 0 | 0 | 0 | 0
| NOx Emissions (MMshortTons) | ERCOT | Texas | Other Renew | ST | 0 | 0 | 0 | 0 | 0 | 0 | ST | 0 | 0 | 0 | 0 | 0 | 0
| NOx Emissions (MMshortTons) | ERCOT | Texas | Steam O/G | STOG | 0 | 0 | 0 | 0 | 0 | 0 | STOG | 0 | 0 | 0 | 0 | 0 | 0
| NOx Emissions (MMshortTons) | ERCOT | Texas | Other Renew | STWD | 0 | 0 | 0 | 0 | 0 | 0 | STWD | 0 | 0 | 0 | 0 | 0 | 0
| NOx Emissions (MMshortTons) | ERCOT | Texas | On-shore Wind | WT | 0 | 0 | 0 | 0 | 0 | 0 | WT | 0 | 0 | 0 | 0 | 0 | 0
| NOx Emissions (MMshortTons) | ERCOT | Texas | Coal | IGCC | 0 | 0 | 0 | 0 | 0 | 0 | IGCC | 0 | 0 | 0 | 0 | 0 | 0
| NOx Emissions (MMshortTons) | ERCOT | Texas | DR | DemandResponse | 0 | 0 | 0 | 0 | 0 | 0 | DemandResponse | 0 | 0 | 0 | 0 | 0 | 0
| NOx Emissions (MMshortTons) | ERCOT | Texas | Coal-CCS | IGCC-CCS | 0 | 0 | 0 | 0 | 0 | 0 | IGCC-CCS | 0 | 0 | 0 | 0 | 0 | 0
| NOx Emissions (MMshortTons) | ERCOT | Texas | Off-shore Wind | WT_off | 0 | 0 | 0 | 0 | 0 | 0 | WT_off | 0 | 0 | 0 | 0 | 0 | 0
| NOx Emissions (MMshortTons) | ERCOT | Texas | Other | PseudoUnit | 0 | 0 | 0 | 0 | 0 | 0 | PseudoUnit | 0 | 0 | 0 | 0 | 0 | 0
| NOx Emissions (MMshortTons) | ERCOT | Texas | HQ/Maritimes | FixedInterchange | 0 | 0 | 0 | 0 | 0 | 0 | FixedInterchange | 0 | 0 | 0 | 0 | 0 | 0
NOx Emissions (MMshortTons)
| NOx Emissions (MMshortTons) |  |  |  | NOx Emissions (MMshortTons): NP15 | [6 empty] | NOx Emissions (MMshortTons): NP15
| NOx Emissions (MMshortTons) |  |  |  | ReportingType | 2015 | 2020 | 2025 | 2030 | 2035 | 2040 | ReportingType | 2015 | 2020 | 2025 | 2030 | 2035 | 2040
| NOx Emissions (MMshortTons) | NP15 | West | Other Renew | BM | 0 | 0 | 0 | 0 | 0 | 0 | BM | 0 | 0 | 0 | 0 | 0 | 0
| NOx Emissions (MMshortTons) | NP15 | West | CC | CC | 0 | 0 | 0 | 0 | 0 | 0 | CC | 0 | 0 | 0 | 0 | 0 | 0
| NOx Emissions (MMshortTons) | NP15 | West | Other Renew | CSP | 0 | 0 | 0 | 0 | 0 | 0 | CSP | 0 | 0 | 0 | 0 | 0 | 0
| NOx Emissions (MMshortTons) | NP15 | West | CT | CT | 0 | 0 | 0 | 0 | 0 | 0 | CT | 0 | 0 | 0 | 0 | 0 | 0
| NOx Emissions (MMshortTons) | NP15 | West | Coal | Coal | 0 | 0 | 0 | 0 | 0 | 0 | Coal | 0 | 0 | 0 | 0 | 0 | 0
| NOx Emissions (MMshortTons) | NP15 | West | Other Renew | Geo | 0 | 0 | 0 | 0 | 0 | 0 | Geo | 0 | 0 | 0 | 0 | 0 | 0
| NOx Emissions (MMshortTons) | NP15 | West | Hydro | H | 0 | 0 | 0 | 0 | 0 | 0 | H | 0 | 0 | 0 | 0 | 0 | 0
| NOx Emissions (MMshortTons) | NP15 | West | Other Renew | LFG | 0 | 0 | 0 | 0 | 0 | 0 | LFG | 0 | 0 | 0 | 0 | 0 | 0
| NOx Emissions (MMshortTons) | NP15 | West | Nuclear | Nuc | 0 | 0 | 0 | 0 | 0 | 0 | Nuc | 0 | 0 | 0 | 0 | 0 | 0
| NOx Emissions (MMshortTons) | NP15 | West | Other | PS | 0 | 0 | 0 | 0 | 0 | 0 | PS | 0 | 0 | 0 | 0 | 0 | 0
| NOx Emissions (MMshortTons) | NP15 | West | Other Renew | PV | 0 | 0 | 0 | 0 | 0 | 0 | PV | 0 | 0 | 0 | 0 | 0 | 0
| NOx Emissions (MMshortTons) | NP15 | West | CT | PeakG | 0 | 0 | 0 | 0 | 0 | 0 | PeakG | 0 | 0 | 0 | 0 | 0 | 0
| NOx Emissions (MMshortTons) | NP15 | West | CT | PeakO | 0 | 0 | 0 | 0 | 0 | 0 | PeakO | 0 | 0 | 0 | 0 | 0 | 0
| NOx Emissions (MMshortTons) | NP15 | West | Other Renew | ST | 0 | 0 | 0 | 0 | 0 | 0 | ST | 0 | 0 | 0 | 0 | 0 | 0
| NOx Emissions (MMshortTons) | NP15 | West | Steam O/G | STOG | 0 | 0 | 0 | 0 | 0 | 0 | STOG | 0 | 0 | 0 | 0 | 0 | 0
| NOx Emissions (MMshortTons) | NP15 | West | Other Renew | STWD | 0 | 0 | 0 | 0 | 0 | 0 | STWD | 0 | 0 | 0 | 0 | 0 | 0
| NOx Emissions (MMshortTons) | NP15 | West | On-shore Wind | WT | 0 | 0 | 0 | 0 | 0 | 0 | WT | 0 | 0 | 0 | 0 | 0 | 0
| NOx Emissions (MMshortTons) | NP15 | West | Coal | IGCC | 0 | 0 | 0 | 0 | 0 | 0 | IGCC | 0 | 0 | 0 | 0 | 0 | 0
| NOx Emissions (MMshortTons) | NP15 | West | DR | DemandResponse | 0 | 0 | 0 | 0 | 0 | 0 | DemandResponse | 0 | 0 | 0 | 0 | 0 | 0
| NOx Emissions (MMshortTons) | NP15 | West | Coal-CCS | IGCC-CCS | 0 | 0 | 0 | 0 | 0 | 0 | IGCC-CCS | 0 | 0 | 0 | 0 | 0 | 0
| NOx Emissions (MMshortTons) | NP15 | West | Off-shore Wind | WT_off | 0 | 0 | 0 | 0 | 0 | 0 | WT_off | 0 | 0 | 0 | 0 | 0 | 0
| NOx Emissions (MMshortTons) | NP15 | West | Other | PseudoUnit | 0 | 0 | 0 | 0 | 0 | 0 | PseudoUnit | 0 | 0 | 0 | 0 | 0 | 0
| NOx Emissions (MMshortTons) | NP15 | West | HQ/Maritimes | FixedInterchange | 0 | 0 | 0 | 0 | 0 | 0 | FixedInterchange | 0 | 0 | 0 | 0 | 0 | 0
NOx Emissions (MMshortTons)
| NOx Emissions (MMshortTons) |  |  |  | NOx Emissions (MMshortTons): NWPP_Coal | [6 empty] | NOx Emissions (MMshortTons): NWPP_Coal
| NOx Emissions (MMshortTons) |  |  |  | ReportingType | 2015 | 2020 | 2025 | 2030 | 2035 | 2040 | ReportingType | 2015 | 2020 | 2025 | 2030 | 2035 | 2040
| NOx Emissions (MMshortTons) | NWPP_Coal | West | Other Renew | BM | 0 | 0 | 0 | 0 | 0 | 0 | BM | 0 | 0 | 0 | 0 | 0 | 0
| NOx Emissions (MMshortTons) | NWPP_Coal | West | CC | CC | 0 | 0 | 0 | 0 | 0 | 0 | CC | 0 | 0 | 0 | 0 | 0 | 0
| NOx Emissions (MMshortTons) | NWPP_Coal | West | Other Renew | CSP | 0 | 0 | 0 | 0 | 0 | 0 | CSP | 0 | 0 | 0 | 0 | 0 | 0
| NOx Emissions (MMshortTons) | NWPP_Coal | West | CT | CT | 0 | 0 | 0 | 0 | 0 | 0 | CT | 0 | 0 | 0 | 0 | 0 | 0
| NOx Emissions (MMshortTons) | NWPP_Coal | West | Coal | Coal | 0.08 | 0.06 | 0 | 0 | 0 | 0 | Coal | 0.08 | 0.06 | 0 | 0 | 0 | 0
| NOx Emissions (MMshortTons) | NWPP_Coal | West | Other Renew | Geo | 0 | 0 | 0 | 0 | 0 | 0 | Geo | 0 | 0 | 0 | 0 | 0 | 0
| NOx Emissions (MMshortTons) | NWPP_Coal | West | Hydro | H | 0 | 0 | 0 | 0 | 0 | 0 | H | 0 | 0 | 0 | 0 | 0 | 0
| NOx Emissions (MMshortTons) | NWPP_Coal | West | Other Renew | LFG | 0 | 0 | 0 | 0 | 0 | 0 | LFG | 0 | 0 | 0 | 0 | 0 | 0
| NOx Emissions (MMshortTons) | NWPP_Coal | West | Nuclear | Nuc | 0 | 0 | 0 | 0 | 0 | 0 | Nuc | 0 | 0 | 0 | 0 | 0 | 0
| NOx Emissions (MMshortTons) | NWPP_Coal | West | Other | PS | 0 | 0 | 0 | 0 | 0 | 0 | PS | 0 | 0 | 0 | 0 | 0 | 0
| NOx Emissions (MMshortTons) | NWPP_Coal | West | Other Renew | PV | 0 | 0 | 0 | 0 | 0 | 0 | PV | 0 | 0 | 0 | 0 | 0 | 0
| NOx Emissions (MMshortTons) | NWPP_Coal | West | CT | PeakG | 0 | 0 | 0 | 0 | 0 | 0 | PeakG | 0 | 0 | 0 | 0 | 0 | 0
| NOx Emissions (MMshortTons) | NWPP_Coal | West | CT | PeakO | 0 | 0 | 0 | 0 | 0 | 0 | PeakO | 0 | 0 | 0 | 0 | 0 | 0
| NOx Emissions (MMshortTons) | NWPP_Coal | West | Other Renew | ST | 0 | 0 | 0 | 0 | 0 | 0 | ST | 0 | 0 | 0 | 0 | 0 | 0
| NOx Emissions (MMshortTons) | NWPP_Coal | West | Steam O/G | STOG | 0 | 0 | 0 | 0 | 0 | 0 | STOG | 0 | 0 | 0 | 0 | 0 | 0
| NOx Emissions (MMshortTons) | NWPP_Coal | West | Other Renew | STWD | 0 | 0 | 0 | 0 | 0 | 0 | STWD | 0 | 0 | 0 | 0 | 0 | 0
| NOx Emissions (MMshortTons) | NWPP_Coal | West | On-shore Wind | WT | 0 | 0 | 0 | 0 | 0 | 0 | WT | 0 | 0 | 0 | 0 | 0 | 0
| NOx Emissions (MMshortTons) | NWPP_Coal | West | Coal | IGCC | 0 | 0 | 0 | 0 | 0 | 0 | IGCC | 0 | 0 | 0 | 0 | 0 | 0
| NOx Emissions (MMshortTons) | NWPP_Coal | West | DR | DemandResponse | 0 | 0 | 0 | 0 | 0 | 0 | DemandResponse | 0 | 0 | 0 | 0 | 0 | 0
| NOx Emissions (MMshortTons) | NWPP_Coal | West | Coal-CCS | IGCC-CCS | 0 | 0 | 0 | 0 | 0 | 0 | IGCC-CCS | 0 | 0 | 0 | 0 | 0 | 0
| NOx Emissions (MMshortTons) | NWPP_Coal | West | Off-shore Wind | WT_off | 0 | 0 | 0 | 0 | 0 | 0 | WT_off | 0 | 0 | 0 | 0 | 0 | 0
| NOx Emissions (MMshortTons) | NWPP_Coal | West | Other | PseudoUnit | 0 | 0 | 0 | 0 | 0 | 0 | PseudoUnit | 0 | 0 | 0 | 0 | 0 | 0
| NOx Emissions (MMshortTons) | NWPP_Coal | West | HQ/Maritimes | FixedInterchange | 0 | 0 | 0 | 0 | 0 | 0 | FixedInterchange | 0 | 0 | 0 | 0 | 0 | 0
NOx Emissions (MMshortTons)
| NOx Emissions (MMshortTons) |  |  |  | NOx Emissions (MMshortTons): NWPP_Gas | [6 empty] | NOx Emissions (MMshortTons): NWPP_Gas
| NOx Emissions (MMshortTons) |  |  |  | ReportingType | 2015 | 2020 | 2025 | 2030 | 2035 | 2040 | ReportingType | 2015 | 2020 | 2025 | 2030 | 2035 | 2040
| NOx Emissions (MMshortTons) | NWPP_Gas | West | Other Renew | BM | 0 | 0 | 0 | 0 | 0 | 0 | BM | 0 | 0 | 0 | 0 | 0 | 0
| NOx Emissions (MMshortTons) | NWPP_Gas | West | CC | CC | 0 | 0 | 0 | 0 | 0 | 0 | CC | 0 | 0 | 0 | 0 | 0 | 0
| NOx Emissions (MMshortTons) | NWPP_Gas | West | Other Renew | CSP | 0 | 0 | 0 | 0 | 0 | 0 | CSP | 0 | 0 | 0 | 0 | 0 | 0
| NOx Emissions (MMshortTons) | NWPP_Gas | West | CT | CT | 0 | 0 | 0 | 0 | 0 | 0 | CT | 0 | 0 | 0 | 0 | 0 | 0
| NOx Emissions (MMshortTons) | NWPP_Gas | West | Coal | Coal | 0 | 0 | 0 | 0 | 0 | 0 | Coal | 0 | 0 | 0 | 0 | 0 | 0
| NOx Emissions (MMshortTons) | NWPP_Gas | West | Other Renew | Geo | 0 | 0 | 0 | 0 | 0 | 0 | Geo | 0 | 0 | 0 | 0 | 0 | 0
| NOx Emissions (MMshortTons) | NWPP_Gas | West | Hydro | H | 0 | 0 | 0 | 0 | 0 | 0 | H | 0 | 0 | 0 | 0 | 0 | 0
| NOx Emissions (MMshortTons) | NWPP_Gas | West | Other Renew | LFG | 0 | 0 | 0 | 0 | 0 | 0 | LFG | 0 | 0 | 0 | 0 | 0 | 0
| NOx Emissions (MMshortTons) | NWPP_Gas | West | Nuclear | Nuc | 0 | 0 | 0 | 0 | 0 | 0 | Nuc | 0 | 0 | 0 | 0 | 0 | 0
| NOx Emissions (MMshortTons) | NWPP_Gas | West | Other | PS | 0 | 0 | 0 | 0 | 0 | 0 | PS | 0 | 0 | 0 | 0 | 0 | 0
| NOx Emissions (MMshortTons) | NWPP_Gas | West | Other Renew | PV | 0 | 0 | 0 | 0 | 0 | 0 | PV | 0 | 0 | 0 | 0 | 0 | 0
| NOx Emissions (MMshortTons) | NWPP_Gas | West | CT | PeakG | 0 | 0 | 0 | 0 | 0 | 0 | PeakG | 0 | 0 | 0 | 0 | 0 | 0
| NOx Emissions (MMshortTons) | NWPP_Gas | West | CT | PeakO | 0 | 0 | 0 | 0 | 0 | 0 | PeakO | 0 | 0 | 0 | 0 | 0 | 0
| NOx Emissions (MMshortTons) | NWPP_Gas | West | Other Renew | ST | 0 | 0 | 0 | 0 | 0 | 0 | ST | 0 | 0 | 0 | 0 | 0 | 0
| NOx Emissions (MMshortTons) | NWPP_Gas | West | Steam O/G | STOG | 0 | 0 | 0 | 0 | 0 | 0 | STOG | 0 | 0 | 0 | 0 | 0 | 0
| NOx Emissions (MMshortTons) | NWPP_Gas | West | Other Renew | STWD | 0 | 0 | 0 | 0 | 0 | 0 | STWD | 0 | 0 | 0 | 0 | 0 | 0
| NOx Emissions (MMshortTons) | NWPP_Gas | West | On-shore Wind | WT | 0 | 0 | 0 | 0 | 0 | 0 | WT | 0 | 0 | 0 | 0 | 0 | 0
| NOx Emissions (MMshortTons) | NWPP_Gas | West | Coal | IGCC | 0 | 0 | 0 | 0 | 0 | 0 | IGCC | 0 | 0 | 0 | 0 | 0 | 0
| NOx Emissions (MMshortTons) | NWPP_Gas | West | DR | DemandResponse | 0 | 0 | 0 | 0 | 0 | 0 | DemandResponse | 0 | 0 | 0 | 0 | 0 | 0
| NOx Emissions (MMshortTons) | NWPP_Gas | West | Coal-CCS | IGCC-CCS | 0 | 0 | 0 | 0 | 0 | 0 | IGCC-CCS | 0 | 0 | 0 | 0 | 0 | 0
| NOx Emissions (MMshortTons) | NWPP_Gas | West | Off-shore Wind | WT_off | 0 | 0 | 0 | 0 | 0 | 0 | WT_off | 0 | 0 | 0 | 0 | 0 | 0
| NOx Emissions (MMshortTons) | NWPP_Gas | West | Other | PseudoUnit | 0 | 0 | 0 | 0 | 0 | 0 | PseudoUnit | 0 | 0 | 0 | 0 | 0 | 0
| NOx Emissions (MMshortTons) | NWPP_Gas | West | HQ/Maritimes | FixedInterchange | 0 | 0 | 0 | 0 | 0 | 0 | FixedInterchange | 0 | 0 | 0 | 0 | 0 | 0
NOx Emissions (MMshortTons)
| NOx Emissions (MMshortTons) |  |  |  | NOx Emissions (MMshortTons): NWPP_NucRenew | [6 empty] | NOx Emissions (MMshortTons): NWPP_NucRenew
| NOx Emissions (MMshortTons) |  |  |  | ReportingType | 2015 | 2020 | 2025 | 2030 | 2035 | 2040 | ReportingType | 2015 | 2020 | 2025 | 2030 | 2035 | 2040
| NOx Emissions (MMshortTons) | NWPP_NucRenew | West | Other Renew | BM | 0 | 0 | 0 | 0 | 0 | 0 | BM | 0 | 0 | 0 | 0 | 0 | 0
| NOx Emissions (MMshortTons) | NWPP_NucRenew | West | CC | CC | 0 | 0 | 0 | 0 | 0 | 0 | CC | 0 | 0 | 0 | 0 | 0 | 0
| NOx Emissions (MMshortTons) | NWPP_NucRenew | West | Other Renew | CSP | 0 | 0 | 0 | 0 | 0 | 0 | CSP | 0 | 0 | 0 | 0 | 0 | 0
| NOx Emissions (MMshortTons) | NWPP_NucRenew | West | CT | CT | 0 | 0 | 0 | 0 | 0 | 0 | CT | 0 | 0 | 0 | 0 | 0 | 0
| NOx Emissions (MMshortTons) | NWPP_NucRenew | West | Coal | Coal | 0 | 0 | 0 | 0 | 0 | 0 | Coal | 0 | 0 | 0 | 0 | 0 | 0
| NOx Emissions (MMshortTons) | NWPP_NucRenew | West | Other Renew | Geo | 0 | 0 | 0 | 0 | 0 | 0 | Geo | 0 | 0 | 0 | 0 | 0 | 0
| NOx Emissions (MMshortTons) | NWPP_NucRenew | West | Hydro | H | 0 | 0 | 0 | 0 | 0 | 0 | H | 0 | 0 | 0 | 0 | 0 | 0
| NOx Emissions (MMshortTons) | NWPP_NucRenew | West | Other Renew | LFG | 0 | 0 | 0 | 0 | 0 | 0 | LFG | 0 | 0 | 0 | 0 | 0 | 0
| NOx Emissions (MMshortTons) | NWPP_NucRenew | West | Nuclear | Nuc | 0 | 0 | 0 | 0 | 0 | 0 | Nuc | 0 | 0 | 0 | 0 | 0 | 0
| NOx Emissions (MMshortTons) | NWPP_NucRenew | West | Other | PS | 0 | 0 | 0 | 0 | 0 | 0 | PS | 0 | 0 | 0 | 0 | 0 | 0
| NOx Emissions (MMshortTons) | NWPP_NucRenew | West | Other Renew | PV | 0 | 0 | 0 | 0 | 0 | 0 | PV | 0 | 0 | 0 | 0 | 0 | 0
| NOx Emissions (MMshortTons) | NWPP_NucRenew | West | CT | PeakG | 0 | 0 | 0 | 0 | 0 | 0 | PeakG | 0 | 0 | 0 | 0 | 0 | 0
| NOx Emissions (MMshortTons) | NWPP_NucRenew | West | CT | PeakO | 0 | 0 | 0 | 0 | 0 | 0 | PeakO | 0 | 0 | 0 | 0 | 0 | 0
| NOx Emissions (MMshortTons) | NWPP_NucRenew | West | Other Renew | ST | 0 | 0 | 0 | 0 | 0 | 0 | ST | 0 | 0 | 0 | 0 | 0 | 0
| NOx Emissions (MMshortTons) | NWPP_NucRenew | West | Steam O/G | STOG | 0 | 0 | 0 | 0 | 0 | 0 | STOG | 0 | 0 | 0 | 0 | 0 | 0
| NOx Emissions (MMshortTons) | NWPP_NucRenew | West | Other Renew | STWD | 0 | 0 | 0 | 0 | 0 | 0 | STWD | 0 | 0 | 0 | 0 | 0 | 0
| NOx Emissions (MMshortTons) | NWPP_NucRenew | West | On-shore Wind | WT | 0 | 0 | 0 | 0 | 0 | 0 | WT | 0 | 0 | 0 | 0 | 0 | 0
| NOx Emissions (MMshortTons) | NWPP_NucRenew | West | Coal | IGCC | 0 | 0 | 0 | 0 | 0 | 0 | IGCC | 0 | 0 | 0 | 0 | 0 | 0
| NOx Emissions (MMshortTons) | NWPP_NucRenew | West | DR | DemandResponse | 0 | 0 | 0 | 0 | 0 | 0 | DemandResponse | 0 | 0 | 0 | 0 | 0 | 0
| NOx Emissions (MMshortTons) | NWPP_NucRenew | West | Coal-CCS | IGCC-CCS | 0 | 0 | 0 | 0 | 0 | 0 | IGCC-CCS | 0 | 0 | 0 | 0 | 0 | 0
| NOx Emissions (MMshortTons) | NWPP_NucRenew | West | Off-shore Wind | WT_off | 0 | 0 | 0 | 0 | 0 | 0 | WT_off | 0 | 0 | 0 | 0 | 0 | 0
| NOx Emissions (MMshortTons) | NWPP_NucRenew | West | Other | PseudoUnit | 0 | 0 | 0 | 0 | 0 | 0 | PseudoUnit | 0 | 0 | 0 | 0 | 0 | 0
| NOx Emissions (MMshortTons) | NWPP_NucRenew | West | HQ/Maritimes | FixedInterchange | 0 | 0 | 0 | 0 | 0 | 0 | FixedInterchange | 0 | 0 | 0 | 0 | 0 | 0
NOx Emissions (MMshortTons)
| NOx Emissions (MMshortTons) |  |  |  | NOx Emissions (MMshortTons): RMPA | [6 empty] | NOx Emissions (MMshortTons): RMPA
| NOx Emissions (MMshortTons) |  |  |  | ReportingType | 2015 | 2020 | 2025 | 2030 | 2035 | 2040 | ReportingType | 2015 | 2020 | 2025 | 2030 | 2035 | 2040
| NOx Emissions (MMshortTons) | RMPA | West | Other Renew | BM | 0 | 0 | 0 | 0 | 0 | 0 | BM | 0 | 0 | 0 | 0 | 0 | 0
| NOx Emissions (MMshortTons) | RMPA | West | CC | CC | 0 | 0 | 0 | 0 | 0 | 0 | CC | 0 | 0 | 0 | 0 | 0 | 0
| NOx Emissions (MMshortTons) | RMPA | West | Other Renew | CSP | 0 | 0 | 0 | 0 | 0 | 0 | CSP | 0 | 0 | 0 | 0 | 0 | 0
| NOx Emissions (MMshortTons) | RMPA | West | CT | CT | 0 | 0 | 0 | 0 | 0 | 0 | CT | 0 | 0 | 0 | 0 | 0 | 0
| NOx Emissions (MMshortTons) | RMPA | West | Coal | Coal | 0.05 | 0.04 | 0 | 0 | 0 | 0 | Coal | 0.05 | 0.04 | 0 | 0 | 0 | 0
| NOx Emissions (MMshortTons) | RMPA | West | Other Renew | Geo | 0 | 0 | 0 | 0 | 0 | 0 | Geo | 0 | 0 | 0 | 0 | 0 | 0
| NOx Emissions (MMshortTons) | RMPA | West | Hydro | H | 0 | 0 | 0 | 0 | 0 | 0 | H | 0 | 0 | 0 | 0 | 0 | 0
| NOx Emissions (MMshortTons) | RMPA | West | Other Renew | LFG | 0 | 0 | 0 | 0 | 0 | 0 | LFG | 0 | 0 | 0 | 0 | 0 | 0
| NOx Emissions (MMshortTons) | RMPA | West | Nuclear | Nuc | 0 | 0 | 0 | 0 | 0 | 0 | Nuc | 0 | 0 | 0 | 0 | 0 | 0
| NOx Emissions (MMshortTons) | RMPA | West | Other | PS | 0 | 0 | 0 | 0 | 0 | 0 | PS | 0 | 0 | 0 | 0 | 0 | 0
| NOx Emissions (MMshortTons) | RMPA | West | Other Renew | PV | 0 | 0 | 0 | 0 | 0 | 0 | PV | 0 | 0 | 0 | 0 | 0 | 0
| NOx Emissions (MMshortTons) | RMPA | West | CT | PeakG | 0 | 0 | 0 | 0 | 0 | 0 | PeakG | 0 | 0 | 0 | 0 | 0 | 0
| NOx Emissions (MMshortTons) | RMPA | West | CT | PeakO | 0 | 0 | 0 | 0 | 0 | 0 | PeakO | 0 | 0 | 0 | 0 | 0 | 0
| NOx Emissions (MMshortTons) | RMPA | West | Other Renew | ST | 0 | 0 | 0 | 0 | 0 | 0 | ST | 0 | 0 | 0 | 0 | 0 | 0
| NOx Emissions (MMshortTons) | RMPA | West | Steam O/G | STOG | 0 | 0 | 0 | 0 | 0 | 0 | STOG | 0 | 0 | 0 | 0 | 0 | 0
| NOx Emissions (MMshortTons) | RMPA | West | Other Renew | STWD | 0 | 0 | 0 | 0 | 0 | 0 | STWD | 0 | 0 | 0 | 0 | 0 | 0
| NOx Emissions (MMshortTons) | RMPA | West | On-shore Wind | WT | 0 | 0 | 0 | 0 | 0 | 0 | WT | 0 | 0 | 0 | 0 | 0 | 0
| NOx Emissions (MMshortTons) | RMPA | West | Coal | IGCC | 0 | 0 | 0 | 0 | 0 | 0 | IGCC | 0 | 0 | 0 | 0 | 0 | 0
| NOx Emissions (MMshortTons) | RMPA | West | DR | DemandResponse | 0 | 0 | 0 | 0 | 0 | 0 | DemandResponse | 0 | 0 | 0 | 0 | 0 | 0
| NOx Emissions (MMshortTons) | RMPA | West | Coal-CCS | IGCC-CCS | 0 | 0 | 0 | 0 | 0 | 0 | IGCC-CCS | 0 | 0 | 0 | 0 | 0 | 0
| NOx Emissions (MMshortTons) | RMPA | West | Off-shore Wind | WT_off | 0 | 0 | 0 | 0 | 0 | 0 | WT_off | 0 | 0 | 0 | 0 | 0 | 0
| NOx Emissions (MMshortTons) | RMPA | West | Other | PseudoUnit | 0 | 0 | 0 | 0 | 0 | 0 | PseudoUnit | 0 | 0 | 0 | 0 | 0 | 0
| NOx Emissions (MMshortTons) | RMPA | West | HQ/Maritimes | FixedInterchange | 0 | 0 | 0 | 0 | 0 | 0 | FixedInterchange | 0 | 0 | 0 | 0 | 0 | 0
NOx Emissions (MMshortTons)
| NOx Emissions (MMshortTons) |  |  |  | NOx Emissions (MMshortTons): SP15 | [6 empty] | NOx Emissions (MMshortTons): SP15
| NOx Emissions (MMshortTons) |  |  |  | ReportingType | 2015 | 2020 | 2025 | 2030 | 2035 | 2040 | ReportingType | 2015 | 2020 | 2025 | 2030 | 2035 | 2040
| NOx Emissions (MMshortTons) | SP15 | West | Other Renew | BM | 0 | 0 | 0 | 0 | 0 | 0 | BM | 0 | 0 | 0 | 0 | 0 | 0
| NOx Emissions (MMshortTons) | SP15 | West | CC | CC | 0.01 | 0.01 | 0.01 | 0 | 0 | 0 | CC | 0.01 | 0.01 | 0.01 | 0 | 0 | 0
| NOx Emissions (MMshortTons) | SP15 | West | Other Renew | CSP | 0 | 0 | 0 | 0 | 0 | 0 | CSP | 0 | 0 | 0 | 0 | 0 | 0
| NOx Emissions (MMshortTons) | SP15 | West | CT | CT | 0 | 0 | 0 | 0 | 0 | 0 | CT | 0 | 0 | 0 | 0 | 0 | 0
| NOx Emissions (MMshortTons) | SP15 | West | Coal | Coal | 0 | 0 | 0 | 0 | 0 | 0 | Coal | 0 | 0 | 0 | 0 | 0 | 0
| NOx Emissions (MMshortTons) | SP15 | West | Other Renew | Geo | 0 | 0 | 0 | 0 | 0 | 0 | Geo | 0 | 0 | 0 | 0 | 0 | 0
| NOx Emissions (MMshortTons) | SP15 | West | Hydro | H | 0 | 0 | 0 | 0 | 0 | 0 | H | 0 | 0 | 0 | 0 | 0 | 0
| NOx Emissions (MMshortTons) | SP15 | West | Other Renew | LFG | 0 | 0 | 0 | 0 | 0 | 0 | LFG | 0 | 0 | 0 | 0 | 0 | 0
| NOx Emissions (MMshortTons) | SP15 | West | Nuclear | Nuc | 0 | 0 | 0 | 0 | 0 | 0 | Nuc | 0 | 0 | 0 | 0 | 0 | 0
| NOx Emissions (MMshortTons) | SP15 | West | Other | PS | 0 | 0 | 0 | 0 | 0 | 0 | PS | 0 | 0 | 0 | 0 | 0 | 0
| NOx Emissions (MMshortTons) | SP15 | West | Other Renew | PV | 0 | 0 | 0 | 0 | 0 | 0 | PV | 0 | 0 | 0 | 0 | 0 | 0
| NOx Emissions (MMshortTons) | SP15 | West | CT | PeakG | 0 | 0 | 0 | 0 | 0 | 0 | PeakG | 0 | 0 | 0 | 0 | 0 | 0
| NOx Emissions (MMshortTons) | SP15 | West | CT | PeakO | 0 | 0 | 0 | 0 | 0 | 0 | PeakO | 0 | 0 | 0 | 0 | 0 | 0
| NOx Emissions (MMshortTons) | SP15 | West | Other Renew | ST | 0 | 0 | 0 | 0 | 0 | 0 | ST | 0 | 0 | 0 | 0 | 0 | 0
| NOx Emissions (MMshortTons) | SP15 | West | Steam O/G | STOG | 0 | 0 | 0 | 0 | 0 | 0 | STOG | 0 | 0 | 0 | 0 | 0 | 0
| NOx Emissions (MMshortTons) | SP15 | West | Other Renew | STWD | 0 | 0 | 0 | 0 | 0 | 0 | STWD | 0 | 0 | 0 | 0 | 0 | 0
| NOx Emissions (MMshortTons) | SP15 | West | On-shore Wind | WT | 0 | 0 | 0 | 0 | 0 | 0 | WT | 0 | 0 | 0 | 0 | 0 | 0
| NOx Emissions (MMshortTons) | SP15 | West | Coal | IGCC | 0 | 0 | 0 | 0 | 0 | 0 | IGCC | 0 | 0 | 0 | 0 | 0 | 0
| NOx Emissions (MMshortTons) | SP15 | West | DR | DemandResponse | 0 | 0 | 0 | 0 | 0 | 0 | DemandResponse | 0 | 0 | 0 | 0 | 0 | 0
| NOx Emissions (MMshortTons) | SP15 | West | Coal-CCS | IGCC-CCS | 0 | 0 | 0 | 0 | 0 | 0 | IGCC-CCS | 0 | 0 | 0 | 0 | 0 | 0
| NOx Emissions (MMshortTons) | SP15 | West | Off-shore Wind | WT_off | 0 | 0 | 0 | 0 | 0 | 0 | WT_off | 0 | 0 | 0 | 0 | 0 | 0
| NOx Emissions (MMshortTons) | SP15 | West | Other | PseudoUnit | 0 | 0 | 0 | 0 | 0 | 0 | PseudoUnit | 0 | 0 | 0 | 0 | 0 | 0
| NOx Emissions (MMshortTons) | SP15 | West | HQ/Maritimes | FixedInterchange | 0 | 0 | 0 | 0 | 0 | 0 | FixedInterchange | 0 | 0 | 0 | 0 | 0 | 0
NOx Emissions (MMshortTons)
| NOx Emissions (MMshortTons) |  |  |  | NOx Emissions (MMshortTons): ALB | [6 empty] | NOx Emissions (MMshortTons): ALB
| NOx Emissions (MMshortTons) |  |  |  | ReportingType | 2015 | 2020 | 2025 | 2030 | 2035 | 2040 | ReportingType | 2015 | 2020 | 2025 | 2030 | 2035 | 2040
| NOx Emissions (MMshortTons) | ALB | West | Other Renew | BM | 0 | 0 | 0 | 0 | 0 | 0 | BM | 0 | 0 | 0 | 0 | 0 | 0
| NOx Emissions (MMshortTons) | ALB | West | CC | CC | 0 | 0 | 0 | 0 | 0 | 0 | CC | 0 | 0 | 0 | 0 | 0 | 0
| NOx Emissions (MMshortTons) | ALB | West | Other Renew | CSP | 0 | 0 | 0 | 0 | 0 | 0 | CSP | 0 | 0 | 0 | 0 | 0 | 0
| NOx Emissions (MMshortTons) | ALB | West | CT | CT | 0 | 0 | 0 | 0 | 0 | 0 | CT | 0 | 0 | 0 | 0 | 0 | 0
| NOx Emissions (MMshortTons) | ALB | West | Coal | Coal | 0 | 0 | 0 | 0 | 0 | 0 | Coal | 0 | 0 | 0 | 0 | 0 | 0
| NOx Emissions (MMshortTons) | ALB | West | Other Renew | Geo | 0 | 0 | 0 | 0 | 0 | 0 | Geo | 0 | 0 | 0 | 0 | 0 | 0
| NOx Emissions (MMshortTons) | ALB | West | Hydro | H | 0 | 0 | 0 | 0 | 0 | 0 | H | 0 | 0 | 0 | 0 | 0 | 0
| NOx Emissions (MMshortTons) | ALB | West | Other Renew | LFG | 0 | 0 | 0 | 0 | 0 | 0 | LFG | 0 | 0 | 0 | 0 | 0 | 0
| NOx Emissions (MMshortTons) | ALB | West | Nuclear | Nuc | 0 | 0 | 0 | 0 | 0 | 0 | Nuc | 0 | 0 | 0 | 0 | 0 | 0
| NOx Emissions (MMshortTons) | ALB | West | Other | PS | 0 | 0 | 0 | 0 | 0 | 0 | PS | 0 | 0 | 0 | 0 | 0 | 0
| NOx Emissions (MMshortTons) | ALB | West | Other Renew | PV | 0 | 0 | 0 | 0 | 0 | 0 | PV | 0 | 0 | 0 | 0 | 0 | 0
| NOx Emissions (MMshortTons) | ALB | West | CT | PeakG | 0 | 0 | 0 | 0 | 0 | 0 | PeakG | 0 | 0 | 0 | 0 | 0 | 0
| NOx Emissions (MMshortTons) | ALB | West | CT | PeakO | 0 | 0 | 0 | 0 | 0 | 0 | PeakO | 0 | 0 | 0 | 0 | 0 | 0
| NOx Emissions (MMshortTons) | ALB | West | Other Renew | ST | 0 | 0 | 0 | 0 | 0 | 0 | ST | 0 | 0 | 0 | 0 | 0 | 0
| NOx Emissions (MMshortTons) | ALB | West | Steam O/G | STOG | 0 | 0 | 0 | 0 | 0 | 0 | STOG | 0 | 0 | 0 | 0 | 0 | 0
| NOx Emissions (MMshortTons) | ALB | West | Other Renew | STWD | 0 | 0 | 0 | 0 | 0 | 0 | STWD | 0 | 0 | 0 | 0 | 0 | 0
| NOx Emissions (MMshortTons) | ALB | West | On-shore Wind | WT | 0 | 0 | 0 | 0 | 0 | 0 | WT | 0 | 0 | 0 | 0 | 0 | 0
| NOx Emissions (MMshortTons) | ALB | West | Coal | IGCC | 0 | 0 | 0 | 0 | 0 | 0 | IGCC | 0 | 0 | 0 | 0 | 0 | 0
| NOx Emissions (MMshortTons) | ALB | West | DR | DemandResponse | 0 | 0 | 0 | 0 | 0 | 0 | DemandResponse | 0 | 0 | 0 | 0 | 0 | 0
| NOx Emissions (MMshortTons) | ALB | West | Coal-CCS | IGCC-CCS | 0 | 0 | 0 | 0 | 0 | 0 | IGCC-CCS | 0 | 0 | 0 | 0 | 0 | 0
| NOx Emissions (MMshortTons) | ALB | West | Off-shore Wind | WT_off | 0 | 0 | 0 | 0 | 0 | 0 | WT_off | 0 | 0 | 0 | 0 | 0 | 0
| NOx Emissions (MMshortTons) | ALB | West | Other | PseudoUnit | 0 | 0 | 0 | 0 | 0 | 0 | PseudoUnit | 0 | 0 | 0 | 0 | 0 | 0
| NOx Emissions (MMshortTons) | ALB | West | HQ/Maritimes | FixedInterchange | 0 | 0 | 0 | 0 | 0 | 0 | FixedInterchange | 0 | 0 | 0 | 0 | 0 | 0
NOx Emissions (MMshortTons)
| NOx Emissions (MMshortTons) |  |  |  | NOx Emissions (MMshortTons): BC | [6 empty] | NOx Emissions (MMshortTons): BC
| NOx Emissions (MMshortTons) |  |  |  | ReportingType | 2015 | 2020 | 2025 | 2030 | 2035 | 2040 | ReportingType | 2015 | 2020 | 2025 | 2030 | 2035 | 2040
| NOx Emissions (MMshortTons) | BC | West | Other Renew | BM | 0 | 0 | 0 | 0 | 0 | 0 | BM | 0 | 0 | 0 | 0 | 0 | 0
| NOx Emissions (MMshortTons) | BC | West | CC | CC | 0 | 0 | 0 | 0 | 0 | 0 | CC | 0 | 0 | 0 | 0 | 0 | 0
| NOx Emissions (MMshortTons) | BC | West | Other Renew | CSP | 0 | 0 | 0 | 0 | 0 | 0 | CSP | 0 | 0 | 0 | 0 | 0 | 0
| NOx Emissions (MMshortTons) | BC | West | CT | CT | 0 | 0 | 0 | 0 | 0 | 0 | CT | 0 | 0 | 0 | 0 | 0 | 0
| NOx Emissions (MMshortTons) | BC | West | Coal | Coal | 0 | 0 | 0 | 0 | 0 | 0 | Coal | 0 | 0 | 0 | 0 | 0 | 0
| NOx Emissions (MMshortTons) | BC | West | Other Renew | Geo | 0 | 0 | 0 | 0 | 0 | 0 | Geo | 0 | 0 | 0 | 0 | 0 | 0
| NOx Emissions (MMshortTons) | BC | West | Hydro | H | 0 | 0 | 0 | 0 | 0 | 0 | H | 0 | 0 | 0 | 0 | 0 | 0
| NOx Emissions (MMshortTons) | BC | West | Other Renew | LFG | 0 | 0 | 0 | 0 | 0 | 0 | LFG | 0 | 0 | 0 | 0 | 0 | 0
| NOx Emissions (MMshortTons) | BC | West | Nuclear | Nuc | 0 | 0 | 0 | 0 | 0 | 0 | Nuc | 0 | 0 | 0 | 0 | 0 | 0
| NOx Emissions (MMshortTons) | BC | West | Other | PS | 0 | 0 | 0 | 0 | 0 | 0 | PS | 0 | 0 | 0 | 0 | 0 | 0
| NOx Emissions (MMshortTons) | BC | West | Other Renew | PV | 0 | 0 | 0 | 0 | 0 | 0 | PV | 0 | 0 | 0 | 0 | 0 | 0
| NOx Emissions (MMshortTons) | BC | West | CT | PeakG | 0 | 0 | 0 | 0 | 0 | 0 | PeakG | 0 | 0 | 0 | 0 | 0 | 0
| NOx Emissions (MMshortTons) | BC | West | CT | PeakO | 0 | 0 | 0 | 0 | 0 | 0 | PeakO | 0 | 0 | 0 | 0 | 0 | 0
| NOx Emissions (MMshortTons) | BC | West | Other Renew | ST | 0 | 0 | 0 | 0 | 0 | 0 | ST | 0 | 0 | 0 | 0 | 0 | 0
| NOx Emissions (MMshortTons) | BC | West | Steam O/G | STOG | 0 | 0 | 0 | 0 | 0 | 0 | STOG | 0 | 0 | 0 | 0 | 0 | 0
| NOx Emissions (MMshortTons) | BC | West | Other Renew | STWD | 0 | 0 | 0 | 0 | 0 | 0 | STWD | 0 | 0 | 0 | 0 | 0 | 0
| NOx Emissions (MMshortTons) | BC | West | On-shore Wind | WT | 0 | 0 | 0 | 0 | 0 | 0 | WT | 0 | 0 | 0 | 0 | 0 | 0
| NOx Emissions (MMshortTons) | BC | West | Coal | IGCC | 0 | 0 | 0 | 0 | 0 | 0 | IGCC | 0 | 0 | 0 | 0 | 0 | 0
| NOx Emissions (MMshortTons) | BC | West | DR | DemandResponse | 0 | 0 | 0 | 0 | 0 | 0 | DemandResponse | 0 | 0 | 0 | 0 | 0 | 0
| NOx Emissions (MMshortTons) | BC | West | Coal-CCS | IGCC-CCS | 0 | 0 | 0 | 0 | 0 | 0 | IGCC-CCS | 0 | 0 | 0 | 0 | 0 | 0
| NOx Emissions (MMshortTons) | BC | West | Off-shore Wind | WT_off | 0 | 0 | 0 | 0 | 0 | 0 | WT_off | 0 | 0 | 0 | 0 | 0 | 0
| NOx Emissions (MMshortTons) | BC | West | Other | PseudoUnit | 0 | 0 | 0 | 0 | 0 | 0 | PseudoUnit | 0 | 0 | 0 | 0 | 0 | 0
| NOx Emissions (MMshortTons) | BC | West | HQ/Maritimes | FixedInterchange | 0 | 0 | 0 | 0 | 0 | 0 | FixedInterchange | 0 | 0 | 0 | 0 | 0 | 0
NOx Emissions (MMshortTons)
| NOx Emissions (MMshortTons) |  |  |  | NOx Emissions (MMshortTons): HQ_IESO | [6 empty] | NOx Emissions (MMshortTons): HQ_IESO
| NOx Emissions (MMshortTons) |  |  |  | ReportingType | 2015 | 2020 | 2025 | 2030 | 2035 | 2040 | ReportingType | 2015 | 2020 | 2025 | 2030 | 2035 | 2040
| NOx Emissions (MMshortTons) | HQ_IESO | HQ/Maritimes | Other Renew | BM | 0 | 0 | 0 | 0 | 0 | 0 | BM | 0 | 0 | 0 | 0 | 0 | 0
| NOx Emissions (MMshortTons) | HQ_IESO | HQ/Maritimes | CC | CC | 0 | 0 | 0 | 0 | 0 | 0 | CC | 0 | 0 | 0 | 0 | 0 | 0
| NOx Emissions (MMshortTons) | HQ_IESO | HQ/Maritimes | Other Renew | CSP | 0 | 0 | 0 | 0 | 0 | 0 | CSP | 0 | 0 | 0 | 0 | 0 | 0
| NOx Emissions (MMshortTons) | HQ_IESO | HQ/Maritimes | CT | CT | 0 | 0 | 0 | 0 | 0 | 0 | CT | 0 | 0 | 0 | 0 | 0 | 0
| NOx Emissions (MMshortTons) | HQ_IESO | HQ/Maritimes | Coal | Coal | 0 | 0 | 0 | 0 | 0 | 0 | Coal | 0 | 0 | 0 | 0 | 0 | 0
| NOx Emissions (MMshortTons) | HQ_IESO | HQ/Maritimes | Other Renew | Geo | 0 | 0 | 0 | 0 | 0 | 0 | Geo | 0 | 0 | 0 | 0 | 0 | 0
| NOx Emissions (MMshortTons) | HQ_IESO | HQ/Maritimes | Hydro | H | 0 | 0 | 0 | 0 | 0 | 0 | H | 0 | 0 | 0 | 0 | 0 | 0
| NOx Emissions (MMshortTons) | HQ_IESO | HQ/Maritimes | Other Renew | LFG | 0 | 0 | 0 | 0 | 0 | 0 | LFG | 0 | 0 | 0 | 0 | 0 | 0
| NOx Emissions (MMshortTons) | HQ_IESO | HQ/Maritimes | Nuclear | Nuc | 0 | 0 | 0 | 0 | 0 | 0 | Nuc | 0 | 0 | 0 | 0 | 0 | 0
| NOx Emissions (MMshortTons) | HQ_IESO | HQ/Maritimes | Other | PS | 0 | 0 | 0 | 0 | 0 | 0 | PS | 0 | 0 | 0 | 0 | 0 | 0
| NOx Emissions (MMshortTons) | HQ_IESO | HQ/Maritimes | Other Renew | PV | 0 | 0 | 0 | 0 | 0 | 0 | PV | 0 | 0 | 0 | 0 | 0 | 0
| NOx Emissions (MMshortTons) | HQ_IESO | HQ/Maritimes | CT | PeakG | 0 | 0 | 0 | 0 | 0 | 0 | PeakG | 0 | 0 | 0 | 0 | 0 | 0
| NOx Emissions (MMshortTons) | HQ_IESO | HQ/Maritimes | CT | PeakO | 0 | 0 | 0 | 0 | 0 | 0 | PeakO | 0 | 0 | 0 | 0 | 0 | 0
| NOx Emissions (MMshortTons) | HQ_IESO | HQ/Maritimes | Other Renew | ST | 0 | 0 | 0 | 0 | 0 | 0 | ST | 0 | 0 | 0 | 0 | 0 | 0
| NOx Emissions (MMshortTons) | HQ_IESO | HQ/Maritimes | Steam O/G | STOG | 0 | 0 | 0 | 0 | 0 | 0 | STOG | 0 | 0 | 0 | 0 | 0 | 0
| NOx Emissions (MMshortTons) | HQ_IESO | HQ/Maritimes | Other Renew | STWD | 0 | 0 | 0 | 0 | 0 | 0 | STWD | 0 | 0 | 0 | 0 | 0 | 0
| NOx Emissions (MMshortTons) | HQ_IESO | HQ/Maritimes | On-shore Wind | WT | 0 | 0 | 0 | 0 | 0 | 0 | WT | 0 | 0 | 0 | 0 | 0 | 0
| NOx Emissions (MMshortTons) | HQ_IESO | HQ/Maritimes | Coal | IGCC | 0 | 0 | 0 | 0 | 0 | 0 | IGCC | 0 | 0 | 0 | 0 | 0 | 0
| NOx Emissions (MMshortTons) | HQ_IESO | HQ/Maritimes | DR | DemandResponse | 0 | 0 | 0 | 0 | 0 | 0 | DemandResponse | 0 | 0 | 0 | 0 | 0 | 0
| NOx Emissions (MMshortTons) | HQ_IESO | HQ/Maritimes | Coal-CCS | IGCC-CCS | 0 | 0 | 0 | 0 | 0 | 0 | IGCC-CCS | 0 | 0 | 0 | 0 | 0 | 0
| NOx Emissions (MMshortTons) | HQ_IESO | HQ/Maritimes | Off-shore Wind | WT_off | 0 | 0 | 0 | 0 | 0 | 0 | WT_off | 0 | 0 | 0 | 0 | 0 | 0
| NOx Emissions (MMshortTons) | HQ_IESO | HQ/Maritimes | Other | PseudoUnit | 0 | 0 | 0 | 0 | 0 | 0 | PseudoUnit | 0 | 0 | 0 | 0 | 0 | 0
| NOx Emissions (MMshortTons) | HQ_IESO | HQ/Maritimes | HQ/Maritimes | FixedInterchange | 0 | 0 | 0 | 0 | 0 | 0 | FixedInterchange | 0 | 0 | 0 | 0 | 0 | 0
NOx Emissions (MMshortTons)
| NOx Emissions (MMshortTons) |  |  |  | NOx Emissions (MMshortTons): HQ_NEISO | [6 empty] | NOx Emissions (MMshortTons): HQ_NEISO
| NOx Emissions (MMshortTons) |  |  |  | ReportingType | 2015 | 2020 | 2025 | 2030 | 2035 | 2040 | ReportingType | 2015 | 2020 | 2025 | 2030 | 2035 | 2040
| NOx Emissions (MMshortTons) | HQ_NEISO | HQ/Maritimes | Other Renew | BM | 0 | 0 | 0 | 0 | 0 | 0 | BM | 0 | 0 | 0 | 0 | 0 | 0
| NOx Emissions (MMshortTons) | HQ_NEISO | HQ/Maritimes | CC | CC | 0 | 0 | 0 | 0 | 0 | 0 | CC | 0 | 0 | 0 | 0 | 0 | 0
| NOx Emissions (MMshortTons) | HQ_NEISO | HQ/Maritimes | Other Renew | CSP | 0 | 0 | 0 | 0 | 0 | 0 | CSP | 0 | 0 | 0 | 0 | 0 | 0
| NOx Emissions (MMshortTons) | HQ_NEISO | HQ/Maritimes | CT | CT | 0 | 0 | 0 | 0 | 0 | 0 | CT | 0 | 0 | 0 | 0 | 0 | 0
| NOx Emissions (MMshortTons) | HQ_NEISO | HQ/Maritimes | Coal | Coal | 0 | 0 | 0 | 0 | 0 | 0 | Coal | 0 | 0 | 0 | 0 | 0 | 0
| NOx Emissions (MMshortTons) | HQ_NEISO | HQ/Maritimes | Other Renew | Geo | 0 | 0 | 0 | 0 | 0 | 0 | Geo | 0 | 0 | 0 | 0 | 0 | 0
| NOx Emissions (MMshortTons) | HQ_NEISO | HQ/Maritimes | Hydro | H | 0 | 0 | 0 | 0 | 0 | 0 | H | 0 | 0 | 0 | 0 | 0 | 0
| NOx Emissions (MMshortTons) | HQ_NEISO | HQ/Maritimes | Other Renew | LFG | 0 | 0 | 0 | 0 | 0 | 0 | LFG | 0 | 0 | 0 | 0 | 0 | 0
| NOx Emissions (MMshortTons) | HQ_NEISO | HQ/Maritimes | Nuclear | Nuc | 0 | 0 | 0 | 0 | 0 | 0 | Nuc | 0 | 0 | 0 | 0 | 0 | 0
| NOx Emissions (MMshortTons) | HQ_NEISO | HQ/Maritimes | Other | PS | 0 | 0 | 0 | 0 | 0 | 0 | PS | 0 | 0 | 0 | 0 | 0 | 0
| NOx Emissions (MMshortTons) | HQ_NEISO | HQ/Maritimes | Other Renew | PV | 0 | 0 | 0 | 0 | 0 | 0 | PV | 0 | 0 | 0 | 0 | 0 | 0
| NOx Emissions (MMshortTons) | HQ_NEISO | HQ/Maritimes | CT | PeakG | 0 | 0 | 0 | 0 | 0 | 0 | PeakG | 0 | 0 | 0 | 0 | 0 | 0
| NOx Emissions (MMshortTons) | HQ_NEISO | HQ/Maritimes | CT | PeakO | 0 | 0 | 0 | 0 | 0 | 0 | PeakO | 0 | 0 | 0 | 0 | 0 | 0
| NOx Emissions (MMshortTons) | HQ_NEISO | HQ/Maritimes | Other Renew | ST | 0 | 0 | 0 | 0 | 0 | 0 | ST | 0 | 0 | 0 | 0 | 0 | 0
| NOx Emissions (MMshortTons) | HQ_NEISO | HQ/Maritimes | Steam O/G | STOG | 0 | 0 | 0 | 0 | 0 | 0 | STOG | 0 | 0 | 0 | 0 | 0 | 0
| NOx Emissions (MMshortTons) | HQ_NEISO | HQ/Maritimes | Other Renew | STWD | 0 | 0 | 0 | 0 | 0 | 0 | STWD | 0 | 0 | 0 | 0 | 0 | 0
| NOx Emissions (MMshortTons) | HQ_NEISO | HQ/Maritimes | On-shore Wind | WT | 0 | 0 | 0 | 0 | 0 | 0 | WT | 0 | 0 | 0 | 0 | 0 | 0
| NOx Emissions (MMshortTons) | HQ_NEISO | HQ/Maritimes | Coal | IGCC | 0 | 0 | 0 | 0 | 0 | 0 | IGCC | 0 | 0 | 0 | 0 | 0 | 0
| NOx Emissions (MMshortTons) | HQ_NEISO | HQ/Maritimes | DR | DemandResponse | 0 | 0 | 0 | 0 | 0 | 0 | DemandResponse | 0 | 0 | 0 | 0 | 0 | 0
| NOx Emissions (MMshortTons) | HQ_NEISO | HQ/Maritimes | Coal-CCS | IGCC-CCS | 0 | 0 | 0 | 0 | 0 | 0 | IGCC-CCS | 0 | 0 | 0 | 0 | 0 | 0
| NOx Emissions (MMshortTons) | HQ_NEISO | HQ/Maritimes | Off-shore Wind | WT_off | 0 | 0 | 0 | 0 | 0 | 0 | WT_off | 0 | 0 | 0 | 0 | 0 | 0
| NOx Emissions (MMshortTons) | HQ_NEISO | HQ/Maritimes | Other | PseudoUnit | 0 | 0 | 0 | 0 | 0 | 0 | PseudoUnit | 0 | 0 | 0 | 0 | 0 | 0
| NOx Emissions (MMshortTons) | HQ_NEISO | HQ/Maritimes | HQ/Maritimes | FixedInterchange | 0 | 0 | 0 | 0 | 0 | 0 | FixedInterchange | 0 | 0 | 0 | 0 | 0 | 0
NOx Emissions (MMshortTons)
| NOx Emissions (MMshortTons) |  |  |  | NOx Emissions (MMshortTons): HQ_NY | [6 empty] | NOx Emissions (MMshortTons): HQ_NY
| NOx Emissions (MMshortTons) |  |  |  | ReportingType | 2015 | 2020 | 2025 | 2030 | 2035 | 2040 | ReportingType | 2015 | 2020 | 2025 | 2030 | 2035 | 2040
| NOx Emissions (MMshortTons) | HQ_NY | HQ/Maritimes | Other Renew | BM | 0 | 0 | 0 | 0 | 0 | 0 | BM | 0 | 0 | 0 | 0 | 0 | 0
| NOx Emissions (MMshortTons) | HQ_NY | HQ/Maritimes | CC | CC | 0 | 0 | 0 | 0 | 0 | 0 | CC | 0 | 0 | 0 | 0 | 0 | 0
| NOx Emissions (MMshortTons) | HQ_NY | HQ/Maritimes | Other Renew | CSP | 0 | 0 | 0 | 0 | 0 | 0 | CSP | 0 | 0 | 0 | 0 | 0 | 0
| NOx Emissions (MMshortTons) | HQ_NY | HQ/Maritimes | CT | CT | 0 | 0 | 0 | 0 | 0 | 0 | CT | 0 | 0 | 0 | 0 | 0 | 0
| NOx Emissions (MMshortTons) | HQ_NY | HQ/Maritimes | Coal | Coal | 0 | 0 | 0 | 0 | 0 | 0 | Coal | 0 | 0 | 0 | 0 | 0 | 0
| NOx Emissions (MMshortTons) | HQ_NY | HQ/Maritimes | Other Renew | Geo | 0 | 0 | 0 | 0 | 0 | 0 | Geo | 0 | 0 | 0 | 0 | 0 | 0
| NOx Emissions (MMshortTons) | HQ_NY | HQ/Maritimes | Hydro | H | 0 | 0 | 0 | 0 | 0 | 0 | H | 0 | 0 | 0 | 0 | 0 | 0
| NOx Emissions (MMshortTons) | HQ_NY | HQ/Maritimes | Other Renew | LFG | 0 | 0 | 0 | 0 | 0 | 0 | LFG | 0 | 0 | 0 | 0 | 0 | 0
| NOx Emissions (MMshortTons) | HQ_NY | HQ/Maritimes | Nuclear | Nuc | 0 | 0 | 0 | 0 | 0 | 0 | Nuc | 0 | 0 | 0 | 0 | 0 | 0
| NOx Emissions (MMshortTons) | HQ_NY | HQ/Maritimes | Other | PS | 0 | 0 | 0 | 0 | 0 | 0 | PS | 0 | 0 | 0 | 0 | 0 | 0
| NOx Emissions (MMshortTons) | HQ_NY | HQ/Maritimes | Other Renew | PV | 0 | 0 | 0 | 0 | 0 | 0 | PV | 0 | 0 | 0 | 0 | 0 | 0
| NOx Emissions (MMshortTons) | HQ_NY | HQ/Maritimes | CT | PeakG | 0 | 0 | 0 | 0 | 0 | 0 | PeakG | 0 | 0 | 0 | 0 | 0 | 0
| NOx Emissions (MMshortTons) | HQ_NY | HQ/Maritimes | CT | PeakO | 0 | 0 | 0 | 0 | 0 | 0 | PeakO | 0 | 0 | 0 | 0 | 0 | 0
| NOx Emissions (MMshortTons) | HQ_NY | HQ/Maritimes | Other Renew | ST | 0 | 0 | 0 | 0 | 0 | 0 | ST | 0 | 0 | 0 | 0 | 0 | 0
| NOx Emissions (MMshortTons) | HQ_NY | HQ/Maritimes | Steam O/G | STOG | 0 | 0 | 0 | 0 | 0 | 0 | STOG | 0 | 0 | 0 | 0 | 0 | 0
| NOx Emissions (MMshortTons) | HQ_NY | HQ/Maritimes | Other Renew | STWD | 0 | 0 | 0 | 0 | 0 | 0 | STWD | 0 | 0 | 0 | 0 | 0 | 0
| NOx Emissions (MMshortTons) | HQ_NY | HQ/Maritimes | On-shore Wind | WT | 0 | 0 | 0 | 0 | 0 | 0 | WT | 0 | 0 | 0 | 0 | 0 | 0
| NOx Emissions (MMshortTons) | HQ_NY | HQ/Maritimes | Coal | IGCC | 0 | 0 | 0 | 0 | 0 | 0 | IGCC | 0 | 0 | 0 | 0 | 0 | 0
| NOx Emissions (MMshortTons) | HQ_NY | HQ/Maritimes | DR | DemandResponse | 0 | 0 | 0 | 0 | 0 | 0 | DemandResponse | 0 | 0 | 0 | 0 | 0 | 0
| NOx Emissions (MMshortTons) | HQ_NY | HQ/Maritimes | Coal-CCS | IGCC-CCS | 0 | 0 | 0 | 0 | 0 | 0 | IGCC-CCS | 0 | 0 | 0 | 0 | 0 | 0
| NOx Emissions (MMshortTons) | HQ_NY | HQ/Maritimes | Off-shore Wind | WT_off | 0 | 0 | 0 | 0 | 0 | 0 | WT_off | 0 | 0 | 0 | 0 | 0 | 0
| NOx Emissions (MMshortTons) | HQ_NY | HQ/Maritimes | Other | PseudoUnit | 0 | 0 | 0 | 0 | 0 | 0 | PseudoUnit | 0 | 0 | 0 | 0 | 0 | 0
| NOx Emissions (MMshortTons) | HQ_NY | HQ/Maritimes | HQ/Maritimes | FixedInterchange | 0 | 0 | 0 | 0 | 0 | 0 | FixedInterchange | 0 | 0 | 0 | 0 | 0 | 0
NOx Emissions (MMshortTons)
| NOx Emissions (MMshortTons) |  |  |  | NOx Emissions (MMshortTons): MARITIMES | [6 empty] | NOx Emissions (MMshortTons): MARITIMES
| NOx Emissions (MMshortTons) |  |  |  | ReportingType | 2015 | 2020 | 2025 | 2030 | 2035 | 2040 | ReportingType | 2015 | 2020 | 2025 | 2030 | 2035 | 2040
| NOx Emissions (MMshortTons) | MARITIMES | HQ/Maritimes | Other Renew | BM | 0 | 0 | 0 | 0 | 0 | 0 | BM | 0 | 0 | 0 | 0 | 0 | 0
| NOx Emissions (MMshortTons) | MARITIMES | HQ/Maritimes | CC | CC | 0 | 0 | 0 | 0 | 0 | 0 | CC | 0 | 0 | 0 | 0 | 0 | 0
| NOx Emissions (MMshortTons) | MARITIMES | HQ/Maritimes | Other Renew | CSP | 0 | 0 | 0 | 0 | 0 | 0 | CSP | 0 | 0 | 0 | 0 | 0 | 0
| NOx Emissions (MMshortTons) | MARITIMES | HQ/Maritimes | CT | CT | 0 | 0 | 0 | 0 | 0 | 0 | CT | 0 | 0 | 0 | 0 | 0 | 0
| NOx Emissions (MMshortTons) | MARITIMES | HQ/Maritimes | Coal | Coal | 0 | 0 | 0 | 0 | 0 | 0 | Coal | 0 | 0 | 0 | 0 | 0 | 0
| NOx Emissions (MMshortTons) | MARITIMES | HQ/Maritimes | Other Renew | Geo | 0 | 0 | 0 | 0 | 0 | 0 | Geo | 0 | 0 | 0 | 0 | 0 | 0
| NOx Emissions (MMshortTons) | MARITIMES | HQ/Maritimes | Hydro | H | 0 | 0 | 0 | 0 | 0 | 0 | H | 0 | 0 | 0 | 0 | 0 | 0
| NOx Emissions (MMshortTons) | MARITIMES | HQ/Maritimes | Other Renew | LFG | 0 | 0 | 0 | 0 | 0 | 0 | LFG | 0 | 0 | 0 | 0 | 0 | 0
| NOx Emissions (MMshortTons) | MARITIMES | HQ/Maritimes | Nuclear | Nuc | 0 | 0 | 0 | 0 | 0 | 0 | Nuc | 0 | 0 | 0 | 0 | 0 | 0
| NOx Emissions (MMshortTons) | MARITIMES | HQ/Maritimes | Other | PS | 0 | 0 | 0 | 0 | 0 | 0 | PS | 0 | 0 | 0 | 0 | 0 | 0
| NOx Emissions (MMshortTons) | MARITIMES | HQ/Maritimes | Other Renew | PV | 0 | 0 | 0 | 0 | 0 | 0 | PV | 0 | 0 | 0 | 0 | 0 | 0
| NOx Emissions (MMshortTons) | MARITIMES | HQ/Maritimes | CT | PeakG | 0 | 0 | 0 | 0 | 0 | 0 | PeakG | 0 | 0 | 0 | 0 | 0 | 0
| NOx Emissions (MMshortTons) | MARITIMES | HQ/Maritimes | CT | PeakO | 0 | 0 | 0 | 0 | 0 | 0 | PeakO | 0 | 0 | 0 | 0 | 0 | 0
| NOx Emissions (MMshortTons) | MARITIMES | HQ/Maritimes | Other Renew | ST | 0 | 0 | 0 | 0 | 0 | 0 | ST | 0 | 0 | 0 | 0 | 0 | 0
| NOx Emissions (MMshortTons) | MARITIMES | HQ/Maritimes | Steam O/G | STOG | 0 | 0 | 0 | 0 | 0 | 0 | STOG | 0 | 0 | 0 | 0 | 0 | 0
| NOx Emissions (MMshortTons) | MARITIMES | HQ/Maritimes | Other Renew | STWD | 0 | 0 | 0 | 0 | 0 | 0 | STWD | 0 | 0 | 0 | 0 | 0 | 0
| NOx Emissions (MMshortTons) | MARITIMES | HQ/Maritimes | On-shore Wind | WT | 0 | 0 | 0 | 0 | 0 | 0 | WT | 0 | 0 | 0 | 0 | 0 | 0
| NOx Emissions (MMshortTons) | MARITIMES | HQ/Maritimes | Coal | IGCC | 0 | 0 | 0 | 0 | 0 | 0 | IGCC | 0 | 0 | 0 | 0 | 0 | 0
| NOx Emissions (MMshortTons) | MARITIMES | HQ/Maritimes | DR | DemandResponse | 0 | 0 | 0 | 0 | 0 | 0 | DemandResponse | 0 | 0 | 0 | 0 | 0 | 0
| NOx Emissions (MMshortTons) | MARITIMES | HQ/Maritimes | Coal-CCS | IGCC-CCS | 0 | 0 | 0 | 0 | 0 | 0 | IGCC-CCS | 0 | 0 | 0 | 0 | 0 | 0
| NOx Emissions (MMshortTons) | MARITIMES | HQ/Maritimes | Off-shore Wind | WT_off | 0 | 0 | 0 | 0 | 0 | 0 | WT_off | 0 | 0 | 0 | 0 | 0 | 0
| NOx Emissions (MMshortTons) | MARITIMES | HQ/Maritimes | Other | PseudoUnit | 0 | 0 | 0 | 0 | 0 | 0 | PseudoUnit | 0 | 0 | 0 | 0 | 0 | 0
| NOx Emissions (MMshortTons) | MARITIMES | HQ/Maritimes | HQ/Maritimes | FixedInterchange | 0 | 0 | 0 | 0 | 0 | 0 | FixedInterchange | 0 | 0 | 0 | 0 | 0 | 0
NOx Emissions (MMshortTons)
| NOx Emissions (MMshortTons) |  |  |  | NOx Emissions (MMshortTons): All | [6 empty] | NOx Emissions (MMshortTons): All
| NOx Emissions (MMshortTons) |  |  |  | ReportingType | 2015 | 2020 | 2025 | 2030 | 2035 | 2040 | ReportingType | 2015 | 2020 | 2025 | 2030 | 2035 | 2040
| NOx Emissions (MMshortTons) | All | All | Other Renew | BM | 0 | 0 | 0 | 0 | 0 | 0 | BM | 0 | 0 | 0 | 0 | 0 | 0
| NOx Emissions (MMshortTons) | All | All | CC | CC | 0.11 | 0.12 | 0.1 | 0.08 | 0.04 | 0.02 | CC | 0.11 | 0.13 | 0.13 | 0.09 | 0.05 | 0.02
| NOx Emissions (MMshortTons) | All | All | Other Renew | CSP | 0 | 0 | 0 | 0 | 0 | 0 | CSP | 0 | 0 | 0 | 0 | 0 | 0
| NOx Emissions (MMshortTons) | All | All | CT | CT | 0 | 0 | 0 | 0 | 0 | 0 | CT | 0 | 0 | 0 | 0 | 0 | 0
| NOx Emissions (MMshortTons) | All | All | Coal | Coal | 1 | 0.34 | 0.03 | 0.02 | 0.03 | 0.03 | Coal | 0.95 | 0.32 | 0.04 | 0.02 | 0.03 | 0.03
| NOx Emissions (MMshortTons) | All | All | Other Renew | Geo | 0 | 0 | 0 | 0 | 0 | 0 | Geo | 0 | 0 | 0 | 0 | 0 | 0
| NOx Emissions (MMshortTons) | All | All | Hydro | H | 0 | 0 | 0 | 0 | 0 | 0 | H | 0 | 0 | 0 | 0 | 0 | 0
| NOx Emissions (MMshortTons) | All | All | Other Renew | LFG | 0 | 0 | 0 | 0 | 0 | 0 | LFG | 0 | 0 | 0 | 0 | 0 | 0
| NOx Emissions (MMshortTons) | All | All | Nuclear | Nuc | 0 | 0 | 0 | 0 | 0 | 0 | Nuc | 0 | 0 | 0 | 0 | 0 | 0
| NOx Emissions (MMshortTons) | All | All | Other | PS | 0 | 0 | 0 | 0 | 0 | 0 | PS | 0 | 0 | 0 | 0 | 0 | 0
| NOx Emissions (MMshortTons) | All | All | Other Renew | PV | 0 | 0 | 0 | 0 | 0 | 0 | PV | 0 | 0 | 0 | 0 | 0 | 0
| NOx Emissions (MMshortTons) | All | All | CT | PeakG | 0 | 0 | 0 | 0 | 0 | 0 | PeakG | 0 | 0 | 0 | 0 | 0 | 0
| NOx Emissions (MMshortTons) | All | All | CT | PeakO | 0 | 0 | 0 | 0 | 0 | 0 | PeakO | 0 | 0 | 0 | 0 | 0 | 0
| NOx Emissions (MMshortTons) | All | All | Other Renew | ST | 0 | 0 | 0 | 0 | 0 | 0 | ST | 0 | 0 | 0 | 0 | 0 | 0
| NOx Emissions (MMshortTons) | All | All | Steam O/G | STOG | 0.01 | 0.01 | 0 | 0 | 0 | 0 | STOG | 0.01 | 0.01 | 0 | 0 | 0 | 0
| NOx Emissions (MMshortTons) | All | All | Other Renew | STWD | 0 | 0 | 0 | 0 | 0 | 0 | STWD | 0 | 0 | 0 | 0 | 0 | 0
| NOx Emissions (MMshortTons) | All | All | On-shore Wind | WT | 0 | 0 | 0 | 0 | 0 | 0 | WT | 0 | 0 | 0 | 0 | 0 | 0
| NOx Emissions (MMshortTons) | All | All | Coal | IGCC | 0 | 0 | 0 | 0 | 0 | 0 | IGCC | 0 | 0 | 0 | 0 | 0 | 0
| NOx Emissions (MMshortTons) | All | All | DR | DemandResponse | 0 | 0 | 0 | 0 | 0 | 0 | DemandResponse | 0 | 0 | 0 | 0 | 0 | 0
| NOx Emissions (MMshortTons) | All | All | Coal-CCS | IGCC-CCS | 0 | 0 | 0 | 0 | 0 | 0 | IGCC-CCS | 0 | 0 | 0 | 0 | 0 | 0
| NOx Emissions (MMshortTons) | All | All | Off-shore Wind | WT_off | 0 | 0 | 0 | 0 | 0 | 0 | WT_off | 0 | 0 | 0 | 0 | 0 | 0
| NOx Emissions (MMshortTons) | All | All | Other | PseudoUnit | 0 | 0 | 0 | 0 | 0 | 0 | PseudoUnit | 0 | 0 | 0 | 0 | 0 | 0
| NOx Emissions (MMshortTons) | All | All | HQ/Maritimes | FixedInterchange | 0 | 0 | 0 | 0 | 0 | 0 | FixedInterchange | 0 | 0 | 0 | 0 | 0 | 0
NOx Emissions (MMshortTons)
| NOx Emissions (MMshortTons) |  |  |  | NOx Emissions (MMshortTons): EI_US | [6 empty] | NOx Emissions (MMshortTons): EI_US
| NOx Emissions (MMshortTons) |  |  |  | ReportingType | 2015 | 2020 | 2025 | 2030 | 2035 | 2040 | ReportingType | 2015 | 2020 | 2025 | 2030 | 2035 | 2040
| NOx Emissions (MMshortTons) | EI_US | EI_US | Other Renew | BM | 0 | 0 | 0 | 0 | 0 | 0 | BM | 0 | 0 | 0 | 0 | 0 | 0
| NOx Emissions (MMshortTons) | EI_US | EI_US | CC | CC | 0.07 | 0.08 | 0.07 | 0.05 | 0.03 | 0.01 | CC | 0.07 | 0.09 | 0.09 | 0.06 | 0.04 | 0.01
| NOx Emissions (MMshortTons) | EI_US | EI_US | Other Renew | CSP | 0 | 0 | 0 | 0 | 0 | 0 | CSP | 0 | 0 | 0 | 0 | 0 | 0
| NOx Emissions (MMshortTons) | EI_US | EI_US | CT | CT | 0 | 0 | 0 | 0 | 0 | 0 | CT | 0 | 0 | 0 | 0 | 0 | 0
| NOx Emissions (MMshortTons) | EI_US | EI_US | Coal | Coal | 0.76 | 0.15 | 0.01 | 0.01 | 0.03 | 0.03 | Coal | 0.71 | 0.13 | 0.02 | 0.01 | 0.03 | 0.03
| NOx Emissions (MMshortTons) | EI_US | EI_US | Other Renew | Geo | 0 | 0 | 0 | 0 | 0 | 0 | Geo | 0 | 0 | 0 | 0 | 0 | 0
| NOx Emissions (MMshortTons) | EI_US | EI_US | Hydro | H | 0 | 0 | 0 | 0 | 0 | 0 | H | 0 | 0 | 0 | 0 | 0 | 0
| NOx Emissions (MMshortTons) | EI_US | EI_US | Other Renew | LFG | 0 | 0 | 0 | 0 | 0 | 0 | LFG | 0 | 0 | 0 | 0 | 0 | 0
| NOx Emissions (MMshortTons) | EI_US | EI_US | Nuclear | Nuc | 0 | 0 | 0 | 0 | 0 | 0 | Nuc | 0 | 0 | 0 | 0 | 0 | 0
| NOx Emissions (MMshortTons) | EI_US | EI_US | Other | PS | 0 | 0 | 0 | 0 | 0 | 0 | PS | 0 | 0 | 0 | 0 | 0 | 0
| NOx Emissions (MMshortTons) | EI_US | EI_US | Other Renew | PV | 0 | 0 | 0 | 0 | 0 | 0 | PV | 0 | 0 | 0 | 0 | 0 | 0
| NOx Emissions (MMshortTons) | EI_US | EI_US | CT | PeakG | 0 | 0 | 0 | 0 | 0 | 0 | PeakG | 0 | 0 | 0 | 0 | 0 | 0
| NOx Emissions (MMshortTons) | EI_US | EI_US | CT | PeakO | 0 | 0 | 0 | 0 | 0 | 0 | PeakO | 0 | 0 | 0 | 0 | 0 | 0
| NOx Emissions (MMshortTons) | EI_US | EI_US | Other Renew | ST | 0 | 0 | 0 | 0 | 0 | 0 | ST | 0 | 0 | 0 | 0 | 0 | 0
| NOx Emissions (MMshortTons) | EI_US | EI_US | Steam O/G | STOG | 0.01 | 0 | 0 | 0 | 0 | 0 | STOG | 0.01 | 0 | 0 | 0 | 0 | 0
| NOx Emissions (MMshortTons) | EI_US | EI_US | Other Renew | STWD | 0 | 0 | 0 | 0 | 0 | 0 | STWD | 0 | 0 | 0 | 0 | 0 | 0
| NOx Emissions (MMshortTons) | EI_US | EI_US | On-shore Wind | WT | 0 | 0 | 0 | 0 | 0 | 0 | WT | 0 | 0 | 0 | 0 | 0 | 0
| NOx Emissions (MMshortTons) | EI_US | EI_US | Coal | IGCC | 0 | 0 | 0 | 0 | 0 | 0 | IGCC | 0 | 0 | 0 | 0 | 0 | 0
| NOx Emissions (MMshortTons) | EI_US | EI_US | DR | DemandResponse | 0 | 0 | 0 | 0 | 0 | 0 | DemandResponse | 0 | 0 | 0 | 0 | 0 | 0
| NOx Emissions (MMshortTons) | EI_US | EI_US | Coal-CCS | IGCC-CCS | 0 | 0 | 0 | 0 | 0 | 0 | IGCC-CCS | 0 | 0 | 0 | 0 | 0 | 0
| NOx Emissions (MMshortTons) | EI_US | EI_US | Off-shore Wind | WT_off | 0 | 0 | 0 | 0 | 0 | 0 | WT_off | 0 | 0 | 0 | 0 | 0 | 0
| NOx Emissions (MMshortTons) | EI_US | EI_US | Other | PseudoUnit | 0 | 0 | 0 | 0 | 0 | 0 | PseudoUnit | 0 | 0 | 0 | 0 | 0 | 0
| NOx Emissions (MMshortTons) | EI_US | EI_US | HQ/Maritimes | FixedInterchange | 0 | 0 | 0 | 0 | 0 | 0 | FixedInterchange | 0 | 0 | 0 | 0 | 0 | 0
NOx Emissions (MMshortTons)
| NOx Emissions (MMshortTons) |  |  |  | NOx Emissions (MMshortTons): EI_Canada | [6 empty] | NOx Emissions (MMshortTons): EI_Canada
| NOx Emissions (MMshortTons) |  |  |  | ReportingType | 2015 | 2020 | 2025 | 2030 | 2035 | 2040 | ReportingType | 2015 | 2020 | 2025 | 2030 | 2035 | 2040
| NOx Emissions (MMshortTons) | EI_Canada | EI_Canada | Other Renew | BM | 0 | 0 | 0 | 0 | 0 | 0 | BM | 0 | 0 | 0 | 0 | 0 | 0
| NOx Emissions (MMshortTons) | EI_Canada | EI_Canada | CC | CC | 0 | 0 | 0 | 0 | 0 | 0 | CC | 0 | 0 | 0 | 0 | 0 | 0
| NOx Emissions (MMshortTons) | EI_Canada | EI_Canada | Other Renew | CSP | 0 | 0 | 0 | 0 | 0 | 0 | CSP | 0 | 0 | 0 | 0 | 0 | 0
| NOx Emissions (MMshortTons) | EI_Canada | EI_Canada | CT | CT | 0 | 0 | 0 | 0 | 0 | 0 | CT | 0 | 0 | 0 | 0 | 0 | 0
| NOx Emissions (MMshortTons) | EI_Canada | EI_Canada | Coal | Coal | 0 | 0 | 0 | 0 | 0 | 0 | Coal | 0 | 0 | 0 | 0 | 0 | 0
| NOx Emissions (MMshortTons) | EI_Canada | EI_Canada | Other Renew | Geo | 0 | 0 | 0 | 0 | 0 | 0 | Geo | 0 | 0 | 0 | 0 | 0 | 0
| NOx Emissions (MMshortTons) | EI_Canada | EI_Canada | Hydro | H | 0 | 0 | 0 | 0 | 0 | 0 | H | 0 | 0 | 0 | 0 | 0 | 0
| NOx Emissions (MMshortTons) | EI_Canada | EI_Canada | Other Renew | LFG | 0 | 0 | 0 | 0 | 0 | 0 | LFG | 0 | 0 | 0 | 0 | 0 | 0
| NOx Emissions (MMshortTons) | EI_Canada | EI_Canada | Nuclear | Nuc | 0 | 0 | 0 | 0 | 0 | 0 | Nuc | 0 | 0 | 0 | 0 | 0 | 0
| NOx Emissions (MMshortTons) | EI_Canada | EI_Canada | Other | PS | 0 | 0 | 0 | 0 | 0 | 0 | PS | 0 | 0 | 0 | 0 | 0 | 0
| NOx Emissions (MMshortTons) | EI_Canada | EI_Canada | Other Renew | PV | 0 | 0 | 0 | 0 | 0 | 0 | PV | 0 | 0 | 0 | 0 | 0 | 0
| NOx Emissions (MMshortTons) | EI_Canada | EI_Canada | CT | PeakG | 0 | 0 | 0 | 0 | 0 | 0 | PeakG | 0 | 0 | 0 | 0 | 0 | 0
| NOx Emissions (MMshortTons) | EI_Canada | EI_Canada | CT | PeakO | 0 | 0 | 0 | 0 | 0 | 0 | PeakO | 0 | 0 | 0 | 0 | 0 | 0
| NOx Emissions (MMshortTons) | EI_Canada | EI_Canada | Other Renew | ST | 0 | 0 | 0 | 0 | 0 | 0 | ST | 0 | 0 | 0 | 0 | 0 | 0
| NOx Emissions (MMshortTons) | EI_Canada | EI_Canada | Steam O/G | STOG | 0 | 0 | 0 | 0 | 0 | 0 | STOG | 0 | 0 | 0 | 0 | 0 | 0
| NOx Emissions (MMshortTons) | EI_Canada | EI_Canada | Other Renew | STWD | 0 | 0 | 0 | 0 | 0 | 0 | STWD | 0 | 0 | 0 | 0 | 0 | 0
| NOx Emissions (MMshortTons) | EI_Canada | EI_Canada | On-shore Wind | WT | 0 | 0 | 0 | 0 | 0 | 0 | WT | 0 | 0 | 0 | 0 | 0 | 0
| NOx Emissions (MMshortTons) | EI_Canada | EI_Canada | Coal | IGCC | 0 | 0 | 0 | 0 | 0 | 0 | IGCC | 0 | 0 | 0 | 0 | 0 | 0
| NOx Emissions (MMshortTons) | EI_Canada | EI_Canada | DR | DemandResponse | 0 | 0 | 0 | 0 | 0 | 0 | DemandResponse | 0 | 0 | 0 | 0 | 0 | 0
| NOx Emissions (MMshortTons) | EI_Canada | EI_Canada | Coal-CCS | IGCC-CCS | 0 | 0 | 0 | 0 | 0 | 0 | IGCC-CCS | 0 | 0 | 0 | 0 | 0 | 0
| NOx Emissions (MMshortTons) | EI_Canada | EI_Canada | Off-shore Wind | WT_off | 0 | 0 | 0 | 0 | 0 | 0 | WT_off | 0 | 0 | 0 | 0 | 0 | 0
| NOx Emissions (MMshortTons) | EI_Canada | EI_Canada | Other | PseudoUnit | 0 | 0 | 0 | 0 | 0 | 0 | PseudoUnit | 0 | 0 | 0 | 0 | 0 | 0
| NOx Emissions (MMshortTons) | EI_Canada | EI_Canada | HQ/Maritimes | FixedInterchange | 0 | 0 | 0 | 0 | 0 | 0 | FixedInterchange | 0 | 0 | 0 | 0 | 0 | 0
NOx Emissions (MMshortTons)
| NOx Emissions (MMshortTons) |  |  |  | NOx Emissions (MMshortTons): EI | [6 empty] | NOx Emissions (MMshortTons): EI
| NOx Emissions (MMshortTons) |  |  |  | ReportingType | 2015 | 2020 | 2025 | 2030 | 2035 | 2040 | ReportingType | 2015 | 2020 | 2025 | 2030 | 2035 | 2040
| NOx Emissions (MMshortTons) | EI | EI | Other Renew | BM | 0 | 0 | 0 | 0 | 0 | 0 | BM | 0 | 0 | 0 | 0 | 0 | 0
| NOx Emissions (MMshortTons) | EI | EI | CC | CC | 0.07 | 0.08 | 0.07 | 0.05 | 0.03 | 0.01 | CC | 0.07 | 0.09 | 0.09 | 0.06 | 0.04 | 0.01
| NOx Emissions (MMshortTons) | EI | EI | Other Renew | CSP | 0 | 0 | 0 | 0 | 0 | 0 | CSP | 0 | 0 | 0 | 0 | 0 | 0
| NOx Emissions (MMshortTons) | EI | EI | CT | CT | 0 | 0 | 0 | 0 | 0 | 0 | CT | 0 | 0 | 0 | 0 | 0 | 0
| NOx Emissions (MMshortTons) | EI | EI | Coal | Coal | 0.76 | 0.15 | 0.01 | 0.01 | 0.03 | 0.03 | Coal | 0.71 | 0.13 | 0.02 | 0.01 | 0.03 | 0.03
| NOx Emissions (MMshortTons) | EI | EI | Other Renew | Geo | 0 | 0 | 0 | 0 | 0 | 0 | Geo | 0 | 0 | 0 | 0 | 0 | 0
| NOx Emissions (MMshortTons) | EI | EI | Hydro | H | 0 | 0 | 0 | 0 | 0 | 0 | H | 0 | 0 | 0 | 0 | 0 | 0
| NOx Emissions (MMshortTons) | EI | EI | Other Renew | LFG | 0 | 0 | 0 | 0 | 0 | 0 | LFG | 0 | 0 | 0 | 0 | 0 | 0
| NOx Emissions (MMshortTons) | EI | EI | Nuclear | Nuc | 0 | 0 | 0 | 0 | 0 | 0 | Nuc | 0 | 0 | 0 | 0 | 0 | 0
| NOx Emissions (MMshortTons) | EI | EI | Other | PS | 0 | 0 | 0 | 0 | 0 | 0 | PS | 0 | 0 | 0 | 0 | 0 | 0
| NOx Emissions (MMshortTons) | EI | EI | Other Renew | PV | 0 | 0 | 0 | 0 | 0 | 0 | PV | 0 | 0 | 0 | 0 | 0 | 0
| NOx Emissions (MMshortTons) | EI | EI | CT | PeakG | 0 | 0 | 0 | 0 | 0 | 0 | PeakG | 0 | 0 | 0 | 0 | 0 | 0
| NOx Emissions (MMshortTons) | EI | EI | CT | PeakO | 0 | 0 | 0 | 0 | 0 | 0 | PeakO | 0 | 0 | 0 | 0 | 0 | 0
| NOx Emissions (MMshortTons) | EI | EI | Other Renew | ST | 0 | 0 | 0 | 0 | 0 | 0 | ST | 0 | 0 | 0 | 0 | 0 | 0
| NOx Emissions (MMshortTons) | EI | EI | Steam O/G | STOG | 0.01 | 0 | 0 | 0 | 0 | 0 | STOG | 0.01 | 0 | 0 | 0 | 0 | 0
| NOx Emissions (MMshortTons) | EI | EI | Other Renew | STWD | 0 | 0 | 0 | 0 | 0 | 0 | STWD | 0 | 0 | 0 | 0 | 0 | 0
| NOx Emissions (MMshortTons) | EI | EI | On-shore Wind | WT | 0 | 0 | 0 | 0 | 0 | 0 | WT | 0 | 0 | 0 | 0 | 0 | 0
| NOx Emissions (MMshortTons) | EI | EI | Coal | IGCC | 0 | 0 | 0 | 0 | 0 | 0 | IGCC | 0 | 0 | 0 | 0 | 0 | 0
| NOx Emissions (MMshortTons) | EI | EI | DR | DemandResponse | 0 | 0 | 0 | 0 | 0 | 0 | DemandResponse | 0 | 0 | 0 | 0 | 0 | 0
| NOx Emissions (MMshortTons) | EI | EI | Coal-CCS | IGCC-CCS | 0 | 0 | 0 | 0 | 0 | 0 | IGCC-CCS | 0 | 0 | 0 | 0 | 0 | 0
| NOx Emissions (MMshortTons) | EI | EI | Off-shore Wind | WT_off | 0 | 0 | 0 | 0 | 0 | 0 | WT_off | 0 | 0 | 0 | 0 | 0 | 0
| NOx Emissions (MMshortTons) | EI | EI | Other | PseudoUnit | 0 | 0 | 0 | 0 | 0 | 0 | PseudoUnit | 0 | 0 | 0 | 0 | 0 | 0
| NOx Emissions (MMshortTons) | EI | EI | HQ/Maritimes | FixedInterchange | 0 | 0 | 0 | 0 | 0 | 0 | FixedInterchange | 0 | 0 | 0 | 0 | 0 | 0
NOx Emissions (MMshortTons)
| NOx Emissions (MMshortTons) |  |  |  | NOx Emissions (MMshortTons): Outside_EI | [6 empty] | NOx Emissions (MMshortTons): Outside_EI
| NOx Emissions (MMshortTons) |  |  |  | ReportingType | 2015 | 2020 | 2025 | 2030 | 2035 | 2040 | ReportingType | 2015 | 2020 | 2025 | 2030 | 2035 | 2040
| NOx Emissions (MMshortTons) | Outside_EI | Outside_EI | Other Renew | BM | 0 | 0 | 0 | 0 | 0 | 0 | BM | 0 | 0 | 0 | 0 | 0 | 0
| NOx Emissions (MMshortTons) | Outside_EI | Outside_EI | CC | CC | 0.04 | 0.04 | 0.03 | 0.02 | 0.01 | 0.01 | CC | 0.04 | 0.04 | 0.03 | 0.03 | 0.01 | 0.01
| NOx Emissions (MMshortTons) | Outside_EI | Outside_EI | Other Renew | CSP | 0 | 0 | 0 | 0 | 0 | 0 | CSP | 0 | 0 | 0 | 0 | 0 | 0
| NOx Emissions (MMshortTons) | Outside_EI | Outside_EI | CT | CT | 0 | 0 | 0 | 0 | 0 | 0 | CT | 0 | 0 | 0 | 0 | 0 | 0
| NOx Emissions (MMshortTons) | Outside_EI | Outside_EI | Coal | Coal | 0.24 | 0.18 | 0.02 | 0 | 0 | 0 | Coal | 0.24 | 0.18 | 0.02 | 0 | 0 | 0
| NOx Emissions (MMshortTons) | Outside_EI | Outside_EI | Other Renew | Geo | 0 | 0 | 0 | 0 | 0 | 0 | Geo | 0 | 0 | 0 | 0 | 0 | 0
| NOx Emissions (MMshortTons) | Outside_EI | Outside_EI | Hydro | H | 0 | 0 | 0 | 0 | 0 | 0 | H | 0 | 0 | 0 | 0 | 0 | 0
| NOx Emissions (MMshortTons) | Outside_EI | Outside_EI | Other Renew | LFG | 0 | 0 | 0 | 0 | 0 | 0 | LFG | 0 | 0 | 0 | 0 | 0 | 0
| NOx Emissions (MMshortTons) | Outside_EI | Outside_EI | Nuclear | Nuc | 0 | 0 | 0 | 0 | 0 | 0 | Nuc | 0 | 0 | 0 | 0 | 0 | 0
| NOx Emissions (MMshortTons) | Outside_EI | Outside_EI | Other | PS | 0 | 0 | 0 | 0 | 0 | 0 | PS | 0 | 0 | 0 | 0 | 0 | 0
| NOx Emissions (MMshortTons) | Outside_EI | Outside_EI | Other Renew | PV | 0 | 0 | 0 | 0 | 0 | 0 | PV | 0 | 0 | 0 | 0 | 0 | 0
| NOx Emissions (MMshortTons) | Outside_EI | Outside_EI | CT | PeakG | 0 | 0 | 0 | 0 | 0 | 0 | PeakG | 0 | 0 | 0 | 0 | 0 | 0
| NOx Emissions (MMshortTons) | Outside_EI | Outside_EI | CT | PeakO | 0 | 0 | 0 | 0 | 0 | 0 | PeakO | 0 | 0 | 0 | 0 | 0 | 0
| NOx Emissions (MMshortTons) | Outside_EI | Outside_EI | Other Renew | ST | 0 | 0 | 0 | 0 | 0 | 0 | ST | 0 | 0 | 0 | 0 | 0 | 0
| NOx Emissions (MMshortTons) | Outside_EI | Outside_EI | Steam O/G | STOG | 0 | 0 | 0 | 0 | 0 | 0 | STOG | 0 | 0 | 0 | 0 | 0 | 0
| NOx Emissions (MMshortTons) | Outside_EI | Outside_EI | Other Renew | STWD | 0 | 0 | 0 | 0 | 0 | 0 | STWD | 0 | 0 | 0 | 0 | 0 | 0
| NOx Emissions (MMshortTons) | Outside_EI | Outside_EI | On-shore Wind | WT | 0 | 0 | 0 | 0 | 0 | 0 | WT | 0 | 0 | 0 | 0 | 0 | 0
| NOx Emissions (MMshortTons) | Outside_EI | Outside_EI | Coal | IGCC | 0 | 0 | 0 | 0 | 0 | 0 | IGCC | 0 | 0 | 0 | 0 | 0 | 0
| NOx Emissions (MMshortTons) | Outside_EI | Outside_EI | DR | DemandResponse | 0 | 0 | 0 | 0 | 0 | 0 | DemandResponse | 0 | 0 | 0 | 0 | 0 | 0
| NOx Emissions (MMshortTons) | Outside_EI | Outside_EI | Coal-CCS | IGCC-CCS | 0 | 0 | 0 | 0 | 0 | 0 | IGCC-CCS | 0 | 0 | 0 | 0 | 0 | 0
| NOx Emissions (MMshortTons) | Outside_EI | Outside_EI | Off-shore Wind | WT_off | 0 | 0 | 0 | 0 | 0 | 0 | WT_off | 0 | 0 | 0 | 0 | 0 | 0
| NOx Emissions (MMshortTons) | Outside_EI | Outside_EI | Other | PseudoUnit | 0 | 0 | 0 | 0 | 0 | 0 | PseudoUnit | 0 | 0 | 0 | 0 | 0 | 0
| NOx Emissions (MMshortTons) | Outside_EI | Outside_EI | HQ/Maritimes | FixedInterchange | 0 | 0 | 0 | 0 | 0 | 0 | FixedInterchange | 0 | 0 | 0 | 0 | 0 | 0
[5 empty] | CO2 Emissions (MMshortTons): Entergy | [6 empty] | CO2 Emissions (MMshortTons): Entergy
[5 empty] | ReportingType | 2015 | 2020 | 2025 | 2030 | 2035 | 2040 | ReportingType | 2015 | 2020 | 2025 | 2030 | 2035 | 2040
| CO2 Emissions (MMshortTons) | ENT | Southwest | Other Renew | BM | 0 | 0 | 0 | 0 | 0 | 0 | BM | 0 | 0 | 0 | 0 | 0 | 0
| CO2 Emissions (MMshortTons) | ENT | Southwest | CC | CC | 29.17 | 26 | 14.47 | 13.18 | 8.14 | 5.38 | CC | 30.33 | 40.32 | 40.57 | 30.07 | 17.8 | 6.13
| CO2 Emissions (MMshortTons) | ENT | Southwest | Other Renew | CSP | 0 | 0 | 0 | 0 | 0 | 0 | CSP | 0 | 0 | 0 | 0 | 0 | 0
| CO2 Emissions (MMshortTons) | ENT | Southwest | CT | CT | 0 | 0 | 0 | 0 | 0 | 0 | CT | 0 | 0 | 0 | 0 | 0 | 0
| CO2 Emissions (MMshortTons) | ENT | Southwest | Coal | Coal | 64.14 | 7.06 | 0.88 | 0 | 0 | 0 | Coal | 59.56 | 5.41 | 0.5 | 0 | 0 | 0
| CO2 Emissions (MMshortTons) | ENT | Southwest | Other Renew | Geo | 0 | 0 | 0 | 0 | 0 | 0 | Geo | 0 | 0 | 0 | 0 | 0 | 0
| CO2 Emissions (MMshortTons) | ENT | Southwest | Hydro | H | 0 | 0 | 0 | 0 | 0 | 0 | H | 0 | 0 | 0 | 0 | 0 | 0
| CO2 Emissions (MMshortTons) | ENT | Southwest | Other Renew | LFG | 0 | 0 | 0 | 0 | 0 | 0 | LFG | 0 | 0 | 0 | 0 | 0 | 0
| CO2 Emissions (MMshortTons) | ENT | Southwest | Nuclear | Nuc | 0 | 0 | 0 | 0 | 0 | 0 | Nuc | 0 | 0 | 0 | 0 | 0 | 0
| CO2 Emissions (MMshortTons) | ENT | Southwest | Other | PS | 0 | 0 | 0 | 0 | 0 | 0 | PS | 0 | 0 | 0 | 0 | 0 | 0
| CO2 Emissions (MMshortTons) | ENT | Southwest | Other Renew | PV | 0 | 0 | 0 | 0 | 0 | 0 | PV | 0 | 0 | 0 | 0 | 0 | 0
| CO2 Emissions (MMshortTons) | ENT | Southwest | CT | PeakG | 0 | 0 | 0 | 0 | 0 | 0 | PeakG | 0 | 0 | 0 | 0 | 0 | 0
| CO2 Emissions (MMshortTons) | ENT | Southwest | CT | PeakO | 0 | 0 | 0 | 0 | 0 | 0 | PeakO | 0 | 0 | 0 | 0 | 0 | 0
| CO2 Emissions (MMshortTons) | ENT | Southwest | Other Renew | ST | 0 | 0 | 0 | 0 | 0 | 0 | ST | 0 | 0 | 0 | 0 | 0 | 0
| CO2 Emissions (MMshortTons) | ENT | Southwest | Steam O/G | STOG | 0.31 | 0.29 | 0.29 | 0.15 | 0 | 0 | STOG | 0.27 | 0.26 | 0 | 0 | 0 | 0
| CO2 Emissions (MMshortTons) | ENT | Southwest | Other Renew | STWD | 0 | 0 | 0 | 0 | 0 | 0 | STWD | 0 | 0 | 0 | 0 | 0 | 0
| CO2 Emissions (MMshortTons) | ENT | Southwest | On-shore Wind | WT | 0 | 0 | 0 | 0 | 0 | 0 | WT | 0 | 0 | 0 | 0 | 0 | 0
| CO2 Emissions (MMshortTons) | ENT | Southwest | Coal | IGCC | 0 | 0 | 0 | 0 | 0 | 0 | IGCC | 0 | 0 | 0 | 0 | 0 | 0
| CO2 Emissions (MMshortTons) | ENT | Southwest | DR | DemandResponse | 0 | 0 | 0 | 0 | 0 | 0 | DemandResponse | 0 | 0 | 0 | 0 | 0 | 0
| CO2 Emissions (MMshortTons) | ENT | Southwest | Coal-CCS | IGCC-CCS | 0 | 0 | 0 | 0 | 0 | 0 | IGCC-CCS | 0 | 0 | 0 | 0 | 0 | 0
| CO2 Emissions (MMshortTons) | ENT | Southwest | Off-shore Wind | WT_off | 0 | 0 | 0 | 0 | 0 | 0 | WT_off | 0 | 0 | 0 | 0 | 0 | 0
| CO2 Emissions (MMshortTons) | ENT | Southwest | Other | PseudoUnit | 0 | 0 | 0 | 0 | 0 | 0 | PseudoUnit | 0 | 0 | 0 | 0 | 0 | 0
| CO2 Emissions (MMshortTons) | ENT | Southwest | HQ/Maritimes | FixedInterchange | 0 | 0 | 0 | 0 | 0 | 0 | FixedInterchange | 0 | 0 | 0 | 0 | 0 | 0
CO2 Emissions (MMshortTons)
| CO2 Emissions (MMshortTons) |  |  |  | CO2 Emissions (MMshortTons): FRCC | [6 empty] | CO2 Emissions (MMshortTons): FRCC
| CO2 Emissions (MMshortTons) |  |  |  | ReportingType | 2015 | 2020 | 2025 | 2030 | 2035 | 2040 | ReportingType | 2015 | 2020 | 2025 | 2030 | 2035 | 2040
| CO2 Emissions (MMshortTons) | FRCC | South | Other Renew | BM | 0 | 0 | 0 | 0 | 0 | 0 | BM | 0 | 0 | 0 | 0 | 0 | 0
| CO2 Emissions (MMshortTons) | FRCC | South | CC | CC | 75.79 | 79.05 | 73.16 | 38.65 | 18.26 | 10.21 | CC | 75.4 | 78.72 | 75.97 | 37.89 | 16.79 | 11.05
| CO2 Emissions (MMshortTons) | FRCC | South | Other Renew | CSP | 0 | 0 | 0 | 0 | 0 | 0 | CSP | 0 | 0 | 0 | 0 | 0 | 0
| CO2 Emissions (MMshortTons) | FRCC | South | CT | CT | 0.31 | 0.31 | 0.17 | 0.16 | 0 | 0 | CT | 0.32 | 0.6 | 0.6 | 0.23 | 0 | 0
| CO2 Emissions (MMshortTons) | FRCC | South | Coal | Coal | 18.52 | 6.56 | 0 | 0 | 0 | 0 | Coal | 20.14 | 8 | 1.28 | 0.18 | 0.54 | 0.66
| CO2 Emissions (MMshortTons) | FRCC | South | Other Renew | Geo | 0 | 0 | 0 | 0 | 0 | 0 | Geo | 0 | 0 | 0 | 0 | 0 | 0
| CO2 Emissions (MMshortTons) | FRCC | South | Hydro | H | 0 | 0 | 0 | 0 | 0 | 0 | H | 0 | 0 | 0 | 0 | 0 | 0
| CO2 Emissions (MMshortTons) | FRCC | South | Other Renew | LFG | 0 | 0 | 0 | 0 | 0 | 0 | LFG | 0 | 0 | 0 | 0 | 0 | 0
| CO2 Emissions (MMshortTons) | FRCC | South | Nuclear | Nuc | 0 | 0 | 0 | 0 | 0 | 0 | Nuc | 0 | 0 | 0 | 0 | 0 | 0
| CO2 Emissions (MMshortTons) | FRCC | South | Other | PS | 0 | 0 | 0 | 0 | 0 | 0 | PS | 0 | 0 | 0 | 0 | 0 | 0
| CO2 Emissions (MMshortTons) | FRCC | South | Other Renew | PV | 0 | 0 | 0 | 0 | 0 | 0 | PV | 0 | 0 | 0 | 0 | 0 | 0
| CO2 Emissions (MMshortTons) | FRCC | South | CT | PeakG | 0.25 | 0.31 | 0.3 | 0.01 | 0.02 | 0.02 | PeakG | 0.25 | 0.4 | 0.37 | 0.05 | 0.07 | 0.05
| CO2 Emissions (MMshortTons) | FRCC | South | CT | PeakO | 0 | 0 | 0 | 0 | 0 | 0 | PeakO | 0 | 0 | 0 | 0 | 0 | 0
| CO2 Emissions (MMshortTons) | FRCC | South | Other Renew | ST | 0 | 0 | 0 | 0 | 0 | 0 | ST | 0 | 0 | 0 | 0 | 0 | 0
| CO2 Emissions (MMshortTons) | FRCC | South | Steam O/G | STOG | 0.04 | 0.03 | 0 | 0 | 0 | 0 | STOG | 0 | 0 | 0 | 0 | 0 | 0
| CO2 Emissions (MMshortTons) | FRCC | South | Other Renew | STWD | 0 | 0 | 0 | 0 | 0 | 0 | STWD | 0 | 0 | 0 | 0 | 0 | 0
| CO2 Emissions (MMshortTons) | FRCC | South | On-shore Wind | WT | 0 | 0 | 0 | 0 | 0 | 0 | WT | 0 | 0 | 0 | 0 | 0 | 0
| CO2 Emissions (MMshortTons) | FRCC | South | Coal | IGCC | 0 | 0 | 0 | 0 | 0 | 0 | IGCC | 0 | 0 | 0 | 0 | 0 | 0
| CO2 Emissions (MMshortTons) | FRCC | South | DR | DemandResponse | 0 | 0 | 0 | 0 | 0 | 0 | DemandResponse | 0 | 0 | 0 | 0 | 0 | 0
| CO2 Emissions (MMshortTons) | FRCC | South | Coal-CCS | IGCC-CCS | 0 | 0 | 0 | 0 | 0 | 0 | IGCC-CCS | 0 | 0 | 0 | 0 | 0 | 0
| CO2 Emissions (MMshortTons) | FRCC | South | Off-shore Wind | WT_off | 0 | 0 | 0 | 0 | 0 | 0 | WT_off | 0 | 0 | 0 | 0 | 0 | 0
| CO2 Emissions (MMshortTons) | FRCC | South | Other | PseudoUnit | 0 | 0 | 0 | 0 | 0 | 0 | PseudoUnit | 0 | 0 | 0 | 0 | 0 | 0
| CO2 Emissions (MMshortTons) | FRCC | South | HQ/Maritimes | FixedInterchange | 0 | 0 | 0 | 0 | 0 | 0 | FixedInterchange | 0 | 0 | 0 | 0 | 0 | 0
CO2 Emissions (MMshortTons)
| CO2 Emissions (MMshortTons) |  |  |  | CO2 Emissions (MMshortTons): MAPP_US | [6 empty] | CO2 Emissions (MMshortTons): MAPP_US
| CO2 Emissions (MMshortTons) |  |  |  | ReportingType | 2015 | 2020 | 2025 | 2030 | 2035 | 2040 | ReportingType | 2015 | 2020 | 2025 | 2030 | 2035 | 2040
| CO2 Emissions (MMshortTons) | MAPP_US | Midwest | Other Renew | BM | 0 | 0 | 0 | 0 | 0 | 0 | BM | 0 | 0 | 0 | 0 | 0 | 0
| CO2 Emissions (MMshortTons) | MAPP_US | Midwest | CC | CC | 0.62 | 0.08 | 0.08 | 0.05 | 0.05 | 0.01 | CC | 0.52 | 0.08 | 0.24 | 0.13 | 0.13 | 0.14
| CO2 Emissions (MMshortTons) | MAPP_US | Midwest | Other Renew | CSP | 0 | 0 | 0 | 0 | 0 | 0 | CSP | 0 | 0 | 0 | 0 | 0 | 0
| CO2 Emissions (MMshortTons) | MAPP_US | Midwest | CT | CT | 0 | 0 | 0 | 0 | 0 | 0 | CT | 0 | 0 | 0 | 0 | 0 | 0.04
| CO2 Emissions (MMshortTons) | MAPP_US | Midwest | Coal | Coal | 12.37 | 3.07 | 0.05 | 0 | 0 | 0 | Coal | 12.8 | 4.08 | 0.34 | 0 | 0 | 0
| CO2 Emissions (MMshortTons) | MAPP_US | Midwest | Other Renew | Geo | 0 | 0 | 0 | 0 | 0 | 0 | Geo | 0 | 0 | 0 | 0 | 0 | 0
| CO2 Emissions (MMshortTons) | MAPP_US | Midwest | Hydro | H | 0 | 0 | 0 | 0 | 0 | 0 | H | 0 | 0 | 0 | 0 | 0 | 0
| CO2 Emissions (MMshortTons) | MAPP_US | Midwest | Other Renew | LFG | 0 | 0 | 0 | 0 | 0 | 0 | LFG | 0 | 0 | 0 | 0 | 0 | 0
| CO2 Emissions (MMshortTons) | MAPP_US | Midwest | Nuclear | Nuc | 0 | 0 | 0 | 0 | 0 | 0 | Nuc | 0 | 0 | 0 | 0 | 0 | 0
| CO2 Emissions (MMshortTons) | MAPP_US | Midwest | Other | PS | 0 | 0 | 0 | 0 | 0 | 0 | PS | 0 | 0 | 0 | 0 | 0 | 0
| CO2 Emissions (MMshortTons) | MAPP_US | Midwest | Other Renew | PV | 0 | 0 | 0 | 0 | 0 | 0 | PV | 0 | 0 | 0 | 0 | 0 | 0
| CO2 Emissions (MMshortTons) | MAPP_US | Midwest | CT | PeakG | 0.03 | 0.03 | 0 | 0 | 0.03 | 0.03 | PeakG | 0.05 | 0.05 | 0.05 | 0.05 | 0.06 | 0.06
| CO2 Emissions (MMshortTons) | MAPP_US | Midwest | CT | PeakO | 0 | 0 | 0 | 0 | 0 | 0 | PeakO | 0 | 0 | 0 | 0 | 0 | 0
| CO2 Emissions (MMshortTons) | MAPP_US | Midwest | Other Renew | ST | 0 | 0 | 0 | 0 | 0 | 0 | ST | 0 | 0 | 0 | 0 | 0 | 0
| CO2 Emissions (MMshortTons) | MAPP_US | Midwest | Steam O/G | STOG | 0 | 0 | 0 | 0 | 0 | 0 | STOG | 0 | 0 | 0 | 0 | 0 | 0
| CO2 Emissions (MMshortTons) | MAPP_US | Midwest | Other Renew | STWD | 0 | 0 | 0 | 0 | 0 | 0 | STWD | 0 | 0 | 0 | 0 | 0 | 0
| CO2 Emissions (MMshortTons) | MAPP_US | Midwest | On-shore Wind | WT | 0 | 0 | 0 | 0 | 0 | 0 | WT | 0 | 0 | 0 | 0 | 0 | 0
| CO2 Emissions (MMshortTons) | MAPP_US | Midwest | Coal | IGCC | 0 | 0 | 0 | 0 | 0 | 0 | IGCC | 0 | 0 | 0 | 0 | 0 | 0
| CO2 Emissions (MMshortTons) | MAPP_US | Midwest | DR | DemandResponse | 0 | 0 | 0 | 0 | 0 | 0 | DemandResponse | 0 | 0 | 0 | 0 | 0 | 0
| CO2 Emissions (MMshortTons) | MAPP_US | Midwest | Coal-CCS | IGCC-CCS | 0 | 0 | 0 | 0 | 0 | 0 | IGCC-CCS | 0 | 0 | 0 | 0 | 0 | 0
| CO2 Emissions (MMshortTons) | MAPP_US | Midwest | Off-shore Wind | WT_off | 0 | 0 | 0 | 0 | 0 | 0 | WT_off | 0 | 0 | 0 | 0 | 0 | 0
| CO2 Emissions (MMshortTons) | MAPP_US | Midwest | Other | PseudoUnit | 0 | 0 | 0 | 0 | 0 | 0 | PseudoUnit | 0 | 0 | 0 | 0 | 0 | 0
| CO2 Emissions (MMshortTons) | MAPP_US | Midwest | HQ/Maritimes | FixedInterchange | 0 | 0 | 0 | 0 | 0 | 0 | FixedInterchange | 0 | 0 | 0 | 0 | 0 | 0
CO2 Emissions (MMshortTons)
| CO2 Emissions (MMshortTons) |  |  |  | CO2 Emissions (MMshortTons): MISO_IN | [6 empty] | CO2 Emissions (MMshortTons): MISO_IN
| CO2 Emissions (MMshortTons) |  |  |  | ReportingType | 2015 | 2020 | 2025 | 2030 | 2035 | 2040 | ReportingType | 2015 | 2020 | 2025 | 2030 | 2035 | 2040
| CO2 Emissions (MMshortTons) | MISO_IN | Midwest | Other Renew | BM | 0 | 0 | 0 | 0 | 0 | 0 | BM | 0 | 0 | 0 | 0 | 0 | 0
| CO2 Emissions (MMshortTons) | MISO_IN | Midwest | CC | CC | 2.42 | 6.35 | 3.89 | 4.14 | 2.49 | 1.02 | CC | 6.95 | 40.52 | 41.05 | 19.18 | 11.98 | 8.85
| CO2 Emissions (MMshortTons) | MISO_IN | Midwest | Other Renew | CSP | 0 | 0 | 0 | 0 | 0 | 0 | CSP | 0 | 0 | 0 | 0 | 0 | 0
| CO2 Emissions (MMshortTons) | MISO_IN | Midwest | CT | CT | 0 | 0 | 0 | 0 | 0 | 0 | CT | 0 | 0 | 0 | 0 | 0 | 0
| CO2 Emissions (MMshortTons) | MISO_IN | Midwest | Coal | Coal | 63.96 | 33.87 | 1.62 | 0.43 | 1.28 | 1.28 | Coal | 61.46 | 32.23 | 4.22 | 0.29 | 1.3 | 1.35
| CO2 Emissions (MMshortTons) | MISO_IN | Midwest | Other Renew | Geo | 0 | 0 | 0 | 0 | 0 | 0 | Geo | 0 | 0 | 0 | 0 | 0 | 0
| CO2 Emissions (MMshortTons) | MISO_IN | Midwest | Hydro | H | 0 | 0 | 0 | 0 | 0 | 0 | H | 0 | 0 | 0 | 0 | 0 | 0
| CO2 Emissions (MMshortTons) | MISO_IN | Midwest | Other Renew | LFG | 0 | 0 | 0 | 0 | 0 | 0 | LFG | 0 | 0 | 0 | 0 | 0 | 0
| CO2 Emissions (MMshortTons) | MISO_IN | Midwest | Nuclear | Nuc | 0 | 0 | 0 | 0 | 0 | 0 | Nuc | 0 | 0 | 0 | 0 | 0 | 0
| CO2 Emissions (MMshortTons) | MISO_IN | Midwest | Other | PS | 0 | 0 | 0 | 0 | 0 | 0 | PS | 0 | 0 | 0 | 0 | 0 | 0
| CO2 Emissions (MMshortTons) | MISO_IN | Midwest | Other Renew | PV | 0 | 0 | 0 | 0 | 0 | 0 | PV | 0 | 0 | 0 | 0 | 0 | 0
| CO2 Emissions (MMshortTons) | MISO_IN | Midwest | CT | PeakG | 0 | 0 | 0 | 0 | 0 | 0 | PeakG | 0 | 0 | 0 | 0 | 0 | 0
| CO2 Emissions (MMshortTons) | MISO_IN | Midwest | CT | PeakO | 0 | 0 | 0 | 0 | 0 | 0 | PeakO | 0 | 0 | 0 | 0 | 0 | 0
| CO2 Emissions (MMshortTons) | MISO_IN | Midwest | Other Renew | ST | 0 | 0 | 0 | 0 | 0 | 0 | ST | 0 | 0 | 0 | 0 | 0 | 0
| CO2 Emissions (MMshortTons) | MISO_IN | Midwest | Steam O/G | STOG | 0.02 | 0.02 | 0 | 0.02 | 0 | 0 | STOG | 0.03 | 0.02 | 0.02 | 0 | 0 | 0
| CO2 Emissions (MMshortTons) | MISO_IN | Midwest | Other Renew | STWD | 0 | 0 | 0 | 0 | 0 | 0 | STWD | 0 | 0 | 0 | 0 | 0 | 0
| CO2 Emissions (MMshortTons) | MISO_IN | Midwest | On-shore Wind | WT | 0 | 0 | 0 | 0 | 0 | 0 | WT | 0 | 0 | 0 | 0 | 0 | 0
| CO2 Emissions (MMshortTons) | MISO_IN | Midwest | Coal | IGCC | 4.15 | 4.15 | 0.37 | 0 | 0 | 0 | IGCC | 4.15 | 4.15 | 0.94 | 0 | 0 | 0
| CO2 Emissions (MMshortTons) | MISO_IN | Midwest | DR | DemandResponse | 0 | 0 | 0 | 0 | 0 | 0 | DemandResponse | 0 | 0 | 0 | 0 | 0 | 0
| CO2 Emissions (MMshortTons) | MISO_IN | Midwest | Coal-CCS | IGCC-CCS | 0 | 0 | 0 | 0 | 0 | 0 | IGCC-CCS | 0 | 0 | 0 | 0 | 0 | 0
| CO2 Emissions (MMshortTons) | MISO_IN | Midwest | Off-shore Wind | WT_off | 0 | 0 | 0 | 0 | 0 | 0 | WT_off | 0 | 0 | 0 | 0 | 0 | 0
| CO2 Emissions (MMshortTons) | MISO_IN | Midwest | Other | PseudoUnit | 0 | 0 | 0 | 0 | 0 | 0 | PseudoUnit | 0 | 0 | 0 | 0 | 0 | 0
| CO2 Emissions (MMshortTons) | MISO_IN | Midwest | HQ/Maritimes | FixedInterchange | 0 | 0 | 0 | 0 | 0 | 0 | FixedInterchange | 0 | 0 | 0 | 0 | 0 | 0
CO2 Emissions (MMshortTons)
| CO2 Emissions (MMshortTons) |  |  |  | CO2 Emissions (MMshortTons): MISO_MI | [6 empty] | CO2 Emissions (MMshortTons): MISO_MI
| CO2 Emissions (MMshortTons) |  |  |  | ReportingType | 2015 | 2020 | 2025 | 2030 | 2035 | 2040 | ReportingType | 2015 | 2020 | 2025 | 2030 | 2035 | 2040
| CO2 Emissions (MMshortTons) | MISO_MI | Midwest | Other Renew | BM | 0 | 0 | 0 | 0 | 0 | 0 | BM | 0 | 0 | 0 | 0 | 0 | 0
| CO2 Emissions (MMshortTons) | MISO_MI | Midwest | CC | CC | 5.21 | 4.15 | 2.04 | 1.39 | 0.78 | 0.4 | CC | 13.22 | 17.36 | 18.79 | 10.23 | 9.14 | 1.44
| CO2 Emissions (MMshortTons) | MISO_MI | Midwest | Other Renew | CSP | 0 | 0 | 0 | 0 | 0 | 0 | CSP | 0 | 0 | 0 | 0 | 0 | 0
| CO2 Emissions (MMshortTons) | MISO_MI | Midwest | CT | CT | 0 | 0 | 0 | 0 | 0 | 0 | CT | 0 | 0 | 0 | 0 | 0 | 0
| CO2 Emissions (MMshortTons) | MISO_MI | Midwest | Coal | Coal | 27.17 | 0.01 | 0 | 0 | 0 | 0 | Coal | 28.98 | 0 | 0 | 0 | 0 | 0
| CO2 Emissions (MMshortTons) | MISO_MI | Midwest | Other Renew | Geo | 0 | 0 | 0 | 0 | 0 | 0 | Geo | 0 | 0 | 0 | 0 | 0 | 0
| CO2 Emissions (MMshortTons) | MISO_MI | Midwest | Hydro | H | 0 | 0 | 0 | 0 | 0 | 0 | H | 0 | 0 | 0 | 0 | 0 | 0
| CO2 Emissions (MMshortTons) | MISO_MI | Midwest | Other Renew | LFG | 0 | 0 | 0 | 0 | 0 | 0 | LFG | 0 | 0 | 0 | 0 | 0 | 0
| CO2 Emissions (MMshortTons) | MISO_MI | Midwest | Nuclear | Nuc | 0 | 0 | 0 | 0 | 0 | 0 | Nuc | 0 | 0 | 0 | 0 | 0 | 0
| CO2 Emissions (MMshortTons) | MISO_MI | Midwest | Other | PS | 0 | 0 | 0 | 0 | 0 | 0 | PS | 0 | 0 | 0 | 0 | 0 | 0
| CO2 Emissions (MMshortTons) | MISO_MI | Midwest | Other Renew | PV | 0 | 0 | 0 | 0 | 0 | 0 | PV | 0 | 0 | 0 | 0 | 0 | 0
| CO2 Emissions (MMshortTons) | MISO_MI | Midwest | CT | PeakG | 0.02 | 0 | 0 | 0 | 0 | 0 | PeakG | 0.01 | 0 | 0 | 0 | 0 | 0
| CO2 Emissions (MMshortTons) | MISO_MI | Midwest | CT | PeakO | 0 | 0 | 0 | 0 | 0 | 0 | PeakO | 0 | 0 | 0 | 0 | 0 | 0
| CO2 Emissions (MMshortTons) | MISO_MI | Midwest | Other Renew | ST | 0 | 0 | 0 | 0 | 0 | 0 | ST | 0 | 0 | 0 | 0 | 0 | 0
| CO2 Emissions (MMshortTons) | MISO_MI | Midwest | Steam O/G | STOG | 0.2 | 0.15 | 0 | 0 | 0 | 0 | STOG | 0.2 | 0.09 | 0.13 | 0 | 0 | 0
| CO2 Emissions (MMshortTons) | MISO_MI | Midwest | Other Renew | STWD | 0 | 0 | 0 | 0 | 0 | 0 | STWD | 0 | 0 | 0 | 0 | 0 | 0
| CO2 Emissions (MMshortTons) | MISO_MI | Midwest | On-shore Wind | WT | 0 | 0 | 0 | 0 | 0 | 0 | WT | 0 | 0 | 0 | 0 | 0 | 0
| CO2 Emissions (MMshortTons) | MISO_MI | Midwest | Coal | IGCC | 0 | 0 | 0 | 0 | 0 | 0 | IGCC | 0 | 0 | 0 | 0 | 0 | 0
| CO2 Emissions (MMshortTons) | MISO_MI | Midwest | DR | DemandResponse | 0 | 0 | 0 | 0 | 0 | 0 | DemandResponse | 0 | 0 | 0 | 0 | 0 | 0
| CO2 Emissions (MMshortTons) | MISO_MI | Midwest | Coal-CCS | IGCC-CCS | 0 | 0 | 0 | 0 | 0 | 0 | IGCC-CCS | 0 | 0 | 0 | 0 | 0 | 0
| CO2 Emissions (MMshortTons) | MISO_MI | Midwest | Off-shore Wind | WT_off | 0 | 0 | 0 | 0 | 0 | 0 | WT_off | 0 | 0 | 0 | 0 | 0 | 0
| CO2 Emissions (MMshortTons) | MISO_MI | Midwest | Other | PseudoUnit | 0 | 0 | 0 | 0 | 0 | 0 | PseudoUnit | 0 | 0 | 0 | 0 | 0 | 0
| CO2 Emissions (MMshortTons) | MISO_MI | Midwest | HQ/Maritimes | FixedInterchange | 0 | 0 | 0 | 0 | 0 | 0 | FixedInterchange | 0 | 0 | 0 | 0 | 0 | 0
CO2 Emissions (MMshortTons)
| CO2 Emissions (MMshortTons) |  |  |  | CO2 Emissions (MMshortTons): MISO_MO-IL | [6 empty] | CO2 Emissions (MMshortTons): MISO_MO-IL
| CO2 Emissions (MMshortTons) |  |  |  | ReportingType | 2015 | 2020 | 2025 | 2030 | 2035 | 2040 | ReportingType | 2015 | 2020 | 2025 | 2030 | 2035 | 2040
| CO2 Emissions (MMshortTons) | MISO_MO-IL | Midwest | Other Renew | BM | 0 | 0 | 0 | 0 | 0 | 0 | BM | 0 | 0 | 0 | 0 | 0 | 0
| CO2 Emissions (MMshortTons) | MISO_MO-IL | Midwest | CC | CC | 1.31 | 1.35 | 0.49 | 0.42 | 0.26 | 0.13 | CC | 1.31 | 4.97 | 5.03 | 1.43 | 0.94 | 0.61
| CO2 Emissions (MMshortTons) | MISO_MO-IL | Midwest | Other Renew | CSP | 0 | 0 | 0 | 0 | 0 | 0 | CSP | 0 | 0 | 0 | 0 | 0 | 0
| CO2 Emissions (MMshortTons) | MISO_MO-IL | Midwest | CT | CT | 0 | 0 | 0 | 0 | 0 | 0 | CT | 0 | 0 | 0 | 0 | 0 | 0
| CO2 Emissions (MMshortTons) | MISO_MO-IL | Midwest | Coal | Coal | 78.13 | 20.41 | 1.41 | 0.06 | 0.2 | 0.2 | Coal | 80.95 | 22.31 | 3.1 | 0.09 | 0.28 | 0.27
| CO2 Emissions (MMshortTons) | MISO_MO-IL | Midwest | Other Renew | Geo | 0 | 0 | 0 | 0 | 0 | 0 | Geo | 0 | 0 | 0 | 0 | 0 | 0
| CO2 Emissions (MMshortTons) | MISO_MO-IL | Midwest | Hydro | H | 0 | 0 | 0 | 0 | 0 | 0 | H | 0 | 0 | 0 | 0 | 0 | 0
| CO2 Emissions (MMshortTons) | MISO_MO-IL | Midwest | Other Renew | LFG | 0 | 0 | 0 | 0 | 0 | 0 | LFG | 0 | 0 | 0 | 0 | 0 | 0
| CO2 Emissions (MMshortTons) | MISO_MO-IL | Midwest | Nuclear | Nuc | 0 | 0 | 0 | 0 | 0 | 0 | Nuc | 0 | 0 | 0 | 0 | 0 | 0
| CO2 Emissions (MMshortTons) | MISO_MO-IL | Midwest | Other | PS | 0 | 0 | 0 | 0 | 0 | 0 | PS | 0 | 0 | 0 | 0 | 0 | 0
| CO2 Emissions (MMshortTons) | MISO_MO-IL | Midwest | Other Renew | PV | 0 | 0 | 0 | 0 | 0 | 0 | PV | 0 | 0 | 0 | 0 | 0 | 0
| CO2 Emissions (MMshortTons) | MISO_MO-IL | Midwest | CT | PeakG | 0.09 | 0.02 | 0 | 0.04 | 0 | 0 | PeakG | 0.19 | 0.31 | 0.09 | 0.22 | 0.05 | 0.09
| CO2 Emissions (MMshortTons) | MISO_MO-IL | Midwest | CT | PeakO | 0 | 0 | 0 | 0 | 0 | 0 | PeakO | 0 | 0 | 0 | 0 | 0 | 0
| CO2 Emissions (MMshortTons) | MISO_MO-IL | Midwest | Other Renew | ST | 0 | 0 | 0 | 0 | 0 | 0 | ST | 0 | 0 | 0 | 0 | 0 | 0
| CO2 Emissions (MMshortTons) | MISO_MO-IL | Midwest | Steam O/G | STOG | 0.01 | 0 | 0 | 0 | 0 | 0 | STOG | 0 | 0 | 0 | 0 | 0 | 0
| CO2 Emissions (MMshortTons) | MISO_MO-IL | Midwest | Other Renew | STWD | 0 | 0 | 0 | 0 | 0 | 0 | STWD | 0 | 0 | 0 | 0 | 0 | 0
| CO2 Emissions (MMshortTons) | MISO_MO-IL | Midwest | On-shore Wind | WT | 0 | 0 | 0 | 0 | 0 | 0 | WT | 0 | 0 | 0 | 0 | 0 | 0
| CO2 Emissions (MMshortTons) | MISO_MO-IL | Midwest | Coal | IGCC | 0 | 0 | 0 | 0 | 0 | 0 | IGCC | 0 | 0 | 0 | 0 | 0 | 0
| CO2 Emissions (MMshortTons) | MISO_MO-IL | Midwest | DR | DemandResponse | 0 | 0 | 0 | 0 | 0 | 0 | DemandResponse | 0 | 0 | 0 | 0 | 0 | 0
| CO2 Emissions (MMshortTons) | MISO_MO-IL | Midwest | Coal-CCS | IGCC-CCS | 0 | 0 | 0 | 0 | 0 | 0 | IGCC-CCS | 0 | 0 | 0 | 0 | 0 | 0
| CO2 Emissions (MMshortTons) | MISO_MO-IL | Midwest | Off-shore Wind | WT_off | 0 | 0 | 0 | 0 | 0 | 0 | WT_off | 0 | 0 | 0 | 0 | 0 | 0
| CO2 Emissions (MMshortTons) | MISO_MO-IL | Midwest | Other | PseudoUnit | 0 | 0 | 0 | 0 | 0 | 0 | PseudoUnit | 0 | 0 | 0 | 0 | 0 | 0
| CO2 Emissions (MMshortTons) | MISO_MO-IL | Midwest | HQ/Maritimes | FixedInterchange | 0 | 0 | 0 | 0 | 0 | 0 | FixedInterchange | 0 | 0 | 0 | 0 | 0 | 0
CO2 Emissions (MMshortTons)
| CO2 Emissions (MMshortTons) |  |  |  | CO2 Emissions (MMshortTons): MISO_W | [6 empty] | CO2 Emissions (MMshortTons): MISO_W
| CO2 Emissions (MMshortTons) |  |  |  | ReportingType | 2015 | 2020 | 2025 | 2030 | 2035 | 2040 | ReportingType | 2015 | 2020 | 2025 | 2030 | 2035 | 2040
| CO2 Emissions (MMshortTons) | MISO_W | Midwest | Other Renew | BM | 0 | 0 | 0 | 0 | 0 | 0 | BM | 0 | 0 | 0 | 0 | 0 | 0
| CO2 Emissions (MMshortTons) | MISO_W | Midwest | CC | CC | 4.62 | 2.7 | 1.33 | 0.83 | 0.48 | 0.25 | CC | 3.76 | 7.25 | 3.7 | 1.91 | 1.34 | 1.11
| CO2 Emissions (MMshortTons) | MISO_W | Midwest | Other Renew | CSP | 0 | 0 | 0 | 0 | 0 | 0 | CSP | 0 | 0 | 0 | 0 | 0 | 0
| CO2 Emissions (MMshortTons) | MISO_W | Midwest | CT | CT | 0 | 0 | 0 | 0 | 0 | 0 | CT | 0 | 0 | 0 | 0 | 0 | 0
| CO2 Emissions (MMshortTons) | MISO_W | Midwest | Coal | Coal | 81.02 | 26.33 | 0.39 | 0.39 | 0.42 | 0.42 | Coal | 80.5 | 32.92 | 2.74 | 0.29 | 0.31 | 0.31
| CO2 Emissions (MMshortTons) | MISO_W | Midwest | Other Renew | Geo | 0 | 0 | 0 | 0 | 0 | 0 | Geo | 0 | 0 | 0 | 0 | 0 | 0
| CO2 Emissions (MMshortTons) | MISO_W | Midwest | Hydro | H | 0 | 0 | 0 | 0 | 0 | 0 | H | 0 | 0 | 0 | 0 | 0 | 0
| CO2 Emissions (MMshortTons) | MISO_W | Midwest | Other Renew | LFG | 0 | 0 | 0 | 0 | 0 | 0 | LFG | 0 | 0 | 0 | 0 | 0 | 0
| CO2 Emissions (MMshortTons) | MISO_W | Midwest | Nuclear | Nuc | 0 | 0 | 0 | 0 | 0 | 0 | Nuc | 0 | 0 | 0 | 0 | 0 | 0
| CO2 Emissions (MMshortTons) | MISO_W | Midwest | Other | PS | 0 | 0 | 0 | 0 | 0 | 0 | PS | 0 | 0 | 0 | 0 | 0 | 0
| CO2 Emissions (MMshortTons) | MISO_W | Midwest | Other Renew | PV | 0 | 0 | 0 | 0 | 0 | 0 | PV | 0 | 0 | 0 | 0 | 0 | 0
| CO2 Emissions (MMshortTons) | MISO_W | Midwest | CT | PeakG | 0.13 | 0 | 0 | 0 | 0 | 0 | PeakG | 0.17 | 0.21 | 0.02 | 0.18 | 0.12 | 0.12
| CO2 Emissions (MMshortTons) | MISO_W | Midwest | CT | PeakO | 0 | 0 | 0 | 0 | 0 | 0 | PeakO | 0 | 0 | 0 | 0 | 0 | 0
| CO2 Emissions (MMshortTons) | MISO_W | Midwest | Other Renew | ST | 0 | 0 | 0 | 0 | 0 | 0 | ST | 0 | 0 | 0 | 0 | 0 | 0
| CO2 Emissions (MMshortTons) | MISO_W | Midwest | Steam O/G | STOG | 0 | 0 | 0 | 0 | 0 | 0 | STOG | 0 | 0 | 0 | 0 | 0 | 0
| CO2 Emissions (MMshortTons) | MISO_W | Midwest | Other Renew | STWD | 0 | 0 | 0 | 0 | 0 | 0 | STWD | 0 | 0 | 0 | 0 | 0 | 0
| CO2 Emissions (MMshortTons) | MISO_W | Midwest | On-shore Wind | WT | 0 | 0 | 0 | 0 | 0 | 0 | WT | 0 | 0 | 0 | 0 | 0 | 0
| CO2 Emissions (MMshortTons) | MISO_W | Midwest | Coal | IGCC | 0 | 0 | 0 | 0 | 0 | 0 | IGCC | 0 | 0 | 0 | 0 | 0 | 0
| CO2 Emissions (MMshortTons) | MISO_W | Midwest | DR | DemandResponse | 0 | 0 | 0 | 0 | 0 | 0 | DemandResponse | 0 | 0 | 0 | 0 | 0 | 0
| CO2 Emissions (MMshortTons) | MISO_W | Midwest | Coal-CCS | IGCC-CCS | 0 | 0 | 0 | 0 | 0 | 0 | IGCC-CCS | 0 | 0 | 0 | 0 | 0 | 0
| CO2 Emissions (MMshortTons) | MISO_W | Midwest | Off-shore Wind | WT_off | 0 | 0 | 0 | 0 | 0 | 0 | WT_off | 0 | 0 | 0 | 0 | 0 | 0
| CO2 Emissions (MMshortTons) | MISO_W | Midwest | Other | PseudoUnit | 0 | 0 | 0 | 0 | 0 | 0 | PseudoUnit | 0 | 0 | 0 | 0 | 0 | 0
| CO2 Emissions (MMshortTons) | MISO_W | Midwest | HQ/Maritimes | FixedInterchange | 0 | 0 | 0 | 0 | 0 | 0 | FixedInterchange | 0 | 0 | 0 | 0 | 0 | 0
CO2 Emissions (MMshortTons)
| CO2 Emissions (MMshortTons) |  |  |  | CO2 Emissions (MMshortTons): MISO_WUMS | [6 empty] | CO2 Emissions (MMshortTons): MISO_WUMS
| CO2 Emissions (MMshortTons) |  |  |  | ReportingType | 2015 | 2020 | 2025 | 2030 | 2035 | 2040 | ReportingType | 2015 | 2020 | 2025 | 2030 | 2035 | 2040
| CO2 Emissions (MMshortTons) | MISO_WUMS | Midwest | Other Renew | BM | 0 | 0 | 0 | 0 | 0 | 0 | BM | 0 | 0 | 0 | 0 | 0 | 0
| CO2 Emissions (MMshortTons) | MISO_WUMS | Midwest | CC | CC | 30.94 | 72.47 | 46.12 | 46.17 | 22.86 | 11.15 | CC | 15.49 | 20.73 | 20.17 | 10.25 | 10.16 | 4.55
| CO2 Emissions (MMshortTons) | MISO_WUMS | Midwest | Other Renew | CSP | 0 | 0 | 0 | 0 | 0 | 0 | CSP | 0 | 0 | 0 | 0 | 0 | 0
| CO2 Emissions (MMshortTons) | MISO_WUMS | Midwest | CT | CT | 0 | 0 | 0 | 0 | 0 | 0 | CT | 0 | 0 | 0 | 0 | 0 | 0
| CO2 Emissions (MMshortTons) | MISO_WUMS | Midwest | Coal | Coal | 13.69 | 1.92 | 0.33 | 0.09 | 0.25 | 0.35 | Coal | 12.78 | 1.96 | 0.66 | 0.07 | 0.31 | 0.42
| CO2 Emissions (MMshortTons) | MISO_WUMS | Midwest | Other Renew | Geo | 0 | 0 | 0 | 0 | 0 | 0 | Geo | 0 | 0 | 0 | 0 | 0 | 0
| CO2 Emissions (MMshortTons) | MISO_WUMS | Midwest | Hydro | H | 0 | 0 | 0 | 0 | 0 | 0 | H | 0 | 0 | 0 | 0 | 0 | 0
| CO2 Emissions (MMshortTons) | MISO_WUMS | Midwest | Other Renew | LFG | 0 | 0 | 0 | 0 | 0 | 0 | LFG | 0 | 0 | 0 | 0 | 0 | 0
| CO2 Emissions (MMshortTons) | MISO_WUMS | Midwest | Nuclear | Nuc | 0 | 0 | 0 | 0 | 0 | 0 | Nuc | 0 | 0 | 0 | 0 | 0 | 0
| CO2 Emissions (MMshortTons) | MISO_WUMS | Midwest | Other | PS | 0 | 0 | 0 | 0 | 0 | 0 | PS | 0 | 0 | 0 | 0 | 0 | 0
| CO2 Emissions (MMshortTons) | MISO_WUMS | Midwest | Other Renew | PV | 0 | 0 | 0 | 0 | 0 | 0 | PV | 0 | 0 | 0 | 0 | 0 | 0
| CO2 Emissions (MMshortTons) | MISO_WUMS | Midwest | CT | PeakG | 0 | 0 | 0 | 0 | 0 | 0 | PeakG | 0 | 0 | 0 | 0 | 0 | 0
| CO2 Emissions (MMshortTons) | MISO_WUMS | Midwest | CT | PeakO | 0 | 0 | 0 | 0 | 0 | 0 | PeakO | 0 | 0 | 0 | 0 | 0 | 0
| CO2 Emissions (MMshortTons) | MISO_WUMS | Midwest | Other Renew | ST | 0 | 0 | 0 | 0 | 0 | 0 | ST | 0 | 0 | 0 | 0 | 0 | 0
| CO2 Emissions (MMshortTons) | MISO_WUMS | Midwest | Steam O/G | STOG | 0 | 0 | 0 | 0 | 0 | 0 | STOG | 0 | 0 | 0 | 0 | 0 | 0
| CO2 Emissions (MMshortTons) | MISO_WUMS | Midwest | Other Renew | STWD | 0 | 0 | 0 | 0 | 0 | 0 | STWD | 0 | 0 | 0 | 0 | 0 | 0
| CO2 Emissions (MMshortTons) | MISO_WUMS | Midwest | On-shore Wind | WT | 0 | 0 | 0 | 0 | 0 | 0 | WT | 0 | 0 | 0 | 0 | 0 | 0
| CO2 Emissions (MMshortTons) | MISO_WUMS | Midwest | Coal | IGCC | 0 | 0 | 0 | 0 | 0 | 0 | IGCC | 0 | 0 | 0 | 0 | 0 | 0
| CO2 Emissions (MMshortTons) | MISO_WUMS | Midwest | DR | DemandResponse | 0 | 0 | 0 | 0 | 0 | 0 | DemandResponse | 0 | 0 | 0 | 0 | 0 | 0
| CO2 Emissions (MMshortTons) | MISO_WUMS | Midwest | Coal-CCS | IGCC-CCS | 0 | 0 | 0 | 0 | 0 | 0 | IGCC-CCS | 0 | 0 | 0 | 0 | 0 | 0
| CO2 Emissions (MMshortTons) | MISO_WUMS | Midwest | Off-shore Wind | WT_off | 0 | 0 | 0 | 0 | 0 | 0 | WT_off | 0 | 0 | 0 | 0 | 0 | 0
| CO2 Emissions (MMshortTons) | MISO_WUMS | Midwest | Other | PseudoUnit | 0 | 0 | 0 | 0 | 0 | 0 | PseudoUnit | 0 | 0 | 0 | 0 | 0 | 0
| CO2 Emissions (MMshortTons) | MISO_WUMS | Midwest | HQ/Maritimes | FixedInterchange | 0 | 0 | 0 | 0 | 0 | 0 | FixedInterchange | 0 | 0 | 0 | 0 | 0 | 0
CO2 Emissions (MMshortTons)
| CO2 Emissions (MMshortTons) |  |  |  | CO2 Emissions (MMshortTons): Nebraska | [6 empty] | CO2 Emissions (MMshortTons): Nebraska
| CO2 Emissions (MMshortTons) |  |  |  | ReportingType | 2015 | 2020 | 2025 | 2030 | 2035 | 2040 | ReportingType | 2015 | 2020 | 2025 | 2030 | 2035 | 2040
| CO2 Emissions (MMshortTons) | NE | Southwest | Other Renew | BM | 0 | 0 | 0 | 0 | 0 | 0 | BM | 0 | 0 | 0 | 0 | 0 | 0
| CO2 Emissions (MMshortTons) | NE | Southwest | CC | CC | 0.28 | 0.06 | 0.06 | 0.06 | 0.03 | 0.02 | CC | 0.28 | 0.11 | 0.11 | 0.23 | 0.12 | 0.12
| CO2 Emissions (MMshortTons) | NE | Southwest | Other Renew | CSP | 0 | 0 | 0 | 0 | 0 | 0 | CSP | 0 | 0 | 0 | 0 | 0 | 0
| CO2 Emissions (MMshortTons) | NE | Southwest | CT | CT | 0 | 0 | 0 | 0 | 0 | 0 | CT | 0 | 0 | 0 | 0 | 0 | 0
| CO2 Emissions (MMshortTons) | NE | Southwest | Coal | Coal | 35.38 | 2.67 | 0.36 | 0.2 | 0.29 | 0.29 | Coal | 35.38 | 2.12 | 0.48 | 0.27 | 0.2 | 0.16
| CO2 Emissions (MMshortTons) | NE | Southwest | Other Renew | Geo | 0 | 0 | 0 | 0 | 0 | 0 | Geo | 0 | 0 | 0 | 0 | 0 | 0
| CO2 Emissions (MMshortTons) | NE | Southwest | Hydro | H | 0 | 0 | 0 | 0 | 0 | 0 | H | 0 | 0 | 0 | 0 | 0 | 0
| CO2 Emissions (MMshortTons) | NE | Southwest | Other Renew | LFG | 0 | 0 | 0 | 0 | 0 | 0 | LFG | 0 | 0 | 0 | 0 | 0 | 0
| CO2 Emissions (MMshortTons) | NE | Southwest | Nuclear | Nuc | 0 | 0 | 0 | 0 | 0 | 0 | Nuc | 0 | 0 | 0 | 0 | 0 | 0
| CO2 Emissions (MMshortTons) | NE | Southwest | Other | PS | 0 | 0 | 0 | 0 | 0 | 0 | PS | 0 | 0 | 0 | 0 | 0 | 0
| CO2 Emissions (MMshortTons) | NE | Southwest | Other Renew | PV | 0 | 0 | 0 | 0 | 0 | 0 | PV | 0 | 0 | 0 | 0 | 0 | 0
| CO2 Emissions (MMshortTons) | NE | Southwest | CT | PeakG | 0.05 | 0 | 0 | 0 | 0 | 0 | PeakG | 0.04 | 0 | 0 | 0 | 0 | 0
| CO2 Emissions (MMshortTons) | NE | Southwest | CT | PeakO | 0 | 0 | 0 | 0 | 0 | 0 | PeakO | 0 | 0 | 0 | 0 | 0 | 0
| CO2 Emissions (MMshortTons) | NE | Southwest | Other Renew | ST | 0 | 0 | 0 | 0 | 0 | 0 | ST | 0 | 0 | 0 | 0 | 0 | 0
| CO2 Emissions (MMshortTons) | NE | Southwest | Steam O/G | STOG | 0 | 0 | 0 | 0 | 0 | 0 | STOG | 0.02 | 0 | 0 | 0 | 0 | 0
| CO2 Emissions (MMshortTons) | NE | Southwest | Other Renew | STWD | 0 | 0 | 0 | 0 | 0 | 0 | STWD | 0 | 0 | 0 | 0 | 0 | 0
| CO2 Emissions (MMshortTons) | NE | Southwest | On-shore Wind | WT | 0 | 0 | 0 | 0 | 0 | 0 | WT | 0 | 0 | 0 | 0 | 0 | 0
| CO2 Emissions (MMshortTons) | NE | Southwest | Coal | IGCC | 0 | 0 | 0 | 0 | 0 | 0 | IGCC | 0 | 0 | 0 | 0 | 0 | 0
| CO2 Emissions (MMshortTons) | NE | Southwest | DR | DemandResponse | 0 | 0 | 0 | 0 | 0 | 0 | DemandResponse | 0 | 0 | 0 | 0 | 0 | 0
| CO2 Emissions (MMshortTons) | NE | Southwest | Coal-CCS | IGCC-CCS | 0 | 0 | 0 | 0 | 0 | 0 | IGCC-CCS | 0 | 0 | 0 | 0 | 0 | 0
| CO2 Emissions (MMshortTons) | NE | Southwest | Off-shore Wind | WT_off | 0 | 0 | 0 | 0 | 0 | 0 | WT_off | 0 | 0 | 0 | 0 | 0 | 0
| CO2 Emissions (MMshortTons) | NE | Southwest | Other | PseudoUnit | 0 | 0 | 0 | 0 | 0 | 0 | PseudoUnit | 0 | 0 | 0 | 0 | 0 | 0
| CO2 Emissions (MMshortTons) | NE | Southwest | HQ/Maritimes | FixedInterchange | 0 | 0 | 0 | 0 | 0 | 0 | FixedInterchange | 0 | 0 | 0 | 0 | 0 | 0
CO2 Emissions (MMshortTons)
| CO2 Emissions (MMshortTons) |  |  |  | CO2 Emissions (MMshortTons): NEISO | [6 empty] | CO2 Emissions (MMshortTons): NEISO
| CO2 Emissions (MMshortTons) |  |  |  | ReportingType | 2015 | 2020 | 2025 | 2030 | 2035 | 2040 | ReportingType | 2015 | 2020 | 2025 | 2030 | 2035 | 2040
| CO2 Emissions (MMshortTons) | NEISO | Northeast | Other Renew | BM | 0 | 0 | 0 | 0 | 0 | 0 | BM | 0 | 0 | 0 | 0 | 0 | 0
| CO2 Emissions (MMshortTons) | NEISO | Northeast | CC | CC | 17.84 | 11.86 | 9.3 | 6.49 | 2.97 | 1.93 | CC | 17.06 | 11.17 | 9.36 | 6.5 | 3.15 | 2.2
| CO2 Emissions (MMshortTons) | NEISO | Northeast | Other Renew | CSP | 0 | 0 | 0 | 0 | 0 | 0 | CSP | 0 | 0 | 0 | 0 | 0 | 0
| CO2 Emissions (MMshortTons) | NEISO | Northeast | CT | CT | 0 | 0 | 0 | 0.01 | 0 | 0 | CT | 0 | 0.01 | 0.01 | 0 | 0 | 0
| CO2 Emissions (MMshortTons) | NEISO | Northeast | Coal | Coal | 0.07 | 0 | 0 | 0 | 0 | 0 | Coal | 0.04 | 0 | 0 | 0 | 0 | 0
| CO2 Emissions (MMshortTons) | NEISO | Northeast | Other Renew | Geo | 0 | 0 | 0 | 0 | 0 | 0 | Geo | 0 | 0 | 0 | 0 | 0 | 0
| CO2 Emissions (MMshortTons) | NEISO | Northeast | Hydro | H | 0 | 0 | 0 | 0 | 0 | 0 | H | 0 | 0 | 0 | 0 | 0 | 0
| CO2 Emissions (MMshortTons) | NEISO | Northeast | Other Renew | LFG | 0 | 0 | 0 | 0 | 0 | 0 | LFG | 0 | 0 | 0 | 0 | 0 | 0
| CO2 Emissions (MMshortTons) | NEISO | Northeast | Nuclear | Nuc | 0 | 0 | 0 | 0 | 0 | 0 | Nuc | 0 | 0 | 0 | 0 | 0 | 0
| CO2 Emissions (MMshortTons) | NEISO | Northeast | Other | PS | 0 | 0 | 0 | 0 | 0 | 0 | PS | 0 | 0 | 0 | 0 | 0 | 0
| CO2 Emissions (MMshortTons) | NEISO | Northeast | Other Renew | PV | 0 | 0 | 0 | 0 | 0 | 0 | PV | 0 | 0 | 0 | 0 | 0 | 0
| CO2 Emissions (MMshortTons) | NEISO | Northeast | CT | PeakG | 0.02 | 0.03 | 0.06 | 0.06 | 0.06 | 0.06 | PeakG | 0.02 | 0.02 | 0.02 | 0 | 0 | 0.01
| CO2 Emissions (MMshortTons) | NEISO | Northeast | CT | PeakO | 0 | 0 | 0 | 0 | 0 | 0 | PeakO | 0 | 0 | 0 | 0 | 0 | 0
| CO2 Emissions (MMshortTons) | NEISO | Northeast | Other Renew | ST | 0 | 0 | 0 | 0 | 0 | 0 | ST | 0 | 0 | 0 | 0 | 0 | 0
| CO2 Emissions (MMshortTons) | NEISO | Northeast | Steam O/G | STOG | 0 | 0 | 0 | 0 | 0 | 0 | STOG | 0 | 0 | 0 | 0 | 0 | 0
| CO2 Emissions (MMshortTons) | NEISO | Northeast | Other Renew | STWD | 0 | 0 | 0 | 0 | 0 | 0 | STWD | 0 | 0 | 0 | 0 | 0 | 0
| CO2 Emissions (MMshortTons) | NEISO | Northeast | On-shore Wind | WT | 0 | 0 | 0 | 0 | 0 | 0 | WT | 0 | 0 | 0 | 0 | 0 | 0
| CO2 Emissions (MMshortTons) | NEISO | Northeast | Coal | IGCC | 0 | 0 | 0 | 0 | 0 | 0 | IGCC | 0 | 0 | 0 | 0 | 0 | 0
| CO2 Emissions (MMshortTons) | NEISO | Northeast | DR | DemandResponse | 0 | 0 | 0 | 0 | 0 | 0 | DemandResponse | 0 | 0 | 0 | 0 | 0 | 0
| CO2 Emissions (MMshortTons) | NEISO | Northeast | Coal-CCS | IGCC-CCS | 0 | 0 | 0 | 0 | 0 | 0 | IGCC-CCS | 0 | 0 | 0 | 0 | 0 | 0
| CO2 Emissions (MMshortTons) | NEISO | Northeast | Off-shore Wind | WT_off | 0 | 0 | 0 | 0 | 0 | 0 | WT_off | 0 | 0 | 0 | 0 | 0 | 0
| CO2 Emissions (MMshortTons) | NEISO | Northeast | Other | PseudoUnit | 0 | 0 | 0 | 0 | 0 | 0 | PseudoUnit | 0 | 0 | 0 | 0 | 0 | 0
| CO2 Emissions (MMshortTons) | NEISO | Northeast | HQ/Maritimes | FixedInterchange | 0 | 0 | 0 | 0 | 0 | 0 | FixedInterchange | 0 | 0 | 0 | 0 | 0 | 0
CO2 Emissions (MMshortTons)
| CO2 Emissions (MMshortTons) |  |  |  | CO2 Emissions (MMshortTons): NonRTO_Midwest | [6 empty] | CO2 Emissions (MMshortTons): NonRTO_Midwest
| CO2 Emissions (MMshortTons) |  |  |  | ReportingType | 2015 | 2020 | 2025 | 2030 | 2035 | 2040 | ReportingType | 2015 | 2020 | 2025 | 2030 | 2035 | 2040
| CO2 Emissions (MMshortTons) | NonRTO_Midwest | MISO | Other Renew | BM | 0 | 0 | 0 | 0 | 0 | 0 | BM | 0 | 0 | 0 | 0 | 0 | 0
| CO2 Emissions (MMshortTons) | NonRTO_Midwest | MISO | CC | CC | 5.62 | 12.1 | 12.1 | 12.01 | 9.16 | 1.01 | CC | 7.37 | 14.49 | 14.49 | 13.86 | 11.68 | 1.53
| CO2 Emissions (MMshortTons) | NonRTO_Midwest | MISO | Other Renew | CSP | 0 | 0 | 0 | 0 | 0 | 0 | CSP | 0 | 0 | 0 | 0 | 0 | 0
| CO2 Emissions (MMshortTons) | NonRTO_Midwest | MISO | CT | CT | 0 | 0 | 0 | 0 | 0 | 0 | CT | 0 | 0 | 0 | 0 | 0 | 0
| CO2 Emissions (MMshortTons) | NonRTO_Midwest | MISO | Coal | Coal | 45.1 | 27.16 | 2.69 | 0.37 | 0.63 | 0.63 | Coal | 40.07 | 20.39 | 4.84 | 0.36 | 0.85 | 0.85
| CO2 Emissions (MMshortTons) | NonRTO_Midwest | MISO | Other Renew | Geo | 0 | 0 | 0 | 0 | 0 | 0 | Geo | 0 | 0 | 0 | 0 | 0 | 0
| CO2 Emissions (MMshortTons) | NonRTO_Midwest | MISO | Hydro | H | 0 | 0 | 0 | 0 | 0 | 0 | H | 0 | 0 | 0 | 0 | 0 | 0
| CO2 Emissions (MMshortTons) | NonRTO_Midwest | MISO | Other Renew | LFG | 0 | 0 | 0 | 0 | 0 | 0 | LFG | 0 | 0 | 0 | 0 | 0 | 0
| CO2 Emissions (MMshortTons) | NonRTO_Midwest | MISO | Nuclear | Nuc | 0 | 0 | 0 | 0 | 0 | 0 | Nuc | 0 | 0 | 0 | 0 | 0 | 0
| CO2 Emissions (MMshortTons) | NonRTO_Midwest | MISO | Other | PS | 0 | 0 | 0 | 0 | 0 | 0 | PS | 0 | 0 | 0 | 0 | 0 | 0
| CO2 Emissions (MMshortTons) | NonRTO_Midwest | MISO | Other Renew | PV | 0 | 0 | 0 | 0 | 0 | 0 | PV | 0 | 0 | 0 | 0 | 0 | 0
| CO2 Emissions (MMshortTons) | NonRTO_Midwest | MISO | CT | PeakG | 0.1 | 0.04 | 0 | 0.17 | 0.03 | 0 | PeakG | 0.1 | 0.04 | 0.16 | 0 | 0 | 0
| CO2 Emissions (MMshortTons) | NonRTO_Midwest | MISO | CT | PeakO | 0 | 0 | 0 | 0 | 0 | 0 | PeakO | 0 | 0 | 0 | 0 | 0 | 0
| CO2 Emissions (MMshortTons) | NonRTO_Midwest | MISO | Other Renew | ST | 0 | 0 | 0 | 0 | 0 | 0 | ST | 0 | 0 | 0 | 0 | 0 | 0
| CO2 Emissions (MMshortTons) | NonRTO_Midwest | MISO | Steam O/G | STOG | 0 | 0 | 0 | 0 | 0 | 0 | STOG | 0 | 0 | 0 | 0 | 0 | 0
| CO2 Emissions (MMshortTons) | NonRTO_Midwest | MISO | Other Renew | STWD | 0 | 0 | 0 | 0 | 0 | 0 | STWD | 0 | 0 | 0 | 0 | 0 | 0
| CO2 Emissions (MMshortTons) | NonRTO_Midwest | MISO | On-shore Wind | WT | 0 | 0 | 0 | 0 | 0 | 0 | WT | 0 | 0 | 0 | 0 | 0 | 0
| CO2 Emissions (MMshortTons) | NonRTO_Midwest | MISO | Coal | IGCC | 0 | 0 | 0 | 0 | 0 | 0 | IGCC | 0 | 0 | 0 | 0 | 0 | 0
| CO2 Emissions (MMshortTons) | NonRTO_Midwest | MISO | DR | DemandResponse | 0 | 0 | 0 | 0 | 0 | 0 | DemandResponse | 0 | 0 | 0 | 0 | 0 | 0
| CO2 Emissions (MMshortTons) | NonRTO_Midwest | MISO | Coal-CCS | IGCC-CCS | 0 | 0 | 0 | 0 | 0 | 0 | IGCC-CCS | 0 | 0 | 0 | 0 | 0 | 0
| CO2 Emissions (MMshortTons) | NonRTO_Midwest | MISO | Off-shore Wind | WT_off | 0 | 0 | 0 | 0 | 0 | 0 | WT_off | 0 | 0 | 0 | 0 | 0 | 0
| CO2 Emissions (MMshortTons) | NonRTO_Midwest | MISO | Other | PseudoUnit | 0 | 0 | 0 | 0 | 0 | 0 | PseudoUnit | 0 | 0 | 0 | 0 | 0 | 0
| CO2 Emissions (MMshortTons) | NonRTO_Midwest | MISO | HQ/Maritimes | FixedInterchange | 0 | 0 | 0 | 0 | 0 | 0 | FixedInterchange | 0 | 0 | 0 | 0 | 0 | 0
CO2 Emissions (MMshortTons)
| CO2 Emissions (MMshortTons) |  |  |  | CO2 Emissions (MMshortTons): NYISO_A-F | [6 empty] | CO2 Emissions (MMshortTons): NYISO_A-F
| CO2 Emissions (MMshortTons) |  |  |  | ReportingType | 2015 | 2020 | 2025 | 2030 | 2035 | 2040 | ReportingType | 2015 | 2020 | 2025 | 2030 | 2035 | 2040
| CO2 Emissions (MMshortTons) | NYISO_A-F | Northeast | Other Renew | BM | 0 | 0 | 0 | 0 | 0 | 0 | BM | 0 | 0 | 0 | 0 | 0 | 0
| CO2 Emissions (MMshortTons) | NYISO_A-F | Northeast | CC | CC | 2.92 | 4.14 | 3.47 | 2.21 | 0.6 | 0.11 | CC | 2.34 | 2.64 | 2.65 | 1.85 | 0.49 | 0.27
| CO2 Emissions (MMshortTons) | NYISO_A-F | Northeast | Other Renew | CSP | 0 | 0 | 0 | 0 | 0 | 0 | CSP | 0 | 0 | 0 | 0 | 0 | 0
| CO2 Emissions (MMshortTons) | NYISO_A-F | Northeast | CT | CT | 0 | 0 | 0 | 0 | 0 | 0 | CT | 0 | 0 | 0 | 0 | 0 | 0
| CO2 Emissions (MMshortTons) | NYISO_A-F | Northeast | Coal | Coal | 0 | 0 | 0 | 0 | 0 | 0 | Coal | 0 | 0 | 0 | 0 | 0 | 0
| CO2 Emissions (MMshortTons) | NYISO_A-F | Northeast | Other Renew | Geo | 0 | 0 | 0 | 0 | 0 | 0 | Geo | 0 | 0 | 0 | 0 | 0 | 0
| CO2 Emissions (MMshortTons) | NYISO_A-F | Northeast | Hydro | H | 0 | 0 | 0 | 0 | 0 | 0 | H | 0 | 0 | 0 | 0 | 0 | 0
| CO2 Emissions (MMshortTons) | NYISO_A-F | Northeast | Other Renew | LFG | 0 | 0 | 0 | 0 | 0 | 0 | LFG | 0 | 0 | 0 | 0 | 0 | 0
| CO2 Emissions (MMshortTons) | NYISO_A-F | Northeast | Nuclear | Nuc | 0 | 0 | 0 | 0 | 0 | 0 | Nuc | 0 | 0 | 0 | 0 | 0 | 0
| CO2 Emissions (MMshortTons) | NYISO_A-F | Northeast | Other | PS | 0 | 0 | 0 | 0 | 0 | 0 | PS | 0 | 0 | 0 | 0 | 0 | 0
| CO2 Emissions (MMshortTons) | NYISO_A-F | Northeast | Other Renew | PV | 0 | 0 | 0 | 0 | 0 | 0 | PV | 0 | 0 | 0 | 0 | 0 | 0
| CO2 Emissions (MMshortTons) | NYISO_A-F | Northeast | CT | PeakG | 0 | 0 | 0.01 | 0.01 | 0.01 | 0.01 | PeakG | 0 | 0 | 0 | 0 | 0 | 0
| CO2 Emissions (MMshortTons) | NYISO_A-F | Northeast | CT | PeakO | 0 | 0 | 0 | 0 | 0 | 0 | PeakO | 0 | 0 | 0 | 0 | 0 | 0
| CO2 Emissions (MMshortTons) | NYISO_A-F | Northeast | Other Renew | ST | 0 | 0 | 0 | 0 | 0 | 0 | ST | 0 | 0 | 0 | 0 | 0 | 0
| CO2 Emissions (MMshortTons) | NYISO_A-F | Northeast | Steam O/G | STOG | 0 | 0 | 0 | 0 | 0 | 0 | STOG | 0 | 0 | 0 | 0 | 0 | 0
| CO2 Emissions (MMshortTons) | NYISO_A-F | Northeast | Other Renew | STWD | 0 | 0 | 0 | 0 | 0 | 0 | STWD | 0 | 0 | 0 | 0 | 0 | 0
| CO2 Emissions (MMshortTons) | NYISO_A-F | Northeast | On-shore Wind | WT | 0 | 0 | 0 | 0 | 0 | 0 | WT | 0 | 0 | 0 | 0 | 0 | 0
| CO2 Emissions (MMshortTons) | NYISO_A-F | Northeast | Coal | IGCC | 0 | 0 | 0 | 0 | 0 | 0 | IGCC | 0 | 0 | 0 | 0 | 0 | 0
| CO2 Emissions (MMshortTons) | NYISO_A-F | Northeast | DR | DemandResponse | 0 | 0 | 0 | 0 | 0 | 0 | DemandResponse | 0 | 0 | 0 | 0 | 0 | 0
| CO2 Emissions (MMshortTons) | NYISO_A-F | Northeast | Coal-CCS | IGCC-CCS | 0 | 0 | 0 | 0 | 0 | 0 | IGCC-CCS | 0 | 0 | 0 | 0 | 0 | 0
| CO2 Emissions (MMshortTons) | NYISO_A-F | Northeast | Off-shore Wind | WT_off | 0 | 0 | 0 | 0 | 0 | 0 | WT_off | 0 | 0 | 0 | 0 | 0 | 0
| CO2 Emissions (MMshortTons) | NYISO_A-F | Northeast | Other | PseudoUnit | 0 | 0 | 0 | 0 | 0 | 0 | PseudoUnit | 0 | 0 | 0 | 0 | 0 | 0
| CO2 Emissions (MMshortTons) | NYISO_A-F | Northeast | HQ/Maritimes | FixedInterchange | 0 | 0 | 0 | 0 | 0 | 0 | FixedInterchange | 0 | 0 | 0 | 0 | 0 | 0
CO2 Emissions (MMshortTons)
| CO2 Emissions (MMshortTons) |  |  |  | CO2 Emissions (MMshortTons): NYISO_G-I | [6 empty] | CO2 Emissions (MMshortTons): NYISO_G-I
| CO2 Emissions (MMshortTons) |  |  |  | ReportingType | 2015 | 2020 | 2025 | 2030 | 2035 | 2040 | ReportingType | 2015 | 2020 | 2025 | 2030 | 2035 | 2040
| CO2 Emissions (MMshortTons) | NYISO_G-I | Northeast | Other Renew | BM | 0 | 0 | 0 | 0 | 0 | 0 | BM | 0 | 0 | 0 | 0 | 0 | 0
| CO2 Emissions (MMshortTons) | NYISO_G-I | Northeast | CC | CC | 1 | 2.76 | 1.94 | 0.57 | 0.5 | 0.32 | CC | 2.23 | 3.62 | 3.62 | 2.38 | 2.16 | 0.53
| CO2 Emissions (MMshortTons) | NYISO_G-I | Northeast | Other Renew | CSP | 0 | 0 | 0 | 0 | 0 | 0 | CSP | 0 | 0 | 0 | 0 | 0 | 0
| CO2 Emissions (MMshortTons) | NYISO_G-I | Northeast | CT | CT | 0 | 0 | 0 | 0 | 0 | 0 | CT | 0 | 0 | 0 | 0 | 0 | 0
| CO2 Emissions (MMshortTons) | NYISO_G-I | Northeast | Coal | Coal | 0 | 0 | 0 | 0 | 0 | 0 | Coal | 0 | 0 | 0 | 0 | 0 | 0
| CO2 Emissions (MMshortTons) | NYISO_G-I | Northeast | Other Renew | Geo | 0 | 0 | 0 | 0 | 0 | 0 | Geo | 0 | 0 | 0 | 0 | 0 | 0
| CO2 Emissions (MMshortTons) | NYISO_G-I | Northeast | Hydro | H | 0 | 0 | 0 | 0 | 0 | 0 | H | 0 | 0 | 0 | 0 | 0 | 0
| CO2 Emissions (MMshortTons) | NYISO_G-I | Northeast | Other Renew | LFG | 0 | 0 | 0 | 0 | 0 | 0 | LFG | 0 | 0 | 0 | 0 | 0 | 0
| CO2 Emissions (MMshortTons) | NYISO_G-I | Northeast | Nuclear | Nuc | 0 | 0 | 0 | 0 | 0 | 0 | Nuc | 0 | 0 | 0 | 0 | 0 | 0
| CO2 Emissions (MMshortTons) | NYISO_G-I | Northeast | Other | PS | 0 | 0 | 0 | 0 | 0 | 0 | PS | 0 | 0 | 0 | 0 | 0 | 0
| CO2 Emissions (MMshortTons) | NYISO_G-I | Northeast | Other Renew | PV | 0 | 0 | 0 | 0 | 0 | 0 | PV | 0 | 0 | 0 | 0 | 0 | 0
| CO2 Emissions (MMshortTons) | NYISO_G-I | Northeast | CT | PeakG | 0 | 0 | 0 | 0 | 0 | 0 | PeakG | 0 | 0 | 0 | 0 | 0 | 0
| CO2 Emissions (MMshortTons) | NYISO_G-I | Northeast | CT | PeakO | 0 | 0 | 0 | 0 | 0 | 0 | PeakO | 0 | 0 | 0 | 0 | 0 | 0
| CO2 Emissions (MMshortTons) | NYISO_G-I | Northeast | Other Renew | ST | 0 | 0 | 0 | 0 | 0 | 0 | ST | 0 | 0 | 0 | 0 | 0 | 0
| CO2 Emissions (MMshortTons) | NYISO_G-I | Northeast | Steam O/G | STOG | 0 | 0 | 0 | 0 | 0 | 0 | STOG | 0 | 0 | 0 | 0 | 0 | 0
| CO2 Emissions (MMshortTons) | NYISO_G-I | Northeast | Other Renew | STWD | 0 | 0 | 0 | 0 | 0 | 0 | STWD | 0 | 0 | 0 | 0 | 0 | 0
| CO2 Emissions (MMshortTons) | NYISO_G-I | Northeast | On-shore Wind | WT | 0 | 0 | 0 | 0 | 0 | 0 | WT | 0 | 0 | 0 | 0 | 0 | 0
| CO2 Emissions (MMshortTons) | NYISO_G-I | Northeast | Coal | IGCC | 0 | 0 | 0 | 0 | 0 | 0 | IGCC | 0 | 0 | 0 | 0 | 0 | 0
| CO2 Emissions (MMshortTons) | NYISO_G-I | Northeast | DR | DemandResponse | 0 | 0 | 0 | 0 | 0 | 0 | DemandResponse | 0 | 0 | 0 | 0 | 0 | 0
| CO2 Emissions (MMshortTons) | NYISO_G-I | Northeast | Coal-CCS | IGCC-CCS | 0 | 0 | 0 | 0 | 0 | 0 | IGCC-CCS | 0 | 0 | 0 | 0 | 0 | 0
| CO2 Emissions (MMshortTons) | NYISO_G-I | Northeast | Off-shore Wind | WT_off | 0 | 0 | 0 | 0 | 0 | 0 | WT_off | 0 | 0 | 0 | 0 | 0 | 0
| CO2 Emissions (MMshortTons) | NYISO_G-I | Northeast | Other | PseudoUnit | 0 | 0 | 0 | 0 | 0 | 0 | PseudoUnit | 0 | 0 | 0 | 0 | 0 | 0
| CO2 Emissions (MMshortTons) | NYISO_G-I | Northeast | HQ/Maritimes | FixedInterchange | 0 | 0 | 0 | 0 | 0 | 0 | FixedInterchange | 0 | 0 | 0 | 0 | 0 | 0
CO2 Emissions (MMshortTons)
| CO2 Emissions (MMshortTons) |  |  |  | CO2 Emissions (MMshortTons): NYISO_J-K | [6 empty] | CO2 Emissions (MMshortTons): NYISO_J-K
| CO2 Emissions (MMshortTons) |  |  |  | ReportingType | 2015 | 2020 | 2025 | 2030 | 2035 | 2040 | ReportingType | 2015 | 2020 | 2025 | 2030 | 2035 | 2040
| CO2 Emissions (MMshortTons) | NYISO_J-K | Northeast | Other Renew | BM | 0 | 0 | 0 | 0 | 0 | 0 | BM | 0 | 0 | 0 | 0 | 0 | 0
| CO2 Emissions (MMshortTons) | NYISO_J-K | Northeast | CC | CC | 8.51 | 9.62 | 9.06 | 4.72 | 3.4 | 2.22 | CC | 9.25 | 10.06 | 10.24 | 7.86 | 6.85 | 4.43
| CO2 Emissions (MMshortTons) | NYISO_J-K | Northeast | Other Renew | CSP | 0 | 0 | 0 | 0 | 0 | 0 | CSP | 0 | 0 | 0 | 0 | 0 | 0
| CO2 Emissions (MMshortTons) | NYISO_J-K | Northeast | CT | CT | 0 | 0 | 0 | 0 | 0 | 0 | CT | 0 | 0 | 0 | 0 | 0 | 0
| CO2 Emissions (MMshortTons) | NYISO_J-K | Northeast | Coal | Coal | 0 | 0 | 0 | 0 | 0 | 0 | Coal | 0 | 0 | 0 | 0 | 0 | 0
| CO2 Emissions (MMshortTons) | NYISO_J-K | Northeast | Other Renew | Geo | 0 | 0 | 0 | 0 | 0 | 0 | Geo | 0 | 0 | 0 | 0 | 0 | 0
| CO2 Emissions (MMshortTons) | NYISO_J-K | Northeast | Hydro | H | 0 | 0 | 0 | 0 | 0 | 0 | H | 0 | 0 | 0 | 0 | 0 | 0
| CO2 Emissions (MMshortTons) | NYISO_J-K | Northeast | Other Renew | LFG | 0 | 0 | 0 | 0 | 0 | 0 | LFG | 0 | 0 | 0 | 0 | 0 | 0
| CO2 Emissions (MMshortTons) | NYISO_J-K | Northeast | Nuclear | Nuc | 0 | 0 | 0 | 0 | 0 | 0 | Nuc | 0 | 0 | 0 | 0 | 0 | 0
| CO2 Emissions (MMshortTons) | NYISO_J-K | Northeast | Other | PS | 0 | 0 | 0 | 0 | 0 | 0 | PS | 0 | 0 | 0 | 0 | 0 | 0
| CO2 Emissions (MMshortTons) | NYISO_J-K | Northeast | Other Renew | PV | 0 | 0 | 0 | 0 | 0 | 0 | PV | 0 | 0 | 0 | 0 | 0 | 0
| CO2 Emissions (MMshortTons) | NYISO_J-K | Northeast | CT | PeakG | 0.1 | 0.15 | 0.1 | 0.19 | 0.1 | 0.1 | PeakG | 0.1 | 0.15 | 0.22 | 0.21 | 0.29 | 0.21
| CO2 Emissions (MMshortTons) | NYISO_J-K | Northeast | CT | PeakO | 0 | 0 | 0 | 0 | 0 | 0 | PeakO | 0 | 0 | 0 | 0 | 0 | 0
| CO2 Emissions (MMshortTons) | NYISO_J-K | Northeast | Other Renew | ST | 0 | 0 | 0 | 0 | 0 | 0 | ST | 0 | 0 | 0 | 0 | 0 | 0
| CO2 Emissions (MMshortTons) | NYISO_J-K | Northeast | Steam O/G | STOG | 0.3 | 0.4 | 0.4 | 0.4 | 0.21 | 0.21 | STOG | 0.46 | 0.51 | 0.77 | 0.67 | 0.29 | 0.1
| CO2 Emissions (MMshortTons) | NYISO_J-K | Northeast | Other Renew | STWD | 0 | 0 | 0 | 0 | 0 | 0 | STWD | 0 | 0 | 0 | 0 | 0 | 0
| CO2 Emissions (MMshortTons) | NYISO_J-K | Northeast | On-shore Wind | WT | 0 | 0 | 0 | 0 | 0 | 0 | WT | 0 | 0 | 0 | 0 | 0 | 0
| CO2 Emissions (MMshortTons) | NYISO_J-K | Northeast | Coal | IGCC | 0 | 0 | 0 | 0 | 0 | 0 | IGCC | 0 | 0 | 0 | 0 | 0 | 0
| CO2 Emissions (MMshortTons) | NYISO_J-K | Northeast | DR | DemandResponse | 0 | 0 | 0 | 0 | 0 | 0 | DemandResponse | 0 | 0 | 0 | 0 | 0 | 0
| CO2 Emissions (MMshortTons) | NYISO_J-K | Northeast | Coal-CCS | IGCC-CCS | 0 | 0 | 0 | 0 | 0 | 0 | IGCC-CCS | 0 | 0 | 0 | 0 | 0 | 0
| CO2 Emissions (MMshortTons) | NYISO_J-K | Northeast | Off-shore Wind | WT_off | 0 | 0 | 0 | 0 | 0 | 0 | WT_off | 0 | 0 | 0 | 0 | 0 | 0
| CO2 Emissions (MMshortTons) | NYISO_J-K | Northeast | Other | PseudoUnit | 0 | 0 | 0 | 0 | 0 | 0 | PseudoUnit | 0 | 0 | 0 | 0 | 0 | 0
| CO2 Emissions (MMshortTons) | NYISO_J-K | Northeast | HQ/Maritimes | FixedInterchange | 0 | 0 | 0 | 0 | 0 | 0 | FixedInterchange | 0 | 0 | 0 | 0 | 0 | 0
CO2 Emissions (MMshortTons)
| CO2 Emissions (MMshortTons) |  |  |  | CO2 Emissions (MMshortTons): PJM_E | [6 empty] | CO2 Emissions (MMshortTons): PJM_E
| CO2 Emissions (MMshortTons) |  |  |  | ReportingType | 2015 | 2020 | 2025 | 2030 | 2035 | 2040 | ReportingType | 2015 | 2020 | 2025 | 2030 | 2035 | 2040
| CO2 Emissions (MMshortTons) | PJM_E | PJM_MAAC | Other Renew | BM | 0 | 0 | 0 | 0 | 0 | 0 | BM | 0 | 0 | 0 | 0 | 0 | 0
| CO2 Emissions (MMshortTons) | PJM_E | PJM_MAAC | CC | CC | 17.85 | 19.67 | 18.7 | 13.62 | 12.93 | 6.58 | CC | 19.08 | 20.31 | 22.71 | 18.2 | 14.58 | 7.2
| CO2 Emissions (MMshortTons) | PJM_E | PJM_MAAC | Other Renew | CSP | 0 | 0 | 0 | 0 | 0 | 0 | CSP | 0 | 0 | 0 | 0 | 0 | 0
| CO2 Emissions (MMshortTons) | PJM_E | PJM_MAAC | CT | CT | 0 | 0 | 0 | 0 | 0 | 0 | CT | 0 | 0 | 0 | 0 | 0 | 0
| CO2 Emissions (MMshortTons) | PJM_E | PJM_MAAC | Coal | Coal | 0.66 | 0.29 | 0.11 | 0 | 0.05 | 0.13 | Coal | 0.68 | 0.52 | 0.21 | 0 | 0.11 | 0.13
| CO2 Emissions (MMshortTons) | PJM_E | PJM_MAAC | Other Renew | Geo | 0 | 0 | 0 | 0 | 0 | 0 | Geo | 0 | 0 | 0 | 0 | 0 | 0
| CO2 Emissions (MMshortTons) | PJM_E | PJM_MAAC | Hydro | H | 0 | 0 | 0 | 0 | 0 | 0 | H | 0 | 0 | 0 | 0 | 0 | 0
| CO2 Emissions (MMshortTons) | PJM_E | PJM_MAAC | Other Renew | LFG | 0 | 0 | 0 | 0 | 0 | 0 | LFG | 0 | 0 | 0 | 0 | 0 | 0
| CO2 Emissions (MMshortTons) | PJM_E | PJM_MAAC | Nuclear | Nuc | 0 | 0 | 0 | 0 | 0 | 0 | Nuc | 0 | 0 | 0 | 0 | 0 | 0
| CO2 Emissions (MMshortTons) | PJM_E | PJM_MAAC | Other | PS | 0 | 0 | 0 | 0 | 0 | 0 | PS | 0 | 0 | 0 | 0 | 0 | 0
| CO2 Emissions (MMshortTons) | PJM_E | PJM_MAAC | Other Renew | PV | 0 | 0 | 0 | 0 | 0 | 0 | PV | 0 | 0 | 0 | 0 | 0 | 0
| CO2 Emissions (MMshortTons) | PJM_E | PJM_MAAC | CT | PeakG | 0.05 | 0.16 | 0.16 | 0.16 | 0.16 | 0.16 | PeakG | 0.04 | 0.24 | 0.32 | 0.33 | 0.24 | 0.16
| CO2 Emissions (MMshortTons) | PJM_E | PJM_MAAC | CT | PeakO | 0 | 0 | 0 | 0 | 0 | 0 | PeakO | 0 | 0 | 0 | 0.01 | 0 | 0
| CO2 Emissions (MMshortTons) | PJM_E | PJM_MAAC | Other Renew | ST | 0 | 0 | 0 | 0 | 0 | 0 | ST | 0 | 0 | 0 | 0 | 0 | 0
| CO2 Emissions (MMshortTons) | PJM_E | PJM_MAAC | Steam O/G | STOG | 0.18 | 0.18 | 0.18 | 0.24 | 0.18 | 0 | STOG | 0.09 | 0.17 | 0 | 0 | 0 | 0
| CO2 Emissions (MMshortTons) | PJM_E | PJM_MAAC | Other Renew | STWD | 0 | 0 | 0 | 0 | 0 | 0 | STWD | 0 | 0 | 0 | 0 | 0 | 0
| CO2 Emissions (MMshortTons) | PJM_E | PJM_MAAC | On-shore Wind | WT | 0 | 0 | 0 | 0 | 0 | 0 | WT | 0 | 0 | 0 | 0 | 0 | 0
| CO2 Emissions (MMshortTons) | PJM_E | PJM_MAAC | Coal | IGCC | 0 | 0 | 0 | 0 | 0 | 0 | IGCC | 0 | 0 | 0 | 0 | 0 | 0
| CO2 Emissions (MMshortTons) | PJM_E | PJM_MAAC | DR | DemandResponse | 0 | 0 | 0 | 0 | 0 | 0 | DemandResponse | 0 | 0 | 0 | 0 | 0 | 0
| CO2 Emissions (MMshortTons) | PJM_E | PJM_MAAC | Coal-CCS | IGCC-CCS | 0 | 0 | 0 | 0 | 0 | 0 | IGCC-CCS | 0 | 0 | 0 | 0 | 0 | 0
| CO2 Emissions (MMshortTons) | PJM_E | PJM_MAAC | Off-shore Wind | WT_off | 0 | 0 | 0 | 0 | 0 | 0 | WT_off | 0 | 0 | 0 | 0 | 0 | 0
| CO2 Emissions (MMshortTons) | PJM_E | PJM_MAAC | Other | PseudoUnit | 0 | 0 | 0 | 0 | 0 | 0 | PseudoUnit | 0 | 0 | 0 | 0 | 0 | 0
| CO2 Emissions (MMshortTons) | PJM_E | PJM_MAAC | HQ/Maritimes | FixedInterchange | 0 | 0 | 0 | 0 | 0 | 0 | FixedInterchange | 0 | 0 | 0 | 0 | 0 | 0
CO2 Emissions (MMshortTons)
| CO2 Emissions (MMshortTons) |  |  |  | CO2 Emissions (MMshortTons): PJM_ROM | [6 empty] | CO2 Emissions (MMshortTons): PJM_ROM
| CO2 Emissions (MMshortTons) |  |  |  | ReportingType | 2015 | 2020 | 2025 | 2030 | 2035 | 2040 | ReportingType | 2015 | 2020 | 2025 | 2030 | 2035 | 2040
| CO2 Emissions (MMshortTons) | PJM_ROM | PJM_MAAC | Other Renew | BM | 0 | 0 | 0 | 0 | 0 | 0 | BM | 0 | 0 | 0 | 0 | 0 | 0
| CO2 Emissions (MMshortTons) | PJM_ROM | PJM_MAAC | CC | CC | 7.57 | 9.83 | 8.45 | 5.63 | 5.6 | 2.34 | CC | 8.55 | 9.45 | 10.51 | 7.51 | 6.24 | 3.54
| CO2 Emissions (MMshortTons) | PJM_ROM | PJM_MAAC | Other Renew | CSP | 0 | 0 | 0 | 0 | 0 | 0 | CSP | 0 | 0 | 0 | 0 | 0 | 0
| CO2 Emissions (MMshortTons) | PJM_ROM | PJM_MAAC | CT | CT | 0 | 0 | 0 | 0 | 0 | 0 | CT | 0 | 0 | 0 | 0 | 0 | 0
| CO2 Emissions (MMshortTons) | PJM_ROM | PJM_MAAC | Coal | Coal | 11.11 | 1.86 | 0.26 | 0 | 0.11 | 0.17 | Coal | 9.52 | 1.35 | 0.03 | 0 | 0 | 0
| CO2 Emissions (MMshortTons) | PJM_ROM | PJM_MAAC | Other Renew | Geo | 0 | 0 | 0 | 0 | 0 | 0 | Geo | 0 | 0 | 0 | 0 | 0 | 0
| CO2 Emissions (MMshortTons) | PJM_ROM | PJM_MAAC | Hydro | H | 0 | 0 | 0 | 0 | 0 | 0 | H | 0 | 0 | 0 | 0 | 0 | 0
| CO2 Emissions (MMshortTons) | PJM_ROM | PJM_MAAC | Other Renew | LFG | 0 | 0 | 0 | 0 | 0 | 0 | LFG | 0 | 0 | 0 | 0 | 0 | 0
| CO2 Emissions (MMshortTons) | PJM_ROM | PJM_MAAC | Nuclear | Nuc | 0 | 0 | 0 | 0 | 0 | 0 | Nuc | 0 | 0 | 0 | 0 | 0 | 0
| CO2 Emissions (MMshortTons) | PJM_ROM | PJM_MAAC | Other | PS | 0 | 0 | 0 | 0 | 0 | 0 | PS | 0 | 0 | 0 | 0 | 0 | 0
| CO2 Emissions (MMshortTons) | PJM_ROM | PJM_MAAC | Other Renew | PV | 0 | 0 | 0 | 0 | 0 | 0 | PV | 0 | 0 | 0 | 0 | 0 | 0
| CO2 Emissions (MMshortTons) | PJM_ROM | PJM_MAAC | CT | PeakG | 0 | 0 | 0 | 0.1 | 0.1 | 0.1 | PeakG | 0.01 | 0.03 | 0.04 | 0.2 | 0.1 | 0.1
| CO2 Emissions (MMshortTons) | PJM_ROM | PJM_MAAC | CT | PeakO | 0 | 0 | 0 | 0 | 0 | 0 | PeakO | 0 | 0 | 0 | 0 | 0 | 0
| CO2 Emissions (MMshortTons) | PJM_ROM | PJM_MAAC | Other Renew | ST | 0 | 0 | 0 | 0 | 0 | 0 | ST | 0 | 0 | 0 | 0 | 0 | 0
| CO2 Emissions (MMshortTons) | PJM_ROM | PJM_MAAC | Steam O/G | STOG | 0.43 | 0.43 | 0.43 | 0.43 | 0.22 | 0 | STOG | 0.43 | 0.61 | 0.28 | 0.2 | 0 | 0
| CO2 Emissions (MMshortTons) | PJM_ROM | PJM_MAAC | Other Renew | STWD | 0 | 0 | 0 | 0 | 0 | 0 | STWD | 0 | 0 | 0 | 0 | 0 | 0
| CO2 Emissions (MMshortTons) | PJM_ROM | PJM_MAAC | On-shore Wind | WT | 0 | 0 | 0 | 0 | 0 | 0 | WT | 0 | 0 | 0 | 0 | 0 | 0
| CO2 Emissions (MMshortTons) | PJM_ROM | PJM_MAAC | Coal | IGCC | 0 | 0 | 0 | 0 | 0 | 0 | IGCC | 0 | 0 | 0 | 0 | 0 | 0
| CO2 Emissions (MMshortTons) | PJM_ROM | PJM_MAAC | DR | DemandResponse | 0 | 0 | 0 | 0 | 0 | 0 | DemandResponse | 0 | 0 | 0 | 0 | 0 | 0
| CO2 Emissions (MMshortTons) | PJM_ROM | PJM_MAAC | Coal-CCS | IGCC-CCS | 0 | 0 | 0 | 0 | 0 | 0 | IGCC-CCS | 0 | 0 | 0 | 0 | 0 | 0
| CO2 Emissions (MMshortTons) | PJM_ROM | PJM_MAAC | Off-shore Wind | WT_off | 0 | 0 | 0 | 0 | 0 | 0 | WT_off | 0 | 0 | 0 | 0 | 0 | 0
| CO2 Emissions (MMshortTons) | PJM_ROM | PJM_MAAC | Other | PseudoUnit | 0 | 0 | 0 | 0 | 0 | 0 | PseudoUnit | 0 | 0 | 0 | 0 | 0 | 0
| CO2 Emissions (MMshortTons) | PJM_ROM | PJM_MAAC | HQ/Maritimes | FixedInterchange | 0 | 0 | 0 | 0 | 0 | 0 | FixedInterchange | 0 | 0 | 0 | 0 | 0 | 0
CO2 Emissions (MMshortTons)
| CO2 Emissions (MMshortTons) |  |  |  | CO2 Emissions (MMshortTons): PJM_ROR | [6 empty] | CO2 Emissions (MMshortTons): PJM_ROR
| CO2 Emissions (MMshortTons) |  |  |  | ReportingType | 2015 | 2020 | 2025 | 2030 | 2035 | 2040 | ReportingType | 2015 | 2020 | 2025 | 2030 | 2035 | 2040
| CO2 Emissions (MMshortTons) | PJM_ROR | PJM_ROR | Other Renew | BM | 0 | 0 | 0 | 0 | 0 | 0 | BM | 0 | 0 | 0 | 0 | 0 | 0
| CO2 Emissions (MMshortTons) | PJM_ROR | PJM_ROR | CC | CC | 54.39 | 73.4 | 62.17 | 51.39 | 39.69 | 18.9 | CC | 70.46 | 91.01 | 94.34 | 85.85 | 70.45 | 6.3
| CO2 Emissions (MMshortTons) | PJM_ROR | PJM_ROR | Other Renew | CSP | 0 | 0 | 0 | 0 | 0 | 0 | CSP | 0 | 0 | 0 | 0 | 0 | 0
| CO2 Emissions (MMshortTons) | PJM_ROR | PJM_ROR | CT | CT | 0 | 0 | 0 | 0 | 0 | 0 | CT | 0 | 0 | 0 | 0 | 0 | 0
| CO2 Emissions (MMshortTons) | PJM_ROR | PJM_ROR | Coal | Coal | 228 | 123.68 | 6.66 | 1.09 | 2.72 | 2.76 | Coal | 185.32 | 96.38 | 10.03 | 1.67 | 2.46 | 2.46
| CO2 Emissions (MMshortTons) | PJM_ROR | PJM_ROR | Other Renew | Geo | 0 | 0 | 0 | 0 | 0 | 0 | Geo | 0 | 0 | 0 | 0 | 0 | 0
| CO2 Emissions (MMshortTons) | PJM_ROR | PJM_ROR | Hydro | H | 0 | 0 | 0 | 0 | 0 | 0 | H | 0 | 0 | 0 | 0 | 0 | 0
| CO2 Emissions (MMshortTons) | PJM_ROR | PJM_ROR | Other Renew | LFG | 0 | 0 | 0 | 0 | 0 | 0 | LFG | 0 | 0 | 0 | 0 | 0 | 0
| CO2 Emissions (MMshortTons) | PJM_ROR | PJM_ROR | Nuclear | Nuc | 0 | 0 | 0 | 0 | 0 | 0 | Nuc | 0 | 0 | 0 | 0 | 0 | 0
| CO2 Emissions (MMshortTons) | PJM_ROR | PJM_ROR | Other | PS | 0 | 0 | 0 | 0 | 0 | 0 | PS | 0 | 0 | 0 | 0 | 0 | 0
| CO2 Emissions (MMshortTons) | PJM_ROR | PJM_ROR | Other Renew | PV | 0 | 0 | 0 | 0 | 0 | 0 | PV | 0 | 0 | 0 | 0 | 0 | 0
| CO2 Emissions (MMshortTons) | PJM_ROR | PJM_ROR | CT | PeakG | 0.64 | 0.74 | 0.34 | 0.39 | 0.11 | 0.05 | PeakG | 0.59 | 0.81 | 1.36 | 0.93 | 0.7 | 0.35
| CO2 Emissions (MMshortTons) | PJM_ROR | PJM_ROR | CT | PeakO | 0 | 0 | 0 | 0 | 0 | 0 | PeakO | 0 | 0 | 0 | 0 | 0 | 0
| CO2 Emissions (MMshortTons) | PJM_ROR | PJM_ROR | Other Renew | ST | 0 | 0 | 0 | 0 | 0 | 0 | ST | 0 | 0 | 0 | 0 | 0 | 0
| CO2 Emissions (MMshortTons) | PJM_ROR | PJM_ROR | Steam O/G | STOG | 0.43 | 0.25 | 0.25 | 0.25 | 0.13 | 0 | STOG | 0.28 | 0.49 | 0 | 0 | 0 | 0
| CO2 Emissions (MMshortTons) | PJM_ROR | PJM_ROR | Other Renew | STWD | 0 | 0 | 0 | 0 | 0 | 0 | STWD | 0 | 0 | 0 | 0 | 0 | 0
| CO2 Emissions (MMshortTons) | PJM_ROR | PJM_ROR | On-shore Wind | WT | 0 | 0 | 0 | 0 | 0 | 0 | WT | 0 | 0 | 0 | 0 | 0 | 0
| CO2 Emissions (MMshortTons) | PJM_ROR | PJM_ROR | Coal | IGCC | 0 | 0 | 0 | 0 | 0 | 0 | IGCC | 0 | 0 | 0 | 0 | 0 | 0
| CO2 Emissions (MMshortTons) | PJM_ROR | PJM_ROR | DR | DemandResponse | 0 | 0 | 0 | 0 | 0 | 0 | DemandResponse | 0 | 0 | 0 | 0 | 0 | 0
| CO2 Emissions (MMshortTons) | PJM_ROR | PJM_ROR | Coal-CCS | IGCC-CCS | 0 | 0 | 0 | 0 | 0 | 0 | IGCC-CCS | 0 | 0 | 0 | 0 | 0 | 0
| CO2 Emissions (MMshortTons) | PJM_ROR | PJM_ROR | Off-shore Wind | WT_off | 0 | 0 | 0 | 0 | 0 | 0 | WT_off | 0 | 0 | 0 | 0 | 0 | 0
| CO2 Emissions (MMshortTons) | PJM_ROR | PJM_ROR | Other | PseudoUnit | 0 | 0 | 0 | 0 | 0 | 0 | PseudoUnit | 0 | 0 | 0 | 0 | 0 | 0
| CO2 Emissions (MMshortTons) | PJM_ROR | PJM_ROR | HQ/Maritimes | FixedInterchange | 0 | 0 | 0 | 0 | 0 | 0 | FixedInterchange | 0 | 0 | 0 | 0 | 0 | 0
CO2 Emissions (MMshortTons)
| CO2 Emissions (MMshortTons) |  |  |  | CO2 Emissions (MMshortTons): SOCO | [6 empty] | CO2 Emissions (MMshortTons): SOCO
| CO2 Emissions (MMshortTons) |  |  |  | ReportingType | 2015 | 2020 | 2025 | 2030 | 2035 | 2040 | ReportingType | 2015 | 2020 | 2025 | 2030 | 2035 | 2040
| CO2 Emissions (MMshortTons) | SOCO | South | Other Renew | BM | 0 | 0 | 0 | 0 | 0 | 0 | BM | 0 | 0 | 0 | 0 | 0 | 0
| CO2 Emissions (MMshortTons) | SOCO | South | CC | CC | 59.41 | 67.98 | 51.92 | 45.71 | 12.39 | 2.63 | CC | 60.38 | 70.12 | 71.94 | 46.5 | 17.53 | 3.9
| CO2 Emissions (MMshortTons) | SOCO | South | Other Renew | CSP | 0 | 0 | 0 | 0 | 0 | 0 | CSP | 0 | 0 | 0 | 0 | 0 | 0
| CO2 Emissions (MMshortTons) | SOCO | South | CT | CT | 0 | 0 | 0 | 0 | 0 | 0 | CT | 0 | 0 | 0 | 0 | 0 | 0
| CO2 Emissions (MMshortTons) | SOCO | South | Coal | Coal | 39.94 | 13.69 | 0.67 | 0.8 | 0.8 | 0.8 | Coal | 37.18 | 11.18 | 0.62 | 0.73 | 0.73 | 0.73
| CO2 Emissions (MMshortTons) | SOCO | South | Other Renew | Geo | 0 | 0 | 0 | 0 | 0 | 0 | Geo | 0 | 0 | 0 | 0 | 0 | 0
| CO2 Emissions (MMshortTons) | SOCO | South | Hydro | H | 0 | 0 | 0 | 0 | 0 | 0 | H | 0 | 0 | 0 | 0 | 0 | 0
| CO2 Emissions (MMshortTons) | SOCO | South | Other Renew | LFG | 0 | 0 | 0 | 0 | 0 | 0 | LFG | 0 | 0 | 0 | 0 | 0 | 0
| CO2 Emissions (MMshortTons) | SOCO | South | Nuclear | Nuc | 0 | 0 | 0 | 0 | 0 | 0 | Nuc | 0 | 0 | 0 | 0 | 0 | 0
| CO2 Emissions (MMshortTons) | SOCO | South | Other | PS | 0 | 0 | 0 | 0 | 0 | 0 | PS | 0 | 0 | 0 | 0 | 0 | 0
| CO2 Emissions (MMshortTons) | SOCO | South | Other Renew | PV | 0 | 0 | 0 | 0 | 0 | 0 | PV | 0 | 0 | 0 | 0 | 0 | 0
| CO2 Emissions (MMshortTons) | SOCO | South | CT | PeakG | 0.44 | 0 | 0.37 | 0.37 | 0.03 | 0 | PeakG | 0.48 | 0.71 | 1.32 | 0.05 | 0.1 | 0.04
| CO2 Emissions (MMshortTons) | SOCO | South | CT | PeakO | 0 | 0 | 0 | 0 | 0 | 0 | PeakO | 0 | 0 | 0 | 0 | 0 | 0
| CO2 Emissions (MMshortTons) | SOCO | South | Other Renew | ST | 0 | 0 | 0 | 0 | 0 | 0 | ST | 0 | 0 | 0 | 0 | 0 | 0
| CO2 Emissions (MMshortTons) | SOCO | South | Steam O/G | STOG | 0 | 0 | 0 | 0 | 0 | 0 | STOG | 0 | 0 | 0 | 0 | 0 | 0
| CO2 Emissions (MMshortTons) | SOCO | South | Other Renew | STWD | 0 | 0 | 0 | 0 | 0 | 0 | STWD | 0 | 0 | 0 | 0 | 0 | 0
| CO2 Emissions (MMshortTons) | SOCO | South | On-shore Wind | WT | 0 | 0 | 0 | 0 | 0 | 0 | WT | 0 | 0 | 0 | 0 | 0 | 0
| CO2 Emissions (MMshortTons) | SOCO | South | Coal | IGCC | 0 | 0 | 0 | 0 | 0 | 0 | IGCC | 0 | 0 | 0 | 0 | 0 | 0
| CO2 Emissions (MMshortTons) | SOCO | South | DR | DemandResponse | 0 | 0 | 0 | 0 | 0 | 0 | DemandResponse | 0 | 0 | 0 | 0 | 0 | 0
| CO2 Emissions (MMshortTons) | SOCO | South | Coal-CCS | IGCC-CCS | 0 | 0 | 0 | 0 | 0 | 0 | IGCC-CCS | 0 | 0 | 0 | 0 | 0 | 0
| CO2 Emissions (MMshortTons) | SOCO | South | Off-shore Wind | WT_off | 0 | 0 | 0 | 0 | 0 | 0 | WT_off | 0 | 0 | 0 | 0 | 0 | 0
| CO2 Emissions (MMshortTons) | SOCO | South | Other | PseudoUnit | 0 | 0 | 0 | 0 | 0 | 0 | PseudoUnit | 0 | 0 | 0 | 0 | 0 | 0
| CO2 Emissions (MMshortTons) | SOCO | South | HQ/Maritimes | FixedInterchange | 0 | 0 | 0 | 0 | 0 | 0 | FixedInterchange | 0 | 0 | 0 | 0 | 0 | 0
CO2 Emissions (MMshortTons)
| CO2 Emissions (MMshortTons) |  |  |  | CO2 Emissions (MMshortTons): SPP_N | [6 empty] | CO2 Emissions (MMshortTons): SPP_N
| CO2 Emissions (MMshortTons) |  |  |  | ReportingType | 2015 | 2020 | 2025 | 2030 | 2035 | 2040 | ReportingType | 2015 | 2020 | 2025 | 2030 | 2035 | 2040
| CO2 Emissions (MMshortTons) | SPP_N | Southwest | Other Renew | BM | 0 | 0 | 0 | 0 | 0 | 0 | BM | 0 | 0 | 0 | 0 | 0 | 0
| CO2 Emissions (MMshortTons) | SPP_N | Southwest | CC | CC | 1.77 | 0.41 | 0.4 | 0.23 | 0.23 | 0.09 | CC | 2.87 | 3.05 | 2.49 | 1.63 | 1.13 | 0.81
| CO2 Emissions (MMshortTons) | SPP_N | Southwest | Other Renew | CSP | 0 | 0 | 0 | 0 | 0 | 0 | CSP | 0 | 0 | 0 | 0 | 0 | 0
| CO2 Emissions (MMshortTons) | SPP_N | Southwest | CT | CT | 0 | 0 | 0 | 0 | 0 | 0 | CT | 0 | 0 | 0 | 0.03 | 0.02 | 0.02
| CO2 Emissions (MMshortTons) | SPP_N | Southwest | Coal | Coal | 63.22 | 9.96 | 0.18 | 0 | 0 | 0 | Coal | 63.22 | 11.67 | 0.73 | 0.11 | 0.11 | 0.1
| CO2 Emissions (MMshortTons) | SPP_N | Southwest | Other Renew | Geo | 0 | 0 | 0 | 0 | 0 | 0 | Geo | 0 | 0 | 0 | 0 | 0 | 0
| CO2 Emissions (MMshortTons) | SPP_N | Southwest | Hydro | H | 0 | 0 | 0 | 0 | 0 | 0 | H | 0 | 0 | 0 | 0 | 0 | 0
| CO2 Emissions (MMshortTons) | SPP_N | Southwest | Other Renew | LFG | 0 | 0 | 0 | 0 | 0 | 0 | LFG | 0 | 0 | 0 | 0 | 0 | 0
| CO2 Emissions (MMshortTons) | SPP_N | Southwest | Nuclear | Nuc | 0 | 0 | 0 | 0 | 0 | 0 | Nuc | 0 | 0 | 0 | 0 | 0 | 0
| CO2 Emissions (MMshortTons) | SPP_N | Southwest | Other | PS | 0 | 0 | 0 | 0 | 0 | 0 | PS | 0 | 0 | 0 | 0 | 0 | 0
| CO2 Emissions (MMshortTons) | SPP_N | Southwest | Other Renew | PV | 0 | 0 | 0 | 0 | 0 | 0 | PV | 0 | 0 | 0 | 0 | 0 | 0
| CO2 Emissions (MMshortTons) | SPP_N | Southwest | CT | PeakG | 0 | 0 | 0 | 0 | 0 | 0 | PeakG | 0.05 | 0 | 0 | 0 | 0 | 0
| CO2 Emissions (MMshortTons) | SPP_N | Southwest | CT | PeakO | 0 | 0 | 0 | 0 | 0 | 0 | PeakO | 0 | 0 | 0 | 0 | 0 | 0
| CO2 Emissions (MMshortTons) | SPP_N | Southwest | Other Renew | ST | 0 | 0 | 0 | 0 | 0 | 0 | ST | 0 | 0 | 0 | 0 | 0 | 0
| CO2 Emissions (MMshortTons) | SPP_N | Southwest | Steam O/G | STOG | 0 | 0 | 0 | 0 | 0 | 0 | STOG | 0.22 | 0.03 | 0 | 0.09 | 0 | 0
| CO2 Emissions (MMshortTons) | SPP_N | Southwest | Other Renew | STWD | 0 | 0 | 0 | 0 | 0 | 0 | STWD | 0 | 0 | 0 | 0 | 0 | 0
| CO2 Emissions (MMshortTons) | SPP_N | Southwest | On-shore Wind | WT | 0 | 0 | 0 | 0 | 0 | 0 | WT | 0 | 0 | 0 | 0 | 0 | 0
| CO2 Emissions (MMshortTons) | SPP_N | Southwest | Coal | IGCC | 0 | 0 | 0 | 0 | 0 | 0 | IGCC | 0 | 0 | 0 | 0 | 0 | 0
| CO2 Emissions (MMshortTons) | SPP_N | Southwest | DR | DemandResponse | 0 | 0 | 0 | 0 | 0 | 0 | DemandResponse | 0 | 0 | 0 | 0 | 0 | 0
| CO2 Emissions (MMshortTons) | SPP_N | Southwest | Coal-CCS | IGCC-CCS | 0 | 0 | 0 | 0 | 0 | 0 | IGCC-CCS | 0 | 0 | 0 | 0 | 0 | 0
| CO2 Emissions (MMshortTons) | SPP_N | Southwest | Off-shore Wind | WT_off | 0 | 0 | 0 | 0 | 0 | 0 | WT_off | 0 | 0 | 0 | 0 | 0 | 0
| CO2 Emissions (MMshortTons) | SPP_N | Southwest | Other | PseudoUnit | 0 | 0 | 0 | 0 | 0 | 0 | PseudoUnit | 0 | 0 | 0 | 0 | 0 | 0
| CO2 Emissions (MMshortTons) | SPP_N | Southwest | HQ/Maritimes | FixedInterchange | 0 | 0 | 0 | 0 | 0 | 0 | FixedInterchange | 0 | 0 | 0 | 0 | 0 | 0
CO2 Emissions (MMshortTons)
| CO2 Emissions (MMshortTons) |  |  |  | CO2 Emissions (MMshortTons): SPP_S | [6 empty] | CO2 Emissions (MMshortTons): SPP_S
| CO2 Emissions (MMshortTons) |  |  |  | ReportingType | 2015 | 2020 | 2025 | 2030 | 2035 | 2040 | ReportingType | 2015 | 2020 | 2025 | 2030 | 2035 | 2040
| CO2 Emissions (MMshortTons) | SPP_S | Southwest | Other Renew | BM | 0 | 0 | 0 | 0 | 0 | 0 | BM | 0 | 0 | 0 | 0 | 0 | 0
| CO2 Emissions (MMshortTons) | SPP_S | Southwest | CC | CC | 18.86 | 3.96 | 3.13 | 2.59 | 2.38 | 1.35 | CC | 24.17 | 13.2 | 13.16 | 9.1 | 6.58 | 5.73
| CO2 Emissions (MMshortTons) | SPP_S | Southwest | Other Renew | CSP | 0 | 0 | 0 | 0 | 0 | 0 | CSP | 0 | 0 | 0 | 0 | 0 | 0
| CO2 Emissions (MMshortTons) | SPP_S | Southwest | CT | CT | 0.01 | 0 | 0 | 0 | 0 | 0 | CT | 0 | 0 | 0 | 0 | 0 | 0
| CO2 Emissions (MMshortTons) | SPP_S | Southwest | Coal | Coal | 95.13 | 5.83 | 0.38 | 0 | 0 | 0 | Coal | 75.1 | 6.25 | 0.37 | 0 | 0 | 0
| CO2 Emissions (MMshortTons) | SPP_S | Southwest | Other Renew | Geo | 0 | 0 | 0 | 0 | 0 | 0 | Geo | 0 | 0 | 0 | 0 | 0 | 0
| CO2 Emissions (MMshortTons) | SPP_S | Southwest | Hydro | H | 0 | 0 | 0 | 0 | 0 | 0 | H | 0 | 0 | 0 | 0 | 0 | 0
| CO2 Emissions (MMshortTons) | SPP_S | Southwest | Other Renew | LFG | 0 | 0 | 0 | 0 | 0 | 0 | LFG | 0 | 0 | 0 | 0 | 0 | 0
| CO2 Emissions (MMshortTons) | SPP_S | Southwest | Nuclear | Nuc | 0 | 0 | 0 | 0 | 0 | 0 | Nuc | 0 | 0 | 0 | 0 | 0 | 0
| CO2 Emissions (MMshortTons) | SPP_S | Southwest | Other | PS | 0 | 0 | 0 | 0 | 0 | 0 | PS | 0 | 0 | 0 | 0 | 0 | 0
| CO2 Emissions (MMshortTons) | SPP_S | Southwest | Other Renew | PV | 0 | 0 | 0 | 0 | 0 | 0 | PV | 0 | 0 | 0 | 0 | 0 | 0
| CO2 Emissions (MMshortTons) | SPP_S | Southwest | CT | PeakG | 0 | 0 | 0 | 0 | 0 | 0 | PeakG | 0 | 0 | 0 | 0 | 0 | 0
| CO2 Emissions (MMshortTons) | SPP_S | Southwest | CT | PeakO | 0 | 0 | 0 | 0 | 0 | 0 | PeakO | 0 | 0 | 0 | 0 | 0 | 0
| CO2 Emissions (MMshortTons) | SPP_S | Southwest | Other Renew | ST | 0 | 0 | 0 | 0 | 0 | 0 | ST | 0 | 0 | 0 | 0 | 0 | 0
| CO2 Emissions (MMshortTons) | SPP_S | Southwest | Steam O/G | STOG | 1.4 | 0.52 | 0 | 0.16 | 0.18 | 0.13 | STOG | 1.75 | 0.26 | 0.62 | 0.42 | 0.18 | 0.15
| CO2 Emissions (MMshortTons) | SPP_S | Southwest | Other Renew | STWD | 0 | 0 | 0 | 0 | 0 | 0 | STWD | 0 | 0 | 0 | 0 | 0 | 0
| CO2 Emissions (MMshortTons) | SPP_S | Southwest | On-shore Wind | WT | 0 | 0 | 0 | 0 | 0 | 0 | WT | 0 | 0 | 0 | 0 | 0 | 0
| CO2 Emissions (MMshortTons) | SPP_S | Southwest | Coal | IGCC | 0 | 0 | 0 | 0 | 0 | 0 | IGCC | 0 | 0 | 0 | 0 | 0 | 0
| CO2 Emissions (MMshortTons) | SPP_S | Southwest | DR | DemandResponse | 0 | 0 | 0 | 0 | 0 | 0 | DemandResponse | 0 | 0 | 0 | 0 | 0 | 0
| CO2 Emissions (MMshortTons) | SPP_S | Southwest | Coal-CCS | IGCC-CCS | 0 | 0 | 0 | 0 | 0 | 0 | IGCC-CCS | 0 | 0 | 0 | 0 | 0 | 0
| CO2 Emissions (MMshortTons) | SPP_S | Southwest | Off-shore Wind | WT_off | 0 | 0 | 0 | 0 | 0 | 0 | WT_off | 0 | 0 | 0 | 0 | 0 | 0
| CO2 Emissions (MMshortTons) | SPP_S | Southwest | Other | PseudoUnit | 0 | 0 | 0 | 0 | 0 | 0 | PseudoUnit | 0 | 0 | 0 | 0 | 0 | 0
| CO2 Emissions (MMshortTons) | SPP_S | Southwest | HQ/Maritimes | FixedInterchange | 0 | 0 | 0 | 0 | 0 | 0 | FixedInterchange | 0 | 0 | 0 | 0 | 0 | 0
CO2 Emissions (MMshortTons)
| CO2 Emissions (MMshortTons) |  |  |  | CO2 Emissions (MMshortTons): TVA | [6 empty] | CO2 Emissions (MMshortTons): TVA
| CO2 Emissions (MMshortTons) |  |  |  | ReportingType | 2015 | 2020 | 2025 | 2030 | 2035 | 2040 | ReportingType | 2015 | 2020 | 2025 | 2030 | 2035 | 2040
| CO2 Emissions (MMshortTons) | TVA | South | Other Renew | BM | 0 | 0 | 0 | 0 | 0 | 0 | BM | 0 | 0 | 0 | 0 | 0 | 0
| CO2 Emissions (MMshortTons) | TVA | South | CC | CC | 15.8 | 25.12 | 26.18 | 23.85 | 8.72 | 1.73 | CC | 18.31 | 27.81 | 30.72 | 24.6 | 10.48 | 2.74
| CO2 Emissions (MMshortTons) | TVA | South | Other Renew | CSP | 0 | 0 | 0 | 0 | 0 | 0 | CSP | 0 | 0 | 0 | 0 | 0 | 0
| CO2 Emissions (MMshortTons) | TVA | South | CT | CT | 0 | 0 | 0 | 0 | 0 | 0 | CT | 0 | 0 | 0 | 0 | 0 | 0
| CO2 Emissions (MMshortTons) | TVA | South | Coal | Coal | 45.04 | 23.45 | 1.18 | 0 | 0 | 0 | Coal | 37.61 | 15.48 | 0.59 | 0 | 0 | 0
| CO2 Emissions (MMshortTons) | TVA | South | Other Renew | Geo | 0 | 0 | 0 | 0 | 0 | 0 | Geo | 0 | 0 | 0 | 0 | 0 | 0
| CO2 Emissions (MMshortTons) | TVA | South | Hydro | H | 0 | 0 | 0 | 0 | 0 | 0 | H | 0 | 0 | 0 | 0 | 0 | 0
| CO2 Emissions (MMshortTons) | TVA | South | Other Renew | LFG | 0 | 0 | 0 | 0 | 0 | 0 | LFG | 0 | 0 | 0 | 0 | 0 | 0
| CO2 Emissions (MMshortTons) | TVA | South | Nuclear | Nuc | 0 | 0 | 0 | 0 | 0 | 0 | Nuc | 0 | 0 | 0 | 0 | 0 | 0
| CO2 Emissions (MMshortTons) | TVA | South | Other | PS | 0 | 0 | 0 | 0 | 0 | 0 | PS | 0 | 0 | 0 | 0 | 0 | 0
| CO2 Emissions (MMshortTons) | TVA | South | Other Renew | PV | 0 | 0 | 0 | 0 | 0 | 0 | PV | 0 | 0 | 0 | 0 | 0 | 0
| CO2 Emissions (MMshortTons) | TVA | South | CT | PeakG | 0 | 0 | 0 | 0 | 0 | 0 | PeakG | 0 | 0 | 0 | 0 | 0 | 0
| CO2 Emissions (MMshortTons) | TVA | South | CT | PeakO | 0 | 0 | 0 | 0 | 0 | 0 | PeakO | 0 | 0 | 0 | 0 | 0 | 0
| CO2 Emissions (MMshortTons) | TVA | South | Other Renew | ST | 0 | 0 | 0 | 0 | 0 | 0 | ST | 0 | 0 | 0 | 0 | 0 | 0
| CO2 Emissions (MMshortTons) | TVA | South | Steam O/G | STOG | 0 | 0 | 0 | 0 | 0 | 0 | STOG | 0 | 0 | 0 | 0 | 0 | 0
| CO2 Emissions (MMshortTons) | TVA | South | Other Renew | STWD | 0 | 0 | 0 | 0 | 0 | 0 | STWD | 0 | 0 | 0 | 0 | 0 | 0
| CO2 Emissions (MMshortTons) | TVA | South | On-shore Wind | WT | 0 | 0 | 0 | 0 | 0 | 0 | WT | 0 | 0 | 0 | 0 | 0 | 0
| CO2 Emissions (MMshortTons) | TVA | South | Coal | IGCC | 0 | 0 | 0 | 0 | 0 | 0 | IGCC | 0 | 0 | 0 | 0 | 0 | 0
| CO2 Emissions (MMshortTons) | TVA | South | DR | DemandResponse | 0 | 0 | 0 | 0 | 0 | 0 | DemandResponse | 0 | 0 | 0 | 0 | 0 | 0
| CO2 Emissions (MMshortTons) | TVA | South | Coal-CCS | IGCC-CCS | 0 | 0 | 0 | 0 | 0 | 0 | IGCC-CCS | 0 | 0 | 0 | 0 | 0 | 0
| CO2 Emissions (MMshortTons) | TVA | South | Off-shore Wind | WT_off | 0 | 0 | 0 | 0 | 0 | 0 | WT_off | 0 | 0 | 0 | 0 | 0 | 0
| CO2 Emissions (MMshortTons) | TVA | South | Other | PseudoUnit | 0 | 0 | 0 | 0 | 0 | 0 | PseudoUnit | 0 | 0 | 0 | 0 | 0 | 0
| CO2 Emissions (MMshortTons) | TVA | South | HQ/Maritimes | FixedInterchange | 0 | 0 | 0 | 0 | 0 | 0 | FixedInterchange | 0 | 0 | 0 | 0 | 0 | 0
CO2 Emissions (MMshortTons)
| CO2 Emissions (MMshortTons) |  |  |  | CO2 Emissions (MMshortTons): TVA_Transmission | [6 empty] | CO2 Emissions (MMshortTons): TVA_Transmission
| CO2 Emissions (MMshortTons) |  |  |  | ReportingType | 2015 | 2020 | 2025 | 2030 | 2035 | 2040 | ReportingType | 2015 | 2020 | 2025 | 2030 | 2035 | 2040
| CO2 Emissions (MMshortTons) | TVA_Transmission | South | Other Renew | BM | 0 | 0 | 0 | 0 | 0 | 0 | BM | 0 | 0 | 0 | 0 | 0 | 0
| CO2 Emissions (MMshortTons) | TVA_Transmission | South | CC | CC | 0 | 0 | 0 | 0 | 0 | 0 | CC | 0 | 0 | 0 | 0 | 0 | 0
| CO2 Emissions (MMshortTons) | TVA_Transmission | South | Other Renew | CSP | 0 | 0 | 0 | 0 | 0 | 0 | CSP | 0 | 0 | 0 | 0 | 0 | 0
| CO2 Emissions (MMshortTons) | TVA_Transmission | South | CT | CT | 0 | 0 | 0 | 0 | 0 | 0 | CT | 0 | 0 | 0 | 0 | 0 | 0
| CO2 Emissions (MMshortTons) | TVA_Transmission | South | Coal | Coal | 0 | 0 | 0 | 0 | 0 | 0 | Coal | 0 | 0 | 0 | 0 | 0 | 0
| CO2 Emissions (MMshortTons) | TVA_Transmission | South | Other Renew | Geo | 0 | 0 | 0 | 0 | 0 | 0 | Geo | 0 | 0 | 0 | 0 | 0 | 0
| CO2 Emissions (MMshortTons) | TVA_Transmission | South | Hydro | H | 0 | 0 | 0 | 0 | 0 | 0 | H | 0 | 0 | 0 | 0 | 0 | 0
| CO2 Emissions (MMshortTons) | TVA_Transmission | South | Other Renew | LFG | 0 | 0 | 0 | 0 | 0 | 0 | LFG | 0 | 0 | 0 | 0 | 0 | 0
| CO2 Emissions (MMshortTons) | TVA_Transmission | South | Nuclear | Nuc | 0 | 0 | 0 | 0 | 0 | 0 | Nuc | 0 | 0 | 0 | 0 | 0 | 0
| CO2 Emissions (MMshortTons) | TVA_Transmission | South | Other | PS | 0 | 0 | 0 | 0 | 0 | 0 | PS | 0 | 0 | 0 | 0 | 0 | 0
| CO2 Emissions (MMshortTons) | TVA_Transmission | South | Other Renew | PV | 0 | 0 | 0 | 0 | 0 | 0 | PV | 0 | 0 | 0 | 0 | 0 | 0
| CO2 Emissions (MMshortTons) | TVA_Transmission | South | CT | PeakG | 0 | 0 | 0 | 0 | 0 | 0 | PeakG | 0 | 0 | 0 | 0 | 0 | 0
| CO2 Emissions (MMshortTons) | TVA_Transmission | South | CT | PeakO | 0 | 0 | 0 | 0 | 0 | 0 | PeakO | 0 | 0 | 0 | 0 | 0 | 0
| CO2 Emissions (MMshortTons) | TVA_Transmission | South | Other Renew | ST | 0 | 0 | 0 | 0 | 0 | 0 | ST | 0 | 0 | 0 | 0 | 0 | 0
| CO2 Emissions (MMshortTons) | TVA_Transmission | South | Steam O/G | STOG | 0 | 0 | 0 | 0 | 0 | 0 | STOG | 0 | 0 | 0 | 0 | 0 | 0
| CO2 Emissions (MMshortTons) | TVA_Transmission | South | Other Renew | STWD | 0 | 0 | 0 | 0 | 0 | 0 | STWD | 0 | 0 | 0 | 0 | 0 | 0
| CO2 Emissions (MMshortTons) | TVA_Transmission | South | On-shore Wind | WT | 0 | 0 | 0 | 0 | 0 | 0 | WT | 0 | 0 | 0 | 0 | 0 | 0
| CO2 Emissions (MMshortTons) | TVA_Transmission | South | Coal | IGCC | 0 | 0 | 0 | 0 | 0 | 0 | IGCC | 0 | 0 | 0 | 0 | 0 | 0
| CO2 Emissions (MMshortTons) | TVA_Transmission | South | DR | DemandResponse | 0 | 0 | 0 | 0 | 0 | 0 | DemandResponse | 0 | 0 | 0 | 0 | 0 | 0
| CO2 Emissions (MMshortTons) | TVA_Transmission | South | Coal-CCS | IGCC-CCS | 0 | 0 | 0 | 0 | 0 | 0 | IGCC-CCS | 0 | 0 | 0 | 0 | 0 | 0
| CO2 Emissions (MMshortTons) | TVA_Transmission | South | Off-shore Wind | WT_off | 0 | 0 | 0 | 0 | 0 | 0 | WT_off | 0 | 0 | 0 | 0 | 0 | 0
| CO2 Emissions (MMshortTons) | TVA_Transmission | South | Other | PseudoUnit | 0 | 0 | 0 | 0 | 0 | 0 | PseudoUnit | 0 | 0 | 0 | 0 | 0 | 0
| CO2 Emissions (MMshortTons) | TVA_Transmission | South | HQ/Maritimes | FixedInterchange | 0 | 0 | 0 | 0 | 0 | 0 | FixedInterchange | 0 | 0 | 0 | 0 | 0 | 0
CO2 Emissions (MMshortTons)
| CO2 Emissions (MMshortTons) |  |  |  | CO2 Emissions (MMshortTons): VACAR | [6 empty] | CO2 Emissions (MMshortTons): VACAR
| CO2 Emissions (MMshortTons) |  |  |  | ReportingType | 2015 | 2020 | 2025 | 2030 | 2035 | 2040 | ReportingType | 2015 | 2020 | 2025 | 2030 | 2035 | 2040
| CO2 Emissions (MMshortTons) | VACAR | South | Other Renew | BM | 0 | 0 | 0 | 0 | 0 | 0 | BM | 0 | 0 | 0 | 0 | 0 | 0
| CO2 Emissions (MMshortTons) | VACAR | South | CC | CC | 43.37 | 42.74 | 36.46 | 26.27 | 12.7 | 2.65 | CC | 44.82 | 44.23 | 42.52 | 35.59 | 15.29 | 3.78
| CO2 Emissions (MMshortTons) | VACAR | South | Other Renew | CSP | 0 | 0 | 0 | 0 | 0 | 0 | CSP | 0 | 0 | 0 | 0 | 0 | 0
| CO2 Emissions (MMshortTons) | VACAR | South | CT | CT | 0.01 | 0 | 0 | 0 | 0 | 0 | CT | 0.05 | 0.05 | 0.09 | 0 | 0 | 0
| CO2 Emissions (MMshortTons) | VACAR | South | Coal | Coal | 34.51 | 19.58 | 2.28 | 0.26 | 0.44 | 0.44 | Coal | 30.98 | 17.46 | 1.88 | 0.44 | 0.44 | 0.44
| CO2 Emissions (MMshortTons) | VACAR | South | Other Renew | Geo | 0 | 0 | 0 | 0 | 0 | 0 | Geo | 0 | 0 | 0 | 0 | 0 | 0
| CO2 Emissions (MMshortTons) | VACAR | South | Hydro | H | 0 | 0 | 0 | 0 | 0 | 0 | H | 0 | 0 | 0 | 0 | 0 | 0
| CO2 Emissions (MMshortTons) | VACAR | South | Other Renew | LFG | 0 | 0 | 0 | 0 | 0 | 0 | LFG | 0 | 0 | 0 | 0 | 0 | 0
| CO2 Emissions (MMshortTons) | VACAR | South | Nuclear | Nuc | 0 | 0 | 0 | 0 | 0 | 0 | Nuc | 0 | 0 | 0 | 0 | 0 | 0
| CO2 Emissions (MMshortTons) | VACAR | South | Other | PS | 0 | 0 | 0 | 0 | 0 | 0 | PS | 0 | 0 | 0 | 0 | 0 | 0
| CO2 Emissions (MMshortTons) | VACAR | South | Other Renew | PV | 0 | 0 | 0 | 0 | 0 | 0 | PV | 0 | 0 | 0 | 0 | 0 | 0
| CO2 Emissions (MMshortTons) | VACAR | South | CT | PeakG | 0.02 | 0 | 0 | 0 | 0 | 0 | PeakG | 0.07 | 0.15 | 0.25 | 0.26 | 0.07 | 0.07
| CO2 Emissions (MMshortTons) | VACAR | South | CT | PeakO | 0 | 0 | 0 | 0 | 0 | 0 | PeakO | 0 | 0 | 0 | 0 | 0 | 0
| CO2 Emissions (MMshortTons) | VACAR | South | Other Renew | ST | 0 | 0 | 0 | 0 | 0 | 0 | ST | 0 | 0 | 0 | 0 | 0 | 0
| CO2 Emissions (MMshortTons) | VACAR | South | Steam O/G | STOG | 0 | 0 | 0 | 0 | 0 | 0 | STOG | 0 | 0 | 0 | 0 | 0 | 0
| CO2 Emissions (MMshortTons) | VACAR | South | Other Renew | STWD | 0 | 0 | 0 | 0 | 0 | 0 | STWD | 0 | 0 | 0 | 0 | 0 | 0
| CO2 Emissions (MMshortTons) | VACAR | South | On-shore Wind | WT | 0 | 0 | 0 | 0 | 0 | 0 | WT | 0 | 0 | 0 | 0 | 0 | 0
| CO2 Emissions (MMshortTons) | VACAR | South | Coal | IGCC | 0 | 0 | 0 | 0 | 0 | 0 | IGCC | 0 | 0 | 0 | 0 | 0 | 0
| CO2 Emissions (MMshortTons) | VACAR | South | DR | DemandResponse | 0 | 0 | 0 | 0 | 0 | 0 | DemandResponse | 0 | 0 | 0 | 0 | 0 | 0
| CO2 Emissions (MMshortTons) | VACAR | South | Coal-CCS | IGCC-CCS | 0 | 0 | 0 | 0 | 0 | 0 | IGCC-CCS | 0 | 0 | 0 | 0 | 0 | 0
| CO2 Emissions (MMshortTons) | VACAR | South | Off-shore Wind | WT_off | 0 | 0 | 0 | 0 | 0 | 0 | WT_off | 0 | 0 | 0 | 0 | 0 | 0
| CO2 Emissions (MMshortTons) | VACAR | South | Other | PseudoUnit | 0 | 0 | 0 | 0 | 0 | 0 | PseudoUnit | 0 | 0 | 0 | 0 | 0 | 0
| CO2 Emissions (MMshortTons) | VACAR | South | HQ/Maritimes | FixedInterchange | 0 | 0 | 0 | 0 | 0 | 0 | FixedInterchange | 0 | 0 | 0 | 0 | 0 | 0
CO2 Emissions (MMshortTons)
| CO2 Emissions (MMshortTons) |  |  |  | CO2 Emissions (MMshortTons): IESO | [6 empty] | CO2 Emissions (MMshortTons): IESO
| CO2 Emissions (MMshortTons) |  |  |  | ReportingType | 2015 | 2020 | 2025 | 2030 | 2035 | 2040 | ReportingType | 2015 | 2020 | 2025 | 2030 | 2035 | 2040
| CO2 Emissions (MMshortTons) | IESO | Ontario | Other Renew | BM | 0 | 0 | 0 | 0 | 0 | 0 | BM | 0 | 0 | 0 | 0 | 0 | 0
| CO2 Emissions (MMshortTons) | IESO | Ontario | CC | CC | 0.43 | 0.17 | 0.05 | 0 | 0 | 0 | CC | 0.14 | 0.06 | 0.02 | 0 | 0 | 0
| CO2 Emissions (MMshortTons) | IESO | Ontario | Other Renew | CSP | 0 | 0 | 0 | 0 | 0 | 0 | CSP | 0 | 0 | 0 | 0 | 0 | 0
| CO2 Emissions (MMshortTons) | IESO | Ontario | CT | CT | 0 | 0 | 0 | 0 | 0 | 0 | CT | 0 | 0 | 0 | 0 | 0 | 0
| CO2 Emissions (MMshortTons) | IESO | Ontario | Coal | Coal | 0 | 0 | 0 | 0 | 0 | 0 | Coal | 0 | 0 | 0 | 0 | 0 | 0
| CO2 Emissions (MMshortTons) | IESO | Ontario | Other Renew | Geo | 0 | 0 | 0 | 0 | 0 | 0 | Geo | 0 | 0 | 0 | 0 | 0 | 0
| CO2 Emissions (MMshortTons) | IESO | Ontario | Hydro | H | 0 | 0 | 0 | 0 | 0 | 0 | H | 0 | 0 | 0 | 0 | 0 | 0
| CO2 Emissions (MMshortTons) | IESO | Ontario | Other Renew | LFG | 0 | 0 | 0 | 0 | 0 | 0 | LFG | 0 | 0 | 0 | 0 | 0 | 0
| CO2 Emissions (MMshortTons) | IESO | Ontario | Nuclear | Nuc | 0 | 0 | 0 | 0 | 0 | 0 | Nuc | 0 | 0 | 0 | 0 | 0 | 0
| CO2 Emissions (MMshortTons) | IESO | Ontario | Other | PS | 0 | 0 | 0 | 0 | 0 | 0 | PS | 0 | 0 | 0 | 0 | 0 | 0
| CO2 Emissions (MMshortTons) | IESO | Ontario | Other Renew | PV | 0 | 0 | 0 | 0 | 0 | 0 | PV | 0 | 0 | 0 | 0 | 0 | 0
| CO2 Emissions (MMshortTons) | IESO | Ontario | CT | PeakG | 0 | 0 | 0 | 0 | 0 | 0 | PeakG | 0 | 0 | 0 | 0 | 0 | 0
| CO2 Emissions (MMshortTons) | IESO | Ontario | CT | PeakO | 0 | 0 | 0 | 0 | 0 | 0 | PeakO | 0 | 0 | 0 | 0 | 0 | 0
| CO2 Emissions (MMshortTons) | IESO | Ontario | Other Renew | ST | 0 | 0 | 0 | 0 | 0 | 0 | ST | 0 | 0 | 0 | 0 | 0 | 0
| CO2 Emissions (MMshortTons) | IESO | Ontario | Steam O/G | STOG | 0 | 0 | 0 | 0 | 0 | 0 | STOG | 0 | 0 | 0 | 0 | 0 | 0
| CO2 Emissions (MMshortTons) | IESO | Ontario | Other Renew | STWD | 0 | 0 | 0 | 0 | 0 | 0 | STWD | 0 | 0 | 0 | 0 | 0 | 0
| CO2 Emissions (MMshortTons) | IESO | Ontario | On-shore Wind | WT | 0 | 0 | 0 | 0 | 0 | 0 | WT | 0 | 0 | 0 | 0 | 0 | 0
| CO2 Emissions (MMshortTons) | IESO | Ontario | Coal | IGCC | 0 | 0 | 0 | 0 | 0 | 0 | IGCC | 0 | 0 | 0 | 0 | 0 | 0
| CO2 Emissions (MMshortTons) | IESO | Ontario | DR | DemandResponse | 0 | 0 | 0 | 0 | 0 | 0 | DemandResponse | 0 | 0 | 0 | 0 | 0 | 0
| CO2 Emissions (MMshortTons) | IESO | Ontario | Coal-CCS | IGCC-CCS | 0 | 0 | 0 | 0 | 0 | 0 | IGCC-CCS | 0 | 0 | 0 | 0 | 0 | 0
| CO2 Emissions (MMshortTons) | IESO | Ontario | Off-shore Wind | WT_off | 0 | 0 | 0 | 0 | 0 | 0 | WT_off | 0 | 0 | 0 | 0 | 0 | 0
| CO2 Emissions (MMshortTons) | IESO | Ontario | Other | PseudoUnit | 0 | 0 | 0 | 0 | 0 | 0 | PseudoUnit | 0 | 0 | 0 | 0 | 0 | 0
| CO2 Emissions (MMshortTons) | IESO | Ontario | HQ/Maritimes | FixedInterchange | 0 | 0 | 0 | 0 | 0 | 0 | FixedInterchange | 0 | 0 | 0 | 0 | 0 | 0
CO2 Emissions (MMshortTons)
| CO2 Emissions (MMshortTons) |  |  |  | CO2 Emissions (MMshortTons): MAPP_CA | [6 empty] | CO2 Emissions (MMshortTons): MAPP_CA
| CO2 Emissions (MMshortTons) |  |  |  | ReportingType | 2015 | 2020 | 2025 | 2030 | 2035 | 2040 | ReportingType | 2015 | 2020 | 2025 | 2030 | 2035 | 2040
| CO2 Emissions (MMshortTons) | MAPP_CA | Midwest | Other Renew | BM | 0 | 0 | 0 | 0 | 0 | 0 | BM | 0 | 0 | 0 | 0 | 0 | 0
| CO2 Emissions (MMshortTons) | MAPP_CA | Midwest | CC | CC | 0.56 | 0.16 | 0 | 0 | 0 | 0 | CC | 0.88 | 0.28 | 0 | 0 | 0 | 0
| CO2 Emissions (MMshortTons) | MAPP_CA | Midwest | Other Renew | CSP | 0 | 0 | 0 | 0 | 0 | 0 | CSP | 0 | 0 | 0 | 0 | 0 | 0
| CO2 Emissions (MMshortTons) | MAPP_CA | Midwest | CT | CT | 0 | 0 | 0 | 0 | 0 | 0 | CT | 0 | 0 | 0 | 0 | 0 | 0
| CO2 Emissions (MMshortTons) | MAPP_CA | Midwest | Coal | Coal | 0 | 0 | 0 | 0 | 0 | 0 | Coal | 0 | 0 | 0 | 0 | 0 | 0
| CO2 Emissions (MMshortTons) | MAPP_CA | Midwest | Other Renew | Geo | 0 | 0 | 0 | 0 | 0 | 0 | Geo | 0 | 0 | 0 | 0 | 0 | 0
| CO2 Emissions (MMshortTons) | MAPP_CA | Midwest | Hydro | H | 0 | 0 | 0 | 0 | 0 | 0 | H | 0 | 0 | 0 | 0 | 0 | 0
| CO2 Emissions (MMshortTons) | MAPP_CA | Midwest | Other Renew | LFG | 0 | 0 | 0 | 0 | 0 | 0 | LFG | 0 | 0 | 0 | 0 | 0 | 0
| CO2 Emissions (MMshortTons) | MAPP_CA | Midwest | Nuclear | Nuc | 0 | 0 | 0 | 0 | 0 | 0 | Nuc | 0 | 0 | 0 | 0 | 0 | 0
| CO2 Emissions (MMshortTons) | MAPP_CA | Midwest | Other | PS | 0 | 0 | 0 | 0 | 0 | 0 | PS | 0 | 0 | 0 | 0 | 0 | 0
| CO2 Emissions (MMshortTons) | MAPP_CA | Midwest | Other Renew | PV | 0 | 0 | 0 | 0 | 0 | 0 | PV | 0 | 0 | 0 | 0 | 0 | 0
| CO2 Emissions (MMshortTons) | MAPP_CA | Midwest | CT | PeakG | 0 | 0 | 0 | 0 | 0 | 0 | PeakG | 0 | 0 | 0 | 0 | 0 | 0
| CO2 Emissions (MMshortTons) | MAPP_CA | Midwest | CT | PeakO | 0 | 0 | 0 | 0 | 0 | 0 | PeakO | 0 | 0 | 0 | 0 | 0 | 0
| CO2 Emissions (MMshortTons) | MAPP_CA | Midwest | Other Renew | ST | 0 | 0 | 0 | 0 | 0 | 0 | ST | 0 | 0 | 0 | 0 | 0 | 0
| CO2 Emissions (MMshortTons) | MAPP_CA | Midwest | Steam O/G | STOG | 0 | 0 | 0 | 0 | 0 | 0 | STOG | 0 | 0 | 0 | 0 | 0 | 0
| CO2 Emissions (MMshortTons) | MAPP_CA | Midwest | Other Renew | STWD | 0 | 0 | 0 | 0 | 0 | 0 | STWD | 0 | 0 | 0 | 0 | 0 | 0
| CO2 Emissions (MMshortTons) | MAPP_CA | Midwest | On-shore Wind | WT | 0 | 0 | 0 | 0 | 0 | 0 | WT | 0 | 0 | 0 | 0 | 0 | 0
| CO2 Emissions (MMshortTons) | MAPP_CA | Midwest | Coal | IGCC | 0 | 0 | 0 | 0 | 0 | 0 | IGCC | 0 | 0 | 0 | 0 | 0 | 0
| CO2 Emissions (MMshortTons) | MAPP_CA | Midwest | DR | DemandResponse | 0 | 0 | 0 | 0 | 0 | 0 | DemandResponse | 0 | 0 | 0 | 0 | 0 | 0
| CO2 Emissions (MMshortTons) | MAPP_CA | Midwest | Coal-CCS | IGCC-CCS | 0 | 0 | 0 | 0 | 0 | 0 | IGCC-CCS | 0 | 0 | 0 | 0 | 0 | 0
| CO2 Emissions (MMshortTons) | MAPP_CA | Midwest | Off-shore Wind | WT_off | 0 | 0 | 0 | 0 | 0 | 0 | WT_off | 0 | 0 | 0 | 0 | 0 | 0
| CO2 Emissions (MMshortTons) | MAPP_CA | Midwest | Other | PseudoUnit | 0 | 0 | 0 | 0 | 0 | 0 | PseudoUnit | 0 | 0 | 0 | 0 | 0 | 0
| CO2 Emissions (MMshortTons) | MAPP_CA | Midwest | HQ/Maritimes | FixedInterchange | 0 | 0 | 0 | 0 | 0 | 0 | FixedInterchange | 0 | 0 | 0 | 0 | 0 | 0
CO2 Emissions (MMshortTons)
| CO2 Emissions (MMshortTons) |  |  |  | CO2 Emissions (MMshortTons): AZ_NM_SNV_Coal | [6 empty] | CO2 Emissions (MMshortTons): AZ_NM_SNV_Coal
| CO2 Emissions (MMshortTons) |  |  |  | ReportingType | 2015 | 2020 | 2025 | 2030 | 2035 | 2040 | ReportingType | 2015 | 2020 | 2025 | 2030 | 2035 | 2040
| CO2 Emissions (MMshortTons) | AZ_NM_SNV_Coal | West | Other Renew | BM | 0 | 0 | 0 | 0 | 0 | 0 | BM | 0 | 0 | 0 | 0 | 0 | 0
| CO2 Emissions (MMshortTons) | AZ_NM_SNV_Coal | West | CC | CC | 0 | 0 | 0 | 0 | 0 | 0 | CC | 0 | 0 | 0 | 0 | 0 | 0
| CO2 Emissions (MMshortTons) | AZ_NM_SNV_Coal | West | Other Renew | CSP | 0 | 0 | 0 | 0 | 0 | 0 | CSP | 0 | 0 | 0 | 0 | 0 | 0
| CO2 Emissions (MMshortTons) | AZ_NM_SNV_Coal | West | CT | CT | 0 | 0 | 0 | 0 | 0 | 0 | CT | 0 | 0 | 0 | 0 | 0 | 0
| CO2 Emissions (MMshortTons) | AZ_NM_SNV_Coal | West | Coal | Coal | 52.44 | 47.76 | 10.6 | 0.04 | 0.17 | 0.09 | Coal | 52.44 | 47.63 | 10.67 | 0.05 | 0.33 | 0.17
| CO2 Emissions (MMshortTons) | AZ_NM_SNV_Coal | West | Other Renew | Geo | 0 | 0 | 0 | 0 | 0 | 0 | Geo | 0 | 0 | 0 | 0 | 0 | 0
| CO2 Emissions (MMshortTons) | AZ_NM_SNV_Coal | West | Hydro | H | 0 | 0 | 0 | 0 | 0 | 0 | H | 0 | 0 | 0 | 0 | 0 | 0
| CO2 Emissions (MMshortTons) | AZ_NM_SNV_Coal | West | Other Renew | LFG | 0 | 0 | 0 | 0 | 0 | 0 | LFG | 0 | 0 | 0 | 0 | 0 | 0
| CO2 Emissions (MMshortTons) | AZ_NM_SNV_Coal | West | Nuclear | Nuc | 0 | 0 | 0 | 0 | 0 | 0 | Nuc | 0 | 0 | 0 | 0 | 0 | 0
| CO2 Emissions (MMshortTons) | AZ_NM_SNV_Coal | West | Other | PS | 0 | 0 | 0 | 0 | 0 | 0 | PS | 0 | 0 | 0 | 0 | 0 | 0
| CO2 Emissions (MMshortTons) | AZ_NM_SNV_Coal | West | Other Renew | PV | 0 | 0 | 0 | 0 | 0 | 0 | PV | 0 | 0 | 0 | 0 | 0 | 0
| CO2 Emissions (MMshortTons) | AZ_NM_SNV_Coal | West | CT | PeakG | 0 | 0 | 0 | 0 | 0 | 0 | PeakG | 0 | 0 | 0 | 0 | 0 | 0
| CO2 Emissions (MMshortTons) | AZ_NM_SNV_Coal | West | CT | PeakO | 0 | 0 | 0 | 0 | 0 | 0 | PeakO | 0 | 0 | 0 | 0 | 0 | 0
| CO2 Emissions (MMshortTons) | AZ_NM_SNV_Coal | West | Other Renew | ST | 0 | 0 | 0 | 0 | 0 | 0 | ST | 0 | 0 | 0 | 0 | 0 | 0
| CO2 Emissions (MMshortTons) | AZ_NM_SNV_Coal | West | Steam O/G | STOG | 0 | 0 | 0 | 0 | 0 | 0 | STOG | 0 | 0 | 0 | 0 | 0 | 0
| CO2 Emissions (MMshortTons) | AZ_NM_SNV_Coal | West | Other Renew | STWD | 0 | 0 | 0 | 0 | 0 | 0 | STWD | 0 | 0 | 0 | 0 | 0 | 0
| CO2 Emissions (MMshortTons) | AZ_NM_SNV_Coal | West | On-shore Wind | WT | 0 | 0 | 0 | 0 | 0 | 0 | WT | 0 | 0 | 0 | 0 | 0 | 0
| CO2 Emissions (MMshortTons) | AZ_NM_SNV_Coal | West | Coal | IGCC | 0 | 0 | 0 | 0 | 0 | 0 | IGCC | 0 | 0 | 0 | 0 | 0 | 0
| CO2 Emissions (MMshortTons) | AZ_NM_SNV_Coal | West | DR | DemandResponse | 0 | 0 | 0 | 0 | 0 | 0 | DemandResponse | 0 | 0 | 0 | 0 | 0 | 0
| CO2 Emissions (MMshortTons) | AZ_NM_SNV_Coal | West | Coal-CCS | IGCC-CCS | 0 | 0 | 0 | 0 | 0 | 0 | IGCC-CCS | 0 | 0 | 0 | 0 | 0 | 0
| CO2 Emissions (MMshortTons) | AZ_NM_SNV_Coal | West | Off-shore Wind | WT_off | 0 | 0 | 0 | 0 | 0 | 0 | WT_off | 0 | 0 | 0 | 0 | 0 | 0
| CO2 Emissions (MMshortTons) | AZ_NM_SNV_Coal | West | Other | PseudoUnit | 0 | 0 | 0 | 0 | 0 | 0 | PseudoUnit | 0 | 0 | 0 | 0 | 0 | 0
| CO2 Emissions (MMshortTons) | AZ_NM_SNV_Coal | West | HQ/Maritimes | FixedInterchange | 0 | 0 | 0 | 0 | 0 | 0 | FixedInterchange | 0 | 0 | 0 | 0 | 0 | 0
CO2 Emissions (MMshortTons)
| CO2 Emissions (MMshortTons) |  |  |  | CO2 Emissions (MMshortTons): AZ_NM_SNV_Gas | [6 empty] | CO2 Emissions (MMshortTons): AZ_NM_SNV_Gas
| CO2 Emissions (MMshortTons) |  |  |  | ReportingType | 2015 | 2020 | 2025 | 2030 | 2035 | 2040 | ReportingType | 2015 | 2020 | 2025 | 2030 | 2035 | 2040
| CO2 Emissions (MMshortTons) | AZ_NM_SNV_Gas | West | Other Renew | BM | 0 | 0 | 0 | 0 | 0 | 0 | BM | 0 | 0 | 0 | 0 | 0 | 0
| CO2 Emissions (MMshortTons) | AZ_NM_SNV_Gas | West | CC | CC | 28.77 | 22.6 | 33.37 | 17.82 | 6.56 | 4.84 | CC | 28.83 | 22.51 | 33.31 | 20.88 | 6.44 | 5.09
| CO2 Emissions (MMshortTons) | AZ_NM_SNV_Gas | West | Other Renew | CSP | 0 | 0 | 0 | 0 | 0 | 0 | CSP | 0 | 0 | 0 | 0 | 0 | 0
| CO2 Emissions (MMshortTons) | AZ_NM_SNV_Gas | West | CT | CT | 0 | 0 | 0 | 0 | 0 | 0 | CT | 0 | 0 | 0 | 0 | 0 | 0
| CO2 Emissions (MMshortTons) | AZ_NM_SNV_Gas | West | Coal | Coal | 0 | 0 | 0 | 0 | 0 | 0 | Coal | 0 | 0 | 0 | 0 | 0 | 0
| CO2 Emissions (MMshortTons) | AZ_NM_SNV_Gas | West | Other Renew | Geo | 0 | 0 | 0 | 0 | 0 | 0 | Geo | 0 | 0 | 0 | 0 | 0 | 0
| CO2 Emissions (MMshortTons) | AZ_NM_SNV_Gas | West | Hydro | H | 0 | 0 | 0 | 0 | 0 | 0 | H | 0 | 0 | 0 | 0 | 0 | 0
| CO2 Emissions (MMshortTons) | AZ_NM_SNV_Gas | West | Other Renew | LFG | 0 | 0 | 0 | 0 | 0 | 0 | LFG | 0 | 0 | 0 | 0 | 0 | 0
| CO2 Emissions (MMshortTons) | AZ_NM_SNV_Gas | West | Nuclear | Nuc | 0 | 0 | 0 | 0 | 0 | 0 | Nuc | 0 | 0 | 0 | 0 | 0 | 0
| CO2 Emissions (MMshortTons) | AZ_NM_SNV_Gas | West | Other | PS | 0 | 0 | 0 | 0 | 0 | 0 | PS | 0 | 0 | 0 | 0 | 0 | 0
| CO2 Emissions (MMshortTons) | AZ_NM_SNV_Gas | West | Other Renew | PV | 0 | 0 | 0 | 0 | 0 | 0 | PV | 0 | 0 | 0 | 0 | 0 | 0
| CO2 Emissions (MMshortTons) | AZ_NM_SNV_Gas | West | CT | PeakG | 0 | 0 | 0 | 0 | 0 | 0 | PeakG | 0 | 0 | 0 | 0 | 0 | 0
| CO2 Emissions (MMshortTons) | AZ_NM_SNV_Gas | West | CT | PeakO | 0 | 0 | 0 | 0 | 0 | 0 | PeakO | 0 | 0 | 0 | 0 | 0 | 0
| CO2 Emissions (MMshortTons) | AZ_NM_SNV_Gas | West | Other Renew | ST | 0 | 0 | 0 | 0 | 0 | 0 | ST | 0 | 0 | 0 | 0 | 0 | 0
| CO2 Emissions (MMshortTons) | AZ_NM_SNV_Gas | West | Steam O/G | STOG | 0 | 0 | 0 | 0 | 0 | 0 | STOG | 0 | 0 | 0 | 0 | 0 | 0
| CO2 Emissions (MMshortTons) | AZ_NM_SNV_Gas | West | Other Renew | STWD | 0 | 0 | 0 | 0 | 0 | 0 | STWD | 0 | 0 | 0 | 0 | 0 | 0
| CO2 Emissions (MMshortTons) | AZ_NM_SNV_Gas | West | On-shore Wind | WT | 0 | 0 | 0 | 0 | 0 | 0 | WT | 0 | 0 | 0 | 0 | 0 | 0
| CO2 Emissions (MMshortTons) | AZ_NM_SNV_Gas | West | Coal | IGCC | 0 | 0 | 0 | 0 | 0 | 0 | IGCC | 0 | 0 | 0 | 0 | 0 | 0
| CO2 Emissions (MMshortTons) | AZ_NM_SNV_Gas | West | DR | DemandResponse | 0 | 0 | 0 | 0 | 0 | 0 | DemandResponse | 0 | 0 | 0 | 0 | 0 | 0
| CO2 Emissions (MMshortTons) | AZ_NM_SNV_Gas | West | Coal-CCS | IGCC-CCS | 0 | 0 | 0 | 0 | 0 | 0 | IGCC-CCS | 0 | 0 | 0 | 0 | 0 | 0
| CO2 Emissions (MMshortTons) | AZ_NM_SNV_Gas | West | Off-shore Wind | WT_off | 0 | 0 | 0 | 0 | 0 | 0 | WT_off | 0 | 0 | 0 | 0 | 0 | 0
| CO2 Emissions (MMshortTons) | AZ_NM_SNV_Gas | West | Other | PseudoUnit | 0 | 0 | 0 | 0 | 0 | 0 | PseudoUnit | 0 | 0 | 0 | 0 | 0 | 0
| CO2 Emissions (MMshortTons) | AZ_NM_SNV_Gas | West | HQ/Maritimes | FixedInterchange | 0 | 0 | 0 | 0 | 0 | 0 | FixedInterchange | 0 | 0 | 0 | 0 | 0 | 0
CO2 Emissions (MMshortTons)
| CO2 Emissions (MMshortTons) |  |  |  | CO2 Emissions (MMshortTons): AZ_NM_SNV_NucRenew | [6 empty] | CO2 Emissions (MMshortTons): AZ_NM_SNV_NucRenew
| CO2 Emissions (MMshortTons) |  |  |  | ReportingType | 2015 | 2020 | 2025 | 2030 | 2035 | 2040 | ReportingType | 2015 | 2020 | 2025 | 2030 | 2035 | 2040
| CO2 Emissions (MMshortTons) | AZ_NM_SNV_NucRenew | West | Other Renew | BM | 0 | 0 | 0 | 0 | 0 | 0 | BM | 0 | 0 | 0 | 0 | 0 | 0
| CO2 Emissions (MMshortTons) | AZ_NM_SNV_NucRenew | West | CC | CC | 0 | 0 | 0 | 0 | 0 | 0 | CC | 0 | 0 | 0 | 0 | 0 | 0
| CO2 Emissions (MMshortTons) | AZ_NM_SNV_NucRenew | West | Other Renew | CSP | 0 | 0 | 0 | 0 | 0 | 0 | CSP | 0 | 0 | 0 | 0 | 0 | 0
| CO2 Emissions (MMshortTons) | AZ_NM_SNV_NucRenew | West | CT | CT | 0 | 0 | 0 | 0 | 0 | 0 | CT | 0 | 0 | 0 | 0 | 0 | 0
| CO2 Emissions (MMshortTons) | AZ_NM_SNV_NucRenew | West | Coal | Coal | 0 | 0 | 0 | 0 | 0 | 0 | Coal | 0 | 0 | 0 | 0 | 0 | 0
| CO2 Emissions (MMshortTons) | AZ_NM_SNV_NucRenew | West | Other Renew | Geo | 0 | 0 | 0 | 0 | 0 | 0 | Geo | 0 | 0 | 0 | 0 | 0 | 0
| CO2 Emissions (MMshortTons) | AZ_NM_SNV_NucRenew | West | Hydro | H | 0 | 0 | 0 | 0 | 0 | 0 | H | 0 | 0 | 0 | 0 | 0 | 0
| CO2 Emissions (MMshortTons) | AZ_NM_SNV_NucRenew | West | Other Renew | LFG | 0 | 0 | 0 | 0 | 0 | 0 | LFG | 0 | 0 | 0 | 0 | 0 | 0
| CO2 Emissions (MMshortTons) | AZ_NM_SNV_NucRenew | West | Nuclear | Nuc | 0 | 0 | 0 | 0 | 0 | 0 | Nuc | 0 | 0 | 0 | 0 | 0 | 0
| CO2 Emissions (MMshortTons) | AZ_NM_SNV_NucRenew | West | Other | PS | 0 | 0 | 0 | 0 | 0 | 0 | PS | 0 | 0 | 0 | 0 | 0 | 0
| CO2 Emissions (MMshortTons) | AZ_NM_SNV_NucRenew | West | Other Renew | PV | 0 | 0 | 0 | 0 | 0 | 0 | PV | 0 | 0 | 0 | 0 | 0 | 0
| CO2 Emissions (MMshortTons) | AZ_NM_SNV_NucRenew | West | CT | PeakG | 0 | 0 | 0 | 0 | 0 | 0 | PeakG | 0 | 0 | 0 | 0 | 0 | 0
| CO2 Emissions (MMshortTons) | AZ_NM_SNV_NucRenew | West | CT | PeakO | 0 | 0 | 0 | 0 | 0 | 0 | PeakO | 0 | 0 | 0 | 0 | 0 | 0
| CO2 Emissions (MMshortTons) | AZ_NM_SNV_NucRenew | West | Other Renew | ST | 0 | 0 | 0 | 0 | 0 | 0 | ST | 0 | 0 | 0 | 0 | 0 | 0
| CO2 Emissions (MMshortTons) | AZ_NM_SNV_NucRenew | West | Steam O/G | STOG | 0 | 0 | 0 | 0 | 0 | 0 | STOG | 0 | 0 | 0 | 0 | 0 | 0
| CO2 Emissions (MMshortTons) | AZ_NM_SNV_NucRenew | West | Other Renew | STWD | 0 | 0 | 0 | 0 | 0 | 0 | STWD | 0 | 0 | 0 | 0 | 0 | 0
| CO2 Emissions (MMshortTons) | AZ_NM_SNV_NucRenew | West | On-shore Wind | WT | 0 | 0 | 0 | 0 | 0 | 0 | WT | 0 | 0 | 0 | 0 | 0 | 0
| CO2 Emissions (MMshortTons) | AZ_NM_SNV_NucRenew | West | Coal | IGCC | 0 | 0 | 0 | 0 | 0 | 0 | IGCC | 0 | 0 | 0 | 0 | 0 | 0
| CO2 Emissions (MMshortTons) | AZ_NM_SNV_NucRenew | West | DR | DemandResponse | 0 | 0 | 0 | 0 | 0 | 0 | DemandResponse | 0 | 0 | 0 | 0 | 0 | 0
| CO2 Emissions (MMshortTons) | AZ_NM_SNV_NucRenew | West | Coal-CCS | IGCC-CCS | 0 | 0 | 0 | 0 | 0 | 0 | IGCC-CCS | 0 | 0 | 0 | 0 | 0 | 0
| CO2 Emissions (MMshortTons) | AZ_NM_SNV_NucRenew | West | Off-shore Wind | WT_off | 0 | 0 | 0 | 0 | 0 | 0 | WT_off | 0 | 0 | 0 | 0 | 0 | 0
| CO2 Emissions (MMshortTons) | AZ_NM_SNV_NucRenew | West | Other | PseudoUnit | 0 | 0 | 0 | 0 | 0 | 0 | PseudoUnit | 0 | 0 | 0 | 0 | 0 | 0
| CO2 Emissions (MMshortTons) | AZ_NM_SNV_NucRenew | West | HQ/Maritimes | FixedInterchange | 0 | 0 | 0 | 0 | 0 | 0 | FixedInterchange | 0 | 0 | 0 | 0 | 0 | 0
CO2 Emissions (MMshortTons)
| CO2 Emissions (MMshortTons) |  |  |  | CO2 Emissions (MMshortTons): ERCOT | [6 empty] | CO2 Emissions (MMshortTons): ERCOT
| CO2 Emissions (MMshortTons) |  |  |  | ReportingType | 2015 | 2020 | 2025 | 2030 | 2035 | 2040 | ReportingType | 2015 | 2020 | 2025 | 2030 | 2035 | 2040
| CO2 Emissions (MMshortTons) | ERCOT | Texas | Other Renew | BM | 0 | 0 | 0 | 0 | 0 | 0 | BM | 0 | 0 | 0 | 0 | 0 | 0
| CO2 Emissions (MMshortTons) | ERCOT | Texas | CC | CC | 84.33 | 90.15 | 76.24 | 64.59 | 30.55 | 21.42 | CC | 84.13 | 90.45 | 77.52 | 69.86 | 30.85 | 21.76
| CO2 Emissions (MMshortTons) | ERCOT | Texas | Other Renew | CSP | 0 | 0 | 0 | 0 | 0 | 0 | CSP | 0 | 0 | 0 | 0 | 0 | 0
| CO2 Emissions (MMshortTons) | ERCOT | Texas | CT | CT | 0 | 0 | 0 | 0.01 | 0 | 0 | CT | 0 | 0 | 0 | 0.01 | 0 | 0
| CO2 Emissions (MMshortTons) | ERCOT | Texas | Coal | Coal | 45.41 | 28.77 | 1.24 | 0.65 | 0.77 | 0.77 | Coal | 45.3 | 28.48 | 1.23 | 0.73 | 0.85 | 0.85
| CO2 Emissions (MMshortTons) | ERCOT | Texas | Other Renew | Geo | 0 | 0 | 0 | 0 | 0 | 0 | Geo | 0 | 0 | 0 | 0 | 0 | 0
| CO2 Emissions (MMshortTons) | ERCOT | Texas | Hydro | H | 0 | 0 | 0 | 0 | 0 | 0 | H | 0 | 0 | 0 | 0 | 0 | 0
| CO2 Emissions (MMshortTons) | ERCOT | Texas | Other Renew | LFG | 0 | 0 | 0 | 0 | 0 | 0 | LFG | 0 | 0 | 0 | 0 | 0 | 0
| CO2 Emissions (MMshortTons) | ERCOT | Texas | Nuclear | Nuc | 0 | 0 | 0 | 0 | 0 | 0 | Nuc | 0 | 0 | 0 | 0 | 0 | 0
| CO2 Emissions (MMshortTons) | ERCOT | Texas | Other | PS | 0 | 0 | 0 | 0 | 0 | 0 | PS | 0 | 0 | 0 | 0 | 0 | 0
| CO2 Emissions (MMshortTons) | ERCOT | Texas | Other Renew | PV | 0 | 0 | 0 | 0 | 0 | 0 | PV | 0 | 0 | 0 | 0 | 0 | 0
| CO2 Emissions (MMshortTons) | ERCOT | Texas | CT | PeakG | 0 | 0 | 0 | 0.03 | 0.03 | 0.03 | PeakG | 0 | 0 | 0 | 0.03 | 0.03 | 0.03
| CO2 Emissions (MMshortTons) | ERCOT | Texas | CT | PeakO | 0 | 0 | 0 | 0 | 0 | 0 | PeakO | 0 | 0 | 0 | 0 | 0 | 0
| CO2 Emissions (MMshortTons) | ERCOT | Texas | Other Renew | ST | 0 | 0 | 0 | 0 | 0 | 0 | ST | 0 | 0 | 0 | 0 | 0 | 0
| CO2 Emissions (MMshortTons) | ERCOT | Texas | Steam O/G | STOG | 1.44 | 2.26 | 0.63 | 0.37 | 0 | 0 | STOG | 1.2 | 1.92 | 0.62 | 0.53 | 0 | 0
| CO2 Emissions (MMshortTons) | ERCOT | Texas | Other Renew | STWD | 0 | 0 | 0 | 0 | 0 | 0 | STWD | 0 | 0 | 0 | 0 | 0 | 0
| CO2 Emissions (MMshortTons) | ERCOT | Texas | On-shore Wind | WT | 0 | 0 | 0 | 0 | 0 | 0 | WT | 0 | 0 | 0 | 0 | 0 | 0
| CO2 Emissions (MMshortTons) | ERCOT | Texas | Coal | IGCC | 0 | 0 | 0 | 0 | 0 | 0 | IGCC | 0 | 0 | 0 | 0 | 0 | 0
| CO2 Emissions (MMshortTons) | ERCOT | Texas | DR | DemandResponse | 0 | 0 | 0 | 0 | 0 | 0 | DemandResponse | 0 | 0 | 0 | 0 | 0 | 0
| CO2 Emissions (MMshortTons) | ERCOT | Texas | Coal-CCS | IGCC-CCS | 0 | 0 | 0 | 0 | 0 | 0 | IGCC-CCS | 0 | 0 | 0 | 0 | 0 | 0
| CO2 Emissions (MMshortTons) | ERCOT | Texas | Off-shore Wind | WT_off | 0 | 0 | 0 | 0 | 0 | 0 | WT_off | 0 | 0 | 0 | 0 | 0 | 0
| CO2 Emissions (MMshortTons) | ERCOT | Texas | Other | PseudoUnit | 0 | 0 | 0 | 0 | 0 | 0 | PseudoUnit | 0 | 0 | 0 | 0 | 0 | 0
| CO2 Emissions (MMshortTons) | ERCOT | Texas | HQ/Maritimes | FixedInterchange | 0 | 0 | 0 | 0 | 0 | 0 | FixedInterchange | 0 | 0 | 0 | 0 | 0 | 0
CO2 Emissions (MMshortTons)
| CO2 Emissions (MMshortTons) |  |  |  | CO2 Emissions (MMshortTons): NP15 | [6 empty] | CO2 Emissions (MMshortTons): NP15
| CO2 Emissions (MMshortTons) |  |  |  | ReportingType | 2015 | 2020 | 2025 | 2030 | 2035 | 2040 | ReportingType | 2015 | 2020 | 2025 | 2030 | 2035 | 2040
| CO2 Emissions (MMshortTons) | NP15 | West | Other Renew | BM | 0 | 0 | 0 | 0 | 0 | 0 | BM | 0 | 0 | 0 | 0 | 0 | 0
| CO2 Emissions (MMshortTons) | NP15 | West | CC | CC | 25.39 | 24.81 | 24.87 | 14.24 | 5.88 | 1.96 | CC | 24.13 | 23.47 | 23.6 | 15.81 | 4.31 | 2.74
| CO2 Emissions (MMshortTons) | NP15 | West | Other Renew | CSP | 0 | 0 | 0 | 0 | 0 | 0 | CSP | 0 | 0 | 0 | 0 | 0 | 0
| CO2 Emissions (MMshortTons) | NP15 | West | CT | CT | 0 | 0 | 0 | 0 | 0 | 0 | CT | 0 | 0 | 0 | 0 | 0 | 0
| CO2 Emissions (MMshortTons) | NP15 | West | Coal | Coal | 1.73 | 0 | 0 | 0 | 0 | 0 | Coal | 1.73 | 0 | 0 | 0 | 0 | 0
| CO2 Emissions (MMshortTons) | NP15 | West | Other Renew | Geo | 0 | 0 | 0 | 0 | 0 | 0 | Geo | 0 | 0 | 0 | 0 | 0 | 0
| CO2 Emissions (MMshortTons) | NP15 | West | Hydro | H | 0 | 0 | 0 | 0 | 0 | 0 | H | 0 | 0 | 0 | 0 | 0 | 0
| CO2 Emissions (MMshortTons) | NP15 | West | Other Renew | LFG | 0 | 0 | 0 | 0 | 0 | 0 | LFG | 0 | 0 | 0 | 0 | 0 | 0
| CO2 Emissions (MMshortTons) | NP15 | West | Nuclear | Nuc | 0 | 0 | 0 | 0 | 0 | 0 | Nuc | 0 | 0 | 0 | 0 | 0 | 0
| CO2 Emissions (MMshortTons) | NP15 | West | Other | PS | 0 | 0 | 0 | 0 | 0 | 0 | PS | 0 | 0 | 0 | 0 | 0 | 0
| CO2 Emissions (MMshortTons) | NP15 | West | Other Renew | PV | 0 | 0 | 0 | 0 | 0 | 0 | PV | 0 | 0 | 0 | 0 | 0 | 0
| CO2 Emissions (MMshortTons) | NP15 | West | CT | PeakG | 0 | 0 | 0 | 0 | 0 | 0 | PeakG | 0 | 0 | 0 | 0 | 0 | 0
| CO2 Emissions (MMshortTons) | NP15 | West | CT | PeakO | 0 | 0 | 0 | 0 | 0 | 0 | PeakO | 0 | 0 | 0 | 0 | 0 | 0
| CO2 Emissions (MMshortTons) | NP15 | West | Other Renew | ST | 0 | 0 | 0 | 0 | 0 | 0 | ST | 0 | 0 | 0 | 0 | 0 | 0
| CO2 Emissions (MMshortTons) | NP15 | West | Steam O/G | STOG | 0.04 | 0.02 | 0.04 | 0 | 0 | 0 | STOG | 0.05 | 0.03 | 0.07 | 0 | 0 | 0
| CO2 Emissions (MMshortTons) | NP15 | West | Other Renew | STWD | 0 | 0 | 0 | 0 | 0 | 0 | STWD | 0 | 0 | 0 | 0 | 0 | 0
| CO2 Emissions (MMshortTons) | NP15 | West | On-shore Wind | WT | 0 | 0 | 0 | 0 | 0 | 0 | WT | 0 | 0 | 0 | 0 | 0 | 0
| CO2 Emissions (MMshortTons) | NP15 | West | Coal | IGCC | 0 | 0 | 0 | 0 | 0 | 0 | IGCC | 0 | 0 | 0 | 0 | 0 | 0
| CO2 Emissions (MMshortTons) | NP15 | West | DR | DemandResponse | 0 | 0 | 0 | 0 | 0 | 0 | DemandResponse | 0 | 0 | 0 | 0 | 0 | 0
| CO2 Emissions (MMshortTons) | NP15 | West | Coal-CCS | IGCC-CCS | 0 | 0 | 0 | 0 | 0 | 0 | IGCC-CCS | 0 | 0 | 0 | 0 | 0 | 0
| CO2 Emissions (MMshortTons) | NP15 | West | Off-shore Wind | WT_off | 0 | 0 | 0 | 0 | 0 | 0 | WT_off | 0 | 0 | 0 | 0 | 0 | 0
| CO2 Emissions (MMshortTons) | NP15 | West | Other | PseudoUnit | 0 | 0 | 0 | 0 | 0 | 0 | PseudoUnit | 0 | 0 | 0 | 0 | 0 | 0
| CO2 Emissions (MMshortTons) | NP15 | West | HQ/Maritimes | FixedInterchange | 0 | 0 | 0 | 0 | 0 | 0 | FixedInterchange | 0 | 0 | 0 | 0 | 0 | 0
CO2 Emissions (MMshortTons)
| CO2 Emissions (MMshortTons) |  |  |  | CO2 Emissions (MMshortTons): NWPP_Coal | [6 empty] | CO2 Emissions (MMshortTons): NWPP_Coal
| CO2 Emissions (MMshortTons) |  |  |  | ReportingType | 2015 | 2020 | 2025 | 2030 | 2035 | 2040 | ReportingType | 2015 | 2020 | 2025 | 2030 | 2035 | 2040
| CO2 Emissions (MMshortTons) | NWPP_Coal | West | Other Renew | BM | 0 | 0 | 0 | 0 | 0 | 0 | BM | 0 | 0 | 0 | 0 | 0 | 0
| CO2 Emissions (MMshortTons) | NWPP_Coal | West | CC | CC | 0 | 0 | 0 | 0 | 0 | 0 | CC | 0 | 0 | 0 | 0 | 0 | 0
| CO2 Emissions (MMshortTons) | NWPP_Coal | West | Other Renew | CSP | 0 | 0 | 0 | 0 | 0 | 0 | CSP | 0 | 0 | 0 | 0 | 0 | 0
| CO2 Emissions (MMshortTons) | NWPP_Coal | West | CT | CT | 0 | 0 | 0 | 0 | 0 | 0 | CT | 0 | 0 | 0 | 0 | 0 | 0
| CO2 Emissions (MMshortTons) | NWPP_Coal | West | Coal | Coal | 58.99 | 43.2 | 0.18 | 0.17 | 0.17 | 0.17 | Coal | 58.99 | 43.2 | 0.17 | 0.17 | 0.17 | 0.17
| CO2 Emissions (MMshortTons) | NWPP_Coal | West | Other Renew | Geo | 0 | 0 | 0 | 0 | 0 | 0 | Geo | 0 | 0 | 0 | 0 | 0 | 0
| CO2 Emissions (MMshortTons) | NWPP_Coal | West | Hydro | H | 0 | 0 | 0 | 0 | 0 | 0 | H | 0 | 0 | 0 | 0 | 0 | 0
| CO2 Emissions (MMshortTons) | NWPP_Coal | West | Other Renew | LFG | 0 | 0 | 0 | 0 | 0 | 0 | LFG | 0 | 0 | 0 | 0 | 0 | 0
| CO2 Emissions (MMshortTons) | NWPP_Coal | West | Nuclear | Nuc | 0 | 0 | 0 | 0 | 0 | 0 | Nuc | 0 | 0 | 0 | 0 | 0 | 0
| CO2 Emissions (MMshortTons) | NWPP_Coal | West | Other | PS | 0 | 0 | 0 | 0 | 0 | 0 | PS | 0 | 0 | 0 | 0 | 0 | 0
| CO2 Emissions (MMshortTons) | NWPP_Coal | West | Other Renew | PV | 0 | 0 | 0 | 0 | 0 | 0 | PV | 0 | 0 | 0 | 0 | 0 | 0
| CO2 Emissions (MMshortTons) | NWPP_Coal | West | CT | PeakG | 0 | 0 | 0 | 0 | 0 | 0 | PeakG | 0 | 0 | 0 | 0 | 0 | 0
| CO2 Emissions (MMshortTons) | NWPP_Coal | West | CT | PeakO | 0 | 0 | 0 | 0 | 0 | 0 | PeakO | 0 | 0 | 0 | 0 | 0 | 0
| CO2 Emissions (MMshortTons) | NWPP_Coal | West | Other Renew | ST | 0 | 0 | 0 | 0 | 0 | 0 | ST | 0 | 0 | 0 | 0 | 0 | 0
| CO2 Emissions (MMshortTons) | NWPP_Coal | West | Steam O/G | STOG | 0 | 0 | 0 | 0 | 0 | 0 | STOG | 0 | 0 | 0 | 0 | 0 | 0
| CO2 Emissions (MMshortTons) | NWPP_Coal | West | Other Renew | STWD | 0 | 0 | 0 | 0 | 0 | 0 | STWD | 0 | 0 | 0 | 0 | 0 | 0
| CO2 Emissions (MMshortTons) | NWPP_Coal | West | On-shore Wind | WT | 0 | 0 | 0 | 0 | 0 | 0 | WT | 0 | 0 | 0 | 0 | 0 | 0
| CO2 Emissions (MMshortTons) | NWPP_Coal | West | Coal | IGCC | 0 | 0 | 0 | 0 | 0 | 0 | IGCC | 0 | 0 | 0 | 0 | 0 | 0
| CO2 Emissions (MMshortTons) | NWPP_Coal | West | DR | DemandResponse | 0 | 0 | 0 | 0 | 0 | 0 | DemandResponse | 0 | 0 | 0 | 0 | 0 | 0
| CO2 Emissions (MMshortTons) | NWPP_Coal | West | Coal-CCS | IGCC-CCS | 0 | 0 | 0 | 0 | 0 | 0 | IGCC-CCS | 0 | 0 | 0 | 0 | 0 | 0
| CO2 Emissions (MMshortTons) | NWPP_Coal | West | Off-shore Wind | WT_off | 0 | 0 | 0 | 0 | 0 | 0 | WT_off | 0 | 0 | 0 | 0 | 0 | 0
| CO2 Emissions (MMshortTons) | NWPP_Coal | West | Other | PseudoUnit | 0 | 0 | 0 | 0 | 0 | 0 | PseudoUnit | 0 | 0 | 0 | 0 | 0 | 0
| CO2 Emissions (MMshortTons) | NWPP_Coal | West | HQ/Maritimes | FixedInterchange | 0 | 0 | 0 | 0 | 0 | 0 | FixedInterchange | 0 | 0 | 0 | 0 | 0 | 0
CO2 Emissions (MMshortTons)
| CO2 Emissions (MMshortTons) |  |  |  | CO2 Emissions (MMshortTons): NWPP_Gas | [6 empty] | CO2 Emissions (MMshortTons): NWPP_Gas
| CO2 Emissions (MMshortTons) |  |  |  | ReportingType | 2015 | 2020 | 2025 | 2030 | 2035 | 2040 | ReportingType | 2015 | 2020 | 2025 | 2030 | 2035 | 2040
| CO2 Emissions (MMshortTons) | NWPP_Gas | West | Other Renew | BM | 0 | 0 | 0 | 0 | 0 | 0 | BM | 0 | 0 | 0 | 0 | 0 | 0
| CO2 Emissions (MMshortTons) | NWPP_Gas | West | CC | CC | 21.09 | 27.18 | 27.18 | 13.1 | 3.12 | 2.75 | CC | 21.09 | 27.32 | 27.32 | 15.46 | 3.18 | 2.82
| CO2 Emissions (MMshortTons) | NWPP_Gas | West | Other Renew | CSP | 0 | 0 | 0 | 0 | 0 | 0 | CSP | 0 | 0 | 0 | 0 | 0 | 0
| CO2 Emissions (MMshortTons) | NWPP_Gas | West | CT | CT | 0 | 0 | 0 | 0 | 0 | 0 | CT | 0 | 0 | 0 | 0 | 0 | 0
| CO2 Emissions (MMshortTons) | NWPP_Gas | West | Coal | Coal | 0 | 0 | 0 | 0 | 0 | 0 | Coal | 0 | 0 | 0 | 0 | 0 | 0
| CO2 Emissions (MMshortTons) | NWPP_Gas | West | Other Renew | Geo | 0 | 0 | 0 | 0 | 0 | 0 | Geo | 0 | 0 | 0 | 0 | 0 | 0
| CO2 Emissions (MMshortTons) | NWPP_Gas | West | Hydro | H | 0 | 0 | 0 | 0 | 0 | 0 | H | 0 | 0 | 0 | 0 | 0 | 0
| CO2 Emissions (MMshortTons) | NWPP_Gas | West | Other Renew | LFG | 0 | 0 | 0 | 0 | 0 | 0 | LFG | 0 | 0 | 0 | 0 | 0 | 0
| CO2 Emissions (MMshortTons) | NWPP_Gas | West | Nuclear | Nuc | 0 | 0 | 0 | 0 | 0 | 0 | Nuc | 0 | 0 | 0 | 0 | 0 | 0
| CO2 Emissions (MMshortTons) | NWPP_Gas | West | Other | PS | 0 | 0 | 0 | 0 | 0 | 0 | PS | 0 | 0 | 0 | 0 | 0 | 0
| CO2 Emissions (MMshortTons) | NWPP_Gas | West | Other Renew | PV | 0 | 0 | 0 | 0 | 0 | 0 | PV | 0 | 0 | 0 | 0 | 0 | 0
| CO2 Emissions (MMshortTons) | NWPP_Gas | West | CT | PeakG | 0 | 0 | 0 | 0 | 0 | 0 | PeakG | 0 | 0 | 0 | 0 | 0 | 0
| CO2 Emissions (MMshortTons) | NWPP_Gas | West | CT | PeakO | 0 | 0 | 0 | 0 | 0 | 0 | PeakO | 0 | 0 | 0 | 0 | 0 | 0
| CO2 Emissions (MMshortTons) | NWPP_Gas | West | Other Renew | ST | 0 | 0 | 0 | 0 | 0 | 0 | ST | 0 | 0 | 0 | 0 | 0 | 0
| CO2 Emissions (MMshortTons) | NWPP_Gas | West | Steam O/G | STOG | 0 | 0 | 0 | 0 | 0 | 0 | STOG | 0 | 0 | 0 | 0 | 0 | 0
| CO2 Emissions (MMshortTons) | NWPP_Gas | West | Other Renew | STWD | 0 | 0 | 0 | 0 | 0 | 0 | STWD | 0 | 0 | 0 | 0 | 0 | 0
| CO2 Emissions (MMshortTons) | NWPP_Gas | West | On-shore Wind | WT | 0 | 0 | 0 | 0 | 0 | 0 | WT | 0 | 0 | 0 | 0 | 0 | 0
| CO2 Emissions (MMshortTons) | NWPP_Gas | West | Coal | IGCC | 0 | 0 | 0 | 0 | 0 | 0 | IGCC | 0 | 0 | 0 | 0 | 0 | 0
| CO2 Emissions (MMshortTons) | NWPP_Gas | West | DR | DemandResponse | 0 | 0 | 0 | 0 | 0 | 0 | DemandResponse | 0 | 0 | 0 | 0 | 0 | 0
| CO2 Emissions (MMshortTons) | NWPP_Gas | West | Coal-CCS | IGCC-CCS | 0 | 0 | 0 | 0 | 0 | 0 | IGCC-CCS | 0 | 0 | 0 | 0 | 0 | 0
| CO2 Emissions (MMshortTons) | NWPP_Gas | West | Off-shore Wind | WT_off | 0 | 0 | 0 | 0 | 0 | 0 | WT_off | 0 | 0 | 0 | 0 | 0 | 0
| CO2 Emissions (MMshortTons) | NWPP_Gas | West | Other | PseudoUnit | 0 | 0 | 0 | 0 | 0 | 0 | PseudoUnit | 0 | 0 | 0 | 0 | 0 | 0
| CO2 Emissions (MMshortTons) | NWPP_Gas | West | HQ/Maritimes | FixedInterchange | 0 | 0 | 0 | 0 | 0 | 0 | FixedInterchange | 0 | 0 | 0 | 0 | 0 | 0
CO2 Emissions (MMshortTons)
| CO2 Emissions (MMshortTons) |  |  |  | CO2 Emissions (MMshortTons): NWPP_NucRenew | [6 empty] | CO2 Emissions (MMshortTons): NWPP_NucRenew
| CO2 Emissions (MMshortTons) |  |  |  | ReportingType | 2015 | 2020 | 2025 | 2030 | 2035 | 2040 | ReportingType | 2015 | 2020 | 2025 | 2030 | 2035 | 2040
| CO2 Emissions (MMshortTons) | NWPP_NucRenew | West | Other Renew | BM | 0 | 0 | 0 | 0 | 0 | 0 | BM | 0 | 0 | 0 | 0 | 0 | 0
| CO2 Emissions (MMshortTons) | NWPP_NucRenew | West | CC | CC | 0 | 0 | 0 | 0 | 0 | 0 | CC | 0 | 0 | 0 | 0 | 0 | 0
| CO2 Emissions (MMshortTons) | NWPP_NucRenew | West | Other Renew | CSP | 0 | 0 | 0 | 0 | 0 | 0 | CSP | 0 | 0 | 0 | 0 | 0 | 0
| CO2 Emissions (MMshortTons) | NWPP_NucRenew | West | CT | CT | 0 | 0 | 0 | 0 | 0 | 0 | CT | 0 | 0 | 0 | 0 | 0 | 0
| CO2 Emissions (MMshortTons) | NWPP_NucRenew | West | Coal | Coal | 0 | 0 | 0 | 0 | 0 | 0 | Coal | 0 | 0 | 0 | 0 | 0 | 0
| CO2 Emissions (MMshortTons) | NWPP_NucRenew | West | Other Renew | Geo | 0 | 0 | 0 | 0 | 0 | 0 | Geo | 0 | 0 | 0 | 0 | 0 | 0
| CO2 Emissions (MMshortTons) | NWPP_NucRenew | West | Hydro | H | 0 | 0 | 0 | 0 | 0 | 0 | H | 0 | 0 | 0 | 0 | 0 | 0
| CO2 Emissions (MMshortTons) | NWPP_NucRenew | West | Other Renew | LFG | 0 | 0 | 0 | 0 | 0 | 0 | LFG | 0 | 0 | 0 | 0 | 0 | 0
| CO2 Emissions (MMshortTons) | NWPP_NucRenew | West | Nuclear | Nuc | 0 | 0 | 0 | 0 | 0 | 0 | Nuc | 0 | 0 | 0 | 0 | 0 | 0
| CO2 Emissions (MMshortTons) | NWPP_NucRenew | West | Other | PS | 0 | 0 | 0 | 0 | 0 | 0 | PS | 0 | 0 | 0 | 0 | 0 | 0
| CO2 Emissions (MMshortTons) | NWPP_NucRenew | West | Other Renew | PV | 0 | 0 | 0 | 0 | 0 | 0 | PV | 0 | 0 | 0 | 0 | 0 | 0
| CO2 Emissions (MMshortTons) | NWPP_NucRenew | West | CT | PeakG | 0 | 0 | 0 | 0 | 0 | 0 | PeakG | 0 | 0 | 0 | 0 | 0 | 0
| CO2 Emissions (MMshortTons) | NWPP_NucRenew | West | CT | PeakO | 0 | 0 | 0 | 0 | 0 | 0 | PeakO | 0 | 0 | 0 | 0 | 0 | 0
| CO2 Emissions (MMshortTons) | NWPP_NucRenew | West | Other Renew | ST | 0 | 0 | 0 | 0 | 0 | 0 | ST | 0 | 0 | 0 | 0 | 0 | 0
| CO2 Emissions (MMshortTons) | NWPP_NucRenew | West | Steam O/G | STOG | 0 | 0 | 0 | 0 | 0 | 0 | STOG | 0 | 0 | 0 | 0 | 0 | 0
| CO2 Emissions (MMshortTons) | NWPP_NucRenew | West | Other Renew | STWD | 0 | 0 | 0 | 0 | 0 | 0 | STWD | 0 | 0 | 0 | 0 | 0 | 0
| CO2 Emissions (MMshortTons) | NWPP_NucRenew | West | On-shore Wind | WT | 0 | 0 | 0 | 0 | 0 | 0 | WT | 0 | 0 | 0 | 0 | 0 | 0
| CO2 Emissions (MMshortTons) | NWPP_NucRenew | West | Coal | IGCC | 0 | 0 | 0 | 0 | 0 | 0 | IGCC | 0 | 0 | 0 | 0 | 0 | 0
| CO2 Emissions (MMshortTons) | NWPP_NucRenew | West | DR | DemandResponse | 0 | 0 | 0 | 0 | 0 | 0 | DemandResponse | 0 | 0 | 0 | 0 | 0 | 0
| CO2 Emissions (MMshortTons) | NWPP_NucRenew | West | Coal-CCS | IGCC-CCS | 0 | 0 | 0 | 0 | 0 | 0 | IGCC-CCS | 0 | 0 | 0 | 0 | 0 | 0
| CO2 Emissions (MMshortTons) | NWPP_NucRenew | West | Off-shore Wind | WT_off | 0 | 0 | 0 | 0 | 0 | 0 | WT_off | 0 | 0 | 0 | 0 | 0 | 0
| CO2 Emissions (MMshortTons) | NWPP_NucRenew | West | Other | PseudoUnit | 0 | 0 | 0 | 0 | 0 | 0 | PseudoUnit | 0 | 0 | 0 | 0 | 0 | 0
| CO2 Emissions (MMshortTons) | NWPP_NucRenew | West | HQ/Maritimes | FixedInterchange | 0 | 0 | 0 | 0 | 0 | 0 | FixedInterchange | 0 | 0 | 0 | 0 | 0 | 0
CO2 Emissions (MMshortTons)
| CO2 Emissions (MMshortTons) |  |  |  | CO2 Emissions (MMshortTons): RMPA | [6 empty] | CO2 Emissions (MMshortTons): RMPA
| CO2 Emissions (MMshortTons) |  |  |  | ReportingType | 2015 | 2020 | 2025 | 2030 | 2035 | 2040 | ReportingType | 2015 | 2020 | 2025 | 2030 | 2035 | 2040
| CO2 Emissions (MMshortTons) | RMPA | West | Other Renew | BM | 0 | 0 | 0 | 0 | 0 | 0 | BM | 0 | 0 | 0 | 0 | 0 | 0
| CO2 Emissions (MMshortTons) | RMPA | West | CC | CC | 4.93 | 4.05 | 7.91 | 4.01 | 1.96 | 1.26 | CC | 4.86 | 4.65 | 7.42 | 4.69 | 2.2 | 1.54
| CO2 Emissions (MMshortTons) | RMPA | West | Other Renew | CSP | 0 | 0 | 0 | 0 | 0 | 0 | CSP | 0 | 0 | 0 | 0 | 0 | 0
| CO2 Emissions (MMshortTons) | RMPA | West | CT | CT | 0 | 0 | 0 | 0 | 0 | 0 | CT | 0 | 0 | 0 | 0 | 0 | 0
| CO2 Emissions (MMshortTons) | RMPA | West | Coal | Coal | 54.9 | 44.73 | 3.74 | 0.45 | 0.45 | 0.44 | Coal | 54.89 | 43.94 | 3.69 | 0.45 | 0.45 | 0.44
| CO2 Emissions (MMshortTons) | RMPA | West | Other Renew | Geo | 0 | 0 | 0 | 0 | 0 | 0 | Geo | 0 | 0 | 0 | 0 | 0 | 0
| CO2 Emissions (MMshortTons) | RMPA | West | Hydro | H | 0 | 0 | 0 | 0 | 0 | 0 | H | 0 | 0 | 0 | 0 | 0 | 0
| CO2 Emissions (MMshortTons) | RMPA | West | Other Renew | LFG | 0 | 0 | 0 | 0 | 0 | 0 | LFG | 0 | 0 | 0 | 0 | 0 | 0
| CO2 Emissions (MMshortTons) | RMPA | West | Nuclear | Nuc | 0 | 0 | 0 | 0 | 0 | 0 | Nuc | 0 | 0 | 0 | 0 | 0 | 0
| CO2 Emissions (MMshortTons) | RMPA | West | Other | PS | 0 | 0 | 0 | 0 | 0 | 0 | PS | 0 | 0 | 0 | 0 | 0 | 0
| CO2 Emissions (MMshortTons) | RMPA | West | Other Renew | PV | 0 | 0 | 0 | 0 | 0 | 0 | PV | 0 | 0 | 0 | 0 | 0 | 0
| CO2 Emissions (MMshortTons) | RMPA | West | CT | PeakG | 0 | 0 | 0 | 0 | 0 | 0 | PeakG | 0 | 0 | 0 | 0 | 0 | 0
| CO2 Emissions (MMshortTons) | RMPA | West | CT | PeakO | 0 | 0 | 0 | 0 | 0 | 0 | PeakO | 0 | 0 | 0 | 0 | 0 | 0
| CO2 Emissions (MMshortTons) | RMPA | West | Other Renew | ST | 0 | 0 | 0 | 0 | 0 | 0 | ST | 0 | 0 | 0 | 0 | 0 | 0
| CO2 Emissions (MMshortTons) | RMPA | West | Steam O/G | STOG | 0 | 0 | 0 | 0 | 0 | 0 | STOG | 0 | 0 | 0 | 0 | 0 | 0
| CO2 Emissions (MMshortTons) | RMPA | West | Other Renew | STWD | 0 | 0 | 0 | 0 | 0 | 0 | STWD | 0 | 0 | 0 | 0 | 0 | 0
| CO2 Emissions (MMshortTons) | RMPA | West | On-shore Wind | WT | 0 | 0 | 0 | 0 | 0 | 0 | WT | 0 | 0 | 0 | 0 | 0 | 0
| CO2 Emissions (MMshortTons) | RMPA | West | Coal | IGCC | 0 | 0 | 0 | 0 | 0 | 0 | IGCC | 0 | 0 | 0 | 0 | 0 | 0
| CO2 Emissions (MMshortTons) | RMPA | West | DR | DemandResponse | 0 | 0 | 0 | 0 | 0 | 0 | DemandResponse | 0 | 0 | 0 | 0 | 0 | 0
| CO2 Emissions (MMshortTons) | RMPA | West | Coal-CCS | IGCC-CCS | 0 | 0 | 0 | 0 | 0 | 0 | IGCC-CCS | 0 | 0 | 0 | 0 | 0 | 0
| CO2 Emissions (MMshortTons) | RMPA | West | Off-shore Wind | WT_off | 0 | 0 | 0 | 0 | 0 | 0 | WT_off | 0 | 0 | 0 | 0 | 0 | 0
| CO2 Emissions (MMshortTons) | RMPA | West | Other | PseudoUnit | 0 | 0 | 0 | 0 | 0 | 0 | PseudoUnit | 0 | 0 | 0 | 0 | 0 | 0
| CO2 Emissions (MMshortTons) | RMPA | West | HQ/Maritimes | FixedInterchange | 0 | 0 | 0 | 0 | 0 | 0 | FixedInterchange | 0 | 0 | 0 | 0 | 0 | 0
CO2 Emissions (MMshortTons)
| CO2 Emissions (MMshortTons) |  |  |  | CO2 Emissions (MMshortTons): SP15 | [6 empty] | CO2 Emissions (MMshortTons): SP15
| CO2 Emissions (MMshortTons) |  |  |  | ReportingType | 2015 | 2020 | 2025 | 2030 | 2035 | 2040 | ReportingType | 2015 | 2020 | 2025 | 2030 | 2035 | 2040
| CO2 Emissions (MMshortTons) | SP15 | West | Other Renew | BM | 0 | 0 | 0 | 0 | 0 | 0 | BM | 0 | 0 | 0 | 0 | 0 | 0
| CO2 Emissions (MMshortTons) | SP15 | West | CC | CC | 33.31 | 29.87 | 29.38 | 23.74 | 11.1 | 7.09 | CC | 34.58 | 31.29 | 30.66 | 26.29 | 12.09 | 7.03
| CO2 Emissions (MMshortTons) | SP15 | West | Other Renew | CSP | 0 | 0 | 0 | 0 | 0 | 0 | CSP | 0 | 0 | 0 | 0 | 0 | 0
| CO2 Emissions (MMshortTons) | SP15 | West | CT | CT | 0 | 0 | 0 | 0 | 0 | 0 | CT | 0 | 0 | 0 | 0 | 0 | 0
| CO2 Emissions (MMshortTons) | SP15 | West | Coal | Coal | 1.64 | 0.9 | 0.4 | 0 | 0 | 0 | Coal | 1.64 | 0.9 | 0.4 | 0 | 0 | 0
| CO2 Emissions (MMshortTons) | SP15 | West | Other Renew | Geo | 0 | 0 | 0 | 0 | 0 | 0 | Geo | 0 | 0 | 0 | 0 | 0 | 0
| CO2 Emissions (MMshortTons) | SP15 | West | Hydro | H | 0 | 0 | 0 | 0 | 0 | 0 | H | 0 | 0 | 0 | 0 | 0 | 0
| CO2 Emissions (MMshortTons) | SP15 | West | Other Renew | LFG | 0 | 0 | 0 | 0 | 0 | 0 | LFG | 0 | 0 | 0 | 0 | 0 | 0
| CO2 Emissions (MMshortTons) | SP15 | West | Nuclear | Nuc | 0 | 0 | 0 | 0 | 0 | 0 | Nuc | 0 | 0 | 0 | 0 | 0 | 0
| CO2 Emissions (MMshortTons) | SP15 | West | Other | PS | 0 | 0 | 0 | 0 | 0 | 0 | PS | 0 | 0 | 0 | 0 | 0 | 0
| CO2 Emissions (MMshortTons) | SP15 | West | Other Renew | PV | 0 | 0 | 0 | 0 | 0 | 0 | PV | 0 | 0 | 0 | 0 | 0 | 0
| CO2 Emissions (MMshortTons) | SP15 | West | CT | PeakG | 0 | 0 | 0 | 0 | 0 | 0 | PeakG | 0 | 0 | 0 | 0 | 0 | 0
| CO2 Emissions (MMshortTons) | SP15 | West | CT | PeakO | 0 | 0 | 0 | 0 | 0 | 0 | PeakO | 0 | 0 | 0 | 0 | 0 | 0
| CO2 Emissions (MMshortTons) | SP15 | West | Other Renew | ST | 0 | 0 | 0 | 0 | 0 | 0 | ST | 0 | 0 | 0 | 0 | 0 | 0
| CO2 Emissions (MMshortTons) | SP15 | West | Steam O/G | STOG | 0.35 | 0.15 | 0.26 | 0.09 | 0.04 | 0.01 | STOG | 0.27 | 0.12 | 0.23 | 0.09 | 0.03 | 0.02
| CO2 Emissions (MMshortTons) | SP15 | West | Other Renew | STWD | 0 | 0 | 0 | 0 | 0 | 0 | STWD | 0 | 0 | 0 | 0 | 0 | 0
| CO2 Emissions (MMshortTons) | SP15 | West | On-shore Wind | WT | 0 | 0 | 0 | 0 | 0 | 0 | WT | 0 | 0 | 0 | 0 | 0 | 0
| CO2 Emissions (MMshortTons) | SP15 | West | Coal | IGCC | 0 | 0 | 0 | 0 | 0 | 0 | IGCC | 0 | 0 | 0 | 0 | 0 | 0
| CO2 Emissions (MMshortTons) | SP15 | West | DR | DemandResponse | 0 | 0 | 0 | 0 | 0 | 0 | DemandResponse | 0 | 0 | 0 | 0 | 0 | 0
| CO2 Emissions (MMshortTons) | SP15 | West | Coal-CCS | IGCC-CCS | 0 | 0 | 0 | 0 | 0 | 0 | IGCC-CCS | 0 | 0 | 0 | 0 | 0 | 0
| CO2 Emissions (MMshortTons) | SP15 | West | Off-shore Wind | WT_off | 0 | 0 | 0 | 0 | 0 | 0 | WT_off | 0 | 0 | 0 | 0 | 0 | 0
| CO2 Emissions (MMshortTons) | SP15 | West | Other | PseudoUnit | 0 | 0 | 0 | 0 | 0 | 0 | PseudoUnit | 0 | 0 | 0 | 0 | 0 | 0
| CO2 Emissions (MMshortTons) | SP15 | West | HQ/Maritimes | FixedInterchange | 0 | 0 | 0 | 0 | 0 | 0 | FixedInterchange | 0 | 0 | 0 | 0 | 0 | 0
CO2 Emissions (MMshortTons)
| CO2 Emissions (MMshortTons) |  |  |  | CO2 Emissions (MMshortTons): ALB | [6 empty] | CO2 Emissions (MMshortTons): ALB
| CO2 Emissions (MMshortTons) |  |  |  | ReportingType | 2015 | 2020 | 2025 | 2030 | 2035 | 2040 | ReportingType | 2015 | 2020 | 2025 | 2030 | 2035 | 2040
| CO2 Emissions (MMshortTons) | ALB | West | Other Renew | BM | 0 | 0 | 0 | 0 | 0 | 0 | BM | 0 | 0 | 0 | 0 | 0 | 0
| CO2 Emissions (MMshortTons) | ALB | West | CC | CC | 9.82 | 9.82 | 2.04 | 0 | 0 | 0 | CC | 9.82 | 9.82 | 2.04 | 0 | 0 | 0
| CO2 Emissions (MMshortTons) | ALB | West | Other Renew | CSP | 0 | 0 | 0 | 0 | 0 | 0 | CSP | 0 | 0 | 0 | 0 | 0 | 0
| CO2 Emissions (MMshortTons) | ALB | West | CT | CT | 0 | 0 | 0 | 0 | 0 | 0 | CT | 0 | 0 | 0 | 0 | 0 | 0
| CO2 Emissions (MMshortTons) | ALB | West | Coal | Coal | 36.52 | 36.52 | 0 | 0 | 0 | 0 | Coal | 36.52 | 36.52 | 0 | 0 | 0 | 0
| CO2 Emissions (MMshortTons) | ALB | West | Other Renew | Geo | 0 | 0 | 0 | 0 | 0 | 0 | Geo | 0 | 0 | 0 | 0 | 0 | 0
| CO2 Emissions (MMshortTons) | ALB | West | Hydro | H | 0 | 0 | 0 | 0 | 0 | 0 | H | 0 | 0 | 0 | 0 | 0 | 0
| CO2 Emissions (MMshortTons) | ALB | West | Other Renew | LFG | 0 | 0 | 0 | 0 | 0 | 0 | LFG | 0 | 0 | 0 | 0 | 0 | 0
| CO2 Emissions (MMshortTons) | ALB | West | Nuclear | Nuc | 0 | 0 | 0 | 0 | 0 | 0 | Nuc | 0 | 0 | 0 | 0 | 0 | 0
| CO2 Emissions (MMshortTons) | ALB | West | Other | PS | 0 | 0 | 0 | 0 | 0 | 0 | PS | 0 | 0 | 0 | 0 | 0 | 0
| CO2 Emissions (MMshortTons) | ALB | West | Other Renew | PV | 0 | 0 | 0 | 0 | 0 | 0 | PV | 0 | 0 | 0 | 0 | 0 | 0
| CO2 Emissions (MMshortTons) | ALB | West | CT | PeakG | 0 | 0 | 0 | 0 | 0 | 0.01 | PeakG | 0 | 0 | 0 | 0 | 0 | 0.01
| CO2 Emissions (MMshortTons) | ALB | West | CT | PeakO | 0 | 0 | 0 | 0 | 0 | 0 | PeakO | 0 | 0 | 0 | 0 | 0 | 0
| CO2 Emissions (MMshortTons) | ALB | West | Other Renew | ST | 0 | 0 | 0 | 0 | 0 | 0 | ST | 0 | 0 | 0 | 0 | 0 | 0
| CO2 Emissions (MMshortTons) | ALB | West | Steam O/G | STOG | 0 | 0 | 0 | 0 | 0 | 0 | STOG | 0 | 0 | 0 | 0 | 0 | 0
| CO2 Emissions (MMshortTons) | ALB | West | Other Renew | STWD | 0 | 0 | 0 | 0 | 0 | 0 | STWD | 0 | 0 | 0 | 0 | 0 | 0
| CO2 Emissions (MMshortTons) | ALB | West | On-shore Wind | WT | 0 | 0 | 0 | 0 | 0 | 0 | WT | 0 | 0 | 0 | 0 | 0 | 0
| CO2 Emissions (MMshortTons) | ALB | West | Coal | IGCC | 0 | 0 | 0 | 0 | 0 | 0 | IGCC | 0 | 0 | 0 | 0 | 0 | 0
| CO2 Emissions (MMshortTons) | ALB | West | DR | DemandResponse | 0 | 0 | 0 | 0 | 0 | 0 | DemandResponse | 0 | 0 | 0 | 0 | 0 | 0
| CO2 Emissions (MMshortTons) | ALB | West | Coal-CCS | IGCC-CCS | 0 | 0 | 0 | 0 | 0 | 0 | IGCC-CCS | 0 | 0 | 0 | 0 | 0 | 0
| CO2 Emissions (MMshortTons) | ALB | West | Off-shore Wind | WT_off | 0 | 0 | 0 | 0 | 0 | 0 | WT_off | 0 | 0 | 0 | 0 | 0 | 0
| CO2 Emissions (MMshortTons) | ALB | West | Other | PseudoUnit | 0 | 0 | 0 | 0 | 0 | 0 | PseudoUnit | 0 | 0 | 0 | 0 | 0 | 0
| CO2 Emissions (MMshortTons) | ALB | West | HQ/Maritimes | FixedInterchange | 0 | 0 | 0 | 0 | 0 | 0 | FixedInterchange | 0 | 0 | 0 | 0 | 0 | 0
CO2 Emissions (MMshortTons)
| CO2 Emissions (MMshortTons) |  |  |  | CO2 Emissions (MMshortTons): BC | [6 empty] | CO2 Emissions (MMshortTons): BC
| CO2 Emissions (MMshortTons) |  |  |  | ReportingType | 2015 | 2020 | 2025 | 2030 | 2035 | 2040 | ReportingType | 2015 | 2020 | 2025 | 2030 | 2035 | 2040
| CO2 Emissions (MMshortTons) | BC | West | Other Renew | BM | 0 | 0 | 0 | 0 | 0 | 0 | BM | 0 | 0 | 0 | 0 | 0 | 0
| CO2 Emissions (MMshortTons) | BC | West | CC | CC | 0.66 | 0.66 | 0 | 0 | 0 | 0 | CC | 0.66 | 0.66 | 0 | 0 | 0 | 0
| CO2 Emissions (MMshortTons) | BC | West | Other Renew | CSP | 0 | 0 | 0 | 0 | 0 | 0 | CSP | 0 | 0 | 0 | 0 | 0 | 0
| CO2 Emissions (MMshortTons) | BC | West | CT | CT | 0 | 0 | 0 | 0 | 0 | 0 | CT | 0 | 0 | 0 | 0 | 0 | 0
| CO2 Emissions (MMshortTons) | BC | West | Coal | Coal | 0 | 0 | 0 | 0 | 0 | 0 | Coal | 0 | 0 | 0 | 0 | 0 | 0
| CO2 Emissions (MMshortTons) | BC | West | Other Renew | Geo | 0 | 0 | 0 | 0 | 0 | 0 | Geo | 0 | 0 | 0 | 0 | 0 | 0
| CO2 Emissions (MMshortTons) | BC | West | Hydro | H | 0 | 0 | 0 | 0 | 0 | 0 | H | 0 | 0 | 0 | 0 | 0 | 0
| CO2 Emissions (MMshortTons) | BC | West | Other Renew | LFG | 0 | 0 | 0 | 0 | 0 | 0 | LFG | 0 | 0 | 0 | 0 | 0 | 0
| CO2 Emissions (MMshortTons) | BC | West | Nuclear | Nuc | 0 | 0 | 0 | 0 | 0 | 0 | Nuc | 0 | 0 | 0 | 0 | 0 | 0
| CO2 Emissions (MMshortTons) | BC | West | Other | PS | 0 | 0 | 0 | 0 | 0 | 0 | PS | 0 | 0 | 0 | 0 | 0 | 0
| CO2 Emissions (MMshortTons) | BC | West | Other Renew | PV | 0 | 0 | 0 | 0 | 0 | 0 | PV | 0 | 0 | 0 | 0 | 0 | 0
| CO2 Emissions (MMshortTons) | BC | West | CT | PeakG | 0 | 0 | 0 | 0 | 0 | 0 | PeakG | 0 | 0 | 0 | 0 | 0 | 0
| CO2 Emissions (MMshortTons) | BC | West | CT | PeakO | 0 | 0 | 0 | 0 | 0 | 0 | PeakO | 0 | 0 | 0 | 0 | 0 | 0
| CO2 Emissions (MMshortTons) | BC | West | Other Renew | ST | 0 | 0 | 0 | 0 | 0 | 0 | ST | 0 | 0 | 0 | 0 | 0 | 0
| CO2 Emissions (MMshortTons) | BC | West | Steam O/G | STOG | 0 | 0 | 0 | 0 | 0 | 0 | STOG | 0 | 0 | 0 | 0 | 0 | 0
| CO2 Emissions (MMshortTons) | BC | West | Other Renew | STWD | 0 | 0 | 0 | 0 | 0 | 0 | STWD | 0 | 0 | 0 | 0 | 0 | 0
| CO2 Emissions (MMshortTons) | BC | West | On-shore Wind | WT | 0 | 0 | 0 | 0 | 0 | 0 | WT | 0 | 0 | 0 | 0 | 0 | 0
| CO2 Emissions (MMshortTons) | BC | West | Coal | IGCC | 0 | 0 | 0 | 0 | 0 | 0 | IGCC | 0 | 0 | 0 | 0 | 0 | 0
| CO2 Emissions (MMshortTons) | BC | West | DR | DemandResponse | 0 | 0 | 0 | 0 | 0 | 0 | DemandResponse | 0 | 0 | 0 | 0 | 0 | 0
| CO2 Emissions (MMshortTons) | BC | West | Coal-CCS | IGCC-CCS | 0 | 0 | 0 | 0 | 0 | 0 | IGCC-CCS | 0 | 0 | 0 | 0 | 0 | 0
| CO2 Emissions (MMshortTons) | BC | West | Off-shore Wind | WT_off | 0 | 0 | 0 | 0 | 0 | 0 | WT_off | 0 | 0 | 0 | 0 | 0 | 0
| CO2 Emissions (MMshortTons) | BC | West | Other | PseudoUnit | 0 | 0 | 0 | 0 | 0 | 0 | PseudoUnit | 0 | 0 | 0 | 0 | 0 | 0
| CO2 Emissions (MMshortTons) | BC | West | HQ/Maritimes | FixedInterchange | 0 | 0 | 0 | 0 | 0 | 0 | FixedInterchange | 0 | 0 | 0 | 0 | 0 | 0
CO2 Emissions (MMshortTons)
| CO2 Emissions (MMshortTons) |  |  |  | CO2 Emissions (MMshortTons): HQ_IESO | [6 empty] | CO2 Emissions (MMshortTons): HQ_IESO
| CO2 Emissions (MMshortTons) |  |  |  | ReportingType | 2015 | 2020 | 2025 | 2030 | 2035 | 2040 | ReportingType | 2015 | 2020 | 2025 | 2030 | 2035 | 2040
| CO2 Emissions (MMshortTons) | HQ_IESO | HQ/Maritimes | Other Renew | BM | 0 | 0 | 0 | 0 | 0 | 0 | BM | 0 | 0 | 0 | 0 | 0 | 0
| CO2 Emissions (MMshortTons) | HQ_IESO | HQ/Maritimes | CC | CC | 0 | 0 | 0 | 0 | 0 | 0 | CC | 0 | 0 | 0 | 0 | 0 | 0
| CO2 Emissions (MMshortTons) | HQ_IESO | HQ/Maritimes | Other Renew | CSP | 0 | 0 | 0 | 0 | 0 | 0 | CSP | 0 | 0 | 0 | 0 | 0 | 0
| CO2 Emissions (MMshortTons) | HQ_IESO | HQ/Maritimes | CT | CT | 0 | 0 | 0 | 0 | 0 | 0 | CT | 0 | 0 | 0 | 0 | 0 | 0
| CO2 Emissions (MMshortTons) | HQ_IESO | HQ/Maritimes | Coal | Coal | 0 | 0 | 0 | 0 | 0 | 0 | Coal | 0 | 0 | 0 | 0 | 0 | 0
| CO2 Emissions (MMshortTons) | HQ_IESO | HQ/Maritimes | Other Renew | Geo | 0 | 0 | 0 | 0 | 0 | 0 | Geo | 0 | 0 | 0 | 0 | 0 | 0
| CO2 Emissions (MMshortTons) | HQ_IESO | HQ/Maritimes | Hydro | H | 0 | 0 | 0 | 0 | 0 | 0 | H | 0 | 0 | 0 | 0 | 0 | 0
| CO2 Emissions (MMshortTons) | HQ_IESO | HQ/Maritimes | Other Renew | LFG | 0 | 0 | 0 | 0 | 0 | 0 | LFG | 0 | 0 | 0 | 0 | 0 | 0
| CO2 Emissions (MMshortTons) | HQ_IESO | HQ/Maritimes | Nuclear | Nuc | 0 | 0 | 0 | 0 | 0 | 0 | Nuc | 0 | 0 | 0 | 0 | 0 | 0
| CO2 Emissions (MMshortTons) | HQ_IESO | HQ/Maritimes | Other | PS | 0 | 0 | 0 | 0 | 0 | 0 | PS | 0 | 0 | 0 | 0 | 0 | 0
| CO2 Emissions (MMshortTons) | HQ_IESO | HQ/Maritimes | Other Renew | PV | 0 | 0 | 0 | 0 | 0 | 0 | PV | 0 | 0 | 0 | 0 | 0 | 0
| CO2 Emissions (MMshortTons) | HQ_IESO | HQ/Maritimes | CT | PeakG | 0 | 0 | 0 | 0 | 0 | 0 | PeakG | 0 | 0 | 0 | 0 | 0 | 0
| CO2 Emissions (MMshortTons) | HQ_IESO | HQ/Maritimes | CT | PeakO | 0 | 0 | 0 | 0 | 0 | 0 | PeakO | 0 | 0 | 0 | 0 | 0 | 0
| CO2 Emissions (MMshortTons) | HQ_IESO | HQ/Maritimes | Other Renew | ST | 0 | 0 | 0 | 0 | 0 | 0 | ST | 0 | 0 | 0 | 0 | 0 | 0
| CO2 Emissions (MMshortTons) | HQ_IESO | HQ/Maritimes | Steam O/G | STOG | 0 | 0 | 0 | 0 | 0 | 0 | STOG | 0 | 0 | 0 | 0 | 0 | 0
| CO2 Emissions (MMshortTons) | HQ_IESO | HQ/Maritimes | Other Renew | STWD | 0 | 0 | 0 | 0 | 0 | 0 | STWD | 0 | 0 | 0 | 0 | 0 | 0
| CO2 Emissions (MMshortTons) | HQ_IESO | HQ/Maritimes | On-shore Wind | WT | 0 | 0 | 0 | 0 | 0 | 0 | WT | 0 | 0 | 0 | 0 | 0 | 0
| CO2 Emissions (MMshortTons) | HQ_IESO | HQ/Maritimes | Coal | IGCC | 0 | 0 | 0 | 0 | 0 | 0 | IGCC | 0 | 0 | 0 | 0 | 0 | 0
| CO2 Emissions (MMshortTons) | HQ_IESO | HQ/Maritimes | DR | DemandResponse | 0 | 0 | 0 | 0 | 0 | 0 | DemandResponse | 0 | 0 | 0 | 0 | 0 | 0
| CO2 Emissions (MMshortTons) | HQ_IESO | HQ/Maritimes | Coal-CCS | IGCC-CCS | 0 | 0 | 0 | 0 | 0 | 0 | IGCC-CCS | 0 | 0 | 0 | 0 | 0 | 0
| CO2 Emissions (MMshortTons) | HQ_IESO | HQ/Maritimes | Off-shore Wind | WT_off | 0 | 0 | 0 | 0 | 0 | 0 | WT_off | 0 | 0 | 0 | 0 | 0 | 0
| CO2 Emissions (MMshortTons) | HQ_IESO | HQ/Maritimes | Other | PseudoUnit | 0 | 0 | 0 | 0 | 0 | 0 | PseudoUnit | 0 | 0 | 0 | 0 | 0 | 0
| CO2 Emissions (MMshortTons) | HQ_IESO | HQ/Maritimes | HQ/Maritimes | FixedInterchange | 0 | 0 | 0 | 0 | 0 | 0 | FixedInterchange | 0 | 0 | 0 | 0 | 0 | 0
CO2 Emissions (MMshortTons)
| CO2 Emissions (MMshortTons) |  |  |  | CO2 Emissions (MMshortTons): HQ_NEISO | [6 empty] | CO2 Emissions (MMshortTons): HQ_NEISO
| CO2 Emissions (MMshortTons) |  |  |  | ReportingType | 2015 | 2020 | 2025 | 2030 | 2035 | 2040 | ReportingType | 2015 | 2020 | 2025 | 2030 | 2035 | 2040
| CO2 Emissions (MMshortTons) | HQ_NEISO | HQ/Maritimes | Other Renew | BM | 0 | 0 | 0 | 0 | 0 | 0 | BM | 0 | 0 | 0 | 0 | 0 | 0
| CO2 Emissions (MMshortTons) | HQ_NEISO | HQ/Maritimes | CC | CC | 0 | 0 | 0 | 0 | 0 | 0 | CC | 0 | 0 | 0 | 0 | 0 | 0
| CO2 Emissions (MMshortTons) | HQ_NEISO | HQ/Maritimes | Other Renew | CSP | 0 | 0 | 0 | 0 | 0 | 0 | CSP | 0 | 0 | 0 | 0 | 0 | 0
| CO2 Emissions (MMshortTons) | HQ_NEISO | HQ/Maritimes | CT | CT | 0 | 0 | 0 | 0 | 0 | 0 | CT | 0 | 0 | 0 | 0 | 0 | 0
| CO2 Emissions (MMshortTons) | HQ_NEISO | HQ/Maritimes | Coal | Coal | 0 | 0 | 0 | 0 | 0 | 0 | Coal | 0 | 0 | 0 | 0 | 0 | 0
| CO2 Emissions (MMshortTons) | HQ_NEISO | HQ/Maritimes | Other Renew | Geo | 0 | 0 | 0 | 0 | 0 | 0 | Geo | 0 | 0 | 0 | 0 | 0 | 0
| CO2 Emissions (MMshortTons) | HQ_NEISO | HQ/Maritimes | Hydro | H | 0 | 0 | 0 | 0 | 0 | 0 | H | 0 | 0 | 0 | 0 | 0 | 0
| CO2 Emissions (MMshortTons) | HQ_NEISO | HQ/Maritimes | Other Renew | LFG | 0 | 0 | 0 | 0 | 0 | 0 | LFG | 0 | 0 | 0 | 0 | 0 | 0
| CO2 Emissions (MMshortTons) | HQ_NEISO | HQ/Maritimes | Nuclear | Nuc | 0 | 0 | 0 | 0 | 0 | 0 | Nuc | 0 | 0 | 0 | 0 | 0 | 0
| CO2 Emissions (MMshortTons) | HQ_NEISO | HQ/Maritimes | Other | PS | 0 | 0 | 0 | 0 | 0 | 0 | PS | 0 | 0 | 0 | 0 | 0 | 0
| CO2 Emissions (MMshortTons) | HQ_NEISO | HQ/Maritimes | Other Renew | PV | 0 | 0 | 0 | 0 | 0 | 0 | PV | 0 | 0 | 0 | 0 | 0 | 0
| CO2 Emissions (MMshortTons) | HQ_NEISO | HQ/Maritimes | CT | PeakG | 0 | 0 | 0 | 0 | 0 | 0 | PeakG | 0 | 0 | 0 | 0 | 0 | 0
| CO2 Emissions (MMshortTons) | HQ_NEISO | HQ/Maritimes | CT | PeakO | 0 | 0 | 0 | 0 | 0 | 0 | PeakO | 0 | 0 | 0 | 0 | 0 | 0
| CO2 Emissions (MMshortTons) | HQ_NEISO | HQ/Maritimes | Other Renew | ST | 0 | 0 | 0 | 0 | 0 | 0 | ST | 0 | 0 | 0 | 0 | 0 | 0
| CO2 Emissions (MMshortTons) | HQ_NEISO | HQ/Maritimes | Steam O/G | STOG | 0 | 0 | 0 | 0 | 0 | 0 | STOG | 0 | 0 | 0 | 0 | 0 | 0
| CO2 Emissions (MMshortTons) | HQ_NEISO | HQ/Maritimes | Other Renew | STWD | 0 | 0 | 0 | 0 | 0 | 0 | STWD | 0 | 0 | 0 | 0 | 0 | 0
| CO2 Emissions (MMshortTons) | HQ_NEISO | HQ/Maritimes | On-shore Wind | WT | 0 | 0 | 0 | 0 | 0 | 0 | WT | 0 | 0 | 0 | 0 | 0 | 0
| CO2 Emissions (MMshortTons) | HQ_NEISO | HQ/Maritimes | Coal | IGCC | 0 | 0 | 0 | 0 | 0 | 0 | IGCC | 0 | 0 | 0 | 0 | 0 | 0
| CO2 Emissions (MMshortTons) | HQ_NEISO | HQ/Maritimes | DR | DemandResponse | 0 | 0 | 0 | 0 | 0 | 0 | DemandResponse | 0 | 0 | 0 | 0 | 0 | 0
| CO2 Emissions (MMshortTons) | HQ_NEISO | HQ/Maritimes | Coal-CCS | IGCC-CCS | 0 | 0 | 0 | 0 | 0 | 0 | IGCC-CCS | 0 | 0 | 0 | 0 | 0 | 0
| CO2 Emissions (MMshortTons) | HQ_NEISO | HQ/Maritimes | Off-shore Wind | WT_off | 0 | 0 | 0 | 0 | 0 | 0 | WT_off | 0 | 0 | 0 | 0 | 0 | 0
| CO2 Emissions (MMshortTons) | HQ_NEISO | HQ/Maritimes | Other | PseudoUnit | 0 | 0 | 0 | 0 | 0 | 0 | PseudoUnit | 0 | 0 | 0 | 0 | 0 | 0
| CO2 Emissions (MMshortTons) | HQ_NEISO | HQ/Maritimes | HQ/Maritimes | FixedInterchange | 0 | 0 | 0 | 0 | 0 | 0 | FixedInterchange | 0 | 0 | 0 | 0 | 0 | 0
CO2 Emissions (MMshortTons)
| CO2 Emissions (MMshortTons) |  |  |  | CO2 Emissions (MMshortTons): HQ_NY | [6 empty] | CO2 Emissions (MMshortTons): HQ_NY
| CO2 Emissions (MMshortTons) |  |  |  | ReportingType | 2015 | 2020 | 2025 | 2030 | 2035 | 2040 | ReportingType | 2015 | 2020 | 2025 | 2030 | 2035 | 2040
| CO2 Emissions (MMshortTons) | HQ_NY | HQ/Maritimes | Other Renew | BM | 0 | 0 | 0 | 0 | 0 | 0 | BM | 0 | 0 | 0 | 0 | 0 | 0
| CO2 Emissions (MMshortTons) | HQ_NY | HQ/Maritimes | CC | CC | 0 | 0 | 0 | 0 | 0 | 0 | CC | 0 | 0 | 0 | 0 | 0 | 0
| CO2 Emissions (MMshortTons) | HQ_NY | HQ/Maritimes | Other Renew | CSP | 0 | 0 | 0 | 0 | 0 | 0 | CSP | 0 | 0 | 0 | 0 | 0 | 0
| CO2 Emissions (MMshortTons) | HQ_NY | HQ/Maritimes | CT | CT | 0 | 0 | 0 | 0 | 0 | 0 | CT | 0 | 0 | 0 | 0 | 0 | 0
| CO2 Emissions (MMshortTons) | HQ_NY | HQ/Maritimes | Coal | Coal | 0 | 0 | 0 | 0 | 0 | 0 | Coal | 0 | 0 | 0 | 0 | 0 | 0
| CO2 Emissions (MMshortTons) | HQ_NY | HQ/Maritimes | Other Renew | Geo | 0 | 0 | 0 | 0 | 0 | 0 | Geo | 0 | 0 | 0 | 0 | 0 | 0
| CO2 Emissions (MMshortTons) | HQ_NY | HQ/Maritimes | Hydro | H | 0 | 0 | 0 | 0 | 0 | 0 | H | 0 | 0 | 0 | 0 | 0 | 0
| CO2 Emissions (MMshortTons) | HQ_NY | HQ/Maritimes | Other Renew | LFG | 0 | 0 | 0 | 0 | 0 | 0 | LFG | 0 | 0 | 0 | 0 | 0 | 0
| CO2 Emissions (MMshortTons) | HQ_NY | HQ/Maritimes | Nuclear | Nuc | 0 | 0 | 0 | 0 | 0 | 0 | Nuc | 0 | 0 | 0 | 0 | 0 | 0
| CO2 Emissions (MMshortTons) | HQ_NY | HQ/Maritimes | Other | PS | 0 | 0 | 0 | 0 | 0 | 0 | PS | 0 | 0 | 0 | 0 | 0 | 0
| CO2 Emissions (MMshortTons) | HQ_NY | HQ/Maritimes | Other Renew | PV | 0 | 0 | 0 | 0 | 0 | 0 | PV | 0 | 0 | 0 | 0 | 0 | 0
| CO2 Emissions (MMshortTons) | HQ_NY | HQ/Maritimes | CT | PeakG | 0 | 0 | 0 | 0 | 0 | 0 | PeakG | 0 | 0 | 0 | 0 | 0 | 0
| CO2 Emissions (MMshortTons) | HQ_NY | HQ/Maritimes | CT | PeakO | 0 | 0 | 0 | 0 | 0 | 0 | PeakO | 0 | 0 | 0 | 0 | 0 | 0
| CO2 Emissions (MMshortTons) | HQ_NY | HQ/Maritimes | Other Renew | ST | 0 | 0 | 0 | 0 | 0 | 0 | ST | 0 | 0 | 0 | 0 | 0 | 0
| CO2 Emissions (MMshortTons) | HQ_NY | HQ/Maritimes | Steam O/G | STOG | 0 | 0 | 0 | 0 | 0 | 0 | STOG | 0 | 0 | 0 | 0 | 0 | 0
| CO2 Emissions (MMshortTons) | HQ_NY | HQ/Maritimes | Other Renew | STWD | 0 | 0 | 0 | 0 | 0 | 0 | STWD | 0 | 0 | 0 | 0 | 0 | 0
| CO2 Emissions (MMshortTons) | HQ_NY | HQ/Maritimes | On-shore Wind | WT | 0 | 0 | 0 | 0 | 0 | 0 | WT | 0 | 0 | 0 | 0 | 0 | 0
| CO2 Emissions (MMshortTons) | HQ_NY | HQ/Maritimes | Coal | IGCC | 0 | 0 | 0 | 0 | 0 | 0 | IGCC | 0 | 0 | 0 | 0 | 0 | 0
| CO2 Emissions (MMshortTons) | HQ_NY | HQ/Maritimes | DR | DemandResponse | 0 | 0 | 0 | 0 | 0 | 0 | DemandResponse | 0 | 0 | 0 | 0 | 0 | 0
| CO2 Emissions (MMshortTons) | HQ_NY | HQ/Maritimes | Coal-CCS | IGCC-CCS | 0 | 0 | 0 | 0 | 0 | 0 | IGCC-CCS | 0 | 0 | 0 | 0 | 0 | 0
| CO2 Emissions (MMshortTons) | HQ_NY | HQ/Maritimes | Off-shore Wind | WT_off | 0 | 0 | 0 | 0 | 0 | 0 | WT_off | 0 | 0 | 0 | 0 | 0 | 0
| CO2 Emissions (MMshortTons) | HQ_NY | HQ/Maritimes | Other | PseudoUnit | 0 | 0 | 0 | 0 | 0 | 0 | PseudoUnit | 0 | 0 | 0 | 0 | 0 | 0
| CO2 Emissions (MMshortTons) | HQ_NY | HQ/Maritimes | HQ/Maritimes | FixedInterchange | 0 | 0 | 0 | 0 | 0 | 0 | FixedInterchange | 0 | 0 | 0 | 0 | 0 | 0
CO2 Emissions (MMshortTons)
| CO2 Emissions (MMshortTons) |  |  |  | CO2 Emissions (MMshortTons): MARITIMES | [6 empty] | CO2 Emissions (MMshortTons): MARITIMES
| CO2 Emissions (MMshortTons) |  |  |  | ReportingType | 2015 | 2020 | 2025 | 2030 | 2035 | 2040 | ReportingType | 2015 | 2020 | 2025 | 2030 | 2035 | 2040
| CO2 Emissions (MMshortTons) | MARITIMES | HQ/Maritimes | Other Renew | BM | 0 | 0 | 0 | 0 | 0 | 0 | BM | 0 | 0 | 0 | 0 | 0 | 0
| CO2 Emissions (MMshortTons) | MARITIMES | HQ/Maritimes | CC | CC | 0 | 0 | 0 | 0 | 0 | 0 | CC | 0 | 0 | 0 | 0 | 0 | 0
| CO2 Emissions (MMshortTons) | MARITIMES | HQ/Maritimes | Other Renew | CSP | 0 | 0 | 0 | 0 | 0 | 0 | CSP | 0 | 0 | 0 | 0 | 0 | 0
| CO2 Emissions (MMshortTons) | MARITIMES | HQ/Maritimes | CT | CT | 0 | 0 | 0 | 0 | 0 | 0 | CT | 0 | 0 | 0 | 0 | 0 | 0
| CO2 Emissions (MMshortTons) | MARITIMES | HQ/Maritimes | Coal | Coal | 0 | 0 | 0 | 0 | 0 | 0 | Coal | 0 | 0 | 0 | 0 | 0 | 0
| CO2 Emissions (MMshortTons) | MARITIMES | HQ/Maritimes | Other Renew | Geo | 0 | 0 | 0 | 0 | 0 | 0 | Geo | 0 | 0 | 0 | 0 | 0 | 0
| CO2 Emissions (MMshortTons) | MARITIMES | HQ/Maritimes | Hydro | H | 0 | 0 | 0 | 0 | 0 | 0 | H | 0 | 0 | 0 | 0 | 0 | 0
| CO2 Emissions (MMshortTons) | MARITIMES | HQ/Maritimes | Other Renew | LFG | 0 | 0 | 0 | 0 | 0 | 0 | LFG | 0 | 0 | 0 | 0 | 0 | 0
| CO2 Emissions (MMshortTons) | MARITIMES | HQ/Maritimes | Nuclear | Nuc | 0 | 0 | 0 | 0 | 0 | 0 | Nuc | 0 | 0 | 0 | 0 | 0 | 0
| CO2 Emissions (MMshortTons) | MARITIMES | HQ/Maritimes | Other | PS | 0 | 0 | 0 | 0 | 0 | 0 | PS | 0 | 0 | 0 | 0 | 0 | 0
| CO2 Emissions (MMshortTons) | MARITIMES | HQ/Maritimes | Other Renew | PV | 0 | 0 | 0 | 0 | 0 | 0 | PV | 0 | 0 | 0 | 0 | 0 | 0
| CO2 Emissions (MMshortTons) | MARITIMES | HQ/Maritimes | CT | PeakG | 0 | 0 | 0 | 0 | 0 | 0 | PeakG | 0 | 0 | 0 | 0 | 0 | 0
| CO2 Emissions (MMshortTons) | MARITIMES | HQ/Maritimes | CT | PeakO | 0 | 0 | 0 | 0 | 0 | 0 | PeakO | 0 | 0 | 0 | 0 | 0 | 0
| CO2 Emissions (MMshortTons) | MARITIMES | HQ/Maritimes | Other Renew | ST | 0 | 0 | 0 | 0 | 0 | 0 | ST | 0 | 0 | 0 | 0 | 0 | 0
| CO2 Emissions (MMshortTons) | MARITIMES | HQ/Maritimes | Steam O/G | STOG | 0 | 0 | 0 | 0 | 0 | 0 | STOG | 0 | 0 | 0 | 0 | 0 | 0
| CO2 Emissions (MMshortTons) | MARITIMES | HQ/Maritimes | Other Renew | STWD | 0 | 0 | 0 | 0 | 0 | 0 | STWD | 0 | 0 | 0 | 0 | 0 | 0
| CO2 Emissions (MMshortTons) | MARITIMES | HQ/Maritimes | On-shore Wind | WT | 0 | 0 | 0 | 0 | 0 | 0 | WT | 0 | 0 | 0 | 0 | 0 | 0
| CO2 Emissions (MMshortTons) | MARITIMES | HQ/Maritimes | Coal | IGCC | 0 | 0 | 0 | 0 | 0 | 0 | IGCC | 0 | 0 | 0 | 0 | 0 | 0
| CO2 Emissions (MMshortTons) | MARITIMES | HQ/Maritimes | DR | DemandResponse | 0 | 0 | 0 | 0 | 0 | 0 | DemandResponse | 0 | 0 | 0 | 0 | 0 | 0
| CO2 Emissions (MMshortTons) | MARITIMES | HQ/Maritimes | Coal-CCS | IGCC-CCS | 0 | 0 | 0 | 0 | 0 | 0 | IGCC-CCS | 0 | 0 | 0 | 0 | 0 | 0
| CO2 Emissions (MMshortTons) | MARITIMES | HQ/Maritimes | Off-shore Wind | WT_off | 0 | 0 | 0 | 0 | 0 | 0 | WT_off | 0 | 0 | 0 | 0 | 0 | 0
| CO2 Emissions (MMshortTons) | MARITIMES | HQ/Maritimes | Other | PseudoUnit | 0 | 0 | 0 | 0 | 0 | 0 | PseudoUnit | 0 | 0 | 0 | 0 | 0 | 0
| CO2 Emissions (MMshortTons) | MARITIMES | HQ/Maritimes | HQ/Maritimes | FixedInterchange | 0 | 0 | 0 | 0 | 0 | 0 | FixedInterchange | 0 | 0 | 0 | 0 | 0 | 0
CO2 Emissions (MMshortTons)
| CO2 Emissions (MMshortTons) |  |  |  | CO2 Emissions (MMshortTons): All | [6 empty] | CO2 Emissions (MMshortTons): All
| CO2 Emissions (MMshortTons) |  |  |  | ReportingType | 2015 | 2020 | 2025 | 2030 | 2035 | 2040 | ReportingType | 2015 | 2020 | 2025 | 2030 | 2035 | 2040
| CO2 Emissions (MMshortTons) | All | All | Other Renew | BM | 0 | 0 | 0 | 0 | 0 | 0 | BM | 0 | 0 | 0 | 0 | 0 | 0
| CO2 Emissions (MMshortTons) | All | All | CC | CC | 614.56 | 685.29 | 585.97 | 437.64 | 223.78 | 109.73 | CC | 643.28 | 741.74 | 736.29 | 525.7 | 294.09 | 117.95
| CO2 Emissions (MMshortTons) | All | All | Other Renew | CSP | 0 | 0 | 0 | 0 | 0 | 0 | CSP | 0 | 0 | 0 | 0 | 0 | 0
| CO2 Emissions (MMshortTons) | All | All | CT | CT | 0.33 | 0.32 | 0.17 | 0.18 | 0 | 0 | CT | 0.37 | 0.66 | 0.7 | 0.27 | 0.02 | 0.06
| CO2 Emissions (MMshortTons) | All | All | Coal | Coal | 1208.8 | 529.3 | 35.62 | 5.02 | 8.76 | 8.94 | Coal | 1123.78 | 490.38 | 48.8 | 5.93 | 9.44 | 9.49
| CO2 Emissions (MMshortTons) | All | All | Other Renew | Geo | 0 | 0 | 0 | 0 | 0 | 0 | Geo | 0 | 0 | 0 | 0 | 0 | 0
| CO2 Emissions (MMshortTons) | All | All | Hydro | H | 0 | 0 | 0 | 0 | 0 | 0 | H | 0 | 0 | 0 | 0 | 0 | 0
| CO2 Emissions (MMshortTons) | All | All | Other Renew | LFG | 0 | 0 | 0 | 0 | 0 | 0 | LFG | 0 | 0 | 0 | 0 | 0 | 0
| CO2 Emissions (MMshortTons) | All | All | Nuclear | Nuc | 0 | 0 | 0 | 0 | 0 | 0 | Nuc | 0 | 0 | 0 | 0 | 0 | 0
| CO2 Emissions (MMshortTons) | All | All | Other | PS | 0 | 0 | 0 | 0 | 0 | 0 | PS | 0 | 0 | 0 | 0 | 0 | 0
| CO2 Emissions (MMshortTons) | All | All | Other Renew | PV | 0 | 0 | 0 | 0 | 0 | 0 | PV | 0 | 0 | 0 | 0 | 0 | 0
| CO2 Emissions (MMshortTons) | All | All | CT | PeakG | 1.95 | 1.48 | 1.34 | 1.54 | 0.66 | 0.56 | PeakG | 2.18 | 3.13 | 4.23 | 2.52 | 1.83 | 1.29
| CO2 Emissions (MMshortTons) | All | All | CT | PeakO | 0 | 0 | 0 | 0 | 0 | 0 | PeakO | 0 | 0 | 0 | 0.01 | 0 | 0
| CO2 Emissions (MMshortTons) | All | All | Other Renew | ST | 0 | 0 | 0 | 0 | 0 | 0 | ST | 0 | 0 | 0 | 0 | 0 | 0
| CO2 Emissions (MMshortTons) | All | All | Steam O/G | STOG | 5.14 | 4.7 | 2.48 | 2.11 | 0.96 | 0.36 | STOG | 5.27 | 4.52 | 2.74 | 2 | 0.5 | 0.27
| CO2 Emissions (MMshortTons) | All | All | Other Renew | STWD | 0 | 0 | 0 | 0 | 0 | 0 | STWD | 0 | 0 | 0 | 0 | 0 | 0
| CO2 Emissions (MMshortTons) | All | All | On-shore Wind | WT | 0 | 0 | 0 | 0 | 0 | 0 | WT | 0 | 0 | 0 | 0 | 0 | 0
| CO2 Emissions (MMshortTons) | All | All | Coal | IGCC | 4.15 | 4.15 | 0.37 | 0 | 0 | 0 | IGCC | 4.15 | 4.15 | 0.94 | 0 | 0 | 0
| CO2 Emissions (MMshortTons) | All | All | DR | DemandResponse | 0 | 0 | 0 | 0 | 0 | 0 | DemandResponse | 0 | 0 | 0 | 0 | 0 | 0
| CO2 Emissions (MMshortTons) | All | All | Coal-CCS | IGCC-CCS | 0 | 0 | 0 | 0 | 0 | 0 | IGCC-CCS | 0 | 0 | 0 | 0 | 0 | 0
| CO2 Emissions (MMshortTons) | All | All | Off-shore Wind | WT_off | 0 | 0 | 0 | 0 | 0 | 0 | WT_off | 0 | 0 | 0 | 0 | 0 | 0
| CO2 Emissions (MMshortTons) | All | All | Other | PseudoUnit | 0 | 0 | 0 | 0 | 0 | 0 | PseudoUnit | 0 | 0 | 0 | 0 | 0 | 0
| CO2 Emissions (MMshortTons) | All | All | HQ/Maritimes | FixedInterchange | 0 | 0 | 0 | 0 | 0 | 0 | FixedInterchange | 0 | 0 | 0 | 0 | 0 | 0
CO2 Emissions (MMshortTons)
| CO2 Emissions (MMshortTons) |  |  |  | CO2 Emissions (MMshortTons): EI_US | [6 empty] | CO2 Emissions (MMshortTons): EI_US
| CO2 Emissions (MMshortTons) |  |  |  | ReportingType | 2015 | 2020 | 2025 | 2030 | 2035 | 2040 | ReportingType | 2015 | 2020 | 2025 | 2030 | 2035 | 2040
| CO2 Emissions (MMshortTons) | EI_US | EI_US | Other Renew | BM | 0 | 0 | 0 | 0 | 0 | 0 | BM | 0 | 0 | 0 | 0 | 0 | 0
| CO2 Emissions (MMshortTons) | EI_US | EI_US | CC | CC | 405.29 | 475.81 | 384.92 | 300.15 | 164.61 | 70.41 | CC | 434.16 | 531.22 | 534.4 | 372.73 | 235.01 | 76.97
| CO2 Emissions (MMshortTons) | EI_US | EI_US | Other Renew | CSP | 0 | 0 | 0 | 0 | 0 | 0 | CSP | 0 | 0 | 0 | 0 | 0 | 0
| CO2 Emissions (MMshortTons) | EI_US | EI_US | CT | CT | 0.33 | 0.31 | 0.17 | 0.17 | 0 | 0 | CT | 0.37 | 0.66 | 0.7 | 0.26 | 0.02 | 0.06
| CO2 Emissions (MMshortTons) | EI_US | EI_US | Coal | Coal | 957.17 | 327.42 | 19.46 | 3.7 | 7.19 | 7.46 | Coal | 872.26 | 289.71 | 32.64 | 4.52 | 7.63 | 7.87
| CO2 Emissions (MMshortTons) | EI_US | EI_US | Other Renew | Geo | 0 | 0 | 0 | 0 | 0 | 0 | Geo | 0 | 0 | 0 | 0 | 0 | 0
| CO2 Emissions (MMshortTons) | EI_US | EI_US | Hydro | H | 0 | 0 | 0 | 0 | 0 | 0 | H | 0 | 0 | 0 | 0 | 0 | 0
| CO2 Emissions (MMshortTons) | EI_US | EI_US | Other Renew | LFG | 0 | 0 | 0 | 0 | 0 | 0 | LFG | 0 | 0 | 0 | 0 | 0 | 0
| CO2 Emissions (MMshortTons) | EI_US | EI_US | Nuclear | Nuc | 0 | 0 | 0 | 0 | 0 | 0 | Nuc | 0 | 0 | 0 | 0 | 0 | 0
| CO2 Emissions (MMshortTons) | EI_US | EI_US | Other | PS | 0 | 0 | 0 | 0 | 0 | 0 | PS | 0 | 0 | 0 | 0 | 0 | 0
| CO2 Emissions (MMshortTons) | EI_US | EI_US | Other Renew | PV | 0 | 0 | 0 | 0 | 0 | 0 | PV | 0 | 0 | 0 | 0 | 0 | 0
| CO2 Emissions (MMshortTons) | EI_US | EI_US | CT | PeakG | 1.94 | 1.48 | 1.34 | 1.51 | 0.64 | 0.53 | PeakG | 2.18 | 3.12 | 4.23 | 2.49 | 1.8 | 1.26
| CO2 Emissions (MMshortTons) | EI_US | EI_US | CT | PeakO | 0 | 0 | 0 | 0 | 0 | 0 | PeakO | 0 | 0 | 0 | 0.01 | 0 | 0
| CO2 Emissions (MMshortTons) | EI_US | EI_US | Other Renew | ST | 0 | 0 | 0 | 0 | 0 | 0 | ST | 0 | 0 | 0 | 0 | 0 | 0
| CO2 Emissions (MMshortTons) | EI_US | EI_US | Steam O/G | STOG | 3.31 | 2.27 | 1.55 | 1.65 | 0.92 | 0.34 | STOG | 3.76 | 2.44 | 1.82 | 1.38 | 0.47 | 0.25
| CO2 Emissions (MMshortTons) | EI_US | EI_US | Other Renew | STWD | 0 | 0 | 0 | 0 | 0 | 0 | STWD | 0 | 0 | 0 | 0 | 0 | 0
| CO2 Emissions (MMshortTons) | EI_US | EI_US | On-shore Wind | WT | 0 | 0 | 0 | 0 | 0 | 0 | WT | 0 | 0 | 0 | 0 | 0 | 0
| CO2 Emissions (MMshortTons) | EI_US | EI_US | Coal | IGCC | 4.15 | 4.15 | 0.37 | 0 | 0 | 0 | IGCC | 4.15 | 4.15 | 0.94 | 0 | 0 | 0
| CO2 Emissions (MMshortTons) | EI_US | EI_US | DR | DemandResponse | 0 | 0 | 0 | 0 | 0 | 0 | DemandResponse | 0 | 0 | 0 | 0 | 0 | 0
| CO2 Emissions (MMshortTons) | EI_US | EI_US | Coal-CCS | IGCC-CCS | 0 | 0 | 0 | 0 | 0 | 0 | IGCC-CCS | 0 | 0 | 0 | 0 | 0 | 0
| CO2 Emissions (MMshortTons) | EI_US | EI_US | Off-shore Wind | WT_off | 0 | 0 | 0 | 0 | 0 | 0 | WT_off | 0 | 0 | 0 | 0 | 0 | 0
| CO2 Emissions (MMshortTons) | EI_US | EI_US | Other | PseudoUnit | 0 | 0 | 0 | 0 | 0 | 0 | PseudoUnit | 0 | 0 | 0 | 0 | 0 | 0
| CO2 Emissions (MMshortTons) | EI_US | EI_US | HQ/Maritimes | FixedInterchange | 0 | 0 | 0 | 0 | 0 | 0 | FixedInterchange | 0 | 0 | 0 | 0 | 0 | 0
CO2 Emissions (MMshortTons)
| CO2 Emissions (MMshortTons) |  |  |  | CO2 Emissions (MMshortTons): EI_Canada | [6 empty] | CO2 Emissions (MMshortTons): EI_Canada
| CO2 Emissions (MMshortTons) |  |  |  | ReportingType | 2015 | 2020 | 2025 | 2030 | 2035 | 2040 | ReportingType | 2015 | 2020 | 2025 | 2030 | 2035 | 2040
| CO2 Emissions (MMshortTons) | EI_Canada | EI_Canada | Other Renew | BM | 0 | 0 | 0 | 0 | 0 | 0 | BM | 0 | 0 | 0 | 0 | 0 | 0
| CO2 Emissions (MMshortTons) | EI_Canada | EI_Canada | CC | CC | 0.99 | 0.34 | 0.05 | 0 | 0 | 0 | CC | 1.02 | 0.34 | 0.02 | 0 | 0 | 0
| CO2 Emissions (MMshortTons) | EI_Canada | EI_Canada | Other Renew | CSP | 0 | 0 | 0 | 0 | 0 | 0 | CSP | 0 | 0 | 0 | 0 | 0 | 0
| CO2 Emissions (MMshortTons) | EI_Canada | EI_Canada | CT | CT | 0 | 0 | 0 | 0 | 0 | 0 | CT | 0 | 0 | 0 | 0 | 0 | 0
| CO2 Emissions (MMshortTons) | EI_Canada | EI_Canada | Coal | Coal | 0 | 0 | 0 | 0 | 0 | 0 | Coal | 0 | 0 | 0 | 0 | 0 | 0
| CO2 Emissions (MMshortTons) | EI_Canada | EI_Canada | Other Renew | Geo | 0 | 0 | 0 | 0 | 0 | 0 | Geo | 0 | 0 | 0 | 0 | 0 | 0
| CO2 Emissions (MMshortTons) | EI_Canada | EI_Canada | Hydro | H | 0 | 0 | 0 | 0 | 0 | 0 | H | 0 | 0 | 0 | 0 | 0 | 0
| CO2 Emissions (MMshortTons) | EI_Canada | EI_Canada | Other Renew | LFG | 0 | 0 | 0 | 0 | 0 | 0 | LFG | 0 | 0 | 0 | 0 | 0 | 0
| CO2 Emissions (MMshortTons) | EI_Canada | EI_Canada | Nuclear | Nuc | 0 | 0 | 0 | 0 | 0 | 0 | Nuc | 0 | 0 | 0 | 0 | 0 | 0
| CO2 Emissions (MMshortTons) | EI_Canada | EI_Canada | Other | PS | 0 | 0 | 0 | 0 | 0 | 0 | PS | 0 | 0 | 0 | 0 | 0 | 0
| CO2 Emissions (MMshortTons) | EI_Canada | EI_Canada | Other Renew | PV | 0 | 0 | 0 | 0 | 0 | 0 | PV | 0 | 0 | 0 | 0 | 0 | 0
| CO2 Emissions (MMshortTons) | EI_Canada | EI_Canada | CT | PeakG | 0 | 0 | 0 | 0 | 0 | 0 | PeakG | 0 | 0 | 0 | 0 | 0 | 0
| CO2 Emissions (MMshortTons) | EI_Canada | EI_Canada | CT | PeakO | 0 | 0 | 0 | 0 | 0 | 0 | PeakO | 0 | 0 | 0 | 0 | 0 | 0
| CO2 Emissions (MMshortTons) | EI_Canada | EI_Canada | Other Renew | ST | 0 | 0 | 0 | 0 | 0 | 0 | ST | 0 | 0 | 0 | 0 | 0 | 0
| CO2 Emissions (MMshortTons) | EI_Canada | EI_Canada | Steam O/G | STOG | 0 | 0 | 0 | 0 | 0 | 0 | STOG | 0 | 0 | 0 | 0 | 0 | 0
| CO2 Emissions (MMshortTons) | EI_Canada | EI_Canada | Other Renew | STWD | 0 | 0 | 0 | 0 | 0 | 0 | STWD | 0 | 0 | 0 | 0 | 0 | 0
| CO2 Emissions (MMshortTons) | EI_Canada | EI_Canada | On-shore Wind | WT | 0 | 0 | 0 | 0 | 0 | 0 | WT | 0 | 0 | 0 | 0 | 0 | 0
| CO2 Emissions (MMshortTons) | EI_Canada | EI_Canada | Coal | IGCC | 0 | 0 | 0 | 0 | 0 | 0 | IGCC | 0 | 0 | 0 | 0 | 0 | 0
| CO2 Emissions (MMshortTons) | EI_Canada | EI_Canada | DR | DemandResponse | 0 | 0 | 0 | 0 | 0 | 0 | DemandResponse | 0 | 0 | 0 | 0 | 0 | 0
| CO2 Emissions (MMshortTons) | EI_Canada | EI_Canada | Coal-CCS | IGCC-CCS | 0 | 0 | 0 | 0 | 0 | 0 | IGCC-CCS | 0 | 0 | 0 | 0 | 0 | 0
| CO2 Emissions (MMshortTons) | EI_Canada | EI_Canada | Off-shore Wind | WT_off | 0 | 0 | 0 | 0 | 0 | 0 | WT_off | 0 | 0 | 0 | 0 | 0 | 0
| CO2 Emissions (MMshortTons) | EI_Canada | EI_Canada | Other | PseudoUnit | 0 | 0 | 0 | 0 | 0 | 0 | PseudoUnit | 0 | 0 | 0 | 0 | 0 | 0
| CO2 Emissions (MMshortTons) | EI_Canada | EI_Canada | HQ/Maritimes | FixedInterchange | 0 | 0 | 0 | 0 | 0 | 0 | FixedInterchange | 0 | 0 | 0 | 0 | 0 | 0
CO2 Emissions (MMshortTons)
| CO2 Emissions (MMshortTons) |  |  |  | CO2 Emissions (MMshortTons): EI | [6 empty] | CO2 Emissions (MMshortTons): EI
| CO2 Emissions (MMshortTons) |  |  |  | ReportingType | 2015 | 2020 | 2025 | 2030 | 2035 | 2040 | ReportingType | 2015 | 2020 | 2025 | 2030 | 2035 | 2040
| CO2 Emissions (MMshortTons) | EI | EI | Other Renew | BM | 0 | 0 | 0 | 0 | 0 | 0 | BM | 0 | 0 | 0 | 0 | 0 | 0
| CO2 Emissions (MMshortTons) | EI | EI | CC | CC | 406.28 | 476.15 | 384.97 | 300.15 | 164.61 | 70.41 | CC | 435.18 | 531.56 | 534.41 | 372.73 | 235.01 | 76.97
| CO2 Emissions (MMshortTons) | EI | EI | Other Renew | CSP | 0 | 0 | 0 | 0 | 0 | 0 | CSP | 0 | 0 | 0 | 0 | 0 | 0
| CO2 Emissions (MMshortTons) | EI | EI | CT | CT | 0.33 | 0.31 | 0.17 | 0.17 | 0 | 0 | CT | 0.37 | 0.66 | 0.7 | 0.26 | 0.02 | 0.06
| CO2 Emissions (MMshortTons) | EI | EI | Coal | Coal | 957.17 | 327.42 | 19.46 | 3.7 | 7.19 | 7.46 | Coal | 872.26 | 289.71 | 32.64 | 4.52 | 7.63 | 7.87
| CO2 Emissions (MMshortTons) | EI | EI | Other Renew | Geo | 0 | 0 | 0 | 0 | 0 | 0 | Geo | 0 | 0 | 0 | 0 | 0 | 0
| CO2 Emissions (MMshortTons) | EI | EI | Hydro | H | 0 | 0 | 0 | 0 | 0 | 0 | H | 0 | 0 | 0 | 0 | 0 | 0
| CO2 Emissions (MMshortTons) | EI | EI | Other Renew | LFG | 0 | 0 | 0 | 0 | 0 | 0 | LFG | 0 | 0 | 0 | 0 | 0 | 0
| CO2 Emissions (MMshortTons) | EI | EI | Nuclear | Nuc | 0 | 0 | 0 | 0 | 0 | 0 | Nuc | 0 | 0 | 0 | 0 | 0 | 0
| CO2 Emissions (MMshortTons) | EI | EI | Other | PS | 0 | 0 | 0 | 0 | 0 | 0 | PS | 0 | 0 | 0 | 0 | 0 | 0
| CO2 Emissions (MMshortTons) | EI | EI | Other Renew | PV | 0 | 0 | 0 | 0 | 0 | 0 | PV | 0 | 0 | 0 | 0 | 0 | 0
| CO2 Emissions (MMshortTons) | EI | EI | CT | PeakG | 1.95 | 1.48 | 1.34 | 1.51 | 0.64 | 0.53 | PeakG | 2.18 | 3.12 | 4.23 | 2.49 | 1.8 | 1.26
| CO2 Emissions (MMshortTons) | EI | EI | CT | PeakO | 0 | 0 | 0 | 0 | 0 | 0 | PeakO | 0 | 0 | 0 | 0.01 | 0 | 0
| CO2 Emissions (MMshortTons) | EI | EI | Other Renew | ST | 0 | 0 | 0 | 0 | 0 | 0 | ST | 0 | 0 | 0 | 0 | 0 | 0
| CO2 Emissions (MMshortTons) | EI | EI | Steam O/G | STOG | 3.31 | 2.27 | 1.55 | 1.65 | 0.92 | 0.34 | STOG | 3.76 | 2.44 | 1.82 | 1.38 | 0.47 | 0.25
| CO2 Emissions (MMshortTons) | EI | EI | Other Renew | STWD | 0 | 0 | 0 | 0 | 0 | 0 | STWD | 0 | 0 | 0 | 0 | 0 | 0
| CO2 Emissions (MMshortTons) | EI | EI | On-shore Wind | WT | 0 | 0 | 0 | 0 | 0 | 0 | WT | 0 | 0 | 0 | 0 | 0 | 0
| CO2 Emissions (MMshortTons) | EI | EI | Coal | IGCC | 4.15 | 4.15 | 0.37 | 0 | 0 | 0 | IGCC | 4.15 | 4.15 | 0.94 | 0 | 0 | 0
| CO2 Emissions (MMshortTons) | EI | EI | DR | DemandResponse | 0 | 0 | 0 | 0 | 0 | 0 | DemandResponse | 0 | 0 | 0 | 0 | 0 | 0
| CO2 Emissions (MMshortTons) | EI | EI | Coal-CCS | IGCC-CCS | 0 | 0 | 0 | 0 | 0 | 0 | IGCC-CCS | 0 | 0 | 0 | 0 | 0 | 0
| CO2 Emissions (MMshortTons) | EI | EI | Off-shore Wind | WT_off | 0 | 0 | 0 | 0 | 0 | 0 | WT_off | 0 | 0 | 0 | 0 | 0 | 0
| CO2 Emissions (MMshortTons) | EI | EI | Other | PseudoUnit | 0 | 0 | 0 | 0 | 0 | 0 | PseudoUnit | 0 | 0 | 0 | 0 | 0 | 0
| CO2 Emissions (MMshortTons) | EI | EI | HQ/Maritimes | FixedInterchange | 0 | 0 | 0 | 0 | 0 | 0 | FixedInterchange | 0 | 0 | 0 | 0 | 0 | 0
CO2 Emissions (MMshortTons)
| CO2 Emissions (MMshortTons) |  |  |  | CO2 Emissions (MMshortTons): Outside_EI | [6 empty] | CO2 Emissions (MMshortTons): Outside_EI
| CO2 Emissions (MMshortTons) |  |  |  | ReportingType | 2015 | 2020 | 2025 | 2030 | 2035 | 2040 | ReportingType | 2015 | 2020 | 2025 | 2030 | 2035 | 2040
| CO2 Emissions (MMshortTons) | Outside_EI | Outside_EI | Other Renew | BM | 0 | 0 | 0 | 0 | 0 | 0 | BM | 0 | 0 | 0 | 0 | 0 | 0
| CO2 Emissions (MMshortTons) | Outside_EI | Outside_EI | CC | CC | 208.28 | 209.14 | 201.01 | 137.49 | 59.17 | 39.32 | CC | 208.1 | 210.18 | 201.87 | 152.97 | 59.08 | 40.98
| CO2 Emissions (MMshortTons) | Outside_EI | Outside_EI | Other Renew | CSP | 0 | 0 | 0 | 0 | 0 | 0 | CSP | 0 | 0 | 0 | 0 | 0 | 0
| CO2 Emissions (MMshortTons) | Outside_EI | Outside_EI | CT | CT | 0 | 0 | 0 | 0.01 | 0 | 0 | CT | 0 | 0 | 0 | 0.01 | 0 | 0
| CO2 Emissions (MMshortTons) | Outside_EI | Outside_EI | Coal | Coal | 251.64 | 201.88 | 16.15 | 1.32 | 1.57 | 1.47 | Coal | 251.52 | 200.67 | 16.16 | 1.41 | 1.81 | 1.62
| CO2 Emissions (MMshortTons) | Outside_EI | Outside_EI | Other Renew | Geo | 0 | 0 | 0 | 0 | 0 | 0 | Geo | 0 | 0 | 0 | 0 | 0 | 0
| CO2 Emissions (MMshortTons) | Outside_EI | Outside_EI | Hydro | H | 0 | 0 | 0 | 0 | 0 | 0 | H | 0 | 0 | 0 | 0 | 0 | 0
| CO2 Emissions (MMshortTons) | Outside_EI | Outside_EI | Other Renew | LFG | 0 | 0 | 0 | 0 | 0 | 0 | LFG | 0 | 0 | 0 | 0 | 0 | 0
| CO2 Emissions (MMshortTons) | Outside_EI | Outside_EI | Nuclear | Nuc | 0 | 0 | 0 | 0 | 0 | 0 | Nuc | 0 | 0 | 0 | 0 | 0 | 0
| CO2 Emissions (MMshortTons) | Outside_EI | Outside_EI | Other | PS | 0 | 0 | 0 | 0 | 0 | 0 | PS | 0 | 0 | 0 | 0 | 0 | 0
| CO2 Emissions (MMshortTons) | Outside_EI | Outside_EI | Other Renew | PV | 0 | 0 | 0 | 0 | 0 | 0 | PV | 0 | 0 | 0 | 0 | 0 | 0
| CO2 Emissions (MMshortTons) | Outside_EI | Outside_EI | CT | PeakG | 0 | 0 | 0 | 0.03 | 0.03 | 0.03 | PeakG | 0 | 0 | 0 | 0.03 | 0.03 | 0.03
| CO2 Emissions (MMshortTons) | Outside_EI | Outside_EI | CT | PeakO | 0 | 0 | 0 | 0 | 0 | 0 | PeakO | 0 | 0 | 0 | 0 | 0 | 0
| CO2 Emissions (MMshortTons) | Outside_EI | Outside_EI | Other Renew | ST | 0 | 0 | 0 | 0 | 0 | 0 | ST | 0 | 0 | 0 | 0 | 0 | 0
| CO2 Emissions (MMshortTons) | Outside_EI | Outside_EI | Steam O/G | STOG | 1.83 | 2.43 | 0.93 | 0.46 | 0.04 | 0.01 | STOG | 1.52 | 2.08 | 0.92 | 0.62 | 0.03 | 0.02
| CO2 Emissions (MMshortTons) | Outside_EI | Outside_EI | Other Renew | STWD | 0 | 0 | 0 | 0 | 0 | 0 | STWD | 0 | 0 | 0 | 0 | 0 | 0
| CO2 Emissions (MMshortTons) | Outside_EI | Outside_EI | On-shore Wind | WT | 0 | 0 | 0 | 0 | 0 | 0 | WT | 0 | 0 | 0 | 0 | 0 | 0
| CO2 Emissions (MMshortTons) | Outside_EI | Outside_EI | Coal | IGCC | 0 | 0 | 0 | 0 | 0 | 0 | IGCC | 0 | 0 | 0 | 0 | 0 | 0
| CO2 Emissions (MMshortTons) | Outside_EI | Outside_EI | DR | DemandResponse | 0 | 0 | 0 | 0 | 0 | 0 | DemandResponse | 0 | 0 | 0 | 0 | 0 | 0
| CO2 Emissions (MMshortTons) | Outside_EI | Outside_EI | Coal-CCS | IGCC-CCS | 0 | 0 | 0 | 0 | 0 | 0 | IGCC-CCS | 0 | 0 | 0 | 0 | 0 | 0
| CO2 Emissions (MMshortTons) | Outside_EI | Outside_EI | Off-shore Wind | WT_off | 0 | 0 | 0 | 0 | 0 | 0 | WT_off | 0 | 0 | 0 | 0 | 0 | 0
| CO2 Emissions (MMshortTons) | Outside_EI | Outside_EI | Other | PseudoUnit | 0 | 0 | 0 | 0 | 0 | 0 | PseudoUnit | 0 | 0 | 0 | 0 | 0 | 0
| CO2 Emissions (MMshortTons) | Outside_EI | Outside_EI | HQ/Maritimes | FixedInterchange | 0 | 0 | 0 | 0 | 0 | 0 | FixedInterchange | 0 | 0 | 0 | 0 | 0 | 0
CO2 Emissions (MMshortTons)
| CO2 Emissions (MMmetricTons) |  |  |  | CO2 Emissions (MMmetricTons): Entergy | [6 empty] | CO2 Emissions (MMmetricTons): Entergy
| CO2 Emissions (MMmetricTons) |  |  |  | ReportingType | 2015 | 2020 | 2025 | 2030 | 2035 | 2040 | ReportingType | 2015 | 2020 | 2025 | 2030 | 2035 | 2040
| CO2 Emissions (MMmetricTons) | ENT | Southwest | Other Renew | BM | 0 | 0 | 0 | 0 | 0 | 0 | BM | 0 | 0 | 0 | 0 | 0 | 0
| CO2 Emissions (MMmetricTons) | ENT | Southwest | CC | CC | 26.46 | 23.58 | 13.12 | 11.96 | 7.39 | 4.88 | CC | 27.51 | 36.58 | 36.81 | 27.28 | 16.15 | 5.56
| CO2 Emissions (MMmetricTons) | ENT | Southwest | Other Renew | CSP | 0 | 0 | 0 | 0 | 0 | 0 | CSP | 0 | 0 | 0 | 0 | 0 | 0
| CO2 Emissions (MMmetricTons) | ENT | Southwest | CT | CT | 0 | 0 | 0 | 0 | 0 | 0 | CT | 0 | 0 | 0 | 0 | 0 | 0
| CO2 Emissions (MMmetricTons) | ENT | Southwest | Coal | Coal | 58.18 | 6.4 | 0.8 | 0 | 0 | 0 | Coal | 54.04 | 4.91 | 0.46 | 0 | 0 | 0
| CO2 Emissions (MMmetricTons) | ENT | Southwest | Other Renew | Geo | 0 | 0 | 0 | 0 | 0 | 0 | Geo | 0 | 0 | 0 | 0 | 0 | 0
| CO2 Emissions (MMmetricTons) | ENT | Southwest | Hydro | H | 0 | 0 | 0 | 0 | 0 | 0 | H | 0 | 0 | 0 | 0 | 0 | 0
| CO2 Emissions (MMmetricTons) | ENT | Southwest | Other Renew | LFG | 0 | 0 | 0 | 0 | 0 | 0 | LFG | 0 | 0 | 0 | 0 | 0 | 0
| CO2 Emissions (MMmetricTons) | ENT | Southwest | Nuclear | Nuc | 0 | 0 | 0 | 0 | 0 | 0 | Nuc | 0 | 0 | 0 | 0 | 0 | 0
| CO2 Emissions (MMmetricTons) | ENT | Southwest | Other | PS | 0 | 0 | 0 | 0 | 0 | 0 | PS | 0 | 0 | 0 | 0 | 0 | 0
| CO2 Emissions (MMmetricTons) | ENT | Southwest | Other Renew | PV | 0 | 0 | 0 | 0 | 0 | 0 | PV | 0 | 0 | 0 | 0 | 0 | 0
| CO2 Emissions (MMmetricTons) | ENT | Southwest | CT | PeakG | 0 | 0 | 0 | 0 | 0 | 0 | PeakG | 0 | 0 | 0 | 0 | 0 | 0
| CO2 Emissions (MMmetricTons) | ENT | Southwest | CT | PeakO | 0 | 0 | 0 | 0 | 0 | 0 | PeakO | 0 | 0 | 0 | 0 | 0 | 0
| CO2 Emissions (MMmetricTons) | ENT | Southwest | Other Renew | ST | 0 | 0 | 0 | 0 | 0 | 0 | ST | 0 | 0 | 0 | 0 | 0 | 0
| CO2 Emissions (MMmetricTons) | ENT | Southwest | Steam O/G | STOG | 0.28 | 0.26 | 0.26 | 0.13 | 0 | 0 | STOG | 0.25 | 0.23 | 0 | 0 | 0 | 0
| CO2 Emissions (MMmetricTons) | ENT | Southwest | Other Renew | STWD | 0 | 0 | 0 | 0 | 0 | 0 | STWD | 0 | 0 | 0 | 0 | 0 | 0
| CO2 Emissions (MMmetricTons) | ENT | Southwest | On-shore Wind | WT | 0 | 0 | 0 | 0 | 0 | 0 | WT | 0 | 0 | 0 | 0 | 0 | 0
| CO2 Emissions (MMmetricTons) | ENT | Southwest | Coal | IGCC | 0 | 0 | 0 | 0 | 0 | 0 | IGCC | 0 | 0 | 0 | 0 | 0 | 0
| CO2 Emissions (MMmetricTons) | ENT | Southwest | DR | DemandResponse | 0 | 0 | 0 | 0 | 0 | 0 | DemandResponse | 0 | 0 | 0 | 0 | 0 | 0
| CO2 Emissions (MMmetricTons) | ENT | Southwest | Coal-CCS | IGCC-CCS | 0 | 0 | 0 | 0 | 0 | 0 | IGCC-CCS | 0 | 0 | 0 | 0 | 0 | 0
| CO2 Emissions (MMmetricTons) | ENT | Southwest | Off-shore Wind | WT_off | 0 | 0 | 0 | 0 | 0 | 0 | WT_off | 0 | 0 | 0 | 0 | 0 | 0
| CO2 Emissions (MMmetricTons) | ENT | Southwest | Other | PseudoUnit | 0 | 0 | 0 | 0 | 0 | 0 | PseudoUnit | 0 | 0 | 0 | 0 | 0 | 0
| CO2 Emissions (MMmetricTons) | ENT | Southwest | HQ/Maritimes | FixedInterchange | 0 | 0 | 0 | 0 | 0 | 0 | FixedInterchange | 0 | 0 | 0 | 0 | 0 | 0
CO2 Emissions (MMmetricTons)
| CO2 Emissions (MMmetricTons) |  |  |  | CO2 Emissions (MMmetricTons): FRCC | [6 empty] | CO2 Emissions (MMmetricTons): FRCC
| CO2 Emissions (MMmetricTons) |  |  |  | ReportingType | 2015 | 2020 | 2025 | 2030 | 2035 | 2040 | ReportingType | 2015 | 2020 | 2025 | 2030 | 2035 | 2040
| CO2 Emissions (MMmetricTons) | FRCC | South | Other Renew | BM | 0 | 0 | 0 | 0 | 0 | 0 | BM | 0 | 0 | 0 | 0 | 0 | 0
| CO2 Emissions (MMmetricTons) | FRCC | South | CC | CC | 68.76 | 71.72 | 66.37 | 35.06 | 16.56 | 9.27 | CC | 68.4 | 71.41 | 68.92 | 34.37 | 15.24 | 10.03
| CO2 Emissions (MMmetricTons) | FRCC | South | Other Renew | CSP | 0 | 0 | 0 | 0 | 0 | 0 | CSP | 0 | 0 | 0 | 0 | 0 | 0
| CO2 Emissions (MMmetricTons) | FRCC | South | CT | CT | 0.28 | 0.28 | 0.15 | 0.14 | 0 | 0 | CT | 0.29 | 0.54 | 0.54 | 0.2 | 0 | 0
| CO2 Emissions (MMmetricTons) | FRCC | South | Coal | Coal | 16.8 | 5.95 | 0 | 0 | 0 | 0 | Coal | 18.27 | 7.26 | 1.17 | 0.17 | 0.49 | 0.59
| CO2 Emissions (MMmetricTons) | FRCC | South | Other Renew | Geo | 0 | 0 | 0 | 0 | 0 | 0 | Geo | 0 | 0 | 0 | 0 | 0 | 0
| CO2 Emissions (MMmetricTons) | FRCC | South | Hydro | H | 0 | 0 | 0 | 0 | 0 | 0 | H | 0 | 0 | 0 | 0 | 0 | 0
| CO2 Emissions (MMmetricTons) | FRCC | South | Other Renew | LFG | 0 | 0 | 0 | 0 | 0 | 0 | LFG | 0 | 0 | 0 | 0 | 0 | 0
| CO2 Emissions (MMmetricTons) | FRCC | South | Nuclear | Nuc | 0 | 0 | 0 | 0 | 0 | 0 | Nuc | 0 | 0 | 0 | 0 | 0 | 0
| CO2 Emissions (MMmetricTons) | FRCC | South | Other | PS | 0 | 0 | 0 | 0 | 0 | 0 | PS | 0 | 0 | 0 | 0 | 0 | 0
| CO2 Emissions (MMmetricTons) | FRCC | South | Other Renew | PV | 0 | 0 | 0 | 0 | 0 | 0 | PV | 0 | 0 | 0 | 0 | 0 | 0
| CO2 Emissions (MMmetricTons) | FRCC | South | CT | PeakG | 0.23 | 0.28 | 0.28 | 0.01 | 0.02 | 0.02 | PeakG | 0.23 | 0.37 | 0.33 | 0.04 | 0.06 | 0.05
| CO2 Emissions (MMmetricTons) | FRCC | South | CT | PeakO | 0 | 0 | 0 | 0 | 0 | 0 | PeakO | 0 | 0 | 0 | 0 | 0 | 0
| CO2 Emissions (MMmetricTons) | FRCC | South | Other Renew | ST | 0 | 0 | 0 | 0 | 0 | 0 | ST | 0 | 0 | 0 | 0 | 0 | 0
| CO2 Emissions (MMmetricTons) | FRCC | South | Steam O/G | STOG | 0.03 | 0.03 | 0 | 0 | 0 | 0 | STOG | 0 | 0 | 0 | 0 | 0 | 0
| CO2 Emissions (MMmetricTons) | FRCC | South | Other Renew | STWD | 0 | 0 | 0 | 0 | 0 | 0 | STWD | 0 | 0 | 0 | 0 | 0 | 0
| CO2 Emissions (MMmetricTons) | FRCC | South | On-shore Wind | WT | 0 | 0 | 0 | 0 | 0 | 0 | WT | 0 | 0 | 0 | 0 | 0 | 0
| CO2 Emissions (MMmetricTons) | FRCC | South | Coal | IGCC | 0 | 0 | 0 | 0 | 0 | 0 | IGCC | 0 | 0 | 0 | 0 | 0 | 0
| CO2 Emissions (MMmetricTons) | FRCC | South | DR | DemandResponse | 0 | 0 | 0 | 0 | 0 | 0 | DemandResponse | 0 | 0 | 0 | 0 | 0 | 0
| CO2 Emissions (MMmetricTons) | FRCC | South | Coal-CCS | IGCC-CCS | 0 | 0 | 0 | 0 | 0 | 0 | IGCC-CCS | 0 | 0 | 0 | 0 | 0 | 0
| CO2 Emissions (MMmetricTons) | FRCC | South | Off-shore Wind | WT_off | 0 | 0 | 0 | 0 | 0 | 0 | WT_off | 0 | 0 | 0 | 0 | 0 | 0
| CO2 Emissions (MMmetricTons) | FRCC | South | Other | PseudoUnit | 0 | 0 | 0 | 0 | 0 | 0 | PseudoUnit | 0 | 0 | 0 | 0 | 0 | 0
| CO2 Emissions (MMmetricTons) | FRCC | South | HQ/Maritimes | FixedInterchange | 0 | 0 | 0 | 0 | 0 | 0 | FixedInterchange | 0 | 0 | 0 | 0 | 0 | 0
CO2 Emissions (MMmetricTons)
| CO2 Emissions (MMmetricTons) |  |  |  | CO2 Emissions (MMmetricTons): MAPP_US | [6 empty] | CO2 Emissions (MMmetricTons): MAPP_US
| CO2 Emissions (MMmetricTons) |  |  |  | ReportingType | 2015 | 2020 | 2025 | 2030 | 2035 | 2040 | ReportingType | 2015 | 2020 | 2025 | 2030 | 2035 | 2040
| CO2 Emissions (MMmetricTons) | MAPP_US | Midwest | Other Renew | BM | 0 | 0 | 0 | 0 | 0 | 0 | BM | 0 | 0 | 0 | 0 | 0 | 0
| CO2 Emissions (MMmetricTons) | MAPP_US | Midwest | CC | CC | 0.56 | 0.08 | 0.07 | 0.04 | 0.04 | 0.01 | CC | 0.47 | 0.08 | 0.22 | 0.12 | 0.11 | 0.12
| CO2 Emissions (MMmetricTons) | MAPP_US | Midwest | Other Renew | CSP | 0 | 0 | 0 | 0 | 0 | 0 | CSP | 0 | 0 | 0 | 0 | 0 | 0
| CO2 Emissions (MMmetricTons) | MAPP_US | Midwest | CT | CT | 0 | 0 | 0 | 0 | 0 | 0 | CT | 0 | 0 | 0 | 0 | 0 | 0.03
| CO2 Emissions (MMmetricTons) | MAPP_US | Midwest | Coal | Coal | 11.22 | 2.78 | 0.05 | 0 | 0 | 0 | Coal | 11.61 | 3.7 | 0.31 | 0 | 0 | 0
| CO2 Emissions (MMmetricTons) | MAPP_US | Midwest | Other Renew | Geo | 0 | 0 | 0 | 0 | 0 | 0 | Geo | 0 | 0 | 0 | 0 | 0 | 0
| CO2 Emissions (MMmetricTons) | MAPP_US | Midwest | Hydro | H | 0 | 0 | 0 | 0 | 0 | 0 | H | 0 | 0 | 0 | 0 | 0 | 0
| CO2 Emissions (MMmetricTons) | MAPP_US | Midwest | Other Renew | LFG | 0 | 0 | 0 | 0 | 0 | 0 | LFG | 0 | 0 | 0 | 0 | 0 | 0
| CO2 Emissions (MMmetricTons) | MAPP_US | Midwest | Nuclear | Nuc | 0 | 0 | 0 | 0 | 0 | 0 | Nuc | 0 | 0 | 0 | 0 | 0 | 0
| CO2 Emissions (MMmetricTons) | MAPP_US | Midwest | Other | PS | 0 | 0 | 0 | 0 | 0 | 0 | PS | 0 | 0 | 0 | 0 | 0 | 0
| CO2 Emissions (MMmetricTons) | MAPP_US | Midwest | Other Renew | PV | 0 | 0 | 0 | 0 | 0 | 0 | PV | 0 | 0 | 0 | 0 | 0 | 0
| CO2 Emissions (MMmetricTons) | MAPP_US | Midwest | CT | PeakG | 0.02 | 0.02 | 0 | 0 | 0.02 | 0.02 | PeakG | 0.05 | 0.05 | 0.05 | 0.05 | 0.06 | 0.05
| CO2 Emissions (MMmetricTons) | MAPP_US | Midwest | CT | PeakO | 0 | 0 | 0 | 0 | 0 | 0 | PeakO | 0 | 0 | 0 | 0 | 0 | 0
| CO2 Emissions (MMmetricTons) | MAPP_US | Midwest | Other Renew | ST | 0 | 0 | 0 | 0 | 0 | 0 | ST | 0 | 0 | 0 | 0 | 0 | 0
| CO2 Emissions (MMmetricTons) | MAPP_US | Midwest | Steam O/G | STOG | 0 | 0 | 0 | 0 | 0 | 0 | STOG | 0 | 0 | 0 | 0 | 0 | 0
| CO2 Emissions (MMmetricTons) | MAPP_US | Midwest | Other Renew | STWD | 0 | 0 | 0 | 0 | 0 | 0 | STWD | 0 | 0 | 0 | 0 | 0 | 0
| CO2 Emissions (MMmetricTons) | MAPP_US | Midwest | On-shore Wind | WT | 0 | 0 | 0 | 0 | 0 | 0 | WT | 0 | 0 | 0 | 0 | 0 | 0
| CO2 Emissions (MMmetricTons) | MAPP_US | Midwest | Coal | IGCC | 0 | 0 | 0 | 0 | 0 | 0 | IGCC | 0 | 0 | 0 | 0 | 0 | 0
| CO2 Emissions (MMmetricTons) | MAPP_US | Midwest | DR | DemandResponse | 0 | 0 | 0 | 0 | 0 | 0 | DemandResponse | 0 | 0 | 0 | 0 | 0 | 0
| CO2 Emissions (MMmetricTons) | MAPP_US | Midwest | Coal-CCS | IGCC-CCS | 0 | 0 | 0 | 0 | 0 | 0 | IGCC-CCS | 0 | 0 | 0 | 0 | 0 | 0
| CO2 Emissions (MMmetricTons) | MAPP_US | Midwest | Off-shore Wind | WT_off | 0 | 0 | 0 | 0 | 0 | 0 | WT_off | 0 | 0 | 0 | 0 | 0 | 0
| CO2 Emissions (MMmetricTons) | MAPP_US | Midwest | Other | PseudoUnit | 0 | 0 | 0 | 0 | 0 | 0 | PseudoUnit | 0 | 0 | 0 | 0 | 0 | 0
| CO2 Emissions (MMmetricTons) | MAPP_US | Midwest | HQ/Maritimes | FixedInterchange | 0 | 0 | 0 | 0 | 0 | 0 | FixedInterchange | 0 | 0 | 0 | 0 | 0 | 0
CO2 Emissions (MMmetricTons)
| CO2 Emissions (MMmetricTons) |  |  |  | CO2 Emissions (MMmetricTons): MISO_IN | [6 empty] | CO2 Emissions (MMmetricTons): MISO_IN
| CO2 Emissions (MMmetricTons) |  |  |  | ReportingType | 2015 | 2020 | 2025 | 2030 | 2035 | 2040 | ReportingType | 2015 | 2020 | 2025 | 2030 | 2035 | 2040
| CO2 Emissions (MMmetricTons) | MISO_IN | Midwest | Other Renew | BM | 0 | 0 | 0 | 0 | 0 | 0 | BM | 0 | 0 | 0 | 0 | 0 | 0
| CO2 Emissions (MMmetricTons) | MISO_IN | Midwest | CC | CC | 2.2 | 5.76 | 3.53 | 3.76 | 2.26 | 0.92 | CC | 6.31 | 36.76 | 37.24 | 17.4 | 10.87 | 8.03
| CO2 Emissions (MMmetricTons) | MISO_IN | Midwest | Other Renew | CSP | 0 | 0 | 0 | 0 | 0 | 0 | CSP | 0 | 0 | 0 | 0 | 0 | 0
| CO2 Emissions (MMmetricTons) | MISO_IN | Midwest | CT | CT | 0 | 0 | 0 | 0 | 0 | 0 | CT | 0 | 0 | 0 | 0 | 0 | 0
| CO2 Emissions (MMmetricTons) | MISO_IN | Midwest | Coal | Coal | 58.03 | 30.73 | 1.47 | 0.39 | 1.16 | 1.16 | Coal | 55.75 | 29.24 | 3.82 | 0.26 | 1.18 | 1.23
| CO2 Emissions (MMmetricTons) | MISO_IN | Midwest | Other Renew | Geo | 0 | 0 | 0 | 0 | 0 | 0 | Geo | 0 | 0 | 0 | 0 | 0 | 0
| CO2 Emissions (MMmetricTons) | MISO_IN | Midwest | Hydro | H | 0 | 0 | 0 | 0 | 0 | 0 | H | 0 | 0 | 0 | 0 | 0 | 0
| CO2 Emissions (MMmetricTons) | MISO_IN | Midwest | Other Renew | LFG | 0 | 0 | 0 | 0 | 0 | 0 | LFG | 0 | 0 | 0 | 0 | 0 | 0
| CO2 Emissions (MMmetricTons) | MISO_IN | Midwest | Nuclear | Nuc | 0 | 0 | 0 | 0 | 0 | 0 | Nuc | 0 | 0 | 0 | 0 | 0 | 0
| CO2 Emissions (MMmetricTons) | MISO_IN | Midwest | Other | PS | 0 | 0 | 0 | 0 | 0 | 0 | PS | 0 | 0 | 0 | 0 | 0 | 0
| CO2 Emissions (MMmetricTons) | MISO_IN | Midwest | Other Renew | PV | 0 | 0 | 0 | 0 | 0 | 0 | PV | 0 | 0 | 0 | 0 | 0 | 0
| CO2 Emissions (MMmetricTons) | MISO_IN | Midwest | CT | PeakG | 0 | 0 | 0 | 0 | 0 | 0 | PeakG | 0 | 0 | 0 | 0 | 0 | 0
| CO2 Emissions (MMmetricTons) | MISO_IN | Midwest | CT | PeakO | 0 | 0 | 0 | 0 | 0 | 0 | PeakO | 0 | 0 | 0 | 0 | 0 | 0
| CO2 Emissions (MMmetricTons) | MISO_IN | Midwest | Other Renew | ST | 0 | 0 | 0 | 0 | 0 | 0 | ST | 0 | 0 | 0 | 0 | 0 | 0
| CO2 Emissions (MMmetricTons) | MISO_IN | Midwest | Steam O/G | STOG | 0.02 | 0.02 | 0 | 0.02 | 0 | 0 | STOG | 0.03 | 0.02 | 0.02 | 0 | 0 | 0
| CO2 Emissions (MMmetricTons) | MISO_IN | Midwest | Other Renew | STWD | 0 | 0 | 0 | 0 | 0 | 0 | STWD | 0 | 0 | 0 | 0 | 0 | 0
| CO2 Emissions (MMmetricTons) | MISO_IN | Midwest | On-shore Wind | WT | 0 | 0 | 0 | 0 | 0 | 0 | WT | 0 | 0 | 0 | 0 | 0 | 0
| CO2 Emissions (MMmetricTons) | MISO_IN | Midwest | Coal | IGCC | 3.76 | 3.76 | 0.34 | 0 | 0 | 0 | IGCC | 3.76 | 3.76 | 0.85 | 0 | 0 | 0
| CO2 Emissions (MMmetricTons) | MISO_IN | Midwest | DR | DemandResponse | 0 | 0 | 0 | 0 | 0 | 0 | DemandResponse | 0 | 0 | 0 | 0 | 0 | 0
| CO2 Emissions (MMmetricTons) | MISO_IN | Midwest | Coal-CCS | IGCC-CCS | 0 | 0 | 0 | 0 | 0 | 0 | IGCC-CCS | 0 | 0 | 0 | 0 | 0 | 0
| CO2 Emissions (MMmetricTons) | MISO_IN | Midwest | Off-shore Wind | WT_off | 0 | 0 | 0 | 0 | 0 | 0 | WT_off | 0 | 0 | 0 | 0 | 0 | 0
| CO2 Emissions (MMmetricTons) | MISO_IN | Midwest | Other | PseudoUnit | 0 | 0 | 0 | 0 | 0 | 0 | PseudoUnit | 0 | 0 | 0 | 0 | 0 | 0
| CO2 Emissions (MMmetricTons) | MISO_IN | Midwest | HQ/Maritimes | FixedInterchange | 0 | 0 | 0 | 0 | 0 | 0 | FixedInterchange | 0 | 0 | 0 | 0 | 0 | 0
CO2 Emissions (MMmetricTons)
| CO2 Emissions (MMmetricTons) |  |  |  | CO2 Emissions (MMmetricTons): MISO_MI | [6 empty] | CO2 Emissions (MMmetricTons): MISO_MI
| CO2 Emissions (MMmetricTons) |  |  |  | ReportingType | 2015 | 2020 | 2025 | 2030 | 2035 | 2040 | ReportingType | 2015 | 2020 | 2025 | 2030 | 2035 | 2040
| CO2 Emissions (MMmetricTons) | MISO_MI | Midwest | Other Renew | BM | 0 | 0 | 0 | 0 | 0 | 0 | BM | 0 | 0 | 0 | 0 | 0 | 0
| CO2 Emissions (MMmetricTons) | MISO_MI | Midwest | CC | CC | 4.72 | 3.76 | 1.85 | 1.26 | 0.7 | 0.36 | CC | 12 | 15.75 | 17.05 | 9.28 | 8.29 | 1.31
| CO2 Emissions (MMmetricTons) | MISO_MI | Midwest | Other Renew | CSP | 0 | 0 | 0 | 0 | 0 | 0 | CSP | 0 | 0 | 0 | 0 | 0 | 0
| CO2 Emissions (MMmetricTons) | MISO_MI | Midwest | CT | CT | 0 | 0 | 0 | 0 | 0 | 0 | CT | 0 | 0 | 0 | 0 | 0 | 0
| CO2 Emissions (MMmetricTons) | MISO_MI | Midwest | Coal | Coal | 24.65 | 0.01 | 0 | 0 | 0 | 0 | Coal | 26.29 | 0 | 0 | 0 | 0 | 0
| CO2 Emissions (MMmetricTons) | MISO_MI | Midwest | Other Renew | Geo | 0 | 0 | 0 | 0 | 0 | 0 | Geo | 0 | 0 | 0 | 0 | 0 | 0
| CO2 Emissions (MMmetricTons) | MISO_MI | Midwest | Hydro | H | 0 | 0 | 0 | 0 | 0 | 0 | H | 0 | 0 | 0 | 0 | 0 | 0
| CO2 Emissions (MMmetricTons) | MISO_MI | Midwest | Other Renew | LFG | 0 | 0 | 0 | 0 | 0 | 0 | LFG | 0 | 0 | 0 | 0 | 0 | 0
| CO2 Emissions (MMmetricTons) | MISO_MI | Midwest | Nuclear | Nuc | 0 | 0 | 0 | 0 | 0 | 0 | Nuc | 0 | 0 | 0 | 0 | 0 | 0
| CO2 Emissions (MMmetricTons) | MISO_MI | Midwest | Other | PS | 0 | 0 | 0 | 0 | 0 | 0 | PS | 0 | 0 | 0 | 0 | 0 | 0
| CO2 Emissions (MMmetricTons) | MISO_MI | Midwest | Other Renew | PV | 0 | 0 | 0 | 0 | 0 | 0 | PV | 0 | 0 | 0 | 0 | 0 | 0
| CO2 Emissions (MMmetricTons) | MISO_MI | Midwest | CT | PeakG | 0.02 | 0 | 0 | 0 | 0 | 0 | PeakG | 0.01 | 0 | 0 | 0 | 0 | 0
| CO2 Emissions (MMmetricTons) | MISO_MI | Midwest | CT | PeakO | 0 | 0 | 0 | 0 | 0 | 0 | PeakO | 0 | 0 | 0 | 0 | 0 | 0
| CO2 Emissions (MMmetricTons) | MISO_MI | Midwest | Other Renew | ST | 0 | 0 | 0 | 0 | 0 | 0 | ST | 0 | 0 | 0 | 0 | 0 | 0
| CO2 Emissions (MMmetricTons) | MISO_MI | Midwest | Steam O/G | STOG | 0.18 | 0.14 | 0 | 0 | 0 | 0 | STOG | 0.18 | 0.08 | 0.11 | 0 | 0 | 0
| CO2 Emissions (MMmetricTons) | MISO_MI | Midwest | Other Renew | STWD | 0 | 0 | 0 | 0 | 0 | 0 | STWD | 0 | 0 | 0 | 0 | 0 | 0
| CO2 Emissions (MMmetricTons) | MISO_MI | Midwest | On-shore Wind | WT | 0 | 0 | 0 | 0 | 0 | 0 | WT | 0 | 0 | 0 | 0 | 0 | 0
| CO2 Emissions (MMmetricTons) | MISO_MI | Midwest | Coal | IGCC | 0 | 0 | 0 | 0 | 0 | 0 | IGCC | 0 | 0 | 0 | 0 | 0 | 0
| CO2 Emissions (MMmetricTons) | MISO_MI | Midwest | DR | DemandResponse | 0 | 0 | 0 | 0 | 0 | 0 | DemandResponse | 0 | 0 | 0 | 0 | 0 | 0
| CO2 Emissions (MMmetricTons) | MISO_MI | Midwest | Coal-CCS | IGCC-CCS | 0 | 0 | 0 | 0 | 0 | 0 | IGCC-CCS | 0 | 0 | 0 | 0 | 0 | 0
| CO2 Emissions (MMmetricTons) | MISO_MI | Midwest | Off-shore Wind | WT_off | 0 | 0 | 0 | 0 | 0 | 0 | WT_off | 0 | 0 | 0 | 0 | 0 | 0
| CO2 Emissions (MMmetricTons) | MISO_MI | Midwest | Other | PseudoUnit | 0 | 0 | 0 | 0 | 0 | 0 | PseudoUnit | 0 | 0 | 0 | 0 | 0 | 0
| CO2 Emissions (MMmetricTons) | MISO_MI | Midwest | HQ/Maritimes | FixedInterchange | 0 | 0 | 0 | 0 | 0 | 0 | FixedInterchange | 0 | 0 | 0 | 0 | 0 | 0
CO2 Emissions (MMmetricTons)
| CO2 Emissions (MMmetricTons) |  |  |  | CO2 Emissions (MMmetricTons): MISO_MO-IL | [6 empty] | CO2 Emissions (MMmetricTons): MISO_MO-IL
| CO2 Emissions (MMmetricTons) |  |  |  | ReportingType | 2015 | 2020 | 2025 | 2030 | 2035 | 2040 | ReportingType | 2015 | 2020 | 2025 | 2030 | 2035 | 2040
| CO2 Emissions (MMmetricTons) | MISO_MO-IL | Midwest | Other Renew | BM | 0 | 0 | 0 | 0 | 0 | 0 | BM | 0 | 0 | 0 | 0 | 0 | 0
| CO2 Emissions (MMmetricTons) | MISO_MO-IL | Midwest | CC | CC | 1.19 | 1.23 | 0.44 | 0.38 | 0.23 | 0.12 | CC | 1.19 | 4.51 | 4.57 | 1.29 | 0.85 | 0.55
| CO2 Emissions (MMmetricTons) | MISO_MO-IL | Midwest | Other Renew | CSP | 0 | 0 | 0 | 0 | 0 | 0 | CSP | 0 | 0 | 0 | 0 | 0 | 0
| CO2 Emissions (MMmetricTons) | MISO_MO-IL | Midwest | CT | CT | 0 | 0 | 0 | 0 | 0 | 0 | CT | 0 | 0 | 0 | 0 | 0 | 0
| CO2 Emissions (MMmetricTons) | MISO_MO-IL | Midwest | Coal | Coal | 70.88 | 18.52 | 1.28 | 0.05 | 0.18 | 0.18 | Coal | 73.43 | 20.24 | 2.81 | 0.08 | 0.25 | 0.25
| CO2 Emissions (MMmetricTons) | MISO_MO-IL | Midwest | Other Renew | Geo | 0 | 0 | 0 | 0 | 0 | 0 | Geo | 0 | 0 | 0 | 0 | 0 | 0
| CO2 Emissions (MMmetricTons) | MISO_MO-IL | Midwest | Hydro | H | 0 | 0 | 0 | 0 | 0 | 0 | H | 0 | 0 | 0 | 0 | 0 | 0
| CO2 Emissions (MMmetricTons) | MISO_MO-IL | Midwest | Other Renew | LFG | 0 | 0 | 0 | 0 | 0 | 0 | LFG | 0 | 0 | 0 | 0 | 0 | 0
| CO2 Emissions (MMmetricTons) | MISO_MO-IL | Midwest | Nuclear | Nuc | 0 | 0 | 0 | 0 | 0 | 0 | Nuc | 0 | 0 | 0 | 0 | 0 | 0
| CO2 Emissions (MMmetricTons) | MISO_MO-IL | Midwest | Other | PS | 0 | 0 | 0 | 0 | 0 | 0 | PS | 0 | 0 | 0 | 0 | 0 | 0
| CO2 Emissions (MMmetricTons) | MISO_MO-IL | Midwest | Other Renew | PV | 0 | 0 | 0 | 0 | 0 | 0 | PV | 0 | 0 | 0 | 0 | 0 | 0
| CO2 Emissions (MMmetricTons) | MISO_MO-IL | Midwest | CT | PeakG | 0.08 | 0.02 | 0 | 0.04 | 0 | 0 | PeakG | 0.17 | 0.28 | 0.08 | 0.2 | 0.04 | 0.08
| CO2 Emissions (MMmetricTons) | MISO_MO-IL | Midwest | CT | PeakO | 0 | 0 | 0 | 0 | 0 | 0 | PeakO | 0 | 0 | 0 | 0 | 0 | 0
| CO2 Emissions (MMmetricTons) | MISO_MO-IL | Midwest | Other Renew | ST | 0 | 0 | 0 | 0 | 0 | 0 | ST | 0 | 0 | 0 | 0 | 0 | 0
| CO2 Emissions (MMmetricTons) | MISO_MO-IL | Midwest | Steam O/G | STOG | 0.01 | 0 | 0 | 0 | 0 | 0 | STOG | 0 | 0 | 0 | 0 | 0 | 0
| CO2 Emissions (MMmetricTons) | MISO_MO-IL | Midwest | Other Renew | STWD | 0 | 0 | 0 | 0 | 0 | 0 | STWD | 0 | 0 | 0 | 0 | 0 | 0
| CO2 Emissions (MMmetricTons) | MISO_MO-IL | Midwest | On-shore Wind | WT | 0 | 0 | 0 | 0 | 0 | 0 | WT | 0 | 0 | 0 | 0 | 0 | 0
| CO2 Emissions (MMmetricTons) | MISO_MO-IL | Midwest | Coal | IGCC | 0 | 0 | 0 | 0 | 0 | 0 | IGCC | 0 | 0 | 0 | 0 | 0 | 0
| CO2 Emissions (MMmetricTons) | MISO_MO-IL | Midwest | DR | DemandResponse | 0 | 0 | 0 | 0 | 0 | 0 | DemandResponse | 0 | 0 | 0 | 0 | 0 | 0
| CO2 Emissions (MMmetricTons) | MISO_MO-IL | Midwest | Coal-CCS | IGCC-CCS | 0 | 0 | 0 | 0 | 0 | 0 | IGCC-CCS | 0 | 0 | 0 | 0 | 0 | 0
| CO2 Emissions (MMmetricTons) | MISO_MO-IL | Midwest | Off-shore Wind | WT_off | 0 | 0 | 0 | 0 | 0 | 0 | WT_off | 0 | 0 | 0 | 0 | 0 | 0
| CO2 Emissions (MMmetricTons) | MISO_MO-IL | Midwest | Other | PseudoUnit | 0 | 0 | 0 | 0 | 0 | 0 | PseudoUnit | 0 | 0 | 0 | 0 | 0 | 0
| CO2 Emissions (MMmetricTons) | MISO_MO-IL | Midwest | HQ/Maritimes | FixedInterchange | 0 | 0 | 0 | 0 | 0 | 0 | FixedInterchange | 0 | 0 | 0 | 0 | 0 | 0
CO2 Emissions (MMmetricTons)
| CO2 Emissions (MMmetricTons) |  |  |  | CO2 Emissions (MMmetricTons): MISO_W | [6 empty] | CO2 Emissions (MMmetricTons): MISO_W
| CO2 Emissions (MMmetricTons) |  |  |  | ReportingType | 2015 | 2020 | 2025 | 2030 | 2035 | 2040 | ReportingType | 2015 | 2020 | 2025 | 2030 | 2035 | 2040
| CO2 Emissions (MMmetricTons) | MISO_W | Midwest | Other Renew | BM | 0 | 0 | 0 | 0 | 0 | 0 | BM | 0 | 0 | 0 | 0 | 0 | 0
| CO2 Emissions (MMmetricTons) | MISO_W | Midwest | CC | CC | 4.19 | 2.45 | 1.2 | 0.75 | 0.43 | 0.22 | CC | 3.42 | 6.57 | 3.35 | 1.73 | 1.21 | 1.01
| CO2 Emissions (MMmetricTons) | MISO_W | Midwest | Other Renew | CSP | 0 | 0 | 0 | 0 | 0 | 0 | CSP | 0 | 0 | 0 | 0 | 0 | 0
| CO2 Emissions (MMmetricTons) | MISO_W | Midwest | CT | CT | 0 | 0 | 0 | 0 | 0 | 0 | CT | 0 | 0 | 0 | 0 | 0 | 0
| CO2 Emissions (MMmetricTons) | MISO_W | Midwest | Coal | Coal | 73.5 | 23.89 | 0.35 | 0.35 | 0.38 | 0.38 | Coal | 73.03 | 29.86 | 2.49 | 0.27 | 0.28 | 0.28
| CO2 Emissions (MMmetricTons) | MISO_W | Midwest | Other Renew | Geo | 0 | 0 | 0 | 0 | 0 | 0 | Geo | 0 | 0 | 0 | 0 | 0 | 0
| CO2 Emissions (MMmetricTons) | MISO_W | Midwest | Hydro | H | 0 | 0 | 0 | 0 | 0 | 0 | H | 0 | 0 | 0 | 0 | 0 | 0
| CO2 Emissions (MMmetricTons) | MISO_W | Midwest | Other Renew | LFG | 0 | 0 | 0 | 0 | 0 | 0 | LFG | 0 | 0 | 0 | 0 | 0 | 0
| CO2 Emissions (MMmetricTons) | MISO_W | Midwest | Nuclear | Nuc | 0 | 0 | 0 | 0 | 0 | 0 | Nuc | 0 | 0 | 0 | 0 | 0 | 0
| CO2 Emissions (MMmetricTons) | MISO_W | Midwest | Other | PS | 0 | 0 | 0 | 0 | 0 | 0 | PS | 0 | 0 | 0 | 0 | 0 | 0
| CO2 Emissions (MMmetricTons) | MISO_W | Midwest | Other Renew | PV | 0 | 0 | 0 | 0 | 0 | 0 | PV | 0 | 0 | 0 | 0 | 0 | 0
| CO2 Emissions (MMmetricTons) | MISO_W | Midwest | CT | PeakG | 0.12 | 0 | 0 | 0 | 0 | 0 | PeakG | 0.15 | 0.19 | 0.02 | 0.16 | 0.11 | 0.11
| CO2 Emissions (MMmetricTons) | MISO_W | Midwest | CT | PeakO | 0 | 0 | 0 | 0 | 0 | 0 | PeakO | 0 | 0 | 0 | 0 | 0 | 0
| CO2 Emissions (MMmetricTons) | MISO_W | Midwest | Other Renew | ST | 0 | 0 | 0 | 0 | 0 | 0 | ST | 0 | 0 | 0 | 0 | 0 | 0
| CO2 Emissions (MMmetricTons) | MISO_W | Midwest | Steam O/G | STOG | 0 | 0 | 0 | 0 | 0 | 0 | STOG | 0 | 0 | 0 | 0 | 0 | 0
| CO2 Emissions (MMmetricTons) | MISO_W | Midwest | Other Renew | STWD | 0 | 0 | 0 | 0 | 0 | 0 | STWD | 0 | 0 | 0 | 0 | 0 | 0
| CO2 Emissions (MMmetricTons) | MISO_W | Midwest | On-shore Wind | WT | 0 | 0 | 0 | 0 | 0 | 0 | WT | 0 | 0 | 0 | 0 | 0 | 0
| CO2 Emissions (MMmetricTons) | MISO_W | Midwest | Coal | IGCC | 0 | 0 | 0 | 0 | 0 | 0 | IGCC | 0 | 0 | 0 | 0 | 0 | 0
| CO2 Emissions (MMmetricTons) | MISO_W | Midwest | DR | DemandResponse | 0 | 0 | 0 | 0 | 0 | 0 | DemandResponse | 0 | 0 | 0 | 0 | 0 | 0
| CO2 Emissions (MMmetricTons) | MISO_W | Midwest | Coal-CCS | IGCC-CCS | 0 | 0 | 0 | 0 | 0 | 0 | IGCC-CCS | 0 | 0 | 0 | 0 | 0 | 0
| CO2 Emissions (MMmetricTons) | MISO_W | Midwest | Off-shore Wind | WT_off | 0 | 0 | 0 | 0 | 0 | 0 | WT_off | 0 | 0 | 0 | 0 | 0 | 0
| CO2 Emissions (MMmetricTons) | MISO_W | Midwest | Other | PseudoUnit | 0 | 0 | 0 | 0 | 0 | 0 | PseudoUnit | 0 | 0 | 0 | 0 | 0 | 0
| CO2 Emissions (MMmetricTons) | MISO_W | Midwest | HQ/Maritimes | FixedInterchange | 0 | 0 | 0 | 0 | 0 | 0 | FixedInterchange | 0 | 0 | 0 | 0 | 0 | 0
CO2 Emissions (MMmetricTons)
| CO2 Emissions (MMmetricTons) |  |  |  | CO2 Emissions (MMmetricTons): MISO_WUMS | [6 empty] | CO2 Emissions (MMmetricTons): MISO_WUMS
| CO2 Emissions (MMmetricTons) |  |  |  | ReportingType | 2015 | 2020 | 2025 | 2030 | 2035 | 2040 | ReportingType | 2015 | 2020 | 2025 | 2030 | 2035 | 2040
| CO2 Emissions (MMmetricTons) | MISO_WUMS | Midwest | Other Renew | BM | 0 | 0 | 0 | 0 | 0 | 0 | BM | 0 | 0 | 0 | 0 | 0 | 0
| CO2 Emissions (MMmetricTons) | MISO_WUMS | Midwest | CC | CC | 28.07 | 65.74 | 41.84 | 41.88 | 20.74 | 10.11 | CC | 14.05 | 18.8 | 18.3 | 9.3 | 9.22 | 4.13
| CO2 Emissions (MMmetricTons) | MISO_WUMS | Midwest | Other Renew | CSP | 0 | 0 | 0 | 0 | 0 | 0 | CSP | 0 | 0 | 0 | 0 | 0 | 0
| CO2 Emissions (MMmetricTons) | MISO_WUMS | Midwest | CT | CT | 0 | 0 | 0 | 0 | 0 | 0 | CT | 0 | 0 | 0 | 0 | 0 | 0
| CO2 Emissions (MMmetricTons) | MISO_WUMS | Midwest | Coal | Coal | 12.42 | 1.74 | 0.3 | 0.08 | 0.23 | 0.32 | Coal | 11.59 | 1.78 | 0.6 | 0.07 | 0.29 | 0.38
| CO2 Emissions (MMmetricTons) | MISO_WUMS | Midwest | Other Renew | Geo | 0 | 0 | 0 | 0 | 0 | 0 | Geo | 0 | 0 | 0 | 0 | 0 | 0
| CO2 Emissions (MMmetricTons) | MISO_WUMS | Midwest | Hydro | H | 0 | 0 | 0 | 0 | 0 | 0 | H | 0 | 0 | 0 | 0 | 0 | 0
| CO2 Emissions (MMmetricTons) | MISO_WUMS | Midwest | Other Renew | LFG | 0 | 0 | 0 | 0 | 0 | 0 | LFG | 0 | 0 | 0 | 0 | 0 | 0
| CO2 Emissions (MMmetricTons) | MISO_WUMS | Midwest | Nuclear | Nuc | 0 | 0 | 0 | 0 | 0 | 0 | Nuc | 0 | 0 | 0 | 0 | 0 | 0
| CO2 Emissions (MMmetricTons) | MISO_WUMS | Midwest | Other | PS | 0 | 0 | 0 | 0 | 0 | 0 | PS | 0 | 0 | 0 | 0 | 0 | 0
| CO2 Emissions (MMmetricTons) | MISO_WUMS | Midwest | Other Renew | PV | 0 | 0 | 0 | 0 | 0 | 0 | PV | 0 | 0 | 0 | 0 | 0 | 0
| CO2 Emissions (MMmetricTons) | MISO_WUMS | Midwest | CT | PeakG | 0 | 0 | 0 | 0 | 0 | 0 | PeakG | 0 | 0 | 0 | 0 | 0 | 0
| CO2 Emissions (MMmetricTons) | MISO_WUMS | Midwest | CT | PeakO | 0 | 0 | 0 | 0 | 0 | 0 | PeakO | 0 | 0 | 0 | 0 | 0 | 0
| CO2 Emissions (MMmetricTons) | MISO_WUMS | Midwest | Other Renew | ST | 0 | 0 | 0 | 0 | 0 | 0 | ST | 0 | 0 | 0 | 0 | 0 | 0
| CO2 Emissions (MMmetricTons) | MISO_WUMS | Midwest | Steam O/G | STOG | 0 | 0 | 0 | 0 | 0 | 0 | STOG | 0 | 0 | 0 | 0 | 0 | 0
| CO2 Emissions (MMmetricTons) | MISO_WUMS | Midwest | Other Renew | STWD | 0 | 0 | 0 | 0 | 0 | 0 | STWD | 0 | 0 | 0 | 0 | 0 | 0
| CO2 Emissions (MMmetricTons) | MISO_WUMS | Midwest | On-shore Wind | WT | 0 | 0 | 0 | 0 | 0 | 0 | WT | 0 | 0 | 0 | 0 | 0 | 0
| CO2 Emissions (MMmetricTons) | MISO_WUMS | Midwest | Coal | IGCC | 0 | 0 | 0 | 0 | 0 | 0 | IGCC | 0 | 0 | 0 | 0 | 0 | 0
| CO2 Emissions (MMmetricTons) | MISO_WUMS | Midwest | DR | DemandResponse | 0 | 0 | 0 | 0 | 0 | 0 | DemandResponse | 0 | 0 | 0 | 0 | 0 | 0
| CO2 Emissions (MMmetricTons) | MISO_WUMS | Midwest | Coal-CCS | IGCC-CCS | 0 | 0 | 0 | 0 | 0 | 0 | IGCC-CCS | 0 | 0 | 0 | 0 | 0 | 0
| CO2 Emissions (MMmetricTons) | MISO_WUMS | Midwest | Off-shore Wind | WT_off | 0 | 0 | 0 | 0 | 0 | 0 | WT_off | 0 | 0 | 0 | 0 | 0 | 0
| CO2 Emissions (MMmetricTons) | MISO_WUMS | Midwest | Other | PseudoUnit | 0 | 0 | 0 | 0 | 0 | 0 | PseudoUnit | 0 | 0 | 0 | 0 | 0 | 0
| CO2 Emissions (MMmetricTons) | MISO_WUMS | Midwest | HQ/Maritimes | FixedInterchange | 0 | 0 | 0 | 0 | 0 | 0 | FixedInterchange | 0 | 0 | 0 | 0 | 0 | 0
CO2 Emissions (MMmetricTons)
| CO2 Emissions (MMmetricTons) |  |  |  | CO2 Emissions (MMmetricTons): Nebraska | [6 empty] | CO2 Emissions (MMmetricTons): Nebraska
| CO2 Emissions (MMmetricTons) |  |  |  | ReportingType | 2015 | 2020 | 2025 | 2030 | 2035 | 2040 | ReportingType | 2015 | 2020 | 2025 | 2030 | 2035 | 2040
| CO2 Emissions (MMmetricTons) | NE | Southwest | Other Renew | BM | 0 | 0 | 0 | 0 | 0 | 0 | BM | 0 | 0 | 0 | 0 | 0 | 0
| CO2 Emissions (MMmetricTons) | NE | Southwest | CC | CC | 0.26 | 0.06 | 0.06 | 0.06 | 0.03 | 0.02 | CC | 0.26 | 0.1 | 0.1 | 0.21 | 0.11 | 0.11
| CO2 Emissions (MMmetricTons) | NE | Southwest | Other Renew | CSP | 0 | 0 | 0 | 0 | 0 | 0 | CSP | 0 | 0 | 0 | 0 | 0 | 0
| CO2 Emissions (MMmetricTons) | NE | Southwest | CT | CT | 0 | 0 | 0 | 0 | 0 | 0 | CT | 0 | 0 | 0 | 0 | 0 | 0
| CO2 Emissions (MMmetricTons) | NE | Southwest | Coal | Coal | 32.1 | 2.43 | 0.33 | 0.19 | 0.26 | 0.26 | Coal | 32.1 | 1.93 | 0.44 | 0.25 | 0.18 | 0.14
| CO2 Emissions (MMmetricTons) | NE | Southwest | Other Renew | Geo | 0 | 0 | 0 | 0 | 0 | 0 | Geo | 0 | 0 | 0 | 0 | 0 | 0
| CO2 Emissions (MMmetricTons) | NE | Southwest | Hydro | H | 0 | 0 | 0 | 0 | 0 | 0 | H | 0 | 0 | 0 | 0 | 0 | 0
| CO2 Emissions (MMmetricTons) | NE | Southwest | Other Renew | LFG | 0 | 0 | 0 | 0 | 0 | 0 | LFG | 0 | 0 | 0 | 0 | 0 | 0
| CO2 Emissions (MMmetricTons) | NE | Southwest | Nuclear | Nuc | 0 | 0 | 0 | 0 | 0 | 0 | Nuc | 0 | 0 | 0 | 0 | 0 | 0
| CO2 Emissions (MMmetricTons) | NE | Southwest | Other | PS | 0 | 0 | 0 | 0 | 0 | 0 | PS | 0 | 0 | 0 | 0 | 0 | 0
| CO2 Emissions (MMmetricTons) | NE | Southwest | Other Renew | PV | 0 | 0 | 0 | 0 | 0 | 0 | PV | 0 | 0 | 0 | 0 | 0 | 0
| CO2 Emissions (MMmetricTons) | NE | Southwest | CT | PeakG | 0.04 | 0 | 0 | 0 | 0 | 0 | PeakG | 0.04 | 0 | 0 | 0 | 0 | 0
| CO2 Emissions (MMmetricTons) | NE | Southwest | CT | PeakO | 0 | 0 | 0 | 0 | 0 | 0 | PeakO | 0 | 0 | 0 | 0 | 0 | 0
| CO2 Emissions (MMmetricTons) | NE | Southwest | Other Renew | ST | 0 | 0 | 0 | 0 | 0 | 0 | ST | 0 | 0 | 0 | 0 | 0 | 0
| CO2 Emissions (MMmetricTons) | NE | Southwest | Steam O/G | STOG | 0 | 0 | 0 | 0 | 0 | 0 | STOG | 0.02 | 0 | 0 | 0 | 0 | 0
| CO2 Emissions (MMmetricTons) | NE | Southwest | Other Renew | STWD | 0 | 0 | 0 | 0 | 0 | 0 | STWD | 0 | 0 | 0 | 0 | 0 | 0
| CO2 Emissions (MMmetricTons) | NE | Southwest | On-shore Wind | WT | 0 | 0 | 0 | 0 | 0 | 0 | WT | 0 | 0 | 0 | 0 | 0 | 0
| CO2 Emissions (MMmetricTons) | NE | Southwest | Coal | IGCC | 0 | 0 | 0 | 0 | 0 | 0 | IGCC | 0 | 0 | 0 | 0 | 0 | 0
| CO2 Emissions (MMmetricTons) | NE | Southwest | DR | DemandResponse | 0 | 0 | 0 | 0 | 0 | 0 | DemandResponse | 0 | 0 | 0 | 0 | 0 | 0
| CO2 Emissions (MMmetricTons) | NE | Southwest | Coal-CCS | IGCC-CCS | 0 | 0 | 0 | 0 | 0 | 0 | IGCC-CCS | 0 | 0 | 0 | 0 | 0 | 0
| CO2 Emissions (MMmetricTons) | NE | Southwest | Off-shore Wind | WT_off | 0 | 0 | 0 | 0 | 0 | 0 | WT_off | 0 | 0 | 0 | 0 | 0 | 0
| CO2 Emissions (MMmetricTons) | NE | Southwest | Other | PseudoUnit | 0 | 0 | 0 | 0 | 0 | 0 | PseudoUnit | 0 | 0 | 0 | 0 | 0 | 0
| CO2 Emissions (MMmetricTons) | NE | Southwest | HQ/Maritimes | FixedInterchange | 0 | 0 | 0 | 0 | 0 | 0 | FixedInterchange | 0 | 0 | 0 | 0 | 0 | 0
CO2 Emissions (MMmetricTons)
| CO2 Emissions (MMmetricTons) |  |  |  | CO2 Emissions (MMmetricTons): NEISO | [6 empty] | CO2 Emissions (MMmetricTons): NEISO
| CO2 Emissions (MMmetricTons) |  |  |  | ReportingType | 2015 | 2020 | 2025 | 2030 | 2035 | 2040 | ReportingType | 2015 | 2020 | 2025 | 2030 | 2035 | 2040
| CO2 Emissions (MMmetricTons) | NEISO | Northeast | Other Renew | BM | 0 | 0 | 0 | 0 | 0 | 0 | BM | 0 | 0 | 0 | 0 | 0 | 0
| CO2 Emissions (MMmetricTons) | NEISO | Northeast | CC | CC | 16.18 | 10.76 | 8.44 | 5.89 | 2.69 | 1.75 | CC | 15.48 | 10.13 | 8.49 | 5.89 | 2.86 | 2
| CO2 Emissions (MMmetricTons) | NEISO | Northeast | Other Renew | CSP | 0 | 0 | 0 | 0 | 0 | 0 | CSP | 0 | 0 | 0 | 0 | 0 | 0
| CO2 Emissions (MMmetricTons) | NEISO | Northeast | CT | CT | 0 | 0 | 0 | 0.01 | 0 | 0 | CT | 0 | 0.01 | 0.01 | 0 | 0 | 0
| CO2 Emissions (MMmetricTons) | NEISO | Northeast | Coal | Coal | 0.06 | 0 | 0 | 0 | 0 | 0 | Coal | 0.03 | 0 | 0 | 0 | 0 | 0
| CO2 Emissions (MMmetricTons) | NEISO | Northeast | Other Renew | Geo | 0 | 0 | 0 | 0 | 0 | 0 | Geo | 0 | 0 | 0 | 0 | 0 | 0
| CO2 Emissions (MMmetricTons) | NEISO | Northeast | Hydro | H | 0 | 0 | 0 | 0 | 0 | 0 | H | 0 | 0 | 0 | 0 | 0 | 0
| CO2 Emissions (MMmetricTons) | NEISO | Northeast | Other Renew | LFG | 0 | 0 | 0 | 0 | 0 | 0 | LFG | 0 | 0 | 0 | 0 | 0 | 0
| CO2 Emissions (MMmetricTons) | NEISO | Northeast | Nuclear | Nuc | 0 | 0 | 0 | 0 | 0 | 0 | Nuc | 0 | 0 | 0 | 0 | 0 | 0
| CO2 Emissions (MMmetricTons) | NEISO | Northeast | Other | PS | 0 | 0 | 0 | 0 | 0 | 0 | PS | 0 | 0 | 0 | 0 | 0 | 0
| CO2 Emissions (MMmetricTons) | NEISO | Northeast | Other Renew | PV | 0 | 0 | 0 | 0 | 0 | 0 | PV | 0 | 0 | 0 | 0 | 0 | 0
| CO2 Emissions (MMmetricTons) | NEISO | Northeast | CT | PeakG | 0.01 | 0.03 | 0.05 | 0.05 | 0.05 | 0.06 | PeakG | 0.02 | 0.02 | 0.02 | 0 | 0 | 0.01
| CO2 Emissions (MMmetricTons) | NEISO | Northeast | CT | PeakO | 0 | 0 | 0 | 0 | 0 | 0 | PeakO | 0 | 0 | 0 | 0 | 0 | 0
| CO2 Emissions (MMmetricTons) | NEISO | Northeast | Other Renew | ST | 0 | 0 | 0 | 0 | 0 | 0 | ST | 0 | 0 | 0 | 0 | 0 | 0
| CO2 Emissions (MMmetricTons) | NEISO | Northeast | Steam O/G | STOG | 0 | 0 | 0 | 0 | 0 | 0 | STOG | 0 | 0 | 0 | 0 | 0 | 0
| CO2 Emissions (MMmetricTons) | NEISO | Northeast | Other Renew | STWD | 0 | 0 | 0 | 0 | 0 | 0 | STWD | 0 | 0 | 0 | 0 | 0 | 0
| CO2 Emissions (MMmetricTons) | NEISO | Northeast | On-shore Wind | WT | 0 | 0 | 0 | 0 | 0 | 0 | WT | 0 | 0 | 0 | 0 | 0 | 0
| CO2 Emissions (MMmetricTons) | NEISO | Northeast | Coal | IGCC | 0 | 0 | 0 | 0 | 0 | 0 | IGCC | 0 | 0 | 0 | 0 | 0 | 0
| CO2 Emissions (MMmetricTons) | NEISO | Northeast | DR | DemandResponse | 0 | 0 | 0 | 0 | 0 | 0 | DemandResponse | 0 | 0 | 0 | 0 | 0 | 0
| CO2 Emissions (MMmetricTons) | NEISO | Northeast | Coal-CCS | IGCC-CCS | 0 | 0 | 0 | 0 | 0 | 0 | IGCC-CCS | 0 | 0 | 0 | 0 | 0 | 0
| CO2 Emissions (MMmetricTons) | NEISO | Northeast | Off-shore Wind | WT_off | 0 | 0 | 0 | 0 | 0 | 0 | WT_off | 0 | 0 | 0 | 0 | 0 | 0
| CO2 Emissions (MMmetricTons) | NEISO | Northeast | Other | PseudoUnit | 0 | 0 | 0 | 0 | 0 | 0 | PseudoUnit | 0 | 0 | 0 | 0 | 0 | 0
| CO2 Emissions (MMmetricTons) | NEISO | Northeast | HQ/Maritimes | FixedInterchange | 0 | 0 | 0 | 0 | 0 | 0 | FixedInterchange | 0 | 0 | 0 | 0 | 0 | 0
CO2 Emissions (MMmetricTons)
| CO2 Emissions (MMmetricTons) |  |  |  | CO2 Emissions (MMmetricTons): NonRTO_Midwest | [6 empty] | CO2 Emissions (MMmetricTons): NonRTO_Midwest
| CO2 Emissions (MMmetricTons) |  |  |  | ReportingType | 2015 | 2020 | 2025 | 2030 | 2035 | 2040 | ReportingType | 2015 | 2020 | 2025 | 2030 | 2035 | 2040
| CO2 Emissions (MMmetricTons) | NonRTO_Midwest | MISO | Other Renew | BM | 0 | 0 | 0 | 0 | 0 | 0 | BM | 0 | 0 | 0 | 0 | 0 | 0
| CO2 Emissions (MMmetricTons) | NonRTO_Midwest | MISO | CC | CC | 5.1 | 10.98 | 10.98 | 10.89 | 8.31 | 0.92 | CC | 6.69 | 13.15 | 13.15 | 12.57 | 10.6 | 1.39
| CO2 Emissions (MMmetricTons) | NonRTO_Midwest | MISO | Other Renew | CSP | 0 | 0 | 0 | 0 | 0 | 0 | CSP | 0 | 0 | 0 | 0 | 0 | 0
| CO2 Emissions (MMmetricTons) | NonRTO_Midwest | MISO | CT | CT | 0 | 0 | 0 | 0 | 0 | 0 | CT | 0 | 0 | 0 | 0 | 0 | 0
| CO2 Emissions (MMmetricTons) | NonRTO_Midwest | MISO | Coal | Coal | 40.91 | 24.64 | 2.44 | 0.33 | 0.57 | 0.57 | Coal | 36.35 | 18.5 | 4.39 | 0.32 | 0.77 | 0.77
| CO2 Emissions (MMmetricTons) | NonRTO_Midwest | MISO | Other Renew | Geo | 0 | 0 | 0 | 0 | 0 | 0 | Geo | 0 | 0 | 0 | 0 | 0 | 0
| CO2 Emissions (MMmetricTons) | NonRTO_Midwest | MISO | Hydro | H | 0 | 0 | 0 | 0 | 0 | 0 | H | 0 | 0 | 0 | 0 | 0 | 0
| CO2 Emissions (MMmetricTons) | NonRTO_Midwest | MISO | Other Renew | LFG | 0 | 0 | 0 | 0 | 0 | 0 | LFG | 0 | 0 | 0 | 0 | 0 | 0
| CO2 Emissions (MMmetricTons) | NonRTO_Midwest | MISO | Nuclear | Nuc | 0 | 0 | 0 | 0 | 0 | 0 | Nuc | 0 | 0 | 0 | 0 | 0 | 0
| CO2 Emissions (MMmetricTons) | NonRTO_Midwest | MISO | Other | PS | 0 | 0 | 0 | 0 | 0 | 0 | PS | 0 | 0 | 0 | 0 | 0 | 0
| CO2 Emissions (MMmetricTons) | NonRTO_Midwest | MISO | Other Renew | PV | 0 | 0 | 0 | 0 | 0 | 0 | PV | 0 | 0 | 0 | 0 | 0 | 0
| CO2 Emissions (MMmetricTons) | NonRTO_Midwest | MISO | CT | PeakG | 0.09 | 0.04 | 0 | 0.16 | 0.03 | 0 | PeakG | 0.09 | 0.04 | 0.15 | 0 | 0 | 0
| CO2 Emissions (MMmetricTons) | NonRTO_Midwest | MISO | CT | PeakO | 0 | 0 | 0 | 0 | 0 | 0 | PeakO | 0 | 0 | 0 | 0 | 0 | 0
| CO2 Emissions (MMmetricTons) | NonRTO_Midwest | MISO | Other Renew | ST | 0 | 0 | 0 | 0 | 0 | 0 | ST | 0 | 0 | 0 | 0 | 0 | 0
| CO2 Emissions (MMmetricTons) | NonRTO_Midwest | MISO | Steam O/G | STOG | 0 | 0 | 0 | 0 | 0 | 0 | STOG | 0 | 0 | 0 | 0 | 0 | 0
| CO2 Emissions (MMmetricTons) | NonRTO_Midwest | MISO | Other Renew | STWD | 0 | 0 | 0 | 0 | 0 | 0 | STWD | 0 | 0 | 0 | 0 | 0 | 0
| CO2 Emissions (MMmetricTons) | NonRTO_Midwest | MISO | On-shore Wind | WT | 0 | 0 | 0 | 0 | 0 | 0 | WT | 0 | 0 | 0 | 0 | 0 | 0
| CO2 Emissions (MMmetricTons) | NonRTO_Midwest | MISO | Coal | IGCC | 0 | 0 | 0 | 0 | 0 | 0 | IGCC | 0 | 0 | 0 | 0 | 0 | 0
| CO2 Emissions (MMmetricTons) | NonRTO_Midwest | MISO | DR | DemandResponse | 0 | 0 | 0 | 0 | 0 | 0 | DemandResponse | 0 | 0 | 0 | 0 | 0 | 0
| CO2 Emissions (MMmetricTons) | NonRTO_Midwest | MISO | Coal-CCS | IGCC-CCS | 0 | 0 | 0 | 0 | 0 | 0 | IGCC-CCS | 0 | 0 | 0 | 0 | 0 | 0
| CO2 Emissions (MMmetricTons) | NonRTO_Midwest | MISO | Off-shore Wind | WT_off | 0 | 0 | 0 | 0 | 0 | 0 | WT_off | 0 | 0 | 0 | 0 | 0 | 0
| CO2 Emissions (MMmetricTons) | NonRTO_Midwest | MISO | Other | PseudoUnit | 0 | 0 | 0 | 0 | 0 | 0 | PseudoUnit | 0 | 0 | 0 | 0 | 0 | 0
| CO2 Emissions (MMmetricTons) | NonRTO_Midwest | MISO | HQ/Maritimes | FixedInterchange | 0 | 0 | 0 | 0 | 0 | 0 | FixedInterchange | 0 | 0 | 0 | 0 | 0 | 0
CO2 Emissions (MMmetricTons)
| CO2 Emissions (MMmetricTons) |  |  |  | CO2 Emissions (MMmetricTons): NYISO_A-F | [6 empty] | CO2 Emissions (MMmetricTons): NYISO_A-F
| CO2 Emissions (MMmetricTons) |  |  |  | ReportingType | 2015 | 2020 | 2025 | 2030 | 2035 | 2040 | ReportingType | 2015 | 2020 | 2025 | 2030 | 2035 | 2040
| CO2 Emissions (MMmetricTons) | NYISO_A-F | Northeast | Other Renew | BM | 0 | 0 | 0 | 0 | 0 | 0 | BM | 0 | 0 | 0 | 0 | 0 | 0
| CO2 Emissions (MMmetricTons) | NYISO_A-F | Northeast | CC | CC | 2.65 | 3.76 | 3.15 | 2 | 0.55 | 0.1 | CC | 2.12 | 2.39 | 2.4 | 1.68 | 0.44 | 0.24
| CO2 Emissions (MMmetricTons) | NYISO_A-F | Northeast | Other Renew | CSP | 0 | 0 | 0 | 0 | 0 | 0 | CSP | 0 | 0 | 0 | 0 | 0 | 0
| CO2 Emissions (MMmetricTons) | NYISO_A-F | Northeast | CT | CT | 0 | 0 | 0 | 0 | 0 | 0 | CT | 0 | 0 | 0 | 0 | 0 | 0
| CO2 Emissions (MMmetricTons) | NYISO_A-F | Northeast | Coal | Coal | 0 | 0 | 0 | 0 | 0 | 0 | Coal | 0 | 0 | 0 | 0 | 0 | 0
| CO2 Emissions (MMmetricTons) | NYISO_A-F | Northeast | Other Renew | Geo | 0 | 0 | 0 | 0 | 0 | 0 | Geo | 0 | 0 | 0 | 0 | 0 | 0
| CO2 Emissions (MMmetricTons) | NYISO_A-F | Northeast | Hydro | H | 0 | 0 | 0 | 0 | 0 | 0 | H | 0 | 0 | 0 | 0 | 0 | 0
| CO2 Emissions (MMmetricTons) | NYISO_A-F | Northeast | Other Renew | LFG | 0 | 0 | 0 | 0 | 0 | 0 | LFG | 0 | 0 | 0 | 0 | 0 | 0
| CO2 Emissions (MMmetricTons) | NYISO_A-F | Northeast | Nuclear | Nuc | 0 | 0 | 0 | 0 | 0 | 0 | Nuc | 0 | 0 | 0 | 0 | 0 | 0
| CO2 Emissions (MMmetricTons) | NYISO_A-F | Northeast | Other | PS | 0 | 0 | 0 | 0 | 0 | 0 | PS | 0 | 0 | 0 | 0 | 0 | 0
| CO2 Emissions (MMmetricTons) | NYISO_A-F | Northeast | Other Renew | PV | 0 | 0 | 0 | 0 | 0 | 0 | PV | 0 | 0 | 0 | 0 | 0 | 0
| CO2 Emissions (MMmetricTons) | NYISO_A-F | Northeast | CT | PeakG | 0 | 0 | 0.01 | 0.01 | 0.01 | 0.01 | PeakG | 0 | 0 | 0 | 0 | 0 | 0
| CO2 Emissions (MMmetricTons) | NYISO_A-F | Northeast | CT | PeakO | 0 | 0 | 0 | 0 | 0 | 0 | PeakO | 0 | 0 | 0 | 0 | 0 | 0
| CO2 Emissions (MMmetricTons) | NYISO_A-F | Northeast | Other Renew | ST | 0 | 0 | 0 | 0 | 0 | 0 | ST | 0 | 0 | 0 | 0 | 0 | 0
| CO2 Emissions (MMmetricTons) | NYISO_A-F | Northeast | Steam O/G | STOG | 0 | 0 | 0 | 0 | 0 | 0 | STOG | 0 | 0 | 0 | 0 | 0 | 0
| CO2 Emissions (MMmetricTons) | NYISO_A-F | Northeast | Other Renew | STWD | 0 | 0 | 0 | 0 | 0 | 0 | STWD | 0 | 0 | 0 | 0 | 0 | 0
| CO2 Emissions (MMmetricTons) | NYISO_A-F | Northeast | On-shore Wind | WT | 0 | 0 | 0 | 0 | 0 | 0 | WT | 0 | 0 | 0 | 0 | 0 | 0
| CO2 Emissions (MMmetricTons) | NYISO_A-F | Northeast | Coal | IGCC | 0 | 0 | 0 | 0 | 0 | 0 | IGCC | 0 | 0 | 0 | 0 | 0 | 0
| CO2 Emissions (MMmetricTons) | NYISO_A-F | Northeast | DR | DemandResponse | 0 | 0 | 0 | 0 | 0 | 0 | DemandResponse | 0 | 0 | 0 | 0 | 0 | 0
| CO2 Emissions (MMmetricTons) | NYISO_A-F | Northeast | Coal-CCS | IGCC-CCS | 0 | 0 | 0 | 0 | 0 | 0 | IGCC-CCS | 0 | 0 | 0 | 0 | 0 | 0
| CO2 Emissions (MMmetricTons) | NYISO_A-F | Northeast | Off-shore Wind | WT_off | 0 | 0 | 0 | 0 | 0 | 0 | WT_off | 0 | 0 | 0 | 0 | 0 | 0
| CO2 Emissions (MMmetricTons) | NYISO_A-F | Northeast | Other | PseudoUnit | 0 | 0 | 0 | 0 | 0 | 0 | PseudoUnit | 0 | 0 | 0 | 0 | 0 | 0
| CO2 Emissions (MMmetricTons) | NYISO_A-F | Northeast | HQ/Maritimes | FixedInterchange | 0 | 0 | 0 | 0 | 0 | 0 | FixedInterchange | 0 | 0 | 0 | 0 | 0 | 0
CO2 Emissions (MMmetricTons)
| CO2 Emissions (MMmetricTons) |  |  |  | CO2 Emissions (MMmetricTons): NYISO_G-I | [6 empty] | CO2 Emissions (MMmetricTons): NYISO_G-I
| CO2 Emissions (MMmetricTons) |  |  |  | ReportingType | 2015 | 2020 | 2025 | 2030 | 2035 | 2040 | ReportingType | 2015 | 2020 | 2025 | 2030 | 2035 | 2040
| CO2 Emissions (MMmetricTons) | NYISO_G-I | Northeast | Other Renew | BM | 0 | 0 | 0 | 0 | 0 | 0 | BM | 0 | 0 | 0 | 0 | 0 | 0
| CO2 Emissions (MMmetricTons) | NYISO_G-I | Northeast | CC | CC | 0.91 | 2.5 | 1.76 | 0.51 | 0.46 | 0.29 | CC | 2.02 | 3.28 | 3.28 | 2.16 | 1.96 | 0.48
| CO2 Emissions (MMmetricTons) | NYISO_G-I | Northeast | Other Renew | CSP | 0 | 0 | 0 | 0 | 0 | 0 | CSP | 0 | 0 | 0 | 0 | 0 | 0
| CO2 Emissions (MMmetricTons) | NYISO_G-I | Northeast | CT | CT | 0 | 0 | 0 | 0 | 0 | 0 | CT | 0 | 0 | 0 | 0 | 0 | 0
| CO2 Emissions (MMmetricTons) | NYISO_G-I | Northeast | Coal | Coal | 0 | 0 | 0 | 0 | 0 | 0 | Coal | 0 | 0 | 0 | 0 | 0 | 0
| CO2 Emissions (MMmetricTons) | NYISO_G-I | Northeast | Other Renew | Geo | 0 | 0 | 0 | 0 | 0 | 0 | Geo | 0 | 0 | 0 | 0 | 0 | 0
| CO2 Emissions (MMmetricTons) | NYISO_G-I | Northeast | Hydro | H | 0 | 0 | 0 | 0 | 0 | 0 | H | 0 | 0 | 0 | 0 | 0 | 0
| CO2 Emissions (MMmetricTons) | NYISO_G-I | Northeast | Other Renew | LFG | 0 | 0 | 0 | 0 | 0 | 0 | LFG | 0 | 0 | 0 | 0 | 0 | 0
| CO2 Emissions (MMmetricTons) | NYISO_G-I | Northeast | Nuclear | Nuc | 0 | 0 | 0 | 0 | 0 | 0 | Nuc | 0 | 0 | 0 | 0 | 0 | 0
| CO2 Emissions (MMmetricTons) | NYISO_G-I | Northeast | Other | PS | 0 | 0 | 0 | 0 | 0 | 0 | PS | 0 | 0 | 0 | 0 | 0 | 0
| CO2 Emissions (MMmetricTons) | NYISO_G-I | Northeast | Other Renew | PV | 0 | 0 | 0 | 0 | 0 | 0 | PV | 0 | 0 | 0 | 0 | 0 | 0
| CO2 Emissions (MMmetricTons) | NYISO_G-I | Northeast | CT | PeakG | 0 | 0 | 0 | 0 | 0 | 0 | PeakG | 0 | 0 | 0 | 0 | 0 | 0
| CO2 Emissions (MMmetricTons) | NYISO_G-I | Northeast | CT | PeakO | 0 | 0 | 0 | 0 | 0 | 0 | PeakO | 0 | 0 | 0 | 0 | 0 | 0
| CO2 Emissions (MMmetricTons) | NYISO_G-I | Northeast | Other Renew | ST | 0 | 0 | 0 | 0 | 0 | 0 | ST | 0 | 0 | 0 | 0 | 0 | 0
| CO2 Emissions (MMmetricTons) | NYISO_G-I | Northeast | Steam O/G | STOG | 0 | 0 | 0 | 0 | 0 | 0 | STOG | 0 | 0 | 0 | 0 | 0 | 0
| CO2 Emissions (MMmetricTons) | NYISO_G-I | Northeast | Other Renew | STWD | 0 | 0 | 0 | 0 | 0 | 0 | STWD | 0 | 0 | 0 | 0 | 0 | 0
| CO2 Emissions (MMmetricTons) | NYISO_G-I | Northeast | On-shore Wind | WT | 0 | 0 | 0 | 0 | 0 | 0 | WT | 0 | 0 | 0 | 0 | 0 | 0
| CO2 Emissions (MMmetricTons) | NYISO_G-I | Northeast | Coal | IGCC | 0 | 0 | 0 | 0 | 0 | 0 | IGCC | 0 | 0 | 0 | 0 | 0 | 0
| CO2 Emissions (MMmetricTons) | NYISO_G-I | Northeast | DR | DemandResponse | 0 | 0 | 0 | 0 | 0 | 0 | DemandResponse | 0 | 0 | 0 | 0 | 0 | 0
| CO2 Emissions (MMmetricTons) | NYISO_G-I | Northeast | Coal-CCS | IGCC-CCS | 0 | 0 | 0 | 0 | 0 | 0 | IGCC-CCS | 0 | 0 | 0 | 0 | 0 | 0
| CO2 Emissions (MMmetricTons) | NYISO_G-I | Northeast | Off-shore Wind | WT_off | 0 | 0 | 0 | 0 | 0 | 0 | WT_off | 0 | 0 | 0 | 0 | 0 | 0
| CO2 Emissions (MMmetricTons) | NYISO_G-I | Northeast | Other | PseudoUnit | 0 | 0 | 0 | 0 | 0 | 0 | PseudoUnit | 0 | 0 | 0 | 0 | 0 | 0
| CO2 Emissions (MMmetricTons) | NYISO_G-I | Northeast | HQ/Maritimes | FixedInterchange | 0 | 0 | 0 | 0 | 0 | 0 | FixedInterchange | 0 | 0 | 0 | 0 | 0 | 0
CO2 Emissions (MMmetricTons)
| CO2 Emissions (MMmetricTons) |  |  |  | CO2 Emissions (MMmetricTons): NYISO_J-K | [6 empty] | CO2 Emissions (MMmetricTons): NYISO_J-K
| CO2 Emissions (MMmetricTons) |  |  |  | ReportingType | 2015 | 2020 | 2025 | 2030 | 2035 | 2040 | ReportingType | 2015 | 2020 | 2025 | 2030 | 2035 | 2040
| CO2 Emissions (MMmetricTons) | NYISO_J-K | Northeast | Other Renew | BM | 0 | 0 | 0 | 0 | 0 | 0 | BM | 0 | 0 | 0 | 0 | 0 | 0
| CO2 Emissions (MMmetricTons) | NYISO_J-K | Northeast | CC | CC | 7.72 | 8.73 | 8.22 | 4.28 | 3.08 | 2.01 | CC | 8.39 | 9.13 | 9.29 | 7.13 | 6.21 | 4.02
| CO2 Emissions (MMmetricTons) | NYISO_J-K | Northeast | Other Renew | CSP | 0 | 0 | 0 | 0 | 0 | 0 | CSP | 0 | 0 | 0 | 0 | 0 | 0
| CO2 Emissions (MMmetricTons) | NYISO_J-K | Northeast | CT | CT | 0 | 0 | 0 | 0 | 0 | 0 | CT | 0 | 0 | 0 | 0 | 0 | 0
| CO2 Emissions (MMmetricTons) | NYISO_J-K | Northeast | Coal | Coal | 0 | 0 | 0 | 0 | 0 | 0 | Coal | 0 | 0 | 0 | 0 | 0 | 0
| CO2 Emissions (MMmetricTons) | NYISO_J-K | Northeast | Other Renew | Geo | 0 | 0 | 0 | 0 | 0 | 0 | Geo | 0 | 0 | 0 | 0 | 0 | 0
| CO2 Emissions (MMmetricTons) | NYISO_J-K | Northeast | Hydro | H | 0 | 0 | 0 | 0 | 0 | 0 | H | 0 | 0 | 0 | 0 | 0 | 0
| CO2 Emissions (MMmetricTons) | NYISO_J-K | Northeast | Other Renew | LFG | 0 | 0 | 0 | 0 | 0 | 0 | LFG | 0 | 0 | 0 | 0 | 0 | 0
| CO2 Emissions (MMmetricTons) | NYISO_J-K | Northeast | Nuclear | Nuc | 0 | 0 | 0 | 0 | 0 | 0 | Nuc | 0 | 0 | 0 | 0 | 0 | 0
| CO2 Emissions (MMmetricTons) | NYISO_J-K | Northeast | Other | PS | 0 | 0 | 0 | 0 | 0 | 0 | PS | 0 | 0 | 0 | 0 | 0 | 0
| CO2 Emissions (MMmetricTons) | NYISO_J-K | Northeast | Other Renew | PV | 0 | 0 | 0 | 0 | 0 | 0 | PV | 0 | 0 | 0 | 0 | 0 | 0
| CO2 Emissions (MMmetricTons) | NYISO_J-K | Northeast | CT | PeakG | 0.09 | 0.14 | 0.09 | 0.17 | 0.09 | 0.09 | PeakG | 0.09 | 0.14 | 0.2 | 0.19 | 0.26 | 0.19
| CO2 Emissions (MMmetricTons) | NYISO_J-K | Northeast | CT | PeakO | 0 | 0 | 0 | 0 | 0 | 0 | PeakO | 0 | 0 | 0 | 0 | 0 | 0
| CO2 Emissions (MMmetricTons) | NYISO_J-K | Northeast | Other Renew | ST | 0 | 0 | 0 | 0 | 0 | 0 | ST | 0 | 0 | 0 | 0 | 0 | 0
| CO2 Emissions (MMmetricTons) | NYISO_J-K | Northeast | Steam O/G | STOG | 0.27 | 0.37 | 0.37 | 0.37 | 0.19 | 0.19 | STOG | 0.42 | 0.46 | 0.7 | 0.61 | 0.27 | 0.09
| CO2 Emissions (MMmetricTons) | NYISO_J-K | Northeast | Other Renew | STWD | 0 | 0 | 0 | 0 | 0 | 0 | STWD | 0 | 0 | 0 | 0 | 0 | 0
| CO2 Emissions (MMmetricTons) | NYISO_J-K | Northeast | On-shore Wind | WT | 0 | 0 | 0 | 0 | 0 | 0 | WT | 0 | 0 | 0 | 0 | 0 | 0
| CO2 Emissions (MMmetricTons) | NYISO_J-K | Northeast | Coal | IGCC | 0 | 0 | 0 | 0 | 0 | 0 | IGCC | 0 | 0 | 0 | 0 | 0 | 0
| CO2 Emissions (MMmetricTons) | NYISO_J-K | Northeast | DR | DemandResponse | 0 | 0 | 0 | 0 | 0 | 0 | DemandResponse | 0 | 0 | 0 | 0 | 0 | 0
| CO2 Emissions (MMmetricTons) | NYISO_J-K | Northeast | Coal-CCS | IGCC-CCS | 0 | 0 | 0 | 0 | 0 | 0 | IGCC-CCS | 0 | 0 | 0 | 0 | 0 | 0
| CO2 Emissions (MMmetricTons) | NYISO_J-K | Northeast | Off-shore Wind | WT_off | 0 | 0 | 0 | 0 | 0 | 0 | WT_off | 0 | 0 | 0 | 0 | 0 | 0
| CO2 Emissions (MMmetricTons) | NYISO_J-K | Northeast | Other | PseudoUnit | 0 | 0 | 0 | 0 | 0 | 0 | PseudoUnit | 0 | 0 | 0 | 0 | 0 | 0
| CO2 Emissions (MMmetricTons) | NYISO_J-K | Northeast | HQ/Maritimes | FixedInterchange | 0 | 0 | 0 | 0 | 0 | 0 | FixedInterchange | 0 | 0 | 0 | 0 | 0 | 0
CO2 Emissions (MMmetricTons)
| CO2 Emissions (MMmetricTons) |  |  |  | CO2 Emissions (MMmetricTons): PJM_E | [6 empty] | CO2 Emissions (MMmetricTons): PJM_E
| CO2 Emissions (MMmetricTons) |  |  |  | ReportingType | 2015 | 2020 | 2025 | 2030 | 2035 | 2040 | ReportingType | 2015 | 2020 | 2025 | 2030 | 2035 | 2040
| CO2 Emissions (MMmetricTons) | PJM_E | PJM_MAAC | Other Renew | BM | 0 | 0 | 0 | 0 | 0 | 0 | BM | 0 | 0 | 0 | 0 | 0 | 0
| CO2 Emissions (MMmetricTons) | PJM_E | PJM_MAAC | CC | CC | 16.2 | 17.85 | 16.97 | 12.36 | 11.73 | 5.97 | CC | 17.31 | 18.43 | 20.6 | 16.51 | 13.23 | 6.53
| CO2 Emissions (MMmetricTons) | PJM_E | PJM_MAAC | Other Renew | CSP | 0 | 0 | 0 | 0 | 0 | 0 | CSP | 0 | 0 | 0 | 0 | 0 | 0
| CO2 Emissions (MMmetricTons) | PJM_E | PJM_MAAC | CT | CT | 0 | 0 | 0 | 0 | 0 | 0 | CT | 0 | 0 | 0 | 0 | 0 | 0
| CO2 Emissions (MMmetricTons) | PJM_E | PJM_MAAC | Coal | Coal | 0.6 | 0.27 | 0.1 | 0 | 0.05 | 0.12 | Coal | 0.62 | 0.47 | 0.19 | 0 | 0.1 | 0.12
| CO2 Emissions (MMmetricTons) | PJM_E | PJM_MAAC | Other Renew | Geo | 0 | 0 | 0 | 0 | 0 | 0 | Geo | 0 | 0 | 0 | 0 | 0 | 0
| CO2 Emissions (MMmetricTons) | PJM_E | PJM_MAAC | Hydro | H | 0 | 0 | 0 | 0 | 0 | 0 | H | 0 | 0 | 0 | 0 | 0 | 0
| CO2 Emissions (MMmetricTons) | PJM_E | PJM_MAAC | Other Renew | LFG | 0 | 0 | 0 | 0 | 0 | 0 | LFG | 0 | 0 | 0 | 0 | 0 | 0
| CO2 Emissions (MMmetricTons) | PJM_E | PJM_MAAC | Nuclear | Nuc | 0 | 0 | 0 | 0 | 0 | 0 | Nuc | 0 | 0 | 0 | 0 | 0 | 0
| CO2 Emissions (MMmetricTons) | PJM_E | PJM_MAAC | Other | PS | 0 | 0 | 0 | 0 | 0 | 0 | PS | 0 | 0 | 0 | 0 | 0 | 0
| CO2 Emissions (MMmetricTons) | PJM_E | PJM_MAAC | Other Renew | PV | 0 | 0 | 0 | 0 | 0 | 0 | PV | 0 | 0 | 0 | 0 | 0 | 0
| CO2 Emissions (MMmetricTons) | PJM_E | PJM_MAAC | CT | PeakG | 0.05 | 0.15 | 0.15 | 0.15 | 0.15 | 0.15 | PeakG | 0.04 | 0.21 | 0.29 | 0.3 | 0.21 | 0.15
| CO2 Emissions (MMmetricTons) | PJM_E | PJM_MAAC | CT | PeakO | 0 | 0 | 0 | 0 | 0 | 0 | PeakO | 0 | 0 | 0 | 0 | 0 | 0
| CO2 Emissions (MMmetricTons) | PJM_E | PJM_MAAC | Other Renew | ST | 0 | 0 | 0 | 0 | 0 | 0 | ST | 0 | 0 | 0 | 0 | 0 | 0
| CO2 Emissions (MMmetricTons) | PJM_E | PJM_MAAC | Steam O/G | STOG | 0.16 | 0.16 | 0.16 | 0.22 | 0.16 | 0 | STOG | 0.08 | 0.16 | 0 | 0 | 0 | 0
| CO2 Emissions (MMmetricTons) | PJM_E | PJM_MAAC | Other Renew | STWD | 0 | 0 | 0 | 0 | 0 | 0 | STWD | 0 | 0 | 0 | 0 | 0 | 0
| CO2 Emissions (MMmetricTons) | PJM_E | PJM_MAAC | On-shore Wind | WT | 0 | 0 | 0 | 0 | 0 | 0 | WT | 0 | 0 | 0 | 0 | 0 | 0
| CO2 Emissions (MMmetricTons) | PJM_E | PJM_MAAC | Coal | IGCC | 0 | 0 | 0 | 0 | 0 | 0 | IGCC | 0 | 0 | 0 | 0 | 0 | 0
| CO2 Emissions (MMmetricTons) | PJM_E | PJM_MAAC | DR | DemandResponse | 0 | 0 | 0 | 0 | 0 | 0 | DemandResponse | 0 | 0 | 0 | 0 | 0 | 0
| CO2 Emissions (MMmetricTons) | PJM_E | PJM_MAAC | Coal-CCS | IGCC-CCS | 0 | 0 | 0 | 0 | 0 | 0 | IGCC-CCS | 0 | 0 | 0 | 0 | 0 | 0
| CO2 Emissions (MMmetricTons) | PJM_E | PJM_MAAC | Off-shore Wind | WT_off | 0 | 0 | 0 | 0 | 0 | 0 | WT_off | 0 | 0 | 0 | 0 | 0 | 0
| CO2 Emissions (MMmetricTons) | PJM_E | PJM_MAAC | Other | PseudoUnit | 0 | 0 | 0 | 0 | 0 | 0 | PseudoUnit | 0 | 0 | 0 | 0 | 0 | 0
| CO2 Emissions (MMmetricTons) | PJM_E | PJM_MAAC | HQ/Maritimes | FixedInterchange | 0 | 0 | 0 | 0 | 0 | 0 | FixedInterchange | 0 | 0 | 0 | 0 | 0 | 0
CO2 Emissions (MMmetricTons)
| CO2 Emissions (MMmetricTons) |  |  |  | CO2 Emissions (MMmetricTons): PJM_ROM | [6 empty] | CO2 Emissions (MMmetricTons): PJM_ROM
| CO2 Emissions (MMmetricTons) |  |  |  | ReportingType | 2015 | 2020 | 2025 | 2030 | 2035 | 2040 | ReportingType | 2015 | 2020 | 2025 | 2030 | 2035 | 2040
| CO2 Emissions (MMmetricTons) | PJM_ROM | PJM_MAAC | Other Renew | BM | 0 | 0 | 0 | 0 | 0 | 0 | BM | 0 | 0 | 0 | 0 | 0 | 0
| CO2 Emissions (MMmetricTons) | PJM_ROM | PJM_MAAC | CC | CC | 6.86 | 8.92 | 7.66 | 5.1 | 5.08 | 2.12 | CC | 7.75 | 8.57 | 9.54 | 6.81 | 5.66 | 3.21
| CO2 Emissions (MMmetricTons) | PJM_ROM | PJM_MAAC | Other Renew | CSP | 0 | 0 | 0 | 0 | 0 | 0 | CSP | 0 | 0 | 0 | 0 | 0 | 0
| CO2 Emissions (MMmetricTons) | PJM_ROM | PJM_MAAC | CT | CT | 0 | 0 | 0 | 0 | 0 | 0 | CT | 0 | 0 | 0 | 0 | 0 | 0
| CO2 Emissions (MMmetricTons) | PJM_ROM | PJM_MAAC | Coal | Coal | 10.08 | 1.69 | 0.24 | 0 | 0.1 | 0.15 | Coal | 8.63 | 1.22 | 0.02 | 0 | 0 | 0
| CO2 Emissions (MMmetricTons) | PJM_ROM | PJM_MAAC | Other Renew | Geo | 0 | 0 | 0 | 0 | 0 | 0 | Geo | 0 | 0 | 0 | 0 | 0 | 0
| CO2 Emissions (MMmetricTons) | PJM_ROM | PJM_MAAC | Hydro | H | 0 | 0 | 0 | 0 | 0 | 0 | H | 0 | 0 | 0 | 0 | 0 | 0
| CO2 Emissions (MMmetricTons) | PJM_ROM | PJM_MAAC | Other Renew | LFG | 0 | 0 | 0 | 0 | 0 | 0 | LFG | 0 | 0 | 0 | 0 | 0 | 0
| CO2 Emissions (MMmetricTons) | PJM_ROM | PJM_MAAC | Nuclear | Nuc | 0 | 0 | 0 | 0 | 0 | 0 | Nuc | 0 | 0 | 0 | 0 | 0 | 0
| CO2 Emissions (MMmetricTons) | PJM_ROM | PJM_MAAC | Other | PS | 0 | 0 | 0 | 0 | 0 | 0 | PS | 0 | 0 | 0 | 0 | 0 | 0
| CO2 Emissions (MMmetricTons) | PJM_ROM | PJM_MAAC | Other Renew | PV | 0 | 0 | 0 | 0 | 0 | 0 | PV | 0 | 0 | 0 | 0 | 0 | 0
| CO2 Emissions (MMmetricTons) | PJM_ROM | PJM_MAAC | CT | PeakG | 0 | 0 | 0 | 0.09 | 0.09 | 0.09 | PeakG | 0.01 | 0.03 | 0.03 | 0.18 | 0.09 | 0.09
| CO2 Emissions (MMmetricTons) | PJM_ROM | PJM_MAAC | CT | PeakO | 0 | 0 | 0 | 0 | 0 | 0 | PeakO | 0 | 0 | 0 | 0 | 0 | 0
| CO2 Emissions (MMmetricTons) | PJM_ROM | PJM_MAAC | Other Renew | ST | 0 | 0 | 0 | 0 | 0 | 0 | ST | 0 | 0 | 0 | 0 | 0 | 0
| CO2 Emissions (MMmetricTons) | PJM_ROM | PJM_MAAC | Steam O/G | STOG | 0.39 | 0.39 | 0.39 | 0.39 | 0.2 | 0 | STOG | 0.39 | 0.55 | 0.25 | 0.18 | 0 | 0
| CO2 Emissions (MMmetricTons) | PJM_ROM | PJM_MAAC | Other Renew | STWD | 0 | 0 | 0 | 0 | 0 | 0 | STWD | 0 | 0 | 0 | 0 | 0 | 0
| CO2 Emissions (MMmetricTons) | PJM_ROM | PJM_MAAC | On-shore Wind | WT | 0 | 0 | 0 | 0 | 0 | 0 | WT | 0 | 0 | 0 | 0 | 0 | 0
| CO2 Emissions (MMmetricTons) | PJM_ROM | PJM_MAAC | Coal | IGCC | 0 | 0 | 0 | 0 | 0 | 0 | IGCC | 0 | 0 | 0 | 0 | 0 | 0
| CO2 Emissions (MMmetricTons) | PJM_ROM | PJM_MAAC | DR | DemandResponse | 0 | 0 | 0 | 0 | 0 | 0 | DemandResponse | 0 | 0 | 0 | 0 | 0 | 0
| CO2 Emissions (MMmetricTons) | PJM_ROM | PJM_MAAC | Coal-CCS | IGCC-CCS | 0 | 0 | 0 | 0 | 0 | 0 | IGCC-CCS | 0 | 0 | 0 | 0 | 0 | 0
| CO2 Emissions (MMmetricTons) | PJM_ROM | PJM_MAAC | Off-shore Wind | WT_off | 0 | 0 | 0 | 0 | 0 | 0 | WT_off | 0 | 0 | 0 | 0 | 0 | 0
| CO2 Emissions (MMmetricTons) | PJM_ROM | PJM_MAAC | Other | PseudoUnit | 0 | 0 | 0 | 0 | 0 | 0 | PseudoUnit | 0 | 0 | 0 | 0 | 0 | 0
| CO2 Emissions (MMmetricTons) | PJM_ROM | PJM_MAAC | HQ/Maritimes | FixedInterchange | 0 | 0 | 0 | 0 | 0 | 0 | FixedInterchange | 0 | 0 | 0 | 0 | 0 | 0
CO2 Emissions (MMmetricTons)
| CO2 Emissions (MMmetricTons) |  |  |  | CO2 Emissions (MMmetricTons): PJM_ROR | [6 empty] | CO2 Emissions (MMmetricTons): PJM_ROR
| CO2 Emissions (MMmetricTons) |  |  |  | ReportingType | 2015 | 2020 | 2025 | 2030 | 2035 | 2040 | ReportingType | 2015 | 2020 | 2025 | 2030 | 2035 | 2040
| CO2 Emissions (MMmetricTons) | PJM_ROR | PJM_ROR | Other Renew | BM | 0 | 0 | 0 | 0 | 0 | 0 | BM | 0 | 0 | 0 | 0 | 0 | 0
| CO2 Emissions (MMmetricTons) | PJM_ROR | PJM_ROR | CC | CC | 49.34 | 66.59 | 56.4 | 46.62 | 36.01 | 17.15 | CC | 63.92 | 82.56 | 85.59 | 77.89 | 63.91 | 5.72
| CO2 Emissions (MMmetricTons) | PJM_ROR | PJM_ROR | Other Renew | CSP | 0 | 0 | 0 | 0 | 0 | 0 | CSP | 0 | 0 | 0 | 0 | 0 | 0
| CO2 Emissions (MMmetricTons) | PJM_ROR | PJM_ROR | CT | CT | 0 | 0 | 0 | 0 | 0 | 0 | CT | 0 | 0 | 0 | 0 | 0 | 0
| CO2 Emissions (MMmetricTons) | PJM_ROR | PJM_ROR | Coal | Coal | 206.84 | 112.2 | 6.05 | 0.99 | 2.47 | 2.5 | Coal | 168.12 | 87.44 | 9.1 | 1.51 | 2.23 | 2.23
| CO2 Emissions (MMmetricTons) | PJM_ROR | PJM_ROR | Other Renew | Geo | 0 | 0 | 0 | 0 | 0 | 0 | Geo | 0 | 0 | 0 | 0 | 0 | 0
| CO2 Emissions (MMmetricTons) | PJM_ROR | PJM_ROR | Hydro | H | 0 | 0 | 0 | 0 | 0 | 0 | H | 0 | 0 | 0 | 0 | 0 | 0
| CO2 Emissions (MMmetricTons) | PJM_ROR | PJM_ROR | Other Renew | LFG | 0 | 0 | 0 | 0 | 0 | 0 | LFG | 0 | 0 | 0 | 0 | 0 | 0
| CO2 Emissions (MMmetricTons) | PJM_ROR | PJM_ROR | Nuclear | Nuc | 0 | 0 | 0 | 0 | 0 | 0 | Nuc | 0 | 0 | 0 | 0 | 0 | 0
| CO2 Emissions (MMmetricTons) | PJM_ROR | PJM_ROR | Other | PS | 0 | 0 | 0 | 0 | 0 | 0 | PS | 0 | 0 | 0 | 0 | 0 | 0
| CO2 Emissions (MMmetricTons) | PJM_ROR | PJM_ROR | Other Renew | PV | 0 | 0 | 0 | 0 | 0 | 0 | PV | 0 | 0 | 0 | 0 | 0 | 0
| CO2 Emissions (MMmetricTons) | PJM_ROR | PJM_ROR | CT | PeakG | 0.58 | 0.67 | 0.31 | 0.36 | 0.1 | 0.05 | PeakG | 0.54 | 0.73 | 1.24 | 0.84 | 0.64 | 0.32
| CO2 Emissions (MMmetricTons) | PJM_ROR | PJM_ROR | CT | PeakO | 0 | 0 | 0 | 0 | 0 | 0 | PeakO | 0 | 0 | 0 | 0 | 0 | 0
| CO2 Emissions (MMmetricTons) | PJM_ROR | PJM_ROR | Other Renew | ST | 0 | 0 | 0 | 0 | 0 | 0 | ST | 0 | 0 | 0 | 0 | 0 | 0
| CO2 Emissions (MMmetricTons) | PJM_ROR | PJM_ROR | Steam O/G | STOG | 0.39 | 0.23 | 0.23 | 0.23 | 0.12 | 0 | STOG | 0.26 | 0.44 | 0 | 0 | 0 | 0
| CO2 Emissions (MMmetricTons) | PJM_ROR | PJM_ROR | Other Renew | STWD | 0 | 0 | 0 | 0 | 0 | 0 | STWD | 0 | 0 | 0 | 0 | 0 | 0
| CO2 Emissions (MMmetricTons) | PJM_ROR | PJM_ROR | On-shore Wind | WT | 0 | 0 | 0 | 0 | 0 | 0 | WT | 0 | 0 | 0 | 0 | 0 | 0
| CO2 Emissions (MMmetricTons) | PJM_ROR | PJM_ROR | Coal | IGCC | 0 | 0 | 0 | 0 | 0 | 0 | IGCC | 0 | 0 | 0 | 0 | 0 | 0
| CO2 Emissions (MMmetricTons) | PJM_ROR | PJM_ROR | DR | DemandResponse | 0 | 0 | 0 | 0 | 0 | 0 | DemandResponse | 0 | 0 | 0 | 0 | 0 | 0
| CO2 Emissions (MMmetricTons) | PJM_ROR | PJM_ROR | Coal-CCS | IGCC-CCS | 0 | 0 | 0 | 0 | 0 | 0 | IGCC-CCS | 0 | 0 | 0 | 0 | 0 | 0
| CO2 Emissions (MMmetricTons) | PJM_ROR | PJM_ROR | Off-shore Wind | WT_off | 0 | 0 | 0 | 0 | 0 | 0 | WT_off | 0 | 0 | 0 | 0 | 0 | 0
| CO2 Emissions (MMmetricTons) | PJM_ROR | PJM_ROR | Other | PseudoUnit | 0 | 0 | 0 | 0 | 0 | 0 | PseudoUnit | 0 | 0 | 0 | 0 | 0 | 0
| CO2 Emissions (MMmetricTons) | PJM_ROR | PJM_ROR | HQ/Maritimes | FixedInterchange | 0 | 0 | 0 | 0 | 0 | 0 | FixedInterchange | 0 | 0 | 0 | 0 | 0 | 0
CO2 Emissions (MMmetricTons)
| CO2 Emissions (MMmetricTons) |  |  |  | CO2 Emissions (MMmetricTons): SOCO | [6 empty] | CO2 Emissions (MMmetricTons): SOCO
| CO2 Emissions (MMmetricTons) |  |  |  | ReportingType | 2015 | 2020 | 2025 | 2030 | 2035 | 2040 | ReportingType | 2015 | 2020 | 2025 | 2030 | 2035 | 2040
| CO2 Emissions (MMmetricTons) | SOCO | South | Other Renew | BM | 0 | 0 | 0 | 0 | 0 | 0 | BM | 0 | 0 | 0 | 0 | 0 | 0
| CO2 Emissions (MMmetricTons) | SOCO | South | CC | CC | 53.9 | 61.67 | 47.1 | 41.46 | 11.24 | 2.38 | CC | 54.78 | 63.61 | 65.27 | 42.18 | 15.9 | 3.54
| CO2 Emissions (MMmetricTons) | SOCO | South | Other Renew | CSP | 0 | 0 | 0 | 0 | 0 | 0 | CSP | 0 | 0 | 0 | 0 | 0 | 0
| CO2 Emissions (MMmetricTons) | SOCO | South | CT | CT | 0 | 0 | 0 | 0 | 0 | 0 | CT | 0 | 0 | 0 | 0 | 0 | 0
| CO2 Emissions (MMmetricTons) | SOCO | South | Coal | Coal | 36.23 | 12.42 | 0.61 | 0.73 | 0.73 | 0.73 | Coal | 33.73 | 10.14 | 0.56 | 0.66 | 0.66 | 0.66
| CO2 Emissions (MMmetricTons) | SOCO | South | Other Renew | Geo | 0 | 0 | 0 | 0 | 0 | 0 | Geo | 0 | 0 | 0 | 0 | 0 | 0
| CO2 Emissions (MMmetricTons) | SOCO | South | Hydro | H | 0 | 0 | 0 | 0 | 0 | 0 | H | 0 | 0 | 0 | 0 | 0 | 0
| CO2 Emissions (MMmetricTons) | SOCO | South | Other Renew | LFG | 0 | 0 | 0 | 0 | 0 | 0 | LFG | 0 | 0 | 0 | 0 | 0 | 0
| CO2 Emissions (MMmetricTons) | SOCO | South | Nuclear | Nuc | 0 | 0 | 0 | 0 | 0 | 0 | Nuc | 0 | 0 | 0 | 0 | 0 | 0
| CO2 Emissions (MMmetricTons) | SOCO | South | Other | PS | 0 | 0 | 0 | 0 | 0 | 0 | PS | 0 | 0 | 0 | 0 | 0 | 0
| CO2 Emissions (MMmetricTons) | SOCO | South | Other Renew | PV | 0 | 0 | 0 | 0 | 0 | 0 | PV | 0 | 0 | 0 | 0 | 0 | 0
| CO2 Emissions (MMmetricTons) | SOCO | South | CT | PeakG | 0.4 | 0 | 0.33 | 0.34 | 0.03 | 0 | PeakG | 0.44 | 0.64 | 1.2 | 0.04 | 0.09 | 0.04
| CO2 Emissions (MMmetricTons) | SOCO | South | CT | PeakO | 0 | 0 | 0 | 0 | 0 | 0 | PeakO | 0 | 0 | 0 | 0 | 0 | 0
| CO2 Emissions (MMmetricTons) | SOCO | South | Other Renew | ST | 0 | 0 | 0 | 0 | 0 | 0 | ST | 0 | 0 | 0 | 0 | 0 | 0
| CO2 Emissions (MMmetricTons) | SOCO | South | Steam O/G | STOG | 0 | 0 | 0 | 0 | 0 | 0 | STOG | 0 | 0 | 0 | 0 | 0 | 0
| CO2 Emissions (MMmetricTons) | SOCO | South | Other Renew | STWD | 0 | 0 | 0 | 0 | 0 | 0 | STWD | 0 | 0 | 0 | 0 | 0 | 0
| CO2 Emissions (MMmetricTons) | SOCO | South | On-shore Wind | WT | 0 | 0 | 0 | 0 | 0 | 0 | WT | 0 | 0 | 0 | 0 | 0 | 0
| CO2 Emissions (MMmetricTons) | SOCO | South | Coal | IGCC | 0 | 0 | 0 | 0 | 0 | 0 | IGCC | 0 | 0 | 0 | 0 | 0 | 0
| CO2 Emissions (MMmetricTons) | SOCO | South | DR | DemandResponse | 0 | 0 | 0 | 0 | 0 | 0 | DemandResponse | 0 | 0 | 0 | 0 | 0 | 0
| CO2 Emissions (MMmetricTons) | SOCO | South | Coal-CCS | IGCC-CCS | 0 | 0 | 0 | 0 | 0 | 0 | IGCC-CCS | 0 | 0 | 0 | 0 | 0 | 0
| CO2 Emissions (MMmetricTons) | SOCO | South | Off-shore Wind | WT_off | 0 | 0 | 0 | 0 | 0 | 0 | WT_off | 0 | 0 | 0 | 0 | 0 | 0
| CO2 Emissions (MMmetricTons) | SOCO | South | Other | PseudoUnit | 0 | 0 | 0 | 0 | 0 | 0 | PseudoUnit | 0 | 0 | 0 | 0 | 0 | 0
| CO2 Emissions (MMmetricTons) | SOCO | South | HQ/Maritimes | FixedInterchange | 0 | 0 | 0 | 0 | 0 | 0 | FixedInterchange | 0 | 0 | 0 | 0 | 0 | 0
CO2 Emissions (MMmetricTons)
| CO2 Emissions (MMmetricTons) |  |  |  | CO2 Emissions (MMmetricTons): SPP_N | [6 empty] | CO2 Emissions (MMmetricTons): SPP_N
| CO2 Emissions (MMmetricTons) |  |  |  | ReportingType | 2015 | 2020 | 2025 | 2030 | 2035 | 2040 | ReportingType | 2015 | 2020 | 2025 | 2030 | 2035 | 2040
| CO2 Emissions (MMmetricTons) | SPP_N | Southwest | Other Renew | BM | 0 | 0 | 0 | 0 | 0 | 0 | BM | 0 | 0 | 0 | 0 | 0 | 0
| CO2 Emissions (MMmetricTons) | SPP_N | Southwest | CC | CC | 1.61 | 0.37 | 0.36 | 0.21 | 0.21 | 0.08 | CC | 2.6 | 2.77 | 2.26 | 1.48 | 1.03 | 0.74
| CO2 Emissions (MMmetricTons) | SPP_N | Southwest | Other Renew | CSP | 0 | 0 | 0 | 0 | 0 | 0 | CSP | 0 | 0 | 0 | 0 | 0 | 0
| CO2 Emissions (MMmetricTons) | SPP_N | Southwest | CT | CT | 0 | 0 | 0 | 0 | 0 | 0 | CT | 0 | 0 | 0 | 0.03 | 0.02 | 0.02
| CO2 Emissions (MMmetricTons) | SPP_N | Southwest | Coal | Coal | 57.36 | 9.04 | 0.16 | 0 | 0 | 0 | Coal | 57.36 | 10.59 | 0.67 | 0.1 | 0.1 | 0.09
| CO2 Emissions (MMmetricTons) | SPP_N | Southwest | Other Renew | Geo | 0 | 0 | 0 | 0 | 0 | 0 | Geo | 0 | 0 | 0 | 0 | 0 | 0
| CO2 Emissions (MMmetricTons) | SPP_N | Southwest | Hydro | H | 0 | 0 | 0 | 0 | 0 | 0 | H | 0 | 0 | 0 | 0 | 0 | 0
| CO2 Emissions (MMmetricTons) | SPP_N | Southwest | Other Renew | LFG | 0 | 0 | 0 | 0 | 0 | 0 | LFG | 0 | 0 | 0 | 0 | 0 | 0
| CO2 Emissions (MMmetricTons) | SPP_N | Southwest | Nuclear | Nuc | 0 | 0 | 0 | 0 | 0 | 0 | Nuc | 0 | 0 | 0 | 0 | 0 | 0
| CO2 Emissions (MMmetricTons) | SPP_N | Southwest | Other | PS | 0 | 0 | 0 | 0 | 0 | 0 | PS | 0 | 0 | 0 | 0 | 0 | 0
| CO2 Emissions (MMmetricTons) | SPP_N | Southwest | Other Renew | PV | 0 | 0 | 0 | 0 | 0 | 0 | PV | 0 | 0 | 0 | 0 | 0 | 0
| CO2 Emissions (MMmetricTons) | SPP_N | Southwest | CT | PeakG | 0 | 0 | 0 | 0 | 0 | 0 | PeakG | 0.05 | 0 | 0 | 0 | 0 | 0
| CO2 Emissions (MMmetricTons) | SPP_N | Southwest | CT | PeakO | 0 | 0 | 0 | 0 | 0 | 0 | PeakO | 0 | 0 | 0 | 0 | 0 | 0
| CO2 Emissions (MMmetricTons) | SPP_N | Southwest | Other Renew | ST | 0 | 0 | 0 | 0 | 0 | 0 | ST | 0 | 0 | 0 | 0 | 0 | 0
| CO2 Emissions (MMmetricTons) | SPP_N | Southwest | Steam O/G | STOG | 0 | 0 | 0 | 0 | 0 | 0 | STOG | 0.2 | 0.03 | 0 | 0.08 | 0 | 0
| CO2 Emissions (MMmetricTons) | SPP_N | Southwest | Other Renew | STWD | 0 | 0 | 0 | 0 | 0 | 0 | STWD | 0 | 0 | 0 | 0 | 0 | 0
| CO2 Emissions (MMmetricTons) | SPP_N | Southwest | On-shore Wind | WT | 0 | 0 | 0 | 0 | 0 | 0 | WT | 0 | 0 | 0 | 0 | 0 | 0
| CO2 Emissions (MMmetricTons) | SPP_N | Southwest | Coal | IGCC | 0 | 0 | 0 | 0 | 0 | 0 | IGCC | 0 | 0 | 0 | 0 | 0 | 0
| CO2 Emissions (MMmetricTons) | SPP_N | Southwest | DR | DemandResponse | 0 | 0 | 0 | 0 | 0 | 0 | DemandResponse | 0 | 0 | 0 | 0 | 0 | 0
| CO2 Emissions (MMmetricTons) | SPP_N | Southwest | Coal-CCS | IGCC-CCS | 0 | 0 | 0 | 0 | 0 | 0 | IGCC-CCS | 0 | 0 | 0 | 0 | 0 | 0
| CO2 Emissions (MMmetricTons) | SPP_N | Southwest | Off-shore Wind | WT_off | 0 | 0 | 0 | 0 | 0 | 0 | WT_off | 0 | 0 | 0 | 0 | 0 | 0
| CO2 Emissions (MMmetricTons) | SPP_N | Southwest | Other | PseudoUnit | 0 | 0 | 0 | 0 | 0 | 0 | PseudoUnit | 0 | 0 | 0 | 0 | 0 | 0
| CO2 Emissions (MMmetricTons) | SPP_N | Southwest | HQ/Maritimes | FixedInterchange | 0 | 0 | 0 | 0 | 0 | 0 | FixedInterchange | 0 | 0 | 0 | 0 | 0 | 0
CO2 Emissions (MMmetricTons)
| CO2 Emissions (MMmetricTons) |  |  |  | CO2 Emissions (MMmetricTons): SPP_S | [6 empty] | CO2 Emissions (MMmetricTons): SPP_S
| CO2 Emissions (MMmetricTons) |  |  |  | ReportingType | 2015 | 2020 | 2025 | 2030 | 2035 | 2040 | ReportingType | 2015 | 2020 | 2025 | 2030 | 2035 | 2040
| CO2 Emissions (MMmetricTons) | SPP_S | Southwest | Other Renew | BM | 0 | 0 | 0 | 0 | 0 | 0 | BM | 0 | 0 | 0 | 0 | 0 | 0
| CO2 Emissions (MMmetricTons) | SPP_S | Southwest | CC | CC | 17.11 | 3.59 | 2.84 | 2.35 | 2.16 | 1.22 | CC | 21.93 | 11.98 | 11.94 | 8.26 | 5.97 | 5.2
| CO2 Emissions (MMmetricTons) | SPP_S | Southwest | Other Renew | CSP | 0 | 0 | 0 | 0 | 0 | 0 | CSP | 0 | 0 | 0 | 0 | 0 | 0
| CO2 Emissions (MMmetricTons) | SPP_S | Southwest | CT | CT | 0.01 | 0 | 0 | 0 | 0 | 0 | CT | 0 | 0 | 0 | 0 | 0 | 0
| CO2 Emissions (MMmetricTons) | SPP_S | Southwest | Coal | Coal | 86.3 | 5.29 | 0.35 | 0 | 0 | 0 | Coal | 68.13 | 5.67 | 0.34 | 0 | 0 | 0
| CO2 Emissions (MMmetricTons) | SPP_S | Southwest | Other Renew | Geo | 0 | 0 | 0 | 0 | 0 | 0 | Geo | 0 | 0 | 0 | 0 | 0 | 0
| CO2 Emissions (MMmetricTons) | SPP_S | Southwest | Hydro | H | 0 | 0 | 0 | 0 | 0 | 0 | H | 0 | 0 | 0 | 0 | 0 | 0
| CO2 Emissions (MMmetricTons) | SPP_S | Southwest | Other Renew | LFG | 0 | 0 | 0 | 0 | 0 | 0 | LFG | 0 | 0 | 0 | 0 | 0 | 0
| CO2 Emissions (MMmetricTons) | SPP_S | Southwest | Nuclear | Nuc | 0 | 0 | 0 | 0 | 0 | 0 | Nuc | 0 | 0 | 0 | 0 | 0 | 0
| CO2 Emissions (MMmetricTons) | SPP_S | Southwest | Other | PS | 0 | 0 | 0 | 0 | 0 | 0 | PS | 0 | 0 | 0 | 0 | 0 | 0
| CO2 Emissions (MMmetricTons) | SPP_S | Southwest | Other Renew | PV | 0 | 0 | 0 | 0 | 0 | 0 | PV | 0 | 0 | 0 | 0 | 0 | 0
| CO2 Emissions (MMmetricTons) | SPP_S | Southwest | CT | PeakG | 0 | 0 | 0 | 0 | 0 | 0 | PeakG | 0 | 0 | 0 | 0 | 0 | 0
| CO2 Emissions (MMmetricTons) | SPP_S | Southwest | CT | PeakO | 0 | 0 | 0 | 0 | 0 | 0 | PeakO | 0 | 0 | 0 | 0 | 0 | 0
| CO2 Emissions (MMmetricTons) | SPP_S | Southwest | Other Renew | ST | 0 | 0 | 0 | 0 | 0 | 0 | ST | 0 | 0 | 0 | 0 | 0 | 0
| CO2 Emissions (MMmetricTons) | SPP_S | Southwest | Steam O/G | STOG | 1.27 | 0.47 | 0 | 0.14 | 0.16 | 0.12 | STOG | 1.59 | 0.24 | 0.56 | 0.38 | 0.16 | 0.14
| CO2 Emissions (MMmetricTons) | SPP_S | Southwest | Other Renew | STWD | 0 | 0 | 0 | 0 | 0 | 0 | STWD | 0 | 0 | 0 | 0 | 0 | 0
| CO2 Emissions (MMmetricTons) | SPP_S | Southwest | On-shore Wind | WT | 0 | 0 | 0 | 0 | 0 | 0 | WT | 0 | 0 | 0 | 0 | 0 | 0
| CO2 Emissions (MMmetricTons) | SPP_S | Southwest | Coal | IGCC | 0 | 0 | 0 | 0 | 0 | 0 | IGCC | 0 | 0 | 0 | 0 | 0 | 0
| CO2 Emissions (MMmetricTons) | SPP_S | Southwest | DR | DemandResponse | 0 | 0 | 0 | 0 | 0 | 0 | DemandResponse | 0 | 0 | 0 | 0 | 0 | 0
| CO2 Emissions (MMmetricTons) | SPP_S | Southwest | Coal-CCS | IGCC-CCS | 0 | 0 | 0 | 0 | 0 | 0 | IGCC-CCS | 0 | 0 | 0 | 0 | 0 | 0
| CO2 Emissions (MMmetricTons) | SPP_S | Southwest | Off-shore Wind | WT_off | 0 | 0 | 0 | 0 | 0 | 0 | WT_off | 0 | 0 | 0 | 0 | 0 | 0
| CO2 Emissions (MMmetricTons) | SPP_S | Southwest | Other | PseudoUnit | 0 | 0 | 0 | 0 | 0 | 0 | PseudoUnit | 0 | 0 | 0 | 0 | 0 | 0
| CO2 Emissions (MMmetricTons) | SPP_S | Southwest | HQ/Maritimes | FixedInterchange | 0 | 0 | 0 | 0 | 0 | 0 | FixedInterchange | 0 | 0 | 0 | 0 | 0 | 0
CO2 Emissions (MMmetricTons)
| CO2 Emissions (MMmetricTons) |  |  |  | CO2 Emissions (MMmetricTons): TVA | [6 empty] | CO2 Emissions (MMmetricTons): TVA
| CO2 Emissions (MMmetricTons) |  |  |  | ReportingType | 2015 | 2020 | 2025 | 2030 | 2035 | 2040 | ReportingType | 2015 | 2020 | 2025 | 2030 | 2035 | 2040
| CO2 Emissions (MMmetricTons) | TVA | South | Other Renew | BM | 0 | 0 | 0 | 0 | 0 | 0 | BM | 0 | 0 | 0 | 0 | 0 | 0
| CO2 Emissions (MMmetricTons) | TVA | South | CC | CC | 14.34 | 22.79 | 23.75 | 21.64 | 7.91 | 1.57 | CC | 16.61 | 25.23 | 27.87 | 22.31 | 9.51 | 2.48
| CO2 Emissions (MMmetricTons) | TVA | South | Other Renew | CSP | 0 | 0 | 0 | 0 | 0 | 0 | CSP | 0 | 0 | 0 | 0 | 0 | 0
| CO2 Emissions (MMmetricTons) | TVA | South | CT | CT | 0 | 0 | 0 | 0 | 0 | 0 | CT | 0 | 0 | 0 | 0 | 0 | 0
| CO2 Emissions (MMmetricTons) | TVA | South | Coal | Coal | 40.86 | 21.28 | 1.07 | 0 | 0 | 0 | Coal | 34.12 | 14.04 | 0.54 | 0 | 0 | 0
| CO2 Emissions (MMmetricTons) | TVA | South | Other Renew | Geo | 0 | 0 | 0 | 0 | 0 | 0 | Geo | 0 | 0 | 0 | 0 | 0 | 0
| CO2 Emissions (MMmetricTons) | TVA | South | Hydro | H | 0 | 0 | 0 | 0 | 0 | 0 | H | 0 | 0 | 0 | 0 | 0 | 0
| CO2 Emissions (MMmetricTons) | TVA | South | Other Renew | LFG | 0 | 0 | 0 | 0 | 0 | 0 | LFG | 0 | 0 | 0 | 0 | 0 | 0
| CO2 Emissions (MMmetricTons) | TVA | South | Nuclear | Nuc | 0 | 0 | 0 | 0 | 0 | 0 | Nuc | 0 | 0 | 0 | 0 | 0 | 0
| CO2 Emissions (MMmetricTons) | TVA | South | Other | PS | 0 | 0 | 0 | 0 | 0 | 0 | PS | 0 | 0 | 0 | 0 | 0 | 0
| CO2 Emissions (MMmetricTons) | TVA | South | Other Renew | PV | 0 | 0 | 0 | 0 | 0 | 0 | PV | 0 | 0 | 0 | 0 | 0 | 0
| CO2 Emissions (MMmetricTons) | TVA | South | CT | PeakG | 0 | 0 | 0 | 0 | 0 | 0 | PeakG | 0 | 0 | 0 | 0 | 0 | 0
| CO2 Emissions (MMmetricTons) | TVA | South | CT | PeakO | 0 | 0 | 0 | 0 | 0 | 0 | PeakO | 0 | 0 | 0 | 0 | 0 | 0
| CO2 Emissions (MMmetricTons) | TVA | South | Other Renew | ST | 0 | 0 | 0 | 0 | 0 | 0 | ST | 0 | 0 | 0 | 0 | 0 | 0
| CO2 Emissions (MMmetricTons) | TVA | South | Steam O/G | STOG | 0 | 0 | 0 | 0 | 0 | 0 | STOG | 0 | 0 | 0 | 0 | 0 | 0
| CO2 Emissions (MMmetricTons) | TVA | South | Other Renew | STWD | 0 | 0 | 0 | 0 | 0 | 0 | STWD | 0 | 0 | 0 | 0 | 0 | 0
| CO2 Emissions (MMmetricTons) | TVA | South | On-shore Wind | WT | 0 | 0 | 0 | 0 | 0 | 0 | WT | 0 | 0 | 0 | 0 | 0 | 0
| CO2 Emissions (MMmetricTons) | TVA | South | Coal | IGCC | 0 | 0 | 0 | 0 | 0 | 0 | IGCC | 0 | 0 | 0 | 0 | 0 | 0
| CO2 Emissions (MMmetricTons) | TVA | South | DR | DemandResponse | 0 | 0 | 0 | 0 | 0 | 0 | DemandResponse | 0 | 0 | 0 | 0 | 0 | 0
| CO2 Emissions (MMmetricTons) | TVA | South | Coal-CCS | IGCC-CCS | 0 | 0 | 0 | 0 | 0 | 0 | IGCC-CCS | 0 | 0 | 0 | 0 | 0 | 0
| CO2 Emissions (MMmetricTons) | TVA | South | Off-shore Wind | WT_off | 0 | 0 | 0 | 0 | 0 | 0 | WT_off | 0 | 0 | 0 | 0 | 0 | 0
| CO2 Emissions (MMmetricTons) | TVA | South | Other | PseudoUnit | 0 | 0 | 0 | 0 | 0 | 0 | PseudoUnit | 0 | 0 | 0 | 0 | 0 | 0
| CO2 Emissions (MMmetricTons) | TVA | South | HQ/Maritimes | FixedInterchange | 0 | 0 | 0 | 0 | 0 | 0 | FixedInterchange | 0 | 0 | 0 | 0 | 0 | 0
CO2 Emissions (MMmetricTons)
| CO2 Emissions (MMmetricTons) |  |  |  | CO2 Emissions (MMmetricTons): TVA_Transmission | [6 empty] | CO2 Emissions (MMmetricTons): TVA_Transmission
| CO2 Emissions (MMmetricTons) |  |  |  | ReportingType | 2015 | 2020 | 2025 | 2030 | 2035 | 2040 | ReportingType | 2015 | 2020 | 2025 | 2030 | 2035 | 2040
| CO2 Emissions (MMmetricTons) | TVA_Transmission | South | Other Renew | BM | 0 | 0 | 0 | 0 | 0 | 0 | BM | 0 | 0 | 0 | 0 | 0 | 0
| CO2 Emissions (MMmetricTons) | TVA_Transmission | South | CC | CC | 0 | 0 | 0 | 0 | 0 | 0 | CC | 0 | 0 | 0 | 0 | 0 | 0
| CO2 Emissions (MMmetricTons) | TVA_Transmission | South | Other Renew | CSP | 0 | 0 | 0 | 0 | 0 | 0 | CSP | 0 | 0 | 0 | 0 | 0 | 0
| CO2 Emissions (MMmetricTons) | TVA_Transmission | South | CT | CT | 0 | 0 | 0 | 0 | 0 | 0 | CT | 0 | 0 | 0 | 0 | 0 | 0
| CO2 Emissions (MMmetricTons) | TVA_Transmission | South | Coal | Coal | 0 | 0 | 0 | 0 | 0 | 0 | Coal | 0 | 0 | 0 | 0 | 0 | 0
| CO2 Emissions (MMmetricTons) | TVA_Transmission | South | Other Renew | Geo | 0 | 0 | 0 | 0 | 0 | 0 | Geo | 0 | 0 | 0 | 0 | 0 | 0
| CO2 Emissions (MMmetricTons) | TVA_Transmission | South | Hydro | H | 0 | 0 | 0 | 0 | 0 | 0 | H | 0 | 0 | 0 | 0 | 0 | 0
| CO2 Emissions (MMmetricTons) | TVA_Transmission | South | Other Renew | LFG | 0 | 0 | 0 | 0 | 0 | 0 | LFG | 0 | 0 | 0 | 0 | 0 | 0
| CO2 Emissions (MMmetricTons) | TVA_Transmission | South | Nuclear | Nuc | 0 | 0 | 0 | 0 | 0 | 0 | Nuc | 0 | 0 | 0 | 0 | 0 | 0
| CO2 Emissions (MMmetricTons) | TVA_Transmission | South | Other | PS | 0 | 0 | 0 | 0 | 0 | 0 | PS | 0 | 0 | 0 | 0 | 0 | 0
| CO2 Emissions (MMmetricTons) | TVA_Transmission | South | Other Renew | PV | 0 | 0 | 0 | 0 | 0 | 0 | PV | 0 | 0 | 0 | 0 | 0 | 0
| CO2 Emissions (MMmetricTons) | TVA_Transmission | South | CT | PeakG | 0 | 0 | 0 | 0 | 0 | 0 | PeakG | 0 | 0 | 0 | 0 | 0 | 0
| CO2 Emissions (MMmetricTons) | TVA_Transmission | South | CT | PeakO | 0 | 0 | 0 | 0 | 0 | 0 | PeakO | 0 | 0 | 0 | 0 | 0 | 0
| CO2 Emissions (MMmetricTons) | TVA_Transmission | South | Other Renew | ST | 0 | 0 | 0 | 0 | 0 | 0 | ST | 0 | 0 | 0 | 0 | 0 | 0
| CO2 Emissions (MMmetricTons) | TVA_Transmission | South | Steam O/G | STOG | 0 | 0 | 0 | 0 | 0 | 0 | STOG | 0 | 0 | 0 | 0 | 0 | 0
| CO2 Emissions (MMmetricTons) | TVA_Transmission | South | Other Renew | STWD | 0 | 0 | 0 | 0 | 0 | 0 | STWD | 0 | 0 | 0 | 0 | 0 | 0
| CO2 Emissions (MMmetricTons) | TVA_Transmission | South | On-shore Wind | WT | 0 | 0 | 0 | 0 | 0 | 0 | WT | 0 | 0 | 0 | 0 | 0 | 0
| CO2 Emissions (MMmetricTons) | TVA_Transmission | South | Coal | IGCC | 0 | 0 | 0 | 0 | 0 | 0 | IGCC | 0 | 0 | 0 | 0 | 0 | 0
| CO2 Emissions (MMmetricTons) | TVA_Transmission | South | DR | DemandResponse | 0 | 0 | 0 | 0 | 0 | 0 | DemandResponse | 0 | 0 | 0 | 0 | 0 | 0
| CO2 Emissions (MMmetricTons) | TVA_Transmission | South | Coal-CCS | IGCC-CCS | 0 | 0 | 0 | 0 | 0 | 0 | IGCC-CCS | 0 | 0 | 0 | 0 | 0 | 0
| CO2 Emissions (MMmetricTons) | TVA_Transmission | South | Off-shore Wind | WT_off | 0 | 0 | 0 | 0 | 0 | 0 | WT_off | 0 | 0 | 0 | 0 | 0 | 0
| CO2 Emissions (MMmetricTons) | TVA_Transmission | South | Other | PseudoUnit | 0 | 0 | 0 | 0 | 0 | 0 | PseudoUnit | 0 | 0 | 0 | 0 | 0 | 0
| CO2 Emissions (MMmetricTons) | TVA_Transmission | South | HQ/Maritimes | FixedInterchange | 0 | 0 | 0 | 0 | 0 | 0 | FixedInterchange | 0 | 0 | 0 | 0 | 0 | 0
CO2 Emissions (MMmetricTons)
| CO2 Emissions (MMmetricTons) |  |  |  | CO2 Emissions (MMmetricTons): VACAR | [6 empty] | CO2 Emissions (MMmetricTons): VACAR
| CO2 Emissions (MMmetricTons) |  |  |  | ReportingType | 2015 | 2020 | 2025 | 2030 | 2035 | 2040 | ReportingType | 2015 | 2020 | 2025 | 2030 | 2035 | 2040
| CO2 Emissions (MMmetricTons) | VACAR | South | Other Renew | BM | 0 | 0 | 0 | 0 | 0 | 0 | BM | 0 | 0 | 0 | 0 | 0 | 0
| CO2 Emissions (MMmetricTons) | VACAR | South | CC | CC | 39.35 | 38.77 | 33.08 | 23.83 | 11.52 | 2.4 | CC | 40.66 | 40.13 | 38.58 | 32.28 | 13.87 | 3.42
| CO2 Emissions (MMmetricTons) | VACAR | South | Other Renew | CSP | 0 | 0 | 0 | 0 | 0 | 0 | CSP | 0 | 0 | 0 | 0 | 0 | 0
| CO2 Emissions (MMmetricTons) | VACAR | South | CT | CT | 0.01 | 0 | 0 | 0 | 0 | 0 | CT | 0.04 | 0.04 | 0.08 | 0 | 0 | 0
| CO2 Emissions (MMmetricTons) | VACAR | South | Coal | Coal | 31.31 | 17.77 | 2.07 | 0.24 | 0.4 | 0.4 | Coal | 28.1 | 15.84 | 1.71 | 0.4 | 0.4 | 0.4
| CO2 Emissions (MMmetricTons) | VACAR | South | Other Renew | Geo | 0 | 0 | 0 | 0 | 0 | 0 | Geo | 0 | 0 | 0 | 0 | 0 | 0
| CO2 Emissions (MMmetricTons) | VACAR | South | Hydro | H | 0 | 0 | 0 | 0 | 0 | 0 | H | 0 | 0 | 0 | 0 | 0 | 0
| CO2 Emissions (MMmetricTons) | VACAR | South | Other Renew | LFG | 0 | 0 | 0 | 0 | 0 | 0 | LFG | 0 | 0 | 0 | 0 | 0 | 0
| CO2 Emissions (MMmetricTons) | VACAR | South | Nuclear | Nuc | 0 | 0 | 0 | 0 | 0 | 0 | Nuc | 0 | 0 | 0 | 0 | 0 | 0
| CO2 Emissions (MMmetricTons) | VACAR | South | Other | PS | 0 | 0 | 0 | 0 | 0 | 0 | PS | 0 | 0 | 0 | 0 | 0 | 0
| CO2 Emissions (MMmetricTons) | VACAR | South | Other Renew | PV | 0 | 0 | 0 | 0 | 0 | 0 | PV | 0 | 0 | 0 | 0 | 0 | 0
| CO2 Emissions (MMmetricTons) | VACAR | South | CT | PeakG | 0.02 | 0 | 0 | 0 | 0 | 0 | PeakG | 0.06 | 0.13 | 0.23 | 0.24 | 0.06 | 0.07
| CO2 Emissions (MMmetricTons) | VACAR | South | CT | PeakO | 0 | 0 | 0 | 0 | 0 | 0 | PeakO | 0 | 0 | 0 | 0 | 0 | 0
| CO2 Emissions (MMmetricTons) | VACAR | South | Other Renew | ST | 0 | 0 | 0 | 0 | 0 | 0 | ST | 0 | 0 | 0 | 0 | 0 | 0
| CO2 Emissions (MMmetricTons) | VACAR | South | Steam O/G | STOG | 0 | 0 | 0 | 0 | 0 | 0 | STOG | 0 | 0 | 0 | 0 | 0 | 0
| CO2 Emissions (MMmetricTons) | VACAR | South | Other Renew | STWD | 0 | 0 | 0 | 0 | 0 | 0 | STWD | 0 | 0 | 0 | 0 | 0 | 0
| CO2 Emissions (MMmetricTons) | VACAR | South | On-shore Wind | WT | 0 | 0 | 0 | 0 | 0 | 0 | WT | 0 | 0 | 0 | 0 | 0 | 0
| CO2 Emissions (MMmetricTons) | VACAR | South | Coal | IGCC | 0 | 0 | 0 | 0 | 0 | 0 | IGCC | 0 | 0 | 0 | 0 | 0 | 0
| CO2 Emissions (MMmetricTons) | VACAR | South | DR | DemandResponse | 0 | 0 | 0 | 0 | 0 | 0 | DemandResponse | 0 | 0 | 0 | 0 | 0 | 0
| CO2 Emissions (MMmetricTons) | VACAR | South | Coal-CCS | IGCC-CCS | 0 | 0 | 0 | 0 | 0 | 0 | IGCC-CCS | 0 | 0 | 0 | 0 | 0 | 0
| CO2 Emissions (MMmetricTons) | VACAR | South | Off-shore Wind | WT_off | 0 | 0 | 0 | 0 | 0 | 0 | WT_off | 0 | 0 | 0 | 0 | 0 | 0
| CO2 Emissions (MMmetricTons) | VACAR | South | Other | PseudoUnit | 0 | 0 | 0 | 0 | 0 | 0 | PseudoUnit | 0 | 0 | 0 | 0 | 0 | 0
| CO2 Emissions (MMmetricTons) | VACAR | South | HQ/Maritimes | FixedInterchange | 0 | 0 | 0 | 0 | 0 | 0 | FixedInterchange | 0 | 0 | 0 | 0 | 0 | 0
CO2 Emissions (MMmetricTons)
| CO2 Emissions (MMmetricTons) |  |  |  | CO2 Emissions (MMmetricTons): IESO | [6 empty] | CO2 Emissions (MMmetricTons): IESO
| CO2 Emissions (MMmetricTons) |  |  |  | ReportingType | 2015 | 2020 | 2025 | 2030 | 2035 | 2040 | ReportingType | 2015 | 2020 | 2025 | 2030 | 2035 | 2040
| CO2 Emissions (MMmetricTons) | IESO | Ontario | Other Renew | BM | 0 | 0 | 0 | 0 | 0 | 0 | BM | 0 | 0 | 0 | 0 | 0 | 0
| CO2 Emissions (MMmetricTons) | IESO | Ontario | CC | CC | 0.39 | 0.16 | 0.04 | 0 | 0 | 0 | CC | 0.13 | 0.06 | 0.02 | 0 | 0 | 0
| CO2 Emissions (MMmetricTons) | IESO | Ontario | Other Renew | CSP | 0 | 0 | 0 | 0 | 0 | 0 | CSP | 0 | 0 | 0 | 0 | 0 | 0
| CO2 Emissions (MMmetricTons) | IESO | Ontario | CT | CT | 0 | 0 | 0 | 0 | 0 | 0 | CT | 0 | 0 | 0 | 0 | 0 | 0
| CO2 Emissions (MMmetricTons) | IESO | Ontario | Coal | Coal | 0 | 0 | 0 | 0 | 0 | 0 | Coal | 0 | 0 | 0 | 0 | 0 | 0
| CO2 Emissions (MMmetricTons) | IESO | Ontario | Other Renew | Geo | 0 | 0 | 0 | 0 | 0 | 0 | Geo | 0 | 0 | 0 | 0 | 0 | 0
| CO2 Emissions (MMmetricTons) | IESO | Ontario | Hydro | H | 0 | 0 | 0 | 0 | 0 | 0 | H | 0 | 0 | 0 | 0 | 0 | 0
| CO2 Emissions (MMmetricTons) | IESO | Ontario | Other Renew | LFG | 0 | 0 | 0 | 0 | 0 | 0 | LFG | 0 | 0 | 0 | 0 | 0 | 0
| CO2 Emissions (MMmetricTons) | IESO | Ontario | Nuclear | Nuc | 0 | 0 | 0 | 0 | 0 | 0 | Nuc | 0 | 0 | 0 | 0 | 0 | 0
| CO2 Emissions (MMmetricTons) | IESO | Ontario | Other | PS | 0 | 0 | 0 | 0 | 0 | 0 | PS | 0 | 0 | 0 | 0 | 0 | 0
| CO2 Emissions (MMmetricTons) | IESO | Ontario | Other Renew | PV | 0 | 0 | 0 | 0 | 0 | 0 | PV | 0 | 0 | 0 | 0 | 0 | 0
| CO2 Emissions (MMmetricTons) | IESO | Ontario | CT | PeakG | 0 | 0 | 0 | 0 | 0 | 0 | PeakG | 0 | 0 | 0 | 0 | 0 | 0
| CO2 Emissions (MMmetricTons) | IESO | Ontario | CT | PeakO | 0 | 0 | 0 | 0 | 0 | 0 | PeakO | 0 | 0 | 0 | 0 | 0 | 0
| CO2 Emissions (MMmetricTons) | IESO | Ontario | Other Renew | ST | 0 | 0 | 0 | 0 | 0 | 0 | ST | 0 | 0 | 0 | 0 | 0 | 0
| CO2 Emissions (MMmetricTons) | IESO | Ontario | Steam O/G | STOG | 0 | 0 | 0 | 0 | 0 | 0 | STOG | 0 | 0 | 0 | 0 | 0 | 0
| CO2 Emissions (MMmetricTons) | IESO | Ontario | Other Renew | STWD | 0 | 0 | 0 | 0 | 0 | 0 | STWD | 0 | 0 | 0 | 0 | 0 | 0
| CO2 Emissions (MMmetricTons) | IESO | Ontario | On-shore Wind | WT | 0 | 0 | 0 | 0 | 0 | 0 | WT | 0 | 0 | 0 | 0 | 0 | 0
| CO2 Emissions (MMmetricTons) | IESO | Ontario | Coal | IGCC | 0 | 0 | 0 | 0 | 0 | 0 | IGCC | 0 | 0 | 0 | 0 | 0 | 0
| CO2 Emissions (MMmetricTons) | IESO | Ontario | DR | DemandResponse | 0 | 0 | 0 | 0 | 0 | 0 | DemandResponse | 0 | 0 | 0 | 0 | 0 | 0
| CO2 Emissions (MMmetricTons) | IESO | Ontario | Coal-CCS | IGCC-CCS | 0 | 0 | 0 | 0 | 0 | 0 | IGCC-CCS | 0 | 0 | 0 | 0 | 0 | 0
| CO2 Emissions (MMmetricTons) | IESO | Ontario | Off-shore Wind | WT_off | 0 | 0 | 0 | 0 | 0 | 0 | WT_off | 0 | 0 | 0 | 0 | 0 | 0
| CO2 Emissions (MMmetricTons) | IESO | Ontario | Other | PseudoUnit | 0 | 0 | 0 | 0 | 0 | 0 | PseudoUnit | 0 | 0 | 0 | 0 | 0 | 0
| CO2 Emissions (MMmetricTons) | IESO | Ontario | HQ/Maritimes | FixedInterchange | 0 | 0 | 0 | 0 | 0 | 0 | FixedInterchange | 0 | 0 | 0 | 0 | 0 | 0
CO2 Emissions (MMmetricTons)
| CO2 Emissions (MMmetricTons) |  |  |  | CO2 Emissions (MMmetricTons): MAPP_CA | [6 empty] | CO2 Emissions (MMmetricTons): MAPP_CA
| CO2 Emissions (MMmetricTons) |  |  |  | ReportingType | 2015 | 2020 | 2025 | 2030 | 2035 | 2040 | ReportingType | 2015 | 2020 | 2025 | 2030 | 2035 | 2040
| CO2 Emissions (MMmetricTons) | MAPP_CA | Midwest | Other Renew | BM | 0 | 0 | 0 | 0 | 0 | 0 | BM | 0 | 0 | 0 | 0 | 0 | 0
| CO2 Emissions (MMmetricTons) | MAPP_CA | Midwest | CC | CC | 0.51 | 0.15 | 0 | 0 | 0 | 0 | CC | 0.8 | 0.25 | 0 | 0 | 0 | 0
| CO2 Emissions (MMmetricTons) | MAPP_CA | Midwest | Other Renew | CSP | 0 | 0 | 0 | 0 | 0 | 0 | CSP | 0 | 0 | 0 | 0 | 0 | 0
| CO2 Emissions (MMmetricTons) | MAPP_CA | Midwest | CT | CT | 0 | 0 | 0 | 0 | 0 | 0 | CT | 0 | 0 | 0 | 0 | 0 | 0
| CO2 Emissions (MMmetricTons) | MAPP_CA | Midwest | Coal | Coal | 0 | 0 | 0 | 0 | 0 | 0 | Coal | 0 | 0 | 0 | 0 | 0 | 0
| CO2 Emissions (MMmetricTons) | MAPP_CA | Midwest | Other Renew | Geo | 0 | 0 | 0 | 0 | 0 | 0 | Geo | 0 | 0 | 0 | 0 | 0 | 0
| CO2 Emissions (MMmetricTons) | MAPP_CA | Midwest | Hydro | H | 0 | 0 | 0 | 0 | 0 | 0 | H | 0 | 0 | 0 | 0 | 0 | 0
| CO2 Emissions (MMmetricTons) | MAPP_CA | Midwest | Other Renew | LFG | 0 | 0 | 0 | 0 | 0 | 0 | LFG | 0 | 0 | 0 | 0 | 0 | 0
| CO2 Emissions (MMmetricTons) | MAPP_CA | Midwest | Nuclear | Nuc | 0 | 0 | 0 | 0 | 0 | 0 | Nuc | 0 | 0 | 0 | 0 | 0 | 0
| CO2 Emissions (MMmetricTons) | MAPP_CA | Midwest | Other | PS | 0 | 0 | 0 | 0 | 0 | 0 | PS | 0 | 0 | 0 | 0 | 0 | 0
| CO2 Emissions (MMmetricTons) | MAPP_CA | Midwest | Other Renew | PV | 0 | 0 | 0 | 0 | 0 | 0 | PV | 0 | 0 | 0 | 0 | 0 | 0
| CO2 Emissions (MMmetricTons) | MAPP_CA | Midwest | CT | PeakG | 0 | 0 | 0 | 0 | 0 | 0 | PeakG | 0 | 0 | 0 | 0 | 0 | 0
| CO2 Emissions (MMmetricTons) | MAPP_CA | Midwest | CT | PeakO | 0 | 0 | 0 | 0 | 0 | 0 | PeakO | 0 | 0 | 0 | 0 | 0 | 0
| CO2 Emissions (MMmetricTons) | MAPP_CA | Midwest | Other Renew | ST | 0 | 0 | 0 | 0 | 0 | 0 | ST | 0 | 0 | 0 | 0 | 0 | 0
| CO2 Emissions (MMmetricTons) | MAPP_CA | Midwest | Steam O/G | STOG | 0 | 0 | 0 | 0 | 0 | 0 | STOG | 0 | 0 | 0 | 0 | 0 | 0
| CO2 Emissions (MMmetricTons) | MAPP_CA | Midwest | Other Renew | STWD | 0 | 0 | 0 | 0 | 0 | 0 | STWD | 0 | 0 | 0 | 0 | 0 | 0
| CO2 Emissions (MMmetricTons) | MAPP_CA | Midwest | On-shore Wind | WT | 0 | 0 | 0 | 0 | 0 | 0 | WT | 0 | 0 | 0 | 0 | 0 | 0
| CO2 Emissions (MMmetricTons) | MAPP_CA | Midwest | Coal | IGCC | 0 | 0 | 0 | 0 | 0 | 0 | IGCC | 0 | 0 | 0 | 0 | 0 | 0
| CO2 Emissions (MMmetricTons) | MAPP_CA | Midwest | DR | DemandResponse | 0 | 0 | 0 | 0 | 0 | 0 | DemandResponse | 0 | 0 | 0 | 0 | 0 | 0
| CO2 Emissions (MMmetricTons) | MAPP_CA | Midwest | Coal-CCS | IGCC-CCS | 0 | 0 | 0 | 0 | 0 | 0 | IGCC-CCS | 0 | 0 | 0 | 0 | 0 | 0
| CO2 Emissions (MMmetricTons) | MAPP_CA | Midwest | Off-shore Wind | WT_off | 0 | 0 | 0 | 0 | 0 | 0 | WT_off | 0 | 0 | 0 | 0 | 0 | 0
| CO2 Emissions (MMmetricTons) | MAPP_CA | Midwest | Other | PseudoUnit | 0 | 0 | 0 | 0 | 0 | 0 | PseudoUnit | 0 | 0 | 0 | 0 | 0 | 0
| CO2 Emissions (MMmetricTons) | MAPP_CA | Midwest | HQ/Maritimes | FixedInterchange | 0 | 0 | 0 | 0 | 0 | 0 | FixedInterchange | 0 | 0 | 0 | 0 | 0 | 0
CO2 Emissions (MMmetricTons)
| CO2 Emissions (MMmetricTons) |  |  |  | CO2 Emissions (MMmetricTons): AZ_NM_SNV_Coal | [6 empty] | CO2 Emissions (MMmetricTons): AZ_NM_SNV_Coal
| CO2 Emissions (MMmetricTons) |  |  |  | ReportingType | 2015 | 2020 | 2025 | 2030 | 2035 | 2040 | ReportingType | 2015 | 2020 | 2025 | 2030 | 2035 | 2040
| CO2 Emissions (MMmetricTons) | AZ_NM_SNV_Coal | West | Other Renew | BM | 0 | 0 | 0 | 0 | 0 | 0 | BM | 0 | 0 | 0 | 0 | 0 | 0
| CO2 Emissions (MMmetricTons) | AZ_NM_SNV_Coal | West | CC | CC | 0 | 0 | 0 | 0 | 0 | 0 | CC | 0 | 0 | 0 | 0 | 0 | 0
| CO2 Emissions (MMmetricTons) | AZ_NM_SNV_Coal | West | Other Renew | CSP | 0 | 0 | 0 | 0 | 0 | 0 | CSP | 0 | 0 | 0 | 0 | 0 | 0
| CO2 Emissions (MMmetricTons) | AZ_NM_SNV_Coal | West | CT | CT | 0 | 0 | 0 | 0 | 0 | 0 | CT | 0 | 0 | 0 | 0 | 0 | 0
| CO2 Emissions (MMmetricTons) | AZ_NM_SNV_Coal | West | Coal | Coal | 47.57 | 43.32 | 9.61 | 0.04 | 0.16 | 0.08 | Coal | 47.57 | 43.21 | 9.68 | 0.05 | 0.3 | 0.15
| CO2 Emissions (MMmetricTons) | AZ_NM_SNV_Coal | West | Other Renew | Geo | 0 | 0 | 0 | 0 | 0 | 0 | Geo | 0 | 0 | 0 | 0 | 0 | 0
| CO2 Emissions (MMmetricTons) | AZ_NM_SNV_Coal | West | Hydro | H | 0 | 0 | 0 | 0 | 0 | 0 | H | 0 | 0 | 0 | 0 | 0 | 0
| CO2 Emissions (MMmetricTons) | AZ_NM_SNV_Coal | West | Other Renew | LFG | 0 | 0 | 0 | 0 | 0 | 0 | LFG | 0 | 0 | 0 | 0 | 0 | 0
| CO2 Emissions (MMmetricTons) | AZ_NM_SNV_Coal | West | Nuclear | Nuc | 0 | 0 | 0 | 0 | 0 | 0 | Nuc | 0 | 0 | 0 | 0 | 0 | 0
| CO2 Emissions (MMmetricTons) | AZ_NM_SNV_Coal | West | Other | PS | 0 | 0 | 0 | 0 | 0 | 0 | PS | 0 | 0 | 0 | 0 | 0 | 0
| CO2 Emissions (MMmetricTons) | AZ_NM_SNV_Coal | West | Other Renew | PV | 0 | 0 | 0 | 0 | 0 | 0 | PV | 0 | 0 | 0 | 0 | 0 | 0
| CO2 Emissions (MMmetricTons) | AZ_NM_SNV_Coal | West | CT | PeakG | 0 | 0 | 0 | 0 | 0 | 0 | PeakG | 0 | 0 | 0 | 0 | 0 | 0
| CO2 Emissions (MMmetricTons) | AZ_NM_SNV_Coal | West | CT | PeakO | 0 | 0 | 0 | 0 | 0 | 0 | PeakO | 0 | 0 | 0 | 0 | 0 | 0
| CO2 Emissions (MMmetricTons) | AZ_NM_SNV_Coal | West | Other Renew | ST | 0 | 0 | 0 | 0 | 0 | 0 | ST | 0 | 0 | 0 | 0 | 0 | 0
| CO2 Emissions (MMmetricTons) | AZ_NM_SNV_Coal | West | Steam O/G | STOG | 0 | 0 | 0 | 0 | 0 | 0 | STOG | 0 | 0 | 0 | 0 | 0 | 0
| CO2 Emissions (MMmetricTons) | AZ_NM_SNV_Coal | West | Other Renew | STWD | 0 | 0 | 0 | 0 | 0 | 0 | STWD | 0 | 0 | 0 | 0 | 0 | 0
| CO2 Emissions (MMmetricTons) | AZ_NM_SNV_Coal | West | On-shore Wind | WT | 0 | 0 | 0 | 0 | 0 | 0 | WT | 0 | 0 | 0 | 0 | 0 | 0
| CO2 Emissions (MMmetricTons) | AZ_NM_SNV_Coal | West | Coal | IGCC | 0 | 0 | 0 | 0 | 0 | 0 | IGCC | 0 | 0 | 0 | 0 | 0 | 0
| CO2 Emissions (MMmetricTons) | AZ_NM_SNV_Coal | West | DR | DemandResponse | 0 | 0 | 0 | 0 | 0 | 0 | DemandResponse | 0 | 0 | 0 | 0 | 0 | 0
| CO2 Emissions (MMmetricTons) | AZ_NM_SNV_Coal | West | Coal-CCS | IGCC-CCS | 0 | 0 | 0 | 0 | 0 | 0 | IGCC-CCS | 0 | 0 | 0 | 0 | 0 | 0
| CO2 Emissions (MMmetricTons) | AZ_NM_SNV_Coal | West | Off-shore Wind | WT_off | 0 | 0 | 0 | 0 | 0 | 0 | WT_off | 0 | 0 | 0 | 0 | 0 | 0
| CO2 Emissions (MMmetricTons) | AZ_NM_SNV_Coal | West | Other | PseudoUnit | 0 | 0 | 0 | 0 | 0 | 0 | PseudoUnit | 0 | 0 | 0 | 0 | 0 | 0
| CO2 Emissions (MMmetricTons) | AZ_NM_SNV_Coal | West | HQ/Maritimes | FixedInterchange | 0 | 0 | 0 | 0 | 0 | 0 | FixedInterchange | 0 | 0 | 0 | 0 | 0 | 0
CO2 Emissions (MMmetricTons)
| CO2 Emissions (MMmetricTons) |  |  |  | CO2 Emissions (MMmetricTons): AZ_NM_SNV_Gas | [6 empty] | CO2 Emissions (MMmetricTons): AZ_NM_SNV_Gas
| CO2 Emissions (MMmetricTons) |  |  |  | ReportingType | 2015 | 2020 | 2025 | 2030 | 2035 | 2040 | ReportingType | 2015 | 2020 | 2025 | 2030 | 2035 | 2040
| CO2 Emissions (MMmetricTons) | AZ_NM_SNV_Gas | West | Other Renew | BM | 0 | 0 | 0 | 0 | 0 | 0 | BM | 0 | 0 | 0 | 0 | 0 | 0
| CO2 Emissions (MMmetricTons) | AZ_NM_SNV_Gas | West | CC | CC | 26.1 | 20.5 | 30.27 | 16.16 | 5.95 | 4.39 | CC | 26.16 | 20.42 | 30.22 | 18.94 | 5.84 | 4.62
| CO2 Emissions (MMmetricTons) | AZ_NM_SNV_Gas | West | Other Renew | CSP | 0 | 0 | 0 | 0 | 0 | 0 | CSP | 0 | 0 | 0 | 0 | 0 | 0
| CO2 Emissions (MMmetricTons) | AZ_NM_SNV_Gas | West | CT | CT | 0 | 0 | 0 | 0 | 0 | 0 | CT | 0 | 0 | 0 | 0 | 0 | 0
| CO2 Emissions (MMmetricTons) | AZ_NM_SNV_Gas | West | Coal | Coal | 0 | 0 | 0 | 0 | 0 | 0 | Coal | 0 | 0 | 0 | 0 | 0 | 0
| CO2 Emissions (MMmetricTons) | AZ_NM_SNV_Gas | West | Other Renew | Geo | 0 | 0 | 0 | 0 | 0 | 0 | Geo | 0 | 0 | 0 | 0 | 0 | 0
| CO2 Emissions (MMmetricTons) | AZ_NM_SNV_Gas | West | Hydro | H | 0 | 0 | 0 | 0 | 0 | 0 | H | 0 | 0 | 0 | 0 | 0 | 0
| CO2 Emissions (MMmetricTons) | AZ_NM_SNV_Gas | West | Other Renew | LFG | 0 | 0 | 0 | 0 | 0 | 0 | LFG | 0 | 0 | 0 | 0 | 0 | 0
| CO2 Emissions (MMmetricTons) | AZ_NM_SNV_Gas | West | Nuclear | Nuc | 0 | 0 | 0 | 0 | 0 | 0 | Nuc | 0 | 0 | 0 | 0 | 0 | 0
| CO2 Emissions (MMmetricTons) | AZ_NM_SNV_Gas | West | Other | PS | 0 | 0 | 0 | 0 | 0 | 0 | PS | 0 | 0 | 0 | 0 | 0 | 0
| CO2 Emissions (MMmetricTons) | AZ_NM_SNV_Gas | West | Other Renew | PV | 0 | 0 | 0 | 0 | 0 | 0 | PV | 0 | 0 | 0 | 0 | 0 | 0
| CO2 Emissions (MMmetricTons) | AZ_NM_SNV_Gas | West | CT | PeakG | 0 | 0 | 0 | 0 | 0 | 0 | PeakG | 0 | 0 | 0 | 0 | 0 | 0
| CO2 Emissions (MMmetricTons) | AZ_NM_SNV_Gas | West | CT | PeakO | 0 | 0 | 0 | 0 | 0 | 0 | PeakO | 0 | 0 | 0 | 0 | 0 | 0
| CO2 Emissions (MMmetricTons) | AZ_NM_SNV_Gas | West | Other Renew | ST | 0 | 0 | 0 | 0 | 0 | 0 | ST | 0 | 0 | 0 | 0 | 0 | 0
| CO2 Emissions (MMmetricTons) | AZ_NM_SNV_Gas | West | Steam O/G | STOG | 0 | 0 | 0 | 0 | 0 | 0 | STOG | 0 | 0 | 0 | 0 | 0 | 0
| CO2 Emissions (MMmetricTons) | AZ_NM_SNV_Gas | West | Other Renew | STWD | 0 | 0 | 0 | 0 | 0 | 0 | STWD | 0 | 0 | 0 | 0 | 0 | 0
| CO2 Emissions (MMmetricTons) | AZ_NM_SNV_Gas | West | On-shore Wind | WT | 0 | 0 | 0 | 0 | 0 | 0 | WT | 0 | 0 | 0 | 0 | 0 | 0
| CO2 Emissions (MMmetricTons) | AZ_NM_SNV_Gas | West | Coal | IGCC | 0 | 0 | 0 | 0 | 0 | 0 | IGCC | 0 | 0 | 0 | 0 | 0 | 0
| CO2 Emissions (MMmetricTons) | AZ_NM_SNV_Gas | West | DR | DemandResponse | 0 | 0 | 0 | 0 | 0 | 0 | DemandResponse | 0 | 0 | 0 | 0 | 0 | 0
| CO2 Emissions (MMmetricTons) | AZ_NM_SNV_Gas | West | Coal-CCS | IGCC-CCS | 0 | 0 | 0 | 0 | 0 | 0 | IGCC-CCS | 0 | 0 | 0 | 0 | 0 | 0
| CO2 Emissions (MMmetricTons) | AZ_NM_SNV_Gas | West | Off-shore Wind | WT_off | 0 | 0 | 0 | 0 | 0 | 0 | WT_off | 0 | 0 | 0 | 0 | 0 | 0
| CO2 Emissions (MMmetricTons) | AZ_NM_SNV_Gas | West | Other | PseudoUnit | 0 | 0 | 0 | 0 | 0 | 0 | PseudoUnit | 0 | 0 | 0 | 0 | 0 | 0
| CO2 Emissions (MMmetricTons) | AZ_NM_SNV_Gas | West | HQ/Maritimes | FixedInterchange | 0 | 0 | 0 | 0 | 0 | 0 | FixedInterchange | 0 | 0 | 0 | 0 | 0 | 0
CO2 Emissions (MMmetricTons)
| CO2 Emissions (MMmetricTons) |  |  |  | CO2 Emissions (MMmetricTons): AZ_NM_SNV_NucRenew | [6 empty] | CO2 Emissions (MMmetricTons): AZ_NM_SNV_NucRenew
| CO2 Emissions (MMmetricTons) |  |  |  | ReportingType | 2015 | 2020 | 2025 | 2030 | 2035 | 2040 | ReportingType | 2015 | 2020 | 2025 | 2030 | 2035 | 2040
| CO2 Emissions (MMmetricTons) | AZ_NM_SNV_NucRenew | West | Other Renew | BM | 0 | 0 | 0 | 0 | 0 | 0 | BM | 0 | 0 | 0 | 0 | 0 | 0
| CO2 Emissions (MMmetricTons) | AZ_NM_SNV_NucRenew | West | CC | CC | 0 | 0 | 0 | 0 | 0 | 0 | CC | 0 | 0 | 0 | 0 | 0 | 0
| CO2 Emissions (MMmetricTons) | AZ_NM_SNV_NucRenew | West | Other Renew | CSP | 0 | 0 | 0 | 0 | 0 | 0 | CSP | 0 | 0 | 0 | 0 | 0 | 0
| CO2 Emissions (MMmetricTons) | AZ_NM_SNV_NucRenew | West | CT | CT | 0 | 0 | 0 | 0 | 0 | 0 | CT | 0 | 0 | 0 | 0 | 0 | 0
| CO2 Emissions (MMmetricTons) | AZ_NM_SNV_NucRenew | West | Coal | Coal | 0 | 0 | 0 | 0 | 0 | 0 | Coal | 0 | 0 | 0 | 0 | 0 | 0
| CO2 Emissions (MMmetricTons) | AZ_NM_SNV_NucRenew | West | Other Renew | Geo | 0 | 0 | 0 | 0 | 0 | 0 | Geo | 0 | 0 | 0 | 0 | 0 | 0
| CO2 Emissions (MMmetricTons) | AZ_NM_SNV_NucRenew | West | Hydro | H | 0 | 0 | 0 | 0 | 0 | 0 | H | 0 | 0 | 0 | 0 | 0 | 0
| CO2 Emissions (MMmetricTons) | AZ_NM_SNV_NucRenew | West | Other Renew | LFG | 0 | 0 | 0 | 0 | 0 | 0 | LFG | 0 | 0 | 0 | 0 | 0 | 0
| CO2 Emissions (MMmetricTons) | AZ_NM_SNV_NucRenew | West | Nuclear | Nuc | 0 | 0 | 0 | 0 | 0 | 0 | Nuc | 0 | 0 | 0 | 0 | 0 | 0
| CO2 Emissions (MMmetricTons) | AZ_NM_SNV_NucRenew | West | Other | PS | 0 | 0 | 0 | 0 | 0 | 0 | PS | 0 | 0 | 0 | 0 | 0 | 0
| CO2 Emissions (MMmetricTons) | AZ_NM_SNV_NucRenew | West | Other Renew | PV | 0 | 0 | 0 | 0 | 0 | 0 | PV | 0 | 0 | 0 | 0 | 0 | 0
| CO2 Emissions (MMmetricTons) | AZ_NM_SNV_NucRenew | West | CT | PeakG | 0 | 0 | 0 | 0 | 0 | 0 | PeakG | 0 | 0 | 0 | 0 | 0 | 0
| CO2 Emissions (MMmetricTons) | AZ_NM_SNV_NucRenew | West | CT | PeakO | 0 | 0 | 0 | 0 | 0 | 0 | PeakO | 0 | 0 | 0 | 0 | 0 | 0
| CO2 Emissions (MMmetricTons) | AZ_NM_SNV_NucRenew | West | Other Renew | ST | 0 | 0 | 0 | 0 | 0 | 0 | ST | 0 | 0 | 0 | 0 | 0 | 0
| CO2 Emissions (MMmetricTons) | AZ_NM_SNV_NucRenew | West | Steam O/G | STOG | 0 | 0 | 0 | 0 | 0 | 0 | STOG | 0 | 0 | 0 | 0 | 0 | 0
| CO2 Emissions (MMmetricTons) | AZ_NM_SNV_NucRenew | West | Other Renew | STWD | 0 | 0 | 0 | 0 | 0 | 0 | STWD | 0 | 0 | 0 | 0 | 0 | 0
| CO2 Emissions (MMmetricTons) | AZ_NM_SNV_NucRenew | West | On-shore Wind | WT | 0 | 0 | 0 | 0 | 0 | 0 | WT | 0 | 0 | 0 | 0 | 0 | 0
| CO2 Emissions (MMmetricTons) | AZ_NM_SNV_NucRenew | West | Coal | IGCC | 0 | 0 | 0 | 0 | 0 | 0 | IGCC | 0 | 0 | 0 | 0 | 0 | 0
| CO2 Emissions (MMmetricTons) | AZ_NM_SNV_NucRenew | West | DR | DemandResponse | 0 | 0 | 0 | 0 | 0 | 0 | DemandResponse | 0 | 0 | 0 | 0 | 0 | 0
| CO2 Emissions (MMmetricTons) | AZ_NM_SNV_NucRenew | West | Coal-CCS | IGCC-CCS | 0 | 0 | 0 | 0 | 0 | 0 | IGCC-CCS | 0 | 0 | 0 | 0 | 0 | 0
| CO2 Emissions (MMmetricTons) | AZ_NM_SNV_NucRenew | West | Off-shore Wind | WT_off | 0 | 0 | 0 | 0 | 0 | 0 | WT_off | 0 | 0 | 0 | 0 | 0 | 0
| CO2 Emissions (MMmetricTons) | AZ_NM_SNV_NucRenew | West | Other | PseudoUnit | 0 | 0 | 0 | 0 | 0 | 0 | PseudoUnit | 0 | 0 | 0 | 0 | 0 | 0
| CO2 Emissions (MMmetricTons) | AZ_NM_SNV_NucRenew | West | HQ/Maritimes | FixedInterchange | 0 | 0 | 0 | 0 | 0 | 0 | FixedInterchange | 0 | 0 | 0 | 0 | 0 | 0
CO2 Emissions (MMmetricTons)
| CO2 Emissions (MMmetricTons) |  |  |  | CO2 Emissions (MMmetricTons): ERCOT | [6 empty] | CO2 Emissions (MMmetricTons): ERCOT
| CO2 Emissions (MMmetricTons) |  |  |  | ReportingType | 2015 | 2020 | 2025 | 2030 | 2035 | 2040 | ReportingType | 2015 | 2020 | 2025 | 2030 | 2035 | 2040
| CO2 Emissions (MMmetricTons) | ERCOT | Texas | Other Renew | BM | 0 | 0 | 0 | 0 | 0 | 0 | BM | 0 | 0 | 0 | 0 | 0 | 0
| CO2 Emissions (MMmetricTons) | ERCOT | Texas | CC | CC | 76.5 | 81.79 | 69.17 | 58.6 | 27.72 | 19.43 | CC | 76.32 | 82.06 | 70.32 | 63.37 | 27.99 | 19.74
| CO2 Emissions (MMmetricTons) | ERCOT | Texas | Other Renew | CSP | 0 | 0 | 0 | 0 | 0 | 0 | CSP | 0 | 0 | 0 | 0 | 0 | 0
| CO2 Emissions (MMmetricTons) | ERCOT | Texas | CT | CT | 0 | 0 | 0 | 0 | 0 | 0 | CT | 0 | 0 | 0 | 0 | 0 | 0
| CO2 Emissions (MMmetricTons) | ERCOT | Texas | Coal | Coal | 41.19 | 26.1 | 1.12 | 0.59 | 0.7 | 0.7 | Coal | 41.1 | 25.84 | 1.12 | 0.66 | 0.77 | 0.77
| CO2 Emissions (MMmetricTons) | ERCOT | Texas | Other Renew | Geo | 0 | 0 | 0 | 0 | 0 | 0 | Geo | 0 | 0 | 0 | 0 | 0 | 0
| CO2 Emissions (MMmetricTons) | ERCOT | Texas | Hydro | H | 0 | 0 | 0 | 0 | 0 | 0 | H | 0 | 0 | 0 | 0 | 0 | 0
| CO2 Emissions (MMmetricTons) | ERCOT | Texas | Other Renew | LFG | 0 | 0 | 0 | 0 | 0 | 0 | LFG | 0 | 0 | 0 | 0 | 0 | 0
| CO2 Emissions (MMmetricTons) | ERCOT | Texas | Nuclear | Nuc | 0 | 0 | 0 | 0 | 0 | 0 | Nuc | 0 | 0 | 0 | 0 | 0 | 0
| CO2 Emissions (MMmetricTons) | ERCOT | Texas | Other | PS | 0 | 0 | 0 | 0 | 0 | 0 | PS | 0 | 0 | 0 | 0 | 0 | 0
| CO2 Emissions (MMmetricTons) | ERCOT | Texas | Other Renew | PV | 0 | 0 | 0 | 0 | 0 | 0 | PV | 0 | 0 | 0 | 0 | 0 | 0
| CO2 Emissions (MMmetricTons) | ERCOT | Texas | CT | PeakG | 0 | 0 | 0 | 0.02 | 0.03 | 0.02 | PeakG | 0 | 0 | 0 | 0.03 | 0.03 | 0.02
| CO2 Emissions (MMmetricTons) | ERCOT | Texas | CT | PeakO | 0 | 0 | 0 | 0 | 0 | 0 | PeakO | 0 | 0 | 0 | 0 | 0 | 0
| CO2 Emissions (MMmetricTons) | ERCOT | Texas | Other Renew | ST | 0 | 0 | 0 | 0 | 0 | 0 | ST | 0 | 0 | 0 | 0 | 0 | 0
| CO2 Emissions (MMmetricTons) | ERCOT | Texas | Steam O/G | STOG | 1.31 | 2.05 | 0.57 | 0.34 | 0 | 0 | STOG | 1.09 | 1.74 | 0.56 | 0.48 | 0 | 0
| CO2 Emissions (MMmetricTons) | ERCOT | Texas | Other Renew | STWD | 0 | 0 | 0 | 0 | 0 | 0 | STWD | 0 | 0 | 0 | 0 | 0 | 0
| CO2 Emissions (MMmetricTons) | ERCOT | Texas | On-shore Wind | WT | 0 | 0 | 0 | 0 | 0 | 0 | WT | 0 | 0 | 0 | 0 | 0 | 0
| CO2 Emissions (MMmetricTons) | ERCOT | Texas | Coal | IGCC | 0 | 0 | 0 | 0 | 0 | 0 | IGCC | 0 | 0 | 0 | 0 | 0 | 0
| CO2 Emissions (MMmetricTons) | ERCOT | Texas | DR | DemandResponse | 0 | 0 | 0 | 0 | 0 | 0 | DemandResponse | 0 | 0 | 0 | 0 | 0 | 0
| CO2 Emissions (MMmetricTons) | ERCOT | Texas | Coal-CCS | IGCC-CCS | 0 | 0 | 0 | 0 | 0 | 0 | IGCC-CCS | 0 | 0 | 0 | 0 | 0 | 0
| CO2 Emissions (MMmetricTons) | ERCOT | Texas | Off-shore Wind | WT_off | 0 | 0 | 0 | 0 | 0 | 0 | WT_off | 0 | 0 | 0 | 0 | 0 | 0
| CO2 Emissions (MMmetricTons) | ERCOT | Texas | Other | PseudoUnit | 0 | 0 | 0 | 0 | 0 | 0 | PseudoUnit | 0 | 0 | 0 | 0 | 0 | 0
| CO2 Emissions (MMmetricTons) | ERCOT | Texas | HQ/Maritimes | FixedInterchange | 0 | 0 | 0 | 0 | 0 | 0 | FixedInterchange | 0 | 0 | 0 | 0 | 0 | 0
CO2 Emissions (MMmetricTons)
| CO2 Emissions (MMmetricTons) |  |  |  | CO2 Emissions (MMmetricTons): NP15 | [6 empty] | CO2 Emissions (MMmetricTons): NP15
| CO2 Emissions (MMmetricTons) |  |  |  | ReportingType | 2015 | 2020 | 2025 | 2030 | 2035 | 2040 | ReportingType | 2015 | 2020 | 2025 | 2030 | 2035 | 2040
| CO2 Emissions (MMmetricTons) | NP15 | West | Other Renew | BM | 0 | 0 | 0 | 0 | 0 | 0 | BM | 0 | 0 | 0 | 0 | 0 | 0
| CO2 Emissions (MMmetricTons) | NP15 | West | CC | CC | 23.03 | 22.51 | 22.57 | 12.91 | 5.33 | 1.78 | CC | 21.89 | 21.3 | 21.41 | 14.34 | 3.91 | 2.49
| CO2 Emissions (MMmetricTons) | NP15 | West | Other Renew | CSP | 0 | 0 | 0 | 0 | 0 | 0 | CSP | 0 | 0 | 0 | 0 | 0 | 0
| CO2 Emissions (MMmetricTons) | NP15 | West | CT | CT | 0 | 0 | 0 | 0 | 0 | 0 | CT | 0 | 0 | 0 | 0 | 0 | 0
| CO2 Emissions (MMmetricTons) | NP15 | West | Coal | Coal | 1.57 | 0 | 0 | 0 | 0 | 0 | Coal | 1.57 | 0 | 0 | 0 | 0 | 0
| CO2 Emissions (MMmetricTons) | NP15 | West | Other Renew | Geo | 0 | 0 | 0 | 0 | 0 | 0 | Geo | 0 | 0 | 0 | 0 | 0 | 0
| CO2 Emissions (MMmetricTons) | NP15 | West | Hydro | H | 0 | 0 | 0 | 0 | 0 | 0 | H | 0 | 0 | 0 | 0 | 0 | 0
| CO2 Emissions (MMmetricTons) | NP15 | West | Other Renew | LFG | 0 | 0 | 0 | 0 | 0 | 0 | LFG | 0 | 0 | 0 | 0 | 0 | 0
| CO2 Emissions (MMmetricTons) | NP15 | West | Nuclear | Nuc | 0 | 0 | 0 | 0 | 0 | 0 | Nuc | 0 | 0 | 0 | 0 | 0 | 0
| CO2 Emissions (MMmetricTons) | NP15 | West | Other | PS | 0 | 0 | 0 | 0 | 0 | 0 | PS | 0 | 0 | 0 | 0 | 0 | 0
| CO2 Emissions (MMmetricTons) | NP15 | West | Other Renew | PV | 0 | 0 | 0 | 0 | 0 | 0 | PV | 0 | 0 | 0 | 0 | 0 | 0
| CO2 Emissions (MMmetricTons) | NP15 | West | CT | PeakG | 0 | 0 | 0 | 0 | 0 | 0 | PeakG | 0 | 0 | 0 | 0 | 0 | 0
| CO2 Emissions (MMmetricTons) | NP15 | West | CT | PeakO | 0 | 0 | 0 | 0 | 0 | 0 | PeakO | 0 | 0 | 0 | 0 | 0 | 0
| CO2 Emissions (MMmetricTons) | NP15 | West | Other Renew | ST | 0 | 0 | 0 | 0 | 0 | 0 | ST | 0 | 0 | 0 | 0 | 0 | 0
| CO2 Emissions (MMmetricTons) | NP15 | West | Steam O/G | STOG | 0.04 | 0.02 | 0.03 | 0 | 0 | 0 | STOG | 0.04 | 0.03 | 0.06 | 0 | 0 | 0
| CO2 Emissions (MMmetricTons) | NP15 | West | Other Renew | STWD | 0 | 0 | 0 | 0 | 0 | 0 | STWD | 0 | 0 | 0 | 0 | 0 | 0
| CO2 Emissions (MMmetricTons) | NP15 | West | On-shore Wind | WT | 0 | 0 | 0 | 0 | 0 | 0 | WT | 0 | 0 | 0 | 0 | 0 | 0
| CO2 Emissions (MMmetricTons) | NP15 | West | Coal | IGCC | 0 | 0 | 0 | 0 | 0 | 0 | IGCC | 0 | 0 | 0 | 0 | 0 | 0
| CO2 Emissions (MMmetricTons) | NP15 | West | DR | DemandResponse | 0 | 0 | 0 | 0 | 0 | 0 | DemandResponse | 0 | 0 | 0 | 0 | 0 | 0
| CO2 Emissions (MMmetricTons) | NP15 | West | Coal-CCS | IGCC-CCS | 0 | 0 | 0 | 0 | 0 | 0 | IGCC-CCS | 0 | 0 | 0 | 0 | 0 | 0
| CO2 Emissions (MMmetricTons) | NP15 | West | Off-shore Wind | WT_off | 0 | 0 | 0 | 0 | 0 | 0 | WT_off | 0 | 0 | 0 | 0 | 0 | 0
| CO2 Emissions (MMmetricTons) | NP15 | West | Other | PseudoUnit | 0 | 0 | 0 | 0 | 0 | 0 | PseudoUnit | 0 | 0 | 0 | 0 | 0 | 0
| CO2 Emissions (MMmetricTons) | NP15 | West | HQ/Maritimes | FixedInterchange | 0 | 0 | 0 | 0 | 0 | 0 | FixedInterchange | 0 | 0 | 0 | 0 | 0 | 0
CO2 Emissions (MMmetricTons)
| CO2 Emissions (MMmetricTons) |  |  |  | CO2 Emissions (MMmetricTons): NWPP_Coal | [6 empty] | CO2 Emissions (MMmetricTons): NWPP_Coal
| CO2 Emissions (MMmetricTons) |  |  |  | ReportingType | 2015 | 2020 | 2025 | 2030 | 2035 | 2040 | ReportingType | 2015 | 2020 | 2025 | 2030 | 2035 | 2040
| CO2 Emissions (MMmetricTons) | NWPP_Coal | West | Other Renew | BM | 0 | 0 | 0 | 0 | 0 | 0 | BM | 0 | 0 | 0 | 0 | 0 | 0
| CO2 Emissions (MMmetricTons) | NWPP_Coal | West | CC | CC | 0 | 0 | 0 | 0 | 0 | 0 | CC | 0 | 0 | 0 | 0 | 0 | 0
| CO2 Emissions (MMmetricTons) | NWPP_Coal | West | Other Renew | CSP | 0 | 0 | 0 | 0 | 0 | 0 | CSP | 0 | 0 | 0 | 0 | 0 | 0
| CO2 Emissions (MMmetricTons) | NWPP_Coal | West | CT | CT | 0 | 0 | 0 | 0 | 0 | 0 | CT | 0 | 0 | 0 | 0 | 0 | 0
| CO2 Emissions (MMmetricTons) | NWPP_Coal | West | Coal | Coal | 53.52 | 39.19 | 0.16 | 0.16 | 0.16 | 0.16 | Coal | 53.52 | 39.19 | 0.16 | 0.16 | 0.16 | 0.16
| CO2 Emissions (MMmetricTons) | NWPP_Coal | West | Other Renew | Geo | 0 | 0 | 0 | 0 | 0 | 0 | Geo | 0 | 0 | 0 | 0 | 0 | 0
| CO2 Emissions (MMmetricTons) | NWPP_Coal | West | Hydro | H | 0 | 0 | 0 | 0 | 0 | 0 | H | 0 | 0 | 0 | 0 | 0 | 0
| CO2 Emissions (MMmetricTons) | NWPP_Coal | West | Other Renew | LFG | 0 | 0 | 0 | 0 | 0 | 0 | LFG | 0 | 0 | 0 | 0 | 0 | 0
| CO2 Emissions (MMmetricTons) | NWPP_Coal | West | Nuclear | Nuc | 0 | 0 | 0 | 0 | 0 | 0 | Nuc | 0 | 0 | 0 | 0 | 0 | 0
| CO2 Emissions (MMmetricTons) | NWPP_Coal | West | Other | PS | 0 | 0 | 0 | 0 | 0 | 0 | PS | 0 | 0 | 0 | 0 | 0 | 0
| CO2 Emissions (MMmetricTons) | NWPP_Coal | West | Other Renew | PV | 0 | 0 | 0 | 0 | 0 | 0 | PV | 0 | 0 | 0 | 0 | 0 | 0
| CO2 Emissions (MMmetricTons) | NWPP_Coal | West | CT | PeakG | 0 | 0 | 0 | 0 | 0 | 0 | PeakG | 0 | 0 | 0 | 0 | 0 | 0
| CO2 Emissions (MMmetricTons) | NWPP_Coal | West | CT | PeakO | 0 | 0 | 0 | 0 | 0 | 0 | PeakO | 0 | 0 | 0 | 0 | 0 | 0
| CO2 Emissions (MMmetricTons) | NWPP_Coal | West | Other Renew | ST | 0 | 0 | 0 | 0 | 0 | 0 | ST | 0 | 0 | 0 | 0 | 0 | 0
| CO2 Emissions (MMmetricTons) | NWPP_Coal | West | Steam O/G | STOG | 0 | 0 | 0 | 0 | 0 | 0 | STOG | 0 | 0 | 0 | 0 | 0 | 0
| CO2 Emissions (MMmetricTons) | NWPP_Coal | West | Other Renew | STWD | 0 | 0 | 0 | 0 | 0 | 0 | STWD | 0 | 0 | 0 | 0 | 0 | 0
| CO2 Emissions (MMmetricTons) | NWPP_Coal | West | On-shore Wind | WT | 0 | 0 | 0 | 0 | 0 | 0 | WT | 0 | 0 | 0 | 0 | 0 | 0
| CO2 Emissions (MMmetricTons) | NWPP_Coal | West | Coal | IGCC | 0 | 0 | 0 | 0 | 0 | 0 | IGCC | 0 | 0 | 0 | 0 | 0 | 0
| CO2 Emissions (MMmetricTons) | NWPP_Coal | West | DR | DemandResponse | 0 | 0 | 0 | 0 | 0 | 0 | DemandResponse | 0 | 0 | 0 | 0 | 0 | 0
| CO2 Emissions (MMmetricTons) | NWPP_Coal | West | Coal-CCS | IGCC-CCS | 0 | 0 | 0 | 0 | 0 | 0 | IGCC-CCS | 0 | 0 | 0 | 0 | 0 | 0
| CO2 Emissions (MMmetricTons) | NWPP_Coal | West | Off-shore Wind | WT_off | 0 | 0 | 0 | 0 | 0 | 0 | WT_off | 0 | 0 | 0 | 0 | 0 | 0
| CO2 Emissions (MMmetricTons) | NWPP_Coal | West | Other | PseudoUnit | 0 | 0 | 0 | 0 | 0 | 0 | PseudoUnit | 0 | 0 | 0 | 0 | 0 | 0
| CO2 Emissions (MMmetricTons) | NWPP_Coal | West | HQ/Maritimes | FixedInterchange | 0 | 0 | 0 | 0 | 0 | 0 | FixedInterchange | 0 | 0 | 0 | 0 | 0 | 0
CO2 Emissions (MMmetricTons)
| CO2 Emissions (MMmetricTons) |  |  |  | CO2 Emissions (MMmetricTons): NWPP_Gas | [6 empty] | CO2 Emissions (MMmetricTons): NWPP_Gas
| CO2 Emissions (MMmetricTons) |  |  |  | ReportingType | 2015 | 2020 | 2025 | 2030 | 2035 | 2040 | ReportingType | 2015 | 2020 | 2025 | 2030 | 2035 | 2040
| CO2 Emissions (MMmetricTons) | NWPP_Gas | West | Other Renew | BM | 0 | 0 | 0 | 0 | 0 | 0 | BM | 0 | 0 | 0 | 0 | 0 | 0
| CO2 Emissions (MMmetricTons) | NWPP_Gas | West | CC | CC | 19.13 | 24.66 | 24.66 | 11.88 | 2.83 | 2.5 | CC | 19.13 | 24.79 | 24.79 | 14.02 | 2.89 | 2.55
| CO2 Emissions (MMmetricTons) | NWPP_Gas | West | Other Renew | CSP | 0 | 0 | 0 | 0 | 0 | 0 | CSP | 0 | 0 | 0 | 0 | 0 | 0
| CO2 Emissions (MMmetricTons) | NWPP_Gas | West | CT | CT | 0 | 0 | 0 | 0 | 0 | 0 | CT | 0 | 0 | 0 | 0 | 0 | 0
| CO2 Emissions (MMmetricTons) | NWPP_Gas | West | Coal | Coal | 0 | 0 | 0 | 0 | 0 | 0 | Coal | 0 | 0 | 0 | 0 | 0 | 0
| CO2 Emissions (MMmetricTons) | NWPP_Gas | West | Other Renew | Geo | 0 | 0 | 0 | 0 | 0 | 0 | Geo | 0 | 0 | 0 | 0 | 0 | 0
| CO2 Emissions (MMmetricTons) | NWPP_Gas | West | Hydro | H | 0 | 0 | 0 | 0 | 0 | 0 | H | 0 | 0 | 0 | 0 | 0 | 0
| CO2 Emissions (MMmetricTons) | NWPP_Gas | West | Other Renew | LFG | 0 | 0 | 0 | 0 | 0 | 0 | LFG | 0 | 0 | 0 | 0 | 0 | 0
| CO2 Emissions (MMmetricTons) | NWPP_Gas | West | Nuclear | Nuc | 0 | 0 | 0 | 0 | 0 | 0 | Nuc | 0 | 0 | 0 | 0 | 0 | 0
| CO2 Emissions (MMmetricTons) | NWPP_Gas | West | Other | PS | 0 | 0 | 0 | 0 | 0 | 0 | PS | 0 | 0 | 0 | 0 | 0 | 0
| CO2 Emissions (MMmetricTons) | NWPP_Gas | West | Other Renew | PV | 0 | 0 | 0 | 0 | 0 | 0 | PV | 0 | 0 | 0 | 0 | 0 | 0
| CO2 Emissions (MMmetricTons) | NWPP_Gas | West | CT | PeakG | 0 | 0 | 0 | 0 | 0 | 0 | PeakG | 0 | 0 | 0 | 0 | 0 | 0
| CO2 Emissions (MMmetricTons) | NWPP_Gas | West | CT | PeakO | 0 | 0 | 0 | 0 | 0 | 0 | PeakO | 0 | 0 | 0 | 0 | 0 | 0
| CO2 Emissions (MMmetricTons) | NWPP_Gas | West | Other Renew | ST | 0 | 0 | 0 | 0 | 0 | 0 | ST | 0 | 0 | 0 | 0 | 0 | 0
| CO2 Emissions (MMmetricTons) | NWPP_Gas | West | Steam O/G | STOG | 0 | 0 | 0 | 0 | 0 | 0 | STOG | 0 | 0 | 0 | 0 | 0 | 0
| CO2 Emissions (MMmetricTons) | NWPP_Gas | West | Other Renew | STWD | 0 | 0 | 0 | 0 | 0 | 0 | STWD | 0 | 0 | 0 | 0 | 0 | 0
| CO2 Emissions (MMmetricTons) | NWPP_Gas | West | On-shore Wind | WT | 0 | 0 | 0 | 0 | 0 | 0 | WT | 0 | 0 | 0 | 0 | 0 | 0
| CO2 Emissions (MMmetricTons) | NWPP_Gas | West | Coal | IGCC | 0 | 0 | 0 | 0 | 0 | 0 | IGCC | 0 | 0 | 0 | 0 | 0 | 0
| CO2 Emissions (MMmetricTons) | NWPP_Gas | West | DR | DemandResponse | 0 | 0 | 0 | 0 | 0 | 0 | DemandResponse | 0 | 0 | 0 | 0 | 0 | 0
| CO2 Emissions (MMmetricTons) | NWPP_Gas | West | Coal-CCS | IGCC-CCS | 0 | 0 | 0 | 0 | 0 | 0 | IGCC-CCS | 0 | 0 | 0 | 0 | 0 | 0
| CO2 Emissions (MMmetricTons) | NWPP_Gas | West | Off-shore Wind | WT_off | 0 | 0 | 0 | 0 | 0 | 0 | WT_off | 0 | 0 | 0 | 0 | 0 | 0
| CO2 Emissions (MMmetricTons) | NWPP_Gas | West | Other | PseudoUnit | 0 | 0 | 0 | 0 | 0 | 0 | PseudoUnit | 0 | 0 | 0 | 0 | 0 | 0
| CO2 Emissions (MMmetricTons) | NWPP_Gas | West | HQ/Maritimes | FixedInterchange | 0 | 0 | 0 | 0 | 0 | 0 | FixedInterchange | 0 | 0 | 0 | 0 | 0 | 0
CO2 Emissions (MMmetricTons)
| CO2 Emissions (MMmetricTons) |  |  |  | CO2 Emissions (MMmetricTons): NWPP_NucRenew | [6 empty] | CO2 Emissions (MMmetricTons): NWPP_NucRenew
| CO2 Emissions (MMmetricTons) |  |  |  | ReportingType | 2015 | 2020 | 2025 | 2030 | 2035 | 2040 | ReportingType | 2015 | 2020 | 2025 | 2030 | 2035 | 2040
| CO2 Emissions (MMmetricTons) | NWPP_NucRenew | West | Other Renew | BM | 0 | 0 | 0 | 0 | 0 | 0 | BM | 0 | 0 | 0 | 0 | 0 | 0
| CO2 Emissions (MMmetricTons) | NWPP_NucRenew | West | CC | CC | 0 | 0 | 0 | 0 | 0 | 0 | CC | 0 | 0 | 0 | 0 | 0 | 0
| CO2 Emissions (MMmetricTons) | NWPP_NucRenew | West | Other Renew | CSP | 0 | 0 | 0 | 0 | 0 | 0 | CSP | 0 | 0 | 0 | 0 | 0 | 0
| CO2 Emissions (MMmetricTons) | NWPP_NucRenew | West | CT | CT | 0 | 0 | 0 | 0 | 0 | 0 | CT | 0 | 0 | 0 | 0 | 0 | 0
| CO2 Emissions (MMmetricTons) | NWPP_NucRenew | West | Coal | Coal | 0 | 0 | 0 | 0 | 0 | 0 | Coal | 0 | 0 | 0 | 0 | 0 | 0
| CO2 Emissions (MMmetricTons) | NWPP_NucRenew | West | Other Renew | Geo | 0 | 0 | 0 | 0 | 0 | 0 | Geo | 0 | 0 | 0 | 0 | 0 | 0
| CO2 Emissions (MMmetricTons) | NWPP_NucRenew | West | Hydro | H | 0 | 0 | 0 | 0 | 0 | 0 | H | 0 | 0 | 0 | 0 | 0 | 0
| CO2 Emissions (MMmetricTons) | NWPP_NucRenew | West | Other Renew | LFG | 0 | 0 | 0 | 0 | 0 | 0 | LFG | 0 | 0 | 0 | 0 | 0 | 0
| CO2 Emissions (MMmetricTons) | NWPP_NucRenew | West | Nuclear | Nuc | 0 | 0 | 0 | 0 | 0 | 0 | Nuc | 0 | 0 | 0 | 0 | 0 | 0
| CO2 Emissions (MMmetricTons) | NWPP_NucRenew | West | Other | PS | 0 | 0 | 0 | 0 | 0 | 0 | PS | 0 | 0 | 0 | 0 | 0 | 0
| CO2 Emissions (MMmetricTons) | NWPP_NucRenew | West | Other Renew | PV | 0 | 0 | 0 | 0 | 0 | 0 | PV | 0 | 0 | 0 | 0 | 0 | 0
| CO2 Emissions (MMmetricTons) | NWPP_NucRenew | West | CT | PeakG | 0 | 0 | 0 | 0 | 0 | 0 | PeakG | 0 | 0 | 0 | 0 | 0 | 0
| CO2 Emissions (MMmetricTons) | NWPP_NucRenew | West | CT | PeakO | 0 | 0 | 0 | 0 | 0 | 0 | PeakO | 0 | 0 | 0 | 0 | 0 | 0
| CO2 Emissions (MMmetricTons) | NWPP_NucRenew | West | Other Renew | ST | 0 | 0 | 0 | 0 | 0 | 0 | ST | 0 | 0 | 0 | 0 | 0 | 0
| CO2 Emissions (MMmetricTons) | NWPP_NucRenew | West | Steam O/G | STOG | 0 | 0 | 0 | 0 | 0 | 0 | STOG | 0 | 0 | 0 | 0 | 0 | 0
| CO2 Emissions (MMmetricTons) | NWPP_NucRenew | West | Other Renew | STWD | 0 | 0 | 0 | 0 | 0 | 0 | STWD | 0 | 0 | 0 | 0 | 0 | 0
| CO2 Emissions (MMmetricTons) | NWPP_NucRenew | West | On-shore Wind | WT | 0 | 0 | 0 | 0 | 0 | 0 | WT | 0 | 0 | 0 | 0 | 0 | 0
| CO2 Emissions (MMmetricTons) | NWPP_NucRenew | West | Coal | IGCC | 0 | 0 | 0 | 0 | 0 | 0 | IGCC | 0 | 0 | 0 | 0 | 0 | 0
| CO2 Emissions (MMmetricTons) | NWPP_NucRenew | West | DR | DemandResponse | 0 | 0 | 0 | 0 | 0 | 0 | DemandResponse | 0 | 0 | 0 | 0 | 0 | 0
| CO2 Emissions (MMmetricTons) | NWPP_NucRenew | West | Coal-CCS | IGCC-CCS | 0 | 0 | 0 | 0 | 0 | 0 | IGCC-CCS | 0 | 0 | 0 | 0 | 0 | 0
| CO2 Emissions (MMmetricTons) | NWPP_NucRenew | West | Off-shore Wind | WT_off | 0 | 0 | 0 | 0 | 0 | 0 | WT_off | 0 | 0 | 0 | 0 | 0 | 0
| CO2 Emissions (MMmetricTons) | NWPP_NucRenew | West | Other | PseudoUnit | 0 | 0 | 0 | 0 | 0 | 0 | PseudoUnit | 0 | 0 | 0 | 0 | 0 | 0
| CO2 Emissions (MMmetricTons) | NWPP_NucRenew | West | HQ/Maritimes | FixedInterchange | 0 | 0 | 0 | 0 | 0 | 0 | FixedInterchange | 0 | 0 | 0 | 0 | 0 | 0
CO2 Emissions (MMmetricTons)
| CO2 Emissions (MMmetricTons) |  |  |  | CO2 Emissions (MMmetricTons): RMPA | [6 empty] | CO2 Emissions (MMmetricTons): RMPA
| CO2 Emissions (MMmetricTons) |  |  |  | ReportingType | 2015 | 2020 | 2025 | 2030 | 2035 | 2040 | ReportingType | 2015 | 2020 | 2025 | 2030 | 2035 | 2040
| CO2 Emissions (MMmetricTons) | RMPA | West | Other Renew | BM | 0 | 0 | 0 | 0 | 0 | 0 | BM | 0 | 0 | 0 | 0 | 0 | 0
| CO2 Emissions (MMmetricTons) | RMPA | West | CC | CC | 4.47 | 3.67 | 7.18 | 3.64 | 1.78 | 1.15 | CC | 4.41 | 4.22 | 6.73 | 4.25 | 2 | 1.39
| CO2 Emissions (MMmetricTons) | RMPA | West | Other Renew | CSP | 0 | 0 | 0 | 0 | 0 | 0 | CSP | 0 | 0 | 0 | 0 | 0 | 0
| CO2 Emissions (MMmetricTons) | RMPA | West | CT | CT | 0 | 0 | 0 | 0 | 0 | 0 | CT | 0 | 0 | 0 | 0 | 0 | 0
| CO2 Emissions (MMmetricTons) | RMPA | West | Coal | Coal | 49.8 | 40.58 | 3.39 | 0.41 | 0.41 | 0.4 | Coal | 49.8 | 39.86 | 3.34 | 0.41 | 0.41 | 0.39
| CO2 Emissions (MMmetricTons) | RMPA | West | Other Renew | Geo | 0 | 0 | 0 | 0 | 0 | 0 | Geo | 0 | 0 | 0 | 0 | 0 | 0
| CO2 Emissions (MMmetricTons) | RMPA | West | Hydro | H | 0 | 0 | 0 | 0 | 0 | 0 | H | 0 | 0 | 0 | 0 | 0 | 0
| CO2 Emissions (MMmetricTons) | RMPA | West | Other Renew | LFG | 0 | 0 | 0 | 0 | 0 | 0 | LFG | 0 | 0 | 0 | 0 | 0 | 0
| CO2 Emissions (MMmetricTons) | RMPA | West | Nuclear | Nuc | 0 | 0 | 0 | 0 | 0 | 0 | Nuc | 0 | 0 | 0 | 0 | 0 | 0
| CO2 Emissions (MMmetricTons) | RMPA | West | Other | PS | 0 | 0 | 0 | 0 | 0 | 0 | PS | 0 | 0 | 0 | 0 | 0 | 0
| CO2 Emissions (MMmetricTons) | RMPA | West | Other Renew | PV | 0 | 0 | 0 | 0 | 0 | 0 | PV | 0 | 0 | 0 | 0 | 0 | 0
| CO2 Emissions (MMmetricTons) | RMPA | West | CT | PeakG | 0 | 0 | 0 | 0 | 0 | 0 | PeakG | 0 | 0 | 0 | 0 | 0 | 0
| CO2 Emissions (MMmetricTons) | RMPA | West | CT | PeakO | 0 | 0 | 0 | 0 | 0 | 0 | PeakO | 0 | 0 | 0 | 0 | 0 | 0
| CO2 Emissions (MMmetricTons) | RMPA | West | Other Renew | ST | 0 | 0 | 0 | 0 | 0 | 0 | ST | 0 | 0 | 0 | 0 | 0 | 0
| CO2 Emissions (MMmetricTons) | RMPA | West | Steam O/G | STOG | 0 | 0 | 0 | 0 | 0 | 0 | STOG | 0 | 0 | 0 | 0 | 0 | 0
| CO2 Emissions (MMmetricTons) | RMPA | West | Other Renew | STWD | 0 | 0 | 0 | 0 | 0 | 0 | STWD | 0 | 0 | 0 | 0 | 0 | 0
| CO2 Emissions (MMmetricTons) | RMPA | West | On-shore Wind | WT | 0 | 0 | 0 | 0 | 0 | 0 | WT | 0 | 0 | 0 | 0 | 0 | 0
| CO2 Emissions (MMmetricTons) | RMPA | West | Coal | IGCC | 0 | 0 | 0 | 0 | 0 | 0 | IGCC | 0 | 0 | 0 | 0 | 0 | 0
| CO2 Emissions (MMmetricTons) | RMPA | West | DR | DemandResponse | 0 | 0 | 0 | 0 | 0 | 0 | DemandResponse | 0 | 0 | 0 | 0 | 0 | 0
| CO2 Emissions (MMmetricTons) | RMPA | West | Coal-CCS | IGCC-CCS | 0 | 0 | 0 | 0 | 0 | 0 | IGCC-CCS | 0 | 0 | 0 | 0 | 0 | 0
| CO2 Emissions (MMmetricTons) | RMPA | West | Off-shore Wind | WT_off | 0 | 0 | 0 | 0 | 0 | 0 | WT_off | 0 | 0 | 0 | 0 | 0 | 0
| CO2 Emissions (MMmetricTons) | RMPA | West | Other | PseudoUnit | 0 | 0 | 0 | 0 | 0 | 0 | PseudoUnit | 0 | 0 | 0 | 0 | 0 | 0
| CO2 Emissions (MMmetricTons) | RMPA | West | HQ/Maritimes | FixedInterchange | 0 | 0 | 0 | 0 | 0 | 0 | FixedInterchange | 0 | 0 | 0 | 0 | 0 | 0
CO2 Emissions (MMmetricTons)
| CO2 Emissions (MMmetricTons) |  |  |  | CO2 Emissions (MMmetricTons): SP15 | [6 empty] | CO2 Emissions (MMmetricTons): SP15
| CO2 Emissions (MMmetricTons) |  |  |  | ReportingType | 2015 | 2020 | 2025 | 2030 | 2035 | 2040 | ReportingType | 2015 | 2020 | 2025 | 2030 | 2035 | 2040
| CO2 Emissions (MMmetricTons) | SP15 | West | Other Renew | BM | 0 | 0 | 0 | 0 | 0 | 0 | BM | 0 | 0 | 0 | 0 | 0 | 0
| CO2 Emissions (MMmetricTons) | SP15 | West | CC | CC | 30.22 | 27.1 | 26.65 | 21.54 | 10.07 | 6.43 | CC | 31.37 | 28.39 | 27.82 | 23.85 | 10.97 | 6.38
| CO2 Emissions (MMmetricTons) | SP15 | West | Other Renew | CSP | 0 | 0 | 0 | 0 | 0 | 0 | CSP | 0 | 0 | 0 | 0 | 0 | 0
| CO2 Emissions (MMmetricTons) | SP15 | West | CT | CT | 0 | 0 | 0 | 0 | 0 | 0 | CT | 0 | 0 | 0 | 0 | 0 | 0
| CO2 Emissions (MMmetricTons) | SP15 | West | Coal | Coal | 1.49 | 0.81 | 0.37 | 0 | 0 | 0 | Coal | 1.49 | 0.81 | 0.37 | 0 | 0 | 0
| CO2 Emissions (MMmetricTons) | SP15 | West | Other Renew | Geo | 0 | 0 | 0 | 0 | 0 | 0 | Geo | 0 | 0 | 0 | 0 | 0 | 0
| CO2 Emissions (MMmetricTons) | SP15 | West | Hydro | H | 0 | 0 | 0 | 0 | 0 | 0 | H | 0 | 0 | 0 | 0 | 0 | 0
| CO2 Emissions (MMmetricTons) | SP15 | West | Other Renew | LFG | 0 | 0 | 0 | 0 | 0 | 0 | LFG | 0 | 0 | 0 | 0 | 0 | 0
| CO2 Emissions (MMmetricTons) | SP15 | West | Nuclear | Nuc | 0 | 0 | 0 | 0 | 0 | 0 | Nuc | 0 | 0 | 0 | 0 | 0 | 0
| CO2 Emissions (MMmetricTons) | SP15 | West | Other | PS | 0 | 0 | 0 | 0 | 0 | 0 | PS | 0 | 0 | 0 | 0 | 0 | 0
| CO2 Emissions (MMmetricTons) | SP15 | West | Other Renew | PV | 0 | 0 | 0 | 0 | 0 | 0 | PV | 0 | 0 | 0 | 0 | 0 | 0
| CO2 Emissions (MMmetricTons) | SP15 | West | CT | PeakG | 0 | 0 | 0 | 0 | 0 | 0 | PeakG | 0 | 0 | 0 | 0 | 0 | 0
| CO2 Emissions (MMmetricTons) | SP15 | West | CT | PeakO | 0 | 0 | 0 | 0 | 0 | 0 | PeakO | 0 | 0 | 0 | 0 | 0 | 0
| CO2 Emissions (MMmetricTons) | SP15 | West | Other Renew | ST | 0 | 0 | 0 | 0 | 0 | 0 | ST | 0 | 0 | 0 | 0 | 0 | 0
| CO2 Emissions (MMmetricTons) | SP15 | West | Steam O/G | STOG | 0.31 | 0.14 | 0.23 | 0.08 | 0.03 | 0.01 | STOG | 0.24 | 0.11 | 0.21 | 0.08 | 0.03 | 0.01
| CO2 Emissions (MMmetricTons) | SP15 | West | Other Renew | STWD | 0 | 0 | 0 | 0 | 0 | 0 | STWD | 0 | 0 | 0 | 0 | 0 | 0
| CO2 Emissions (MMmetricTons) | SP15 | West | On-shore Wind | WT | 0 | 0 | 0 | 0 | 0 | 0 | WT | 0 | 0 | 0 | 0 | 0 | 0
| CO2 Emissions (MMmetricTons) | SP15 | West | Coal | IGCC | 0 | 0 | 0 | 0 | 0 | 0 | IGCC | 0 | 0 | 0 | 0 | 0 | 0
| CO2 Emissions (MMmetricTons) | SP15 | West | DR | DemandResponse | 0 | 0 | 0 | 0 | 0 | 0 | DemandResponse | 0 | 0 | 0 | 0 | 0 | 0
| CO2 Emissions (MMmetricTons) | SP15 | West | Coal-CCS | IGCC-CCS | 0 | 0 | 0 | 0 | 0 | 0 | IGCC-CCS | 0 | 0 | 0 | 0 | 0 | 0
| CO2 Emissions (MMmetricTons) | SP15 | West | Off-shore Wind | WT_off | 0 | 0 | 0 | 0 | 0 | 0 | WT_off | 0 | 0 | 0 | 0 | 0 | 0
| CO2 Emissions (MMmetricTons) | SP15 | West | Other | PseudoUnit | 0 | 0 | 0 | 0 | 0 | 0 | PseudoUnit | 0 | 0 | 0 | 0 | 0 | 0
| CO2 Emissions (MMmetricTons) | SP15 | West | HQ/Maritimes | FixedInterchange | 0 | 0 | 0 | 0 | 0 | 0 | FixedInterchange | 0 | 0 | 0 | 0 | 0 | 0
CO2 Emissions (MMmetricTons)
| CO2 Emissions (MMmetricTons) |  |  |  | CO2 Emissions (MMmetricTons): ALB | [6 empty] | CO2 Emissions (MMmetricTons): ALB
| CO2 Emissions (MMmetricTons) |  |  |  | ReportingType | 2015 | 2020 | 2025 | 2030 | 2035 | 2040 | ReportingType | 2015 | 2020 | 2025 | 2030 | 2035 | 2040
| CO2 Emissions (MMmetricTons) | ALB | West | Other Renew | BM | 0 | 0 | 0 | 0 | 0 | 0 | BM | 0 | 0 | 0 | 0 | 0 | 0
| CO2 Emissions (MMmetricTons) | ALB | West | CC | CC | 8.91 | 8.91 | 1.85 | 0 | 0 | 0 | CC | 8.91 | 8.91 | 1.85 | 0 | 0 | 0
| CO2 Emissions (MMmetricTons) | ALB | West | Other Renew | CSP | 0 | 0 | 0 | 0 | 0 | 0 | CSP | 0 | 0 | 0 | 0 | 0 | 0
| CO2 Emissions (MMmetricTons) | ALB | West | CT | CT | 0 | 0 | 0 | 0 | 0 | 0 | CT | 0 | 0 | 0 | 0 | 0 | 0
| CO2 Emissions (MMmetricTons) | ALB | West | Coal | Coal | 33.14 | 33.13 | 0 | 0 | 0 | 0 | Coal | 33.13 | 33.13 | 0 | 0 | 0 | 0
| CO2 Emissions (MMmetricTons) | ALB | West | Other Renew | Geo | 0 | 0 | 0 | 0 | 0 | 0 | Geo | 0 | 0 | 0 | 0 | 0 | 0
| CO2 Emissions (MMmetricTons) | ALB | West | Hydro | H | 0 | 0 | 0 | 0 | 0 | 0 | H | 0 | 0 | 0 | 0 | 0 | 0
| CO2 Emissions (MMmetricTons) | ALB | West | Other Renew | LFG | 0 | 0 | 0 | 0 | 0 | 0 | LFG | 0 | 0 | 0 | 0 | 0 | 0
| CO2 Emissions (MMmetricTons) | ALB | West | Nuclear | Nuc | 0 | 0 | 0 | 0 | 0 | 0 | Nuc | 0 | 0 | 0 | 0 | 0 | 0
| CO2 Emissions (MMmetricTons) | ALB | West | Other | PS | 0 | 0 | 0 | 0 | 0 | 0 | PS | 0 | 0 | 0 | 0 | 0 | 0
| CO2 Emissions (MMmetricTons) | ALB | West | Other Renew | PV | 0 | 0 | 0 | 0 | 0 | 0 | PV | 0 | 0 | 0 | 0 | 0 | 0
| CO2 Emissions (MMmetricTons) | ALB | West | CT | PeakG | 0 | 0 | 0 | 0 | 0 | 0 | PeakG | 0 | 0 | 0 | 0 | 0 | 0
| CO2 Emissions (MMmetricTons) | ALB | West | CT | PeakO | 0 | 0 | 0 | 0 | 0 | 0 | PeakO | 0 | 0 | 0 | 0 | 0 | 0
| CO2 Emissions (MMmetricTons) | ALB | West | Other Renew | ST | 0 | 0 | 0 | 0 | 0 | 0 | ST | 0 | 0 | 0 | 0 | 0 | 0
| CO2 Emissions (MMmetricTons) | ALB | West | Steam O/G | STOG | 0 | 0 | 0 | 0 | 0 | 0 | STOG | 0 | 0 | 0 | 0 | 0 | 0
| CO2 Emissions (MMmetricTons) | ALB | West | Other Renew | STWD | 0 | 0 | 0 | 0 | 0 | 0 | STWD | 0 | 0 | 0 | 0 | 0 | 0
| CO2 Emissions (MMmetricTons) | ALB | West | On-shore Wind | WT | 0 | 0 | 0 | 0 | 0 | 0 | WT | 0 | 0 | 0 | 0 | 0 | 0
| CO2 Emissions (MMmetricTons) | ALB | West | Coal | IGCC | 0 | 0 | 0 | 0 | 0 | 0 | IGCC | 0 | 0 | 0 | 0 | 0 | 0
| CO2 Emissions (MMmetricTons) | ALB | West | DR | DemandResponse | 0 | 0 | 0 | 0 | 0 | 0 | DemandResponse | 0 | 0 | 0 | 0 | 0 | 0
| CO2 Emissions (MMmetricTons) | ALB | West | Coal-CCS | IGCC-CCS | 0 | 0 | 0 | 0 | 0 | 0 | IGCC-CCS | 0 | 0 | 0 | 0 | 0 | 0
| CO2 Emissions (MMmetricTons) | ALB | West | Off-shore Wind | WT_off | 0 | 0 | 0 | 0 | 0 | 0 | WT_off | 0 | 0 | 0 | 0 | 0 | 0
| CO2 Emissions (MMmetricTons) | ALB | West | Other | PseudoUnit | 0 | 0 | 0 | 0 | 0 | 0 | PseudoUnit | 0 | 0 | 0 | 0 | 0 | 0
| CO2 Emissions (MMmetricTons) | ALB | West | HQ/Maritimes | FixedInterchange | 0 | 0 | 0 | 0 | 0 | 0 | FixedInterchange | 0 | 0 | 0 | 0 | 0 | 0
CO2 Emissions (MMmetricTons)
| CO2 Emissions (MMmetricTons) |  |  |  | CO2 Emissions (MMmetricTons): BC | [6 empty] | CO2 Emissions (MMmetricTons): BC
| CO2 Emissions (MMmetricTons) |  |  |  | ReportingType | 2015 | 2020 | 2025 | 2030 | 2035 | 2040 | ReportingType | 2015 | 2020 | 2025 | 2030 | 2035 | 2040
| CO2 Emissions (MMmetricTons) | BC | West | Other Renew | BM | 0 | 0 | 0 | 0 | 0 | 0 | BM | 0 | 0 | 0 | 0 | 0 | 0
| CO2 Emissions (MMmetricTons) | BC | West | CC | CC | 0.6 | 0.6 | 0 | 0 | 0 | 0 | CC | 0.6 | 0.6 | 0 | 0 | 0 | 0
| CO2 Emissions (MMmetricTons) | BC | West | Other Renew | CSP | 0 | 0 | 0 | 0 | 0 | 0 | CSP | 0 | 0 | 0 | 0 | 0 | 0
| CO2 Emissions (MMmetricTons) | BC | West | CT | CT | 0 | 0 | 0 | 0 | 0 | 0 | CT | 0 | 0 | 0 | 0 | 0 | 0
| CO2 Emissions (MMmetricTons) | BC | West | Coal | Coal | 0 | 0 | 0 | 0 | 0 | 0 | Coal | 0 | 0 | 0 | 0 | 0 | 0
| CO2 Emissions (MMmetricTons) | BC | West | Other Renew | Geo | 0 | 0 | 0 | 0 | 0 | 0 | Geo | 0 | 0 | 0 | 0 | 0 | 0
| CO2 Emissions (MMmetricTons) | BC | West | Hydro | H | 0 | 0 | 0 | 0 | 0 | 0 | H | 0 | 0 | 0 | 0 | 0 | 0
| CO2 Emissions (MMmetricTons) | BC | West | Other Renew | LFG | 0 | 0 | 0 | 0 | 0 | 0 | LFG | 0 | 0 | 0 | 0 | 0 | 0
| CO2 Emissions (MMmetricTons) | BC | West | Nuclear | Nuc | 0 | 0 | 0 | 0 | 0 | 0 | Nuc | 0 | 0 | 0 | 0 | 0 | 0
| CO2 Emissions (MMmetricTons) | BC | West | Other | PS | 0 | 0 | 0 | 0 | 0 | 0 | PS | 0 | 0 | 0 | 0 | 0 | 0
| CO2 Emissions (MMmetricTons) | BC | West | Other Renew | PV | 0 | 0 | 0 | 0 | 0 | 0 | PV | 0 | 0 | 0 | 0 | 0 | 0
| CO2 Emissions (MMmetricTons) | BC | West | CT | PeakG | 0 | 0 | 0 | 0 | 0 | 0 | PeakG | 0 | 0 | 0 | 0 | 0 | 0
| CO2 Emissions (MMmetricTons) | BC | West | CT | PeakO | 0 | 0 | 0 | 0 | 0 | 0 | PeakO | 0 | 0 | 0 | 0 | 0 | 0
| CO2 Emissions (MMmetricTons) | BC | West | Other Renew | ST | 0 | 0 | 0 | 0 | 0 | 0 | ST | 0 | 0 | 0 | 0 | 0 | 0
| CO2 Emissions (MMmetricTons) | BC | West | Steam O/G | STOG | 0 | 0 | 0 | 0 | 0 | 0 | STOG | 0 | 0 | 0 | 0 | 0 | 0
| CO2 Emissions (MMmetricTons) | BC | West | Other Renew | STWD | 0 | 0 | 0 | 0 | 0 | 0 | STWD | 0 | 0 | 0 | 0 | 0 | 0
| CO2 Emissions (MMmetricTons) | BC | West | On-shore Wind | WT | 0 | 0 | 0 | 0 | 0 | 0 | WT | 0 | 0 | 0 | 0 | 0 | 0
| CO2 Emissions (MMmetricTons) | BC | West | Coal | IGCC | 0 | 0 | 0 | 0 | 0 | 0 | IGCC | 0 | 0 | 0 | 0 | 0 | 0
| CO2 Emissions (MMmetricTons) | BC | West | DR | DemandResponse | 0 | 0 | 0 | 0 | 0 | 0 | DemandResponse | 0 | 0 | 0 | 0 | 0 | 0
| CO2 Emissions (MMmetricTons) | BC | West | Coal-CCS | IGCC-CCS | 0 | 0 | 0 | 0 | 0 | 0 | IGCC-CCS | 0 | 0 | 0 | 0 | 0 | 0
| CO2 Emissions (MMmetricTons) | BC | West | Off-shore Wind | WT_off | 0 | 0 | 0 | 0 | 0 | 0 | WT_off | 0 | 0 | 0 | 0 | 0 | 0
| CO2 Emissions (MMmetricTons) | BC | West | Other | PseudoUnit | 0 | 0 | 0 | 0 | 0 | 0 | PseudoUnit | 0 | 0 | 0 | 0 | 0 | 0
| CO2 Emissions (MMmetricTons) | BC | West | HQ/Maritimes | FixedInterchange | 0 | 0 | 0 | 0 | 0 | 0 | FixedInterchange | 0 | 0 | 0 | 0 | 0 | 0
CO2 Emissions (MMmetricTons)
| CO2 Emissions (MMmetricTons) |  |  |  | CO2 Emissions (MMmetricTons): HQ_IESO | [6 empty] | CO2 Emissions (MMmetricTons): HQ_IESO
| CO2 Emissions (MMmetricTons) |  |  |  | ReportingType | 2015 | 2020 | 2025 | 2030 | 2035 | 2040 | ReportingType | 2015 | 2020 | 2025 | 2030 | 2035 | 2040
| CO2 Emissions (MMmetricTons) | HQ_IESO | HQ/Maritimes | Other Renew | BM | 0 | 0 | 0 | 0 | 0 | 0 | BM | 0 | 0 | 0 | 0 | 0 | 0
| CO2 Emissions (MMmetricTons) | HQ_IESO | HQ/Maritimes | CC | CC | 0 | 0 | 0 | 0 | 0 | 0 | CC | 0 | 0 | 0 | 0 | 0 | 0
| CO2 Emissions (MMmetricTons) | HQ_IESO | HQ/Maritimes | Other Renew | CSP | 0 | 0 | 0 | 0 | 0 | 0 | CSP | 0 | 0 | 0 | 0 | 0 | 0
| CO2 Emissions (MMmetricTons) | HQ_IESO | HQ/Maritimes | CT | CT | 0 | 0 | 0 | 0 | 0 | 0 | CT | 0 | 0 | 0 | 0 | 0 | 0
| CO2 Emissions (MMmetricTons) | HQ_IESO | HQ/Maritimes | Coal | Coal | 0 | 0 | 0 | 0 | 0 | 0 | Coal | 0 | 0 | 0 | 0 | 0 | 0
| CO2 Emissions (MMmetricTons) | HQ_IESO | HQ/Maritimes | Other Renew | Geo | 0 | 0 | 0 | 0 | 0 | 0 | Geo | 0 | 0 | 0 | 0 | 0 | 0
| CO2 Emissions (MMmetricTons) | HQ_IESO | HQ/Maritimes | Hydro | H | 0 | 0 | 0 | 0 | 0 | 0 | H | 0 | 0 | 0 | 0 | 0 | 0
| CO2 Emissions (MMmetricTons) | HQ_IESO | HQ/Maritimes | Other Renew | LFG | 0 | 0 | 0 | 0 | 0 | 0 | LFG | 0 | 0 | 0 | 0 | 0 | 0
| CO2 Emissions (MMmetricTons) | HQ_IESO | HQ/Maritimes | Nuclear | Nuc | 0 | 0 | 0 | 0 | 0 | 0 | Nuc | 0 | 0 | 0 | 0 | 0 | 0
| CO2 Emissions (MMmetricTons) | HQ_IESO | HQ/Maritimes | Other | PS | 0 | 0 | 0 | 0 | 0 | 0 | PS | 0 | 0 | 0 | 0 | 0 | 0
| CO2 Emissions (MMmetricTons) | HQ_IESO | HQ/Maritimes | Other Renew | PV | 0 | 0 | 0 | 0 | 0 | 0 | PV | 0 | 0 | 0 | 0 | 0 | 0
| CO2 Emissions (MMmetricTons) | HQ_IESO | HQ/Maritimes | CT | PeakG | 0 | 0 | 0 | 0 | 0 | 0 | PeakG | 0 | 0 | 0 | 0 | 0 | 0
| CO2 Emissions (MMmetricTons) | HQ_IESO | HQ/Maritimes | CT | PeakO | 0 | 0 | 0 | 0 | 0 | 0 | PeakO | 0 | 0 | 0 | 0 | 0 | 0
| CO2 Emissions (MMmetricTons) | HQ_IESO | HQ/Maritimes | Other Renew | ST | 0 | 0 | 0 | 0 | 0 | 0 | ST | 0 | 0 | 0 | 0 | 0 | 0
| CO2 Emissions (MMmetricTons) | HQ_IESO | HQ/Maritimes | Steam O/G | STOG | 0 | 0 | 0 | 0 | 0 | 0 | STOG | 0 | 0 | 0 | 0 | 0 | 0
| CO2 Emissions (MMmetricTons) | HQ_IESO | HQ/Maritimes | Other Renew | STWD | 0 | 0 | 0 | 0 | 0 | 0 | STWD | 0 | 0 | 0 | 0 | 0 | 0
| CO2 Emissions (MMmetricTons) | HQ_IESO | HQ/Maritimes | On-shore Wind | WT | 0 | 0 | 0 | 0 | 0 | 0 | WT | 0 | 0 | 0 | 0 | 0 | 0
| CO2 Emissions (MMmetricTons) | HQ_IESO | HQ/Maritimes | Coal | IGCC | 0 | 0 | 0 | 0 | 0 | 0 | IGCC | 0 | 0 | 0 | 0 | 0 | 0
| CO2 Emissions (MMmetricTons) | HQ_IESO | HQ/Maritimes | DR | DemandResponse | 0 | 0 | 0 | 0 | 0 | 0 | DemandResponse | 0 | 0 | 0 | 0 | 0 | 0
| CO2 Emissions (MMmetricTons) | HQ_IESO | HQ/Maritimes | Coal-CCS | IGCC-CCS | 0 | 0 | 0 | 0 | 0 | 0 | IGCC-CCS | 0 | 0 | 0 | 0 | 0 | 0
| CO2 Emissions (MMmetricTons) | HQ_IESO | HQ/Maritimes | Off-shore Wind | WT_off | 0 | 0 | 0 | 0 | 0 | 0 | WT_off | 0 | 0 | 0 | 0 | 0 | 0
| CO2 Emissions (MMmetricTons) | HQ_IESO | HQ/Maritimes | Other | PseudoUnit | 0 | 0 | 0 | 0 | 0 | 0 | PseudoUnit | 0 | 0 | 0 | 0 | 0 | 0
| CO2 Emissions (MMmetricTons) | HQ_IESO | HQ/Maritimes | HQ/Maritimes | FixedInterchange | 0 | 0 | 0 | 0 | 0 | 0 | FixedInterchange | 0 | 0 | 0 | 0 | 0 | 0
CO2 Emissions (MMmetricTons)
| CO2 Emissions (MMmetricTons) |  |  |  | CO2 Emissions (MMmetricTons): HQ_NEISO | [6 empty] | CO2 Emissions (MMmetricTons): HQ_NEISO
| CO2 Emissions (MMmetricTons) |  |  |  | ReportingType | 2015 | 2020 | 2025 | 2030 | 2035 | 2040 | ReportingType | 2015 | 2020 | 2025 | 2030 | 2035 | 2040
| CO2 Emissions (MMmetricTons) | HQ_NEISO | HQ/Maritimes | Other Renew | BM | 0 | 0 | 0 | 0 | 0 | 0 | BM | 0 | 0 | 0 | 0 | 0 | 0
| CO2 Emissions (MMmetricTons) | HQ_NEISO | HQ/Maritimes | CC | CC | 0 | 0 | 0 | 0 | 0 | 0 | CC | 0 | 0 | 0 | 0 | 0 | 0
| CO2 Emissions (MMmetricTons) | HQ_NEISO | HQ/Maritimes | Other Renew | CSP | 0 | 0 | 0 | 0 | 0 | 0 | CSP | 0 | 0 | 0 | 0 | 0 | 0
| CO2 Emissions (MMmetricTons) | HQ_NEISO | HQ/Maritimes | CT | CT | 0 | 0 | 0 | 0 | 0 | 0 | CT | 0 | 0 | 0 | 0 | 0 | 0
| CO2 Emissions (MMmetricTons) | HQ_NEISO | HQ/Maritimes | Coal | Coal | 0 | 0 | 0 | 0 | 0 | 0 | Coal | 0 | 0 | 0 | 0 | 0 | 0
| CO2 Emissions (MMmetricTons) | HQ_NEISO | HQ/Maritimes | Other Renew | Geo | 0 | 0 | 0 | 0 | 0 | 0 | Geo | 0 | 0 | 0 | 0 | 0 | 0
| CO2 Emissions (MMmetricTons) | HQ_NEISO | HQ/Maritimes | Hydro | H | 0 | 0 | 0 | 0 | 0 | 0 | H | 0 | 0 | 0 | 0 | 0 | 0
| CO2 Emissions (MMmetricTons) | HQ_NEISO | HQ/Maritimes | Other Renew | LFG | 0 | 0 | 0 | 0 | 0 | 0 | LFG | 0 | 0 | 0 | 0 | 0 | 0
| CO2 Emissions (MMmetricTons) | HQ_NEISO | HQ/Maritimes | Nuclear | Nuc | 0 | 0 | 0 | 0 | 0 | 0 | Nuc | 0 | 0 | 0 | 0 | 0 | 0
| CO2 Emissions (MMmetricTons) | HQ_NEISO | HQ/Maritimes | Other | PS | 0 | 0 | 0 | 0 | 0 | 0 | PS | 0 | 0 | 0 | 0 | 0 | 0
| CO2 Emissions (MMmetricTons) | HQ_NEISO | HQ/Maritimes | Other Renew | PV | 0 | 0 | 0 | 0 | 0 | 0 | PV | 0 | 0 | 0 | 0 | 0 | 0
| CO2 Emissions (MMmetricTons) | HQ_NEISO | HQ/Maritimes | CT | PeakG | 0 | 0 | 0 | 0 | 0 | 0 | PeakG | 0 | 0 | 0 | 0 | 0 | 0
| CO2 Emissions (MMmetricTons) | HQ_NEISO | HQ/Maritimes | CT | PeakO | 0 | 0 | 0 | 0 | 0 | 0 | PeakO | 0 | 0 | 0 | 0 | 0 | 0
| CO2 Emissions (MMmetricTons) | HQ_NEISO | HQ/Maritimes | Other Renew | ST | 0 | 0 | 0 | 0 | 0 | 0 | ST | 0 | 0 | 0 | 0 | 0 | 0
| CO2 Emissions (MMmetricTons) | HQ_NEISO | HQ/Maritimes | Steam O/G | STOG | 0 | 0 | 0 | 0 | 0 | 0 | STOG | 0 | 0 | 0 | 0 | 0 | 0
| CO2 Emissions (MMmetricTons) | HQ_NEISO | HQ/Maritimes | Other Renew | STWD | 0 | 0 | 0 | 0 | 0 | 0 | STWD | 0 | 0 | 0 | 0 | 0 | 0
| CO2 Emissions (MMmetricTons) | HQ_NEISO | HQ/Maritimes | On-shore Wind | WT | 0 | 0 | 0 | 0 | 0 | 0 | WT | 0 | 0 | 0 | 0 | 0 | 0
| CO2 Emissions (MMmetricTons) | HQ_NEISO | HQ/Maritimes | Coal | IGCC | 0 | 0 | 0 | 0 | 0 | 0 | IGCC | 0 | 0 | 0 | 0 | 0 | 0
| CO2 Emissions (MMmetricTons) | HQ_NEISO | HQ/Maritimes | DR | DemandResponse | 0 | 0 | 0 | 0 | 0 | 0 | DemandResponse | 0 | 0 | 0 | 0 | 0 | 0
| CO2 Emissions (MMmetricTons) | HQ_NEISO | HQ/Maritimes | Coal-CCS | IGCC-CCS | 0 | 0 | 0 | 0 | 0 | 0 | IGCC-CCS | 0 | 0 | 0 | 0 | 0 | 0
| CO2 Emissions (MMmetricTons) | HQ_NEISO | HQ/Maritimes | Off-shore Wind | WT_off | 0 | 0 | 0 | 0 | 0 | 0 | WT_off | 0 | 0 | 0 | 0 | 0 | 0
| CO2 Emissions (MMmetricTons) | HQ_NEISO | HQ/Maritimes | Other | PseudoUnit | 0 | 0 | 0 | 0 | 0 | 0 | PseudoUnit | 0 | 0 | 0 | 0 | 0 | 0
| CO2 Emissions (MMmetricTons) | HQ_NEISO | HQ/Maritimes | HQ/Maritimes | FixedInterchange | 0 | 0 | 0 | 0 | 0 | 0 | FixedInterchange | 0 | 0 | 0 | 0 | 0 | 0
CO2 Emissions (MMmetricTons)
| CO2 Emissions (MMmetricTons) |  |  |  | CO2 Emissions (MMmetricTons): HQ_NY | [6 empty] | CO2 Emissions (MMmetricTons): HQ_NY
| CO2 Emissions (MMmetricTons) |  |  |  | ReportingType | 2015 | 2020 | 2025 | 2030 | 2035 | 2040 | ReportingType | 2015 | 2020 | 2025 | 2030 | 2035 | 2040
| CO2 Emissions (MMmetricTons) | HQ_NY | HQ/Maritimes | Other Renew | BM | 0 | 0 | 0 | 0 | 0 | 0 | BM | 0 | 0 | 0 | 0 | 0 | 0
| CO2 Emissions (MMmetricTons) | HQ_NY | HQ/Maritimes | CC | CC | 0 | 0 | 0 | 0 | 0 | 0 | CC | 0 | 0 | 0 | 0 | 0 | 0
| CO2 Emissions (MMmetricTons) | HQ_NY | HQ/Maritimes | Other Renew | CSP | 0 | 0 | 0 | 0 | 0 | 0 | CSP | 0 | 0 | 0 | 0 | 0 | 0
| CO2 Emissions (MMmetricTons) | HQ_NY | HQ/Maritimes | CT | CT | 0 | 0 | 0 | 0 | 0 | 0 | CT | 0 | 0 | 0 | 0 | 0 | 0
| CO2 Emissions (MMmetricTons) | HQ_NY | HQ/Maritimes | Coal | Coal | 0 | 0 | 0 | 0 | 0 | 0 | Coal | 0 | 0 | 0 | 0 | 0 | 0
| CO2 Emissions (MMmetricTons) | HQ_NY | HQ/Maritimes | Other Renew | Geo | 0 | 0 | 0 | 0 | 0 | 0 | Geo | 0 | 0 | 0 | 0 | 0 | 0
| CO2 Emissions (MMmetricTons) | HQ_NY | HQ/Maritimes | Hydro | H | 0 | 0 | 0 | 0 | 0 | 0 | H | 0 | 0 | 0 | 0 | 0 | 0
| CO2 Emissions (MMmetricTons) | HQ_NY | HQ/Maritimes | Other Renew | LFG | 0 | 0 | 0 | 0 | 0 | 0 | LFG | 0 | 0 | 0 | 0 | 0 | 0
| CO2 Emissions (MMmetricTons) | HQ_NY | HQ/Maritimes | Nuclear | Nuc | 0 | 0 | 0 | 0 | 0 | 0 | Nuc | 0 | 0 | 0 | 0 | 0 | 0
| CO2 Emissions (MMmetricTons) | HQ_NY | HQ/Maritimes | Other | PS | 0 | 0 | 0 | 0 | 0 | 0 | PS | 0 | 0 | 0 | 0 | 0 | 0
| CO2 Emissions (MMmetricTons) | HQ_NY | HQ/Maritimes | Other Renew | PV | 0 | 0 | 0 | 0 | 0 | 0 | PV | 0 | 0 | 0 | 0 | 0 | 0
| CO2 Emissions (MMmetricTons) | HQ_NY | HQ/Maritimes | CT | PeakG | 0 | 0 | 0 | 0 | 0 | 0 | PeakG | 0 | 0 | 0 | 0 | 0 | 0
| CO2 Emissions (MMmetricTons) | HQ_NY | HQ/Maritimes | CT | PeakO | 0 | 0 | 0 | 0 | 0 | 0 | PeakO | 0 | 0 | 0 | 0 | 0 | 0
| CO2 Emissions (MMmetricTons) | HQ_NY | HQ/Maritimes | Other Renew | ST | 0 | 0 | 0 | 0 | 0 | 0 | ST | 0 | 0 | 0 | 0 | 0 | 0
| CO2 Emissions (MMmetricTons) | HQ_NY | HQ/Maritimes | Steam O/G | STOG | 0 | 0 | 0 | 0 | 0 | 0 | STOG | 0 | 0 | 0 | 0 | 0 | 0
| CO2 Emissions (MMmetricTons) | HQ_NY | HQ/Maritimes | Other Renew | STWD | 0 | 0 | 0 | 0 | 0 | 0 | STWD | 0 | 0 | 0 | 0 | 0 | 0
| CO2 Emissions (MMmetricTons) | HQ_NY | HQ/Maritimes | On-shore Wind | WT | 0 | 0 | 0 | 0 | 0 | 0 | WT | 0 | 0 | 0 | 0 | 0 | 0
| CO2 Emissions (MMmetricTons) | HQ_NY | HQ/Maritimes | Coal | IGCC | 0 | 0 | 0 | 0 | 0 | 0 | IGCC | 0 | 0 | 0 | 0 | 0 | 0
| CO2 Emissions (MMmetricTons) | HQ_NY | HQ/Maritimes | DR | DemandResponse | 0 | 0 | 0 | 0 | 0 | 0 | DemandResponse | 0 | 0 | 0 | 0 | 0 | 0
| CO2 Emissions (MMmetricTons) | HQ_NY | HQ/Maritimes | Coal-CCS | IGCC-CCS | 0 | 0 | 0 | 0 | 0 | 0 | IGCC-CCS | 0 | 0 | 0 | 0 | 0 | 0
| CO2 Emissions (MMmetricTons) | HQ_NY | HQ/Maritimes | Off-shore Wind | WT_off | 0 | 0 | 0 | 0 | 0 | 0 | WT_off | 0 | 0 | 0 | 0 | 0 | 0
| CO2 Emissions (MMmetricTons) | HQ_NY | HQ/Maritimes | Other | PseudoUnit | 0 | 0 | 0 | 0 | 0 | 0 | PseudoUnit | 0 | 0 | 0 | 0 | 0 | 0
| CO2 Emissions (MMmetricTons) | HQ_NY | HQ/Maritimes | HQ/Maritimes | FixedInterchange | 0 | 0 | 0 | 0 | 0 | 0 | FixedInterchange | 0 | 0 | 0 | 0 | 0 | 0
CO2 Emissions (MMmetricTons)
| CO2 Emissions (MMmetricTons) |  |  |  | CO2 Emissions (MMmetricTons): MARITIMES | [6 empty] | CO2 Emissions (MMmetricTons): MARITIMES
| CO2 Emissions (MMmetricTons) |  |  |  | ReportingType | 2015 | 2020 | 2025 | 2030 | 2035 | 2040 | ReportingType | 2015 | 2020 | 2025 | 2030 | 2035 | 2040
| CO2 Emissions (MMmetricTons) | MARITIMES | HQ/Maritimes | Other Renew | BM | 0 | 0 | 0 | 0 | 0 | 0 | BM | 0 | 0 | 0 | 0 | 0 | 0
| CO2 Emissions (MMmetricTons) | MARITIMES | HQ/Maritimes | CC | CC | 0 | 0 | 0 | 0 | 0 | 0 | CC | 0 | 0 | 0 | 0 | 0 | 0
| CO2 Emissions (MMmetricTons) | MARITIMES | HQ/Maritimes | Other Renew | CSP | 0 | 0 | 0 | 0 | 0 | 0 | CSP | 0 | 0 | 0 | 0 | 0 | 0
| CO2 Emissions (MMmetricTons) | MARITIMES | HQ/Maritimes | CT | CT | 0 | 0 | 0 | 0 | 0 | 0 | CT | 0 | 0 | 0 | 0 | 0 | 0
| CO2 Emissions (MMmetricTons) | MARITIMES | HQ/Maritimes | Coal | Coal | 0 | 0 | 0 | 0 | 0 | 0 | Coal | 0 | 0 | 0 | 0 | 0 | 0
| CO2 Emissions (MMmetricTons) | MARITIMES | HQ/Maritimes | Other Renew | Geo | 0 | 0 | 0 | 0 | 0 | 0 | Geo | 0 | 0 | 0 | 0 | 0 | 0
| CO2 Emissions (MMmetricTons) | MARITIMES | HQ/Maritimes | Hydro | H | 0 | 0 | 0 | 0 | 0 | 0 | H | 0 | 0 | 0 | 0 | 0 | 0
| CO2 Emissions (MMmetricTons) | MARITIMES | HQ/Maritimes | Other Renew | LFG | 0 | 0 | 0 | 0 | 0 | 0 | LFG | 0 | 0 | 0 | 0 | 0 | 0
| CO2 Emissions (MMmetricTons) | MARITIMES | HQ/Maritimes | Nuclear | Nuc | 0 | 0 | 0 | 0 | 0 | 0 | Nuc | 0 | 0 | 0 | 0 | 0 | 0
| CO2 Emissions (MMmetricTons) | MARITIMES | HQ/Maritimes | Other | PS | 0 | 0 | 0 | 0 | 0 | 0 | PS | 0 | 0 | 0 | 0 | 0 | 0
| CO2 Emissions (MMmetricTons) | MARITIMES | HQ/Maritimes | Other Renew | PV | 0 | 0 | 0 | 0 | 0 | 0 | PV | 0 | 0 | 0 | 0 | 0 | 0
| CO2 Emissions (MMmetricTons) | MARITIMES | HQ/Maritimes | CT | PeakG | 0 | 0 | 0 | 0 | 0 | 0 | PeakG | 0 | 0 | 0 | 0 | 0 | 0
| CO2 Emissions (MMmetricTons) | MARITIMES | HQ/Maritimes | CT | PeakO | 0 | 0 | 0 | 0 | 0 | 0 | PeakO | 0 | 0 | 0 | 0 | 0 | 0
| CO2 Emissions (MMmetricTons) | MARITIMES | HQ/Maritimes | Other Renew | ST | 0 | 0 | 0 | 0 | 0 | 0 | ST | 0 | 0 | 0 | 0 | 0 | 0
| CO2 Emissions (MMmetricTons) | MARITIMES | HQ/Maritimes | Steam O/G | STOG | 0 | 0 | 0 | 0 | 0 | 0 | STOG | 0 | 0 | 0 | 0 | 0 | 0
| CO2 Emissions (MMmetricTons) | MARITIMES | HQ/Maritimes | Other Renew | STWD | 0 | 0 | 0 | 0 | 0 | 0 | STWD | 0 | 0 | 0 | 0 | 0 | 0
| CO2 Emissions (MMmetricTons) | MARITIMES | HQ/Maritimes | On-shore Wind | WT | 0 | 0 | 0 | 0 | 0 | 0 | WT | 0 | 0 | 0 | 0 | 0 | 0
| CO2 Emissions (MMmetricTons) | MARITIMES | HQ/Maritimes | Coal | IGCC | 0 | 0 | 0 | 0 | 0 | 0 | IGCC | 0 | 0 | 0 | 0 | 0 | 0
| CO2 Emissions (MMmetricTons) | MARITIMES | HQ/Maritimes | DR | DemandResponse | 0 | 0 | 0 | 0 | 0 | 0 | DemandResponse | 0 | 0 | 0 | 0 | 0 | 0
| CO2 Emissions (MMmetricTons) | MARITIMES | HQ/Maritimes | Coal-CCS | IGCC-CCS | 0 | 0 | 0 | 0 | 0 | 0 | IGCC-CCS | 0 | 0 | 0 | 0 | 0 | 0
| CO2 Emissions (MMmetricTons) | MARITIMES | HQ/Maritimes | Off-shore Wind | WT_off | 0 | 0 | 0 | 0 | 0 | 0 | WT_off | 0 | 0 | 0 | 0 | 0 | 0
| CO2 Emissions (MMmetricTons) | MARITIMES | HQ/Maritimes | Other | PseudoUnit | 0 | 0 | 0 | 0 | 0 | 0 | PseudoUnit | 0 | 0 | 0 | 0 | 0 | 0
| CO2 Emissions (MMmetricTons) | MARITIMES | HQ/Maritimes | HQ/Maritimes | FixedInterchange | 0 | 0 | 0 | 0 | 0 | 0 | FixedInterchange | 0 | 0 | 0 | 0 | 0 | 0
CO2 Emissions (MMmetricTons)
| CO2 Emissions (MMmetricTons) |  |  |  | CO2 Emissions (MMmetricTons): All | [6 empty] | CO2 Emissions (MMmetricTons): All
| CO2 Emissions (MMmetricTons) |  |  |  | ReportingType | 2015 | 2020 | 2025 | 2030 | 2035 | 2040 | ReportingType | 2015 | 2020 | 2025 | 2030 | 2035 | 2040
| CO2 Emissions (MMmetricTons) | All | All | Other Renew | BM | 0 | 0 | 0 | 0 | 0 | 0 | BM | 0 | 0 | 0 | 0 | 0 | 0
| CO2 Emissions (MMmetricTons) | All | All | CC | CC | 557.53 | 621.68 | 531.59 | 397.02 | 203.01 | 99.55 | CC | 583.57 | 672.9 | 667.95 | 476.91 | 266.8 | 107.01
| CO2 Emissions (MMmetricTons) | All | All | Other Renew | CSP | 0 | 0 | 0 | 0 | 0 | 0 | CSP | 0 | 0 | 0 | 0 | 0 | 0
| CO2 Emissions (MMmetricTons) | All | All | CT | CT | 0.3 | 0.29 | 0.16 | 0.16 | 0 | 0 | CT | 0.34 | 0.6 | 0.64 | 0.24 | 0.02 | 0.05
| CO2 Emissions (MMmetricTons) | All | All | Coal | Coal | 1096.61 | 480.17 | 32.31 | 4.55 | 7.95 | 8.11 | Coal | 1019.48 | 444.87 | 44.27 | 5.38 | 8.56 | 8.61
| CO2 Emissions (MMmetricTons) | All | All | Other Renew | Geo | 0 | 0 | 0 | 0 | 0 | 0 | Geo | 0 | 0 | 0 | 0 | 0 | 0
| CO2 Emissions (MMmetricTons) | All | All | Hydro | H | 0 | 0 | 0 | 0 | 0 | 0 | H | 0 | 0 | 0 | 0 | 0 | 0
| CO2 Emissions (MMmetricTons) | All | All | Other Renew | LFG | 0 | 0 | 0 | 0 | 0 | 0 | LFG | 0 | 0 | 0 | 0 | 0 | 0
| CO2 Emissions (MMmetricTons) | All | All | Nuclear | Nuc | 0 | 0 | 0 | 0 | 0 | 0 | Nuc | 0 | 0 | 0 | 0 | 0 | 0
| CO2 Emissions (MMmetricTons) | All | All | Other | PS | 0 | 0 | 0 | 0 | 0 | 0 | PS | 0 | 0 | 0 | 0 | 0 | 0
| CO2 Emissions (MMmetricTons) | All | All | Other Renew | PV | 0 | 0 | 0 | 0 | 0 | 0 | PV | 0 | 0 | 0 | 0 | 0 | 0
| CO2 Emissions (MMmetricTons) | All | All | CT | PeakG | 1.77 | 1.34 | 1.21 | 1.39 | 0.6 | 0.51 | PeakG | 1.97 | 2.84 | 3.84 | 2.28 | 1.66 | 1.17
| CO2 Emissions (MMmetricTons) | All | All | CT | PeakO | 0 | 0 | 0 | 0 | 0 | 0 | PeakO | 0 | 0 | 0 | 0.01 | 0 | 0
| CO2 Emissions (MMmetricTons) | All | All | Other Renew | ST | 0 | 0 | 0 | 0 | 0 | 0 | ST | 0 | 0 | 0 | 0 | 0 | 0
| CO2 Emissions (MMmetricTons) | All | All | Steam O/G | STOG | 4.66 | 4.27 | 2.25 | 1.91 | 0.87 | 0.32 | STOG | 4.78 | 4.1 | 2.48 | 1.82 | 0.45 | 0.25
| CO2 Emissions (MMmetricTons) | All | All | Other Renew | STWD | 0 | 0 | 0 | 0 | 0 | 0 | STWD | 0 | 0 | 0 | 0 | 0 | 0
| CO2 Emissions (MMmetricTons) | All | All | On-shore Wind | WT | 0 | 0 | 0 | 0 | 0 | 0 | WT | 0 | 0 | 0 | 0 | 0 | 0
| CO2 Emissions (MMmetricTons) | All | All | Coal | IGCC | 3.76 | 3.76 | 0.34 | 0 | 0 | 0 | IGCC | 3.76 | 3.76 | 0.85 | 0 | 0 | 0
| CO2 Emissions (MMmetricTons) | All | All | DR | DemandResponse | 0 | 0 | 0 | 0 | 0 | 0 | DemandResponse | 0 | 0 | 0 | 0 | 0 | 0
| CO2 Emissions (MMmetricTons) | All | All | Coal-CCS | IGCC-CCS | 0 | 0 | 0 | 0 | 0 | 0 | IGCC-CCS | 0 | 0 | 0 | 0 | 0 | 0
| CO2 Emissions (MMmetricTons) | All | All | Off-shore Wind | WT_off | 0 | 0 | 0 | 0 | 0 | 0 | WT_off | 0 | 0 | 0 | 0 | 0 | 0
| CO2 Emissions (MMmetricTons) | All | All | Other | PseudoUnit | 0 | 0 | 0 | 0 | 0 | 0 | PseudoUnit | 0 | 0 | 0 | 0 | 0 | 0
| CO2 Emissions (MMmetricTons) | All | All | HQ/Maritimes | FixedInterchange | 0 | 0 | 0 | 0 | 0 | 0 | FixedInterchange | 0 | 0 | 0 | 0 | 0 | 0
CO2 Emissions (MMmetricTons)
| CO2 Emissions (MMmetricTons) |  |  |  | CO2 Emissions (MMmetricTons): EI_US | [6 empty] | CO2 Emissions (MMmetricTons): EI_US
| CO2 Emissions (MMmetricTons) |  |  |  | ReportingType | 2015 | 2020 | 2025 | 2030 | 2035 | 2040 | ReportingType | 2015 | 2020 | 2025 | 2030 | 2035 | 2040
| CO2 Emissions (MMmetricTons) | EI_US | EI_US | Other Renew | BM | 0 | 0 | 0 | 0 | 0 | 0 | BM | 0 | 0 | 0 | 0 | 0 | 0
| CO2 Emissions (MMmetricTons) | EI_US | EI_US | CC | CC | 367.67 | 431.65 | 349.19 | 272.29 | 149.33 | 63.87 | CC | 393.86 | 481.92 | 484.8 | 338.14 | 213.2 | 69.83
| CO2 Emissions (MMmetricTons) | EI_US | EI_US | Other Renew | CSP | 0 | 0 | 0 | 0 | 0 | 0 | CSP | 0 | 0 | 0 | 0 | 0 | 0
| CO2 Emissions (MMmetricTons) | EI_US | EI_US | CT | CT | 0.3 | 0.28 | 0.16 | 0.15 | 0 | 0 | CT | 0.34 | 0.6 | 0.64 | 0.24 | 0.02 | 0.05
| CO2 Emissions (MMmetricTons) | EI_US | EI_US | Coal | Coal | 868.33 | 297.03 | 17.66 | 3.35 | 6.52 | 6.77 | Coal | 791.3 | 262.82 | 29.61 | 4.1 | 6.92 | 7.14
| CO2 Emissions (MMmetricTons) | EI_US | EI_US | Other Renew | Geo | 0 | 0 | 0 | 0 | 0 | 0 | Geo | 0 | 0 | 0 | 0 | 0 | 0
| CO2 Emissions (MMmetricTons) | EI_US | EI_US | Hydro | H | 0 | 0 | 0 | 0 | 0 | 0 | H | 0 | 0 | 0 | 0 | 0 | 0
| CO2 Emissions (MMmetricTons) | EI_US | EI_US | Other Renew | LFG | 0 | 0 | 0 | 0 | 0 | 0 | LFG | 0 | 0 | 0 | 0 | 0 | 0
| CO2 Emissions (MMmetricTons) | EI_US | EI_US | Nuclear | Nuc | 0 | 0 | 0 | 0 | 0 | 0 | Nuc | 0 | 0 | 0 | 0 | 0 | 0
| CO2 Emissions (MMmetricTons) | EI_US | EI_US | Other | PS | 0 | 0 | 0 | 0 | 0 | 0 | PS | 0 | 0 | 0 | 0 | 0 | 0
| CO2 Emissions (MMmetricTons) | EI_US | EI_US | Other Renew | PV | 0 | 0 | 0 | 0 | 0 | 0 | PV | 0 | 0 | 0 | 0 | 0 | 0
| CO2 Emissions (MMmetricTons) | EI_US | EI_US | CT | PeakG | 1.76 | 1.34 | 1.21 | 1.37 | 0.58 | 0.48 | PeakG | 1.97 | 2.83 | 3.83 | 2.26 | 1.63 | 1.14
| CO2 Emissions (MMmetricTons) | EI_US | EI_US | CT | PeakO | 0 | 0 | 0 | 0 | 0 | 0 | PeakO | 0 | 0 | 0 | 0.01 | 0 | 0
| CO2 Emissions (MMmetricTons) | EI_US | EI_US | Other Renew | ST | 0 | 0 | 0 | 0 | 0 | 0 | ST | 0 | 0 | 0 | 0 | 0 | 0
| CO2 Emissions (MMmetricTons) | EI_US | EI_US | Steam O/G | STOG | 3 | 2.06 | 1.41 | 1.49 | 0.83 | 0.31 | STOG | 3.41 | 2.21 | 1.65 | 1.25 | 0.43 | 0.23
| CO2 Emissions (MMmetricTons) | EI_US | EI_US | Other Renew | STWD | 0 | 0 | 0 | 0 | 0 | 0 | STWD | 0 | 0 | 0 | 0 | 0 | 0
| CO2 Emissions (MMmetricTons) | EI_US | EI_US | On-shore Wind | WT | 0 | 0 | 0 | 0 | 0 | 0 | WT | 0 | 0 | 0 | 0 | 0 | 0
| CO2 Emissions (MMmetricTons) | EI_US | EI_US | Coal | IGCC | 3.76 | 3.76 | 0.34 | 0 | 0 | 0 | IGCC | 3.76 | 3.76 | 0.85 | 0 | 0 | 0
| CO2 Emissions (MMmetricTons) | EI_US | EI_US | DR | DemandResponse | 0 | 0 | 0 | 0 | 0 | 0 | DemandResponse | 0 | 0 | 0 | 0 | 0 | 0
| CO2 Emissions (MMmetricTons) | EI_US | EI_US | Coal-CCS | IGCC-CCS | 0 | 0 | 0 | 0 | 0 | 0 | IGCC-CCS | 0 | 0 | 0 | 0 | 0 | 0
| CO2 Emissions (MMmetricTons) | EI_US | EI_US | Off-shore Wind | WT_off | 0 | 0 | 0 | 0 | 0 | 0 | WT_off | 0 | 0 | 0 | 0 | 0 | 0
| CO2 Emissions (MMmetricTons) | EI_US | EI_US | Other | PseudoUnit | 0 | 0 | 0 | 0 | 0 | 0 | PseudoUnit | 0 | 0 | 0 | 0 | 0 | 0
| CO2 Emissions (MMmetricTons) | EI_US | EI_US | HQ/Maritimes | FixedInterchange | 0 | 0 | 0 | 0 | 0 | 0 | FixedInterchange | 0 | 0 | 0 | 0 | 0 | 0
CO2 Emissions (MMmetricTons)
| CO2 Emissions (MMmetricTons) |  |  |  | CO2 Emissions (MMmetricTons): EI_Canada | [6 empty] | CO2 Emissions (MMmetricTons): EI_Canada
| CO2 Emissions (MMmetricTons) |  |  |  | ReportingType | 2015 | 2020 | 2025 | 2030 | 2035 | 2040 | ReportingType | 2015 | 2020 | 2025 | 2030 | 2035 | 2040
| CO2 Emissions (MMmetricTons) | EI_Canada | EI_Canada | Other Renew | BM | 0 | 0 | 0 | 0 | 0 | 0 | BM | 0 | 0 | 0 | 0 | 0 | 0
| CO2 Emissions (MMmetricTons) | EI_Canada | EI_Canada | CC | CC | 0.9 | 0.31 | 0.04 | 0 | 0 | 0 | CC | 0.93 | 0.31 | 0.02 | 0 | 0 | 0
| CO2 Emissions (MMmetricTons) | EI_Canada | EI_Canada | Other Renew | CSP | 0 | 0 | 0 | 0 | 0 | 0 | CSP | 0 | 0 | 0 | 0 | 0 | 0
| CO2 Emissions (MMmetricTons) | EI_Canada | EI_Canada | CT | CT | 0 | 0 | 0 | 0 | 0 | 0 | CT | 0 | 0 | 0 | 0 | 0 | 0
| CO2 Emissions (MMmetricTons) | EI_Canada | EI_Canada | Coal | Coal | 0 | 0 | 0 | 0 | 0 | 0 | Coal | 0 | 0 | 0 | 0 | 0 | 0
| CO2 Emissions (MMmetricTons) | EI_Canada | EI_Canada | Other Renew | Geo | 0 | 0 | 0 | 0 | 0 | 0 | Geo | 0 | 0 | 0 | 0 | 0 | 0
| CO2 Emissions (MMmetricTons) | EI_Canada | EI_Canada | Hydro | H | 0 | 0 | 0 | 0 | 0 | 0 | H | 0 | 0 | 0 | 0 | 0 | 0
| CO2 Emissions (MMmetricTons) | EI_Canada | EI_Canada | Other Renew | LFG | 0 | 0 | 0 | 0 | 0 | 0 | LFG | 0 | 0 | 0 | 0 | 0 | 0
| CO2 Emissions (MMmetricTons) | EI_Canada | EI_Canada | Nuclear | Nuc | 0 | 0 | 0 | 0 | 0 | 0 | Nuc | 0 | 0 | 0 | 0 | 0 | 0
| CO2 Emissions (MMmetricTons) | EI_Canada | EI_Canada | Other | PS | 0 | 0 | 0 | 0 | 0 | 0 | PS | 0 | 0 | 0 | 0 | 0 | 0
| CO2 Emissions (MMmetricTons) | EI_Canada | EI_Canada | Other Renew | PV | 0 | 0 | 0 | 0 | 0 | 0 | PV | 0 | 0 | 0 | 0 | 0 | 0
| CO2 Emissions (MMmetricTons) | EI_Canada | EI_Canada | CT | PeakG | 0 | 0 | 0 | 0 | 0 | 0 | PeakG | 0 | 0 | 0 | 0 | 0 | 0
| CO2 Emissions (MMmetricTons) | EI_Canada | EI_Canada | CT | PeakO | 0 | 0 | 0 | 0 | 0 | 0 | PeakO | 0 | 0 | 0 | 0 | 0 | 0
| CO2 Emissions (MMmetricTons) | EI_Canada | EI_Canada | Other Renew | ST | 0 | 0 | 0 | 0 | 0 | 0 | ST | 0 | 0 | 0 | 0 | 0 | 0
| CO2 Emissions (MMmetricTons) | EI_Canada | EI_Canada | Steam O/G | STOG | 0 | 0 | 0 | 0 | 0 | 0 | STOG | 0 | 0 | 0 | 0 | 0 | 0
| CO2 Emissions (MMmetricTons) | EI_Canada | EI_Canada | Other Renew | STWD | 0 | 0 | 0 | 0 | 0 | 0 | STWD | 0 | 0 | 0 | 0 | 0 | 0
| CO2 Emissions (MMmetricTons) | EI_Canada | EI_Canada | On-shore Wind | WT | 0 | 0 | 0 | 0 | 0 | 0 | WT | 0 | 0 | 0 | 0 | 0 | 0
| CO2 Emissions (MMmetricTons) | EI_Canada | EI_Canada | Coal | IGCC | 0 | 0 | 0 | 0 | 0 | 0 | IGCC | 0 | 0 | 0 | 0 | 0 | 0
| CO2 Emissions (MMmetricTons) | EI_Canada | EI_Canada | DR | DemandResponse | 0 | 0 | 0 | 0 | 0 | 0 | DemandResponse | 0 | 0 | 0 | 0 | 0 | 0
| CO2 Emissions (MMmetricTons) | EI_Canada | EI_Canada | Coal-CCS | IGCC-CCS | 0 | 0 | 0 | 0 | 0 | 0 | IGCC-CCS | 0 | 0 | 0 | 0 | 0 | 0
| CO2 Emissions (MMmetricTons) | EI_Canada | EI_Canada | Off-shore Wind | WT_off | 0 | 0 | 0 | 0 | 0 | 0 | WT_off | 0 | 0 | 0 | 0 | 0 | 0
| CO2 Emissions (MMmetricTons) | EI_Canada | EI_Canada | Other | PseudoUnit | 0 | 0 | 0 | 0 | 0 | 0 | PseudoUnit | 0 | 0 | 0 | 0 | 0 | 0
| CO2 Emissions (MMmetricTons) | EI_Canada | EI_Canada | HQ/Maritimes | FixedInterchange | 0 | 0 | 0 | 0 | 0 | 0 | FixedInterchange | 0 | 0 | 0 | 0 | 0 | 0
CO2 Emissions (MMmetricTons)
| CO2 Emissions (MMmetricTons) |  |  |  | CO2 Emissions (MMmetricTons): EI | [6 empty] | CO2 Emissions (MMmetricTons): EI
| CO2 Emissions (MMmetricTons) |  |  |  | ReportingType | 2015 | 2020 | 2025 | 2030 | 2035 | 2040 | ReportingType | 2015 | 2020 | 2025 | 2030 | 2035 | 2040
| CO2 Emissions (MMmetricTons) | EI | EI | Other Renew | BM | 0 | 0 | 0 | 0 | 0 | 0 | BM | 0 | 0 | 0 | 0 | 0 | 0
| CO2 Emissions (MMmetricTons) | EI | EI | CC | CC | 368.58 | 431.95 | 349.24 | 272.29 | 149.33 | 63.87 | CC | 394.79 | 482.23 | 484.81 | 338.14 | 213.2 | 69.83
| CO2 Emissions (MMmetricTons) | EI | EI | Other Renew | CSP | 0 | 0 | 0 | 0 | 0 | 0 | CSP | 0 | 0 | 0 | 0 | 0 | 0
| CO2 Emissions (MMmetricTons) | EI | EI | CT | CT | 0.3 | 0.28 | 0.16 | 0.15 | 0 | 0 | CT | 0.34 | 0.6 | 0.64 | 0.24 | 0.02 | 0.05
| CO2 Emissions (MMmetricTons) | EI | EI | Coal | Coal | 868.33 | 297.03 | 17.66 | 3.35 | 6.52 | 6.77 | Coal | 791.3 | 262.82 | 29.61 | 4.1 | 6.92 | 7.14
| CO2 Emissions (MMmetricTons) | EI | EI | Other Renew | Geo | 0 | 0 | 0 | 0 | 0 | 0 | Geo | 0 | 0 | 0 | 0 | 0 | 0
| CO2 Emissions (MMmetricTons) | EI | EI | Hydro | H | 0 | 0 | 0 | 0 | 0 | 0 | H | 0 | 0 | 0 | 0 | 0 | 0
| CO2 Emissions (MMmetricTons) | EI | EI | Other Renew | LFG | 0 | 0 | 0 | 0 | 0 | 0 | LFG | 0 | 0 | 0 | 0 | 0 | 0
| CO2 Emissions (MMmetricTons) | EI | EI | Nuclear | Nuc | 0 | 0 | 0 | 0 | 0 | 0 | Nuc | 0 | 0 | 0 | 0 | 0 | 0
| CO2 Emissions (MMmetricTons) | EI | EI | Other | PS | 0 | 0 | 0 | 0 | 0 | 0 | PS | 0 | 0 | 0 | 0 | 0 | 0
| CO2 Emissions (MMmetricTons) | EI | EI | Other Renew | PV | 0 | 0 | 0 | 0 | 0 | 0 | PV | 0 | 0 | 0 | 0 | 0 | 0
| CO2 Emissions (MMmetricTons) | EI | EI | CT | PeakG | 1.77 | 1.34 | 1.21 | 1.37 | 0.58 | 0.48 | PeakG | 1.97 | 2.83 | 3.83 | 2.26 | 1.63 | 1.14
| CO2 Emissions (MMmetricTons) | EI | EI | CT | PeakO | 0 | 0 | 0 | 0 | 0 | 0 | PeakO | 0 | 0 | 0 | 0.01 | 0 | 0
| CO2 Emissions (MMmetricTons) | EI | EI | Other Renew | ST | 0 | 0 | 0 | 0 | 0 | 0 | ST | 0 | 0 | 0 | 0 | 0 | 0
| CO2 Emissions (MMmetricTons) | EI | EI | Steam O/G | STOG | 3 | 2.06 | 1.41 | 1.49 | 0.83 | 0.31 | STOG | 3.41 | 2.21 | 1.65 | 1.25 | 0.43 | 0.23
| CO2 Emissions (MMmetricTons) | EI | EI | Other Renew | STWD | 0 | 0 | 0 | 0 | 0 | 0 | STWD | 0 | 0 | 0 | 0 | 0 | 0
| CO2 Emissions (MMmetricTons) | EI | EI | On-shore Wind | WT | 0 | 0 | 0 | 0 | 0 | 0 | WT | 0 | 0 | 0 | 0 | 0 | 0
| CO2 Emissions (MMmetricTons) | EI | EI | Coal | IGCC | 3.76 | 3.76 | 0.34 | 0 | 0 | 0 | IGCC | 3.76 | 3.76 | 0.85 | 0 | 0 | 0
| CO2 Emissions (MMmetricTons) | EI | EI | DR | DemandResponse | 0 | 0 | 0 | 0 | 0 | 0 | DemandResponse | 0 | 0 | 0 | 0 | 0 | 0
| CO2 Emissions (MMmetricTons) | EI | EI | Coal-CCS | IGCC-CCS | 0 | 0 | 0 | 0 | 0 | 0 | IGCC-CCS | 0 | 0 | 0 | 0 | 0 | 0
| CO2 Emissions (MMmetricTons) | EI | EI | Off-shore Wind | WT_off | 0 | 0 | 0 | 0 | 0 | 0 | WT_off | 0 | 0 | 0 | 0 | 0 | 0
| CO2 Emissions (MMmetricTons) | EI | EI | Other | PseudoUnit | 0 | 0 | 0 | 0 | 0 | 0 | PseudoUnit | 0 | 0 | 0 | 0 | 0 | 0
| CO2 Emissions (MMmetricTons) | EI | EI | HQ/Maritimes | FixedInterchange | 0 | 0 | 0 | 0 | 0 | 0 | FixedInterchange | 0 | 0 | 0 | 0 | 0 | 0
CO2 Emissions (MMmetricTons)
| CO2 Emissions (MMmetricTons) |  |  |  | CO2 Emissions (MMmetricTons): Outside_EI | [6 empty] | CO2 Emissions (MMmetricTons): Outside_EI
| CO2 Emissions (MMmetricTons) |  |  |  | ReportingType | 2015 | 2020 | 2025 | 2030 | 2035 | 2040 | ReportingType | 2015 | 2020 | 2025 | 2030 | 2035 | 2040
| CO2 Emissions (MMmetricTons) | Outside_EI | Outside_EI | Other Renew | BM | 0 | 0 | 0 | 0 | 0 | 0 | BM | 0 | 0 | 0 | 0 | 0 | 0
| CO2 Emissions (MMmetricTons) | Outside_EI | Outside_EI | CC | CC | 188.95 | 189.73 | 182.35 | 124.73 | 53.68 | 35.67 | CC | 188.78 | 190.67 | 183.14 | 138.77 | 53.6 | 37.18
| CO2 Emissions (MMmetricTons) | Outside_EI | Outside_EI | Other Renew | CSP | 0 | 0 | 0 | 0 | 0 | 0 | CSP | 0 | 0 | 0 | 0 | 0 | 0
| CO2 Emissions (MMmetricTons) | Outside_EI | Outside_EI | CT | CT | 0 | 0 | 0 | 0 | 0 | 0 | CT | 0 | 0 | 0 | 0 | 0 | 0
| CO2 Emissions (MMmetricTons) | Outside_EI | Outside_EI | Coal | Coal | 228.28 | 183.15 | 14.65 | 1.2 | 1.43 | 1.34 | Coal | 228.18 | 182.05 | 14.66 | 1.28 | 1.64 | 1.47
| CO2 Emissions (MMmetricTons) | Outside_EI | Outside_EI | Other Renew | Geo | 0 | 0 | 0 | 0 | 0 | 0 | Geo | 0 | 0 | 0 | 0 | 0 | 0
| CO2 Emissions (MMmetricTons) | Outside_EI | Outside_EI | Hydro | H | 0 | 0 | 0 | 0 | 0 | 0 | H | 0 | 0 | 0 | 0 | 0 | 0
| CO2 Emissions (MMmetricTons) | Outside_EI | Outside_EI | Other Renew | LFG | 0 | 0 | 0 | 0 | 0 | 0 | LFG | 0 | 0 | 0 | 0 | 0 | 0
| CO2 Emissions (MMmetricTons) | Outside_EI | Outside_EI | Nuclear | Nuc | 0 | 0 | 0 | 0 | 0 | 0 | Nuc | 0 | 0 | 0 | 0 | 0 | 0
| CO2 Emissions (MMmetricTons) | Outside_EI | Outside_EI | Other | PS | 0 | 0 | 0 | 0 | 0 | 0 | PS | 0 | 0 | 0 | 0 | 0 | 0
| CO2 Emissions (MMmetricTons) | Outside_EI | Outside_EI | Other Renew | PV | 0 | 0 | 0 | 0 | 0 | 0 | PV | 0 | 0 | 0 | 0 | 0 | 0
| CO2 Emissions (MMmetricTons) | Outside_EI | Outside_EI | CT | PeakG | 0 | 0 | 0 | 0.02 | 0.03 | 0.03 | PeakG | 0 | 0 | 0 | 0.03 | 0.03 | 0.03
| CO2 Emissions (MMmetricTons) | Outside_EI | Outside_EI | CT | PeakO | 0 | 0 | 0 | 0 | 0 | 0 | PeakO | 0 | 0 | 0 | 0 | 0 | 0
| CO2 Emissions (MMmetricTons) | Outside_EI | Outside_EI | Other Renew | ST | 0 | 0 | 0 | 0 | 0 | 0 | ST | 0 | 0 | 0 | 0 | 0 | 0
| CO2 Emissions (MMmetricTons) | Outside_EI | Outside_EI | Steam O/G | STOG | 1.66 | 2.21 | 0.84 | 0.42 | 0.03 | 0.01 | STOG | 1.38 | 1.89 | 0.83 | 0.56 | 0.03 | 0.01
| CO2 Emissions (MMmetricTons) | Outside_EI | Outside_EI | Other Renew | STWD | 0 | 0 | 0 | 0 | 0 | 0 | STWD | 0 | 0 | 0 | 0 | 0 | 0
| CO2 Emissions (MMmetricTons) | Outside_EI | Outside_EI | On-shore Wind | WT | 0 | 0 | 0 | 0 | 0 | 0 | WT | 0 | 0 | 0 | 0 | 0 | 0
| CO2 Emissions (MMmetricTons) | Outside_EI | Outside_EI | Coal | IGCC | 0 | 0 | 0 | 0 | 0 | 0 | IGCC | 0 | 0 | 0 | 0 | 0 | 0
| CO2 Emissions (MMmetricTons) | Outside_EI | Outside_EI | DR | DemandResponse | 0 | 0 | 0 | 0 | 0 | 0 | DemandResponse | 0 | 0 | 0 | 0 | 0 | 0
| CO2 Emissions (MMmetricTons) | Outside_EI | Outside_EI | Coal-CCS | IGCC-CCS | 0 | 0 | 0 | 0 | 0 | 0 | IGCC-CCS | 0 | 0 | 0 | 0 | 0 | 0
| CO2 Emissions (MMmetricTons) | Outside_EI | Outside_EI | Off-shore Wind | WT_off | 0 | 0 | 0 | 0 | 0 | 0 | WT_off | 0 | 0 | 0 | 0 | 0 | 0
| CO2 Emissions (MMmetricTons) | Outside_EI | Outside_EI | Other | PseudoUnit | 0 | 0 | 0 | 0 | 0 | 0 | PseudoUnit | 0 | 0 | 0 | 0 | 0 | 0
| CO2 Emissions (MMmetricTons) | Outside_EI | Outside_EI | HQ/Maritimes | FixedInterchange | 0 | 0 | 0 | 0 | 0 | 0 | FixedInterchange | 0 | 0 | 0 | 0 | 0 | 0
#6 Fuel Cost [includes coal shadow price] ($million) |  |  |  |  | #6 | 2015: Fuel Cost [includes coal shadow price] ($million) | #6 | Fuel Cost [includes coal shadow price] ($million)
[5 empty] | Fuel Cost by Reporting Type: Entergy | [6 empty] | Fuel Cost by Reporting Type: Entergy
[5 empty] | ReportingType | 2015 | 2020 | 2025 | 2030 | 2035 | 2040 | ReportingType | 2015 | 2020 | 2025 | 2030 | 2035 | 2040
| Fuel Cost by Reporting Type | ENT | Southwest | Other Renew | BM | 0 | 0 | 0 | 0 | 0.03 | 2688.37 | BM | 0 | 0 | 0 | 0 | 1651.88 | 4781.64
| Fuel Cost by Reporting Type | ENT | Southwest | CC | CC | 3103.56 | 2985.32 | 1508.32 | 1060.08 | 652.61 | 479.93 | CC | 3227.17 | 4646.44 | 4283.02 | 2454.68 | 1470.19 | 549.31
| Fuel Cost by Reporting Type | ENT | Southwest | Other Renew | CSP | 0 | 0 | 0 | 0 | 0 | 0 | CSP | 0 | 0 | 0 | 0 | 0 | 0
| Fuel Cost by Reporting Type | ENT | Southwest | CT | CT | 0 | 0 | 0 | 0 | 0 | 0 | CT | 0 | 0 | 0 | 0 | 0 | 0
| Fuel Cost by Reporting Type | ENT | Southwest | Coal | Coal | 1325.73 | 150.36 | 17.7 | 0.01 | 0.01 | 0.01 | Coal | 1210.79 | 114.98 | 10.73 | 0 | 0 | 0
| Fuel Cost by Reporting Type | ENT | Southwest | Other Renew | Geo | 0 | 0 | 0 | 0 | 0 | 0 | Geo | 0 | 0 | 0 | 0 | 0 | 0
| Fuel Cost by Reporting Type | ENT | Southwest | Hydro | H | 0 | 0 | 0 | 0 | 0 | 0 | H | 0 | 0 | 0 | 0 | 0 | 0
| Fuel Cost by Reporting Type | ENT | Southwest | Other Renew | LFG | 0 | 0 | 0.14 | 0.14 | 0.14 | 0.14 | LFG | 0 | 0 | 0.14 | 0.14 | 0.14 | 0.14
| Fuel Cost by Reporting Type | ENT | Southwest | Nuclear | Nuc | 372.97 | 380.57 | 404.36 | 412.26 | 348.24 | 272.44 | Nuc | 372.97 | 380.57 | 404.36 | 412.26 | 348.24 | 272.43
| Fuel Cost by Reporting Type | ENT | Southwest | Other | PS | 0 | 0 | 0 | 0 | 0 | 0 | PS | 0 | 0 | 0 | 0 | 0 | 0
| Fuel Cost by Reporting Type | ENT | Southwest | Other Renew | PV | 0 | 0 | 0 | 0 | 0 | 0 | PV | 0 | 0 | 0 | 0 | 0 | 0
| Fuel Cost by Reporting Type | ENT | Southwest | CT | PeakG | 0 | 0 | 0 | 0 | 0 | 0 | PeakG | 0 | 0 | 0.3 | 0 | 0 | 0
| Fuel Cost by Reporting Type | ENT | Southwest | CT | PeakO | 0 | 0 | 0 | 0 | 0 | 0 | PeakO | 0 | 0 | 0 | 0 | 0 | 0
| Fuel Cost by Reporting Type | ENT | Southwest | Other Renew | ST | 0 | 0 | 0 | 0 | 0 | 0 | ST | 0 | 0 | 0 | 0 | 0 | 0
| Fuel Cost by Reporting Type | ENT | Southwest | Steam O/G | STOG | 32.29 | 32.61 | 29.62 | 11.7 | 0 | 0 | STOG | 28.48 | 28.79 | 0 | 0 | 0 | 0
| Fuel Cost by Reporting Type | ENT | Southwest | Other Renew | STWD | 3.33 | 3.82 | 6.51 | 26.18 | 123.63 | 76.45 | STWD | 2.4 | 6.51 | 6.51 | 62.07 | 123.64 | 76
| Fuel Cost by Reporting Type | ENT | Southwest | On-shore Wind | WT | 0 | 0 | 0 | 0 | 0 | 0 | WT | 0 | 0 | 0 | 0 | 0 | 0
| Fuel Cost by Reporting Type | ENT | Southwest | Coal | IGCC | 0 | 0 | 0 | 0 | 0 | 0 | IGCC | 0 | 0 | 0 | 0 | 0 | 0
| Fuel Cost by Reporting Type | ENT | Southwest | DR | DemandResponse | 0 | 0 | 0 | 0 | 0 | 0 | DemandResponse | 0 | 0 | 0 | 0 | 0 | 0
| Fuel Cost by Reporting Type | ENT | Southwest | Coal-CCS | IGCC-CCS | 0 | 0 | 0 | 0 | 0 | 0 | IGCC-CCS | 0 | 0 | 0 | 0 | 0 | 0
| Fuel Cost by Reporting Type | ENT | Southwest | Off-shore Wind | WT_off | 0 | 0 | 0 | 0 | 0 | 0 | WT_off | 0 | 0 | 0 | 0 | 0 | 0
| Fuel Cost by Reporting Type | ENT | Southwest | Other | PseudoUnit | 0 | 0 | 0 | 0 | 0 | 0 | PseudoUnit | 0 | 0 | 0 | 0 | 0 | 0
| Fuel Cost by Reporting Type | ENT | Southwest | HQ/Maritimes | FixedInterchange | 0 | 0 | 0 | 0 | 0 | 0 | FixedInterchange | 0 | 0 | 0 | 0 | 0 | 0
Fuel Cost by Reporting Type
| Fuel Cost by Reporting Type |  |  |  | Fuel Cost by Reporting Type: FRCC | [6 empty] | Fuel Cost by Reporting Type: FRCC
| Fuel Cost by Reporting Type |  |  |  | ReportingType | 2015 | 2020 | 2025 | 2030 | 2035 | 2040 | ReportingType | 2015 | 2020 | 2025 | 2030 | 2035 | 2040
| Fuel Cost by Reporting Type | FRCC | South | Other Renew | BM | 0 | 0 | 0 | 0 | 0.09 | 630.24 | BM | 0 | 0 | 0 | 0 | 0 | 639.09
| Fuel Cost by Reporting Type | FRCC | South | CC | CC | 9316.03 | 10450.91 | 9026.04 | 3855.13 | 1852.21 | 1115.11 | CC | 9267.66 | 10406.4 | 9372.58 | 3779.31 | 1702.52 | 1210.51
| Fuel Cost by Reporting Type | FRCC | South | Other Renew | CSP | 0 | 0 | 0 | 0 | 0 | 0 | CSP | 0 | 0 | 0 | 0 | 0 | 0
| Fuel Cost by Reporting Type | FRCC | South | CT | CT | 37.17 | 39.97 | 20.18 | 15.55 | 0 | 0 | CT | 38.58 | 78.03 | 72.62 | 22.12 | 0 | 0
| Fuel Cost by Reporting Type | FRCC | South | Coal | Coal | 477.27 | 160.12 | 0.18 | 0.18 | 0.35 | 0.38 | Coal | 521.4 | 199.92 | 33.71 | 47.91 | 140.56 | 172.69
| Fuel Cost by Reporting Type | FRCC | South | Other Renew | Geo | 0 | 0 | 0 | 0 | 0 | 0 | Geo | 0 | 0 | 0 | 0 | 0 | 0
| Fuel Cost by Reporting Type | FRCC | South | Hydro | H | 0 | 0 | 0 | 0 | 0 | 0 | H | 0 | 0 | 0 | 0 | 0 | 0
| Fuel Cost by Reporting Type | FRCC | South | Other Renew | LFG | 0 | 0 | 0.25 | 0.25 | 0.25 | 0.25 | LFG | 0 | 0 | 0.25 | 0.25 | 0.25 | 0.25
| Fuel Cost by Reporting Type | FRCC | South | Nuclear | Nuc | 282.48 | 288.24 | 525 | 1403.85 | 1831.84 | 2013.1 | Nuc | 282.48 | 288.24 | 536.48 | 1425.33 | 1831.31 | 1969.2
| Fuel Cost by Reporting Type | FRCC | South | Other | PS | 0 | 0 | 0 | 0 | 0 | 0 | PS | 0 | 0 | 0 | 0 | 0 | 0
| Fuel Cost by Reporting Type | FRCC | South | Other Renew | PV | 0 | 0 | 0 | 0 | 0 | 0 | PV | 0 | 0 | 0 | 0 | 0 | 0
| Fuel Cost by Reporting Type | FRCC | South | CT | PeakG | 30.81 | 39.94 | 36.91 | 0.93 | 1.75 | 2.11 | PeakG | 30.88 | 52.66 | 44.7 | 4.48 | 6.61 | 5.44
| Fuel Cost by Reporting Type | FRCC | South | CT | PeakO | 0 | 0 | 0 | 0 | 0 | 0 | PeakO | 0 | 0 | 0 | 0 | 0 | 0
| Fuel Cost by Reporting Type | FRCC | South | Other Renew | ST | 0 | 0 | 0 | 0 | 0 | 0 | ST | 0 | 0 | 0 | 0 | 0 | 0
| Fuel Cost by Reporting Type | FRCC | South | Steam O/G | STOG | 4.39 | 4.44 | 0.01 | 0 | 0 | 0 | STOG | 0 | 0 | 0 | 0 | 0 | 0
| Fuel Cost by Reporting Type | FRCC | South | Other Renew | STWD | 9.7 | 16.22 | 100.83 | 100.84 | 100.84 | 62.27 | STWD | 9.7 | 21.39 | 100.84 | 100.84 | 100.84 | 62.27
| Fuel Cost by Reporting Type | FRCC | South | On-shore Wind | WT | 0 | 0 | 0 | 0 | 0 | 0 | WT | 0 | 0 | 0 | 0 | 0 | 0
| Fuel Cost by Reporting Type | FRCC | South | Coal | IGCC | 0 | 0 | 0 | 0 | 0 | 0 | IGCC | 0 | 0 | 0 | 0 | 0 | 0
| Fuel Cost by Reporting Type | FRCC | South | DR | DemandResponse | 0 | 0 | 0 | 0 | 0 | 0 | DemandResponse | 0 | 0 | 0 | 0 | 0 | 0
| Fuel Cost by Reporting Type | FRCC | South | Coal-CCS | IGCC-CCS | 0 | 0 | 0 | 0 | 0.01 | 0.01 | IGCC-CCS | 0 | 0 | 0 | 0 | 0 | 0
| Fuel Cost by Reporting Type | FRCC | South | Off-shore Wind | WT_off | 0 | 0 | 0 | 0 | 0 | 0 | WT_off | 0 | 0 | 0 | 0 | 0 | 0
| Fuel Cost by Reporting Type | FRCC | South | Other | PseudoUnit | 0 | 0 | 0 | 0 | 0 | 0 | PseudoUnit | 0 | 0 | 0 | 0 | 0 | 0
| Fuel Cost by Reporting Type | FRCC | South | HQ/Maritimes | FixedInterchange | 0 | 0 | 0 | 0 | 0 | 0 | FixedInterchange | 0 | 0 | 0 | 0 | 0 | 0
Fuel Cost by Reporting Type
| Fuel Cost by Reporting Type |  |  |  | Fuel Cost by Reporting Type: MAPP_US | [6 empty] | Fuel Cost by Reporting Type: MAPP_US
| Fuel Cost by Reporting Type |  |  |  | ReportingType | 2015 | 2020 | 2025 | 2030 | 2035 | 2040 | ReportingType | 2015 | 2020 | 2025 | 2030 | 2035 | 2040
| Fuel Cost by Reporting Type | MAPP_US | Midwest | Other Renew | BM | 0 | 0 | 0 | 0 | 0.01 | 7.54 | BM | 0 | 0 | 0 | 0 | 0 | 0
| Fuel Cost by Reporting Type | MAPP_US | Midwest | CC | CC | 64.32 | 9.1 | 8.03 | 3.6 | 3.69 | 1.14 | CC | 53.54 | 9.14 | 24.76 | 9.85 | 9.99 | 12.14
| Fuel Cost by Reporting Type | MAPP_US | Midwest | Other Renew | CSP | 0 | 0 | 0 | 0 | 0 | 0 | CSP | 0 | 0 | 0 | 0 | 0 | 0
| Fuel Cost by Reporting Type | MAPP_US | Midwest | CT | CT | 0 | 0 | 0 | 0 | 0 | 0 | CT | 0 | 0 | 0 | 0 | 0.22 | 3.32
| Fuel Cost by Reporting Type | MAPP_US | Midwest | Coal | Coal | 134.16 | 26.99 | 0.63 | 0 | 0 | 0 | Coal | 139.15 | 35.67 | 3.77 | 0 | 0 | 0
| Fuel Cost by Reporting Type | MAPP_US | Midwest | Other Renew | Geo | 0 | 0 | 0 | 0 | 0 | 0 | Geo | 0 | 0 | 0 | 0 | 0 | 0
| Fuel Cost by Reporting Type | MAPP_US | Midwest | Hydro | H | 0 | 0 | 0 | 0 | 0 | 0 | H | 0 | 0 | 0 | 0 | 0 | 0
| Fuel Cost by Reporting Type | MAPP_US | Midwest | Other Renew | LFG | 0 | 0 | 0 | 0.09 | 0.09 | 0.09 | LFG | 0 | 0 | 0 | 0.09 | 0.09 | 0.09
| Fuel Cost by Reporting Type | MAPP_US | Midwest | Nuclear | Nuc | 0 | 0 | 0 | 0 | 0.07 | 0.04 | Nuc | 0 | 0 | 0 | 0.01 | 0.03 | 0.03
| Fuel Cost by Reporting Type | MAPP_US | Midwest | Other | PS | 0 | 0 | 0 | 0 | 0 | 0 | PS | 0 | 0 | 0 | 0 | 0 | 0
| Fuel Cost by Reporting Type | MAPP_US | Midwest | Other Renew | PV | 0 | 0 | 0 | 0 | 0 | 0 | PV | 0 | 0 | 0 | 0 | 0 | 0
| Fuel Cost by Reporting Type | MAPP_US | Midwest | CT | PeakG | 2.72 | 2.98 | 0.01 | 0.1 | 2.17 | 2.44 | PeakG | 5.3 | 5.7 | 5.22 | 4.05 | 4.94 | 5.02
| Fuel Cost by Reporting Type | MAPP_US | Midwest | CT | PeakO | 0 | 0 | 0 | 0 | 0 | 0 | PeakO | 0 | 0 | 0 | 0 | 0 | 0
| Fuel Cost by Reporting Type | MAPP_US | Midwest | Other Renew | ST | 0 | 0 | 0 | 0 | 0 | 0 | ST | 0 | 0 | 0 | 0 | 0 | 0
| Fuel Cost by Reporting Type | MAPP_US | Midwest | Steam O/G | STOG | 0 | 0 | 0 | 0 | 0 | 0 | STOG | 0 | 0 | 0 | 0 | 0 | 0
| Fuel Cost by Reporting Type | MAPP_US | Midwest | Other Renew | STWD | 0 | 0 | 0 | 0 | 0 | 0 | STWD | 0 | 0 | 0 | 0 | 0 | 0
| Fuel Cost by Reporting Type | MAPP_US | Midwest | On-shore Wind | WT | 0 | 0 | 0 | 0 | 0 | 0 | WT | 0 | 0 | 0 | 0 | 0 | 0
| Fuel Cost by Reporting Type | MAPP_US | Midwest | Coal | IGCC | 0 | 0 | 0 | 0 | 0 | 0 | IGCC | 0 | 0 | 0 | 0 | 0 | 0
| Fuel Cost by Reporting Type | MAPP_US | Midwest | DR | DemandResponse | 0 | 0 | 0 | 0 | 0 | 0 | DemandResponse | 0 | 0 | 0 | 0 | 0 | 0
| Fuel Cost by Reporting Type | MAPP_US | Midwest | Coal-CCS | IGCC-CCS | 0 | 0 | 0 | 0 | 0.01 | 0.01 | IGCC-CCS | 0 | 0 | 0 | 0 | 0 | 0
| Fuel Cost by Reporting Type | MAPP_US | Midwest | Off-shore Wind | WT_off | 0 | 0 | 0 | 0 | 0 | 0 | WT_off | 0 | 0 | 0 | 0 | 0 | 0
| Fuel Cost by Reporting Type | MAPP_US | Midwest | Other | PseudoUnit | 0 | 0 | 0 | 0 | 0 | 0 | PseudoUnit | 0 | 0 | 0 | 0 | 0 | 0
| Fuel Cost by Reporting Type | MAPP_US | Midwest | HQ/Maritimes | FixedInterchange | 0 | 0 | 0 | 0 | 0 | 0 | FixedInterchange | 0 | 0 | 0 | 0 | 0 | 0
Fuel Cost by Reporting Type
| Fuel Cost by Reporting Type |  |  |  | Fuel Cost by Reporting Type: MISO_IN | [6 empty] | Fuel Cost by Reporting Type: MISO_IN
| Fuel Cost by Reporting Type |  |  |  | ReportingType | 2015 | 2020 | 2025 | 2030 | 2035 | 2040 | ReportingType | 2015 | 2020 | 2025 | 2030 | 2035 | 2040
| Fuel Cost by Reporting Type | MISO_IN | Midwest | Other Renew | BM | 0 | 0 | 0 | 0 | 108.7 | 1785.93 | BM | 0 | 0 | 0 | 0 | 0 | 0
| Fuel Cost by Reporting Type | MISO_IN | Midwest | CC | CC | 244.98 | 688.6 | 386.52 | 316.83 | 191.1 | 83.19 | CC | 701.15 | 4398.39 | 4079.39 | 1427.32 | 878.02 | 723.22
| Fuel Cost by Reporting Type | MISO_IN | Midwest | Other Renew | CSP | 0 | 0 | 0 | 0 | 0 | 0 | CSP | 0 | 0 | 0 | 0 | 0 | 0
| Fuel Cost by Reporting Type | MISO_IN | Midwest | CT | CT | 0 | 0 | 0 | 0 | 0 | 0 | CT | 0 | 0 | 0 | 0 | 0 | 0
| Fuel Cost by Reporting Type | MISO_IN | Midwest | Coal | Coal | 1193.9 | 608.88 | 29.64 | 70.96 | 207.65 | 207.66 | Coal | 1141.66 | 535.64 | 63.62 | 40.25 | 191.59 | 199.54
| Fuel Cost by Reporting Type | MISO_IN | Midwest | Other Renew | Geo | 0 | 0 | 0 | 0 | 0 | 0 | Geo | 0 | 0 | 0 | 0 | 0 | 0
| Fuel Cost by Reporting Type | MISO_IN | Midwest | Hydro | H | 0 | 0 | 0 | 0 | 0 | 0 | H | 0 | 0 | 0 | 0 | 0 | 0
| Fuel Cost by Reporting Type | MISO_IN | Midwest | Other Renew | LFG | 0 | 0 | 0.1 | 0.1 | 0.1 | 0.1 | LFG | 0 | 0 | 0.1 | 0.1 | 0.1 | 0.1
| Fuel Cost by Reporting Type | MISO_IN | Midwest | Nuclear | Nuc | 0 | 0 | 0 | 0.01 | 0.07 | 0.06 | Nuc | 0 | 0 | 0 | 0.01 | 0.07 | 0.05
| Fuel Cost by Reporting Type | MISO_IN | Midwest | Other | PS | 0 | 0 | 0 | 0 | 0 | 0 | PS | 0 | 0 | 0 | 0 | 0 | 0
| Fuel Cost by Reporting Type | MISO_IN | Midwest | Other Renew | PV | 0 | 0 | 0 | 0 | 0 | 0 | PV | 0 | 0 | 0 | 0 | 0 | 0
| Fuel Cost by Reporting Type | MISO_IN | Midwest | CT | PeakG | 0 | 0 | 0 | 0 | 0 | 0 | PeakG | 0.41 | 0 | 0 | 0 | 0 | 0
| Fuel Cost by Reporting Type | MISO_IN | Midwest | CT | PeakO | 0 | 0 | 0 | 0 | 0 | 0 | PeakO | 0 | 0 | 0 | 0 | 0 | 0
| Fuel Cost by Reporting Type | MISO_IN | Midwest | Other Renew | ST | 0 | 0 | 0 | 0 | 0 | 0 | ST | 0 | 0 | 0 | 0 | 0 | 0
| Fuel Cost by Reporting Type | MISO_IN | Midwest | Steam O/G | STOG | 1.94 | 2.08 | 0.25 | 1.43 | 0 | 0 | STOG | 3.34 | 2.09 | 1.89 | 0 | 0 | 0
| Fuel Cost by Reporting Type | MISO_IN | Midwest | Other Renew | STWD | 0 | 0 | 0 | 0 | 0 | 0 | STWD | 0 | 0 | 0 | 0 | 0 | 0
| Fuel Cost by Reporting Type | MISO_IN | Midwest | On-shore Wind | WT | 0 | 0 | 0 | 0 | 0 | 0 | WT | 0 | 0 | 0 | 0 | 0 | 0
| Fuel Cost by Reporting Type | MISO_IN | Midwest | Coal | IGCC | 87.34 | 88.47 | 6.83 | 0.01 | 0 | 0 | IGCC | 87.33 | 78.96 | 15.16 | 0 | 0 | 0
| Fuel Cost by Reporting Type | MISO_IN | Midwest | DR | DemandResponse | 0 | 0 | 0 | 0 | 0 | 0 | DemandResponse | 0 | 0 | 0 | 0 | 0 | 0
| Fuel Cost by Reporting Type | MISO_IN | Midwest | Coal-CCS | IGCC-CCS | 0 | 0 | 0 | 0 | 0.01 | 0.01 | IGCC-CCS | 0 | 0 | 0 | 0 | 0 | 0
| Fuel Cost by Reporting Type | MISO_IN | Midwest | Off-shore Wind | WT_off | 0 | 0 | 0 | 0 | 0 | 0 | WT_off | 0 | 0 | 0 | 0 | 0 | 0
| Fuel Cost by Reporting Type | MISO_IN | Midwest | Other | PseudoUnit | 0 | 0 | 0 | 0 | 0 | 0 | PseudoUnit | 0 | 0 | 0 | 0 | 0 | 0
| Fuel Cost by Reporting Type | MISO_IN | Midwest | HQ/Maritimes | FixedInterchange | 0 | 0 | 0 | 0 | 0 | 0 | FixedInterchange | 0 | 0 | 0 | 0 | 0 | 0
Fuel Cost by Reporting Type
| Fuel Cost by Reporting Type |  |  |  | Fuel Cost by Reporting Type: MISO_MI | [6 empty] | Fuel Cost by Reporting Type: MISO_MI
| Fuel Cost by Reporting Type |  |  |  | ReportingType | 2015 | 2020 | 2025 | 2030 | 2035 | 2040 | ReportingType | 2015 | 2020 | 2025 | 2030 | 2035 | 2040
| Fuel Cost by Reporting Type | MISO_MI | Midwest | Other Renew | BM | 0 | 0 | 0 | 0 | 0.06 | 3.32 | BM | 0 | 0 | 0 | 0 | 0 | 1967.21
| Fuel Cost by Reporting Type | MISO_MI | Midwest | CC | CC | 513.32 | 445.57 | 195.68 | 101.48 | 57.42 | 33.03 | CC | 1303.83 | 1875.16 | 1849.87 | 769.91 | 699.76 | 119.79
| Fuel Cost by Reporting Type | MISO_MI | Midwest | Other Renew | CSP | 0 | 0 | 0 | 0 | 0 | 0 | CSP | 0 | 0 | 0 | 0 | 0 | 0
| Fuel Cost by Reporting Type | MISO_MI | Midwest | CT | CT | 0 | 0 | 0 | 0 | 0 | 0 | CT | 0 | 0 | 0 | 0 | 0 | 0
| Fuel Cost by Reporting Type | MISO_MI | Midwest | Coal | Coal | 593.88 | 0.22 | 0.1 | 0.08 | 0.12 | 0.11 | Coal | 632.14 | 0 | 0 | 0 | 0 | 0
| Fuel Cost by Reporting Type | MISO_MI | Midwest | Other Renew | Geo | 0 | 0 | 0 | 0 | 0 | 0 | Geo | 0 | 0 | 0 | 0 | 0 | 0
| Fuel Cost by Reporting Type | MISO_MI | Midwest | Hydro | H | 0 | 0 | 0 | 0 | 0 | 0 | H | 0 | 0 | 0 | 0 | 0 | 0
| Fuel Cost by Reporting Type | MISO_MI | Midwest | Other Renew | LFG | 0 | 0.06 | 0.2 | 0.2 | 0.2 | 0.2 | LFG | 0 | 0 | 0.2 | 0.2 | 0.2 | 0.2
| Fuel Cost by Reporting Type | MISO_MI | Midwest | Nuclear | Nuc | 139.75 | 142.6 | 151.51 | 154.47 | 90.89 | 90.9 | Nuc | 139.75 | 142.6 | 151.51 | 154.47 | 111.05 | 111.05
| Fuel Cost by Reporting Type | MISO_MI | Midwest | Other | PS | 0 | 0 | 0 | 0 | 0 | 0 | PS | 0 | 0 | 0 | 0 | 0 | 0
| Fuel Cost by Reporting Type | MISO_MI | Midwest | Other Renew | PV | 0 | 0 | 0 | 0 | 0 | 0 | PV | 0 | 0 | 0 | 0 | 0 | 0
| Fuel Cost by Reporting Type | MISO_MI | Midwest | CT | PeakG | 2 | 0 | 0 | 0 | 0 | 0 | PeakG | 1.13 | 0 | 0 | 0 | 0 | 0
| Fuel Cost by Reporting Type | MISO_MI | Midwest | CT | PeakO | 0 | 0 | 0 | 0 | 0 | 0 | PeakO | 0 | 0 | 0 | 0 | 0 | 0
| Fuel Cost by Reporting Type | MISO_MI | Midwest | Other Renew | ST | 0 | 0 | 0 | 0 | 0 | 0 | ST | 0 | 0 | 0 | 0 | 0 | 0
| Fuel Cost by Reporting Type | MISO_MI | Midwest | Steam O/G | STOG | 19.08 | 15.85 | 0.01 | 0.01 | 0 | 0 | STOG | 19.08 | 9.41 | 11.99 | 0 | 0 | 0
| Fuel Cost by Reporting Type | MISO_MI | Midwest | Other Renew | STWD | 87.42 | 87.42 | 64.2 | 69.13 | 87.42 | 68.16 | STWD | 87.42 | 41.2 | 9.56 | 21.37 | 87.42 | 87.42
| Fuel Cost by Reporting Type | MISO_MI | Midwest | On-shore Wind | WT | 0 | 0 | 0 | 0 | 0 | 0 | WT | 0 | 0 | 0 | 0 | 0 | 0
| Fuel Cost by Reporting Type | MISO_MI | Midwest | Coal | IGCC | 0 | 0 | 0 | 0 | 0 | 0 | IGCC | 0 | 0 | 0 | 0 | 0 | 0
| Fuel Cost by Reporting Type | MISO_MI | Midwest | DR | DemandResponse | 0 | 0 | 0 | 0 | 0 | 0 | DemandResponse | 0 | 0 | 0 | 0 | 0 | 0
| Fuel Cost by Reporting Type | MISO_MI | Midwest | Coal-CCS | IGCC-CCS | 0 | 0 | 0 | 0 | 0.01 | 0.01 | IGCC-CCS | 0 | 0 | 0 | 0 | 0 | 0
| Fuel Cost by Reporting Type | MISO_MI | Midwest | Off-shore Wind | WT_off | 0 | 0 | 0 | 0 | 0 | 0 | WT_off | 0 | 0 | 0 | 0 | 0 | 0
| Fuel Cost by Reporting Type | MISO_MI | Midwest | Other | PseudoUnit | 0 | 0 | 0 | 0 | 0 | 0 | PseudoUnit | 0 | 0 | 0 | 0 | 0 | 0
| Fuel Cost by Reporting Type | MISO_MI | Midwest | HQ/Maritimes | FixedInterchange | 0 | 0 | 0 | 0 | 0 | 0 | FixedInterchange | 0 | 0 | 0 | 0 | 0 | 0
Fuel Cost by Reporting Type
| Fuel Cost by Reporting Type |  |  |  | Fuel Cost by Reporting Type: MISO_MO-IL | [6 empty] | Fuel Cost by Reporting Type: MISO_MO-IL
| Fuel Cost by Reporting Type |  |  |  | ReportingType | 2015 | 2020 | 2025 | 2030 | 2035 | 2040 | ReportingType | 2015 | 2020 | 2025 | 2030 | 2035 | 2040
| Fuel Cost by Reporting Type | MISO_MO-IL | Midwest | Other Renew | BM | 0 | 0 | 0 | 0 | 0.03 | 0.03 | BM | 0 | 0 | 0 | 0 | 0 | 0
| Fuel Cost by Reporting Type | MISO_MO-IL | Midwest | CC | CC | 132.45 | 147.44 | 47.74 | 31.78 | 19.73 | 11.06 | CC | 132.51 | 542.12 | 508.35 | 107.17 | 71.45 | 51.58
| Fuel Cost by Reporting Type | MISO_MO-IL | Midwest | Other Renew | CSP | 0 | 0 | 0 | 0 | 0 | 0 | CSP | 0 | 0 | 0 | 0 | 0 | 0
| Fuel Cost by Reporting Type | MISO_MO-IL | Midwest | CT | CT | 0 | 0 | 0 | 0 | 0 | 0 | CT | 0 | 0 | 0 | 0 | 0 | 0
| Fuel Cost by Reporting Type | MISO_MO-IL | Midwest | Coal | Coal | 1411.47 | 350.87 | 27.69 | 10.04 | 35.52 | 35.5 | Coal | 1454.46 | 375.42 | 49.04 | 13.73 | 43.87 | 43.57
| Fuel Cost by Reporting Type | MISO_MO-IL | Midwest | Other Renew | Geo | 0 | 0 | 0 | 0 | 0 | 0 | Geo | 0 | 0 | 0 | 0 | 0 | 0
| Fuel Cost by Reporting Type | MISO_MO-IL | Midwest | Hydro | H | 0 | 0 | 0 | 0 | 0 | 0 | H | 0 | 0 | 0 | 0 | 0 | 0
| Fuel Cost by Reporting Type | MISO_MO-IL | Midwest | Other Renew | LFG | 0 | 0 | 0 | 0.29 | 0.29 | 0.29 | LFG | 0 | 0 | 0.29 | 0.29 | 0.29 | 0.29
| Fuel Cost by Reporting Type | MISO_MO-IL | Midwest | Nuclear | Nuc | 143.46 | 146.38 | 155.53 | 158.57 | 158.57 | 158.57 | Nuc | 143.46 | 146.38 | 155.53 | 158.57 | 158.57 | 158.57
| Fuel Cost by Reporting Type | MISO_MO-IL | Midwest | Other | PS | 0 | 0 | 0 | 0 | 0 | 0 | PS | 0 | 0 | 0 | 0 | 0 | 0
| Fuel Cost by Reporting Type | MISO_MO-IL | Midwest | Other Renew | PV | 0 | 0 | 0 | 0 | 0 | 0 | PV | 0 | 0 | 0 | 0 | 0 | 0
| Fuel Cost by Reporting Type | MISO_MO-IL | Midwest | CT | PeakG | 9.07 | 2.08 | 0 | 3.16 | 0.06 | 0.01 | PeakG | 18.68 | 32.79 | 8.79 | 16.57 | 3.45 | 7.52
| Fuel Cost by Reporting Type | MISO_MO-IL | Midwest | CT | PeakO | 0 | 0 | 0 | 0 | 0 | 0 | PeakO | 0 | 0 | 0 | 0 | 0 | 0
| Fuel Cost by Reporting Type | MISO_MO-IL | Midwest | Other Renew | ST | 0 | 0 | 0 | 0 | 0 | 0 | ST | 0 | 0 | 0 | 0 | 0 | 0
| Fuel Cost by Reporting Type | MISO_MO-IL | Midwest | Steam O/G | STOG | 1.28 | 0 | 0 | 0 | 0 | 0 | STOG | 0.37 | 0.4 | 0.36 | 0 | 0 | 0
| Fuel Cost by Reporting Type | MISO_MO-IL | Midwest | Other Renew | STWD | 0 | 0 | 0 | 0 | 0 | 0 | STWD | 0 | 0 | 0 | 0 | 0 | 0
| Fuel Cost by Reporting Type | MISO_MO-IL | Midwest | On-shore Wind | WT | 0 | 0 | 0 | 0 | 0 | 0 | WT | 0 | 0 | 0 | 0 | 0 | 0
| Fuel Cost by Reporting Type | MISO_MO-IL | Midwest | Coal | IGCC | 0 | 0 | 0 | 0 | 0 | 0 | IGCC | 0 | 0 | 0 | 0 | 0 | 0
| Fuel Cost by Reporting Type | MISO_MO-IL | Midwest | DR | DemandResponse | 0 | 0 | 0 | 0 | 0 | 0 | DemandResponse | 0 | 0 | 0 | 0 | 0 | 0
| Fuel Cost by Reporting Type | MISO_MO-IL | Midwest | Coal-CCS | IGCC-CCS | 0 | 0 | 0 | 0 | 0 | 0 | IGCC-CCS | 0 | 0 | 0 | 0 | 0 | 0
| Fuel Cost by Reporting Type | MISO_MO-IL | Midwest | Off-shore Wind | WT_off | 0 | 0 | 0 | 0 | 0 | 0 | WT_off | 0 | 0 | 0 | 0 | 0 | 0
| Fuel Cost by Reporting Type | MISO_MO-IL | Midwest | Other | PseudoUnit | 0 | 0 | 0 | 0 | 0 | 0 | PseudoUnit | 0 | 0 | 0 | 0 | 0 | 0
| Fuel Cost by Reporting Type | MISO_MO-IL | Midwest | HQ/Maritimes | FixedInterchange | 0 | 0 | 0 | 0 | 0 | 0 | FixedInterchange | 0 | 0 | 0 | 0 | 0 | 0
Fuel Cost by Reporting Type
| Fuel Cost by Reporting Type |  |  |  | Fuel Cost by Reporting Type: MISO_W | [6 empty] | Fuel Cost by Reporting Type: MISO_W
| Fuel Cost by Reporting Type |  |  |  | ReportingType | 2015 | 2020 | 2025 | 2030 | 2035 | 2040 | ReportingType | 2015 | 2020 | 2025 | 2030 | 2035 | 2040
| Fuel Cost by Reporting Type | MISO_W | Midwest | Other Renew | BM | 0 | 0 | 0 | 0 | 0.01 | 0.01 | BM | 0 | 0 | 0 | 0 | 0 | 0
| Fuel Cost by Reporting Type | MISO_W | Midwest | CC | CC | 472.13 | 299.51 | 133.05 | 64.31 | 37.81 | 21.8 | CC | 382.59 | 811.46 | 376.86 | 148.41 | 106.13 | 98.48
| Fuel Cost by Reporting Type | MISO_W | Midwest | Other Renew | CSP | 0 | 0 | 0 | 0 | 0 | 0 | CSP | 0 | 0 | 0 | 0 | 0 | 0
| Fuel Cost by Reporting Type | MISO_W | Midwest | CT | CT | 0 | 0 | 0 | 0 | 0 | 0 | CT | 0 | 0 | 0 | 0 | 0 | 0
| Fuel Cost by Reporting Type | MISO_W | Midwest | Coal | Coal | 1226.92 | 371.51 | 48.84 | 48.83 | 52.67 | 52.67 | Coal | 1217.12 | 471.51 | 75.41 | 37.42 | 38.99 | 38.99
| Fuel Cost by Reporting Type | MISO_W | Midwest | Other Renew | Geo | 0 | 0 | 0 | 0 | 0 | 0 | Geo | 0 | 0 | 0 | 0 | 0 | 0
| Fuel Cost by Reporting Type | MISO_W | Midwest | Hydro | H | 0 | 0 | 0 | 0 | 0 | 0 | H | 0 | 0 | 0 | 0 | 0 | 0
| Fuel Cost by Reporting Type | MISO_W | Midwest | Other Renew | LFG | 0 | 0 | 0 | 0.09 | 0.09 | 0.09 | LFG | 0 | 0 | 0 | 0.09 | 0.09 | 0.09
| Fuel Cost by Reporting Type | MISO_W | Midwest | Nuclear | Nuc | 152.53 | 155.64 | 165.37 | 168.6 | 0.01 | 0.01 | Nuc | 152.53 | 155.64 | 165.37 | 168.6 | 0.01 | 0.01
| Fuel Cost by Reporting Type | MISO_W | Midwest | Other | PS | 0 | 0 | 0 | 0 | 0 | 0 | PS | 0 | 0 | 0 | 0 | 0 | 0
| Fuel Cost by Reporting Type | MISO_W | Midwest | Other Renew | PV | 0 | 0 | 0 | 0 | 0 | 0 | PV | 0 | 0 | 0 | 0 | 0 | 0
| Fuel Cost by Reporting Type | MISO_W | Midwest | CT | PeakG | 13.33 | 0.01 | 0.01 | 0 | 0 | 0 | PeakG | 16.41 | 23.22 | 2.17 | 14.12 | 9.55 | 10.48
| Fuel Cost by Reporting Type | MISO_W | Midwest | CT | PeakO | 0 | 0 | 0 | 0 | 0 | 0 | PeakO | 0 | 0 | 0 | 0 | 0 | 0
| Fuel Cost by Reporting Type | MISO_W | Midwest | Other Renew | ST | 0 | 0 | 0 | 0 | 0 | 0 | ST | 0 | 0 | 0 | 0 | 0 | 0
| Fuel Cost by Reporting Type | MISO_W | Midwest | Steam O/G | STOG | 0.11 | 0 | 0 | 0 | 0 | 0 | STOG | 0.01 | 0.01 | 0 | 0 | 0 | 0
| Fuel Cost by Reporting Type | MISO_W | Midwest | Other Renew | STWD | 4.4 | 8.58 | 8.58 | 39.43 | 162.83 | 126.94 | STWD | 9.38 | 12.04 | 23.74 | 75.92 | 112.85 | 97.48
| Fuel Cost by Reporting Type | MISO_W | Midwest | On-shore Wind | WT | 0 | 0 | 0 | 0 | 0 | 0 | WT | 0 | 0 | 0 | 0 | 0 | 0
| Fuel Cost by Reporting Type | MISO_W | Midwest | Coal | IGCC | 0 | 0 | 0 | 0 | 0 | 0 | IGCC | 0 | 0 | 0 | 0 | 0 | 0
| Fuel Cost by Reporting Type | MISO_W | Midwest | DR | DemandResponse | 0 | 0 | 0 | 0 | 0 | 0 | DemandResponse | 0 | 0 | 0 | 0 | 0 | 0
| Fuel Cost by Reporting Type | MISO_W | Midwest | Coal-CCS | IGCC-CCS | 0 | 0 | 0 | 0 | 0.01 | 0.01 | IGCC-CCS | 0 | 0 | 0 | 0 | 0 | 0
| Fuel Cost by Reporting Type | MISO_W | Midwest | Off-shore Wind | WT_off | 0 | 0 | 0 | 0 | 0 | 0 | WT_off | 0 | 0 | 0 | 0 | 0 | 0
| Fuel Cost by Reporting Type | MISO_W | Midwest | Other | PseudoUnit | 0 | 0 | 0 | 0 | 0 | 0 | PseudoUnit | 0 | 0 | 0 | 0 | 0 | 0
| Fuel Cost by Reporting Type | MISO_W | Midwest | HQ/Maritimes | FixedInterchange | 0 | 0 | 0 | 0 | 0 | 0 | FixedInterchange | 0 | 0 | 0 | 0 | 0 | 0
Fuel Cost by Reporting Type
| Fuel Cost by Reporting Type |  |  |  | Fuel Cost by Reporting Type: MISO_WUMS | [6 empty] | Fuel Cost by Reporting Type: MISO_WUMS
| Fuel Cost by Reporting Type |  |  |  | ReportingType | 2015 | 2020 | 2025 | 2030 | 2035 | 2040 | ReportingType | 2015 | 2020 | 2025 | 2030 | 2035 | 2040
| Fuel Cost by Reporting Type | MISO_WUMS | Midwest | Other Renew | BM | 0 | 0 | 0 | 0 | 1.19 | 1.35 | BM | 0 | 0 | 0 | 0 | 0.01 | 849.71
| Fuel Cost by Reporting Type | MISO_WUMS | Midwest | CC | CC | 3047.37 | 7810.78 | 4530.19 | 3501.71 | 1692.43 | 908.13 | CC | 1524.54 | 2230.83 | 1978.27 | 764.03 | 766.13 | 370.74
| Fuel Cost by Reporting Type | MISO_WUMS | Midwest | Other Renew | CSP | 0 | 0 | 0 | 0 | 0 | 0 | CSP | 0 | 0 | 0 | 0 | 0 | 0
| Fuel Cost by Reporting Type | MISO_WUMS | Midwest | CT | CT | 0 | 0 | 0 | 0 | 0 | 0 | CT | 0 | 0 | 0 | 0 | 0 | 0
| Fuel Cost by Reporting Type | MISO_WUMS | Midwest | Coal | Coal | 284.63 | 46.81 | 20.55 | 21.29 | 60.73 | 83.31 | Coal | 265.65 | 47.71 | 27.58 | 15.26 | 68.63 | 89
| Fuel Cost by Reporting Type | MISO_WUMS | Midwest | Other Renew | Geo | 0 | 0 | 0 | 0 | 0 | 0 | Geo | 0 | 0 | 0 | 0 | 0 | 0
| Fuel Cost by Reporting Type | MISO_WUMS | Midwest | Hydro | H | 0 | 0 | 0 | 0 | 0 | 0 | H | 0 | 0 | 0 | 0 | 0 | 0
| Fuel Cost by Reporting Type | MISO_WUMS | Midwest | Other Renew | LFG | 0 | 0 | 0.16 | 0.29 | 0.29 | 0.29 | LFG | 0 | 0 | 0.29 | 0.29 | 0.29 | 0.29
| Fuel Cost by Reporting Type | MISO_WUMS | Midwest | Nuclear | Nuc | 120.89 | 123.35 | 131.06 | 133.63 | 0.01 | 0.01 | Nuc | 120.89 | 123.35 | 131.06 | 133.62 | 0.01 | 0.01
| Fuel Cost by Reporting Type | MISO_WUMS | Midwest | Other | PS | 0 | 0 | 0 | 0 | 0 | 0 | PS | 0 | 0 | 0 | 0 | 0 | 0
| Fuel Cost by Reporting Type | MISO_WUMS | Midwest | Other Renew | PV | 0 | 0 | 0 | 0 | 0 | 0 | PV | 0 | 0 | 0 | 0 | 0 | 0
| Fuel Cost by Reporting Type | MISO_WUMS | Midwest | CT | PeakG | 0.23 | 0 | 0 | 0 | 0 | 0 | PeakG | 0 | 0 | 0 | 0 | 0 | 0
| Fuel Cost by Reporting Type | MISO_WUMS | Midwest | CT | PeakO | 0 | 0 | 0 | 0 | 0 | 0 | PeakO | 0 | 0 | 0 | 0 | 0 | 0
| Fuel Cost by Reporting Type | MISO_WUMS | Midwest | Other Renew | ST | 0 | 0 | 0 | 0 | 0 | 0 | ST | 0 | 0 | 0 | 0 | 0 | 0
| Fuel Cost by Reporting Type | MISO_WUMS | Midwest | Steam O/G | STOG | 0 | 0 | 0 | 0 | 0 | 0 | STOG | 0 | 0 | 0 | 0 | 0 | 0
| Fuel Cost by Reporting Type | MISO_WUMS | Midwest | Other Renew | STWD | 3.68 | 3.34 | 3.34 | 9.37 | 63.33 | 49.37 | STWD | 3.67 | 3.54 | 3.33 | 5.69 | 63.34 | 49.26
| Fuel Cost by Reporting Type | MISO_WUMS | Midwest | On-shore Wind | WT | 0 | 0 | 0 | 0 | 0 | 0 | WT | 0 | 0 | 0 | 0 | 0 | 0
| Fuel Cost by Reporting Type | MISO_WUMS | Midwest | Coal | IGCC | 0 | 0 | 0 | 0 | 0 | 0 | IGCC | 0 | 0 | 0 | 0 | 0 | 0
| Fuel Cost by Reporting Type | MISO_WUMS | Midwest | DR | DemandResponse | 0 | 0 | 0 | 0 | 0 | 0 | DemandResponse | 0 | 0 | 0 | 0 | 0 | 0
| Fuel Cost by Reporting Type | MISO_WUMS | Midwest | Coal-CCS | IGCC-CCS | 0 | 0 | 0 | 0 | 0 | 0 | IGCC-CCS | 0 | 0 | 0 | 0 | 0 | 0
| Fuel Cost by Reporting Type | MISO_WUMS | Midwest | Off-shore Wind | WT_off | 0 | 0 | 0 | 0 | 0 | 0 | WT_off | 0 | 0 | 0 | 0 | 0 | 0
| Fuel Cost by Reporting Type | MISO_WUMS | Midwest | Other | PseudoUnit | 0 | 0 | 0 | 0 | 0 | 0 | PseudoUnit | 0 | 0 | 0 | 0 | 0 | 0
| Fuel Cost by Reporting Type | MISO_WUMS | Midwest | HQ/Maritimes | FixedInterchange | 0 | 0 | 0 | 0 | 0 | 0 | FixedInterchange | 0 | 0 | 0 | 0 | 0 | 0
Fuel Cost by Reporting Type
| Fuel Cost by Reporting Type |  |  |  | Fuel Cost by Reporting Type: Nebraska | [6 empty] | Fuel Cost by Reporting Type: Nebraska
| Fuel Cost by Reporting Type |  |  |  | ReportingType | 2015 | 2020 | 2025 | 2030 | 2035 | 2040 | ReportingType | 2015 | 2020 | 2025 | 2030 | 2035 | 2040
| Fuel Cost by Reporting Type | NE | Southwest | Other Renew | BM | 0 | 0 | 0 | 0 | 0.01 | 0.01 | BM | 0 | 0 | 0 | 0 | 0 | 0
| Fuel Cost by Reporting Type | NE | Southwest | CC | CC | 28.28 | 6.89 | 6.32 | 4.92 | 2.59 | 1.53 | CC | 28.27 | 12.34 | 11.34 | 17.84 | 9.5 | 10.56
| Fuel Cost by Reporting Type | NE | Southwest | Other Renew | CSP | 0 | 0 | 0 | 0 | 0 | 0 | CSP | 0 | 0 | 0 | 0 | 0 | 0
| Fuel Cost by Reporting Type | NE | Southwest | CT | CT | 0 | 0 | 0 | 0 | 0 | 0 | CT | 0 | 0 | 0 | 0 | 0 | 0
| Fuel Cost by Reporting Type | NE | Southwest | Coal | Coal | 414.89 | 41.49 | 28.99 | 27.03 | 37.77 | 37.77 | Coal | 414.89 | 55.3 | 34.36 | 31.71 | 25.86 | 20.99
| Fuel Cost by Reporting Type | NE | Southwest | Other Renew | Geo | 0 | 0 | 0 | 0 | 0 | 0 | Geo | 0 | 0 | 0 | 0 | 0 | 0
| Fuel Cost by Reporting Type | NE | Southwest | Hydro | H | 0 | 0 | 0 | 0 | 0 | 0 | H | 0 | 0 | 0 | 0 | 0 | 0
| Fuel Cost by Reporting Type | NE | Southwest | Other Renew | LFG | 0 | 0 | 0 | 0.09 | 0.09 | 0.09 | LFG | 0 | 0 | 0 | 0.09 | 0.06 | 0.05
| Fuel Cost by Reporting Type | NE | Southwest | Nuclear | Nuc | 83.67 | 85.37 | 90.71 | 92.48 | 0.02 | 0.02 | Nuc | 83.67 | 85.37 | 80.44 | 72.24 | 0.01 | 0.01
| Fuel Cost by Reporting Type | NE | Southwest | Other | PS | 0 | 0 | 0 | 0 | 0 | 0 | PS | 0 | 0 | 0 | 0 | 0 | 0
| Fuel Cost by Reporting Type | NE | Southwest | Other Renew | PV | 0 | 0 | 0 | 0 | 0 | 0 | PV | 0 | 0 | 0 | 0 | 0 | 0
| Fuel Cost by Reporting Type | NE | Southwest | CT | PeakG | 4.52 | 0 | 0 | 0 | 0 | 0 | PeakG | 4.02 | 0 | 0 | 0 | 0 | 0
| Fuel Cost by Reporting Type | NE | Southwest | CT | PeakO | 0 | 0 | 0 | 0 | 0 | 0 | PeakO | 0 | 0 | 0 | 0 | 0 | 0
| Fuel Cost by Reporting Type | NE | Southwest | Other Renew | ST | 0 | 0 | 0 | 0 | 0 | 0 | ST | 0 | 0 | 0 | 0 | 0 | 0
| Fuel Cost by Reporting Type | NE | Southwest | Steam O/G | STOG | 0.02 | 0 | 0 | 0 | 0 | 0 | STOG | 1.94 | 0 | 0 | 0 | 0 | 0
| Fuel Cost by Reporting Type | NE | Southwest | Other Renew | STWD | 0 | 0 | 0 | 0 | 0 | 0 | STWD | 0 | 0 | 0 | 0 | 0 | 0
| Fuel Cost by Reporting Type | NE | Southwest | On-shore Wind | WT | 0 | 0 | 0 | 0 | 0 | 0 | WT | 0 | 0 | 0 | 0 | 0 | 0
| Fuel Cost by Reporting Type | NE | Southwest | Coal | IGCC | 0 | 0 | 0 | 0 | 0 | 0 | IGCC | 0 | 0 | 0 | 0 | 0 | 0
| Fuel Cost by Reporting Type | NE | Southwest | DR | DemandResponse | 0 | 0 | 0 | 0 | 0 | 0 | DemandResponse | 0 | 0 | 0 | 0 | 0 | 0
| Fuel Cost by Reporting Type | NE | Southwest | Coal-CCS | IGCC-CCS | 0 | 0 | 0 | 0 | 0 | 0 | IGCC-CCS | 0 | 0 | 0 | 0 | 0 | 0
| Fuel Cost by Reporting Type | NE | Southwest | Off-shore Wind | WT_off | 0 | 0 | 0 | 0 | 0 | 0 | WT_off | 0 | 0 | 0 | 0 | 0 | 0
| Fuel Cost by Reporting Type | NE | Southwest | Other | PseudoUnit | 0 | 0 | 0 | 0 | 0 | 0 | PseudoUnit | 0 | 0 | 0 | 0 | 0 | 0
| Fuel Cost by Reporting Type | NE | Southwest | HQ/Maritimes | FixedInterchange | 0 | 0 | 0 | 0 | 0 | 0 | FixedInterchange | 0 | 0 | 0 | 0 | 0 | 0
Fuel Cost by Reporting Type
| Fuel Cost by Reporting Type |  |  |  | Fuel Cost by Reporting Type: NEISO | [6 empty] | Fuel Cost by Reporting Type: NEISO
| Fuel Cost by Reporting Type |  |  |  | ReportingType | 2015 | 2020 | 2025 | 2030 | 2035 | 2040 | ReportingType | 2015 | 2020 | 2025 | 2030 | 2035 | 2040
| Fuel Cost by Reporting Type | NEISO | Northeast | Other Renew | BM | 128.98 | 81.79 | 6.95 | 128.96 | 128.98 | 128.99 | BM | 128.98 | 83.79 | 5.35 | 128.98 | 58.49 | 128.98
| Fuel Cost by Reporting Type | NEISO | Northeast | CC | CC | 1845.01 | 1234.05 | 856.08 | 417 | 158.82 | 105.15 | CC | 1765.74 | 1164.97 | 871.31 | 425.22 | 168.77 | 119.63
| Fuel Cost by Reporting Type | NEISO | Northeast | Other Renew | CSP | 0 | 0 | 0 | 0 | 0 | 0 | CSP | 0 | 0 | 0 | 0 | 0 | 0
| Fuel Cost by Reporting Type | NEISO | Northeast | CT | CT | 0.04 | 0.2 | 0 | 0.37 | 0 | 0 | CT | 0.19 | 0.68 | 0.6 | 0 | 0 | 0.07
| Fuel Cost by Reporting Type | NEISO | Northeast | Coal | Coal | 2.14 | 0.03 | 0.02 | 0.01 | 0.01 | 0.01 | Coal | 1.1 | 0 | 0 | 0 | 0 | 0
| Fuel Cost by Reporting Type | NEISO | Northeast | Other Renew | Geo | 0 | 0 | 0 | 0 | 0 | 0 | Geo | 0 | 0 | 0 | 0 | 0 | 0
| Fuel Cost by Reporting Type | NEISO | Northeast | Hydro | H | 0 | 0 | 0 | 0 | 0 | 0 | H | 0 | 0 | 0 | 0 | 0 | 0
| Fuel Cost by Reporting Type | NEISO | Northeast | Other Renew | LFG | 0.06 | 0.06 | 0.15 | 0.15 | 0.15 | 0.15 | LFG | 0.06 | 0.06 | 0.06 | 0.15 | 0.15 | 0.15
| Fuel Cost by Reporting Type | NEISO | Northeast | Nuclear | Nuc | 293.25 | 299.23 | 317.93 | 324.14 | 234.19 | 173 | Nuc | 293.25 | 299.23 | 317.93 | 324.14 | 234.19 | 173
| Fuel Cost by Reporting Type | NEISO | Northeast | Other | PS | 0 | 0 | 0 | 0 | 0 | 0 | PS | 0 | 0 | 0 | 0 | 0 | 0
| Fuel Cost by Reporting Type | NEISO | Northeast | Other Renew | PV | 0 | 0 | 0 | 0 | 0 | 0 | PV | 0 | 0 | 0 | 0 | 0 | 0
| Fuel Cost by Reporting Type | NEISO | Northeast | CT | PeakG | 1.55 | 2.75 | 4.89 | 3.45 | 3.01 | 3.37 | PeakG | 1.65 | 2.16 | 1.87 | 0.07 | 0 | 0.7
| Fuel Cost by Reporting Type | NEISO | Northeast | CT | PeakO | 0 | 0 | 0 | 0 | 0 | 0 | PeakO | 0 | 0 | 0 | 0 | 0 | 0
| Fuel Cost by Reporting Type | NEISO | Northeast | Other Renew | ST | 0 | 0 | 0 | 0 | 0 | 0 | ST | 0 | 0 | 0 | 0 | 0 | 0
| Fuel Cost by Reporting Type | NEISO | Northeast | Steam O/G | STOG | 0 | 0 | 0 | 0 | 0 | 0 | STOG | 0 | 0 | 0 | 0 | 0 | 0
| Fuel Cost by Reporting Type | NEISO | Northeast | Other Renew | STWD | 338.09 | 103.1 | 11.21 | 100.71 | 338.08 | 328.28 | STWD | 338.09 | 92.4 | 8.09 | 94.75 | 159.44 | 261.23
| Fuel Cost by Reporting Type | NEISO | Northeast | On-shore Wind | WT | 0 | 0 | 0 | 0 | 0 | 0 | WT | 0 | 0 | 0 | 0 | 0 | 0
| Fuel Cost by Reporting Type | NEISO | Northeast | Coal | IGCC | 0 | 0 | 0 | 0 | 0 | 0 | IGCC | 0 | 0 | 0 | 0 | 0 | 0
| Fuel Cost by Reporting Type | NEISO | Northeast | DR | DemandResponse | 0 | 0 | 0 | 0 | 0 | 0 | DemandResponse | 0 | 0 | 0 | 0 | 0 | 0
| Fuel Cost by Reporting Type | NEISO | Northeast | Coal-CCS | IGCC-CCS | 0 | 0 | 0 | 0 | 0 | 0 | IGCC-CCS | 0 | 0 | 0 | 0 | 0 | 0
| Fuel Cost by Reporting Type | NEISO | Northeast | Off-shore Wind | WT_off | 0 | 0 | 0 | 0 | 0 | 0 | WT_off | 0 | 0 | 0 | 0 | 0 | 0
| Fuel Cost by Reporting Type | NEISO | Northeast | Other | PseudoUnit | 0 | 0 | 0 | 0 | 0 | 0 | PseudoUnit | 0 | 0 | 0 | 0 | 0 | 0
| Fuel Cost by Reporting Type | NEISO | Northeast | HQ/Maritimes | FixedInterchange | 0 | 0 | 0 | 0 | 0 | 0 | FixedInterchange | 0 | 0 | 0 | 0 | 0 | 0
Fuel Cost by Reporting Type
| Fuel Cost by Reporting Type |  |  |  | Fuel Cost by Reporting Type: NonRTO_Midwest | [6 empty] | Fuel Cost by Reporting Type: NonRTO_Midwest
| Fuel Cost by Reporting Type |  |  |  | ReportingType | 2015 | 2020 | 2025 | 2030 | 2035 | 2040 | ReportingType | 2015 | 2020 | 2025 | 2030 | 2035 | 2040
| Fuel Cost by Reporting Type | NonRTO_Midwest | MISO | Other Renew | BM | 0 | 0 | 0 | 0 | 179.78 | 2084.73 | BM | 0 | 0 | 0 | 0 | 616.92 | 2853.89
| Fuel Cost by Reporting Type | NonRTO_Midwest | MISO | CC | CC | 622.44 | 1442.52 | 1329.95 | 1031.78 | 795.86 | 94.34 | CC | 816.15 | 1729.23 | 1584.83 | 1186.33 | 1010.9 | 143.57
| Fuel Cost by Reporting Type | NonRTO_Midwest | MISO | Other Renew | CSP | 0 | 0 | 0 | 0 | 0 | 0 | CSP | 0 | 0 | 0 | 0 | 0 | 0
| Fuel Cost by Reporting Type | NonRTO_Midwest | MISO | CT | CT | 0 | 0 | 0 | 0 | 0 | 0 | CT | 0 | 0 | 0 | 0 | 0 | 0
| Fuel Cost by Reporting Type | NonRTO_Midwest | MISO | Coal | Coal | 962.5 | 564.96 | 50.55 | 62.02 | 112.86 | 112.13 | Coal | 843.6 | 381.23 | 95.71 | 56.98 | 135.62 | 135
| Fuel Cost by Reporting Type | NonRTO_Midwest | MISO | Other Renew | Geo | 0 | 0 | 0 | 0 | 0 | 0 | Geo | 0 | 0 | 0 | 0 | 0 | 0
| Fuel Cost by Reporting Type | NonRTO_Midwest | MISO | Hydro | H | 0 | 0 | 0 | 0 | 0 | 0 | H | 0 | 0 | 0 | 0 | 0 | 0
| Fuel Cost by Reporting Type | NonRTO_Midwest | MISO | Other Renew | LFG | 0 | 0 | 0.2 | 0.2 | 0.2 | 0.2 | LFG | 0 | 0 | 0.2 | 0.2 | 0.2 | 0.2
| Fuel Cost by Reporting Type | NonRTO_Midwest | MISO | Nuclear | Nuc | 0 | 0 | 0.01 | 90.32 | 165.09 | 165.07 | Nuc | 0 | 0 | 0.01 | 0.01 | 0.07 | 0.05
| Fuel Cost by Reporting Type | NonRTO_Midwest | MISO | Other | PS | 0 | 0 | 0 | 0 | 0 | 0 | PS | 0 | 0 | 0 | 0 | 0 | 0
| Fuel Cost by Reporting Type | NonRTO_Midwest | MISO | Other Renew | PV | 0 | 0 | 0 | 0 | 0 | 0 | PV | 0 | 0 | 0 | 0 | 0 | 0
| Fuel Cost by Reporting Type | NonRTO_Midwest | MISO | CT | PeakG | 10.66 | 4.81 | 0.01 | 14.07 | 2.33 | 0 | PeakG | 10.32 | 5.01 | 17.04 | 0 | 0 | 0
| Fuel Cost by Reporting Type | NonRTO_Midwest | MISO | CT | PeakO | 0 | 0 | 0 | 0 | 0 | 0 | PeakO | 0 | 0 | 0 | 0 | 0 | 0
| Fuel Cost by Reporting Type | NonRTO_Midwest | MISO | Other Renew | ST | 0 | 0 | 0 | 0 | 0 | 0 | ST | 0 | 0 | 0 | 0 | 0 | 0
| Fuel Cost by Reporting Type | NonRTO_Midwest | MISO | Steam O/G | STOG | 0 | 0 | 0 | 0 | 0 | 0 | STOG | 0 | 0 | 0 | 0 | 0 | 0
| Fuel Cost by Reporting Type | NonRTO_Midwest | MISO | Other Renew | STWD | 0 | 0 | 0 | 0 | 0 | 0 | STWD | 0 | 0 | 0 | 0 | 0 | 0
| Fuel Cost by Reporting Type | NonRTO_Midwest | MISO | On-shore Wind | WT | 0 | 0 | 0 | 0 | 0 | 0 | WT | 0 | 0 | 0 | 0 | 0 | 0
| Fuel Cost by Reporting Type | NonRTO_Midwest | MISO | Coal | IGCC | 0 | 0 | 0 | 0 | 0 | 0 | IGCC | 0 | 0 | 0 | 0 | 0 | 0
| Fuel Cost by Reporting Type | NonRTO_Midwest | MISO | DR | DemandResponse | 0 | 0 | 0 | 0 | 0 | 0 | DemandResponse | 0 | 0 | 0 | 0 | 0 | 0
| Fuel Cost by Reporting Type | NonRTO_Midwest | MISO | Coal-CCS | IGCC-CCS | 0 | 0 | 0 | 0 | 0.01 | 0.01 | IGCC-CCS | 0 | 0 | 0 | 0 | 0 | 0
| Fuel Cost by Reporting Type | NonRTO_Midwest | MISO | Off-shore Wind | WT_off | 0 | 0 | 0 | 0 | 0 | 0 | WT_off | 0 | 0 | 0 | 0 | 0 | 0
| Fuel Cost by Reporting Type | NonRTO_Midwest | MISO | Other | PseudoUnit | 0 | 0 | 0 | 0 | 0 | 0 | PseudoUnit | 0 | 0 | 0 | 0 | 0 | 0
| Fuel Cost by Reporting Type | NonRTO_Midwest | MISO | HQ/Maritimes | FixedInterchange | 0 | 0 | 0 | 0 | 0 | 0 | FixedInterchange | 0 | 0 | 0 | 0 | 0 | 0
Fuel Cost by Reporting Type
| Fuel Cost by Reporting Type |  |  |  | Fuel Cost by Reporting Type: NYISO_A-F | [6 empty] | Fuel Cost by Reporting Type: NYISO_A-F
| Fuel Cost by Reporting Type |  |  |  | ReportingType | 2015 | 2020 | 2025 | 2030 | 2035 | 2040 | ReportingType | 2015 | 2020 | 2025 | 2030 | 2035 | 2040
| Fuel Cost by Reporting Type | NYISO_A-F | Northeast | Other Renew | BM | 0 | 0 | 0 | 0 | 0.01 | 0.02 | BM | 0 | 0 | 0 | 0 | 0 | 0
| Fuel Cost by Reporting Type | NYISO_A-F | Northeast | CC | CC | 322.5 | 467.39 | 351.86 | 164.33 | 40.22 | 7.38 | CC | 256.23 | 293.95 | 264.53 | 136.28 | 32.51 | 18.58
| Fuel Cost by Reporting Type | NYISO_A-F | Northeast | Other Renew | CSP | 0 | 0 | 0 | 0 | 0 | 0 | CSP | 0 | 0 | 0 | 0 | 0 | 0
| Fuel Cost by Reporting Type | NYISO_A-F | Northeast | CT | CT | 0 | 0 | 0 | 0 | 0 | 0 | CT | 0 | 0 | 0 | 0 | 0 | 0
| Fuel Cost by Reporting Type | NYISO_A-F | Northeast | Coal | Coal | 0.04 | 0.03 | 0.02 | 0.01 | 0.01 | 0.01 | Coal | 0 | 0 | 0 | 0 | 0 | 0
| Fuel Cost by Reporting Type | NYISO_A-F | Northeast | Other Renew | Geo | 0 | 0 | 0 | 0 | 0 | 0 | Geo | 0 | 0 | 0 | 0 | 0 | 0
| Fuel Cost by Reporting Type | NYISO_A-F | Northeast | Hydro | H | 0 | 0 | 0 | 0 | 0 | 0 | H | 0 | 0 | 0 | 0 | 0 | 0
| Fuel Cost by Reporting Type | NYISO_A-F | Northeast | Other Renew | LFG | 0.01 | 0.01 | 0.09 | 0.09 | 0.09 | 0.09 | LFG | 0.01 | 0.01 | 0.09 | 0.09 | 0.09 | 0.09
| Fuel Cost by Reporting Type | NYISO_A-F | Northeast | Nuclear | Nuc | 217.02 | 221.45 | 235.29 | 195.6 | 154.22 | 93.47 | Nuc | 217.02 | 221.45 | 235.29 | 195.6 | 154.22 | 93.47
| Fuel Cost by Reporting Type | NYISO_A-F | Northeast | Other | PS | 0 | 0 | 0 | 0 | 0 | 0 | PS | 0 | 0 | 0 | 0 | 0 | 0
| Fuel Cost by Reporting Type | NYISO_A-F | Northeast | Other Renew | PV | 0 | 0 | 0 | 0 | 0 | 0 | PV | 0 | 0 | 0 | 0 | 0 | 0
| Fuel Cost by Reporting Type | NYISO_A-F | Northeast | CT | PeakG | 0.12 | 0.42 | 1.18 | 0.88 | 0.81 | 0.84 | PeakG | 0 | 0 | 0 | 0 | 0 | 0.19
| Fuel Cost by Reporting Type | NYISO_A-F | Northeast | CT | PeakO | 0 | 0 | 0 | 0 | 0 | 0 | PeakO | 0 | 0 | 0 | 0 | 0 | 0
| Fuel Cost by Reporting Type | NYISO_A-F | Northeast | Other Renew | ST | 0 | 0 | 0 | 0 | 0 | 0 | ST | 0 | 0 | 0 | 0 | 0 | 0
| Fuel Cost by Reporting Type | NYISO_A-F | Northeast | Steam O/G | STOG | 0 | 0 | 0 | 0 | 0 | 0 | STOG | 0 | 0 | 0 | 0 | 0 | 0
| Fuel Cost by Reporting Type | NYISO_A-F | Northeast | Other Renew | STWD | 0.07 | 1.33 | 1.33 | 4.65 | 49.16 | 45.94 | STWD | 0 | 0 | 0.69 | 7.01 | 23.18 | 49.16
| Fuel Cost by Reporting Type | NYISO_A-F | Northeast | On-shore Wind | WT | 0 | 0 | 0 | 0 | 0 | 0 | WT | 0 | 0 | 0 | 0 | 0 | 0
| Fuel Cost by Reporting Type | NYISO_A-F | Northeast | Coal | IGCC | 0 | 0 | 0 | 0 | 0 | 0 | IGCC | 0 | 0 | 0 | 0 | 0 | 0
| Fuel Cost by Reporting Type | NYISO_A-F | Northeast | DR | DemandResponse | 0 | 0 | 0 | 0 | 0 | 0 | DemandResponse | 0 | 0 | 0 | 0 | 0 | 0
| Fuel Cost by Reporting Type | NYISO_A-F | Northeast | Coal-CCS | IGCC-CCS | 0 | 0 | 0 | 0 | 0 | 0 | IGCC-CCS | 0 | 0 | 0 | 0 | 0 | 0
| Fuel Cost by Reporting Type | NYISO_A-F | Northeast | Off-shore Wind | WT_off | 0 | 0 | 0 | 0 | 0 | 0 | WT_off | 0 | 0 | 0 | 0 | 0 | 0
| Fuel Cost by Reporting Type | NYISO_A-F | Northeast | Other | PseudoUnit | 0 | 0 | 0 | 0 | 0 | 0 | PseudoUnit | 0 | 0 | 0 | 0 | 0 | 0
| Fuel Cost by Reporting Type | NYISO_A-F | Northeast | HQ/Maritimes | FixedInterchange | 0 | 0 | 0 | 0 | 0 | 0 | FixedInterchange | 0 | 0 | 0 | 0 | 0 | 0
Fuel Cost by Reporting Type
| Fuel Cost by Reporting Type |  |  |  | Fuel Cost by Reporting Type: NYISO_G-I | [6 empty] | Fuel Cost by Reporting Type: NYISO_G-I
| Fuel Cost by Reporting Type |  |  |  | ReportingType | 2015 | 2020 | 2025 | 2030 | 2035 | 2040 | ReportingType | 2015 | 2020 | 2025 | 2030 | 2035 | 2040
| Fuel Cost by Reporting Type | NYISO_G-I | Northeast | Other Renew | BM | 0 | 0 | 0 | 0 | 287.59 | 287.64 | BM | 0 | 0 | 0 | 0 | 0.01 | 409.14
| Fuel Cost by Reporting Type | NYISO_G-I | Northeast | CC | CC | 104.89 | 295.43 | 181.62 | 36.97 | 29.72 | 19.48 | CC | 240.61 | 395.96 | 360.26 | 178.68 | 149.2 | 32.5
| Fuel Cost by Reporting Type | NYISO_G-I | Northeast | Other Renew | CSP | 0 | 0 | 0 | 0 | 0 | 0 | CSP | 0 | 0 | 0 | 0 | 0 | 0
| Fuel Cost by Reporting Type | NYISO_G-I | Northeast | CT | CT | 0 | 0 | 0 | 0 | 0 | 0 | CT | 0 | 0 | 0 | 0 | 0 | 0
| Fuel Cost by Reporting Type | NYISO_G-I | Northeast | Coal | Coal | 0.01 | 0.01 | 0 | 0 | 0 | 0 | Coal | 0 | 0 | 0 | 0 | 0 | 0
| Fuel Cost by Reporting Type | NYISO_G-I | Northeast | Other Renew | Geo | 0 | 0 | 0 | 0 | 0 | 0 | Geo | 0 | 0 | 0 | 0 | 0 | 0
| Fuel Cost by Reporting Type | NYISO_G-I | Northeast | Hydro | H | 0 | 0 | 0 | 0 | 0 | 0 | H | 0 | 0 | 0 | 0 | 0 | 0
| Fuel Cost by Reporting Type | NYISO_G-I | Northeast | Other Renew | LFG | 0 | 0 | 0.09 | 0.09 | 0.09 | 0.09 | LFG | 0 | 0 | 0.09 | 0.09 | 0.09 | 0.09
| Fuel Cost by Reporting Type | NYISO_G-I | Northeast | Nuclear | Nuc | 130.64 | 133.3 | 141.63 | 144.4 | 72.45 | 130.16 | Nuc | 130.64 | 133.3 | 141.63 | 144.4 | 135.12 | 267.23
| Fuel Cost by Reporting Type | NYISO_G-I | Northeast | Other | PS | 0 | 0 | 0 | 0 | 0 | 0 | PS | 0 | 0 | 0 | 0 | 0 | 0
| Fuel Cost by Reporting Type | NYISO_G-I | Northeast | Other Renew | PV | 0 | 0 | 0 | 0 | 0 | 0 | PV | 0 | 0 | 0 | 0 | 0 | 0
| Fuel Cost by Reporting Type | NYISO_G-I | Northeast | CT | PeakG | 0 | 0 | 0 | 0 | 0 | 0 | PeakG | 0 | 0 | 0.06 | 0.14 | 0.04 | 0
| Fuel Cost by Reporting Type | NYISO_G-I | Northeast | CT | PeakO | 0 | 0 | 0 | 0 | 0 | 0 | PeakO | 0 | 0 | 0 | 0 | 0 | 0
| Fuel Cost by Reporting Type | NYISO_G-I | Northeast | Other Renew | ST | 0 | 0 | 0 | 0 | 0 | 0 | ST | 0 | 0 | 0 | 0 | 0 | 0
| Fuel Cost by Reporting Type | NYISO_G-I | Northeast | Steam O/G | STOG | 0 | 0 | 0 | 0 | 0 | 0 | STOG | 0 | 0 | 0 | 0 | 0 | 0
| Fuel Cost by Reporting Type | NYISO_G-I | Northeast | Other Renew | STWD | 0 | 0 | 0 | 0 | 0 | 0 | STWD | 0 | 0 | 0 | 0 | 0 | 0
| Fuel Cost by Reporting Type | NYISO_G-I | Northeast | On-shore Wind | WT | 0 | 0 | 0 | 0 | 0 | 0 | WT | 0 | 0 | 0 | 0 | 0 | 0
| Fuel Cost by Reporting Type | NYISO_G-I | Northeast | Coal | IGCC | 0 | 0 | 0 | 0 | 0 | 0 | IGCC | 0 | 0 | 0 | 0 | 0 | 0
| Fuel Cost by Reporting Type | NYISO_G-I | Northeast | DR | DemandResponse | 0 | 0 | 0 | 0 | 0 | 0 | DemandResponse | 0 | 0 | 0 | 0 | 0 | 0
| Fuel Cost by Reporting Type | NYISO_G-I | Northeast | Coal-CCS | IGCC-CCS | 0 | 0 | 0 | 0 | 0 | 0 | IGCC-CCS | 0 | 0 | 0 | 0 | 0 | 0
| Fuel Cost by Reporting Type | NYISO_G-I | Northeast | Off-shore Wind | WT_off | 0 | 0 | 0 | 0 | 0 | 0 | WT_off | 0 | 0 | 0 | 0 | 0 | 0
| Fuel Cost by Reporting Type | NYISO_G-I | Northeast | Other | PseudoUnit | 0 | 0 | 0 | 0 | 0 | 0 | PseudoUnit | 0 | 0 | 0 | 0 | 0 | 0
| Fuel Cost by Reporting Type | NYISO_G-I | Northeast | HQ/Maritimes | FixedInterchange | 0 | 0 | 0 | 0 | 0 | 0 | FixedInterchange | 0 | 0 | 0 | 0 | 0 | 0
Fuel Cost by Reporting Type
| Fuel Cost by Reporting Type |  |  |  | Fuel Cost by Reporting Type: NYISO_J-K | [6 empty] | Fuel Cost by Reporting Type: NYISO_J-K
| Fuel Cost by Reporting Type |  |  |  | ReportingType | 2015 | 2020 | 2025 | 2030 | 2035 | 2040 | ReportingType | 2015 | 2020 | 2025 | 2030 | 2035 | 2040
| Fuel Cost by Reporting Type | NYISO_J-K | Northeast | Other Renew | BM | 0 | 0 | 0 | 0 | 0 | 0 | BM | 0 | 0 | 0 | 0 | 0 | 0
| Fuel Cost by Reporting Type | NYISO_J-K | Northeast | CC | CC | 878.16 | 1005.16 | 840.49 | 306.19 | 191.23 | 124.93 | CC | 974.34 | 1071.42 | 968.73 | 545.68 | 431.09 | 284.66
| Fuel Cost by Reporting Type | NYISO_J-K | Northeast | Other Renew | CSP | 0 | 0 | 0 | 0 | 0 | 0 | CSP | 0 | 0 | 0 | 0 | 0 | 0
| Fuel Cost by Reporting Type | NYISO_J-K | Northeast | CT | CT | 0 | 0 | 0 | 0 | 0 | 0 | CT | 0 | 0 | 0 | 0 | 0 | 0
| Fuel Cost by Reporting Type | NYISO_J-K | Northeast | Coal | Coal | 0 | 0 | 0 | 0 | 0 | 0 | Coal | 0 | 0 | 0 | 0 | 0 | 0
| Fuel Cost by Reporting Type | NYISO_J-K | Northeast | Other Renew | Geo | 0 | 0 | 0 | 0 | 0 | 0 | Geo | 0 | 0 | 0 | 0 | 0 | 0
| Fuel Cost by Reporting Type | NYISO_J-K | Northeast | Hydro | H | 0 | 0 | 0 | 0 | 0 | 0 | H | 0 | 0 | 0 | 0 | 0 | 0
| Fuel Cost by Reporting Type | NYISO_J-K | Northeast | Other Renew | LFG | 0 | 0 | 0.09 | 0.09 | 0.09 | 0.09 | LFG | 0 | 0 | 0.02 | 0.09 | 0.09 | 0.09
| Fuel Cost by Reporting Type | NYISO_J-K | Northeast | Nuclear | Nuc | 0 | 0 | 0 | 0.01 | 0.07 | 0.06 | Nuc | 0 | 0 | 0.01 | 0.02 | 0.07 | 0.05
| Fuel Cost by Reporting Type | NYISO_J-K | Northeast | Other | PS | 0 | 0 | 0 | 0 | 0 | 0 | PS | 0 | 0 | 0 | 0 | 0 | 0
| Fuel Cost by Reporting Type | NYISO_J-K | Northeast | Other Renew | PV | 0 | 0 | 0 | 0 | 0 | 0 | PV | 0 | 0 | 0 | 0 | 0 | 0
| Fuel Cost by Reporting Type | NYISO_J-K | Northeast | CT | PeakG | 9.56 | 15.03 | 8.5 | 11.36 | 5.33 | 5.46 | PeakG | 9.57 | 14.97 | 19.47 | 12.81 | 15.98 | 11.64
| Fuel Cost by Reporting Type | NYISO_J-K | Northeast | CT | PeakO | 0 | 0 | 0 | 0 | 0 | 0 | PeakO | 0 | 0 | 0 | 0.37 | 0 | 0
| Fuel Cost by Reporting Type | NYISO_J-K | Northeast | Other Renew | ST | 0 | 0 | 0 | 0 | 0 | 0 | ST | 0 | 0 | 0 | 0 | 0 | 0
| Fuel Cost by Reporting Type | NYISO_J-K | Northeast | Steam O/G | STOG | 29.66 | 40.31 | 35.46 | 24.82 | 11.65 | 11.92 | STOG | 45.21 | 50.96 | 67.7 | 41.31 | 16.13 | 5.71
| Fuel Cost by Reporting Type | NYISO_J-K | Northeast | Other Renew | STWD | 0 | 0 | 0 | 0 | 0 | 0 | STWD | 0 | 0 | 0 | 0 | 0 | 0
| Fuel Cost by Reporting Type | NYISO_J-K | Northeast | On-shore Wind | WT | 0 | 0 | 0 | 0 | 0 | 0 | WT | 0 | 0 | 0 | 0 | 0 | 0
| Fuel Cost by Reporting Type | NYISO_J-K | Northeast | Coal | IGCC | 0 | 0 | 0 | 0 | 0 | 0 | IGCC | 0 | 0 | 0 | 0 | 0 | 0
| Fuel Cost by Reporting Type | NYISO_J-K | Northeast | DR | DemandResponse | 0 | 0 | 0 | 0 | 0 | 0 | DemandResponse | 0 | 0 | 0 | 0 | 0 | 0
| Fuel Cost by Reporting Type | NYISO_J-K | Northeast | Coal-CCS | IGCC-CCS | 0 | 0 | 0 | 0 | 0 | 0 | IGCC-CCS | 0 | 0 | 0 | 0 | 0 | 0
| Fuel Cost by Reporting Type | NYISO_J-K | Northeast | Off-shore Wind | WT_off | 0 | 0 | 0 | 0 | 0 | 0 | WT_off | 0 | 0 | 0 | 0 | 0 | 0
| Fuel Cost by Reporting Type | NYISO_J-K | Northeast | Other | PseudoUnit | 0 | 0 | 0 | 0 | 0 | 0 | PseudoUnit | 0 | 0 | 0 | 0 | 0 | 0
| Fuel Cost by Reporting Type | NYISO_J-K | Northeast | HQ/Maritimes | FixedInterchange | 0 | 0 | 0 | 0 | 0 | 0 | FixedInterchange | 0 | 0 | 0 | 0 | 0 | 0
Fuel Cost by Reporting Type
| Fuel Cost by Reporting Type |  |  |  | Fuel Cost by Reporting Type: PJM_E | [6 empty] | Fuel Cost by Reporting Type: PJM_E
| Fuel Cost by Reporting Type |  |  |  | ReportingType | 2015 | 2020 | 2025 | 2030 | 2035 | 2040 | ReportingType | 2015 | 2020 | 2025 | 2030 | 2035 | 2040
| Fuel Cost by Reporting Type | PJM_E | PJM_MAAC | Other Renew | BM | 0.86 | 15.34 | 15.34 | 15.34 | 15.36 | 15.36 | BM | 0.86 | 15.34 | 15.34 | 15.34 | 15.34 | 15.34
| Fuel Cost by Reporting Type | PJM_E | PJM_MAAC | CC | CC | 1954.25 | 2189.23 | 1882.68 | 1002.82 | 883.57 | 445.95 | CC | 2092.02 | 2274.09 | 2296.86 | 1353.44 | 1015.44 | 497.6
| Fuel Cost by Reporting Type | PJM_E | PJM_MAAC | Other Renew | CSP | 0 | 0 | 0 | 0 | 0 | 0 | CSP | 0 | 0 | 0 | 0 | 0 | 0
| Fuel Cost by Reporting Type | PJM_E | PJM_MAAC | CT | CT | 0.06 | 0.18 | 0.16 | 0.12 | 0.11 | 0 | CT | 0.02 | 0.18 | 0.31 | 0 | 0 | 0
| Fuel Cost by Reporting Type | PJM_E | PJM_MAAC | Coal | Coal | 19.7 | 8.94 | 3.05 | 0.05 | 14.4 | 36.34 | Coal | 19.94 | 14.5 | 5.28 | 1.03 | 26.48 | 32.02
| Fuel Cost by Reporting Type | PJM_E | PJM_MAAC | Other Renew | Geo | 0 | 0 | 0 | 0 | 0 | 0 | Geo | 0 | 0 | 0 | 0 | 0 | 0
| Fuel Cost by Reporting Type | PJM_E | PJM_MAAC | Hydro | H | 0 | 0 | 0 | 0 | 0 | 0 | H | 0 | 0 | 0 | 0 | 0 | 0
| Fuel Cost by Reporting Type | PJM_E | PJM_MAAC | Other Renew | LFG | 0.01 | 0.18 | 0.18 | 0.18 | 0.18 | 0.18 | LFG | 0.01 | 0.18 | 0.18 | 0.18 | 0.18 | 0.18
| Fuel Cost by Reporting Type | PJM_E | PJM_MAAC | Nuclear | Nuc | 563.79 | 533.75 | 567.11 | 578.19 | 415.33 | 329.36 | Nuc | 563.79 | 533.75 | 567.11 | 578.18 | 415.32 | 329.35
| Fuel Cost by Reporting Type | PJM_E | PJM_MAAC | Other | PS | 0 | 0 | 0 | 0 | 0 | 0 | PS | 0 | 0 | 0 | 0 | 0 | 0
| Fuel Cost by Reporting Type | PJM_E | PJM_MAAC | Other Renew | PV | 0 | 0 | 0 | 0 | 0 | 0 | PV | 0 | 0 | 0 | 0 | 0 | 0
| Fuel Cost by Reporting Type | PJM_E | PJM_MAAC | CT | PeakG | 5.34 | 17.14 | 15.35 | 11.22 | 10.29 | 10.59 | PeakG | 4.36 | 25.19 | 30.66 | 23.37 | 15.19 | 10.59
| Fuel Cost by Reporting Type | PJM_E | PJM_MAAC | CT | PeakO | 0 | 0 | 0 | 0 | 0 | 0 | PeakO | 0 | 0 | 0 | 1.66 | 0 | 0
| Fuel Cost by Reporting Type | PJM_E | PJM_MAAC | Other Renew | ST | 0 | 0 | 0 | 0 | 0 | 0 | ST | 0 | 0 | 0 | 0 | 0 | 0
| Fuel Cost by Reporting Type | PJM_E | PJM_MAAC | Steam O/G | STOG | 18.46 | 18.86 | 16.89 | 16.83 | 11.32 | 0 | STOG | 9.46 | 18.44 | 0 | 0 | 0 | 0
| Fuel Cost by Reporting Type | PJM_E | PJM_MAAC | Other Renew | STWD | 0 | 0 | 0 | 0 | 0 | 0 | STWD | 0 | 0 | 0 | 0 | 0 | 0
| Fuel Cost by Reporting Type | PJM_E | PJM_MAAC | On-shore Wind | WT | 0 | 0 | 0 | 0 | 0 | 0 | WT | 0 | 0 | 0 | 0 | 0 | 0
| Fuel Cost by Reporting Type | PJM_E | PJM_MAAC | Coal | IGCC | 0 | 0 | 0 | 0 | 0 | 0 | IGCC | 0 | 0 | 0 | 0 | 0 | 0
| Fuel Cost by Reporting Type | PJM_E | PJM_MAAC | DR | DemandResponse | 0 | 0 | 0 | 0 | 0 | 0 | DemandResponse | 0 | 0 | 0 | 0 | 0 | 0
| Fuel Cost by Reporting Type | PJM_E | PJM_MAAC | Coal-CCS | IGCC-CCS | 0 | 0 | 0 | 0 | 0 | 0 | IGCC-CCS | 0 | 0 | 0 | 0 | 0 | 0
| Fuel Cost by Reporting Type | PJM_E | PJM_MAAC | Off-shore Wind | WT_off | 0 | 0 | 0 | 0 | 0 | 0 | WT_off | 0 | 0 | 0 | 0 | 0 | 0
| Fuel Cost by Reporting Type | PJM_E | PJM_MAAC | Other | PseudoUnit | 0 | 0 | 0 | 0 | 0 | 0 | PseudoUnit | 0 | 0 | 0 | 0 | 0 | 0
| Fuel Cost by Reporting Type | PJM_E | PJM_MAAC | HQ/Maritimes | FixedInterchange | 0 | 0 | 0 | 0 | 0 | 0 | FixedInterchange | 0 | 0 | 0 | 0 | 0 | 0
Fuel Cost by Reporting Type
| Fuel Cost by Reporting Type |  |  |  | Fuel Cost by Reporting Type: PJM_ROM | [6 empty] | Fuel Cost by Reporting Type: PJM_ROM
| Fuel Cost by Reporting Type |  |  |  | ReportingType | 2015 | 2020 | 2025 | 2030 | 2035 | 2040 | ReportingType | 2015 | 2020 | 2025 | 2030 | 2035 | 2040
| Fuel Cost by Reporting Type | PJM_ROM | PJM_MAAC | Other Renew | BM | 0.52 | 9.21 | 9.21 | 587.45 | 588.22 | 1205.76 | BM | 0.52 | 9.21 | 9.21 | 9.21 | 9.24 | 1205.84
| Fuel Cost by Reporting Type | PJM_ROM | PJM_MAAC | CC | CC | 832 | 1098.28 | 870.03 | 414.09 | 382.93 | 156.43 | CC | 949.92 | 1067.6 | 1068.77 | 581.21 | 440.28 | 252.68
| Fuel Cost by Reporting Type | PJM_ROM | PJM_MAAC | Other Renew | CSP | 0 | 0 | 0 | 0 | 0 | 0 | CSP | 0 | 0 | 0 | 0 | 0 | 0
| Fuel Cost by Reporting Type | PJM_ROM | PJM_MAAC | CT | CT | 0.02 | 0.11 | 0.1 | 0.07 | 0.07 | 0.07 | CT | 0.01 | 0.11 | 0.19 | 0.14 | 0 | 0
| Fuel Cost by Reporting Type | PJM_ROM | PJM_MAAC | Coal | Coal | 264.15 | 44.02 | 7.27 | 0.19 | 29.57 | 44.2 | Coal | 213.12 | 28.24 | 0.65 | 0.03 | 0.03 | 0
| Fuel Cost by Reporting Type | PJM_ROM | PJM_MAAC | Other Renew | Geo | 0 | 0 | 0 | 0 | 0 | 0 | Geo | 0 | 0 | 0 | 0 | 0 | 0
| Fuel Cost by Reporting Type | PJM_ROM | PJM_MAAC | Hydro | H | 0 | 0 | 0 | 0 | 0 | 0 | H | 0 | 0 | 0 | 0 | 0 | 0
| Fuel Cost by Reporting Type | PJM_ROM | PJM_MAAC | Other Renew | LFG | 0.02 | 0.36 | 0.36 | 0.36 | 0.36 | 0.36 | LFG | 0.02 | 0.36 | 0.36 | 0.36 | 0.36 | 0.36
| Fuel Cost by Reporting Type | PJM_ROM | PJM_MAAC | Nuclear | Nuc | 337.6 | 344.49 | 366.02 | 373.17 | 244.85 | 788.31 | Nuc | 337.6 | 344.49 | 366.02 | 373.17 | 746.94 | 996.18
| Fuel Cost by Reporting Type | PJM_ROM | PJM_MAAC | Other | PS | 0 | 0 | 0 | 0 | 0 | 0 | PS | 0 | 0 | 0 | 0 | 0 | 0
| Fuel Cost by Reporting Type | PJM_ROM | PJM_MAAC | Other Renew | PV | 0 | 0 | 0 | 0 | 0 | 0 | PV | 0 | 0 | 0 | 0 | 0 | 0
| Fuel Cost by Reporting Type | PJM_ROM | PJM_MAAC | CT | PeakG | 0 | 0.01 | 0.01 | 7.18 | 6.6 | 6.77 | PeakG | 0.85 | 3.49 | 3.41 | 14.43 | 6.77 | 6.77
| Fuel Cost by Reporting Type | PJM_ROM | PJM_MAAC | CT | PeakO | 0 | 0 | 0 | 0 | 0 | 0 | PeakO | 0 | 0 | 0 | 0 | 0 | 0
| Fuel Cost by Reporting Type | PJM_ROM | PJM_MAAC | Other Renew | ST | 0 | 0 | 0 | 0 | 0 | 0 | ST | 0 | 0 | 0 | 0 | 0 | 0
| Fuel Cost by Reporting Type | PJM_ROM | PJM_MAAC | Steam O/G | STOG | 45.13 | 46.09 | 41.34 | 30.29 | 14.52 | 0 | STOG | 45.13 | 65.35 | 26.88 | 14.01 | 0 | 0
| Fuel Cost by Reporting Type | PJM_ROM | PJM_MAAC | Other Renew | STWD | 1.97 | 35.1 | 35.1 | 35.1 | 35.1 | 35.1 | STWD | 2.04 | 35.1 | 35.1 | 35.1 | 35.1 | 35.1
| Fuel Cost by Reporting Type | PJM_ROM | PJM_MAAC | On-shore Wind | WT | 0 | 0 | 0 | 0 | 0 | 0 | WT | 0 | 0 | 0 | 0 | 0 | 0
| Fuel Cost by Reporting Type | PJM_ROM | PJM_MAAC | Coal | IGCC | 0 | 0 | 0 | 0 | 0 | 0 | IGCC | 0 | 0 | 0 | 0 | 0 | 0
| Fuel Cost by Reporting Type | PJM_ROM | PJM_MAAC | DR | DemandResponse | 0 | 0 | 0 | 0 | 0 | 0 | DemandResponse | 0 | 0 | 0 | 0 | 0 | 0
| Fuel Cost by Reporting Type | PJM_ROM | PJM_MAAC | Coal-CCS | IGCC-CCS | 0 | 0 | 0 | 0 | 0.01 | 0.01 | IGCC-CCS | 0 | 0 | 0 | 0 | 0 | 0
| Fuel Cost by Reporting Type | PJM_ROM | PJM_MAAC | Off-shore Wind | WT_off | 0 | 0 | 0 | 0 | 0 | 0 | WT_off | 0 | 0 | 0 | 0 | 0 | 0
| Fuel Cost by Reporting Type | PJM_ROM | PJM_MAAC | Other | PseudoUnit | 0 | 0 | 0 | 0 | 0 | 0 | PseudoUnit | 0 | 0 | 0 | 0 | 0 | 0
| Fuel Cost by Reporting Type | PJM_ROM | PJM_MAAC | HQ/Maritimes | FixedInterchange | 0 | 0 | 0 | 0 | 0 | 0 | FixedInterchange | 0 | 0 | 0 | 0 | 0 | 0
Fuel Cost by Reporting Type
| Fuel Cost by Reporting Type |  |  |  | Fuel Cost by Reporting Type: PJM_ROR | [6 empty] | Fuel Cost by Reporting Type: PJM_ROR
| Fuel Cost by Reporting Type |  |  |  | ReportingType | 2015 | 2020 | 2025 | 2030 | 2035 | 2040 | ReportingType | 2015 | 2020 | 2025 | 2030 | 2035 | 2040
| Fuel Cost by Reporting Type | PJM_ROR | PJM_ROR | Other Renew | BM | 11.05 | 196.9 | 196.9 | 196.9 | 1996.38 | 4716.27 | BM | 11.05 | 196.9 | 166.21 | 196.9 | 196.9 | 5398.8
| Fuel Cost by Reporting Type | PJM_ROR | PJM_ROR | CC | CC | 5477.34 | 7931.85 | 6120.26 | 3836.32 | 3010.07 | 1535.36 | CC | 7095.31 | 9866.06 | 9351.89 | 6516.4 | 5396.26 | 516.21
| Fuel Cost by Reporting Type | PJM_ROR | PJM_ROR | Other Renew | CSP | 0 | 0 | 0 | 0 | 0 | 0 | CSP | 0 | 0 | 0 | 0 | 0 | 0
| Fuel Cost by Reporting Type | PJM_ROR | PJM_ROR | CT | CT | 0.18 | 0.2 | 0.18 | 0.14 | 0.14 | 0.15 | CT | 0.18 | 0.38 | 0.34 | 0.26 | 0 | 0
| Fuel Cost by Reporting Type | PJM_ROR | PJM_ROR | Coal | Coal | 4596.21 | 2367.34 | 124.1 | 129.68 | 451.15 | 462.08 | Coal | 3709.79 | 1710.78 | 244.6 | 191.09 | 374.07 | 370.72
| Fuel Cost by Reporting Type | PJM_ROR | PJM_ROR | Other Renew | Geo | 0 | 0 | 0 | 0 | 0 | 0 | Geo | 0 | 0 | 0 | 0 | 0 | 0
| Fuel Cost by Reporting Type | PJM_ROR | PJM_ROR | Hydro | H | 0 | 0 | 0 | 0 | 0 | 0 | H | 0 | 0 | 0 | 0 | 0 | 0
| Fuel Cost by Reporting Type | PJM_ROR | PJM_ROR | Other Renew | LFG | 0.07 | 0.73 | 0.73 | 0.73 | 0.73 | 0.73 | LFG | 0.07 | 0.73 | 0.73 | 0.73 | 0.73 | 0.73
| Fuel Cost by Reporting Type | PJM_ROR | PJM_ROR | Nuclear | Nuc | 1319.64 | 1346.55 | 1430.71 | 1425.17 | 1436.43 | 1234.99 | Nuc | 1319.64 | 1346.55 | 1430.71 | 1395.54 | 1397.78 | 2467.46
| Fuel Cost by Reporting Type | PJM_ROR | PJM_ROR | Other | PS | 0 | 0 | 0 | 0 | 0 | 0 | PS | 0 | 0 | 0 | 0 | 0 | 0
| Fuel Cost by Reporting Type | PJM_ROR | PJM_ROR | Other Renew | PV | 0 | 0 | 0 | 0 | 0 | 0 | PV | 0 | 0 | 0 | 0 | 0 | 0
| Fuel Cost by Reporting Type | PJM_ROR | PJM_ROR | CT | PeakG | 62.95 | 77.65 | 32.13 | 28.38 | 7.63 | 4.2 | PeakG | 57.73 | 85.04 | 129.84 | 66.87 | 51.09 | 28.44
| Fuel Cost by Reporting Type | PJM_ROR | PJM_ROR | CT | PeakO | 0 | 0 | 0 | 0 | 0 | 0 | PeakO | 0 | 0 | 0 | 0 | 0 | 0
| Fuel Cost by Reporting Type | PJM_ROR | PJM_ROR | Other Renew | ST | 0 | 0 | 0 | 0 | 0 | 0 | ST | 0 | 0 | 0 | 0 | 0 | 0
| Fuel Cost by Reporting Type | PJM_ROR | PJM_ROR | Steam O/G | STOG | 42.22 | 26.29 | 23.81 | 17.97 | 9.49 | 0 | STOG | 27.86 | 51.28 | 0 | 0 | 0 | 0
| Fuel Cost by Reporting Type | PJM_ROR | PJM_ROR | Other Renew | STWD | 2.8 | 103.86 | 103.86 | 103.86 | 103.86 | 80.98 | STWD | 3.13 | 103.87 | 87.03 | 76.32 | 103.87 | 103.86
| Fuel Cost by Reporting Type | PJM_ROR | PJM_ROR | On-shore Wind | WT | 0 | 0 | 0 | 0 | 0 | 0 | WT | 0 | 0 | 0 | 0 | 0 | 0
| Fuel Cost by Reporting Type | PJM_ROR | PJM_ROR | Coal | IGCC | 0 | 0 | 0 | 0 | 0 | 0 | IGCC | 0 | 0 | 0 | 0 | 0 | 0
| Fuel Cost by Reporting Type | PJM_ROR | PJM_ROR | DR | DemandResponse | 0 | 0 | 0 | 0 | 0 | 0 | DemandResponse | 0 | 0 | 0 | 0 | 0 | 0
| Fuel Cost by Reporting Type | PJM_ROR | PJM_ROR | Coal-CCS | IGCC-CCS | 0 | 0 | 0 | 0 | 0 | 0 | IGCC-CCS | 0 | 0 | 0 | 0 | 0 | 0
| Fuel Cost by Reporting Type | PJM_ROR | PJM_ROR | Off-shore Wind | WT_off | 0 | 0 | 0 | 0 | 0 | 0 | WT_off | 0 | 0 | 0 | 0 | 0 | 0
| Fuel Cost by Reporting Type | PJM_ROR | PJM_ROR | Other | PseudoUnit | 0 | 0 | 0 | 0 | 0 | 0 | PseudoUnit | 0 | 0 | 0 | 0 | 0 | 0
| Fuel Cost by Reporting Type | PJM_ROR | PJM_ROR | HQ/Maritimes | FixedInterchange | 0 | 0 | 0 | 0 | 0 | 0 | FixedInterchange | 0 | 0 | 0 | 0 | 0 | 0
Fuel Cost by Reporting Type
| Fuel Cost by Reporting Type |  |  |  | Fuel Cost by Reporting Type: SOCO | [6 empty] | Fuel Cost by Reporting Type: SOCO
| Fuel Cost by Reporting Type |  |  |  | ReportingType | 2015 | 2020 | 2025 | 2030 | 2035 | 2040 | ReportingType | 2015 | 2020 | 2025 | 2030 | 2035 | 2040
| Fuel Cost by Reporting Type | SOCO | South | Other Renew | BM | 2.62 | 6.1 | 13.23 | 28.13 | 3352.34 | 3106.1 | BM | 2.62 | 6.09 | 20.51 | 28.13 | 1906.85 | 3352.53
| Fuel Cost by Reporting Type | SOCO | South | CC | CC | 6663.09 | 8159.44 | 5724.33 | 3966.83 | 1087.56 | 252.29 | CC | 6771.7 | 8423.93 | 7959.89 | 4051.24 | 1540.92 | 375.2
| Fuel Cost by Reporting Type | SOCO | South | Other Renew | CSP | 0 | 0 | 0 | 0 | 0 | 0 | CSP | 0 | 0 | 0 | 0 | 0 | 0
| Fuel Cost by Reporting Type | SOCO | South | CT | CT | 0 | 0 | 0 | 0 | 0 | 0 | CT | 0 | 0 | 0 | 0 | 0 | 0
| Fuel Cost by Reporting Type | SOCO | South | Coal | Coal | 994.67 | 349.22 | 140.78 | 167.91 | 173.81 | 173.57 | Coal | 909.74 | 267.07 | 114.65 | 134.74 | 139.5 | 139.33
| Fuel Cost by Reporting Type | SOCO | South | Other Renew | Geo | 0 | 0 | 0 | 0 | 0 | 0 | Geo | 0 | 0 | 0 | 0 | 0 | 0
| Fuel Cost by Reporting Type | SOCO | South | Hydro | H | 0 | 0 | 0 | 0 | 0 | 0 | H | 0 | 0 | 0 | 0 | 0 | 0
| Fuel Cost by Reporting Type | SOCO | South | Other Renew | LFG | 0 | 0 | 0.14 | 0.14 | 0.14 | 0.14 | LFG | 0 | 0 | 0.14 | 0.14 | 0.14 | 0.14
| Fuel Cost by Reporting Type | SOCO | South | Nuclear | Nuc | 396.64 | 551.11 | 585.56 | 610.05 | 1507.7 | 1893.97 | Nuc | 396.64 | 551.11 | 585.56 | 1190.74 | 1614.01 | 1782.88
| Fuel Cost by Reporting Type | SOCO | South | Other | PS | 0 | 0 | 0 | 0 | 0 | 0 | PS | 0 | 0 | 0 | 0 | 0 | 0
| Fuel Cost by Reporting Type | SOCO | South | Other Renew | PV | 0 | 0 | 0 | 0 | 0 | 0 | PV | 0 | 0 | 0 | 0 | 0 | 0
| Fuel Cost by Reporting Type | SOCO | South | CT | PeakG | 47.93 | 0.04 | 39.63 | 31.37 | 2.61 | 0 | PeakG | 53 | 82.82 | 141.58 | 4.15 | 8.25 | 3.88
| Fuel Cost by Reporting Type | SOCO | South | CT | PeakO | 0 | 0 | 0 | 0 | 0 | 0 | PeakO | 0 | 0 | 0 | 0 | 0 | 0
| Fuel Cost by Reporting Type | SOCO | South | Other Renew | ST | 0 | 0 | 0 | 0 | 0 | 0 | ST | 0 | 0 | 0 | 0 | 0 | 0
| Fuel Cost by Reporting Type | SOCO | South | Steam O/G | STOG | 0 | 0 | 0 | 0 | 0 | 0 | STOG | 0 | 0 | 0 | 0 | 0 | 0
| Fuel Cost by Reporting Type | SOCO | South | Other Renew | STWD | 21.93 | 20.67 | 56.49 | 211.01 | 392.54 | 241.31 | STWD | 21.93 | 37.89 | 58.06 | 328.92 | 392.54 | 242.38
| Fuel Cost by Reporting Type | SOCO | South | On-shore Wind | WT | 0 | 0 | 0 | 0 | 0 | 0 | WT | 0 | 0 | 0 | 0 | 0 | 0
| Fuel Cost by Reporting Type | SOCO | South | Coal | IGCC | 0 | 0 | 0 | 0 | 0 | 0 | IGCC | 0 | 0 | 0 | 0 | 0 | 0
| Fuel Cost by Reporting Type | SOCO | South | DR | DemandResponse | 0 | 0 | 0 | 0 | 0 | 0 | DemandResponse | 0 | 0 | 0 | 0 | 0 | 0
| Fuel Cost by Reporting Type | SOCO | South | Coal-CCS | IGCC-CCS | 0 | 0 | 0 | 0.01 | 0.01 | 0.01 | IGCC-CCS | 0 | 0 | 0 | 0 | 0 | 0
| Fuel Cost by Reporting Type | SOCO | South | Off-shore Wind | WT_off | 0 | 0 | 0 | 0 | 0 | 0 | WT_off | 0 | 0 | 0 | 0 | 0 | 0
| Fuel Cost by Reporting Type | SOCO | South | Other | PseudoUnit | 0 | 0 | 0 | 0 | 0 | 0 | PseudoUnit | 0 | 0 | 0 | 0 | 0 | 0
| Fuel Cost by Reporting Type | SOCO | South | HQ/Maritimes | FixedInterchange | 0 | 0 | 0 | 0 | 0 | 0 | FixedInterchange | 0 | 0 | 0 | 0 | 0 | 0
Fuel Cost by Reporting Type
| Fuel Cost by Reporting Type |  |  |  | Fuel Cost by Reporting Type: SPP_N | [6 empty] | Fuel Cost by Reporting Type: SPP_N
| Fuel Cost by Reporting Type |  |  |  | ReportingType | 2015 | 2020 | 2025 | 2030 | 2035 | 2040 | ReportingType | 2015 | 2020 | 2025 | 2030 | 2035 | 2040
| Fuel Cost by Reporting Type | SPP_N | Southwest | Other Renew | BM | 0 | 0 | 0 | 0 | 0.01 | 0.01 | BM | 0 | 0 | 0 | 0 | 0 | 0
| Fuel Cost by Reporting Type | SPP_N | Southwest | CC | CC | 183.99 | 46.08 | 40.79 | 18.42 | 18.82 | 8.58 | CC | 300.08 | 347.98 | 261.37 | 130.74 | 92.85 | 74.43
| Fuel Cost by Reporting Type | SPP_N | Southwest | Other Renew | CSP | 0 | 0 | 0 | 0 | 0 | 0 | CSP | 0 | 0 | 0 | 0 | 0 | 0
| Fuel Cost by Reporting Type | SPP_N | Southwest | CT | CT | 0 | 0 | 0 | 0 | 0 | 0 | CT | 0 | 0 | 0 | 2.41 | 1.62 | 1.81
| Fuel Cost by Reporting Type | SPP_N | Southwest | Coal | Coal | 934.12 | 147.79 | 3.33 | 0.01 | 0.02 | 0.03 | Coal | 934.11 | 176.31 | 12.27 | 15.9 | 15.33 | 13.96
| Fuel Cost by Reporting Type | SPP_N | Southwest | Other Renew | Geo | 0 | 0 | 0 | 0 | 0 | 0 | Geo | 0 | 0 | 0 | 0 | 0 | 0
| Fuel Cost by Reporting Type | SPP_N | Southwest | Hydro | H | 0 | 0 | 0 | 0 | 0 | 0 | H | 0 | 0 | 0 | 0 | 0 | 0
| Fuel Cost by Reporting Type | SPP_N | Southwest | Other Renew | LFG | 0 | 0 | 0 | 0.12 | 0.12 | 0.12 | LFG | 0 | 0 | 0 | 0.11 | 0.08 | 0.07
| Fuel Cost by Reporting Type | SPP_N | Southwest | Nuclear | Nuc | 74.76 | 76.29 | 81.06 | 82.64 | 82.64 | 82.64 | Nuc | 74.76 | 76.29 | 71.88 | 64.87 | 48.92 | 48.1
| Fuel Cost by Reporting Type | SPP_N | Southwest | Other | PS | 0 | 0 | 0 | 0 | 0 | 0 | PS | 0 | 0 | 0 | 0 | 0 | 0
| Fuel Cost by Reporting Type | SPP_N | Southwest | Other Renew | PV | 0 | 0 | 0 | 0 | 0 | 0 | PV | 0 | 0 | 0 | 0 | 0 | 0
| Fuel Cost by Reporting Type | SPP_N | Southwest | CT | PeakG | 0.02 | 0 | 0 | 0 | 0 | 0 | PeakG | 5.3 | 0 | 0 | 0 | 0 | 0
| Fuel Cost by Reporting Type | SPP_N | Southwest | CT | PeakO | 0 | 0 | 0 | 0 | 0 | 0 | PeakO | 0 | 0 | 0 | 0 | 0 | 0
| Fuel Cost by Reporting Type | SPP_N | Southwest | Other Renew | ST | 0 | 0 | 0 | 0 | 0 | 0 | ST | 0 | 0 | 0 | 0 | 0 | 0
| Fuel Cost by Reporting Type | SPP_N | Southwest | Steam O/G | STOG | 0.04 | 0 | 0 | 0 | 0 | 0 | STOG | 22.16 | 3.48 | 0 | 7.24 | 0 | 0
| Fuel Cost by Reporting Type | SPP_N | Southwest | Other Renew | STWD | 0 | 0 | 0 | 0 | 0 | 0 | STWD | 0 | 0 | 0 | 0 | 0 | 0
| Fuel Cost by Reporting Type | SPP_N | Southwest | On-shore Wind | WT | 0 | 0 | 0 | 0 | 0 | 0 | WT | 0 | 0 | 0 | 0 | 0 | 0
| Fuel Cost by Reporting Type | SPP_N | Southwest | Coal | IGCC | 0 | 0 | 0 | 0 | 0 | 0 | IGCC | 0 | 0 | 0 | 0 | 0 | 0
| Fuel Cost by Reporting Type | SPP_N | Southwest | DR | DemandResponse | 0 | 0 | 0 | 0 | 0 | 0 | DemandResponse | 0 | 0 | 0 | 0 | 0 | 0
| Fuel Cost by Reporting Type | SPP_N | Southwest | Coal-CCS | IGCC-CCS | 0 | 0 | 0 | 0 | 0 | 0 | IGCC-CCS | 0 | 0 | 0 | 0 | 0 | 0
| Fuel Cost by Reporting Type | SPP_N | Southwest | Off-shore Wind | WT_off | 0 | 0 | 0 | 0 | 0 | 0 | WT_off | 0 | 0 | 0 | 0 | 0 | 0
| Fuel Cost by Reporting Type | SPP_N | Southwest | Other | PseudoUnit | 0 | 0 | 0 | 0 | 0 | 0 | PseudoUnit | 0 | 0 | 0 | 0 | 0 | 0
| Fuel Cost by Reporting Type | SPP_N | Southwest | HQ/Maritimes | FixedInterchange | 0 | 0 | 0 | 0 | 0 | 0 | FixedInterchange | 0 | 0 | 0 | 0 | 0 | 0
Fuel Cost by Reporting Type
| Fuel Cost by Reporting Type |  |  |  | Fuel Cost by Reporting Type: SPP_S | [6 empty] | Fuel Cost by Reporting Type: SPP_S
| Fuel Cost by Reporting Type |  |  |  | ReportingType | 2015 | 2020 | 2025 | 2030 | 2035 | 2040 | ReportingType | 2015 | 2020 | 2025 | 2030 | 2035 | 2040
| Fuel Cost by Reporting Type | SPP_S | Southwest | Other Renew | BM | 0 | 0 | 0 | 0 | 0.01 | 0.01 | BM | 0 | 0 | 0 | 0 | 0 | 0
| Fuel Cost by Reporting Type | SPP_S | Southwest | CC | CC | 1985.75 | 443.72 | 318.86 | 202.52 | 188.99 | 119.13 | CC | 2555.89 | 1503.07 | 1362.65 | 717.54 | 522.62 | 507.72
| Fuel Cost by Reporting Type | SPP_S | Southwest | Other Renew | CSP | 0 | 0 | 0 | 0 | 0 | 0 | CSP | 0 | 0 | 0 | 0 | 0 | 0
| Fuel Cost by Reporting Type | SPP_S | Southwest | CT | CT | 0.84 | 0 | 0 | 0 | 0 | 0 | CT | 0.16 | 0 | 0 | 0 | 0 | 0
| Fuel Cost by Reporting Type | SPP_S | Southwest | Coal | Coal | 1705.92 | 109.78 | 8.95 | 0.01 | 0.01 | 0.01 | Coal | 1318.67 | 122.65 | 8.73 | 0 | 0 | 0
| Fuel Cost by Reporting Type | SPP_S | Southwest | Other Renew | Geo | 0 | 0 | 0 | 0 | 0 | 0 | Geo | 0 | 0 | 0 | 0 | 0 | 0
| Fuel Cost by Reporting Type | SPP_S | Southwest | Hydro | H | 0 | 0 | 0 | 0 | 0 | 0 | H | 0 | 0 | 0 | 0 | 0 | 0
| Fuel Cost by Reporting Type | SPP_S | Southwest | Other Renew | LFG | 0 | 0 | 0 | 0.12 | 0.12 | 0.12 | LFG | 0 | 0 | 0 | 0.11 | 0.08 | 0.07
| Fuel Cost by Reporting Type | SPP_S | Southwest | Nuclear | Nuc | 0 | 0 | 0 | 0.01 | 0.03 | 0.04 | Nuc | 0 | 0 | 0 | 0.01 | 0.03 | 0.02
| Fuel Cost by Reporting Type | SPP_S | Southwest | Other | PS | 0 | 0 | 0 | 0 | 0 | 0 | PS | 0 | 0 | 0 | 0 | 0 | 0
| Fuel Cost by Reporting Type | SPP_S | Southwest | Other Renew | PV | 0 | 0 | 0 | 0 | 0 | 0 | PV | 0 | 0 | 0 | 0 | 0 | 0
| Fuel Cost by Reporting Type | SPP_S | Southwest | CT | PeakG | 0.01 | 0.01 | 0.01 | 0 | 0 | 0 | PeakG | 0 | 0 | 0 | 0 | 0 | 0
| Fuel Cost by Reporting Type | SPP_S | Southwest | CT | PeakO | 0 | 0 | 0 | 0 | 0 | 0 | PeakO | 0 | 0 | 0 | 0 | 0 | 0
| Fuel Cost by Reporting Type | SPP_S | Southwest | Other Renew | ST | 0 | 0 | 0 | 0 | 0 | 0 | ST | 0 | 0 | 0 | 0 | 0 | 0
| Fuel Cost by Reporting Type | SPP_S | Southwest | Steam O/G | STOG | 144.24 | 58.23 | 0.01 | 12.28 | 13.98 | 11.59 | STOG | 181.05 | 29.21 | 62.98 | 32.86 | 14.04 | 13.58
| Fuel Cost by Reporting Type | SPP_S | Southwest | Other Renew | STWD | 4.81 | 1.35 | 1.35 | 4.57 | 35.06 | 30.77 | STWD | 4.83 | 2.57 | 2.57 | 10.51 | 19.03 | 16.94
| Fuel Cost by Reporting Type | SPP_S | Southwest | On-shore Wind | WT | 0 | 0 | 0 | 0 | 0 | 0 | WT | 0 | 0 | 0 | 0 | 0 | 0
| Fuel Cost by Reporting Type | SPP_S | Southwest | Coal | IGCC | 0 | 0 | 0 | 0 | 0 | 0 | IGCC | 0 | 0 | 0 | 0 | 0 | 0
| Fuel Cost by Reporting Type | SPP_S | Southwest | DR | DemandResponse | 0 | 0 | 0 | 0 | 0 | 0 | DemandResponse | 0 | 0 | 0 | 0 | 0 | 0
| Fuel Cost by Reporting Type | SPP_S | Southwest | Coal-CCS | IGCC-CCS | 0 | 0 | 0 | 0 | 0 | 0 | IGCC-CCS | 0 | 0 | 0 | 0 | 0 | 0
| Fuel Cost by Reporting Type | SPP_S | Southwest | Off-shore Wind | WT_off | 0 | 0 | 0 | 0 | 0 | 0 | WT_off | 0 | 0 | 0 | 0 | 0 | 0
| Fuel Cost by Reporting Type | SPP_S | Southwest | Other | PseudoUnit | 0 | 0 | 0 | 0 | 0 | 0 | PseudoUnit | 0 | 0 | 0 | 0 | 0 | 0
| Fuel Cost by Reporting Type | SPP_S | Southwest | HQ/Maritimes | FixedInterchange | 0 | 0 | 0 | 0 | 0 | 0 | FixedInterchange | 0 | 0 | 0 | 0 | 0 | 0
Fuel Cost by Reporting Type
| Fuel Cost by Reporting Type |  |  |  | Fuel Cost by Reporting Type: TVA | [6 empty] | Fuel Cost by Reporting Type: TVA
| Fuel Cost by Reporting Type |  |  |  | ReportingType | 2015 | 2020 | 2025 | 2030 | 2035 | 2040 | ReportingType | 2015 | 2020 | 2025 | 2030 | 2035 | 2040
| Fuel Cost by Reporting Type | TVA | South | Other Renew | BM | 0 | 0 | 0 | 0 | 3781.58 | 3781.61 | BM | 0 | 0 | 0 | 0 | 3781.64 | 3781.64
| Fuel Cost by Reporting Type | TVA | South | CC | CC | 1746.68 | 2992.23 | 2866.21 | 2049.91 | 753.85 | 161.93 | CC | 2025.29 | 3316.95 | 3366.44 | 2112.03 | 903.69 | 256.19
| Fuel Cost by Reporting Type | TVA | South | Other Renew | CSP | 0 | 0 | 0 | 0 | 0 | 0 | CSP | 0 | 0 | 0 | 0 | 0 | 0
| Fuel Cost by Reporting Type | TVA | South | CT | CT | 0 | 0 | 0 | 0 | 0 | 0 | CT | 0 | 0 | 0 | 0 | 0 | 0
| Fuel Cost by Reporting Type | TVA | South | Coal | Coal | 921.39 | 490.41 | 21.24 | 0.09 | 0.11 | 0.1 | Coal | 747.93 | 300.31 | 8.1 | 0 | 0 | 0
| Fuel Cost by Reporting Type | TVA | South | Other Renew | Geo | 0 | 0 | 0 | 0 | 0 | 0 | Geo | 0 | 0 | 0 | 0 | 0 | 0
| Fuel Cost by Reporting Type | TVA | South | Hydro | H | 0 | 0 | 0 | 0 | 0 | 0 | H | 0 | 0 | 0 | 0 | 0 | 0
| Fuel Cost by Reporting Type | TVA | South | Other Renew | LFG | 0 | 0 | 0.14 | 0.14 | 0.14 | 0.14 | LFG | 0 | 0 | 0.14 | 0.14 | 0.14 | 0.14
| Fuel Cost by Reporting Type | TVA | South | Nuclear | Nuc | 542.87 | 553.94 | 588.56 | 689.87 | 674.22 | 839.02 | Nuc | 542.87 | 553.94 | 588.56 | 600.05 | 517.35 | 750.18
| Fuel Cost by Reporting Type | TVA | South | Other | PS | 0 | 0 | 0 | 0 | 0 | 0 | PS | 0 | 0 | 0 | 0 | 0 | 0
| Fuel Cost by Reporting Type | TVA | South | Other Renew | PV | 0 | 0 | 0 | 0 | 0 | 0 | PV | 0 | 0 | 0 | 0 | 0 | 0
| Fuel Cost by Reporting Type | TVA | South | CT | PeakG | 0 | 0 | 0 | 0 | 0 | 0 | PeakG | 0 | 0 | 0 | 0 | 0 | 0
| Fuel Cost by Reporting Type | TVA | South | CT | PeakO | 0 | 0 | 0 | 0 | 0 | 0 | PeakO | 0 | 0 | 0 | 0 | 0 | 0
| Fuel Cost by Reporting Type | TVA | South | Other Renew | ST | 0 | 0 | 0 | 0 | 0 | 0 | ST | 0 | 0 | 0 | 0 | 0 | 0
| Fuel Cost by Reporting Type | TVA | South | Steam O/G | STOG | 0 | 0 | 0 | 0 | 0 | 0 | STOG | 0 | 0 | 0 | 0 | 0 | 0
| Fuel Cost by Reporting Type | TVA | South | Other Renew | STWD | 0.15 | 0.15 | 0.26 | 2.02 | 2.75 | 2.32 | STWD | 0.15 | 0.16 | 0.27 | 2.02 | 2.75 | 2.14
| Fuel Cost by Reporting Type | TVA | South | On-shore Wind | WT | 0 | 0 | 0 | 0 | 0 | 0 | WT | 0 | 0 | 0 | 0 | 0 | 0
| Fuel Cost by Reporting Type | TVA | South | Coal | IGCC | 0 | 0 | 0 | 0 | 0 | 0 | IGCC | 0 | 0 | 0 | 0 | 0 | 0
| Fuel Cost by Reporting Type | TVA | South | DR | DemandResponse | 0 | 0 | 0 | 0 | 0 | 0 | DemandResponse | 0 | 0 | 0 | 0 | 0 | 0
| Fuel Cost by Reporting Type | TVA | South | Coal-CCS | IGCC-CCS | 0 | 0 | 0 | 0 | 0.01 | 0.01 | IGCC-CCS | 0 | 0 | 0 | 0 | 0 | 0
| Fuel Cost by Reporting Type | TVA | South | Off-shore Wind | WT_off | 0 | 0 | 0 | 0 | 0 | 0 | WT_off | 0 | 0 | 0 | 0 | 0 | 0
| Fuel Cost by Reporting Type | TVA | South | Other | PseudoUnit | 0 | 0 | 0 | 0 | 0 | 0 | PseudoUnit | 0 | 0 | 0 | 0 | 0 | 0
| Fuel Cost by Reporting Type | TVA | South | HQ/Maritimes | FixedInterchange | 0 | 0 | 0 | 0 | 0 | 0 | FixedInterchange | 0 | 0 | 0 | 0 | 0 | 0
Fuel Cost by Reporting Type
| Fuel Cost by Reporting Type |  |  |  | Fuel Cost by Reporting Type: TVA_Transmission | [6 empty] | Fuel Cost by Reporting Type: TVA_Transmission
| Fuel Cost by Reporting Type |  |  |  | ReportingType | 2015 | 2020 | 2025 | 2030 | 2035 | 2040 | ReportingType | 2015 | 2020 | 2025 | 2030 | 2035 | 2040
| Fuel Cost by Reporting Type | TVA_Transmission | South | Other Renew | BM | 0 | 0 | 0 | 0 | 0 | 0 | BM | 0 | 0 | 0 | 0 | 0 | 0
| Fuel Cost by Reporting Type | TVA_Transmission | South | CC | CC | 0 | 0 | 0 | 0 | 0 | 0 | CC | 0 | 0 | 0 | 0 | 0 | 0
| Fuel Cost by Reporting Type | TVA_Transmission | South | Other Renew | CSP | 0 | 0 | 0 | 0 | 0 | 0 | CSP | 0 | 0 | 0 | 0 | 0 | 0
| Fuel Cost by Reporting Type | TVA_Transmission | South | CT | CT | 0 | 0 | 0 | 0 | 0 | 0 | CT | 0 | 0 | 0 | 0 | 0 | 0
| Fuel Cost by Reporting Type | TVA_Transmission | South | Coal | Coal | 0 | 0 | 0 | 0 | 0 | 0 | Coal | 0 | 0 | 0 | 0 | 0 | 0
| Fuel Cost by Reporting Type | TVA_Transmission | South | Other Renew | Geo | 0 | 0 | 0 | 0 | 0 | 0 | Geo | 0 | 0 | 0 | 0 | 0 | 0
| Fuel Cost by Reporting Type | TVA_Transmission | South | Hydro | H | 0 | 0 | 0 | 0 | 0 | 0 | H | 0 | 0 | 0 | 0 | 0 | 0
| Fuel Cost by Reporting Type | TVA_Transmission | South | Other Renew | LFG | 0 | 0 | 0 | 0 | 0 | 0 | LFG | 0 | 0 | 0 | 0 | 0 | 0
| Fuel Cost by Reporting Type | TVA_Transmission | South | Nuclear | Nuc | 0 | 0 | 0 | 0 | 0 | 0 | Nuc | 0 | 0 | 0 | 0 | 0 | 0
| Fuel Cost by Reporting Type | TVA_Transmission | South | Other | PS | 0 | 0 | 0 | 0 | 0 | 0 | PS | 0 | 0 | 0 | 0 | 0 | 0
| Fuel Cost by Reporting Type | TVA_Transmission | South | Other Renew | PV | 0 | 0 | 0 | 0 | 0 | 0 | PV | 0 | 0 | 0 | 0 | 0 | 0
| Fuel Cost by Reporting Type | TVA_Transmission | South | CT | PeakG | 0 | 0 | 0 | 0 | 0 | 0 | PeakG | 0 | 0 | 0 | 0 | 0 | 0
| Fuel Cost by Reporting Type | TVA_Transmission | South | CT | PeakO | 0 | 0 | 0 | 0 | 0 | 0 | PeakO | 0 | 0 | 0 | 0 | 0 | 0
| Fuel Cost by Reporting Type | TVA_Transmission | South | Other Renew | ST | 0 | 0 | 0 | 0 | 0 | 0 | ST | 0 | 0 | 0 | 0 | 0 | 0
| Fuel Cost by Reporting Type | TVA_Transmission | South | Steam O/G | STOG | 0 | 0 | 0 | 0 | 0 | 0 | STOG | 0 | 0 | 0 | 0 | 0 | 0
| Fuel Cost by Reporting Type | TVA_Transmission | South | Other Renew | STWD | 0 | 0 | 0 | 0 | 0 | 0 | STWD | 0 | 0 | 0 | 0 | 0 | 0
| Fuel Cost by Reporting Type | TVA_Transmission | South | On-shore Wind | WT | 0 | 0 | 0 | 0 | 0 | 0 | WT | 0 | 0 | 0 | 0 | 0 | 0
| Fuel Cost by Reporting Type | TVA_Transmission | South | Coal | IGCC | 0 | 0 | 0 | 0 | 0 | 0 | IGCC | 0 | 0 | 0 | 0 | 0 | 0
| Fuel Cost by Reporting Type | TVA_Transmission | South | DR | DemandResponse | 0 | 0 | 0 | 0 | 0 | 0 | DemandResponse | 0 | 0 | 0 | 0 | 0 | 0
| Fuel Cost by Reporting Type | TVA_Transmission | South | Coal-CCS | IGCC-CCS | 0 | 0 | 0 | 0 | 0 | 0 | IGCC-CCS | 0 | 0 | 0 | 0 | 0 | 0
| Fuel Cost by Reporting Type | TVA_Transmission | South | Off-shore Wind | WT_off | 0 | 0 | 0 | 0 | 0 | 0 | WT_off | 0 | 0 | 0 | 0 | 0 | 0
| Fuel Cost by Reporting Type | TVA_Transmission | South | Other | PseudoUnit | 0 | 0 | 0 | 0 | 0 | 0 | PseudoUnit | 0 | 0 | 0 | 0 | 0 | 0
| Fuel Cost by Reporting Type | TVA_Transmission | South | HQ/Maritimes | FixedInterchange | 0 | 0 | 0 | 0 | 0 | 0 | FixedInterchange | 0 | 0 | 0 | 0 | 0 | 0
Fuel Cost by Reporting Type
| Fuel Cost by Reporting Type |  |  |  | Fuel Cost by Reporting Type: VACAR | [6 empty] | Fuel Cost by Reporting Type: VACAR
| Fuel Cost by Reporting Type |  |  |  | ReportingType | 2015 | 2020 | 2025 | 2030 | 2035 | 2040 | ReportingType | 2015 | 2020 | 2025 | 2030 | 2035 | 2040
| Fuel Cost by Reporting Type | VACAR | South | Other Renew | BM | 0.46 | 87.7 | 363.16 | 369.44 | 3572.96 | 3475.46 | BM | 0.47 | 87.32 | 362.98 | 369.29 | 369.29 | 3283.19
| Fuel Cost by Reporting Type | VACAR | South | CC | CC | 5189.68 | 5490.05 | 4302.55 | 2480.91 | 1151.96 | 251.22 | CC | 5367.92 | 5680.69 | 5077.77 | 3382.51 | 1407.06 | 358.36
| Fuel Cost by Reporting Type | VACAR | South | Other Renew | CSP | 0 | 0 | 0 | 0 | 0 | 0 | CSP | 0 | 0 | 0 | 0 | 0 | 0
| Fuel Cost by Reporting Type | VACAR | South | CT | CT | 1.71 | 0.01 | 0 | 0 | 0 | 0 | CT | 5.38 | 5.75 | 10.14 | 0 | 0 | 0
| Fuel Cost by Reporting Type | VACAR | South | Coal | Coal | 992.88 | 571.11 | 89.92 | 76.87 | 133.76 | 133.68 | Coal | 891.13 | 502.48 | 104.96 | 82.32 | 122.98 | 122.76
| Fuel Cost by Reporting Type | VACAR | South | Other Renew | Geo | 0 | 0 | 0 | 0 | 0 | 0 | Geo | 0 | 0 | 0 | 0 | 0 | 0
| Fuel Cost by Reporting Type | VACAR | South | Hydro | H | 0 | 0 | 0 | 0 | 0 | 0 | H | 0 | 0 | 0 | 0 | 0 | 0
| Fuel Cost by Reporting Type | VACAR | South | Other Renew | LFG | 0 | 0.14 | 0.14 | 0.14 | 0.14 | 0.14 | LFG | 0 | 0.14 | 0.14 | 0.14 | 0.14 | 0.14
| Fuel Cost by Reporting Type | VACAR | South | Nuclear | Nuc | 730.67 | 900.6 | 956.89 | 1368.71 | 1408.29 | 1999.36 | Nuc | 730.67 | 900.6 | 1165.88 | 1317.79 | 1088.29 | 957
| Fuel Cost by Reporting Type | VACAR | South | Other | PS | 0 | 0 | 0 | 0 | 0 | 0 | PS | 0 | 0 | 0 | 0 | 0 | 0
| Fuel Cost by Reporting Type | VACAR | South | Other Renew | PV | 0 | 0 | 0 | 0 | 0 | 0 | PV | 0 | 0 | 0 | 0 | 0 | 0
| Fuel Cost by Reporting Type | VACAR | South | CT | PeakG | 2.45 | 0 | 0 | 0 | 0 | 0.01 | PeakG | 7.92 | 18.37 | 28.53 | 23.59 | 6.23 | 6.86
| Fuel Cost by Reporting Type | VACAR | South | CT | PeakO | 0 | 0 | 0 | 0 | 0 | 0 | PeakO | 0 | 0 | 0 | 0 | 0 | 0
| Fuel Cost by Reporting Type | VACAR | South | Other Renew | ST | 0 | 0 | 0 | 0 | 0 | 0 | ST | 0 | 0 | 0 | 0 | 0 | 0
| Fuel Cost by Reporting Type | VACAR | South | Steam O/G | STOG | 0 | 0 | 0 | 0 | 0 | 0 | STOG | 0 | 0 | 0 | 0 | 0 | 0
| Fuel Cost by Reporting Type | VACAR | South | Other Renew | STWD | 159.73 | 159.72 | 159.72 | 159.72 | 159.72 | 124.51 | STWD | 159.73 | 159.73 | 159.73 | 159.73 | 159.73 | 124.07
| Fuel Cost by Reporting Type | VACAR | South | On-shore Wind | WT | 0 | 0 | 0 | 0 | 0 | 0 | WT | 0 | 0 | 0 | 0 | 0 | 0
| Fuel Cost by Reporting Type | VACAR | South | Coal | IGCC | 0 | 0 | 0 | 0 | 0 | 0 | IGCC | 0 | 0 | 0 | 0 | 0 | 0
| Fuel Cost by Reporting Type | VACAR | South | DR | DemandResponse | 0 | 0 | 0 | 0 | 0 | 0 | DemandResponse | 0 | 0 | 0 | 0 | 0 | 0
| Fuel Cost by Reporting Type | VACAR | South | Coal-CCS | IGCC-CCS | 0 | 0 | 0 | 0 | 0 | 0 | IGCC-CCS | 0 | 0 | 0 | 0 | 0 | 0
| Fuel Cost by Reporting Type | VACAR | South | Off-shore Wind | WT_off | 0 | 0 | 0 | 0 | 0 | 0 | WT_off | 0 | 0 | 0 | 0 | 0 | 0
| Fuel Cost by Reporting Type | VACAR | South | Other | PseudoUnit | 0 | 0 | 0 | 0 | 0 | 0 | PseudoUnit | 0 | 0 | 0 | 0 | 0 | 0
| Fuel Cost by Reporting Type | VACAR | South | HQ/Maritimes | FixedInterchange | 0 | 0 | 0 | 0 | 0 | 0 | FixedInterchange | 0 | 0 | 0 | 0 | 0 | 0
Fuel Cost by Reporting Type
| Fuel Cost by Reporting Type |  |  |  | Fuel Cost by Reporting Type: IESO | [6 empty] | Fuel Cost by Reporting Type: IESO
| Fuel Cost by Reporting Type |  |  |  | ReportingType | 2015 | 2020 | 2025 | 2030 | 2035 | 2040 | ReportingType | 2015 | 2020 | 2025 | 2030 | 2035 | 2040
| Fuel Cost by Reporting Type | IESO | Ontario | Other Renew | BM | 0 | 0.09 | 0.08 | 10.47 | 206.77 | 126.91 | BM | 0 | 0 | 0 | 2.81 | 2.81 | 11.05
| Fuel Cost by Reporting Type | IESO | Ontario | CC | CC | 37.1 | 15.21 | 4.49 | 0 | 0 | 0 | CC | 11.91 | 5.42 | 1.7 | 0 | 0 | 0
| Fuel Cost by Reporting Type | IESO | Ontario | Other Renew | CSP | 0 | 0 | 0 | 0 | 0 | 0 | CSP | 0 | 0 | 0 | 0 | 0 | 0
| Fuel Cost by Reporting Type | IESO | Ontario | CT | CT | 0 | 0 | 0 | 0 | 0 | 0 | CT | 0 | 0 | 0 | 0 | 0 | 0
| Fuel Cost by Reporting Type | IESO | Ontario | Coal | Coal | 0 | 0 | 0 | 0 | 0 | 0 | Coal | 0 | 0 | 0 | 0 | 0 | 0
| Fuel Cost by Reporting Type | IESO | Ontario | Other Renew | Geo | 0 | 0 | 0 | 0 | 0 | 0 | Geo | 0 | 0 | 0 | 0 | 0 | 0
| Fuel Cost by Reporting Type | IESO | Ontario | Hydro | H | 0 | 0 | 0 | 0 | 0 | 0 | H | 0 | 0 | 0 | 0 | 0 | 0
| Fuel Cost by Reporting Type | IESO | Ontario | Other Renew | LFG | 0.02 | 0.02 | 0.02 | 0.02 | 0.02 | 0.02 | LFG | 0.02 | 0.02 | 0.02 | 0.02 | 0.02 | 0.02
| Fuel Cost by Reporting Type | IESO | Ontario | Nuclear | Nuc | 854.23 | 871.65 | 926.13 | 944.22 | 869.51 | 757.81 | Nuc | 854.23 | 863.97 | 905.96 | 944.22 | 869.51 | 757.81
| Fuel Cost by Reporting Type | IESO | Ontario | Other | PS | 0 | 0 | 0 | 0 | 0 | 0 | PS | 0 | 0 | 0 | 0 | 0 | 0
| Fuel Cost by Reporting Type | IESO | Ontario | Other Renew | PV | 0 | 0 | 0 | 0 | 0 | 0 | PV | 0 | 0 | 0 | 0 | 0 | 0
| Fuel Cost by Reporting Type | IESO | Ontario | CT | PeakG | 0 | 0 | 0 | 0 | 0 | 0 | PeakG | 0 | 0 | 0 | 0 | 0 | 0
| Fuel Cost by Reporting Type | IESO | Ontario | CT | PeakO | 0 | 0 | 0 | 0 | 0 | 0 | PeakO | 0 | 0 | 0 | 0 | 0 | 0
| Fuel Cost by Reporting Type | IESO | Ontario | Other Renew | ST | 0 | 0 | 0 | 0 | 0 | 0 | ST | 0 | 0 | 0 | 0 | 0 | 0
| Fuel Cost by Reporting Type | IESO | Ontario | Steam O/G | STOG | 0 | 0 | 0 | 0 | 0 | 0 | STOG | 0 | 0 | 0 | 0 | 0 | 0
| Fuel Cost by Reporting Type | IESO | Ontario | Other Renew | STWD | 1.82 | 1.82 | 1.82 | 17.12 | 67.38 | 52.52 | STWD | 0.3 | 0.3 | 0.95 | 1.82 | 1.82 | 67.38
| Fuel Cost by Reporting Type | IESO | Ontario | On-shore Wind | WT | 0 | 0 | 0 | 0 | 0 | 0 | WT | 0 | 0 | 0 | 0 | 0 | 0
| Fuel Cost by Reporting Type | IESO | Ontario | Coal | IGCC | 0 | 0 | 0 | 0 | 0 | 0 | IGCC | 0 | 0 | 0 | 0 | 0 | 0
| Fuel Cost by Reporting Type | IESO | Ontario | DR | DemandResponse | 0 | 0 | 0 | 0 | 0 | 0 | DemandResponse | 0 | 0 | 0 | 0 | 0 | 0
| Fuel Cost by Reporting Type | IESO | Ontario | Coal-CCS | IGCC-CCS | 0 | 0 | 0 | 0 | 0 | 0 | IGCC-CCS | 0 | 0 | 0 | 0 | 0 | 0
| Fuel Cost by Reporting Type | IESO | Ontario | Off-shore Wind | WT_off | 0 | 0 | 0 | 0 | 0 | 0 | WT_off | 0 | 0 | 0 | 0 | 0 | 0
| Fuel Cost by Reporting Type | IESO | Ontario | Other | PseudoUnit | 0 | 0 | 0 | 0 | 0 | 0 | PseudoUnit | 0 | 0 | 0 | 0 | 0 | 0
| Fuel Cost by Reporting Type | IESO | Ontario | HQ/Maritimes | FixedInterchange | 0 | 0 | 0 | 0 | 0 | 0 | FixedInterchange | 0 | 0 | 0 | 0 | 0 | 0
Fuel Cost by Reporting Type
| Fuel Cost by Reporting Type |  |  |  | Fuel Cost by Reporting Type: MAPP_CA | [6 empty] | Fuel Cost by Reporting Type: MAPP_CA
| Fuel Cost by Reporting Type |  |  |  | ReportingType | 2015 | 2020 | 2025 | 2030 | 2035 | 2040 | ReportingType | 2015 | 2020 | 2025 | 2030 | 2035 | 2040
| Fuel Cost by Reporting Type | MAPP_CA | Midwest | Other Renew | BM | 0 | 0 | 0 | 0 | 0 | 0 | BM | 0 | 0 | 0 | 0 | 0 | 0
| Fuel Cost by Reporting Type | MAPP_CA | Midwest | CC | CC | 44.66 | 14.46 | 0 | 0 | 0 | 0 | CC | 71.66 | 24.28 | 0 | 0 | 0 | 0
| Fuel Cost by Reporting Type | MAPP_CA | Midwest | Other Renew | CSP | 0 | 0 | 0 | 0 | 0 | 0 | CSP | 0 | 0 | 0 | 0 | 0 | 0
| Fuel Cost by Reporting Type | MAPP_CA | Midwest | CT | CT | 0 | 0 | 0 | 0 | 0 | 0 | CT | 0 | 0 | 0 | 0 | 0 | 0
| Fuel Cost by Reporting Type | MAPP_CA | Midwest | Coal | Coal | 0.01 | 0.01 | 0 | 0 | 0 | 0 | Coal | 0 | 0 | 0 | 0 | 0 | 0
| Fuel Cost by Reporting Type | MAPP_CA | Midwest | Other Renew | Geo | 0 | 0 | 0 | 0 | 0 | 0 | Geo | 0 | 0 | 0 | 0 | 0 | 0
| Fuel Cost by Reporting Type | MAPP_CA | Midwest | Hydro | H | 0 | 0 | 0 | 0 | 0 | 0 | H | 0 | 0 | 0 | 0 | 0 | 0
| Fuel Cost by Reporting Type | MAPP_CA | Midwest | Other Renew | LFG | 0 | 0 | 0 | 0 | 0 | 0 | LFG | 0 | 0 | 0 | 0 | 0 | 0
| Fuel Cost by Reporting Type | MAPP_CA | Midwest | Nuclear | Nuc | 0 | 0 | 0 | 0 | 0.07 | 0.04 | Nuc | 0 | 0 | 0 | 0 | 0.02 | 0
| Fuel Cost by Reporting Type | MAPP_CA | Midwest | Other | PS | 0 | 0 | 0 | 0 | 0 | 0 | PS | 0 | 0 | 0 | 0 | 0 | 0
| Fuel Cost by Reporting Type | MAPP_CA | Midwest | Other Renew | PV | 0 | 0 | 0 | 0 | 0 | 0 | PV | 0 | 0 | 0 | 0 | 0 | 0
| Fuel Cost by Reporting Type | MAPP_CA | Midwest | CT | PeakG | 0.22 | 0 | 0 | 0 | 0 | 0 | PeakG | 0 | 0 | 0 | 0 | 0 | 0
| Fuel Cost by Reporting Type | MAPP_CA | Midwest | CT | PeakO | 0 | 0 | 0 | 0 | 0 | 0 | PeakO | 0 | 0 | 0 | 0 | 0 | 0
| Fuel Cost by Reporting Type | MAPP_CA | Midwest | Other Renew | ST | 0 | 0 | 0 | 0 | 0 | 0 | ST | 0 | 0 | 0 | 0 | 0 | 0
| Fuel Cost by Reporting Type | MAPP_CA | Midwest | Steam O/G | STOG | 0 | 0 | 0 | 0 | 0 | 0 | STOG | 0 | 0 | 0 | 0 | 0 | 0
| Fuel Cost by Reporting Type | MAPP_CA | Midwest | Other Renew | STWD | 0 | 0 | 0 | 0 | 0 | 0 | STWD | 0 | 0 | 0 | 0 | 0 | 0
| Fuel Cost by Reporting Type | MAPP_CA | Midwest | On-shore Wind | WT | 0 | 0 | 0 | 0 | 0 | 0 | WT | 0 | 0 | 0 | 0 | 0 | 0
| Fuel Cost by Reporting Type | MAPP_CA | Midwest | Coal | IGCC | 0 | 0 | 0 | 0 | 0 | 0 | IGCC | 0 | 0 | 0 | 0 | 0 | 0
| Fuel Cost by Reporting Type | MAPP_CA | Midwest | DR | DemandResponse | 0 | 0 | 0 | 0 | 0 | 0 | DemandResponse | 0 | 0 | 0 | 0 | 0 | 0
| Fuel Cost by Reporting Type | MAPP_CA | Midwest | Coal-CCS | IGCC-CCS | 0 | 0 | 0 | 0 | 0 | 0 | IGCC-CCS | 0 | 0 | 0 | 0 | 0 | 0
| Fuel Cost by Reporting Type | MAPP_CA | Midwest | Off-shore Wind | WT_off | 0 | 0 | 0 | 0 | 0 | 0 | WT_off | 0 | 0 | 0 | 0 | 0 | 0
| Fuel Cost by Reporting Type | MAPP_CA | Midwest | Other | PseudoUnit | 0 | 0 | 0 | 0 | 0 | 0 | PseudoUnit | 0 | 0 | 0 | 0 | 0 | 0
| Fuel Cost by Reporting Type | MAPP_CA | Midwest | HQ/Maritimes | FixedInterchange | 0 | 0 | 0 | 0 | 0 | 0 | FixedInterchange | 0 | 0 | 0 | 0 | 0 | 0
Fuel Cost by Reporting Type
| Fuel Cost by Reporting Type |  |  |  | Fuel Cost by Reporting Type: AZ_NM_SNV_Coal | [6 empty] | Fuel Cost by Reporting Type: AZ_NM_SNV_Coal
| Fuel Cost by Reporting Type |  |  |  | ReportingType | 2015 | 2020 | 2025 | 2030 | 2035 | 2040 | ReportingType | 2015 | 2020 | 2025 | 2030 | 2035 | 2040
| Fuel Cost by Reporting Type | AZ_NM_SNV_Coal | West | Other Renew | BM | 0 | 0 | 0 | 0 | 0 | 0 | BM | 0 | 0 | 0 | 0 | 0 | 0
| Fuel Cost by Reporting Type | AZ_NM_SNV_Coal | West | CC | CC | 0 | 0 | 0 | 0 | 0 | 0 | CC | 0 | 0 | 0 | 0 | 0 | 0
| Fuel Cost by Reporting Type | AZ_NM_SNV_Coal | West | Other Renew | CSP | 0 | 0 | 0 | 0 | 0 | 0 | CSP | 0 | 0 | 0 | 0 | 0 | 0
| Fuel Cost by Reporting Type | AZ_NM_SNV_Coal | West | CT | CT | 0 | 0 | 0 | 0 | 0 | 0 | CT | 0 | 0 | 0 | 0 | 0 | 0
| Fuel Cost by Reporting Type | AZ_NM_SNV_Coal | West | Coal | Coal | 820.79 | 646.54 | 97.14 | 8.12 | 33.24 | 16.82 | Coal | 818.43 | 644.37 | 98.21 | 9.56 | 63.97 | 31.56
| Fuel Cost by Reporting Type | AZ_NM_SNV_Coal | West | Other Renew | Geo | 0 | 0 | 0 | 0 | 0 | 0 | Geo | 0 | 0 | 0 | 0 | 0 | 0
| Fuel Cost by Reporting Type | AZ_NM_SNV_Coal | West | Hydro | H | 0 | 0 | 0 | 0 | 0 | 0 | H | 0 | 0 | 0 | 0 | 0 | 0
| Fuel Cost by Reporting Type | AZ_NM_SNV_Coal | West | Other Renew | LFG | 0 | 0 | 0 | 0 | 0 | 0 | LFG | 0 | 0 | 0 | 0 | 0 | 0
| Fuel Cost by Reporting Type | AZ_NM_SNV_Coal | West | Nuclear | Nuc | 0 | 0 | 0 | 0 | 0 | 0 | Nuc | 0 | 0 | 0 | 0 | 0 | 0
| Fuel Cost by Reporting Type | AZ_NM_SNV_Coal | West | Other | PS | 0 | 0 | 0 | 0 | 0 | 0 | PS | 0 | 0 | 0 | 0 | 0 | 0
| Fuel Cost by Reporting Type | AZ_NM_SNV_Coal | West | Other Renew | PV | 0 | 0 | 0 | 0 | 0 | 0 | PV | 0 | 0 | 0 | 0 | 0 | 0
| Fuel Cost by Reporting Type | AZ_NM_SNV_Coal | West | CT | PeakG | 0 | 0 | 0 | 0 | 0 | 0 | PeakG | 0 | 0 | 0 | 0 | 0 | 0
| Fuel Cost by Reporting Type | AZ_NM_SNV_Coal | West | CT | PeakO | 0 | 0 | 0 | 0 | 0 | 0 | PeakO | 0 | 0 | 0 | 0 | 0 | 0
| Fuel Cost by Reporting Type | AZ_NM_SNV_Coal | West | Other Renew | ST | 0 | 0 | 0 | 0 | 0 | 0 | ST | 0 | 0 | 0 | 0 | 0 | 0
| Fuel Cost by Reporting Type | AZ_NM_SNV_Coal | West | Steam O/G | STOG | 0 | 0 | 0 | 0 | 0 | 0 | STOG | 0 | 0 | 0 | 0 | 0 | 0
| Fuel Cost by Reporting Type | AZ_NM_SNV_Coal | West | Other Renew | STWD | 0 | 0 | 0 | 0 | 0 | 0 | STWD | 0 | 0 | 0 | 0 | 0 | 0
| Fuel Cost by Reporting Type | AZ_NM_SNV_Coal | West | On-shore Wind | WT | 0 | 0 | 0 | 0 | 0 | 0 | WT | 0 | 0 | 0 | 0 | 0 | 0
| Fuel Cost by Reporting Type | AZ_NM_SNV_Coal | West | Coal | IGCC | 0 | 0 | 0 | 0 | 0 | 0 | IGCC | 0 | 0 | 0 | 0 | 0 | 0
| Fuel Cost by Reporting Type | AZ_NM_SNV_Coal | West | DR | DemandResponse | 0 | 0 | 0 | 0 | 0 | 0 | DemandResponse | 0 | 0 | 0 | 0 | 0 | 0
| Fuel Cost by Reporting Type | AZ_NM_SNV_Coal | West | Coal-CCS | IGCC-CCS | 0 | 0 | 0 | 0 | 0 | 0 | IGCC-CCS | 0 | 0 | 0 | 0 | 0 | 0
| Fuel Cost by Reporting Type | AZ_NM_SNV_Coal | West | Off-shore Wind | WT_off | 0 | 0 | 0 | 0 | 0 | 0 | WT_off | 0 | 0 | 0 | 0 | 0 | 0
| Fuel Cost by Reporting Type | AZ_NM_SNV_Coal | West | Other | PseudoUnit | 0 | 0 | 0 | 0 | 0 | 0 | PseudoUnit | 0 | 0 | 0 | 0 | 0 | 0
| Fuel Cost by Reporting Type | AZ_NM_SNV_Coal | West | HQ/Maritimes | FixedInterchange | 0 | 0 | 0 | 0 | 0 | 0 | FixedInterchange | 0 | 0 | 0 | 0 | 0 | 0
Fuel Cost by Reporting Type
| Fuel Cost by Reporting Type |  |  |  | Fuel Cost by Reporting Type: AZ_NM_SNV_Gas | [6 empty] | Fuel Cost by Reporting Type: AZ_NM_SNV_Gas
| Fuel Cost by Reporting Type |  |  |  | ReportingType | 2015 | 2020 | 2025 | 2030 | 2035 | 2040 | ReportingType | 2015 | 2020 | 2025 | 2030 | 2035 | 2040
| Fuel Cost by Reporting Type | AZ_NM_SNV_Gas | West | Other Renew | BM | 0 | 0 | 0 | 0 | 0 | 0 | BM | 0 | 0 | 0 | 0 | 0 | 0
| Fuel Cost by Reporting Type | AZ_NM_SNV_Gas | West | CC | CC | 3063.04 | 2637.92 | 3619.23 | 1516.86 | 552.26 | 447.68 | CC | 3070.16 | 2626.62 | 3612.06 | 1777.06 | 542.57 | 470.44
| Fuel Cost by Reporting Type | AZ_NM_SNV_Gas | West | Other Renew | CSP | 0 | 0 | 0 | 0 | 0 | 0 | CSP | 0 | 0 | 0 | 0 | 0 | 0
| Fuel Cost by Reporting Type | AZ_NM_SNV_Gas | West | CT | CT | 0 | 0 | 0 | 0 | 0 | 0 | CT | 0 | 0 | 0 | 0 | 0 | 0
| Fuel Cost by Reporting Type | AZ_NM_SNV_Gas | West | Coal | Coal | 0 | 0 | 0 | 0 | 0 | 0 | Coal | 0 | 0 | 0 | 0 | 0 | 0
| Fuel Cost by Reporting Type | AZ_NM_SNV_Gas | West | Other Renew | Geo | 0 | 0 | 0 | 0 | 0 | 0 | Geo | 0 | 0 | 0 | 0 | 0 | 0
| Fuel Cost by Reporting Type | AZ_NM_SNV_Gas | West | Hydro | H | 0 | 0 | 0 | 0 | 0 | 0 | H | 0 | 0 | 0 | 0 | 0 | 0
| Fuel Cost by Reporting Type | AZ_NM_SNV_Gas | West | Other Renew | LFG | 0 | 0 | 0 | 0 | 0 | 0 | LFG | 0 | 0 | 0 | 0 | 0 | 0
| Fuel Cost by Reporting Type | AZ_NM_SNV_Gas | West | Nuclear | Nuc | 0 | 0 | 0 | 0 | 0 | 0 | Nuc | 0 | 0 | 0 | 0 | 0 | 0
| Fuel Cost by Reporting Type | AZ_NM_SNV_Gas | West | Other | PS | 0 | 0 | 0 | 0 | 0 | 0 | PS | 0 | 0 | 0 | 0 | 0 | 0
| Fuel Cost by Reporting Type | AZ_NM_SNV_Gas | West | Other Renew | PV | 0 | 0 | 0 | 0 | 0 | 0 | PV | 0 | 0 | 0 | 0 | 0 | 0
| Fuel Cost by Reporting Type | AZ_NM_SNV_Gas | West | CT | PeakG | 0 | 0 | 0 | 0 | 0 | 0 | PeakG | 0 | 0 | 0 | 0 | 0 | 0
| Fuel Cost by Reporting Type | AZ_NM_SNV_Gas | West | CT | PeakO | 0 | 0 | 0 | 0 | 0 | 0 | PeakO | 0 | 0 | 0 | 0 | 0 | 0
| Fuel Cost by Reporting Type | AZ_NM_SNV_Gas | West | Other Renew | ST | 0 | 0 | 0 | 0 | 0 | 0 | ST | 0 | 0 | 0 | 0 | 0 | 0
| Fuel Cost by Reporting Type | AZ_NM_SNV_Gas | West | Steam O/G | STOG | 0 | 0 | 0 | 0 | 0 | 0 | STOG | 0 | 0 | 0 | 0 | 0 | 0
| Fuel Cost by Reporting Type | AZ_NM_SNV_Gas | West | Other Renew | STWD | 0 | 0 | 0 | 0 | 0 | 0 | STWD | 0 | 0 | 0 | 0 | 0 | 0
| Fuel Cost by Reporting Type | AZ_NM_SNV_Gas | West | On-shore Wind | WT | 0 | 0 | 0 | 0 | 0 | 0 | WT | 0 | 0 | 0 | 0 | 0 | 0
| Fuel Cost by Reporting Type | AZ_NM_SNV_Gas | West | Coal | IGCC | 0 | 0 | 0 | 0 | 0 | 0 | IGCC | 0 | 0 | 0 | 0 | 0 | 0
| Fuel Cost by Reporting Type | AZ_NM_SNV_Gas | West | DR | DemandResponse | 0 | 0 | 0 | 0 | 0 | 0 | DemandResponse | 0 | 0 | 0 | 0 | 0 | 0
| Fuel Cost by Reporting Type | AZ_NM_SNV_Gas | West | Coal-CCS | IGCC-CCS | 0 | 0 | 0 | 0 | 0 | 0 | IGCC-CCS | 0 | 0 | 0 | 0 | 0 | 0
| Fuel Cost by Reporting Type | AZ_NM_SNV_Gas | West | Off-shore Wind | WT_off | 0 | 0 | 0 | 0 | 0 | 0 | WT_off | 0 | 0 | 0 | 0 | 0 | 0
| Fuel Cost by Reporting Type | AZ_NM_SNV_Gas | West | Other | PseudoUnit | 0 | 0 | 0 | 0 | 0 | 0 | PseudoUnit | 0 | 0 | 0 | 0 | 0 | 0
| Fuel Cost by Reporting Type | AZ_NM_SNV_Gas | West | HQ/Maritimes | FixedInterchange | 0 | 0 | 0 | 0 | 0 | 0 | FixedInterchange | 0 | 0 | 0 | 0 | 0 | 0
Fuel Cost by Reporting Type
| Fuel Cost by Reporting Type |  |  |  | Fuel Cost by Reporting Type: AZ_NM_SNV_NucRenew | [6 empty] | Fuel Cost by Reporting Type: AZ_NM_SNV_NucRenew
| Fuel Cost by Reporting Type |  |  |  | ReportingType | 2015 | 2020 | 2025 | 2030 | 2035 | 2040 | ReportingType | 2015 | 2020 | 2025 | 2030 | 2035 | 2040
| Fuel Cost by Reporting Type | AZ_NM_SNV_NucRenew | West | Other Renew | BM | 0 | 0 | 0 | 0 | 0.05 | 0.31 | BM | 0 | 0 | 0 | 0 | 0 | 316.29
| Fuel Cost by Reporting Type | AZ_NM_SNV_NucRenew | West | CC | CC | 0 | 0 | 0 | 0 | 0 | 0 | CC | 0 | 0 | 0 | 0 | 0 | 0
| Fuel Cost by Reporting Type | AZ_NM_SNV_NucRenew | West | Other Renew | CSP | 0 | 0 | 0 | 0 | 0 | 0 | CSP | 0 | 0 | 0 | 0 | 0 | 0
| Fuel Cost by Reporting Type | AZ_NM_SNV_NucRenew | West | CT | CT | 0 | 0 | 0 | 0 | 0 | 0 | CT | 0 | 0 | 0 | 0 | 0 | 0
| Fuel Cost by Reporting Type | AZ_NM_SNV_NucRenew | West | Coal | Coal | 0 | 0 | 0 | 0 | 0 | 0 | Coal | 0 | 0 | 0 | 0 | 0 | 0
| Fuel Cost by Reporting Type | AZ_NM_SNV_NucRenew | West | Other Renew | Geo | 0 | 0 | 0 | 0 | 0 | 0 | Geo | 0 | 0 | 0 | 0 | 0 | 0
| Fuel Cost by Reporting Type | AZ_NM_SNV_NucRenew | West | Hydro | H | 0 | 0 | 0 | 0 | 0 | 0 | H | 0 | 0 | 0 | 0 | 0 | 0
| Fuel Cost by Reporting Type | AZ_NM_SNV_NucRenew | West | Other Renew | LFG | 0 | 0 | 0.08 | 0.08 | 0.08 | 0.08 | LFG | 0 | 0 | 0.08 | 0.08 | 0.08 | 0.08
| Fuel Cost by Reporting Type | AZ_NM_SNV_NucRenew | West | Nuclear | Nuc | 254.91 | 260.1 | 276.36 | 592.97 | 1060.86 | 1084.67 | Nuc | 254.91 | 260.1 | 276.36 | 514.43 | 997.12 | 997.12
| Fuel Cost by Reporting Type | AZ_NM_SNV_NucRenew | West | Other | PS | 0 | 0 | 0 | 0 | 0 | 0 | PS | 0 | 0 | 0 | 0 | 0 | 0
| Fuel Cost by Reporting Type | AZ_NM_SNV_NucRenew | West | Other Renew | PV | 0 | 0 | 0 | 0 | 0 | 0 | PV | 0 | 0 | 0 | 0 | 0 | 0
| Fuel Cost by Reporting Type | AZ_NM_SNV_NucRenew | West | CT | PeakG | 0 | 0 | 0 | 0 | 0 | 0 | PeakG | 0 | 0 | 0 | 0 | 0 | 0
| Fuel Cost by Reporting Type | AZ_NM_SNV_NucRenew | West | CT | PeakO | 0 | 0 | 0 | 0 | 0 | 0 | PeakO | 0 | 0 | 0 | 0 | 0 | 0
| Fuel Cost by Reporting Type | AZ_NM_SNV_NucRenew | West | Other Renew | ST | 0 | 0 | 0 | 0 | 0 | 0 | ST | 0 | 0 | 0 | 0 | 0 | 0
| Fuel Cost by Reporting Type | AZ_NM_SNV_NucRenew | West | Steam O/G | STOG | 0 | 0 | 0 | 0 | 0 | 0 | STOG | 0 | 0 | 0 | 0 | 0 | 0
| Fuel Cost by Reporting Type | AZ_NM_SNV_NucRenew | West | Other Renew | STWD | 11.54 | 11.54 | 11.54 | 11.54 | 11.54 | 11.54 | STWD | 11.54 | 11.54 | 11.54 | 11.54 | 11.54 | 11.54
| Fuel Cost by Reporting Type | AZ_NM_SNV_NucRenew | West | On-shore Wind | WT | 0 | 0 | 0 | 0 | 0 | 0 | WT | 0 | 0 | 0 | 0 | 0 | 0
| Fuel Cost by Reporting Type | AZ_NM_SNV_NucRenew | West | Coal | IGCC | 0 | 0 | 0 | 0 | 0 | 0 | IGCC | 0 | 0 | 0 | 0 | 0 | 0
| Fuel Cost by Reporting Type | AZ_NM_SNV_NucRenew | West | DR | DemandResponse | 0 | 0 | 0 | 0 | 0 | 0 | DemandResponse | 0 | 0 | 0 | 0 | 0 | 0
| Fuel Cost by Reporting Type | AZ_NM_SNV_NucRenew | West | Coal-CCS | IGCC-CCS | 0 | 0 | 0 | 0 | 0 | 0 | IGCC-CCS | 0 | 0 | 0 | 0 | 0 | 0
| Fuel Cost by Reporting Type | AZ_NM_SNV_NucRenew | West | Off-shore Wind | WT_off | 0 | 0 | 0 | 0 | 0 | 0 | WT_off | 0 | 0 | 0 | 0 | 0 | 0
| Fuel Cost by Reporting Type | AZ_NM_SNV_NucRenew | West | Other | PseudoUnit | 0 | 0 | 0 | 0 | 0 | 0 | PseudoUnit | 0 | 0 | 0 | 0 | 0 | 0
| Fuel Cost by Reporting Type | AZ_NM_SNV_NucRenew | West | HQ/Maritimes | FixedInterchange | 0 | 0 | 0 | 0 | 0 | 0 | FixedInterchange | 0 | 0 | 0 | 0 | 0 | 0
Fuel Cost by Reporting Type
| Fuel Cost by Reporting Type |  |  |  | Fuel Cost by Reporting Type: ERCOT | [6 empty] | Fuel Cost by Reporting Type: ERCOT
| Fuel Cost by Reporting Type |  |  |  | ReportingType | 2015 | 2020 | 2025 | 2030 | 2035 | 2040 | ReportingType | 2015 | 2020 | 2025 | 2030 | 2035 | 2040
| Fuel Cost by Reporting Type | ERCOT | Texas | Other Renew | BM | 6.73 | 6.89 | 10.41 | 74.15 | 2078.9 | 1603.68 | BM | 3.98 | 6.89 | 10.55 | 74.16 | 2078.94 | 1603.69
| Fuel Cost by Reporting Type | ERCOT | Texas | CC | CC | 8940.25 | 10366.07 | 8009.53 | 5264.97 | 2504.06 | 1950.87 | CC | 8919.16 | 10401.22 | 8142.53 | 5697.15 | 2527.06 | 1980.91
| Fuel Cost by Reporting Type | ERCOT | Texas | Other Renew | CSP | 0 | 0 | 0 | 0 | 0 | 0 | CSP | 0 | 0 | 0 | 0 | 0 | 0
| Fuel Cost by Reporting Type | ERCOT | Texas | CT | CT | 0 | 0.17 | 0.1 | 0.41 | 0 | 0 | CT | 0 | 0.17 | 0.1 | 0.41 | 0 | 0
| Fuel Cost by Reporting Type | ERCOT | Texas | Coal | Coal | 792.66 | 493.66 | 95.8 | 113.45 | 142.83 | 142.84 | Coal | 790.09 | 488.53 | 71.76 | 125.82 | 155.2 | 155.2
| Fuel Cost by Reporting Type | ERCOT | Texas | Other Renew | Geo | 0 | 0 | 0 | 0 | 0 | 0 | Geo | 0 | 0 | 0 | 0 | 0 | 0
| Fuel Cost by Reporting Type | ERCOT | Texas | Hydro | H | 0 | 0 | 0 | 0 | 0 | 0 | H | 0 | 0 | 0 | 0 | 0 | 0
| Fuel Cost by Reporting Type | ERCOT | Texas | Other Renew | LFG | 0 | 0 | 0.45 | 0.45 | 0.45 | 0.45 | LFG | 0 | 0 | 0.21 | 0.45 | 0.45 | 0.45
| Fuel Cost by Reporting Type | ERCOT | Texas | Nuclear | Nuc | 339.13 | 346.04 | 367.67 | 603.12 | 1145.67 | 1454.61 | Nuc | 339.13 | 346.04 | 367.67 | 480.95 | 1145.64 | 1454.59
| Fuel Cost by Reporting Type | ERCOT | Texas | Other | PS | 0 | 0 | 0 | 0 | 0 | 0 | PS | 0 | 0 | 0 | 0 | 0 | 0
| Fuel Cost by Reporting Type | ERCOT | Texas | Other Renew | PV | 0 | 0 | 0 | 0 | 0 | 0 | PV | 0 | 0 | 0 | 0 | 0 | 0
| Fuel Cost by Reporting Type | ERCOT | Texas | CT | PeakG | 0 | 0.49 | 0 | 2.12 | 2.22 | 2.42 | PeakG | 0 | 0.48 | 0 | 2.22 | 2.21 | 2.41
| Fuel Cost by Reporting Type | ERCOT | Texas | CT | PeakO | 0 | 0 | 0 | 0 | 0 | 0 | PeakO | 0 | 0 | 0 | 0 | 0 | 0
| Fuel Cost by Reporting Type | ERCOT | Texas | Other Renew | ST | 0 | 0 | 0 | 0 | 0 | 0 | ST | 0 | 0 | 0 | 0 | 0 | 0
| Fuel Cost by Reporting Type | ERCOT | Texas | Steam O/G | STOG | 149.74 | 254.2 | 64.62 | 29.21 | 0 | 0 | STOG | 125.17 | 216.53 | 63.15 | 41.6 | 0 | 0
| Fuel Cost by Reporting Type | ERCOT | Texas | Other Renew | STWD | 0 | 0 | 0 | 0 | 0 | 0 | STWD | 0 | 0 | 0 | 0 | 0 | 0
| Fuel Cost by Reporting Type | ERCOT | Texas | On-shore Wind | WT | 0 | 0 | 0 | 0 | 0 | 0 | WT | 0 | 0 | 0 | 0 | 0 | 0
| Fuel Cost by Reporting Type | ERCOT | Texas | Coal | IGCC | 0 | 0 | 0 | 0 | 0 | 0 | IGCC | 0 | 0 | 0 | 0 | 0 | 0
| Fuel Cost by Reporting Type | ERCOT | Texas | DR | DemandResponse | 0 | 0 | 0 | 0 | 0 | 0 | DemandResponse | 0 | 0 | 0 | 0 | 0 | 0
| Fuel Cost by Reporting Type | ERCOT | Texas | Coal-CCS | IGCC-CCS | 0 | 0 | 0 | 0 | 0 | 0 | IGCC-CCS | 0 | 0 | 0 | 0 | 0 | 0
| Fuel Cost by Reporting Type | ERCOT | Texas | Off-shore Wind | WT_off | 0 | 0 | 0 | 0 | 0 | 0 | WT_off | 0 | 0 | 0 | 0 | 0 | 0
| Fuel Cost by Reporting Type | ERCOT | Texas | Other | PseudoUnit | 0 | 0 | 0 | 0 | 0 | 0 | PseudoUnit | 0 | 0 | 0 | 0 | 0 | 0
| Fuel Cost by Reporting Type | ERCOT | Texas | HQ/Maritimes | FixedInterchange | 0 | 0 | 0 | 0 | 0 | 0 | FixedInterchange | 0 | 0 | 0 | 0 | 0 | 0
Fuel Cost by Reporting Type
| Fuel Cost by Reporting Type |  |  |  | Fuel Cost by Reporting Type: NP15 | [6 empty] | Fuel Cost by Reporting Type: NP15
| Fuel Cost by Reporting Type |  |  |  | ReportingType | 2015 | 2020 | 2025 | 2030 | 2035 | 2040 | ReportingType | 2015 | 2020 | 2025 | 2030 | 2035 | 2040
| Fuel Cost by Reporting Type | NP15 | West | Other Renew | BM | 0 | 0 | 0 | 0 | 0.04 | 0.06 | BM | 0 | 0 | 0 | 0 | 0 | 0
| Fuel Cost by Reporting Type | NP15 | West | CC | CC | 2848.78 | 3088.98 | 2899.05 | 1341.73 | 556.3 | 200.1 | CC | 2707.21 | 2921.97 | 2750.9 | 1497.74 | 407.7 | 280.22
| Fuel Cost by Reporting Type | NP15 | West | Other Renew | CSP | 0 | 0 | 0 | 0 | 0 | 0 | CSP | 0 | 0 | 0 | 0 | 0 | 0
| Fuel Cost by Reporting Type | NP15 | West | CT | CT | 0 | 0 | 0 | 0 | 0 | 0 | CT | 0 | 0 | 0 | 0 | 0 | 0
| Fuel Cost by Reporting Type | NP15 | West | Coal | Coal | 35.53 | 0 | 0 | 0 | 0 | 0 | Coal | 35.53 | 0 | 0 | 0 | 0 | 0
| Fuel Cost by Reporting Type | NP15 | West | Other Renew | Geo | 0 | 0 | 0 | 0 | 0 | 0 | Geo | 0 | 0 | 0 | 0 | 0 | 0
| Fuel Cost by Reporting Type | NP15 | West | Hydro | H | 0 | 0 | 0 | 0 | 0 | 0 | H | 0 | 0 | 0 | 0 | 0 | 0
| Fuel Cost by Reporting Type | NP15 | West | Other Renew | LFG | 0 | 0.42 | 0.72 | 0.72 | 0.72 | 0.72 | LFG | 0 | 0.48 | 0.72 | 0.72 | 0.72 | 0.72
| Fuel Cost by Reporting Type | NP15 | West | Nuclear | Nuc | 150.62 | 153.69 | 163.3 | 540.88 | 640.38 | 748.96 | Nuc | 150.62 | 153.69 | 163.3 | 480.91 | 687.59 | 744.36
| Fuel Cost by Reporting Type | NP15 | West | Other | PS | 0 | 0 | 0 | 0 | 0 | 0 | PS | 0 | 0 | 0 | 0 | 0 | 0
| Fuel Cost by Reporting Type | NP15 | West | Other Renew | PV | 0 | 0 | 0 | 0 | 0 | 0 | PV | 0 | 0 | 0 | 0 | 0 | 0
| Fuel Cost by Reporting Type | NP15 | West | CT | PeakG | 0 | 0 | 0 | 0 | 0 | 0 | PeakG | 0 | 0 | 0 | 0 | 0 | 0
| Fuel Cost by Reporting Type | NP15 | West | CT | PeakO | 0 | 0 | 0 | 0 | 0 | 0 | PeakO | 0 | 0 | 0 | 0 | 0 | 0
| Fuel Cost by Reporting Type | NP15 | West | Other Renew | ST | 0 | 0 | 0 | 0 | 0 | 0 | ST | 0 | 0 | 0 | 0 | 0 | 0
| Fuel Cost by Reporting Type | NP15 | West | Steam O/G | STOG | 4.36 | 2.62 | 4.15 | 0 | 0 | 0 | STOG | 5.13 | 3.8 | 7.79 | 0 | 0 | 0
| Fuel Cost by Reporting Type | NP15 | West | Other Renew | STWD | 244.45 | 244.44 | 114.12 | 244.44 | 244.45 | 244.44 | STWD | 244.45 | 244.45 | 114.11 | 244.45 | 244.45 | 244.45
| Fuel Cost by Reporting Type | NP15 | West | On-shore Wind | WT | 0 | 0 | 0 | 0 | 0 | 0 | WT | 0 | 0 | 0 | 0 | 0 | 0
| Fuel Cost by Reporting Type | NP15 | West | Coal | IGCC | 0 | 0 | 0 | 0 | 0 | 0 | IGCC | 0 | 0 | 0 | 0 | 0 | 0
| Fuel Cost by Reporting Type | NP15 | West | DR | DemandResponse | 0 | 0 | 0 | 0 | 0 | 0 | DemandResponse | 0 | 0 | 0 | 0 | 0 | 0
| Fuel Cost by Reporting Type | NP15 | West | Coal-CCS | IGCC-CCS | 0 | 0 | 0 | 0 | 0 | 0 | IGCC-CCS | 0 | 0 | 0 | 0 | 0 | 0
| Fuel Cost by Reporting Type | NP15 | West | Off-shore Wind | WT_off | 0 | 0 | 0 | 0 | 0 | 0 | WT_off | 0 | 0 | 0 | 0 | 0 | 0
| Fuel Cost by Reporting Type | NP15 | West | Other | PseudoUnit | 0 | 0 | 0 | 0 | 0 | 0 | PseudoUnit | 0 | 0 | 0 | 0 | 0 | 0
| Fuel Cost by Reporting Type | NP15 | West | HQ/Maritimes | FixedInterchange | 0 | 0 | 0 | 0 | 0 | 0 | FixedInterchange | 0 | 0 | 0 | 0 | 0 | 0
Fuel Cost by Reporting Type
| Fuel Cost by Reporting Type |  |  |  | Fuel Cost by Reporting Type: NWPP_Coal | [6 empty] | Fuel Cost by Reporting Type: NWPP_Coal
| Fuel Cost by Reporting Type |  |  |  | ReportingType | 2015 | 2020 | 2025 | 2030 | 2035 | 2040 | ReportingType | 2015 | 2020 | 2025 | 2030 | 2035 | 2040
| Fuel Cost by Reporting Type | NWPP_Coal | West | Other Renew | BM | 0 | 0 | 0 | 0 | 0 | 0 | BM | 0 | 0 | 0 | 0 | 0 | 0
| Fuel Cost by Reporting Type | NWPP_Coal | West | CC | CC | 0 | 0 | 0 | 0 | 0 | 0 | CC | 0 | 0 | 0 | 0 | 0 | 0
| Fuel Cost by Reporting Type | NWPP_Coal | West | Other Renew | CSP | 0 | 0 | 0 | 0 | 0 | 0 | CSP | 0 | 0 | 0 | 0 | 0 | 0
| Fuel Cost by Reporting Type | NWPP_Coal | West | CT | CT | 0 | 0 | 0 | 0 | 0 | 0 | CT | 0 | 0 | 0 | 0 | 0 | 0
| Fuel Cost by Reporting Type | NWPP_Coal | West | Coal | Coal | 598.61 | 371.02 | 21.74 | 21.7 | 21.7 | 21.69 | Coal | 598.58 | 370.96 | 21.69 | 21.69 | 21.69 | 21.69
| Fuel Cost by Reporting Type | NWPP_Coal | West | Other Renew | Geo | 0 | 0 | 0 | 0 | 0 | 0 | Geo | 0 | 0 | 0 | 0 | 0 | 0
| Fuel Cost by Reporting Type | NWPP_Coal | West | Hydro | H | 0 | 0 | 0 | 0 | 0 | 0 | H | 0 | 0 | 0 | 0 | 0 | 0
| Fuel Cost by Reporting Type | NWPP_Coal | West | Other Renew | LFG | 0 | 0 | 0 | 0 | 0 | 0 | LFG | 0 | 0 | 0 | 0 | 0 | 0
| Fuel Cost by Reporting Type | NWPP_Coal | West | Nuclear | Nuc | 0 | 0 | 0 | 0 | 0 | 0 | Nuc | 0 | 0 | 0 | 0 | 0 | 0
| Fuel Cost by Reporting Type | NWPP_Coal | West | Other | PS | 0 | 0 | 0 | 0 | 0 | 0 | PS | 0 | 0 | 0 | 0 | 0 | 0
| Fuel Cost by Reporting Type | NWPP_Coal | West | Other Renew | PV | 0 | 0 | 0 | 0 | 0 | 0 | PV | 0 | 0 | 0 | 0 | 0 | 0
| Fuel Cost by Reporting Type | NWPP_Coal | West | CT | PeakG | 0 | 0 | 0 | 0 | 0 | 0 | PeakG | 0 | 0 | 0 | 0 | 0 | 0
| Fuel Cost by Reporting Type | NWPP_Coal | West | CT | PeakO | 0 | 0 | 0 | 0 | 0 | 0 | PeakO | 0 | 0 | 0 | 0 | 0 | 0
| Fuel Cost by Reporting Type | NWPP_Coal | West | Other Renew | ST | 0 | 0 | 0 | 0 | 0 | 0 | ST | 0 | 0 | 0 | 0 | 0 | 0
| Fuel Cost by Reporting Type | NWPP_Coal | West | Steam O/G | STOG | 0 | 0 | 0 | 0 | 0 | 0 | STOG | 0 | 0 | 0 | 0 | 0 | 0
| Fuel Cost by Reporting Type | NWPP_Coal | West | Other Renew | STWD | 0 | 0 | 0 | 0 | 0 | 0 | STWD | 0 | 0 | 0 | 0 | 0 | 0
| Fuel Cost by Reporting Type | NWPP_Coal | West | On-shore Wind | WT | 0 | 0 | 0 | 0 | 0 | 0 | WT | 0 | 0 | 0 | 0 | 0 | 0
| Fuel Cost by Reporting Type | NWPP_Coal | West | Coal | IGCC | 0 | 0 | 0 | 0 | 0 | 0 | IGCC | 0 | 0 | 0 | 0 | 0 | 0
| Fuel Cost by Reporting Type | NWPP_Coal | West | DR | DemandResponse | 0 | 0 | 0 | 0 | 0 | 0 | DemandResponse | 0 | 0 | 0 | 0 | 0 | 0
| Fuel Cost by Reporting Type | NWPP_Coal | West | Coal-CCS | IGCC-CCS | 0 | 0 | 0 | 0 | 0 | 0 | IGCC-CCS | 0 | 0 | 0 | 0 | 0 | 0
| Fuel Cost by Reporting Type | NWPP_Coal | West | Off-shore Wind | WT_off | 0 | 0 | 0 | 0 | 0 | 0 | WT_off | 0 | 0 | 0 | 0 | 0 | 0
| Fuel Cost by Reporting Type | NWPP_Coal | West | Other | PseudoUnit | 0 | 0 | 0 | 0 | 0 | 0 | PseudoUnit | 0 | 0 | 0 | 0 | 0 | 0
| Fuel Cost by Reporting Type | NWPP_Coal | West | HQ/Maritimes | FixedInterchange | 0 | 0 | 0 | 0 | 0 | 0 | FixedInterchange | 0 | 0 | 0 | 0 | 0 | 0
Fuel Cost by Reporting Type
| Fuel Cost by Reporting Type |  |  |  | Fuel Cost by Reporting Type: NWPP_Gas | [6 empty] | Fuel Cost by Reporting Type: NWPP_Gas
| Fuel Cost by Reporting Type |  |  |  | ReportingType | 2015 | 2020 | 2025 | 2030 | 2035 | 2040 | ReportingType | 2015 | 2020 | 2025 | 2030 | 2035 | 2040
| Fuel Cost by Reporting Type | NWPP_Gas | West | Other Renew | BM | 0 | 0 | 0 | 0 | 0 | 0 | BM | 0 | 0 | 0 | 0 | 0 | 0
| Fuel Cost by Reporting Type | NWPP_Gas | West | CC | CC | 2206.98 | 3176.28 | 2947.74 | 1112.06 | 264.09 | 263.22 | CC | 2207.03 | 3193.14 | 2963.37 | 1318 | 269.56 | 269.41
| Fuel Cost by Reporting Type | NWPP_Gas | West | Other Renew | CSP | 0 | 0 | 0 | 0 | 0 | 0 | CSP | 0 | 0 | 0 | 0 | 0 | 0
| Fuel Cost by Reporting Type | NWPP_Gas | West | CT | CT | 0 | 0 | 0 | 0 | 0 | 0 | CT | 0 | 0 | 0 | 0 | 0 | 0
| Fuel Cost by Reporting Type | NWPP_Gas | West | Coal | Coal | 0 | 0 | 0 | 0 | 0 | 0 | Coal | 0 | 0 | 0 | 0 | 0 | 0
| Fuel Cost by Reporting Type | NWPP_Gas | West | Other Renew | Geo | 0 | 0 | 0 | 0 | 0 | 0 | Geo | 0 | 0 | 0 | 0 | 0 | 0
| Fuel Cost by Reporting Type | NWPP_Gas | West | Hydro | H | 0 | 0 | 0 | 0 | 0 | 0 | H | 0 | 0 | 0 | 0 | 0 | 0
| Fuel Cost by Reporting Type | NWPP_Gas | West | Other Renew | LFG | 0 | 0 | 0 | 0 | 0 | 0 | LFG | 0 | 0 | 0 | 0 | 0 | 0
| Fuel Cost by Reporting Type | NWPP_Gas | West | Nuclear | Nuc | 0 | 0 | 0 | 0 | 0 | 0 | Nuc | 0 | 0 | 0 | 0 | 0 | 0
| Fuel Cost by Reporting Type | NWPP_Gas | West | Other | PS | 0 | 0 | 0 | 0 | 0 | 0 | PS | 0 | 0 | 0 | 0 | 0 | 0
| Fuel Cost by Reporting Type | NWPP_Gas | West | Other Renew | PV | 0 | 0 | 0 | 0 | 0 | 0 | PV | 0 | 0 | 0 | 0 | 0 | 0
| Fuel Cost by Reporting Type | NWPP_Gas | West | CT | PeakG | 0 | 0 | 0 | 0 | 0 | 0 | PeakG | 0 | 0 | 0 | 0 | 0 | 0
| Fuel Cost by Reporting Type | NWPP_Gas | West | CT | PeakO | 0 | 0 | 0 | 0 | 0 | 0 | PeakO | 0 | 0 | 0 | 0 | 0 | 0
| Fuel Cost by Reporting Type | NWPP_Gas | West | Other Renew | ST | 0 | 0 | 0 | 0 | 0 | 0 | ST | 0 | 0 | 0 | 0 | 0 | 0
| Fuel Cost by Reporting Type | NWPP_Gas | West | Steam O/G | STOG | 0 | 0 | 0 | 0 | 0 | 0 | STOG | 0 | 0 | 0 | 0 | 0 | 0
| Fuel Cost by Reporting Type | NWPP_Gas | West | Other Renew | STWD | 0 | 0 | 0 | 0 | 0 | 0 | STWD | 0 | 0 | 0 | 0 | 0 | 0
| Fuel Cost by Reporting Type | NWPP_Gas | West | On-shore Wind | WT | 0 | 0 | 0 | 0 | 0 | 0 | WT | 0 | 0 | 0 | 0 | 0 | 0
| Fuel Cost by Reporting Type | NWPP_Gas | West | Coal | IGCC | 0 | 0 | 0 | 0 | 0 | 0 | IGCC | 0 | 0 | 0 | 0 | 0 | 0
| Fuel Cost by Reporting Type | NWPP_Gas | West | DR | DemandResponse | 0 | 0 | 0 | 0 | 0 | 0 | DemandResponse | 0 | 0 | 0 | 0 | 0 | 0
| Fuel Cost by Reporting Type | NWPP_Gas | West | Coal-CCS | IGCC-CCS | 0 | 0 | 0 | 0 | 0 | 0 | IGCC-CCS | 0 | 0 | 0 | 0 | 0 | 0
| Fuel Cost by Reporting Type | NWPP_Gas | West | Off-shore Wind | WT_off | 0 | 0 | 0 | 0 | 0 | 0 | WT_off | 0 | 0 | 0 | 0 | 0 | 0
| Fuel Cost by Reporting Type | NWPP_Gas | West | Other | PseudoUnit | 0 | 0 | 0 | 0 | 0 | 0 | PseudoUnit | 0 | 0 | 0 | 0 | 0 | 0
| Fuel Cost by Reporting Type | NWPP_Gas | West | HQ/Maritimes | FixedInterchange | 0 | 0 | 0 | 0 | 0 | 0 | FixedInterchange | 0 | 0 | 0 | 0 | 0 | 0
Fuel Cost by Reporting Type
| Fuel Cost by Reporting Type |  |  |  | Fuel Cost by Reporting Type: NWPP_NucRenew | [6 empty] | Fuel Cost by Reporting Type: NWPP_NucRenew
| Fuel Cost by Reporting Type |  |  |  | ReportingType | 2015 | 2020 | 2025 | 2030 | 2035 | 2040 | ReportingType | 2015 | 2020 | 2025 | 2030 | 2035 | 2040
| Fuel Cost by Reporting Type | NWPP_NucRenew | West | Other Renew | BM | 0 | 4.54 | 16.65 | 16.65 | 16.68 | 432.09 | BM | 0 | 4.51 | 16.65 | 16.65 | 16.65 | 419.36
| Fuel Cost by Reporting Type | NWPP_NucRenew | West | CC | CC | 0 | 0 | 0 | 0 | 0 | 0 | CC | 0 | 0 | 0 | 0 | 0 | 0
| Fuel Cost by Reporting Type | NWPP_NucRenew | West | Other Renew | CSP | 0 | 0 | 0 | 0 | 0 | 0 | CSP | 0 | 0 | 0 | 0 | 0 | 0
| Fuel Cost by Reporting Type | NWPP_NucRenew | West | CT | CT | 0 | 0 | 0 | 0 | 0 | 0 | CT | 0 | 0 | 0 | 0 | 0 | 0
| Fuel Cost by Reporting Type | NWPP_NucRenew | West | Coal | Coal | 0 | 0 | 0 | 0 | 0 | 0 | Coal | 0 | 0 | 0 | 0 | 0 | 0
| Fuel Cost by Reporting Type | NWPP_NucRenew | West | Other Renew | Geo | 0 | 0 | 0 | 0 | 0 | 0 | Geo | 0 | 0 | 0 | 0 | 0 | 0
| Fuel Cost by Reporting Type | NWPP_NucRenew | West | Hydro | H | 0 | 0 | 0 | 0 | 0 | 0 | H | 0 | 0 | 0 | 0 | 0 | 0
| Fuel Cost by Reporting Type | NWPP_NucRenew | West | Other Renew | LFG | 0.03 | 0.03 | 0.34 | 0.34 | 0.34 | 0.34 | LFG | 0.03 | 0.03 | 0.34 | 0.34 | 0.34 | 0.34
| Fuel Cost by Reporting Type | NWPP_NucRenew | West | Nuclear | Nuc | 71.13 | 72.58 | 77.13 | 131.37 | 310.12 | 420.96 | Nuc | 71.13 | 72.58 | 77.12 | 78.63 | 321.18 | 420.81
| Fuel Cost by Reporting Type | NWPP_NucRenew | West | Other | PS | 0 | 0 | 0 | 0 | 0 | 0 | PS | 0 | 0 | 0 | 0 | 0 | 0
| Fuel Cost by Reporting Type | NWPP_NucRenew | West | Other Renew | PV | 0 | 0 | 0 | 0 | 0 | 0 | PV | 0 | 0 | 0 | 0 | 0 | 0
| Fuel Cost by Reporting Type | NWPP_NucRenew | West | CT | PeakG | 0 | 0 | 0 | 0 | 0 | 0 | PeakG | 0 | 0 | 0 | 0 | 0 | 0
| Fuel Cost by Reporting Type | NWPP_NucRenew | West | CT | PeakO | 0 | 0 | 0 | 0 | 0 | 0 | PeakO | 0 | 0 | 0 | 0 | 0 | 0
| Fuel Cost by Reporting Type | NWPP_NucRenew | West | Other Renew | ST | 0 | 0 | 0 | 0 | 0 | 0 | ST | 0 | 0 | 0 | 0 | 0 | 0
| Fuel Cost by Reporting Type | NWPP_NucRenew | West | Steam O/G | STOG | 0 | 0 | 0 | 0 | 0 | 0 | STOG | 0 | 0 | 0 | 0 | 0 | 0
| Fuel Cost by Reporting Type | NWPP_NucRenew | West | Other Renew | STWD | 0 | 1.36 | 301.45 | 301.45 | 301.45 | 301.45 | STWD | 0 | 1.36 | 301.46 | 301.46 | 301.46 | 301.46
| Fuel Cost by Reporting Type | NWPP_NucRenew | West | On-shore Wind | WT | 0 | 0 | 0 | 0 | 0 | 0 | WT | 0 | 0 | 0 | 0 | 0 | 0
| Fuel Cost by Reporting Type | NWPP_NucRenew | West | Coal | IGCC | 0 | 0 | 0 | 0 | 0 | 0 | IGCC | 0 | 0 | 0 | 0 | 0 | 0
| Fuel Cost by Reporting Type | NWPP_NucRenew | West | DR | DemandResponse | 0 | 0 | 0 | 0 | 0 | 0 | DemandResponse | 0 | 0 | 0 | 0 | 0 | 0
| Fuel Cost by Reporting Type | NWPP_NucRenew | West | Coal-CCS | IGCC-CCS | 0 | 0 | 0 | 0 | 0 | 0 | IGCC-CCS | 0 | 0 | 0 | 0 | 0 | 0
| Fuel Cost by Reporting Type | NWPP_NucRenew | West | Off-shore Wind | WT_off | 0 | 0 | 0 | 0 | 0 | 0 | WT_off | 0 | 0 | 0 | 0 | 0 | 0
| Fuel Cost by Reporting Type | NWPP_NucRenew | West | Other | PseudoUnit | 0 | 0 | 0 | 0 | 0 | 0 | PseudoUnit | 0 | 0 | 0 | 0 | 0 | 0
| Fuel Cost by Reporting Type | NWPP_NucRenew | West | HQ/Maritimes | FixedInterchange | 0 | 0 | 0 | 0 | 0 | 0 | FixedInterchange | 0 | 0 | 0 | 0 | 0 | 0
Fuel Cost by Reporting Type
| Fuel Cost by Reporting Type |  |  |  | Fuel Cost by Reporting Type: RMPA | [6 empty] | Fuel Cost by Reporting Type: RMPA
| Fuel Cost by Reporting Type |  |  |  | ReportingType | 2015 | 2020 | 2025 | 2030 | 2035 | 2040 | ReportingType | 2015 | 2020 | 2025 | 2030 | 2035 | 2040
| Fuel Cost by Reporting Type | RMPA | West | Other Renew | BM | 0 | 0 | 0 | 0 | 366.67 | 742.9 | BM | 0 | 0 | 0 | 0 | 453.13 | 761.13
| Fuel Cost by Reporting Type | RMPA | West | CC | CC | 529.09 | 477.87 | 869.09 | 349.48 | 168.16 | 119.04 | CC | 521.95 | 548.7 | 813.25 | 408.67 | 188.61 | 144.62
| Fuel Cost by Reporting Type | RMPA | West | Other Renew | CSP | 0 | 0 | 0 | 0 | 0 | 0 | CSP | 0 | 0 | 0 | 0 | 0 | 0
| Fuel Cost by Reporting Type | RMPA | West | CT | CT | 0 | 0 | 0 | 0 | 0 | 0 | CT | 0 | 0 | 0 | 0 | 0 | 0
| Fuel Cost by Reporting Type | RMPA | West | Coal | Coal | 563.16 | 464.84 | 88.45 | 52.32 | 52.31 | 51.16 | Coal | 563.13 | 455.32 | 87.83 | 52.32 | 52.31 | 50.3
| Fuel Cost by Reporting Type | RMPA | West | Other Renew | Geo | 0 | 0 | 0 | 0 | 0 | 0 | Geo | 0 | 0 | 0 | 0 | 0 | 0
| Fuel Cost by Reporting Type | RMPA | West | Hydro | H | 0 | 0 | 0 | 0 | 0 | 0 | H | 0 | 0 | 0 | 0 | 0 | 0
| Fuel Cost by Reporting Type | RMPA | West | Other Renew | LFG | 0 | 0 | 0.04 | 0.04 | 0.04 | 0.04 | LFG | 0 | 0 | 0.04 | 0.04 | 0.04 | 0.04
| Fuel Cost by Reporting Type | RMPA | West | Nuclear | Nuc | 0 | 0 | 0.03 | 146.32 | 146.36 | 146.35 | Nuc | 0 | 0 | 8.95 | 134.48 | 134.51 | 134.5
| Fuel Cost by Reporting Type | RMPA | West | Other | PS | 0 | 0 | 0 | 0 | 0 | 0 | PS | 0 | 0 | 0 | 0 | 0 | 0
| Fuel Cost by Reporting Type | RMPA | West | Other Renew | PV | 0 | 0 | 0 | 0 | 0 | 0 | PV | 0 | 0 | 0 | 0 | 0 | 0
| Fuel Cost by Reporting Type | RMPA | West | CT | PeakG | 0 | 0 | 0 | 0 | 0 | 0 | PeakG | 0 | 0 | 0.27 | 0 | 0 | 0
| Fuel Cost by Reporting Type | RMPA | West | CT | PeakO | 0 | 0 | 0 | 0 | 0 | 0 | PeakO | 0 | 0 | 0 | 0 | 0 | 0
| Fuel Cost by Reporting Type | RMPA | West | Other Renew | ST | 0 | 0 | 0 | 0 | 0 | 0 | ST | 0 | 0 | 0 | 0 | 0 | 0
| Fuel Cost by Reporting Type | RMPA | West | Steam O/G | STOG | 0 | 0 | 0 | 0 | 0 | 0 | STOG | 0 | 0 | 0 | 0 | 0 | 0
| Fuel Cost by Reporting Type | RMPA | West | Other Renew | STWD | 0 | 0 | 0 | 0 | 0 | 0 | STWD | 0 | 0 | 0 | 0 | 0 | 0
| Fuel Cost by Reporting Type | RMPA | West | On-shore Wind | WT | 0 | 0 | 0 | 0 | 0 | 0 | WT | 0 | 0 | 0 | 0 | 0 | 0
| Fuel Cost by Reporting Type | RMPA | West | Coal | IGCC | 0 | 0 | 0 | 0 | 0 | 0 | IGCC | 0 | 0 | 0 | 0 | 0 | 0
| Fuel Cost by Reporting Type | RMPA | West | DR | DemandResponse | 0 | 0 | 0 | 0 | 0 | 0 | DemandResponse | 0 | 0 | 0 | 0 | 0 | 0
| Fuel Cost by Reporting Type | RMPA | West | Coal-CCS | IGCC-CCS | 0 | 0 | 0 | 0 | 0 | 0 | IGCC-CCS | 0 | 0 | 0 | 0 | 0 | 0
| Fuel Cost by Reporting Type | RMPA | West | Off-shore Wind | WT_off | 0 | 0 | 0 | 0 | 0 | 0 | WT_off | 0 | 0 | 0 | 0 | 0 | 0
| Fuel Cost by Reporting Type | RMPA | West | Other | PseudoUnit | 0 | 0 | 0 | 0 | 0 | 0 | PseudoUnit | 0 | 0 | 0 | 0 | 0 | 0
| Fuel Cost by Reporting Type | RMPA | West | HQ/Maritimes | FixedInterchange | 0 | 0 | 0 | 0 | 0 | 0 | FixedInterchange | 0 | 0 | 0 | 0 | 0 | 0
Fuel Cost by Reporting Type
| Fuel Cost by Reporting Type |  |  |  | Fuel Cost by Reporting Type: SP15 | [6 empty] | Fuel Cost by Reporting Type: SP15
| Fuel Cost by Reporting Type |  |  |  | ReportingType | 2015 | 2020 | 2025 | 2030 | 2035 | 2040 | ReportingType | 2015 | 2020 | 2025 | 2030 | 2035 | 2040
| Fuel Cost by Reporting Type | SP15 | West | Other Renew | BM | 3.07 | 3.07 | 3.07 | 3.07 | 3.09 | 3.1 | BM | 3.07 | 3.07 | 3.07 | 3.07 | 3.07 | 177.17
| Fuel Cost by Reporting Type | SP15 | West | CC | CC | 3725.6 | 3708.5 | 3410.3 | 2217.92 | 1038.76 | 720.47 | CC | 3868.28 | 3885.64 | 3559.71 | 2461.61 | 1133.03 | 714.79
| Fuel Cost by Reporting Type | SP15 | West | Other Renew | CSP | 0 | 0 | 0 | 0 | 0 | 0 | CSP | 0 | 0 | 0 | 0 | 0 | 0
| Fuel Cost by Reporting Type | SP15 | West | CT | CT | 0 | 0 | 0 | 0 | 0 | 0 | CT | 0 | 0 | 0 | 0 | 0 | 0
| Fuel Cost by Reporting Type | SP15 | West | Coal | Coal | 20.36 | 3.9 | 1.76 | 0 | 0 | 0 | Coal | 20.36 | 3.9 | 1.76 | 0 | 0 | 0
| Fuel Cost by Reporting Type | SP15 | West | Other Renew | Geo | 0 | 0 | 0 | 0 | 0 | 0 | Geo | 0 | 0 | 0 | 0 | 0 | 0
| Fuel Cost by Reporting Type | SP15 | West | Hydro | H | 0 | 0 | 0 | 0 | 0 | 0 | H | 0 | 0 | 0 | 0 | 0 | 0
| Fuel Cost by Reporting Type | SP15 | West | Other Renew | LFG | 0.01 | 0.72 | 0.72 | 0.72 | 0.72 | 0.72 | LFG | 0.01 | 0.72 | 0.72 | 0.72 | 0.72 | 0.72
| Fuel Cost by Reporting Type | SP15 | West | Nuclear | Nuc | 139.02 | 141.86 | 150.73 | 231.27 | 257.49 | 514.64 | Nuc | 139.02 | 141.86 | 150.73 | 214.76 | 270.27 | 472.44
| Fuel Cost by Reporting Type | SP15 | West | Other | PS | 0 | 0 | 0 | 0 | 0 | 0 | PS | 0 | 0 | 0 | 0 | 0 | 0
| Fuel Cost by Reporting Type | SP15 | West | Other Renew | PV | 0 | 0 | 0 | 0 | 0 | 0 | PV | 0 | 0 | 0 | 0 | 0 | 0
| Fuel Cost by Reporting Type | SP15 | West | CT | PeakG | 0 | 0 | 0 | 0 | 0 | 0 | PeakG | 0 | 0 | 0 | 0 | 0 | 0
| Fuel Cost by Reporting Type | SP15 | West | CT | PeakO | 0 | 0 | 0 | 0 | 0 | 0 | PeakO | 0 | 0 | 0 | 0 | 0 | 0
| Fuel Cost by Reporting Type | SP15 | West | Other Renew | ST | 0 | 0 | 0 | 0 | 0 | 0 | ST | 0 | 0 | 0 | 0 | 0 | 0
| Fuel Cost by Reporting Type | SP15 | West | Steam O/G | STOG | 37.83 | 18.64 | 29.14 | 8.41 | 3.43 | 1.51 | STOG | 29.21 | 15.1 | 26.43 | 8.39 | 2.6 | 1.6
| Fuel Cost by Reporting Type | SP15 | West | Other Renew | STWD | 62.63 | 62.63 | 56.17 | 62.63 | 62.63 | 62.63 | STWD | 62.63 | 62.63 | 56.17 | 62.63 | 62.63 | 62.63
| Fuel Cost by Reporting Type | SP15 | West | On-shore Wind | WT | 0 | 0 | 0 | 0 | 0 | 0 | WT | 0 | 0 | 0 | 0 | 0 | 0
| Fuel Cost by Reporting Type | SP15 | West | Coal | IGCC | 0 | 0 | 0 | 0 | 0 | 0 | IGCC | 0 | 0 | 0 | 0 | 0 | 0
| Fuel Cost by Reporting Type | SP15 | West | DR | DemandResponse | 0 | 0 | 0 | 0 | 0 | 0 | DemandResponse | 0 | 0 | 0 | 0 | 0 | 0
| Fuel Cost by Reporting Type | SP15 | West | Coal-CCS | IGCC-CCS | 0 | 0 | 0 | 0 | 0 | 0 | IGCC-CCS | 0 | 0 | 0 | 0 | 0 | 0
| Fuel Cost by Reporting Type | SP15 | West | Off-shore Wind | WT_off | 0 | 0 | 0 | 0 | 0 | 0 | WT_off | 0 | 0 | 0 | 0 | 0 | 0
| Fuel Cost by Reporting Type | SP15 | West | Other | PseudoUnit | 0 | 0 | 0 | 0 | 0 | 0 | PseudoUnit | 0 | 0 | 0 | 0 | 0 | 0
| Fuel Cost by Reporting Type | SP15 | West | HQ/Maritimes | FixedInterchange | 0 | 0 | 0 | 0 | 0 | 0 | FixedInterchange | 0 | 0 | 0 | 0 | 0 | 0
Fuel Cost by Reporting Type
| Fuel Cost by Reporting Type |  |  |  | Fuel Cost by Reporting Type: ALB | [6 empty] | Fuel Cost by Reporting Type: ALB
| Fuel Cost by Reporting Type |  |  |  | ReportingType | 2015 | 2020 | 2025 | 2030 | 2035 | 2040 | ReportingType | 2015 | 2020 | 2025 | 2030 | 2035 | 2040
| Fuel Cost by Reporting Type | ALB | West | Other Renew | BM | 0 | 0 | 0 | 0 | 0 | 0 | BM | 0 | 0 | 0 | 0 | 0 | 0
| Fuel Cost by Reporting Type | ALB | West | CC | CC | 813.16 | 942.4 | 218.53 | 0 | 0 | 0 | CC | 813.29 | 942.54 | 218.67 | 0 | 0 | 0
| Fuel Cost by Reporting Type | ALB | West | Other Renew | CSP | 0 | 0 | 0 | 0 | 0 | 0 | CSP | 0 | 0 | 0 | 0 | 0 | 0
| Fuel Cost by Reporting Type | ALB | West | CT | CT | 0 | 0 | 0 | 0 | 0 | 0 | CT | 0 | 0 | 0 | 0 | 0 | 0
| Fuel Cost by Reporting Type | ALB | West | Coal | Coal | 159.05 | 159.04 | 0 | 0 | 0 | 0 | Coal | 159.02 | 159.02 | 0 | 0 | 0 | 0
| Fuel Cost by Reporting Type | ALB | West | Other Renew | Geo | 0 | 0 | 0 | 0 | 0 | 0 | Geo | 0 | 0 | 0 | 0 | 0 | 0
| Fuel Cost by Reporting Type | ALB | West | Hydro | H | 0 | 0 | 0 | 0 | 0 | 0 | H | 0 | 0 | 0 | 0 | 0 | 0
| Fuel Cost by Reporting Type | ALB | West | Other Renew | LFG | 0 | 0 | 0 | 0 | 0 | 0 | LFG | 0 | 0 | 0 | 0 | 0 | 0
| Fuel Cost by Reporting Type | ALB | West | Nuclear | Nuc | 0 | 0.06 | 515.26 | 632.02 | 643.14 | 647.53 | Nuc | 0 | 0.06 | 515.24 | 632.27 | 637.55 | 647.53
| Fuel Cost by Reporting Type | ALB | West | Other | PS | 0 | 0 | 0 | 0 | 0 | 0 | PS | 0 | 0 | 0 | 0 | 0 | 0
| Fuel Cost by Reporting Type | ALB | West | Other Renew | PV | 0 | 0 | 0 | 0 | 0 | 0 | PV | 0 | 0 | 0 | 0 | 0 | 0
| Fuel Cost by Reporting Type | ALB | West | CT | PeakG | 0 | 0 | 0 | 0 | 0 | 0.85 | PeakG | 0 | 0 | 0 | 0 | 0 | 0.85
| Fuel Cost by Reporting Type | ALB | West | CT | PeakO | 0 | 0 | 0 | 0 | 0 | 0 | PeakO | 0 | 0 | 0 | 0 | 0 | 0
| Fuel Cost by Reporting Type | ALB | West | Other Renew | ST | 0 | 0 | 0 | 0 | 0 | 0 | ST | 0 | 0 | 0 | 0 | 0 | 0
| Fuel Cost by Reporting Type | ALB | West | Steam O/G | STOG | 0 | 0 | 0 | 0 | 0 | 0 | STOG | 0 | 0 | 0 | 0 | 0 | 0
| Fuel Cost by Reporting Type | ALB | West | Other Renew | STWD | 62.45 | 85 | 85 | 85 | 85 | 85 | STWD | 62.46 | 85 | 85 | 85 | 85 | 85
| Fuel Cost by Reporting Type | ALB | West | On-shore Wind | WT | 0 | 0 | 0 | 0 | 0 | 0 | WT | 0 | 0 | 0 | 0 | 0 | 0
| Fuel Cost by Reporting Type | ALB | West | Coal | IGCC | 0 | 0 | 0 | 0 | 0 | 0 | IGCC | 0 | 0 | 0 | 0 | 0 | 0
| Fuel Cost by Reporting Type | ALB | West | DR | DemandResponse | 0 | 0 | 0 | 0 | 0 | 0 | DemandResponse | 0 | 0 | 0 | 0 | 0 | 0
| Fuel Cost by Reporting Type | ALB | West | Coal-CCS | IGCC-CCS | 0 | 0 | 0 | 0 | 0 | 0 | IGCC-CCS | 0 | 0 | 0 | 0 | 0 | 0
| Fuel Cost by Reporting Type | ALB | West | Off-shore Wind | WT_off | 0 | 0 | 0 | 0 | 0 | 0 | WT_off | 0 | 0 | 0 | 0 | 0 | 0
| Fuel Cost by Reporting Type | ALB | West | Other | PseudoUnit | 0 | 0 | 0 | 0 | 0 | 0 | PseudoUnit | 0 | 0 | 0 | 0 | 0 | 0
| Fuel Cost by Reporting Type | ALB | West | HQ/Maritimes | FixedInterchange | 0 | 0 | 0 | 0 | 0 | 0 | FixedInterchange | 0 | 0 | 0 | 0 | 0 | 0
Fuel Cost by Reporting Type
| Fuel Cost by Reporting Type |  |  |  | Fuel Cost by Reporting Type: BC | [6 empty] | Fuel Cost by Reporting Type: BC
| Fuel Cost by Reporting Type |  |  |  | ReportingType | 2015 | 2020 | 2025 | 2030 | 2035 | 2040 | ReportingType | 2015 | 2020 | 2025 | 2030 | 2035 | 2040
| Fuel Cost by Reporting Type | BC | West | Other Renew | BM | 0 | 0 | 0 | 0 | 0 | 0 | BM | 0 | 0 | 0 | 0 | 0 | 0
| Fuel Cost by Reporting Type | BC | West | CC | CC | 54.04 | 62.51 | 0.03 | 0 | 0 | 0 | CC | 54.02 | 62.49 | 0 | 0 | 0 | 0
| Fuel Cost by Reporting Type | BC | West | Other Renew | CSP | 0 | 0 | 0 | 0 | 0 | 0 | CSP | 0 | 0 | 0 | 0 | 0 | 0
| Fuel Cost by Reporting Type | BC | West | CT | CT | 0 | 0 | 0 | 0 | 0 | 0 | CT | 0 | 0 | 0 | 0 | 0 | 0
| Fuel Cost by Reporting Type | BC | West | Coal | Coal | 0 | 0 | 0 | 0 | 0 | 0 | Coal | 0 | 0 | 0 | 0 | 0 | 0
| Fuel Cost by Reporting Type | BC | West | Other Renew | Geo | 0 | 0 | 0 | 0 | 0 | 0 | Geo | 0 | 0 | 0 | 0 | 0 | 0
| Fuel Cost by Reporting Type | BC | West | Hydro | H | 0 | 0 | 0 | 0 | 0 | 0 | H | 0 | 0 | 0 | 0 | 0 | 0
| Fuel Cost by Reporting Type | BC | West | Other Renew | LFG | 0 | 0 | 0 | 0 | 0 | 0 | LFG | 0 | 0 | 0 | 0 | 0 | 0
| Fuel Cost by Reporting Type | BC | West | Nuclear | Nuc | 0 | 0.02 | 42.29 | 73.84 | 73.84 | 98.48 | Nuc | 0 | 0.02 | 42.29 | 73.88 | 73.88 | 98.55
| Fuel Cost by Reporting Type | BC | West | Other | PS | 0 | 0 | 0 | 0 | 0 | 0 | PS | 0 | 0 | 0 | 0 | 0 | 0
| Fuel Cost by Reporting Type | BC | West | Other Renew | PV | 0 | 0 | 0 | 0 | 0 | 0 | PV | 0 | 0 | 0 | 0 | 0 | 0
| Fuel Cost by Reporting Type | BC | West | CT | PeakG | 0 | 0 | 0 | 0 | 0 | 0 | PeakG | 0 | 0 | 0 | 0 | 0 | 0
| Fuel Cost by Reporting Type | BC | West | CT | PeakO | 0 | 0 | 0 | 0 | 0 | 0 | PeakO | 0 | 0 | 0 | 0 | 0 | 0
| Fuel Cost by Reporting Type | BC | West | Other Renew | ST | 0 | 0 | 0 | 0 | 0 | 0 | ST | 0 | 0 | 0 | 0 | 0 | 0
| Fuel Cost by Reporting Type | BC | West | Steam O/G | STOG | 0 | 0 | 0 | 0 | 0 | 0 | STOG | 0 | 0 | 0 | 0 | 0 | 0
| Fuel Cost by Reporting Type | BC | West | Other Renew | STWD | 0 | 271.43 | 271.43 | 271.43 | 271.44 | 271.44 | STWD | 0 | 271.44 | 271.44 | 271.44 | 271.44 | 271.44
| Fuel Cost by Reporting Type | BC | West | On-shore Wind | WT | 0 | 0 | 0 | 0 | 0 | 0 | WT | 0 | 0 | 0 | 0 | 0 | 0
| Fuel Cost by Reporting Type | BC | West | Coal | IGCC | 0 | 0 | 0 | 0 | 0 | 0 | IGCC | 0 | 0 | 0 | 0 | 0 | 0
| Fuel Cost by Reporting Type | BC | West | DR | DemandResponse | 0 | 0 | 0 | 0 | 0 | 0 | DemandResponse | 0 | 0 | 0 | 0 | 0 | 0
| Fuel Cost by Reporting Type | BC | West | Coal-CCS | IGCC-CCS | 0 | 0 | 0 | 0 | 0 | 0 | IGCC-CCS | 0 | 0 | 0 | 0 | 0 | 0
| Fuel Cost by Reporting Type | BC | West | Off-shore Wind | WT_off | 0 | 0 | 0 | 0 | 0 | 0 | WT_off | 0 | 0 | 0 | 0 | 0 | 0
| Fuel Cost by Reporting Type | BC | West | Other | PseudoUnit | 0 | 0 | 0 | 0 | 0 | 0 | PseudoUnit | 0 | 0 | 0 | 0 | 0 | 0
| Fuel Cost by Reporting Type | BC | West | HQ/Maritimes | FixedInterchange | 0 | 0 | 0 | 0 | 0 | 0 | FixedInterchange | 0 | 0 | 0 | 0 | 0 | 0
Fuel Cost by Reporting Type
| Fuel Cost by Reporting Type |  |  |  | Fuel Cost by Reporting Type: HQ_IESO | [6 empty] | Fuel Cost by Reporting Type: HQ_IESO
| Fuel Cost by Reporting Type |  |  |  | ReportingType | 2015 | 2020 | 2025 | 2030 | 2035 | 2040 | ReportingType | 2015 | 2020 | 2025 | 2030 | 2035 | 2040
| Fuel Cost by Reporting Type | HQ_IESO | HQ/Maritimes | Other Renew | BM | 0 | 0 | 0 | 0 | 0 | 0 | BM | 0 | 0 | 0 | 0 | 0 | 0
| Fuel Cost by Reporting Type | HQ_IESO | HQ/Maritimes | CC | CC | 0 | 0 | 0 | 0 | 0 | 0 | CC | 0 | 0 | 0 | 0 | 0 | 0
| Fuel Cost by Reporting Type | HQ_IESO | HQ/Maritimes | Other Renew | CSP | 0 | 0 | 0 | 0 | 0 | 0 | CSP | 0 | 0 | 0 | 0 | 0 | 0
| Fuel Cost by Reporting Type | HQ_IESO | HQ/Maritimes | CT | CT | 0 | 0 | 0 | 0 | 0 | 0 | CT | 0 | 0 | 0 | 0 | 0 | 0
| Fuel Cost by Reporting Type | HQ_IESO | HQ/Maritimes | Coal | Coal | 0 | 0 | 0 | 0 | 0 | 0 | Coal | 0 | 0 | 0 | 0 | 0 | 0
| Fuel Cost by Reporting Type | HQ_IESO | HQ/Maritimes | Other Renew | Geo | 0 | 0 | 0 | 0 | 0 | 0 | Geo | 0 | 0 | 0 | 0 | 0 | 0
| Fuel Cost by Reporting Type | HQ_IESO | HQ/Maritimes | Hydro | H | 0 | 0 | 0 | 0 | 0 | 0 | H | 0 | 0 | 0 | 0 | 0 | 0
| Fuel Cost by Reporting Type | HQ_IESO | HQ/Maritimes | Other Renew | LFG | 0 | 0 | 0 | 0 | 0 | 0 | LFG | 0 | 0 | 0 | 0 | 0 | 0
| Fuel Cost by Reporting Type | HQ_IESO | HQ/Maritimes | Nuclear | Nuc | 0 | 0 | 0 | 0 | 0.06 | 0.04 | Nuc | 0 | 0 | 0 | 0 | 0 | 0
| Fuel Cost by Reporting Type | HQ_IESO | HQ/Maritimes | Other | PS | 0 | 0 | 0 | 0 | 0 | 0 | PS | 0 | 0 | 0 | 0 | 0 | 0
| Fuel Cost by Reporting Type | HQ_IESO | HQ/Maritimes | Other Renew | PV | 0 | 0 | 0 | 0 | 0 | 0 | PV | 0 | 0 | 0 | 0 | 0 | 0
| Fuel Cost by Reporting Type | HQ_IESO | HQ/Maritimes | CT | PeakG | 0 | 0 | 0 | 0 | 0 | 0 | PeakG | 0 | 0 | 0 | 0 | 0 | 0
| Fuel Cost by Reporting Type | HQ_IESO | HQ/Maritimes | CT | PeakO | 0 | 0 | 0 | 0 | 0 | 0 | PeakO | 0 | 0 | 0 | 0 | 0 | 0
| Fuel Cost by Reporting Type | HQ_IESO | HQ/Maritimes | Other Renew | ST | 0 | 0 | 0 | 0 | 0 | 0 | ST | 0 | 0 | 0 | 0 | 0 | 0
| Fuel Cost by Reporting Type | HQ_IESO | HQ/Maritimes | Steam O/G | STOG | 0 | 0 | 0 | 0 | 0 | 0 | STOG | 0 | 0 | 0 | 0 | 0 | 0
| Fuel Cost by Reporting Type | HQ_IESO | HQ/Maritimes | Other Renew | STWD | 0 | 0 | 0 | 0 | 0 | 0 | STWD | 0 | 0 | 0 | 0 | 0 | 0
| Fuel Cost by Reporting Type | HQ_IESO | HQ/Maritimes | On-shore Wind | WT | 0 | 0 | 0 | 0 | 0 | 0 | WT | 0 | 0 | 0 | 0 | 0 | 0
| Fuel Cost by Reporting Type | HQ_IESO | HQ/Maritimes | Coal | IGCC | 0 | 0 | 0 | 0 | 0 | 0 | IGCC | 0 | 0 | 0 | 0 | 0 | 0
| Fuel Cost by Reporting Type | HQ_IESO | HQ/Maritimes | DR | DemandResponse | 0 | 0 | 0 | 0 | 0 | 0 | DemandResponse | 0 | 0 | 0 | 0 | 0 | 0
| Fuel Cost by Reporting Type | HQ_IESO | HQ/Maritimes | Coal-CCS | IGCC-CCS | 0 | 0 | 0 | 0 | 0 | 0 | IGCC-CCS | 0 | 0 | 0 | 0 | 0 | 0
| Fuel Cost by Reporting Type | HQ_IESO | HQ/Maritimes | Off-shore Wind | WT_off | 0 | 0 | 0 | 0 | 0 | 0 | WT_off | 0 | 0 | 0 | 0 | 0 | 0
| Fuel Cost by Reporting Type | HQ_IESO | HQ/Maritimes | Other | PseudoUnit | 0 | 0 | 0 | 0 | 0 | 0 | PseudoUnit | 0 | 0 | 0 | 0 | 0 | 0
| Fuel Cost by Reporting Type | HQ_IESO | HQ/Maritimes | HQ/Maritimes | FixedInterchange | 0 | 0 | 0 | 0 | 0 | 0 | FixedInterchange | 0 | 0 | 0 | 0 | 0 | 0
Fuel Cost by Reporting Type
| Fuel Cost by Reporting Type |  |  |  | Fuel Cost by Reporting Type: HQ_NEISO | [6 empty] | Fuel Cost by Reporting Type: HQ_NEISO
| Fuel Cost by Reporting Type |  |  |  | ReportingType | 2015 | 2020 | 2025 | 2030 | 2035 | 2040 | ReportingType | 2015 | 2020 | 2025 | 2030 | 2035 | 2040
| Fuel Cost by Reporting Type | HQ_NEISO | HQ/Maritimes | Other Renew | BM | 0 | 0 | 0 | 0 | 0 | 0 | BM | 0 | 0 | 0 | 0 | 0 | 0
| Fuel Cost by Reporting Type | HQ_NEISO | HQ/Maritimes | CC | CC | 0 | 0 | 0 | 0 | 0 | 0 | CC | 0 | 0 | 0 | 0 | 0 | 0
| Fuel Cost by Reporting Type | HQ_NEISO | HQ/Maritimes | Other Renew | CSP | 0 | 0 | 0 | 0 | 0 | 0 | CSP | 0 | 0 | 0 | 0 | 0 | 0
| Fuel Cost by Reporting Type | HQ_NEISO | HQ/Maritimes | CT | CT | 0 | 0 | 0 | 0 | 0 | 0 | CT | 0 | 0 | 0 | 0 | 0 | 0
| Fuel Cost by Reporting Type | HQ_NEISO | HQ/Maritimes | Coal | Coal | 0 | 0 | 0 | 0 | 0 | 0 | Coal | 0 | 0 | 0 | 0 | 0 | 0
| Fuel Cost by Reporting Type | HQ_NEISO | HQ/Maritimes | Other Renew | Geo | 0 | 0 | 0 | 0 | 0 | 0 | Geo | 0 | 0 | 0 | 0 | 0 | 0
| Fuel Cost by Reporting Type | HQ_NEISO | HQ/Maritimes | Hydro | H | 0 | 0 | 0 | 0 | 0 | 0 | H | 0 | 0 | 0 | 0 | 0 | 0
| Fuel Cost by Reporting Type | HQ_NEISO | HQ/Maritimes | Other Renew | LFG | 0 | 0 | 0 | 0 | 0 | 0 | LFG | 0 | 0 | 0 | 0 | 0 | 0
| Fuel Cost by Reporting Type | HQ_NEISO | HQ/Maritimes | Nuclear | Nuc | 0 | 0 | 0 | 0 | 0.07 | 0.05 | Nuc | 0 | 0 | 0 | 0 | 0.03 | 0.03
| Fuel Cost by Reporting Type | HQ_NEISO | HQ/Maritimes | Other | PS | 0 | 0 | 0 | 0 | 0 | 0 | PS | 0 | 0 | 0 | 0 | 0 | 0
| Fuel Cost by Reporting Type | HQ_NEISO | HQ/Maritimes | Other Renew | PV | 0 | 0 | 0 | 0 | 0 | 0 | PV | 0 | 0 | 0 | 0 | 0 | 0
| Fuel Cost by Reporting Type | HQ_NEISO | HQ/Maritimes | CT | PeakG | 0 | 0 | 0 | 0 | 0 | 0 | PeakG | 0 | 0 | 0 | 0 | 0 | 0
| Fuel Cost by Reporting Type | HQ_NEISO | HQ/Maritimes | CT | PeakO | 0 | 0 | 0 | 0 | 0 | 0 | PeakO | 0 | 0 | 0 | 0 | 0 | 0
| Fuel Cost by Reporting Type | HQ_NEISO | HQ/Maritimes | Other Renew | ST | 0 | 0 | 0 | 0 | 0 | 0 | ST | 0 | 0 | 0 | 0 | 0 | 0
| Fuel Cost by Reporting Type | HQ_NEISO | HQ/Maritimes | Steam O/G | STOG | 0 | 0 | 0 | 0 | 0 | 0 | STOG | 0 | 0 | 0 | 0 | 0 | 0
| Fuel Cost by Reporting Type | HQ_NEISO | HQ/Maritimes | Other Renew | STWD | 0 | 0 | 0 | 0 | 0 | 0 | STWD | 0 | 0 | 0 | 0 | 0 | 0
| Fuel Cost by Reporting Type | HQ_NEISO | HQ/Maritimes | On-shore Wind | WT | 0 | 0 | 0 | 0 | 0 | 0 | WT | 0 | 0 | 0 | 0 | 0 | 0
| Fuel Cost by Reporting Type | HQ_NEISO | HQ/Maritimes | Coal | IGCC | 0 | 0 | 0 | 0 | 0 | 0 | IGCC | 0 | 0 | 0 | 0 | 0 | 0
| Fuel Cost by Reporting Type | HQ_NEISO | HQ/Maritimes | DR | DemandResponse | 0 | 0 | 0 | 0 | 0 | 0 | DemandResponse | 0 | 0 | 0 | 0 | 0 | 0
| Fuel Cost by Reporting Type | HQ_NEISO | HQ/Maritimes | Coal-CCS | IGCC-CCS | 0 | 0 | 0 | 0 | 0 | 0 | IGCC-CCS | 0 | 0 | 0 | 0 | 0 | 0
| Fuel Cost by Reporting Type | HQ_NEISO | HQ/Maritimes | Off-shore Wind | WT_off | 0 | 0 | 0 | 0 | 0 | 0 | WT_off | 0 | 0 | 0 | 0 | 0 | 0
| Fuel Cost by Reporting Type | HQ_NEISO | HQ/Maritimes | Other | PseudoUnit | 0 | 0 | 0 | 0 | 0 | 0 | PseudoUnit | 0 | 0 | 0 | 0 | 0 | 0
| Fuel Cost by Reporting Type | HQ_NEISO | HQ/Maritimes | HQ/Maritimes | FixedInterchange | 0 | 0 | 0 | 0 | 0 | 0 | FixedInterchange | 0 | 0 | 0 | 0 | 0 | 0
Fuel Cost by Reporting Type
| Fuel Cost by Reporting Type |  |  |  | Fuel Cost by Reporting Type: HQ_NY | [6 empty] | Fuel Cost by Reporting Type: HQ_NY
| Fuel Cost by Reporting Type |  |  |  | ReportingType | 2015 | 2020 | 2025 | 2030 | 2035 | 2040 | ReportingType | 2015 | 2020 | 2025 | 2030 | 2035 | 2040
| Fuel Cost by Reporting Type | HQ_NY | HQ/Maritimes | Other Renew | BM | 0 | 0 | 0 | 0 | 0 | 0 | BM | 0 | 0 | 0 | 0 | 0 | 0
| Fuel Cost by Reporting Type | HQ_NY | HQ/Maritimes | CC | CC | 0 | 0 | 0 | 0 | 0 | 0 | CC | 0 | 0 | 0 | 0 | 0 | 0
| Fuel Cost by Reporting Type | HQ_NY | HQ/Maritimes | Other Renew | CSP | 0 | 0 | 0 | 0 | 0 | 0 | CSP | 0 | 0 | 0 | 0 | 0 | 0
| Fuel Cost by Reporting Type | HQ_NY | HQ/Maritimes | CT | CT | 0 | 0 | 0 | 0 | 0 | 0 | CT | 0 | 0 | 0 | 0 | 0 | 0
| Fuel Cost by Reporting Type | HQ_NY | HQ/Maritimes | Coal | Coal | 0 | 0 | 0 | 0 | 0 | 0 | Coal | 0 | 0 | 0 | 0 | 0 | 0
| Fuel Cost by Reporting Type | HQ_NY | HQ/Maritimes | Other Renew | Geo | 0 | 0 | 0 | 0 | 0 | 0 | Geo | 0 | 0 | 0 | 0 | 0 | 0
| Fuel Cost by Reporting Type | HQ_NY | HQ/Maritimes | Hydro | H | 0 | 0 | 0 | 0 | 0 | 0 | H | 0 | 0 | 0 | 0 | 0 | 0
| Fuel Cost by Reporting Type | HQ_NY | HQ/Maritimes | Other Renew | LFG | 0 | 0 | 0 | 0 | 0 | 0 | LFG | 0 | 0 | 0 | 0 | 0 | 0
| Fuel Cost by Reporting Type | HQ_NY | HQ/Maritimes | Nuclear | Nuc | 0 | 0 | 0 | 0.01 | 0.07 | 0.05 | Nuc | 0 | 0 | 0 | 0 | 0.03 | 0.03
| Fuel Cost by Reporting Type | HQ_NY | HQ/Maritimes | Other | PS | 0 | 0 | 0 | 0 | 0 | 0 | PS | 0 | 0 | 0 | 0 | 0 | 0
| Fuel Cost by Reporting Type | HQ_NY | HQ/Maritimes | Other Renew | PV | 0 | 0 | 0 | 0 | 0 | 0 | PV | 0 | 0 | 0 | 0 | 0 | 0
| Fuel Cost by Reporting Type | HQ_NY | HQ/Maritimes | CT | PeakG | 0 | 0 | 0 | 0 | 0 | 0 | PeakG | 0 | 0 | 0 | 0 | 0 | 0
| Fuel Cost by Reporting Type | HQ_NY | HQ/Maritimes | CT | PeakO | 0 | 0 | 0 | 0 | 0 | 0 | PeakO | 0 | 0 | 0 | 0 | 0 | 0
| Fuel Cost by Reporting Type | HQ_NY | HQ/Maritimes | Other Renew | ST | 0 | 0 | 0 | 0 | 0 | 0 | ST | 0 | 0 | 0 | 0 | 0 | 0
| Fuel Cost by Reporting Type | HQ_NY | HQ/Maritimes | Steam O/G | STOG | 0 | 0 | 0 | 0 | 0 | 0 | STOG | 0 | 0 | 0 | 0 | 0 | 0
| Fuel Cost by Reporting Type | HQ_NY | HQ/Maritimes | Other Renew | STWD | 0 | 0 | 0 | 0 | 0 | 0 | STWD | 0 | 0 | 0 | 0 | 0 | 0
| Fuel Cost by Reporting Type | HQ_NY | HQ/Maritimes | On-shore Wind | WT | 0 | 0 | 0 | 0 | 0 | 0 | WT | 0 | 0 | 0 | 0 | 0 | 0
| Fuel Cost by Reporting Type | HQ_NY | HQ/Maritimes | Coal | IGCC | 0 | 0 | 0 | 0 | 0 | 0 | IGCC | 0 | 0 | 0 | 0 | 0 | 0
| Fuel Cost by Reporting Type | HQ_NY | HQ/Maritimes | DR | DemandResponse | 0 | 0 | 0 | 0 | 0 | 0 | DemandResponse | 0 | 0 | 0 | 0 | 0 | 0
| Fuel Cost by Reporting Type | HQ_NY | HQ/Maritimes | Coal-CCS | IGCC-CCS | 0 | 0 | 0 | 0 | 0 | 0 | IGCC-CCS | 0 | 0 | 0 | 0 | 0 | 0
| Fuel Cost by Reporting Type | HQ_NY | HQ/Maritimes | Off-shore Wind | WT_off | 0 | 0 | 0 | 0 | 0 | 0 | WT_off | 0 | 0 | 0 | 0 | 0 | 0
| Fuel Cost by Reporting Type | HQ_NY | HQ/Maritimes | Other | PseudoUnit | 0 | 0 | 0 | 0 | 0 | 0 | PseudoUnit | 0 | 0 | 0 | 0 | 0 | 0
| Fuel Cost by Reporting Type | HQ_NY | HQ/Maritimes | HQ/Maritimes | FixedInterchange | 0 | 0 | 0 | 0 | 0 | 0 | FixedInterchange | 0 | 0 | 0 | 0 | 0 | 0
Fuel Cost by Reporting Type
| Fuel Cost by Reporting Type |  |  |  | Fuel Cost by Reporting Type: MARITIMES | [6 empty] | Fuel Cost by Reporting Type: MARITIMES
| Fuel Cost by Reporting Type |  |  |  | ReportingType | 2015 | 2020 | 2025 | 2030 | 2035 | 2040 | ReportingType | 2015 | 2020 | 2025 | 2030 | 2035 | 2040
| Fuel Cost by Reporting Type | MARITIMES | HQ/Maritimes | Other Renew | BM | 0 | 0 | 0 | 0 | 0 | 0 | BM | 0 | 0 | 0 | 0 | 0 | 0
| Fuel Cost by Reporting Type | MARITIMES | HQ/Maritimes | CC | CC | 0 | 0 | 0 | 0 | 0 | 0 | CC | 0 | 0 | 0 | 0 | 0 | 0
| Fuel Cost by Reporting Type | MARITIMES | HQ/Maritimes | Other Renew | CSP | 0 | 0 | 0 | 0 | 0 | 0 | CSP | 0 | 0 | 0 | 0 | 0 | 0
| Fuel Cost by Reporting Type | MARITIMES | HQ/Maritimes | CT | CT | 0 | 0 | 0 | 0 | 0 | 0 | CT | 0 | 0 | 0 | 0 | 0 | 0
| Fuel Cost by Reporting Type | MARITIMES | HQ/Maritimes | Coal | Coal | 0 | 0 | 0 | 0 | 0 | 0 | Coal | 0 | 0 | 0 | 0 | 0 | 0
| Fuel Cost by Reporting Type | MARITIMES | HQ/Maritimes | Other Renew | Geo | 0 | 0 | 0 | 0 | 0 | 0 | Geo | 0 | 0 | 0 | 0 | 0 | 0
| Fuel Cost by Reporting Type | MARITIMES | HQ/Maritimes | Hydro | H | 0 | 0 | 0 | 0 | 0 | 0 | H | 0 | 0 | 0 | 0 | 0 | 0
| Fuel Cost by Reporting Type | MARITIMES | HQ/Maritimes | Other Renew | LFG | 0 | 0 | 0 | 0 | 0 | 0 | LFG | 0 | 0 | 0 | 0 | 0 | 0
| Fuel Cost by Reporting Type | MARITIMES | HQ/Maritimes | Nuclear | Nuc | 0 | 0 | 0 | 0 | 0.07 | 0.05 | Nuc | 0 | 0 | 0 | 0 | 0.03 | 0.03
| Fuel Cost by Reporting Type | MARITIMES | HQ/Maritimes | Other | PS | 0 | 0 | 0 | 0 | 0 | 0 | PS | 0 | 0 | 0 | 0 | 0 | 0
| Fuel Cost by Reporting Type | MARITIMES | HQ/Maritimes | Other Renew | PV | 0 | 0 | 0 | 0 | 0 | 0 | PV | 0 | 0 | 0 | 0 | 0 | 0
| Fuel Cost by Reporting Type | MARITIMES | HQ/Maritimes | CT | PeakG | 0 | 0 | 0 | 0 | 0 | 0 | PeakG | 0 | 0 | 0 | 0 | 0 | 0
| Fuel Cost by Reporting Type | MARITIMES | HQ/Maritimes | CT | PeakO | 0 | 0 | 0 | 0 | 0 | 0 | PeakO | 0 | 0 | 0 | 0 | 0 | 0
| Fuel Cost by Reporting Type | MARITIMES | HQ/Maritimes | Other Renew | ST | 0 | 0 | 0 | 0 | 0 | 0 | ST | 0 | 0 | 0 | 0 | 0 | 0
| Fuel Cost by Reporting Type | MARITIMES | HQ/Maritimes | Steam O/G | STOG | 0 | 0 | 0 | 0 | 0 | 0 | STOG | 0 | 0 | 0 | 0 | 0 | 0
| Fuel Cost by Reporting Type | MARITIMES | HQ/Maritimes | Other Renew | STWD | 0 | 0 | 0 | 0 | 0 | 0 | STWD | 0 | 0 | 0 | 0 | 0 | 0
| Fuel Cost by Reporting Type | MARITIMES | HQ/Maritimes | On-shore Wind | WT | 0 | 0 | 0 | 0 | 0 | 0 | WT | 0 | 0 | 0 | 0 | 0 | 0
| Fuel Cost by Reporting Type | MARITIMES | HQ/Maritimes | Coal | IGCC | 0 | 0 | 0 | 0 | 0 | 0 | IGCC | 0 | 0 | 0 | 0 | 0 | 0
| Fuel Cost by Reporting Type | MARITIMES | HQ/Maritimes | DR | DemandResponse | 0 | 0 | 0 | 0 | 0 | 0 | DemandResponse | 0 | 0 | 0 | 0 | 0 | 0
| Fuel Cost by Reporting Type | MARITIMES | HQ/Maritimes | Coal-CCS | IGCC-CCS | 0 | 0 | 0 | 0 | 0 | 0 | IGCC-CCS | 0 | 0 | 0 | 0 | 0 | 0
| Fuel Cost by Reporting Type | MARITIMES | HQ/Maritimes | Off-shore Wind | WT_off | 0 | 0 | 0 | 0 | 0 | 0 | WT_off | 0 | 0 | 0 | 0 | 0 | 0
| Fuel Cost by Reporting Type | MARITIMES | HQ/Maritimes | Other | PseudoUnit | 0 | 0 | 0 | 0 | 0 | 0 | PseudoUnit | 0 | 0 | 0 | 0 | 0 | 0
| Fuel Cost by Reporting Type | MARITIMES | HQ/Maritimes | HQ/Maritimes | FixedInterchange | 0 | 0 | 0 | 0 | 0 | 0 | FixedInterchange | 0 | 0 | 0 | 0 | 0 | 0
Fuel Cost by Reporting Type
| Fuel Cost by Reporting Type |  |  |  | Fuel Cost by Reporting Type: All | [6 empty] | Fuel Cost by Reporting Type: All
| Fuel Cost by Reporting Type |  |  |  | ReportingType | 2015 | 2020 | 2025 | 2030 | 2035 | 2040 | ReportingType | 2015 | 2020 | 2025 | 2030 | 2035 | 2040
| Fuel Cost by Reporting Type | All | All | Other Renew | BM | 154.29 | 411.63 | 635.01 | 1430.59 | 16685.52 | 26827.81 | BM | 151.55 | 413.13 | 609.87 | 844.53 | 11161.19 | 31955.69
| Fuel Cost by Reporting Type | All | All | CC | CC | 66990.91 | 80129.76 | 63505.61 | 36670.97 | 18286.83 | 9638.48 | CC | 70077.14 | 86680.2 | 79341.93 | 43956.06 | 23893.78 | 10444.04
| Fuel Cost by Reporting Type | All | All | Other Renew | CSP | 0 | 0 | 0 | 0 | 0 | 0 | CSP | 0 | 0 | 0 | 0 | 0 | 0
| Fuel Cost by Reporting Type | All | All | CT | CT | 40.04 | 40.87 | 20.76 | 16.68 | 0.34 | 0.25 | CT | 44.51 | 85.31 | 84.31 | 25.33 | 1.84 | 5.19
| Fuel Cost by Reporting Type | All | All | Coal | Coal | 21446.72 | 8549.88 | 928.48 | 810.88 | 1560.61 | 1612.12 | Coal | 19571.52 | 7461.81 | 1174.42 | 877.75 | 1616.68 | 1637.34
| Fuel Cost by Reporting Type | All | All | Other Renew | Geo | 0 | 0 | 0 | 0 | 0 | 0 | Geo | 0 | 0 | 0 | 0 | 0 | 0
| Fuel Cost by Reporting Type | All | All | Hydro | H | 0 | 0 | 0 | 0 | 0 | 0 | H | 0 | 0 | 0 | 0 | 0 | 0
| Fuel Cost by Reporting Type | All | All | Other Renew | LFG | 0.25 | 2.74 | 5.56 | 6.49 | 6.49 | 6.49 | LFG | 0.25 | 2.74 | 5.56 | 6.46 | 6.37 | 6.35
| Fuel Cost by Reporting Type | All | All | Nuclear | Nuc | 7711.7 | 8128.92 | 9413.22 | 12302.16 | 13972.93 | 16138.84 | Nuc | 7711.7 | 8121.24 | 9602.95 | 12264.16 | 13938.96 | 16104.15
| Fuel Cost by Reporting Type | All | All | Other | PS | 0 | 0 | 0 | 0 | 0 | 0 | PS | 0 | 0 | 0 | 0 | 0 | 0
| Fuel Cost by Reporting Type | All | All | Other Renew | PV | 0 | 0 | 0 | 0 | 0 | 0 | PV | 0 | 0 | 0 | 0 | 0 | 0
| Fuel Cost by Reporting Type | All | All | CT | PeakG | 203.5 | 163.41 | 138.68 | 114.27 | 44.84 | 39.07 | PeakG | 227.53 | 351.92 | 433.91 | 186.86 | 130.32 | 100.77
| Fuel Cost by Reporting Type | All | All | CT | PeakO | 0.03 | 0.04 | 0.05 | 0.05 | 0.05 | 0.06 | PeakO | 0 | 0 | 0 | 2.03 | 0 | 0
| Fuel Cost by Reporting Type | All | All | Other Renew | ST | 0 | 0 | 0 | 0 | 0 | 0 | ST | 0 | 0 | 0 | 0 | 0 | 0
| Fuel Cost by Reporting Type | All | All | Steam O/G | STOG | 530.8 | 520.27 | 245.32 | 152.97 | 64.42 | 25.05 | STOG | 543.59 | 494.84 | 269.19 | 145.41 | 32.77 | 20.89
| Fuel Cost by Reporting Type | All | All | Other Renew | STWD | 1020.98 | 1222.88 | 1394.31 | 1860.23 | 2698.22 | 2301.41 | STWD | 1023.87 | 1193.11 | 1336.19 | 1958.58 | 2362.05 | 2251.21
| Fuel Cost by Reporting Type | All | All | On-shore Wind | WT | 0 | 0.01 | 0.01 | 0.02 | 0.02 | 0.02 | WT | 0 | 0.01 | 0.01 | 0.01 | 0.01 | 0.01
| Fuel Cost by Reporting Type | All | All | Coal | IGCC | 87.34 | 88.5 | 6.85 | 0.02 | 0.01 | 0.01 | IGCC | 87.33 | 78.96 | 15.16 | 0 | 0 | 0
| Fuel Cost by Reporting Type | All | All | DR | DemandResponse | 0 | 0 | 0 | 0 | 0 | 0 | DemandResponse | 0 | 0 | 0 | 0 | 0 | 0
| Fuel Cost by Reporting Type | All | All | Coal-CCS | IGCC-CCS | 0 | 0.03 | 0.04 | 0.06 | 0.1 | 0.1 | IGCC-CCS | 0 | 0 | 0 | 0 | 0 | 0
| Fuel Cost by Reporting Type | All | All | Off-shore Wind | WT_off | 0 | 0 | 0 | 0 | 0 | 0 | WT_off | 0 | 0 | 0 | 0 | 0 | 0
| Fuel Cost by Reporting Type | All | All | Other | PseudoUnit | 0 | 0 | 0 | 0 | 0 | 0 | PseudoUnit | 0 | 0 | 0 | 0 | 0 | 0
| Fuel Cost by Reporting Type | All | All | HQ/Maritimes | FixedInterchange | 0 | 0 | 0 | 0 | 0 | 0 | FixedInterchange | 0 | 0 | 0 | 0 | 0 | 0
Fuel Cost by Reporting Type
| Fuel Cost by Reporting Type |  |  |  | Fuel Cost by Reporting Type: EI_US | [6 empty] | Fuel Cost by Reporting Type: EI_US
| Fuel Cost by Reporting Type |  |  |  | ReportingType | 2015 | 2020 | 2025 | 2030 | 2035 | 2040 | ReportingType | 2015 | 2020 | 2025 | 2030 | 2035 | 2040
| Fuel Cost by Reporting Type | EI_US | EI_US | Other Renew | BM | 144.49 | 397.04 | 604.8 | 1326.24 | 14013.32 | 23918.74 | BM | 144.5 | 398.66 | 579.6 | 747.85 | 8606.59 | 28667
| Fuel Cost by Reporting Type | EI_US | EI_US | CC | CC | 44728.23 | 55639.55 | 41527.63 | 24867.95 | 13203.19 | 5937.08 | CC | 47832.47 | 62068.16 | 57279.73 | 30795.83 | 18825.27 | 6583.65
| Fuel Cost by Reporting Type | EI_US | EI_US | Other Renew | CSP | 0 | 0 | 0 | 0 | 0 | 0 | CSP | 0 | 0 | 0 | 0 | 0 | 0
| Fuel Cost by Reporting Type | EI_US | EI_US | CT | CT | 40.03 | 40.69 | 20.65 | 16.27 | 0.33 | 0.24 | CT | 44.51 | 85.14 | 84.21 | 24.93 | 1.84 | 5.19
| Fuel Cost by Reporting Type | EI_US | EI_US | Coal | Coal | 18456.56 | 6410.87 | 623.59 | 615.29 | 1310.53 | 1379.6 | Coal | 16586.37 | 5339.71 | 893.17 | 668.36 | 1323.51 | 1378.58
| Fuel Cost by Reporting Type | EI_US | EI_US | Other Renew | Geo | 0 | 0 | 0 | 0 | 0 | 0 | Geo | 0 | 0 | 0 | 0 | 0 | 0
| Fuel Cost by Reporting Type | EI_US | EI_US | Hydro | H | 0 | 0 | 0 | 0 | 0 | 0 | H | 0 | 0 | 0 | 0 | 0 | 0
| Fuel Cost by Reporting Type | EI_US | EI_US | Other Renew | LFG | 0.18 | 1.54 | 3.19 | 4.11 | 4.11 | 4.11 | LFG | 0.18 | 1.48 | 3.43 | 4.08 | 4 | 3.97
| Fuel Cost by Reporting Type | EI_US | EI_US | Nuclear | Nuc | 5902.65 | 6282.9 | 6894.31 | 8406.15 | 8825.42 | 10264.75 | Nuc | 5902.65 | 6282.89 | 7095.33 | 8709.64 | 8801.69 | 10376.43
| Fuel Cost by Reporting Type | EI_US | EI_US | Other | PS | 0 | 0 | 0 | 0 | 0 | 0 | PS | 0 | 0 | 0 | 0 | 0 | 0
| Fuel Cost by Reporting Type | EI_US | EI_US | Other Renew | PV | 0 | 0 | 0 | 0 | 0 | 0 | PV | 0 | 0 | 0 | 0 | 0 | 0
| Fuel Cost by Reporting Type | EI_US | EI_US | CT | PeakG | 203.26 | 162.9 | 138.66 | 112.14 | 42.62 | 35.8 | PeakG | 227.53 | 351.43 | 433.64 | 184.64 | 128.11 | 97.5
| Fuel Cost by Reporting Type | EI_US | EI_US | CT | PeakO | 0.03 | 0.03 | 0.04 | 0.04 | 0.04 | 0.05 | PeakO | 0 | 0 | 0 | 2.03 | 0 | 0
| Fuel Cost by Reporting Type | EI_US | EI_US | Other Renew | ST | 0 | 0 | 0 | 0 | 0 | 0 | ST | 0 | 0 | 0 | 0 | 0 | 0
| Fuel Cost by Reporting Type | EI_US | EI_US | Steam O/G | STOG | 338.86 | 244.79 | 147.41 | 115.34 | 60.98 | 23.53 | STOG | 384.08 | 259.42 | 171.82 | 95.42 | 30.17 | 19.29
| Fuel Cost by Reporting Type | EI_US | EI_US | Other Renew | STWD | 638.09 | 544.66 | 552.78 | 866.61 | 1654.34 | 1272.39 | STWD | 642.49 | 516.39 | 495.52 | 980.25 | 1383.72 | 1207.32
| Fuel Cost by Reporting Type | EI_US | EI_US | On-shore Wind | WT | 0 | 0.01 | 0.01 | 0.01 | 0.01 | 0.01 | WT | 0 | 0 | 0.01 | 0.01 | 0.01 | 0.01
| Fuel Cost by Reporting Type | EI_US | EI_US | Coal | IGCC | 87.34 | 88.5 | 6.85 | 0.02 | 0.01 | 0.01 | IGCC | 87.33 | 78.96 | 15.16 | 0 | 0 | 0
| Fuel Cost by Reporting Type | EI_US | EI_US | DR | DemandResponse | 0 | 0 | 0 | 0 | 0 | 0 | DemandResponse | 0 | 0 | 0 | 0 | 0 | 0
| Fuel Cost by Reporting Type | EI_US | EI_US | Coal-CCS | IGCC-CCS | 0 | 0.03 | 0.04 | 0.05 | 0.1 | 0.09 | IGCC-CCS | 0 | 0 | 0 | 0 | 0 | 0
| Fuel Cost by Reporting Type | EI_US | EI_US | Off-shore Wind | WT_off | 0 | 0 | 0 | 0 | 0 | 0 | WT_off | 0 | 0 | 0 | 0 | 0 | 0
| Fuel Cost by Reporting Type | EI_US | EI_US | Other | PseudoUnit | 0 | 0 | 0 | 0 | 0 | 0 | PseudoUnit | 0 | 0 | 0 | 0 | 0 | 0
| Fuel Cost by Reporting Type | EI_US | EI_US | HQ/Maritimes | FixedInterchange | 0 | 0 | 0 | 0 | 0 | 0 | FixedInterchange | 0 | 0 | 0 | 0 | 0 | 0
Fuel Cost by Reporting Type
| Fuel Cost by Reporting Type |  |  |  | Fuel Cost by Reporting Type: EI_Canada | [6 empty] | Fuel Cost by Reporting Type: EI_Canada
| Fuel Cost by Reporting Type |  |  |  | ReportingType | 2015 | 2020 | 2025 | 2030 | 2035 | 2040 | ReportingType | 2015 | 2020 | 2025 | 2030 | 2035 | 2040
| Fuel Cost by Reporting Type | EI_Canada | EI_Canada | Other Renew | BM | 0 | 0.09 | 0.08 | 10.47 | 206.77 | 126.91 | BM | 0 | 0 | 0 | 2.81 | 2.81 | 11.05
| Fuel Cost by Reporting Type | EI_Canada | EI_Canada | CC | CC | 81.75 | 29.67 | 4.5 | 0.01 | 0 | 0 | CC | 83.56 | 29.71 | 1.7 | 0 | 0 | 0
| Fuel Cost by Reporting Type | EI_Canada | EI_Canada | Other Renew | CSP | 0 | 0 | 0 | 0 | 0 | 0 | CSP | 0 | 0 | 0 | 0 | 0 | 0
| Fuel Cost by Reporting Type | EI_Canada | EI_Canada | CT | CT | 0 | 0 | 0 | 0 | 0 | 0 | CT | 0 | 0 | 0 | 0 | 0 | 0
| Fuel Cost by Reporting Type | EI_Canada | EI_Canada | Coal | Coal | 0.01 | 0.01 | 0 | 0 | 0 | 0 | Coal | 0 | 0 | 0 | 0 | 0 | 0
| Fuel Cost by Reporting Type | EI_Canada | EI_Canada | Other Renew | Geo | 0 | 0 | 0 | 0 | 0 | 0 | Geo | 0 | 0 | 0 | 0 | 0 | 0
| Fuel Cost by Reporting Type | EI_Canada | EI_Canada | Hydro | H | 0 | 0 | 0 | 0 | 0 | 0 | H | 0 | 0 | 0 | 0 | 0 | 0
| Fuel Cost by Reporting Type | EI_Canada | EI_Canada | Other Renew | LFG | 0.02 | 0.02 | 0.02 | 0.02 | 0.02 | 0.02 | LFG | 0.02 | 0.02 | 0.02 | 0.02 | 0.02 | 0.02
| Fuel Cost by Reporting Type | EI_Canada | EI_Canada | Nuclear | Nuc | 854.24 | 871.66 | 926.13 | 944.23 | 869.64 | 757.9 | Nuc | 854.24 | 863.97 | 905.96 | 944.22 | 869.53 | 757.82
| Fuel Cost by Reporting Type | EI_Canada | EI_Canada | Other | PS | 0 | 0 | 0 | 0 | 0 | 0 | PS | 0 | 0 | 0 | 0 | 0 | 0
| Fuel Cost by Reporting Type | EI_Canada | EI_Canada | Other Renew | PV | 0 | 0 | 0 | 0 | 0 | 0 | PV | 0 | 0 | 0 | 0 | 0 | 0
| Fuel Cost by Reporting Type | EI_Canada | EI_Canada | CT | PeakG | 0.22 | 0 | 0 | 0 | 0 | 0 | PeakG | 0 | 0 | 0 | 0 | 0 | 0
| Fuel Cost by Reporting Type | EI_Canada | EI_Canada | CT | PeakO | 0 | 0 | 0 | 0 | 0 | 0 | PeakO | 0 | 0 | 0 | 0 | 0 | 0
| Fuel Cost by Reporting Type | EI_Canada | EI_Canada | Other Renew | ST | 0 | 0 | 0 | 0 | 0 | 0 | ST | 0 | 0 | 0 | 0 | 0 | 0
| Fuel Cost by Reporting Type | EI_Canada | EI_Canada | Steam O/G | STOG | 0 | 0 | 0 | 0 | 0 | 0 | STOG | 0 | 0 | 0 | 0 | 0 | 0
| Fuel Cost by Reporting Type | EI_Canada | EI_Canada | Other Renew | STWD | 1.82 | 1.82 | 1.82 | 17.12 | 67.38 | 52.52 | STWD | 0.3 | 0.3 | 0.95 | 1.82 | 1.82 | 67.38
| Fuel Cost by Reporting Type | EI_Canada | EI_Canada | On-shore Wind | WT | 0 | 0 | 0 | 0 | 0 | 0 | WT | 0 | 0 | 0 | 0 | 0 | 0
| Fuel Cost by Reporting Type | EI_Canada | EI_Canada | Coal | IGCC | 0 | 0 | 0 | 0 | 0 | 0 | IGCC | 0 | 0 | 0 | 0 | 0 | 0
| Fuel Cost by Reporting Type | EI_Canada | EI_Canada | DR | DemandResponse | 0 | 0 | 0 | 0 | 0 | 0 | DemandResponse | 0 | 0 | 0 | 0 | 0 | 0
| Fuel Cost by Reporting Type | EI_Canada | EI_Canada | Coal-CCS | IGCC-CCS | 0 | 0 | 0 | 0 | 0 | 0 | IGCC-CCS | 0 | 0 | 0 | 0 | 0 | 0
| Fuel Cost by Reporting Type | EI_Canada | EI_Canada | Off-shore Wind | WT_off | 0 | 0 | 0 | 0 | 0 | 0 | WT_off | 0 | 0 | 0 | 0 | 0 | 0
| Fuel Cost by Reporting Type | EI_Canada | EI_Canada | Other | PseudoUnit | 0 | 0 | 0 | 0 | 0 | 0 | PseudoUnit | 0 | 0 | 0 | 0 | 0 | 0
| Fuel Cost by Reporting Type | EI_Canada | EI_Canada | HQ/Maritimes | FixedInterchange | 0 | 0 | 0 | 0 | 0 | 0 | FixedInterchange | 0 | 0 | 0 | 0 | 0 | 0
Fuel Cost by Reporting Type
| Fuel Cost by Reporting Type |  |  |  | Fuel Cost by Reporting Type: EI | [6 empty] | Fuel Cost by Reporting Type: EI
| Fuel Cost by Reporting Type |  |  |  | ReportingType | 2015 | 2020 | 2025 | 2030 | 2035 | 2040 | ReportingType | 2015 | 2020 | 2025 | 2030 | 2035 | 2040
| Fuel Cost by Reporting Type | EI | EI | Other Renew | BM | 144.49 | 397.13 | 604.88 | 1336.71 | 14220.09 | 24045.65 | BM | 144.5 | 398.66 | 579.6 | 750.66 | 8609.4 | 28678.05
| Fuel Cost by Reporting Type | EI | EI | CC | CC | 44809.98 | 55669.22 | 41532.12 | 24867.95 | 13203.19 | 5937.09 | CC | 47916.03 | 62097.87 | 57281.43 | 30795.83 | 18825.27 | 6583.65
| Fuel Cost by Reporting Type | EI | EI | Other Renew | CSP | 0 | 0 | 0 | 0 | 0 | 0 | CSP | 0 | 0 | 0 | 0 | 0 | 0
| Fuel Cost by Reporting Type | EI | EI | CT | CT | 40.03 | 40.69 | 20.65 | 16.27 | 0.34 | 0.25 | CT | 44.51 | 85.14 | 84.21 | 24.93 | 1.84 | 5.19
| Fuel Cost by Reporting Type | EI | EI | Coal | Coal | 18456.57 | 6410.88 | 623.6 | 615.29 | 1310.54 | 1379.6 | Coal | 16586.37 | 5339.71 | 893.17 | 668.36 | 1323.51 | 1378.58
| Fuel Cost by Reporting Type | EI | EI | Other Renew | Geo | 0 | 0 | 0 | 0 | 0 | 0 | Geo | 0 | 0 | 0 | 0 | 0 | 0
| Fuel Cost by Reporting Type | EI | EI | Hydro | H | 0 | 0 | 0 | 0 | 0 | 0 | H | 0 | 0 | 0 | 0 | 0 | 0
| Fuel Cost by Reporting Type | EI | EI | Other Renew | LFG | 0.2 | 1.56 | 3.21 | 4.13 | 4.13 | 4.13 | LFG | 0.2 | 1.5 | 3.45 | 4.1 | 4.02 | 3.99
| Fuel Cost by Reporting Type | EI | EI | Nuclear | Nuc | 6756.89 | 7154.55 | 7820.44 | 9350.38 | 9695.06 | 11022.65 | Nuc | 6756.89 | 7146.87 | 8001.3 | 9653.86 | 9671.22 | 11134.25
| Fuel Cost by Reporting Type | EI | EI | Other | PS | 0 | 0 | 0 | 0 | 0 | 0 | PS | 0 | 0 | 0 | 0 | 0 | 0
| Fuel Cost by Reporting Type | EI | EI | Other Renew | PV | 0 | 0 | 0 | 0 | 0 | 0 | PV | 0 | 0 | 0 | 0 | 0 | 0
| Fuel Cost by Reporting Type | EI | EI | CT | PeakG | 203.49 | 162.91 | 138.66 | 112.14 | 42.62 | 35.8 | PeakG | 227.53 | 351.43 | 433.64 | 184.64 | 128.11 | 97.5
| Fuel Cost by Reporting Type | EI | EI | CT | PeakO | 0.03 | 0.03 | 0.04 | 0.04 | 0.04 | 0.05 | PeakO | 0 | 0 | 0 | 2.03 | 0 | 0
| Fuel Cost by Reporting Type | EI | EI | Other Renew | ST | 0 | 0 | 0 | 0 | 0 | 0 | ST | 0 | 0 | 0 | 0 | 0 | 0
| Fuel Cost by Reporting Type | EI | EI | Steam O/G | STOG | 338.86 | 244.79 | 147.41 | 115.34 | 60.98 | 23.54 | STOG | 384.08 | 259.42 | 171.82 | 95.42 | 30.17 | 19.29
| Fuel Cost by Reporting Type | EI | EI | Other Renew | STWD | 639.91 | 546.48 | 554.6 | 883.74 | 1721.72 | 1324.91 | STWD | 642.79 | 516.69 | 496.47 | 982.07 | 1385.54 | 1274.7
| Fuel Cost by Reporting Type | EI | EI | On-shore Wind | WT | 0 | 0.01 | 0.01 | 0.01 | 0.01 | 0.01 | WT | 0 | 0 | 0.01 | 0.01 | 0.01 | 0.01
| Fuel Cost by Reporting Type | EI | EI | Coal | IGCC | 87.34 | 88.5 | 6.85 | 0.02 | 0.01 | 0.01 | IGCC | 87.33 | 78.96 | 15.16 | 0 | 0 | 0
| Fuel Cost by Reporting Type | EI | EI | DR | DemandResponse | 0 | 0 | 0 | 0 | 0 | 0 | DemandResponse | 0 | 0 | 0 | 0 | 0 | 0
| Fuel Cost by Reporting Type | EI | EI | Coal-CCS | IGCC-CCS | 0 | 0.03 | 0.04 | 0.05 | 0.1 | 0.09 | IGCC-CCS | 0 | 0 | 0 | 0 | 0 | 0
| Fuel Cost by Reporting Type | EI | EI | Off-shore Wind | WT_off | 0 | 0 | 0 | 0 | 0 | 0 | WT_off | 0 | 0 | 0 | 0 | 0 | 0
| Fuel Cost by Reporting Type | EI | EI | Other | PseudoUnit | 0 | 0 | 0 | 0 | 0 | 0 | PseudoUnit | 0 | 0 | 0 | 0 | 0 | 0
| Fuel Cost by Reporting Type | EI | EI | HQ/Maritimes | FixedInterchange | 0 | 0 | 0 | 0 | 0 | 0 | FixedInterchange | 0 | 0 | 0 | 0 | 0 | 0
Fuel Cost by Reporting Type
| Fuel Cost by Reporting Type |  |  |  | Fuel Cost by Reporting Type: Outside_EI | [6 empty] | Fuel Cost by Reporting Type: Outside_EI
| Fuel Cost by Reporting Type |  |  |  | ReportingType | 2015 | 2020 | 2025 | 2030 | 2035 | 2040 | ReportingType | 2015 | 2020 | 2025 | 2030 | 2035 | 2040
| Fuel Cost by Reporting Type | Outside_EI | Outside_EI | Other Renew | BM | 9.8 | 14.51 | 30.13 | 93.88 | 2465.42 | 2782.16 | BM | 7.05 | 14.47 | 30.27 | 93.87 | 2551.79 | 3277.64
| Fuel Cost by Reporting Type | Outside_EI | Outside_EI | CC | CC | 22180.92 | 24460.53 | 21973.49 | 11803.02 | 5083.63 | 3701.39 | CC | 22161.11 | 24582.34 | 22060.5 | 13160.23 | 5068.51 | 3860.4
| Fuel Cost by Reporting Type | Outside_EI | Outside_EI | Other Renew | CSP | 0 | 0 | 0 | 0 | 0 | 0 | CSP | 0 | 0 | 0 | 0 | 0 | 0
| Fuel Cost by Reporting Type | Outside_EI | Outside_EI | CT | CT | 0.01 | 0.17 | 0.11 | 0.41 | 0 | 0 | CT | 0 | 0.17 | 0.1 | 0.41 | 0 | 0
| Fuel Cost by Reporting Type | Outside_EI | Outside_EI | Coal | Coal | 2990.16 | 2139 | 304.89 | 195.59 | 250.08 | 232.52 | Coal | 2985.15 | 2122.09 | 281.25 | 209.39 | 293.17 | 258.75
| Fuel Cost by Reporting Type | Outside_EI | Outside_EI | Other Renew | Geo | 0 | 0 | 0 | 0 | 0 | 0 | Geo | 0 | 0 | 0 | 0 | 0 | 0
| Fuel Cost by Reporting Type | Outside_EI | Outside_EI | Hydro | H | 0 | 0 | 0 | 0 | 0 | 0 | H | 0 | 0 | 0 | 0 | 0 | 0
| Fuel Cost by Reporting Type | Outside_EI | Outside_EI | Other Renew | LFG | 0.05 | 1.18 | 2.36 | 2.36 | 2.36 | 2.36 | LFG | 0.05 | 1.24 | 2.11 | 2.36 | 2.36 | 2.36
| Fuel Cost by Reporting Type | Outside_EI | Outside_EI | Nuclear | Nuc | 954.82 | 974.36 | 1592.78 | 2951.79 | 4277.87 | 5116.19 | Nuc | 954.81 | 974.37 | 1601.66 | 2610.31 | 4267.74 | 4969.9
| Fuel Cost by Reporting Type | Outside_EI | Outside_EI | Other | PS | 0 | 0 | 0 | 0 | 0 | 0 | PS | 0 | 0 | 0 | 0 | 0 | 0
| Fuel Cost by Reporting Type | Outside_EI | Outside_EI | Other Renew | PV | 0 | 0 | 0 | 0 | 0 | 0 | PV | 0 | 0 | 0 | 0 | 0 | 0
| Fuel Cost by Reporting Type | Outside_EI | Outside_EI | CT | PeakG | 0.01 | 0.51 | 0.02 | 2.13 | 2.22 | 3.28 | PeakG | 0 | 0.48 | 0.27 | 2.22 | 2.21 | 3.27
| Fuel Cost by Reporting Type | Outside_EI | Outside_EI | CT | PeakO | 0.01 | 0.01 | 0.01 | 0.01 | 0.01 | 0.01 | PeakO | 0 | 0 | 0 | 0 | 0 | 0
| Fuel Cost by Reporting Type | Outside_EI | Outside_EI | Other Renew | ST | 0 | 0 | 0 | 0 | 0 | 0 | ST | 0 | 0 | 0 | 0 | 0 | 0
| Fuel Cost by Reporting Type | Outside_EI | Outside_EI | Steam O/G | STOG | 191.93 | 275.47 | 97.91 | 37.63 | 3.43 | 1.51 | STOG | 159.51 | 235.42 | 97.37 | 49.99 | 2.6 | 1.6
| Fuel Cost by Reporting Type | Outside_EI | Outside_EI | Other Renew | STWD | 381.07 | 676.4 | 839.71 | 976.5 | 976.51 | 976.5 | STWD | 381.08 | 676.41 | 839.72 | 976.51 | 976.51 | 976.51
| Fuel Cost by Reporting Type | Outside_EI | Outside_EI | On-shore Wind | WT | 0 | 0 | 0 | 0 | 0 | 0 | WT | 0 | 0 | 0 | 0 | 0 | 0
| Fuel Cost by Reporting Type | Outside_EI | Outside_EI | Coal | IGCC | 0 | 0 | 0 | 0 | 0 | 0 | IGCC | 0 | 0 | 0 | 0 | 0 | 0
| Fuel Cost by Reporting Type | Outside_EI | Outside_EI | DR | DemandResponse | 0 | 0 | 0 | 0 | 0 | 0 | DemandResponse | 0 | 0 | 0 | 0 | 0 | 0
| Fuel Cost by Reporting Type | Outside_EI | Outside_EI | Coal-CCS | IGCC-CCS | 0 | 0 | 0 | 0.01 | 0.01 | 0.01 | IGCC-CCS | 0 | 0 | 0 | 0 | 0 | 0
| Fuel Cost by Reporting Type | Outside_EI | Outside_EI | Off-shore Wind | WT_off | 0 | 0 | 0 | 0 | 0 | 0 | WT_off | 0 | 0 | 0 | 0 | 0 | 0
| Fuel Cost by Reporting Type | Outside_EI | Outside_EI | Other | PseudoUnit | 0 | 0 | 0 | 0 | 0 | 0 | PseudoUnit | 0 | 0 | 0 | 0 | 0 | 0
| Fuel Cost by Reporting Type | Outside_EI | Outside_EI | HQ/Maritimes | FixedInterchange | 0 | 0 | 0 | 0 | 0 | 0 | FixedInterchange | 0 | 0 | 0 | 0 | 0 | 0
#7 Emission Cost ($million) |  |  |  |  | #7 | 2015: Emission Cost ($million) | #7 | Emission Cost ($million)
[5 empty] | ==== Emission Program: TitleIV_CAIRSO2 : (SO2) ==== | [6 empty] | ==== Emission Program: TitleIV_CAIRSO2 : (SO2) ====
[5 empty] | Emission Cost by Reporting Type: Entergy | [6 empty] | Emission Cost by Reporting Type: Entergy
[5 empty] | ReportingType | 2015 | 2020 | 2025 | 2030 | 2035 | 2040 | ReportingType | 2015 | 2020 | 2025 | 2030 | 2035 | 2040
| ==== Emission Program: TitleIV_CAIRSO2 : (SO2) ==== | ENT | Southwest | Other Renew | BM | 0 | 0 | 0 | 0 | 0 | 0 | BM | 0 | 0 | 0 | 0 | 0 | 0
| ==== Emission Program: TitleIV_CAIRSO2 : (SO2) ==== | ENT | Southwest | CC | CC | 0 | 0 | 0 | 0 | 0 | 0 | CC | 0 | 0 | 0 | 0 | 0 | 0
| ==== Emission Program: TitleIV_CAIRSO2 : (SO2) ==== | ENT | Southwest | Other Renew | CSP | 0 | 0 | 0 | 0 | 0 | 0 | CSP | 0 | 0 | 0 | 0 | 0 | 0
| ==== Emission Program: TitleIV_CAIRSO2 : (SO2) ==== | ENT | Southwest | CT | CT | 0 | 0 | 0 | 0 | 0 | 0 | CT | 0 | 0 | 0 | 0 | 0 | 0
| ==== Emission Program: TitleIV_CAIRSO2 : (SO2) ==== | ENT | Southwest | Coal | Coal | 30.9 | 0 | 0 | 0 | 0 | 0 | Coal | 23.35 | 0 | 0 | 0 | 0 | 0
| ==== Emission Program: TitleIV_CAIRSO2 : (SO2) ==== | ENT | Southwest | Other Renew | Geo | 0 | 0 | 0 | 0 | 0 | 0 | Geo | 0 | 0 | 0 | 0 | 0 | 0
| ==== Emission Program: TitleIV_CAIRSO2 : (SO2) ==== | ENT | Southwest | Hydro | H | 0 | 0 | 0 | 0 | 0 | 0 | H | 0 | 0 | 0 | 0 | 0 | 0
| ==== Emission Program: TitleIV_CAIRSO2 : (SO2) ==== | ENT | Southwest | Other Renew | LFG | 0 | 0 | 0 | 0 | 0 | 0 | LFG | 0 | 0 | 0 | 0 | 0 | 0
| ==== Emission Program: TitleIV_CAIRSO2 : (SO2) ==== | ENT | Southwest | Nuclear | Nuc | 0 | 0 | 0 | 0 | 0 | 0 | Nuc | 0 | 0 | 0 | 0 | 0 | 0
| ==== Emission Program: TitleIV_CAIRSO2 : (SO2) ==== | ENT | Southwest | Other | PS | 0 | 0 | 0 | 0 | 0 | 0 | PS | 0 | 0 | 0 | 0 | 0 | 0
| ==== Emission Program: TitleIV_CAIRSO2 : (SO2) ==== | ENT | Southwest | Other Renew | PV | 0 | 0 | 0 | 0 | 0 | 0 | PV | 0 | 0 | 0 | 0 | 0 | 0
| ==== Emission Program: TitleIV_CAIRSO2 : (SO2) ==== | ENT | Southwest | CT | PeakG | 0 | 0 | 0 | 0 | 0 | 0 | PeakG | 0 | 0 | 0 | 0 | 0 | 0
| ==== Emission Program: TitleIV_CAIRSO2 : (SO2) ==== | ENT | Southwest | CT | PeakO | 0 | 0 | 0 | 0 | 0 | 0 | PeakO | 0 | 0 | 0 | 0 | 0 | 0
| ==== Emission Program: TitleIV_CAIRSO2 : (SO2) ==== | ENT | Southwest | Other Renew | ST | 0 | 0 | 0 | 0 | 0 | 0 | ST | 0 | 0 | 0 | 0 | 0 | 0
| ==== Emission Program: TitleIV_CAIRSO2 : (SO2) ==== | ENT | Southwest | Steam O/G | STOG | 0 | 0 | 0 | 0 | 0 | 0 | STOG | 0 | 0 | 0 | 0 | 0 | 0
| ==== Emission Program: TitleIV_CAIRSO2 : (SO2) ==== | ENT | Southwest | Other Renew | STWD | 0 | 0 | 0 | 0 | 0 | 0 | STWD | 0 | 0 | 0 | 0 | 0 | 0
| ==== Emission Program: TitleIV_CAIRSO2 : (SO2) ==== | ENT | Southwest | On-shore Wind | WT | 0 | 0 | 0 | 0 | 0 | 0 | WT | 0 | 0 | 0 | 0 | 0 | 0
| ==== Emission Program: TitleIV_CAIRSO2 : (SO2) ==== | ENT | Southwest | Coal | IGCC | 0 | 0 | 0 | 0 | 0 | 0 | IGCC | 0 | 0 | 0 | 0 | 0 | 0
| ==== Emission Program: TitleIV_CAIRSO2 : (SO2) ==== | ENT | Southwest | DR | DemandResponse | 0 | 0 | 0 | 0 | 0 | 0 | DemandResponse | 0 | 0 | 0 | 0 | 0 | 0
| ==== Emission Program: TitleIV_CAIRSO2 : (SO2) ==== | ENT | Southwest | Coal-CCS | IGCC-CCS | 0 | 0 | 0 | 0 | 0 | 0 | IGCC-CCS | 0 | 0 | 0 | 0 | 0 | 0
| ==== Emission Program: TitleIV_CAIRSO2 : (SO2) ==== | ENT | Southwest | Off-shore Wind | WT_off | 0 | 0 | 0 | 0 | 0 | 0 | WT_off | 0 | 0 | 0 | 0 | 0 | 0
| ==== Emission Program: TitleIV_CAIRSO2 : (SO2) ==== | ENT | Southwest | Other | PseudoUnit | 0 | 0 | 0 | 0 | 0 | 0 | PseudoUnit | 0 | 0 | 0 | 0 | 0 | 0
| ==== Emission Program: TitleIV_CAIRSO2 : (SO2) ==== | ENT | Southwest | HQ/Maritimes | FixedInterchange | 0 | 0 | 0 | 0 | 0 | 0 | FixedInterchange | 0 | 0 | 0 | 0 | 0 | 0
==== Emission Program: TitleIV_CAIRSO2 : (SO2) ====
| ==== Emission Program: TitleIV_CAIRSO2 : (SO2) ==== |  |  |  | Emission Cost by Reporting Type: FRCC | [6 empty] | Emission Cost by Reporting Type: FRCC
| ==== Emission Program: TitleIV_CAIRSO2 : (SO2) ==== |  |  |  | ReportingType | 2015 | 2020 | 2025 | 2030 | 2035 | 2040 | ReportingType | 2015 | 2020 | 2025 | 2030 | 2035 | 2040
| ==== Emission Program: TitleIV_CAIRSO2 : (SO2) ==== | FRCC | South | Other Renew | BM | 0 | 0 | 0 | 0 | 0 | 0 | BM | 0 | 0 | 0 | 0 | 0 | 0
| ==== Emission Program: TitleIV_CAIRSO2 : (SO2) ==== | FRCC | South | CC | CC | 0 | 0 | 0 | 0 | 0 | 0 | CC | 0 | 0 | 0 | 0 | 0 | 0
| ==== Emission Program: TitleIV_CAIRSO2 : (SO2) ==== | FRCC | South | Other Renew | CSP | 0 | 0 | 0 | 0 | 0 | 0 | CSP | 0 | 0 | 0 | 0 | 0 | 0
| ==== Emission Program: TitleIV_CAIRSO2 : (SO2) ==== | FRCC | South | CT | CT | 0 | 0 | 0 | 0 | 0 | 0 | CT | 0 | 0 | 0 | 0 | 0 | 0
| ==== Emission Program: TitleIV_CAIRSO2 : (SO2) ==== | FRCC | South | Coal | Coal | 4.12 | 0 | 0 | 0 | 0 | 0 | Coal | 4.09 | 0 | 0 | 0 | 0 | 0
| ==== Emission Program: TitleIV_CAIRSO2 : (SO2) ==== | FRCC | South | Other Renew | Geo | 0 | 0 | 0 | 0 | 0 | 0 | Geo | 0 | 0 | 0 | 0 | 0 | 0
| ==== Emission Program: TitleIV_CAIRSO2 : (SO2) ==== | FRCC | South | Hydro | H | 0 | 0 | 0 | 0 | 0 | 0 | H | 0 | 0 | 0 | 0 | 0 | 0
| ==== Emission Program: TitleIV_CAIRSO2 : (SO2) ==== | FRCC | South | Other Renew | LFG | 0 | 0 | 0 | 0 | 0 | 0 | LFG | 0 | 0 | 0 | 0 | 0 | 0
| ==== Emission Program: TitleIV_CAIRSO2 : (SO2) ==== | FRCC | South | Nuclear | Nuc | 0 | 0 | 0 | 0 | 0 | 0 | Nuc | 0 | 0 | 0 | 0 | 0 | 0
| ==== Emission Program: TitleIV_CAIRSO2 : (SO2) ==== | FRCC | South | Other | PS | 0 | 0 | 0 | 0 | 0 | 0 | PS | 0 | 0 | 0 | 0 | 0 | 0
| ==== Emission Program: TitleIV_CAIRSO2 : (SO2) ==== | FRCC | South | Other Renew | PV | 0 | 0 | 0 | 0 | 0 | 0 | PV | 0 | 0 | 0 | 0 | 0 | 0
| ==== Emission Program: TitleIV_CAIRSO2 : (SO2) ==== | FRCC | South | CT | PeakG | 0 | 0 | 0 | 0 | 0 | 0 | PeakG | 0 | 0 | 0 | 0 | 0 | 0
| ==== Emission Program: TitleIV_CAIRSO2 : (SO2) ==== | FRCC | South | CT | PeakO | 0 | 0 | 0 | 0 | 0 | 0 | PeakO | 0 | 0 | 0 | 0 | 0 | 0
| ==== Emission Program: TitleIV_CAIRSO2 : (SO2) ==== | FRCC | South | Other Renew | ST | 0 | 0 | 0 | 0 | 0 | 0 | ST | 0 | 0 | 0 | 0 | 0 | 0
| ==== Emission Program: TitleIV_CAIRSO2 : (SO2) ==== | FRCC | South | Steam O/G | STOG | 0 | 0 | 0 | 0 | 0 | 0 | STOG | 0 | 0 | 0 | 0 | 0 | 0
| ==== Emission Program: TitleIV_CAIRSO2 : (SO2) ==== | FRCC | South | Other Renew | STWD | 0 | 0 | 0 | 0 | 0 | 0 | STWD | 0 | 0 | 0 | 0 | 0 | 0
| ==== Emission Program: TitleIV_CAIRSO2 : (SO2) ==== | FRCC | South | On-shore Wind | WT | 0 | 0 | 0 | 0 | 0 | 0 | WT | 0 | 0 | 0 | 0 | 0 | 0
| ==== Emission Program: TitleIV_CAIRSO2 : (SO2) ==== | FRCC | South | Coal | IGCC | 0 | 0 | 0 | 0 | 0 | 0 | IGCC | 0 | 0 | 0 | 0 | 0 | 0
| ==== Emission Program: TitleIV_CAIRSO2 : (SO2) ==== | FRCC | South | DR | DemandResponse | 0 | 0 | 0 | 0 | 0 | 0 | DemandResponse | 0 | 0 | 0 | 0 | 0 | 0
| ==== Emission Program: TitleIV_CAIRSO2 : (SO2) ==== | FRCC | South | Coal-CCS | IGCC-CCS | 0 | 0 | 0 | 0 | 0 | 0 | IGCC-CCS | 0 | 0 | 0 | 0 | 0 | 0
| ==== Emission Program: TitleIV_CAIRSO2 : (SO2) ==== | FRCC | South | Off-shore Wind | WT_off | 0 | 0 | 0 | 0 | 0 | 0 | WT_off | 0 | 0 | 0 | 0 | 0 | 0
| ==== Emission Program: TitleIV_CAIRSO2 : (SO2) ==== | FRCC | South | Other | PseudoUnit | 0 | 0 | 0 | 0 | 0 | 0 | PseudoUnit | 0 | 0 | 0 | 0 | 0 | 0
| ==== Emission Program: TitleIV_CAIRSO2 : (SO2) ==== | FRCC | South | HQ/Maritimes | FixedInterchange | 0 | 0 | 0 | 0 | 0 | 0 | FixedInterchange | 0 | 0 | 0 | 0 | 0 | 0
==== Emission Program: TitleIV_CAIRSO2 : (SO2) ====
| ==== Emission Program: TitleIV_CAIRSO2 : (SO2) ==== |  |  |  | Emission Cost by Reporting Type: MAPP_US | [6 empty] | Emission Cost by Reporting Type: MAPP_US
| ==== Emission Program: TitleIV_CAIRSO2 : (SO2) ==== |  |  |  | ReportingType | 2015 | 2020 | 2025 | 2030 | 2035 | 2040 | ReportingType | 2015 | 2020 | 2025 | 2030 | 2035 | 2040
| ==== Emission Program: TitleIV_CAIRSO2 : (SO2) ==== | MAPP_US | Midwest | Other Renew | BM | 0 | 0 | 0 | 0 | 0 | 0 | BM | 0 | 0 | 0 | 0 | 0 | 0
| ==== Emission Program: TitleIV_CAIRSO2 : (SO2) ==== | MAPP_US | Midwest | CC | CC | 0 | 0 | 0 | 0 | 0 | 0 | CC | 0 | 0 | 0 | 0 | 0 | 0
| ==== Emission Program: TitleIV_CAIRSO2 : (SO2) ==== | MAPP_US | Midwest | Other Renew | CSP | 0 | 0 | 0 | 0 | 0 | 0 | CSP | 0 | 0 | 0 | 0 | 0 | 0
| ==== Emission Program: TitleIV_CAIRSO2 : (SO2) ==== | MAPP_US | Midwest | CT | CT | 0 | 0 | 0 | 0 | 0 | 0 | CT | 0 | 0 | 0 | 0 | 0 | 0
| ==== Emission Program: TitleIV_CAIRSO2 : (SO2) ==== | MAPP_US | Midwest | Coal | Coal | 0.95 | 0 | 0 | 0 | 0 | 0 | Coal | 0.94 | 0 | 0 | 0 | 0 | 0
| ==== Emission Program: TitleIV_CAIRSO2 : (SO2) ==== | MAPP_US | Midwest | Other Renew | Geo | 0 | 0 | 0 | 0 | 0 | 0 | Geo | 0 | 0 | 0 | 0 | 0 | 0
| ==== Emission Program: TitleIV_CAIRSO2 : (SO2) ==== | MAPP_US | Midwest | Hydro | H | 0 | 0 | 0 | 0 | 0 | 0 | H | 0 | 0 | 0 | 0 | 0 | 0
| ==== Emission Program: TitleIV_CAIRSO2 : (SO2) ==== | MAPP_US | Midwest | Other Renew | LFG | 0 | 0 | 0 | 0 | 0 | 0 | LFG | 0 | 0 | 0 | 0 | 0 | 0
| ==== Emission Program: TitleIV_CAIRSO2 : (SO2) ==== | MAPP_US | Midwest | Nuclear | Nuc | 0 | 0 | 0 | 0 | 0 | 0 | Nuc | 0 | 0 | 0 | 0 | 0 | 0
| ==== Emission Program: TitleIV_CAIRSO2 : (SO2) ==== | MAPP_US | Midwest | Other | PS | 0 | 0 | 0 | 0 | 0 | 0 | PS | 0 | 0 | 0 | 0 | 0 | 0
| ==== Emission Program: TitleIV_CAIRSO2 : (SO2) ==== | MAPP_US | Midwest | Other Renew | PV | 0 | 0 | 0 | 0 | 0 | 0 | PV | 0 | 0 | 0 | 0 | 0 | 0
| ==== Emission Program: TitleIV_CAIRSO2 : (SO2) ==== | MAPP_US | Midwest | CT | PeakG | 0 | 0 | 0 | 0 | 0 | 0 | PeakG | 0 | 0 | 0 | 0 | 0 | 0
| ==== Emission Program: TitleIV_CAIRSO2 : (SO2) ==== | MAPP_US | Midwest | CT | PeakO | 0 | 0 | 0 | 0 | 0 | 0 | PeakO | 0 | 0 | 0 | 0 | 0 | 0
| ==== Emission Program: TitleIV_CAIRSO2 : (SO2) ==== | MAPP_US | Midwest | Other Renew | ST | 0 | 0 | 0 | 0 | 0 | 0 | ST | 0 | 0 | 0 | 0 | 0 | 0
| ==== Emission Program: TitleIV_CAIRSO2 : (SO2) ==== | MAPP_US | Midwest | Steam O/G | STOG | 0 | 0 | 0 | 0 | 0 | 0 | STOG | 0 | 0 | 0 | 0 | 0 | 0
| ==== Emission Program: TitleIV_CAIRSO2 : (SO2) ==== | MAPP_US | Midwest | Other Renew | STWD | 0 | 0 | 0 | 0 | 0 | 0 | STWD | 0 | 0 | 0 | 0 | 0 | 0
| ==== Emission Program: TitleIV_CAIRSO2 : (SO2) ==== | MAPP_US | Midwest | On-shore Wind | WT | 0 | 0 | 0 | 0 | 0 | 0 | WT | 0 | 0 | 0 | 0 | 0 | 0
| ==== Emission Program: TitleIV_CAIRSO2 : (SO2) ==== | MAPP_US | Midwest | Coal | IGCC | 0 | 0 | 0 | 0 | 0 | 0 | IGCC | 0 | 0 | 0 | 0 | 0 | 0
| ==== Emission Program: TitleIV_CAIRSO2 : (SO2) ==== | MAPP_US | Midwest | DR | DemandResponse | 0 | 0 | 0 | 0 | 0 | 0 | DemandResponse | 0 | 0 | 0 | 0 | 0 | 0
| ==== Emission Program: TitleIV_CAIRSO2 : (SO2) ==== | MAPP_US | Midwest | Coal-CCS | IGCC-CCS | 0 | 0 | 0 | 0 | 0 | 0 | IGCC-CCS | 0 | 0 | 0 | 0 | 0 | 0
| ==== Emission Program: TitleIV_CAIRSO2 : (SO2) ==== | MAPP_US | Midwest | Off-shore Wind | WT_off | 0 | 0 | 0 | 0 | 0 | 0 | WT_off | 0 | 0 | 0 | 0 | 0 | 0
| ==== Emission Program: TitleIV_CAIRSO2 : (SO2) ==== | MAPP_US | Midwest | Other | PseudoUnit | 0 | 0 | 0 | 0 | 0 | 0 | PseudoUnit | 0 | 0 | 0 | 0 | 0 | 0
| ==== Emission Program: TitleIV_CAIRSO2 : (SO2) ==== | MAPP_US | Midwest | HQ/Maritimes | FixedInterchange | 0 | 0 | 0 | 0 | 0 | 0 | FixedInterchange | 0 | 0 | 0 | 0 | 0 | 0
==== Emission Program: TitleIV_CAIRSO2 : (SO2) ====
| ==== Emission Program: TitleIV_CAIRSO2 : (SO2) ==== |  |  |  | Emission Cost by Reporting Type: MISO_IN | [6 empty] | Emission Cost by Reporting Type: MISO_IN
| ==== Emission Program: TitleIV_CAIRSO2 : (SO2) ==== |  |  |  | ReportingType | 2015 | 2020 | 2025 | 2030 | 2035 | 2040 | ReportingType | 2015 | 2020 | 2025 | 2030 | 2035 | 2040
| ==== Emission Program: TitleIV_CAIRSO2 : (SO2) ==== | MISO_IN | Midwest | Other Renew | BM | 0 | 0 | 0 | 0 | 0 | 0 | BM | 0 | 0 | 0 | 0 | 0 | 0
| ==== Emission Program: TitleIV_CAIRSO2 : (SO2) ==== | MISO_IN | Midwest | CC | CC | 0 | 0 | 0 | 0 | 0 | 0 | CC | 0 | 0 | 0 | 0 | 0 | 0
| ==== Emission Program: TitleIV_CAIRSO2 : (SO2) ==== | MISO_IN | Midwest | Other Renew | CSP | 0 | 0 | 0 | 0 | 0 | 0 | CSP | 0 | 0 | 0 | 0 | 0 | 0
| ==== Emission Program: TitleIV_CAIRSO2 : (SO2) ==== | MISO_IN | Midwest | CT | CT | 0 | 0 | 0 | 0 | 0 | 0 | CT | 0 | 0 | 0 | 0 | 0 | 0
| ==== Emission Program: TitleIV_CAIRSO2 : (SO2) ==== | MISO_IN | Midwest | Coal | Coal | 23.14 | 0 | 0 | 0 | 0 | 0 | Coal | 22.29 | 0 | 0 | 0 | 0 | 0
| ==== Emission Program: TitleIV_CAIRSO2 : (SO2) ==== | MISO_IN | Midwest | Other Renew | Geo | 0 | 0 | 0 | 0 | 0 | 0 | Geo | 0 | 0 | 0 | 0 | 0 | 0
| ==== Emission Program: TitleIV_CAIRSO2 : (SO2) ==== | MISO_IN | Midwest | Hydro | H | 0 | 0 | 0 | 0 | 0 | 0 | H | 0 | 0 | 0 | 0 | 0 | 0
| ==== Emission Program: TitleIV_CAIRSO2 : (SO2) ==== | MISO_IN | Midwest | Other Renew | LFG | 0 | 0 | 0 | 0 | 0 | 0 | LFG | 0 | 0 | 0 | 0 | 0 | 0
| ==== Emission Program: TitleIV_CAIRSO2 : (SO2) ==== | MISO_IN | Midwest | Nuclear | Nuc | 0 | 0 | 0 | 0 | 0 | 0 | Nuc | 0 | 0 | 0 | 0 | 0 | 0
| ==== Emission Program: TitleIV_CAIRSO2 : (SO2) ==== | MISO_IN | Midwest | Other | PS | 0 | 0 | 0 | 0 | 0 | 0 | PS | 0 | 0 | 0 | 0 | 0 | 0
| ==== Emission Program: TitleIV_CAIRSO2 : (SO2) ==== | MISO_IN | Midwest | Other Renew | PV | 0 | 0 | 0 | 0 | 0 | 0 | PV | 0 | 0 | 0 | 0 | 0 | 0
| ==== Emission Program: TitleIV_CAIRSO2 : (SO2) ==== | MISO_IN | Midwest | CT | PeakG | 0 | 0 | 0 | 0 | 0 | 0 | PeakG | 0 | 0 | 0 | 0 | 0 | 0
| ==== Emission Program: TitleIV_CAIRSO2 : (SO2) ==== | MISO_IN | Midwest | CT | PeakO | 0 | 0 | 0 | 0 | 0 | 0 | PeakO | 0 | 0 | 0 | 0 | 0 | 0
| ==== Emission Program: TitleIV_CAIRSO2 : (SO2) ==== | MISO_IN | Midwest | Other Renew | ST | 0 | 0 | 0 | 0 | 0 | 0 | ST | 0 | 0 | 0 | 0 | 0 | 0
| ==== Emission Program: TitleIV_CAIRSO2 : (SO2) ==== | MISO_IN | Midwest | Steam O/G | STOG | 0 | 0 | 0 | 0 | 0 | 0 | STOG | 0 | 0 | 0 | 0 | 0 | 0
| ==== Emission Program: TitleIV_CAIRSO2 : (SO2) ==== | MISO_IN | Midwest | Other Renew | STWD | 0 | 0 | 0 | 0 | 0 | 0 | STWD | 0 | 0 | 0 | 0 | 0 | 0
| ==== Emission Program: TitleIV_CAIRSO2 : (SO2) ==== | MISO_IN | Midwest | On-shore Wind | WT | 0 | 0 | 0 | 0 | 0 | 0 | WT | 0 | 0 | 0 | 0 | 0 | 0
| ==== Emission Program: TitleIV_CAIRSO2 : (SO2) ==== | MISO_IN | Midwest | Coal | IGCC | 0.19 | 0 | 0 | 0 | 0 | 0 | IGCC | 0.19 | 0 | 0 | 0 | 0 | 0
| ==== Emission Program: TitleIV_CAIRSO2 : (SO2) ==== | MISO_IN | Midwest | DR | DemandResponse | 0 | 0 | 0 | 0 | 0 | 0 | DemandResponse | 0 | 0 | 0 | 0 | 0 | 0
| ==== Emission Program: TitleIV_CAIRSO2 : (SO2) ==== | MISO_IN | Midwest | Coal-CCS | IGCC-CCS | 0 | 0 | 0 | 0 | 0 | 0 | IGCC-CCS | 0 | 0 | 0 | 0 | 0 | 0
| ==== Emission Program: TitleIV_CAIRSO2 : (SO2) ==== | MISO_IN | Midwest | Off-shore Wind | WT_off | 0 | 0 | 0 | 0 | 0 | 0 | WT_off | 0 | 0 | 0 | 0 | 0 | 0
| ==== Emission Program: TitleIV_CAIRSO2 : (SO2) ==== | MISO_IN | Midwest | Other | PseudoUnit | 0 | 0 | 0 | 0 | 0 | 0 | PseudoUnit | 0 | 0 | 0 | 0 | 0 | 0
| ==== Emission Program: TitleIV_CAIRSO2 : (SO2) ==== | MISO_IN | Midwest | HQ/Maritimes | FixedInterchange | 0 | 0 | 0 | 0 | 0 | 0 | FixedInterchange | 0 | 0 | 0 | 0 | 0 | 0
==== Emission Program: TitleIV_CAIRSO2 : (SO2) ====
| ==== Emission Program: TitleIV_CAIRSO2 : (SO2) ==== |  |  |  | Emission Cost by Reporting Type: MISO_MI | [6 empty] | Emission Cost by Reporting Type: MISO_MI
| ==== Emission Program: TitleIV_CAIRSO2 : (SO2) ==== |  |  |  | ReportingType | 2015 | 2020 | 2025 | 2030 | 2035 | 2040 | ReportingType | 2015 | 2020 | 2025 | 2030 | 2035 | 2040
| ==== Emission Program: TitleIV_CAIRSO2 : (SO2) ==== | MISO_MI | Midwest | Other Renew | BM | 0 | 0 | 0 | 0 | 0 | 0 | BM | 0 | 0 | 0 | 0 | 0 | 0
| ==== Emission Program: TitleIV_CAIRSO2 : (SO2) ==== | MISO_MI | Midwest | CC | CC | 0 | 0 | 0 | 0 | 0 | 0 | CC | 0 | 0 | 0 | 0 | 0 | 0
| ==== Emission Program: TitleIV_CAIRSO2 : (SO2) ==== | MISO_MI | Midwest | Other Renew | CSP | 0 | 0 | 0 | 0 | 0 | 0 | CSP | 0 | 0 | 0 | 0 | 0 | 0
| ==== Emission Program: TitleIV_CAIRSO2 : (SO2) ==== | MISO_MI | Midwest | CT | CT | 0 | 0 | 0 | 0 | 0 | 0 | CT | 0 | 0 | 0 | 0 | 0 | 0
| ==== Emission Program: TitleIV_CAIRSO2 : (SO2) ==== | MISO_MI | Midwest | Coal | Coal | 11.18 | 0 | 0 | 0 | 0 | 0 | Coal | 11.84 | 0 | 0 | 0 | 0 | 0
| ==== Emission Program: TitleIV_CAIRSO2 : (SO2) ==== | MISO_MI | Midwest | Other Renew | Geo | 0 | 0 | 0 | 0 | 0 | 0 | Geo | 0 | 0 | 0 | 0 | 0 | 0
| ==== Emission Program: TitleIV_CAIRSO2 : (SO2) ==== | MISO_MI | Midwest | Hydro | H | 0 | 0 | 0 | 0 | 0 | 0 | H | 0 | 0 | 0 | 0 | 0 | 0
| ==== Emission Program: TitleIV_CAIRSO2 : (SO2) ==== | MISO_MI | Midwest | Other Renew | LFG | 0 | 0 | 0 | 0 | 0 | 0 | LFG | 0 | 0 | 0 | 0 | 0 | 0
| ==== Emission Program: TitleIV_CAIRSO2 : (SO2) ==== | MISO_MI | Midwest | Nuclear | Nuc | 0 | 0 | 0 | 0 | 0 | 0 | Nuc | 0 | 0 | 0 | 0 | 0 | 0
| ==== Emission Program: TitleIV_CAIRSO2 : (SO2) ==== | MISO_MI | Midwest | Other | PS | 0 | 0 | 0 | 0 | 0 | 0 | PS | 0 | 0 | 0 | 0 | 0 | 0
| ==== Emission Program: TitleIV_CAIRSO2 : (SO2) ==== | MISO_MI | Midwest | Other Renew | PV | 0 | 0 | 0 | 0 | 0 | 0 | PV | 0 | 0 | 0 | 0 | 0 | 0
| ==== Emission Program: TitleIV_CAIRSO2 : (SO2) ==== | MISO_MI | Midwest | CT | PeakG | 0 | 0 | 0 | 0 | 0 | 0 | PeakG | 0 | 0 | 0 | 0 | 0 | 0
| ==== Emission Program: TitleIV_CAIRSO2 : (SO2) ==== | MISO_MI | Midwest | CT | PeakO | 0 | 0 | 0 | 0 | 0 | 0 | PeakO | 0 | 0 | 0 | 0 | 0 | 0
| ==== Emission Program: TitleIV_CAIRSO2 : (SO2) ==== | MISO_MI | Midwest | Other Renew | ST | 0 | 0 | 0 | 0 | 0 | 0 | ST | 0 | 0 | 0 | 0 | 0 | 0
| ==== Emission Program: TitleIV_CAIRSO2 : (SO2) ==== | MISO_MI | Midwest | Steam O/G | STOG | 0 | 0 | 0 | 0 | 0 | 0 | STOG | 0 | 0 | 0 | 0 | 0 | 0
| ==== Emission Program: TitleIV_CAIRSO2 : (SO2) ==== | MISO_MI | Midwest | Other Renew | STWD | 0 | 0 | 0 | 0 | 0 | 0 | STWD | 0 | 0 | 0 | 0 | 0 | 0
| ==== Emission Program: TitleIV_CAIRSO2 : (SO2) ==== | MISO_MI | Midwest | On-shore Wind | WT | 0 | 0 | 0 | 0 | 0 | 0 | WT | 0 | 0 | 0 | 0 | 0 | 0
| ==== Emission Program: TitleIV_CAIRSO2 : (SO2) ==== | MISO_MI | Midwest | Coal | IGCC | 0 | 0 | 0 | 0 | 0 | 0 | IGCC | 0 | 0 | 0 | 0 | 0 | 0
| ==== Emission Program: TitleIV_CAIRSO2 : (SO2) ==== | MISO_MI | Midwest | DR | DemandResponse | 0 | 0 | 0 | 0 | 0 | 0 | DemandResponse | 0 | 0 | 0 | 0 | 0 | 0
| ==== Emission Program: TitleIV_CAIRSO2 : (SO2) ==== | MISO_MI | Midwest | Coal-CCS | IGCC-CCS | 0 | 0 | 0 | 0 | 0 | 0 | IGCC-CCS | 0 | 0 | 0 | 0 | 0 | 0
| ==== Emission Program: TitleIV_CAIRSO2 : (SO2) ==== | MISO_MI | Midwest | Off-shore Wind | WT_off | 0 | 0 | 0 | 0 | 0 | 0 | WT_off | 0 | 0 | 0 | 0 | 0 | 0
| ==== Emission Program: TitleIV_CAIRSO2 : (SO2) ==== | MISO_MI | Midwest | Other | PseudoUnit | 0 | 0 | 0 | 0 | 0 | 0 | PseudoUnit | 0 | 0 | 0 | 0 | 0 | 0
| ==== Emission Program: TitleIV_CAIRSO2 : (SO2) ==== | MISO_MI | Midwest | HQ/Maritimes | FixedInterchange | 0 | 0 | 0 | 0 | 0 | 0 | FixedInterchange | 0 | 0 | 0 | 0 | 0 | 0
==== Emission Program: TitleIV_CAIRSO2 : (SO2) ====
| ==== Emission Program: TitleIV_CAIRSO2 : (SO2) ==== |  |  |  | Emission Cost by Reporting Type: MISO_MO-IL | [6 empty] | Emission Cost by Reporting Type: MISO_MO-IL
| ==== Emission Program: TitleIV_CAIRSO2 : (SO2) ==== |  |  |  | ReportingType | 2015 | 2020 | 2025 | 2030 | 2035 | 2040 | ReportingType | 2015 | 2020 | 2025 | 2030 | 2035 | 2040
| ==== Emission Program: TitleIV_CAIRSO2 : (SO2) ==== | MISO_MO-IL | Midwest | Other Renew | BM | 0 | 0 | 0 | 0 | 0 | 0 | BM | 0 | 0 | 0 | 0 | 0 | 0
| ==== Emission Program: TitleIV_CAIRSO2 : (SO2) ==== | MISO_MO-IL | Midwest | CC | CC | 0 | 0 | 0 | 0 | 0 | 0 | CC | 0 | 0 | 0 | 0 | 0 | 0
| ==== Emission Program: TitleIV_CAIRSO2 : (SO2) ==== | MISO_MO-IL | Midwest | Other Renew | CSP | 0 | 0 | 0 | 0 | 0 | 0 | CSP | 0 | 0 | 0 | 0 | 0 | 0
| ==== Emission Program: TitleIV_CAIRSO2 : (SO2) ==== | MISO_MO-IL | Midwest | CT | CT | 0 | 0 | 0 | 0 | 0 | 0 | CT | 0 | 0 | 0 | 0 | 0 | 0
| ==== Emission Program: TitleIV_CAIRSO2 : (SO2) ==== | MISO_MO-IL | Midwest | Coal | Coal | 32.59 | 0 | 0 | 0 | 0 | 0 | Coal | 35.93 | 0 | 0 | 0 | 0 | 0
| ==== Emission Program: TitleIV_CAIRSO2 : (SO2) ==== | MISO_MO-IL | Midwest | Other Renew | Geo | 0 | 0 | 0 | 0 | 0 | 0 | Geo | 0 | 0 | 0 | 0 | 0 | 0
| ==== Emission Program: TitleIV_CAIRSO2 : (SO2) ==== | MISO_MO-IL | Midwest | Hydro | H | 0 | 0 | 0 | 0 | 0 | 0 | H | 0 | 0 | 0 | 0 | 0 | 0
| ==== Emission Program: TitleIV_CAIRSO2 : (SO2) ==== | MISO_MO-IL | Midwest | Other Renew | LFG | 0 | 0 | 0 | 0 | 0 | 0 | LFG | 0 | 0 | 0 | 0 | 0 | 0
| ==== Emission Program: TitleIV_CAIRSO2 : (SO2) ==== | MISO_MO-IL | Midwest | Nuclear | Nuc | 0 | 0 | 0 | 0 | 0 | 0 | Nuc | 0 | 0 | 0 | 0 | 0 | 0
| ==== Emission Program: TitleIV_CAIRSO2 : (SO2) ==== | MISO_MO-IL | Midwest | Other | PS | 0 | 0 | 0 | 0 | 0 | 0 | PS | 0 | 0 | 0 | 0 | 0 | 0
| ==== Emission Program: TitleIV_CAIRSO2 : (SO2) ==== | MISO_MO-IL | Midwest | Other Renew | PV | 0 | 0 | 0 | 0 | 0 | 0 | PV | 0 | 0 | 0 | 0 | 0 | 0
| ==== Emission Program: TitleIV_CAIRSO2 : (SO2) ==== | MISO_MO-IL | Midwest | CT | PeakG | 0 | 0 | 0 | 0 | 0 | 0 | PeakG | 0 | 0 | 0 | 0 | 0 | 0
| ==== Emission Program: TitleIV_CAIRSO2 : (SO2) ==== | MISO_MO-IL | Midwest | CT | PeakO | 0 | 0 | 0 | 0 | 0 | 0 | PeakO | 0 | 0 | 0 | 0 | 0 | 0
| ==== Emission Program: TitleIV_CAIRSO2 : (SO2) ==== | MISO_MO-IL | Midwest | Other Renew | ST | 0 | 0 | 0 | 0 | 0 | 0 | ST | 0 | 0 | 0 | 0 | 0 | 0
| ==== Emission Program: TitleIV_CAIRSO2 : (SO2) ==== | MISO_MO-IL | Midwest | Steam O/G | STOG | 0 | 0 | 0 | 0 | 0 | 0 | STOG | 0 | 0 | 0 | 0 | 0 | 0
| ==== Emission Program: TitleIV_CAIRSO2 : (SO2) ==== | MISO_MO-IL | Midwest | Other Renew | STWD | 0 | 0 | 0 | 0 | 0 | 0 | STWD | 0 | 0 | 0 | 0 | 0 | 0
| ==== Emission Program: TitleIV_CAIRSO2 : (SO2) ==== | MISO_MO-IL | Midwest | On-shore Wind | WT | 0 | 0 | 0 | 0 | 0 | 0 | WT | 0 | 0 | 0 | 0 | 0 | 0
| ==== Emission Program: TitleIV_CAIRSO2 : (SO2) ==== | MISO_MO-IL | Midwest | Coal | IGCC | 0 | 0 | 0 | 0 | 0 | 0 | IGCC | 0 | 0 | 0 | 0 | 0 | 0
| ==== Emission Program: TitleIV_CAIRSO2 : (SO2) ==== | MISO_MO-IL | Midwest | DR | DemandResponse | 0 | 0 | 0 | 0 | 0 | 0 | DemandResponse | 0 | 0 | 0 | 0 | 0 | 0
| ==== Emission Program: TitleIV_CAIRSO2 : (SO2) ==== | MISO_MO-IL | Midwest | Coal-CCS | IGCC-CCS | 0 | 0 | 0 | 0 | 0 | 0 | IGCC-CCS | 0 | 0 | 0 | 0 | 0 | 0
| ==== Emission Program: TitleIV_CAIRSO2 : (SO2) ==== | MISO_MO-IL | Midwest | Off-shore Wind | WT_off | 0 | 0 | 0 | 0 | 0 | 0 | WT_off | 0 | 0 | 0 | 0 | 0 | 0
| ==== Emission Program: TitleIV_CAIRSO2 : (SO2) ==== | MISO_MO-IL | Midwest | Other | PseudoUnit | 0 | 0 | 0 | 0 | 0 | 0 | PseudoUnit | 0 | 0 | 0 | 0 | 0 | 0
| ==== Emission Program: TitleIV_CAIRSO2 : (SO2) ==== | MISO_MO-IL | Midwest | HQ/Maritimes | FixedInterchange | 0 | 0 | 0 | 0 | 0 | 0 | FixedInterchange | 0 | 0 | 0 | 0 | 0 | 0
==== Emission Program: TitleIV_CAIRSO2 : (SO2) ====
| ==== Emission Program: TitleIV_CAIRSO2 : (SO2) ==== |  |  |  | Emission Cost by Reporting Type: MISO_W | [6 empty] | Emission Cost by Reporting Type: MISO_W
| ==== Emission Program: TitleIV_CAIRSO2 : (SO2) ==== |  |  |  | ReportingType | 2015 | 2020 | 2025 | 2030 | 2035 | 2040 | ReportingType | 2015 | 2020 | 2025 | 2030 | 2035 | 2040
| ==== Emission Program: TitleIV_CAIRSO2 : (SO2) ==== | MISO_W | Midwest | Other Renew | BM | 0 | 0 | 0 | 0 | 0 | 0 | BM | 0 | 0 | 0 | 0 | 0 | 0
| ==== Emission Program: TitleIV_CAIRSO2 : (SO2) ==== | MISO_W | Midwest | CC | CC | 0 | 0 | 0 | 0 | 0 | 0 | CC | 0 | 0 | 0 | 0 | 0 | 0
| ==== Emission Program: TitleIV_CAIRSO2 : (SO2) ==== | MISO_W | Midwest | Other Renew | CSP | 0 | 0 | 0 | 0 | 0 | 0 | CSP | 0 | 0 | 0 | 0 | 0 | 0
| ==== Emission Program: TitleIV_CAIRSO2 : (SO2) ==== | MISO_W | Midwest | CT | CT | 0 | 0 | 0 | 0 | 0 | 0 | CT | 0 | 0 | 0 | 0 | 0 | 0
| ==== Emission Program: TitleIV_CAIRSO2 : (SO2) ==== | MISO_W | Midwest | Coal | Coal | 19.37 | 0 | 0 | 0 | 0 | 0 | Coal | 18.75 | 0 | 0 | 0 | 0 | 0
| ==== Emission Program: TitleIV_CAIRSO2 : (SO2) ==== | MISO_W | Midwest | Other Renew | Geo | 0 | 0 | 0 | 0 | 0 | 0 | Geo | 0 | 0 | 0 | 0 | 0 | 0
| ==== Emission Program: TitleIV_CAIRSO2 : (SO2) ==== | MISO_W | Midwest | Hydro | H | 0 | 0 | 0 | 0 | 0 | 0 | H | 0 | 0 | 0 | 0 | 0 | 0
| ==== Emission Program: TitleIV_CAIRSO2 : (SO2) ==== | MISO_W | Midwest | Other Renew | LFG | 0 | 0 | 0 | 0 | 0 | 0 | LFG | 0 | 0 | 0 | 0 | 0 | 0
| ==== Emission Program: TitleIV_CAIRSO2 : (SO2) ==== | MISO_W | Midwest | Nuclear | Nuc | 0 | 0 | 0 | 0 | 0 | 0 | Nuc | 0 | 0 | 0 | 0 | 0 | 0
| ==== Emission Program: TitleIV_CAIRSO2 : (SO2) ==== | MISO_W | Midwest | Other | PS | 0 | 0 | 0 | 0 | 0 | 0 | PS | 0 | 0 | 0 | 0 | 0 | 0
| ==== Emission Program: TitleIV_CAIRSO2 : (SO2) ==== | MISO_W | Midwest | Other Renew | PV | 0 | 0 | 0 | 0 | 0 | 0 | PV | 0 | 0 | 0 | 0 | 0 | 0
| ==== Emission Program: TitleIV_CAIRSO2 : (SO2) ==== | MISO_W | Midwest | CT | PeakG | 0 | 0 | 0 | 0 | 0 | 0 | PeakG | 0 | 0 | 0 | 0 | 0 | 0
| ==== Emission Program: TitleIV_CAIRSO2 : (SO2) ==== | MISO_W | Midwest | CT | PeakO | 0 | 0 | 0 | 0 | 0 | 0 | PeakO | 0 | 0 | 0 | 0 | 0 | 0
| ==== Emission Program: TitleIV_CAIRSO2 : (SO2) ==== | MISO_W | Midwest | Other Renew | ST | 0 | 0 | 0 | 0 | 0 | 0 | ST | 0 | 0 | 0 | 0 | 0 | 0
| ==== Emission Program: TitleIV_CAIRSO2 : (SO2) ==== | MISO_W | Midwest | Steam O/G | STOG | 0 | 0 | 0 | 0 | 0 | 0 | STOG | 0 | 0 | 0 | 0 | 0 | 0
| ==== Emission Program: TitleIV_CAIRSO2 : (SO2) ==== | MISO_W | Midwest | Other Renew | STWD | 0 | 0 | 0 | 0 | 0 | 0 | STWD | 0 | 0 | 0 | 0 | 0 | 0
| ==== Emission Program: TitleIV_CAIRSO2 : (SO2) ==== | MISO_W | Midwest | On-shore Wind | WT | 0 | 0 | 0 | 0 | 0 | 0 | WT | 0 | 0 | 0 | 0 | 0 | 0
| ==== Emission Program: TitleIV_CAIRSO2 : (SO2) ==== | MISO_W | Midwest | Coal | IGCC | 0 | 0 | 0 | 0 | 0 | 0 | IGCC | 0 | 0 | 0 | 0 | 0 | 0
| ==== Emission Program: TitleIV_CAIRSO2 : (SO2) ==== | MISO_W | Midwest | DR | DemandResponse | 0 | 0 | 0 | 0 | 0 | 0 | DemandResponse | 0 | 0 | 0 | 0 | 0 | 0
| ==== Emission Program: TitleIV_CAIRSO2 : (SO2) ==== | MISO_W | Midwest | Coal-CCS | IGCC-CCS | 0 | 0 | 0 | 0 | 0 | 0 | IGCC-CCS | 0 | 0 | 0 | 0 | 0 | 0
| ==== Emission Program: TitleIV_CAIRSO2 : (SO2) ==== | MISO_W | Midwest | Off-shore Wind | WT_off | 0 | 0 | 0 | 0 | 0 | 0 | WT_off | 0 | 0 | 0 | 0 | 0 | 0
| ==== Emission Program: TitleIV_CAIRSO2 : (SO2) ==== | MISO_W | Midwest | Other | PseudoUnit | 0 | 0 | 0 | 0 | 0 | 0 | PseudoUnit | 0 | 0 | 0 | 0 | 0 | 0
| ==== Emission Program: TitleIV_CAIRSO2 : (SO2) ==== | MISO_W | Midwest | HQ/Maritimes | FixedInterchange | 0 | 0 | 0 | 0 | 0 | 0 | FixedInterchange | 0 | 0 | 0 | 0 | 0 | 0
==== Emission Program: TitleIV_CAIRSO2 : (SO2) ====
| ==== Emission Program: TitleIV_CAIRSO2 : (SO2) ==== |  |  |  | Emission Cost by Reporting Type: MISO_WUMS | [6 empty] | Emission Cost by Reporting Type: MISO_WUMS
| ==== Emission Program: TitleIV_CAIRSO2 : (SO2) ==== |  |  |  | ReportingType | 2015 | 2020 | 2025 | 2030 | 2035 | 2040 | ReportingType | 2015 | 2020 | 2025 | 2030 | 2035 | 2040
| ==== Emission Program: TitleIV_CAIRSO2 : (SO2) ==== | MISO_WUMS | Midwest | Other Renew | BM | 0 | 0 | 0 | 0 | 0 | 0 | BM | 0 | 0 | 0 | 0 | 0 | 0
| ==== Emission Program: TitleIV_CAIRSO2 : (SO2) ==== | MISO_WUMS | Midwest | CC | CC | 0 | 0 | 0 | 0 | 0 | 0 | CC | 0 | 0 | 0 | 0 | 0 | 0
| ==== Emission Program: TitleIV_CAIRSO2 : (SO2) ==== | MISO_WUMS | Midwest | Other Renew | CSP | 0 | 0 | 0 | 0 | 0 | 0 | CSP | 0 | 0 | 0 | 0 | 0 | 0
| ==== Emission Program: TitleIV_CAIRSO2 : (SO2) ==== | MISO_WUMS | Midwest | CT | CT | 0 | 0 | 0 | 0 | 0 | 0 | CT | 0 | 0 | 0 | 0 | 0 | 0
| ==== Emission Program: TitleIV_CAIRSO2 : (SO2) ==== | MISO_WUMS | Midwest | Coal | Coal | 2.54 | 0 | 0 | 0 | 0 | 0 | Coal | 2.22 | 0 | 0 | 0 | 0 | 0
| ==== Emission Program: TitleIV_CAIRSO2 : (SO2) ==== | MISO_WUMS | Midwest | Other Renew | Geo | 0 | 0 | 0 | 0 | 0 | 0 | Geo | 0 | 0 | 0 | 0 | 0 | 0
| ==== Emission Program: TitleIV_CAIRSO2 : (SO2) ==== | MISO_WUMS | Midwest | Hydro | H | 0 | 0 | 0 | 0 | 0 | 0 | H | 0 | 0 | 0 | 0 | 0 | 0
| ==== Emission Program: TitleIV_CAIRSO2 : (SO2) ==== | MISO_WUMS | Midwest | Other Renew | LFG | 0 | 0 | 0 | 0 | 0 | 0 | LFG | 0 | 0 | 0 | 0 | 0 | 0
| ==== Emission Program: TitleIV_CAIRSO2 : (SO2) ==== | MISO_WUMS | Midwest | Nuclear | Nuc | 0 | 0 | 0 | 0 | 0 | 0 | Nuc | 0 | 0 | 0 | 0 | 0 | 0
| ==== Emission Program: TitleIV_CAIRSO2 : (SO2) ==== | MISO_WUMS | Midwest | Other | PS | 0 | 0 | 0 | 0 | 0 | 0 | PS | 0 | 0 | 0 | 0 | 0 | 0
| ==== Emission Program: TitleIV_CAIRSO2 : (SO2) ==== | MISO_WUMS | Midwest | Other Renew | PV | 0 | 0 | 0 | 0 | 0 | 0 | PV | 0 | 0 | 0 | 0 | 0 | 0
| ==== Emission Program: TitleIV_CAIRSO2 : (SO2) ==== | MISO_WUMS | Midwest | CT | PeakG | 0 | 0 | 0 | 0 | 0 | 0 | PeakG | 0 | 0 | 0 | 0 | 0 | 0
| ==== Emission Program: TitleIV_CAIRSO2 : (SO2) ==== | MISO_WUMS | Midwest | CT | PeakO | 0 | 0 | 0 | 0 | 0 | 0 | PeakO | 0 | 0 | 0 | 0 | 0 | 0
| ==== Emission Program: TitleIV_CAIRSO2 : (SO2) ==== | MISO_WUMS | Midwest | Other Renew | ST | 0 | 0 | 0 | 0 | 0 | 0 | ST | 0 | 0 | 0 | 0 | 0 | 0
| ==== Emission Program: TitleIV_CAIRSO2 : (SO2) ==== | MISO_WUMS | Midwest | Steam O/G | STOG | 0 | 0 | 0 | 0 | 0 | 0 | STOG | 0 | 0 | 0 | 0 | 0 | 0
| ==== Emission Program: TitleIV_CAIRSO2 : (SO2) ==== | MISO_WUMS | Midwest | Other Renew | STWD | 0 | 0 | 0 | 0 | 0 | 0 | STWD | 0 | 0 | 0 | 0 | 0 | 0
| ==== Emission Program: TitleIV_CAIRSO2 : (SO2) ==== | MISO_WUMS | Midwest | On-shore Wind | WT | 0 | 0 | 0 | 0 | 0 | 0 | WT | 0 | 0 | 0 | 0 | 0 | 0
| ==== Emission Program: TitleIV_CAIRSO2 : (SO2) ==== | MISO_WUMS | Midwest | Coal | IGCC | 0 | 0 | 0 | 0 | 0 | 0 | IGCC | 0 | 0 | 0 | 0 | 0 | 0
| ==== Emission Program: TitleIV_CAIRSO2 : (SO2) ==== | MISO_WUMS | Midwest | DR | DemandResponse | 0 | 0 | 0 | 0 | 0 | 0 | DemandResponse | 0 | 0 | 0 | 0 | 0 | 0
| ==== Emission Program: TitleIV_CAIRSO2 : (SO2) ==== | MISO_WUMS | Midwest | Coal-CCS | IGCC-CCS | 0 | 0 | 0 | 0 | 0 | 0 | IGCC-CCS | 0 | 0 | 0 | 0 | 0 | 0
| ==== Emission Program: TitleIV_CAIRSO2 : (SO2) ==== | MISO_WUMS | Midwest | Off-shore Wind | WT_off | 0 | 0 | 0 | 0 | 0 | 0 | WT_off | 0 | 0 | 0 | 0 | 0 | 0
| ==== Emission Program: TitleIV_CAIRSO2 : (SO2) ==== | MISO_WUMS | Midwest | Other | PseudoUnit | 0 | 0 | 0 | 0 | 0 | 0 | PseudoUnit | 0 | 0 | 0 | 0 | 0 | 0
| ==== Emission Program: TitleIV_CAIRSO2 : (SO2) ==== | MISO_WUMS | Midwest | HQ/Maritimes | FixedInterchange | 0 | 0 | 0 | 0 | 0 | 0 | FixedInterchange | 0 | 0 | 0 | 0 | 0 | 0
==== Emission Program: TitleIV_CAIRSO2 : (SO2) ====
| ==== Emission Program: TitleIV_CAIRSO2 : (SO2) ==== |  |  |  | Emission Cost by Reporting Type: Nebraska | [6 empty] | Emission Cost by Reporting Type: Nebraska
| ==== Emission Program: TitleIV_CAIRSO2 : (SO2) ==== |  |  |  | ReportingType | 2015 | 2020 | 2025 | 2030 | 2035 | 2040 | ReportingType | 2015 | 2020 | 2025 | 2030 | 2035 | 2040
| ==== Emission Program: TitleIV_CAIRSO2 : (SO2) ==== | NE | Southwest | Other Renew | BM | 0 | 0 | 0 | 0 | 0 | 0 | BM | 0 | 0 | 0 | 0 | 0 | 0
| ==== Emission Program: TitleIV_CAIRSO2 : (SO2) ==== | NE | Southwest | CC | CC | 0 | 0 | 0 | 0 | 0 | 0 | CC | 0 | 0 | 0 | 0 | 0 | 0
| ==== Emission Program: TitleIV_CAIRSO2 : (SO2) ==== | NE | Southwest | Other Renew | CSP | 0 | 0 | 0 | 0 | 0 | 0 | CSP | 0 | 0 | 0 | 0 | 0 | 0
| ==== Emission Program: TitleIV_CAIRSO2 : (SO2) ==== | NE | Southwest | CT | CT | 0 | 0 | 0 | 0 | 0 | 0 | CT | 0 | 0 | 0 | 0 | 0 | 0
| ==== Emission Program: TitleIV_CAIRSO2 : (SO2) ==== | NE | Southwest | Coal | Coal | 3.51 | 0 | 0 | 0 | 0 | 0 | Coal | 3.43 | 0 | 0 | 0 | 0 | 0
| ==== Emission Program: TitleIV_CAIRSO2 : (SO2) ==== | NE | Southwest | Other Renew | Geo | 0 | 0 | 0 | 0 | 0 | 0 | Geo | 0 | 0 | 0 | 0 | 0 | 0
| ==== Emission Program: TitleIV_CAIRSO2 : (SO2) ==== | NE | Southwest | Hydro | H | 0 | 0 | 0 | 0 | 0 | 0 | H | 0 | 0 | 0 | 0 | 0 | 0
| ==== Emission Program: TitleIV_CAIRSO2 : (SO2) ==== | NE | Southwest | Other Renew | LFG | 0 | 0 | 0 | 0 | 0 | 0 | LFG | 0 | 0 | 0 | 0 | 0 | 0
| ==== Emission Program: TitleIV_CAIRSO2 : (SO2) ==== | NE | Southwest | Nuclear | Nuc | 0 | 0 | 0 | 0 | 0 | 0 | Nuc | 0 | 0 | 0 | 0 | 0 | 0
| ==== Emission Program: TitleIV_CAIRSO2 : (SO2) ==== | NE | Southwest | Other | PS | 0 | 0 | 0 | 0 | 0 | 0 | PS | 0 | 0 | 0 | 0 | 0 | 0
| ==== Emission Program: TitleIV_CAIRSO2 : (SO2) ==== | NE | Southwest | Other Renew | PV | 0 | 0 | 0 | 0 | 0 | 0 | PV | 0 | 0 | 0 | 0 | 0 | 0
| ==== Emission Program: TitleIV_CAIRSO2 : (SO2) ==== | NE | Southwest | CT | PeakG | 0 | 0 | 0 | 0 | 0 | 0 | PeakG | 0 | 0 | 0 | 0 | 0 | 0
| ==== Emission Program: TitleIV_CAIRSO2 : (SO2) ==== | NE | Southwest | CT | PeakO | 0 | 0 | 0 | 0 | 0 | 0 | PeakO | 0 | 0 | 0 | 0 | 0 | 0
| ==== Emission Program: TitleIV_CAIRSO2 : (SO2) ==== | NE | Southwest | Other Renew | ST | 0 | 0 | 0 | 0 | 0 | 0 | ST | 0 | 0 | 0 | 0 | 0 | 0
| ==== Emission Program: TitleIV_CAIRSO2 : (SO2) ==== | NE | Southwest | Steam O/G | STOG | 0 | 0 | 0 | 0 | 0 | 0 | STOG | 0 | 0 | 0 | 0 | 0 | 0
| ==== Emission Program: TitleIV_CAIRSO2 : (SO2) ==== | NE | Southwest | Other Renew | STWD | 0 | 0 | 0 | 0 | 0 | 0 | STWD | 0 | 0 | 0 | 0 | 0 | 0
| ==== Emission Program: TitleIV_CAIRSO2 : (SO2) ==== | NE | Southwest | On-shore Wind | WT | 0 | 0 | 0 | 0 | 0 | 0 | WT | 0 | 0 | 0 | 0 | 0 | 0
| ==== Emission Program: TitleIV_CAIRSO2 : (SO2) ==== | NE | Southwest | Coal | IGCC | 0 | 0 | 0 | 0 | 0 | 0 | IGCC | 0 | 0 | 0 | 0 | 0 | 0
| ==== Emission Program: TitleIV_CAIRSO2 : (SO2) ==== | NE | Southwest | DR | DemandResponse | 0 | 0 | 0 | 0 | 0 | 0 | DemandResponse | 0 | 0 | 0 | 0 | 0 | 0
| ==== Emission Program: TitleIV_CAIRSO2 : (SO2) ==== | NE | Southwest | Coal-CCS | IGCC-CCS | 0 | 0 | 0 | 0 | 0 | 0 | IGCC-CCS | 0 | 0 | 0 | 0 | 0 | 0
| ==== Emission Program: TitleIV_CAIRSO2 : (SO2) ==== | NE | Southwest | Off-shore Wind | WT_off | 0 | 0 | 0 | 0 | 0 | 0 | WT_off | 0 | 0 | 0 | 0 | 0 | 0
| ==== Emission Program: TitleIV_CAIRSO2 : (SO2) ==== | NE | Southwest | Other | PseudoUnit | 0 | 0 | 0 | 0 | 0 | 0 | PseudoUnit | 0 | 0 | 0 | 0 | 0 | 0
| ==== Emission Program: TitleIV_CAIRSO2 : (SO2) ==== | NE | Southwest | HQ/Maritimes | FixedInterchange | 0 | 0 | 0 | 0 | 0 | 0 | FixedInterchange | 0 | 0 | 0 | 0 | 0 | 0
==== Emission Program: TitleIV_CAIRSO2 : (SO2) ====
| ==== Emission Program: TitleIV_CAIRSO2 : (SO2) ==== |  |  |  | Emission Cost by Reporting Type: NEISO | [6 empty] | Emission Cost by Reporting Type: NEISO
| ==== Emission Program: TitleIV_CAIRSO2 : (SO2) ==== |  |  |  | ReportingType | 2015 | 2020 | 2025 | 2030 | 2035 | 2040 | ReportingType | 2015 | 2020 | 2025 | 2030 | 2035 | 2040
| ==== Emission Program: TitleIV_CAIRSO2 : (SO2) ==== | NEISO | Northeast | Other Renew | BM | 0 | 0 | 0 | 0 | 0 | 0 | BM | 0 | 0 | 0 | 0 | 0 | 0
| ==== Emission Program: TitleIV_CAIRSO2 : (SO2) ==== | NEISO | Northeast | CC | CC | 0 | 0 | 0 | 0 | 0 | 0 | CC | 0 | 0 | 0 | 0 | 0 | 0
| ==== Emission Program: TitleIV_CAIRSO2 : (SO2) ==== | NEISO | Northeast | Other Renew | CSP | 0 | 0 | 0 | 0 | 0 | 0 | CSP | 0 | 0 | 0 | 0 | 0 | 0
| ==== Emission Program: TitleIV_CAIRSO2 : (SO2) ==== | NEISO | Northeast | CT | CT | 0 | 0 | 0 | 0 | 0 | 0 | CT | 0 | 0 | 0 | 0 | 0 | 0
| ==== Emission Program: TitleIV_CAIRSO2 : (SO2) ==== | NEISO | Northeast | Coal | Coal | 0 | 0 | 0 | 0 | 0 | 0 | Coal | 0 | 0 | 0 | 0 | 0 | 0
| ==== Emission Program: TitleIV_CAIRSO2 : (SO2) ==== | NEISO | Northeast | Other Renew | Geo | 0 | 0 | 0 | 0 | 0 | 0 | Geo | 0 | 0 | 0 | 0 | 0 | 0
| ==== Emission Program: TitleIV_CAIRSO2 : (SO2) ==== | NEISO | Northeast | Hydro | H | 0 | 0 | 0 | 0 | 0 | 0 | H | 0 | 0 | 0 | 0 | 0 | 0
| ==== Emission Program: TitleIV_CAIRSO2 : (SO2) ==== | NEISO | Northeast | Other Renew | LFG | 0 | 0 | 0 | 0 | 0 | 0 | LFG | 0 | 0 | 0 | 0 | 0 | 0
| ==== Emission Program: TitleIV_CAIRSO2 : (SO2) ==== | NEISO | Northeast | Nuclear | Nuc | 0 | 0 | 0 | 0 | 0 | 0 | Nuc | 0 | 0 | 0 | 0 | 0 | 0
| ==== Emission Program: TitleIV_CAIRSO2 : (SO2) ==== | NEISO | Northeast | Other | PS | 0 | 0 | 0 | 0 | 0 | 0 | PS | 0 | 0 | 0 | 0 | 0 | 0
| ==== Emission Program: TitleIV_CAIRSO2 : (SO2) ==== | NEISO | Northeast | Other Renew | PV | 0 | 0 | 0 | 0 | 0 | 0 | PV | 0 | 0 | 0 | 0 | 0 | 0
| ==== Emission Program: TitleIV_CAIRSO2 : (SO2) ==== | NEISO | Northeast | CT | PeakG | 0 | 0 | 0 | 0 | 0 | 0 | PeakG | 0 | 0 | 0 | 0 | 0 | 0
| ==== Emission Program: TitleIV_CAIRSO2 : (SO2) ==== | NEISO | Northeast | CT | PeakO | 0 | 0 | 0 | 0 | 0 | 0 | PeakO | 0 | 0 | 0 | 0 | 0 | 0
| ==== Emission Program: TitleIV_CAIRSO2 : (SO2) ==== | NEISO | Northeast | Other Renew | ST | 0 | 0 | 0 | 0 | 0 | 0 | ST | 0 | 0 | 0 | 0 | 0 | 0
| ==== Emission Program: TitleIV_CAIRSO2 : (SO2) ==== | NEISO | Northeast | Steam O/G | STOG | 0 | 0 | 0 | 0 | 0 | 0 | STOG | 0 | 0 | 0 | 0 | 0 | 0
| ==== Emission Program: TitleIV_CAIRSO2 : (SO2) ==== | NEISO | Northeast | Other Renew | STWD | 0 | 0 | 0 | 0 | 0 | 0 | STWD | 0 | 0 | 0 | 0 | 0 | 0
| ==== Emission Program: TitleIV_CAIRSO2 : (SO2) ==== | NEISO | Northeast | On-shore Wind | WT | 0 | 0 | 0 | 0 | 0 | 0 | WT | 0 | 0 | 0 | 0 | 0 | 0
| ==== Emission Program: TitleIV_CAIRSO2 : (SO2) ==== | NEISO | Northeast | Coal | IGCC | 0 | 0 | 0 | 0 | 0 | 0 | IGCC | 0 | 0 | 0 | 0 | 0 | 0
| ==== Emission Program: TitleIV_CAIRSO2 : (SO2) ==== | NEISO | Northeast | DR | DemandResponse | 0 | 0 | 0 | 0 | 0 | 0 | DemandResponse | 0 | 0 | 0 | 0 | 0 | 0
| ==== Emission Program: TitleIV_CAIRSO2 : (SO2) ==== | NEISO | Northeast | Coal-CCS | IGCC-CCS | 0 | 0 | 0 | 0 | 0 | 0 | IGCC-CCS | 0 | 0 | 0 | 0 | 0 | 0
| ==== Emission Program: TitleIV_CAIRSO2 : (SO2) ==== | NEISO | Northeast | Off-shore Wind | WT_off | 0 | 0 | 0 | 0 | 0 | 0 | WT_off | 0 | 0 | 0 | 0 | 0 | 0
| ==== Emission Program: TitleIV_CAIRSO2 : (SO2) ==== | NEISO | Northeast | Other | PseudoUnit | 0 | 0 | 0 | 0 | 0 | 0 | PseudoUnit | 0 | 0 | 0 | 0 | 0 | 0
| ==== Emission Program: TitleIV_CAIRSO2 : (SO2) ==== | NEISO | Northeast | HQ/Maritimes | FixedInterchange | 0 | 0 | 0 | 0 | 0 | 0 | FixedInterchange | 0 | 0 | 0 | 0 | 0 | 0
==== Emission Program: TitleIV_CAIRSO2 : (SO2) ====
| ==== Emission Program: TitleIV_CAIRSO2 : (SO2) ==== |  |  |  | Emission Cost by Reporting Type: NonRTO_Midwest | [6 empty] | Emission Cost by Reporting Type: NonRTO_Midwest
| ==== Emission Program: TitleIV_CAIRSO2 : (SO2) ==== |  |  |  | ReportingType | 2015 | 2020 | 2025 | 2030 | 2035 | 2040 | ReportingType | 2015 | 2020 | 2025 | 2030 | 2035 | 2040
| ==== Emission Program: TitleIV_CAIRSO2 : (SO2) ==== | NonRTO_Midwest | MISO | Other Renew | BM | 0 | 0 | 0 | 0 | 0 | 0 | BM | 0 | 0 | 0 | 0 | 0 | 0
| ==== Emission Program: TitleIV_CAIRSO2 : (SO2) ==== | NonRTO_Midwest | MISO | CC | CC | 0 | 0 | 0 | 0 | 0 | 0 | CC | 0 | 0 | 0 | 0 | 0 | 0
| ==== Emission Program: TitleIV_CAIRSO2 : (SO2) ==== | NonRTO_Midwest | MISO | Other Renew | CSP | 0 | 0 | 0 | 0 | 0 | 0 | CSP | 0 | 0 | 0 | 0 | 0 | 0
| ==== Emission Program: TitleIV_CAIRSO2 : (SO2) ==== | NonRTO_Midwest | MISO | CT | CT | 0 | 0 | 0 | 0 | 0 | 0 | CT | 0 | 0 | 0 | 0 | 0 | 0
| ==== Emission Program: TitleIV_CAIRSO2 : (SO2) ==== | NonRTO_Midwest | MISO | Coal | Coal | 12.39 | 0 | 0 | 0 | 0 | 0 | Coal | 11.14 | 0 | 0 | 0 | 0 | 0
| ==== Emission Program: TitleIV_CAIRSO2 : (SO2) ==== | NonRTO_Midwest | MISO | Other Renew | Geo | 0 | 0 | 0 | 0 | 0 | 0 | Geo | 0 | 0 | 0 | 0 | 0 | 0
| ==== Emission Program: TitleIV_CAIRSO2 : (SO2) ==== | NonRTO_Midwest | MISO | Hydro | H | 0 | 0 | 0 | 0 | 0 | 0 | H | 0 | 0 | 0 | 0 | 0 | 0
| ==== Emission Program: TitleIV_CAIRSO2 : (SO2) ==== | NonRTO_Midwest | MISO | Other Renew | LFG | 0 | 0 | 0 | 0 | 0 | 0 | LFG | 0 | 0 | 0 | 0 | 0 | 0
| ==== Emission Program: TitleIV_CAIRSO2 : (SO2) ==== | NonRTO_Midwest | MISO | Nuclear | Nuc | 0 | 0 | 0 | 0 | 0 | 0 | Nuc | 0 | 0 | 0 | 0 | 0 | 0
| ==== Emission Program: TitleIV_CAIRSO2 : (SO2) ==== | NonRTO_Midwest | MISO | Other | PS | 0 | 0 | 0 | 0 | 0 | 0 | PS | 0 | 0 | 0 | 0 | 0 | 0
| ==== Emission Program: TitleIV_CAIRSO2 : (SO2) ==== | NonRTO_Midwest | MISO | Other Renew | PV | 0 | 0 | 0 | 0 | 0 | 0 | PV | 0 | 0 | 0 | 0 | 0 | 0
| ==== Emission Program: TitleIV_CAIRSO2 : (SO2) ==== | NonRTO_Midwest | MISO | CT | PeakG | 0 | 0 | 0 | 0 | 0 | 0 | PeakG | 0 | 0 | 0 | 0 | 0 | 0
| ==== Emission Program: TitleIV_CAIRSO2 : (SO2) ==== | NonRTO_Midwest | MISO | CT | PeakO | 0 | 0 | 0 | 0 | 0 | 0 | PeakO | 0 | 0 | 0 | 0 | 0 | 0
| ==== Emission Program: TitleIV_CAIRSO2 : (SO2) ==== | NonRTO_Midwest | MISO | Other Renew | ST | 0 | 0 | 0 | 0 | 0 | 0 | ST | 0 | 0 | 0 | 0 | 0 | 0
| ==== Emission Program: TitleIV_CAIRSO2 : (SO2) ==== | NonRTO_Midwest | MISO | Steam O/G | STOG | 0 | 0 | 0 | 0 | 0 | 0 | STOG | 0 | 0 | 0 | 0 | 0 | 0
| ==== Emission Program: TitleIV_CAIRSO2 : (SO2) ==== | NonRTO_Midwest | MISO | Other Renew | STWD | 0 | 0 | 0 | 0 | 0 | 0 | STWD | 0 | 0 | 0 | 0 | 0 | 0
| ==== Emission Program: TitleIV_CAIRSO2 : (SO2) ==== | NonRTO_Midwest | MISO | On-shore Wind | WT | 0 | 0 | 0 | 0 | 0 | 0 | WT | 0 | 0 | 0 | 0 | 0 | 0
| ==== Emission Program: TitleIV_CAIRSO2 : (SO2) ==== | NonRTO_Midwest | MISO | Coal | IGCC | 0 | 0 | 0 | 0 | 0 | 0 | IGCC | 0 | 0 | 0 | 0 | 0 | 0
| ==== Emission Program: TitleIV_CAIRSO2 : (SO2) ==== | NonRTO_Midwest | MISO | DR | DemandResponse | 0 | 0 | 0 | 0 | 0 | 0 | DemandResponse | 0 | 0 | 0 | 0 | 0 | 0
| ==== Emission Program: TitleIV_CAIRSO2 : (SO2) ==== | NonRTO_Midwest | MISO | Coal-CCS | IGCC-CCS | 0 | 0 | 0 | 0 | 0 | 0 | IGCC-CCS | 0 | 0 | 0 | 0 | 0 | 0
| ==== Emission Program: TitleIV_CAIRSO2 : (SO2) ==== | NonRTO_Midwest | MISO | Off-shore Wind | WT_off | 0 | 0 | 0 | 0 | 0 | 0 | WT_off | 0 | 0 | 0 | 0 | 0 | 0
| ==== Emission Program: TitleIV_CAIRSO2 : (SO2) ==== | NonRTO_Midwest | MISO | Other | PseudoUnit | 0 | 0 | 0 | 0 | 0 | 0 | PseudoUnit | 0 | 0 | 0 | 0 | 0 | 0
| ==== Emission Program: TitleIV_CAIRSO2 : (SO2) ==== | NonRTO_Midwest | MISO | HQ/Maritimes | FixedInterchange | 0 | 0 | 0 | 0 | 0 | 0 | FixedInterchange | 0 | 0 | 0 | 0 | 0 | 0
==== Emission Program: TitleIV_CAIRSO2 : (SO2) ====
| ==== Emission Program: TitleIV_CAIRSO2 : (SO2) ==== |  |  |  | Emission Cost by Reporting Type: NYISO_A-F | [6 empty] | Emission Cost by Reporting Type: NYISO_A-F
| ==== Emission Program: TitleIV_CAIRSO2 : (SO2) ==== |  |  |  | ReportingType | 2015 | 2020 | 2025 | 2030 | 2035 | 2040 | ReportingType | 2015 | 2020 | 2025 | 2030 | 2035 | 2040
| ==== Emission Program: TitleIV_CAIRSO2 : (SO2) ==== | NYISO_A-F | Northeast | Other Renew | BM | 0 | 0 | 0 | 0 | 0 | 0 | BM | 0 | 0 | 0 | 0 | 0 | 0
| ==== Emission Program: TitleIV_CAIRSO2 : (SO2) ==== | NYISO_A-F | Northeast | CC | CC | 0 | 0 | 0 | 0 | 0 | 0 | CC | 0 | 0 | 0 | 0 | 0 | 0
| ==== Emission Program: TitleIV_CAIRSO2 : (SO2) ==== | NYISO_A-F | Northeast | Other Renew | CSP | 0 | 0 | 0 | 0 | 0 | 0 | CSP | 0 | 0 | 0 | 0 | 0 | 0
| ==== Emission Program: TitleIV_CAIRSO2 : (SO2) ==== | NYISO_A-F | Northeast | CT | CT | 0 | 0 | 0 | 0 | 0 | 0 | CT | 0 | 0 | 0 | 0 | 0 | 0
| ==== Emission Program: TitleIV_CAIRSO2 : (SO2) ==== | NYISO_A-F | Northeast | Coal | Coal | 0 | 0 | 0 | 0 | 0 | 0 | Coal | 0 | 0 | 0 | 0 | 0 | 0
| ==== Emission Program: TitleIV_CAIRSO2 : (SO2) ==== | NYISO_A-F | Northeast | Other Renew | Geo | 0 | 0 | 0 | 0 | 0 | 0 | Geo | 0 | 0 | 0 | 0 | 0 | 0
| ==== Emission Program: TitleIV_CAIRSO2 : (SO2) ==== | NYISO_A-F | Northeast | Hydro | H | 0 | 0 | 0 | 0 | 0 | 0 | H | 0 | 0 | 0 | 0 | 0 | 0
| ==== Emission Program: TitleIV_CAIRSO2 : (SO2) ==== | NYISO_A-F | Northeast | Other Renew | LFG | 0 | 0 | 0 | 0 | 0 | 0 | LFG | 0 | 0 | 0 | 0 | 0 | 0
| ==== Emission Program: TitleIV_CAIRSO2 : (SO2) ==== | NYISO_A-F | Northeast | Nuclear | Nuc | 0 | 0 | 0 | 0 | 0 | 0 | Nuc | 0 | 0 | 0 | 0 | 0 | 0
| ==== Emission Program: TitleIV_CAIRSO2 : (SO2) ==== | NYISO_A-F | Northeast | Other | PS | 0 | 0 | 0 | 0 | 0 | 0 | PS | 0 | 0 | 0 | 0 | 0 | 0
| ==== Emission Program: TitleIV_CAIRSO2 : (SO2) ==== | NYISO_A-F | Northeast | Other Renew | PV | 0 | 0 | 0 | 0 | 0 | 0 | PV | 0 | 0 | 0 | 0 | 0 | 0
| ==== Emission Program: TitleIV_CAIRSO2 : (SO2) ==== | NYISO_A-F | Northeast | CT | PeakG | 0 | 0 | 0 | 0 | 0 | 0 | PeakG | 0 | 0 | 0 | 0 | 0 | 0
| ==== Emission Program: TitleIV_CAIRSO2 : (SO2) ==== | NYISO_A-F | Northeast | CT | PeakO | 0 | 0 | 0 | 0 | 0 | 0 | PeakO | 0 | 0 | 0 | 0 | 0 | 0
| ==== Emission Program: TitleIV_CAIRSO2 : (SO2) ==== | NYISO_A-F | Northeast | Other Renew | ST | 0 | 0 | 0 | 0 | 0 | 0 | ST | 0 | 0 | 0 | 0 | 0 | 0
| ==== Emission Program: TitleIV_CAIRSO2 : (SO2) ==== | NYISO_A-F | Northeast | Steam O/G | STOG | 0 | 0 | 0 | 0 | 0 | 0 | STOG | 0 | 0 | 0 | 0 | 0 | 0
| ==== Emission Program: TitleIV_CAIRSO2 : (SO2) ==== | NYISO_A-F | Northeast | Other Renew | STWD | 0 | 0 | 0 | 0 | 0 | 0 | STWD | 0 | 0 | 0 | 0 | 0 | 0
| ==== Emission Program: TitleIV_CAIRSO2 : (SO2) ==== | NYISO_A-F | Northeast | On-shore Wind | WT | 0 | 0 | 0 | 0 | 0 | 0 | WT | 0 | 0 | 0 | 0 | 0 | 0
| ==== Emission Program: TitleIV_CAIRSO2 : (SO2) ==== | NYISO_A-F | Northeast | Coal | IGCC | 0 | 0 | 0 | 0 | 0 | 0 | IGCC | 0 | 0 | 0 | 0 | 0 | 0
| ==== Emission Program: TitleIV_CAIRSO2 : (SO2) ==== | NYISO_A-F | Northeast | DR | DemandResponse | 0 | 0 | 0 | 0 | 0 | 0 | DemandResponse | 0 | 0 | 0 | 0 | 0 | 0
| ==== Emission Program: TitleIV_CAIRSO2 : (SO2) ==== | NYISO_A-F | Northeast | Coal-CCS | IGCC-CCS | 0 | 0 | 0 | 0 | 0 | 0 | IGCC-CCS | 0 | 0 | 0 | 0 | 0 | 0
| ==== Emission Program: TitleIV_CAIRSO2 : (SO2) ==== | NYISO_A-F | Northeast | Off-shore Wind | WT_off | 0 | 0 | 0 | 0 | 0 | 0 | WT_off | 0 | 0 | 0 | 0 | 0 | 0
| ==== Emission Program: TitleIV_CAIRSO2 : (SO2) ==== | NYISO_A-F | Northeast | Other | PseudoUnit | 0 | 0 | 0 | 0 | 0 | 0 | PseudoUnit | 0 | 0 | 0 | 0 | 0 | 0
| ==== Emission Program: TitleIV_CAIRSO2 : (SO2) ==== | NYISO_A-F | Northeast | HQ/Maritimes | FixedInterchange | 0 | 0 | 0 | 0 | 0 | 0 | FixedInterchange | 0 | 0 | 0 | 0 | 0 | 0
==== Emission Program: TitleIV_CAIRSO2 : (SO2) ====
| ==== Emission Program: TitleIV_CAIRSO2 : (SO2) ==== |  |  |  | Emission Cost by Reporting Type: NYISO_G-I | [6 empty] | Emission Cost by Reporting Type: NYISO_G-I
| ==== Emission Program: TitleIV_CAIRSO2 : (SO2) ==== |  |  |  | ReportingType | 2015 | 2020 | 2025 | 2030 | 2035 | 2040 | ReportingType | 2015 | 2020 | 2025 | 2030 | 2035 | 2040
| ==== Emission Program: TitleIV_CAIRSO2 : (SO2) ==== | NYISO_G-I | Northeast | Other Renew | BM | 0 | 0 | 0 | 0 | 0 | 0 | BM | 0 | 0 | 0 | 0 | 0 | 0
| ==== Emission Program: TitleIV_CAIRSO2 : (SO2) ==== | NYISO_G-I | Northeast | CC | CC | 0 | 0 | 0 | 0 | 0 | 0 | CC | 0 | 0 | 0 | 0 | 0 | 0
| ==== Emission Program: TitleIV_CAIRSO2 : (SO2) ==== | NYISO_G-I | Northeast | Other Renew | CSP | 0 | 0 | 0 | 0 | 0 | 0 | CSP | 0 | 0 | 0 | 0 | 0 | 0
| ==== Emission Program: TitleIV_CAIRSO2 : (SO2) ==== | NYISO_G-I | Northeast | CT | CT | 0 | 0 | 0 | 0 | 0 | 0 | CT | 0 | 0 | 0 | 0 | 0 | 0
| ==== Emission Program: TitleIV_CAIRSO2 : (SO2) ==== | NYISO_G-I | Northeast | Coal | Coal | 0 | 0 | 0 | 0 | 0 | 0 | Coal | 0 | 0 | 0 | 0 | 0 | 0
| ==== Emission Program: TitleIV_CAIRSO2 : (SO2) ==== | NYISO_G-I | Northeast | Other Renew | Geo | 0 | 0 | 0 | 0 | 0 | 0 | Geo | 0 | 0 | 0 | 0 | 0 | 0
| ==== Emission Program: TitleIV_CAIRSO2 : (SO2) ==== | NYISO_G-I | Northeast | Hydro | H | 0 | 0 | 0 | 0 | 0 | 0 | H | 0 | 0 | 0 | 0 | 0 | 0
| ==== Emission Program: TitleIV_CAIRSO2 : (SO2) ==== | NYISO_G-I | Northeast | Other Renew | LFG | 0 | 0 | 0 | 0 | 0 | 0 | LFG | 0 | 0 | 0 | 0 | 0 | 0
| ==== Emission Program: TitleIV_CAIRSO2 : (SO2) ==== | NYISO_G-I | Northeast | Nuclear | Nuc | 0 | 0 | 0 | 0 | 0 | 0 | Nuc | 0 | 0 | 0 | 0 | 0 | 0
| ==== Emission Program: TitleIV_CAIRSO2 : (SO2) ==== | NYISO_G-I | Northeast | Other | PS | 0 | 0 | 0 | 0 | 0 | 0 | PS | 0 | 0 | 0 | 0 | 0 | 0
| ==== Emission Program: TitleIV_CAIRSO2 : (SO2) ==== | NYISO_G-I | Northeast | Other Renew | PV | 0 | 0 | 0 | 0 | 0 | 0 | PV | 0 | 0 | 0 | 0 | 0 | 0
| ==== Emission Program: TitleIV_CAIRSO2 : (SO2) ==== | NYISO_G-I | Northeast | CT | PeakG | 0 | 0 | 0 | 0 | 0 | 0 | PeakG | 0 | 0 | 0 | 0 | 0 | 0
| ==== Emission Program: TitleIV_CAIRSO2 : (SO2) ==== | NYISO_G-I | Northeast | CT | PeakO | 0 | 0 | 0 | 0 | 0 | 0 | PeakO | 0 | 0 | 0 | 0 | 0 | 0
| ==== Emission Program: TitleIV_CAIRSO2 : (SO2) ==== | NYISO_G-I | Northeast | Other Renew | ST | 0 | 0 | 0 | 0 | 0 | 0 | ST | 0 | 0 | 0 | 0 | 0 | 0
| ==== Emission Program: TitleIV_CAIRSO2 : (SO2) ==== | NYISO_G-I | Northeast | Steam O/G | STOG | 0 | 0 | 0 | 0 | 0 | 0 | STOG | 0 | 0 | 0 | 0 | 0 | 0
| ==== Emission Program: TitleIV_CAIRSO2 : (SO2) ==== | NYISO_G-I | Northeast | Other Renew | STWD | 0 | 0 | 0 | 0 | 0 | 0 | STWD | 0 | 0 | 0 | 0 | 0 | 0
| ==== Emission Program: TitleIV_CAIRSO2 : (SO2) ==== | NYISO_G-I | Northeast | On-shore Wind | WT | 0 | 0 | 0 | 0 | 0 | 0 | WT | 0 | 0 | 0 | 0 | 0 | 0
| ==== Emission Program: TitleIV_CAIRSO2 : (SO2) ==== | NYISO_G-I | Northeast | Coal | IGCC | 0 | 0 | 0 | 0 | 0 | 0 | IGCC | 0 | 0 | 0 | 0 | 0 | 0
| ==== Emission Program: TitleIV_CAIRSO2 : (SO2) ==== | NYISO_G-I | Northeast | DR | DemandResponse | 0 | 0 | 0 | 0 | 0 | 0 | DemandResponse | 0 | 0 | 0 | 0 | 0 | 0
| ==== Emission Program: TitleIV_CAIRSO2 : (SO2) ==== | NYISO_G-I | Northeast | Coal-CCS | IGCC-CCS | 0 | 0 | 0 | 0 | 0 | 0 | IGCC-CCS | 0 | 0 | 0 | 0 | 0 | 0
| ==== Emission Program: TitleIV_CAIRSO2 : (SO2) ==== | NYISO_G-I | Northeast | Off-shore Wind | WT_off | 0 | 0 | 0 | 0 | 0 | 0 | WT_off | 0 | 0 | 0 | 0 | 0 | 0
| ==== Emission Program: TitleIV_CAIRSO2 : (SO2) ==== | NYISO_G-I | Northeast | Other | PseudoUnit | 0 | 0 | 0 | 0 | 0 | 0 | PseudoUnit | 0 | 0 | 0 | 0 | 0 | 0
| ==== Emission Program: TitleIV_CAIRSO2 : (SO2) ==== | NYISO_G-I | Northeast | HQ/Maritimes | FixedInterchange | 0 | 0 | 0 | 0 | 0 | 0 | FixedInterchange | 0 | 0 | 0 | 0 | 0 | 0
==== Emission Program: TitleIV_CAIRSO2 : (SO2) ====
| ==== Emission Program: TitleIV_CAIRSO2 : (SO2) ==== |  |  |  | Emission Cost by Reporting Type: NYISO_J-K | [6 empty] | Emission Cost by Reporting Type: NYISO_J-K
| ==== Emission Program: TitleIV_CAIRSO2 : (SO2) ==== |  |  |  | ReportingType | 2015 | 2020 | 2025 | 2030 | 2035 | 2040 | ReportingType | 2015 | 2020 | 2025 | 2030 | 2035 | 2040
| ==== Emission Program: TitleIV_CAIRSO2 : (SO2) ==== | NYISO_J-K | Northeast | Other Renew | BM | 0 | 0 | 0 | 0 | 0 | 0 | BM | 0 | 0 | 0 | 0 | 0 | 0
| ==== Emission Program: TitleIV_CAIRSO2 : (SO2) ==== | NYISO_J-K | Northeast | CC | CC | 0 | 0 | 0 | 0 | 0 | 0 | CC | 0 | 0 | 0 | 0 | 0 | 0
| ==== Emission Program: TitleIV_CAIRSO2 : (SO2) ==== | NYISO_J-K | Northeast | Other Renew | CSP | 0 | 0 | 0 | 0 | 0 | 0 | CSP | 0 | 0 | 0 | 0 | 0 | 0
| ==== Emission Program: TitleIV_CAIRSO2 : (SO2) ==== | NYISO_J-K | Northeast | CT | CT | 0 | 0 | 0 | 0 | 0 | 0 | CT | 0 | 0 | 0 | 0 | 0 | 0
| ==== Emission Program: TitleIV_CAIRSO2 : (SO2) ==== | NYISO_J-K | Northeast | Coal | Coal | 0 | 0 | 0 | 0 | 0 | 0 | Coal | 0 | 0 | 0 | 0 | 0 | 0
| ==== Emission Program: TitleIV_CAIRSO2 : (SO2) ==== | NYISO_J-K | Northeast | Other Renew | Geo | 0 | 0 | 0 | 0 | 0 | 0 | Geo | 0 | 0 | 0 | 0 | 0 | 0
| ==== Emission Program: TitleIV_CAIRSO2 : (SO2) ==== | NYISO_J-K | Northeast | Hydro | H | 0 | 0 | 0 | 0 | 0 | 0 | H | 0 | 0 | 0 | 0 | 0 | 0
| ==== Emission Program: TitleIV_CAIRSO2 : (SO2) ==== | NYISO_J-K | Northeast | Other Renew | LFG | 0 | 0 | 0 | 0 | 0 | 0 | LFG | 0 | 0 | 0 | 0 | 0 | 0
| ==== Emission Program: TitleIV_CAIRSO2 : (SO2) ==== | NYISO_J-K | Northeast | Nuclear | Nuc | 0 | 0 | 0 | 0 | 0 | 0 | Nuc | 0 | 0 | 0 | 0 | 0 | 0
| ==== Emission Program: TitleIV_CAIRSO2 : (SO2) ==== | NYISO_J-K | Northeast | Other | PS | 0 | 0 | 0 | 0 | 0 | 0 | PS | 0 | 0 | 0 | 0 | 0 | 0
| ==== Emission Program: TitleIV_CAIRSO2 : (SO2) ==== | NYISO_J-K | Northeast | Other Renew | PV | 0 | 0 | 0 | 0 | 0 | 0 | PV | 0 | 0 | 0 | 0 | 0 | 0
| ==== Emission Program: TitleIV_CAIRSO2 : (SO2) ==== | NYISO_J-K | Northeast | CT | PeakG | 0 | 0 | 0 | 0 | 0 | 0 | PeakG | 0 | 0 | 0 | 0 | 0 | 0
| ==== Emission Program: TitleIV_CAIRSO2 : (SO2) ==== | NYISO_J-K | Northeast | CT | PeakO | 0 | 0 | 0 | 0 | 0 | 0 | PeakO | 0 | 0 | 0 | 0 | 0 | 0
| ==== Emission Program: TitleIV_CAIRSO2 : (SO2) ==== | NYISO_J-K | Northeast | Other Renew | ST | 0 | 0 | 0 | 0 | 0 | 0 | ST | 0 | 0 | 0 | 0 | 0 | 0
| ==== Emission Program: TitleIV_CAIRSO2 : (SO2) ==== | NYISO_J-K | Northeast | Steam O/G | STOG | 0 | 0 | 0 | 0 | 0 | 0 | STOG | 0 | 0 | 0 | 0 | 0 | 0
| ==== Emission Program: TitleIV_CAIRSO2 : (SO2) ==== | NYISO_J-K | Northeast | Other Renew | STWD | 0 | 0 | 0 | 0 | 0 | 0 | STWD | 0 | 0 | 0 | 0 | 0 | 0
| ==== Emission Program: TitleIV_CAIRSO2 : (SO2) ==== | NYISO_J-K | Northeast | On-shore Wind | WT | 0 | 0 | 0 | 0 | 0 | 0 | WT | 0 | 0 | 0 | 0 | 0 | 0
| ==== Emission Program: TitleIV_CAIRSO2 : (SO2) ==== | NYISO_J-K | Northeast | Coal | IGCC | 0 | 0 | 0 | 0 | 0 | 0 | IGCC | 0 | 0 | 0 | 0 | 0 | 0
| ==== Emission Program: TitleIV_CAIRSO2 : (SO2) ==== | NYISO_J-K | Northeast | DR | DemandResponse | 0 | 0 | 0 | 0 | 0 | 0 | DemandResponse | 0 | 0 | 0 | 0 | 0 | 0
| ==== Emission Program: TitleIV_CAIRSO2 : (SO2) ==== | NYISO_J-K | Northeast | Coal-CCS | IGCC-CCS | 0 | 0 | 0 | 0 | 0 | 0 | IGCC-CCS | 0 | 0 | 0 | 0 | 0 | 0
| ==== Emission Program: TitleIV_CAIRSO2 : (SO2) ==== | NYISO_J-K | Northeast | Off-shore Wind | WT_off | 0 | 0 | 0 | 0 | 0 | 0 | WT_off | 0 | 0 | 0 | 0 | 0 | 0
| ==== Emission Program: TitleIV_CAIRSO2 : (SO2) ==== | NYISO_J-K | Northeast | Other | PseudoUnit | 0 | 0 | 0 | 0 | 0 | 0 | PseudoUnit | 0 | 0 | 0 | 0 | 0 | 0
| ==== Emission Program: TitleIV_CAIRSO2 : (SO2) ==== | NYISO_J-K | Northeast | HQ/Maritimes | FixedInterchange | 0 | 0 | 0 | 0 | 0 | 0 | FixedInterchange | 0 | 0 | 0 | 0 | 0 | 0
==== Emission Program: TitleIV_CAIRSO2 : (SO2) ====
| ==== Emission Program: TitleIV_CAIRSO2 : (SO2) ==== |  |  |  | Emission Cost by Reporting Type: PJM_E | [6 empty] | Emission Cost by Reporting Type: PJM_E
| ==== Emission Program: TitleIV_CAIRSO2 : (SO2) ==== |  |  |  | ReportingType | 2015 | 2020 | 2025 | 2030 | 2035 | 2040 | ReportingType | 2015 | 2020 | 2025 | 2030 | 2035 | 2040
| ==== Emission Program: TitleIV_CAIRSO2 : (SO2) ==== | PJM_E | PJM_MAAC | Other Renew | BM | 0 | 0 | 0 | 0 | 0 | 0 | BM | 0 | 0 | 0 | 0 | 0 | 0
| ==== Emission Program: TitleIV_CAIRSO2 : (SO2) ==== | PJM_E | PJM_MAAC | CC | CC | 0 | 0 | 0 | 0 | 0 | 0 | CC | 0 | 0 | 0 | 0 | 0 | 0
| ==== Emission Program: TitleIV_CAIRSO2 : (SO2) ==== | PJM_E | PJM_MAAC | Other Renew | CSP | 0 | 0 | 0 | 0 | 0 | 0 | CSP | 0 | 0 | 0 | 0 | 0 | 0
| ==== Emission Program: TitleIV_CAIRSO2 : (SO2) ==== | PJM_E | PJM_MAAC | CT | CT | 0 | 0 | 0 | 0 | 0 | 0 | CT | 0 | 0 | 0 | 0 | 0 | 0
| ==== Emission Program: TitleIV_CAIRSO2 : (SO2) ==== | PJM_E | PJM_MAAC | Coal | Coal | 0.07 | 0 | 0 | 0 | 0 | 0 | Coal | 0.06 | 0 | 0 | 0 | 0 | 0
| ==== Emission Program: TitleIV_CAIRSO2 : (SO2) ==== | PJM_E | PJM_MAAC | Other Renew | Geo | 0 | 0 | 0 | 0 | 0 | 0 | Geo | 0 | 0 | 0 | 0 | 0 | 0
| ==== Emission Program: TitleIV_CAIRSO2 : (SO2) ==== | PJM_E | PJM_MAAC | Hydro | H | 0 | 0 | 0 | 0 | 0 | 0 | H | 0 | 0 | 0 | 0 | 0 | 0
| ==== Emission Program: TitleIV_CAIRSO2 : (SO2) ==== | PJM_E | PJM_MAAC | Other Renew | LFG | 0 | 0 | 0 | 0 | 0 | 0 | LFG | 0 | 0 | 0 | 0 | 0 | 0
| ==== Emission Program: TitleIV_CAIRSO2 : (SO2) ==== | PJM_E | PJM_MAAC | Nuclear | Nuc | 0 | 0 | 0 | 0 | 0 | 0 | Nuc | 0 | 0 | 0 | 0 | 0 | 0
| ==== Emission Program: TitleIV_CAIRSO2 : (SO2) ==== | PJM_E | PJM_MAAC | Other | PS | 0 | 0 | 0 | 0 | 0 | 0 | PS | 0 | 0 | 0 | 0 | 0 | 0
| ==== Emission Program: TitleIV_CAIRSO2 : (SO2) ==== | PJM_E | PJM_MAAC | Other Renew | PV | 0 | 0 | 0 | 0 | 0 | 0 | PV | 0 | 0 | 0 | 0 | 0 | 0
| ==== Emission Program: TitleIV_CAIRSO2 : (SO2) ==== | PJM_E | PJM_MAAC | CT | PeakG | 0 | 0 | 0 | 0 | 0 | 0 | PeakG | 0 | 0 | 0 | 0 | 0 | 0
| ==== Emission Program: TitleIV_CAIRSO2 : (SO2) ==== | PJM_E | PJM_MAAC | CT | PeakO | 0 | 0 | 0 | 0 | 0 | 0 | PeakO | 0 | 0 | 0 | 0 | 0 | 0
| ==== Emission Program: TitleIV_CAIRSO2 : (SO2) ==== | PJM_E | PJM_MAAC | Other Renew | ST | 0 | 0 | 0 | 0 | 0 | 0 | ST | 0 | 0 | 0 | 0 | 0 | 0
| ==== Emission Program: TitleIV_CAIRSO2 : (SO2) ==== | PJM_E | PJM_MAAC | Steam O/G | STOG | 0 | 0 | 0 | 0 | 0 | 0 | STOG | 0 | 0 | 0 | 0 | 0 | 0
| ==== Emission Program: TitleIV_CAIRSO2 : (SO2) ==== | PJM_E | PJM_MAAC | Other Renew | STWD | 0 | 0 | 0 | 0 | 0 | 0 | STWD | 0 | 0 | 0 | 0 | 0 | 0
| ==== Emission Program: TitleIV_CAIRSO2 : (SO2) ==== | PJM_E | PJM_MAAC | On-shore Wind | WT | 0 | 0 | 0 | 0 | 0 | 0 | WT | 0 | 0 | 0 | 0 | 0 | 0
| ==== Emission Program: TitleIV_CAIRSO2 : (SO2) ==== | PJM_E | PJM_MAAC | Coal | IGCC | 0 | 0 | 0 | 0 | 0 | 0 | IGCC | 0 | 0 | 0 | 0 | 0 | 0
| ==== Emission Program: TitleIV_CAIRSO2 : (SO2) ==== | PJM_E | PJM_MAAC | DR | DemandResponse | 0 | 0 | 0 | 0 | 0 | 0 | DemandResponse | 0 | 0 | 0 | 0 | 0 | 0
| ==== Emission Program: TitleIV_CAIRSO2 : (SO2) ==== | PJM_E | PJM_MAAC | Coal-CCS | IGCC-CCS | 0 | 0 | 0 | 0 | 0 | 0 | IGCC-CCS | 0 | 0 | 0 | 0 | 0 | 0
| ==== Emission Program: TitleIV_CAIRSO2 : (SO2) ==== | PJM_E | PJM_MAAC | Off-shore Wind | WT_off | 0 | 0 | 0 | 0 | 0 | 0 | WT_off | 0 | 0 | 0 | 0 | 0 | 0
| ==== Emission Program: TitleIV_CAIRSO2 : (SO2) ==== | PJM_E | PJM_MAAC | Other | PseudoUnit | 0 | 0 | 0 | 0 | 0 | 0 | PseudoUnit | 0 | 0 | 0 | 0 | 0 | 0
| ==== Emission Program: TitleIV_CAIRSO2 : (SO2) ==== | PJM_E | PJM_MAAC | HQ/Maritimes | FixedInterchange | 0 | 0 | 0 | 0 | 0 | 0 | FixedInterchange | 0 | 0 | 0 | 0 | 0 | 0
==== Emission Program: TitleIV_CAIRSO2 : (SO2) ====
| ==== Emission Program: TitleIV_CAIRSO2 : (SO2) ==== |  |  |  | Emission Cost by Reporting Type: PJM_ROM | [6 empty] | Emission Cost by Reporting Type: PJM_ROM
| ==== Emission Program: TitleIV_CAIRSO2 : (SO2) ==== |  |  |  | ReportingType | 2015 | 2020 | 2025 | 2030 | 2035 | 2040 | ReportingType | 2015 | 2020 | 2025 | 2030 | 2035 | 2040
| ==== Emission Program: TitleIV_CAIRSO2 : (SO2) ==== | PJM_ROM | PJM_MAAC | Other Renew | BM | 0 | 0 | 0 | 0 | 0 | 0 | BM | 0 | 0 | 0 | 0 | 0 | 0
| ==== Emission Program: TitleIV_CAIRSO2 : (SO2) ==== | PJM_ROM | PJM_MAAC | CC | CC | 0 | 0 | 0 | 0 | 0 | 0 | CC | 0 | 0 | 0 | 0 | 0 | 0
| ==== Emission Program: TitleIV_CAIRSO2 : (SO2) ==== | PJM_ROM | PJM_MAAC | Other Renew | CSP | 0 | 0 | 0 | 0 | 0 | 0 | CSP | 0 | 0 | 0 | 0 | 0 | 0
| ==== Emission Program: TitleIV_CAIRSO2 : (SO2) ==== | PJM_ROM | PJM_MAAC | CT | CT | 0 | 0 | 0 | 0 | 0 | 0 | CT | 0 | 0 | 0 | 0 | 0 | 0
| ==== Emission Program: TitleIV_CAIRSO2 : (SO2) ==== | PJM_ROM | PJM_MAAC | Coal | Coal | 14.11 | 0 | 0 | 0 | 0 | 0 | Coal | 13.74 | 0 | 0 | 0 | 0 | 0
| ==== Emission Program: TitleIV_CAIRSO2 : (SO2) ==== | PJM_ROM | PJM_MAAC | Other Renew | Geo | 0 | 0 | 0 | 0 | 0 | 0 | Geo | 0 | 0 | 0 | 0 | 0 | 0
| ==== Emission Program: TitleIV_CAIRSO2 : (SO2) ==== | PJM_ROM | PJM_MAAC | Hydro | H | 0 | 0 | 0 | 0 | 0 | 0 | H | 0 | 0 | 0 | 0 | 0 | 0
| ==== Emission Program: TitleIV_CAIRSO2 : (SO2) ==== | PJM_ROM | PJM_MAAC | Other Renew | LFG | 0 | 0 | 0 | 0 | 0 | 0 | LFG | 0 | 0 | 0 | 0 | 0 | 0
| ==== Emission Program: TitleIV_CAIRSO2 : (SO2) ==== | PJM_ROM | PJM_MAAC | Nuclear | Nuc | 0 | 0 | 0 | 0 | 0 | 0 | Nuc | 0 | 0 | 0 | 0 | 0 | 0
| ==== Emission Program: TitleIV_CAIRSO2 : (SO2) ==== | PJM_ROM | PJM_MAAC | Other | PS | 0 | 0 | 0 | 0 | 0 | 0 | PS | 0 | 0 | 0 | 0 | 0 | 0
| ==== Emission Program: TitleIV_CAIRSO2 : (SO2) ==== | PJM_ROM | PJM_MAAC | Other Renew | PV | 0 | 0 | 0 | 0 | 0 | 0 | PV | 0 | 0 | 0 | 0 | 0 | 0
| ==== Emission Program: TitleIV_CAIRSO2 : (SO2) ==== | PJM_ROM | PJM_MAAC | CT | PeakG | 0 | 0 | 0 | 0 | 0 | 0 | PeakG | 0 | 0 | 0 | 0 | 0 | 0
| ==== Emission Program: TitleIV_CAIRSO2 : (SO2) ==== | PJM_ROM | PJM_MAAC | CT | PeakO | 0 | 0 | 0 | 0 | 0 | 0 | PeakO | 0 | 0 | 0 | 0 | 0 | 0
| ==== Emission Program: TitleIV_CAIRSO2 : (SO2) ==== | PJM_ROM | PJM_MAAC | Other Renew | ST | 0 | 0 | 0 | 0 | 0 | 0 | ST | 0 | 0 | 0 | 0 | 0 | 0
| ==== Emission Program: TitleIV_CAIRSO2 : (SO2) ==== | PJM_ROM | PJM_MAAC | Steam O/G | STOG | 0 | 0 | 0 | 0 | 0 | 0 | STOG | 0 | 0 | 0 | 0 | 0 | 0
| ==== Emission Program: TitleIV_CAIRSO2 : (SO2) ==== | PJM_ROM | PJM_MAAC | Other Renew | STWD | 0 | 0 | 0 | 0 | 0 | 0 | STWD | 0 | 0 | 0 | 0 | 0 | 0
| ==== Emission Program: TitleIV_CAIRSO2 : (SO2) ==== | PJM_ROM | PJM_MAAC | On-shore Wind | WT | 0 | 0 | 0 | 0 | 0 | 0 | WT | 0 | 0 | 0 | 0 | 0 | 0
| ==== Emission Program: TitleIV_CAIRSO2 : (SO2) ==== | PJM_ROM | PJM_MAAC | Coal | IGCC | 0 | 0 | 0 | 0 | 0 | 0 | IGCC | 0 | 0 | 0 | 0 | 0 | 0
| ==== Emission Program: TitleIV_CAIRSO2 : (SO2) ==== | PJM_ROM | PJM_MAAC | DR | DemandResponse | 0 | 0 | 0 | 0 | 0 | 0 | DemandResponse | 0 | 0 | 0 | 0 | 0 | 0
| ==== Emission Program: TitleIV_CAIRSO2 : (SO2) ==== | PJM_ROM | PJM_MAAC | Coal-CCS | IGCC-CCS | 0 | 0 | 0 | 0 | 0 | 0 | IGCC-CCS | 0 | 0 | 0 | 0 | 0 | 0
| ==== Emission Program: TitleIV_CAIRSO2 : (SO2) ==== | PJM_ROM | PJM_MAAC | Off-shore Wind | WT_off | 0 | 0 | 0 | 0 | 0 | 0 | WT_off | 0 | 0 | 0 | 0 | 0 | 0
| ==== Emission Program: TitleIV_CAIRSO2 : (SO2) ==== | PJM_ROM | PJM_MAAC | Other | PseudoUnit | 0 | 0 | 0 | 0 | 0 | 0 | PseudoUnit | 0 | 0 | 0 | 0 | 0 | 0
| ==== Emission Program: TitleIV_CAIRSO2 : (SO2) ==== | PJM_ROM | PJM_MAAC | HQ/Maritimes | FixedInterchange | 0 | 0 | 0 | 0 | 0 | 0 | FixedInterchange | 0 | 0 | 0 | 0 | 0 | 0
==== Emission Program: TitleIV_CAIRSO2 : (SO2) ====
| ==== Emission Program: TitleIV_CAIRSO2 : (SO2) ==== |  |  |  | Emission Cost by Reporting Type: PJM_ROR | [6 empty] | Emission Cost by Reporting Type: PJM_ROR
| ==== Emission Program: TitleIV_CAIRSO2 : (SO2) ==== |  |  |  | ReportingType | 2015 | 2020 | 2025 | 2030 | 2035 | 2040 | ReportingType | 2015 | 2020 | 2025 | 2030 | 2035 | 2040
| ==== Emission Program: TitleIV_CAIRSO2 : (SO2) ==== | PJM_ROR | PJM_ROR | Other Renew | BM | 0 | 0 | 0 | 0 | 0 | 0 | BM | 0 | 0 | 0 | 0 | 0 | 0
| ==== Emission Program: TitleIV_CAIRSO2 : (SO2) ==== | PJM_ROR | PJM_ROR | CC | CC | 0 | 0 | 0 | 0 | 0 | 0 | CC | 0 | 0 | 0 | 0 | 0 | 0
| ==== Emission Program: TitleIV_CAIRSO2 : (SO2) ==== | PJM_ROR | PJM_ROR | Other Renew | CSP | 0 | 0 | 0 | 0 | 0 | 0 | CSP | 0 | 0 | 0 | 0 | 0 | 0
| ==== Emission Program: TitleIV_CAIRSO2 : (SO2) ==== | PJM_ROR | PJM_ROR | CT | CT | 0 | 0 | 0 | 0 | 0 | 0 | CT | 0 | 0 | 0 | 0 | 0 | 0
| ==== Emission Program: TitleIV_CAIRSO2 : (SO2) ==== | PJM_ROR | PJM_ROR | Coal | Coal | 97.33 | 0 | 0 | 0 | 0 | 0 | Coal | 86.47 | 0 | 0 | 0 | 0 | 0
| ==== Emission Program: TitleIV_CAIRSO2 : (SO2) ==== | PJM_ROR | PJM_ROR | Other Renew | Geo | 0 | 0 | 0 | 0 | 0 | 0 | Geo | 0 | 0 | 0 | 0 | 0 | 0
| ==== Emission Program: TitleIV_CAIRSO2 : (SO2) ==== | PJM_ROR | PJM_ROR | Hydro | H | 0 | 0 | 0 | 0 | 0 | 0 | H | 0 | 0 | 0 | 0 | 0 | 0
| ==== Emission Program: TitleIV_CAIRSO2 : (SO2) ==== | PJM_ROR | PJM_ROR | Other Renew | LFG | 0 | 0 | 0 | 0 | 0 | 0 | LFG | 0 | 0 | 0 | 0 | 0 | 0
| ==== Emission Program: TitleIV_CAIRSO2 : (SO2) ==== | PJM_ROR | PJM_ROR | Nuclear | Nuc | 0 | 0 | 0 | 0 | 0 | 0 | Nuc | 0 | 0 | 0 | 0 | 0 | 0
| ==== Emission Program: TitleIV_CAIRSO2 : (SO2) ==== | PJM_ROR | PJM_ROR | Other | PS | 0 | 0 | 0 | 0 | 0 | 0 | PS | 0 | 0 | 0 | 0 | 0 | 0
| ==== Emission Program: TitleIV_CAIRSO2 : (SO2) ==== | PJM_ROR | PJM_ROR | Other Renew | PV | 0 | 0 | 0 | 0 | 0 | 0 | PV | 0 | 0 | 0 | 0 | 0 | 0
| ==== Emission Program: TitleIV_CAIRSO2 : (SO2) ==== | PJM_ROR | PJM_ROR | CT | PeakG | 0 | 0 | 0 | 0 | 0 | 0 | PeakG | 0 | 0 | 0 | 0 | 0 | 0
| ==== Emission Program: TitleIV_CAIRSO2 : (SO2) ==== | PJM_ROR | PJM_ROR | CT | PeakO | 0 | 0 | 0 | 0 | 0 | 0 | PeakO | 0 | 0 | 0 | 0 | 0 | 0
| ==== Emission Program: TitleIV_CAIRSO2 : (SO2) ==== | PJM_ROR | PJM_ROR | Other Renew | ST | 0 | 0 | 0 | 0 | 0 | 0 | ST | 0 | 0 | 0 | 0 | 0 | 0
| ==== Emission Program: TitleIV_CAIRSO2 : (SO2) ==== | PJM_ROR | PJM_ROR | Steam O/G | STOG | 0 | 0 | 0 | 0 | 0 | 0 | STOG | 0 | 0 | 0 | 0 | 0 | 0
| ==== Emission Program: TitleIV_CAIRSO2 : (SO2) ==== | PJM_ROR | PJM_ROR | Other Renew | STWD | 0 | 0 | 0 | 0 | 0 | 0 | STWD | 0 | 0 | 0 | 0 | 0 | 0
| ==== Emission Program: TitleIV_CAIRSO2 : (SO2) ==== | PJM_ROR | PJM_ROR | On-shore Wind | WT | 0 | 0 | 0 | 0 | 0 | 0 | WT | 0 | 0 | 0 | 0 | 0 | 0
| ==== Emission Program: TitleIV_CAIRSO2 : (SO2) ==== | PJM_ROR | PJM_ROR | Coal | IGCC | 0 | 0 | 0 | 0 | 0 | 0 | IGCC | 0 | 0 | 0 | 0 | 0 | 0
| ==== Emission Program: TitleIV_CAIRSO2 : (SO2) ==== | PJM_ROR | PJM_ROR | DR | DemandResponse | 0 | 0 | 0 | 0 | 0 | 0 | DemandResponse | 0 | 0 | 0 | 0 | 0 | 0
| ==== Emission Program: TitleIV_CAIRSO2 : (SO2) ==== | PJM_ROR | PJM_ROR | Coal-CCS | IGCC-CCS | 0 | 0 | 0 | 0 | 0 | 0 | IGCC-CCS | 0 | 0 | 0 | 0 | 0 | 0
| ==== Emission Program: TitleIV_CAIRSO2 : (SO2) ==== | PJM_ROR | PJM_ROR | Off-shore Wind | WT_off | 0 | 0 | 0 | 0 | 0 | 0 | WT_off | 0 | 0 | 0 | 0 | 0 | 0
| ==== Emission Program: TitleIV_CAIRSO2 : (SO2) ==== | PJM_ROR | PJM_ROR | Other | PseudoUnit | 0 | 0 | 0 | 0 | 0 | 0 | PseudoUnit | 0 | 0 | 0 | 0 | 0 | 0
| ==== Emission Program: TitleIV_CAIRSO2 : (SO2) ==== | PJM_ROR | PJM_ROR | HQ/Maritimes | FixedInterchange | 0 | 0 | 0 | 0 | 0 | 0 | FixedInterchange | 0 | 0 | 0 | 0 | 0 | 0
==== Emission Program: TitleIV_CAIRSO2 : (SO2) ====
| ==== Emission Program: TitleIV_CAIRSO2 : (SO2) ==== |  |  |  | Emission Cost by Reporting Type: SOCO | [6 empty] | Emission Cost by Reporting Type: SOCO
| ==== Emission Program: TitleIV_CAIRSO2 : (SO2) ==== |  |  |  | ReportingType | 2015 | 2020 | 2025 | 2030 | 2035 | 2040 | ReportingType | 2015 | 2020 | 2025 | 2030 | 2035 | 2040
| ==== Emission Program: TitleIV_CAIRSO2 : (SO2) ==== | SOCO | South | Other Renew | BM | 0 | 0 | 0 | 0 | 0 | 0 | BM | 0 | 0 | 0 | 0 | 0 | 0
| ==== Emission Program: TitleIV_CAIRSO2 : (SO2) ==== | SOCO | South | CC | CC | 0 | 0 | 0 | 0 | 0 | 0 | CC | 0 | 0 | 0 | 0 | 0 | 0
| ==== Emission Program: TitleIV_CAIRSO2 : (SO2) ==== | SOCO | South | Other Renew | CSP | 0 | 0 | 0 | 0 | 0 | 0 | CSP | 0 | 0 | 0 | 0 | 0 | 0
| ==== Emission Program: TitleIV_CAIRSO2 : (SO2) ==== | SOCO | South | CT | CT | 0 | 0 | 0 | 0 | 0 | 0 | CT | 0 | 0 | 0 | 0 | 0 | 0
| ==== Emission Program: TitleIV_CAIRSO2 : (SO2) ==== | SOCO | South | Coal | Coal | 21.41 | 0 | 0 | 0 | 0 | 0 | Coal | 20.56 | 0 | 0 | 0 | 0 | 0
| ==== Emission Program: TitleIV_CAIRSO2 : (SO2) ==== | SOCO | South | Other Renew | Geo | 0 | 0 | 0 | 0 | 0 | 0 | Geo | 0 | 0 | 0 | 0 | 0 | 0
| ==== Emission Program: TitleIV_CAIRSO2 : (SO2) ==== | SOCO | South | Hydro | H | 0 | 0 | 0 | 0 | 0 | 0 | H | 0 | 0 | 0 | 0 | 0 | 0
| ==== Emission Program: TitleIV_CAIRSO2 : (SO2) ==== | SOCO | South | Other Renew | LFG | 0 | 0 | 0 | 0 | 0 | 0 | LFG | 0 | 0 | 0 | 0 | 0 | 0
| ==== Emission Program: TitleIV_CAIRSO2 : (SO2) ==== | SOCO | South | Nuclear | Nuc | 0 | 0 | 0 | 0 | 0 | 0 | Nuc | 0 | 0 | 0 | 0 | 0 | 0
| ==== Emission Program: TitleIV_CAIRSO2 : (SO2) ==== | SOCO | South | Other | PS | 0 | 0 | 0 | 0 | 0 | 0 | PS | 0 | 0 | 0 | 0 | 0 | 0
| ==== Emission Program: TitleIV_CAIRSO2 : (SO2) ==== | SOCO | South | Other Renew | PV | 0 | 0 | 0 | 0 | 0 | 0 | PV | 0 | 0 | 0 | 0 | 0 | 0
| ==== Emission Program: TitleIV_CAIRSO2 : (SO2) ==== | SOCO | South | CT | PeakG | 0 | 0 | 0 | 0 | 0 | 0 | PeakG | 0 | 0 | 0 | 0 | 0 | 0
| ==== Emission Program: TitleIV_CAIRSO2 : (SO2) ==== | SOCO | South | CT | PeakO | 0 | 0 | 0 | 0 | 0 | 0 | PeakO | 0 | 0 | 0 | 0 | 0 | 0
| ==== Emission Program: TitleIV_CAIRSO2 : (SO2) ==== | SOCO | South | Other Renew | ST | 0 | 0 | 0 | 0 | 0 | 0 | ST | 0 | 0 | 0 | 0 | 0 | 0
| ==== Emission Program: TitleIV_CAIRSO2 : (SO2) ==== | SOCO | South | Steam O/G | STOG | 0 | 0 | 0 | 0 | 0 | 0 | STOG | 0 | 0 | 0 | 0 | 0 | 0
| ==== Emission Program: TitleIV_CAIRSO2 : (SO2) ==== | SOCO | South | Other Renew | STWD | 0 | 0 | 0 | 0 | 0 | 0 | STWD | 0 | 0 | 0 | 0 | 0 | 0
| ==== Emission Program: TitleIV_CAIRSO2 : (SO2) ==== | SOCO | South | On-shore Wind | WT | 0 | 0 | 0 | 0 | 0 | 0 | WT | 0 | 0 | 0 | 0 | 0 | 0
| ==== Emission Program: TitleIV_CAIRSO2 : (SO2) ==== | SOCO | South | Coal | IGCC | 0 | 0 | 0 | 0 | 0 | 0 | IGCC | 0 | 0 | 0 | 0 | 0 | 0
| ==== Emission Program: TitleIV_CAIRSO2 : (SO2) ==== | SOCO | South | DR | DemandResponse | 0 | 0 | 0 | 0 | 0 | 0 | DemandResponse | 0 | 0 | 0 | 0 | 0 | 0
| ==== Emission Program: TitleIV_CAIRSO2 : (SO2) ==== | SOCO | South | Coal-CCS | IGCC-CCS | 0 | 0 | 0 | 0 | 0 | 0 | IGCC-CCS | 0 | 0 | 0 | 0 | 0 | 0
| ==== Emission Program: TitleIV_CAIRSO2 : (SO2) ==== | SOCO | South | Off-shore Wind | WT_off | 0 | 0 | 0 | 0 | 0 | 0 | WT_off | 0 | 0 | 0 | 0 | 0 | 0
| ==== Emission Program: TitleIV_CAIRSO2 : (SO2) ==== | SOCO | South | Other | PseudoUnit | 0 | 0 | 0 | 0 | 0 | 0 | PseudoUnit | 0 | 0 | 0 | 0 | 0 | 0
| ==== Emission Program: TitleIV_CAIRSO2 : (SO2) ==== | SOCO | South | HQ/Maritimes | FixedInterchange | 0 | 0 | 0 | 0 | 0 | 0 | FixedInterchange | 0 | 0 | 0 | 0 | 0 | 0
==== Emission Program: TitleIV_CAIRSO2 : (SO2) ====
| ==== Emission Program: TitleIV_CAIRSO2 : (SO2) ==== |  |  |  | Emission Cost by Reporting Type: SPP_N | [6 empty] | Emission Cost by Reporting Type: SPP_N
| ==== Emission Program: TitleIV_CAIRSO2 : (SO2) ==== |  |  |  | ReportingType | 2015 | 2020 | 2025 | 2030 | 2035 | 2040 | ReportingType | 2015 | 2020 | 2025 | 2030 | 2035 | 2040
| ==== Emission Program: TitleIV_CAIRSO2 : (SO2) ==== | SPP_N | Southwest | Other Renew | BM | 0 | 0 | 0 | 0 | 0 | 0 | BM | 0 | 0 | 0 | 0 | 0 | 0
| ==== Emission Program: TitleIV_CAIRSO2 : (SO2) ==== | SPP_N | Southwest | CC | CC | 0 | 0 | 0 | 0 | 0 | 0 | CC | 0 | 0 | 0 | 0 | 0 | 0
| ==== Emission Program: TitleIV_CAIRSO2 : (SO2) ==== | SPP_N | Southwest | Other Renew | CSP | 0 | 0 | 0 | 0 | 0 | 0 | CSP | 0 | 0 | 0 | 0 | 0 | 0
| ==== Emission Program: TitleIV_CAIRSO2 : (SO2) ==== | SPP_N | Southwest | CT | CT | 0 | 0 | 0 | 0 | 0 | 0 | CT | 0 | 0 | 0 | 0 | 0 | 0
| ==== Emission Program: TitleIV_CAIRSO2 : (SO2) ==== | SPP_N | Southwest | Coal | Coal | 4.68 | 0 | 0 | 0 | 0 | 0 | Coal | 4.57 | 0 | 0 | 0 | 0 | 0
| ==== Emission Program: TitleIV_CAIRSO2 : (SO2) ==== | SPP_N | Southwest | Other Renew | Geo | 0 | 0 | 0 | 0 | 0 | 0 | Geo | 0 | 0 | 0 | 0 | 0 | 0
| ==== Emission Program: TitleIV_CAIRSO2 : (SO2) ==== | SPP_N | Southwest | Hydro | H | 0 | 0 | 0 | 0 | 0 | 0 | H | 0 | 0 | 0 | 0 | 0 | 0
| ==== Emission Program: TitleIV_CAIRSO2 : (SO2) ==== | SPP_N | Southwest | Other Renew | LFG | 0 | 0 | 0 | 0 | 0 | 0 | LFG | 0 | 0 | 0 | 0 | 0 | 0
| ==== Emission Program: TitleIV_CAIRSO2 : (SO2) ==== | SPP_N | Southwest | Nuclear | Nuc | 0 | 0 | 0 | 0 | 0 | 0 | Nuc | 0 | 0 | 0 | 0 | 0 | 0
| ==== Emission Program: TitleIV_CAIRSO2 : (SO2) ==== | SPP_N | Southwest | Other | PS | 0 | 0 | 0 | 0 | 0 | 0 | PS | 0 | 0 | 0 | 0 | 0 | 0
| ==== Emission Program: TitleIV_CAIRSO2 : (SO2) ==== | SPP_N | Southwest | Other Renew | PV | 0 | 0 | 0 | 0 | 0 | 0 | PV | 0 | 0 | 0 | 0 | 0 | 0
| ==== Emission Program: TitleIV_CAIRSO2 : (SO2) ==== | SPP_N | Southwest | CT | PeakG | 0 | 0 | 0 | 0 | 0 | 0 | PeakG | 0 | 0 | 0 | 0 | 0 | 0
| ==== Emission Program: TitleIV_CAIRSO2 : (SO2) ==== | SPP_N | Southwest | CT | PeakO | 0 | 0 | 0 | 0 | 0 | 0 | PeakO | 0 | 0 | 0 | 0 | 0 | 0
| ==== Emission Program: TitleIV_CAIRSO2 : (SO2) ==== | SPP_N | Southwest | Other Renew | ST | 0 | 0 | 0 | 0 | 0 | 0 | ST | 0 | 0 | 0 | 0 | 0 | 0
| ==== Emission Program: TitleIV_CAIRSO2 : (SO2) ==== | SPP_N | Southwest | Steam O/G | STOG | 0 | 0 | 0 | 0 | 0 | 0 | STOG | 0 | 0 | 0 | 0 | 0 | 0
| ==== Emission Program: TitleIV_CAIRSO2 : (SO2) ==== | SPP_N | Southwest | Other Renew | STWD | 0 | 0 | 0 | 0 | 0 | 0 | STWD | 0 | 0 | 0 | 0 | 0 | 0
| ==== Emission Program: TitleIV_CAIRSO2 : (SO2) ==== | SPP_N | Southwest | On-shore Wind | WT | 0 | 0 | 0 | 0 | 0 | 0 | WT | 0 | 0 | 0 | 0 | 0 | 0
| ==== Emission Program: TitleIV_CAIRSO2 : (SO2) ==== | SPP_N | Southwest | Coal | IGCC | 0 | 0 | 0 | 0 | 0 | 0 | IGCC | 0 | 0 | 0 | 0 | 0 | 0
| ==== Emission Program: TitleIV_CAIRSO2 : (SO2) ==== | SPP_N | Southwest | DR | DemandResponse | 0 | 0 | 0 | 0 | 0 | 0 | DemandResponse | 0 | 0 | 0 | 0 | 0 | 0
| ==== Emission Program: TitleIV_CAIRSO2 : (SO2) ==== | SPP_N | Southwest | Coal-CCS | IGCC-CCS | 0 | 0 | 0 | 0 | 0 | 0 | IGCC-CCS | 0 | 0 | 0 | 0 | 0 | 0
| ==== Emission Program: TitleIV_CAIRSO2 : (SO2) ==== | SPP_N | Southwest | Off-shore Wind | WT_off | 0 | 0 | 0 | 0 | 0 | 0 | WT_off | 0 | 0 | 0 | 0 | 0 | 0
| ==== Emission Program: TitleIV_CAIRSO2 : (SO2) ==== | SPP_N | Southwest | Other | PseudoUnit | 0 | 0 | 0 | 0 | 0 | 0 | PseudoUnit | 0 | 0 | 0 | 0 | 0 | 0
| ==== Emission Program: TitleIV_CAIRSO2 : (SO2) ==== | SPP_N | Southwest | HQ/Maritimes | FixedInterchange | 0 | 0 | 0 | 0 | 0 | 0 | FixedInterchange | 0 | 0 | 0 | 0 | 0 | 0
==== Emission Program: TitleIV_CAIRSO2 : (SO2) ====
| ==== Emission Program: TitleIV_CAIRSO2 : (SO2) ==== |  |  |  | Emission Cost by Reporting Type: SPP_S | [6 empty] | Emission Cost by Reporting Type: SPP_S
| ==== Emission Program: TitleIV_CAIRSO2 : (SO2) ==== |  |  |  | ReportingType | 2015 | 2020 | 2025 | 2030 | 2035 | 2040 | ReportingType | 2015 | 2020 | 2025 | 2030 | 2035 | 2040
| ==== Emission Program: TitleIV_CAIRSO2 : (SO2) ==== | SPP_S | Southwest | Other Renew | BM | 0 | 0 | 0 | 0 | 0 | 0 | BM | 0 | 0 | 0 | 0 | 0 | 0
| ==== Emission Program: TitleIV_CAIRSO2 : (SO2) ==== | SPP_S | Southwest | CC | CC | 0 | 0 | 0 | 0 | 0 | 0 | CC | 0 | 0 | 0 | 0 | 0 | 0
| ==== Emission Program: TitleIV_CAIRSO2 : (SO2) ==== | SPP_S | Southwest | Other Renew | CSP | 0 | 0 | 0 | 0 | 0 | 0 | CSP | 0 | 0 | 0 | 0 | 0 | 0
| ==== Emission Program: TitleIV_CAIRSO2 : (SO2) ==== | SPP_S | Southwest | CT | CT | 0 | 0 | 0 | 0 | 0 | 0 | CT | 0 | 0 | 0 | 0 | 0 | 0
| ==== Emission Program: TitleIV_CAIRSO2 : (SO2) ==== | SPP_S | Southwest | Coal | Coal | 16.39 | 0 | 0 | 0 | 0 | 0 | Coal | 12.33 | 0 | 0 | 0 | 0 | 0
| ==== Emission Program: TitleIV_CAIRSO2 : (SO2) ==== | SPP_S | Southwest | Other Renew | Geo | 0 | 0 | 0 | 0 | 0 | 0 | Geo | 0 | 0 | 0 | 0 | 0 | 0
| ==== Emission Program: TitleIV_CAIRSO2 : (SO2) ==== | SPP_S | Southwest | Hydro | H | 0 | 0 | 0 | 0 | 0 | 0 | H | 0 | 0 | 0 | 0 | 0 | 0
| ==== Emission Program: TitleIV_CAIRSO2 : (SO2) ==== | SPP_S | Southwest | Other Renew | LFG | 0 | 0 | 0 | 0 | 0 | 0 | LFG | 0 | 0 | 0 | 0 | 0 | 0
| ==== Emission Program: TitleIV_CAIRSO2 : (SO2) ==== | SPP_S | Southwest | Nuclear | Nuc | 0 | 0 | 0 | 0 | 0 | 0 | Nuc | 0 | 0 | 0 | 0 | 0 | 0
| ==== Emission Program: TitleIV_CAIRSO2 : (SO2) ==== | SPP_S | Southwest | Other | PS | 0 | 0 | 0 | 0 | 0 | 0 | PS | 0 | 0 | 0 | 0 | 0 | 0
| ==== Emission Program: TitleIV_CAIRSO2 : (SO2) ==== | SPP_S | Southwest | Other Renew | PV | 0 | 0 | 0 | 0 | 0 | 0 | PV | 0 | 0 | 0 | 0 | 0 | 0
| ==== Emission Program: TitleIV_CAIRSO2 : (SO2) ==== | SPP_S | Southwest | CT | PeakG | 0 | 0 | 0 | 0 | 0 | 0 | PeakG | 0 | 0 | 0 | 0 | 0 | 0
| ==== Emission Program: TitleIV_CAIRSO2 : (SO2) ==== | SPP_S | Southwest | CT | PeakO | 0 | 0 | 0 | 0 | 0 | 0 | PeakO | 0 | 0 | 0 | 0 | 0 | 0
| ==== Emission Program: TitleIV_CAIRSO2 : (SO2) ==== | SPP_S | Southwest | Other Renew | ST | 0 | 0 | 0 | 0 | 0 | 0 | ST | 0 | 0 | 0 | 0 | 0 | 0
| ==== Emission Program: TitleIV_CAIRSO2 : (SO2) ==== | SPP_S | Southwest | Steam O/G | STOG | 0 | 0 | 0 | 0 | 0 | 0 | STOG | 0 | 0 | 0 | 0 | 0 | 0
| ==== Emission Program: TitleIV_CAIRSO2 : (SO2) ==== | SPP_S | Southwest | Other Renew | STWD | 0 | 0 | 0 | 0 | 0 | 0 | STWD | 0 | 0 | 0 | 0 | 0 | 0
| ==== Emission Program: TitleIV_CAIRSO2 : (SO2) ==== | SPP_S | Southwest | On-shore Wind | WT | 0 | 0 | 0 | 0 | 0 | 0 | WT | 0 | 0 | 0 | 0 | 0 | 0
| ==== Emission Program: TitleIV_CAIRSO2 : (SO2) ==== | SPP_S | Southwest | Coal | IGCC | 0 | 0 | 0 | 0 | 0 | 0 | IGCC | 0 | 0 | 0 | 0 | 0 | 0
| ==== Emission Program: TitleIV_CAIRSO2 : (SO2) ==== | SPP_S | Southwest | DR | DemandResponse | 0 | 0 | 0 | 0 | 0 | 0 | DemandResponse | 0 | 0 | 0 | 0 | 0 | 0
| ==== Emission Program: TitleIV_CAIRSO2 : (SO2) ==== | SPP_S | Southwest | Coal-CCS | IGCC-CCS | 0 | 0 | 0 | 0 | 0 | 0 | IGCC-CCS | 0 | 0 | 0 | 0 | 0 | 0
| ==== Emission Program: TitleIV_CAIRSO2 : (SO2) ==== | SPP_S | Southwest | Off-shore Wind | WT_off | 0 | 0 | 0 | 0 | 0 | 0 | WT_off | 0 | 0 | 0 | 0 | 0 | 0
| ==== Emission Program: TitleIV_CAIRSO2 : (SO2) ==== | SPP_S | Southwest | Other | PseudoUnit | 0 | 0 | 0 | 0 | 0 | 0 | PseudoUnit | 0 | 0 | 0 | 0 | 0 | 0
| ==== Emission Program: TitleIV_CAIRSO2 : (SO2) ==== | SPP_S | Southwest | HQ/Maritimes | FixedInterchange | 0 | 0 | 0 | 0 | 0 | 0 | FixedInterchange | 0 | 0 | 0 | 0 | 0 | 0
==== Emission Program: TitleIV_CAIRSO2 : (SO2) ====
| ==== Emission Program: TitleIV_CAIRSO2 : (SO2) ==== |  |  |  | Emission Cost by Reporting Type: TVA | [6 empty] | Emission Cost by Reporting Type: TVA
| ==== Emission Program: TitleIV_CAIRSO2 : (SO2) ==== |  |  |  | ReportingType | 2015 | 2020 | 2025 | 2030 | 2035 | 2040 | ReportingType | 2015 | 2020 | 2025 | 2030 | 2035 | 2040
| ==== Emission Program: TitleIV_CAIRSO2 : (SO2) ==== | TVA | South | Other Renew | BM | 0 | 0 | 0 | 0 | 0 | 0 | BM | 0 | 0 | 0 | 0 | 0 | 0
| ==== Emission Program: TitleIV_CAIRSO2 : (SO2) ==== | TVA | South | CC | CC | 0 | 0 | 0 | 0 | 0 | 0 | CC | 0 | 0 | 0 | 0 | 0 | 0
| ==== Emission Program: TitleIV_CAIRSO2 : (SO2) ==== | TVA | South | Other Renew | CSP | 0 | 0 | 0 | 0 | 0 | 0 | CSP | 0 | 0 | 0 | 0 | 0 | 0
| ==== Emission Program: TitleIV_CAIRSO2 : (SO2) ==== | TVA | South | CT | CT | 0 | 0 | 0 | 0 | 0 | 0 | CT | 0 | 0 | 0 | 0 | 0 | 0
| ==== Emission Program: TitleIV_CAIRSO2 : (SO2) ==== | TVA | South | Coal | Coal | 21.47 | 0 | 0 | 0 | 0 | 0 | Coal | 20.24 | 0 | 0 | 0 | 0 | 0
| ==== Emission Program: TitleIV_CAIRSO2 : (SO2) ==== | TVA | South | Other Renew | Geo | 0 | 0 | 0 | 0 | 0 | 0 | Geo | 0 | 0 | 0 | 0 | 0 | 0
| ==== Emission Program: TitleIV_CAIRSO2 : (SO2) ==== | TVA | South | Hydro | H | 0 | 0 | 0 | 0 | 0 | 0 | H | 0 | 0 | 0 | 0 | 0 | 0
| ==== Emission Program: TitleIV_CAIRSO2 : (SO2) ==== | TVA | South | Other Renew | LFG | 0 | 0 | 0 | 0 | 0 | 0 | LFG | 0 | 0 | 0 | 0 | 0 | 0
| ==== Emission Program: TitleIV_CAIRSO2 : (SO2) ==== | TVA | South | Nuclear | Nuc | 0 | 0 | 0 | 0 | 0 | 0 | Nuc | 0 | 0 | 0 | 0 | 0 | 0
| ==== Emission Program: TitleIV_CAIRSO2 : (SO2) ==== | TVA | South | Other | PS | 0 | 0 | 0 | 0 | 0 | 0 | PS | 0 | 0 | 0 | 0 | 0 | 0
| ==== Emission Program: TitleIV_CAIRSO2 : (SO2) ==== | TVA | South | Other Renew | PV | 0 | 0 | 0 | 0 | 0 | 0 | PV | 0 | 0 | 0 | 0 | 0 | 0
| ==== Emission Program: TitleIV_CAIRSO2 : (SO2) ==== | TVA | South | CT | PeakG | 0 | 0 | 0 | 0 | 0 | 0 | PeakG | 0 | 0 | 0 | 0 | 0 | 0
| ==== Emission Program: TitleIV_CAIRSO2 : (SO2) ==== | TVA | South | CT | PeakO | 0 | 0 | 0 | 0 | 0 | 0 | PeakO | 0 | 0 | 0 | 0 | 0 | 0
| ==== Emission Program: TitleIV_CAIRSO2 : (SO2) ==== | TVA | South | Other Renew | ST | 0 | 0 | 0 | 0 | 0 | 0 | ST | 0 | 0 | 0 | 0 | 0 | 0
| ==== Emission Program: TitleIV_CAIRSO2 : (SO2) ==== | TVA | South | Steam O/G | STOG | 0 | 0 | 0 | 0 | 0 | 0 | STOG | 0 | 0 | 0 | 0 | 0 | 0
| ==== Emission Program: TitleIV_CAIRSO2 : (SO2) ==== | TVA | South | Other Renew | STWD | 0 | 0 | 0 | 0 | 0 | 0 | STWD | 0 | 0 | 0 | 0 | 0 | 0
| ==== Emission Program: TitleIV_CAIRSO2 : (SO2) ==== | TVA | South | On-shore Wind | WT | 0 | 0 | 0 | 0 | 0 | 0 | WT | 0 | 0 | 0 | 0 | 0 | 0
| ==== Emission Program: TitleIV_CAIRSO2 : (SO2) ==== | TVA | South | Coal | IGCC | 0 | 0 | 0 | 0 | 0 | 0 | IGCC | 0 | 0 | 0 | 0 | 0 | 0
| ==== Emission Program: TitleIV_CAIRSO2 : (SO2) ==== | TVA | South | DR | DemandResponse | 0 | 0 | 0 | 0 | 0 | 0 | DemandResponse | 0 | 0 | 0 | 0 | 0 | 0
| ==== Emission Program: TitleIV_CAIRSO2 : (SO2) ==== | TVA | South | Coal-CCS | IGCC-CCS | 0 | 0 | 0 | 0 | 0 | 0 | IGCC-CCS | 0 | 0 | 0 | 0 | 0 | 0
| ==== Emission Program: TitleIV_CAIRSO2 : (SO2) ==== | TVA | South | Off-shore Wind | WT_off | 0 | 0 | 0 | 0 | 0 | 0 | WT_off | 0 | 0 | 0 | 0 | 0 | 0
| ==== Emission Program: TitleIV_CAIRSO2 : (SO2) ==== | TVA | South | Other | PseudoUnit | 0 | 0 | 0 | 0 | 0 | 0 | PseudoUnit | 0 | 0 | 0 | 0 | 0 | 0
| ==== Emission Program: TitleIV_CAIRSO2 : (SO2) ==== | TVA | South | HQ/Maritimes | FixedInterchange | 0 | 0 | 0 | 0 | 0 | 0 | FixedInterchange | 0 | 0 | 0 | 0 | 0 | 0
==== Emission Program: TitleIV_CAIRSO2 : (SO2) ====
| ==== Emission Program: TitleIV_CAIRSO2 : (SO2) ==== |  |  |  | Emission Cost by Reporting Type: TVA_Transmission | [6 empty] | Emission Cost by Reporting Type: TVA_Transmission
| ==== Emission Program: TitleIV_CAIRSO2 : (SO2) ==== |  |  |  | ReportingType | 2015 | 2020 | 2025 | 2030 | 2035 | 2040 | ReportingType | 2015 | 2020 | 2025 | 2030 | 2035 | 2040
| ==== Emission Program: TitleIV_CAIRSO2 : (SO2) ==== | TVA_Transmission | South | Other Renew | BM | 0 | 0 | 0 | 0 | 0 | 0 | BM | 0 | 0 | 0 | 0 | 0 | 0
| ==== Emission Program: TitleIV_CAIRSO2 : (SO2) ==== | TVA_Transmission | South | CC | CC | 0 | 0 | 0 | 0 | 0 | 0 | CC | 0 | 0 | 0 | 0 | 0 | 0
| ==== Emission Program: TitleIV_CAIRSO2 : (SO2) ==== | TVA_Transmission | South | Other Renew | CSP | 0 | 0 | 0 | 0 | 0 | 0 | CSP | 0 | 0 | 0 | 0 | 0 | 0
| ==== Emission Program: TitleIV_CAIRSO2 : (SO2) ==== | TVA_Transmission | South | CT | CT | 0 | 0 | 0 | 0 | 0 | 0 | CT | 0 | 0 | 0 | 0 | 0 | 0
| ==== Emission Program: TitleIV_CAIRSO2 : (SO2) ==== | TVA_Transmission | South | Coal | Coal | 0 | 0 | 0 | 0 | 0 | 0 | Coal | 0 | 0 | 0 | 0 | 0 | 0
| ==== Emission Program: TitleIV_CAIRSO2 : (SO2) ==== | TVA_Transmission | South | Other Renew | Geo | 0 | 0 | 0 | 0 | 0 | 0 | Geo | 0 | 0 | 0 | 0 | 0 | 0
| ==== Emission Program: TitleIV_CAIRSO2 : (SO2) ==== | TVA_Transmission | South | Hydro | H | 0 | 0 | 0 | 0 | 0 | 0 | H | 0 | 0 | 0 | 0 | 0 | 0
| ==== Emission Program: TitleIV_CAIRSO2 : (SO2) ==== | TVA_Transmission | South | Other Renew | LFG | 0 | 0 | 0 | 0 | 0 | 0 | LFG | 0 | 0 | 0 | 0 | 0 | 0
| ==== Emission Program: TitleIV_CAIRSO2 : (SO2) ==== | TVA_Transmission | South | Nuclear | Nuc | 0 | 0 | 0 | 0 | 0 | 0 | Nuc | 0 | 0 | 0 | 0 | 0 | 0
| ==== Emission Program: TitleIV_CAIRSO2 : (SO2) ==== | TVA_Transmission | South | Other | PS | 0 | 0 | 0 | 0 | 0 | 0 | PS | 0 | 0 | 0 | 0 | 0 | 0
| ==== Emission Program: TitleIV_CAIRSO2 : (SO2) ==== | TVA_Transmission | South | Other Renew | PV | 0 | 0 | 0 | 0 | 0 | 0 | PV | 0 | 0 | 0 | 0 | 0 | 0
| ==== Emission Program: TitleIV_CAIRSO2 : (SO2) ==== | TVA_Transmission | South | CT | PeakG | 0 | 0 | 0 | 0 | 0 | 0 | PeakG | 0 | 0 | 0 | 0 | 0 | 0
| ==== Emission Program: TitleIV_CAIRSO2 : (SO2) ==== | TVA_Transmission | South | CT | PeakO | 0 | 0 | 0 | 0 | 0 | 0 | PeakO | 0 | 0 | 0 | 0 | 0 | 0
| ==== Emission Program: TitleIV_CAIRSO2 : (SO2) ==== | TVA_Transmission | South | Other Renew | ST | 0 | 0 | 0 | 0 | 0 | 0 | ST | 0 | 0 | 0 | 0 | 0 | 0
| ==== Emission Program: TitleIV_CAIRSO2 : (SO2) ==== | TVA_Transmission | South | Steam O/G | STOG | 0 | 0 | 0 | 0 | 0 | 0 | STOG | 0 | 0 | 0 | 0 | 0 | 0
| ==== Emission Program: TitleIV_CAIRSO2 : (SO2) ==== | TVA_Transmission | South | Other Renew | STWD | 0 | 0 | 0 | 0 | 0 | 0 | STWD | 0 | 0 | 0 | 0 | 0 | 0
| ==== Emission Program: TitleIV_CAIRSO2 : (SO2) ==== | TVA_Transmission | South | On-shore Wind | WT | 0 | 0 | 0 | 0 | 0 | 0 | WT | 0 | 0 | 0 | 0 | 0 | 0
| ==== Emission Program: TitleIV_CAIRSO2 : (SO2) ==== | TVA_Transmission | South | Coal | IGCC | 0 | 0 | 0 | 0 | 0 | 0 | IGCC | 0 | 0 | 0 | 0 | 0 | 0
| ==== Emission Program: TitleIV_CAIRSO2 : (SO2) ==== | TVA_Transmission | South | DR | DemandResponse | 0 | 0 | 0 | 0 | 0 | 0 | DemandResponse | 0 | 0 | 0 | 0 | 0 | 0
| ==== Emission Program: TitleIV_CAIRSO2 : (SO2) ==== | TVA_Transmission | South | Coal-CCS | IGCC-CCS | 0 | 0 | 0 | 0 | 0 | 0 | IGCC-CCS | 0 | 0 | 0 | 0 | 0 | 0
| ==== Emission Program: TitleIV_CAIRSO2 : (SO2) ==== | TVA_Transmission | South | Off-shore Wind | WT_off | 0 | 0 | 0 | 0 | 0 | 0 | WT_off | 0 | 0 | 0 | 0 | 0 | 0
| ==== Emission Program: TitleIV_CAIRSO2 : (SO2) ==== | TVA_Transmission | South | Other | PseudoUnit | 0 | 0 | 0 | 0 | 0 | 0 | PseudoUnit | 0 | 0 | 0 | 0 | 0 | 0
| ==== Emission Program: TitleIV_CAIRSO2 : (SO2) ==== | TVA_Transmission | South | HQ/Maritimes | FixedInterchange | 0 | 0 | 0 | 0 | 0 | 0 | FixedInterchange | 0 | 0 | 0 | 0 | 0 | 0
==== Emission Program: TitleIV_CAIRSO2 : (SO2) ====
| ==== Emission Program: TitleIV_CAIRSO2 : (SO2) ==== |  |  |  | Emission Cost by Reporting Type: VACAR | [6 empty] | Emission Cost by Reporting Type: VACAR
| ==== Emission Program: TitleIV_CAIRSO2 : (SO2) ==== |  |  |  | ReportingType | 2015 | 2020 | 2025 | 2030 | 2035 | 2040 | ReportingType | 2015 | 2020 | 2025 | 2030 | 2035 | 2040
| ==== Emission Program: TitleIV_CAIRSO2 : (SO2) ==== | VACAR | South | Other Renew | BM | 0 | 0 | 0 | 0 | 0 | 0 | BM | 0 | 0 | 0 | 0 | 0 | 0
| ==== Emission Program: TitleIV_CAIRSO2 : (SO2) ==== | VACAR | South | CC | CC | 0 | 0 | 0 | 0 | 0 | 0 | CC | 0 | 0 | 0 | 0 | 0 | 0
| ==== Emission Program: TitleIV_CAIRSO2 : (SO2) ==== | VACAR | South | Other Renew | CSP | 0 | 0 | 0 | 0 | 0 | 0 | CSP | 0 | 0 | 0 | 0 | 0 | 0
| ==== Emission Program: TitleIV_CAIRSO2 : (SO2) ==== | VACAR | South | CT | CT | 0 | 0 | 0 | 0 | 0 | 0 | CT | 0 | 0 | 0 | 0 | 0 | 0
| ==== Emission Program: TitleIV_CAIRSO2 : (SO2) ==== | VACAR | South | Coal | Coal | 4.47 | 0 | 0 | 0 | 0 | 0 | Coal | 4.19 | 0 | 0 | 0 | 0 | 0
| ==== Emission Program: TitleIV_CAIRSO2 : (SO2) ==== | VACAR | South | Other Renew | Geo | 0 | 0 | 0 | 0 | 0 | 0 | Geo | 0 | 0 | 0 | 0 | 0 | 0
| ==== Emission Program: TitleIV_CAIRSO2 : (SO2) ==== | VACAR | South | Hydro | H | 0 | 0 | 0 | 0 | 0 | 0 | H | 0 | 0 | 0 | 0 | 0 | 0
| ==== Emission Program: TitleIV_CAIRSO2 : (SO2) ==== | VACAR | South | Other Renew | LFG | 0 | 0 | 0 | 0 | 0 | 0 | LFG | 0 | 0 | 0 | 0 | 0 | 0
| ==== Emission Program: TitleIV_CAIRSO2 : (SO2) ==== | VACAR | South | Nuclear | Nuc | 0 | 0 | 0 | 0 | 0 | 0 | Nuc | 0 | 0 | 0 | 0 | 0 | 0
| ==== Emission Program: TitleIV_CAIRSO2 : (SO2) ==== | VACAR | South | Other | PS | 0 | 0 | 0 | 0 | 0 | 0 | PS | 0 | 0 | 0 | 0 | 0 | 0
| ==== Emission Program: TitleIV_CAIRSO2 : (SO2) ==== | VACAR | South | Other Renew | PV | 0 | 0 | 0 | 0 | 0 | 0 | PV | 0 | 0 | 0 | 0 | 0 | 0
| ==== Emission Program: TitleIV_CAIRSO2 : (SO2) ==== | VACAR | South | CT | PeakG | 0 | 0 | 0 | 0 | 0 | 0 | PeakG | 0 | 0 | 0 | 0 | 0 | 0
| ==== Emission Program: TitleIV_CAIRSO2 : (SO2) ==== | VACAR | South | CT | PeakO | 0 | 0 | 0 | 0 | 0 | 0 | PeakO | 0 | 0 | 0 | 0 | 0 | 0
| ==== Emission Program: TitleIV_CAIRSO2 : (SO2) ==== | VACAR | South | Other Renew | ST | 0 | 0 | 0 | 0 | 0 | 0 | ST | 0 | 0 | 0 | 0 | 0 | 0
| ==== Emission Program: TitleIV_CAIRSO2 : (SO2) ==== | VACAR | South | Steam O/G | STOG | 0 | 0 | 0 | 0 | 0 | 0 | STOG | 0 | 0 | 0 | 0 | 0 | 0
| ==== Emission Program: TitleIV_CAIRSO2 : (SO2) ==== | VACAR | South | Other Renew | STWD | 0 | 0 | 0 | 0 | 0 | 0 | STWD | 0 | 0 | 0 | 0 | 0 | 0
| ==== Emission Program: TitleIV_CAIRSO2 : (SO2) ==== | VACAR | South | On-shore Wind | WT | 0 | 0 | 0 | 0 | 0 | 0 | WT | 0 | 0 | 0 | 0 | 0 | 0
| ==== Emission Program: TitleIV_CAIRSO2 : (SO2) ==== | VACAR | South | Coal | IGCC | 0 | 0 | 0 | 0 | 0 | 0 | IGCC | 0 | 0 | 0 | 0 | 0 | 0
| ==== Emission Program: TitleIV_CAIRSO2 : (SO2) ==== | VACAR | South | DR | DemandResponse | 0 | 0 | 0 | 0 | 0 | 0 | DemandResponse | 0 | 0 | 0 | 0 | 0 | 0
| ==== Emission Program: TitleIV_CAIRSO2 : (SO2) ==== | VACAR | South | Coal-CCS | IGCC-CCS | 0 | 0 | 0 | 0 | 0 | 0 | IGCC-CCS | 0 | 0 | 0 | 0 | 0 | 0
| ==== Emission Program: TitleIV_CAIRSO2 : (SO2) ==== | VACAR | South | Off-shore Wind | WT_off | 0 | 0 | 0 | 0 | 0 | 0 | WT_off | 0 | 0 | 0 | 0 | 0 | 0
| ==== Emission Program: TitleIV_CAIRSO2 : (SO2) ==== | VACAR | South | Other | PseudoUnit | 0 | 0 | 0 | 0 | 0 | 0 | PseudoUnit | 0 | 0 | 0 | 0 | 0 | 0
| ==== Emission Program: TitleIV_CAIRSO2 : (SO2) ==== | VACAR | South | HQ/Maritimes | FixedInterchange | 0 | 0 | 0 | 0 | 0 | 0 | FixedInterchange | 0 | 0 | 0 | 0 | 0 | 0
==== Emission Program: TitleIV_CAIRSO2 : (SO2) ====
| ==== Emission Program: TitleIV_CAIRSO2 : (SO2) ==== |  |  |  | Emission Cost by Reporting Type: IESO | [6 empty] | Emission Cost by Reporting Type: IESO
| ==== Emission Program: TitleIV_CAIRSO2 : (SO2) ==== |  |  |  | ReportingType | 2015 | 2020 | 2025 | 2030 | 2035 | 2040 | ReportingType | 2015 | 2020 | 2025 | 2030 | 2035 | 2040
| ==== Emission Program: TitleIV_CAIRSO2 : (SO2) ==== | IESO | Ontario | Other Renew | BM | 0 | 0 | 0 | 0 | 0 | 0 | BM | 0 | 0 | 0 | 0 | 0 | 0
| ==== Emission Program: TitleIV_CAIRSO2 : (SO2) ==== | IESO | Ontario | CC | CC | 0 | 0 | 0 | 0 | 0 | 0 | CC | 0 | 0 | 0 | 0 | 0 | 0
| ==== Emission Program: TitleIV_CAIRSO2 : (SO2) ==== | IESO | Ontario | Other Renew | CSP | 0 | 0 | 0 | 0 | 0 | 0 | CSP | 0 | 0 | 0 | 0 | 0 | 0
| ==== Emission Program: TitleIV_CAIRSO2 : (SO2) ==== | IESO | Ontario | CT | CT | 0 | 0 | 0 | 0 | 0 | 0 | CT | 0 | 0 | 0 | 0 | 0 | 0
| ==== Emission Program: TitleIV_CAIRSO2 : (SO2) ==== | IESO | Ontario | Coal | Coal | 0 | 0 | 0 | 0 | 0 | 0 | Coal | 0 | 0 | 0 | 0 | 0 | 0
| ==== Emission Program: TitleIV_CAIRSO2 : (SO2) ==== | IESO | Ontario | Other Renew | Geo | 0 | 0 | 0 | 0 | 0 | 0 | Geo | 0 | 0 | 0 | 0 | 0 | 0
| ==== Emission Program: TitleIV_CAIRSO2 : (SO2) ==== | IESO | Ontario | Hydro | H | 0 | 0 | 0 | 0 | 0 | 0 | H | 0 | 0 | 0 | 0 | 0 | 0
| ==== Emission Program: TitleIV_CAIRSO2 : (SO2) ==== | IESO | Ontario | Other Renew | LFG | 0 | 0 | 0 | 0 | 0 | 0 | LFG | 0 | 0 | 0 | 0 | 0 | 0
| ==== Emission Program: TitleIV_CAIRSO2 : (SO2) ==== | IESO | Ontario | Nuclear | Nuc | 0 | 0 | 0 | 0 | 0 | 0 | Nuc | 0 | 0 | 0 | 0 | 0 | 0
| ==== Emission Program: TitleIV_CAIRSO2 : (SO2) ==== | IESO | Ontario | Other | PS | 0 | 0 | 0 | 0 | 0 | 0 | PS | 0 | 0 | 0 | 0 | 0 | 0
| ==== Emission Program: TitleIV_CAIRSO2 : (SO2) ==== | IESO | Ontario | Other Renew | PV | 0 | 0 | 0 | 0 | 0 | 0 | PV | 0 | 0 | 0 | 0 | 0 | 0
| ==== Emission Program: TitleIV_CAIRSO2 : (SO2) ==== | IESO | Ontario | CT | PeakG | 0 | 0 | 0 | 0 | 0 | 0 | PeakG | 0 | 0 | 0 | 0 | 0 | 0
| ==== Emission Program: TitleIV_CAIRSO2 : (SO2) ==== | IESO | Ontario | CT | PeakO | 0 | 0 | 0 | 0 | 0 | 0 | PeakO | 0 | 0 | 0 | 0 | 0 | 0
| ==== Emission Program: TitleIV_CAIRSO2 : (SO2) ==== | IESO | Ontario | Other Renew | ST | 0 | 0 | 0 | 0 | 0 | 0 | ST | 0 | 0 | 0 | 0 | 0 | 0
| ==== Emission Program: TitleIV_CAIRSO2 : (SO2) ==== | IESO | Ontario | Steam O/G | STOG | 0 | 0 | 0 | 0 | 0 | 0 | STOG | 0 | 0 | 0 | 0 | 0 | 0
| ==== Emission Program: TitleIV_CAIRSO2 : (SO2) ==== | IESO | Ontario | Other Renew | STWD | 0 | 0 | 0 | 0 | 0 | 0 | STWD | 0 | 0 | 0 | 0 | 0 | 0
| ==== Emission Program: TitleIV_CAIRSO2 : (SO2) ==== | IESO | Ontario | On-shore Wind | WT | 0 | 0 | 0 | 0 | 0 | 0 | WT | 0 | 0 | 0 | 0 | 0 | 0
| ==== Emission Program: TitleIV_CAIRSO2 : (SO2) ==== | IESO | Ontario | Coal | IGCC | 0 | 0 | 0 | 0 | 0 | 0 | IGCC | 0 | 0 | 0 | 0 | 0 | 0
| ==== Emission Program: TitleIV_CAIRSO2 : (SO2) ==== | IESO | Ontario | DR | DemandResponse | 0 | 0 | 0 | 0 | 0 | 0 | DemandResponse | 0 | 0 | 0 | 0 | 0 | 0
| ==== Emission Program: TitleIV_CAIRSO2 : (SO2) ==== | IESO | Ontario | Coal-CCS | IGCC-CCS | 0 | 0 | 0 | 0 | 0 | 0 | IGCC-CCS | 0 | 0 | 0 | 0 | 0 | 0
| ==== Emission Program: TitleIV_CAIRSO2 : (SO2) ==== | IESO | Ontario | Off-shore Wind | WT_off | 0 | 0 | 0 | 0 | 0 | 0 | WT_off | 0 | 0 | 0 | 0 | 0 | 0
| ==== Emission Program: TitleIV_CAIRSO2 : (SO2) ==== | IESO | Ontario | Other | PseudoUnit | 0 | 0 | 0 | 0 | 0 | 0 | PseudoUnit | 0 | 0 | 0 | 0 | 0 | 0
| ==== Emission Program: TitleIV_CAIRSO2 : (SO2) ==== | IESO | Ontario | HQ/Maritimes | FixedInterchange | 0 | 0 | 0 | 0 | 0 | 0 | FixedInterchange | 0 | 0 | 0 | 0 | 0 | 0
==== Emission Program: TitleIV_CAIRSO2 : (SO2) ====
| ==== Emission Program: TitleIV_CAIRSO2 : (SO2) ==== |  |  |  | Emission Cost by Reporting Type: MAPP_CA | [6 empty] | Emission Cost by Reporting Type: MAPP_CA
| ==== Emission Program: TitleIV_CAIRSO2 : (SO2) ==== |  |  |  | ReportingType | 2015 | 2020 | 2025 | 2030 | 2035 | 2040 | ReportingType | 2015 | 2020 | 2025 | 2030 | 2035 | 2040
| ==== Emission Program: TitleIV_CAIRSO2 : (SO2) ==== | MAPP_CA | Midwest | Other Renew | BM | 0 | 0 | 0 | 0 | 0 | 0 | BM | 0 | 0 | 0 | 0 | 0 | 0
| ==== Emission Program: TitleIV_CAIRSO2 : (SO2) ==== | MAPP_CA | Midwest | CC | CC | 0 | 0 | 0 | 0 | 0 | 0 | CC | 0 | 0 | 0 | 0 | 0 | 0
| ==== Emission Program: TitleIV_CAIRSO2 : (SO2) ==== | MAPP_CA | Midwest | Other Renew | CSP | 0 | 0 | 0 | 0 | 0 | 0 | CSP | 0 | 0 | 0 | 0 | 0 | 0
| ==== Emission Program: TitleIV_CAIRSO2 : (SO2) ==== | MAPP_CA | Midwest | CT | CT | 0 | 0 | 0 | 0 | 0 | 0 | CT | 0 | 0 | 0 | 0 | 0 | 0
| ==== Emission Program: TitleIV_CAIRSO2 : (SO2) ==== | MAPP_CA | Midwest | Coal | Coal | 0 | 0 | 0 | 0 | 0 | 0 | Coal | 0 | 0 | 0 | 0 | 0 | 0
| ==== Emission Program: TitleIV_CAIRSO2 : (SO2) ==== | MAPP_CA | Midwest | Other Renew | Geo | 0 | 0 | 0 | 0 | 0 | 0 | Geo | 0 | 0 | 0 | 0 | 0 | 0
| ==== Emission Program: TitleIV_CAIRSO2 : (SO2) ==== | MAPP_CA | Midwest | Hydro | H | 0 | 0 | 0 | 0 | 0 | 0 | H | 0 | 0 | 0 | 0 | 0 | 0
| ==== Emission Program: TitleIV_CAIRSO2 : (SO2) ==== | MAPP_CA | Midwest | Other Renew | LFG | 0 | 0 | 0 | 0 | 0 | 0 | LFG | 0 | 0 | 0 | 0 | 0 | 0
| ==== Emission Program: TitleIV_CAIRSO2 : (SO2) ==== | MAPP_CA | Midwest | Nuclear | Nuc | 0 | 0 | 0 | 0 | 0 | 0 | Nuc | 0 | 0 | 0 | 0 | 0 | 0
| ==== Emission Program: TitleIV_CAIRSO2 : (SO2) ==== | MAPP_CA | Midwest | Other | PS | 0 | 0 | 0 | 0 | 0 | 0 | PS | 0 | 0 | 0 | 0 | 0 | 0
| ==== Emission Program: TitleIV_CAIRSO2 : (SO2) ==== | MAPP_CA | Midwest | Other Renew | PV | 0 | 0 | 0 | 0 | 0 | 0 | PV | 0 | 0 | 0 | 0 | 0 | 0
| ==== Emission Program: TitleIV_CAIRSO2 : (SO2) ==== | MAPP_CA | Midwest | CT | PeakG | 0 | 0 | 0 | 0 | 0 | 0 | PeakG | 0 | 0 | 0 | 0 | 0 | 0
| ==== Emission Program: TitleIV_CAIRSO2 : (SO2) ==== | MAPP_CA | Midwest | CT | PeakO | 0 | 0 | 0 | 0 | 0 | 0 | PeakO | 0 | 0 | 0 | 0 | 0 | 0
| ==== Emission Program: TitleIV_CAIRSO2 : (SO2) ==== | MAPP_CA | Midwest | Other Renew | ST | 0 | 0 | 0 | 0 | 0 | 0 | ST | 0 | 0 | 0 | 0 | 0 | 0
| ==== Emission Program: TitleIV_CAIRSO2 : (SO2) ==== | MAPP_CA | Midwest | Steam O/G | STOG | 0 | 0 | 0 | 0 | 0 | 0 | STOG | 0 | 0 | 0 | 0 | 0 | 0
| ==== Emission Program: TitleIV_CAIRSO2 : (SO2) ==== | MAPP_CA | Midwest | Other Renew | STWD | 0 | 0 | 0 | 0 | 0 | 0 | STWD | 0 | 0 | 0 | 0 | 0 | 0
| ==== Emission Program: TitleIV_CAIRSO2 : (SO2) ==== | MAPP_CA | Midwest | On-shore Wind | WT | 0 | 0 | 0 | 0 | 0 | 0 | WT | 0 | 0 | 0 | 0 | 0 | 0
| ==== Emission Program: TitleIV_CAIRSO2 : (SO2) ==== | MAPP_CA | Midwest | Coal | IGCC | 0 | 0 | 0 | 0 | 0 | 0 | IGCC | 0 | 0 | 0 | 0 | 0 | 0
| ==== Emission Program: TitleIV_CAIRSO2 : (SO2) ==== | MAPP_CA | Midwest | DR | DemandResponse | 0 | 0 | 0 | 0 | 0 | 0 | DemandResponse | 0 | 0 | 0 | 0 | 0 | 0
| ==== Emission Program: TitleIV_CAIRSO2 : (SO2) ==== | MAPP_CA | Midwest | Coal-CCS | IGCC-CCS | 0 | 0 | 0 | 0 | 0 | 0 | IGCC-CCS | 0 | 0 | 0 | 0 | 0 | 0
| ==== Emission Program: TitleIV_CAIRSO2 : (SO2) ==== | MAPP_CA | Midwest | Off-shore Wind | WT_off | 0 | 0 | 0 | 0 | 0 | 0 | WT_off | 0 | 0 | 0 | 0 | 0 | 0
| ==== Emission Program: TitleIV_CAIRSO2 : (SO2) ==== | MAPP_CA | Midwest | Other | PseudoUnit | 0 | 0 | 0 | 0 | 0 | 0 | PseudoUnit | 0 | 0 | 0 | 0 | 0 | 0
| ==== Emission Program: TitleIV_CAIRSO2 : (SO2) ==== | MAPP_CA | Midwest | HQ/Maritimes | FixedInterchange | 0 | 0 | 0 | 0 | 0 | 0 | FixedInterchange | 0 | 0 | 0 | 0 | 0 | 0
==== Emission Program: TitleIV_CAIRSO2 : (SO2) ====
| ==== Emission Program: TitleIV_CAIRSO2 : (SO2) ==== |  |  |  | Emission Cost by Reporting Type: AZ_NM_SNV_Coal | [6 empty] | Emission Cost by Reporting Type: AZ_NM_SNV_Coal
| ==== Emission Program: TitleIV_CAIRSO2 : (SO2) ==== |  |  |  | ReportingType | 2015 | 2020 | 2025 | 2030 | 2035 | 2040 | ReportingType | 2015 | 2020 | 2025 | 2030 | 2035 | 2040
| ==== Emission Program: TitleIV_CAIRSO2 : (SO2) ==== | AZ_NM_SNV_Coal | West | Other Renew | BM | 0 | 0 | 0 | 0 | 0 | 0 | BM | 0 | 0 | 0 | 0 | 0 | 0
| ==== Emission Program: TitleIV_CAIRSO2 : (SO2) ==== | AZ_NM_SNV_Coal | West | CC | CC | 0 | 0 | 0 | 0 | 0 | 0 | CC | 0 | 0 | 0 | 0 | 0 | 0
| ==== Emission Program: TitleIV_CAIRSO2 : (SO2) ==== | AZ_NM_SNV_Coal | West | Other Renew | CSP | 0 | 0 | 0 | 0 | 0 | 0 | CSP | 0 | 0 | 0 | 0 | 0 | 0
| ==== Emission Program: TitleIV_CAIRSO2 : (SO2) ==== | AZ_NM_SNV_Coal | West | CT | CT | 0 | 0 | 0 | 0 | 0 | 0 | CT | 0 | 0 | 0 | 0 | 0 | 0
| ==== Emission Program: TitleIV_CAIRSO2 : (SO2) ==== | AZ_NM_SNV_Coal | West | Coal | Coal | 0.79 | 0 | 0 | 0 | 0 | 0 | Coal | 0.77 | 0 | 0 | 0 | 0 | 0
| ==== Emission Program: TitleIV_CAIRSO2 : (SO2) ==== | AZ_NM_SNV_Coal | West | Other Renew | Geo | 0 | 0 | 0 | 0 | 0 | 0 | Geo | 0 | 0 | 0 | 0 | 0 | 0
| ==== Emission Program: TitleIV_CAIRSO2 : (SO2) ==== | AZ_NM_SNV_Coal | West | Hydro | H | 0 | 0 | 0 | 0 | 0 | 0 | H | 0 | 0 | 0 | 0 | 0 | 0
| ==== Emission Program: TitleIV_CAIRSO2 : (SO2) ==== | AZ_NM_SNV_Coal | West | Other Renew | LFG | 0 | 0 | 0 | 0 | 0 | 0 | LFG | 0 | 0 | 0 | 0 | 0 | 0
| ==== Emission Program: TitleIV_CAIRSO2 : (SO2) ==== | AZ_NM_SNV_Coal | West | Nuclear | Nuc | 0 | 0 | 0 | 0 | 0 | 0 | Nuc | 0 | 0 | 0 | 0 | 0 | 0
| ==== Emission Program: TitleIV_CAIRSO2 : (SO2) ==== | AZ_NM_SNV_Coal | West | Other | PS | 0 | 0 | 0 | 0 | 0 | 0 | PS | 0 | 0 | 0 | 0 | 0 | 0
| ==== Emission Program: TitleIV_CAIRSO2 : (SO2) ==== | AZ_NM_SNV_Coal | West | Other Renew | PV | 0 | 0 | 0 | 0 | 0 | 0 | PV | 0 | 0 | 0 | 0 | 0 | 0
| ==== Emission Program: TitleIV_CAIRSO2 : (SO2) ==== | AZ_NM_SNV_Coal | West | CT | PeakG | 0 | 0 | 0 | 0 | 0 | 0 | PeakG | 0 | 0 | 0 | 0 | 0 | 0
| ==== Emission Program: TitleIV_CAIRSO2 : (SO2) ==== | AZ_NM_SNV_Coal | West | CT | PeakO | 0 | 0 | 0 | 0 | 0 | 0 | PeakO | 0 | 0 | 0 | 0 | 0 | 0
| ==== Emission Program: TitleIV_CAIRSO2 : (SO2) ==== | AZ_NM_SNV_Coal | West | Other Renew | ST | 0 | 0 | 0 | 0 | 0 | 0 | ST | 0 | 0 | 0 | 0 | 0 | 0
| ==== Emission Program: TitleIV_CAIRSO2 : (SO2) ==== | AZ_NM_SNV_Coal | West | Steam O/G | STOG | 0 | 0 | 0 | 0 | 0 | 0 | STOG | 0 | 0 | 0 | 0 | 0 | 0
| ==== Emission Program: TitleIV_CAIRSO2 : (SO2) ==== | AZ_NM_SNV_Coal | West | Other Renew | STWD | 0 | 0 | 0 | 0 | 0 | 0 | STWD | 0 | 0 | 0 | 0 | 0 | 0
| ==== Emission Program: TitleIV_CAIRSO2 : (SO2) ==== | AZ_NM_SNV_Coal | West | On-shore Wind | WT | 0 | 0 | 0 | 0 | 0 | 0 | WT | 0 | 0 | 0 | 0 | 0 | 0
| ==== Emission Program: TitleIV_CAIRSO2 : (SO2) ==== | AZ_NM_SNV_Coal | West | Coal | IGCC | 0 | 0 | 0 | 0 | 0 | 0 | IGCC | 0 | 0 | 0 | 0 | 0 | 0
| ==== Emission Program: TitleIV_CAIRSO2 : (SO2) ==== | AZ_NM_SNV_Coal | West | DR | DemandResponse | 0 | 0 | 0 | 0 | 0 | 0 | DemandResponse | 0 | 0 | 0 | 0 | 0 | 0
| ==== Emission Program: TitleIV_CAIRSO2 : (SO2) ==== | AZ_NM_SNV_Coal | West | Coal-CCS | IGCC-CCS | 0 | 0 | 0 | 0 | 0 | 0 | IGCC-CCS | 0 | 0 | 0 | 0 | 0 | 0
| ==== Emission Program: TitleIV_CAIRSO2 : (SO2) ==== | AZ_NM_SNV_Coal | West | Off-shore Wind | WT_off | 0 | 0 | 0 | 0 | 0 | 0 | WT_off | 0 | 0 | 0 | 0 | 0 | 0
| ==== Emission Program: TitleIV_CAIRSO2 : (SO2) ==== | AZ_NM_SNV_Coal | West | Other | PseudoUnit | 0 | 0 | 0 | 0 | 0 | 0 | PseudoUnit | 0 | 0 | 0 | 0 | 0 | 0
| ==== Emission Program: TitleIV_CAIRSO2 : (SO2) ==== | AZ_NM_SNV_Coal | West | HQ/Maritimes | FixedInterchange | 0 | 0 | 0 | 0 | 0 | 0 | FixedInterchange | 0 | 0 | 0 | 0 | 0 | 0
==== Emission Program: TitleIV_CAIRSO2 : (SO2) ====
| ==== Emission Program: TitleIV_CAIRSO2 : (SO2) ==== |  |  |  | Emission Cost by Reporting Type: AZ_NM_SNV_Gas | [6 empty] | Emission Cost by Reporting Type: AZ_NM_SNV_Gas
| ==== Emission Program: TitleIV_CAIRSO2 : (SO2) ==== |  |  |  | ReportingType | 2015 | 2020 | 2025 | 2030 | 2035 | 2040 | ReportingType | 2015 | 2020 | 2025 | 2030 | 2035 | 2040
| ==== Emission Program: TitleIV_CAIRSO2 : (SO2) ==== | AZ_NM_SNV_Gas | West | Other Renew | BM | 0 | 0 | 0 | 0 | 0 | 0 | BM | 0 | 0 | 0 | 0 | 0 | 0
| ==== Emission Program: TitleIV_CAIRSO2 : (SO2) ==== | AZ_NM_SNV_Gas | West | CC | CC | 0 | 0 | 0 | 0 | 0 | 0 | CC | 0 | 0 | 0 | 0 | 0 | 0
| ==== Emission Program: TitleIV_CAIRSO2 : (SO2) ==== | AZ_NM_SNV_Gas | West | Other Renew | CSP | 0 | 0 | 0 | 0 | 0 | 0 | CSP | 0 | 0 | 0 | 0 | 0 | 0
| ==== Emission Program: TitleIV_CAIRSO2 : (SO2) ==== | AZ_NM_SNV_Gas | West | CT | CT | 0 | 0 | 0 | 0 | 0 | 0 | CT | 0 | 0 | 0 | 0 | 0 | 0
| ==== Emission Program: TitleIV_CAIRSO2 : (SO2) ==== | AZ_NM_SNV_Gas | West | Coal | Coal | 0 | 0 | 0 | 0 | 0 | 0 | Coal | 0 | 0 | 0 | 0 | 0 | 0
| ==== Emission Program: TitleIV_CAIRSO2 : (SO2) ==== | AZ_NM_SNV_Gas | West | Other Renew | Geo | 0 | 0 | 0 | 0 | 0 | 0 | Geo | 0 | 0 | 0 | 0 | 0 | 0
| ==== Emission Program: TitleIV_CAIRSO2 : (SO2) ==== | AZ_NM_SNV_Gas | West | Hydro | H | 0 | 0 | 0 | 0 | 0 | 0 | H | 0 | 0 | 0 | 0 | 0 | 0
| ==== Emission Program: TitleIV_CAIRSO2 : (SO2) ==== | AZ_NM_SNV_Gas | West | Other Renew | LFG | 0 | 0 | 0 | 0 | 0 | 0 | LFG | 0 | 0 | 0 | 0 | 0 | 0
| ==== Emission Program: TitleIV_CAIRSO2 : (SO2) ==== | AZ_NM_SNV_Gas | West | Nuclear | Nuc | 0 | 0 | 0 | 0 | 0 | 0 | Nuc | 0 | 0 | 0 | 0 | 0 | 0
| ==== Emission Program: TitleIV_CAIRSO2 : (SO2) ==== | AZ_NM_SNV_Gas | West | Other | PS | 0 | 0 | 0 | 0 | 0 | 0 | PS | 0 | 0 | 0 | 0 | 0 | 0
| ==== Emission Program: TitleIV_CAIRSO2 : (SO2) ==== | AZ_NM_SNV_Gas | West | Other Renew | PV | 0 | 0 | 0 | 0 | 0 | 0 | PV | 0 | 0 | 0 | 0 | 0 | 0
| ==== Emission Program: TitleIV_CAIRSO2 : (SO2) ==== | AZ_NM_SNV_Gas | West | CT | PeakG | 0 | 0 | 0 | 0 | 0 | 0 | PeakG | 0 | 0 | 0 | 0 | 0 | 0
| ==== Emission Program: TitleIV_CAIRSO2 : (SO2) ==== | AZ_NM_SNV_Gas | West | CT | PeakO | 0 | 0 | 0 | 0 | 0 | 0 | PeakO | 0 | 0 | 0 | 0 | 0 | 0
| ==== Emission Program: TitleIV_CAIRSO2 : (SO2) ==== | AZ_NM_SNV_Gas | West | Other Renew | ST | 0 | 0 | 0 | 0 | 0 | 0 | ST | 0 | 0 | 0 | 0 | 0 | 0
| ==== Emission Program: TitleIV_CAIRSO2 : (SO2) ==== | AZ_NM_SNV_Gas | West | Steam O/G | STOG | 0 | 0 | 0 | 0 | 0 | 0 | STOG | 0 | 0 | 0 | 0 | 0 | 0
| ==== Emission Program: TitleIV_CAIRSO2 : (SO2) ==== | AZ_NM_SNV_Gas | West | Other Renew | STWD | 0 | 0 | 0 | 0 | 0 | 0 | STWD | 0 | 0 | 0 | 0 | 0 | 0
| ==== Emission Program: TitleIV_CAIRSO2 : (SO2) ==== | AZ_NM_SNV_Gas | West | On-shore Wind | WT | 0 | 0 | 0 | 0 | 0 | 0 | WT | 0 | 0 | 0 | 0 | 0 | 0
| ==== Emission Program: TitleIV_CAIRSO2 : (SO2) ==== | AZ_NM_SNV_Gas | West | Coal | IGCC | 0 | 0 | 0 | 0 | 0 | 0 | IGCC | 0 | 0 | 0 | 0 | 0 | 0
| ==== Emission Program: TitleIV_CAIRSO2 : (SO2) ==== | AZ_NM_SNV_Gas | West | DR | DemandResponse | 0 | 0 | 0 | 0 | 0 | 0 | DemandResponse | 0 | 0 | 0 | 0 | 0 | 0
| ==== Emission Program: TitleIV_CAIRSO2 : (SO2) ==== | AZ_NM_SNV_Gas | West | Coal-CCS | IGCC-CCS | 0 | 0 | 0 | 0 | 0 | 0 | IGCC-CCS | 0 | 0 | 0 | 0 | 0 | 0
| ==== Emission Program: TitleIV_CAIRSO2 : (SO2) ==== | AZ_NM_SNV_Gas | West | Off-shore Wind | WT_off | 0 | 0 | 0 | 0 | 0 | 0 | WT_off | 0 | 0 | 0 | 0 | 0 | 0
| ==== Emission Program: TitleIV_CAIRSO2 : (SO2) ==== | AZ_NM_SNV_Gas | West | Other | PseudoUnit | 0 | 0 | 0 | 0 | 0 | 0 | PseudoUnit | 0 | 0 | 0 | 0 | 0 | 0
| ==== Emission Program: TitleIV_CAIRSO2 : (SO2) ==== | AZ_NM_SNV_Gas | West | HQ/Maritimes | FixedInterchange | 0 | 0 | 0 | 0 | 0 | 0 | FixedInterchange | 0 | 0 | 0 | 0 | 0 | 0
==== Emission Program: TitleIV_CAIRSO2 : (SO2) ====
| ==== Emission Program: TitleIV_CAIRSO2 : (SO2) ==== |  |  |  | Emission Cost by Reporting Type: AZ_NM_SNV_NucRenew | [6 empty] | Emission Cost by Reporting Type: AZ_NM_SNV_NucRenew
| ==== Emission Program: TitleIV_CAIRSO2 : (SO2) ==== |  |  |  | ReportingType | 2015 | 2020 | 2025 | 2030 | 2035 | 2040 | ReportingType | 2015 | 2020 | 2025 | 2030 | 2035 | 2040
| ==== Emission Program: TitleIV_CAIRSO2 : (SO2) ==== | AZ_NM_SNV_NucRenew | West | Other Renew | BM | 0 | 0 | 0 | 0 | 0 | 0 | BM | 0 | 0 | 0 | 0 | 0 | 0
| ==== Emission Program: TitleIV_CAIRSO2 : (SO2) ==== | AZ_NM_SNV_NucRenew | West | CC | CC | 0 | 0 | 0 | 0 | 0 | 0 | CC | 0 | 0 | 0 | 0 | 0 | 0
| ==== Emission Program: TitleIV_CAIRSO2 : (SO2) ==== | AZ_NM_SNV_NucRenew | West | Other Renew | CSP | 0 | 0 | 0 | 0 | 0 | 0 | CSP | 0 | 0 | 0 | 0 | 0 | 0
| ==== Emission Program: TitleIV_CAIRSO2 : (SO2) ==== | AZ_NM_SNV_NucRenew | West | CT | CT | 0 | 0 | 0 | 0 | 0 | 0 | CT | 0 | 0 | 0 | 0 | 0 | 0
| ==== Emission Program: TitleIV_CAIRSO2 : (SO2) ==== | AZ_NM_SNV_NucRenew | West | Coal | Coal | 0 | 0 | 0 | 0 | 0 | 0 | Coal | 0 | 0 | 0 | 0 | 0 | 0
| ==== Emission Program: TitleIV_CAIRSO2 : (SO2) ==== | AZ_NM_SNV_NucRenew | West | Other Renew | Geo | 0 | 0 | 0 | 0 | 0 | 0 | Geo | 0 | 0 | 0 | 0 | 0 | 0
| ==== Emission Program: TitleIV_CAIRSO2 : (SO2) ==== | AZ_NM_SNV_NucRenew | West | Hydro | H | 0 | 0 | 0 | 0 | 0 | 0 | H | 0 | 0 | 0 | 0 | 0 | 0
| ==== Emission Program: TitleIV_CAIRSO2 : (SO2) ==== | AZ_NM_SNV_NucRenew | West | Other Renew | LFG | 0 | 0 | 0 | 0 | 0 | 0 | LFG | 0 | 0 | 0 | 0 | 0 | 0
| ==== Emission Program: TitleIV_CAIRSO2 : (SO2) ==== | AZ_NM_SNV_NucRenew | West | Nuclear | Nuc | 0 | 0 | 0 | 0 | 0 | 0 | Nuc | 0 | 0 | 0 | 0 | 0 | 0
| ==== Emission Program: TitleIV_CAIRSO2 : (SO2) ==== | AZ_NM_SNV_NucRenew | West | Other | PS | 0 | 0 | 0 | 0 | 0 | 0 | PS | 0 | 0 | 0 | 0 | 0 | 0
| ==== Emission Program: TitleIV_CAIRSO2 : (SO2) ==== | AZ_NM_SNV_NucRenew | West | Other Renew | PV | 0 | 0 | 0 | 0 | 0 | 0 | PV | 0 | 0 | 0 | 0 | 0 | 0
| ==== Emission Program: TitleIV_CAIRSO2 : (SO2) ==== | AZ_NM_SNV_NucRenew | West | CT | PeakG | 0 | 0 | 0 | 0 | 0 | 0 | PeakG | 0 | 0 | 0 | 0 | 0 | 0
| ==== Emission Program: TitleIV_CAIRSO2 : (SO2) ==== | AZ_NM_SNV_NucRenew | West | CT | PeakO | 0 | 0 | 0 | 0 | 0 | 0 | PeakO | 0 | 0 | 0 | 0 | 0 | 0
| ==== Emission Program: TitleIV_CAIRSO2 : (SO2) ==== | AZ_NM_SNV_NucRenew | West | Other Renew | ST | 0 | 0 | 0 | 0 | 0 | 0 | ST | 0 | 0 | 0 | 0 | 0 | 0
| ==== Emission Program: TitleIV_CAIRSO2 : (SO2) ==== | AZ_NM_SNV_NucRenew | West | Steam O/G | STOG | 0 | 0 | 0 | 0 | 0 | 0 | STOG | 0 | 0 | 0 | 0 | 0 | 0
| ==== Emission Program: TitleIV_CAIRSO2 : (SO2) ==== | AZ_NM_SNV_NucRenew | West | Other Renew | STWD | 0 | 0 | 0 | 0 | 0 | 0 | STWD | 0 | 0 | 0 | 0 | 0 | 0
| ==== Emission Program: TitleIV_CAIRSO2 : (SO2) ==== | AZ_NM_SNV_NucRenew | West | On-shore Wind | WT | 0 | 0 | 0 | 0 | 0 | 0 | WT | 0 | 0 | 0 | 0 | 0 | 0
| ==== Emission Program: TitleIV_CAIRSO2 : (SO2) ==== | AZ_NM_SNV_NucRenew | West | Coal | IGCC | 0 | 0 | 0 | 0 | 0 | 0 | IGCC | 0 | 0 | 0 | 0 | 0 | 0
| ==== Emission Program: TitleIV_CAIRSO2 : (SO2) ==== | AZ_NM_SNV_NucRenew | West | DR | DemandResponse | 0 | 0 | 0 | 0 | 0 | 0 | DemandResponse | 0 | 0 | 0 | 0 | 0 | 0
| ==== Emission Program: TitleIV_CAIRSO2 : (SO2) ==== | AZ_NM_SNV_NucRenew | West | Coal-CCS | IGCC-CCS | 0 | 0 | 0 | 0 | 0 | 0 | IGCC-CCS | 0 | 0 | 0 | 0 | 0 | 0
| ==== Emission Program: TitleIV_CAIRSO2 : (SO2) ==== | AZ_NM_SNV_NucRenew | West | Off-shore Wind | WT_off | 0 | 0 | 0 | 0 | 0 | 0 | WT_off | 0 | 0 | 0 | 0 | 0 | 0
| ==== Emission Program: TitleIV_CAIRSO2 : (SO2) ==== | AZ_NM_SNV_NucRenew | West | Other | PseudoUnit | 0 | 0 | 0 | 0 | 0 | 0 | PseudoUnit | 0 | 0 | 0 | 0 | 0 | 0
| ==== Emission Program: TitleIV_CAIRSO2 : (SO2) ==== | AZ_NM_SNV_NucRenew | West | HQ/Maritimes | FixedInterchange | 0 | 0 | 0 | 0 | 0 | 0 | FixedInterchange | 0 | 0 | 0 | 0 | 0 | 0
==== Emission Program: TitleIV_CAIRSO2 : (SO2) ====
| ==== Emission Program: TitleIV_CAIRSO2 : (SO2) ==== |  |  |  | Emission Cost by Reporting Type: ERCOT | [6 empty] | Emission Cost by Reporting Type: ERCOT
| ==== Emission Program: TitleIV_CAIRSO2 : (SO2) ==== |  |  |  | ReportingType | 2015 | 2020 | 2025 | 2030 | 2035 | 2040 | ReportingType | 2015 | 2020 | 2025 | 2030 | 2035 | 2040
| ==== Emission Program: TitleIV_CAIRSO2 : (SO2) ==== | ERCOT | Texas | Other Renew | BM | 0 | 0 | 0 | 0 | 0 | 0 | BM | 0 | 0 | 0 | 0 | 0 | 0
| ==== Emission Program: TitleIV_CAIRSO2 : (SO2) ==== | ERCOT | Texas | CC | CC | 0 | 0 | 0 | 0 | 0 | 0 | CC | 0 | 0 | 0 | 0 | 0 | 0
| ==== Emission Program: TitleIV_CAIRSO2 : (SO2) ==== | ERCOT | Texas | Other Renew | CSP | 0 | 0 | 0 | 0 | 0 | 0 | CSP | 0 | 0 | 0 | 0 | 0 | 0
| ==== Emission Program: TitleIV_CAIRSO2 : (SO2) ==== | ERCOT | Texas | CT | CT | 0 | 0 | 0 | 0 | 0 | 0 | CT | 0 | 0 | 0 | 0 | 0 | 0
| ==== Emission Program: TitleIV_CAIRSO2 : (SO2) ==== | ERCOT | Texas | Coal | Coal | 6.84 | 0 | 0 | 0 | 0 | 0 | Coal | 6.67 | 0 | 0 | 0 | 0 | 0
| ==== Emission Program: TitleIV_CAIRSO2 : (SO2) ==== | ERCOT | Texas | Other Renew | Geo | 0 | 0 | 0 | 0 | 0 | 0 | Geo | 0 | 0 | 0 | 0 | 0 | 0
| ==== Emission Program: TitleIV_CAIRSO2 : (SO2) ==== | ERCOT | Texas | Hydro | H | 0 | 0 | 0 | 0 | 0 | 0 | H | 0 | 0 | 0 | 0 | 0 | 0
| ==== Emission Program: TitleIV_CAIRSO2 : (SO2) ==== | ERCOT | Texas | Other Renew | LFG | 0 | 0 | 0 | 0 | 0 | 0 | LFG | 0 | 0 | 0 | 0 | 0 | 0
| ==== Emission Program: TitleIV_CAIRSO2 : (SO2) ==== | ERCOT | Texas | Nuclear | Nuc | 0 | 0 | 0 | 0 | 0 | 0 | Nuc | 0 | 0 | 0 | 0 | 0 | 0
| ==== Emission Program: TitleIV_CAIRSO2 : (SO2) ==== | ERCOT | Texas | Other | PS | 0 | 0 | 0 | 0 | 0 | 0 | PS | 0 | 0 | 0 | 0 | 0 | 0
| ==== Emission Program: TitleIV_CAIRSO2 : (SO2) ==== | ERCOT | Texas | Other Renew | PV | 0 | 0 | 0 | 0 | 0 | 0 | PV | 0 | 0 | 0 | 0 | 0 | 0
| ==== Emission Program: TitleIV_CAIRSO2 : (SO2) ==== | ERCOT | Texas | CT | PeakG | 0 | 0 | 0 | 0 | 0 | 0 | PeakG | 0 | 0 | 0 | 0 | 0 | 0
| ==== Emission Program: TitleIV_CAIRSO2 : (SO2) ==== | ERCOT | Texas | CT | PeakO | 0 | 0 | 0 | 0 | 0 | 0 | PeakO | 0 | 0 | 0 | 0 | 0 | 0
| ==== Emission Program: TitleIV_CAIRSO2 : (SO2) ==== | ERCOT | Texas | Other Renew | ST | 0 | 0 | 0 | 0 | 0 | 0 | ST | 0 | 0 | 0 | 0 | 0 | 0
| ==== Emission Program: TitleIV_CAIRSO2 : (SO2) ==== | ERCOT | Texas | Steam O/G | STOG | 0 | 0 | 0 | 0 | 0 | 0 | STOG | 0 | 0 | 0 | 0 | 0 | 0
| ==== Emission Program: TitleIV_CAIRSO2 : (SO2) ==== | ERCOT | Texas | Other Renew | STWD | 0 | 0 | 0 | 0 | 0 | 0 | STWD | 0 | 0 | 0 | 0 | 0 | 0
| ==== Emission Program: TitleIV_CAIRSO2 : (SO2) ==== | ERCOT | Texas | On-shore Wind | WT | 0 | 0 | 0 | 0 | 0 | 0 | WT | 0 | 0 | 0 | 0 | 0 | 0
| ==== Emission Program: TitleIV_CAIRSO2 : (SO2) ==== | ERCOT | Texas | Coal | IGCC | 0 | 0 | 0 | 0 | 0 | 0 | IGCC | 0 | 0 | 0 | 0 | 0 | 0
| ==== Emission Program: TitleIV_CAIRSO2 : (SO2) ==== | ERCOT | Texas | DR | DemandResponse | 0 | 0 | 0 | 0 | 0 | 0 | DemandResponse | 0 | 0 | 0 | 0 | 0 | 0
| ==== Emission Program: TitleIV_CAIRSO2 : (SO2) ==== | ERCOT | Texas | Coal-CCS | IGCC-CCS | 0 | 0 | 0 | 0 | 0 | 0 | IGCC-CCS | 0 | 0 | 0 | 0 | 0 | 0
| ==== Emission Program: TitleIV_CAIRSO2 : (SO2) ==== | ERCOT | Texas | Off-shore Wind | WT_off | 0 | 0 | 0 | 0 | 0 | 0 | WT_off | 0 | 0 | 0 | 0 | 0 | 0
| ==== Emission Program: TitleIV_CAIRSO2 : (SO2) ==== | ERCOT | Texas | Other | PseudoUnit | 0 | 0 | 0 | 0 | 0 | 0 | PseudoUnit | 0 | 0 | 0 | 0 | 0 | 0
| ==== Emission Program: TitleIV_CAIRSO2 : (SO2) ==== | ERCOT | Texas | HQ/Maritimes | FixedInterchange | 0 | 0 | 0 | 0 | 0 | 0 | FixedInterchange | 0 | 0 | 0 | 0 | 0 | 0
==== Emission Program: TitleIV_CAIRSO2 : (SO2) ====
| ==== Emission Program: TitleIV_CAIRSO2 : (SO2) ==== |  |  |  | Emission Cost by Reporting Type: NP15 | [6 empty] | Emission Cost by Reporting Type: NP15
| ==== Emission Program: TitleIV_CAIRSO2 : (SO2) ==== |  |  |  | ReportingType | 2015 | 2020 | 2025 | 2030 | 2035 | 2040 | ReportingType | 2015 | 2020 | 2025 | 2030 | 2035 | 2040
| ==== Emission Program: TitleIV_CAIRSO2 : (SO2) ==== | NP15 | West | Other Renew | BM | 0 | 0 | 0 | 0 | 0 | 0 | BM | 0 | 0 | 0 | 0 | 0 | 0
| ==== Emission Program: TitleIV_CAIRSO2 : (SO2) ==== | NP15 | West | CC | CC | 0 | 0 | 0 | 0 | 0 | 0 | CC | 0 | 0 | 0 | 0 | 0 | 0
| ==== Emission Program: TitleIV_CAIRSO2 : (SO2) ==== | NP15 | West | Other Renew | CSP | 0 | 0 | 0 | 0 | 0 | 0 | CSP | 0 | 0 | 0 | 0 | 0 | 0
| ==== Emission Program: TitleIV_CAIRSO2 : (SO2) ==== | NP15 | West | CT | CT | 0 | 0 | 0 | 0 | 0 | 0 | CT | 0 | 0 | 0 | 0 | 0 | 0
| ==== Emission Program: TitleIV_CAIRSO2 : (SO2) ==== | NP15 | West | Coal | Coal | 0.31 | 0 | 0 | 0 | 0 | 0 | Coal | 0.3 | 0 | 0 | 0 | 0 | 0
| ==== Emission Program: TitleIV_CAIRSO2 : (SO2) ==== | NP15 | West | Other Renew | Geo | 0 | 0 | 0 | 0 | 0 | 0 | Geo | 0 | 0 | 0 | 0 | 0 | 0
| ==== Emission Program: TitleIV_CAIRSO2 : (SO2) ==== | NP15 | West | Hydro | H | 0 | 0 | 0 | 0 | 0 | 0 | H | 0 | 0 | 0 | 0 | 0 | 0
| ==== Emission Program: TitleIV_CAIRSO2 : (SO2) ==== | NP15 | West | Other Renew | LFG | 0 | 0 | 0 | 0 | 0 | 0 | LFG | 0 | 0 | 0 | 0 | 0 | 0
| ==== Emission Program: TitleIV_CAIRSO2 : (SO2) ==== | NP15 | West | Nuclear | Nuc | 0 | 0 | 0 | 0 | 0 | 0 | Nuc | 0 | 0 | 0 | 0 | 0 | 0
| ==== Emission Program: TitleIV_CAIRSO2 : (SO2) ==== | NP15 | West | Other | PS | 0 | 0 | 0 | 0 | 0 | 0 | PS | 0 | 0 | 0 | 0 | 0 | 0
| ==== Emission Program: TitleIV_CAIRSO2 : (SO2) ==== | NP15 | West | Other Renew | PV | 0 | 0 | 0 | 0 | 0 | 0 | PV | 0 | 0 | 0 | 0 | 0 | 0
| ==== Emission Program: TitleIV_CAIRSO2 : (SO2) ==== | NP15 | West | CT | PeakG | 0 | 0 | 0 | 0 | 0 | 0 | PeakG | 0 | 0 | 0 | 0 | 0 | 0
| ==== Emission Program: TitleIV_CAIRSO2 : (SO2) ==== | NP15 | West | CT | PeakO | 0 | 0 | 0 | 0 | 0 | 0 | PeakO | 0 | 0 | 0 | 0 | 0 | 0
| ==== Emission Program: TitleIV_CAIRSO2 : (SO2) ==== | NP15 | West | Other Renew | ST | 0 | 0 | 0 | 0 | 0 | 0 | ST | 0 | 0 | 0 | 0 | 0 | 0
| ==== Emission Program: TitleIV_CAIRSO2 : (SO2) ==== | NP15 | West | Steam O/G | STOG | 0 | 0 | 0 | 0 | 0 | 0 | STOG | 0 | 0 | 0 | 0 | 0 | 0
| ==== Emission Program: TitleIV_CAIRSO2 : (SO2) ==== | NP15 | West | Other Renew | STWD | 0 | 0 | 0 | 0 | 0 | 0 | STWD | 0 | 0 | 0 | 0 | 0 | 0
| ==== Emission Program: TitleIV_CAIRSO2 : (SO2) ==== | NP15 | West | On-shore Wind | WT | 0 | 0 | 0 | 0 | 0 | 0 | WT | 0 | 0 | 0 | 0 | 0 | 0
| ==== Emission Program: TitleIV_CAIRSO2 : (SO2) ==== | NP15 | West | Coal | IGCC | 0 | 0 | 0 | 0 | 0 | 0 | IGCC | 0 | 0 | 0 | 0 | 0 | 0
| ==== Emission Program: TitleIV_CAIRSO2 : (SO2) ==== | NP15 | West | DR | DemandResponse | 0 | 0 | 0 | 0 | 0 | 0 | DemandResponse | 0 | 0 | 0 | 0 | 0 | 0
| ==== Emission Program: TitleIV_CAIRSO2 : (SO2) ==== | NP15 | West | Coal-CCS | IGCC-CCS | 0 | 0 | 0 | 0 | 0 | 0 | IGCC-CCS | 0 | 0 | 0 | 0 | 0 | 0
| ==== Emission Program: TitleIV_CAIRSO2 : (SO2) ==== | NP15 | West | Off-shore Wind | WT_off | 0 | 0 | 0 | 0 | 0 | 0 | WT_off | 0 | 0 | 0 | 0 | 0 | 0
| ==== Emission Program: TitleIV_CAIRSO2 : (SO2) ==== | NP15 | West | Other | PseudoUnit | 0 | 0 | 0 | 0 | 0 | 0 | PseudoUnit | 0 | 0 | 0 | 0 | 0 | 0
| ==== Emission Program: TitleIV_CAIRSO2 : (SO2) ==== | NP15 | West | HQ/Maritimes | FixedInterchange | 0 | 0 | 0 | 0 | 0 | 0 | FixedInterchange | 0 | 0 | 0 | 0 | 0 | 0
==== Emission Program: TitleIV_CAIRSO2 : (SO2) ====
| ==== Emission Program: TitleIV_CAIRSO2 : (SO2) ==== |  |  |  | Emission Cost by Reporting Type: NWPP_Coal | [6 empty] | Emission Cost by Reporting Type: NWPP_Coal
| ==== Emission Program: TitleIV_CAIRSO2 : (SO2) ==== |  |  |  | ReportingType | 2015 | 2020 | 2025 | 2030 | 2035 | 2040 | ReportingType | 2015 | 2020 | 2025 | 2030 | 2035 | 2040
| ==== Emission Program: TitleIV_CAIRSO2 : (SO2) ==== | NWPP_Coal | West | Other Renew | BM | 0 | 0 | 0 | 0 | 0 | 0 | BM | 0 | 0 | 0 | 0 | 0 | 0
| ==== Emission Program: TitleIV_CAIRSO2 : (SO2) ==== | NWPP_Coal | West | CC | CC | 0 | 0 | 0 | 0 | 0 | 0 | CC | 0 | 0 | 0 | 0 | 0 | 0
| ==== Emission Program: TitleIV_CAIRSO2 : (SO2) ==== | NWPP_Coal | West | Other Renew | CSP | 0 | 0 | 0 | 0 | 0 | 0 | CSP | 0 | 0 | 0 | 0 | 0 | 0
| ==== Emission Program: TitleIV_CAIRSO2 : (SO2) ==== | NWPP_Coal | West | CT | CT | 0 | 0 | 0 | 0 | 0 | 0 | CT | 0 | 0 | 0 | 0 | 0 | 0
| ==== Emission Program: TitleIV_CAIRSO2 : (SO2) ==== | NWPP_Coal | West | Coal | Coal | 2.71 | 0 | 0 | 0 | 0 | 0 | Coal | 2.65 | 0 | 0 | 0 | 0 | 0
| ==== Emission Program: TitleIV_CAIRSO2 : (SO2) ==== | NWPP_Coal | West | Other Renew | Geo | 0 | 0 | 0 | 0 | 0 | 0 | Geo | 0 | 0 | 0 | 0 | 0 | 0
| ==== Emission Program: TitleIV_CAIRSO2 : (SO2) ==== | NWPP_Coal | West | Hydro | H | 0 | 0 | 0 | 0 | 0 | 0 | H | 0 | 0 | 0 | 0 | 0 | 0
| ==== Emission Program: TitleIV_CAIRSO2 : (SO2) ==== | NWPP_Coal | West | Other Renew | LFG | 0 | 0 | 0 | 0 | 0 | 0 | LFG | 0 | 0 | 0 | 0 | 0 | 0
| ==== Emission Program: TitleIV_CAIRSO2 : (SO2) ==== | NWPP_Coal | West | Nuclear | Nuc | 0 | 0 | 0 | 0 | 0 | 0 | Nuc | 0 | 0 | 0 | 0 | 0 | 0
| ==== Emission Program: TitleIV_CAIRSO2 : (SO2) ==== | NWPP_Coal | West | Other | PS | 0 | 0 | 0 | 0 | 0 | 0 | PS | 0 | 0 | 0 | 0 | 0 | 0
| ==== Emission Program: TitleIV_CAIRSO2 : (SO2) ==== | NWPP_Coal | West | Other Renew | PV | 0 | 0 | 0 | 0 | 0 | 0 | PV | 0 | 0 | 0 | 0 | 0 | 0
| ==== Emission Program: TitleIV_CAIRSO2 : (SO2) ==== | NWPP_Coal | West | CT | PeakG | 0 | 0 | 0 | 0 | 0 | 0 | PeakG | 0 | 0 | 0 | 0 | 0 | 0
| ==== Emission Program: TitleIV_CAIRSO2 : (SO2) ==== | NWPP_Coal | West | CT | PeakO | 0 | 0 | 0 | 0 | 0 | 0 | PeakO | 0 | 0 | 0 | 0 | 0 | 0
| ==== Emission Program: TitleIV_CAIRSO2 : (SO2) ==== | NWPP_Coal | West | Other Renew | ST | 0 | 0 | 0 | 0 | 0 | 0 | ST | 0 | 0 | 0 | 0 | 0 | 0
| ==== Emission Program: TitleIV_CAIRSO2 : (SO2) ==== | NWPP_Coal | West | Steam O/G | STOG | 0 | 0 | 0 | 0 | 0 | 0 | STOG | 0 | 0 | 0 | 0 | 0 | 0
| ==== Emission Program: TitleIV_CAIRSO2 : (SO2) ==== | NWPP_Coal | West | Other Renew | STWD | 0 | 0 | 0 | 0 | 0 | 0 | STWD | 0 | 0 | 0 | 0 | 0 | 0
| ==== Emission Program: TitleIV_CAIRSO2 : (SO2) ==== | NWPP_Coal | West | On-shore Wind | WT | 0 | 0 | 0 | 0 | 0 | 0 | WT | 0 | 0 | 0 | 0 | 0 | 0
| ==== Emission Program: TitleIV_CAIRSO2 : (SO2) ==== | NWPP_Coal | West | Coal | IGCC | 0 | 0 | 0 | 0 | 0 | 0 | IGCC | 0 | 0 | 0 | 0 | 0 | 0
| ==== Emission Program: TitleIV_CAIRSO2 : (SO2) ==== | NWPP_Coal | West | DR | DemandResponse | 0 | 0 | 0 | 0 | 0 | 0 | DemandResponse | 0 | 0 | 0 | 0 | 0 | 0
| ==== Emission Program: TitleIV_CAIRSO2 : (SO2) ==== | NWPP_Coal | West | Coal-CCS | IGCC-CCS | 0 | 0 | 0 | 0 | 0 | 0 | IGCC-CCS | 0 | 0 | 0 | 0 | 0 | 0
| ==== Emission Program: TitleIV_CAIRSO2 : (SO2) ==== | NWPP_Coal | West | Off-shore Wind | WT_off | 0 | 0 | 0 | 0 | 0 | 0 | WT_off | 0 | 0 | 0 | 0 | 0 | 0
| ==== Emission Program: TitleIV_CAIRSO2 : (SO2) ==== | NWPP_Coal | West | Other | PseudoUnit | 0 | 0 | 0 | 0 | 0 | 0 | PseudoUnit | 0 | 0 | 0 | 0 | 0 | 0
| ==== Emission Program: TitleIV_CAIRSO2 : (SO2) ==== | NWPP_Coal | West | HQ/Maritimes | FixedInterchange | 0 | 0 | 0 | 0 | 0 | 0 | FixedInterchange | 0 | 0 | 0 | 0 | 0 | 0
==== Emission Program: TitleIV_CAIRSO2 : (SO2) ====
| ==== Emission Program: TitleIV_CAIRSO2 : (SO2) ==== |  |  |  | Emission Cost by Reporting Type: NWPP_Gas | [6 empty] | Emission Cost by Reporting Type: NWPP_Gas
| ==== Emission Program: TitleIV_CAIRSO2 : (SO2) ==== |  |  |  | ReportingType | 2015 | 2020 | 2025 | 2030 | 2035 | 2040 | ReportingType | 2015 | 2020 | 2025 | 2030 | 2035 | 2040
| ==== Emission Program: TitleIV_CAIRSO2 : (SO2) ==== | NWPP_Gas | West | Other Renew | BM | 0 | 0 | 0 | 0 | 0 | 0 | BM | 0 | 0 | 0 | 0 | 0 | 0
| ==== Emission Program: TitleIV_CAIRSO2 : (SO2) ==== | NWPP_Gas | West | CC | CC | 0 | 0 | 0 | 0 | 0 | 0 | CC | 0 | 0 | 0 | 0 | 0 | 0
| ==== Emission Program: TitleIV_CAIRSO2 : (SO2) ==== | NWPP_Gas | West | Other Renew | CSP | 0 | 0 | 0 | 0 | 0 | 0 | CSP | 0 | 0 | 0 | 0 | 0 | 0
| ==== Emission Program: TitleIV_CAIRSO2 : (SO2) ==== | NWPP_Gas | West | CT | CT | 0 | 0 | 0 | 0 | 0 | 0 | CT | 0 | 0 | 0 | 0 | 0 | 0
| ==== Emission Program: TitleIV_CAIRSO2 : (SO2) ==== | NWPP_Gas | West | Coal | Coal | 0 | 0 | 0 | 0 | 0 | 0 | Coal | 0 | 0 | 0 | 0 | 0 | 0
| ==== Emission Program: TitleIV_CAIRSO2 : (SO2) ==== | NWPP_Gas | West | Other Renew | Geo | 0 | 0 | 0 | 0 | 0 | 0 | Geo | 0 | 0 | 0 | 0 | 0 | 0
| ==== Emission Program: TitleIV_CAIRSO2 : (SO2) ==== | NWPP_Gas | West | Hydro | H | 0 | 0 | 0 | 0 | 0 | 0 | H | 0 | 0 | 0 | 0 | 0 | 0
| ==== Emission Program: TitleIV_CAIRSO2 : (SO2) ==== | NWPP_Gas | West | Other Renew | LFG | 0 | 0 | 0 | 0 | 0 | 0 | LFG | 0 | 0 | 0 | 0 | 0 | 0
| ==== Emission Program: TitleIV_CAIRSO2 : (SO2) ==== | NWPP_Gas | West | Nuclear | Nuc | 0 | 0 | 0 | 0 | 0 | 0 | Nuc | 0 | 0 | 0 | 0 | 0 | 0
| ==== Emission Program: TitleIV_CAIRSO2 : (SO2) ==== | NWPP_Gas | West | Other | PS | 0 | 0 | 0 | 0 | 0 | 0 | PS | 0 | 0 | 0 | 0 | 0 | 0
| ==== Emission Program: TitleIV_CAIRSO2 : (SO2) ==== | NWPP_Gas | West | Other Renew | PV | 0 | 0 | 0 | 0 | 0 | 0 | PV | 0 | 0 | 0 | 0 | 0 | 0
| ==== Emission Program: TitleIV_CAIRSO2 : (SO2) ==== | NWPP_Gas | West | CT | PeakG | 0 | 0 | 0 | 0 | 0 | 0 | PeakG | 0 | 0 | 0 | 0 | 0 | 0
| ==== Emission Program: TitleIV_CAIRSO2 : (SO2) ==== | NWPP_Gas | West | CT | PeakO | 0 | 0 | 0 | 0 | 0 | 0 | PeakO | 0 | 0 | 0 | 0 | 0 | 0
| ==== Emission Program: TitleIV_CAIRSO2 : (SO2) ==== | NWPP_Gas | West | Other Renew | ST | 0 | 0 | 0 | 0 | 0 | 0 | ST | 0 | 0 | 0 | 0 | 0 | 0
| ==== Emission Program: TitleIV_CAIRSO2 : (SO2) ==== | NWPP_Gas | West | Steam O/G | STOG | 0 | 0 | 0 | 0 | 0 | 0 | STOG | 0 | 0 | 0 | 0 | 0 | 0
| ==== Emission Program: TitleIV_CAIRSO2 : (SO2) ==== | NWPP_Gas | West | Other Renew | STWD | 0 | 0 | 0 | 0 | 0 | 0 | STWD | 0 | 0 | 0 | 0 | 0 | 0
| ==== Emission Program: TitleIV_CAIRSO2 : (SO2) ==== | NWPP_Gas | West | On-shore Wind | WT | 0 | 0 | 0 | 0 | 0 | 0 | WT | 0 | 0 | 0 | 0 | 0 | 0
| ==== Emission Program: TitleIV_CAIRSO2 : (SO2) ==== | NWPP_Gas | West | Coal | IGCC | 0 | 0 | 0 | 0 | 0 | 0 | IGCC | 0 | 0 | 0 | 0 | 0 | 0
| ==== Emission Program: TitleIV_CAIRSO2 : (SO2) ==== | NWPP_Gas | West | DR | DemandResponse | 0 | 0 | 0 | 0 | 0 | 0 | DemandResponse | 0 | 0 | 0 | 0 | 0 | 0
| ==== Emission Program: TitleIV_CAIRSO2 : (SO2) ==== | NWPP_Gas | West | Coal-CCS | IGCC-CCS | 0 | 0 | 0 | 0 | 0 | 0 | IGCC-CCS | 0 | 0 | 0 | 0 | 0 | 0
| ==== Emission Program: TitleIV_CAIRSO2 : (SO2) ==== | NWPP_Gas | West | Off-shore Wind | WT_off | 0 | 0 | 0 | 0 | 0 | 0 | WT_off | 0 | 0 | 0 | 0 | 0 | 0
| ==== Emission Program: TitleIV_CAIRSO2 : (SO2) ==== | NWPP_Gas | West | Other | PseudoUnit | 0 | 0 | 0 | 0 | 0 | 0 | PseudoUnit | 0 | 0 | 0 | 0 | 0 | 0
| ==== Emission Program: TitleIV_CAIRSO2 : (SO2) ==== | NWPP_Gas | West | HQ/Maritimes | FixedInterchange | 0 | 0 | 0 | 0 | 0 | 0 | FixedInterchange | 0 | 0 | 0 | 0 | 0 | 0
==== Emission Program: TitleIV_CAIRSO2 : (SO2) ====
| ==== Emission Program: TitleIV_CAIRSO2 : (SO2) ==== |  |  |  | Emission Cost by Reporting Type: NWPP_NucRenew | [6 empty] | Emission Cost by Reporting Type: NWPP_NucRenew
| ==== Emission Program: TitleIV_CAIRSO2 : (SO2) ==== |  |  |  | ReportingType | 2015 | 2020 | 2025 | 2030 | 2035 | 2040 | ReportingType | 2015 | 2020 | 2025 | 2030 | 2035 | 2040
| ==== Emission Program: TitleIV_CAIRSO2 : (SO2) ==== | NWPP_NucRenew | West | Other Renew | BM | 0 | 0 | 0 | 0 | 0 | 0 | BM | 0 | 0 | 0 | 0 | 0 | 0
| ==== Emission Program: TitleIV_CAIRSO2 : (SO2) ==== | NWPP_NucRenew | West | CC | CC | 0 | 0 | 0 | 0 | 0 | 0 | CC | 0 | 0 | 0 | 0 | 0 | 0
| ==== Emission Program: TitleIV_CAIRSO2 : (SO2) ==== | NWPP_NucRenew | West | Other Renew | CSP | 0 | 0 | 0 | 0 | 0 | 0 | CSP | 0 | 0 | 0 | 0 | 0 | 0
| ==== Emission Program: TitleIV_CAIRSO2 : (SO2) ==== | NWPP_NucRenew | West | CT | CT | 0 | 0 | 0 | 0 | 0 | 0 | CT | 0 | 0 | 0 | 0 | 0 | 0
| ==== Emission Program: TitleIV_CAIRSO2 : (SO2) ==== | NWPP_NucRenew | West | Coal | Coal | 0 | 0 | 0 | 0 | 0 | 0 | Coal | 0 | 0 | 0 | 0 | 0 | 0
| ==== Emission Program: TitleIV_CAIRSO2 : (SO2) ==== | NWPP_NucRenew | West | Other Renew | Geo | 0 | 0 | 0 | 0 | 0 | 0 | Geo | 0 | 0 | 0 | 0 | 0 | 0
| ==== Emission Program: TitleIV_CAIRSO2 : (SO2) ==== | NWPP_NucRenew | West | Hydro | H | 0 | 0 | 0 | 0 | 0 | 0 | H | 0 | 0 | 0 | 0 | 0 | 0
| ==== Emission Program: TitleIV_CAIRSO2 : (SO2) ==== | NWPP_NucRenew | West | Other Renew | LFG | 0 | 0 | 0 | 0 | 0 | 0 | LFG | 0 | 0 | 0 | 0 | 0 | 0
| ==== Emission Program: TitleIV_CAIRSO2 : (SO2) ==== | NWPP_NucRenew | West | Nuclear | Nuc | 0 | 0 | 0 | 0 | 0 | 0 | Nuc | 0 | 0 | 0 | 0 | 0 | 0
| ==== Emission Program: TitleIV_CAIRSO2 : (SO2) ==== | NWPP_NucRenew | West | Other | PS | 0 | 0 | 0 | 0 | 0 | 0 | PS | 0 | 0 | 0 | 0 | 0 | 0
| ==== Emission Program: TitleIV_CAIRSO2 : (SO2) ==== | NWPP_NucRenew | West | Other Renew | PV | 0 | 0 | 0 | 0 | 0 | 0 | PV | 0 | 0 | 0 | 0 | 0 | 0
| ==== Emission Program: TitleIV_CAIRSO2 : (SO2) ==== | NWPP_NucRenew | West | CT | PeakG | 0 | 0 | 0 | 0 | 0 | 0 | PeakG | 0 | 0 | 0 | 0 | 0 | 0
| ==== Emission Program: TitleIV_CAIRSO2 : (SO2) ==== | NWPP_NucRenew | West | CT | PeakO | 0 | 0 | 0 | 0 | 0 | 0 | PeakO | 0 | 0 | 0 | 0 | 0 | 0
| ==== Emission Program: TitleIV_CAIRSO2 : (SO2) ==== | NWPP_NucRenew | West | Other Renew | ST | 0 | 0 | 0 | 0 | 0 | 0 | ST | 0 | 0 | 0 | 0 | 0 | 0
| ==== Emission Program: TitleIV_CAIRSO2 : (SO2) ==== | NWPP_NucRenew | West | Steam O/G | STOG | 0 | 0 | 0 | 0 | 0 | 0 | STOG | 0 | 0 | 0 | 0 | 0 | 0
| ==== Emission Program: TitleIV_CAIRSO2 : (SO2) ==== | NWPP_NucRenew | West | Other Renew | STWD | 0 | 0 | 0 | 0 | 0 | 0 | STWD | 0 | 0 | 0 | 0 | 0 | 0
| ==== Emission Program: TitleIV_CAIRSO2 : (SO2) ==== | NWPP_NucRenew | West | On-shore Wind | WT | 0 | 0 | 0 | 0 | 0 | 0 | WT | 0 | 0 | 0 | 0 | 0 | 0
| ==== Emission Program: TitleIV_CAIRSO2 : (SO2) ==== | NWPP_NucRenew | West | Coal | IGCC | 0 | 0 | 0 | 0 | 0 | 0 | IGCC | 0 | 0 | 0 | 0 | 0 | 0
| ==== Emission Program: TitleIV_CAIRSO2 : (SO2) ==== | NWPP_NucRenew | West | DR | DemandResponse | 0 | 0 | 0 | 0 | 0 | 0 | DemandResponse | 0 | 0 | 0 | 0 | 0 | 0
| ==== Emission Program: TitleIV_CAIRSO2 : (SO2) ==== | NWPP_NucRenew | West | Coal-CCS | IGCC-CCS | 0 | 0 | 0 | 0 | 0 | 0 | IGCC-CCS | 0 | 0 | 0 | 0 | 0 | 0
| ==== Emission Program: TitleIV_CAIRSO2 : (SO2) ==== | NWPP_NucRenew | West | Off-shore Wind | WT_off | 0 | 0 | 0 | 0 | 0 | 0 | WT_off | 0 | 0 | 0 | 0 | 0 | 0
| ==== Emission Program: TitleIV_CAIRSO2 : (SO2) ==== | NWPP_NucRenew | West | Other | PseudoUnit | 0 | 0 | 0 | 0 | 0 | 0 | PseudoUnit | 0 | 0 | 0 | 0 | 0 | 0
| ==== Emission Program: TitleIV_CAIRSO2 : (SO2) ==== | NWPP_NucRenew | West | HQ/Maritimes | FixedInterchange | 0 | 0 | 0 | 0 | 0 | 0 | FixedInterchange | 0 | 0 | 0 | 0 | 0 | 0
==== Emission Program: TitleIV_CAIRSO2 : (SO2) ====
| ==== Emission Program: TitleIV_CAIRSO2 : (SO2) ==== |  |  |  | Emission Cost by Reporting Type: RMPA | [6 empty] | Emission Cost by Reporting Type: RMPA
| ==== Emission Program: TitleIV_CAIRSO2 : (SO2) ==== |  |  |  | ReportingType | 2015 | 2020 | 2025 | 2030 | 2035 | 2040 | ReportingType | 2015 | 2020 | 2025 | 2030 | 2035 | 2040
| ==== Emission Program: TitleIV_CAIRSO2 : (SO2) ==== | RMPA | West | Other Renew | BM | 0 | 0 | 0 | 0 | 0 | 0 | BM | 0 | 0 | 0 | 0 | 0 | 0
| ==== Emission Program: TitleIV_CAIRSO2 : (SO2) ==== | RMPA | West | CC | CC | 0 | 0 | 0 | 0 | 0 | 0 | CC | 0 | 0 | 0 | 0 | 0 | 0
| ==== Emission Program: TitleIV_CAIRSO2 : (SO2) ==== | RMPA | West | Other Renew | CSP | 0 | 0 | 0 | 0 | 0 | 0 | CSP | 0 | 0 | 0 | 0 | 0 | 0
| ==== Emission Program: TitleIV_CAIRSO2 : (SO2) ==== | RMPA | West | CT | CT | 0 | 0 | 0 | 0 | 0 | 0 | CT | 0 | 0 | 0 | 0 | 0 | 0
| ==== Emission Program: TitleIV_CAIRSO2 : (SO2) ==== | RMPA | West | Coal | Coal | 1.89 | 0 | 0 | 0 | 0 | 0 | Coal | 1.84 | 0 | 0 | 0 | 0 | 0
| ==== Emission Program: TitleIV_CAIRSO2 : (SO2) ==== | RMPA | West | Other Renew | Geo | 0 | 0 | 0 | 0 | 0 | 0 | Geo | 0 | 0 | 0 | 0 | 0 | 0
| ==== Emission Program: TitleIV_CAIRSO2 : (SO2) ==== | RMPA | West | Hydro | H | 0 | 0 | 0 | 0 | 0 | 0 | H | 0 | 0 | 0 | 0 | 0 | 0
| ==== Emission Program: TitleIV_CAIRSO2 : (SO2) ==== | RMPA | West | Other Renew | LFG | 0 | 0 | 0 | 0 | 0 | 0 | LFG | 0 | 0 | 0 | 0 | 0 | 0
| ==== Emission Program: TitleIV_CAIRSO2 : (SO2) ==== | RMPA | West | Nuclear | Nuc | 0 | 0 | 0 | 0 | 0 | 0 | Nuc | 0 | 0 | 0 | 0 | 0 | 0
| ==== Emission Program: TitleIV_CAIRSO2 : (SO2) ==== | RMPA | West | Other | PS | 0 | 0 | 0 | 0 | 0 | 0 | PS | 0 | 0 | 0 | 0 | 0 | 0
| ==== Emission Program: TitleIV_CAIRSO2 : (SO2) ==== | RMPA | West | Other Renew | PV | 0 | 0 | 0 | 0 | 0 | 0 | PV | 0 | 0 | 0 | 0 | 0 | 0
| ==== Emission Program: TitleIV_CAIRSO2 : (SO2) ==== | RMPA | West | CT | PeakG | 0 | 0 | 0 | 0 | 0 | 0 | PeakG | 0 | 0 | 0 | 0 | 0 | 0
| ==== Emission Program: TitleIV_CAIRSO2 : (SO2) ==== | RMPA | West | CT | PeakO | 0 | 0 | 0 | 0 | 0 | 0 | PeakO | 0 | 0 | 0 | 0 | 0 | 0
| ==== Emission Program: TitleIV_CAIRSO2 : (SO2) ==== | RMPA | West | Other Renew | ST | 0 | 0 | 0 | 0 | 0 | 0 | ST | 0 | 0 | 0 | 0 | 0 | 0
| ==== Emission Program: TitleIV_CAIRSO2 : (SO2) ==== | RMPA | West | Steam O/G | STOG | 0 | 0 | 0 | 0 | 0 | 0 | STOG | 0 | 0 | 0 | 0 | 0 | 0
| ==== Emission Program: TitleIV_CAIRSO2 : (SO2) ==== | RMPA | West | Other Renew | STWD | 0 | 0 | 0 | 0 | 0 | 0 | STWD | 0 | 0 | 0 | 0 | 0 | 0
| ==== Emission Program: TitleIV_CAIRSO2 : (SO2) ==== | RMPA | West | On-shore Wind | WT | 0 | 0 | 0 | 0 | 0 | 0 | WT | 0 | 0 | 0 | 0 | 0 | 0
| ==== Emission Program: TitleIV_CAIRSO2 : (SO2) ==== | RMPA | West | Coal | IGCC | 0 | 0 | 0 | 0 | 0 | 0 | IGCC | 0 | 0 | 0 | 0 | 0 | 0
| ==== Emission Program: TitleIV_CAIRSO2 : (SO2) ==== | RMPA | West | DR | DemandResponse | 0 | 0 | 0 | 0 | 0 | 0 | DemandResponse | 0 | 0 | 0 | 0 | 0 | 0
| ==== Emission Program: TitleIV_CAIRSO2 : (SO2) ==== | RMPA | West | Coal-CCS | IGCC-CCS | 0 | 0 | 0 | 0 | 0 | 0 | IGCC-CCS | 0 | 0 | 0 | 0 | 0 | 0
| ==== Emission Program: TitleIV_CAIRSO2 : (SO2) ==== | RMPA | West | Off-shore Wind | WT_off | 0 | 0 | 0 | 0 | 0 | 0 | WT_off | 0 | 0 | 0 | 0 | 0 | 0
| ==== Emission Program: TitleIV_CAIRSO2 : (SO2) ==== | RMPA | West | Other | PseudoUnit | 0 | 0 | 0 | 0 | 0 | 0 | PseudoUnit | 0 | 0 | 0 | 0 | 0 | 0
| ==== Emission Program: TitleIV_CAIRSO2 : (SO2) ==== | RMPA | West | HQ/Maritimes | FixedInterchange | 0 | 0 | 0 | 0 | 0 | 0 | FixedInterchange | 0 | 0 | 0 | 0 | 0 | 0
==== Emission Program: TitleIV_CAIRSO2 : (SO2) ====
| ==== Emission Program: TitleIV_CAIRSO2 : (SO2) ==== |  |  |  | Emission Cost by Reporting Type: SP15 | [6 empty] | Emission Cost by Reporting Type: SP15
| ==== Emission Program: TitleIV_CAIRSO2 : (SO2) ==== |  |  |  | ReportingType | 2015 | 2020 | 2025 | 2030 | 2035 | 2040 | ReportingType | 2015 | 2020 | 2025 | 2030 | 2035 | 2040
| ==== Emission Program: TitleIV_CAIRSO2 : (SO2) ==== | SP15 | West | Other Renew | BM | 0 | 0 | 0 | 0 | 0 | 0 | BM | 0 | 0 | 0 | 0 | 0 | 0
| ==== Emission Program: TitleIV_CAIRSO2 : (SO2) ==== | SP15 | West | CC | CC | 0 | 0 | 0 | 0 | 0 | 0 | CC | 0 | 0 | 0 | 0 | 0 | 0
| ==== Emission Program: TitleIV_CAIRSO2 : (SO2) ==== | SP15 | West | Other Renew | CSP | 0 | 0 | 0 | 0 | 0 | 0 | CSP | 0 | 0 | 0 | 0 | 0 | 0
| ==== Emission Program: TitleIV_CAIRSO2 : (SO2) ==== | SP15 | West | CT | CT | 0 | 0 | 0 | 0 | 0 | 0 | CT | 0 | 0 | 0 | 0 | 0 | 0
| ==== Emission Program: TitleIV_CAIRSO2 : (SO2) ==== | SP15 | West | Coal | Coal | 0.16 | 0 | 0 | 0 | 0 | 0 | Coal | 0.16 | 0 | 0 | 0 | 0 | 0
| ==== Emission Program: TitleIV_CAIRSO2 : (SO2) ==== | SP15 | West | Other Renew | Geo | 0 | 0 | 0 | 0 | 0 | 0 | Geo | 0 | 0 | 0 | 0 | 0 | 0
| ==== Emission Program: TitleIV_CAIRSO2 : (SO2) ==== | SP15 | West | Hydro | H | 0 | 0 | 0 | 0 | 0 | 0 | H | 0 | 0 | 0 | 0 | 0 | 0
| ==== Emission Program: TitleIV_CAIRSO2 : (SO2) ==== | SP15 | West | Other Renew | LFG | 0 | 0 | 0 | 0 | 0 | 0 | LFG | 0 | 0 | 0 | 0 | 0 | 0
| ==== Emission Program: TitleIV_CAIRSO2 : (SO2) ==== | SP15 | West | Nuclear | Nuc | 0 | 0 | 0 | 0 | 0 | 0 | Nuc | 0 | 0 | 0 | 0 | 0 | 0
| ==== Emission Program: TitleIV_CAIRSO2 : (SO2) ==== | SP15 | West | Other | PS | 0 | 0 | 0 | 0 | 0 | 0 | PS | 0 | 0 | 0 | 0 | 0 | 0
| ==== Emission Program: TitleIV_CAIRSO2 : (SO2) ==== | SP15 | West | Other Renew | PV | 0 | 0 | 0 | 0 | 0 | 0 | PV | 0 | 0 | 0 | 0 | 0 | 0
| ==== Emission Program: TitleIV_CAIRSO2 : (SO2) ==== | SP15 | West | CT | PeakG | 0 | 0 | 0 | 0 | 0 | 0 | PeakG | 0 | 0 | 0 | 0 | 0 | 0
| ==== Emission Program: TitleIV_CAIRSO2 : (SO2) ==== | SP15 | West | CT | PeakO | 0 | 0 | 0 | 0 | 0 | 0 | PeakO | 0 | 0 | 0 | 0 | 0 | 0
| ==== Emission Program: TitleIV_CAIRSO2 : (SO2) ==== | SP15 | West | Other Renew | ST | 0 | 0 | 0 | 0 | 0 | 0 | ST | 0 | 0 | 0 | 0 | 0 | 0
| ==== Emission Program: TitleIV_CAIRSO2 : (SO2) ==== | SP15 | West | Steam O/G | STOG | 0 | 0 | 0 | 0 | 0 | 0 | STOG | 0 | 0 | 0 | 0 | 0 | 0
| ==== Emission Program: TitleIV_CAIRSO2 : (SO2) ==== | SP15 | West | Other Renew | STWD | 0 | 0 | 0 | 0 | 0 | 0 | STWD | 0 | 0 | 0 | 0 | 0 | 0
| ==== Emission Program: TitleIV_CAIRSO2 : (SO2) ==== | SP15 | West | On-shore Wind | WT | 0 | 0 | 0 | 0 | 0 | 0 | WT | 0 | 0 | 0 | 0 | 0 | 0
| ==== Emission Program: TitleIV_CAIRSO2 : (SO2) ==== | SP15 | West | Coal | IGCC | 0 | 0 | 0 | 0 | 0 | 0 | IGCC | 0 | 0 | 0 | 0 | 0 | 0
| ==== Emission Program: TitleIV_CAIRSO2 : (SO2) ==== | SP15 | West | DR | DemandResponse | 0 | 0 | 0 | 0 | 0 | 0 | DemandResponse | 0 | 0 | 0 | 0 | 0 | 0
| ==== Emission Program: TitleIV_CAIRSO2 : (SO2) ==== | SP15 | West | Coal-CCS | IGCC-CCS | 0 | 0 | 0 | 0 | 0 | 0 | IGCC-CCS | 0 | 0 | 0 | 0 | 0 | 0
| ==== Emission Program: TitleIV_CAIRSO2 : (SO2) ==== | SP15 | West | Off-shore Wind | WT_off | 0 | 0 | 0 | 0 | 0 | 0 | WT_off | 0 | 0 | 0 | 0 | 0 | 0
| ==== Emission Program: TitleIV_CAIRSO2 : (SO2) ==== | SP15 | West | Other | PseudoUnit | 0 | 0 | 0 | 0 | 0 | 0 | PseudoUnit | 0 | 0 | 0 | 0 | 0 | 0
| ==== Emission Program: TitleIV_CAIRSO2 : (SO2) ==== | SP15 | West | HQ/Maritimes | FixedInterchange | 0 | 0 | 0 | 0 | 0 | 0 | FixedInterchange | 0 | 0 | 0 | 0 | 0 | 0
==== Emission Program: TitleIV_CAIRSO2 : (SO2) ====
| ==== Emission Program: TitleIV_CAIRSO2 : (SO2) ==== |  |  |  | Emission Cost by Reporting Type: ALB | [6 empty] | Emission Cost by Reporting Type: ALB
| ==== Emission Program: TitleIV_CAIRSO2 : (SO2) ==== |  |  |  | ReportingType | 2015 | 2020 | 2025 | 2030 | 2035 | 2040 | ReportingType | 2015 | 2020 | 2025 | 2030 | 2035 | 2040
| ==== Emission Program: TitleIV_CAIRSO2 : (SO2) ==== | ALB | West | Other Renew | BM | 0 | 0 | 0 | 0 | 0 | 0 | BM | 0 | 0 | 0 | 0 | 0 | 0
| ==== Emission Program: TitleIV_CAIRSO2 : (SO2) ==== | ALB | West | CC | CC | 0 | 0 | 0 | 0 | 0 | 0 | CC | 0 | 0 | 0 | 0 | 0 | 0
| ==== Emission Program: TitleIV_CAIRSO2 : (SO2) ==== | ALB | West | Other Renew | CSP | 0 | 0 | 0 | 0 | 0 | 0 | CSP | 0 | 0 | 0 | 0 | 0 | 0
| ==== Emission Program: TitleIV_CAIRSO2 : (SO2) ==== | ALB | West | CT | CT | 0 | 0 | 0 | 0 | 0 | 0 | CT | 0 | 0 | 0 | 0 | 0 | 0
| ==== Emission Program: TitleIV_CAIRSO2 : (SO2) ==== | ALB | West | Coal | Coal | 0 | 0 | 0 | 0 | 0 | 0 | Coal | 0 | 0 | 0 | 0 | 0 | 0
| ==== Emission Program: TitleIV_CAIRSO2 : (SO2) ==== | ALB | West | Other Renew | Geo | 0 | 0 | 0 | 0 | 0 | 0 | Geo | 0 | 0 | 0 | 0 | 0 | 0
| ==== Emission Program: TitleIV_CAIRSO2 : (SO2) ==== | ALB | West | Hydro | H | 0 | 0 | 0 | 0 | 0 | 0 | H | 0 | 0 | 0 | 0 | 0 | 0
| ==== Emission Program: TitleIV_CAIRSO2 : (SO2) ==== | ALB | West | Other Renew | LFG | 0 | 0 | 0 | 0 | 0 | 0 | LFG | 0 | 0 | 0 | 0 | 0 | 0
| ==== Emission Program: TitleIV_CAIRSO2 : (SO2) ==== | ALB | West | Nuclear | Nuc | 0 | 0 | 0 | 0 | 0 | 0 | Nuc | 0 | 0 | 0 | 0 | 0 | 0
| ==== Emission Program: TitleIV_CAIRSO2 : (SO2) ==== | ALB | West | Other | PS | 0 | 0 | 0 | 0 | 0 | 0 | PS | 0 | 0 | 0 | 0 | 0 | 0
| ==== Emission Program: TitleIV_CAIRSO2 : (SO2) ==== | ALB | West | Other Renew | PV | 0 | 0 | 0 | 0 | 0 | 0 | PV | 0 | 0 | 0 | 0 | 0 | 0
| ==== Emission Program: TitleIV_CAIRSO2 : (SO2) ==== | ALB | West | CT | PeakG | 0 | 0 | 0 | 0 | 0 | 0 | PeakG | 0 | 0 | 0 | 0 | 0 | 0
| ==== Emission Program: TitleIV_CAIRSO2 : (SO2) ==== | ALB | West | CT | PeakO | 0 | 0 | 0 | 0 | 0 | 0 | PeakO | 0 | 0 | 0 | 0 | 0 | 0
| ==== Emission Program: TitleIV_CAIRSO2 : (SO2) ==== | ALB | West | Other Renew | ST | 0 | 0 | 0 | 0 | 0 | 0 | ST | 0 | 0 | 0 | 0 | 0 | 0
| ==== Emission Program: TitleIV_CAIRSO2 : (SO2) ==== | ALB | West | Steam O/G | STOG | 0 | 0 | 0 | 0 | 0 | 0 | STOG | 0 | 0 | 0 | 0 | 0 | 0
| ==== Emission Program: TitleIV_CAIRSO2 : (SO2) ==== | ALB | West | Other Renew | STWD | 0 | 0 | 0 | 0 | 0 | 0 | STWD | 0 | 0 | 0 | 0 | 0 | 0
| ==== Emission Program: TitleIV_CAIRSO2 : (SO2) ==== | ALB | West | On-shore Wind | WT | 0 | 0 | 0 | 0 | 0 | 0 | WT | 0 | 0 | 0 | 0 | 0 | 0
| ==== Emission Program: TitleIV_CAIRSO2 : (SO2) ==== | ALB | West | Coal | IGCC | 0 | 0 | 0 | 0 | 0 | 0 | IGCC | 0 | 0 | 0 | 0 | 0 | 0
| ==== Emission Program: TitleIV_CAIRSO2 : (SO2) ==== | ALB | West | DR | DemandResponse | 0 | 0 | 0 | 0 | 0 | 0 | DemandResponse | 0 | 0 | 0 | 0 | 0 | 0
| ==== Emission Program: TitleIV_CAIRSO2 : (SO2) ==== | ALB | West | Coal-CCS | IGCC-CCS | 0 | 0 | 0 | 0 | 0 | 0 | IGCC-CCS | 0 | 0 | 0 | 0 | 0 | 0
| ==== Emission Program: TitleIV_CAIRSO2 : (SO2) ==== | ALB | West | Off-shore Wind | WT_off | 0 | 0 | 0 | 0 | 0 | 0 | WT_off | 0 | 0 | 0 | 0 | 0 | 0
| ==== Emission Program: TitleIV_CAIRSO2 : (SO2) ==== | ALB | West | Other | PseudoUnit | 0 | 0 | 0 | 0 | 0 | 0 | PseudoUnit | 0 | 0 | 0 | 0 | 0 | 0
| ==== Emission Program: TitleIV_CAIRSO2 : (SO2) ==== | ALB | West | HQ/Maritimes | FixedInterchange | 0 | 0 | 0 | 0 | 0 | 0 | FixedInterchange | 0 | 0 | 0 | 0 | 0 | 0
==== Emission Program: TitleIV_CAIRSO2 : (SO2) ====
| ==== Emission Program: TitleIV_CAIRSO2 : (SO2) ==== |  |  |  | Emission Cost by Reporting Type: BC | [6 empty] | Emission Cost by Reporting Type: BC
| ==== Emission Program: TitleIV_CAIRSO2 : (SO2) ==== |  |  |  | ReportingType | 2015 | 2020 | 2025 | 2030 | 2035 | 2040 | ReportingType | 2015 | 2020 | 2025 | 2030 | 2035 | 2040
| ==== Emission Program: TitleIV_CAIRSO2 : (SO2) ==== | BC | West | Other Renew | BM | 0 | 0 | 0 | 0 | 0 | 0 | BM | 0 | 0 | 0 | 0 | 0 | 0
| ==== Emission Program: TitleIV_CAIRSO2 : (SO2) ==== | BC | West | CC | CC | 0 | 0 | 0 | 0 | 0 | 0 | CC | 0 | 0 | 0 | 0 | 0 | 0
| ==== Emission Program: TitleIV_CAIRSO2 : (SO2) ==== | BC | West | Other Renew | CSP | 0 | 0 | 0 | 0 | 0 | 0 | CSP | 0 | 0 | 0 | 0 | 0 | 0
| ==== Emission Program: TitleIV_CAIRSO2 : (SO2) ==== | BC | West | CT | CT | 0 | 0 | 0 | 0 | 0 | 0 | CT | 0 | 0 | 0 | 0 | 0 | 0
| ==== Emission Program: TitleIV_CAIRSO2 : (SO2) ==== | BC | West | Coal | Coal | 0 | 0 | 0 | 0 | 0 | 0 | Coal | 0 | 0 | 0 | 0 | 0 | 0
| ==== Emission Program: TitleIV_CAIRSO2 : (SO2) ==== | BC | West | Other Renew | Geo | 0 | 0 | 0 | 0 | 0 | 0 | Geo | 0 | 0 | 0 | 0 | 0 | 0
| ==== Emission Program: TitleIV_CAIRSO2 : (SO2) ==== | BC | West | Hydro | H | 0 | 0 | 0 | 0 | 0 | 0 | H | 0 | 0 | 0 | 0 | 0 | 0
| ==== Emission Program: TitleIV_CAIRSO2 : (SO2) ==== | BC | West | Other Renew | LFG | 0 | 0 | 0 | 0 | 0 | 0 | LFG | 0 | 0 | 0 | 0 | 0 | 0
| ==== Emission Program: TitleIV_CAIRSO2 : (SO2) ==== | BC | West | Nuclear | Nuc | 0 | 0 | 0 | 0 | 0 | 0 | Nuc | 0 | 0 | 0 | 0 | 0 | 0
| ==== Emission Program: TitleIV_CAIRSO2 : (SO2) ==== | BC | West | Other | PS | 0 | 0 | 0 | 0 | 0 | 0 | PS | 0 | 0 | 0 | 0 | 0 | 0
| ==== Emission Program: TitleIV_CAIRSO2 : (SO2) ==== | BC | West | Other Renew | PV | 0 | 0 | 0 | 0 | 0 | 0 | PV | 0 | 0 | 0 | 0 | 0 | 0
| ==== Emission Program: TitleIV_CAIRSO2 : (SO2) ==== | BC | West | CT | PeakG | 0 | 0 | 0 | 0 | 0 | 0 | PeakG | 0 | 0 | 0 | 0 | 0 | 0
| ==== Emission Program: TitleIV_CAIRSO2 : (SO2) ==== | BC | West | CT | PeakO | 0 | 0 | 0 | 0 | 0 | 0 | PeakO | 0 | 0 | 0 | 0 | 0 | 0
| ==== Emission Program: TitleIV_CAIRSO2 : (SO2) ==== | BC | West | Other Renew | ST | 0 | 0 | 0 | 0 | 0 | 0 | ST | 0 | 0 | 0 | 0 | 0 | 0
| ==== Emission Program: TitleIV_CAIRSO2 : (SO2) ==== | BC | West | Steam O/G | STOG | 0 | 0 | 0 | 0 | 0 | 0 | STOG | 0 | 0 | 0 | 0 | 0 | 0
| ==== Emission Program: TitleIV_CAIRSO2 : (SO2) ==== | BC | West | Other Renew | STWD | 0 | 0 | 0 | 0 | 0 | 0 | STWD | 0 | 0 | 0 | 0 | 0 | 0
| ==== Emission Program: TitleIV_CAIRSO2 : (SO2) ==== | BC | West | On-shore Wind | WT | 0 | 0 | 0 | 0 | 0 | 0 | WT | 0 | 0 | 0 | 0 | 0 | 0
| ==== Emission Program: TitleIV_CAIRSO2 : (SO2) ==== | BC | West | Coal | IGCC | 0 | 0 | 0 | 0 | 0 | 0 | IGCC | 0 | 0 | 0 | 0 | 0 | 0
| ==== Emission Program: TitleIV_CAIRSO2 : (SO2) ==== | BC | West | DR | DemandResponse | 0 | 0 | 0 | 0 | 0 | 0 | DemandResponse | 0 | 0 | 0 | 0 | 0 | 0
| ==== Emission Program: TitleIV_CAIRSO2 : (SO2) ==== | BC | West | Coal-CCS | IGCC-CCS | 0 | 0 | 0 | 0 | 0 | 0 | IGCC-CCS | 0 | 0 | 0 | 0 | 0 | 0
| ==== Emission Program: TitleIV_CAIRSO2 : (SO2) ==== | BC | West | Off-shore Wind | WT_off | 0 | 0 | 0 | 0 | 0 | 0 | WT_off | 0 | 0 | 0 | 0 | 0 | 0
| ==== Emission Program: TitleIV_CAIRSO2 : (SO2) ==== | BC | West | Other | PseudoUnit | 0 | 0 | 0 | 0 | 0 | 0 | PseudoUnit | 0 | 0 | 0 | 0 | 0 | 0
| ==== Emission Program: TitleIV_CAIRSO2 : (SO2) ==== | BC | West | HQ/Maritimes | FixedInterchange | 0 | 0 | 0 | 0 | 0 | 0 | FixedInterchange | 0 | 0 | 0 | 0 | 0 | 0
==== Emission Program: TitleIV_CAIRSO2 : (SO2) ====
| ==== Emission Program: TitleIV_CAIRSO2 : (SO2) ==== |  |  |  | Emission Cost by Reporting Type: HQ_IESO | [6 empty] | Emission Cost by Reporting Type: HQ_IESO
| ==== Emission Program: TitleIV_CAIRSO2 : (SO2) ==== |  |  |  | ReportingType | 2015 | 2020 | 2025 | 2030 | 2035 | 2040 | ReportingType | 2015 | 2020 | 2025 | 2030 | 2035 | 2040
| ==== Emission Program: TitleIV_CAIRSO2 : (SO2) ==== | HQ_IESO | HQ/Maritimes | Other Renew | BM | 0 | 0 | 0 | 0 | 0 | 0 | BM | 0 | 0 | 0 | 0 | 0 | 0
| ==== Emission Program: TitleIV_CAIRSO2 : (SO2) ==== | HQ_IESO | HQ/Maritimes | CC | CC | 0 | 0 | 0 | 0 | 0 | 0 | CC | 0 | 0 | 0 | 0 | 0 | 0
| ==== Emission Program: TitleIV_CAIRSO2 : (SO2) ==== | HQ_IESO | HQ/Maritimes | Other Renew | CSP | 0 | 0 | 0 | 0 | 0 | 0 | CSP | 0 | 0 | 0 | 0 | 0 | 0
| ==== Emission Program: TitleIV_CAIRSO2 : (SO2) ==== | HQ_IESO | HQ/Maritimes | CT | CT | 0 | 0 | 0 | 0 | 0 | 0 | CT | 0 | 0 | 0 | 0 | 0 | 0
| ==== Emission Program: TitleIV_CAIRSO2 : (SO2) ==== | HQ_IESO | HQ/Maritimes | Coal | Coal | 0 | 0 | 0 | 0 | 0 | 0 | Coal | 0 | 0 | 0 | 0 | 0 | 0
| ==== Emission Program: TitleIV_CAIRSO2 : (SO2) ==== | HQ_IESO | HQ/Maritimes | Other Renew | Geo | 0 | 0 | 0 | 0 | 0 | 0 | Geo | 0 | 0 | 0 | 0 | 0 | 0
| ==== Emission Program: TitleIV_CAIRSO2 : (SO2) ==== | HQ_IESO | HQ/Maritimes | Hydro | H | 0 | 0 | 0 | 0 | 0 | 0 | H | 0 | 0 | 0 | 0 | 0 | 0
| ==== Emission Program: TitleIV_CAIRSO2 : (SO2) ==== | HQ_IESO | HQ/Maritimes | Other Renew | LFG | 0 | 0 | 0 | 0 | 0 | 0 | LFG | 0 | 0 | 0 | 0 | 0 | 0
| ==== Emission Program: TitleIV_CAIRSO2 : (SO2) ==== | HQ_IESO | HQ/Maritimes | Nuclear | Nuc | 0 | 0 | 0 | 0 | 0 | 0 | Nuc | 0 | 0 | 0 | 0 | 0 | 0
| ==== Emission Program: TitleIV_CAIRSO2 : (SO2) ==== | HQ_IESO | HQ/Maritimes | Other | PS | 0 | 0 | 0 | 0 | 0 | 0 | PS | 0 | 0 | 0 | 0 | 0 | 0
| ==== Emission Program: TitleIV_CAIRSO2 : (SO2) ==== | HQ_IESO | HQ/Maritimes | Other Renew | PV | 0 | 0 | 0 | 0 | 0 | 0 | PV | 0 | 0 | 0 | 0 | 0 | 0
| ==== Emission Program: TitleIV_CAIRSO2 : (SO2) ==== | HQ_IESO | HQ/Maritimes | CT | PeakG | 0 | 0 | 0 | 0 | 0 | 0 | PeakG | 0 | 0 | 0 | 0 | 0 | 0
| ==== Emission Program: TitleIV_CAIRSO2 : (SO2) ==== | HQ_IESO | HQ/Maritimes | CT | PeakO | 0 | 0 | 0 | 0 | 0 | 0 | PeakO | 0 | 0 | 0 | 0 | 0 | 0
| ==== Emission Program: TitleIV_CAIRSO2 : (SO2) ==== | HQ_IESO | HQ/Maritimes | Other Renew | ST | 0 | 0 | 0 | 0 | 0 | 0 | ST | 0 | 0 | 0 | 0 | 0 | 0
| ==== Emission Program: TitleIV_CAIRSO2 : (SO2) ==== | HQ_IESO | HQ/Maritimes | Steam O/G | STOG | 0 | 0 | 0 | 0 | 0 | 0 | STOG | 0 | 0 | 0 | 0 | 0 | 0
| ==== Emission Program: TitleIV_CAIRSO2 : (SO2) ==== | HQ_IESO | HQ/Maritimes | Other Renew | STWD | 0 | 0 | 0 | 0 | 0 | 0 | STWD | 0 | 0 | 0 | 0 | 0 | 0
| ==== Emission Program: TitleIV_CAIRSO2 : (SO2) ==== | HQ_IESO | HQ/Maritimes | On-shore Wind | WT | 0 | 0 | 0 | 0 | 0 | 0 | WT | 0 | 0 | 0 | 0 | 0 | 0
| ==== Emission Program: TitleIV_CAIRSO2 : (SO2) ==== | HQ_IESO | HQ/Maritimes | Coal | IGCC | 0 | 0 | 0 | 0 | 0 | 0 | IGCC | 0 | 0 | 0 | 0 | 0 | 0
| ==== Emission Program: TitleIV_CAIRSO2 : (SO2) ==== | HQ_IESO | HQ/Maritimes | DR | DemandResponse | 0 | 0 | 0 | 0 | 0 | 0 | DemandResponse | 0 | 0 | 0 | 0 | 0 | 0
| ==== Emission Program: TitleIV_CAIRSO2 : (SO2) ==== | HQ_IESO | HQ/Maritimes | Coal-CCS | IGCC-CCS | 0 | 0 | 0 | 0 | 0 | 0 | IGCC-CCS | 0 | 0 | 0 | 0 | 0 | 0
| ==== Emission Program: TitleIV_CAIRSO2 : (SO2) ==== | HQ_IESO | HQ/Maritimes | Off-shore Wind | WT_off | 0 | 0 | 0 | 0 | 0 | 0 | WT_off | 0 | 0 | 0 | 0 | 0 | 0
| ==== Emission Program: TitleIV_CAIRSO2 : (SO2) ==== | HQ_IESO | HQ/Maritimes | Other | PseudoUnit | 0 | 0 | 0 | 0 | 0 | 0 | PseudoUnit | 0 | 0 | 0 | 0 | 0 | 0
| ==== Emission Program: TitleIV_CAIRSO2 : (SO2) ==== | HQ_IESO | HQ/Maritimes | HQ/Maritimes | FixedInterchange | 0 | 0 | 0 | 0 | 0 | 0 | FixedInterchange | 0 | 0 | 0 | 0 | 0 | 0
==== Emission Program: TitleIV_CAIRSO2 : (SO2) ====
| ==== Emission Program: TitleIV_CAIRSO2 : (SO2) ==== |  |  |  | Emission Cost by Reporting Type: HQ_NEISO | [6 empty] | Emission Cost by Reporting Type: HQ_NEISO
| ==== Emission Program: TitleIV_CAIRSO2 : (SO2) ==== |  |  |  | ReportingType | 2015 | 2020 | 2025 | 2030 | 2035 | 2040 | ReportingType | 2015 | 2020 | 2025 | 2030 | 2035 | 2040
| ==== Emission Program: TitleIV_CAIRSO2 : (SO2) ==== | HQ_NEISO | HQ/Maritimes | Other Renew | BM | 0 | 0 | 0 | 0 | 0 | 0 | BM | 0 | 0 | 0 | 0 | 0 | 0
| ==== Emission Program: TitleIV_CAIRSO2 : (SO2) ==== | HQ_NEISO | HQ/Maritimes | CC | CC | 0 | 0 | 0 | 0 | 0 | 0 | CC | 0 | 0 | 0 | 0 | 0 | 0
| ==== Emission Program: TitleIV_CAIRSO2 : (SO2) ==== | HQ_NEISO | HQ/Maritimes | Other Renew | CSP | 0 | 0 | 0 | 0 | 0 | 0 | CSP | 0 | 0 | 0 | 0 | 0 | 0
| ==== Emission Program: TitleIV_CAIRSO2 : (SO2) ==== | HQ_NEISO | HQ/Maritimes | CT | CT | 0 | 0 | 0 | 0 | 0 | 0 | CT | 0 | 0 | 0 | 0 | 0 | 0
| ==== Emission Program: TitleIV_CAIRSO2 : (SO2) ==== | HQ_NEISO | HQ/Maritimes | Coal | Coal | 0 | 0 | 0 | 0 | 0 | 0 | Coal | 0 | 0 | 0 | 0 | 0 | 0
| ==== Emission Program: TitleIV_CAIRSO2 : (SO2) ==== | HQ_NEISO | HQ/Maritimes | Other Renew | Geo | 0 | 0 | 0 | 0 | 0 | 0 | Geo | 0 | 0 | 0 | 0 | 0 | 0
| ==== Emission Program: TitleIV_CAIRSO2 : (SO2) ==== | HQ_NEISO | HQ/Maritimes | Hydro | H | 0 | 0 | 0 | 0 | 0 | 0 | H | 0 | 0 | 0 | 0 | 0 | 0
| ==== Emission Program: TitleIV_CAIRSO2 : (SO2) ==== | HQ_NEISO | HQ/Maritimes | Other Renew | LFG | 0 | 0 | 0 | 0 | 0 | 0 | LFG | 0 | 0 | 0 | 0 | 0 | 0
| ==== Emission Program: TitleIV_CAIRSO2 : (SO2) ==== | HQ_NEISO | HQ/Maritimes | Nuclear | Nuc | 0 | 0 | 0 | 0 | 0 | 0 | Nuc | 0 | 0 | 0 | 0 | 0 | 0
| ==== Emission Program: TitleIV_CAIRSO2 : (SO2) ==== | HQ_NEISO | HQ/Maritimes | Other | PS | 0 | 0 | 0 | 0 | 0 | 0 | PS | 0 | 0 | 0 | 0 | 0 | 0
| ==== Emission Program: TitleIV_CAIRSO2 : (SO2) ==== | HQ_NEISO | HQ/Maritimes | Other Renew | PV | 0 | 0 | 0 | 0 | 0 | 0 | PV | 0 | 0 | 0 | 0 | 0 | 0
| ==== Emission Program: TitleIV_CAIRSO2 : (SO2) ==== | HQ_NEISO | HQ/Maritimes | CT | PeakG | 0 | 0 | 0 | 0 | 0 | 0 | PeakG | 0 | 0 | 0 | 0 | 0 | 0
| ==== Emission Program: TitleIV_CAIRSO2 : (SO2) ==== | HQ_NEISO | HQ/Maritimes | CT | PeakO | 0 | 0 | 0 | 0 | 0 | 0 | PeakO | 0 | 0 | 0 | 0 | 0 | 0
| ==== Emission Program: TitleIV_CAIRSO2 : (SO2) ==== | HQ_NEISO | HQ/Maritimes | Other Renew | ST | 0 | 0 | 0 | 0 | 0 | 0 | ST | 0 | 0 | 0 | 0 | 0 | 0
| ==== Emission Program: TitleIV_CAIRSO2 : (SO2) ==== | HQ_NEISO | HQ/Maritimes | Steam O/G | STOG | 0 | 0 | 0 | 0 | 0 | 0 | STOG | 0 | 0 | 0 | 0 | 0 | 0
| ==== Emission Program: TitleIV_CAIRSO2 : (SO2) ==== | HQ_NEISO | HQ/Maritimes | Other Renew | STWD | 0 | 0 | 0 | 0 | 0 | 0 | STWD | 0 | 0 | 0 | 0 | 0 | 0
| ==== Emission Program: TitleIV_CAIRSO2 : (SO2) ==== | HQ_NEISO | HQ/Maritimes | On-shore Wind | WT | 0 | 0 | 0 | 0 | 0 | 0 | WT | 0 | 0 | 0 | 0 | 0 | 0
| ==== Emission Program: TitleIV_CAIRSO2 : (SO2) ==== | HQ_NEISO | HQ/Maritimes | Coal | IGCC | 0 | 0 | 0 | 0 | 0 | 0 | IGCC | 0 | 0 | 0 | 0 | 0 | 0
| ==== Emission Program: TitleIV_CAIRSO2 : (SO2) ==== | HQ_NEISO | HQ/Maritimes | DR | DemandResponse | 0 | 0 | 0 | 0 | 0 | 0 | DemandResponse | 0 | 0 | 0 | 0 | 0 | 0
| ==== Emission Program: TitleIV_CAIRSO2 : (SO2) ==== | HQ_NEISO | HQ/Maritimes | Coal-CCS | IGCC-CCS | 0 | 0 | 0 | 0 | 0 | 0 | IGCC-CCS | 0 | 0 | 0 | 0 | 0 | 0
| ==== Emission Program: TitleIV_CAIRSO2 : (SO2) ==== | HQ_NEISO | HQ/Maritimes | Off-shore Wind | WT_off | 0 | 0 | 0 | 0 | 0 | 0 | WT_off | 0 | 0 | 0 | 0 | 0 | 0
| ==== Emission Program: TitleIV_CAIRSO2 : (SO2) ==== | HQ_NEISO | HQ/Maritimes | Other | PseudoUnit | 0 | 0 | 0 | 0 | 0 | 0 | PseudoUnit | 0 | 0 | 0 | 0 | 0 | 0
| ==== Emission Program: TitleIV_CAIRSO2 : (SO2) ==== | HQ_NEISO | HQ/Maritimes | HQ/Maritimes | FixedInterchange | 0 | 0 | 0 | 0 | 0 | 0 | FixedInterchange | 0 | 0 | 0 | 0 | 0 | 0
==== Emission Program: TitleIV_CAIRSO2 : (SO2) ====
| ==== Emission Program: TitleIV_CAIRSO2 : (SO2) ==== |  |  |  | Emission Cost by Reporting Type: HQ_NY | [6 empty] | Emission Cost by Reporting Type: HQ_NY
| ==== Emission Program: TitleIV_CAIRSO2 : (SO2) ==== |  |  |  | ReportingType | 2015 | 2020 | 2025 | 2030 | 2035 | 2040 | ReportingType | 2015 | 2020 | 2025 | 2030 | 2035 | 2040
| ==== Emission Program: TitleIV_CAIRSO2 : (SO2) ==== | HQ_NY | HQ/Maritimes | Other Renew | BM | 0 | 0 | 0 | 0 | 0 | 0 | BM | 0 | 0 | 0 | 0 | 0 | 0
| ==== Emission Program: TitleIV_CAIRSO2 : (SO2) ==== | HQ_NY | HQ/Maritimes | CC | CC | 0 | 0 | 0 | 0 | 0 | 0 | CC | 0 | 0 | 0 | 0 | 0 | 0
| ==== Emission Program: TitleIV_CAIRSO2 : (SO2) ==== | HQ_NY | HQ/Maritimes | Other Renew | CSP | 0 | 0 | 0 | 0 | 0 | 0 | CSP | 0 | 0 | 0 | 0 | 0 | 0
| ==== Emission Program: TitleIV_CAIRSO2 : (SO2) ==== | HQ_NY | HQ/Maritimes | CT | CT | 0 | 0 | 0 | 0 | 0 | 0 | CT | 0 | 0 | 0 | 0 | 0 | 0
| ==== Emission Program: TitleIV_CAIRSO2 : (SO2) ==== | HQ_NY | HQ/Maritimes | Coal | Coal | 0 | 0 | 0 | 0 | 0 | 0 | Coal | 0 | 0 | 0 | 0 | 0 | 0
| ==== Emission Program: TitleIV_CAIRSO2 : (SO2) ==== | HQ_NY | HQ/Maritimes | Other Renew | Geo | 0 | 0 | 0 | 0 | 0 | 0 | Geo | 0 | 0 | 0 | 0 | 0 | 0
| ==== Emission Program: TitleIV_CAIRSO2 : (SO2) ==== | HQ_NY | HQ/Maritimes | Hydro | H | 0 | 0 | 0 | 0 | 0 | 0 | H | 0 | 0 | 0 | 0 | 0 | 0
| ==== Emission Program: TitleIV_CAIRSO2 : (SO2) ==== | HQ_NY | HQ/Maritimes | Other Renew | LFG | 0 | 0 | 0 | 0 | 0 | 0 | LFG | 0 | 0 | 0 | 0 | 0 | 0
| ==== Emission Program: TitleIV_CAIRSO2 : (SO2) ==== | HQ_NY | HQ/Maritimes | Nuclear | Nuc | 0 | 0 | 0 | 0 | 0 | 0 | Nuc | 0 | 0 | 0 | 0 | 0 | 0
| ==== Emission Program: TitleIV_CAIRSO2 : (SO2) ==== | HQ_NY | HQ/Maritimes | Other | PS | 0 | 0 | 0 | 0 | 0 | 0 | PS | 0 | 0 | 0 | 0 | 0 | 0
| ==== Emission Program: TitleIV_CAIRSO2 : (SO2) ==== | HQ_NY | HQ/Maritimes | Other Renew | PV | 0 | 0 | 0 | 0 | 0 | 0 | PV | 0 | 0 | 0 | 0 | 0 | 0
| ==== Emission Program: TitleIV_CAIRSO2 : (SO2) ==== | HQ_NY | HQ/Maritimes | CT | PeakG | 0 | 0 | 0 | 0 | 0 | 0 | PeakG | 0 | 0 | 0 | 0 | 0 | 0
| ==== Emission Program: TitleIV_CAIRSO2 : (SO2) ==== | HQ_NY | HQ/Maritimes | CT | PeakO | 0 | 0 | 0 | 0 | 0 | 0 | PeakO | 0 | 0 | 0 | 0 | 0 | 0
| ==== Emission Program: TitleIV_CAIRSO2 : (SO2) ==== | HQ_NY | HQ/Maritimes | Other Renew | ST | 0 | 0 | 0 | 0 | 0 | 0 | ST | 0 | 0 | 0 | 0 | 0 | 0
| ==== Emission Program: TitleIV_CAIRSO2 : (SO2) ==== | HQ_NY | HQ/Maritimes | Steam O/G | STOG | 0 | 0 | 0 | 0 | 0 | 0 | STOG | 0 | 0 | 0 | 0 | 0 | 0
| ==== Emission Program: TitleIV_CAIRSO2 : (SO2) ==== | HQ_NY | HQ/Maritimes | Other Renew | STWD | 0 | 0 | 0 | 0 | 0 | 0 | STWD | 0 | 0 | 0 | 0 | 0 | 0
| ==== Emission Program: TitleIV_CAIRSO2 : (SO2) ==== | HQ_NY | HQ/Maritimes | On-shore Wind | WT | 0 | 0 | 0 | 0 | 0 | 0 | WT | 0 | 0 | 0 | 0 | 0 | 0
| ==== Emission Program: TitleIV_CAIRSO2 : (SO2) ==== | HQ_NY | HQ/Maritimes | Coal | IGCC | 0 | 0 | 0 | 0 | 0 | 0 | IGCC | 0 | 0 | 0 | 0 | 0 | 0
| ==== Emission Program: TitleIV_CAIRSO2 : (SO2) ==== | HQ_NY | HQ/Maritimes | DR | DemandResponse | 0 | 0 | 0 | 0 | 0 | 0 | DemandResponse | 0 | 0 | 0 | 0 | 0 | 0
| ==== Emission Program: TitleIV_CAIRSO2 : (SO2) ==== | HQ_NY | HQ/Maritimes | Coal-CCS | IGCC-CCS | 0 | 0 | 0 | 0 | 0 | 0 | IGCC-CCS | 0 | 0 | 0 | 0 | 0 | 0
| ==== Emission Program: TitleIV_CAIRSO2 : (SO2) ==== | HQ_NY | HQ/Maritimes | Off-shore Wind | WT_off | 0 | 0 | 0 | 0 | 0 | 0 | WT_off | 0 | 0 | 0 | 0 | 0 | 0
| ==== Emission Program: TitleIV_CAIRSO2 : (SO2) ==== | HQ_NY | HQ/Maritimes | Other | PseudoUnit | 0 | 0 | 0 | 0 | 0 | 0 | PseudoUnit | 0 | 0 | 0 | 0 | 0 | 0
| ==== Emission Program: TitleIV_CAIRSO2 : (SO2) ==== | HQ_NY | HQ/Maritimes | HQ/Maritimes | FixedInterchange | 0 | 0 | 0 | 0 | 0 | 0 | FixedInterchange | 0 | 0 | 0 | 0 | 0 | 0
==== Emission Program: TitleIV_CAIRSO2 : (SO2) ====
| ==== Emission Program: TitleIV_CAIRSO2 : (SO2) ==== |  |  |  | Emission Cost by Reporting Type: MARITIMES | [6 empty] | Emission Cost by Reporting Type: MARITIMES
| ==== Emission Program: TitleIV_CAIRSO2 : (SO2) ==== |  |  |  | ReportingType | 2015 | 2020 | 2025 | 2030 | 2035 | 2040 | ReportingType | 2015 | 2020 | 2025 | 2030 | 2035 | 2040
| ==== Emission Program: TitleIV_CAIRSO2 : (SO2) ==== | MARITIMES | HQ/Maritimes | Other Renew | BM | 0 | 0 | 0 | 0 | 0 | 0 | BM | 0 | 0 | 0 | 0 | 0 | 0
| ==== Emission Program: TitleIV_CAIRSO2 : (SO2) ==== | MARITIMES | HQ/Maritimes | CC | CC | 0 | 0 | 0 | 0 | 0 | 0 | CC | 0 | 0 | 0 | 0 | 0 | 0
| ==== Emission Program: TitleIV_CAIRSO2 : (SO2) ==== | MARITIMES | HQ/Maritimes | Other Renew | CSP | 0 | 0 | 0 | 0 | 0 | 0 | CSP | 0 | 0 | 0 | 0 | 0 | 0
| ==== Emission Program: TitleIV_CAIRSO2 : (SO2) ==== | MARITIMES | HQ/Maritimes | CT | CT | 0 | 0 | 0 | 0 | 0 | 0 | CT | 0 | 0 | 0 | 0 | 0 | 0
| ==== Emission Program: TitleIV_CAIRSO2 : (SO2) ==== | MARITIMES | HQ/Maritimes | Coal | Coal | 0 | 0 | 0 | 0 | 0 | 0 | Coal | 0 | 0 | 0 | 0 | 0 | 0
| ==== Emission Program: TitleIV_CAIRSO2 : (SO2) ==== | MARITIMES | HQ/Maritimes | Other Renew | Geo | 0 | 0 | 0 | 0 | 0 | 0 | Geo | 0 | 0 | 0 | 0 | 0 | 0
| ==== Emission Program: TitleIV_CAIRSO2 : (SO2) ==== | MARITIMES | HQ/Maritimes | Hydro | H | 0 | 0 | 0 | 0 | 0 | 0 | H | 0 | 0 | 0 | 0 | 0 | 0
| ==== Emission Program: TitleIV_CAIRSO2 : (SO2) ==== | MARITIMES | HQ/Maritimes | Other Renew | LFG | 0 | 0 | 0 | 0 | 0 | 0 | LFG | 0 | 0 | 0 | 0 | 0 | 0
| ==== Emission Program: TitleIV_CAIRSO2 : (SO2) ==== | MARITIMES | HQ/Maritimes | Nuclear | Nuc | 0 | 0 | 0 | 0 | 0 | 0 | Nuc | 0 | 0 | 0 | 0 | 0 | 0
| ==== Emission Program: TitleIV_CAIRSO2 : (SO2) ==== | MARITIMES | HQ/Maritimes | Other | PS | 0 | 0 | 0 | 0 | 0 | 0 | PS | 0 | 0 | 0 | 0 | 0 | 0
| ==== Emission Program: TitleIV_CAIRSO2 : (SO2) ==== | MARITIMES | HQ/Maritimes | Other Renew | PV | 0 | 0 | 0 | 0 | 0 | 0 | PV | 0 | 0 | 0 | 0 | 0 | 0
| ==== Emission Program: TitleIV_CAIRSO2 : (SO2) ==== | MARITIMES | HQ/Maritimes | CT | PeakG | 0 | 0 | 0 | 0 | 0 | 0 | PeakG | 0 | 0 | 0 | 0 | 0 | 0
| ==== Emission Program: TitleIV_CAIRSO2 : (SO2) ==== | MARITIMES | HQ/Maritimes | CT | PeakO | 0 | 0 | 0 | 0 | 0 | 0 | PeakO | 0 | 0 | 0 | 0 | 0 | 0
| ==== Emission Program: TitleIV_CAIRSO2 : (SO2) ==== | MARITIMES | HQ/Maritimes | Other Renew | ST | 0 | 0 | 0 | 0 | 0 | 0 | ST | 0 | 0 | 0 | 0 | 0 | 0
| ==== Emission Program: TitleIV_CAIRSO2 : (SO2) ==== | MARITIMES | HQ/Maritimes | Steam O/G | STOG | 0 | 0 | 0 | 0 | 0 | 0 | STOG | 0 | 0 | 0 | 0 | 0 | 0
| ==== Emission Program: TitleIV_CAIRSO2 : (SO2) ==== | MARITIMES | HQ/Maritimes | Other Renew | STWD | 0 | 0 | 0 | 0 | 0 | 0 | STWD | 0 | 0 | 0 | 0 | 0 | 0
| ==== Emission Program: TitleIV_CAIRSO2 : (SO2) ==== | MARITIMES | HQ/Maritimes | On-shore Wind | WT | 0 | 0 | 0 | 0 | 0 | 0 | WT | 0 | 0 | 0 | 0 | 0 | 0
| ==== Emission Program: TitleIV_CAIRSO2 : (SO2) ==== | MARITIMES | HQ/Maritimes | Coal | IGCC | 0 | 0 | 0 | 0 | 0 | 0 | IGCC | 0 | 0 | 0 | 0 | 0 | 0
| ==== Emission Program: TitleIV_CAIRSO2 : (SO2) ==== | MARITIMES | HQ/Maritimes | DR | DemandResponse | 0 | 0 | 0 | 0 | 0 | 0 | DemandResponse | 0 | 0 | 0 | 0 | 0 | 0
| ==== Emission Program: TitleIV_CAIRSO2 : (SO2) ==== | MARITIMES | HQ/Maritimes | Coal-CCS | IGCC-CCS | 0 | 0 | 0 | 0 | 0 | 0 | IGCC-CCS | 0 | 0 | 0 | 0 | 0 | 0
| ==== Emission Program: TitleIV_CAIRSO2 : (SO2) ==== | MARITIMES | HQ/Maritimes | Off-shore Wind | WT_off | 0 | 0 | 0 | 0 | 0 | 0 | WT_off | 0 | 0 | 0 | 0 | 0 | 0
| ==== Emission Program: TitleIV_CAIRSO2 : (SO2) ==== | MARITIMES | HQ/Maritimes | Other | PseudoUnit | 0 | 0 | 0 | 0 | 0 | 0 | PseudoUnit | 0 | 0 | 0 | 0 | 0 | 0
| ==== Emission Program: TitleIV_CAIRSO2 : (SO2) ==== | MARITIMES | HQ/Maritimes | HQ/Maritimes | FixedInterchange | 0 | 0 | 0 | 0 | 0 | 0 | FixedInterchange | 0 | 0 | 0 | 0 | 0 | 0
==== Emission Program: TitleIV_CAIRSO2 : (SO2) ====
| ==== Emission Program: TitleIV_CAIRSO2 : (SO2) ==== |  |  |  | Emission Cost by Reporting Type: All | [6 empty] | Emission Cost by Reporting Type: All
| ==== Emission Program: TitleIV_CAIRSO2 : (SO2) ==== |  |  |  | ReportingType | 2015 | 2020 | 2025 | 2030 | 2035 | 2040 | ReportingType | 2015 | 2020 | 2025 | 2030 | 2035 | 2040
| ==== Emission Program: TitleIV_CAIRSO2 : (SO2) ==== | All | All | Other Renew | BM | 0 | 0 | 0 | 0 | 0 | 0 | BM | 0 | 0 | 0 | 0 | 0 | 0
| ==== Emission Program: TitleIV_CAIRSO2 : (SO2) ==== | All | All | CC | CC | 0 | 0 | 0 | 0 | 0 | 0 | CC | 0 | 0 | 0 | 0 | 0 | 0
| ==== Emission Program: TitleIV_CAIRSO2 : (SO2) ==== | All | All | Other Renew | CSP | 0 | 0 | 0 | 0 | 0 | 0 | CSP | 0 | 0 | 0 | 0 | 0 | 0
| ==== Emission Program: TitleIV_CAIRSO2 : (SO2) ==== | All | All | CT | CT | 0 | 0 | 0 | 0 | 0 | 0 | CT | 0 | 0 | 0 | 0 | 0 | 0
| ==== Emission Program: TitleIV_CAIRSO2 : (SO2) ==== | All | All | Coal | Coal | 333.33 | 0 | 0 | 0 | 0 | 0 | Coal | 308.56 | 0 | 0 | 0 | 0 | 0
| ==== Emission Program: TitleIV_CAIRSO2 : (SO2) ==== | All | All | Other Renew | Geo | 0 | 0 | 0 | 0 | 0 | 0 | Geo | 0 | 0 | 0 | 0 | 0 | 0
| ==== Emission Program: TitleIV_CAIRSO2 : (SO2) ==== | All | All | Hydro | H | 0 | 0 | 0 | 0 | 0 | 0 | H | 0 | 0 | 0 | 0 | 0 | 0
| ==== Emission Program: TitleIV_CAIRSO2 : (SO2) ==== | All | All | Other Renew | LFG | 0 | 0 | 0 | 0 | 0 | 0 | LFG | 0 | 0 | 0 | 0 | 0 | 0
| ==== Emission Program: TitleIV_CAIRSO2 : (SO2) ==== | All | All | Nuclear | Nuc | 0 | 0 | 0 | 0 | 0 | 0 | Nuc | 0 | 0 | 0 | 0 | 0 | 0
| ==== Emission Program: TitleIV_CAIRSO2 : (SO2) ==== | All | All | Other | PS | 0 | 0 | 0 | 0 | 0 | 0 | PS | 0 | 0 | 0 | 0 | 0 | 0
| ==== Emission Program: TitleIV_CAIRSO2 : (SO2) ==== | All | All | Other Renew | PV | 0 | 0 | 0 | 0 | 0 | 0 | PV | 0 | 0 | 0 | 0 | 0 | 0
| ==== Emission Program: TitleIV_CAIRSO2 : (SO2) ==== | All | All | CT | PeakG | 0 | 0 | 0 | 0 | 0 | 0 | PeakG | 0 | 0 | 0 | 0 | 0 | 0
| ==== Emission Program: TitleIV_CAIRSO2 : (SO2) ==== | All | All | CT | PeakO | 0 | 0 | 0 | 0 | 0 | 0 | PeakO | 0 | 0 | 0 | 0 | 0 | 0
| ==== Emission Program: TitleIV_CAIRSO2 : (SO2) ==== | All | All | Other Renew | ST | 0 | 0 | 0 | 0 | 0 | 0 | ST | 0 | 0 | 0 | 0 | 0 | 0
| ==== Emission Program: TitleIV_CAIRSO2 : (SO2) ==== | All | All | Steam O/G | STOG | 0 | 0 | 0 | 0 | 0 | 0 | STOG | 0 | 0 | 0 | 0 | 0 | 0
| ==== Emission Program: TitleIV_CAIRSO2 : (SO2) ==== | All | All | Other Renew | STWD | 0 | 0 | 0 | 0 | 0 | 0 | STWD | 0 | 0 | 0 | 0 | 0 | 0
| ==== Emission Program: TitleIV_CAIRSO2 : (SO2) ==== | All | All | On-shore Wind | WT | 0 | 0 | 0 | 0 | 0 | 0 | WT | 0 | 0 | 0 | 0 | 0 | 0
| ==== Emission Program: TitleIV_CAIRSO2 : (SO2) ==== | All | All | Coal | IGCC | 0.19 | 0 | 0 | 0 | 0 | 0 | IGCC | 0.19 | 0 | 0 | 0 | 0 | 0
| ==== Emission Program: TitleIV_CAIRSO2 : (SO2) ==== | All | All | DR | DemandResponse | 0 | 0 | 0 | 0 | 0 | 0 | DemandResponse | 0 | 0 | 0 | 0 | 0 | 0
| ==== Emission Program: TitleIV_CAIRSO2 : (SO2) ==== | All | All | Coal-CCS | IGCC-CCS | 0 | 0 | 0 | 0 | 0 | 0 | IGCC-CCS | 0 | 0 | 0 | 0 | 0 | 0
| ==== Emission Program: TitleIV_CAIRSO2 : (SO2) ==== | All | All | Off-shore Wind | WT_off | 0 | 0 | 0 | 0 | 0 | 0 | WT_off | 0 | 0 | 0 | 0 | 0 | 0
| ==== Emission Program: TitleIV_CAIRSO2 : (SO2) ==== | All | All | Other | PseudoUnit | 0 | 0 | 0 | 0 | 0 | 0 | PseudoUnit | 0 | 0 | 0 | 0 | 0 | 0
| ==== Emission Program: TitleIV_CAIRSO2 : (SO2) ==== | All | All | HQ/Maritimes | FixedInterchange | 0 | 0 | 0 | 0 | 0 | 0 | FixedInterchange | 0 | 0 | 0 | 0 | 0 | 0
==== Emission Program: TitleIV_CAIRSO2 : (SO2) ====
| ==== Emission Program: TitleIV_CAIRSO2 : (SO2) ==== |  |  |  | Emission Cost by Reporting Type: EI_US | [6 empty] | Emission Cost by Reporting Type: EI_US
| ==== Emission Program: TitleIV_CAIRSO2 : (SO2) ==== |  |  |  | ReportingType | 2015 | 2020 | 2025 | 2030 | 2035 | 2040 | ReportingType | 2015 | 2020 | 2025 | 2030 | 2035 | 2040
| ==== Emission Program: TitleIV_CAIRSO2 : (SO2) ==== | EI_US | EI_US | Other Renew | BM | 0 | 0 | 0 | 0 | 0 | 0 | BM | 0 | 0 | 0 | 0 | 0 | 0
| ==== Emission Program: TitleIV_CAIRSO2 : (SO2) ==== | EI_US | EI_US | CC | CC | 0 | 0 | 0 | 0 | 0 | 0 | CC | 0 | 0 | 0 | 0 | 0 | 0
| ==== Emission Program: TitleIV_CAIRSO2 : (SO2) ==== | EI_US | EI_US | Other Renew | CSP | 0 | 0 | 0 | 0 | 0 | 0 | CSP | 0 | 0 | 0 | 0 | 0 | 0
| ==== Emission Program: TitleIV_CAIRSO2 : (SO2) ==== | EI_US | EI_US | CT | CT | 0 | 0 | 0 | 0 | 0 | 0 | CT | 0 | 0 | 0 | 0 | 0 | 0
| ==== Emission Program: TitleIV_CAIRSO2 : (SO2) ==== | EI_US | EI_US | Coal | Coal | 320.62 | 0 | 0 | 0 | 0 | 0 | Coal | 296.16 | 0 | 0 | 0 | 0 | 0
| ==== Emission Program: TitleIV_CAIRSO2 : (SO2) ==== | EI_US | EI_US | Other Renew | Geo | 0 | 0 | 0 | 0 | 0 | 0 | Geo | 0 | 0 | 0 | 0 | 0 | 0
| ==== Emission Program: TitleIV_CAIRSO2 : (SO2) ==== | EI_US | EI_US | Hydro | H | 0 | 0 | 0 | 0 | 0 | 0 | H | 0 | 0 | 0 | 0 | 0 | 0
| ==== Emission Program: TitleIV_CAIRSO2 : (SO2) ==== | EI_US | EI_US | Other Renew | LFG | 0 | 0 | 0 | 0 | 0 | 0 | LFG | 0 | 0 | 0 | 0 | 0 | 0
| ==== Emission Program: TitleIV_CAIRSO2 : (SO2) ==== | EI_US | EI_US | Nuclear | Nuc | 0 | 0 | 0 | 0 | 0 | 0 | Nuc | 0 | 0 | 0 | 0 | 0 | 0
| ==== Emission Program: TitleIV_CAIRSO2 : (SO2) ==== | EI_US | EI_US | Other | PS | 0 | 0 | 0 | 0 | 0 | 0 | PS | 0 | 0 | 0 | 0 | 0 | 0
| ==== Emission Program: TitleIV_CAIRSO2 : (SO2) ==== | EI_US | EI_US | Other Renew | PV | 0 | 0 | 0 | 0 | 0 | 0 | PV | 0 | 0 | 0 | 0 | 0 | 0
| ==== Emission Program: TitleIV_CAIRSO2 : (SO2) ==== | EI_US | EI_US | CT | PeakG | 0 | 0 | 0 | 0 | 0 | 0 | PeakG | 0 | 0 | 0 | 0 | 0 | 0
| ==== Emission Program: TitleIV_CAIRSO2 : (SO2) ==== | EI_US | EI_US | CT | PeakO | 0 | 0 | 0 | 0 | 0 | 0 | PeakO | 0 | 0 | 0 | 0 | 0 | 0
| ==== Emission Program: TitleIV_CAIRSO2 : (SO2) ==== | EI_US | EI_US | Other Renew | ST | 0 | 0 | 0 | 0 | 0 | 0 | ST | 0 | 0 | 0 | 0 | 0 | 0
| ==== Emission Program: TitleIV_CAIRSO2 : (SO2) ==== | EI_US | EI_US | Steam O/G | STOG | 0 | 0 | 0 | 0 | 0 | 0 | STOG | 0 | 0 | 0 | 0 | 0 | 0
| ==== Emission Program: TitleIV_CAIRSO2 : (SO2) ==== | EI_US | EI_US | Other Renew | STWD | 0 | 0 | 0 | 0 | 0 | 0 | STWD | 0 | 0 | 0 | 0 | 0 | 0
| ==== Emission Program: TitleIV_CAIRSO2 : (SO2) ==== | EI_US | EI_US | On-shore Wind | WT | 0 | 0 | 0 | 0 | 0 | 0 | WT | 0 | 0 | 0 | 0 | 0 | 0
| ==== Emission Program: TitleIV_CAIRSO2 : (SO2) ==== | EI_US | EI_US | Coal | IGCC | 0.19 | 0 | 0 | 0 | 0 | 0 | IGCC | 0.19 | 0 | 0 | 0 | 0 | 0
| ==== Emission Program: TitleIV_CAIRSO2 : (SO2) ==== | EI_US | EI_US | DR | DemandResponse | 0 | 0 | 0 | 0 | 0 | 0 | DemandResponse | 0 | 0 | 0 | 0 | 0 | 0
| ==== Emission Program: TitleIV_CAIRSO2 : (SO2) ==== | EI_US | EI_US | Coal-CCS | IGCC-CCS | 0 | 0 | 0 | 0 | 0 | 0 | IGCC-CCS | 0 | 0 | 0 | 0 | 0 | 0
| ==== Emission Program: TitleIV_CAIRSO2 : (SO2) ==== | EI_US | EI_US | Off-shore Wind | WT_off | 0 | 0 | 0 | 0 | 0 | 0 | WT_off | 0 | 0 | 0 | 0 | 0 | 0
| ==== Emission Program: TitleIV_CAIRSO2 : (SO2) ==== | EI_US | EI_US | Other | PseudoUnit | 0 | 0 | 0 | 0 | 0 | 0 | PseudoUnit | 0 | 0 | 0 | 0 | 0 | 0
| ==== Emission Program: TitleIV_CAIRSO2 : (SO2) ==== | EI_US | EI_US | HQ/Maritimes | FixedInterchange | 0 | 0 | 0 | 0 | 0 | 0 | FixedInterchange | 0 | 0 | 0 | 0 | 0 | 0
==== Emission Program: TitleIV_CAIRSO2 : (SO2) ====
| ==== Emission Program: TitleIV_CAIRSO2 : (SO2) ==== |  |  |  | Emission Cost by Reporting Type: EI_Canada | [6 empty] | Emission Cost by Reporting Type: EI_Canada
| ==== Emission Program: TitleIV_CAIRSO2 : (SO2) ==== |  |  |  | ReportingType | 2015 | 2020 | 2025 | 2030 | 2035 | 2040 | ReportingType | 2015 | 2020 | 2025 | 2030 | 2035 | 2040
| ==== Emission Program: TitleIV_CAIRSO2 : (SO2) ==== | EI_Canada | EI_Canada | Other Renew | BM | 0 | 0 | 0 | 0 | 0 | 0 | BM | 0 | 0 | 0 | 0 | 0 | 0
| ==== Emission Program: TitleIV_CAIRSO2 : (SO2) ==== | EI_Canada | EI_Canada | CC | CC | 0 | 0 | 0 | 0 | 0 | 0 | CC | 0 | 0 | 0 | 0 | 0 | 0
| ==== Emission Program: TitleIV_CAIRSO2 : (SO2) ==== | EI_Canada | EI_Canada | Other Renew | CSP | 0 | 0 | 0 | 0 | 0 | 0 | CSP | 0 | 0 | 0 | 0 | 0 | 0
| ==== Emission Program: TitleIV_CAIRSO2 : (SO2) ==== | EI_Canada | EI_Canada | CT | CT | 0 | 0 | 0 | 0 | 0 | 0 | CT | 0 | 0 | 0 | 0 | 0 | 0
| ==== Emission Program: TitleIV_CAIRSO2 : (SO2) ==== | EI_Canada | EI_Canada | Coal | Coal | 0 | 0 | 0 | 0 | 0 | 0 | Coal | 0 | 0 | 0 | 0 | 0 | 0
| ==== Emission Program: TitleIV_CAIRSO2 : (SO2) ==== | EI_Canada | EI_Canada | Other Renew | Geo | 0 | 0 | 0 | 0 | 0 | 0 | Geo | 0 | 0 | 0 | 0 | 0 | 0
| ==== Emission Program: TitleIV_CAIRSO2 : (SO2) ==== | EI_Canada | EI_Canada | Hydro | H | 0 | 0 | 0 | 0 | 0 | 0 | H | 0 | 0 | 0 | 0 | 0 | 0
| ==== Emission Program: TitleIV_CAIRSO2 : (SO2) ==== | EI_Canada | EI_Canada | Other Renew | LFG | 0 | 0 | 0 | 0 | 0 | 0 | LFG | 0 | 0 | 0 | 0 | 0 | 0
| ==== Emission Program: TitleIV_CAIRSO2 : (SO2) ==== | EI_Canada | EI_Canada | Nuclear | Nuc | 0 | 0 | 0 | 0 | 0 | 0 | Nuc | 0 | 0 | 0 | 0 | 0 | 0
| ==== Emission Program: TitleIV_CAIRSO2 : (SO2) ==== | EI_Canada | EI_Canada | Other | PS | 0 | 0 | 0 | 0 | 0 | 0 | PS | 0 | 0 | 0 | 0 | 0 | 0
| ==== Emission Program: TitleIV_CAIRSO2 : (SO2) ==== | EI_Canada | EI_Canada | Other Renew | PV | 0 | 0 | 0 | 0 | 0 | 0 | PV | 0 | 0 | 0 | 0 | 0 | 0
| ==== Emission Program: TitleIV_CAIRSO2 : (SO2) ==== | EI_Canada | EI_Canada | CT | PeakG | 0 | 0 | 0 | 0 | 0 | 0 | PeakG | 0 | 0 | 0 | 0 | 0 | 0
| ==== Emission Program: TitleIV_CAIRSO2 : (SO2) ==== | EI_Canada | EI_Canada | CT | PeakO | 0 | 0 | 0 | 0 | 0 | 0 | PeakO | 0 | 0 | 0 | 0 | 0 | 0
| ==== Emission Program: TitleIV_CAIRSO2 : (SO2) ==== | EI_Canada | EI_Canada | Other Renew | ST | 0 | 0 | 0 | 0 | 0 | 0 | ST | 0 | 0 | 0 | 0 | 0 | 0
| ==== Emission Program: TitleIV_CAIRSO2 : (SO2) ==== | EI_Canada | EI_Canada | Steam O/G | STOG | 0 | 0 | 0 | 0 | 0 | 0 | STOG | 0 | 0 | 0 | 0 | 0 | 0
| ==== Emission Program: TitleIV_CAIRSO2 : (SO2) ==== | EI_Canada | EI_Canada | Other Renew | STWD | 0 | 0 | 0 | 0 | 0 | 0 | STWD | 0 | 0 | 0 | 0 | 0 | 0
| ==== Emission Program: TitleIV_CAIRSO2 : (SO2) ==== | EI_Canada | EI_Canada | On-shore Wind | WT | 0 | 0 | 0 | 0 | 0 | 0 | WT | 0 | 0 | 0 | 0 | 0 | 0
| ==== Emission Program: TitleIV_CAIRSO2 : (SO2) ==== | EI_Canada | EI_Canada | Coal | IGCC | 0 | 0 | 0 | 0 | 0 | 0 | IGCC | 0 | 0 | 0 | 0 | 0 | 0
| ==== Emission Program: TitleIV_CAIRSO2 : (SO2) ==== | EI_Canada | EI_Canada | DR | DemandResponse | 0 | 0 | 0 | 0 | 0 | 0 | DemandResponse | 0 | 0 | 0 | 0 | 0 | 0
| ==== Emission Program: TitleIV_CAIRSO2 : (SO2) ==== | EI_Canada | EI_Canada | Coal-CCS | IGCC-CCS | 0 | 0 | 0 | 0 | 0 | 0 | IGCC-CCS | 0 | 0 | 0 | 0 | 0 | 0
| ==== Emission Program: TitleIV_CAIRSO2 : (SO2) ==== | EI_Canada | EI_Canada | Off-shore Wind | WT_off | 0 | 0 | 0 | 0 | 0 | 0 | WT_off | 0 | 0 | 0 | 0 | 0 | 0
| ==== Emission Program: TitleIV_CAIRSO2 : (SO2) ==== | EI_Canada | EI_Canada | Other | PseudoUnit | 0 | 0 | 0 | 0 | 0 | 0 | PseudoUnit | 0 | 0 | 0 | 0 | 0 | 0
| ==== Emission Program: TitleIV_CAIRSO2 : (SO2) ==== | EI_Canada | EI_Canada | HQ/Maritimes | FixedInterchange | 0 | 0 | 0 | 0 | 0 | 0 | FixedInterchange | 0 | 0 | 0 | 0 | 0 | 0
==== Emission Program: TitleIV_CAIRSO2 : (SO2) ====
| ==== Emission Program: TitleIV_CAIRSO2 : (SO2) ==== |  |  |  | Emission Cost by Reporting Type: EI | [6 empty] | Emission Cost by Reporting Type: EI
| ==== Emission Program: TitleIV_CAIRSO2 : (SO2) ==== |  |  |  | ReportingType | 2015 | 2020 | 2025 | 2030 | 2035 | 2040 | ReportingType | 2015 | 2020 | 2025 | 2030 | 2035 | 2040
| ==== Emission Program: TitleIV_CAIRSO2 : (SO2) ==== | EI | EI | Other Renew | BM | 0 | 0 | 0 | 0 | 0 | 0 | BM | 0 | 0 | 0 | 0 | 0 | 0
| ==== Emission Program: TitleIV_CAIRSO2 : (SO2) ==== | EI | EI | CC | CC | 0 | 0 | 0 | 0 | 0 | 0 | CC | 0 | 0 | 0 | 0 | 0 | 0
| ==== Emission Program: TitleIV_CAIRSO2 : (SO2) ==== | EI | EI | Other Renew | CSP | 0 | 0 | 0 | 0 | 0 | 0 | CSP | 0 | 0 | 0 | 0 | 0 | 0
| ==== Emission Program: TitleIV_CAIRSO2 : (SO2) ==== | EI | EI | CT | CT | 0 | 0 | 0 | 0 | 0 | 0 | CT | 0 | 0 | 0 | 0 | 0 | 0
| ==== Emission Program: TitleIV_CAIRSO2 : (SO2) ==== | EI | EI | Coal | Coal | 320.62 | 0 | 0 | 0 | 0 | 0 | Coal | 296.16 | 0 | 0 | 0 | 0 | 0
| ==== Emission Program: TitleIV_CAIRSO2 : (SO2) ==== | EI | EI | Other Renew | Geo | 0 | 0 | 0 | 0 | 0 | 0 | Geo | 0 | 0 | 0 | 0 | 0 | 0
| ==== Emission Program: TitleIV_CAIRSO2 : (SO2) ==== | EI | EI | Hydro | H | 0 | 0 | 0 | 0 | 0 | 0 | H | 0 | 0 | 0 | 0 | 0 | 0
| ==== Emission Program: TitleIV_CAIRSO2 : (SO2) ==== | EI | EI | Other Renew | LFG | 0 | 0 | 0 | 0 | 0 | 0 | LFG | 0 | 0 | 0 | 0 | 0 | 0
| ==== Emission Program: TitleIV_CAIRSO2 : (SO2) ==== | EI | EI | Nuclear | Nuc | 0 | 0 | 0 | 0 | 0 | 0 | Nuc | 0 | 0 | 0 | 0 | 0 | 0
| ==== Emission Program: TitleIV_CAIRSO2 : (SO2) ==== | EI | EI | Other | PS | 0 | 0 | 0 | 0 | 0 | 0 | PS | 0 | 0 | 0 | 0 | 0 | 0
| ==== Emission Program: TitleIV_CAIRSO2 : (SO2) ==== | EI | EI | Other Renew | PV | 0 | 0 | 0 | 0 | 0 | 0 | PV | 0 | 0 | 0 | 0 | 0 | 0
| ==== Emission Program: TitleIV_CAIRSO2 : (SO2) ==== | EI | EI | CT | PeakG | 0 | 0 | 0 | 0 | 0 | 0 | PeakG | 0 | 0 | 0 | 0 | 0 | 0
| ==== Emission Program: TitleIV_CAIRSO2 : (SO2) ==== | EI | EI | CT | PeakO | 0 | 0 | 0 | 0 | 0 | 0 | PeakO | 0 | 0 | 0 | 0 | 0 | 0
| ==== Emission Program: TitleIV_CAIRSO2 : (SO2) ==== | EI | EI | Other Renew | ST | 0 | 0 | 0 | 0 | 0 | 0 | ST | 0 | 0 | 0 | 0 | 0 | 0
| ==== Emission Program: TitleIV_CAIRSO2 : (SO2) ==== | EI | EI | Steam O/G | STOG | 0 | 0 | 0 | 0 | 0 | 0 | STOG | 0 | 0 | 0 | 0 | 0 | 0
| ==== Emission Program: TitleIV_CAIRSO2 : (SO2) ==== | EI | EI | Other Renew | STWD | 0 | 0 | 0 | 0 | 0 | 0 | STWD | 0 | 0 | 0 | 0 | 0 | 0
| ==== Emission Program: TitleIV_CAIRSO2 : (SO2) ==== | EI | EI | On-shore Wind | WT | 0 | 0 | 0 | 0 | 0 | 0 | WT | 0 | 0 | 0 | 0 | 0 | 0
| ==== Emission Program: TitleIV_CAIRSO2 : (SO2) ==== | EI | EI | Coal | IGCC | 0.19 | 0 | 0 | 0 | 0 | 0 | IGCC | 0.19 | 0 | 0 | 0 | 0 | 0
| ==== Emission Program: TitleIV_CAIRSO2 : (SO2) ==== | EI | EI | DR | DemandResponse | 0 | 0 | 0 | 0 | 0 | 0 | DemandResponse | 0 | 0 | 0 | 0 | 0 | 0
| ==== Emission Program: TitleIV_CAIRSO2 : (SO2) ==== | EI | EI | Coal-CCS | IGCC-CCS | 0 | 0 | 0 | 0 | 0 | 0 | IGCC-CCS | 0 | 0 | 0 | 0 | 0 | 0
| ==== Emission Program: TitleIV_CAIRSO2 : (SO2) ==== | EI | EI | Off-shore Wind | WT_off | 0 | 0 | 0 | 0 | 0 | 0 | WT_off | 0 | 0 | 0 | 0 | 0 | 0
| ==== Emission Program: TitleIV_CAIRSO2 : (SO2) ==== | EI | EI | Other | PseudoUnit | 0 | 0 | 0 | 0 | 0 | 0 | PseudoUnit | 0 | 0 | 0 | 0 | 0 | 0
| ==== Emission Program: TitleIV_CAIRSO2 : (SO2) ==== | EI | EI | HQ/Maritimes | FixedInterchange | 0 | 0 | 0 | 0 | 0 | 0 | FixedInterchange | 0 | 0 | 0 | 0 | 0 | 0
==== Emission Program: TitleIV_CAIRSO2 : (SO2) ====
| ==== Emission Program: TitleIV_CAIRSO2 : (SO2) ==== |  |  |  | Emission Cost by Reporting Type: Outside_EI | [6 empty] | Emission Cost by Reporting Type: Outside_EI
| ==== Emission Program: TitleIV_CAIRSO2 : (SO2) ==== |  |  |  | ReportingType | 2015 | 2020 | 2025 | 2030 | 2035 | 2040 | ReportingType | 2015 | 2020 | 2025 | 2030 | 2035 | 2040
| ==== Emission Program: TitleIV_CAIRSO2 : (SO2) ==== | Outside_EI | Outside_EI | Other Renew | BM | 0 | 0 | 0 | 0 | 0 | 0 | BM | 0 | 0 | 0 | 0 | 0 | 0
| ==== Emission Program: TitleIV_CAIRSO2 : (SO2) ==== | Outside_EI | Outside_EI | CC | CC | 0 | 0 | 0 | 0 | 0 | 0 | CC | 0 | 0 | 0 | 0 | 0 | 0
| ==== Emission Program: TitleIV_CAIRSO2 : (SO2) ==== | Outside_EI | Outside_EI | Other Renew | CSP | 0 | 0 | 0 | 0 | 0 | 0 | CSP | 0 | 0 | 0 | 0 | 0 | 0
| ==== Emission Program: TitleIV_CAIRSO2 : (SO2) ==== | Outside_EI | Outside_EI | CT | CT | 0 | 0 | 0 | 0 | 0 | 0 | CT | 0 | 0 | 0 | 0 | 0 | 0
| ==== Emission Program: TitleIV_CAIRSO2 : (SO2) ==== | Outside_EI | Outside_EI | Coal | Coal | 12.7 | 0 | 0 | 0 | 0 | 0 | Coal | 12.4 | 0 | 0 | 0 | 0 | 0
| ==== Emission Program: TitleIV_CAIRSO2 : (SO2) ==== | Outside_EI | Outside_EI | Other Renew | Geo | 0 | 0 | 0 | 0 | 0 | 0 | Geo | 0 | 0 | 0 | 0 | 0 | 0
| ==== Emission Program: TitleIV_CAIRSO2 : (SO2) ==== | Outside_EI | Outside_EI | Hydro | H | 0 | 0 | 0 | 0 | 0 | 0 | H | 0 | 0 | 0 | 0 | 0 | 0
| ==== Emission Program: TitleIV_CAIRSO2 : (SO2) ==== | Outside_EI | Outside_EI | Other Renew | LFG | 0 | 0 | 0 | 0 | 0 | 0 | LFG | 0 | 0 | 0 | 0 | 0 | 0
| ==== Emission Program: TitleIV_CAIRSO2 : (SO2) ==== | Outside_EI | Outside_EI | Nuclear | Nuc | 0 | 0 | 0 | 0 | 0 | 0 | Nuc | 0 | 0 | 0 | 0 | 0 | 0
| ==== Emission Program: TitleIV_CAIRSO2 : (SO2) ==== | Outside_EI | Outside_EI | Other | PS | 0 | 0 | 0 | 0 | 0 | 0 | PS | 0 | 0 | 0 | 0 | 0 | 0
| ==== Emission Program: TitleIV_CAIRSO2 : (SO2) ==== | Outside_EI | Outside_EI | Other Renew | PV | 0 | 0 | 0 | 0 | 0 | 0 | PV | 0 | 0 | 0 | 0 | 0 | 0
| ==== Emission Program: TitleIV_CAIRSO2 : (SO2) ==== | Outside_EI | Outside_EI | CT | PeakG | 0 | 0 | 0 | 0 | 0 | 0 | PeakG | 0 | 0 | 0 | 0 | 0 | 0
| ==== Emission Program: TitleIV_CAIRSO2 : (SO2) ==== | Outside_EI | Outside_EI | CT | PeakO | 0 | 0 | 0 | 0 | 0 | 0 | PeakO | 0 | 0 | 0 | 0 | 0 | 0
| ==== Emission Program: TitleIV_CAIRSO2 : (SO2) ==== | Outside_EI | Outside_EI | Other Renew | ST | 0 | 0 | 0 | 0 | 0 | 0 | ST | 0 | 0 | 0 | 0 | 0 | 0
| ==== Emission Program: TitleIV_CAIRSO2 : (SO2) ==== | Outside_EI | Outside_EI | Steam O/G | STOG | 0 | 0 | 0 | 0 | 0 | 0 | STOG | 0 | 0 | 0 | 0 | 0 | 0
| ==== Emission Program: TitleIV_CAIRSO2 : (SO2) ==== | Outside_EI | Outside_EI | Other Renew | STWD | 0 | 0 | 0 | 0 | 0 | 0 | STWD | 0 | 0 | 0 | 0 | 0 | 0
| ==== Emission Program: TitleIV_CAIRSO2 : (SO2) ==== | Outside_EI | Outside_EI | On-shore Wind | WT | 0 | 0 | 0 | 0 | 0 | 0 | WT | 0 | 0 | 0 | 0 | 0 | 0
| ==== Emission Program: TitleIV_CAIRSO2 : (SO2) ==== | Outside_EI | Outside_EI | Coal | IGCC | 0 | 0 | 0 | 0 | 0 | 0 | IGCC | 0 | 0 | 0 | 0 | 0 | 0
| ==== Emission Program: TitleIV_CAIRSO2 : (SO2) ==== | Outside_EI | Outside_EI | DR | DemandResponse | 0 | 0 | 0 | 0 | 0 | 0 | DemandResponse | 0 | 0 | 0 | 0 | 0 | 0
| ==== Emission Program: TitleIV_CAIRSO2 : (SO2) ==== | Outside_EI | Outside_EI | Coal-CCS | IGCC-CCS | 0 | 0 | 0 | 0 | 0 | 0 | IGCC-CCS | 0 | 0 | 0 | 0 | 0 | 0
| ==== Emission Program: TitleIV_CAIRSO2 : (SO2) ==== | Outside_EI | Outside_EI | Off-shore Wind | WT_off | 0 | 0 | 0 | 0 | 0 | 0 | WT_off | 0 | 0 | 0 | 0 | 0 | 0
| ==== Emission Program: TitleIV_CAIRSO2 : (SO2) ==== | Outside_EI | Outside_EI | Other | PseudoUnit | 0 | 0 | 0 | 0 | 0 | 0 | PseudoUnit | 0 | 0 | 0 | 0 | 0 | 0
| ==== Emission Program: TitleIV_CAIRSO2 : (SO2) ==== | Outside_EI | Outside_EI | HQ/Maritimes | FixedInterchange | 0 | 0 | 0 | 0 | 0 | 0 | FixedInterchange | 0 | 0 | 0 | 0 | 0 | 0
[5 empty] | ==== Emission Program: CAIRNoxSeasonal : (NOx) ==== | [6 empty] | ==== Emission Program: CAIRNoxSeasonal : (NOx) ====
[5 empty] | Emission Cost by Reporting Type: Entergy | [6 empty] | Emission Cost by Reporting Type: Entergy
[5 empty] | ReportingType | 2015 | 2020 | 2025 | 2030 | 2035 | 2040 | ReportingType | 2015 | 2020 | 2025 | 2030 | 2035 | 2040
| ==== Emission Program: CAIRNoxSeasonal : (NOx) ==== | ENT | Southwest | Other Renew | BM | 0 | 0 | 0 | 0 | 0 | 0 | BM | 0 | 0 | 0 | 0 | 0 | 0
| ==== Emission Program: CAIRNoxSeasonal : (NOx) ==== | ENT | Southwest | CC | CC | 0 | 0 | 0 | 0 | 0 | 0 | CC | 0 | 0 | 0 | 0 | 0 | 0
| ==== Emission Program: CAIRNoxSeasonal : (NOx) ==== | ENT | Southwest | Other Renew | CSP | 0 | 0 | 0 | 0 | 0 | 0 | CSP | 0 | 0 | 0 | 0 | 0 | 0
| ==== Emission Program: CAIRNoxSeasonal : (NOx) ==== | ENT | Southwest | CT | CT | 0 | 0 | 0 | 0 | 0 | 0 | CT | 0 | 0 | 0 | 0 | 0 | 0
| ==== Emission Program: CAIRNoxSeasonal : (NOx) ==== | ENT | Southwest | Coal | Coal | 0 | 0 | 0 | 0 | 0 | 0 | Coal | 0 | 0 | 0 | 0 | 0 | 0
| ==== Emission Program: CAIRNoxSeasonal : (NOx) ==== | ENT | Southwest | Other Renew | Geo | 0 | 0 | 0 | 0 | 0 | 0 | Geo | 0 | 0 | 0 | 0 | 0 | 0
| ==== Emission Program: CAIRNoxSeasonal : (NOx) ==== | ENT | Southwest | Hydro | H | 0 | 0 | 0 | 0 | 0 | 0 | H | 0 | 0 | 0 | 0 | 0 | 0
| ==== Emission Program: CAIRNoxSeasonal : (NOx) ==== | ENT | Southwest | Other Renew | LFG | 0 | 0 | 0 | 0 | 0 | 0 | LFG | 0 | 0 | 0 | 0 | 0 | 0
| ==== Emission Program: CAIRNoxSeasonal : (NOx) ==== | ENT | Southwest | Nuclear | Nuc | 0 | 0 | 0 | 0 | 0 | 0 | Nuc | 0 | 0 | 0 | 0 | 0 | 0
| ==== Emission Program: CAIRNoxSeasonal : (NOx) ==== | ENT | Southwest | Other | PS | 0 | 0 | 0 | 0 | 0 | 0 | PS | 0 | 0 | 0 | 0 | 0 | 0
| ==== Emission Program: CAIRNoxSeasonal : (NOx) ==== | ENT | Southwest | Other Renew | PV | 0 | 0 | 0 | 0 | 0 | 0 | PV | 0 | 0 | 0 | 0 | 0 | 0
| ==== Emission Program: CAIRNoxSeasonal : (NOx) ==== | ENT | Southwest | CT | PeakG | 0 | 0 | 0 | 0 | 0 | 0 | PeakG | 0 | 0 | 0 | 0 | 0 | 0
| ==== Emission Program: CAIRNoxSeasonal : (NOx) ==== | ENT | Southwest | CT | PeakO | 0 | 0 | 0 | 0 | 0 | 0 | PeakO | 0 | 0 | 0 | 0 | 0 | 0
| ==== Emission Program: CAIRNoxSeasonal : (NOx) ==== | ENT | Southwest | Other Renew | ST | 0 | 0 | 0 | 0 | 0 | 0 | ST | 0 | 0 | 0 | 0 | 0 | 0
| ==== Emission Program: CAIRNoxSeasonal : (NOx) ==== | ENT | Southwest | Steam O/G | STOG | 0 | 0 | 0 | 0 | 0 | 0 | STOG | 0 | 0 | 0 | 0 | 0 | 0
| ==== Emission Program: CAIRNoxSeasonal : (NOx) ==== | ENT | Southwest | Other Renew | STWD | 0 | 0 | 0 | 0 | 0 | 0 | STWD | 0 | 0 | 0 | 0 | 0 | 0
| ==== Emission Program: CAIRNoxSeasonal : (NOx) ==== | ENT | Southwest | On-shore Wind | WT | 0 | 0 | 0 | 0 | 0 | 0 | WT | 0 | 0 | 0 | 0 | 0 | 0
| ==== Emission Program: CAIRNoxSeasonal : (NOx) ==== | ENT | Southwest | Coal | IGCC | 0 | 0 | 0 | 0 | 0 | 0 | IGCC | 0 | 0 | 0 | 0 | 0 | 0
| ==== Emission Program: CAIRNoxSeasonal : (NOx) ==== | ENT | Southwest | DR | DemandResponse | 0 | 0 | 0 | 0 | 0 | 0 | DemandResponse | 0 | 0 | 0 | 0 | 0 | 0
| ==== Emission Program: CAIRNoxSeasonal : (NOx) ==== | ENT | Southwest | Coal-CCS | IGCC-CCS | 0 | 0 | 0 | 0 | 0 | 0 | IGCC-CCS | 0 | 0 | 0 | 0 | 0 | 0
| ==== Emission Program: CAIRNoxSeasonal : (NOx) ==== | ENT | Southwest | Off-shore Wind | WT_off | 0 | 0 | 0 | 0 | 0 | 0 | WT_off | 0 | 0 | 0 | 0 | 0 | 0
| ==== Emission Program: CAIRNoxSeasonal : (NOx) ==== | ENT | Southwest | Other | PseudoUnit | 0 | 0 | 0 | 0 | 0 | 0 | PseudoUnit | 0 | 0 | 0 | 0 | 0 | 0
| ==== Emission Program: CAIRNoxSeasonal : (NOx) ==== | ENT | Southwest | HQ/Maritimes | FixedInterchange | 0 | 0 | 0 | 0 | 0 | 0 | FixedInterchange | 0 | 0 | 0 | 0 | 0 | 0
==== Emission Program: CAIRNoxSeasonal : (NOx) ====
| ==== Emission Program: CAIRNoxSeasonal : (NOx) ==== |  |  |  | Emission Cost by Reporting Type: FRCC | [6 empty] | Emission Cost by Reporting Type: FRCC
| ==== Emission Program: CAIRNoxSeasonal : (NOx) ==== |  |  |  | ReportingType | 2015 | 2020 | 2025 | 2030 | 2035 | 2040 | ReportingType | 2015 | 2020 | 2025 | 2030 | 2035 | 2040
| ==== Emission Program: CAIRNoxSeasonal : (NOx) ==== | FRCC | South | Other Renew | BM | 0 | 0 | 0 | 0 | 0 | 0 | BM | 0 | 0 | 0 | 0 | 0 | 0
| ==== Emission Program: CAIRNoxSeasonal : (NOx) ==== | FRCC | South | CC | CC | 0 | 0 | 0 | 0 | 0 | 0 | CC | 0 | 0 | 0 | 0 | 0 | 0
| ==== Emission Program: CAIRNoxSeasonal : (NOx) ==== | FRCC | South | Other Renew | CSP | 0 | 0 | 0 | 0 | 0 | 0 | CSP | 0 | 0 | 0 | 0 | 0 | 0
| ==== Emission Program: CAIRNoxSeasonal : (NOx) ==== | FRCC | South | CT | CT | 0 | 0 | 0 | 0 | 0 | 0 | CT | 0 | 0 | 0 | 0 | 0 | 0
| ==== Emission Program: CAIRNoxSeasonal : (NOx) ==== | FRCC | South | Coal | Coal | 0 | 0 | 0 | 0 | 0 | 0 | Coal | 0 | 0 | 0 | 0 | 0 | 0
| ==== Emission Program: CAIRNoxSeasonal : (NOx) ==== | FRCC | South | Other Renew | Geo | 0 | 0 | 0 | 0 | 0 | 0 | Geo | 0 | 0 | 0 | 0 | 0 | 0
| ==== Emission Program: CAIRNoxSeasonal : (NOx) ==== | FRCC | South | Hydro | H | 0 | 0 | 0 | 0 | 0 | 0 | H | 0 | 0 | 0 | 0 | 0 | 0
| ==== Emission Program: CAIRNoxSeasonal : (NOx) ==== | FRCC | South | Other Renew | LFG | 0 | 0 | 0 | 0 | 0 | 0 | LFG | 0 | 0 | 0 | 0 | 0 | 0
| ==== Emission Program: CAIRNoxSeasonal : (NOx) ==== | FRCC | South | Nuclear | Nuc | 0 | 0 | 0 | 0 | 0 | 0 | Nuc | 0 | 0 | 0 | 0 | 0 | 0
| ==== Emission Program: CAIRNoxSeasonal : (NOx) ==== | FRCC | South | Other | PS | 0 | 0 | 0 | 0 | 0 | 0 | PS | 0 | 0 | 0 | 0 | 0 | 0
| ==== Emission Program: CAIRNoxSeasonal : (NOx) ==== | FRCC | South | Other Renew | PV | 0 | 0 | 0 | 0 | 0 | 0 | PV | 0 | 0 | 0 | 0 | 0 | 0
| ==== Emission Program: CAIRNoxSeasonal : (NOx) ==== | FRCC | South | CT | PeakG | 0 | 0 | 0 | 0 | 0 | 0 | PeakG | 0 | 0 | 0 | 0 | 0 | 0
| ==== Emission Program: CAIRNoxSeasonal : (NOx) ==== | FRCC | South | CT | PeakO | 0 | 0 | 0 | 0 | 0 | 0 | PeakO | 0 | 0 | 0 | 0 | 0 | 0
| ==== Emission Program: CAIRNoxSeasonal : (NOx) ==== | FRCC | South | Other Renew | ST | 0 | 0 | 0 | 0 | 0 | 0 | ST | 0 | 0 | 0 | 0 | 0 | 0
| ==== Emission Program: CAIRNoxSeasonal : (NOx) ==== | FRCC | South | Steam O/G | STOG | 0 | 0 | 0 | 0 | 0 | 0 | STOG | 0 | 0 | 0 | 0 | 0 | 0
| ==== Emission Program: CAIRNoxSeasonal : (NOx) ==== | FRCC | South | Other Renew | STWD | 0 | 0 | 0 | 0 | 0 | 0 | STWD | 0 | 0 | 0 | 0 | 0 | 0
| ==== Emission Program: CAIRNoxSeasonal : (NOx) ==== | FRCC | South | On-shore Wind | WT | 0 | 0 | 0 | 0 | 0 | 0 | WT | 0 | 0 | 0 | 0 | 0 | 0
| ==== Emission Program: CAIRNoxSeasonal : (NOx) ==== | FRCC | South | Coal | IGCC | 0 | 0 | 0 | 0 | 0 | 0 | IGCC | 0 | 0 | 0 | 0 | 0 | 0
| ==== Emission Program: CAIRNoxSeasonal : (NOx) ==== | FRCC | South | DR | DemandResponse | 0 | 0 | 0 | 0 | 0 | 0 | DemandResponse | 0 | 0 | 0 | 0 | 0 | 0
| ==== Emission Program: CAIRNoxSeasonal : (NOx) ==== | FRCC | South | Coal-CCS | IGCC-CCS | 0 | 0 | 0 | 0 | 0 | 0 | IGCC-CCS | 0 | 0 | 0 | 0 | 0 | 0
| ==== Emission Program: CAIRNoxSeasonal : (NOx) ==== | FRCC | South | Off-shore Wind | WT_off | 0 | 0 | 0 | 0 | 0 | 0 | WT_off | 0 | 0 | 0 | 0 | 0 | 0
| ==== Emission Program: CAIRNoxSeasonal : (NOx) ==== | FRCC | South | Other | PseudoUnit | 0 | 0 | 0 | 0 | 0 | 0 | PseudoUnit | 0 | 0 | 0 | 0 | 0 | 0
| ==== Emission Program: CAIRNoxSeasonal : (NOx) ==== | FRCC | South | HQ/Maritimes | FixedInterchange | 0 | 0 | 0 | 0 | 0 | 0 | FixedInterchange | 0 | 0 | 0 | 0 | 0 | 0
==== Emission Program: CAIRNoxSeasonal : (NOx) ====
| ==== Emission Program: CAIRNoxSeasonal : (NOx) ==== |  |  |  | Emission Cost by Reporting Type: MAPP_US | [6 empty] | Emission Cost by Reporting Type: MAPP_US
| ==== Emission Program: CAIRNoxSeasonal : (NOx) ==== |  |  |  | ReportingType | 2015 | 2020 | 2025 | 2030 | 2035 | 2040 | ReportingType | 2015 | 2020 | 2025 | 2030 | 2035 | 2040
| ==== Emission Program: CAIRNoxSeasonal : (NOx) ==== | MAPP_US | Midwest | Other Renew | BM | 0 | 0 | 0 | 0 | 0 | 0 | BM | 0 | 0 | 0 | 0 | 0 | 0
| ==== Emission Program: CAIRNoxSeasonal : (NOx) ==== | MAPP_US | Midwest | CC | CC | 0 | 0 | 0 | 0 | 0 | 0 | CC | 0 | 0 | 0 | 0 | 0 | 0
| ==== Emission Program: CAIRNoxSeasonal : (NOx) ==== | MAPP_US | Midwest | Other Renew | CSP | 0 | 0 | 0 | 0 | 0 | 0 | CSP | 0 | 0 | 0 | 0 | 0 | 0
| ==== Emission Program: CAIRNoxSeasonal : (NOx) ==== | MAPP_US | Midwest | CT | CT | 0 | 0 | 0 | 0 | 0 | 0 | CT | 0 | 0 | 0 | 0 | 0 | 0
| ==== Emission Program: CAIRNoxSeasonal : (NOx) ==== | MAPP_US | Midwest | Coal | Coal | 0 | 0 | 0 | 0 | 0 | 0 | Coal | 0 | 0 | 0 | 0 | 0 | 0
| ==== Emission Program: CAIRNoxSeasonal : (NOx) ==== | MAPP_US | Midwest | Other Renew | Geo | 0 | 0 | 0 | 0 | 0 | 0 | Geo | 0 | 0 | 0 | 0 | 0 | 0
| ==== Emission Program: CAIRNoxSeasonal : (NOx) ==== | MAPP_US | Midwest | Hydro | H | 0 | 0 | 0 | 0 | 0 | 0 | H | 0 | 0 | 0 | 0 | 0 | 0
| ==== Emission Program: CAIRNoxSeasonal : (NOx) ==== | MAPP_US | Midwest | Other Renew | LFG | 0 | 0 | 0 | 0 | 0 | 0 | LFG | 0 | 0 | 0 | 0 | 0 | 0
| ==== Emission Program: CAIRNoxSeasonal : (NOx) ==== | MAPP_US | Midwest | Nuclear | Nuc | 0 | 0 | 0 | 0 | 0 | 0 | Nuc | 0 | 0 | 0 | 0 | 0 | 0
| ==== Emission Program: CAIRNoxSeasonal : (NOx) ==== | MAPP_US | Midwest | Other | PS | 0 | 0 | 0 | 0 | 0 | 0 | PS | 0 | 0 | 0 | 0 | 0 | 0
| ==== Emission Program: CAIRNoxSeasonal : (NOx) ==== | MAPP_US | Midwest | Other Renew | PV | 0 | 0 | 0 | 0 | 0 | 0 | PV | 0 | 0 | 0 | 0 | 0 | 0
| ==== Emission Program: CAIRNoxSeasonal : (NOx) ==== | MAPP_US | Midwest | CT | PeakG | 0 | 0 | 0 | 0 | 0 | 0 | PeakG | 0 | 0 | 0 | 0 | 0 | 0
| ==== Emission Program: CAIRNoxSeasonal : (NOx) ==== | MAPP_US | Midwest | CT | PeakO | 0 | 0 | 0 | 0 | 0 | 0 | PeakO | 0 | 0 | 0 | 0 | 0 | 0
| ==== Emission Program: CAIRNoxSeasonal : (NOx) ==== | MAPP_US | Midwest | Other Renew | ST | 0 | 0 | 0 | 0 | 0 | 0 | ST | 0 | 0 | 0 | 0 | 0 | 0
| ==== Emission Program: CAIRNoxSeasonal : (NOx) ==== | MAPP_US | Midwest | Steam O/G | STOG | 0 | 0 | 0 | 0 | 0 | 0 | STOG | 0 | 0 | 0 | 0 | 0 | 0
| ==== Emission Program: CAIRNoxSeasonal : (NOx) ==== | MAPP_US | Midwest | Other Renew | STWD | 0 | 0 | 0 | 0 | 0 | 0 | STWD | 0 | 0 | 0 | 0 | 0 | 0
| ==== Emission Program: CAIRNoxSeasonal : (NOx) ==== | MAPP_US | Midwest | On-shore Wind | WT | 0 | 0 | 0 | 0 | 0 | 0 | WT | 0 | 0 | 0 | 0 | 0 | 0
| ==== Emission Program: CAIRNoxSeasonal : (NOx) ==== | MAPP_US | Midwest | Coal | IGCC | 0 | 0 | 0 | 0 | 0 | 0 | IGCC | 0 | 0 | 0 | 0 | 0 | 0
| ==== Emission Program: CAIRNoxSeasonal : (NOx) ==== | MAPP_US | Midwest | DR | DemandResponse | 0 | 0 | 0 | 0 | 0 | 0 | DemandResponse | 0 | 0 | 0 | 0 | 0 | 0
| ==== Emission Program: CAIRNoxSeasonal : (NOx) ==== | MAPP_US | Midwest | Coal-CCS | IGCC-CCS | 0 | 0 | 0 | 0 | 0 | 0 | IGCC-CCS | 0 | 0 | 0 | 0 | 0 | 0
| ==== Emission Program: CAIRNoxSeasonal : (NOx) ==== | MAPP_US | Midwest | Off-shore Wind | WT_off | 0 | 0 | 0 | 0 | 0 | 0 | WT_off | 0 | 0 | 0 | 0 | 0 | 0
| ==== Emission Program: CAIRNoxSeasonal : (NOx) ==== | MAPP_US | Midwest | Other | PseudoUnit | 0 | 0 | 0 | 0 | 0 | 0 | PseudoUnit | 0 | 0 | 0 | 0 | 0 | 0
| ==== Emission Program: CAIRNoxSeasonal : (NOx) ==== | MAPP_US | Midwest | HQ/Maritimes | FixedInterchange | 0 | 0 | 0 | 0 | 0 | 0 | FixedInterchange | 0 | 0 | 0 | 0 | 0 | 0
==== Emission Program: CAIRNoxSeasonal : (NOx) ====
| ==== Emission Program: CAIRNoxSeasonal : (NOx) ==== |  |  |  | Emission Cost by Reporting Type: MISO_IN | [6 empty] | Emission Cost by Reporting Type: MISO_IN
| ==== Emission Program: CAIRNoxSeasonal : (NOx) ==== |  |  |  | ReportingType | 2015 | 2020 | 2025 | 2030 | 2035 | 2040 | ReportingType | 2015 | 2020 | 2025 | 2030 | 2035 | 2040
| ==== Emission Program: CAIRNoxSeasonal : (NOx) ==== | MISO_IN | Midwest | Other Renew | BM | 0 | 0 | 0 | 0 | 0 | 0 | BM | 0 | 0 | 0 | 0 | 0 | 0
| ==== Emission Program: CAIRNoxSeasonal : (NOx) ==== | MISO_IN | Midwest | CC | CC | 0 | 0 | 0 | 0 | 0 | 0 | CC | 0 | 0 | 0 | 0 | 0 | 0
| ==== Emission Program: CAIRNoxSeasonal : (NOx) ==== | MISO_IN | Midwest | Other Renew | CSP | 0 | 0 | 0 | 0 | 0 | 0 | CSP | 0 | 0 | 0 | 0 | 0 | 0
| ==== Emission Program: CAIRNoxSeasonal : (NOx) ==== | MISO_IN | Midwest | CT | CT | 0 | 0 | 0 | 0 | 0 | 0 | CT | 0 | 0 | 0 | 0 | 0 | 0
| ==== Emission Program: CAIRNoxSeasonal : (NOx) ==== | MISO_IN | Midwest | Coal | Coal | 0 | 0 | 0 | 0 | 0 | 0 | Coal | 0 | 0 | 0 | 0 | 0 | 0
| ==== Emission Program: CAIRNoxSeasonal : (NOx) ==== | MISO_IN | Midwest | Other Renew | Geo | 0 | 0 | 0 | 0 | 0 | 0 | Geo | 0 | 0 | 0 | 0 | 0 | 0
| ==== Emission Program: CAIRNoxSeasonal : (NOx) ==== | MISO_IN | Midwest | Hydro | H | 0 | 0 | 0 | 0 | 0 | 0 | H | 0 | 0 | 0 | 0 | 0 | 0
| ==== Emission Program: CAIRNoxSeasonal : (NOx) ==== | MISO_IN | Midwest | Other Renew | LFG | 0 | 0 | 0 | 0 | 0 | 0 | LFG | 0 | 0 | 0 | 0 | 0 | 0
| ==== Emission Program: CAIRNoxSeasonal : (NOx) ==== | MISO_IN | Midwest | Nuclear | Nuc | 0 | 0 | 0 | 0 | 0 | 0 | Nuc | 0 | 0 | 0 | 0 | 0 | 0
| ==== Emission Program: CAIRNoxSeasonal : (NOx) ==== | MISO_IN | Midwest | Other | PS | 0 | 0 | 0 | 0 | 0 | 0 | PS | 0 | 0 | 0 | 0 | 0 | 0
| ==== Emission Program: CAIRNoxSeasonal : (NOx) ==== | MISO_IN | Midwest | Other Renew | PV | 0 | 0 | 0 | 0 | 0 | 0 | PV | 0 | 0 | 0 | 0 | 0 | 0
| ==== Emission Program: CAIRNoxSeasonal : (NOx) ==== | MISO_IN | Midwest | CT | PeakG | 0 | 0 | 0 | 0 | 0 | 0 | PeakG | 0 | 0 | 0 | 0 | 0 | 0
| ==== Emission Program: CAIRNoxSeasonal : (NOx) ==== | MISO_IN | Midwest | CT | PeakO | 0 | 0 | 0 | 0 | 0 | 0 | PeakO | 0 | 0 | 0 | 0 | 0 | 0
| ==== Emission Program: CAIRNoxSeasonal : (NOx) ==== | MISO_IN | Midwest | Other Renew | ST | 0 | 0 | 0 | 0 | 0 | 0 | ST | 0 | 0 | 0 | 0 | 0 | 0
| ==== Emission Program: CAIRNoxSeasonal : (NOx) ==== | MISO_IN | Midwest | Steam O/G | STOG | 0 | 0 | 0 | 0 | 0 | 0 | STOG | 0 | 0 | 0 | 0 | 0 | 0
| ==== Emission Program: CAIRNoxSeasonal : (NOx) ==== | MISO_IN | Midwest | Other Renew | STWD | 0 | 0 | 0 | 0 | 0 | 0 | STWD | 0 | 0 | 0 | 0 | 0 | 0
| ==== Emission Program: CAIRNoxSeasonal : (NOx) ==== | MISO_IN | Midwest | On-shore Wind | WT | 0 | 0 | 0 | 0 | 0 | 0 | WT | 0 | 0 | 0 | 0 | 0 | 0
| ==== Emission Program: CAIRNoxSeasonal : (NOx) ==== | MISO_IN | Midwest | Coal | IGCC | 0 | 0 | 0 | 0 | 0 | 0 | IGCC | 0 | 0 | 0 | 0 | 0 | 0
| ==== Emission Program: CAIRNoxSeasonal : (NOx) ==== | MISO_IN | Midwest | DR | DemandResponse | 0 | 0 | 0 | 0 | 0 | 0 | DemandResponse | 0 | 0 | 0 | 0 | 0 | 0
| ==== Emission Program: CAIRNoxSeasonal : (NOx) ==== | MISO_IN | Midwest | Coal-CCS | IGCC-CCS | 0 | 0 | 0 | 0 | 0 | 0 | IGCC-CCS | 0 | 0 | 0 | 0 | 0 | 0
| ==== Emission Program: CAIRNoxSeasonal : (NOx) ==== | MISO_IN | Midwest | Off-shore Wind | WT_off | 0 | 0 | 0 | 0 | 0 | 0 | WT_off | 0 | 0 | 0 | 0 | 0 | 0
| ==== Emission Program: CAIRNoxSeasonal : (NOx) ==== | MISO_IN | Midwest | Other | PseudoUnit | 0 | 0 | 0 | 0 | 0 | 0 | PseudoUnit | 0 | 0 | 0 | 0 | 0 | 0
| ==== Emission Program: CAIRNoxSeasonal : (NOx) ==== | MISO_IN | Midwest | HQ/Maritimes | FixedInterchange | 0 | 0 | 0 | 0 | 0 | 0 | FixedInterchange | 0 | 0 | 0 | 0 | 0 | 0
==== Emission Program: CAIRNoxSeasonal : (NOx) ====
| ==== Emission Program: CAIRNoxSeasonal : (NOx) ==== |  |  |  | Emission Cost by Reporting Type: MISO_MI | [6 empty] | Emission Cost by Reporting Type: MISO_MI
| ==== Emission Program: CAIRNoxSeasonal : (NOx) ==== |  |  |  | ReportingType | 2015 | 2020 | 2025 | 2030 | 2035 | 2040 | ReportingType | 2015 | 2020 | 2025 | 2030 | 2035 | 2040
| ==== Emission Program: CAIRNoxSeasonal : (NOx) ==== | MISO_MI | Midwest | Other Renew | BM | 0 | 0 | 0 | 0 | 0 | 0 | BM | 0 | 0 | 0 | 0 | 0 | 0
| ==== Emission Program: CAIRNoxSeasonal : (NOx) ==== | MISO_MI | Midwest | CC | CC | 0 | 0 | 0 | 0 | 0 | 0 | CC | 0 | 0 | 0 | 0 | 0 | 0
| ==== Emission Program: CAIRNoxSeasonal : (NOx) ==== | MISO_MI | Midwest | Other Renew | CSP | 0 | 0 | 0 | 0 | 0 | 0 | CSP | 0 | 0 | 0 | 0 | 0 | 0
| ==== Emission Program: CAIRNoxSeasonal : (NOx) ==== | MISO_MI | Midwest | CT | CT | 0 | 0 | 0 | 0 | 0 | 0 | CT | 0 | 0 | 0 | 0 | 0 | 0
| ==== Emission Program: CAIRNoxSeasonal : (NOx) ==== | MISO_MI | Midwest | Coal | Coal | 0 | 0 | 0 | 0 | 0 | 0 | Coal | 0 | 0 | 0 | 0 | 0 | 0
| ==== Emission Program: CAIRNoxSeasonal : (NOx) ==== | MISO_MI | Midwest | Other Renew | Geo | 0 | 0 | 0 | 0 | 0 | 0 | Geo | 0 | 0 | 0 | 0 | 0 | 0
| ==== Emission Program: CAIRNoxSeasonal : (NOx) ==== | MISO_MI | Midwest | Hydro | H | 0 | 0 | 0 | 0 | 0 | 0 | H | 0 | 0 | 0 | 0 | 0 | 0
| ==== Emission Program: CAIRNoxSeasonal : (NOx) ==== | MISO_MI | Midwest | Other Renew | LFG | 0 | 0 | 0 | 0 | 0 | 0 | LFG | 0 | 0 | 0 | 0 | 0 | 0
| ==== Emission Program: CAIRNoxSeasonal : (NOx) ==== | MISO_MI | Midwest | Nuclear | Nuc | 0 | 0 | 0 | 0 | 0 | 0 | Nuc | 0 | 0 | 0 | 0 | 0 | 0
| ==== Emission Program: CAIRNoxSeasonal : (NOx) ==== | MISO_MI | Midwest | Other | PS | 0 | 0 | 0 | 0 | 0 | 0 | PS | 0 | 0 | 0 | 0 | 0 | 0
| ==== Emission Program: CAIRNoxSeasonal : (NOx) ==== | MISO_MI | Midwest | Other Renew | PV | 0 | 0 | 0 | 0 | 0 | 0 | PV | 0 | 0 | 0 | 0 | 0 | 0
| ==== Emission Program: CAIRNoxSeasonal : (NOx) ==== | MISO_MI | Midwest | CT | PeakG | 0 | 0 | 0 | 0 | 0 | 0 | PeakG | 0 | 0 | 0 | 0 | 0 | 0
| ==== Emission Program: CAIRNoxSeasonal : (NOx) ==== | MISO_MI | Midwest | CT | PeakO | 0 | 0 | 0 | 0 | 0 | 0 | PeakO | 0 | 0 | 0 | 0 | 0 | 0
| ==== Emission Program: CAIRNoxSeasonal : (NOx) ==== | MISO_MI | Midwest | Other Renew | ST | 0 | 0 | 0 | 0 | 0 | 0 | ST | 0 | 0 | 0 | 0 | 0 | 0
| ==== Emission Program: CAIRNoxSeasonal : (NOx) ==== | MISO_MI | Midwest | Steam O/G | STOG | 0 | 0 | 0 | 0 | 0 | 0 | STOG | 0 | 0 | 0 | 0 | 0 | 0
| ==== Emission Program: CAIRNoxSeasonal : (NOx) ==== | MISO_MI | Midwest | Other Renew | STWD | 0 | 0 | 0 | 0 | 0 | 0 | STWD | 0 | 0 | 0 | 0 | 0 | 0
| ==== Emission Program: CAIRNoxSeasonal : (NOx) ==== | MISO_MI | Midwest | On-shore Wind | WT | 0 | 0 | 0 | 0 | 0 | 0 | WT | 0 | 0 | 0 | 0 | 0 | 0
| ==== Emission Program: CAIRNoxSeasonal : (NOx) ==== | MISO_MI | Midwest | Coal | IGCC | 0 | 0 | 0 | 0 | 0 | 0 | IGCC | 0 | 0 | 0 | 0 | 0 | 0
| ==== Emission Program: CAIRNoxSeasonal : (NOx) ==== | MISO_MI | Midwest | DR | DemandResponse | 0 | 0 | 0 | 0 | 0 | 0 | DemandResponse | 0 | 0 | 0 | 0 | 0 | 0
| ==== Emission Program: CAIRNoxSeasonal : (NOx) ==== | MISO_MI | Midwest | Coal-CCS | IGCC-CCS | 0 | 0 | 0 | 0 | 0 | 0 | IGCC-CCS | 0 | 0 | 0 | 0 | 0 | 0
| ==== Emission Program: CAIRNoxSeasonal : (NOx) ==== | MISO_MI | Midwest | Off-shore Wind | WT_off | 0 | 0 | 0 | 0 | 0 | 0 | WT_off | 0 | 0 | 0 | 0 | 0 | 0
| ==== Emission Program: CAIRNoxSeasonal : (NOx) ==== | MISO_MI | Midwest | Other | PseudoUnit | 0 | 0 | 0 | 0 | 0 | 0 | PseudoUnit | 0 | 0 | 0 | 0 | 0 | 0
| ==== Emission Program: CAIRNoxSeasonal : (NOx) ==== | MISO_MI | Midwest | HQ/Maritimes | FixedInterchange | 0 | 0 | 0 | 0 | 0 | 0 | FixedInterchange | 0 | 0 | 0 | 0 | 0 | 0
==== Emission Program: CAIRNoxSeasonal : (NOx) ====
| ==== Emission Program: CAIRNoxSeasonal : (NOx) ==== |  |  |  | Emission Cost by Reporting Type: MISO_MO-IL | [6 empty] | Emission Cost by Reporting Type: MISO_MO-IL
| ==== Emission Program: CAIRNoxSeasonal : (NOx) ==== |  |  |  | ReportingType | 2015 | 2020 | 2025 | 2030 | 2035 | 2040 | ReportingType | 2015 | 2020 | 2025 | 2030 | 2035 | 2040
| ==== Emission Program: CAIRNoxSeasonal : (NOx) ==== | MISO_MO-IL | Midwest | Other Renew | BM | 0 | 0 | 0 | 0 | 0 | 0 | BM | 0 | 0 | 0 | 0 | 0 | 0
| ==== Emission Program: CAIRNoxSeasonal : (NOx) ==== | MISO_MO-IL | Midwest | CC | CC | 0 | 0 | 0 | 0 | 0 | 0 | CC | 0 | 0 | 0 | 0 | 0 | 0
| ==== Emission Program: CAIRNoxSeasonal : (NOx) ==== | MISO_MO-IL | Midwest | Other Renew | CSP | 0 | 0 | 0 | 0 | 0 | 0 | CSP | 0 | 0 | 0 | 0 | 0 | 0
| ==== Emission Program: CAIRNoxSeasonal : (NOx) ==== | MISO_MO-IL | Midwest | CT | CT | 0 | 0 | 0 | 0 | 0 | 0 | CT | 0 | 0 | 0 | 0 | 0 | 0
| ==== Emission Program: CAIRNoxSeasonal : (NOx) ==== | MISO_MO-IL | Midwest | Coal | Coal | 0 | 0 | 0 | 0 | 0 | 0 | Coal | 0 | 0 | 0 | 0 | 0 | 0
| ==== Emission Program: CAIRNoxSeasonal : (NOx) ==== | MISO_MO-IL | Midwest | Other Renew | Geo | 0 | 0 | 0 | 0 | 0 | 0 | Geo | 0 | 0 | 0 | 0 | 0 | 0
| ==== Emission Program: CAIRNoxSeasonal : (NOx) ==== | MISO_MO-IL | Midwest | Hydro | H | 0 | 0 | 0 | 0 | 0 | 0 | H | 0 | 0 | 0 | 0 | 0 | 0
| ==== Emission Program: CAIRNoxSeasonal : (NOx) ==== | MISO_MO-IL | Midwest | Other Renew | LFG | 0 | 0 | 0 | 0 | 0 | 0 | LFG | 0 | 0 | 0 | 0 | 0 | 0
| ==== Emission Program: CAIRNoxSeasonal : (NOx) ==== | MISO_MO-IL | Midwest | Nuclear | Nuc | 0 | 0 | 0 | 0 | 0 | 0 | Nuc | 0 | 0 | 0 | 0 | 0 | 0
| ==== Emission Program: CAIRNoxSeasonal : (NOx) ==== | MISO_MO-IL | Midwest | Other | PS | 0 | 0 | 0 | 0 | 0 | 0 | PS | 0 | 0 | 0 | 0 | 0 | 0
| ==== Emission Program: CAIRNoxSeasonal : (NOx) ==== | MISO_MO-IL | Midwest | Other Renew | PV | 0 | 0 | 0 | 0 | 0 | 0 | PV | 0 | 0 | 0 | 0 | 0 | 0
| ==== Emission Program: CAIRNoxSeasonal : (NOx) ==== | MISO_MO-IL | Midwest | CT | PeakG | 0 | 0 | 0 | 0 | 0 | 0 | PeakG | 0 | 0 | 0 | 0 | 0 | 0
| ==== Emission Program: CAIRNoxSeasonal : (NOx) ==== | MISO_MO-IL | Midwest | CT | PeakO | 0 | 0 | 0 | 0 | 0 | 0 | PeakO | 0 | 0 | 0 | 0 | 0 | 0
| ==== Emission Program: CAIRNoxSeasonal : (NOx) ==== | MISO_MO-IL | Midwest | Other Renew | ST | 0 | 0 | 0 | 0 | 0 | 0 | ST | 0 | 0 | 0 | 0 | 0 | 0
| ==== Emission Program: CAIRNoxSeasonal : (NOx) ==== | MISO_MO-IL | Midwest | Steam O/G | STOG | 0 | 0 | 0 | 0 | 0 | 0 | STOG | 0 | 0 | 0 | 0 | 0 | 0
| ==== Emission Program: CAIRNoxSeasonal : (NOx) ==== | MISO_MO-IL | Midwest | Other Renew | STWD | 0 | 0 | 0 | 0 | 0 | 0 | STWD | 0 | 0 | 0 | 0 | 0 | 0
| ==== Emission Program: CAIRNoxSeasonal : (NOx) ==== | MISO_MO-IL | Midwest | On-shore Wind | WT | 0 | 0 | 0 | 0 | 0 | 0 | WT | 0 | 0 | 0 | 0 | 0 | 0
| ==== Emission Program: CAIRNoxSeasonal : (NOx) ==== | MISO_MO-IL | Midwest | Coal | IGCC | 0 | 0 | 0 | 0 | 0 | 0 | IGCC | 0 | 0 | 0 | 0 | 0 | 0
| ==== Emission Program: CAIRNoxSeasonal : (NOx) ==== | MISO_MO-IL | Midwest | DR | DemandResponse | 0 | 0 | 0 | 0 | 0 | 0 | DemandResponse | 0 | 0 | 0 | 0 | 0 | 0
| ==== Emission Program: CAIRNoxSeasonal : (NOx) ==== | MISO_MO-IL | Midwest | Coal-CCS | IGCC-CCS | 0 | 0 | 0 | 0 | 0 | 0 | IGCC-CCS | 0 | 0 | 0 | 0 | 0 | 0
| ==== Emission Program: CAIRNoxSeasonal : (NOx) ==== | MISO_MO-IL | Midwest | Off-shore Wind | WT_off | 0 | 0 | 0 | 0 | 0 | 0 | WT_off | 0 | 0 | 0 | 0 | 0 | 0
| ==== Emission Program: CAIRNoxSeasonal : (NOx) ==== | MISO_MO-IL | Midwest | Other | PseudoUnit | 0 | 0 | 0 | 0 | 0 | 0 | PseudoUnit | 0 | 0 | 0 | 0 | 0 | 0
| ==== Emission Program: CAIRNoxSeasonal : (NOx) ==== | MISO_MO-IL | Midwest | HQ/Maritimes | FixedInterchange | 0 | 0 | 0 | 0 | 0 | 0 | FixedInterchange | 0 | 0 | 0 | 0 | 0 | 0
==== Emission Program: CAIRNoxSeasonal : (NOx) ====
| ==== Emission Program: CAIRNoxSeasonal : (NOx) ==== |  |  |  | Emission Cost by Reporting Type: MISO_W | [6 empty] | Emission Cost by Reporting Type: MISO_W
| ==== Emission Program: CAIRNoxSeasonal : (NOx) ==== |  |  |  | ReportingType | 2015 | 2020 | 2025 | 2030 | 2035 | 2040 | ReportingType | 2015 | 2020 | 2025 | 2030 | 2035 | 2040
| ==== Emission Program: CAIRNoxSeasonal : (NOx) ==== | MISO_W | Midwest | Other Renew | BM | 0 | 0 | 0 | 0 | 0 | 0 | BM | 0 | 0 | 0 | 0 | 0 | 0
| ==== Emission Program: CAIRNoxSeasonal : (NOx) ==== | MISO_W | Midwest | CC | CC | 0 | 0 | 0 | 0 | 0 | 0 | CC | 0 | 0 | 0 | 0 | 0 | 0
| ==== Emission Program: CAIRNoxSeasonal : (NOx) ==== | MISO_W | Midwest | Other Renew | CSP | 0 | 0 | 0 | 0 | 0 | 0 | CSP | 0 | 0 | 0 | 0 | 0 | 0
| ==== Emission Program: CAIRNoxSeasonal : (NOx) ==== | MISO_W | Midwest | CT | CT | 0 | 0 | 0 | 0 | 0 | 0 | CT | 0 | 0 | 0 | 0 | 0 | 0
| ==== Emission Program: CAIRNoxSeasonal : (NOx) ==== | MISO_W | Midwest | Coal | Coal | 0 | 0 | 0 | 0 | 0 | 0 | Coal | 0 | 0 | 0 | 0 | 0 | 0
| ==== Emission Program: CAIRNoxSeasonal : (NOx) ==== | MISO_W | Midwest | Other Renew | Geo | 0 | 0 | 0 | 0 | 0 | 0 | Geo | 0 | 0 | 0 | 0 | 0 | 0
| ==== Emission Program: CAIRNoxSeasonal : (NOx) ==== | MISO_W | Midwest | Hydro | H | 0 | 0 | 0 | 0 | 0 | 0 | H | 0 | 0 | 0 | 0 | 0 | 0
| ==== Emission Program: CAIRNoxSeasonal : (NOx) ==== | MISO_W | Midwest | Other Renew | LFG | 0 | 0 | 0 | 0 | 0 | 0 | LFG | 0 | 0 | 0 | 0 | 0 | 0
| ==== Emission Program: CAIRNoxSeasonal : (NOx) ==== | MISO_W | Midwest | Nuclear | Nuc | 0 | 0 | 0 | 0 | 0 | 0 | Nuc | 0 | 0 | 0 | 0 | 0 | 0
| ==== Emission Program: CAIRNoxSeasonal : (NOx) ==== | MISO_W | Midwest | Other | PS | 0 | 0 | 0 | 0 | 0 | 0 | PS | 0 | 0 | 0 | 0 | 0 | 0
| ==== Emission Program: CAIRNoxSeasonal : (NOx) ==== | MISO_W | Midwest | Other Renew | PV | 0 | 0 | 0 | 0 | 0 | 0 | PV | 0 | 0 | 0 | 0 | 0 | 0
| ==== Emission Program: CAIRNoxSeasonal : (NOx) ==== | MISO_W | Midwest | CT | PeakG | 0 | 0 | 0 | 0 | 0 | 0 | PeakG | 0 | 0 | 0 | 0 | 0 | 0
| ==== Emission Program: CAIRNoxSeasonal : (NOx) ==== | MISO_W | Midwest | CT | PeakO | 0 | 0 | 0 | 0 | 0 | 0 | PeakO | 0 | 0 | 0 | 0 | 0 | 0
| ==== Emission Program: CAIRNoxSeasonal : (NOx) ==== | MISO_W | Midwest | Other Renew | ST | 0 | 0 | 0 | 0 | 0 | 0 | ST | 0 | 0 | 0 | 0 | 0 | 0
| ==== Emission Program: CAIRNoxSeasonal : (NOx) ==== | MISO_W | Midwest | Steam O/G | STOG | 0 | 0 | 0 | 0 | 0 | 0 | STOG | 0 | 0 | 0 | 0 | 0 | 0
| ==== Emission Program: CAIRNoxSeasonal : (NOx) ==== | MISO_W | Midwest | Other Renew | STWD | 0 | 0 | 0 | 0 | 0 | 0 | STWD | 0 | 0 | 0 | 0 | 0 | 0
| ==== Emission Program: CAIRNoxSeasonal : (NOx) ==== | MISO_W | Midwest | On-shore Wind | WT | 0 | 0 | 0 | 0 | 0 | 0 | WT | 0 | 0 | 0 | 0 | 0 | 0
| ==== Emission Program: CAIRNoxSeasonal : (NOx) ==== | MISO_W | Midwest | Coal | IGCC | 0 | 0 | 0 | 0 | 0 | 0 | IGCC | 0 | 0 | 0 | 0 | 0 | 0
| ==== Emission Program: CAIRNoxSeasonal : (NOx) ==== | MISO_W | Midwest | DR | DemandResponse | 0 | 0 | 0 | 0 | 0 | 0 | DemandResponse | 0 | 0 | 0 | 0 | 0 | 0
| ==== Emission Program: CAIRNoxSeasonal : (NOx) ==== | MISO_W | Midwest | Coal-CCS | IGCC-CCS | 0 | 0 | 0 | 0 | 0 | 0 | IGCC-CCS | 0 | 0 | 0 | 0 | 0 | 0
| ==== Emission Program: CAIRNoxSeasonal : (NOx) ==== | MISO_W | Midwest | Off-shore Wind | WT_off | 0 | 0 | 0 | 0 | 0 | 0 | WT_off | 0 | 0 | 0 | 0 | 0 | 0
| ==== Emission Program: CAIRNoxSeasonal : (NOx) ==== | MISO_W | Midwest | Other | PseudoUnit | 0 | 0 | 0 | 0 | 0 | 0 | PseudoUnit | 0 | 0 | 0 | 0 | 0 | 0
| ==== Emission Program: CAIRNoxSeasonal : (NOx) ==== | MISO_W | Midwest | HQ/Maritimes | FixedInterchange | 0 | 0 | 0 | 0 | 0 | 0 | FixedInterchange | 0 | 0 | 0 | 0 | 0 | 0
==== Emission Program: CAIRNoxSeasonal : (NOx) ====
| ==== Emission Program: CAIRNoxSeasonal : (NOx) ==== |  |  |  | Emission Cost by Reporting Type: MISO_WUMS | [6 empty] | Emission Cost by Reporting Type: MISO_WUMS
| ==== Emission Program: CAIRNoxSeasonal : (NOx) ==== |  |  |  | ReportingType | 2015 | 2020 | 2025 | 2030 | 2035 | 2040 | ReportingType | 2015 | 2020 | 2025 | 2030 | 2035 | 2040
| ==== Emission Program: CAIRNoxSeasonal : (NOx) ==== | MISO_WUMS | Midwest | Other Renew | BM | 0 | 0 | 0 | 0 | 0 | 0 | BM | 0 | 0 | 0 | 0 | 0 | 0
| ==== Emission Program: CAIRNoxSeasonal : (NOx) ==== | MISO_WUMS | Midwest | CC | CC | 0 | 0 | 0 | 0 | 0 | 0 | CC | 0 | 0 | 0 | 0 | 0 | 0
| ==== Emission Program: CAIRNoxSeasonal : (NOx) ==== | MISO_WUMS | Midwest | Other Renew | CSP | 0 | 0 | 0 | 0 | 0 | 0 | CSP | 0 | 0 | 0 | 0 | 0 | 0
| ==== Emission Program: CAIRNoxSeasonal : (NOx) ==== | MISO_WUMS | Midwest | CT | CT | 0 | 0 | 0 | 0 | 0 | 0 | CT | 0 | 0 | 0 | 0 | 0 | 0
| ==== Emission Program: CAIRNoxSeasonal : (NOx) ==== | MISO_WUMS | Midwest | Coal | Coal | 0 | 0 | 0 | 0 | 0 | 0 | Coal | 0 | 0 | 0 | 0 | 0 | 0
| ==== Emission Program: CAIRNoxSeasonal : (NOx) ==== | MISO_WUMS | Midwest | Other Renew | Geo | 0 | 0 | 0 | 0 | 0 | 0 | Geo | 0 | 0 | 0 | 0 | 0 | 0
| ==== Emission Program: CAIRNoxSeasonal : (NOx) ==== | MISO_WUMS | Midwest | Hydro | H | 0 | 0 | 0 | 0 | 0 | 0 | H | 0 | 0 | 0 | 0 | 0 | 0
| ==== Emission Program: CAIRNoxSeasonal : (NOx) ==== | MISO_WUMS | Midwest | Other Renew | LFG | 0 | 0 | 0 | 0 | 0 | 0 | LFG | 0 | 0 | 0 | 0 | 0 | 0
| ==== Emission Program: CAIRNoxSeasonal : (NOx) ==== | MISO_WUMS | Midwest | Nuclear | Nuc | 0 | 0 | 0 | 0 | 0 | 0 | Nuc | 0 | 0 | 0 | 0 | 0 | 0
| ==== Emission Program: CAIRNoxSeasonal : (NOx) ==== | MISO_WUMS | Midwest | Other | PS | 0 | 0 | 0 | 0 | 0 | 0 | PS | 0 | 0 | 0 | 0 | 0 | 0
| ==== Emission Program: CAIRNoxSeasonal : (NOx) ==== | MISO_WUMS | Midwest | Other Renew | PV | 0 | 0 | 0 | 0 | 0 | 0 | PV | 0 | 0 | 0 | 0 | 0 | 0
| ==== Emission Program: CAIRNoxSeasonal : (NOx) ==== | MISO_WUMS | Midwest | CT | PeakG | 0 | 0 | 0 | 0 | 0 | 0 | PeakG | 0 | 0 | 0 | 0 | 0 | 0
| ==== Emission Program: CAIRNoxSeasonal : (NOx) ==== | MISO_WUMS | Midwest | CT | PeakO | 0 | 0 | 0 | 0 | 0 | 0 | PeakO | 0 | 0 | 0 | 0 | 0 | 0
| ==== Emission Program: CAIRNoxSeasonal : (NOx) ==== | MISO_WUMS | Midwest | Other Renew | ST | 0 | 0 | 0 | 0 | 0 | 0 | ST | 0 | 0 | 0 | 0 | 0 | 0
| ==== Emission Program: CAIRNoxSeasonal : (NOx) ==== | MISO_WUMS | Midwest | Steam O/G | STOG | 0 | 0 | 0 | 0 | 0 | 0 | STOG | 0 | 0 | 0 | 0 | 0 | 0
| ==== Emission Program: CAIRNoxSeasonal : (NOx) ==== | MISO_WUMS | Midwest | Other Renew | STWD | 0 | 0 | 0 | 0 | 0 | 0 | STWD | 0 | 0 | 0 | 0 | 0 | 0
| ==== Emission Program: CAIRNoxSeasonal : (NOx) ==== | MISO_WUMS | Midwest | On-shore Wind | WT | 0 | 0 | 0 | 0 | 0 | 0 | WT | 0 | 0 | 0 | 0 | 0 | 0
| ==== Emission Program: CAIRNoxSeasonal : (NOx) ==== | MISO_WUMS | Midwest | Coal | IGCC | 0 | 0 | 0 | 0 | 0 | 0 | IGCC | 0 | 0 | 0 | 0 | 0 | 0
| ==== Emission Program: CAIRNoxSeasonal : (NOx) ==== | MISO_WUMS | Midwest | DR | DemandResponse | 0 | 0 | 0 | 0 | 0 | 0 | DemandResponse | 0 | 0 | 0 | 0 | 0 | 0
| ==== Emission Program: CAIRNoxSeasonal : (NOx) ==== | MISO_WUMS | Midwest | Coal-CCS | IGCC-CCS | 0 | 0 | 0 | 0 | 0 | 0 | IGCC-CCS | 0 | 0 | 0 | 0 | 0 | 0
| ==== Emission Program: CAIRNoxSeasonal : (NOx) ==== | MISO_WUMS | Midwest | Off-shore Wind | WT_off | 0 | 0 | 0 | 0 | 0 | 0 | WT_off | 0 | 0 | 0 | 0 | 0 | 0
| ==== Emission Program: CAIRNoxSeasonal : (NOx) ==== | MISO_WUMS | Midwest | Other | PseudoUnit | 0 | 0 | 0 | 0 | 0 | 0 | PseudoUnit | 0 | 0 | 0 | 0 | 0 | 0
| ==== Emission Program: CAIRNoxSeasonal : (NOx) ==== | MISO_WUMS | Midwest | HQ/Maritimes | FixedInterchange | 0 | 0 | 0 | 0 | 0 | 0 | FixedInterchange | 0 | 0 | 0 | 0 | 0 | 0
==== Emission Program: CAIRNoxSeasonal : (NOx) ====
| ==== Emission Program: CAIRNoxSeasonal : (NOx) ==== |  |  |  | Emission Cost by Reporting Type: Nebraska | [6 empty] | Emission Cost by Reporting Type: Nebraska
| ==== Emission Program: CAIRNoxSeasonal : (NOx) ==== |  |  |  | ReportingType | 2015 | 2020 | 2025 | 2030 | 2035 | 2040 | ReportingType | 2015 | 2020 | 2025 | 2030 | 2035 | 2040
| ==== Emission Program: CAIRNoxSeasonal : (NOx) ==== | NE | Southwest | Other Renew | BM | 0 | 0 | 0 | 0 | 0 | 0 | BM | 0 | 0 | 0 | 0 | 0 | 0
| ==== Emission Program: CAIRNoxSeasonal : (NOx) ==== | NE | Southwest | CC | CC | 0 | 0 | 0 | 0 | 0 | 0 | CC | 0 | 0 | 0 | 0 | 0 | 0
| ==== Emission Program: CAIRNoxSeasonal : (NOx) ==== | NE | Southwest | Other Renew | CSP | 0 | 0 | 0 | 0 | 0 | 0 | CSP | 0 | 0 | 0 | 0 | 0 | 0
| ==== Emission Program: CAIRNoxSeasonal : (NOx) ==== | NE | Southwest | CT | CT | 0 | 0 | 0 | 0 | 0 | 0 | CT | 0 | 0 | 0 | 0 | 0 | 0
| ==== Emission Program: CAIRNoxSeasonal : (NOx) ==== | NE | Southwest | Coal | Coal | 0 | 0 | 0 | 0 | 0 | 0 | Coal | 0 | 0 | 0 | 0 | 0 | 0
| ==== Emission Program: CAIRNoxSeasonal : (NOx) ==== | NE | Southwest | Other Renew | Geo | 0 | 0 | 0 | 0 | 0 | 0 | Geo | 0 | 0 | 0 | 0 | 0 | 0
| ==== Emission Program: CAIRNoxSeasonal : (NOx) ==== | NE | Southwest | Hydro | H | 0 | 0 | 0 | 0 | 0 | 0 | H | 0 | 0 | 0 | 0 | 0 | 0
| ==== Emission Program: CAIRNoxSeasonal : (NOx) ==== | NE | Southwest | Other Renew | LFG | 0 | 0 | 0 | 0 | 0 | 0 | LFG | 0 | 0 | 0 | 0 | 0 | 0
| ==== Emission Program: CAIRNoxSeasonal : (NOx) ==== | NE | Southwest | Nuclear | Nuc | 0 | 0 | 0 | 0 | 0 | 0 | Nuc | 0 | 0 | 0 | 0 | 0 | 0
| ==== Emission Program: CAIRNoxSeasonal : (NOx) ==== | NE | Southwest | Other | PS | 0 | 0 | 0 | 0 | 0 | 0 | PS | 0 | 0 | 0 | 0 | 0 | 0
| ==== Emission Program: CAIRNoxSeasonal : (NOx) ==== | NE | Southwest | Other Renew | PV | 0 | 0 | 0 | 0 | 0 | 0 | PV | 0 | 0 | 0 | 0 | 0 | 0
| ==== Emission Program: CAIRNoxSeasonal : (NOx) ==== | NE | Southwest | CT | PeakG | 0 | 0 | 0 | 0 | 0 | 0 | PeakG | 0 | 0 | 0 | 0 | 0 | 0
| ==== Emission Program: CAIRNoxSeasonal : (NOx) ==== | NE | Southwest | CT | PeakO | 0 | 0 | 0 | 0 | 0 | 0 | PeakO | 0 | 0 | 0 | 0 | 0 | 0
| ==== Emission Program: CAIRNoxSeasonal : (NOx) ==== | NE | Southwest | Other Renew | ST | 0 | 0 | 0 | 0 | 0 | 0 | ST | 0 | 0 | 0 | 0 | 0 | 0
| ==== Emission Program: CAIRNoxSeasonal : (NOx) ==== | NE | Southwest | Steam O/G | STOG | 0 | 0 | 0 | 0 | 0 | 0 | STOG | 0 | 0 | 0 | 0 | 0 | 0
| ==== Emission Program: CAIRNoxSeasonal : (NOx) ==== | NE | Southwest | Other Renew | STWD | 0 | 0 | 0 | 0 | 0 | 0 | STWD | 0 | 0 | 0 | 0 | 0 | 0
| ==== Emission Program: CAIRNoxSeasonal : (NOx) ==== | NE | Southwest | On-shore Wind | WT | 0 | 0 | 0 | 0 | 0 | 0 | WT | 0 | 0 | 0 | 0 | 0 | 0
| ==== Emission Program: CAIRNoxSeasonal : (NOx) ==== | NE | Southwest | Coal | IGCC | 0 | 0 | 0 | 0 | 0 | 0 | IGCC | 0 | 0 | 0 | 0 | 0 | 0
| ==== Emission Program: CAIRNoxSeasonal : (NOx) ==== | NE | Southwest | DR | DemandResponse | 0 | 0 | 0 | 0 | 0 | 0 | DemandResponse | 0 | 0 | 0 | 0 | 0 | 0
| ==== Emission Program: CAIRNoxSeasonal : (NOx) ==== | NE | Southwest | Coal-CCS | IGCC-CCS | 0 | 0 | 0 | 0 | 0 | 0 | IGCC-CCS | 0 | 0 | 0 | 0 | 0 | 0
| ==== Emission Program: CAIRNoxSeasonal : (NOx) ==== | NE | Southwest | Off-shore Wind | WT_off | 0 | 0 | 0 | 0 | 0 | 0 | WT_off | 0 | 0 | 0 | 0 | 0 | 0
| ==== Emission Program: CAIRNoxSeasonal : (NOx) ==== | NE | Southwest | Other | PseudoUnit | 0 | 0 | 0 | 0 | 0 | 0 | PseudoUnit | 0 | 0 | 0 | 0 | 0 | 0
| ==== Emission Program: CAIRNoxSeasonal : (NOx) ==== | NE | Southwest | HQ/Maritimes | FixedInterchange | 0 | 0 | 0 | 0 | 0 | 0 | FixedInterchange | 0 | 0 | 0 | 0 | 0 | 0
==== Emission Program: CAIRNoxSeasonal : (NOx) ====
| ==== Emission Program: CAIRNoxSeasonal : (NOx) ==== |  |  |  | Emission Cost by Reporting Type: NEISO | [6 empty] | Emission Cost by Reporting Type: NEISO
| ==== Emission Program: CAIRNoxSeasonal : (NOx) ==== |  |  |  | ReportingType | 2015 | 2020 | 2025 | 2030 | 2035 | 2040 | ReportingType | 2015 | 2020 | 2025 | 2030 | 2035 | 2040
| ==== Emission Program: CAIRNoxSeasonal : (NOx) ==== | NEISO | Northeast | Other Renew | BM | 0 | 0 | 0 | 0 | 0 | 0 | BM | 0 | 0 | 0 | 0 | 0 | 0
| ==== Emission Program: CAIRNoxSeasonal : (NOx) ==== | NEISO | Northeast | CC | CC | 0 | 0 | 0 | 0 | 0 | 0 | CC | 0 | 0 | 0 | 0 | 0 | 0
| ==== Emission Program: CAIRNoxSeasonal : (NOx) ==== | NEISO | Northeast | Other Renew | CSP | 0 | 0 | 0 | 0 | 0 | 0 | CSP | 0 | 0 | 0 | 0 | 0 | 0
| ==== Emission Program: CAIRNoxSeasonal : (NOx) ==== | NEISO | Northeast | CT | CT | 0 | 0 | 0 | 0 | 0 | 0 | CT | 0 | 0 | 0 | 0 | 0 | 0
| ==== Emission Program: CAIRNoxSeasonal : (NOx) ==== | NEISO | Northeast | Coal | Coal | 0 | 0 | 0 | 0 | 0 | 0 | Coal | 0 | 0 | 0 | 0 | 0 | 0
| ==== Emission Program: CAIRNoxSeasonal : (NOx) ==== | NEISO | Northeast | Other Renew | Geo | 0 | 0 | 0 | 0 | 0 | 0 | Geo | 0 | 0 | 0 | 0 | 0 | 0
| ==== Emission Program: CAIRNoxSeasonal : (NOx) ==== | NEISO | Northeast | Hydro | H | 0 | 0 | 0 | 0 | 0 | 0 | H | 0 | 0 | 0 | 0 | 0 | 0
| ==== Emission Program: CAIRNoxSeasonal : (NOx) ==== | NEISO | Northeast | Other Renew | LFG | 0 | 0 | 0 | 0 | 0 | 0 | LFG | 0 | 0 | 0 | 0 | 0 | 0
| ==== Emission Program: CAIRNoxSeasonal : (NOx) ==== | NEISO | Northeast | Nuclear | Nuc | 0 | 0 | 0 | 0 | 0 | 0 | Nuc | 0 | 0 | 0 | 0 | 0 | 0
| ==== Emission Program: CAIRNoxSeasonal : (NOx) ==== | NEISO | Northeast | Other | PS | 0 | 0 | 0 | 0 | 0 | 0 | PS | 0 | 0 | 0 | 0 | 0 | 0
| ==== Emission Program: CAIRNoxSeasonal : (NOx) ==== | NEISO | Northeast | Other Renew | PV | 0 | 0 | 0 | 0 | 0 | 0 | PV | 0 | 0 | 0 | 0 | 0 | 0
| ==== Emission Program: CAIRNoxSeasonal : (NOx) ==== | NEISO | Northeast | CT | PeakG | 0 | 0 | 0 | 0 | 0 | 0 | PeakG | 0 | 0 | 0 | 0 | 0 | 0
| ==== Emission Program: CAIRNoxSeasonal : (NOx) ==== | NEISO | Northeast | CT | PeakO | 0 | 0 | 0 | 0 | 0 | 0 | PeakO | 0 | 0 | 0 | 0 | 0 | 0
| ==== Emission Program: CAIRNoxSeasonal : (NOx) ==== | NEISO | Northeast | Other Renew | ST | 0 | 0 | 0 | 0 | 0 | 0 | ST | 0 | 0 | 0 | 0 | 0 | 0
| ==== Emission Program: CAIRNoxSeasonal : (NOx) ==== | NEISO | Northeast | Steam O/G | STOG | 0 | 0 | 0 | 0 | 0 | 0 | STOG | 0 | 0 | 0 | 0 | 0 | 0
| ==== Emission Program: CAIRNoxSeasonal : (NOx) ==== | NEISO | Northeast | Other Renew | STWD | 0 | 0 | 0 | 0 | 0 | 0 | STWD | 0 | 0 | 0 | 0 | 0 | 0
| ==== Emission Program: CAIRNoxSeasonal : (NOx) ==== | NEISO | Northeast | On-shore Wind | WT | 0 | 0 | 0 | 0 | 0 | 0 | WT | 0 | 0 | 0 | 0 | 0 | 0
| ==== Emission Program: CAIRNoxSeasonal : (NOx) ==== | NEISO | Northeast | Coal | IGCC | 0 | 0 | 0 | 0 | 0 | 0 | IGCC | 0 | 0 | 0 | 0 | 0 | 0
| ==== Emission Program: CAIRNoxSeasonal : (NOx) ==== | NEISO | Northeast | DR | DemandResponse | 0 | 0 | 0 | 0 | 0 | 0 | DemandResponse | 0 | 0 | 0 | 0 | 0 | 0
| ==== Emission Program: CAIRNoxSeasonal : (NOx) ==== | NEISO | Northeast | Coal-CCS | IGCC-CCS | 0 | 0 | 0 | 0 | 0 | 0 | IGCC-CCS | 0 | 0 | 0 | 0 | 0 | 0
| ==== Emission Program: CAIRNoxSeasonal : (NOx) ==== | NEISO | Northeast | Off-shore Wind | WT_off | 0 | 0 | 0 | 0 | 0 | 0 | WT_off | 0 | 0 | 0 | 0 | 0 | 0
| ==== Emission Program: CAIRNoxSeasonal : (NOx) ==== | NEISO | Northeast | Other | PseudoUnit | 0 | 0 | 0 | 0 | 0 | 0 | PseudoUnit | 0 | 0 | 0 | 0 | 0 | 0
| ==== Emission Program: CAIRNoxSeasonal : (NOx) ==== | NEISO | Northeast | HQ/Maritimes | FixedInterchange | 0 | 0 | 0 | 0 | 0 | 0 | FixedInterchange | 0 | 0 | 0 | 0 | 0 | 0
==== Emission Program: CAIRNoxSeasonal : (NOx) ====
| ==== Emission Program: CAIRNoxSeasonal : (NOx) ==== |  |  |  | Emission Cost by Reporting Type: NonRTO_Midwest | [6 empty] | Emission Cost by Reporting Type: NonRTO_Midwest
| ==== Emission Program: CAIRNoxSeasonal : (NOx) ==== |  |  |  | ReportingType | 2015 | 2020 | 2025 | 2030 | 2035 | 2040 | ReportingType | 2015 | 2020 | 2025 | 2030 | 2035 | 2040
| ==== Emission Program: CAIRNoxSeasonal : (NOx) ==== | NonRTO_Midwest | MISO | Other Renew | BM | 0 | 0 | 0 | 0 | 0 | 0 | BM | 0 | 0 | 0 | 0 | 0 | 0
| ==== Emission Program: CAIRNoxSeasonal : (NOx) ==== | NonRTO_Midwest | MISO | CC | CC | 0 | 0 | 0 | 0 | 0 | 0 | CC | 0 | 0 | 0 | 0 | 0 | 0
| ==== Emission Program: CAIRNoxSeasonal : (NOx) ==== | NonRTO_Midwest | MISO | Other Renew | CSP | 0 | 0 | 0 | 0 | 0 | 0 | CSP | 0 | 0 | 0 | 0 | 0 | 0
| ==== Emission Program: CAIRNoxSeasonal : (NOx) ==== | NonRTO_Midwest | MISO | CT | CT | 0 | 0 | 0 | 0 | 0 | 0 | CT | 0 | 0 | 0 | 0 | 0 | 0
| ==== Emission Program: CAIRNoxSeasonal : (NOx) ==== | NonRTO_Midwest | MISO | Coal | Coal | 0 | 0 | 0 | 0 | 0 | 0 | Coal | 0 | 0 | 0 | 0 | 0 | 0
| ==== Emission Program: CAIRNoxSeasonal : (NOx) ==== | NonRTO_Midwest | MISO | Other Renew | Geo | 0 | 0 | 0 | 0 | 0 | 0 | Geo | 0 | 0 | 0 | 0 | 0 | 0
| ==== Emission Program: CAIRNoxSeasonal : (NOx) ==== | NonRTO_Midwest | MISO | Hydro | H | 0 | 0 | 0 | 0 | 0 | 0 | H | 0 | 0 | 0 | 0 | 0 | 0
| ==== Emission Program: CAIRNoxSeasonal : (NOx) ==== | NonRTO_Midwest | MISO | Other Renew | LFG | 0 | 0 | 0 | 0 | 0 | 0 | LFG | 0 | 0 | 0 | 0 | 0 | 0
| ==== Emission Program: CAIRNoxSeasonal : (NOx) ==== | NonRTO_Midwest | MISO | Nuclear | Nuc | 0 | 0 | 0 | 0 | 0 | 0 | Nuc | 0 | 0 | 0 | 0 | 0 | 0
| ==== Emission Program: CAIRNoxSeasonal : (NOx) ==== | NonRTO_Midwest | MISO | Other | PS | 0 | 0 | 0 | 0 | 0 | 0 | PS | 0 | 0 | 0 | 0 | 0 | 0
| ==== Emission Program: CAIRNoxSeasonal : (NOx) ==== | NonRTO_Midwest | MISO | Other Renew | PV | 0 | 0 | 0 | 0 | 0 | 0 | PV | 0 | 0 | 0 | 0 | 0 | 0
| ==== Emission Program: CAIRNoxSeasonal : (NOx) ==== | NonRTO_Midwest | MISO | CT | PeakG | 0 | 0 | 0 | 0 | 0 | 0 | PeakG | 0 | 0 | 0 | 0 | 0 | 0
| ==== Emission Program: CAIRNoxSeasonal : (NOx) ==== | NonRTO_Midwest | MISO | CT | PeakO | 0 | 0 | 0 | 0 | 0 | 0 | PeakO | 0 | 0 | 0 | 0 | 0 | 0
| ==== Emission Program: CAIRNoxSeasonal : (NOx) ==== | NonRTO_Midwest | MISO | Other Renew | ST | 0 | 0 | 0 | 0 | 0 | 0 | ST | 0 | 0 | 0 | 0 | 0 | 0
| ==== Emission Program: CAIRNoxSeasonal : (NOx) ==== | NonRTO_Midwest | MISO | Steam O/G | STOG | 0 | 0 | 0 | 0 | 0 | 0 | STOG | 0 | 0 | 0 | 0 | 0 | 0
| ==== Emission Program: CAIRNoxSeasonal : (NOx) ==== | NonRTO_Midwest | MISO | Other Renew | STWD | 0 | 0 | 0 | 0 | 0 | 0 | STWD | 0 | 0 | 0 | 0 | 0 | 0
| ==== Emission Program: CAIRNoxSeasonal : (NOx) ==== | NonRTO_Midwest | MISO | On-shore Wind | WT | 0 | 0 | 0 | 0 | 0 | 0 | WT | 0 | 0 | 0 | 0 | 0 | 0
| ==== Emission Program: CAIRNoxSeasonal : (NOx) ==== | NonRTO_Midwest | MISO | Coal | IGCC | 0 | 0 | 0 | 0 | 0 | 0 | IGCC | 0 | 0 | 0 | 0 | 0 | 0
| ==== Emission Program: CAIRNoxSeasonal : (NOx) ==== | NonRTO_Midwest | MISO | DR | DemandResponse | 0 | 0 | 0 | 0 | 0 | 0 | DemandResponse | 0 | 0 | 0 | 0 | 0 | 0
| ==== Emission Program: CAIRNoxSeasonal : (NOx) ==== | NonRTO_Midwest | MISO | Coal-CCS | IGCC-CCS | 0 | 0 | 0 | 0 | 0 | 0 | IGCC-CCS | 0 | 0 | 0 | 0 | 0 | 0
| ==== Emission Program: CAIRNoxSeasonal : (NOx) ==== | NonRTO_Midwest | MISO | Off-shore Wind | WT_off | 0 | 0 | 0 | 0 | 0 | 0 | WT_off | 0 | 0 | 0 | 0 | 0 | 0
| ==== Emission Program: CAIRNoxSeasonal : (NOx) ==== | NonRTO_Midwest | MISO | Other | PseudoUnit | 0 | 0 | 0 | 0 | 0 | 0 | PseudoUnit | 0 | 0 | 0 | 0 | 0 | 0
| ==== Emission Program: CAIRNoxSeasonal : (NOx) ==== | NonRTO_Midwest | MISO | HQ/Maritimes | FixedInterchange | 0 | 0 | 0 | 0 | 0 | 0 | FixedInterchange | 0 | 0 | 0 | 0 | 0 | 0
==== Emission Program: CAIRNoxSeasonal : (NOx) ====
| ==== Emission Program: CAIRNoxSeasonal : (NOx) ==== |  |  |  | Emission Cost by Reporting Type: NYISO_A-F | [6 empty] | Emission Cost by Reporting Type: NYISO_A-F
| ==== Emission Program: CAIRNoxSeasonal : (NOx) ==== |  |  |  | ReportingType | 2015 | 2020 | 2025 | 2030 | 2035 | 2040 | ReportingType | 2015 | 2020 | 2025 | 2030 | 2035 | 2040
| ==== Emission Program: CAIRNoxSeasonal : (NOx) ==== | NYISO_A-F | Northeast | Other Renew | BM | 0 | 0 | 0 | 0 | 0 | 0 | BM | 0 | 0 | 0 | 0 | 0 | 0
| ==== Emission Program: CAIRNoxSeasonal : (NOx) ==== | NYISO_A-F | Northeast | CC | CC | 0 | 0 | 0 | 0 | 0 | 0 | CC | 0 | 0 | 0 | 0 | 0 | 0
| ==== Emission Program: CAIRNoxSeasonal : (NOx) ==== | NYISO_A-F | Northeast | Other Renew | CSP | 0 | 0 | 0 | 0 | 0 | 0 | CSP | 0 | 0 | 0 | 0 | 0 | 0
| ==== Emission Program: CAIRNoxSeasonal : (NOx) ==== | NYISO_A-F | Northeast | CT | CT | 0 | 0 | 0 | 0 | 0 | 0 | CT | 0 | 0 | 0 | 0 | 0 | 0
| ==== Emission Program: CAIRNoxSeasonal : (NOx) ==== | NYISO_A-F | Northeast | Coal | Coal | 0 | 0 | 0 | 0 | 0 | 0 | Coal | 0 | 0 | 0 | 0 | 0 | 0
| ==== Emission Program: CAIRNoxSeasonal : (NOx) ==== | NYISO_A-F | Northeast | Other Renew | Geo | 0 | 0 | 0 | 0 | 0 | 0 | Geo | 0 | 0 | 0 | 0 | 0 | 0
| ==== Emission Program: CAIRNoxSeasonal : (NOx) ==== | NYISO_A-F | Northeast | Hydro | H | 0 | 0 | 0 | 0 | 0 | 0 | H | 0 | 0 | 0 | 0 | 0 | 0
| ==== Emission Program: CAIRNoxSeasonal : (NOx) ==== | NYISO_A-F | Northeast | Other Renew | LFG | 0 | 0 | 0 | 0 | 0 | 0 | LFG | 0 | 0 | 0 | 0 | 0 | 0
| ==== Emission Program: CAIRNoxSeasonal : (NOx) ==== | NYISO_A-F | Northeast | Nuclear | Nuc | 0 | 0 | 0 | 0 | 0 | 0 | Nuc | 0 | 0 | 0 | 0 | 0 | 0
| ==== Emission Program: CAIRNoxSeasonal : (NOx) ==== | NYISO_A-F | Northeast | Other | PS | 0 | 0 | 0 | 0 | 0 | 0 | PS | 0 | 0 | 0 | 0 | 0 | 0
| ==== Emission Program: CAIRNoxSeasonal : (NOx) ==== | NYISO_A-F | Northeast | Other Renew | PV | 0 | 0 | 0 | 0 | 0 | 0 | PV | 0 | 0 | 0 | 0 | 0 | 0
| ==== Emission Program: CAIRNoxSeasonal : (NOx) ==== | NYISO_A-F | Northeast | CT | PeakG | 0 | 0 | 0 | 0 | 0 | 0 | PeakG | 0 | 0 | 0 | 0 | 0 | 0
| ==== Emission Program: CAIRNoxSeasonal : (NOx) ==== | NYISO_A-F | Northeast | CT | PeakO | 0 | 0 | 0 | 0 | 0 | 0 | PeakO | 0 | 0 | 0 | 0 | 0 | 0
| ==== Emission Program: CAIRNoxSeasonal : (NOx) ==== | NYISO_A-F | Northeast | Other Renew | ST | 0 | 0 | 0 | 0 | 0 | 0 | ST | 0 | 0 | 0 | 0 | 0 | 0
| ==== Emission Program: CAIRNoxSeasonal : (NOx) ==== | NYISO_A-F | Northeast | Steam O/G | STOG | 0 | 0 | 0 | 0 | 0 | 0 | STOG | 0 | 0 | 0 | 0 | 0 | 0
| ==== Emission Program: CAIRNoxSeasonal : (NOx) ==== | NYISO_A-F | Northeast | Other Renew | STWD | 0 | 0 | 0 | 0 | 0 | 0 | STWD | 0 | 0 | 0 | 0 | 0 | 0
| ==== Emission Program: CAIRNoxSeasonal : (NOx) ==== | NYISO_A-F | Northeast | On-shore Wind | WT | 0 | 0 | 0 | 0 | 0 | 0 | WT | 0 | 0 | 0 | 0 | 0 | 0
| ==== Emission Program: CAIRNoxSeasonal : (NOx) ==== | NYISO_A-F | Northeast | Coal | IGCC | 0 | 0 | 0 | 0 | 0 | 0 | IGCC | 0 | 0 | 0 | 0 | 0 | 0
| ==== Emission Program: CAIRNoxSeasonal : (NOx) ==== | NYISO_A-F | Northeast | DR | DemandResponse | 0 | 0 | 0 | 0 | 0 | 0 | DemandResponse | 0 | 0 | 0 | 0 | 0 | 0
| ==== Emission Program: CAIRNoxSeasonal : (NOx) ==== | NYISO_A-F | Northeast | Coal-CCS | IGCC-CCS | 0 | 0 | 0 | 0 | 0 | 0 | IGCC-CCS | 0 | 0 | 0 | 0 | 0 | 0
| ==== Emission Program: CAIRNoxSeasonal : (NOx) ==== | NYISO_A-F | Northeast | Off-shore Wind | WT_off | 0 | 0 | 0 | 0 | 0 | 0 | WT_off | 0 | 0 | 0 | 0 | 0 | 0
| ==== Emission Program: CAIRNoxSeasonal : (NOx) ==== | NYISO_A-F | Northeast | Other | PseudoUnit | 0 | 0 | 0 | 0 | 0 | 0 | PseudoUnit | 0 | 0 | 0 | 0 | 0 | 0
| ==== Emission Program: CAIRNoxSeasonal : (NOx) ==== | NYISO_A-F | Northeast | HQ/Maritimes | FixedInterchange | 0 | 0 | 0 | 0 | 0 | 0 | FixedInterchange | 0 | 0 | 0 | 0 | 0 | 0
==== Emission Program: CAIRNoxSeasonal : (NOx) ====
| ==== Emission Program: CAIRNoxSeasonal : (NOx) ==== |  |  |  | Emission Cost by Reporting Type: NYISO_G-I | [6 empty] | Emission Cost by Reporting Type: NYISO_G-I
| ==== Emission Program: CAIRNoxSeasonal : (NOx) ==== |  |  |  | ReportingType | 2015 | 2020 | 2025 | 2030 | 2035 | 2040 | ReportingType | 2015 | 2020 | 2025 | 2030 | 2035 | 2040
| ==== Emission Program: CAIRNoxSeasonal : (NOx) ==== | NYISO_G-I | Northeast | Other Renew | BM | 0 | 0 | 0 | 0 | 0 | 0 | BM | 0 | 0 | 0 | 0 | 0 | 0
| ==== Emission Program: CAIRNoxSeasonal : (NOx) ==== | NYISO_G-I | Northeast | CC | CC | 0 | 0 | 0 | 0 | 0 | 0 | CC | 0 | 0 | 0 | 0 | 0 | 0
| ==== Emission Program: CAIRNoxSeasonal : (NOx) ==== | NYISO_G-I | Northeast | Other Renew | CSP | 0 | 0 | 0 | 0 | 0 | 0 | CSP | 0 | 0 | 0 | 0 | 0 | 0
| ==== Emission Program: CAIRNoxSeasonal : (NOx) ==== | NYISO_G-I | Northeast | CT | CT | 0 | 0 | 0 | 0 | 0 | 0 | CT | 0 | 0 | 0 | 0 | 0 | 0
| ==== Emission Program: CAIRNoxSeasonal : (NOx) ==== | NYISO_G-I | Northeast | Coal | Coal | 0 | 0 | 0 | 0 | 0 | 0 | Coal | 0 | 0 | 0 | 0 | 0 | 0
| ==== Emission Program: CAIRNoxSeasonal : (NOx) ==== | NYISO_G-I | Northeast | Other Renew | Geo | 0 | 0 | 0 | 0 | 0 | 0 | Geo | 0 | 0 | 0 | 0 | 0 | 0
| ==== Emission Program: CAIRNoxSeasonal : (NOx) ==== | NYISO_G-I | Northeast | Hydro | H | 0 | 0 | 0 | 0 | 0 | 0 | H | 0 | 0 | 0 | 0 | 0 | 0
| ==== Emission Program: CAIRNoxSeasonal : (NOx) ==== | NYISO_G-I | Northeast | Other Renew | LFG | 0 | 0 | 0 | 0 | 0 | 0 | LFG | 0 | 0 | 0 | 0 | 0 | 0
| ==== Emission Program: CAIRNoxSeasonal : (NOx) ==== | NYISO_G-I | Northeast | Nuclear | Nuc | 0 | 0 | 0 | 0 | 0 | 0 | Nuc | 0 | 0 | 0 | 0 | 0 | 0
| ==== Emission Program: CAIRNoxSeasonal : (NOx) ==== | NYISO_G-I | Northeast | Other | PS | 0 | 0 | 0 | 0 | 0 | 0 | PS | 0 | 0 | 0 | 0 | 0 | 0
| ==== Emission Program: CAIRNoxSeasonal : (NOx) ==== | NYISO_G-I | Northeast | Other Renew | PV | 0 | 0 | 0 | 0 | 0 | 0 | PV | 0 | 0 | 0 | 0 | 0 | 0
| ==== Emission Program: CAIRNoxSeasonal : (NOx) ==== | NYISO_G-I | Northeast | CT | PeakG | 0 | 0 | 0 | 0 | 0 | 0 | PeakG | 0 | 0 | 0 | 0 | 0 | 0
| ==== Emission Program: CAIRNoxSeasonal : (NOx) ==== | NYISO_G-I | Northeast | CT | PeakO | 0 | 0 | 0 | 0 | 0 | 0 | PeakO | 0 | 0 | 0 | 0 | 0 | 0
| ==== Emission Program: CAIRNoxSeasonal : (NOx) ==== | NYISO_G-I | Northeast | Other Renew | ST | 0 | 0 | 0 | 0 | 0 | 0 | ST | 0 | 0 | 0 | 0 | 0 | 0
| ==== Emission Program: CAIRNoxSeasonal : (NOx) ==== | NYISO_G-I | Northeast | Steam O/G | STOG | 0 | 0 | 0 | 0 | 0 | 0 | STOG | 0 | 0 | 0 | 0 | 0 | 0
| ==== Emission Program: CAIRNoxSeasonal : (NOx) ==== | NYISO_G-I | Northeast | Other Renew | STWD | 0 | 0 | 0 | 0 | 0 | 0 | STWD | 0 | 0 | 0 | 0 | 0 | 0
| ==== Emission Program: CAIRNoxSeasonal : (NOx) ==== | NYISO_G-I | Northeast | On-shore Wind | WT | 0 | 0 | 0 | 0 | 0 | 0 | WT | 0 | 0 | 0 | 0 | 0 | 0
| ==== Emission Program: CAIRNoxSeasonal : (NOx) ==== | NYISO_G-I | Northeast | Coal | IGCC | 0 | 0 | 0 | 0 | 0 | 0 | IGCC | 0 | 0 | 0 | 0 | 0 | 0
| ==== Emission Program: CAIRNoxSeasonal : (NOx) ==== | NYISO_G-I | Northeast | DR | DemandResponse | 0 | 0 | 0 | 0 | 0 | 0 | DemandResponse | 0 | 0 | 0 | 0 | 0 | 0
| ==== Emission Program: CAIRNoxSeasonal : (NOx) ==== | NYISO_G-I | Northeast | Coal-CCS | IGCC-CCS | 0 | 0 | 0 | 0 | 0 | 0 | IGCC-CCS | 0 | 0 | 0 | 0 | 0 | 0
| ==== Emission Program: CAIRNoxSeasonal : (NOx) ==== | NYISO_G-I | Northeast | Off-shore Wind | WT_off | 0 | 0 | 0 | 0 | 0 | 0 | WT_off | 0 | 0 | 0 | 0 | 0 | 0
| ==== Emission Program: CAIRNoxSeasonal : (NOx) ==== | NYISO_G-I | Northeast | Other | PseudoUnit | 0 | 0 | 0 | 0 | 0 | 0 | PseudoUnit | 0 | 0 | 0 | 0 | 0 | 0
| ==== Emission Program: CAIRNoxSeasonal : (NOx) ==== | NYISO_G-I | Northeast | HQ/Maritimes | FixedInterchange | 0 | 0 | 0 | 0 | 0 | 0 | FixedInterchange | 0 | 0 | 0 | 0 | 0 | 0
==== Emission Program: CAIRNoxSeasonal : (NOx) ====
| ==== Emission Program: CAIRNoxSeasonal : (NOx) ==== |  |  |  | Emission Cost by Reporting Type: NYISO_J-K | [6 empty] | Emission Cost by Reporting Type: NYISO_J-K
| ==== Emission Program: CAIRNoxSeasonal : (NOx) ==== |  |  |  | ReportingType | 2015 | 2020 | 2025 | 2030 | 2035 | 2040 | ReportingType | 2015 | 2020 | 2025 | 2030 | 2035 | 2040
| ==== Emission Program: CAIRNoxSeasonal : (NOx) ==== | NYISO_J-K | Northeast | Other Renew | BM | 0 | 0 | 0 | 0 | 0 | 0 | BM | 0 | 0 | 0 | 0 | 0 | 0
| ==== Emission Program: CAIRNoxSeasonal : (NOx) ==== | NYISO_J-K | Northeast | CC | CC | 0 | 0 | 0 | 0 | 0 | 0 | CC | 0 | 0 | 0 | 0 | 0 | 0
| ==== Emission Program: CAIRNoxSeasonal : (NOx) ==== | NYISO_J-K | Northeast | Other Renew | CSP | 0 | 0 | 0 | 0 | 0 | 0 | CSP | 0 | 0 | 0 | 0 | 0 | 0
| ==== Emission Program: CAIRNoxSeasonal : (NOx) ==== | NYISO_J-K | Northeast | CT | CT | 0 | 0 | 0 | 0 | 0 | 0 | CT | 0 | 0 | 0 | 0 | 0 | 0
| ==== Emission Program: CAIRNoxSeasonal : (NOx) ==== | NYISO_J-K | Northeast | Coal | Coal | 0 | 0 | 0 | 0 | 0 | 0 | Coal | 0 | 0 | 0 | 0 | 0 | 0
| ==== Emission Program: CAIRNoxSeasonal : (NOx) ==== | NYISO_J-K | Northeast | Other Renew | Geo | 0 | 0 | 0 | 0 | 0 | 0 | Geo | 0 | 0 | 0 | 0 | 0 | 0
| ==== Emission Program: CAIRNoxSeasonal : (NOx) ==== | NYISO_J-K | Northeast | Hydro | H | 0 | 0 | 0 | 0 | 0 | 0 | H | 0 | 0 | 0 | 0 | 0 | 0
| ==== Emission Program: CAIRNoxSeasonal : (NOx) ==== | NYISO_J-K | Northeast | Other Renew | LFG | 0 | 0 | 0 | 0 | 0 | 0 | LFG | 0 | 0 | 0 | 0 | 0 | 0
| ==== Emission Program: CAIRNoxSeasonal : (NOx) ==== | NYISO_J-K | Northeast | Nuclear | Nuc | 0 | 0 | 0 | 0 | 0 | 0 | Nuc | 0 | 0 | 0 | 0 | 0 | 0
| ==== Emission Program: CAIRNoxSeasonal : (NOx) ==== | NYISO_J-K | Northeast | Other | PS | 0 | 0 | 0 | 0 | 0 | 0 | PS | 0 | 0 | 0 | 0 | 0 | 0
| ==== Emission Program: CAIRNoxSeasonal : (NOx) ==== | NYISO_J-K | Northeast | Other Renew | PV | 0 | 0 | 0 | 0 | 0 | 0 | PV | 0 | 0 | 0 | 0 | 0 | 0
| ==== Emission Program: CAIRNoxSeasonal : (NOx) ==== | NYISO_J-K | Northeast | CT | PeakG | 0 | 0 | 0 | 0 | 0 | 0 | PeakG | 0 | 0 | 0 | 0 | 0 | 0
| ==== Emission Program: CAIRNoxSeasonal : (NOx) ==== | NYISO_J-K | Northeast | CT | PeakO | 0 | 0 | 0 | 0 | 0 | 0 | PeakO | 0 | 0 | 0 | 0 | 0 | 0
| ==== Emission Program: CAIRNoxSeasonal : (NOx) ==== | NYISO_J-K | Northeast | Other Renew | ST | 0 | 0 | 0 | 0 | 0 | 0 | ST | 0 | 0 | 0 | 0 | 0 | 0
| ==== Emission Program: CAIRNoxSeasonal : (NOx) ==== | NYISO_J-K | Northeast | Steam O/G | STOG | 0 | 0 | 0 | 0 | 0 | 0 | STOG | 0 | 0 | 0 | 0 | 0 | 0
| ==== Emission Program: CAIRNoxSeasonal : (NOx) ==== | NYISO_J-K | Northeast | Other Renew | STWD | 0 | 0 | 0 | 0 | 0 | 0 | STWD | 0 | 0 | 0 | 0 | 0 | 0
| ==== Emission Program: CAIRNoxSeasonal : (NOx) ==== | NYISO_J-K | Northeast | On-shore Wind | WT | 0 | 0 | 0 | 0 | 0 | 0 | WT | 0 | 0 | 0 | 0 | 0 | 0
| ==== Emission Program: CAIRNoxSeasonal : (NOx) ==== | NYISO_J-K | Northeast | Coal | IGCC | 0 | 0 | 0 | 0 | 0 | 0 | IGCC | 0 | 0 | 0 | 0 | 0 | 0
| ==== Emission Program: CAIRNoxSeasonal : (NOx) ==== | NYISO_J-K | Northeast | DR | DemandResponse | 0 | 0 | 0 | 0 | 0 | 0 | DemandResponse | 0 | 0 | 0 | 0 | 0 | 0
| ==== Emission Program: CAIRNoxSeasonal : (NOx) ==== | NYISO_J-K | Northeast | Coal-CCS | IGCC-CCS | 0 | 0 | 0 | 0 | 0 | 0 | IGCC-CCS | 0 | 0 | 0 | 0 | 0 | 0
| ==== Emission Program: CAIRNoxSeasonal : (NOx) ==== | NYISO_J-K | Northeast | Off-shore Wind | WT_off | 0 | 0 | 0 | 0 | 0 | 0 | WT_off | 0 | 0 | 0 | 0 | 0 | 0
| ==== Emission Program: CAIRNoxSeasonal : (NOx) ==== | NYISO_J-K | Northeast | Other | PseudoUnit | 0 | 0 | 0 | 0 | 0 | 0 | PseudoUnit | 0 | 0 | 0 | 0 | 0 | 0
| ==== Emission Program: CAIRNoxSeasonal : (NOx) ==== | NYISO_J-K | Northeast | HQ/Maritimes | FixedInterchange | 0 | 0 | 0 | 0 | 0 | 0 | FixedInterchange | 0 | 0 | 0 | 0 | 0 | 0
==== Emission Program: CAIRNoxSeasonal : (NOx) ====
| ==== Emission Program: CAIRNoxSeasonal : (NOx) ==== |  |  |  | Emission Cost by Reporting Type: PJM_E | [6 empty] | Emission Cost by Reporting Type: PJM_E
| ==== Emission Program: CAIRNoxSeasonal : (NOx) ==== |  |  |  | ReportingType | 2015 | 2020 | 2025 | 2030 | 2035 | 2040 | ReportingType | 2015 | 2020 | 2025 | 2030 | 2035 | 2040
| ==== Emission Program: CAIRNoxSeasonal : (NOx) ==== | PJM_E | PJM_MAAC | Other Renew | BM | 0 | 0 | 0 | 0 | 0 | 0 | BM | 0 | 0 | 0 | 0 | 0 | 0
| ==== Emission Program: CAIRNoxSeasonal : (NOx) ==== | PJM_E | PJM_MAAC | CC | CC | 0 | 0 | 0 | 0 | 0 | 0 | CC | 0 | 0 | 0 | 0 | 0 | 0
| ==== Emission Program: CAIRNoxSeasonal : (NOx) ==== | PJM_E | PJM_MAAC | Other Renew | CSP | 0 | 0 | 0 | 0 | 0 | 0 | CSP | 0 | 0 | 0 | 0 | 0 | 0
| ==== Emission Program: CAIRNoxSeasonal : (NOx) ==== | PJM_E | PJM_MAAC | CT | CT | 0 | 0 | 0 | 0 | 0 | 0 | CT | 0 | 0 | 0 | 0 | 0 | 0
| ==== Emission Program: CAIRNoxSeasonal : (NOx) ==== | PJM_E | PJM_MAAC | Coal | Coal | 0 | 0 | 0 | 0 | 0 | 0 | Coal | 0 | 0 | 0 | 0 | 0 | 0
| ==== Emission Program: CAIRNoxSeasonal : (NOx) ==== | PJM_E | PJM_MAAC | Other Renew | Geo | 0 | 0 | 0 | 0 | 0 | 0 | Geo | 0 | 0 | 0 | 0 | 0 | 0
| ==== Emission Program: CAIRNoxSeasonal : (NOx) ==== | PJM_E | PJM_MAAC | Hydro | H | 0 | 0 | 0 | 0 | 0 | 0 | H | 0 | 0 | 0 | 0 | 0 | 0
| ==== Emission Program: CAIRNoxSeasonal : (NOx) ==== | PJM_E | PJM_MAAC | Other Renew | LFG | 0 | 0 | 0 | 0 | 0 | 0 | LFG | 0 | 0 | 0 | 0 | 0 | 0
| ==== Emission Program: CAIRNoxSeasonal : (NOx) ==== | PJM_E | PJM_MAAC | Nuclear | Nuc | 0 | 0 | 0 | 0 | 0 | 0 | Nuc | 0 | 0 | 0 | 0 | 0 | 0
| ==== Emission Program: CAIRNoxSeasonal : (NOx) ==== | PJM_E | PJM_MAAC | Other | PS | 0 | 0 | 0 | 0 | 0 | 0 | PS | 0 | 0 | 0 | 0 | 0 | 0
| ==== Emission Program: CAIRNoxSeasonal : (NOx) ==== | PJM_E | PJM_MAAC | Other Renew | PV | 0 | 0 | 0 | 0 | 0 | 0 | PV | 0 | 0 | 0 | 0 | 0 | 0
| ==== Emission Program: CAIRNoxSeasonal : (NOx) ==== | PJM_E | PJM_MAAC | CT | PeakG | 0 | 0 | 0 | 0 | 0 | 0 | PeakG | 0 | 0 | 0 | 0 | 0 | 0
| ==== Emission Program: CAIRNoxSeasonal : (NOx) ==== | PJM_E | PJM_MAAC | CT | PeakO | 0 | 0 | 0 | 0 | 0 | 0 | PeakO | 0 | 0 | 0 | 0 | 0 | 0
| ==== Emission Program: CAIRNoxSeasonal : (NOx) ==== | PJM_E | PJM_MAAC | Other Renew | ST | 0 | 0 | 0 | 0 | 0 | 0 | ST | 0 | 0 | 0 | 0 | 0 | 0
| ==== Emission Program: CAIRNoxSeasonal : (NOx) ==== | PJM_E | PJM_MAAC | Steam O/G | STOG | 0 | 0 | 0 | 0 | 0 | 0 | STOG | 0 | 0 | 0 | 0 | 0 | 0
| ==== Emission Program: CAIRNoxSeasonal : (NOx) ==== | PJM_E | PJM_MAAC | Other Renew | STWD | 0 | 0 | 0 | 0 | 0 | 0 | STWD | 0 | 0 | 0 | 0 | 0 | 0
| ==== Emission Program: CAIRNoxSeasonal : (NOx) ==== | PJM_E | PJM_MAAC | On-shore Wind | WT | 0 | 0 | 0 | 0 | 0 | 0 | WT | 0 | 0 | 0 | 0 | 0 | 0
| ==== Emission Program: CAIRNoxSeasonal : (NOx) ==== | PJM_E | PJM_MAAC | Coal | IGCC | 0 | 0 | 0 | 0 | 0 | 0 | IGCC | 0 | 0 | 0 | 0 | 0 | 0
| ==== Emission Program: CAIRNoxSeasonal : (NOx) ==== | PJM_E | PJM_MAAC | DR | DemandResponse | 0 | 0 | 0 | 0 | 0 | 0 | DemandResponse | 0 | 0 | 0 | 0 | 0 | 0
| ==== Emission Program: CAIRNoxSeasonal : (NOx) ==== | PJM_E | PJM_MAAC | Coal-CCS | IGCC-CCS | 0 | 0 | 0 | 0 | 0 | 0 | IGCC-CCS | 0 | 0 | 0 | 0 | 0 | 0
| ==== Emission Program: CAIRNoxSeasonal : (NOx) ==== | PJM_E | PJM_MAAC | Off-shore Wind | WT_off | 0 | 0 | 0 | 0 | 0 | 0 | WT_off | 0 | 0 | 0 | 0 | 0 | 0
| ==== Emission Program: CAIRNoxSeasonal : (NOx) ==== | PJM_E | PJM_MAAC | Other | PseudoUnit | 0 | 0 | 0 | 0 | 0 | 0 | PseudoUnit | 0 | 0 | 0 | 0 | 0 | 0
| ==== Emission Program: CAIRNoxSeasonal : (NOx) ==== | PJM_E | PJM_MAAC | HQ/Maritimes | FixedInterchange | 0 | 0 | 0 | 0 | 0 | 0 | FixedInterchange | 0 | 0 | 0 | 0 | 0 | 0
==== Emission Program: CAIRNoxSeasonal : (NOx) ====
| ==== Emission Program: CAIRNoxSeasonal : (NOx) ==== |  |  |  | Emission Cost by Reporting Type: PJM_ROM | [6 empty] | Emission Cost by Reporting Type: PJM_ROM
| ==== Emission Program: CAIRNoxSeasonal : (NOx) ==== |  |  |  | ReportingType | 2015 | 2020 | 2025 | 2030 | 2035 | 2040 | ReportingType | 2015 | 2020 | 2025 | 2030 | 2035 | 2040
| ==== Emission Program: CAIRNoxSeasonal : (NOx) ==== | PJM_ROM | PJM_MAAC | Other Renew | BM | 0 | 0 | 0 | 0 | 0 | 0 | BM | 0 | 0 | 0 | 0 | 0 | 0
| ==== Emission Program: CAIRNoxSeasonal : (NOx) ==== | PJM_ROM | PJM_MAAC | CC | CC | 0 | 0 | 0 | 0 | 0 | 0 | CC | 0 | 0 | 0 | 0 | 0 | 0
| ==== Emission Program: CAIRNoxSeasonal : (NOx) ==== | PJM_ROM | PJM_MAAC | Other Renew | CSP | 0 | 0 | 0 | 0 | 0 | 0 | CSP | 0 | 0 | 0 | 0 | 0 | 0
| ==== Emission Program: CAIRNoxSeasonal : (NOx) ==== | PJM_ROM | PJM_MAAC | CT | CT | 0 | 0 | 0 | 0 | 0 | 0 | CT | 0 | 0 | 0 | 0 | 0 | 0
| ==== Emission Program: CAIRNoxSeasonal : (NOx) ==== | PJM_ROM | PJM_MAAC | Coal | Coal | 0 | 0 | 0 | 0 | 0 | 0 | Coal | 0 | 0 | 0 | 0 | 0 | 0
| ==== Emission Program: CAIRNoxSeasonal : (NOx) ==== | PJM_ROM | PJM_MAAC | Other Renew | Geo | 0 | 0 | 0 | 0 | 0 | 0 | Geo | 0 | 0 | 0 | 0 | 0 | 0
| ==== Emission Program: CAIRNoxSeasonal : (NOx) ==== | PJM_ROM | PJM_MAAC | Hydro | H | 0 | 0 | 0 | 0 | 0 | 0 | H | 0 | 0 | 0 | 0 | 0 | 0
| ==== Emission Program: CAIRNoxSeasonal : (NOx) ==== | PJM_ROM | PJM_MAAC | Other Renew | LFG | 0 | 0 | 0 | 0 | 0 | 0 | LFG | 0 | 0 | 0 | 0 | 0 | 0
| ==== Emission Program: CAIRNoxSeasonal : (NOx) ==== | PJM_ROM | PJM_MAAC | Nuclear | Nuc | 0 | 0 | 0 | 0 | 0 | 0 | Nuc | 0 | 0 | 0 | 0 | 0 | 0
| ==== Emission Program: CAIRNoxSeasonal : (NOx) ==== | PJM_ROM | PJM_MAAC | Other | PS | 0 | 0 | 0 | 0 | 0 | 0 | PS | 0 | 0 | 0 | 0 | 0 | 0
| ==== Emission Program: CAIRNoxSeasonal : (NOx) ==== | PJM_ROM | PJM_MAAC | Other Renew | PV | 0 | 0 | 0 | 0 | 0 | 0 | PV | 0 | 0 | 0 | 0 | 0 | 0
| ==== Emission Program: CAIRNoxSeasonal : (NOx) ==== | PJM_ROM | PJM_MAAC | CT | PeakG | 0 | 0 | 0 | 0 | 0 | 0 | PeakG | 0 | 0 | 0 | 0 | 0 | 0
| ==== Emission Program: CAIRNoxSeasonal : (NOx) ==== | PJM_ROM | PJM_MAAC | CT | PeakO | 0 | 0 | 0 | 0 | 0 | 0 | PeakO | 0 | 0 | 0 | 0 | 0 | 0
| ==== Emission Program: CAIRNoxSeasonal : (NOx) ==== | PJM_ROM | PJM_MAAC | Other Renew | ST | 0 | 0 | 0 | 0 | 0 | 0 | ST | 0 | 0 | 0 | 0 | 0 | 0
| ==== Emission Program: CAIRNoxSeasonal : (NOx) ==== | PJM_ROM | PJM_MAAC | Steam O/G | STOG | 0 | 0 | 0 | 0 | 0 | 0 | STOG | 0 | 0 | 0 | 0 | 0 | 0
| ==== Emission Program: CAIRNoxSeasonal : (NOx) ==== | PJM_ROM | PJM_MAAC | Other Renew | STWD | 0 | 0 | 0 | 0 | 0 | 0 | STWD | 0 | 0 | 0 | 0 | 0 | 0
| ==== Emission Program: CAIRNoxSeasonal : (NOx) ==== | PJM_ROM | PJM_MAAC | On-shore Wind | WT | 0 | 0 | 0 | 0 | 0 | 0 | WT | 0 | 0 | 0 | 0 | 0 | 0
| ==== Emission Program: CAIRNoxSeasonal : (NOx) ==== | PJM_ROM | PJM_MAAC | Coal | IGCC | 0 | 0 | 0 | 0 | 0 | 0 | IGCC | 0 | 0 | 0 | 0 | 0 | 0
| ==== Emission Program: CAIRNoxSeasonal : (NOx) ==== | PJM_ROM | PJM_MAAC | DR | DemandResponse | 0 | 0 | 0 | 0 | 0 | 0 | DemandResponse | 0 | 0 | 0 | 0 | 0 | 0
| ==== Emission Program: CAIRNoxSeasonal : (NOx) ==== | PJM_ROM | PJM_MAAC | Coal-CCS | IGCC-CCS | 0 | 0 | 0 | 0 | 0 | 0 | IGCC-CCS | 0 | 0 | 0 | 0 | 0 | 0
| ==== Emission Program: CAIRNoxSeasonal : (NOx) ==== | PJM_ROM | PJM_MAAC | Off-shore Wind | WT_off | 0 | 0 | 0 | 0 | 0 | 0 | WT_off | 0 | 0 | 0 | 0 | 0 | 0
| ==== Emission Program: CAIRNoxSeasonal : (NOx) ==== | PJM_ROM | PJM_MAAC | Other | PseudoUnit | 0 | 0 | 0 | 0 | 0 | 0 | PseudoUnit | 0 | 0 | 0 | 0 | 0 | 0
| ==== Emission Program: CAIRNoxSeasonal : (NOx) ==== | PJM_ROM | PJM_MAAC | HQ/Maritimes | FixedInterchange | 0 | 0 | 0 | 0 | 0 | 0 | FixedInterchange | 0 | 0 | 0 | 0 | 0 | 0
==== Emission Program: CAIRNoxSeasonal : (NOx) ====
| ==== Emission Program: CAIRNoxSeasonal : (NOx) ==== |  |  |  | Emission Cost by Reporting Type: PJM_ROR | [6 empty] | Emission Cost by Reporting Type: PJM_ROR
| ==== Emission Program: CAIRNoxSeasonal : (NOx) ==== |  |  |  | ReportingType | 2015 | 2020 | 2025 | 2030 | 2035 | 2040 | ReportingType | 2015 | 2020 | 2025 | 2030 | 2035 | 2040
| ==== Emission Program: CAIRNoxSeasonal : (NOx) ==== | PJM_ROR | PJM_ROR | Other Renew | BM | 0 | 0 | 0 | 0 | 0 | 0 | BM | 0 | 0 | 0 | 0 | 0 | 0
| ==== Emission Program: CAIRNoxSeasonal : (NOx) ==== | PJM_ROR | PJM_ROR | CC | CC | 0 | 0 | 0 | 0 | 0 | 0 | CC | 0 | 0 | 0 | 0 | 0 | 0
| ==== Emission Program: CAIRNoxSeasonal : (NOx) ==== | PJM_ROR | PJM_ROR | Other Renew | CSP | 0 | 0 | 0 | 0 | 0 | 0 | CSP | 0 | 0 | 0 | 0 | 0 | 0
| ==== Emission Program: CAIRNoxSeasonal : (NOx) ==== | PJM_ROR | PJM_ROR | CT | CT | 0 | 0 | 0 | 0 | 0 | 0 | CT | 0 | 0 | 0 | 0 | 0 | 0
| ==== Emission Program: CAIRNoxSeasonal : (NOx) ==== | PJM_ROR | PJM_ROR | Coal | Coal | 0 | 0 | 0 | 0 | 0 | 0 | Coal | 0 | 0 | 0 | 0 | 0 | 0
| ==== Emission Program: CAIRNoxSeasonal : (NOx) ==== | PJM_ROR | PJM_ROR | Other Renew | Geo | 0 | 0 | 0 | 0 | 0 | 0 | Geo | 0 | 0 | 0 | 0 | 0 | 0
| ==== Emission Program: CAIRNoxSeasonal : (NOx) ==== | PJM_ROR | PJM_ROR | Hydro | H | 0 | 0 | 0 | 0 | 0 | 0 | H | 0 | 0 | 0 | 0 | 0 | 0
| ==== Emission Program: CAIRNoxSeasonal : (NOx) ==== | PJM_ROR | PJM_ROR | Other Renew | LFG | 0 | 0 | 0 | 0 | 0 | 0 | LFG | 0 | 0 | 0 | 0 | 0 | 0
| ==== Emission Program: CAIRNoxSeasonal : (NOx) ==== | PJM_ROR | PJM_ROR | Nuclear | Nuc | 0 | 0 | 0 | 0 | 0 | 0 | Nuc | 0 | 0 | 0 | 0 | 0 | 0
| ==== Emission Program: CAIRNoxSeasonal : (NOx) ==== | PJM_ROR | PJM_ROR | Other | PS | 0 | 0 | 0 | 0 | 0 | 0 | PS | 0 | 0 | 0 | 0 | 0 | 0
| ==== Emission Program: CAIRNoxSeasonal : (NOx) ==== | PJM_ROR | PJM_ROR | Other Renew | PV | 0 | 0 | 0 | 0 | 0 | 0 | PV | 0 | 0 | 0 | 0 | 0 | 0
| ==== Emission Program: CAIRNoxSeasonal : (NOx) ==== | PJM_ROR | PJM_ROR | CT | PeakG | 0 | 0 | 0 | 0 | 0 | 0 | PeakG | 0 | 0 | 0 | 0 | 0 | 0
| ==== Emission Program: CAIRNoxSeasonal : (NOx) ==== | PJM_ROR | PJM_ROR | CT | PeakO | 0 | 0 | 0 | 0 | 0 | 0 | PeakO | 0 | 0 | 0 | 0 | 0 | 0
| ==== Emission Program: CAIRNoxSeasonal : (NOx) ==== | PJM_ROR | PJM_ROR | Other Renew | ST | 0 | 0 | 0 | 0 | 0 | 0 | ST | 0 | 0 | 0 | 0 | 0 | 0
| ==== Emission Program: CAIRNoxSeasonal : (NOx) ==== | PJM_ROR | PJM_ROR | Steam O/G | STOG | 0 | 0 | 0 | 0 | 0 | 0 | STOG | 0 | 0 | 0 | 0 | 0 | 0
| ==== Emission Program: CAIRNoxSeasonal : (NOx) ==== | PJM_ROR | PJM_ROR | Other Renew | STWD | 0 | 0 | 0 | 0 | 0 | 0 | STWD | 0 | 0 | 0 | 0 | 0 | 0
| ==== Emission Program: CAIRNoxSeasonal : (NOx) ==== | PJM_ROR | PJM_ROR | On-shore Wind | WT | 0 | 0 | 0 | 0 | 0 | 0 | WT | 0 | 0 | 0 | 0 | 0 | 0
| ==== Emission Program: CAIRNoxSeasonal : (NOx) ==== | PJM_ROR | PJM_ROR | Coal | IGCC | 0 | 0 | 0 | 0 | 0 | 0 | IGCC | 0 | 0 | 0 | 0 | 0 | 0
| ==== Emission Program: CAIRNoxSeasonal : (NOx) ==== | PJM_ROR | PJM_ROR | DR | DemandResponse | 0 | 0 | 0 | 0 | 0 | 0 | DemandResponse | 0 | 0 | 0 | 0 | 0 | 0
| ==== Emission Program: CAIRNoxSeasonal : (NOx) ==== | PJM_ROR | PJM_ROR | Coal-CCS | IGCC-CCS | 0 | 0 | 0 | 0 | 0 | 0 | IGCC-CCS | 0 | 0 | 0 | 0 | 0 | 0
| ==== Emission Program: CAIRNoxSeasonal : (NOx) ==== | PJM_ROR | PJM_ROR | Off-shore Wind | WT_off | 0 | 0 | 0 | 0 | 0 | 0 | WT_off | 0 | 0 | 0 | 0 | 0 | 0
| ==== Emission Program: CAIRNoxSeasonal : (NOx) ==== | PJM_ROR | PJM_ROR | Other | PseudoUnit | 0 | 0 | 0 | 0 | 0 | 0 | PseudoUnit | 0 | 0 | 0 | 0 | 0 | 0
| ==== Emission Program: CAIRNoxSeasonal : (NOx) ==== | PJM_ROR | PJM_ROR | HQ/Maritimes | FixedInterchange | 0 | 0 | 0 | 0 | 0 | 0 | FixedInterchange | 0 | 0 | 0 | 0 | 0 | 0
==== Emission Program: CAIRNoxSeasonal : (NOx) ====
| ==== Emission Program: CAIRNoxSeasonal : (NOx) ==== |  |  |  | Emission Cost by Reporting Type: SOCO | [6 empty] | Emission Cost by Reporting Type: SOCO
| ==== Emission Program: CAIRNoxSeasonal : (NOx) ==== |  |  |  | ReportingType | 2015 | 2020 | 2025 | 2030 | 2035 | 2040 | ReportingType | 2015 | 2020 | 2025 | 2030 | 2035 | 2040
| ==== Emission Program: CAIRNoxSeasonal : (NOx) ==== | SOCO | South | Other Renew | BM | 0 | 0 | 0 | 0 | 0 | 0 | BM | 0 | 0 | 0 | 0 | 0 | 0
| ==== Emission Program: CAIRNoxSeasonal : (NOx) ==== | SOCO | South | CC | CC | 0 | 0 | 0 | 0 | 0 | 0 | CC | 0 | 0 | 0 | 0 | 0 | 0
| ==== Emission Program: CAIRNoxSeasonal : (NOx) ==== | SOCO | South | Other Renew | CSP | 0 | 0 | 0 | 0 | 0 | 0 | CSP | 0 | 0 | 0 | 0 | 0 | 0
| ==== Emission Program: CAIRNoxSeasonal : (NOx) ==== | SOCO | South | CT | CT | 0 | 0 | 0 | 0 | 0 | 0 | CT | 0 | 0 | 0 | 0 | 0 | 0
| ==== Emission Program: CAIRNoxSeasonal : (NOx) ==== | SOCO | South | Coal | Coal | 0 | 0 | 0 | 0 | 0 | 0 | Coal | 0 | 0 | 0 | 0 | 0 | 0
| ==== Emission Program: CAIRNoxSeasonal : (NOx) ==== | SOCO | South | Other Renew | Geo | 0 | 0 | 0 | 0 | 0 | 0 | Geo | 0 | 0 | 0 | 0 | 0 | 0
| ==== Emission Program: CAIRNoxSeasonal : (NOx) ==== | SOCO | South | Hydro | H | 0 | 0 | 0 | 0 | 0 | 0 | H | 0 | 0 | 0 | 0 | 0 | 0
| ==== Emission Program: CAIRNoxSeasonal : (NOx) ==== | SOCO | South | Other Renew | LFG | 0 | 0 | 0 | 0 | 0 | 0 | LFG | 0 | 0 | 0 | 0 | 0 | 0
| ==== Emission Program: CAIRNoxSeasonal : (NOx) ==== | SOCO | South | Nuclear | Nuc | 0 | 0 | 0 | 0 | 0 | 0 | Nuc | 0 | 0 | 0 | 0 | 0 | 0
| ==== Emission Program: CAIRNoxSeasonal : (NOx) ==== | SOCO | South | Other | PS | 0 | 0 | 0 | 0 | 0 | 0 | PS | 0 | 0 | 0 | 0 | 0 | 0
| ==== Emission Program: CAIRNoxSeasonal : (NOx) ==== | SOCO | South | Other Renew | PV | 0 | 0 | 0 | 0 | 0 | 0 | PV | 0 | 0 | 0 | 0 | 0 | 0
| ==== Emission Program: CAIRNoxSeasonal : (NOx) ==== | SOCO | South | CT | PeakG | 0 | 0 | 0 | 0 | 0 | 0 | PeakG | 0 | 0 | 0 | 0 | 0 | 0
| ==== Emission Program: CAIRNoxSeasonal : (NOx) ==== | SOCO | South | CT | PeakO | 0 | 0 | 0 | 0 | 0 | 0 | PeakO | 0 | 0 | 0 | 0 | 0 | 0
| ==== Emission Program: CAIRNoxSeasonal : (NOx) ==== | SOCO | South | Other Renew | ST | 0 | 0 | 0 | 0 | 0 | 0 | ST | 0 | 0 | 0 | 0 | 0 | 0
| ==== Emission Program: CAIRNoxSeasonal : (NOx) ==== | SOCO | South | Steam O/G | STOG | 0 | 0 | 0 | 0 | 0 | 0 | STOG | 0 | 0 | 0 | 0 | 0 | 0
| ==== Emission Program: CAIRNoxSeasonal : (NOx) ==== | SOCO | South | Other Renew | STWD | 0 | 0 | 0 | 0 | 0 | 0 | STWD | 0 | 0 | 0 | 0 | 0 | 0
| ==== Emission Program: CAIRNoxSeasonal : (NOx) ==== | SOCO | South | On-shore Wind | WT | 0 | 0 | 0 | 0 | 0 | 0 | WT | 0 | 0 | 0 | 0 | 0 | 0
| ==== Emission Program: CAIRNoxSeasonal : (NOx) ==== | SOCO | South | Coal | IGCC | 0 | 0 | 0 | 0 | 0 | 0 | IGCC | 0 | 0 | 0 | 0 | 0 | 0
| ==== Emission Program: CAIRNoxSeasonal : (NOx) ==== | SOCO | South | DR | DemandResponse | 0 | 0 | 0 | 0 | 0 | 0 | DemandResponse | 0 | 0 | 0 | 0 | 0 | 0
| ==== Emission Program: CAIRNoxSeasonal : (NOx) ==== | SOCO | South | Coal-CCS | IGCC-CCS | 0 | 0 | 0 | 0 | 0 | 0 | IGCC-CCS | 0 | 0 | 0 | 0 | 0 | 0
| ==== Emission Program: CAIRNoxSeasonal : (NOx) ==== | SOCO | South | Off-shore Wind | WT_off | 0 | 0 | 0 | 0 | 0 | 0 | WT_off | 0 | 0 | 0 | 0 | 0 | 0
| ==== Emission Program: CAIRNoxSeasonal : (NOx) ==== | SOCO | South | Other | PseudoUnit | 0 | 0 | 0 | 0 | 0 | 0 | PseudoUnit | 0 | 0 | 0 | 0 | 0 | 0
| ==== Emission Program: CAIRNoxSeasonal : (NOx) ==== | SOCO | South | HQ/Maritimes | FixedInterchange | 0 | 0 | 0 | 0 | 0 | 0 | FixedInterchange | 0 | 0 | 0 | 0 | 0 | 0
==== Emission Program: CAIRNoxSeasonal : (NOx) ====
| ==== Emission Program: CAIRNoxSeasonal : (NOx) ==== |  |  |  | Emission Cost by Reporting Type: SPP_N | [6 empty] | Emission Cost by Reporting Type: SPP_N
| ==== Emission Program: CAIRNoxSeasonal : (NOx) ==== |  |  |  | ReportingType | 2015 | 2020 | 2025 | 2030 | 2035 | 2040 | ReportingType | 2015 | 2020 | 2025 | 2030 | 2035 | 2040
| ==== Emission Program: CAIRNoxSeasonal : (NOx) ==== | SPP_N | Southwest | Other Renew | BM | 0 | 0 | 0 | 0 | 0 | 0 | BM | 0 | 0 | 0 | 0 | 0 | 0
| ==== Emission Program: CAIRNoxSeasonal : (NOx) ==== | SPP_N | Southwest | CC | CC | 0 | 0 | 0 | 0 | 0 | 0 | CC | 0 | 0 | 0 | 0 | 0 | 0
| ==== Emission Program: CAIRNoxSeasonal : (NOx) ==== | SPP_N | Southwest | Other Renew | CSP | 0 | 0 | 0 | 0 | 0 | 0 | CSP | 0 | 0 | 0 | 0 | 0 | 0
| ==== Emission Program: CAIRNoxSeasonal : (NOx) ==== | SPP_N | Southwest | CT | CT | 0 | 0 | 0 | 0 | 0 | 0 | CT | 0 | 0 | 0 | 0 | 0 | 0
| ==== Emission Program: CAIRNoxSeasonal : (NOx) ==== | SPP_N | Southwest | Coal | Coal | 0 | 0 | 0 | 0 | 0 | 0 | Coal | 0 | 0 | 0 | 0 | 0 | 0
| ==== Emission Program: CAIRNoxSeasonal : (NOx) ==== | SPP_N | Southwest | Other Renew | Geo | 0 | 0 | 0 | 0 | 0 | 0 | Geo | 0 | 0 | 0 | 0 | 0 | 0
| ==== Emission Program: CAIRNoxSeasonal : (NOx) ==== | SPP_N | Southwest | Hydro | H | 0 | 0 | 0 | 0 | 0 | 0 | H | 0 | 0 | 0 | 0 | 0 | 0
| ==== Emission Program: CAIRNoxSeasonal : (NOx) ==== | SPP_N | Southwest | Other Renew | LFG | 0 | 0 | 0 | 0 | 0 | 0 | LFG | 0 | 0 | 0 | 0 | 0 | 0
| ==== Emission Program: CAIRNoxSeasonal : (NOx) ==== | SPP_N | Southwest | Nuclear | Nuc | 0 | 0 | 0 | 0 | 0 | 0 | Nuc | 0 | 0 | 0 | 0 | 0 | 0
| ==== Emission Program: CAIRNoxSeasonal : (NOx) ==== | SPP_N | Southwest | Other | PS | 0 | 0 | 0 | 0 | 0 | 0 | PS | 0 | 0 | 0 | 0 | 0 | 0
| ==== Emission Program: CAIRNoxSeasonal : (NOx) ==== | SPP_N | Southwest | Other Renew | PV | 0 | 0 | 0 | 0 | 0 | 0 | PV | 0 | 0 | 0 | 0 | 0 | 0
| ==== Emission Program: CAIRNoxSeasonal : (NOx) ==== | SPP_N | Southwest | CT | PeakG | 0 | 0 | 0 | 0 | 0 | 0 | PeakG | 0 | 0 | 0 | 0 | 0 | 0
| ==== Emission Program: CAIRNoxSeasonal : (NOx) ==== | SPP_N | Southwest | CT | PeakO | 0 | 0 | 0 | 0 | 0 | 0 | PeakO | 0 | 0 | 0 | 0 | 0 | 0
| ==== Emission Program: CAIRNoxSeasonal : (NOx) ==== | SPP_N | Southwest | Other Renew | ST | 0 | 0 | 0 | 0 | 0 | 0 | ST | 0 | 0 | 0 | 0 | 0 | 0
| ==== Emission Program: CAIRNoxSeasonal : (NOx) ==== | SPP_N | Southwest | Steam O/G | STOG | 0 | 0 | 0 | 0 | 0 | 0 | STOG | 0 | 0 | 0 | 0 | 0 | 0
| ==== Emission Program: CAIRNoxSeasonal : (NOx) ==== | SPP_N | Southwest | Other Renew | STWD | 0 | 0 | 0 | 0 | 0 | 0 | STWD | 0 | 0 | 0 | 0 | 0 | 0
| ==== Emission Program: CAIRNoxSeasonal : (NOx) ==== | SPP_N | Southwest | On-shore Wind | WT | 0 | 0 | 0 | 0 | 0 | 0 | WT | 0 | 0 | 0 | 0 | 0 | 0
| ==== Emission Program: CAIRNoxSeasonal : (NOx) ==== | SPP_N | Southwest | Coal | IGCC | 0 | 0 | 0 | 0 | 0 | 0 | IGCC | 0 | 0 | 0 | 0 | 0 | 0
| ==== Emission Program: CAIRNoxSeasonal : (NOx) ==== | SPP_N | Southwest | DR | DemandResponse | 0 | 0 | 0 | 0 | 0 | 0 | DemandResponse | 0 | 0 | 0 | 0 | 0 | 0
| ==== Emission Program: CAIRNoxSeasonal : (NOx) ==== | SPP_N | Southwest | Coal-CCS | IGCC-CCS | 0 | 0 | 0 | 0 | 0 | 0 | IGCC-CCS | 0 | 0 | 0 | 0 | 0 | 0
| ==== Emission Program: CAIRNoxSeasonal : (NOx) ==== | SPP_N | Southwest | Off-shore Wind | WT_off | 0 | 0 | 0 | 0 | 0 | 0 | WT_off | 0 | 0 | 0 | 0 | 0 | 0
| ==== Emission Program: CAIRNoxSeasonal : (NOx) ==== | SPP_N | Southwest | Other | PseudoUnit | 0 | 0 | 0 | 0 | 0 | 0 | PseudoUnit | 0 | 0 | 0 | 0 | 0 | 0
| ==== Emission Program: CAIRNoxSeasonal : (NOx) ==== | SPP_N | Southwest | HQ/Maritimes | FixedInterchange | 0 | 0 | 0 | 0 | 0 | 0 | FixedInterchange | 0 | 0 | 0 | 0 | 0 | 0
==== Emission Program: CAIRNoxSeasonal : (NOx) ====
| ==== Emission Program: CAIRNoxSeasonal : (NOx) ==== |  |  |  | Emission Cost by Reporting Type: SPP_S | [6 empty] | Emission Cost by Reporting Type: SPP_S
| ==== Emission Program: CAIRNoxSeasonal : (NOx) ==== |  |  |  | ReportingType | 2015 | 2020 | 2025 | 2030 | 2035 | 2040 | ReportingType | 2015 | 2020 | 2025 | 2030 | 2035 | 2040
| ==== Emission Program: CAIRNoxSeasonal : (NOx) ==== | SPP_S | Southwest | Other Renew | BM | 0 | 0 | 0 | 0 | 0 | 0 | BM | 0 | 0 | 0 | 0 | 0 | 0
| ==== Emission Program: CAIRNoxSeasonal : (NOx) ==== | SPP_S | Southwest | CC | CC | 0 | 0 | 0 | 0 | 0 | 0 | CC | 0 | 0 | 0 | 0 | 0 | 0
| ==== Emission Program: CAIRNoxSeasonal : (NOx) ==== | SPP_S | Southwest | Other Renew | CSP | 0 | 0 | 0 | 0 | 0 | 0 | CSP | 0 | 0 | 0 | 0 | 0 | 0
| ==== Emission Program: CAIRNoxSeasonal : (NOx) ==== | SPP_S | Southwest | CT | CT | 0 | 0 | 0 | 0 | 0 | 0 | CT | 0 | 0 | 0 | 0 | 0 | 0
| ==== Emission Program: CAIRNoxSeasonal : (NOx) ==== | SPP_S | Southwest | Coal | Coal | 0 | 0 | 0 | 0 | 0 | 0 | Coal | 0 | 0 | 0 | 0 | 0 | 0
| ==== Emission Program: CAIRNoxSeasonal : (NOx) ==== | SPP_S | Southwest | Other Renew | Geo | 0 | 0 | 0 | 0 | 0 | 0 | Geo | 0 | 0 | 0 | 0 | 0 | 0
| ==== Emission Program: CAIRNoxSeasonal : (NOx) ==== | SPP_S | Southwest | Hydro | H | 0 | 0 | 0 | 0 | 0 | 0 | H | 0 | 0 | 0 | 0 | 0 | 0
| ==== Emission Program: CAIRNoxSeasonal : (NOx) ==== | SPP_S | Southwest | Other Renew | LFG | 0 | 0 | 0 | 0 | 0 | 0 | LFG | 0 | 0 | 0 | 0 | 0 | 0
| ==== Emission Program: CAIRNoxSeasonal : (NOx) ==== | SPP_S | Southwest | Nuclear | Nuc | 0 | 0 | 0 | 0 | 0 | 0 | Nuc | 0 | 0 | 0 | 0 | 0 | 0
| ==== Emission Program: CAIRNoxSeasonal : (NOx) ==== | SPP_S | Southwest | Other | PS | 0 | 0 | 0 | 0 | 0 | 0 | PS | 0 | 0 | 0 | 0 | 0 | 0
| ==== Emission Program: CAIRNoxSeasonal : (NOx) ==== | SPP_S | Southwest | Other Renew | PV | 0 | 0 | 0 | 0 | 0 | 0 | PV | 0 | 0 | 0 | 0 | 0 | 0
| ==== Emission Program: CAIRNoxSeasonal : (NOx) ==== | SPP_S | Southwest | CT | PeakG | 0 | 0 | 0 | 0 | 0 | 0 | PeakG | 0 | 0 | 0 | 0 | 0 | 0
| ==== Emission Program: CAIRNoxSeasonal : (NOx) ==== | SPP_S | Southwest | CT | PeakO | 0 | 0 | 0 | 0 | 0 | 0 | PeakO | 0 | 0 | 0 | 0 | 0 | 0
| ==== Emission Program: CAIRNoxSeasonal : (NOx) ==== | SPP_S | Southwest | Other Renew | ST | 0 | 0 | 0 | 0 | 0 | 0 | ST | 0 | 0 | 0 | 0 | 0 | 0
| ==== Emission Program: CAIRNoxSeasonal : (NOx) ==== | SPP_S | Southwest | Steam O/G | STOG | 0 | 0 | 0 | 0 | 0 | 0 | STOG | 0 | 0 | 0 | 0 | 0 | 0
| ==== Emission Program: CAIRNoxSeasonal : (NOx) ==== | SPP_S | Southwest | Other Renew | STWD | 0 | 0 | 0 | 0 | 0 | 0 | STWD | 0 | 0 | 0 | 0 | 0 | 0
| ==== Emission Program: CAIRNoxSeasonal : (NOx) ==== | SPP_S | Southwest | On-shore Wind | WT | 0 | 0 | 0 | 0 | 0 | 0 | WT | 0 | 0 | 0 | 0 | 0 | 0
| ==== Emission Program: CAIRNoxSeasonal : (NOx) ==== | SPP_S | Southwest | Coal | IGCC | 0 | 0 | 0 | 0 | 0 | 0 | IGCC | 0 | 0 | 0 | 0 | 0 | 0
| ==== Emission Program: CAIRNoxSeasonal : (NOx) ==== | SPP_S | Southwest | DR | DemandResponse | 0 | 0 | 0 | 0 | 0 | 0 | DemandResponse | 0 | 0 | 0 | 0 | 0 | 0
| ==== Emission Program: CAIRNoxSeasonal : (NOx) ==== | SPP_S | Southwest | Coal-CCS | IGCC-CCS | 0 | 0 | 0 | 0 | 0 | 0 | IGCC-CCS | 0 | 0 | 0 | 0 | 0 | 0
| ==== Emission Program: CAIRNoxSeasonal : (NOx) ==== | SPP_S | Southwest | Off-shore Wind | WT_off | 0 | 0 | 0 | 0 | 0 | 0 | WT_off | 0 | 0 | 0 | 0 | 0 | 0
| ==== Emission Program: CAIRNoxSeasonal : (NOx) ==== | SPP_S | Southwest | Other | PseudoUnit | 0 | 0 | 0 | 0 | 0 | 0 | PseudoUnit | 0 | 0 | 0 | 0 | 0 | 0
| ==== Emission Program: CAIRNoxSeasonal : (NOx) ==== | SPP_S | Southwest | HQ/Maritimes | FixedInterchange | 0 | 0 | 0 | 0 | 0 | 0 | FixedInterchange | 0 | 0 | 0 | 0 | 0 | 0
==== Emission Program: CAIRNoxSeasonal : (NOx) ====
| ==== Emission Program: CAIRNoxSeasonal : (NOx) ==== |  |  |  | Emission Cost by Reporting Type: TVA | [6 empty] | Emission Cost by Reporting Type: TVA
| ==== Emission Program: CAIRNoxSeasonal : (NOx) ==== |  |  |  | ReportingType | 2015 | 2020 | 2025 | 2030 | 2035 | 2040 | ReportingType | 2015 | 2020 | 2025 | 2030 | 2035 | 2040
| ==== Emission Program: CAIRNoxSeasonal : (NOx) ==== | TVA | South | Other Renew | BM | 0 | 0 | 0 | 0 | 0 | 0 | BM | 0 | 0 | 0 | 0 | 0 | 0
| ==== Emission Program: CAIRNoxSeasonal : (NOx) ==== | TVA | South | CC | CC | 0 | 0 | 0 | 0 | 0 | 0 | CC | 0 | 0 | 0 | 0 | 0 | 0
| ==== Emission Program: CAIRNoxSeasonal : (NOx) ==== | TVA | South | Other Renew | CSP | 0 | 0 | 0 | 0 | 0 | 0 | CSP | 0 | 0 | 0 | 0 | 0 | 0
| ==== Emission Program: CAIRNoxSeasonal : (NOx) ==== | TVA | South | CT | CT | 0 | 0 | 0 | 0 | 0 | 0 | CT | 0 | 0 | 0 | 0 | 0 | 0
| ==== Emission Program: CAIRNoxSeasonal : (NOx) ==== | TVA | South | Coal | Coal | 0 | 0 | 0 | 0 | 0 | 0 | Coal | 0 | 0 | 0 | 0 | 0 | 0
| ==== Emission Program: CAIRNoxSeasonal : (NOx) ==== | TVA | South | Other Renew | Geo | 0 | 0 | 0 | 0 | 0 | 0 | Geo | 0 | 0 | 0 | 0 | 0 | 0
| ==== Emission Program: CAIRNoxSeasonal : (NOx) ==== | TVA | South | Hydro | H | 0 | 0 | 0 | 0 | 0 | 0 | H | 0 | 0 | 0 | 0 | 0 | 0
| ==== Emission Program: CAIRNoxSeasonal : (NOx) ==== | TVA | South | Other Renew | LFG | 0 | 0 | 0 | 0 | 0 | 0 | LFG | 0 | 0 | 0 | 0 | 0 | 0
| ==== Emission Program: CAIRNoxSeasonal : (NOx) ==== | TVA | South | Nuclear | Nuc | 0 | 0 | 0 | 0 | 0 | 0 | Nuc | 0 | 0 | 0 | 0 | 0 | 0
| ==== Emission Program: CAIRNoxSeasonal : (NOx) ==== | TVA | South | Other | PS | 0 | 0 | 0 | 0 | 0 | 0 | PS | 0 | 0 | 0 | 0 | 0 | 0
| ==== Emission Program: CAIRNoxSeasonal : (NOx) ==== | TVA | South | Other Renew | PV | 0 | 0 | 0 | 0 | 0 | 0 | PV | 0 | 0 | 0 | 0 | 0 | 0
| ==== Emission Program: CAIRNoxSeasonal : (NOx) ==== | TVA | South | CT | PeakG | 0 | 0 | 0 | 0 | 0 | 0 | PeakG | 0 | 0 | 0 | 0 | 0 | 0
| ==== Emission Program: CAIRNoxSeasonal : (NOx) ==== | TVA | South | CT | PeakO | 0 | 0 | 0 | 0 | 0 | 0 | PeakO | 0 | 0 | 0 | 0 | 0 | 0
| ==== Emission Program: CAIRNoxSeasonal : (NOx) ==== | TVA | South | Other Renew | ST | 0 | 0 | 0 | 0 | 0 | 0 | ST | 0 | 0 | 0 | 0 | 0 | 0
| ==== Emission Program: CAIRNoxSeasonal : (NOx) ==== | TVA | South | Steam O/G | STOG | 0 | 0 | 0 | 0 | 0 | 0 | STOG | 0 | 0 | 0 | 0 | 0 | 0
| ==== Emission Program: CAIRNoxSeasonal : (NOx) ==== | TVA | South | Other Renew | STWD | 0 | 0 | 0 | 0 | 0 | 0 | STWD | 0 | 0 | 0 | 0 | 0 | 0
| ==== Emission Program: CAIRNoxSeasonal : (NOx) ==== | TVA | South | On-shore Wind | WT | 0 | 0 | 0 | 0 | 0 | 0 | WT | 0 | 0 | 0 | 0 | 0 | 0
| ==== Emission Program: CAIRNoxSeasonal : (NOx) ==== | TVA | South | Coal | IGCC | 0 | 0 | 0 | 0 | 0 | 0 | IGCC | 0 | 0 | 0 | 0 | 0 | 0
| ==== Emission Program: CAIRNoxSeasonal : (NOx) ==== | TVA | South | DR | DemandResponse | 0 | 0 | 0 | 0 | 0 | 0 | DemandResponse | 0 | 0 | 0 | 0 | 0 | 0
| ==== Emission Program: CAIRNoxSeasonal : (NOx) ==== | TVA | South | Coal-CCS | IGCC-CCS | 0 | 0 | 0 | 0 | 0 | 0 | IGCC-CCS | 0 | 0 | 0 | 0 | 0 | 0
| ==== Emission Program: CAIRNoxSeasonal : (NOx) ==== | TVA | South | Off-shore Wind | WT_off | 0 | 0 | 0 | 0 | 0 | 0 | WT_off | 0 | 0 | 0 | 0 | 0 | 0
| ==== Emission Program: CAIRNoxSeasonal : (NOx) ==== | TVA | South | Other | PseudoUnit | 0 | 0 | 0 | 0 | 0 | 0 | PseudoUnit | 0 | 0 | 0 | 0 | 0 | 0
| ==== Emission Program: CAIRNoxSeasonal : (NOx) ==== | TVA | South | HQ/Maritimes | FixedInterchange | 0 | 0 | 0 | 0 | 0 | 0 | FixedInterchange | 0 | 0 | 0 | 0 | 0 | 0
==== Emission Program: CAIRNoxSeasonal : (NOx) ====
| ==== Emission Program: CAIRNoxSeasonal : (NOx) ==== |  |  |  | Emission Cost by Reporting Type: TVA_Transmission | [6 empty] | Emission Cost by Reporting Type: TVA_Transmission
| ==== Emission Program: CAIRNoxSeasonal : (NOx) ==== |  |  |  | ReportingType | 2015 | 2020 | 2025 | 2030 | 2035 | 2040 | ReportingType | 2015 | 2020 | 2025 | 2030 | 2035 | 2040
| ==== Emission Program: CAIRNoxSeasonal : (NOx) ==== | TVA_Transmission | South | Other Renew | BM | 0 | 0 | 0 | 0 | 0 | 0 | BM | 0 | 0 | 0 | 0 | 0 | 0
| ==== Emission Program: CAIRNoxSeasonal : (NOx) ==== | TVA_Transmission | South | CC | CC | 0 | 0 | 0 | 0 | 0 | 0 | CC | 0 | 0 | 0 | 0 | 0 | 0
| ==== Emission Program: CAIRNoxSeasonal : (NOx) ==== | TVA_Transmission | South | Other Renew | CSP | 0 | 0 | 0 | 0 | 0 | 0 | CSP | 0 | 0 | 0 | 0 | 0 | 0
| ==== Emission Program: CAIRNoxSeasonal : (NOx) ==== | TVA_Transmission | South | CT | CT | 0 | 0 | 0 | 0 | 0 | 0 | CT | 0 | 0 | 0 | 0 | 0 | 0
| ==== Emission Program: CAIRNoxSeasonal : (NOx) ==== | TVA_Transmission | South | Coal | Coal | 0 | 0 | 0 | 0 | 0 | 0 | Coal | 0 | 0 | 0 | 0 | 0 | 0
| ==== Emission Program: CAIRNoxSeasonal : (NOx) ==== | TVA_Transmission | South | Other Renew | Geo | 0 | 0 | 0 | 0 | 0 | 0 | Geo | 0 | 0 | 0 | 0 | 0 | 0
| ==== Emission Program: CAIRNoxSeasonal : (NOx) ==== | TVA_Transmission | South | Hydro | H | 0 | 0 | 0 | 0 | 0 | 0 | H | 0 | 0 | 0 | 0 | 0 | 0
| ==== Emission Program: CAIRNoxSeasonal : (NOx) ==== | TVA_Transmission | South | Other Renew | LFG | 0 | 0 | 0 | 0 | 0 | 0 | LFG | 0 | 0 | 0 | 0 | 0 | 0
| ==== Emission Program: CAIRNoxSeasonal : (NOx) ==== | TVA_Transmission | South | Nuclear | Nuc | 0 | 0 | 0 | 0 | 0 | 0 | Nuc | 0 | 0 | 0 | 0 | 0 | 0
| ==== Emission Program: CAIRNoxSeasonal : (NOx) ==== | TVA_Transmission | South | Other | PS | 0 | 0 | 0 | 0 | 0 | 0 | PS | 0 | 0 | 0 | 0 | 0 | 0
| ==== Emission Program: CAIRNoxSeasonal : (NOx) ==== | TVA_Transmission | South | Other Renew | PV | 0 | 0 | 0 | 0 | 0 | 0 | PV | 0 | 0 | 0 | 0 | 0 | 0
| ==== Emission Program: CAIRNoxSeasonal : (NOx) ==== | TVA_Transmission | South | CT | PeakG | 0 | 0 | 0 | 0 | 0 | 0 | PeakG | 0 | 0 | 0 | 0 | 0 | 0
| ==== Emission Program: CAIRNoxSeasonal : (NOx) ==== | TVA_Transmission | South | CT | PeakO | 0 | 0 | 0 | 0 | 0 | 0 | PeakO | 0 | 0 | 0 | 0 | 0 | 0
| ==== Emission Program: CAIRNoxSeasonal : (NOx) ==== | TVA_Transmission | South | Other Renew | ST | 0 | 0 | 0 | 0 | 0 | 0 | ST | 0 | 0 | 0 | 0 | 0 | 0
| ==== Emission Program: CAIRNoxSeasonal : (NOx) ==== | TVA_Transmission | South | Steam O/G | STOG | 0 | 0 | 0 | 0 | 0 | 0 | STOG | 0 | 0 | 0 | 0 | 0 | 0
| ==== Emission Program: CAIRNoxSeasonal : (NOx) ==== | TVA_Transmission | South | Other Renew | STWD | 0 | 0 | 0 | 0 | 0 | 0 | STWD | 0 | 0 | 0 | 0 | 0 | 0
| ==== Emission Program: CAIRNoxSeasonal : (NOx) ==== | TVA_Transmission | South | On-shore Wind | WT | 0 | 0 | 0 | 0 | 0 | 0 | WT | 0 | 0 | 0 | 0 | 0 | 0
| ==== Emission Program: CAIRNoxSeasonal : (NOx) ==== | TVA_Transmission | South | Coal | IGCC | 0 | 0 | 0 | 0 | 0 | 0 | IGCC | 0 | 0 | 0 | 0 | 0 | 0
| ==== Emission Program: CAIRNoxSeasonal : (NOx) ==== | TVA_Transmission | South | DR | DemandResponse | 0 | 0 | 0 | 0 | 0 | 0 | DemandResponse | 0 | 0 | 0 | 0 | 0 | 0
| ==== Emission Program: CAIRNoxSeasonal : (NOx) ==== | TVA_Transmission | South | Coal-CCS | IGCC-CCS | 0 | 0 | 0 | 0 | 0 | 0 | IGCC-CCS | 0 | 0 | 0 | 0 | 0 | 0
| ==== Emission Program: CAIRNoxSeasonal : (NOx) ==== | TVA_Transmission | South | Off-shore Wind | WT_off | 0 | 0 | 0 | 0 | 0 | 0 | WT_off | 0 | 0 | 0 | 0 | 0 | 0
| ==== Emission Program: CAIRNoxSeasonal : (NOx) ==== | TVA_Transmission | South | Other | PseudoUnit | 0 | 0 | 0 | 0 | 0 | 0 | PseudoUnit | 0 | 0 | 0 | 0 | 0 | 0
| ==== Emission Program: CAIRNoxSeasonal : (NOx) ==== | TVA_Transmission | South | HQ/Maritimes | FixedInterchange | 0 | 0 | 0 | 0 | 0 | 0 | FixedInterchange | 0 | 0 | 0 | 0 | 0 | 0
==== Emission Program: CAIRNoxSeasonal : (NOx) ====
| ==== Emission Program: CAIRNoxSeasonal : (NOx) ==== |  |  |  | Emission Cost by Reporting Type: VACAR | [6 empty] | Emission Cost by Reporting Type: VACAR
| ==== Emission Program: CAIRNoxSeasonal : (NOx) ==== |  |  |  | ReportingType | 2015 | 2020 | 2025 | 2030 | 2035 | 2040 | ReportingType | 2015 | 2020 | 2025 | 2030 | 2035 | 2040
| ==== Emission Program: CAIRNoxSeasonal : (NOx) ==== | VACAR | South | Other Renew | BM | 0 | 0 | 0 | 0 | 0 | 0 | BM | 0 | 0 | 0 | 0 | 0 | 0
| ==== Emission Program: CAIRNoxSeasonal : (NOx) ==== | VACAR | South | CC | CC | 0 | 0 | 0 | 0 | 0 | 0 | CC | 0 | 0 | 0 | 0 | 0 | 0
| ==== Emission Program: CAIRNoxSeasonal : (NOx) ==== | VACAR | South | Other Renew | CSP | 0 | 0 | 0 | 0 | 0 | 0 | CSP | 0 | 0 | 0 | 0 | 0 | 0
| ==== Emission Program: CAIRNoxSeasonal : (NOx) ==== | VACAR | South | CT | CT | 0 | 0 | 0 | 0 | 0 | 0 | CT | 0 | 0 | 0 | 0 | 0 | 0
| ==== Emission Program: CAIRNoxSeasonal : (NOx) ==== | VACAR | South | Coal | Coal | 0 | 0 | 0 | 0 | 0 | 0 | Coal | 0 | 0 | 0 | 0 | 0 | 0
| ==== Emission Program: CAIRNoxSeasonal : (NOx) ==== | VACAR | South | Other Renew | Geo | 0 | 0 | 0 | 0 | 0 | 0 | Geo | 0 | 0 | 0 | 0 | 0 | 0
| ==== Emission Program: CAIRNoxSeasonal : (NOx) ==== | VACAR | South | Hydro | H | 0 | 0 | 0 | 0 | 0 | 0 | H | 0 | 0 | 0 | 0 | 0 | 0
| ==== Emission Program: CAIRNoxSeasonal : (NOx) ==== | VACAR | South | Other Renew | LFG | 0 | 0 | 0 | 0 | 0 | 0 | LFG | 0 | 0 | 0 | 0 | 0 | 0
| ==== Emission Program: CAIRNoxSeasonal : (NOx) ==== | VACAR | South | Nuclear | Nuc | 0 | 0 | 0 | 0 | 0 | 0 | Nuc | 0 | 0 | 0 | 0 | 0 | 0
| ==== Emission Program: CAIRNoxSeasonal : (NOx) ==== | VACAR | South | Other | PS | 0 | 0 | 0 | 0 | 0 | 0 | PS | 0 | 0 | 0 | 0 | 0 | 0
| ==== Emission Program: CAIRNoxSeasonal : (NOx) ==== | VACAR | South | Other Renew | PV | 0 | 0 | 0 | 0 | 0 | 0 | PV | 0 | 0 | 0 | 0 | 0 | 0
| ==== Emission Program: CAIRNoxSeasonal : (NOx) ==== | VACAR | South | CT | PeakG | 0 | 0 | 0 | 0 | 0 | 0 | PeakG | 0 | 0 | 0 | 0 | 0 | 0
| ==== Emission Program: CAIRNoxSeasonal : (NOx) ==== | VACAR | South | CT | PeakO | 0 | 0 | 0 | 0 | 0 | 0 | PeakO | 0 | 0 | 0 | 0 | 0 | 0
| ==== Emission Program: CAIRNoxSeasonal : (NOx) ==== | VACAR | South | Other Renew | ST | 0 | 0 | 0 | 0 | 0 | 0 | ST | 0 | 0 | 0 | 0 | 0 | 0
| ==== Emission Program: CAIRNoxSeasonal : (NOx) ==== | VACAR | South | Steam O/G | STOG | 0 | 0 | 0 | 0 | 0 | 0 | STOG | 0 | 0 | 0 | 0 | 0 | 0
| ==== Emission Program: CAIRNoxSeasonal : (NOx) ==== | VACAR | South | Other Renew | STWD | 0 | 0 | 0 | 0 | 0 | 0 | STWD | 0 | 0 | 0 | 0 | 0 | 0
| ==== Emission Program: CAIRNoxSeasonal : (NOx) ==== | VACAR | South | On-shore Wind | WT | 0 | 0 | 0 | 0 | 0 | 0 | WT | 0 | 0 | 0 | 0 | 0 | 0
| ==== Emission Program: CAIRNoxSeasonal : (NOx) ==== | VACAR | South | Coal | IGCC | 0 | 0 | 0 | 0 | 0 | 0 | IGCC | 0 | 0 | 0 | 0 | 0 | 0
| ==== Emission Program: CAIRNoxSeasonal : (NOx) ==== | VACAR | South | DR | DemandResponse | 0 | 0 | 0 | 0 | 0 | 0 | DemandResponse | 0 | 0 | 0 | 0 | 0 | 0
| ==== Emission Program: CAIRNoxSeasonal : (NOx) ==== | VACAR | South | Coal-CCS | IGCC-CCS | 0 | 0 | 0 | 0 | 0 | 0 | IGCC-CCS | 0 | 0 | 0 | 0 | 0 | 0
| ==== Emission Program: CAIRNoxSeasonal : (NOx) ==== | VACAR | South | Off-shore Wind | WT_off | 0 | 0 | 0 | 0 | 0 | 0 | WT_off | 0 | 0 | 0 | 0 | 0 | 0
| ==== Emission Program: CAIRNoxSeasonal : (NOx) ==== | VACAR | South | Other | PseudoUnit | 0 | 0 | 0 | 0 | 0 | 0 | PseudoUnit | 0 | 0 | 0 | 0 | 0 | 0
| ==== Emission Program: CAIRNoxSeasonal : (NOx) ==== | VACAR | South | HQ/Maritimes | FixedInterchange | 0 | 0 | 0 | 0 | 0 | 0 | FixedInterchange | 0 | 0 | 0 | 0 | 0 | 0
==== Emission Program: CAIRNoxSeasonal : (NOx) ====
| ==== Emission Program: CAIRNoxSeasonal : (NOx) ==== |  |  |  | Emission Cost by Reporting Type: IESO | [6 empty] | Emission Cost by Reporting Type: IESO
| ==== Emission Program: CAIRNoxSeasonal : (NOx) ==== |  |  |  | ReportingType | 2015 | 2020 | 2025 | 2030 | 2035 | 2040 | ReportingType | 2015 | 2020 | 2025 | 2030 | 2035 | 2040
| ==== Emission Program: CAIRNoxSeasonal : (NOx) ==== | IESO | Ontario | Other Renew | BM | 0 | 0 | 0 | 0 | 0 | 0 | BM | 0 | 0 | 0 | 0 | 0 | 0
| ==== Emission Program: CAIRNoxSeasonal : (NOx) ==== | IESO | Ontario | CC | CC | 0 | 0 | 0 | 0 | 0 | 0 | CC | 0 | 0 | 0 | 0 | 0 | 0
| ==== Emission Program: CAIRNoxSeasonal : (NOx) ==== | IESO | Ontario | Other Renew | CSP | 0 | 0 | 0 | 0 | 0 | 0 | CSP | 0 | 0 | 0 | 0 | 0 | 0
| ==== Emission Program: CAIRNoxSeasonal : (NOx) ==== | IESO | Ontario | CT | CT | 0 | 0 | 0 | 0 | 0 | 0 | CT | 0 | 0 | 0 | 0 | 0 | 0
| ==== Emission Program: CAIRNoxSeasonal : (NOx) ==== | IESO | Ontario | Coal | Coal | 0 | 0 | 0 | 0 | 0 | 0 | Coal | 0 | 0 | 0 | 0 | 0 | 0
| ==== Emission Program: CAIRNoxSeasonal : (NOx) ==== | IESO | Ontario | Other Renew | Geo | 0 | 0 | 0 | 0 | 0 | 0 | Geo | 0 | 0 | 0 | 0 | 0 | 0
| ==== Emission Program: CAIRNoxSeasonal : (NOx) ==== | IESO | Ontario | Hydro | H | 0 | 0 | 0 | 0 | 0 | 0 | H | 0 | 0 | 0 | 0 | 0 | 0
| ==== Emission Program: CAIRNoxSeasonal : (NOx) ==== | IESO | Ontario | Other Renew | LFG | 0 | 0 | 0 | 0 | 0 | 0 | LFG | 0 | 0 | 0 | 0 | 0 | 0
| ==== Emission Program: CAIRNoxSeasonal : (NOx) ==== | IESO | Ontario | Nuclear | Nuc | 0 | 0 | 0 | 0 | 0 | 0 | Nuc | 0 | 0 | 0 | 0 | 0 | 0
| ==== Emission Program: CAIRNoxSeasonal : (NOx) ==== | IESO | Ontario | Other | PS | 0 | 0 | 0 | 0 | 0 | 0 | PS | 0 | 0 | 0 | 0 | 0 | 0
| ==== Emission Program: CAIRNoxSeasonal : (NOx) ==== | IESO | Ontario | Other Renew | PV | 0 | 0 | 0 | 0 | 0 | 0 | PV | 0 | 0 | 0 | 0 | 0 | 0
| ==== Emission Program: CAIRNoxSeasonal : (NOx) ==== | IESO | Ontario | CT | PeakG | 0 | 0 | 0 | 0 | 0 | 0 | PeakG | 0 | 0 | 0 | 0 | 0 | 0
| ==== Emission Program: CAIRNoxSeasonal : (NOx) ==== | IESO | Ontario | CT | PeakO | 0 | 0 | 0 | 0 | 0 | 0 | PeakO | 0 | 0 | 0 | 0 | 0 | 0
| ==== Emission Program: CAIRNoxSeasonal : (NOx) ==== | IESO | Ontario | Other Renew | ST | 0 | 0 | 0 | 0 | 0 | 0 | ST | 0 | 0 | 0 | 0 | 0 | 0
| ==== Emission Program: CAIRNoxSeasonal : (NOx) ==== | IESO | Ontario | Steam O/G | STOG | 0 | 0 | 0 | 0 | 0 | 0 | STOG | 0 | 0 | 0 | 0 | 0 | 0
| ==== Emission Program: CAIRNoxSeasonal : (NOx) ==== | IESO | Ontario | Other Renew | STWD | 0 | 0 | 0 | 0 | 0 | 0 | STWD | 0 | 0 | 0 | 0 | 0 | 0
| ==== Emission Program: CAIRNoxSeasonal : (NOx) ==== | IESO | Ontario | On-shore Wind | WT | 0 | 0 | 0 | 0 | 0 | 0 | WT | 0 | 0 | 0 | 0 | 0 | 0
| ==== Emission Program: CAIRNoxSeasonal : (NOx) ==== | IESO | Ontario | Coal | IGCC | 0 | 0 | 0 | 0 | 0 | 0 | IGCC | 0 | 0 | 0 | 0 | 0 | 0
| ==== Emission Program: CAIRNoxSeasonal : (NOx) ==== | IESO | Ontario | DR | DemandResponse | 0 | 0 | 0 | 0 | 0 | 0 | DemandResponse | 0 | 0 | 0 | 0 | 0 | 0
| ==== Emission Program: CAIRNoxSeasonal : (NOx) ==== | IESO | Ontario | Coal-CCS | IGCC-CCS | 0 | 0 | 0 | 0 | 0 | 0 | IGCC-CCS | 0 | 0 | 0 | 0 | 0 | 0
| ==== Emission Program: CAIRNoxSeasonal : (NOx) ==== | IESO | Ontario | Off-shore Wind | WT_off | 0 | 0 | 0 | 0 | 0 | 0 | WT_off | 0 | 0 | 0 | 0 | 0 | 0
| ==== Emission Program: CAIRNoxSeasonal : (NOx) ==== | IESO | Ontario | Other | PseudoUnit | 0 | 0 | 0 | 0 | 0 | 0 | PseudoUnit | 0 | 0 | 0 | 0 | 0 | 0
| ==== Emission Program: CAIRNoxSeasonal : (NOx) ==== | IESO | Ontario | HQ/Maritimes | FixedInterchange | 0 | 0 | 0 | 0 | 0 | 0 | FixedInterchange | 0 | 0 | 0 | 0 | 0 | 0
==== Emission Program: CAIRNoxSeasonal : (NOx) ====
| ==== Emission Program: CAIRNoxSeasonal : (NOx) ==== |  |  |  | Emission Cost by Reporting Type: MAPP_CA | [6 empty] | Emission Cost by Reporting Type: MAPP_CA
| ==== Emission Program: CAIRNoxSeasonal : (NOx) ==== |  |  |  | ReportingType | 2015 | 2020 | 2025 | 2030 | 2035 | 2040 | ReportingType | 2015 | 2020 | 2025 | 2030 | 2035 | 2040
| ==== Emission Program: CAIRNoxSeasonal : (NOx) ==== | MAPP_CA | Midwest | Other Renew | BM | 0 | 0 | 0 | 0 | 0 | 0 | BM | 0 | 0 | 0 | 0 | 0 | 0
| ==== Emission Program: CAIRNoxSeasonal : (NOx) ==== | MAPP_CA | Midwest | CC | CC | 0 | 0 | 0 | 0 | 0 | 0 | CC | 0 | 0 | 0 | 0 | 0 | 0
| ==== Emission Program: CAIRNoxSeasonal : (NOx) ==== | MAPP_CA | Midwest | Other Renew | CSP | 0 | 0 | 0 | 0 | 0 | 0 | CSP | 0 | 0 | 0 | 0 | 0 | 0
| ==== Emission Program: CAIRNoxSeasonal : (NOx) ==== | MAPP_CA | Midwest | CT | CT | 0 | 0 | 0 | 0 | 0 | 0 | CT | 0 | 0 | 0 | 0 | 0 | 0
| ==== Emission Program: CAIRNoxSeasonal : (NOx) ==== | MAPP_CA | Midwest | Coal | Coal | 0 | 0 | 0 | 0 | 0 | 0 | Coal | 0 | 0 | 0 | 0 | 0 | 0
| ==== Emission Program: CAIRNoxSeasonal : (NOx) ==== | MAPP_CA | Midwest | Other Renew | Geo | 0 | 0 | 0 | 0 | 0 | 0 | Geo | 0 | 0 | 0 | 0 | 0 | 0
| ==== Emission Program: CAIRNoxSeasonal : (NOx) ==== | MAPP_CA | Midwest | Hydro | H | 0 | 0 | 0 | 0 | 0 | 0 | H | 0 | 0 | 0 | 0 | 0 | 0
| ==== Emission Program: CAIRNoxSeasonal : (NOx) ==== | MAPP_CA | Midwest | Other Renew | LFG | 0 | 0 | 0 | 0 | 0 | 0 | LFG | 0 | 0 | 0 | 0 | 0 | 0
| ==== Emission Program: CAIRNoxSeasonal : (NOx) ==== | MAPP_CA | Midwest | Nuclear | Nuc | 0 | 0 | 0 | 0 | 0 | 0 | Nuc | 0 | 0 | 0 | 0 | 0 | 0
| ==== Emission Program: CAIRNoxSeasonal : (NOx) ==== | MAPP_CA | Midwest | Other | PS | 0 | 0 | 0 | 0 | 0 | 0 | PS | 0 | 0 | 0 | 0 | 0 | 0
| ==== Emission Program: CAIRNoxSeasonal : (NOx) ==== | MAPP_CA | Midwest | Other Renew | PV | 0 | 0 | 0 | 0 | 0 | 0 | PV | 0 | 0 | 0 | 0 | 0 | 0
| ==== Emission Program: CAIRNoxSeasonal : (NOx) ==== | MAPP_CA | Midwest | CT | PeakG | 0 | 0 | 0 | 0 | 0 | 0 | PeakG | 0 | 0 | 0 | 0 | 0 | 0
| ==== Emission Program: CAIRNoxSeasonal : (NOx) ==== | MAPP_CA | Midwest | CT | PeakO | 0 | 0 | 0 | 0 | 0 | 0 | PeakO | 0 | 0 | 0 | 0 | 0 | 0
| ==== Emission Program: CAIRNoxSeasonal : (NOx) ==== | MAPP_CA | Midwest | Other Renew | ST | 0 | 0 | 0 | 0 | 0 | 0 | ST | 0 | 0 | 0 | 0 | 0 | 0
| ==== Emission Program: CAIRNoxSeasonal : (NOx) ==== | MAPP_CA | Midwest | Steam O/G | STOG | 0 | 0 | 0 | 0 | 0 | 0 | STOG | 0 | 0 | 0 | 0 | 0 | 0
| ==== Emission Program: CAIRNoxSeasonal : (NOx) ==== | MAPP_CA | Midwest | Other Renew | STWD | 0 | 0 | 0 | 0 | 0 | 0 | STWD | 0 | 0 | 0 | 0 | 0 | 0
| ==== Emission Program: CAIRNoxSeasonal : (NOx) ==== | MAPP_CA | Midwest | On-shore Wind | WT | 0 | 0 | 0 | 0 | 0 | 0 | WT | 0 | 0 | 0 | 0 | 0 | 0
| ==== Emission Program: CAIRNoxSeasonal : (NOx) ==== | MAPP_CA | Midwest | Coal | IGCC | 0 | 0 | 0 | 0 | 0 | 0 | IGCC | 0 | 0 | 0 | 0 | 0 | 0
| ==== Emission Program: CAIRNoxSeasonal : (NOx) ==== | MAPP_CA | Midwest | DR | DemandResponse | 0 | 0 | 0 | 0 | 0 | 0 | DemandResponse | 0 | 0 | 0 | 0 | 0 | 0
| ==== Emission Program: CAIRNoxSeasonal : (NOx) ==== | MAPP_CA | Midwest | Coal-CCS | IGCC-CCS | 0 | 0 | 0 | 0 | 0 | 0 | IGCC-CCS | 0 | 0 | 0 | 0 | 0 | 0
| ==== Emission Program: CAIRNoxSeasonal : (NOx) ==== | MAPP_CA | Midwest | Off-shore Wind | WT_off | 0 | 0 | 0 | 0 | 0 | 0 | WT_off | 0 | 0 | 0 | 0 | 0 | 0
| ==== Emission Program: CAIRNoxSeasonal : (NOx) ==== | MAPP_CA | Midwest | Other | PseudoUnit | 0 | 0 | 0 | 0 | 0 | 0 | PseudoUnit | 0 | 0 | 0 | 0 | 0 | 0
| ==== Emission Program: CAIRNoxSeasonal : (NOx) ==== | MAPP_CA | Midwest | HQ/Maritimes | FixedInterchange | 0 | 0 | 0 | 0 | 0 | 0 | FixedInterchange | 0 | 0 | 0 | 0 | 0 | 0
==== Emission Program: CAIRNoxSeasonal : (NOx) ====
| ==== Emission Program: CAIRNoxSeasonal : (NOx) ==== |  |  |  | Emission Cost by Reporting Type: AZ_NM_SNV_Coal | [6 empty] | Emission Cost by Reporting Type: AZ_NM_SNV_Coal
| ==== Emission Program: CAIRNoxSeasonal : (NOx) ==== |  |  |  | ReportingType | 2015 | 2020 | 2025 | 2030 | 2035 | 2040 | ReportingType | 2015 | 2020 | 2025 | 2030 | 2035 | 2040
| ==== Emission Program: CAIRNoxSeasonal : (NOx) ==== | AZ_NM_SNV_Coal | West | Other Renew | BM | 0 | 0 | 0 | 0 | 0 | 0 | BM | 0 | 0 | 0 | 0 | 0 | 0
| ==== Emission Program: CAIRNoxSeasonal : (NOx) ==== | AZ_NM_SNV_Coal | West | CC | CC | 0 | 0 | 0 | 0 | 0 | 0 | CC | 0 | 0 | 0 | 0 | 0 | 0
| ==== Emission Program: CAIRNoxSeasonal : (NOx) ==== | AZ_NM_SNV_Coal | West | Other Renew | CSP | 0 | 0 | 0 | 0 | 0 | 0 | CSP | 0 | 0 | 0 | 0 | 0 | 0
| ==== Emission Program: CAIRNoxSeasonal : (NOx) ==== | AZ_NM_SNV_Coal | West | CT | CT | 0 | 0 | 0 | 0 | 0 | 0 | CT | 0 | 0 | 0 | 0 | 0 | 0
| ==== Emission Program: CAIRNoxSeasonal : (NOx) ==== | AZ_NM_SNV_Coal | West | Coal | Coal | 0 | 0 | 0 | 0 | 0 | 0 | Coal | 0 | 0 | 0 | 0 | 0 | 0
| ==== Emission Program: CAIRNoxSeasonal : (NOx) ==== | AZ_NM_SNV_Coal | West | Other Renew | Geo | 0 | 0 | 0 | 0 | 0 | 0 | Geo | 0 | 0 | 0 | 0 | 0 | 0
| ==== Emission Program: CAIRNoxSeasonal : (NOx) ==== | AZ_NM_SNV_Coal | West | Hydro | H | 0 | 0 | 0 | 0 | 0 | 0 | H | 0 | 0 | 0 | 0 | 0 | 0
| ==== Emission Program: CAIRNoxSeasonal : (NOx) ==== | AZ_NM_SNV_Coal | West | Other Renew | LFG | 0 | 0 | 0 | 0 | 0 | 0 | LFG | 0 | 0 | 0 | 0 | 0 | 0
| ==== Emission Program: CAIRNoxSeasonal : (NOx) ==== | AZ_NM_SNV_Coal | West | Nuclear | Nuc | 0 | 0 | 0 | 0 | 0 | 0 | Nuc | 0 | 0 | 0 | 0 | 0 | 0
| ==== Emission Program: CAIRNoxSeasonal : (NOx) ==== | AZ_NM_SNV_Coal | West | Other | PS | 0 | 0 | 0 | 0 | 0 | 0 | PS | 0 | 0 | 0 | 0 | 0 | 0
| ==== Emission Program: CAIRNoxSeasonal : (NOx) ==== | AZ_NM_SNV_Coal | West | Other Renew | PV | 0 | 0 | 0 | 0 | 0 | 0 | PV | 0 | 0 | 0 | 0 | 0 | 0
| ==== Emission Program: CAIRNoxSeasonal : (NOx) ==== | AZ_NM_SNV_Coal | West | CT | PeakG | 0 | 0 | 0 | 0 | 0 | 0 | PeakG | 0 | 0 | 0 | 0 | 0 | 0
| ==== Emission Program: CAIRNoxSeasonal : (NOx) ==== | AZ_NM_SNV_Coal | West | CT | PeakO | 0 | 0 | 0 | 0 | 0 | 0 | PeakO | 0 | 0 | 0 | 0 | 0 | 0
| ==== Emission Program: CAIRNoxSeasonal : (NOx) ==== | AZ_NM_SNV_Coal | West | Other Renew | ST | 0 | 0 | 0 | 0 | 0 | 0 | ST | 0 | 0 | 0 | 0 | 0 | 0
| ==== Emission Program: CAIRNoxSeasonal : (NOx) ==== | AZ_NM_SNV_Coal | West | Steam O/G | STOG | 0 | 0 | 0 | 0 | 0 | 0 | STOG | 0 | 0 | 0 | 0 | 0 | 0
| ==== Emission Program: CAIRNoxSeasonal : (NOx) ==== | AZ_NM_SNV_Coal | West | Other Renew | STWD | 0 | 0 | 0 | 0 | 0 | 0 | STWD | 0 | 0 | 0 | 0 | 0 | 0
| ==== Emission Program: CAIRNoxSeasonal : (NOx) ==== | AZ_NM_SNV_Coal | West | On-shore Wind | WT | 0 | 0 | 0 | 0 | 0 | 0 | WT | 0 | 0 | 0 | 0 | 0 | 0
| ==== Emission Program: CAIRNoxSeasonal : (NOx) ==== | AZ_NM_SNV_Coal | West | Coal | IGCC | 0 | 0 | 0 | 0 | 0 | 0 | IGCC | 0 | 0 | 0 | 0 | 0 | 0
| ==== Emission Program: CAIRNoxSeasonal : (NOx) ==== | AZ_NM_SNV_Coal | West | DR | DemandResponse | 0 | 0 | 0 | 0 | 0 | 0 | DemandResponse | 0 | 0 | 0 | 0 | 0 | 0
| ==== Emission Program: CAIRNoxSeasonal : (NOx) ==== | AZ_NM_SNV_Coal | West | Coal-CCS | IGCC-CCS | 0 | 0 | 0 | 0 | 0 | 0 | IGCC-CCS | 0 | 0 | 0 | 0 | 0 | 0
| ==== Emission Program: CAIRNoxSeasonal : (NOx) ==== | AZ_NM_SNV_Coal | West | Off-shore Wind | WT_off | 0 | 0 | 0 | 0 | 0 | 0 | WT_off | 0 | 0 | 0 | 0 | 0 | 0
| ==== Emission Program: CAIRNoxSeasonal : (NOx) ==== | AZ_NM_SNV_Coal | West | Other | PseudoUnit | 0 | 0 | 0 | 0 | 0 | 0 | PseudoUnit | 0 | 0 | 0 | 0 | 0 | 0
| ==== Emission Program: CAIRNoxSeasonal : (NOx) ==== | AZ_NM_SNV_Coal | West | HQ/Maritimes | FixedInterchange | 0 | 0 | 0 | 0 | 0 | 0 | FixedInterchange | 0 | 0 | 0 | 0 | 0 | 0
==== Emission Program: CAIRNoxSeasonal : (NOx) ====
| ==== Emission Program: CAIRNoxSeasonal : (NOx) ==== |  |  |  | Emission Cost by Reporting Type: AZ_NM_SNV_Gas | [6 empty] | Emission Cost by Reporting Type: AZ_NM_SNV_Gas
| ==== Emission Program: CAIRNoxSeasonal : (NOx) ==== |  |  |  | ReportingType | 2015 | 2020 | 2025 | 2030 | 2035 | 2040 | ReportingType | 2015 | 2020 | 2025 | 2030 | 2035 | 2040
| ==== Emission Program: CAIRNoxSeasonal : (NOx) ==== | AZ_NM_SNV_Gas | West | Other Renew | BM | 0 | 0 | 0 | 0 | 0 | 0 | BM | 0 | 0 | 0 | 0 | 0 | 0
| ==== Emission Program: CAIRNoxSeasonal : (NOx) ==== | AZ_NM_SNV_Gas | West | CC | CC | 0 | 0 | 0 | 0 | 0 | 0 | CC | 0 | 0 | 0 | 0 | 0 | 0
| ==== Emission Program: CAIRNoxSeasonal : (NOx) ==== | AZ_NM_SNV_Gas | West | Other Renew | CSP | 0 | 0 | 0 | 0 | 0 | 0 | CSP | 0 | 0 | 0 | 0 | 0 | 0
| ==== Emission Program: CAIRNoxSeasonal : (NOx) ==== | AZ_NM_SNV_Gas | West | CT | CT | 0 | 0 | 0 | 0 | 0 | 0 | CT | 0 | 0 | 0 | 0 | 0 | 0
| ==== Emission Program: CAIRNoxSeasonal : (NOx) ==== | AZ_NM_SNV_Gas | West | Coal | Coal | 0 | 0 | 0 | 0 | 0 | 0 | Coal | 0 | 0 | 0 | 0 | 0 | 0
| ==== Emission Program: CAIRNoxSeasonal : (NOx) ==== | AZ_NM_SNV_Gas | West | Other Renew | Geo | 0 | 0 | 0 | 0 | 0 | 0 | Geo | 0 | 0 | 0 | 0 | 0 | 0
| ==== Emission Program: CAIRNoxSeasonal : (NOx) ==== | AZ_NM_SNV_Gas | West | Hydro | H | 0 | 0 | 0 | 0 | 0 | 0 | H | 0 | 0 | 0 | 0 | 0 | 0
| ==== Emission Program: CAIRNoxSeasonal : (NOx) ==== | AZ_NM_SNV_Gas | West | Other Renew | LFG | 0 | 0 | 0 | 0 | 0 | 0 | LFG | 0 | 0 | 0 | 0 | 0 | 0
| ==== Emission Program: CAIRNoxSeasonal : (NOx) ==== | AZ_NM_SNV_Gas | West | Nuclear | Nuc | 0 | 0 | 0 | 0 | 0 | 0 | Nuc | 0 | 0 | 0 | 0 | 0 | 0
| ==== Emission Program: CAIRNoxSeasonal : (NOx) ==== | AZ_NM_SNV_Gas | West | Other | PS | 0 | 0 | 0 | 0 | 0 | 0 | PS | 0 | 0 | 0 | 0 | 0 | 0
| ==== Emission Program: CAIRNoxSeasonal : (NOx) ==== | AZ_NM_SNV_Gas | West | Other Renew | PV | 0 | 0 | 0 | 0 | 0 | 0 | PV | 0 | 0 | 0 | 0 | 0 | 0
| ==== Emission Program: CAIRNoxSeasonal : (NOx) ==== | AZ_NM_SNV_Gas | West | CT | PeakG | 0 | 0 | 0 | 0 | 0 | 0 | PeakG | 0 | 0 | 0 | 0 | 0 | 0
| ==== Emission Program: CAIRNoxSeasonal : (NOx) ==== | AZ_NM_SNV_Gas | West | CT | PeakO | 0 | 0 | 0 | 0 | 0 | 0 | PeakO | 0 | 0 | 0 | 0 | 0 | 0
| ==== Emission Program: CAIRNoxSeasonal : (NOx) ==== | AZ_NM_SNV_Gas | West | Other Renew | ST | 0 | 0 | 0 | 0 | 0 | 0 | ST | 0 | 0 | 0 | 0 | 0 | 0
| ==== Emission Program: CAIRNoxSeasonal : (NOx) ==== | AZ_NM_SNV_Gas | West | Steam O/G | STOG | 0 | 0 | 0 | 0 | 0 | 0 | STOG | 0 | 0 | 0 | 0 | 0 | 0
| ==== Emission Program: CAIRNoxSeasonal : (NOx) ==== | AZ_NM_SNV_Gas | West | Other Renew | STWD | 0 | 0 | 0 | 0 | 0 | 0 | STWD | 0 | 0 | 0 | 0 | 0 | 0
| ==== Emission Program: CAIRNoxSeasonal : (NOx) ==== | AZ_NM_SNV_Gas | West | On-shore Wind | WT | 0 | 0 | 0 | 0 | 0 | 0 | WT | 0 | 0 | 0 | 0 | 0 | 0
| ==== Emission Program: CAIRNoxSeasonal : (NOx) ==== | AZ_NM_SNV_Gas | West | Coal | IGCC | 0 | 0 | 0 | 0 | 0 | 0 | IGCC | 0 | 0 | 0 | 0 | 0 | 0
| ==== Emission Program: CAIRNoxSeasonal : (NOx) ==== | AZ_NM_SNV_Gas | West | DR | DemandResponse | 0 | 0 | 0 | 0 | 0 | 0 | DemandResponse | 0 | 0 | 0 | 0 | 0 | 0
| ==== Emission Program: CAIRNoxSeasonal : (NOx) ==== | AZ_NM_SNV_Gas | West | Coal-CCS | IGCC-CCS | 0 | 0 | 0 | 0 | 0 | 0 | IGCC-CCS | 0 | 0 | 0 | 0 | 0 | 0
| ==== Emission Program: CAIRNoxSeasonal : (NOx) ==== | AZ_NM_SNV_Gas | West | Off-shore Wind | WT_off | 0 | 0 | 0 | 0 | 0 | 0 | WT_off | 0 | 0 | 0 | 0 | 0 | 0
| ==== Emission Program: CAIRNoxSeasonal : (NOx) ==== | AZ_NM_SNV_Gas | West | Other | PseudoUnit | 0 | 0 | 0 | 0 | 0 | 0 | PseudoUnit | 0 | 0 | 0 | 0 | 0 | 0
| ==== Emission Program: CAIRNoxSeasonal : (NOx) ==== | AZ_NM_SNV_Gas | West | HQ/Maritimes | FixedInterchange | 0 | 0 | 0 | 0 | 0 | 0 | FixedInterchange | 0 | 0 | 0 | 0 | 0 | 0
==== Emission Program: CAIRNoxSeasonal : (NOx) ====
| ==== Emission Program: CAIRNoxSeasonal : (NOx) ==== |  |  |  | Emission Cost by Reporting Type: AZ_NM_SNV_NucRenew | [6 empty] | Emission Cost by Reporting Type: AZ_NM_SNV_NucRenew
| ==== Emission Program: CAIRNoxSeasonal : (NOx) ==== |  |  |  | ReportingType | 2015 | 2020 | 2025 | 2030 | 2035 | 2040 | ReportingType | 2015 | 2020 | 2025 | 2030 | 2035 | 2040
| ==== Emission Program: CAIRNoxSeasonal : (NOx) ==== | AZ_NM_SNV_NucRenew | West | Other Renew | BM | 0 | 0 | 0 | 0 | 0 | 0 | BM | 0 | 0 | 0 | 0 | 0 | 0
| ==== Emission Program: CAIRNoxSeasonal : (NOx) ==== | AZ_NM_SNV_NucRenew | West | CC | CC | 0 | 0 | 0 | 0 | 0 | 0 | CC | 0 | 0 | 0 | 0 | 0 | 0
| ==== Emission Program: CAIRNoxSeasonal : (NOx) ==== | AZ_NM_SNV_NucRenew | West | Other Renew | CSP | 0 | 0 | 0 | 0 | 0 | 0 | CSP | 0 | 0 | 0 | 0 | 0 | 0
| ==== Emission Program: CAIRNoxSeasonal : (NOx) ==== | AZ_NM_SNV_NucRenew | West | CT | CT | 0 | 0 | 0 | 0 | 0 | 0 | CT | 0 | 0 | 0 | 0 | 0 | 0
| ==== Emission Program: CAIRNoxSeasonal : (NOx) ==== | AZ_NM_SNV_NucRenew | West | Coal | Coal | 0 | 0 | 0 | 0 | 0 | 0 | Coal | 0 | 0 | 0 | 0 | 0 | 0
| ==== Emission Program: CAIRNoxSeasonal : (NOx) ==== | AZ_NM_SNV_NucRenew | West | Other Renew | Geo | 0 | 0 | 0 | 0 | 0 | 0 | Geo | 0 | 0 | 0 | 0 | 0 | 0
| ==== Emission Program: CAIRNoxSeasonal : (NOx) ==== | AZ_NM_SNV_NucRenew | West | Hydro | H | 0 | 0 | 0 | 0 | 0 | 0 | H | 0 | 0 | 0 | 0 | 0 | 0
| ==== Emission Program: CAIRNoxSeasonal : (NOx) ==== | AZ_NM_SNV_NucRenew | West | Other Renew | LFG | 0 | 0 | 0 | 0 | 0 | 0 | LFG | 0 | 0 | 0 | 0 | 0 | 0
| ==== Emission Program: CAIRNoxSeasonal : (NOx) ==== | AZ_NM_SNV_NucRenew | West | Nuclear | Nuc | 0 | 0 | 0 | 0 | 0 | 0 | Nuc | 0 | 0 | 0 | 0 | 0 | 0
| ==== Emission Program: CAIRNoxSeasonal : (NOx) ==== | AZ_NM_SNV_NucRenew | West | Other | PS | 0 | 0 | 0 | 0 | 0 | 0 | PS | 0 | 0 | 0 | 0 | 0 | 0
| ==== Emission Program: CAIRNoxSeasonal : (NOx) ==== | AZ_NM_SNV_NucRenew | West | Other Renew | PV | 0 | 0 | 0 | 0 | 0 | 0 | PV | 0 | 0 | 0 | 0 | 0 | 0
| ==== Emission Program: CAIRNoxSeasonal : (NOx) ==== | AZ_NM_SNV_NucRenew | West | CT | PeakG | 0 | 0 | 0 | 0 | 0 | 0 | PeakG | 0 | 0 | 0 | 0 | 0 | 0
| ==== Emission Program: CAIRNoxSeasonal : (NOx) ==== | AZ_NM_SNV_NucRenew | West | CT | PeakO | 0 | 0 | 0 | 0 | 0 | 0 | PeakO | 0 | 0 | 0 | 0 | 0 | 0
| ==== Emission Program: CAIRNoxSeasonal : (NOx) ==== | AZ_NM_SNV_NucRenew | West | Other Renew | ST | 0 | 0 | 0 | 0 | 0 | 0 | ST | 0 | 0 | 0 | 0 | 0 | 0
| ==== Emission Program: CAIRNoxSeasonal : (NOx) ==== | AZ_NM_SNV_NucRenew | West | Steam O/G | STOG | 0 | 0 | 0 | 0 | 0 | 0 | STOG | 0 | 0 | 0 | 0 | 0 | 0
| ==== Emission Program: CAIRNoxSeasonal : (NOx) ==== | AZ_NM_SNV_NucRenew | West | Other Renew | STWD | 0 | 0 | 0 | 0 | 0 | 0 | STWD | 0 | 0 | 0 | 0 | 0 | 0
| ==== Emission Program: CAIRNoxSeasonal : (NOx) ==== | AZ_NM_SNV_NucRenew | West | On-shore Wind | WT | 0 | 0 | 0 | 0 | 0 | 0 | WT | 0 | 0 | 0 | 0 | 0 | 0
| ==== Emission Program: CAIRNoxSeasonal : (NOx) ==== | AZ_NM_SNV_NucRenew | West | Coal | IGCC | 0 | 0 | 0 | 0 | 0 | 0 | IGCC | 0 | 0 | 0 | 0 | 0 | 0
| ==== Emission Program: CAIRNoxSeasonal : (NOx) ==== | AZ_NM_SNV_NucRenew | West | DR | DemandResponse | 0 | 0 | 0 | 0 | 0 | 0 | DemandResponse | 0 | 0 | 0 | 0 | 0 | 0
| ==== Emission Program: CAIRNoxSeasonal : (NOx) ==== | AZ_NM_SNV_NucRenew | West | Coal-CCS | IGCC-CCS | 0 | 0 | 0 | 0 | 0 | 0 | IGCC-CCS | 0 | 0 | 0 | 0 | 0 | 0
| ==== Emission Program: CAIRNoxSeasonal : (NOx) ==== | AZ_NM_SNV_NucRenew | West | Off-shore Wind | WT_off | 0 | 0 | 0 | 0 | 0 | 0 | WT_off | 0 | 0 | 0 | 0 | 0 | 0
| ==== Emission Program: CAIRNoxSeasonal : (NOx) ==== | AZ_NM_SNV_NucRenew | West | Other | PseudoUnit | 0 | 0 | 0 | 0 | 0 | 0 | PseudoUnit | 0 | 0 | 0 | 0 | 0 | 0
| ==== Emission Program: CAIRNoxSeasonal : (NOx) ==== | AZ_NM_SNV_NucRenew | West | HQ/Maritimes | FixedInterchange | 0 | 0 | 0 | 0 | 0 | 0 | FixedInterchange | 0 | 0 | 0 | 0 | 0 | 0
==== Emission Program: CAIRNoxSeasonal : (NOx) ====
| ==== Emission Program: CAIRNoxSeasonal : (NOx) ==== |  |  |  | Emission Cost by Reporting Type: ERCOT | [6 empty] | Emission Cost by Reporting Type: ERCOT
| ==== Emission Program: CAIRNoxSeasonal : (NOx) ==== |  |  |  | ReportingType | 2015 | 2020 | 2025 | 2030 | 2035 | 2040 | ReportingType | 2015 | 2020 | 2025 | 2030 | 2035 | 2040
| ==== Emission Program: CAIRNoxSeasonal : (NOx) ==== | ERCOT | Texas | Other Renew | BM | 0 | 0 | 0 | 0 | 0 | 0 | BM | 0 | 0 | 0 | 0 | 0 | 0
| ==== Emission Program: CAIRNoxSeasonal : (NOx) ==== | ERCOT | Texas | CC | CC | 0 | 0 | 0 | 0 | 0 | 0 | CC | 0 | 0 | 0 | 0 | 0 | 0
| ==== Emission Program: CAIRNoxSeasonal : (NOx) ==== | ERCOT | Texas | Other Renew | CSP | 0 | 0 | 0 | 0 | 0 | 0 | CSP | 0 | 0 | 0 | 0 | 0 | 0
| ==== Emission Program: CAIRNoxSeasonal : (NOx) ==== | ERCOT | Texas | CT | CT | 0 | 0 | 0 | 0 | 0 | 0 | CT | 0 | 0 | 0 | 0 | 0 | 0
| ==== Emission Program: CAIRNoxSeasonal : (NOx) ==== | ERCOT | Texas | Coal | Coal | 0 | 0 | 0 | 0 | 0 | 0 | Coal | 0 | 0 | 0 | 0 | 0 | 0
| ==== Emission Program: CAIRNoxSeasonal : (NOx) ==== | ERCOT | Texas | Other Renew | Geo | 0 | 0 | 0 | 0 | 0 | 0 | Geo | 0 | 0 | 0 | 0 | 0 | 0
| ==== Emission Program: CAIRNoxSeasonal : (NOx) ==== | ERCOT | Texas | Hydro | H | 0 | 0 | 0 | 0 | 0 | 0 | H | 0 | 0 | 0 | 0 | 0 | 0
| ==== Emission Program: CAIRNoxSeasonal : (NOx) ==== | ERCOT | Texas | Other Renew | LFG | 0 | 0 | 0 | 0 | 0 | 0 | LFG | 0 | 0 | 0 | 0 | 0 | 0
| ==== Emission Program: CAIRNoxSeasonal : (NOx) ==== | ERCOT | Texas | Nuclear | Nuc | 0 | 0 | 0 | 0 | 0 | 0 | Nuc | 0 | 0 | 0 | 0 | 0 | 0
| ==== Emission Program: CAIRNoxSeasonal : (NOx) ==== | ERCOT | Texas | Other | PS | 0 | 0 | 0 | 0 | 0 | 0 | PS | 0 | 0 | 0 | 0 | 0 | 0
| ==== Emission Program: CAIRNoxSeasonal : (NOx) ==== | ERCOT | Texas | Other Renew | PV | 0 | 0 | 0 | 0 | 0 | 0 | PV | 0 | 0 | 0 | 0 | 0 | 0
| ==== Emission Program: CAIRNoxSeasonal : (NOx) ==== | ERCOT | Texas | CT | PeakG | 0 | 0 | 0 | 0 | 0 | 0 | PeakG | 0 | 0 | 0 | 0 | 0 | 0
| ==== Emission Program: CAIRNoxSeasonal : (NOx) ==== | ERCOT | Texas | CT | PeakO | 0 | 0 | 0 | 0 | 0 | 0 | PeakO | 0 | 0 | 0 | 0 | 0 | 0
| ==== Emission Program: CAIRNoxSeasonal : (NOx) ==== | ERCOT | Texas | Other Renew | ST | 0 | 0 | 0 | 0 | 0 | 0 | ST | 0 | 0 | 0 | 0 | 0 | 0
| ==== Emission Program: CAIRNoxSeasonal : (NOx) ==== | ERCOT | Texas | Steam O/G | STOG | 0 | 0 | 0 | 0 | 0 | 0 | STOG | 0 | 0 | 0 | 0 | 0 | 0
| ==== Emission Program: CAIRNoxSeasonal : (NOx) ==== | ERCOT | Texas | Other Renew | STWD | 0 | 0 | 0 | 0 | 0 | 0 | STWD | 0 | 0 | 0 | 0 | 0 | 0
| ==== Emission Program: CAIRNoxSeasonal : (NOx) ==== | ERCOT | Texas | On-shore Wind | WT | 0 | 0 | 0 | 0 | 0 | 0 | WT | 0 | 0 | 0 | 0 | 0 | 0
| ==== Emission Program: CAIRNoxSeasonal : (NOx) ==== | ERCOT | Texas | Coal | IGCC | 0 | 0 | 0 | 0 | 0 | 0 | IGCC | 0 | 0 | 0 | 0 | 0 | 0
| ==== Emission Program: CAIRNoxSeasonal : (NOx) ==== | ERCOT | Texas | DR | DemandResponse | 0 | 0 | 0 | 0 | 0 | 0 | DemandResponse | 0 | 0 | 0 | 0 | 0 | 0
| ==== Emission Program: CAIRNoxSeasonal : (NOx) ==== | ERCOT | Texas | Coal-CCS | IGCC-CCS | 0 | 0 | 0 | 0 | 0 | 0 | IGCC-CCS | 0 | 0 | 0 | 0 | 0 | 0
| ==== Emission Program: CAIRNoxSeasonal : (NOx) ==== | ERCOT | Texas | Off-shore Wind | WT_off | 0 | 0 | 0 | 0 | 0 | 0 | WT_off | 0 | 0 | 0 | 0 | 0 | 0
| ==== Emission Program: CAIRNoxSeasonal : (NOx) ==== | ERCOT | Texas | Other | PseudoUnit | 0 | 0 | 0 | 0 | 0 | 0 | PseudoUnit | 0 | 0 | 0 | 0 | 0 | 0
| ==== Emission Program: CAIRNoxSeasonal : (NOx) ==== | ERCOT | Texas | HQ/Maritimes | FixedInterchange | 0 | 0 | 0 | 0 | 0 | 0 | FixedInterchange | 0 | 0 | 0 | 0 | 0 | 0
==== Emission Program: CAIRNoxSeasonal : (NOx) ====
| ==== Emission Program: CAIRNoxSeasonal : (NOx) ==== |  |  |  | Emission Cost by Reporting Type: NP15 | [6 empty] | Emission Cost by Reporting Type: NP15
| ==== Emission Program: CAIRNoxSeasonal : (NOx) ==== |  |  |  | ReportingType | 2015 | 2020 | 2025 | 2030 | 2035 | 2040 | ReportingType | 2015 | 2020 | 2025 | 2030 | 2035 | 2040
| ==== Emission Program: CAIRNoxSeasonal : (NOx) ==== | NP15 | West | Other Renew | BM | 0 | 0 | 0 | 0 | 0 | 0 | BM | 0 | 0 | 0 | 0 | 0 | 0
| ==== Emission Program: CAIRNoxSeasonal : (NOx) ==== | NP15 | West | CC | CC | 0 | 0 | 0 | 0 | 0 | 0 | CC | 0 | 0 | 0 | 0 | 0 | 0
| ==== Emission Program: CAIRNoxSeasonal : (NOx) ==== | NP15 | West | Other Renew | CSP | 0 | 0 | 0 | 0 | 0 | 0 | CSP | 0 | 0 | 0 | 0 | 0 | 0
| ==== Emission Program: CAIRNoxSeasonal : (NOx) ==== | NP15 | West | CT | CT | 0 | 0 | 0 | 0 | 0 | 0 | CT | 0 | 0 | 0 | 0 | 0 | 0
| ==== Emission Program: CAIRNoxSeasonal : (NOx) ==== | NP15 | West | Coal | Coal | 0 | 0 | 0 | 0 | 0 | 0 | Coal | 0 | 0 | 0 | 0 | 0 | 0
| ==== Emission Program: CAIRNoxSeasonal : (NOx) ==== | NP15 | West | Other Renew | Geo | 0 | 0 | 0 | 0 | 0 | 0 | Geo | 0 | 0 | 0 | 0 | 0 | 0
| ==== Emission Program: CAIRNoxSeasonal : (NOx) ==== | NP15 | West | Hydro | H | 0 | 0 | 0 | 0 | 0 | 0 | H | 0 | 0 | 0 | 0 | 0 | 0
| ==== Emission Program: CAIRNoxSeasonal : (NOx) ==== | NP15 | West | Other Renew | LFG | 0 | 0 | 0 | 0 | 0 | 0 | LFG | 0 | 0 | 0 | 0 | 0 | 0
| ==== Emission Program: CAIRNoxSeasonal : (NOx) ==== | NP15 | West | Nuclear | Nuc | 0 | 0 | 0 | 0 | 0 | 0 | Nuc | 0 | 0 | 0 | 0 | 0 | 0
| ==== Emission Program: CAIRNoxSeasonal : (NOx) ==== | NP15 | West | Other | PS | 0 | 0 | 0 | 0 | 0 | 0 | PS | 0 | 0 | 0 | 0 | 0 | 0
| ==== Emission Program: CAIRNoxSeasonal : (NOx) ==== | NP15 | West | Other Renew | PV | 0 | 0 | 0 | 0 | 0 | 0 | PV | 0 | 0 | 0 | 0 | 0 | 0
| ==== Emission Program: CAIRNoxSeasonal : (NOx) ==== | NP15 | West | CT | PeakG | 0 | 0 | 0 | 0 | 0 | 0 | PeakG | 0 | 0 | 0 | 0 | 0 | 0
| ==== Emission Program: CAIRNoxSeasonal : (NOx) ==== | NP15 | West | CT | PeakO | 0 | 0 | 0 | 0 | 0 | 0 | PeakO | 0 | 0 | 0 | 0 | 0 | 0
| ==== Emission Program: CAIRNoxSeasonal : (NOx) ==== | NP15 | West | Other Renew | ST | 0 | 0 | 0 | 0 | 0 | 0 | ST | 0 | 0 | 0 | 0 | 0 | 0
| ==== Emission Program: CAIRNoxSeasonal : (NOx) ==== | NP15 | West | Steam O/G | STOG | 0 | 0 | 0 | 0 | 0 | 0 | STOG | 0 | 0 | 0 | 0 | 0 | 0
| ==== Emission Program: CAIRNoxSeasonal : (NOx) ==== | NP15 | West | Other Renew | STWD | 0 | 0 | 0 | 0 | 0 | 0 | STWD | 0 | 0 | 0 | 0 | 0 | 0
| ==== Emission Program: CAIRNoxSeasonal : (NOx) ==== | NP15 | West | On-shore Wind | WT | 0 | 0 | 0 | 0 | 0 | 0 | WT | 0 | 0 | 0 | 0 | 0 | 0
| ==== Emission Program: CAIRNoxSeasonal : (NOx) ==== | NP15 | West | Coal | IGCC | 0 | 0 | 0 | 0 | 0 | 0 | IGCC | 0 | 0 | 0 | 0 | 0 | 0
| ==== Emission Program: CAIRNoxSeasonal : (NOx) ==== | NP15 | West | DR | DemandResponse | 0 | 0 | 0 | 0 | 0 | 0 | DemandResponse | 0 | 0 | 0 | 0 | 0 | 0
| ==== Emission Program: CAIRNoxSeasonal : (NOx) ==== | NP15 | West | Coal-CCS | IGCC-CCS | 0 | 0 | 0 | 0 | 0 | 0 | IGCC-CCS | 0 | 0 | 0 | 0 | 0 | 0
| ==== Emission Program: CAIRNoxSeasonal : (NOx) ==== | NP15 | West | Off-shore Wind | WT_off | 0 | 0 | 0 | 0 | 0 | 0 | WT_off | 0 | 0 | 0 | 0 | 0 | 0
| ==== Emission Program: CAIRNoxSeasonal : (NOx) ==== | NP15 | West | Other | PseudoUnit | 0 | 0 | 0 | 0 | 0 | 0 | PseudoUnit | 0 | 0 | 0 | 0 | 0 | 0
| ==== Emission Program: CAIRNoxSeasonal : (NOx) ==== | NP15 | West | HQ/Maritimes | FixedInterchange | 0 | 0 | 0 | 0 | 0 | 0 | FixedInterchange | 0 | 0 | 0 | 0 | 0 | 0
==== Emission Program: CAIRNoxSeasonal : (NOx) ====
| ==== Emission Program: CAIRNoxSeasonal : (NOx) ==== |  |  |  | Emission Cost by Reporting Type: NWPP_Coal | [6 empty] | Emission Cost by Reporting Type: NWPP_Coal
| ==== Emission Program: CAIRNoxSeasonal : (NOx) ==== |  |  |  | ReportingType | 2015 | 2020 | 2025 | 2030 | 2035 | 2040 | ReportingType | 2015 | 2020 | 2025 | 2030 | 2035 | 2040
| ==== Emission Program: CAIRNoxSeasonal : (NOx) ==== | NWPP_Coal | West | Other Renew | BM | 0 | 0 | 0 | 0 | 0 | 0 | BM | 0 | 0 | 0 | 0 | 0 | 0
| ==== Emission Program: CAIRNoxSeasonal : (NOx) ==== | NWPP_Coal | West | CC | CC | 0 | 0 | 0 | 0 | 0 | 0 | CC | 0 | 0 | 0 | 0 | 0 | 0
| ==== Emission Program: CAIRNoxSeasonal : (NOx) ==== | NWPP_Coal | West | Other Renew | CSP | 0 | 0 | 0 | 0 | 0 | 0 | CSP | 0 | 0 | 0 | 0 | 0 | 0
| ==== Emission Program: CAIRNoxSeasonal : (NOx) ==== | NWPP_Coal | West | CT | CT | 0 | 0 | 0 | 0 | 0 | 0 | CT | 0 | 0 | 0 | 0 | 0 | 0
| ==== Emission Program: CAIRNoxSeasonal : (NOx) ==== | NWPP_Coal | West | Coal | Coal | 0 | 0 | 0 | 0 | 0 | 0 | Coal | 0 | 0 | 0 | 0 | 0 | 0
| ==== Emission Program: CAIRNoxSeasonal : (NOx) ==== | NWPP_Coal | West | Other Renew | Geo | 0 | 0 | 0 | 0 | 0 | 0 | Geo | 0 | 0 | 0 | 0 | 0 | 0
| ==== Emission Program: CAIRNoxSeasonal : (NOx) ==== | NWPP_Coal | West | Hydro | H | 0 | 0 | 0 | 0 | 0 | 0 | H | 0 | 0 | 0 | 0 | 0 | 0
| ==== Emission Program: CAIRNoxSeasonal : (NOx) ==== | NWPP_Coal | West | Other Renew | LFG | 0 | 0 | 0 | 0 | 0 | 0 | LFG | 0 | 0 | 0 | 0 | 0 | 0
| ==== Emission Program: CAIRNoxSeasonal : (NOx) ==== | NWPP_Coal | West | Nuclear | Nuc | 0 | 0 | 0 | 0 | 0 | 0 | Nuc | 0 | 0 | 0 | 0 | 0 | 0
| ==== Emission Program: CAIRNoxSeasonal : (NOx) ==== | NWPP_Coal | West | Other | PS | 0 | 0 | 0 | 0 | 0 | 0 | PS | 0 | 0 | 0 | 0 | 0 | 0
| ==== Emission Program: CAIRNoxSeasonal : (NOx) ==== | NWPP_Coal | West | Other Renew | PV | 0 | 0 | 0 | 0 | 0 | 0 | PV | 0 | 0 | 0 | 0 | 0 | 0
| ==== Emission Program: CAIRNoxSeasonal : (NOx) ==== | NWPP_Coal | West | CT | PeakG | 0 | 0 | 0 | 0 | 0 | 0 | PeakG | 0 | 0 | 0 | 0 | 0 | 0
| ==== Emission Program: CAIRNoxSeasonal : (NOx) ==== | NWPP_Coal | West | CT | PeakO | 0 | 0 | 0 | 0 | 0 | 0 | PeakO | 0 | 0 | 0 | 0 | 0 | 0
| ==== Emission Program: CAIRNoxSeasonal : (NOx) ==== | NWPP_Coal | West | Other Renew | ST | 0 | 0 | 0 | 0 | 0 | 0 | ST | 0 | 0 | 0 | 0 | 0 | 0
| ==== Emission Program: CAIRNoxSeasonal : (NOx) ==== | NWPP_Coal | West | Steam O/G | STOG | 0 | 0 | 0 | 0 | 0 | 0 | STOG | 0 | 0 | 0 | 0 | 0 | 0
| ==== Emission Program: CAIRNoxSeasonal : (NOx) ==== | NWPP_Coal | West | Other Renew | STWD | 0 | 0 | 0 | 0 | 0 | 0 | STWD | 0 | 0 | 0 | 0 | 0 | 0
| ==== Emission Program: CAIRNoxSeasonal : (NOx) ==== | NWPP_Coal | West | On-shore Wind | WT | 0 | 0 | 0 | 0 | 0 | 0 | WT | 0 | 0 | 0 | 0 | 0 | 0
| ==== Emission Program: CAIRNoxSeasonal : (NOx) ==== | NWPP_Coal | West | Coal | IGCC | 0 | 0 | 0 | 0 | 0 | 0 | IGCC | 0 | 0 | 0 | 0 | 0 | 0
| ==== Emission Program: CAIRNoxSeasonal : (NOx) ==== | NWPP_Coal | West | DR | DemandResponse | 0 | 0 | 0 | 0 | 0 | 0 | DemandResponse | 0 | 0 | 0 | 0 | 0 | 0
| ==== Emission Program: CAIRNoxSeasonal : (NOx) ==== | NWPP_Coal | West | Coal-CCS | IGCC-CCS | 0 | 0 | 0 | 0 | 0 | 0 | IGCC-CCS | 0 | 0 | 0 | 0 | 0 | 0
| ==== Emission Program: CAIRNoxSeasonal : (NOx) ==== | NWPP_Coal | West | Off-shore Wind | WT_off | 0 | 0 | 0 | 0 | 0 | 0 | WT_off | 0 | 0 | 0 | 0 | 0 | 0
| ==== Emission Program: CAIRNoxSeasonal : (NOx) ==== | NWPP_Coal | West | Other | PseudoUnit | 0 | 0 | 0 | 0 | 0 | 0 | PseudoUnit | 0 | 0 | 0 | 0 | 0 | 0
| ==== Emission Program: CAIRNoxSeasonal : (NOx) ==== | NWPP_Coal | West | HQ/Maritimes | FixedInterchange | 0 | 0 | 0 | 0 | 0 | 0 | FixedInterchange | 0 | 0 | 0 | 0 | 0 | 0
==== Emission Program: CAIRNoxSeasonal : (NOx) ====
| ==== Emission Program: CAIRNoxSeasonal : (NOx) ==== |  |  |  | Emission Cost by Reporting Type: NWPP_Gas | [6 empty] | Emission Cost by Reporting Type: NWPP_Gas
| ==== Emission Program: CAIRNoxSeasonal : (NOx) ==== |  |  |  | ReportingType | 2015 | 2020 | 2025 | 2030 | 2035 | 2040 | ReportingType | 2015 | 2020 | 2025 | 2030 | 2035 | 2040
| ==== Emission Program: CAIRNoxSeasonal : (NOx) ==== | NWPP_Gas | West | Other Renew | BM | 0 | 0 | 0 | 0 | 0 | 0 | BM | 0 | 0 | 0 | 0 | 0 | 0
| ==== Emission Program: CAIRNoxSeasonal : (NOx) ==== | NWPP_Gas | West | CC | CC | 0 | 0 | 0 | 0 | 0 | 0 | CC | 0 | 0 | 0 | 0 | 0 | 0
| ==== Emission Program: CAIRNoxSeasonal : (NOx) ==== | NWPP_Gas | West | Other Renew | CSP | 0 | 0 | 0 | 0 | 0 | 0 | CSP | 0 | 0 | 0 | 0 | 0 | 0
| ==== Emission Program: CAIRNoxSeasonal : (NOx) ==== | NWPP_Gas | West | CT | CT | 0 | 0 | 0 | 0 | 0 | 0 | CT | 0 | 0 | 0 | 0 | 0 | 0
| ==== Emission Program: CAIRNoxSeasonal : (NOx) ==== | NWPP_Gas | West | Coal | Coal | 0 | 0 | 0 | 0 | 0 | 0 | Coal | 0 | 0 | 0 | 0 | 0 | 0
| ==== Emission Program: CAIRNoxSeasonal : (NOx) ==== | NWPP_Gas | West | Other Renew | Geo | 0 | 0 | 0 | 0 | 0 | 0 | Geo | 0 | 0 | 0 | 0 | 0 | 0
| ==== Emission Program: CAIRNoxSeasonal : (NOx) ==== | NWPP_Gas | West | Hydro | H | 0 | 0 | 0 | 0 | 0 | 0 | H | 0 | 0 | 0 | 0 | 0 | 0
| ==== Emission Program: CAIRNoxSeasonal : (NOx) ==== | NWPP_Gas | West | Other Renew | LFG | 0 | 0 | 0 | 0 | 0 | 0 | LFG | 0 | 0 | 0 | 0 | 0 | 0
| ==== Emission Program: CAIRNoxSeasonal : (NOx) ==== | NWPP_Gas | West | Nuclear | Nuc | 0 | 0 | 0 | 0 | 0 | 0 | Nuc | 0 | 0 | 0 | 0 | 0 | 0
| ==== Emission Program: CAIRNoxSeasonal : (NOx) ==== | NWPP_Gas | West | Other | PS | 0 | 0 | 0 | 0 | 0 | 0 | PS | 0 | 0 | 0 | 0 | 0 | 0
| ==== Emission Program: CAIRNoxSeasonal : (NOx) ==== | NWPP_Gas | West | Other Renew | PV | 0 | 0 | 0 | 0 | 0 | 0 | PV | 0 | 0 | 0 | 0 | 0 | 0
| ==== Emission Program: CAIRNoxSeasonal : (NOx) ==== | NWPP_Gas | West | CT | PeakG | 0 | 0 | 0 | 0 | 0 | 0 | PeakG | 0 | 0 | 0 | 0 | 0 | 0
| ==== Emission Program: CAIRNoxSeasonal : (NOx) ==== | NWPP_Gas | West | CT | PeakO | 0 | 0 | 0 | 0 | 0 | 0 | PeakO | 0 | 0 | 0 | 0 | 0 | 0
| ==== Emission Program: CAIRNoxSeasonal : (NOx) ==== | NWPP_Gas | West | Other Renew | ST | 0 | 0 | 0 | 0 | 0 | 0 | ST | 0 | 0 | 0 | 0 | 0 | 0
| ==== Emission Program: CAIRNoxSeasonal : (NOx) ==== | NWPP_Gas | West | Steam O/G | STOG | 0 | 0 | 0 | 0 | 0 | 0 | STOG | 0 | 0 | 0 | 0 | 0 | 0
| ==== Emission Program: CAIRNoxSeasonal : (NOx) ==== | NWPP_Gas | West | Other Renew | STWD | 0 | 0 | 0 | 0 | 0 | 0 | STWD | 0 | 0 | 0 | 0 | 0 | 0
| ==== Emission Program: CAIRNoxSeasonal : (NOx) ==== | NWPP_Gas | West | On-shore Wind | WT | 0 | 0 | 0 | 0 | 0 | 0 | WT | 0 | 0 | 0 | 0 | 0 | 0
| ==== Emission Program: CAIRNoxSeasonal : (NOx) ==== | NWPP_Gas | West | Coal | IGCC | 0 | 0 | 0 | 0 | 0 | 0 | IGCC | 0 | 0 | 0 | 0 | 0 | 0
| ==== Emission Program: CAIRNoxSeasonal : (NOx) ==== | NWPP_Gas | West | DR | DemandResponse | 0 | 0 | 0 | 0 | 0 | 0 | DemandResponse | 0 | 0 | 0 | 0 | 0 | 0
| ==== Emission Program: CAIRNoxSeasonal : (NOx) ==== | NWPP_Gas | West | Coal-CCS | IGCC-CCS | 0 | 0 | 0 | 0 | 0 | 0 | IGCC-CCS | 0 | 0 | 0 | 0 | 0 | 0
| ==== Emission Program: CAIRNoxSeasonal : (NOx) ==== | NWPP_Gas | West | Off-shore Wind | WT_off | 0 | 0 | 0 | 0 | 0 | 0 | WT_off | 0 | 0 | 0 | 0 | 0 | 0
| ==== Emission Program: CAIRNoxSeasonal : (NOx) ==== | NWPP_Gas | West | Other | PseudoUnit | 0 | 0 | 0 | 0 | 0 | 0 | PseudoUnit | 0 | 0 | 0 | 0 | 0 | 0
| ==== Emission Program: CAIRNoxSeasonal : (NOx) ==== | NWPP_Gas | West | HQ/Maritimes | FixedInterchange | 0 | 0 | 0 | 0 | 0 | 0 | FixedInterchange | 0 | 0 | 0 | 0 | 0 | 0
==== Emission Program: CAIRNoxSeasonal : (NOx) ====
| ==== Emission Program: CAIRNoxSeasonal : (NOx) ==== |  |  |  | Emission Cost by Reporting Type: NWPP_NucRenew | [6 empty] | Emission Cost by Reporting Type: NWPP_NucRenew
| ==== Emission Program: CAIRNoxSeasonal : (NOx) ==== |  |  |  | ReportingType | 2015 | 2020 | 2025 | 2030 | 2035 | 2040 | ReportingType | 2015 | 2020 | 2025 | 2030 | 2035 | 2040
| ==== Emission Program: CAIRNoxSeasonal : (NOx) ==== | NWPP_NucRenew | West | Other Renew | BM | 0 | 0 | 0 | 0 | 0 | 0 | BM | 0 | 0 | 0 | 0 | 0 | 0
| ==== Emission Program: CAIRNoxSeasonal : (NOx) ==== | NWPP_NucRenew | West | CC | CC | 0 | 0 | 0 | 0 | 0 | 0 | CC | 0 | 0 | 0 | 0 | 0 | 0
| ==== Emission Program: CAIRNoxSeasonal : (NOx) ==== | NWPP_NucRenew | West | Other Renew | CSP | 0 | 0 | 0 | 0 | 0 | 0 | CSP | 0 | 0 | 0 | 0 | 0 | 0
| ==== Emission Program: CAIRNoxSeasonal : (NOx) ==== | NWPP_NucRenew | West | CT | CT | 0 | 0 | 0 | 0 | 0 | 0 | CT | 0 | 0 | 0 | 0 | 0 | 0
| ==== Emission Program: CAIRNoxSeasonal : (NOx) ==== | NWPP_NucRenew | West | Coal | Coal | 0 | 0 | 0 | 0 | 0 | 0 | Coal | 0 | 0 | 0 | 0 | 0 | 0
| ==== Emission Program: CAIRNoxSeasonal : (NOx) ==== | NWPP_NucRenew | West | Other Renew | Geo | 0 | 0 | 0 | 0 | 0 | 0 | Geo | 0 | 0 | 0 | 0 | 0 | 0
| ==== Emission Program: CAIRNoxSeasonal : (NOx) ==== | NWPP_NucRenew | West | Hydro | H | 0 | 0 | 0 | 0 | 0 | 0 | H | 0 | 0 | 0 | 0 | 0 | 0
| ==== Emission Program: CAIRNoxSeasonal : (NOx) ==== | NWPP_NucRenew | West | Other Renew | LFG | 0 | 0 | 0 | 0 | 0 | 0 | LFG | 0 | 0 | 0 | 0 | 0 | 0
| ==== Emission Program: CAIRNoxSeasonal : (NOx) ==== | NWPP_NucRenew | West | Nuclear | Nuc | 0 | 0 | 0 | 0 | 0 | 0 | Nuc | 0 | 0 | 0 | 0 | 0 | 0
| ==== Emission Program: CAIRNoxSeasonal : (NOx) ==== | NWPP_NucRenew | West | Other | PS | 0 | 0 | 0 | 0 | 0 | 0 | PS | 0 | 0 | 0 | 0 | 0 | 0
| ==== Emission Program: CAIRNoxSeasonal : (NOx) ==== | NWPP_NucRenew | West | Other Renew | PV | 0 | 0 | 0 | 0 | 0 | 0 | PV | 0 | 0 | 0 | 0 | 0 | 0
| ==== Emission Program: CAIRNoxSeasonal : (NOx) ==== | NWPP_NucRenew | West | CT | PeakG | 0 | 0 | 0 | 0 | 0 | 0 | PeakG | 0 | 0 | 0 | 0 | 0 | 0
| ==== Emission Program: CAIRNoxSeasonal : (NOx) ==== | NWPP_NucRenew | West | CT | PeakO | 0 | 0 | 0 | 0 | 0 | 0 | PeakO | 0 | 0 | 0 | 0 | 0 | 0
| ==== Emission Program: CAIRNoxSeasonal : (NOx) ==== | NWPP_NucRenew | West | Other Renew | ST | 0 | 0 | 0 | 0 | 0 | 0 | ST | 0 | 0 | 0 | 0 | 0 | 0
| ==== Emission Program: CAIRNoxSeasonal : (NOx) ==== | NWPP_NucRenew | West | Steam O/G | STOG | 0 | 0 | 0 | 0 | 0 | 0 | STOG | 0 | 0 | 0 | 0 | 0 | 0
| ==== Emission Program: CAIRNoxSeasonal : (NOx) ==== | NWPP_NucRenew | West | Other Renew | STWD | 0 | 0 | 0 | 0 | 0 | 0 | STWD | 0 | 0 | 0 | 0 | 0 | 0
| ==== Emission Program: CAIRNoxSeasonal : (NOx) ==== | NWPP_NucRenew | West | On-shore Wind | WT | 0 | 0 | 0 | 0 | 0 | 0 | WT | 0 | 0 | 0 | 0 | 0 | 0
| ==== Emission Program: CAIRNoxSeasonal : (NOx) ==== | NWPP_NucRenew | West | Coal | IGCC | 0 | 0 | 0 | 0 | 0 | 0 | IGCC | 0 | 0 | 0 | 0 | 0 | 0
| ==== Emission Program: CAIRNoxSeasonal : (NOx) ==== | NWPP_NucRenew | West | DR | DemandResponse | 0 | 0 | 0 | 0 | 0 | 0 | DemandResponse | 0 | 0 | 0 | 0 | 0 | 0
| ==== Emission Program: CAIRNoxSeasonal : (NOx) ==== | NWPP_NucRenew | West | Coal-CCS | IGCC-CCS | 0 | 0 | 0 | 0 | 0 | 0 | IGCC-CCS | 0 | 0 | 0 | 0 | 0 | 0
| ==== Emission Program: CAIRNoxSeasonal : (NOx) ==== | NWPP_NucRenew | West | Off-shore Wind | WT_off | 0 | 0 | 0 | 0 | 0 | 0 | WT_off | 0 | 0 | 0 | 0 | 0 | 0
| ==== Emission Program: CAIRNoxSeasonal : (NOx) ==== | NWPP_NucRenew | West | Other | PseudoUnit | 0 | 0 | 0 | 0 | 0 | 0 | PseudoUnit | 0 | 0 | 0 | 0 | 0 | 0
| ==== Emission Program: CAIRNoxSeasonal : (NOx) ==== | NWPP_NucRenew | West | HQ/Maritimes | FixedInterchange | 0 | 0 | 0 | 0 | 0 | 0 | FixedInterchange | 0 | 0 | 0 | 0 | 0 | 0
==== Emission Program: CAIRNoxSeasonal : (NOx) ====
| ==== Emission Program: CAIRNoxSeasonal : (NOx) ==== |  |  |  | Emission Cost by Reporting Type: RMPA | [6 empty] | Emission Cost by Reporting Type: RMPA
| ==== Emission Program: CAIRNoxSeasonal : (NOx) ==== |  |  |  | ReportingType | 2015 | 2020 | 2025 | 2030 | 2035 | 2040 | ReportingType | 2015 | 2020 | 2025 | 2030 | 2035 | 2040
| ==== Emission Program: CAIRNoxSeasonal : (NOx) ==== | RMPA | West | Other Renew | BM | 0 | 0 | 0 | 0 | 0 | 0 | BM | 0 | 0 | 0 | 0 | 0 | 0
| ==== Emission Program: CAIRNoxSeasonal : (NOx) ==== | RMPA | West | CC | CC | 0 | 0 | 0 | 0 | 0 | 0 | CC | 0 | 0 | 0 | 0 | 0 | 0
| ==== Emission Program: CAIRNoxSeasonal : (NOx) ==== | RMPA | West | Other Renew | CSP | 0 | 0 | 0 | 0 | 0 | 0 | CSP | 0 | 0 | 0 | 0 | 0 | 0
| ==== Emission Program: CAIRNoxSeasonal : (NOx) ==== | RMPA | West | CT | CT | 0 | 0 | 0 | 0 | 0 | 0 | CT | 0 | 0 | 0 | 0 | 0 | 0
| ==== Emission Program: CAIRNoxSeasonal : (NOx) ==== | RMPA | West | Coal | Coal | 0 | 0 | 0 | 0 | 0 | 0 | Coal | 0 | 0 | 0 | 0 | 0 | 0
| ==== Emission Program: CAIRNoxSeasonal : (NOx) ==== | RMPA | West | Other Renew | Geo | 0 | 0 | 0 | 0 | 0 | 0 | Geo | 0 | 0 | 0 | 0 | 0 | 0
| ==== Emission Program: CAIRNoxSeasonal : (NOx) ==== | RMPA | West | Hydro | H | 0 | 0 | 0 | 0 | 0 | 0 | H | 0 | 0 | 0 | 0 | 0 | 0
| ==== Emission Program: CAIRNoxSeasonal : (NOx) ==== | RMPA | West | Other Renew | LFG | 0 | 0 | 0 | 0 | 0 | 0 | LFG | 0 | 0 | 0 | 0 | 0 | 0
| ==== Emission Program: CAIRNoxSeasonal : (NOx) ==== | RMPA | West | Nuclear | Nuc | 0 | 0 | 0 | 0 | 0 | 0 | Nuc | 0 | 0 | 0 | 0 | 0 | 0
| ==== Emission Program: CAIRNoxSeasonal : (NOx) ==== | RMPA | West | Other | PS | 0 | 0 | 0 | 0 | 0 | 0 | PS | 0 | 0 | 0 | 0 | 0 | 0
| ==== Emission Program: CAIRNoxSeasonal : (NOx) ==== | RMPA | West | Other Renew | PV | 0 | 0 | 0 | 0 | 0 | 0 | PV | 0 | 0 | 0 | 0 | 0 | 0
| ==== Emission Program: CAIRNoxSeasonal : (NOx) ==== | RMPA | West | CT | PeakG | 0 | 0 | 0 | 0 | 0 | 0 | PeakG | 0 | 0 | 0 | 0 | 0 | 0
| ==== Emission Program: CAIRNoxSeasonal : (NOx) ==== | RMPA | West | CT | PeakO | 0 | 0 | 0 | 0 | 0 | 0 | PeakO | 0 | 0 | 0 | 0 | 0 | 0
| ==== Emission Program: CAIRNoxSeasonal : (NOx) ==== | RMPA | West | Other Renew | ST | 0 | 0 | 0 | 0 | 0 | 0 | ST | 0 | 0 | 0 | 0 | 0 | 0
| ==== Emission Program: CAIRNoxSeasonal : (NOx) ==== | RMPA | West | Steam O/G | STOG | 0 | 0 | 0 | 0 | 0 | 0 | STOG | 0 | 0 | 0 | 0 | 0 | 0
| ==== Emission Program: CAIRNoxSeasonal : (NOx) ==== | RMPA | West | Other Renew | STWD | 0 | 0 | 0 | 0 | 0 | 0 | STWD | 0 | 0 | 0 | 0 | 0 | 0
| ==== Emission Program: CAIRNoxSeasonal : (NOx) ==== | RMPA | West | On-shore Wind | WT | 0 | 0 | 0 | 0 | 0 | 0 | WT | 0 | 0 | 0 | 0 | 0 | 0
| ==== Emission Program: CAIRNoxSeasonal : (NOx) ==== | RMPA | West | Coal | IGCC | 0 | 0 | 0 | 0 | 0 | 0 | IGCC | 0 | 0 | 0 | 0 | 0 | 0
| ==== Emission Program: CAIRNoxSeasonal : (NOx) ==== | RMPA | West | DR | DemandResponse | 0 | 0 | 0 | 0 | 0 | 0 | DemandResponse | 0 | 0 | 0 | 0 | 0 | 0
| ==== Emission Program: CAIRNoxSeasonal : (NOx) ==== | RMPA | West | Coal-CCS | IGCC-CCS | 0 | 0 | 0 | 0 | 0 | 0 | IGCC-CCS | 0 | 0 | 0 | 0 | 0 | 0
| ==== Emission Program: CAIRNoxSeasonal : (NOx) ==== | RMPA | West | Off-shore Wind | WT_off | 0 | 0 | 0 | 0 | 0 | 0 | WT_off | 0 | 0 | 0 | 0 | 0 | 0
| ==== Emission Program: CAIRNoxSeasonal : (NOx) ==== | RMPA | West | Other | PseudoUnit | 0 | 0 | 0 | 0 | 0 | 0 | PseudoUnit | 0 | 0 | 0 | 0 | 0 | 0
| ==== Emission Program: CAIRNoxSeasonal : (NOx) ==== | RMPA | West | HQ/Maritimes | FixedInterchange | 0 | 0 | 0 | 0 | 0 | 0 | FixedInterchange | 0 | 0 | 0 | 0 | 0 | 0
==== Emission Program: CAIRNoxSeasonal : (NOx) ====
| ==== Emission Program: CAIRNoxSeasonal : (NOx) ==== |  |  |  | Emission Cost by Reporting Type: SP15 | [6 empty] | Emission Cost by Reporting Type: SP15
| ==== Emission Program: CAIRNoxSeasonal : (NOx) ==== |  |  |  | ReportingType | 2015 | 2020 | 2025 | 2030 | 2035 | 2040 | ReportingType | 2015 | 2020 | 2025 | 2030 | 2035 | 2040
| ==== Emission Program: CAIRNoxSeasonal : (NOx) ==== | SP15 | West | Other Renew | BM | 0 | 0 | 0 | 0 | 0 | 0 | BM | 0 | 0 | 0 | 0 | 0 | 0
| ==== Emission Program: CAIRNoxSeasonal : (NOx) ==== | SP15 | West | CC | CC | 0 | 0 | 0 | 0 | 0 | 0 | CC | 0 | 0 | 0 | 0 | 0 | 0
| ==== Emission Program: CAIRNoxSeasonal : (NOx) ==== | SP15 | West | Other Renew | CSP | 0 | 0 | 0 | 0 | 0 | 0 | CSP | 0 | 0 | 0 | 0 | 0 | 0
| ==== Emission Program: CAIRNoxSeasonal : (NOx) ==== | SP15 | West | CT | CT | 0 | 0 | 0 | 0 | 0 | 0 | CT | 0 | 0 | 0 | 0 | 0 | 0
| ==== Emission Program: CAIRNoxSeasonal : (NOx) ==== | SP15 | West | Coal | Coal | 0 | 0 | 0 | 0 | 0 | 0 | Coal | 0 | 0 | 0 | 0 | 0 | 0
| ==== Emission Program: CAIRNoxSeasonal : (NOx) ==== | SP15 | West | Other Renew | Geo | 0 | 0 | 0 | 0 | 0 | 0 | Geo | 0 | 0 | 0 | 0 | 0 | 0
| ==== Emission Program: CAIRNoxSeasonal : (NOx) ==== | SP15 | West | Hydro | H | 0 | 0 | 0 | 0 | 0 | 0 | H | 0 | 0 | 0 | 0 | 0 | 0
| ==== Emission Program: CAIRNoxSeasonal : (NOx) ==== | SP15 | West | Other Renew | LFG | 0 | 0 | 0 | 0 | 0 | 0 | LFG | 0 | 0 | 0 | 0 | 0 | 0
| ==== Emission Program: CAIRNoxSeasonal : (NOx) ==== | SP15 | West | Nuclear | Nuc | 0 | 0 | 0 | 0 | 0 | 0 | Nuc | 0 | 0 | 0 | 0 | 0 | 0
| ==== Emission Program: CAIRNoxSeasonal : (NOx) ==== | SP15 | West | Other | PS | 0 | 0 | 0 | 0 | 0 | 0 | PS | 0 | 0 | 0 | 0 | 0 | 0
| ==== Emission Program: CAIRNoxSeasonal : (NOx) ==== | SP15 | West | Other Renew | PV | 0 | 0 | 0 | 0 | 0 | 0 | PV | 0 | 0 | 0 | 0 | 0 | 0
| ==== Emission Program: CAIRNoxSeasonal : (NOx) ==== | SP15 | West | CT | PeakG | 0 | 0 | 0 | 0 | 0 | 0 | PeakG | 0 | 0 | 0 | 0 | 0 | 0
| ==== Emission Program: CAIRNoxSeasonal : (NOx) ==== | SP15 | West | CT | PeakO | 0 | 0 | 0 | 0 | 0 | 0 | PeakO | 0 | 0 | 0 | 0 | 0 | 0
| ==== Emission Program: CAIRNoxSeasonal : (NOx) ==== | SP15 | West | Other Renew | ST | 0 | 0 | 0 | 0 | 0 | 0 | ST | 0 | 0 | 0 | 0 | 0 | 0
| ==== Emission Program: CAIRNoxSeasonal : (NOx) ==== | SP15 | West | Steam O/G | STOG | 0 | 0 | 0 | 0 | 0 | 0 | STOG | 0 | 0 | 0 | 0 | 0 | 0
| ==== Emission Program: CAIRNoxSeasonal : (NOx) ==== | SP15 | West | Other Renew | STWD | 0 | 0 | 0 | 0 | 0 | 0 | STWD | 0 | 0 | 0 | 0 | 0 | 0
| ==== Emission Program: CAIRNoxSeasonal : (NOx) ==== | SP15 | West | On-shore Wind | WT | 0 | 0 | 0 | 0 | 0 | 0 | WT | 0 | 0 | 0 | 0 | 0 | 0
| ==== Emission Program: CAIRNoxSeasonal : (NOx) ==== | SP15 | West | Coal | IGCC | 0 | 0 | 0 | 0 | 0 | 0 | IGCC | 0 | 0 | 0 | 0 | 0 | 0
| ==== Emission Program: CAIRNoxSeasonal : (NOx) ==== | SP15 | West | DR | DemandResponse | 0 | 0 | 0 | 0 | 0 | 0 | DemandResponse | 0 | 0 | 0 | 0 | 0 | 0
| ==== Emission Program: CAIRNoxSeasonal : (NOx) ==== | SP15 | West | Coal-CCS | IGCC-CCS | 0 | 0 | 0 | 0 | 0 | 0 | IGCC-CCS | 0 | 0 | 0 | 0 | 0 | 0
| ==== Emission Program: CAIRNoxSeasonal : (NOx) ==== | SP15 | West | Off-shore Wind | WT_off | 0 | 0 | 0 | 0 | 0 | 0 | WT_off | 0 | 0 | 0 | 0 | 0 | 0
| ==== Emission Program: CAIRNoxSeasonal : (NOx) ==== | SP15 | West | Other | PseudoUnit | 0 | 0 | 0 | 0 | 0 | 0 | PseudoUnit | 0 | 0 | 0 | 0 | 0 | 0
| ==== Emission Program: CAIRNoxSeasonal : (NOx) ==== | SP15 | West | HQ/Maritimes | FixedInterchange | 0 | 0 | 0 | 0 | 0 | 0 | FixedInterchange | 0 | 0 | 0 | 0 | 0 | 0
==== Emission Program: CAIRNoxSeasonal : (NOx) ====
| ==== Emission Program: CAIRNoxSeasonal : (NOx) ==== |  |  |  | Emission Cost by Reporting Type: ALB | [6 empty] | Emission Cost by Reporting Type: ALB
| ==== Emission Program: CAIRNoxSeasonal : (NOx) ==== |  |  |  | ReportingType | 2015 | 2020 | 2025 | 2030 | 2035 | 2040 | ReportingType | 2015 | 2020 | 2025 | 2030 | 2035 | 2040
| ==== Emission Program: CAIRNoxSeasonal : (NOx) ==== | ALB | West | Other Renew | BM | 0 | 0 | 0 | 0 | 0 | 0 | BM | 0 | 0 | 0 | 0 | 0 | 0
| ==== Emission Program: CAIRNoxSeasonal : (NOx) ==== | ALB | West | CC | CC | 0 | 0 | 0 | 0 | 0 | 0 | CC | 0 | 0 | 0 | 0 | 0 | 0
| ==== Emission Program: CAIRNoxSeasonal : (NOx) ==== | ALB | West | Other Renew | CSP | 0 | 0 | 0 | 0 | 0 | 0 | CSP | 0 | 0 | 0 | 0 | 0 | 0
| ==== Emission Program: CAIRNoxSeasonal : (NOx) ==== | ALB | West | CT | CT | 0 | 0 | 0 | 0 | 0 | 0 | CT | 0 | 0 | 0 | 0 | 0 | 0
| ==== Emission Program: CAIRNoxSeasonal : (NOx) ==== | ALB | West | Coal | Coal | 0 | 0 | 0 | 0 | 0 | 0 | Coal | 0 | 0 | 0 | 0 | 0 | 0
| ==== Emission Program: CAIRNoxSeasonal : (NOx) ==== | ALB | West | Other Renew | Geo | 0 | 0 | 0 | 0 | 0 | 0 | Geo | 0 | 0 | 0 | 0 | 0 | 0
| ==== Emission Program: CAIRNoxSeasonal : (NOx) ==== | ALB | West | Hydro | H | 0 | 0 | 0 | 0 | 0 | 0 | H | 0 | 0 | 0 | 0 | 0 | 0
| ==== Emission Program: CAIRNoxSeasonal : (NOx) ==== | ALB | West | Other Renew | LFG | 0 | 0 | 0 | 0 | 0 | 0 | LFG | 0 | 0 | 0 | 0 | 0 | 0
| ==== Emission Program: CAIRNoxSeasonal : (NOx) ==== | ALB | West | Nuclear | Nuc | 0 | 0 | 0 | 0 | 0 | 0 | Nuc | 0 | 0 | 0 | 0 | 0 | 0
| ==== Emission Program: CAIRNoxSeasonal : (NOx) ==== | ALB | West | Other | PS | 0 | 0 | 0 | 0 | 0 | 0 | PS | 0 | 0 | 0 | 0 | 0 | 0
| ==== Emission Program: CAIRNoxSeasonal : (NOx) ==== | ALB | West | Other Renew | PV | 0 | 0 | 0 | 0 | 0 | 0 | PV | 0 | 0 | 0 | 0 | 0 | 0
| ==== Emission Program: CAIRNoxSeasonal : (NOx) ==== | ALB | West | CT | PeakG | 0 | 0 | 0 | 0 | 0 | 0 | PeakG | 0 | 0 | 0 | 0 | 0 | 0
| ==== Emission Program: CAIRNoxSeasonal : (NOx) ==== | ALB | West | CT | PeakO | 0 | 0 | 0 | 0 | 0 | 0 | PeakO | 0 | 0 | 0 | 0 | 0 | 0
| ==== Emission Program: CAIRNoxSeasonal : (NOx) ==== | ALB | West | Other Renew | ST | 0 | 0 | 0 | 0 | 0 | 0 | ST | 0 | 0 | 0 | 0 | 0 | 0
| ==== Emission Program: CAIRNoxSeasonal : (NOx) ==== | ALB | West | Steam O/G | STOG | 0 | 0 | 0 | 0 | 0 | 0 | STOG | 0 | 0 | 0 | 0 | 0 | 0
| ==== Emission Program: CAIRNoxSeasonal : (NOx) ==== | ALB | West | Other Renew | STWD | 0 | 0 | 0 | 0 | 0 | 0 | STWD | 0 | 0 | 0 | 0 | 0 | 0
| ==== Emission Program: CAIRNoxSeasonal : (NOx) ==== | ALB | West | On-shore Wind | WT | 0 | 0 | 0 | 0 | 0 | 0 | WT | 0 | 0 | 0 | 0 | 0 | 0
| ==== Emission Program: CAIRNoxSeasonal : (NOx) ==== | ALB | West | Coal | IGCC | 0 | 0 | 0 | 0 | 0 | 0 | IGCC | 0 | 0 | 0 | 0 | 0 | 0
| ==== Emission Program: CAIRNoxSeasonal : (NOx) ==== | ALB | West | DR | DemandResponse | 0 | 0 | 0 | 0 | 0 | 0 | DemandResponse | 0 | 0 | 0 | 0 | 0 | 0
| ==== Emission Program: CAIRNoxSeasonal : (NOx) ==== | ALB | West | Coal-CCS | IGCC-CCS | 0 | 0 | 0 | 0 | 0 | 0 | IGCC-CCS | 0 | 0 | 0 | 0 | 0 | 0
| ==== Emission Program: CAIRNoxSeasonal : (NOx) ==== | ALB | West | Off-shore Wind | WT_off | 0 | 0 | 0 | 0 | 0 | 0 | WT_off | 0 | 0 | 0 | 0 | 0 | 0
| ==== Emission Program: CAIRNoxSeasonal : (NOx) ==== | ALB | West | Other | PseudoUnit | 0 | 0 | 0 | 0 | 0 | 0 | PseudoUnit | 0 | 0 | 0 | 0 | 0 | 0
| ==== Emission Program: CAIRNoxSeasonal : (NOx) ==== | ALB | West | HQ/Maritimes | FixedInterchange | 0 | 0 | 0 | 0 | 0 | 0 | FixedInterchange | 0 | 0 | 0 | 0 | 0 | 0
==== Emission Program: CAIRNoxSeasonal : (NOx) ====
| ==== Emission Program: CAIRNoxSeasonal : (NOx) ==== |  |  |  | Emission Cost by Reporting Type: BC | [6 empty] | Emission Cost by Reporting Type: BC
| ==== Emission Program: CAIRNoxSeasonal : (NOx) ==== |  |  |  | ReportingType | 2015 | 2020 | 2025 | 2030 | 2035 | 2040 | ReportingType | 2015 | 2020 | 2025 | 2030 | 2035 | 2040
| ==== Emission Program: CAIRNoxSeasonal : (NOx) ==== | BC | West | Other Renew | BM | 0 | 0 | 0 | 0 | 0 | 0 | BM | 0 | 0 | 0 | 0 | 0 | 0
| ==== Emission Program: CAIRNoxSeasonal : (NOx) ==== | BC | West | CC | CC | 0 | 0 | 0 | 0 | 0 | 0 | CC | 0 | 0 | 0 | 0 | 0 | 0
| ==== Emission Program: CAIRNoxSeasonal : (NOx) ==== | BC | West | Other Renew | CSP | 0 | 0 | 0 | 0 | 0 | 0 | CSP | 0 | 0 | 0 | 0 | 0 | 0
| ==== Emission Program: CAIRNoxSeasonal : (NOx) ==== | BC | West | CT | CT | 0 | 0 | 0 | 0 | 0 | 0 | CT | 0 | 0 | 0 | 0 | 0 | 0
| ==== Emission Program: CAIRNoxSeasonal : (NOx) ==== | BC | West | Coal | Coal | 0 | 0 | 0 | 0 | 0 | 0 | Coal | 0 | 0 | 0 | 0 | 0 | 0
| ==== Emission Program: CAIRNoxSeasonal : (NOx) ==== | BC | West | Other Renew | Geo | 0 | 0 | 0 | 0 | 0 | 0 | Geo | 0 | 0 | 0 | 0 | 0 | 0
| ==== Emission Program: CAIRNoxSeasonal : (NOx) ==== | BC | West | Hydro | H | 0 | 0 | 0 | 0 | 0 | 0 | H | 0 | 0 | 0 | 0 | 0 | 0
| ==== Emission Program: CAIRNoxSeasonal : (NOx) ==== | BC | West | Other Renew | LFG | 0 | 0 | 0 | 0 | 0 | 0 | LFG | 0 | 0 | 0 | 0 | 0 | 0
| ==== Emission Program: CAIRNoxSeasonal : (NOx) ==== | BC | West | Nuclear | Nuc | 0 | 0 | 0 | 0 | 0 | 0 | Nuc | 0 | 0 | 0 | 0 | 0 | 0
| ==== Emission Program: CAIRNoxSeasonal : (NOx) ==== | BC | West | Other | PS | 0 | 0 | 0 | 0 | 0 | 0 | PS | 0 | 0 | 0 | 0 | 0 | 0
| ==== Emission Program: CAIRNoxSeasonal : (NOx) ==== | BC | West | Other Renew | PV | 0 | 0 | 0 | 0 | 0 | 0 | PV | 0 | 0 | 0 | 0 | 0 | 0
| ==== Emission Program: CAIRNoxSeasonal : (NOx) ==== | BC | West | CT | PeakG | 0 | 0 | 0 | 0 | 0 | 0 | PeakG | 0 | 0 | 0 | 0 | 0 | 0
| ==== Emission Program: CAIRNoxSeasonal : (NOx) ==== | BC | West | CT | PeakO | 0 | 0 | 0 | 0 | 0 | 0 | PeakO | 0 | 0 | 0 | 0 | 0 | 0
| ==== Emission Program: CAIRNoxSeasonal : (NOx) ==== | BC | West | Other Renew | ST | 0 | 0 | 0 | 0 | 0 | 0 | ST | 0 | 0 | 0 | 0 | 0 | 0
| ==== Emission Program: CAIRNoxSeasonal : (NOx) ==== | BC | West | Steam O/G | STOG | 0 | 0 | 0 | 0 | 0 | 0 | STOG | 0 | 0 | 0 | 0 | 0 | 0
| ==== Emission Program: CAIRNoxSeasonal : (NOx) ==== | BC | West | Other Renew | STWD | 0 | 0 | 0 | 0 | 0 | 0 | STWD | 0 | 0 | 0 | 0 | 0 | 0
| ==== Emission Program: CAIRNoxSeasonal : (NOx) ==== | BC | West | On-shore Wind | WT | 0 | 0 | 0 | 0 | 0 | 0 | WT | 0 | 0 | 0 | 0 | 0 | 0
| ==== Emission Program: CAIRNoxSeasonal : (NOx) ==== | BC | West | Coal | IGCC | 0 | 0 | 0 | 0 | 0 | 0 | IGCC | 0 | 0 | 0 | 0 | 0 | 0
| ==== Emission Program: CAIRNoxSeasonal : (NOx) ==== | BC | West | DR | DemandResponse | 0 | 0 | 0 | 0 | 0 | 0 | DemandResponse | 0 | 0 | 0 | 0 | 0 | 0
| ==== Emission Program: CAIRNoxSeasonal : (NOx) ==== | BC | West | Coal-CCS | IGCC-CCS | 0 | 0 | 0 | 0 | 0 | 0 | IGCC-CCS | 0 | 0 | 0 | 0 | 0 | 0
| ==== Emission Program: CAIRNoxSeasonal : (NOx) ==== | BC | West | Off-shore Wind | WT_off | 0 | 0 | 0 | 0 | 0 | 0 | WT_off | 0 | 0 | 0 | 0 | 0 | 0
| ==== Emission Program: CAIRNoxSeasonal : (NOx) ==== | BC | West | Other | PseudoUnit | 0 | 0 | 0 | 0 | 0 | 0 | PseudoUnit | 0 | 0 | 0 | 0 | 0 | 0
| ==== Emission Program: CAIRNoxSeasonal : (NOx) ==== | BC | West | HQ/Maritimes | FixedInterchange | 0 | 0 | 0 | 0 | 0 | 0 | FixedInterchange | 0 | 0 | 0 | 0 | 0 | 0
==== Emission Program: CAIRNoxSeasonal : (NOx) ====
| ==== Emission Program: CAIRNoxSeasonal : (NOx) ==== |  |  |  | Emission Cost by Reporting Type: HQ_IESO | [6 empty] | Emission Cost by Reporting Type: HQ_IESO
| ==== Emission Program: CAIRNoxSeasonal : (NOx) ==== |  |  |  | ReportingType | 2015 | 2020 | 2025 | 2030 | 2035 | 2040 | ReportingType | 2015 | 2020 | 2025 | 2030 | 2035 | 2040
| ==== Emission Program: CAIRNoxSeasonal : (NOx) ==== | HQ_IESO | HQ/Maritimes | Other Renew | BM | 0 | 0 | 0 | 0 | 0 | 0 | BM | 0 | 0 | 0 | 0 | 0 | 0
| ==== Emission Program: CAIRNoxSeasonal : (NOx) ==== | HQ_IESO | HQ/Maritimes | CC | CC | 0 | 0 | 0 | 0 | 0 | 0 | CC | 0 | 0 | 0 | 0 | 0 | 0
| ==== Emission Program: CAIRNoxSeasonal : (NOx) ==== | HQ_IESO | HQ/Maritimes | Other Renew | CSP | 0 | 0 | 0 | 0 | 0 | 0 | CSP | 0 | 0 | 0 | 0 | 0 | 0
| ==== Emission Program: CAIRNoxSeasonal : (NOx) ==== | HQ_IESO | HQ/Maritimes | CT | CT | 0 | 0 | 0 | 0 | 0 | 0 | CT | 0 | 0 | 0 | 0 | 0 | 0
| ==== Emission Program: CAIRNoxSeasonal : (NOx) ==== | HQ_IESO | HQ/Maritimes | Coal | Coal | 0 | 0 | 0 | 0 | 0 | 0 | Coal | 0 | 0 | 0 | 0 | 0 | 0
| ==== Emission Program: CAIRNoxSeasonal : (NOx) ==== | HQ_IESO | HQ/Maritimes | Other Renew | Geo | 0 | 0 | 0 | 0 | 0 | 0 | Geo | 0 | 0 | 0 | 0 | 0 | 0
| ==== Emission Program: CAIRNoxSeasonal : (NOx) ==== | HQ_IESO | HQ/Maritimes | Hydro | H | 0 | 0 | 0 | 0 | 0 | 0 | H | 0 | 0 | 0 | 0 | 0 | 0
| ==== Emission Program: CAIRNoxSeasonal : (NOx) ==== | HQ_IESO | HQ/Maritimes | Other Renew | LFG | 0 | 0 | 0 | 0 | 0 | 0 | LFG | 0 | 0 | 0 | 0 | 0 | 0
| ==== Emission Program: CAIRNoxSeasonal : (NOx) ==== | HQ_IESO | HQ/Maritimes | Nuclear | Nuc | 0 | 0 | 0 | 0 | 0 | 0 | Nuc | 0 | 0 | 0 | 0 | 0 | 0
| ==== Emission Program: CAIRNoxSeasonal : (NOx) ==== | HQ_IESO | HQ/Maritimes | Other | PS | 0 | 0 | 0 | 0 | 0 | 0 | PS | 0 | 0 | 0 | 0 | 0 | 0
| ==== Emission Program: CAIRNoxSeasonal : (NOx) ==== | HQ_IESO | HQ/Maritimes | Other Renew | PV | 0 | 0 | 0 | 0 | 0 | 0 | PV | 0 | 0 | 0 | 0 | 0 | 0
| ==== Emission Program: CAIRNoxSeasonal : (NOx) ==== | HQ_IESO | HQ/Maritimes | CT | PeakG | 0 | 0 | 0 | 0 | 0 | 0 | PeakG | 0 | 0 | 0 | 0 | 0 | 0
| ==== Emission Program: CAIRNoxSeasonal : (NOx) ==== | HQ_IESO | HQ/Maritimes | CT | PeakO | 0 | 0 | 0 | 0 | 0 | 0 | PeakO | 0 | 0 | 0 | 0 | 0 | 0
| ==== Emission Program: CAIRNoxSeasonal : (NOx) ==== | HQ_IESO | HQ/Maritimes | Other Renew | ST | 0 | 0 | 0 | 0 | 0 | 0 | ST | 0 | 0 | 0 | 0 | 0 | 0
| ==== Emission Program: CAIRNoxSeasonal : (NOx) ==== | HQ_IESO | HQ/Maritimes | Steam O/G | STOG | 0 | 0 | 0 | 0 | 0 | 0 | STOG | 0 | 0 | 0 | 0 | 0 | 0
| ==== Emission Program: CAIRNoxSeasonal : (NOx) ==== | HQ_IESO | HQ/Maritimes | Other Renew | STWD | 0 | 0 | 0 | 0 | 0 | 0 | STWD | 0 | 0 | 0 | 0 | 0 | 0
| ==== Emission Program: CAIRNoxSeasonal : (NOx) ==== | HQ_IESO | HQ/Maritimes | On-shore Wind | WT | 0 | 0 | 0 | 0 | 0 | 0 | WT | 0 | 0 | 0 | 0 | 0 | 0
| ==== Emission Program: CAIRNoxSeasonal : (NOx) ==== | HQ_IESO | HQ/Maritimes | Coal | IGCC | 0 | 0 | 0 | 0 | 0 | 0 | IGCC | 0 | 0 | 0 | 0 | 0 | 0
| ==== Emission Program: CAIRNoxSeasonal : (NOx) ==== | HQ_IESO | HQ/Maritimes | DR | DemandResponse | 0 | 0 | 0 | 0 | 0 | 0 | DemandResponse | 0 | 0 | 0 | 0 | 0 | 0
| ==== Emission Program: CAIRNoxSeasonal : (NOx) ==== | HQ_IESO | HQ/Maritimes | Coal-CCS | IGCC-CCS | 0 | 0 | 0 | 0 | 0 | 0 | IGCC-CCS | 0 | 0 | 0 | 0 | 0 | 0
| ==== Emission Program: CAIRNoxSeasonal : (NOx) ==== | HQ_IESO | HQ/Maritimes | Off-shore Wind | WT_off | 0 | 0 | 0 | 0 | 0 | 0 | WT_off | 0 | 0 | 0 | 0 | 0 | 0
| ==== Emission Program: CAIRNoxSeasonal : (NOx) ==== | HQ_IESO | HQ/Maritimes | Other | PseudoUnit | 0 | 0 | 0 | 0 | 0 | 0 | PseudoUnit | 0 | 0 | 0 | 0 | 0 | 0
| ==== Emission Program: CAIRNoxSeasonal : (NOx) ==== | HQ_IESO | HQ/Maritimes | HQ/Maritimes | FixedInterchange | 0 | 0 | 0 | 0 | 0 | 0 | FixedInterchange | 0 | 0 | 0 | 0 | 0 | 0
==== Emission Program: CAIRNoxSeasonal : (NOx) ====
| ==== Emission Program: CAIRNoxSeasonal : (NOx) ==== |  |  |  | Emission Cost by Reporting Type: HQ_NEISO | [6 empty] | Emission Cost by Reporting Type: HQ_NEISO
| ==== Emission Program: CAIRNoxSeasonal : (NOx) ==== |  |  |  | ReportingType | 2015 | 2020 | 2025 | 2030 | 2035 | 2040 | ReportingType | 2015 | 2020 | 2025 | 2030 | 2035 | 2040
| ==== Emission Program: CAIRNoxSeasonal : (NOx) ==== | HQ_NEISO | HQ/Maritimes | Other Renew | BM | 0 | 0 | 0 | 0 | 0 | 0 | BM | 0 | 0 | 0 | 0 | 0 | 0
| ==== Emission Program: CAIRNoxSeasonal : (NOx) ==== | HQ_NEISO | HQ/Maritimes | CC | CC | 0 | 0 | 0 | 0 | 0 | 0 | CC | 0 | 0 | 0 | 0 | 0 | 0
| ==== Emission Program: CAIRNoxSeasonal : (NOx) ==== | HQ_NEISO | HQ/Maritimes | Other Renew | CSP | 0 | 0 | 0 | 0 | 0 | 0 | CSP | 0 | 0 | 0 | 0 | 0 | 0
| ==== Emission Program: CAIRNoxSeasonal : (NOx) ==== | HQ_NEISO | HQ/Maritimes | CT | CT | 0 | 0 | 0 | 0 | 0 | 0 | CT | 0 | 0 | 0 | 0 | 0 | 0
| ==== Emission Program: CAIRNoxSeasonal : (NOx) ==== | HQ_NEISO | HQ/Maritimes | Coal | Coal | 0 | 0 | 0 | 0 | 0 | 0 | Coal | 0 | 0 | 0 | 0 | 0 | 0
| ==== Emission Program: CAIRNoxSeasonal : (NOx) ==== | HQ_NEISO | HQ/Maritimes | Other Renew | Geo | 0 | 0 | 0 | 0 | 0 | 0 | Geo | 0 | 0 | 0 | 0 | 0 | 0
| ==== Emission Program: CAIRNoxSeasonal : (NOx) ==== | HQ_NEISO | HQ/Maritimes | Hydro | H | 0 | 0 | 0 | 0 | 0 | 0 | H | 0 | 0 | 0 | 0 | 0 | 0
| ==== Emission Program: CAIRNoxSeasonal : (NOx) ==== | HQ_NEISO | HQ/Maritimes | Other Renew | LFG | 0 | 0 | 0 | 0 | 0 | 0 | LFG | 0 | 0 | 0 | 0 | 0 | 0
| ==== Emission Program: CAIRNoxSeasonal : (NOx) ==== | HQ_NEISO | HQ/Maritimes | Nuclear | Nuc | 0 | 0 | 0 | 0 | 0 | 0 | Nuc | 0 | 0 | 0 | 0 | 0 | 0
| ==== Emission Program: CAIRNoxSeasonal : (NOx) ==== | HQ_NEISO | HQ/Maritimes | Other | PS | 0 | 0 | 0 | 0 | 0 | 0 | PS | 0 | 0 | 0 | 0 | 0 | 0
| ==== Emission Program: CAIRNoxSeasonal : (NOx) ==== | HQ_NEISO | HQ/Maritimes | Other Renew | PV | 0 | 0 | 0 | 0 | 0 | 0 | PV | 0 | 0 | 0 | 0 | 0 | 0
| ==== Emission Program: CAIRNoxSeasonal : (NOx) ==== | HQ_NEISO | HQ/Maritimes | CT | PeakG | 0 | 0 | 0 | 0 | 0 | 0 | PeakG | 0 | 0 | 0 | 0 | 0 | 0
| ==== Emission Program: CAIRNoxSeasonal : (NOx) ==== | HQ_NEISO | HQ/Maritimes | CT | PeakO | 0 | 0 | 0 | 0 | 0 | 0 | PeakO | 0 | 0 | 0 | 0 | 0 | 0
| ==== Emission Program: CAIRNoxSeasonal : (NOx) ==== | HQ_NEISO | HQ/Maritimes | Other Renew | ST | 0 | 0 | 0 | 0 | 0 | 0 | ST | 0 | 0 | 0 | 0 | 0 | 0
| ==== Emission Program: CAIRNoxSeasonal : (NOx) ==== | HQ_NEISO | HQ/Maritimes | Steam O/G | STOG | 0 | 0 | 0 | 0 | 0 | 0 | STOG | 0 | 0 | 0 | 0 | 0 | 0
| ==== Emission Program: CAIRNoxSeasonal : (NOx) ==== | HQ_NEISO | HQ/Maritimes | Other Renew | STWD | 0 | 0 | 0 | 0 | 0 | 0 | STWD | 0 | 0 | 0 | 0 | 0 | 0
| ==== Emission Program: CAIRNoxSeasonal : (NOx) ==== | HQ_NEISO | HQ/Maritimes | On-shore Wind | WT | 0 | 0 | 0 | 0 | 0 | 0 | WT | 0 | 0 | 0 | 0 | 0 | 0
| ==== Emission Program: CAIRNoxSeasonal : (NOx) ==== | HQ_NEISO | HQ/Maritimes | Coal | IGCC | 0 | 0 | 0 | 0 | 0 | 0 | IGCC | 0 | 0 | 0 | 0 | 0 | 0
| ==== Emission Program: CAIRNoxSeasonal : (NOx) ==== | HQ_NEISO | HQ/Maritimes | DR | DemandResponse | 0 | 0 | 0 | 0 | 0 | 0 | DemandResponse | 0 | 0 | 0 | 0 | 0 | 0
| ==== Emission Program: CAIRNoxSeasonal : (NOx) ==== | HQ_NEISO | HQ/Maritimes | Coal-CCS | IGCC-CCS | 0 | 0 | 0 | 0 | 0 | 0 | IGCC-CCS | 0 | 0 | 0 | 0 | 0 | 0
| ==== Emission Program: CAIRNoxSeasonal : (NOx) ==== | HQ_NEISO | HQ/Maritimes | Off-shore Wind | WT_off | 0 | 0 | 0 | 0 | 0 | 0 | WT_off | 0 | 0 | 0 | 0 | 0 | 0
| ==== Emission Program: CAIRNoxSeasonal : (NOx) ==== | HQ_NEISO | HQ/Maritimes | Other | PseudoUnit | 0 | 0 | 0 | 0 | 0 | 0 | PseudoUnit | 0 | 0 | 0 | 0 | 0 | 0
| ==== Emission Program: CAIRNoxSeasonal : (NOx) ==== | HQ_NEISO | HQ/Maritimes | HQ/Maritimes | FixedInterchange | 0 | 0 | 0 | 0 | 0 | 0 | FixedInterchange | 0 | 0 | 0 | 0 | 0 | 0
==== Emission Program: CAIRNoxSeasonal : (NOx) ====
| ==== Emission Program: CAIRNoxSeasonal : (NOx) ==== |  |  |  | Emission Cost by Reporting Type: HQ_NY | [6 empty] | Emission Cost by Reporting Type: HQ_NY
| ==== Emission Program: CAIRNoxSeasonal : (NOx) ==== |  |  |  | ReportingType | 2015 | 2020 | 2025 | 2030 | 2035 | 2040 | ReportingType | 2015 | 2020 | 2025 | 2030 | 2035 | 2040
| ==== Emission Program: CAIRNoxSeasonal : (NOx) ==== | HQ_NY | HQ/Maritimes | Other Renew | BM | 0 | 0 | 0 | 0 | 0 | 0 | BM | 0 | 0 | 0 | 0 | 0 | 0
| ==== Emission Program: CAIRNoxSeasonal : (NOx) ==== | HQ_NY | HQ/Maritimes | CC | CC | 0 | 0 | 0 | 0 | 0 | 0 | CC | 0 | 0 | 0 | 0 | 0 | 0
| ==== Emission Program: CAIRNoxSeasonal : (NOx) ==== | HQ_NY | HQ/Maritimes | Other Renew | CSP | 0 | 0 | 0 | 0 | 0 | 0 | CSP | 0 | 0 | 0 | 0 | 0 | 0
| ==== Emission Program: CAIRNoxSeasonal : (NOx) ==== | HQ_NY | HQ/Maritimes | CT | CT | 0 | 0 | 0 | 0 | 0 | 0 | CT | 0 | 0 | 0 | 0 | 0 | 0
| ==== Emission Program: CAIRNoxSeasonal : (NOx) ==== | HQ_NY | HQ/Maritimes | Coal | Coal | 0 | 0 | 0 | 0 | 0 | 0 | Coal | 0 | 0 | 0 | 0 | 0 | 0
| ==== Emission Program: CAIRNoxSeasonal : (NOx) ==== | HQ_NY | HQ/Maritimes | Other Renew | Geo | 0 | 0 | 0 | 0 | 0 | 0 | Geo | 0 | 0 | 0 | 0 | 0 | 0
| ==== Emission Program: CAIRNoxSeasonal : (NOx) ==== | HQ_NY | HQ/Maritimes | Hydro | H | 0 | 0 | 0 | 0 | 0 | 0 | H | 0 | 0 | 0 | 0 | 0 | 0
| ==== Emission Program: CAIRNoxSeasonal : (NOx) ==== | HQ_NY | HQ/Maritimes | Other Renew | LFG | 0 | 0 | 0 | 0 | 0 | 0 | LFG | 0 | 0 | 0 | 0 | 0 | 0
| ==== Emission Program: CAIRNoxSeasonal : (NOx) ==== | HQ_NY | HQ/Maritimes | Nuclear | Nuc | 0 | 0 | 0 | 0 | 0 | 0 | Nuc | 0 | 0 | 0 | 0 | 0 | 0
| ==== Emission Program: CAIRNoxSeasonal : (NOx) ==== | HQ_NY | HQ/Maritimes | Other | PS | 0 | 0 | 0 | 0 | 0 | 0 | PS | 0 | 0 | 0 | 0 | 0 | 0
| ==== Emission Program: CAIRNoxSeasonal : (NOx) ==== | HQ_NY | HQ/Maritimes | Other Renew | PV | 0 | 0 | 0 | 0 | 0 | 0 | PV | 0 | 0 | 0 | 0 | 0 | 0
| ==== Emission Program: CAIRNoxSeasonal : (NOx) ==== | HQ_NY | HQ/Maritimes | CT | PeakG | 0 | 0 | 0 | 0 | 0 | 0 | PeakG | 0 | 0 | 0 | 0 | 0 | 0
| ==== Emission Program: CAIRNoxSeasonal : (NOx) ==== | HQ_NY | HQ/Maritimes | CT | PeakO | 0 | 0 | 0 | 0 | 0 | 0 | PeakO | 0 | 0 | 0 | 0 | 0 | 0
| ==== Emission Program: CAIRNoxSeasonal : (NOx) ==== | HQ_NY | HQ/Maritimes | Other Renew | ST | 0 | 0 | 0 | 0 | 0 | 0 | ST | 0 | 0 | 0 | 0 | 0 | 0
| ==== Emission Program: CAIRNoxSeasonal : (NOx) ==== | HQ_NY | HQ/Maritimes | Steam O/G | STOG | 0 | 0 | 0 | 0 | 0 | 0 | STOG | 0 | 0 | 0 | 0 | 0 | 0
| ==== Emission Program: CAIRNoxSeasonal : (NOx) ==== | HQ_NY | HQ/Maritimes | Other Renew | STWD | 0 | 0 | 0 | 0 | 0 | 0 | STWD | 0 | 0 | 0 | 0 | 0 | 0
| ==== Emission Program: CAIRNoxSeasonal : (NOx) ==== | HQ_NY | HQ/Maritimes | On-shore Wind | WT | 0 | 0 | 0 | 0 | 0 | 0 | WT | 0 | 0 | 0 | 0 | 0 | 0
| ==== Emission Program: CAIRNoxSeasonal : (NOx) ==== | HQ_NY | HQ/Maritimes | Coal | IGCC | 0 | 0 | 0 | 0 | 0 | 0 | IGCC | 0 | 0 | 0 | 0 | 0 | 0
| ==== Emission Program: CAIRNoxSeasonal : (NOx) ==== | HQ_NY | HQ/Maritimes | DR | DemandResponse | 0 | 0 | 0 | 0 | 0 | 0 | DemandResponse | 0 | 0 | 0 | 0 | 0 | 0
| ==== Emission Program: CAIRNoxSeasonal : (NOx) ==== | HQ_NY | HQ/Maritimes | Coal-CCS | IGCC-CCS | 0 | 0 | 0 | 0 | 0 | 0 | IGCC-CCS | 0 | 0 | 0 | 0 | 0 | 0
| ==== Emission Program: CAIRNoxSeasonal : (NOx) ==== | HQ_NY | HQ/Maritimes | Off-shore Wind | WT_off | 0 | 0 | 0 | 0 | 0 | 0 | WT_off | 0 | 0 | 0 | 0 | 0 | 0
| ==== Emission Program: CAIRNoxSeasonal : (NOx) ==== | HQ_NY | HQ/Maritimes | Other | PseudoUnit | 0 | 0 | 0 | 0 | 0 | 0 | PseudoUnit | 0 | 0 | 0 | 0 | 0 | 0
| ==== Emission Program: CAIRNoxSeasonal : (NOx) ==== | HQ_NY | HQ/Maritimes | HQ/Maritimes | FixedInterchange | 0 | 0 | 0 | 0 | 0 | 0 | FixedInterchange | 0 | 0 | 0 | 0 | 0 | 0
==== Emission Program: CAIRNoxSeasonal : (NOx) ====
| ==== Emission Program: CAIRNoxSeasonal : (NOx) ==== |  |  |  | Emission Cost by Reporting Type: MARITIMES | [6 empty] | Emission Cost by Reporting Type: MARITIMES
| ==== Emission Program: CAIRNoxSeasonal : (NOx) ==== |  |  |  | ReportingType | 2015 | 2020 | 2025 | 2030 | 2035 | 2040 | ReportingType | 2015 | 2020 | 2025 | 2030 | 2035 | 2040
| ==== Emission Program: CAIRNoxSeasonal : (NOx) ==== | MARITIMES | HQ/Maritimes | Other Renew | BM | 0 | 0 | 0 | 0 | 0 | 0 | BM | 0 | 0 | 0 | 0 | 0 | 0
| ==== Emission Program: CAIRNoxSeasonal : (NOx) ==== | MARITIMES | HQ/Maritimes | CC | CC | 0 | 0 | 0 | 0 | 0 | 0 | CC | 0 | 0 | 0 | 0 | 0 | 0
| ==== Emission Program: CAIRNoxSeasonal : (NOx) ==== | MARITIMES | HQ/Maritimes | Other Renew | CSP | 0 | 0 | 0 | 0 | 0 | 0 | CSP | 0 | 0 | 0 | 0 | 0 | 0
| ==== Emission Program: CAIRNoxSeasonal : (NOx) ==== | MARITIMES | HQ/Maritimes | CT | CT | 0 | 0 | 0 | 0 | 0 | 0 | CT | 0 | 0 | 0 | 0 | 0 | 0
| ==== Emission Program: CAIRNoxSeasonal : (NOx) ==== | MARITIMES | HQ/Maritimes | Coal | Coal | 0 | 0 | 0 | 0 | 0 | 0 | Coal | 0 | 0 | 0 | 0 | 0 | 0
| ==== Emission Program: CAIRNoxSeasonal : (NOx) ==== | MARITIMES | HQ/Maritimes | Other Renew | Geo | 0 | 0 | 0 | 0 | 0 | 0 | Geo | 0 | 0 | 0 | 0 | 0 | 0
| ==== Emission Program: CAIRNoxSeasonal : (NOx) ==== | MARITIMES | HQ/Maritimes | Hydro | H | 0 | 0 | 0 | 0 | 0 | 0 | H | 0 | 0 | 0 | 0 | 0 | 0
| ==== Emission Program: CAIRNoxSeasonal : (NOx) ==== | MARITIMES | HQ/Maritimes | Other Renew | LFG | 0 | 0 | 0 | 0 | 0 | 0 | LFG | 0 | 0 | 0 | 0 | 0 | 0
| ==== Emission Program: CAIRNoxSeasonal : (NOx) ==== | MARITIMES | HQ/Maritimes | Nuclear | Nuc | 0 | 0 | 0 | 0 | 0 | 0 | Nuc | 0 | 0 | 0 | 0 | 0 | 0
| ==== Emission Program: CAIRNoxSeasonal : (NOx) ==== | MARITIMES | HQ/Maritimes | Other | PS | 0 | 0 | 0 | 0 | 0 | 0 | PS | 0 | 0 | 0 | 0 | 0 | 0
| ==== Emission Program: CAIRNoxSeasonal : (NOx) ==== | MARITIMES | HQ/Maritimes | Other Renew | PV | 0 | 0 | 0 | 0 | 0 | 0 | PV | 0 | 0 | 0 | 0 | 0 | 0
| ==== Emission Program: CAIRNoxSeasonal : (NOx) ==== | MARITIMES | HQ/Maritimes | CT | PeakG | 0 | 0 | 0 | 0 | 0 | 0 | PeakG | 0 | 0 | 0 | 0 | 0 | 0
| ==== Emission Program: CAIRNoxSeasonal : (NOx) ==== | MARITIMES | HQ/Maritimes | CT | PeakO | 0 | 0 | 0 | 0 | 0 | 0 | PeakO | 0 | 0 | 0 | 0 | 0 | 0
| ==== Emission Program: CAIRNoxSeasonal : (NOx) ==== | MARITIMES | HQ/Maritimes | Other Renew | ST | 0 | 0 | 0 | 0 | 0 | 0 | ST | 0 | 0 | 0 | 0 | 0 | 0
| ==== Emission Program: CAIRNoxSeasonal : (NOx) ==== | MARITIMES | HQ/Maritimes | Steam O/G | STOG | 0 | 0 | 0 | 0 | 0 | 0 | STOG | 0 | 0 | 0 | 0 | 0 | 0
| ==== Emission Program: CAIRNoxSeasonal : (NOx) ==== | MARITIMES | HQ/Maritimes | Other Renew | STWD | 0 | 0 | 0 | 0 | 0 | 0 | STWD | 0 | 0 | 0 | 0 | 0 | 0
| ==== Emission Program: CAIRNoxSeasonal : (NOx) ==== | MARITIMES | HQ/Maritimes | On-shore Wind | WT | 0 | 0 | 0 | 0 | 0 | 0 | WT | 0 | 0 | 0 | 0 | 0 | 0
| ==== Emission Program: CAIRNoxSeasonal : (NOx) ==== | MARITIMES | HQ/Maritimes | Coal | IGCC | 0 | 0 | 0 | 0 | 0 | 0 | IGCC | 0 | 0 | 0 | 0 | 0 | 0
| ==== Emission Program: CAIRNoxSeasonal : (NOx) ==== | MARITIMES | HQ/Maritimes | DR | DemandResponse | 0 | 0 | 0 | 0 | 0 | 0 | DemandResponse | 0 | 0 | 0 | 0 | 0 | 0
| ==== Emission Program: CAIRNoxSeasonal : (NOx) ==== | MARITIMES | HQ/Maritimes | Coal-CCS | IGCC-CCS | 0 | 0 | 0 | 0 | 0 | 0 | IGCC-CCS | 0 | 0 | 0 | 0 | 0 | 0
| ==== Emission Program: CAIRNoxSeasonal : (NOx) ==== | MARITIMES | HQ/Maritimes | Off-shore Wind | WT_off | 0 | 0 | 0 | 0 | 0 | 0 | WT_off | 0 | 0 | 0 | 0 | 0 | 0
| ==== Emission Program: CAIRNoxSeasonal : (NOx) ==== | MARITIMES | HQ/Maritimes | Other | PseudoUnit | 0 | 0 | 0 | 0 | 0 | 0 | PseudoUnit | 0 | 0 | 0 | 0 | 0 | 0
| ==== Emission Program: CAIRNoxSeasonal : (NOx) ==== | MARITIMES | HQ/Maritimes | HQ/Maritimes | FixedInterchange | 0 | 0 | 0 | 0 | 0 | 0 | FixedInterchange | 0 | 0 | 0 | 0 | 0 | 0
==== Emission Program: CAIRNoxSeasonal : (NOx) ====
| ==== Emission Program: CAIRNoxSeasonal : (NOx) ==== |  |  |  | Emission Cost by Reporting Type: All | [6 empty] | Emission Cost by Reporting Type: All
| ==== Emission Program: CAIRNoxSeasonal : (NOx) ==== |  |  |  | ReportingType | 2015 | 2020 | 2025 | 2030 | 2035 | 2040 | ReportingType | 2015 | 2020 | 2025 | 2030 | 2035 | 2040
| ==== Emission Program: CAIRNoxSeasonal : (NOx) ==== | All | All | Other Renew | BM | 0 | 0 | 0 | 0 | 0 | 0 | BM | 0 | 0 | 0 | 0 | 0 | 0
| ==== Emission Program: CAIRNoxSeasonal : (NOx) ==== | All | All | CC | CC | 0 | 0 | 0 | 0 | 0 | 0 | CC | 0 | 0 | 0 | 0 | 0 | 0
| ==== Emission Program: CAIRNoxSeasonal : (NOx) ==== | All | All | Other Renew | CSP | 0 | 0 | 0 | 0 | 0 | 0 | CSP | 0 | 0 | 0 | 0 | 0 | 0
| ==== Emission Program: CAIRNoxSeasonal : (NOx) ==== | All | All | CT | CT | 0 | 0 | 0 | 0 | 0 | 0 | CT | 0 | 0 | 0 | 0 | 0 | 0
| ==== Emission Program: CAIRNoxSeasonal : (NOx) ==== | All | All | Coal | Coal | 0 | 0 | 0 | 0 | 0 | 0 | Coal | 0 | 0 | 0 | 0 | 0 | 0
| ==== Emission Program: CAIRNoxSeasonal : (NOx) ==== | All | All | Other Renew | Geo | 0 | 0 | 0 | 0 | 0 | 0 | Geo | 0 | 0 | 0 | 0 | 0 | 0
| ==== Emission Program: CAIRNoxSeasonal : (NOx) ==== | All | All | Hydro | H | 0 | 0 | 0 | 0 | 0 | 0 | H | 0 | 0 | 0 | 0 | 0 | 0
| ==== Emission Program: CAIRNoxSeasonal : (NOx) ==== | All | All | Other Renew | LFG | 0 | 0 | 0 | 0 | 0 | 0 | LFG | 0 | 0 | 0 | 0 | 0 | 0
| ==== Emission Program: CAIRNoxSeasonal : (NOx) ==== | All | All | Nuclear | Nuc | 0 | 0 | 0 | 0 | 0 | 0 | Nuc | 0 | 0 | 0 | 0 | 0 | 0
| ==== Emission Program: CAIRNoxSeasonal : (NOx) ==== | All | All | Other | PS | 0 | 0 | 0 | 0 | 0 | 0 | PS | 0 | 0 | 0 | 0 | 0 | 0
| ==== Emission Program: CAIRNoxSeasonal : (NOx) ==== | All | All | Other Renew | PV | 0 | 0 | 0 | 0 | 0 | 0 | PV | 0 | 0 | 0 | 0 | 0 | 0
| ==== Emission Program: CAIRNoxSeasonal : (NOx) ==== | All | All | CT | PeakG | 0 | 0 | 0 | 0 | 0 | 0 | PeakG | 0 | 0 | 0 | 0 | 0 | 0
| ==== Emission Program: CAIRNoxSeasonal : (NOx) ==== | All | All | CT | PeakO | 0 | 0 | 0 | 0 | 0 | 0 | PeakO | 0 | 0 | 0 | 0 | 0 | 0
| ==== Emission Program: CAIRNoxSeasonal : (NOx) ==== | All | All | Other Renew | ST | 0 | 0 | 0 | 0 | 0 | 0 | ST | 0 | 0 | 0 | 0 | 0 | 0
| ==== Emission Program: CAIRNoxSeasonal : (NOx) ==== | All | All | Steam O/G | STOG | 0 | 0 | 0 | 0 | 0 | 0 | STOG | 0 | 0 | 0 | 0 | 0 | 0
| ==== Emission Program: CAIRNoxSeasonal : (NOx) ==== | All | All | Other Renew | STWD | 0 | 0 | 0 | 0 | 0 | 0 | STWD | 0 | 0 | 0 | 0 | 0 | 0
| ==== Emission Program: CAIRNoxSeasonal : (NOx) ==== | All | All | On-shore Wind | WT | 0 | 0 | 0 | 0 | 0 | 0 | WT | 0 | 0 | 0 | 0 | 0 | 0
| ==== Emission Program: CAIRNoxSeasonal : (NOx) ==== | All | All | Coal | IGCC | 0 | 0 | 0 | 0 | 0 | 0 | IGCC | 0 | 0 | 0 | 0 | 0 | 0
| ==== Emission Program: CAIRNoxSeasonal : (NOx) ==== | All | All | DR | DemandResponse | 0 | 0 | 0 | 0 | 0 | 0 | DemandResponse | 0 | 0 | 0 | 0 | 0 | 0
| ==== Emission Program: CAIRNoxSeasonal : (NOx) ==== | All | All | Coal-CCS | IGCC-CCS | 0 | 0 | 0 | 0 | 0 | 0 | IGCC-CCS | 0 | 0 | 0 | 0 | 0 | 0
| ==== Emission Program: CAIRNoxSeasonal : (NOx) ==== | All | All | Off-shore Wind | WT_off | 0 | 0 | 0 | 0 | 0 | 0 | WT_off | 0 | 0 | 0 | 0 | 0 | 0
| ==== Emission Program: CAIRNoxSeasonal : (NOx) ==== | All | All | Other | PseudoUnit | 0 | 0 | 0 | 0 | 0 | 0 | PseudoUnit | 0 | 0 | 0 | 0 | 0 | 0
| ==== Emission Program: CAIRNoxSeasonal : (NOx) ==== | All | All | HQ/Maritimes | FixedInterchange | 0 | 0 | 0 | 0 | 0 | 0 | FixedInterchange | 0 | 0 | 0 | 0 | 0 | 0
==== Emission Program: CAIRNoxSeasonal : (NOx) ====
| ==== Emission Program: CAIRNoxSeasonal : (NOx) ==== |  |  |  | Emission Cost by Reporting Type: EI_US | [6 empty] | Emission Cost by Reporting Type: EI_US
| ==== Emission Program: CAIRNoxSeasonal : (NOx) ==== |  |  |  | ReportingType | 2015 | 2020 | 2025 | 2030 | 2035 | 2040 | ReportingType | 2015 | 2020 | 2025 | 2030 | 2035 | 2040
| ==== Emission Program: CAIRNoxSeasonal : (NOx) ==== | EI_US | EI_US | Other Renew | BM | 0 | 0 | 0 | 0 | 0 | 0 | BM | 0 | 0 | 0 | 0 | 0 | 0
| ==== Emission Program: CAIRNoxSeasonal : (NOx) ==== | EI_US | EI_US | CC | CC | 0 | 0 | 0 | 0 | 0 | 0 | CC | 0 | 0 | 0 | 0 | 0 | 0
| ==== Emission Program: CAIRNoxSeasonal : (NOx) ==== | EI_US | EI_US | Other Renew | CSP | 0 | 0 | 0 | 0 | 0 | 0 | CSP | 0 | 0 | 0 | 0 | 0 | 0
| ==== Emission Program: CAIRNoxSeasonal : (NOx) ==== | EI_US | EI_US | CT | CT | 0 | 0 | 0 | 0 | 0 | 0 | CT | 0 | 0 | 0 | 0 | 0 | 0
| ==== Emission Program: CAIRNoxSeasonal : (NOx) ==== | EI_US | EI_US | Coal | Coal | 0 | 0 | 0 | 0 | 0 | 0 | Coal | 0 | 0 | 0 | 0 | 0 | 0
| ==== Emission Program: CAIRNoxSeasonal : (NOx) ==== | EI_US | EI_US | Other Renew | Geo | 0 | 0 | 0 | 0 | 0 | 0 | Geo | 0 | 0 | 0 | 0 | 0 | 0
| ==== Emission Program: CAIRNoxSeasonal : (NOx) ==== | EI_US | EI_US | Hydro | H | 0 | 0 | 0 | 0 | 0 | 0 | H | 0 | 0 | 0 | 0 | 0 | 0
| ==== Emission Program: CAIRNoxSeasonal : (NOx) ==== | EI_US | EI_US | Other Renew | LFG | 0 | 0 | 0 | 0 | 0 | 0 | LFG | 0 | 0 | 0 | 0 | 0 | 0
| ==== Emission Program: CAIRNoxSeasonal : (NOx) ==== | EI_US | EI_US | Nuclear | Nuc | 0 | 0 | 0 | 0 | 0 | 0 | Nuc | 0 | 0 | 0 | 0 | 0 | 0
| ==== Emission Program: CAIRNoxSeasonal : (NOx) ==== | EI_US | EI_US | Other | PS | 0 | 0 | 0 | 0 | 0 | 0 | PS | 0 | 0 | 0 | 0 | 0 | 0
| ==== Emission Program: CAIRNoxSeasonal : (NOx) ==== | EI_US | EI_US | Other Renew | PV | 0 | 0 | 0 | 0 | 0 | 0 | PV | 0 | 0 | 0 | 0 | 0 | 0
| ==== Emission Program: CAIRNoxSeasonal : (NOx) ==== | EI_US | EI_US | CT | PeakG | 0 | 0 | 0 | 0 | 0 | 0 | PeakG | 0 | 0 | 0 | 0 | 0 | 0
| ==== Emission Program: CAIRNoxSeasonal : (NOx) ==== | EI_US | EI_US | CT | PeakO | 0 | 0 | 0 | 0 | 0 | 0 | PeakO | 0 | 0 | 0 | 0 | 0 | 0
| ==== Emission Program: CAIRNoxSeasonal : (NOx) ==== | EI_US | EI_US | Other Renew | ST | 0 | 0 | 0 | 0 | 0 | 0 | ST | 0 | 0 | 0 | 0 | 0 | 0
| ==== Emission Program: CAIRNoxSeasonal : (NOx) ==== | EI_US | EI_US | Steam O/G | STOG | 0 | 0 | 0 | 0 | 0 | 0 | STOG | 0 | 0 | 0 | 0 | 0 | 0
| ==== Emission Program: CAIRNoxSeasonal : (NOx) ==== | EI_US | EI_US | Other Renew | STWD | 0 | 0 | 0 | 0 | 0 | 0 | STWD | 0 | 0 | 0 | 0 | 0 | 0
| ==== Emission Program: CAIRNoxSeasonal : (NOx) ==== | EI_US | EI_US | On-shore Wind | WT | 0 | 0 | 0 | 0 | 0 | 0 | WT | 0 | 0 | 0 | 0 | 0 | 0
| ==== Emission Program: CAIRNoxSeasonal : (NOx) ==== | EI_US | EI_US | Coal | IGCC | 0 | 0 | 0 | 0 | 0 | 0 | IGCC | 0 | 0 | 0 | 0 | 0 | 0
| ==== Emission Program: CAIRNoxSeasonal : (NOx) ==== | EI_US | EI_US | DR | DemandResponse | 0 | 0 | 0 | 0 | 0 | 0 | DemandResponse | 0 | 0 | 0 | 0 | 0 | 0
| ==== Emission Program: CAIRNoxSeasonal : (NOx) ==== | EI_US | EI_US | Coal-CCS | IGCC-CCS | 0 | 0 | 0 | 0 | 0 | 0 | IGCC-CCS | 0 | 0 | 0 | 0 | 0 | 0
| ==== Emission Program: CAIRNoxSeasonal : (NOx) ==== | EI_US | EI_US | Off-shore Wind | WT_off | 0 | 0 | 0 | 0 | 0 | 0 | WT_off | 0 | 0 | 0 | 0 | 0 | 0
| ==== Emission Program: CAIRNoxSeasonal : (NOx) ==== | EI_US | EI_US | Other | PseudoUnit | 0 | 0 | 0 | 0 | 0 | 0 | PseudoUnit | 0 | 0 | 0 | 0 | 0 | 0
| ==== Emission Program: CAIRNoxSeasonal : (NOx) ==== | EI_US | EI_US | HQ/Maritimes | FixedInterchange | 0 | 0 | 0 | 0 | 0 | 0 | FixedInterchange | 0 | 0 | 0 | 0 | 0 | 0
==== Emission Program: CAIRNoxSeasonal : (NOx) ====
| ==== Emission Program: CAIRNoxSeasonal : (NOx) ==== |  |  |  | Emission Cost by Reporting Type: EI_Canada | [6 empty] | Emission Cost by Reporting Type: EI_Canada
| ==== Emission Program: CAIRNoxSeasonal : (NOx) ==== |  |  |  | ReportingType | 2015 | 2020 | 2025 | 2030 | 2035 | 2040 | ReportingType | 2015 | 2020 | 2025 | 2030 | 2035 | 2040
| ==== Emission Program: CAIRNoxSeasonal : (NOx) ==== | EI_Canada | EI_Canada | Other Renew | BM | 0 | 0 | 0 | 0 | 0 | 0 | BM | 0 | 0 | 0 | 0 | 0 | 0
| ==== Emission Program: CAIRNoxSeasonal : (NOx) ==== | EI_Canada | EI_Canada | CC | CC | 0 | 0 | 0 | 0 | 0 | 0 | CC | 0 | 0 | 0 | 0 | 0 | 0
| ==== Emission Program: CAIRNoxSeasonal : (NOx) ==== | EI_Canada | EI_Canada | Other Renew | CSP | 0 | 0 | 0 | 0 | 0 | 0 | CSP | 0 | 0 | 0 | 0 | 0 | 0
| ==== Emission Program: CAIRNoxSeasonal : (NOx) ==== | EI_Canada | EI_Canada | CT | CT | 0 | 0 | 0 | 0 | 0 | 0 | CT | 0 | 0 | 0 | 0 | 0 | 0
| ==== Emission Program: CAIRNoxSeasonal : (NOx) ==== | EI_Canada | EI_Canada | Coal | Coal | 0 | 0 | 0 | 0 | 0 | 0 | Coal | 0 | 0 | 0 | 0 | 0 | 0
| ==== Emission Program: CAIRNoxSeasonal : (NOx) ==== | EI_Canada | EI_Canada | Other Renew | Geo | 0 | 0 | 0 | 0 | 0 | 0 | Geo | 0 | 0 | 0 | 0 | 0 | 0
| ==== Emission Program: CAIRNoxSeasonal : (NOx) ==== | EI_Canada | EI_Canada | Hydro | H | 0 | 0 | 0 | 0 | 0 | 0 | H | 0 | 0 | 0 | 0 | 0 | 0
| ==== Emission Program: CAIRNoxSeasonal : (NOx) ==== | EI_Canada | EI_Canada | Other Renew | LFG | 0 | 0 | 0 | 0 | 0 | 0 | LFG | 0 | 0 | 0 | 0 | 0 | 0
| ==== Emission Program: CAIRNoxSeasonal : (NOx) ==== | EI_Canada | EI_Canada | Nuclear | Nuc | 0 | 0 | 0 | 0 | 0 | 0 | Nuc | 0 | 0 | 0 | 0 | 0 | 0
| ==== Emission Program: CAIRNoxSeasonal : (NOx) ==== | EI_Canada | EI_Canada | Other | PS | 0 | 0 | 0 | 0 | 0 | 0 | PS | 0 | 0 | 0 | 0 | 0 | 0
| ==== Emission Program: CAIRNoxSeasonal : (NOx) ==== | EI_Canada | EI_Canada | Other Renew | PV | 0 | 0 | 0 | 0 | 0 | 0 | PV | 0 | 0 | 0 | 0 | 0 | 0
| ==== Emission Program: CAIRNoxSeasonal : (NOx) ==== | EI_Canada | EI_Canada | CT | PeakG | 0 | 0 | 0 | 0 | 0 | 0 | PeakG | 0 | 0 | 0 | 0 | 0 | 0
| ==== Emission Program: CAIRNoxSeasonal : (NOx) ==== | EI_Canada | EI_Canada | CT | PeakO | 0 | 0 | 0 | 0 | 0 | 0 | PeakO | 0 | 0 | 0 | 0 | 0 | 0
| ==== Emission Program: CAIRNoxSeasonal : (NOx) ==== | EI_Canada | EI_Canada | Other Renew | ST | 0 | 0 | 0 | 0 | 0 | 0 | ST | 0 | 0 | 0 | 0 | 0 | 0
| ==== Emission Program: CAIRNoxSeasonal : (NOx) ==== | EI_Canada | EI_Canada | Steam O/G | STOG | 0 | 0 | 0 | 0 | 0 | 0 | STOG | 0 | 0 | 0 | 0 | 0 | 0
| ==== Emission Program: CAIRNoxSeasonal : (NOx) ==== | EI_Canada | EI_Canada | Other Renew | STWD | 0 | 0 | 0 | 0 | 0 | 0 | STWD | 0 | 0 | 0 | 0 | 0 | 0
| ==== Emission Program: CAIRNoxSeasonal : (NOx) ==== | EI_Canada | EI_Canada | On-shore Wind | WT | 0 | 0 | 0 | 0 | 0 | 0 | WT | 0 | 0 | 0 | 0 | 0 | 0
| ==== Emission Program: CAIRNoxSeasonal : (NOx) ==== | EI_Canada | EI_Canada | Coal | IGCC | 0 | 0 | 0 | 0 | 0 | 0 | IGCC | 0 | 0 | 0 | 0 | 0 | 0
| ==== Emission Program: CAIRNoxSeasonal : (NOx) ==== | EI_Canada | EI_Canada | DR | DemandResponse | 0 | 0 | 0 | 0 | 0 | 0 | DemandResponse | 0 | 0 | 0 | 0 | 0 | 0
| ==== Emission Program: CAIRNoxSeasonal : (NOx) ==== | EI_Canada | EI_Canada | Coal-CCS | IGCC-CCS | 0 | 0 | 0 | 0 | 0 | 0 | IGCC-CCS | 0 | 0 | 0 | 0 | 0 | 0
| ==== Emission Program: CAIRNoxSeasonal : (NOx) ==== | EI_Canada | EI_Canada | Off-shore Wind | WT_off | 0 | 0 | 0 | 0 | 0 | 0 | WT_off | 0 | 0 | 0 | 0 | 0 | 0
| ==== Emission Program: CAIRNoxSeasonal : (NOx) ==== | EI_Canada | EI_Canada | Other | PseudoUnit | 0 | 0 | 0 | 0 | 0 | 0 | PseudoUnit | 0 | 0 | 0 | 0 | 0 | 0
| ==== Emission Program: CAIRNoxSeasonal : (NOx) ==== | EI_Canada | EI_Canada | HQ/Maritimes | FixedInterchange | 0 | 0 | 0 | 0 | 0 | 0 | FixedInterchange | 0 | 0 | 0 | 0 | 0 | 0
==== Emission Program: CAIRNoxSeasonal : (NOx) ====
| ==== Emission Program: CAIRNoxSeasonal : (NOx) ==== |  |  |  | Emission Cost by Reporting Type: EI | [6 empty] | Emission Cost by Reporting Type: EI
| ==== Emission Program: CAIRNoxSeasonal : (NOx) ==== |  |  |  | ReportingType | 2015 | 2020 | 2025 | 2030 | 2035 | 2040 | ReportingType | 2015 | 2020 | 2025 | 2030 | 2035 | 2040
| ==== Emission Program: CAIRNoxSeasonal : (NOx) ==== | EI | EI | Other Renew | BM | 0 | 0 | 0 | 0 | 0 | 0 | BM | 0 | 0 | 0 | 0 | 0 | 0
| ==== Emission Program: CAIRNoxSeasonal : (NOx) ==== | EI | EI | CC | CC | 0 | 0 | 0 | 0 | 0 | 0 | CC | 0 | 0 | 0 | 0 | 0 | 0
| ==== Emission Program: CAIRNoxSeasonal : (NOx) ==== | EI | EI | Other Renew | CSP | 0 | 0 | 0 | 0 | 0 | 0 | CSP | 0 | 0 | 0 | 0 | 0 | 0
| ==== Emission Program: CAIRNoxSeasonal : (NOx) ==== | EI | EI | CT | CT | 0 | 0 | 0 | 0 | 0 | 0 | CT | 0 | 0 | 0 | 0 | 0 | 0
| ==== Emission Program: CAIRNoxSeasonal : (NOx) ==== | EI | EI | Coal | Coal | 0 | 0 | 0 | 0 | 0 | 0 | Coal | 0 | 0 | 0 | 0 | 0 | 0
| ==== Emission Program: CAIRNoxSeasonal : (NOx) ==== | EI | EI | Other Renew | Geo | 0 | 0 | 0 | 0 | 0 | 0 | Geo | 0 | 0 | 0 | 0 | 0 | 0
| ==== Emission Program: CAIRNoxSeasonal : (NOx) ==== | EI | EI | Hydro | H | 0 | 0 | 0 | 0 | 0 | 0 | H | 0 | 0 | 0 | 0 | 0 | 0
| ==== Emission Program: CAIRNoxSeasonal : (NOx) ==== | EI | EI | Other Renew | LFG | 0 | 0 | 0 | 0 | 0 | 0 | LFG | 0 | 0 | 0 | 0 | 0 | 0
| ==== Emission Program: CAIRNoxSeasonal : (NOx) ==== | EI | EI | Nuclear | Nuc | 0 | 0 | 0 | 0 | 0 | 0 | Nuc | 0 | 0 | 0 | 0 | 0 | 0
| ==== Emission Program: CAIRNoxSeasonal : (NOx) ==== | EI | EI | Other | PS | 0 | 0 | 0 | 0 | 0 | 0 | PS | 0 | 0 | 0 | 0 | 0 | 0
| ==== Emission Program: CAIRNoxSeasonal : (NOx) ==== | EI | EI | Other Renew | PV | 0 | 0 | 0 | 0 | 0 | 0 | PV | 0 | 0 | 0 | 0 | 0 | 0
| ==== Emission Program: CAIRNoxSeasonal : (NOx) ==== | EI | EI | CT | PeakG | 0 | 0 | 0 | 0 | 0 | 0 | PeakG | 0 | 0 | 0 | 0 | 0 | 0
| ==== Emission Program: CAIRNoxSeasonal : (NOx) ==== | EI | EI | CT | PeakO | 0 | 0 | 0 | 0 | 0 | 0 | PeakO | 0 | 0 | 0 | 0 | 0 | 0
| ==== Emission Program: CAIRNoxSeasonal : (NOx) ==== | EI | EI | Other Renew | ST | 0 | 0 | 0 | 0 | 0 | 0 | ST | 0 | 0 | 0 | 0 | 0 | 0
| ==== Emission Program: CAIRNoxSeasonal : (NOx) ==== | EI | EI | Steam O/G | STOG | 0 | 0 | 0 | 0 | 0 | 0 | STOG | 0 | 0 | 0 | 0 | 0 | 0
| ==== Emission Program: CAIRNoxSeasonal : (NOx) ==== | EI | EI | Other Renew | STWD | 0 | 0 | 0 | 0 | 0 | 0 | STWD | 0 | 0 | 0 | 0 | 0 | 0
| ==== Emission Program: CAIRNoxSeasonal : (NOx) ==== | EI | EI | On-shore Wind | WT | 0 | 0 | 0 | 0 | 0 | 0 | WT | 0 | 0 | 0 | 0 | 0 | 0
| ==== Emission Program: CAIRNoxSeasonal : (NOx) ==== | EI | EI | Coal | IGCC | 0 | 0 | 0 | 0 | 0 | 0 | IGCC | 0 | 0 | 0 | 0 | 0 | 0
| ==== Emission Program: CAIRNoxSeasonal : (NOx) ==== | EI | EI | DR | DemandResponse | 0 | 0 | 0 | 0 | 0 | 0 | DemandResponse | 0 | 0 | 0 | 0 | 0 | 0
| ==== Emission Program: CAIRNoxSeasonal : (NOx) ==== | EI | EI | Coal-CCS | IGCC-CCS | 0 | 0 | 0 | 0 | 0 | 0 | IGCC-CCS | 0 | 0 | 0 | 0 | 0 | 0
| ==== Emission Program: CAIRNoxSeasonal : (NOx) ==== | EI | EI | Off-shore Wind | WT_off | 0 | 0 | 0 | 0 | 0 | 0 | WT_off | 0 | 0 | 0 | 0 | 0 | 0
| ==== Emission Program: CAIRNoxSeasonal : (NOx) ==== | EI | EI | Other | PseudoUnit | 0 | 0 | 0 | 0 | 0 | 0 | PseudoUnit | 0 | 0 | 0 | 0 | 0 | 0
| ==== Emission Program: CAIRNoxSeasonal : (NOx) ==== | EI | EI | HQ/Maritimes | FixedInterchange | 0 | 0 | 0 | 0 | 0 | 0 | FixedInterchange | 0 | 0 | 0 | 0 | 0 | 0
==== Emission Program: CAIRNoxSeasonal : (NOx) ====
| ==== Emission Program: CAIRNoxSeasonal : (NOx) ==== |  |  |  | Emission Cost by Reporting Type: Outside_EI | [6 empty] | Emission Cost by Reporting Type: Outside_EI
| ==== Emission Program: CAIRNoxSeasonal : (NOx) ==== |  |  |  | ReportingType | 2015 | 2020 | 2025 | 2030 | 2035 | 2040 | ReportingType | 2015 | 2020 | 2025 | 2030 | 2035 | 2040
| ==== Emission Program: CAIRNoxSeasonal : (NOx) ==== | Outside_EI | Outside_EI | Other Renew | BM | 0 | 0 | 0 | 0 | 0 | 0 | BM | 0 | 0 | 0 | 0 | 0 | 0
| ==== Emission Program: CAIRNoxSeasonal : (NOx) ==== | Outside_EI | Outside_EI | CC | CC | 0 | 0 | 0 | 0 | 0 | 0 | CC | 0 | 0 | 0 | 0 | 0 | 0
| ==== Emission Program: CAIRNoxSeasonal : (NOx) ==== | Outside_EI | Outside_EI | Other Renew | CSP | 0 | 0 | 0 | 0 | 0 | 0 | CSP | 0 | 0 | 0 | 0 | 0 | 0
| ==== Emission Program: CAIRNoxSeasonal : (NOx) ==== | Outside_EI | Outside_EI | CT | CT | 0 | 0 | 0 | 0 | 0 | 0 | CT | 0 | 0 | 0 | 0 | 0 | 0
| ==== Emission Program: CAIRNoxSeasonal : (NOx) ==== | Outside_EI | Outside_EI | Coal | Coal | 0 | 0 | 0 | 0 | 0 | 0 | Coal | 0 | 0 | 0 | 0 | 0 | 0
| ==== Emission Program: CAIRNoxSeasonal : (NOx) ==== | Outside_EI | Outside_EI | Other Renew | Geo | 0 | 0 | 0 | 0 | 0 | 0 | Geo | 0 | 0 | 0 | 0 | 0 | 0
| ==== Emission Program: CAIRNoxSeasonal : (NOx) ==== | Outside_EI | Outside_EI | Hydro | H | 0 | 0 | 0 | 0 | 0 | 0 | H | 0 | 0 | 0 | 0 | 0 | 0
| ==== Emission Program: CAIRNoxSeasonal : (NOx) ==== | Outside_EI | Outside_EI | Other Renew | LFG | 0 | 0 | 0 | 0 | 0 | 0 | LFG | 0 | 0 | 0 | 0 | 0 | 0
| ==== Emission Program: CAIRNoxSeasonal : (NOx) ==== | Outside_EI | Outside_EI | Nuclear | Nuc | 0 | 0 | 0 | 0 | 0 | 0 | Nuc | 0 | 0 | 0 | 0 | 0 | 0
| ==== Emission Program: CAIRNoxSeasonal : (NOx) ==== | Outside_EI | Outside_EI | Other | PS | 0 | 0 | 0 | 0 | 0 | 0 | PS | 0 | 0 | 0 | 0 | 0 | 0
| ==== Emission Program: CAIRNoxSeasonal : (NOx) ==== | Outside_EI | Outside_EI | Other Renew | PV | 0 | 0 | 0 | 0 | 0 | 0 | PV | 0 | 0 | 0 | 0 | 0 | 0
| ==== Emission Program: CAIRNoxSeasonal : (NOx) ==== | Outside_EI | Outside_EI | CT | PeakG | 0 | 0 | 0 | 0 | 0 | 0 | PeakG | 0 | 0 | 0 | 0 | 0 | 0
| ==== Emission Program: CAIRNoxSeasonal : (NOx) ==== | Outside_EI | Outside_EI | CT | PeakO | 0 | 0 | 0 | 0 | 0 | 0 | PeakO | 0 | 0 | 0 | 0 | 0 | 0
| ==== Emission Program: CAIRNoxSeasonal : (NOx) ==== | Outside_EI | Outside_EI | Other Renew | ST | 0 | 0 | 0 | 0 | 0 | 0 | ST | 0 | 0 | 0 | 0 | 0 | 0
| ==== Emission Program: CAIRNoxSeasonal : (NOx) ==== | Outside_EI | Outside_EI | Steam O/G | STOG | 0 | 0 | 0 | 0 | 0 | 0 | STOG | 0 | 0 | 0 | 0 | 0 | 0
| ==== Emission Program: CAIRNoxSeasonal : (NOx) ==== | Outside_EI | Outside_EI | Other Renew | STWD | 0 | 0 | 0 | 0 | 0 | 0 | STWD | 0 | 0 | 0 | 0 | 0 | 0
| ==== Emission Program: CAIRNoxSeasonal : (NOx) ==== | Outside_EI | Outside_EI | On-shore Wind | WT | 0 | 0 | 0 | 0 | 0 | 0 | WT | 0 | 0 | 0 | 0 | 0 | 0
| ==== Emission Program: CAIRNoxSeasonal : (NOx) ==== | Outside_EI | Outside_EI | Coal | IGCC | 0 | 0 | 0 | 0 | 0 | 0 | IGCC | 0 | 0 | 0 | 0 | 0 | 0
| ==== Emission Program: CAIRNoxSeasonal : (NOx) ==== | Outside_EI | Outside_EI | DR | DemandResponse | 0 | 0 | 0 | 0 | 0 | 0 | DemandResponse | 0 | 0 | 0 | 0 | 0 | 0
| ==== Emission Program: CAIRNoxSeasonal : (NOx) ==== | Outside_EI | Outside_EI | Coal-CCS | IGCC-CCS | 0 | 0 | 0 | 0 | 0 | 0 | IGCC-CCS | 0 | 0 | 0 | 0 | 0 | 0
| ==== Emission Program: CAIRNoxSeasonal : (NOx) ==== | Outside_EI | Outside_EI | Off-shore Wind | WT_off | 0 | 0 | 0 | 0 | 0 | 0 | WT_off | 0 | 0 | 0 | 0 | 0 | 0
| ==== Emission Program: CAIRNoxSeasonal : (NOx) ==== | Outside_EI | Outside_EI | Other | PseudoUnit | 0 | 0 | 0 | 0 | 0 | 0 | PseudoUnit | 0 | 0 | 0 | 0 | 0 | 0
| ==== Emission Program: CAIRNoxSeasonal : (NOx) ==== | Outside_EI | Outside_EI | HQ/Maritimes | FixedInterchange | 0 | 0 | 0 | 0 | 0 | 0 | FixedInterchange | 0 | 0 | 0 | 0 | 0 | 0
[5 empty] | ==== Emission Program: CAMR : (Hg) ==== | [6 empty] | ==== Emission Program: CAMR : (Hg) ====
[5 empty] | Emission Cost by Reporting Type: Entergy | [6 empty] | Emission Cost by Reporting Type: Entergy
[5 empty] | ReportingType | 2015 | 2020 | 2025 | 2030 | 2035 | 2040 | ReportingType | 2015 | 2020 | 2025 | 2030 | 2035 | 2040
| ==== Emission Program: CAMR : (Hg) ==== | ENT | Southwest | Other Renew | BM | 0 | 0 | 0 | 0 | 0 | 0 | BM | 0 | 0 | 0 | 0 | 0 | 0
| ==== Emission Program: CAMR : (Hg) ==== | ENT | Southwest | CC | CC | 0 | 0 | 0 | 0 | 0 | 0 | CC | 0 | 0 | 0 | 0 | 0 | 0
| ==== Emission Program: CAMR : (Hg) ==== | ENT | Southwest | Other Renew | CSP | 0 | 0 | 0 | 0 | 0 | 0 | CSP | 0 | 0 | 0 | 0 | 0 | 0
| ==== Emission Program: CAMR : (Hg) ==== | ENT | Southwest | CT | CT | 0 | 0 | 0 | 0 | 0 | 0 | CT | 0 | 0 | 0 | 0 | 0 | 0
| ==== Emission Program: CAMR : (Hg) ==== | ENT | Southwest | Coal | Coal | 0 | 0 | 0 | 0 | 0 | 0 | Coal | 0 | 0 | 0 | 0 | 0 | 0
| ==== Emission Program: CAMR : (Hg) ==== | ENT | Southwest | Other Renew | Geo | 0 | 0 | 0 | 0 | 0 | 0 | Geo | 0 | 0 | 0 | 0 | 0 | 0
| ==== Emission Program: CAMR : (Hg) ==== | ENT | Southwest | Hydro | H | 0 | 0 | 0 | 0 | 0 | 0 | H | 0 | 0 | 0 | 0 | 0 | 0
| ==== Emission Program: CAMR : (Hg) ==== | ENT | Southwest | Other Renew | LFG | 0 | 0 | 0 | 0 | 0 | 0 | LFG | 0 | 0 | 0 | 0 | 0 | 0
| ==== Emission Program: CAMR : (Hg) ==== | ENT | Southwest | Nuclear | Nuc | 0 | 0 | 0 | 0 | 0 | 0 | Nuc | 0 | 0 | 0 | 0 | 0 | 0
| ==== Emission Program: CAMR : (Hg) ==== | ENT | Southwest | Other | PS | 0 | 0 | 0 | 0 | 0 | 0 | PS | 0 | 0 | 0 | 0 | 0 | 0
| ==== Emission Program: CAMR : (Hg) ==== | ENT | Southwest | Other Renew | PV | 0 | 0 | 0 | 0 | 0 | 0 | PV | 0 | 0 | 0 | 0 | 0 | 0
| ==== Emission Program: CAMR : (Hg) ==== | ENT | Southwest | CT | PeakG | 0 | 0 | 0 | 0 | 0 | 0 | PeakG | 0 | 0 | 0 | 0 | 0 | 0
| ==== Emission Program: CAMR : (Hg) ==== | ENT | Southwest | CT | PeakO | 0 | 0 | 0 | 0 | 0 | 0 | PeakO | 0 | 0 | 0 | 0 | 0 | 0
| ==== Emission Program: CAMR : (Hg) ==== | ENT | Southwest | Other Renew | ST | 0 | 0 | 0 | 0 | 0 | 0 | ST | 0 | 0 | 0 | 0 | 0 | 0
| ==== Emission Program: CAMR : (Hg) ==== | ENT | Southwest | Steam O/G | STOG | 0 | 0 | 0 | 0 | 0 | 0 | STOG | 0 | 0 | 0 | 0 | 0 | 0
| ==== Emission Program: CAMR : (Hg) ==== | ENT | Southwest | Other Renew | STWD | 0 | 0 | 0 | 0 | 0 | 0 | STWD | 0 | 0 | 0 | 0 | 0 | 0
| ==== Emission Program: CAMR : (Hg) ==== | ENT | Southwest | On-shore Wind | WT | 0 | 0 | 0 | 0 | 0 | 0 | WT | 0 | 0 | 0 | 0 | 0 | 0
| ==== Emission Program: CAMR : (Hg) ==== | ENT | Southwest | Coal | IGCC | 0 | 0 | 0 | 0 | 0 | 0 | IGCC | 0 | 0 | 0 | 0 | 0 | 0
| ==== Emission Program: CAMR : (Hg) ==== | ENT | Southwest | DR | DemandResponse | 0 | 0 | 0 | 0 | 0 | 0 | DemandResponse | 0 | 0 | 0 | 0 | 0 | 0
| ==== Emission Program: CAMR : (Hg) ==== | ENT | Southwest | Coal-CCS | IGCC-CCS | 0 | 0 | 0 | 0 | 0 | 0 | IGCC-CCS | 0 | 0 | 0 | 0 | 0 | 0
| ==== Emission Program: CAMR : (Hg) ==== | ENT | Southwest | Off-shore Wind | WT_off | 0 | 0 | 0 | 0 | 0 | 0 | WT_off | 0 | 0 | 0 | 0 | 0 | 0
| ==== Emission Program: CAMR : (Hg) ==== | ENT | Southwest | Other | PseudoUnit | 0 | 0 | 0 | 0 | 0 | 0 | PseudoUnit | 0 | 0 | 0 | 0 | 0 | 0
| ==== Emission Program: CAMR : (Hg) ==== | ENT | Southwest | HQ/Maritimes | FixedInterchange | 0 | 0 | 0 | 0 | 0 | 0 | FixedInterchange | 0 | 0 | 0 | 0 | 0 | 0
==== Emission Program: CAMR : (Hg) ====
| ==== Emission Program: CAMR : (Hg) ==== |  |  |  | Emission Cost by Reporting Type: FRCC | [6 empty] | Emission Cost by Reporting Type: FRCC
| ==== Emission Program: CAMR : (Hg) ==== |  |  |  | ReportingType | 2015 | 2020 | 2025 | 2030 | 2035 | 2040 | ReportingType | 2015 | 2020 | 2025 | 2030 | 2035 | 2040
| ==== Emission Program: CAMR : (Hg) ==== | FRCC | South | Other Renew | BM | 0 | 0 | 0 | 0 | 0 | 0 | BM | 0 | 0 | 0 | 0 | 0 | 0
| ==== Emission Program: CAMR : (Hg) ==== | FRCC | South | CC | CC | 0 | 0 | 0 | 0 | 0 | 0 | CC | 0 | 0 | 0 | 0 | 0 | 0
| ==== Emission Program: CAMR : (Hg) ==== | FRCC | South | Other Renew | CSP | 0 | 0 | 0 | 0 | 0 | 0 | CSP | 0 | 0 | 0 | 0 | 0 | 0
| ==== Emission Program: CAMR : (Hg) ==== | FRCC | South | CT | CT | 0 | 0 | 0 | 0 | 0 | 0 | CT | 0 | 0 | 0 | 0 | 0 | 0
| ==== Emission Program: CAMR : (Hg) ==== | FRCC | South | Coal | Coal | 0 | 0 | 0 | 0 | 0 | 0 | Coal | 0 | 0 | 0 | 0 | 0 | 0
| ==== Emission Program: CAMR : (Hg) ==== | FRCC | South | Other Renew | Geo | 0 | 0 | 0 | 0 | 0 | 0 | Geo | 0 | 0 | 0 | 0 | 0 | 0
| ==== Emission Program: CAMR : (Hg) ==== | FRCC | South | Hydro | H | 0 | 0 | 0 | 0 | 0 | 0 | H | 0 | 0 | 0 | 0 | 0 | 0
| ==== Emission Program: CAMR : (Hg) ==== | FRCC | South | Other Renew | LFG | 0 | 0 | 0 | 0 | 0 | 0 | LFG | 0 | 0 | 0 | 0 | 0 | 0
| ==== Emission Program: CAMR : (Hg) ==== | FRCC | South | Nuclear | Nuc | 0 | 0 | 0 | 0 | 0 | 0 | Nuc | 0 | 0 | 0 | 0 | 0 | 0
| ==== Emission Program: CAMR : (Hg) ==== | FRCC | South | Other | PS | 0 | 0 | 0 | 0 | 0 | 0 | PS | 0 | 0 | 0 | 0 | 0 | 0
| ==== Emission Program: CAMR : (Hg) ==== | FRCC | South | Other Renew | PV | 0 | 0 | 0 | 0 | 0 | 0 | PV | 0 | 0 | 0 | 0 | 0 | 0
| ==== Emission Program: CAMR : (Hg) ==== | FRCC | South | CT | PeakG | 0 | 0 | 0 | 0 | 0 | 0 | PeakG | 0 | 0 | 0 | 0 | 0 | 0
| ==== Emission Program: CAMR : (Hg) ==== | FRCC | South | CT | PeakO | 0 | 0 | 0 | 0 | 0 | 0 | PeakO | 0 | 0 | 0 | 0 | 0 | 0
| ==== Emission Program: CAMR : (Hg) ==== | FRCC | South | Other Renew | ST | 0 | 0 | 0 | 0 | 0 | 0 | ST | 0 | 0 | 0 | 0 | 0 | 0
| ==== Emission Program: CAMR : (Hg) ==== | FRCC | South | Steam O/G | STOG | 0 | 0 | 0 | 0 | 0 | 0 | STOG | 0 | 0 | 0 | 0 | 0 | 0
| ==== Emission Program: CAMR : (Hg) ==== | FRCC | South | Other Renew | STWD | 0 | 0 | 0 | 0 | 0 | 0 | STWD | 0 | 0 | 0 | 0 | 0 | 0
| ==== Emission Program: CAMR : (Hg) ==== | FRCC | South | On-shore Wind | WT | 0 | 0 | 0 | 0 | 0 | 0 | WT | 0 | 0 | 0 | 0 | 0 | 0
| ==== Emission Program: CAMR : (Hg) ==== | FRCC | South | Coal | IGCC | 0 | 0 | 0 | 0 | 0 | 0 | IGCC | 0 | 0 | 0 | 0 | 0 | 0
| ==== Emission Program: CAMR : (Hg) ==== | FRCC | South | DR | DemandResponse | 0 | 0 | 0 | 0 | 0 | 0 | DemandResponse | 0 | 0 | 0 | 0 | 0 | 0
| ==== Emission Program: CAMR : (Hg) ==== | FRCC | South | Coal-CCS | IGCC-CCS | 0 | 0 | 0 | 0 | 0 | 0 | IGCC-CCS | 0 | 0 | 0 | 0 | 0 | 0
| ==== Emission Program: CAMR : (Hg) ==== | FRCC | South | Off-shore Wind | WT_off | 0 | 0 | 0 | 0 | 0 | 0 | WT_off | 0 | 0 | 0 | 0 | 0 | 0
| ==== Emission Program: CAMR : (Hg) ==== | FRCC | South | Other | PseudoUnit | 0 | 0 | 0 | 0 | 0 | 0 | PseudoUnit | 0 | 0 | 0 | 0 | 0 | 0
| ==== Emission Program: CAMR : (Hg) ==== | FRCC | South | HQ/Maritimes | FixedInterchange | 0 | 0 | 0 | 0 | 0 | 0 | FixedInterchange | 0 | 0 | 0 | 0 | 0 | 0
==== Emission Program: CAMR : (Hg) ====
| ==== Emission Program: CAMR : (Hg) ==== |  |  |  | Emission Cost by Reporting Type: MAPP_US | [6 empty] | Emission Cost by Reporting Type: MAPP_US
| ==== Emission Program: CAMR : (Hg) ==== |  |  |  | ReportingType | 2015 | 2020 | 2025 | 2030 | 2035 | 2040 | ReportingType | 2015 | 2020 | 2025 | 2030 | 2035 | 2040
| ==== Emission Program: CAMR : (Hg) ==== | MAPP_US | Midwest | Other Renew | BM | 0 | 0 | 0 | 0 | 0 | 0 | BM | 0 | 0 | 0 | 0 | 0 | 0
| ==== Emission Program: CAMR : (Hg) ==== | MAPP_US | Midwest | CC | CC | 0 | 0 | 0 | 0 | 0 | 0 | CC | 0 | 0 | 0 | 0 | 0 | 0
| ==== Emission Program: CAMR : (Hg) ==== | MAPP_US | Midwest | Other Renew | CSP | 0 | 0 | 0 | 0 | 0 | 0 | CSP | 0 | 0 | 0 | 0 | 0 | 0
| ==== Emission Program: CAMR : (Hg) ==== | MAPP_US | Midwest | CT | CT | 0 | 0 | 0 | 0 | 0 | 0 | CT | 0 | 0 | 0 | 0 | 0 | 0
| ==== Emission Program: CAMR : (Hg) ==== | MAPP_US | Midwest | Coal | Coal | 0 | 0 | 0 | 0 | 0 | 0 | Coal | 0 | 0 | 0 | 0 | 0 | 0
| ==== Emission Program: CAMR : (Hg) ==== | MAPP_US | Midwest | Other Renew | Geo | 0 | 0 | 0 | 0 | 0 | 0 | Geo | 0 | 0 | 0 | 0 | 0 | 0
| ==== Emission Program: CAMR : (Hg) ==== | MAPP_US | Midwest | Hydro | H | 0 | 0 | 0 | 0 | 0 | 0 | H | 0 | 0 | 0 | 0 | 0 | 0
| ==== Emission Program: CAMR : (Hg) ==== | MAPP_US | Midwest | Other Renew | LFG | 0 | 0 | 0 | 0 | 0 | 0 | LFG | 0 | 0 | 0 | 0 | 0 | 0
| ==== Emission Program: CAMR : (Hg) ==== | MAPP_US | Midwest | Nuclear | Nuc | 0 | 0 | 0 | 0 | 0 | 0 | Nuc | 0 | 0 | 0 | 0 | 0 | 0
| ==== Emission Program: CAMR : (Hg) ==== | MAPP_US | Midwest | Other | PS | 0 | 0 | 0 | 0 | 0 | 0 | PS | 0 | 0 | 0 | 0 | 0 | 0
| ==== Emission Program: CAMR : (Hg) ==== | MAPP_US | Midwest | Other Renew | PV | 0 | 0 | 0 | 0 | 0 | 0 | PV | 0 | 0 | 0 | 0 | 0 | 0
| ==== Emission Program: CAMR : (Hg) ==== | MAPP_US | Midwest | CT | PeakG | 0 | 0 | 0 | 0 | 0 | 0 | PeakG | 0 | 0 | 0 | 0 | 0 | 0
| ==== Emission Program: CAMR : (Hg) ==== | MAPP_US | Midwest | CT | PeakO | 0 | 0 | 0 | 0 | 0 | 0 | PeakO | 0 | 0 | 0 | 0 | 0 | 0
| ==== Emission Program: CAMR : (Hg) ==== | MAPP_US | Midwest | Other Renew | ST | 0 | 0 | 0 | 0 | 0 | 0 | ST | 0 | 0 | 0 | 0 | 0 | 0
| ==== Emission Program: CAMR : (Hg) ==== | MAPP_US | Midwest | Steam O/G | STOG | 0 | 0 | 0 | 0 | 0 | 0 | STOG | 0 | 0 | 0 | 0 | 0 | 0
| ==== Emission Program: CAMR : (Hg) ==== | MAPP_US | Midwest | Other Renew | STWD | 0 | 0 | 0 | 0 | 0 | 0 | STWD | 0 | 0 | 0 | 0 | 0 | 0
| ==== Emission Program: CAMR : (Hg) ==== | MAPP_US | Midwest | On-shore Wind | WT | 0 | 0 | 0 | 0 | 0 | 0 | WT | 0 | 0 | 0 | 0 | 0 | 0
| ==== Emission Program: CAMR : (Hg) ==== | MAPP_US | Midwest | Coal | IGCC | 0 | 0 | 0 | 0 | 0 | 0 | IGCC | 0 | 0 | 0 | 0 | 0 | 0
| ==== Emission Program: CAMR : (Hg) ==== | MAPP_US | Midwest | DR | DemandResponse | 0 | 0 | 0 | 0 | 0 | 0 | DemandResponse | 0 | 0 | 0 | 0 | 0 | 0
| ==== Emission Program: CAMR : (Hg) ==== | MAPP_US | Midwest | Coal-CCS | IGCC-CCS | 0 | 0 | 0 | 0 | 0 | 0 | IGCC-CCS | 0 | 0 | 0 | 0 | 0 | 0
| ==== Emission Program: CAMR : (Hg) ==== | MAPP_US | Midwest | Off-shore Wind | WT_off | 0 | 0 | 0 | 0 | 0 | 0 | WT_off | 0 | 0 | 0 | 0 | 0 | 0
| ==== Emission Program: CAMR : (Hg) ==== | MAPP_US | Midwest | Other | PseudoUnit | 0 | 0 | 0 | 0 | 0 | 0 | PseudoUnit | 0 | 0 | 0 | 0 | 0 | 0
| ==== Emission Program: CAMR : (Hg) ==== | MAPP_US | Midwest | HQ/Maritimes | FixedInterchange | 0 | 0 | 0 | 0 | 0 | 0 | FixedInterchange | 0 | 0 | 0 | 0 | 0 | 0
==== Emission Program: CAMR : (Hg) ====
| ==== Emission Program: CAMR : (Hg) ==== |  |  |  | Emission Cost by Reporting Type: MISO_IN | [6 empty] | Emission Cost by Reporting Type: MISO_IN
| ==== Emission Program: CAMR : (Hg) ==== |  |  |  | ReportingType | 2015 | 2020 | 2025 | 2030 | 2035 | 2040 | ReportingType | 2015 | 2020 | 2025 | 2030 | 2035 | 2040
| ==== Emission Program: CAMR : (Hg) ==== | MISO_IN | Midwest | Other Renew | BM | 0 | 0 | 0 | 0 | 0 | 0 | BM | 0 | 0 | 0 | 0 | 0 | 0
| ==== Emission Program: CAMR : (Hg) ==== | MISO_IN | Midwest | CC | CC | 0 | 0 | 0 | 0 | 0 | 0 | CC | 0 | 0 | 0 | 0 | 0 | 0
| ==== Emission Program: CAMR : (Hg) ==== | MISO_IN | Midwest | Other Renew | CSP | 0 | 0 | 0 | 0 | 0 | 0 | CSP | 0 | 0 | 0 | 0 | 0 | 0
| ==== Emission Program: CAMR : (Hg) ==== | MISO_IN | Midwest | CT | CT | 0 | 0 | 0 | 0 | 0 | 0 | CT | 0 | 0 | 0 | 0 | 0 | 0
| ==== Emission Program: CAMR : (Hg) ==== | MISO_IN | Midwest | Coal | Coal | 0 | 0 | 0 | 0 | 0 | 0 | Coal | 0 | 0 | 0 | 0 | 0 | 0
| ==== Emission Program: CAMR : (Hg) ==== | MISO_IN | Midwest | Other Renew | Geo | 0 | 0 | 0 | 0 | 0 | 0 | Geo | 0 | 0 | 0 | 0 | 0 | 0
| ==== Emission Program: CAMR : (Hg) ==== | MISO_IN | Midwest | Hydro | H | 0 | 0 | 0 | 0 | 0 | 0 | H | 0 | 0 | 0 | 0 | 0 | 0
| ==== Emission Program: CAMR : (Hg) ==== | MISO_IN | Midwest | Other Renew | LFG | 0 | 0 | 0 | 0 | 0 | 0 | LFG | 0 | 0 | 0 | 0 | 0 | 0
| ==== Emission Program: CAMR : (Hg) ==== | MISO_IN | Midwest | Nuclear | Nuc | 0 | 0 | 0 | 0 | 0 | 0 | Nuc | 0 | 0 | 0 | 0 | 0 | 0
| ==== Emission Program: CAMR : (Hg) ==== | MISO_IN | Midwest | Other | PS | 0 | 0 | 0 | 0 | 0 | 0 | PS | 0 | 0 | 0 | 0 | 0 | 0
| ==== Emission Program: CAMR : (Hg) ==== | MISO_IN | Midwest | Other Renew | PV | 0 | 0 | 0 | 0 | 0 | 0 | PV | 0 | 0 | 0 | 0 | 0 | 0
| ==== Emission Program: CAMR : (Hg) ==== | MISO_IN | Midwest | CT | PeakG | 0 | 0 | 0 | 0 | 0 | 0 | PeakG | 0 | 0 | 0 | 0 | 0 | 0
| ==== Emission Program: CAMR : (Hg) ==== | MISO_IN | Midwest | CT | PeakO | 0 | 0 | 0 | 0 | 0 | 0 | PeakO | 0 | 0 | 0 | 0 | 0 | 0
| ==== Emission Program: CAMR : (Hg) ==== | MISO_IN | Midwest | Other Renew | ST | 0 | 0 | 0 | 0 | 0 | 0 | ST | 0 | 0 | 0 | 0 | 0 | 0
| ==== Emission Program: CAMR : (Hg) ==== | MISO_IN | Midwest | Steam O/G | STOG | 0 | 0 | 0 | 0 | 0 | 0 | STOG | 0 | 0 | 0 | 0 | 0 | 0
| ==== Emission Program: CAMR : (Hg) ==== | MISO_IN | Midwest | Other Renew | STWD | 0 | 0 | 0 | 0 | 0 | 0 | STWD | 0 | 0 | 0 | 0 | 0 | 0
| ==== Emission Program: CAMR : (Hg) ==== | MISO_IN | Midwest | On-shore Wind | WT | 0 | 0 | 0 | 0 | 0 | 0 | WT | 0 | 0 | 0 | 0 | 0 | 0
| ==== Emission Program: CAMR : (Hg) ==== | MISO_IN | Midwest | Coal | IGCC | 0 | 0 | 0 | 0 | 0 | 0 | IGCC | 0 | 0 | 0 | 0 | 0 | 0
| ==== Emission Program: CAMR : (Hg) ==== | MISO_IN | Midwest | DR | DemandResponse | 0 | 0 | 0 | 0 | 0 | 0 | DemandResponse | 0 | 0 | 0 | 0 | 0 | 0
| ==== Emission Program: CAMR : (Hg) ==== | MISO_IN | Midwest | Coal-CCS | IGCC-CCS | 0 | 0 | 0 | 0 | 0 | 0 | IGCC-CCS | 0 | 0 | 0 | 0 | 0 | 0
| ==== Emission Program: CAMR : (Hg) ==== | MISO_IN | Midwest | Off-shore Wind | WT_off | 0 | 0 | 0 | 0 | 0 | 0 | WT_off | 0 | 0 | 0 | 0 | 0 | 0
| ==== Emission Program: CAMR : (Hg) ==== | MISO_IN | Midwest | Other | PseudoUnit | 0 | 0 | 0 | 0 | 0 | 0 | PseudoUnit | 0 | 0 | 0 | 0 | 0 | 0
| ==== Emission Program: CAMR : (Hg) ==== | MISO_IN | Midwest | HQ/Maritimes | FixedInterchange | 0 | 0 | 0 | 0 | 0 | 0 | FixedInterchange | 0 | 0 | 0 | 0 | 0 | 0
==== Emission Program: CAMR : (Hg) ====
| ==== Emission Program: CAMR : (Hg) ==== |  |  |  | Emission Cost by Reporting Type: MISO_MI | [6 empty] | Emission Cost by Reporting Type: MISO_MI
| ==== Emission Program: CAMR : (Hg) ==== |  |  |  | ReportingType | 2015 | 2020 | 2025 | 2030 | 2035 | 2040 | ReportingType | 2015 | 2020 | 2025 | 2030 | 2035 | 2040
| ==== Emission Program: CAMR : (Hg) ==== | MISO_MI | Midwest | Other Renew | BM | 0 | 0 | 0 | 0 | 0 | 0 | BM | 0 | 0 | 0 | 0 | 0 | 0
| ==== Emission Program: CAMR : (Hg) ==== | MISO_MI | Midwest | CC | CC | 0 | 0 | 0 | 0 | 0 | 0 | CC | 0 | 0 | 0 | 0 | 0 | 0
| ==== Emission Program: CAMR : (Hg) ==== | MISO_MI | Midwest | Other Renew | CSP | 0 | 0 | 0 | 0 | 0 | 0 | CSP | 0 | 0 | 0 | 0 | 0 | 0
| ==== Emission Program: CAMR : (Hg) ==== | MISO_MI | Midwest | CT | CT | 0 | 0 | 0 | 0 | 0 | 0 | CT | 0 | 0 | 0 | 0 | 0 | 0
| ==== Emission Program: CAMR : (Hg) ==== | MISO_MI | Midwest | Coal | Coal | 0 | 0 | 0 | 0 | 0 | 0 | Coal | 0 | 0 | 0 | 0 | 0 | 0
| ==== Emission Program: CAMR : (Hg) ==== | MISO_MI | Midwest | Other Renew | Geo | 0 | 0 | 0 | 0 | 0 | 0 | Geo | 0 | 0 | 0 | 0 | 0 | 0
| ==== Emission Program: CAMR : (Hg) ==== | MISO_MI | Midwest | Hydro | H | 0 | 0 | 0 | 0 | 0 | 0 | H | 0 | 0 | 0 | 0 | 0 | 0
| ==== Emission Program: CAMR : (Hg) ==== | MISO_MI | Midwest | Other Renew | LFG | 0 | 0 | 0 | 0 | 0 | 0 | LFG | 0 | 0 | 0 | 0 | 0 | 0
| ==== Emission Program: CAMR : (Hg) ==== | MISO_MI | Midwest | Nuclear | Nuc | 0 | 0 | 0 | 0 | 0 | 0 | Nuc | 0 | 0 | 0 | 0 | 0 | 0
| ==== Emission Program: CAMR : (Hg) ==== | MISO_MI | Midwest | Other | PS | 0 | 0 | 0 | 0 | 0 | 0 | PS | 0 | 0 | 0 | 0 | 0 | 0
| ==== Emission Program: CAMR : (Hg) ==== | MISO_MI | Midwest | Other Renew | PV | 0 | 0 | 0 | 0 | 0 | 0 | PV | 0 | 0 | 0 | 0 | 0 | 0
| ==== Emission Program: CAMR : (Hg) ==== | MISO_MI | Midwest | CT | PeakG | 0 | 0 | 0 | 0 | 0 | 0 | PeakG | 0 | 0 | 0 | 0 | 0 | 0
| ==== Emission Program: CAMR : (Hg) ==== | MISO_MI | Midwest | CT | PeakO | 0 | 0 | 0 | 0 | 0 | 0 | PeakO | 0 | 0 | 0 | 0 | 0 | 0
| ==== Emission Program: CAMR : (Hg) ==== | MISO_MI | Midwest | Other Renew | ST | 0 | 0 | 0 | 0 | 0 | 0 | ST | 0 | 0 | 0 | 0 | 0 | 0
| ==== Emission Program: CAMR : (Hg) ==== | MISO_MI | Midwest | Steam O/G | STOG | 0 | 0 | 0 | 0 | 0 | 0 | STOG | 0 | 0 | 0 | 0 | 0 | 0
| ==== Emission Program: CAMR : (Hg) ==== | MISO_MI | Midwest | Other Renew | STWD | 0 | 0 | 0 | 0 | 0 | 0 | STWD | 0 | 0 | 0 | 0 | 0 | 0
| ==== Emission Program: CAMR : (Hg) ==== | MISO_MI | Midwest | On-shore Wind | WT | 0 | 0 | 0 | 0 | 0 | 0 | WT | 0 | 0 | 0 | 0 | 0 | 0
| ==== Emission Program: CAMR : (Hg) ==== | MISO_MI | Midwest | Coal | IGCC | 0 | 0 | 0 | 0 | 0 | 0 | IGCC | 0 | 0 | 0 | 0 | 0 | 0
| ==== Emission Program: CAMR : (Hg) ==== | MISO_MI | Midwest | DR | DemandResponse | 0 | 0 | 0 | 0 | 0 | 0 | DemandResponse | 0 | 0 | 0 | 0 | 0 | 0
| ==== Emission Program: CAMR : (Hg) ==== | MISO_MI | Midwest | Coal-CCS | IGCC-CCS | 0 | 0 | 0 | 0 | 0 | 0 | IGCC-CCS | 0 | 0 | 0 | 0 | 0 | 0
| ==== Emission Program: CAMR : (Hg) ==== | MISO_MI | Midwest | Off-shore Wind | WT_off | 0 | 0 | 0 | 0 | 0 | 0 | WT_off | 0 | 0 | 0 | 0 | 0 | 0
| ==== Emission Program: CAMR : (Hg) ==== | MISO_MI | Midwest | Other | PseudoUnit | 0 | 0 | 0 | 0 | 0 | 0 | PseudoUnit | 0 | 0 | 0 | 0 | 0 | 0
| ==== Emission Program: CAMR : (Hg) ==== | MISO_MI | Midwest | HQ/Maritimes | FixedInterchange | 0 | 0 | 0 | 0 | 0 | 0 | FixedInterchange | 0 | 0 | 0 | 0 | 0 | 0
==== Emission Program: CAMR : (Hg) ====
| ==== Emission Program: CAMR : (Hg) ==== |  |  |  | Emission Cost by Reporting Type: MISO_MO-IL | [6 empty] | Emission Cost by Reporting Type: MISO_MO-IL
| ==== Emission Program: CAMR : (Hg) ==== |  |  |  | ReportingType | 2015 | 2020 | 2025 | 2030 | 2035 | 2040 | ReportingType | 2015 | 2020 | 2025 | 2030 | 2035 | 2040
| ==== Emission Program: CAMR : (Hg) ==== | MISO_MO-IL | Midwest | Other Renew | BM | 0 | 0 | 0 | 0 | 0 | 0 | BM | 0 | 0 | 0 | 0 | 0 | 0
| ==== Emission Program: CAMR : (Hg) ==== | MISO_MO-IL | Midwest | CC | CC | 0 | 0 | 0 | 0 | 0 | 0 | CC | 0 | 0 | 0 | 0 | 0 | 0
| ==== Emission Program: CAMR : (Hg) ==== | MISO_MO-IL | Midwest | Other Renew | CSP | 0 | 0 | 0 | 0 | 0 | 0 | CSP | 0 | 0 | 0 | 0 | 0 | 0
| ==== Emission Program: CAMR : (Hg) ==== | MISO_MO-IL | Midwest | CT | CT | 0 | 0 | 0 | 0 | 0 | 0 | CT | 0 | 0 | 0 | 0 | 0 | 0
| ==== Emission Program: CAMR : (Hg) ==== | MISO_MO-IL | Midwest | Coal | Coal | 0 | 0 | 0 | 0 | 0 | 0 | Coal | 0 | 0 | 0 | 0 | 0 | 0
| ==== Emission Program: CAMR : (Hg) ==== | MISO_MO-IL | Midwest | Other Renew | Geo | 0 | 0 | 0 | 0 | 0 | 0 | Geo | 0 | 0 | 0 | 0 | 0 | 0
| ==== Emission Program: CAMR : (Hg) ==== | MISO_MO-IL | Midwest | Hydro | H | 0 | 0 | 0 | 0 | 0 | 0 | H | 0 | 0 | 0 | 0 | 0 | 0
| ==== Emission Program: CAMR : (Hg) ==== | MISO_MO-IL | Midwest | Other Renew | LFG | 0 | 0 | 0 | 0 | 0 | 0 | LFG | 0 | 0 | 0 | 0 | 0 | 0
| ==== Emission Program: CAMR : (Hg) ==== | MISO_MO-IL | Midwest | Nuclear | Nuc | 0 | 0 | 0 | 0 | 0 | 0 | Nuc | 0 | 0 | 0 | 0 | 0 | 0
| ==== Emission Program: CAMR : (Hg) ==== | MISO_MO-IL | Midwest | Other | PS | 0 | 0 | 0 | 0 | 0 | 0 | PS | 0 | 0 | 0 | 0 | 0 | 0
| ==== Emission Program: CAMR : (Hg) ==== | MISO_MO-IL | Midwest | Other Renew | PV | 0 | 0 | 0 | 0 | 0 | 0 | PV | 0 | 0 | 0 | 0 | 0 | 0
| ==== Emission Program: CAMR : (Hg) ==== | MISO_MO-IL | Midwest | CT | PeakG | 0 | 0 | 0 | 0 | 0 | 0 | PeakG | 0 | 0 | 0 | 0 | 0 | 0
| ==== Emission Program: CAMR : (Hg) ==== | MISO_MO-IL | Midwest | CT | PeakO | 0 | 0 | 0 | 0 | 0 | 0 | PeakO | 0 | 0 | 0 | 0 | 0 | 0
| ==== Emission Program: CAMR : (Hg) ==== | MISO_MO-IL | Midwest | Other Renew | ST | 0 | 0 | 0 | 0 | 0 | 0 | ST | 0 | 0 | 0 | 0 | 0 | 0
| ==== Emission Program: CAMR : (Hg) ==== | MISO_MO-IL | Midwest | Steam O/G | STOG | 0 | 0 | 0 | 0 | 0 | 0 | STOG | 0 | 0 | 0 | 0 | 0 | 0
| ==== Emission Program: CAMR : (Hg) ==== | MISO_MO-IL | Midwest | Other Renew | STWD | 0 | 0 | 0 | 0 | 0 | 0 | STWD | 0 | 0 | 0 | 0 | 0 | 0
| ==== Emission Program: CAMR : (Hg) ==== | MISO_MO-IL | Midwest | On-shore Wind | WT | 0 | 0 | 0 | 0 | 0 | 0 | WT | 0 | 0 | 0 | 0 | 0 | 0
| ==== Emission Program: CAMR : (Hg) ==== | MISO_MO-IL | Midwest | Coal | IGCC | 0 | 0 | 0 | 0 | 0 | 0 | IGCC | 0 | 0 | 0 | 0 | 0 | 0
| ==== Emission Program: CAMR : (Hg) ==== | MISO_MO-IL | Midwest | DR | DemandResponse | 0 | 0 | 0 | 0 | 0 | 0 | DemandResponse | 0 | 0 | 0 | 0 | 0 | 0
| ==== Emission Program: CAMR : (Hg) ==== | MISO_MO-IL | Midwest | Coal-CCS | IGCC-CCS | 0 | 0 | 0 | 0 | 0 | 0 | IGCC-CCS | 0 | 0 | 0 | 0 | 0 | 0
| ==== Emission Program: CAMR : (Hg) ==== | MISO_MO-IL | Midwest | Off-shore Wind | WT_off | 0 | 0 | 0 | 0 | 0 | 0 | WT_off | 0 | 0 | 0 | 0 | 0 | 0
| ==== Emission Program: CAMR : (Hg) ==== | MISO_MO-IL | Midwest | Other | PseudoUnit | 0 | 0 | 0 | 0 | 0 | 0 | PseudoUnit | 0 | 0 | 0 | 0 | 0 | 0
| ==== Emission Program: CAMR : (Hg) ==== | MISO_MO-IL | Midwest | HQ/Maritimes | FixedInterchange | 0 | 0 | 0 | 0 | 0 | 0 | FixedInterchange | 0 | 0 | 0 | 0 | 0 | 0
==== Emission Program: CAMR : (Hg) ====
| ==== Emission Program: CAMR : (Hg) ==== |  |  |  | Emission Cost by Reporting Type: MISO_W | [6 empty] | Emission Cost by Reporting Type: MISO_W
| ==== Emission Program: CAMR : (Hg) ==== |  |  |  | ReportingType | 2015 | 2020 | 2025 | 2030 | 2035 | 2040 | ReportingType | 2015 | 2020 | 2025 | 2030 | 2035 | 2040
| ==== Emission Program: CAMR : (Hg) ==== | MISO_W | Midwest | Other Renew | BM | 0 | 0 | 0 | 0 | 0 | 0 | BM | 0 | 0 | 0 | 0 | 0 | 0
| ==== Emission Program: CAMR : (Hg) ==== | MISO_W | Midwest | CC | CC | 0 | 0 | 0 | 0 | 0 | 0 | CC | 0 | 0 | 0 | 0 | 0 | 0
| ==== Emission Program: CAMR : (Hg) ==== | MISO_W | Midwest | Other Renew | CSP | 0 | 0 | 0 | 0 | 0 | 0 | CSP | 0 | 0 | 0 | 0 | 0 | 0
| ==== Emission Program: CAMR : (Hg) ==== | MISO_W | Midwest | CT | CT | 0 | 0 | 0 | 0 | 0 | 0 | CT | 0 | 0 | 0 | 0 | 0 | 0
| ==== Emission Program: CAMR : (Hg) ==== | MISO_W | Midwest | Coal | Coal | 0 | 0 | 0 | 0 | 0 | 0 | Coal | 0 | 0 | 0 | 0 | 0 | 0
| ==== Emission Program: CAMR : (Hg) ==== | MISO_W | Midwest | Other Renew | Geo | 0 | 0 | 0 | 0 | 0 | 0 | Geo | 0 | 0 | 0 | 0 | 0 | 0
| ==== Emission Program: CAMR : (Hg) ==== | MISO_W | Midwest | Hydro | H | 0 | 0 | 0 | 0 | 0 | 0 | H | 0 | 0 | 0 | 0 | 0 | 0
| ==== Emission Program: CAMR : (Hg) ==== | MISO_W | Midwest | Other Renew | LFG | 0 | 0 | 0 | 0 | 0 | 0 | LFG | 0 | 0 | 0 | 0 | 0 | 0
| ==== Emission Program: CAMR : (Hg) ==== | MISO_W | Midwest | Nuclear | Nuc | 0 | 0 | 0 | 0 | 0 | 0 | Nuc | 0 | 0 | 0 | 0 | 0 | 0
| ==== Emission Program: CAMR : (Hg) ==== | MISO_W | Midwest | Other | PS | 0 | 0 | 0 | 0 | 0 | 0 | PS | 0 | 0 | 0 | 0 | 0 | 0
| ==== Emission Program: CAMR : (Hg) ==== | MISO_W | Midwest | Other Renew | PV | 0 | 0 | 0 | 0 | 0 | 0 | PV | 0 | 0 | 0 | 0 | 0 | 0
| ==== Emission Program: CAMR : (Hg) ==== | MISO_W | Midwest | CT | PeakG | 0 | 0 | 0 | 0 | 0 | 0 | PeakG | 0 | 0 | 0 | 0 | 0 | 0
| ==== Emission Program: CAMR : (Hg) ==== | MISO_W | Midwest | CT | PeakO | 0 | 0 | 0 | 0 | 0 | 0 | PeakO | 0 | 0 | 0 | 0 | 0 | 0
| ==== Emission Program: CAMR : (Hg) ==== | MISO_W | Midwest | Other Renew | ST | 0 | 0 | 0 | 0 | 0 | 0 | ST | 0 | 0 | 0 | 0 | 0 | 0
| ==== Emission Program: CAMR : (Hg) ==== | MISO_W | Midwest | Steam O/G | STOG | 0 | 0 | 0 | 0 | 0 | 0 | STOG | 0 | 0 | 0 | 0 | 0 | 0
| ==== Emission Program: CAMR : (Hg) ==== | MISO_W | Midwest | Other Renew | STWD | 0 | 0 | 0 | 0 | 0 | 0 | STWD | 0 | 0 | 0 | 0 | 0 | 0
| ==== Emission Program: CAMR : (Hg) ==== | MISO_W | Midwest | On-shore Wind | WT | 0 | 0 | 0 | 0 | 0 | 0 | WT | 0 | 0 | 0 | 0 | 0 | 0
| ==== Emission Program: CAMR : (Hg) ==== | MISO_W | Midwest | Coal | IGCC | 0 | 0 | 0 | 0 | 0 | 0 | IGCC | 0 | 0 | 0 | 0 | 0 | 0
| ==== Emission Program: CAMR : (Hg) ==== | MISO_W | Midwest | DR | DemandResponse | 0 | 0 | 0 | 0 | 0 | 0 | DemandResponse | 0 | 0 | 0 | 0 | 0 | 0
| ==== Emission Program: CAMR : (Hg) ==== | MISO_W | Midwest | Coal-CCS | IGCC-CCS | 0 | 0 | 0 | 0 | 0 | 0 | IGCC-CCS | 0 | 0 | 0 | 0 | 0 | 0
| ==== Emission Program: CAMR : (Hg) ==== | MISO_W | Midwest | Off-shore Wind | WT_off | 0 | 0 | 0 | 0 | 0 | 0 | WT_off | 0 | 0 | 0 | 0 | 0 | 0
| ==== Emission Program: CAMR : (Hg) ==== | MISO_W | Midwest | Other | PseudoUnit | 0 | 0 | 0 | 0 | 0 | 0 | PseudoUnit | 0 | 0 | 0 | 0 | 0 | 0
| ==== Emission Program: CAMR : (Hg) ==== | MISO_W | Midwest | HQ/Maritimes | FixedInterchange | 0 | 0 | 0 | 0 | 0 | 0 | FixedInterchange | 0 | 0 | 0 | 0 | 0 | 0
==== Emission Program: CAMR : (Hg) ====
| ==== Emission Program: CAMR : (Hg) ==== |  |  |  | Emission Cost by Reporting Type: MISO_WUMS | [6 empty] | Emission Cost by Reporting Type: MISO_WUMS
| ==== Emission Program: CAMR : (Hg) ==== |  |  |  | ReportingType | 2015 | 2020 | 2025 | 2030 | 2035 | 2040 | ReportingType | 2015 | 2020 | 2025 | 2030 | 2035 | 2040
| ==== Emission Program: CAMR : (Hg) ==== | MISO_WUMS | Midwest | Other Renew | BM | 0 | 0 | 0 | 0 | 0 | 0 | BM | 0 | 0 | 0 | 0 | 0 | 0
| ==== Emission Program: CAMR : (Hg) ==== | MISO_WUMS | Midwest | CC | CC | 0 | 0 | 0 | 0 | 0 | 0 | CC | 0 | 0 | 0 | 0 | 0 | 0
| ==== Emission Program: CAMR : (Hg) ==== | MISO_WUMS | Midwest | Other Renew | CSP | 0 | 0 | 0 | 0 | 0 | 0 | CSP | 0 | 0 | 0 | 0 | 0 | 0
| ==== Emission Program: CAMR : (Hg) ==== | MISO_WUMS | Midwest | CT | CT | 0 | 0 | 0 | 0 | 0 | 0 | CT | 0 | 0 | 0 | 0 | 0 | 0
| ==== Emission Program: CAMR : (Hg) ==== | MISO_WUMS | Midwest | Coal | Coal | 0 | 0 | 0 | 0 | 0 | 0 | Coal | 0 | 0 | 0 | 0 | 0 | 0
| ==== Emission Program: CAMR : (Hg) ==== | MISO_WUMS | Midwest | Other Renew | Geo | 0 | 0 | 0 | 0 | 0 | 0 | Geo | 0 | 0 | 0 | 0 | 0 | 0
| ==== Emission Program: CAMR : (Hg) ==== | MISO_WUMS | Midwest | Hydro | H | 0 | 0 | 0 | 0 | 0 | 0 | H | 0 | 0 | 0 | 0 | 0 | 0
| ==== Emission Program: CAMR : (Hg) ==== | MISO_WUMS | Midwest | Other Renew | LFG | 0 | 0 | 0 | 0 | 0 | 0 | LFG | 0 | 0 | 0 | 0 | 0 | 0
| ==== Emission Program: CAMR : (Hg) ==== | MISO_WUMS | Midwest | Nuclear | Nuc | 0 | 0 | 0 | 0 | 0 | 0 | Nuc | 0 | 0 | 0 | 0 | 0 | 0
| ==== Emission Program: CAMR : (Hg) ==== | MISO_WUMS | Midwest | Other | PS | 0 | 0 | 0 | 0 | 0 | 0 | PS | 0 | 0 | 0 | 0 | 0 | 0
| ==== Emission Program: CAMR : (Hg) ==== | MISO_WUMS | Midwest | Other Renew | PV | 0 | 0 | 0 | 0 | 0 | 0 | PV | 0 | 0 | 0 | 0 | 0 | 0
| ==== Emission Program: CAMR : (Hg) ==== | MISO_WUMS | Midwest | CT | PeakG | 0 | 0 | 0 | 0 | 0 | 0 | PeakG | 0 | 0 | 0 | 0 | 0 | 0
| ==== Emission Program: CAMR : (Hg) ==== | MISO_WUMS | Midwest | CT | PeakO | 0 | 0 | 0 | 0 | 0 | 0 | PeakO | 0 | 0 | 0 | 0 | 0 | 0
| ==== Emission Program: CAMR : (Hg) ==== | MISO_WUMS | Midwest | Other Renew | ST | 0 | 0 | 0 | 0 | 0 | 0 | ST | 0 | 0 | 0 | 0 | 0 | 0
| ==== Emission Program: CAMR : (Hg) ==== | MISO_WUMS | Midwest | Steam O/G | STOG | 0 | 0 | 0 | 0 | 0 | 0 | STOG | 0 | 0 | 0 | 0 | 0 | 0
| ==== Emission Program: CAMR : (Hg) ==== | MISO_WUMS | Midwest | Other Renew | STWD | 0 | 0 | 0 | 0 | 0 | 0 | STWD | 0 | 0 | 0 | 0 | 0 | 0
| ==== Emission Program: CAMR : (Hg) ==== | MISO_WUMS | Midwest | On-shore Wind | WT | 0 | 0 | 0 | 0 | 0 | 0 | WT | 0 | 0 | 0 | 0 | 0 | 0
| ==== Emission Program: CAMR : (Hg) ==== | MISO_WUMS | Midwest | Coal | IGCC | 0 | 0 | 0 | 0 | 0 | 0 | IGCC | 0 | 0 | 0 | 0 | 0 | 0
| ==== Emission Program: CAMR : (Hg) ==== | MISO_WUMS | Midwest | DR | DemandResponse | 0 | 0 | 0 | 0 | 0 | 0 | DemandResponse | 0 | 0 | 0 | 0 | 0 | 0
| ==== Emission Program: CAMR : (Hg) ==== | MISO_WUMS | Midwest | Coal-CCS | IGCC-CCS | 0 | 0 | 0 | 0 | 0 | 0 | IGCC-CCS | 0 | 0 | 0 | 0 | 0 | 0
| ==== Emission Program: CAMR : (Hg) ==== | MISO_WUMS | Midwest | Off-shore Wind | WT_off | 0 | 0 | 0 | 0 | 0 | 0 | WT_off | 0 | 0 | 0 | 0 | 0 | 0
| ==== Emission Program: CAMR : (Hg) ==== | MISO_WUMS | Midwest | Other | PseudoUnit | 0 | 0 | 0 | 0 | 0 | 0 | PseudoUnit | 0 | 0 | 0 | 0 | 0 | 0
| ==== Emission Program: CAMR : (Hg) ==== | MISO_WUMS | Midwest | HQ/Maritimes | FixedInterchange | 0 | 0 | 0 | 0 | 0 | 0 | FixedInterchange | 0 | 0 | 0 | 0 | 0 | 0
==== Emission Program: CAMR : (Hg) ====
| ==== Emission Program: CAMR : (Hg) ==== |  |  |  | Emission Cost by Reporting Type: Nebraska | [6 empty] | Emission Cost by Reporting Type: Nebraska
| ==== Emission Program: CAMR : (Hg) ==== |  |  |  | ReportingType | 2015 | 2020 | 2025 | 2030 | 2035 | 2040 | ReportingType | 2015 | 2020 | 2025 | 2030 | 2035 | 2040
| ==== Emission Program: CAMR : (Hg) ==== | NE | Southwest | Other Renew | BM | 0 | 0 | 0 | 0 | 0 | 0 | BM | 0 | 0 | 0 | 0 | 0 | 0
| ==== Emission Program: CAMR : (Hg) ==== | NE | Southwest | CC | CC | 0 | 0 | 0 | 0 | 0 | 0 | CC | 0 | 0 | 0 | 0 | 0 | 0
| ==== Emission Program: CAMR : (Hg) ==== | NE | Southwest | Other Renew | CSP | 0 | 0 | 0 | 0 | 0 | 0 | CSP | 0 | 0 | 0 | 0 | 0 | 0
| ==== Emission Program: CAMR : (Hg) ==== | NE | Southwest | CT | CT | 0 | 0 | 0 | 0 | 0 | 0 | CT | 0 | 0 | 0 | 0 | 0 | 0
| ==== Emission Program: CAMR : (Hg) ==== | NE | Southwest | Coal | Coal | 0 | 0 | 0 | 0 | 0 | 0 | Coal | 0 | 0 | 0 | 0 | 0 | 0
| ==== Emission Program: CAMR : (Hg) ==== | NE | Southwest | Other Renew | Geo | 0 | 0 | 0 | 0 | 0 | 0 | Geo | 0 | 0 | 0 | 0 | 0 | 0
| ==== Emission Program: CAMR : (Hg) ==== | NE | Southwest | Hydro | H | 0 | 0 | 0 | 0 | 0 | 0 | H | 0 | 0 | 0 | 0 | 0 | 0
| ==== Emission Program: CAMR : (Hg) ==== | NE | Southwest | Other Renew | LFG | 0 | 0 | 0 | 0 | 0 | 0 | LFG | 0 | 0 | 0 | 0 | 0 | 0
| ==== Emission Program: CAMR : (Hg) ==== | NE | Southwest | Nuclear | Nuc | 0 | 0 | 0 | 0 | 0 | 0 | Nuc | 0 | 0 | 0 | 0 | 0 | 0
| ==== Emission Program: CAMR : (Hg) ==== | NE | Southwest | Other | PS | 0 | 0 | 0 | 0 | 0 | 0 | PS | 0 | 0 | 0 | 0 | 0 | 0
| ==== Emission Program: CAMR : (Hg) ==== | NE | Southwest | Other Renew | PV | 0 | 0 | 0 | 0 | 0 | 0 | PV | 0 | 0 | 0 | 0 | 0 | 0
| ==== Emission Program: CAMR : (Hg) ==== | NE | Southwest | CT | PeakG | 0 | 0 | 0 | 0 | 0 | 0 | PeakG | 0 | 0 | 0 | 0 | 0 | 0
| ==== Emission Program: CAMR : (Hg) ==== | NE | Southwest | CT | PeakO | 0 | 0 | 0 | 0 | 0 | 0 | PeakO | 0 | 0 | 0 | 0 | 0 | 0
| ==== Emission Program: CAMR : (Hg) ==== | NE | Southwest | Other Renew | ST | 0 | 0 | 0 | 0 | 0 | 0 | ST | 0 | 0 | 0 | 0 | 0 | 0
| ==== Emission Program: CAMR : (Hg) ==== | NE | Southwest | Steam O/G | STOG | 0 | 0 | 0 | 0 | 0 | 0 | STOG | 0 | 0 | 0 | 0 | 0 | 0
| ==== Emission Program: CAMR : (Hg) ==== | NE | Southwest | Other Renew | STWD | 0 | 0 | 0 | 0 | 0 | 0 | STWD | 0 | 0 | 0 | 0 | 0 | 0
| ==== Emission Program: CAMR : (Hg) ==== | NE | Southwest | On-shore Wind | WT | 0 | 0 | 0 | 0 | 0 | 0 | WT | 0 | 0 | 0 | 0 | 0 | 0
| ==== Emission Program: CAMR : (Hg) ==== | NE | Southwest | Coal | IGCC | 0 | 0 | 0 | 0 | 0 | 0 | IGCC | 0 | 0 | 0 | 0 | 0 | 0
| ==== Emission Program: CAMR : (Hg) ==== | NE | Southwest | DR | DemandResponse | 0 | 0 | 0 | 0 | 0 | 0 | DemandResponse | 0 | 0 | 0 | 0 | 0 | 0
| ==== Emission Program: CAMR : (Hg) ==== | NE | Southwest | Coal-CCS | IGCC-CCS | 0 | 0 | 0 | 0 | 0 | 0 | IGCC-CCS | 0 | 0 | 0 | 0 | 0 | 0
| ==== Emission Program: CAMR : (Hg) ==== | NE | Southwest | Off-shore Wind | WT_off | 0 | 0 | 0 | 0 | 0 | 0 | WT_off | 0 | 0 | 0 | 0 | 0 | 0
| ==== Emission Program: CAMR : (Hg) ==== | NE | Southwest | Other | PseudoUnit | 0 | 0 | 0 | 0 | 0 | 0 | PseudoUnit | 0 | 0 | 0 | 0 | 0 | 0
| ==== Emission Program: CAMR : (Hg) ==== | NE | Southwest | HQ/Maritimes | FixedInterchange | 0 | 0 | 0 | 0 | 0 | 0 | FixedInterchange | 0 | 0 | 0 | 0 | 0 | 0
==== Emission Program: CAMR : (Hg) ====
| ==== Emission Program: CAMR : (Hg) ==== |  |  |  | Emission Cost by Reporting Type: NEISO | [6 empty] | Emission Cost by Reporting Type: NEISO
| ==== Emission Program: CAMR : (Hg) ==== |  |  |  | ReportingType | 2015 | 2020 | 2025 | 2030 | 2035 | 2040 | ReportingType | 2015 | 2020 | 2025 | 2030 | 2035 | 2040
| ==== Emission Program: CAMR : (Hg) ==== | NEISO | Northeast | Other Renew | BM | 0 | 0 | 0 | 0 | 0 | 0 | BM | 0 | 0 | 0 | 0 | 0 | 0
| ==== Emission Program: CAMR : (Hg) ==== | NEISO | Northeast | CC | CC | 0 | 0 | 0 | 0 | 0 | 0 | CC | 0 | 0 | 0 | 0 | 0 | 0
| ==== Emission Program: CAMR : (Hg) ==== | NEISO | Northeast | Other Renew | CSP | 0 | 0 | 0 | 0 | 0 | 0 | CSP | 0 | 0 | 0 | 0 | 0 | 0
| ==== Emission Program: CAMR : (Hg) ==== | NEISO | Northeast | CT | CT | 0 | 0 | 0 | 0 | 0 | 0 | CT | 0 | 0 | 0 | 0 | 0 | 0
| ==== Emission Program: CAMR : (Hg) ==== | NEISO | Northeast | Coal | Coal | 0 | 0 | 0 | 0 | 0 | 0 | Coal | 0 | 0 | 0 | 0 | 0 | 0
| ==== Emission Program: CAMR : (Hg) ==== | NEISO | Northeast | Other Renew | Geo | 0 | 0 | 0 | 0 | 0 | 0 | Geo | 0 | 0 | 0 | 0 | 0 | 0
| ==== Emission Program: CAMR : (Hg) ==== | NEISO | Northeast | Hydro | H | 0 | 0 | 0 | 0 | 0 | 0 | H | 0 | 0 | 0 | 0 | 0 | 0
| ==== Emission Program: CAMR : (Hg) ==== | NEISO | Northeast | Other Renew | LFG | 0 | 0 | 0 | 0 | 0 | 0 | LFG | 0 | 0 | 0 | 0 | 0 | 0
| ==== Emission Program: CAMR : (Hg) ==== | NEISO | Northeast | Nuclear | Nuc | 0 | 0 | 0 | 0 | 0 | 0 | Nuc | 0 | 0 | 0 | 0 | 0 | 0
| ==== Emission Program: CAMR : (Hg) ==== | NEISO | Northeast | Other | PS | 0 | 0 | 0 | 0 | 0 | 0 | PS | 0 | 0 | 0 | 0 | 0 | 0
| ==== Emission Program: CAMR : (Hg) ==== | NEISO | Northeast | Other Renew | PV | 0 | 0 | 0 | 0 | 0 | 0 | PV | 0 | 0 | 0 | 0 | 0 | 0
| ==== Emission Program: CAMR : (Hg) ==== | NEISO | Northeast | CT | PeakG | 0 | 0 | 0 | 0 | 0 | 0 | PeakG | 0 | 0 | 0 | 0 | 0 | 0
| ==== Emission Program: CAMR : (Hg) ==== | NEISO | Northeast | CT | PeakO | 0 | 0 | 0 | 0 | 0 | 0 | PeakO | 0 | 0 | 0 | 0 | 0 | 0
| ==== Emission Program: CAMR : (Hg) ==== | NEISO | Northeast | Other Renew | ST | 0 | 0 | 0 | 0 | 0 | 0 | ST | 0 | 0 | 0 | 0 | 0 | 0
| ==== Emission Program: CAMR : (Hg) ==== | NEISO | Northeast | Steam O/G | STOG | 0 | 0 | 0 | 0 | 0 | 0 | STOG | 0 | 0 | 0 | 0 | 0 | 0
| ==== Emission Program: CAMR : (Hg) ==== | NEISO | Northeast | Other Renew | STWD | 0 | 0 | 0 | 0 | 0 | 0 | STWD | 0 | 0 | 0 | 0 | 0 | 0
| ==== Emission Program: CAMR : (Hg) ==== | NEISO | Northeast | On-shore Wind | WT | 0 | 0 | 0 | 0 | 0 | 0 | WT | 0 | 0 | 0 | 0 | 0 | 0
| ==== Emission Program: CAMR : (Hg) ==== | NEISO | Northeast | Coal | IGCC | 0 | 0 | 0 | 0 | 0 | 0 | IGCC | 0 | 0 | 0 | 0 | 0 | 0
| ==== Emission Program: CAMR : (Hg) ==== | NEISO | Northeast | DR | DemandResponse | 0 | 0 | 0 | 0 | 0 | 0 | DemandResponse | 0 | 0 | 0 | 0 | 0 | 0
| ==== Emission Program: CAMR : (Hg) ==== | NEISO | Northeast | Coal-CCS | IGCC-CCS | 0 | 0 | 0 | 0 | 0 | 0 | IGCC-CCS | 0 | 0 | 0 | 0 | 0 | 0
| ==== Emission Program: CAMR : (Hg) ==== | NEISO | Northeast | Off-shore Wind | WT_off | 0 | 0 | 0 | 0 | 0 | 0 | WT_off | 0 | 0 | 0 | 0 | 0 | 0
| ==== Emission Program: CAMR : (Hg) ==== | NEISO | Northeast | Other | PseudoUnit | 0 | 0 | 0 | 0 | 0 | 0 | PseudoUnit | 0 | 0 | 0 | 0 | 0 | 0
| ==== Emission Program: CAMR : (Hg) ==== | NEISO | Northeast | HQ/Maritimes | FixedInterchange | 0 | 0 | 0 | 0 | 0 | 0 | FixedInterchange | 0 | 0 | 0 | 0 | 0 | 0
==== Emission Program: CAMR : (Hg) ====
| ==== Emission Program: CAMR : (Hg) ==== |  |  |  | Emission Cost by Reporting Type: NonRTO_Midwest | [6 empty] | Emission Cost by Reporting Type: NonRTO_Midwest
| ==== Emission Program: CAMR : (Hg) ==== |  |  |  | ReportingType | 2015 | 2020 | 2025 | 2030 | 2035 | 2040 | ReportingType | 2015 | 2020 | 2025 | 2030 | 2035 | 2040
| ==== Emission Program: CAMR : (Hg) ==== | NonRTO_Midwest | MISO | Other Renew | BM | 0 | 0 | 0 | 0 | 0 | 0 | BM | 0 | 0 | 0 | 0 | 0 | 0
| ==== Emission Program: CAMR : (Hg) ==== | NonRTO_Midwest | MISO | CC | CC | 0 | 0 | 0 | 0 | 0 | 0 | CC | 0 | 0 | 0 | 0 | 0 | 0
| ==== Emission Program: CAMR : (Hg) ==== | NonRTO_Midwest | MISO | Other Renew | CSP | 0 | 0 | 0 | 0 | 0 | 0 | CSP | 0 | 0 | 0 | 0 | 0 | 0
| ==== Emission Program: CAMR : (Hg) ==== | NonRTO_Midwest | MISO | CT | CT | 0 | 0 | 0 | 0 | 0 | 0 | CT | 0 | 0 | 0 | 0 | 0 | 0
| ==== Emission Program: CAMR : (Hg) ==== | NonRTO_Midwest | MISO | Coal | Coal | 0 | 0 | 0 | 0 | 0 | 0 | Coal | 0 | 0 | 0 | 0 | 0 | 0
| ==== Emission Program: CAMR : (Hg) ==== | NonRTO_Midwest | MISO | Other Renew | Geo | 0 | 0 | 0 | 0 | 0 | 0 | Geo | 0 | 0 | 0 | 0 | 0 | 0
| ==== Emission Program: CAMR : (Hg) ==== | NonRTO_Midwest | MISO | Hydro | H | 0 | 0 | 0 | 0 | 0 | 0 | H | 0 | 0 | 0 | 0 | 0 | 0
| ==== Emission Program: CAMR : (Hg) ==== | NonRTO_Midwest | MISO | Other Renew | LFG | 0 | 0 | 0 | 0 | 0 | 0 | LFG | 0 | 0 | 0 | 0 | 0 | 0
| ==== Emission Program: CAMR : (Hg) ==== | NonRTO_Midwest | MISO | Nuclear | Nuc | 0 | 0 | 0 | 0 | 0 | 0 | Nuc | 0 | 0 | 0 | 0 | 0 | 0
| ==== Emission Program: CAMR : (Hg) ==== | NonRTO_Midwest | MISO | Other | PS | 0 | 0 | 0 | 0 | 0 | 0 | PS | 0 | 0 | 0 | 0 | 0 | 0
| ==== Emission Program: CAMR : (Hg) ==== | NonRTO_Midwest | MISO | Other Renew | PV | 0 | 0 | 0 | 0 | 0 | 0 | PV | 0 | 0 | 0 | 0 | 0 | 0
| ==== Emission Program: CAMR : (Hg) ==== | NonRTO_Midwest | MISO | CT | PeakG | 0 | 0 | 0 | 0 | 0 | 0 | PeakG | 0 | 0 | 0 | 0 | 0 | 0
| ==== Emission Program: CAMR : (Hg) ==== | NonRTO_Midwest | MISO | CT | PeakO | 0 | 0 | 0 | 0 | 0 | 0 | PeakO | 0 | 0 | 0 | 0 | 0 | 0
| ==== Emission Program: CAMR : (Hg) ==== | NonRTO_Midwest | MISO | Other Renew | ST | 0 | 0 | 0 | 0 | 0 | 0 | ST | 0 | 0 | 0 | 0 | 0 | 0
| ==== Emission Program: CAMR : (Hg) ==== | NonRTO_Midwest | MISO | Steam O/G | STOG | 0 | 0 | 0 | 0 | 0 | 0 | STOG | 0 | 0 | 0 | 0 | 0 | 0
| ==== Emission Program: CAMR : (Hg) ==== | NonRTO_Midwest | MISO | Other Renew | STWD | 0 | 0 | 0 | 0 | 0 | 0 | STWD | 0 | 0 | 0 | 0 | 0 | 0
| ==== Emission Program: CAMR : (Hg) ==== | NonRTO_Midwest | MISO | On-shore Wind | WT | 0 | 0 | 0 | 0 | 0 | 0 | WT | 0 | 0 | 0 | 0 | 0 | 0
| ==== Emission Program: CAMR : (Hg) ==== | NonRTO_Midwest | MISO | Coal | IGCC | 0 | 0 | 0 | 0 | 0 | 0 | IGCC | 0 | 0 | 0 | 0 | 0 | 0
| ==== Emission Program: CAMR : (Hg) ==== | NonRTO_Midwest | MISO | DR | DemandResponse | 0 | 0 | 0 | 0 | 0 | 0 | DemandResponse | 0 | 0 | 0 | 0 | 0 | 0
| ==== Emission Program: CAMR : (Hg) ==== | NonRTO_Midwest | MISO | Coal-CCS | IGCC-CCS | 0 | 0 | 0 | 0 | 0 | 0 | IGCC-CCS | 0 | 0 | 0 | 0 | 0 | 0
| ==== Emission Program: CAMR : (Hg) ==== | NonRTO_Midwest | MISO | Off-shore Wind | WT_off | 0 | 0 | 0 | 0 | 0 | 0 | WT_off | 0 | 0 | 0 | 0 | 0 | 0
| ==== Emission Program: CAMR : (Hg) ==== | NonRTO_Midwest | MISO | Other | PseudoUnit | 0 | 0 | 0 | 0 | 0 | 0 | PseudoUnit | 0 | 0 | 0 | 0 | 0 | 0
| ==== Emission Program: CAMR : (Hg) ==== | NonRTO_Midwest | MISO | HQ/Maritimes | FixedInterchange | 0 | 0 | 0 | 0 | 0 | 0 | FixedInterchange | 0 | 0 | 0 | 0 | 0 | 0
==== Emission Program: CAMR : (Hg) ====
| ==== Emission Program: CAMR : (Hg) ==== |  |  |  | Emission Cost by Reporting Type: NYISO_A-F | [6 empty] | Emission Cost by Reporting Type: NYISO_A-F
| ==== Emission Program: CAMR : (Hg) ==== |  |  |  | ReportingType | 2015 | 2020 | 2025 | 2030 | 2035 | 2040 | ReportingType | 2015 | 2020 | 2025 | 2030 | 2035 | 2040
| ==== Emission Program: CAMR : (Hg) ==== | NYISO_A-F | Northeast | Other Renew | BM | 0 | 0 | 0 | 0 | 0 | 0 | BM | 0 | 0 | 0 | 0 | 0 | 0
| ==== Emission Program: CAMR : (Hg) ==== | NYISO_A-F | Northeast | CC | CC | 0 | 0 | 0 | 0 | 0 | 0 | CC | 0 | 0 | 0 | 0 | 0 | 0
| ==== Emission Program: CAMR : (Hg) ==== | NYISO_A-F | Northeast | Other Renew | CSP | 0 | 0 | 0 | 0 | 0 | 0 | CSP | 0 | 0 | 0 | 0 | 0 | 0
| ==== Emission Program: CAMR : (Hg) ==== | NYISO_A-F | Northeast | CT | CT | 0 | 0 | 0 | 0 | 0 | 0 | CT | 0 | 0 | 0 | 0 | 0 | 0
| ==== Emission Program: CAMR : (Hg) ==== | NYISO_A-F | Northeast | Coal | Coal | 0 | 0 | 0 | 0 | 0 | 0 | Coal | 0 | 0 | 0 | 0 | 0 | 0
| ==== Emission Program: CAMR : (Hg) ==== | NYISO_A-F | Northeast | Other Renew | Geo | 0 | 0 | 0 | 0 | 0 | 0 | Geo | 0 | 0 | 0 | 0 | 0 | 0
| ==== Emission Program: CAMR : (Hg) ==== | NYISO_A-F | Northeast | Hydro | H | 0 | 0 | 0 | 0 | 0 | 0 | H | 0 | 0 | 0 | 0 | 0 | 0
| ==== Emission Program: CAMR : (Hg) ==== | NYISO_A-F | Northeast | Other Renew | LFG | 0 | 0 | 0 | 0 | 0 | 0 | LFG | 0 | 0 | 0 | 0 | 0 | 0
| ==== Emission Program: CAMR : (Hg) ==== | NYISO_A-F | Northeast | Nuclear | Nuc | 0 | 0 | 0 | 0 | 0 | 0 | Nuc | 0 | 0 | 0 | 0 | 0 | 0
| ==== Emission Program: CAMR : (Hg) ==== | NYISO_A-F | Northeast | Other | PS | 0 | 0 | 0 | 0 | 0 | 0 | PS | 0 | 0 | 0 | 0 | 0 | 0
| ==== Emission Program: CAMR : (Hg) ==== | NYISO_A-F | Northeast | Other Renew | PV | 0 | 0 | 0 | 0 | 0 | 0 | PV | 0 | 0 | 0 | 0 | 0 | 0
| ==== Emission Program: CAMR : (Hg) ==== | NYISO_A-F | Northeast | CT | PeakG | 0 | 0 | 0 | 0 | 0 | 0 | PeakG | 0 | 0 | 0 | 0 | 0 | 0
| ==== Emission Program: CAMR : (Hg) ==== | NYISO_A-F | Northeast | CT | PeakO | 0 | 0 | 0 | 0 | 0 | 0 | PeakO | 0 | 0 | 0 | 0 | 0 | 0
| ==== Emission Program: CAMR : (Hg) ==== | NYISO_A-F | Northeast | Other Renew | ST | 0 | 0 | 0 | 0 | 0 | 0 | ST | 0 | 0 | 0 | 0 | 0 | 0
| ==== Emission Program: CAMR : (Hg) ==== | NYISO_A-F | Northeast | Steam O/G | STOG | 0 | 0 | 0 | 0 | 0 | 0 | STOG | 0 | 0 | 0 | 0 | 0 | 0
| ==== Emission Program: CAMR : (Hg) ==== | NYISO_A-F | Northeast | Other Renew | STWD | 0 | 0 | 0 | 0 | 0 | 0 | STWD | 0 | 0 | 0 | 0 | 0 | 0
| ==== Emission Program: CAMR : (Hg) ==== | NYISO_A-F | Northeast | On-shore Wind | WT | 0 | 0 | 0 | 0 | 0 | 0 | WT | 0 | 0 | 0 | 0 | 0 | 0
| ==== Emission Program: CAMR : (Hg) ==== | NYISO_A-F | Northeast | Coal | IGCC | 0 | 0 | 0 | 0 | 0 | 0 | IGCC | 0 | 0 | 0 | 0 | 0 | 0
| ==== Emission Program: CAMR : (Hg) ==== | NYISO_A-F | Northeast | DR | DemandResponse | 0 | 0 | 0 | 0 | 0 | 0 | DemandResponse | 0 | 0 | 0 | 0 | 0 | 0
| ==== Emission Program: CAMR : (Hg) ==== | NYISO_A-F | Northeast | Coal-CCS | IGCC-CCS | 0 | 0 | 0 | 0 | 0 | 0 | IGCC-CCS | 0 | 0 | 0 | 0 | 0 | 0
| ==== Emission Program: CAMR : (Hg) ==== | NYISO_A-F | Northeast | Off-shore Wind | WT_off | 0 | 0 | 0 | 0 | 0 | 0 | WT_off | 0 | 0 | 0 | 0 | 0 | 0
| ==== Emission Program: CAMR : (Hg) ==== | NYISO_A-F | Northeast | Other | PseudoUnit | 0 | 0 | 0 | 0 | 0 | 0 | PseudoUnit | 0 | 0 | 0 | 0 | 0 | 0
| ==== Emission Program: CAMR : (Hg) ==== | NYISO_A-F | Northeast | HQ/Maritimes | FixedInterchange | 0 | 0 | 0 | 0 | 0 | 0 | FixedInterchange | 0 | 0 | 0 | 0 | 0 | 0
==== Emission Program: CAMR : (Hg) ====
| ==== Emission Program: CAMR : (Hg) ==== |  |  |  | Emission Cost by Reporting Type: NYISO_G-I | [6 empty] | Emission Cost by Reporting Type: NYISO_G-I
| ==== Emission Program: CAMR : (Hg) ==== |  |  |  | ReportingType | 2015 | 2020 | 2025 | 2030 | 2035 | 2040 | ReportingType | 2015 | 2020 | 2025 | 2030 | 2035 | 2040
| ==== Emission Program: CAMR : (Hg) ==== | NYISO_G-I | Northeast | Other Renew | BM | 0 | 0 | 0 | 0 | 0 | 0 | BM | 0 | 0 | 0 | 0 | 0 | 0
| ==== Emission Program: CAMR : (Hg) ==== | NYISO_G-I | Northeast | CC | CC | 0 | 0 | 0 | 0 | 0 | 0 | CC | 0 | 0 | 0 | 0 | 0 | 0
| ==== Emission Program: CAMR : (Hg) ==== | NYISO_G-I | Northeast | Other Renew | CSP | 0 | 0 | 0 | 0 | 0 | 0 | CSP | 0 | 0 | 0 | 0 | 0 | 0
| ==== Emission Program: CAMR : (Hg) ==== | NYISO_G-I | Northeast | CT | CT | 0 | 0 | 0 | 0 | 0 | 0 | CT | 0 | 0 | 0 | 0 | 0 | 0
| ==== Emission Program: CAMR : (Hg) ==== | NYISO_G-I | Northeast | Coal | Coal | 0 | 0 | 0 | 0 | 0 | 0 | Coal | 0 | 0 | 0 | 0 | 0 | 0
| ==== Emission Program: CAMR : (Hg) ==== | NYISO_G-I | Northeast | Other Renew | Geo | 0 | 0 | 0 | 0 | 0 | 0 | Geo | 0 | 0 | 0 | 0 | 0 | 0
| ==== Emission Program: CAMR : (Hg) ==== | NYISO_G-I | Northeast | Hydro | H | 0 | 0 | 0 | 0 | 0 | 0 | H | 0 | 0 | 0 | 0 | 0 | 0
| ==== Emission Program: CAMR : (Hg) ==== | NYISO_G-I | Northeast | Other Renew | LFG | 0 | 0 | 0 | 0 | 0 | 0 | LFG | 0 | 0 | 0 | 0 | 0 | 0
| ==== Emission Program: CAMR : (Hg) ==== | NYISO_G-I | Northeast | Nuclear | Nuc | 0 | 0 | 0 | 0 | 0 | 0 | Nuc | 0 | 0 | 0 | 0 | 0 | 0
| ==== Emission Program: CAMR : (Hg) ==== | NYISO_G-I | Northeast | Other | PS | 0 | 0 | 0 | 0 | 0 | 0 | PS | 0 | 0 | 0 | 0 | 0 | 0
| ==== Emission Program: CAMR : (Hg) ==== | NYISO_G-I | Northeast | Other Renew | PV | 0 | 0 | 0 | 0 | 0 | 0 | PV | 0 | 0 | 0 | 0 | 0 | 0
| ==== Emission Program: CAMR : (Hg) ==== | NYISO_G-I | Northeast | CT | PeakG | 0 | 0 | 0 | 0 | 0 | 0 | PeakG | 0 | 0 | 0 | 0 | 0 | 0
| ==== Emission Program: CAMR : (Hg) ==== | NYISO_G-I | Northeast | CT | PeakO | 0 | 0 | 0 | 0 | 0 | 0 | PeakO | 0 | 0 | 0 | 0 | 0 | 0
| ==== Emission Program: CAMR : (Hg) ==== | NYISO_G-I | Northeast | Other Renew | ST | 0 | 0 | 0 | 0 | 0 | 0 | ST | 0 | 0 | 0 | 0 | 0 | 0
| ==== Emission Program: CAMR : (Hg) ==== | NYISO_G-I | Northeast | Steam O/G | STOG | 0 | 0 | 0 | 0 | 0 | 0 | STOG | 0 | 0 | 0 | 0 | 0 | 0
| ==== Emission Program: CAMR : (Hg) ==== | NYISO_G-I | Northeast | Other Renew | STWD | 0 | 0 | 0 | 0 | 0 | 0 | STWD | 0 | 0 | 0 | 0 | 0 | 0
| ==== Emission Program: CAMR : (Hg) ==== | NYISO_G-I | Northeast | On-shore Wind | WT | 0 | 0 | 0 | 0 | 0 | 0 | WT | 0 | 0 | 0 | 0 | 0 | 0
| ==== Emission Program: CAMR : (Hg) ==== | NYISO_G-I | Northeast | Coal | IGCC | 0 | 0 | 0 | 0 | 0 | 0 | IGCC | 0 | 0 | 0 | 0 | 0 | 0
| ==== Emission Program: CAMR : (Hg) ==== | NYISO_G-I | Northeast | DR | DemandResponse | 0 | 0 | 0 | 0 | 0 | 0 | DemandResponse | 0 | 0 | 0 | 0 | 0 | 0
| ==== Emission Program: CAMR : (Hg) ==== | NYISO_G-I | Northeast | Coal-CCS | IGCC-CCS | 0 | 0 | 0 | 0 | 0 | 0 | IGCC-CCS | 0 | 0 | 0 | 0 | 0 | 0
| ==== Emission Program: CAMR : (Hg) ==== | NYISO_G-I | Northeast | Off-shore Wind | WT_off | 0 | 0 | 0 | 0 | 0 | 0 | WT_off | 0 | 0 | 0 | 0 | 0 | 0
| ==== Emission Program: CAMR : (Hg) ==== | NYISO_G-I | Northeast | Other | PseudoUnit | 0 | 0 | 0 | 0 | 0 | 0 | PseudoUnit | 0 | 0 | 0 | 0 | 0 | 0
| ==== Emission Program: CAMR : (Hg) ==== | NYISO_G-I | Northeast | HQ/Maritimes | FixedInterchange | 0 | 0 | 0 | 0 | 0 | 0 | FixedInterchange | 0 | 0 | 0 | 0 | 0 | 0
==== Emission Program: CAMR : (Hg) ====
| ==== Emission Program: CAMR : (Hg) ==== |  |  |  | Emission Cost by Reporting Type: NYISO_J-K | [6 empty] | Emission Cost by Reporting Type: NYISO_J-K
| ==== Emission Program: CAMR : (Hg) ==== |  |  |  | ReportingType | 2015 | 2020 | 2025 | 2030 | 2035 | 2040 | ReportingType | 2015 | 2020 | 2025 | 2030 | 2035 | 2040
| ==== Emission Program: CAMR : (Hg) ==== | NYISO_J-K | Northeast | Other Renew | BM | 0 | 0 | 0 | 0 | 0 | 0 | BM | 0 | 0 | 0 | 0 | 0 | 0
| ==== Emission Program: CAMR : (Hg) ==== | NYISO_J-K | Northeast | CC | CC | 0 | 0 | 0 | 0 | 0 | 0 | CC | 0 | 0 | 0 | 0 | 0 | 0
| ==== Emission Program: CAMR : (Hg) ==== | NYISO_J-K | Northeast | Other Renew | CSP | 0 | 0 | 0 | 0 | 0 | 0 | CSP | 0 | 0 | 0 | 0 | 0 | 0
| ==== Emission Program: CAMR : (Hg) ==== | NYISO_J-K | Northeast | CT | CT | 0 | 0 | 0 | 0 | 0 | 0 | CT | 0 | 0 | 0 | 0 | 0 | 0
| ==== Emission Program: CAMR : (Hg) ==== | NYISO_J-K | Northeast | Coal | Coal | 0 | 0 | 0 | 0 | 0 | 0 | Coal | 0 | 0 | 0 | 0 | 0 | 0
| ==== Emission Program: CAMR : (Hg) ==== | NYISO_J-K | Northeast | Other Renew | Geo | 0 | 0 | 0 | 0 | 0 | 0 | Geo | 0 | 0 | 0 | 0 | 0 | 0
| ==== Emission Program: CAMR : (Hg) ==== | NYISO_J-K | Northeast | Hydro | H | 0 | 0 | 0 | 0 | 0 | 0 | H | 0 | 0 | 0 | 0 | 0 | 0
| ==== Emission Program: CAMR : (Hg) ==== | NYISO_J-K | Northeast | Other Renew | LFG | 0 | 0 | 0 | 0 | 0 | 0 | LFG | 0 | 0 | 0 | 0 | 0 | 0
| ==== Emission Program: CAMR : (Hg) ==== | NYISO_J-K | Northeast | Nuclear | Nuc | 0 | 0 | 0 | 0 | 0 | 0 | Nuc | 0 | 0 | 0 | 0 | 0 | 0
| ==== Emission Program: CAMR : (Hg) ==== | NYISO_J-K | Northeast | Other | PS | 0 | 0 | 0 | 0 | 0 | 0 | PS | 0 | 0 | 0 | 0 | 0 | 0
| ==== Emission Program: CAMR : (Hg) ==== | NYISO_J-K | Northeast | Other Renew | PV | 0 | 0 | 0 | 0 | 0 | 0 | PV | 0 | 0 | 0 | 0 | 0 | 0
| ==== Emission Program: CAMR : (Hg) ==== | NYISO_J-K | Northeast | CT | PeakG | 0 | 0 | 0 | 0 | 0 | 0 | PeakG | 0 | 0 | 0 | 0 | 0 | 0
| ==== Emission Program: CAMR : (Hg) ==== | NYISO_J-K | Northeast | CT | PeakO | 0 | 0 | 0 | 0 | 0 | 0 | PeakO | 0 | 0 | 0 | 0 | 0 | 0
| ==== Emission Program: CAMR : (Hg) ==== | NYISO_J-K | Northeast | Other Renew | ST | 0 | 0 | 0 | 0 | 0 | 0 | ST | 0 | 0 | 0 | 0 | 0 | 0
| ==== Emission Program: CAMR : (Hg) ==== | NYISO_J-K | Northeast | Steam O/G | STOG | 0 | 0 | 0 | 0 | 0 | 0 | STOG | 0 | 0 | 0 | 0 | 0 | 0
| ==== Emission Program: CAMR : (Hg) ==== | NYISO_J-K | Northeast | Other Renew | STWD | 0 | 0 | 0 | 0 | 0 | 0 | STWD | 0 | 0 | 0 | 0 | 0 | 0
| ==== Emission Program: CAMR : (Hg) ==== | NYISO_J-K | Northeast | On-shore Wind | WT | 0 | 0 | 0 | 0 | 0 | 0 | WT | 0 | 0 | 0 | 0 | 0 | 0
| ==== Emission Program: CAMR : (Hg) ==== | NYISO_J-K | Northeast | Coal | IGCC | 0 | 0 | 0 | 0 | 0 | 0 | IGCC | 0 | 0 | 0 | 0 | 0 | 0
| ==== Emission Program: CAMR : (Hg) ==== | NYISO_J-K | Northeast | DR | DemandResponse | 0 | 0 | 0 | 0 | 0 | 0 | DemandResponse | 0 | 0 | 0 | 0 | 0 | 0
| ==== Emission Program: CAMR : (Hg) ==== | NYISO_J-K | Northeast | Coal-CCS | IGCC-CCS | 0 | 0 | 0 | 0 | 0 | 0 | IGCC-CCS | 0 | 0 | 0 | 0 | 0 | 0
| ==== Emission Program: CAMR : (Hg) ==== | NYISO_J-K | Northeast | Off-shore Wind | WT_off | 0 | 0 | 0 | 0 | 0 | 0 | WT_off | 0 | 0 | 0 | 0 | 0 | 0
| ==== Emission Program: CAMR : (Hg) ==== | NYISO_J-K | Northeast | Other | PseudoUnit | 0 | 0 | 0 | 0 | 0 | 0 | PseudoUnit | 0 | 0 | 0 | 0 | 0 | 0
| ==== Emission Program: CAMR : (Hg) ==== | NYISO_J-K | Northeast | HQ/Maritimes | FixedInterchange | 0 | 0 | 0 | 0 | 0 | 0 | FixedInterchange | 0 | 0 | 0 | 0 | 0 | 0
==== Emission Program: CAMR : (Hg) ====
| ==== Emission Program: CAMR : (Hg) ==== |  |  |  | Emission Cost by Reporting Type: PJM_E | [6 empty] | Emission Cost by Reporting Type: PJM_E
| ==== Emission Program: CAMR : (Hg) ==== |  |  |  | ReportingType | 2015 | 2020 | 2025 | 2030 | 2035 | 2040 | ReportingType | 2015 | 2020 | 2025 | 2030 | 2035 | 2040
| ==== Emission Program: CAMR : (Hg) ==== | PJM_E | PJM_MAAC | Other Renew | BM | 0 | 0 | 0 | 0 | 0 | 0 | BM | 0 | 0 | 0 | 0 | 0 | 0
| ==== Emission Program: CAMR : (Hg) ==== | PJM_E | PJM_MAAC | CC | CC | 0 | 0 | 0 | 0 | 0 | 0 | CC | 0 | 0 | 0 | 0 | 0 | 0
| ==== Emission Program: CAMR : (Hg) ==== | PJM_E | PJM_MAAC | Other Renew | CSP | 0 | 0 | 0 | 0 | 0 | 0 | CSP | 0 | 0 | 0 | 0 | 0 | 0
| ==== Emission Program: CAMR : (Hg) ==== | PJM_E | PJM_MAAC | CT | CT | 0 | 0 | 0 | 0 | 0 | 0 | CT | 0 | 0 | 0 | 0 | 0 | 0
| ==== Emission Program: CAMR : (Hg) ==== | PJM_E | PJM_MAAC | Coal | Coal | 0 | 0 | 0 | 0 | 0 | 0 | Coal | 0 | 0 | 0 | 0 | 0 | 0
| ==== Emission Program: CAMR : (Hg) ==== | PJM_E | PJM_MAAC | Other Renew | Geo | 0 | 0 | 0 | 0 | 0 | 0 | Geo | 0 | 0 | 0 | 0 | 0 | 0
| ==== Emission Program: CAMR : (Hg) ==== | PJM_E | PJM_MAAC | Hydro | H | 0 | 0 | 0 | 0 | 0 | 0 | H | 0 | 0 | 0 | 0 | 0 | 0
| ==== Emission Program: CAMR : (Hg) ==== | PJM_E | PJM_MAAC | Other Renew | LFG | 0 | 0 | 0 | 0 | 0 | 0 | LFG | 0 | 0 | 0 | 0 | 0 | 0
| ==== Emission Program: CAMR : (Hg) ==== | PJM_E | PJM_MAAC | Nuclear | Nuc | 0 | 0 | 0 | 0 | 0 | 0 | Nuc | 0 | 0 | 0 | 0 | 0 | 0
| ==== Emission Program: CAMR : (Hg) ==== | PJM_E | PJM_MAAC | Other | PS | 0 | 0 | 0 | 0 | 0 | 0 | PS | 0 | 0 | 0 | 0 | 0 | 0
| ==== Emission Program: CAMR : (Hg) ==== | PJM_E | PJM_MAAC | Other Renew | PV | 0 | 0 | 0 | 0 | 0 | 0 | PV | 0 | 0 | 0 | 0 | 0 | 0
| ==== Emission Program: CAMR : (Hg) ==== | PJM_E | PJM_MAAC | CT | PeakG | 0 | 0 | 0 | 0 | 0 | 0 | PeakG | 0 | 0 | 0 | 0 | 0 | 0
| ==== Emission Program: CAMR : (Hg) ==== | PJM_E | PJM_MAAC | CT | PeakO | 0 | 0 | 0 | 0 | 0 | 0 | PeakO | 0 | 0 | 0 | 0 | 0 | 0
| ==== Emission Program: CAMR : (Hg) ==== | PJM_E | PJM_MAAC | Other Renew | ST | 0 | 0 | 0 | 0 | 0 | 0 | ST | 0 | 0 | 0 | 0 | 0 | 0
| ==== Emission Program: CAMR : (Hg) ==== | PJM_E | PJM_MAAC | Steam O/G | STOG | 0 | 0 | 0 | 0 | 0 | 0 | STOG | 0 | 0 | 0 | 0 | 0 | 0
| ==== Emission Program: CAMR : (Hg) ==== | PJM_E | PJM_MAAC | Other Renew | STWD | 0 | 0 | 0 | 0 | 0 | 0 | STWD | 0 | 0 | 0 | 0 | 0 | 0
| ==== Emission Program: CAMR : (Hg) ==== | PJM_E | PJM_MAAC | On-shore Wind | WT | 0 | 0 | 0 | 0 | 0 | 0 | WT | 0 | 0 | 0 | 0 | 0 | 0
| ==== Emission Program: CAMR : (Hg) ==== | PJM_E | PJM_MAAC | Coal | IGCC | 0 | 0 | 0 | 0 | 0 | 0 | IGCC | 0 | 0 | 0 | 0 | 0 | 0
| ==== Emission Program: CAMR : (Hg) ==== | PJM_E | PJM_MAAC | DR | DemandResponse | 0 | 0 | 0 | 0 | 0 | 0 | DemandResponse | 0 | 0 | 0 | 0 | 0 | 0
| ==== Emission Program: CAMR : (Hg) ==== | PJM_E | PJM_MAAC | Coal-CCS | IGCC-CCS | 0 | 0 | 0 | 0 | 0 | 0 | IGCC-CCS | 0 | 0 | 0 | 0 | 0 | 0
| ==== Emission Program: CAMR : (Hg) ==== | PJM_E | PJM_MAAC | Off-shore Wind | WT_off | 0 | 0 | 0 | 0 | 0 | 0 | WT_off | 0 | 0 | 0 | 0 | 0 | 0
| ==== Emission Program: CAMR : (Hg) ==== | PJM_E | PJM_MAAC | Other | PseudoUnit | 0 | 0 | 0 | 0 | 0 | 0 | PseudoUnit | 0 | 0 | 0 | 0 | 0 | 0
| ==== Emission Program: CAMR : (Hg) ==== | PJM_E | PJM_MAAC | HQ/Maritimes | FixedInterchange | 0 | 0 | 0 | 0 | 0 | 0 | FixedInterchange | 0 | 0 | 0 | 0 | 0 | 0
==== Emission Program: CAMR : (Hg) ====
| ==== Emission Program: CAMR : (Hg) ==== |  |  |  | Emission Cost by Reporting Type: PJM_ROM | [6 empty] | Emission Cost by Reporting Type: PJM_ROM
| ==== Emission Program: CAMR : (Hg) ==== |  |  |  | ReportingType | 2015 | 2020 | 2025 | 2030 | 2035 | 2040 | ReportingType | 2015 | 2020 | 2025 | 2030 | 2035 | 2040
| ==== Emission Program: CAMR : (Hg) ==== | PJM_ROM | PJM_MAAC | Other Renew | BM | 0 | 0 | 0 | 0 | 0 | 0 | BM | 0 | 0 | 0 | 0 | 0 | 0
| ==== Emission Program: CAMR : (Hg) ==== | PJM_ROM | PJM_MAAC | CC | CC | 0 | 0 | 0 | 0 | 0 | 0 | CC | 0 | 0 | 0 | 0 | 0 | 0
| ==== Emission Program: CAMR : (Hg) ==== | PJM_ROM | PJM_MAAC | Other Renew | CSP | 0 | 0 | 0 | 0 | 0 | 0 | CSP | 0 | 0 | 0 | 0 | 0 | 0
| ==== Emission Program: CAMR : (Hg) ==== | PJM_ROM | PJM_MAAC | CT | CT | 0 | 0 | 0 | 0 | 0 | 0 | CT | 0 | 0 | 0 | 0 | 0 | 0
| ==== Emission Program: CAMR : (Hg) ==== | PJM_ROM | PJM_MAAC | Coal | Coal | 0 | 0 | 0 | 0 | 0 | 0 | Coal | 0 | 0 | 0 | 0 | 0 | 0
| ==== Emission Program: CAMR : (Hg) ==== | PJM_ROM | PJM_MAAC | Other Renew | Geo | 0 | 0 | 0 | 0 | 0 | 0 | Geo | 0 | 0 | 0 | 0 | 0 | 0
| ==== Emission Program: CAMR : (Hg) ==== | PJM_ROM | PJM_MAAC | Hydro | H | 0 | 0 | 0 | 0 | 0 | 0 | H | 0 | 0 | 0 | 0 | 0 | 0
| ==== Emission Program: CAMR : (Hg) ==== | PJM_ROM | PJM_MAAC | Other Renew | LFG | 0 | 0 | 0 | 0 | 0 | 0 | LFG | 0 | 0 | 0 | 0 | 0 | 0
| ==== Emission Program: CAMR : (Hg) ==== | PJM_ROM | PJM_MAAC | Nuclear | Nuc | 0 | 0 | 0 | 0 | 0 | 0 | Nuc | 0 | 0 | 0 | 0 | 0 | 0
| ==== Emission Program: CAMR : (Hg) ==== | PJM_ROM | PJM_MAAC | Other | PS | 0 | 0 | 0 | 0 | 0 | 0 | PS | 0 | 0 | 0 | 0 | 0 | 0
| ==== Emission Program: CAMR : (Hg) ==== | PJM_ROM | PJM_MAAC | Other Renew | PV | 0 | 0 | 0 | 0 | 0 | 0 | PV | 0 | 0 | 0 | 0 | 0 | 0
| ==== Emission Program: CAMR : (Hg) ==== | PJM_ROM | PJM_MAAC | CT | PeakG | 0 | 0 | 0 | 0 | 0 | 0 | PeakG | 0 | 0 | 0 | 0 | 0 | 0
| ==== Emission Program: CAMR : (Hg) ==== | PJM_ROM | PJM_MAAC | CT | PeakO | 0 | 0 | 0 | 0 | 0 | 0 | PeakO | 0 | 0 | 0 | 0 | 0 | 0
| ==== Emission Program: CAMR : (Hg) ==== | PJM_ROM | PJM_MAAC | Other Renew | ST | 0 | 0 | 0 | 0 | 0 | 0 | ST | 0 | 0 | 0 | 0 | 0 | 0
| ==== Emission Program: CAMR : (Hg) ==== | PJM_ROM | PJM_MAAC | Steam O/G | STOG | 0 | 0 | 0 | 0 | 0 | 0 | STOG | 0 | 0 | 0 | 0 | 0 | 0
| ==== Emission Program: CAMR : (Hg) ==== | PJM_ROM | PJM_MAAC | Other Renew | STWD | 0 | 0 | 0 | 0 | 0 | 0 | STWD | 0 | 0 | 0 | 0 | 0 | 0
| ==== Emission Program: CAMR : (Hg) ==== | PJM_ROM | PJM_MAAC | On-shore Wind | WT | 0 | 0 | 0 | 0 | 0 | 0 | WT | 0 | 0 | 0 | 0 | 0 | 0
| ==== Emission Program: CAMR : (Hg) ==== | PJM_ROM | PJM_MAAC | Coal | IGCC | 0 | 0 | 0 | 0 | 0 | 0 | IGCC | 0 | 0 | 0 | 0 | 0 | 0
| ==== Emission Program: CAMR : (Hg) ==== | PJM_ROM | PJM_MAAC | DR | DemandResponse | 0 | 0 | 0 | 0 | 0 | 0 | DemandResponse | 0 | 0 | 0 | 0 | 0 | 0
| ==== Emission Program: CAMR : (Hg) ==== | PJM_ROM | PJM_MAAC | Coal-CCS | IGCC-CCS | 0 | 0 | 0 | 0 | 0 | 0 | IGCC-CCS | 0 | 0 | 0 | 0 | 0 | 0
| ==== Emission Program: CAMR : (Hg) ==== | PJM_ROM | PJM_MAAC | Off-shore Wind | WT_off | 0 | 0 | 0 | 0 | 0 | 0 | WT_off | 0 | 0 | 0 | 0 | 0 | 0
| ==== Emission Program: CAMR : (Hg) ==== | PJM_ROM | PJM_MAAC | Other | PseudoUnit | 0 | 0 | 0 | 0 | 0 | 0 | PseudoUnit | 0 | 0 | 0 | 0 | 0 | 0
| ==== Emission Program: CAMR : (Hg) ==== | PJM_ROM | PJM_MAAC | HQ/Maritimes | FixedInterchange | 0 | 0 | 0 | 0 | 0 | 0 | FixedInterchange | 0 | 0 | 0 | 0 | 0 | 0
==== Emission Program: CAMR : (Hg) ====
| ==== Emission Program: CAMR : (Hg) ==== |  |  |  | Emission Cost by Reporting Type: PJM_ROR | [6 empty] | Emission Cost by Reporting Type: PJM_ROR
| ==== Emission Program: CAMR : (Hg) ==== |  |  |  | ReportingType | 2015 | 2020 | 2025 | 2030 | 2035 | 2040 | ReportingType | 2015 | 2020 | 2025 | 2030 | 2035 | 2040
| ==== Emission Program: CAMR : (Hg) ==== | PJM_ROR | PJM_ROR | Other Renew | BM | 0 | 0 | 0 | 0 | 0 | 0 | BM | 0 | 0 | 0 | 0 | 0 | 0
| ==== Emission Program: CAMR : (Hg) ==== | PJM_ROR | PJM_ROR | CC | CC | 0 | 0 | 0 | 0 | 0 | 0 | CC | 0 | 0 | 0 | 0 | 0 | 0
| ==== Emission Program: CAMR : (Hg) ==== | PJM_ROR | PJM_ROR | Other Renew | CSP | 0 | 0 | 0 | 0 | 0 | 0 | CSP | 0 | 0 | 0 | 0 | 0 | 0
| ==== Emission Program: CAMR : (Hg) ==== | PJM_ROR | PJM_ROR | CT | CT | 0 | 0 | 0 | 0 | 0 | 0 | CT | 0 | 0 | 0 | 0 | 0 | 0
| ==== Emission Program: CAMR : (Hg) ==== | PJM_ROR | PJM_ROR | Coal | Coal | 0 | 0 | 0 | 0 | 0 | 0 | Coal | 0 | 0 | 0 | 0 | 0 | 0
| ==== Emission Program: CAMR : (Hg) ==== | PJM_ROR | PJM_ROR | Other Renew | Geo | 0 | 0 | 0 | 0 | 0 | 0 | Geo | 0 | 0 | 0 | 0 | 0 | 0
| ==== Emission Program: CAMR : (Hg) ==== | PJM_ROR | PJM_ROR | Hydro | H | 0 | 0 | 0 | 0 | 0 | 0 | H | 0 | 0 | 0 | 0 | 0 | 0
| ==== Emission Program: CAMR : (Hg) ==== | PJM_ROR | PJM_ROR | Other Renew | LFG | 0 | 0 | 0 | 0 | 0 | 0 | LFG | 0 | 0 | 0 | 0 | 0 | 0
| ==== Emission Program: CAMR : (Hg) ==== | PJM_ROR | PJM_ROR | Nuclear | Nuc | 0 | 0 | 0 | 0 | 0 | 0 | Nuc | 0 | 0 | 0 | 0 | 0 | 0
| ==== Emission Program: CAMR : (Hg) ==== | PJM_ROR | PJM_ROR | Other | PS | 0 | 0 | 0 | 0 | 0 | 0 | PS | 0 | 0 | 0 | 0 | 0 | 0
| ==== Emission Program: CAMR : (Hg) ==== | PJM_ROR | PJM_ROR | Other Renew | PV | 0 | 0 | 0 | 0 | 0 | 0 | PV | 0 | 0 | 0 | 0 | 0 | 0
| ==== Emission Program: CAMR : (Hg) ==== | PJM_ROR | PJM_ROR | CT | PeakG | 0 | 0 | 0 | 0 | 0 | 0 | PeakG | 0 | 0 | 0 | 0 | 0 | 0
| ==== Emission Program: CAMR : (Hg) ==== | PJM_ROR | PJM_ROR | CT | PeakO | 0 | 0 | 0 | 0 | 0 | 0 | PeakO | 0 | 0 | 0 | 0 | 0 | 0
| ==== Emission Program: CAMR : (Hg) ==== | PJM_ROR | PJM_ROR | Other Renew | ST | 0 | 0 | 0 | 0 | 0 | 0 | ST | 0 | 0 | 0 | 0 | 0 | 0
| ==== Emission Program: CAMR : (Hg) ==== | PJM_ROR | PJM_ROR | Steam O/G | STOG | 0 | 0 | 0 | 0 | 0 | 0 | STOG | 0 | 0 | 0 | 0 | 0 | 0
| ==== Emission Program: CAMR : (Hg) ==== | PJM_ROR | PJM_ROR | Other Renew | STWD | 0 | 0 | 0 | 0 | 0 | 0 | STWD | 0 | 0 | 0 | 0 | 0 | 0
| ==== Emission Program: CAMR : (Hg) ==== | PJM_ROR | PJM_ROR | On-shore Wind | WT | 0 | 0 | 0 | 0 | 0 | 0 | WT | 0 | 0 | 0 | 0 | 0 | 0
| ==== Emission Program: CAMR : (Hg) ==== | PJM_ROR | PJM_ROR | Coal | IGCC | 0 | 0 | 0 | 0 | 0 | 0 | IGCC | 0 | 0 | 0 | 0 | 0 | 0
| ==== Emission Program: CAMR : (Hg) ==== | PJM_ROR | PJM_ROR | DR | DemandResponse | 0 | 0 | 0 | 0 | 0 | 0 | DemandResponse | 0 | 0 | 0 | 0 | 0 | 0
| ==== Emission Program: CAMR : (Hg) ==== | PJM_ROR | PJM_ROR | Coal-CCS | IGCC-CCS | 0 | 0 | 0 | 0 | 0 | 0 | IGCC-CCS | 0 | 0 | 0 | 0 | 0 | 0
| ==== Emission Program: CAMR : (Hg) ==== | PJM_ROR | PJM_ROR | Off-shore Wind | WT_off | 0 | 0 | 0 | 0 | 0 | 0 | WT_off | 0 | 0 | 0 | 0 | 0 | 0
| ==== Emission Program: CAMR : (Hg) ==== | PJM_ROR | PJM_ROR | Other | PseudoUnit | 0 | 0 | 0 | 0 | 0 | 0 | PseudoUnit | 0 | 0 | 0 | 0 | 0 | 0
| ==== Emission Program: CAMR : (Hg) ==== | PJM_ROR | PJM_ROR | HQ/Maritimes | FixedInterchange | 0 | 0 | 0 | 0 | 0 | 0 | FixedInterchange | 0 | 0 | 0 | 0 | 0 | 0
==== Emission Program: CAMR : (Hg) ====
| ==== Emission Program: CAMR : (Hg) ==== |  |  |  | Emission Cost by Reporting Type: SOCO | [6 empty] | Emission Cost by Reporting Type: SOCO
| ==== Emission Program: CAMR : (Hg) ==== |  |  |  | ReportingType | 2015 | 2020 | 2025 | 2030 | 2035 | 2040 | ReportingType | 2015 | 2020 | 2025 | 2030 | 2035 | 2040
| ==== Emission Program: CAMR : (Hg) ==== | SOCO | South | Other Renew | BM | 0 | 0 | 0 | 0 | 0 | 0 | BM | 0 | 0 | 0 | 0 | 0 | 0
| ==== Emission Program: CAMR : (Hg) ==== | SOCO | South | CC | CC | 0 | 0 | 0 | 0 | 0 | 0 | CC | 0 | 0 | 0 | 0 | 0 | 0
| ==== Emission Program: CAMR : (Hg) ==== | SOCO | South | Other Renew | CSP | 0 | 0 | 0 | 0 | 0 | 0 | CSP | 0 | 0 | 0 | 0 | 0 | 0
| ==== Emission Program: CAMR : (Hg) ==== | SOCO | South | CT | CT | 0 | 0 | 0 | 0 | 0 | 0 | CT | 0 | 0 | 0 | 0 | 0 | 0
| ==== Emission Program: CAMR : (Hg) ==== | SOCO | South | Coal | Coal | 0 | 0 | 0 | 0 | 0 | 0 | Coal | 0 | 0 | 0 | 0 | 0 | 0
| ==== Emission Program: CAMR : (Hg) ==== | SOCO | South | Other Renew | Geo | 0 | 0 | 0 | 0 | 0 | 0 | Geo | 0 | 0 | 0 | 0 | 0 | 0
| ==== Emission Program: CAMR : (Hg) ==== | SOCO | South | Hydro | H | 0 | 0 | 0 | 0 | 0 | 0 | H | 0 | 0 | 0 | 0 | 0 | 0
| ==== Emission Program: CAMR : (Hg) ==== | SOCO | South | Other Renew | LFG | 0 | 0 | 0 | 0 | 0 | 0 | LFG | 0 | 0 | 0 | 0 | 0 | 0
| ==== Emission Program: CAMR : (Hg) ==== | SOCO | South | Nuclear | Nuc | 0 | 0 | 0 | 0 | 0 | 0 | Nuc | 0 | 0 | 0 | 0 | 0 | 0
| ==== Emission Program: CAMR : (Hg) ==== | SOCO | South | Other | PS | 0 | 0 | 0 | 0 | 0 | 0 | PS | 0 | 0 | 0 | 0 | 0 | 0
| ==== Emission Program: CAMR : (Hg) ==== | SOCO | South | Other Renew | PV | 0 | 0 | 0 | 0 | 0 | 0 | PV | 0 | 0 | 0 | 0 | 0 | 0
| ==== Emission Program: CAMR : (Hg) ==== | SOCO | South | CT | PeakG | 0 | 0 | 0 | 0 | 0 | 0 | PeakG | 0 | 0 | 0 | 0 | 0 | 0
| ==== Emission Program: CAMR : (Hg) ==== | SOCO | South | CT | PeakO | 0 | 0 | 0 | 0 | 0 | 0 | PeakO | 0 | 0 | 0 | 0 | 0 | 0
| ==== Emission Program: CAMR : (Hg) ==== | SOCO | South | Other Renew | ST | 0 | 0 | 0 | 0 | 0 | 0 | ST | 0 | 0 | 0 | 0 | 0 | 0
| ==== Emission Program: CAMR : (Hg) ==== | SOCO | South | Steam O/G | STOG | 0 | 0 | 0 | 0 | 0 | 0 | STOG | 0 | 0 | 0 | 0 | 0 | 0
| ==== Emission Program: CAMR : (Hg) ==== | SOCO | South | Other Renew | STWD | 0 | 0 | 0 | 0 | 0 | 0 | STWD | 0 | 0 | 0 | 0 | 0 | 0
| ==== Emission Program: CAMR : (Hg) ==== | SOCO | South | On-shore Wind | WT | 0 | 0 | 0 | 0 | 0 | 0 | WT | 0 | 0 | 0 | 0 | 0 | 0
| ==== Emission Program: CAMR : (Hg) ==== | SOCO | South | Coal | IGCC | 0 | 0 | 0 | 0 | 0 | 0 | IGCC | 0 | 0 | 0 | 0 | 0 | 0
| ==== Emission Program: CAMR : (Hg) ==== | SOCO | South | DR | DemandResponse | 0 | 0 | 0 | 0 | 0 | 0 | DemandResponse | 0 | 0 | 0 | 0 | 0 | 0
| ==== Emission Program: CAMR : (Hg) ==== | SOCO | South | Coal-CCS | IGCC-CCS | 0 | 0 | 0 | 0 | 0 | 0 | IGCC-CCS | 0 | 0 | 0 | 0 | 0 | 0
| ==== Emission Program: CAMR : (Hg) ==== | SOCO | South | Off-shore Wind | WT_off | 0 | 0 | 0 | 0 | 0 | 0 | WT_off | 0 | 0 | 0 | 0 | 0 | 0
| ==== Emission Program: CAMR : (Hg) ==== | SOCO | South | Other | PseudoUnit | 0 | 0 | 0 | 0 | 0 | 0 | PseudoUnit | 0 | 0 | 0 | 0 | 0 | 0
| ==== Emission Program: CAMR : (Hg) ==== | SOCO | South | HQ/Maritimes | FixedInterchange | 0 | 0 | 0 | 0 | 0 | 0 | FixedInterchange | 0 | 0 | 0 | 0 | 0 | 0
==== Emission Program: CAMR : (Hg) ====
| ==== Emission Program: CAMR : (Hg) ==== |  |  |  | Emission Cost by Reporting Type: SPP_N | [6 empty] | Emission Cost by Reporting Type: SPP_N
| ==== Emission Program: CAMR : (Hg) ==== |  |  |  | ReportingType | 2015 | 2020 | 2025 | 2030 | 2035 | 2040 | ReportingType | 2015 | 2020 | 2025 | 2030 | 2035 | 2040
| ==== Emission Program: CAMR : (Hg) ==== | SPP_N | Southwest | Other Renew | BM | 0 | 0 | 0 | 0 | 0 | 0 | BM | 0 | 0 | 0 | 0 | 0 | 0
| ==== Emission Program: CAMR : (Hg) ==== | SPP_N | Southwest | CC | CC | 0 | 0 | 0 | 0 | 0 | 0 | CC | 0 | 0 | 0 | 0 | 0 | 0
| ==== Emission Program: CAMR : (Hg) ==== | SPP_N | Southwest | Other Renew | CSP | 0 | 0 | 0 | 0 | 0 | 0 | CSP | 0 | 0 | 0 | 0 | 0 | 0
| ==== Emission Program: CAMR : (Hg) ==== | SPP_N | Southwest | CT | CT | 0 | 0 | 0 | 0 | 0 | 0 | CT | 0 | 0 | 0 | 0 | 0 | 0
| ==== Emission Program: CAMR : (Hg) ==== | SPP_N | Southwest | Coal | Coal | 0 | 0 | 0 | 0 | 0 | 0 | Coal | 0 | 0 | 0 | 0 | 0 | 0
| ==== Emission Program: CAMR : (Hg) ==== | SPP_N | Southwest | Other Renew | Geo | 0 | 0 | 0 | 0 | 0 | 0 | Geo | 0 | 0 | 0 | 0 | 0 | 0
| ==== Emission Program: CAMR : (Hg) ==== | SPP_N | Southwest | Hydro | H | 0 | 0 | 0 | 0 | 0 | 0 | H | 0 | 0 | 0 | 0 | 0 | 0
| ==== Emission Program: CAMR : (Hg) ==== | SPP_N | Southwest | Other Renew | LFG | 0 | 0 | 0 | 0 | 0 | 0 | LFG | 0 | 0 | 0 | 0 | 0 | 0
| ==== Emission Program: CAMR : (Hg) ==== | SPP_N | Southwest | Nuclear | Nuc | 0 | 0 | 0 | 0 | 0 | 0 | Nuc | 0 | 0 | 0 | 0 | 0 | 0
| ==== Emission Program: CAMR : (Hg) ==== | SPP_N | Southwest | Other | PS | 0 | 0 | 0 | 0 | 0 | 0 | PS | 0 | 0 | 0 | 0 | 0 | 0
| ==== Emission Program: CAMR : (Hg) ==== | SPP_N | Southwest | Other Renew | PV | 0 | 0 | 0 | 0 | 0 | 0 | PV | 0 | 0 | 0 | 0 | 0 | 0
| ==== Emission Program: CAMR : (Hg) ==== | SPP_N | Southwest | CT | PeakG | 0 | 0 | 0 | 0 | 0 | 0 | PeakG | 0 | 0 | 0 | 0 | 0 | 0
| ==== Emission Program: CAMR : (Hg) ==== | SPP_N | Southwest | CT | PeakO | 0 | 0 | 0 | 0 | 0 | 0 | PeakO | 0 | 0 | 0 | 0 | 0 | 0
| ==== Emission Program: CAMR : (Hg) ==== | SPP_N | Southwest | Other Renew | ST | 0 | 0 | 0 | 0 | 0 | 0 | ST | 0 | 0 | 0 | 0 | 0 | 0
| ==== Emission Program: CAMR : (Hg) ==== | SPP_N | Southwest | Steam O/G | STOG | 0 | 0 | 0 | 0 | 0 | 0 | STOG | 0 | 0 | 0 | 0 | 0 | 0
| ==== Emission Program: CAMR : (Hg) ==== | SPP_N | Southwest | Other Renew | STWD | 0 | 0 | 0 | 0 | 0 | 0 | STWD | 0 | 0 | 0 | 0 | 0 | 0
| ==== Emission Program: CAMR : (Hg) ==== | SPP_N | Southwest | On-shore Wind | WT | 0 | 0 | 0 | 0 | 0 | 0 | WT | 0 | 0 | 0 | 0 | 0 | 0
| ==== Emission Program: CAMR : (Hg) ==== | SPP_N | Southwest | Coal | IGCC | 0 | 0 | 0 | 0 | 0 | 0 | IGCC | 0 | 0 | 0 | 0 | 0 | 0
| ==== Emission Program: CAMR : (Hg) ==== | SPP_N | Southwest | DR | DemandResponse | 0 | 0 | 0 | 0 | 0 | 0 | DemandResponse | 0 | 0 | 0 | 0 | 0 | 0
| ==== Emission Program: CAMR : (Hg) ==== | SPP_N | Southwest | Coal-CCS | IGCC-CCS | 0 | 0 | 0 | 0 | 0 | 0 | IGCC-CCS | 0 | 0 | 0 | 0 | 0 | 0
| ==== Emission Program: CAMR : (Hg) ==== | SPP_N | Southwest | Off-shore Wind | WT_off | 0 | 0 | 0 | 0 | 0 | 0 | WT_off | 0 | 0 | 0 | 0 | 0 | 0
| ==== Emission Program: CAMR : (Hg) ==== | SPP_N | Southwest | Other | PseudoUnit | 0 | 0 | 0 | 0 | 0 | 0 | PseudoUnit | 0 | 0 | 0 | 0 | 0 | 0
| ==== Emission Program: CAMR : (Hg) ==== | SPP_N | Southwest | HQ/Maritimes | FixedInterchange | 0 | 0 | 0 | 0 | 0 | 0 | FixedInterchange | 0 | 0 | 0 | 0 | 0 | 0
==== Emission Program: CAMR : (Hg) ====
| ==== Emission Program: CAMR : (Hg) ==== |  |  |  | Emission Cost by Reporting Type: SPP_S | [6 empty] | Emission Cost by Reporting Type: SPP_S
| ==== Emission Program: CAMR : (Hg) ==== |  |  |  | ReportingType | 2015 | 2020 | 2025 | 2030 | 2035 | 2040 | ReportingType | 2015 | 2020 | 2025 | 2030 | 2035 | 2040
| ==== Emission Program: CAMR : (Hg) ==== | SPP_S | Southwest | Other Renew | BM | 0 | 0 | 0 | 0 | 0 | 0 | BM | 0 | 0 | 0 | 0 | 0 | 0
| ==== Emission Program: CAMR : (Hg) ==== | SPP_S | Southwest | CC | CC | 0 | 0 | 0 | 0 | 0 | 0 | CC | 0 | 0 | 0 | 0 | 0 | 0
| ==== Emission Program: CAMR : (Hg) ==== | SPP_S | Southwest | Other Renew | CSP | 0 | 0 | 0 | 0 | 0 | 0 | CSP | 0 | 0 | 0 | 0 | 0 | 0
| ==== Emission Program: CAMR : (Hg) ==== | SPP_S | Southwest | CT | CT | 0 | 0 | 0 | 0 | 0 | 0 | CT | 0 | 0 | 0 | 0 | 0 | 0
| ==== Emission Program: CAMR : (Hg) ==== | SPP_S | Southwest | Coal | Coal | 0 | 0 | 0 | 0 | 0 | 0 | Coal | 0 | 0 | 0 | 0 | 0 | 0
| ==== Emission Program: CAMR : (Hg) ==== | SPP_S | Southwest | Other Renew | Geo | 0 | 0 | 0 | 0 | 0 | 0 | Geo | 0 | 0 | 0 | 0 | 0 | 0
| ==== Emission Program: CAMR : (Hg) ==== | SPP_S | Southwest | Hydro | H | 0 | 0 | 0 | 0 | 0 | 0 | H | 0 | 0 | 0 | 0 | 0 | 0
| ==== Emission Program: CAMR : (Hg) ==== | SPP_S | Southwest | Other Renew | LFG | 0 | 0 | 0 | 0 | 0 | 0 | LFG | 0 | 0 | 0 | 0 | 0 | 0
| ==== Emission Program: CAMR : (Hg) ==== | SPP_S | Southwest | Nuclear | Nuc | 0 | 0 | 0 | 0 | 0 | 0 | Nuc | 0 | 0 | 0 | 0 | 0 | 0
| ==== Emission Program: CAMR : (Hg) ==== | SPP_S | Southwest | Other | PS | 0 | 0 | 0 | 0 | 0 | 0 | PS | 0 | 0 | 0 | 0 | 0 | 0
| ==== Emission Program: CAMR : (Hg) ==== | SPP_S | Southwest | Other Renew | PV | 0 | 0 | 0 | 0 | 0 | 0 | PV | 0 | 0 | 0 | 0 | 0 | 0
| ==== Emission Program: CAMR : (Hg) ==== | SPP_S | Southwest | CT | PeakG | 0 | 0 | 0 | 0 | 0 | 0 | PeakG | 0 | 0 | 0 | 0 | 0 | 0
| ==== Emission Program: CAMR : (Hg) ==== | SPP_S | Southwest | CT | PeakO | 0 | 0 | 0 | 0 | 0 | 0 | PeakO | 0 | 0 | 0 | 0 | 0 | 0
| ==== Emission Program: CAMR : (Hg) ==== | SPP_S | Southwest | Other Renew | ST | 0 | 0 | 0 | 0 | 0 | 0 | ST | 0 | 0 | 0 | 0 | 0 | 0
| ==== Emission Program: CAMR : (Hg) ==== | SPP_S | Southwest | Steam O/G | STOG | 0 | 0 | 0 | 0 | 0 | 0 | STOG | 0 | 0 | 0 | 0 | 0 | 0
| ==== Emission Program: CAMR : (Hg) ==== | SPP_S | Southwest | Other Renew | STWD | 0 | 0 | 0 | 0 | 0 | 0 | STWD | 0 | 0 | 0 | 0 | 0 | 0
| ==== Emission Program: CAMR : (Hg) ==== | SPP_S | Southwest | On-shore Wind | WT | 0 | 0 | 0 | 0 | 0 | 0 | WT | 0 | 0 | 0 | 0 | 0 | 0
| ==== Emission Program: CAMR : (Hg) ==== | SPP_S | Southwest | Coal | IGCC | 0 | 0 | 0 | 0 | 0 | 0 | IGCC | 0 | 0 | 0 | 0 | 0 | 0
| ==== Emission Program: CAMR : (Hg) ==== | SPP_S | Southwest | DR | DemandResponse | 0 | 0 | 0 | 0 | 0 | 0 | DemandResponse | 0 | 0 | 0 | 0 | 0 | 0
| ==== Emission Program: CAMR : (Hg) ==== | SPP_S | Southwest | Coal-CCS | IGCC-CCS | 0 | 0 | 0 | 0 | 0 | 0 | IGCC-CCS | 0 | 0 | 0 | 0 | 0 | 0
| ==== Emission Program: CAMR : (Hg) ==== | SPP_S | Southwest | Off-shore Wind | WT_off | 0 | 0 | 0 | 0 | 0 | 0 | WT_off | 0 | 0 | 0 | 0 | 0 | 0
| ==== Emission Program: CAMR : (Hg) ==== | SPP_S | Southwest | Other | PseudoUnit | 0 | 0 | 0 | 0 | 0 | 0 | PseudoUnit | 0 | 0 | 0 | 0 | 0 | 0
| ==== Emission Program: CAMR : (Hg) ==== | SPP_S | Southwest | HQ/Maritimes | FixedInterchange | 0 | 0 | 0 | 0 | 0 | 0 | FixedInterchange | 0 | 0 | 0 | 0 | 0 | 0
==== Emission Program: CAMR : (Hg) ====
| ==== Emission Program: CAMR : (Hg) ==== |  |  |  | Emission Cost by Reporting Type: TVA | [6 empty] | Emission Cost by Reporting Type: TVA
| ==== Emission Program: CAMR : (Hg) ==== |  |  |  | ReportingType | 2015 | 2020 | 2025 | 2030 | 2035 | 2040 | ReportingType | 2015 | 2020 | 2025 | 2030 | 2035 | 2040
| ==== Emission Program: CAMR : (Hg) ==== | TVA | South | Other Renew | BM | 0 | 0 | 0 | 0 | 0 | 0 | BM | 0 | 0 | 0 | 0 | 0 | 0
| ==== Emission Program: CAMR : (Hg) ==== | TVA | South | CC | CC | 0 | 0 | 0 | 0 | 0 | 0 | CC | 0 | 0 | 0 | 0 | 0 | 0
| ==== Emission Program: CAMR : (Hg) ==== | TVA | South | Other Renew | CSP | 0 | 0 | 0 | 0 | 0 | 0 | CSP | 0 | 0 | 0 | 0 | 0 | 0
| ==== Emission Program: CAMR : (Hg) ==== | TVA | South | CT | CT | 0 | 0 | 0 | 0 | 0 | 0 | CT | 0 | 0 | 0 | 0 | 0 | 0
| ==== Emission Program: CAMR : (Hg) ==== | TVA | South | Coal | Coal | 0 | 0 | 0 | 0 | 0 | 0 | Coal | 0 | 0 | 0 | 0 | 0 | 0
| ==== Emission Program: CAMR : (Hg) ==== | TVA | South | Other Renew | Geo | 0 | 0 | 0 | 0 | 0 | 0 | Geo | 0 | 0 | 0 | 0 | 0 | 0
| ==== Emission Program: CAMR : (Hg) ==== | TVA | South | Hydro | H | 0 | 0 | 0 | 0 | 0 | 0 | H | 0 | 0 | 0 | 0 | 0 | 0
| ==== Emission Program: CAMR : (Hg) ==== | TVA | South | Other Renew | LFG | 0 | 0 | 0 | 0 | 0 | 0 | LFG | 0 | 0 | 0 | 0 | 0 | 0
| ==== Emission Program: CAMR : (Hg) ==== | TVA | South | Nuclear | Nuc | 0 | 0 | 0 | 0 | 0 | 0 | Nuc | 0 | 0 | 0 | 0 | 0 | 0
| ==== Emission Program: CAMR : (Hg) ==== | TVA | South | Other | PS | 0 | 0 | 0 | 0 | 0 | 0 | PS | 0 | 0 | 0 | 0 | 0 | 0
| ==== Emission Program: CAMR : (Hg) ==== | TVA | South | Other Renew | PV | 0 | 0 | 0 | 0 | 0 | 0 | PV | 0 | 0 | 0 | 0 | 0 | 0
| ==== Emission Program: CAMR : (Hg) ==== | TVA | South | CT | PeakG | 0 | 0 | 0 | 0 | 0 | 0 | PeakG | 0 | 0 | 0 | 0 | 0 | 0
| ==== Emission Program: CAMR : (Hg) ==== | TVA | South | CT | PeakO | 0 | 0 | 0 | 0 | 0 | 0 | PeakO | 0 | 0 | 0 | 0 | 0 | 0
| ==== Emission Program: CAMR : (Hg) ==== | TVA | South | Other Renew | ST | 0 | 0 | 0 | 0 | 0 | 0 | ST | 0 | 0 | 0 | 0 | 0 | 0
| ==== Emission Program: CAMR : (Hg) ==== | TVA | South | Steam O/G | STOG | 0 | 0 | 0 | 0 | 0 | 0 | STOG | 0 | 0 | 0 | 0 | 0 | 0
| ==== Emission Program: CAMR : (Hg) ==== | TVA | South | Other Renew | STWD | 0 | 0 | 0 | 0 | 0 | 0 | STWD | 0 | 0 | 0 | 0 | 0 | 0
| ==== Emission Program: CAMR : (Hg) ==== | TVA | South | On-shore Wind | WT | 0 | 0 | 0 | 0 | 0 | 0 | WT | 0 | 0 | 0 | 0 | 0 | 0
| ==== Emission Program: CAMR : (Hg) ==== | TVA | South | Coal | IGCC | 0 | 0 | 0 | 0 | 0 | 0 | IGCC | 0 | 0 | 0 | 0 | 0 | 0
| ==== Emission Program: CAMR : (Hg) ==== | TVA | South | DR | DemandResponse | 0 | 0 | 0 | 0 | 0 | 0 | DemandResponse | 0 | 0 | 0 | 0 | 0 | 0
| ==== Emission Program: CAMR : (Hg) ==== | TVA | South | Coal-CCS | IGCC-CCS | 0 | 0 | 0 | 0 | 0 | 0 | IGCC-CCS | 0 | 0 | 0 | 0 | 0 | 0
| ==== Emission Program: CAMR : (Hg) ==== | TVA | South | Off-shore Wind | WT_off | 0 | 0 | 0 | 0 | 0 | 0 | WT_off | 0 | 0 | 0 | 0 | 0 | 0
| ==== Emission Program: CAMR : (Hg) ==== | TVA | South | Other | PseudoUnit | 0 | 0 | 0 | 0 | 0 | 0 | PseudoUnit | 0 | 0 | 0 | 0 | 0 | 0
| ==== Emission Program: CAMR : (Hg) ==== | TVA | South | HQ/Maritimes | FixedInterchange | 0 | 0 | 0 | 0 | 0 | 0 | FixedInterchange | 0 | 0 | 0 | 0 | 0 | 0
==== Emission Program: CAMR : (Hg) ====
| ==== Emission Program: CAMR : (Hg) ==== |  |  |  | Emission Cost by Reporting Type: TVA_Transmission | [6 empty] | Emission Cost by Reporting Type: TVA_Transmission
| ==== Emission Program: CAMR : (Hg) ==== |  |  |  | ReportingType | 2015 | 2020 | 2025 | 2030 | 2035 | 2040 | ReportingType | 2015 | 2020 | 2025 | 2030 | 2035 | 2040
| ==== Emission Program: CAMR : (Hg) ==== | TVA_Transmission | South | Other Renew | BM | 0 | 0 | 0 | 0 | 0 | 0 | BM | 0 | 0 | 0 | 0 | 0 | 0
| ==== Emission Program: CAMR : (Hg) ==== | TVA_Transmission | South | CC | CC | 0 | 0 | 0 | 0 | 0 | 0 | CC | 0 | 0 | 0 | 0 | 0 | 0
| ==== Emission Program: CAMR : (Hg) ==== | TVA_Transmission | South | Other Renew | CSP | 0 | 0 | 0 | 0 | 0 | 0 | CSP | 0 | 0 | 0 | 0 | 0 | 0
| ==== Emission Program: CAMR : (Hg) ==== | TVA_Transmission | South | CT | CT | 0 | 0 | 0 | 0 | 0 | 0 | CT | 0 | 0 | 0 | 0 | 0 | 0
| ==== Emission Program: CAMR : (Hg) ==== | TVA_Transmission | South | Coal | Coal | 0 | 0 | 0 | 0 | 0 | 0 | Coal | 0 | 0 | 0 | 0 | 0 | 0
| ==== Emission Program: CAMR : (Hg) ==== | TVA_Transmission | South | Other Renew | Geo | 0 | 0 | 0 | 0 | 0 | 0 | Geo | 0 | 0 | 0 | 0 | 0 | 0
| ==== Emission Program: CAMR : (Hg) ==== | TVA_Transmission | South | Hydro | H | 0 | 0 | 0 | 0 | 0 | 0 | H | 0 | 0 | 0 | 0 | 0 | 0
| ==== Emission Program: CAMR : (Hg) ==== | TVA_Transmission | South | Other Renew | LFG | 0 | 0 | 0 | 0 | 0 | 0 | LFG | 0 | 0 | 0 | 0 | 0 | 0
| ==== Emission Program: CAMR : (Hg) ==== | TVA_Transmission | South | Nuclear | Nuc | 0 | 0 | 0 | 0 | 0 | 0 | Nuc | 0 | 0 | 0 | 0 | 0 | 0
| ==== Emission Program: CAMR : (Hg) ==== | TVA_Transmission | South | Other | PS | 0 | 0 | 0 | 0 | 0 | 0 | PS | 0 | 0 | 0 | 0 | 0 | 0
| ==== Emission Program: CAMR : (Hg) ==== | TVA_Transmission | South | Other Renew | PV | 0 | 0 | 0 | 0 | 0 | 0 | PV | 0 | 0 | 0 | 0 | 0 | 0
| ==== Emission Program: CAMR : (Hg) ==== | TVA_Transmission | South | CT | PeakG | 0 | 0 | 0 | 0 | 0 | 0 | PeakG | 0 | 0 | 0 | 0 | 0 | 0
| ==== Emission Program: CAMR : (Hg) ==== | TVA_Transmission | South | CT | PeakO | 0 | 0 | 0 | 0 | 0 | 0 | PeakO | 0 | 0 | 0 | 0 | 0 | 0
| ==== Emission Program: CAMR : (Hg) ==== | TVA_Transmission | South | Other Renew | ST | 0 | 0 | 0 | 0 | 0 | 0 | ST | 0 | 0 | 0 | 0 | 0 | 0
| ==== Emission Program: CAMR : (Hg) ==== | TVA_Transmission | South | Steam O/G | STOG | 0 | 0 | 0 | 0 | 0 | 0 | STOG | 0 | 0 | 0 | 0 | 0 | 0
| ==== Emission Program: CAMR : (Hg) ==== | TVA_Transmission | South | Other Renew | STWD | 0 | 0 | 0 | 0 | 0 | 0 | STWD | 0 | 0 | 0 | 0 | 0 | 0
| ==== Emission Program: CAMR : (Hg) ==== | TVA_Transmission | South | On-shore Wind | WT | 0 | 0 | 0 | 0 | 0 | 0 | WT | 0 | 0 | 0 | 0 | 0 | 0
| ==== Emission Program: CAMR : (Hg) ==== | TVA_Transmission | South | Coal | IGCC | 0 | 0 | 0 | 0 | 0 | 0 | IGCC | 0 | 0 | 0 | 0 | 0 | 0
| ==== Emission Program: CAMR : (Hg) ==== | TVA_Transmission | South | DR | DemandResponse | 0 | 0 | 0 | 0 | 0 | 0 | DemandResponse | 0 | 0 | 0 | 0 | 0 | 0
| ==== Emission Program: CAMR : (Hg) ==== | TVA_Transmission | South | Coal-CCS | IGCC-CCS | 0 | 0 | 0 | 0 | 0 | 0 | IGCC-CCS | 0 | 0 | 0 | 0 | 0 | 0
| ==== Emission Program: CAMR : (Hg) ==== | TVA_Transmission | South | Off-shore Wind | WT_off | 0 | 0 | 0 | 0 | 0 | 0 | WT_off | 0 | 0 | 0 | 0 | 0 | 0
| ==== Emission Program: CAMR : (Hg) ==== | TVA_Transmission | South | Other | PseudoUnit | 0 | 0 | 0 | 0 | 0 | 0 | PseudoUnit | 0 | 0 | 0 | 0 | 0 | 0
| ==== Emission Program: CAMR : (Hg) ==== | TVA_Transmission | South | HQ/Maritimes | FixedInterchange | 0 | 0 | 0 | 0 | 0 | 0 | FixedInterchange | 0 | 0 | 0 | 0 | 0 | 0
==== Emission Program: CAMR : (Hg) ====
| ==== Emission Program: CAMR : (Hg) ==== |  |  |  | Emission Cost by Reporting Type: VACAR | [6 empty] | Emission Cost by Reporting Type: VACAR
| ==== Emission Program: CAMR : (Hg) ==== |  |  |  | ReportingType | 2015 | 2020 | 2025 | 2030 | 2035 | 2040 | ReportingType | 2015 | 2020 | 2025 | 2030 | 2035 | 2040
| ==== Emission Program: CAMR : (Hg) ==== | VACAR | South | Other Renew | BM | 0 | 0 | 0 | 0 | 0 | 0 | BM | 0 | 0 | 0 | 0 | 0 | 0
| ==== Emission Program: CAMR : (Hg) ==== | VACAR | South | CC | CC | 0 | 0 | 0 | 0 | 0 | 0 | CC | 0 | 0 | 0 | 0 | 0 | 0
| ==== Emission Program: CAMR : (Hg) ==== | VACAR | South | Other Renew | CSP | 0 | 0 | 0 | 0 | 0 | 0 | CSP | 0 | 0 | 0 | 0 | 0 | 0
| ==== Emission Program: CAMR : (Hg) ==== | VACAR | South | CT | CT | 0 | 0 | 0 | 0 | 0 | 0 | CT | 0 | 0 | 0 | 0 | 0 | 0
| ==== Emission Program: CAMR : (Hg) ==== | VACAR | South | Coal | Coal | 0 | 0 | 0 | 0 | 0 | 0 | Coal | 0 | 0 | 0 | 0 | 0 | 0
| ==== Emission Program: CAMR : (Hg) ==== | VACAR | South | Other Renew | Geo | 0 | 0 | 0 | 0 | 0 | 0 | Geo | 0 | 0 | 0 | 0 | 0 | 0
| ==== Emission Program: CAMR : (Hg) ==== | VACAR | South | Hydro | H | 0 | 0 | 0 | 0 | 0 | 0 | H | 0 | 0 | 0 | 0 | 0 | 0
| ==== Emission Program: CAMR : (Hg) ==== | VACAR | South | Other Renew | LFG | 0 | 0 | 0 | 0 | 0 | 0 | LFG | 0 | 0 | 0 | 0 | 0 | 0
| ==== Emission Program: CAMR : (Hg) ==== | VACAR | South | Nuclear | Nuc | 0 | 0 | 0 | 0 | 0 | 0 | Nuc | 0 | 0 | 0 | 0 | 0 | 0
| ==== Emission Program: CAMR : (Hg) ==== | VACAR | South | Other | PS | 0 | 0 | 0 | 0 | 0 | 0 | PS | 0 | 0 | 0 | 0 | 0 | 0
| ==== Emission Program: CAMR : (Hg) ==== | VACAR | South | Other Renew | PV | 0 | 0 | 0 | 0 | 0 | 0 | PV | 0 | 0 | 0 | 0 | 0 | 0
| ==== Emission Program: CAMR : (Hg) ==== | VACAR | South | CT | PeakG | 0 | 0 | 0 | 0 | 0 | 0 | PeakG | 0 | 0 | 0 | 0 | 0 | 0
| ==== Emission Program: CAMR : (Hg) ==== | VACAR | South | CT | PeakO | 0 | 0 | 0 | 0 | 0 | 0 | PeakO | 0 | 0 | 0 | 0 | 0 | 0
| ==== Emission Program: CAMR : (Hg) ==== | VACAR | South | Other Renew | ST | 0 | 0 | 0 | 0 | 0 | 0 | ST | 0 | 0 | 0 | 0 | 0 | 0
| ==== Emission Program: CAMR : (Hg) ==== | VACAR | South | Steam O/G | STOG | 0 | 0 | 0 | 0 | 0 | 0 | STOG | 0 | 0 | 0 | 0 | 0 | 0
| ==== Emission Program: CAMR : (Hg) ==== | VACAR | South | Other Renew | STWD | 0 | 0 | 0 | 0 | 0 | 0 | STWD | 0 | 0 | 0 | 0 | 0 | 0
| ==== Emission Program: CAMR : (Hg) ==== | VACAR | South | On-shore Wind | WT | 0 | 0 | 0 | 0 | 0 | 0 | WT | 0 | 0 | 0 | 0 | 0 | 0
| ==== Emission Program: CAMR : (Hg) ==== | VACAR | South | Coal | IGCC | 0 | 0 | 0 | 0 | 0 | 0 | IGCC | 0 | 0 | 0 | 0 | 0 | 0
| ==== Emission Program: CAMR : (Hg) ==== | VACAR | South | DR | DemandResponse | 0 | 0 | 0 | 0 | 0 | 0 | DemandResponse | 0 | 0 | 0 | 0 | 0 | 0
| ==== Emission Program: CAMR : (Hg) ==== | VACAR | South | Coal-CCS | IGCC-CCS | 0 | 0 | 0 | 0 | 0 | 0 | IGCC-CCS | 0 | 0 | 0 | 0 | 0 | 0
| ==== Emission Program: CAMR : (Hg) ==== | VACAR | South | Off-shore Wind | WT_off | 0 | 0 | 0 | 0 | 0 | 0 | WT_off | 0 | 0 | 0 | 0 | 0 | 0
| ==== Emission Program: CAMR : (Hg) ==== | VACAR | South | Other | PseudoUnit | 0 | 0 | 0 | 0 | 0 | 0 | PseudoUnit | 0 | 0 | 0 | 0 | 0 | 0
| ==== Emission Program: CAMR : (Hg) ==== | VACAR | South | HQ/Maritimes | FixedInterchange | 0 | 0 | 0 | 0 | 0 | 0 | FixedInterchange | 0 | 0 | 0 | 0 | 0 | 0
==== Emission Program: CAMR : (Hg) ====
| ==== Emission Program: CAMR : (Hg) ==== |  |  |  | Emission Cost by Reporting Type: IESO | [6 empty] | Emission Cost by Reporting Type: IESO
| ==== Emission Program: CAMR : (Hg) ==== |  |  |  | ReportingType | 2015 | 2020 | 2025 | 2030 | 2035 | 2040 | ReportingType | 2015 | 2020 | 2025 | 2030 | 2035 | 2040
| ==== Emission Program: CAMR : (Hg) ==== | IESO | Ontario | Other Renew | BM | 0 | 0 | 0 | 0 | 0 | 0 | BM | 0 | 0 | 0 | 0 | 0 | 0
| ==== Emission Program: CAMR : (Hg) ==== | IESO | Ontario | CC | CC | 0 | 0 | 0 | 0 | 0 | 0 | CC | 0 | 0 | 0 | 0 | 0 | 0
| ==== Emission Program: CAMR : (Hg) ==== | IESO | Ontario | Other Renew | CSP | 0 | 0 | 0 | 0 | 0 | 0 | CSP | 0 | 0 | 0 | 0 | 0 | 0
| ==== Emission Program: CAMR : (Hg) ==== | IESO | Ontario | CT | CT | 0 | 0 | 0 | 0 | 0 | 0 | CT | 0 | 0 | 0 | 0 | 0 | 0
| ==== Emission Program: CAMR : (Hg) ==== | IESO | Ontario | Coal | Coal | 0 | 0 | 0 | 0 | 0 | 0 | Coal | 0 | 0 | 0 | 0 | 0 | 0
| ==== Emission Program: CAMR : (Hg) ==== | IESO | Ontario | Other Renew | Geo | 0 | 0 | 0 | 0 | 0 | 0 | Geo | 0 | 0 | 0 | 0 | 0 | 0
| ==== Emission Program: CAMR : (Hg) ==== | IESO | Ontario | Hydro | H | 0 | 0 | 0 | 0 | 0 | 0 | H | 0 | 0 | 0 | 0 | 0 | 0
| ==== Emission Program: CAMR : (Hg) ==== | IESO | Ontario | Other Renew | LFG | 0 | 0 | 0 | 0 | 0 | 0 | LFG | 0 | 0 | 0 | 0 | 0 | 0
| ==== Emission Program: CAMR : (Hg) ==== | IESO | Ontario | Nuclear | Nuc | 0 | 0 | 0 | 0 | 0 | 0 | Nuc | 0 | 0 | 0 | 0 | 0 | 0
| ==== Emission Program: CAMR : (Hg) ==== | IESO | Ontario | Other | PS | 0 | 0 | 0 | 0 | 0 | 0 | PS | 0 | 0 | 0 | 0 | 0 | 0
| ==== Emission Program: CAMR : (Hg) ==== | IESO | Ontario | Other Renew | PV | 0 | 0 | 0 | 0 | 0 | 0 | PV | 0 | 0 | 0 | 0 | 0 | 0
| ==== Emission Program: CAMR : (Hg) ==== | IESO | Ontario | CT | PeakG | 0 | 0 | 0 | 0 | 0 | 0 | PeakG | 0 | 0 | 0 | 0 | 0 | 0
| ==== Emission Program: CAMR : (Hg) ==== | IESO | Ontario | CT | PeakO | 0 | 0 | 0 | 0 | 0 | 0 | PeakO | 0 | 0 | 0 | 0 | 0 | 0
| ==== Emission Program: CAMR : (Hg) ==== | IESO | Ontario | Other Renew | ST | 0 | 0 | 0 | 0 | 0 | 0 | ST | 0 | 0 | 0 | 0 | 0 | 0
| ==== Emission Program: CAMR : (Hg) ==== | IESO | Ontario | Steam O/G | STOG | 0 | 0 | 0 | 0 | 0 | 0 | STOG | 0 | 0 | 0 | 0 | 0 | 0
| ==== Emission Program: CAMR : (Hg) ==== | IESO | Ontario | Other Renew | STWD | 0 | 0 | 0 | 0 | 0 | 0 | STWD | 0 | 0 | 0 | 0 | 0 | 0
| ==== Emission Program: CAMR : (Hg) ==== | IESO | Ontario | On-shore Wind | WT | 0 | 0 | 0 | 0 | 0 | 0 | WT | 0 | 0 | 0 | 0 | 0 | 0
| ==== Emission Program: CAMR : (Hg) ==== | IESO | Ontario | Coal | IGCC | 0 | 0 | 0 | 0 | 0 | 0 | IGCC | 0 | 0 | 0 | 0 | 0 | 0
| ==== Emission Program: CAMR : (Hg) ==== | IESO | Ontario | DR | DemandResponse | 0 | 0 | 0 | 0 | 0 | 0 | DemandResponse | 0 | 0 | 0 | 0 | 0 | 0
| ==== Emission Program: CAMR : (Hg) ==== | IESO | Ontario | Coal-CCS | IGCC-CCS | 0 | 0 | 0 | 0 | 0 | 0 | IGCC-CCS | 0 | 0 | 0 | 0 | 0 | 0
| ==== Emission Program: CAMR : (Hg) ==== | IESO | Ontario | Off-shore Wind | WT_off | 0 | 0 | 0 | 0 | 0 | 0 | WT_off | 0 | 0 | 0 | 0 | 0 | 0
| ==== Emission Program: CAMR : (Hg) ==== | IESO | Ontario | Other | PseudoUnit | 0 | 0 | 0 | 0 | 0 | 0 | PseudoUnit | 0 | 0 | 0 | 0 | 0 | 0
| ==== Emission Program: CAMR : (Hg) ==== | IESO | Ontario | HQ/Maritimes | FixedInterchange | 0 | 0 | 0 | 0 | 0 | 0 | FixedInterchange | 0 | 0 | 0 | 0 | 0 | 0
==== Emission Program: CAMR : (Hg) ====
| ==== Emission Program: CAMR : (Hg) ==== |  |  |  | Emission Cost by Reporting Type: MAPP_CA | [6 empty] | Emission Cost by Reporting Type: MAPP_CA
| ==== Emission Program: CAMR : (Hg) ==== |  |  |  | ReportingType | 2015 | 2020 | 2025 | 2030 | 2035 | 2040 | ReportingType | 2015 | 2020 | 2025 | 2030 | 2035 | 2040
| ==== Emission Program: CAMR : (Hg) ==== | MAPP_CA | Midwest | Other Renew | BM | 0 | 0 | 0 | 0 | 0 | 0 | BM | 0 | 0 | 0 | 0 | 0 | 0
| ==== Emission Program: CAMR : (Hg) ==== | MAPP_CA | Midwest | CC | CC | 0 | 0 | 0 | 0 | 0 | 0 | CC | 0 | 0 | 0 | 0 | 0 | 0
| ==== Emission Program: CAMR : (Hg) ==== | MAPP_CA | Midwest | Other Renew | CSP | 0 | 0 | 0 | 0 | 0 | 0 | CSP | 0 | 0 | 0 | 0 | 0 | 0
| ==== Emission Program: CAMR : (Hg) ==== | MAPP_CA | Midwest | CT | CT | 0 | 0 | 0 | 0 | 0 | 0 | CT | 0 | 0 | 0 | 0 | 0 | 0
| ==== Emission Program: CAMR : (Hg) ==== | MAPP_CA | Midwest | Coal | Coal | 0 | 0 | 0 | 0 | 0 | 0 | Coal | 0 | 0 | 0 | 0 | 0 | 0
| ==== Emission Program: CAMR : (Hg) ==== | MAPP_CA | Midwest | Other Renew | Geo | 0 | 0 | 0 | 0 | 0 | 0 | Geo | 0 | 0 | 0 | 0 | 0 | 0
| ==== Emission Program: CAMR : (Hg) ==== | MAPP_CA | Midwest | Hydro | H | 0 | 0 | 0 | 0 | 0 | 0 | H | 0 | 0 | 0 | 0 | 0 | 0
| ==== Emission Program: CAMR : (Hg) ==== | MAPP_CA | Midwest | Other Renew | LFG | 0 | 0 | 0 | 0 | 0 | 0 | LFG | 0 | 0 | 0 | 0 | 0 | 0
| ==== Emission Program: CAMR : (Hg) ==== | MAPP_CA | Midwest | Nuclear | Nuc | 0 | 0 | 0 | 0 | 0 | 0 | Nuc | 0 | 0 | 0 | 0 | 0 | 0
| ==== Emission Program: CAMR : (Hg) ==== | MAPP_CA | Midwest | Other | PS | 0 | 0 | 0 | 0 | 0 | 0 | PS | 0 | 0 | 0 | 0 | 0 | 0
| ==== Emission Program: CAMR : (Hg) ==== | MAPP_CA | Midwest | Other Renew | PV | 0 | 0 | 0 | 0 | 0 | 0 | PV | 0 | 0 | 0 | 0 | 0 | 0
| ==== Emission Program: CAMR : (Hg) ==== | MAPP_CA | Midwest | CT | PeakG | 0 | 0 | 0 | 0 | 0 | 0 | PeakG | 0 | 0 | 0 | 0 | 0 | 0
| ==== Emission Program: CAMR : (Hg) ==== | MAPP_CA | Midwest | CT | PeakO | 0 | 0 | 0 | 0 | 0 | 0 | PeakO | 0 | 0 | 0 | 0 | 0 | 0
| ==== Emission Program: CAMR : (Hg) ==== | MAPP_CA | Midwest | Other Renew | ST | 0 | 0 | 0 | 0 | 0 | 0 | ST | 0 | 0 | 0 | 0 | 0 | 0
| ==== Emission Program: CAMR : (Hg) ==== | MAPP_CA | Midwest | Steam O/G | STOG | 0 | 0 | 0 | 0 | 0 | 0 | STOG | 0 | 0 | 0 | 0 | 0 | 0
| ==== Emission Program: CAMR : (Hg) ==== | MAPP_CA | Midwest | Other Renew | STWD | 0 | 0 | 0 | 0 | 0 | 0 | STWD | 0 | 0 | 0 | 0 | 0 | 0
| ==== Emission Program: CAMR : (Hg) ==== | MAPP_CA | Midwest | On-shore Wind | WT | 0 | 0 | 0 | 0 | 0 | 0 | WT | 0 | 0 | 0 | 0 | 0 | 0
| ==== Emission Program: CAMR : (Hg) ==== | MAPP_CA | Midwest | Coal | IGCC | 0 | 0 | 0 | 0 | 0 | 0 | IGCC | 0 | 0 | 0 | 0 | 0 | 0
| ==== Emission Program: CAMR : (Hg) ==== | MAPP_CA | Midwest | DR | DemandResponse | 0 | 0 | 0 | 0 | 0 | 0 | DemandResponse | 0 | 0 | 0 | 0 | 0 | 0
| ==== Emission Program: CAMR : (Hg) ==== | MAPP_CA | Midwest | Coal-CCS | IGCC-CCS | 0 | 0 | 0 | 0 | 0 | 0 | IGCC-CCS | 0 | 0 | 0 | 0 | 0 | 0
| ==== Emission Program: CAMR : (Hg) ==== | MAPP_CA | Midwest | Off-shore Wind | WT_off | 0 | 0 | 0 | 0 | 0 | 0 | WT_off | 0 | 0 | 0 | 0 | 0 | 0
| ==== Emission Program: CAMR : (Hg) ==== | MAPP_CA | Midwest | Other | PseudoUnit | 0 | 0 | 0 | 0 | 0 | 0 | PseudoUnit | 0 | 0 | 0 | 0 | 0 | 0
| ==== Emission Program: CAMR : (Hg) ==== | MAPP_CA | Midwest | HQ/Maritimes | FixedInterchange | 0 | 0 | 0 | 0 | 0 | 0 | FixedInterchange | 0 | 0 | 0 | 0 | 0 | 0
==== Emission Program: CAMR : (Hg) ====
| ==== Emission Program: CAMR : (Hg) ==== |  |  |  | Emission Cost by Reporting Type: AZ_NM_SNV_Coal | [6 empty] | Emission Cost by Reporting Type: AZ_NM_SNV_Coal
| ==== Emission Program: CAMR : (Hg) ==== |  |  |  | ReportingType | 2015 | 2020 | 2025 | 2030 | 2035 | 2040 | ReportingType | 2015 | 2020 | 2025 | 2030 | 2035 | 2040
| ==== Emission Program: CAMR : (Hg) ==== | AZ_NM_SNV_Coal | West | Other Renew | BM | 0 | 0 | 0 | 0 | 0 | 0 | BM | 0 | 0 | 0 | 0 | 0 | 0
| ==== Emission Program: CAMR : (Hg) ==== | AZ_NM_SNV_Coal | West | CC | CC | 0 | 0 | 0 | 0 | 0 | 0 | CC | 0 | 0 | 0 | 0 | 0 | 0
| ==== Emission Program: CAMR : (Hg) ==== | AZ_NM_SNV_Coal | West | Other Renew | CSP | 0 | 0 | 0 | 0 | 0 | 0 | CSP | 0 | 0 | 0 | 0 | 0 | 0
| ==== Emission Program: CAMR : (Hg) ==== | AZ_NM_SNV_Coal | West | CT | CT | 0 | 0 | 0 | 0 | 0 | 0 | CT | 0 | 0 | 0 | 0 | 0 | 0
| ==== Emission Program: CAMR : (Hg) ==== | AZ_NM_SNV_Coal | West | Coal | Coal | 0 | 0 | 0 | 0 | 0 | 0 | Coal | 0 | 0 | 0 | 0 | 0 | 0
| ==== Emission Program: CAMR : (Hg) ==== | AZ_NM_SNV_Coal | West | Other Renew | Geo | 0 | 0 | 0 | 0 | 0 | 0 | Geo | 0 | 0 | 0 | 0 | 0 | 0
| ==== Emission Program: CAMR : (Hg) ==== | AZ_NM_SNV_Coal | West | Hydro | H | 0 | 0 | 0 | 0 | 0 | 0 | H | 0 | 0 | 0 | 0 | 0 | 0
| ==== Emission Program: CAMR : (Hg) ==== | AZ_NM_SNV_Coal | West | Other Renew | LFG | 0 | 0 | 0 | 0 | 0 | 0 | LFG | 0 | 0 | 0 | 0 | 0 | 0
| ==== Emission Program: CAMR : (Hg) ==== | AZ_NM_SNV_Coal | West | Nuclear | Nuc | 0 | 0 | 0 | 0 | 0 | 0 | Nuc | 0 | 0 | 0 | 0 | 0 | 0
| ==== Emission Program: CAMR : (Hg) ==== | AZ_NM_SNV_Coal | West | Other | PS | 0 | 0 | 0 | 0 | 0 | 0 | PS | 0 | 0 | 0 | 0 | 0 | 0
| ==== Emission Program: CAMR : (Hg) ==== | AZ_NM_SNV_Coal | West | Other Renew | PV | 0 | 0 | 0 | 0 | 0 | 0 | PV | 0 | 0 | 0 | 0 | 0 | 0
| ==== Emission Program: CAMR : (Hg) ==== | AZ_NM_SNV_Coal | West | CT | PeakG | 0 | 0 | 0 | 0 | 0 | 0 | PeakG | 0 | 0 | 0 | 0 | 0 | 0
| ==== Emission Program: CAMR : (Hg) ==== | AZ_NM_SNV_Coal | West | CT | PeakO | 0 | 0 | 0 | 0 | 0 | 0 | PeakO | 0 | 0 | 0 | 0 | 0 | 0
| ==== Emission Program: CAMR : (Hg) ==== | AZ_NM_SNV_Coal | West | Other Renew | ST | 0 | 0 | 0 | 0 | 0 | 0 | ST | 0 | 0 | 0 | 0 | 0 | 0
| ==== Emission Program: CAMR : (Hg) ==== | AZ_NM_SNV_Coal | West | Steam O/G | STOG | 0 | 0 | 0 | 0 | 0 | 0 | STOG | 0 | 0 | 0 | 0 | 0 | 0
| ==== Emission Program: CAMR : (Hg) ==== | AZ_NM_SNV_Coal | West | Other Renew | STWD | 0 | 0 | 0 | 0 | 0 | 0 | STWD | 0 | 0 | 0 | 0 | 0 | 0
| ==== Emission Program: CAMR : (Hg) ==== | AZ_NM_SNV_Coal | West | On-shore Wind | WT | 0 | 0 | 0 | 0 | 0 | 0 | WT | 0 | 0 | 0 | 0 | 0 | 0
| ==== Emission Program: CAMR : (Hg) ==== | AZ_NM_SNV_Coal | West | Coal | IGCC | 0 | 0 | 0 | 0 | 0 | 0 | IGCC | 0 | 0 | 0 | 0 | 0 | 0
| ==== Emission Program: CAMR : (Hg) ==== | AZ_NM_SNV_Coal | West | DR | DemandResponse | 0 | 0 | 0 | 0 | 0 | 0 | DemandResponse | 0 | 0 | 0 | 0 | 0 | 0
| ==== Emission Program: CAMR : (Hg) ==== | AZ_NM_SNV_Coal | West | Coal-CCS | IGCC-CCS | 0 | 0 | 0 | 0 | 0 | 0 | IGCC-CCS | 0 | 0 | 0 | 0 | 0 | 0
| ==== Emission Program: CAMR : (Hg) ==== | AZ_NM_SNV_Coal | West | Off-shore Wind | WT_off | 0 | 0 | 0 | 0 | 0 | 0 | WT_off | 0 | 0 | 0 | 0 | 0 | 0
| ==== Emission Program: CAMR : (Hg) ==== | AZ_NM_SNV_Coal | West | Other | PseudoUnit | 0 | 0 | 0 | 0 | 0 | 0 | PseudoUnit | 0 | 0 | 0 | 0 | 0 | 0
| ==== Emission Program: CAMR : (Hg) ==== | AZ_NM_SNV_Coal | West | HQ/Maritimes | FixedInterchange | 0 | 0 | 0 | 0 | 0 | 0 | FixedInterchange | 0 | 0 | 0 | 0 | 0 | 0
==== Emission Program: CAMR : (Hg) ====
| ==== Emission Program: CAMR : (Hg) ==== |  |  |  | Emission Cost by Reporting Type: AZ_NM_SNV_Gas | [6 empty] | Emission Cost by Reporting Type: AZ_NM_SNV_Gas
| ==== Emission Program: CAMR : (Hg) ==== |  |  |  | ReportingType | 2015 | 2020 | 2025 | 2030 | 2035 | 2040 | ReportingType | 2015 | 2020 | 2025 | 2030 | 2035 | 2040
| ==== Emission Program: CAMR : (Hg) ==== | AZ_NM_SNV_Gas | West | Other Renew | BM | 0 | 0 | 0 | 0 | 0 | 0 | BM | 0 | 0 | 0 | 0 | 0 | 0
| ==== Emission Program: CAMR : (Hg) ==== | AZ_NM_SNV_Gas | West | CC | CC | 0 | 0 | 0 | 0 | 0 | 0 | CC | 0 | 0 | 0 | 0 | 0 | 0
| ==== Emission Program: CAMR : (Hg) ==== | AZ_NM_SNV_Gas | West | Other Renew | CSP | 0 | 0 | 0 | 0 | 0 | 0 | CSP | 0 | 0 | 0 | 0 | 0 | 0
| ==== Emission Program: CAMR : (Hg) ==== | AZ_NM_SNV_Gas | West | CT | CT | 0 | 0 | 0 | 0 | 0 | 0 | CT | 0 | 0 | 0 | 0 | 0 | 0
| ==== Emission Program: CAMR : (Hg) ==== | AZ_NM_SNV_Gas | West | Coal | Coal | 0 | 0 | 0 | 0 | 0 | 0 | Coal | 0 | 0 | 0 | 0 | 0 | 0
| ==== Emission Program: CAMR : (Hg) ==== | AZ_NM_SNV_Gas | West | Other Renew | Geo | 0 | 0 | 0 | 0 | 0 | 0 | Geo | 0 | 0 | 0 | 0 | 0 | 0
| ==== Emission Program: CAMR : (Hg) ==== | AZ_NM_SNV_Gas | West | Hydro | H | 0 | 0 | 0 | 0 | 0 | 0 | H | 0 | 0 | 0 | 0 | 0 | 0
| ==== Emission Program: CAMR : (Hg) ==== | AZ_NM_SNV_Gas | West | Other Renew | LFG | 0 | 0 | 0 | 0 | 0 | 0 | LFG | 0 | 0 | 0 | 0 | 0 | 0
| ==== Emission Program: CAMR : (Hg) ==== | AZ_NM_SNV_Gas | West | Nuclear | Nuc | 0 | 0 | 0 | 0 | 0 | 0 | Nuc | 0 | 0 | 0 | 0 | 0 | 0
| ==== Emission Program: CAMR : (Hg) ==== | AZ_NM_SNV_Gas | West | Other | PS | 0 | 0 | 0 | 0 | 0 | 0 | PS | 0 | 0 | 0 | 0 | 0 | 0
| ==== Emission Program: CAMR : (Hg) ==== | AZ_NM_SNV_Gas | West | Other Renew | PV | 0 | 0 | 0 | 0 | 0 | 0 | PV | 0 | 0 | 0 | 0 | 0 | 0
| ==== Emission Program: CAMR : (Hg) ==== | AZ_NM_SNV_Gas | West | CT | PeakG | 0 | 0 | 0 | 0 | 0 | 0 | PeakG | 0 | 0 | 0 | 0 | 0 | 0
| ==== Emission Program: CAMR : (Hg) ==== | AZ_NM_SNV_Gas | West | CT | PeakO | 0 | 0 | 0 | 0 | 0 | 0 | PeakO | 0 | 0 | 0 | 0 | 0 | 0
| ==== Emission Program: CAMR : (Hg) ==== | AZ_NM_SNV_Gas | West | Other Renew | ST | 0 | 0 | 0 | 0 | 0 | 0 | ST | 0 | 0 | 0 | 0 | 0 | 0
| ==== Emission Program: CAMR : (Hg) ==== | AZ_NM_SNV_Gas | West | Steam O/G | STOG | 0 | 0 | 0 | 0 | 0 | 0 | STOG | 0 | 0 | 0 | 0 | 0 | 0
| ==== Emission Program: CAMR : (Hg) ==== | AZ_NM_SNV_Gas | West | Other Renew | STWD | 0 | 0 | 0 | 0 | 0 | 0 | STWD | 0 | 0 | 0 | 0 | 0 | 0
| ==== Emission Program: CAMR : (Hg) ==== | AZ_NM_SNV_Gas | West | On-shore Wind | WT | 0 | 0 | 0 | 0 | 0 | 0 | WT | 0 | 0 | 0 | 0 | 0 | 0
| ==== Emission Program: CAMR : (Hg) ==== | AZ_NM_SNV_Gas | West | Coal | IGCC | 0 | 0 | 0 | 0 | 0 | 0 | IGCC | 0 | 0 | 0 | 0 | 0 | 0
| ==== Emission Program: CAMR : (Hg) ==== | AZ_NM_SNV_Gas | West | DR | DemandResponse | 0 | 0 | 0 | 0 | 0 | 0 | DemandResponse | 0 | 0 | 0 | 0 | 0 | 0
| ==== Emission Program: CAMR : (Hg) ==== | AZ_NM_SNV_Gas | West | Coal-CCS | IGCC-CCS | 0 | 0 | 0 | 0 | 0 | 0 | IGCC-CCS | 0 | 0 | 0 | 0 | 0 | 0
| ==== Emission Program: CAMR : (Hg) ==== | AZ_NM_SNV_Gas | West | Off-shore Wind | WT_off | 0 | 0 | 0 | 0 | 0 | 0 | WT_off | 0 | 0 | 0 | 0 | 0 | 0
| ==== Emission Program: CAMR : (Hg) ==== | AZ_NM_SNV_Gas | West | Other | PseudoUnit | 0 | 0 | 0 | 0 | 0 | 0 | PseudoUnit | 0 | 0 | 0 | 0 | 0 | 0
| ==== Emission Program: CAMR : (Hg) ==== | AZ_NM_SNV_Gas | West | HQ/Maritimes | FixedInterchange | 0 | 0 | 0 | 0 | 0 | 0 | FixedInterchange | 0 | 0 | 0 | 0 | 0 | 0
==== Emission Program: CAMR : (Hg) ====
| ==== Emission Program: CAMR : (Hg) ==== |  |  |  | Emission Cost by Reporting Type: AZ_NM_SNV_NucRenew | [6 empty] | Emission Cost by Reporting Type: AZ_NM_SNV_NucRenew
| ==== Emission Program: CAMR : (Hg) ==== |  |  |  | ReportingType | 2015 | 2020 | 2025 | 2030 | 2035 | 2040 | ReportingType | 2015 | 2020 | 2025 | 2030 | 2035 | 2040
| ==== Emission Program: CAMR : (Hg) ==== | AZ_NM_SNV_NucRenew | West | Other Renew | BM | 0 | 0 | 0 | 0 | 0 | 0 | BM | 0 | 0 | 0 | 0 | 0 | 0
| ==== Emission Program: CAMR : (Hg) ==== | AZ_NM_SNV_NucRenew | West | CC | CC | 0 | 0 | 0 | 0 | 0 | 0 | CC | 0 | 0 | 0 | 0 | 0 | 0
| ==== Emission Program: CAMR : (Hg) ==== | AZ_NM_SNV_NucRenew | West | Other Renew | CSP | 0 | 0 | 0 | 0 | 0 | 0 | CSP | 0 | 0 | 0 | 0 | 0 | 0
| ==== Emission Program: CAMR : (Hg) ==== | AZ_NM_SNV_NucRenew | West | CT | CT | 0 | 0 | 0 | 0 | 0 | 0 | CT | 0 | 0 | 0 | 0 | 0 | 0
| ==== Emission Program: CAMR : (Hg) ==== | AZ_NM_SNV_NucRenew | West | Coal | Coal | 0 | 0 | 0 | 0 | 0 | 0 | Coal | 0 | 0 | 0 | 0 | 0 | 0
| ==== Emission Program: CAMR : (Hg) ==== | AZ_NM_SNV_NucRenew | West | Other Renew | Geo | 0 | 0 | 0 | 0 | 0 | 0 | Geo | 0 | 0 | 0 | 0 | 0 | 0
| ==== Emission Program: CAMR : (Hg) ==== | AZ_NM_SNV_NucRenew | West | Hydro | H | 0 | 0 | 0 | 0 | 0 | 0 | H | 0 | 0 | 0 | 0 | 0 | 0
| ==== Emission Program: CAMR : (Hg) ==== | AZ_NM_SNV_NucRenew | West | Other Renew | LFG | 0 | 0 | 0 | 0 | 0 | 0 | LFG | 0 | 0 | 0 | 0 | 0 | 0
| ==== Emission Program: CAMR : (Hg) ==== | AZ_NM_SNV_NucRenew | West | Nuclear | Nuc | 0 | 0 | 0 | 0 | 0 | 0 | Nuc | 0 | 0 | 0 | 0 | 0 | 0
| ==== Emission Program: CAMR : (Hg) ==== | AZ_NM_SNV_NucRenew | West | Other | PS | 0 | 0 | 0 | 0 | 0 | 0 | PS | 0 | 0 | 0 | 0 | 0 | 0
| ==== Emission Program: CAMR : (Hg) ==== | AZ_NM_SNV_NucRenew | West | Other Renew | PV | 0 | 0 | 0 | 0 | 0 | 0 | PV | 0 | 0 | 0 | 0 | 0 | 0
| ==== Emission Program: CAMR : (Hg) ==== | AZ_NM_SNV_NucRenew | West | CT | PeakG | 0 | 0 | 0 | 0 | 0 | 0 | PeakG | 0 | 0 | 0 | 0 | 0 | 0
| ==== Emission Program: CAMR : (Hg) ==== | AZ_NM_SNV_NucRenew | West | CT | PeakO | 0 | 0 | 0 | 0 | 0 | 0 | PeakO | 0 | 0 | 0 | 0 | 0 | 0
| ==== Emission Program: CAMR : (Hg) ==== | AZ_NM_SNV_NucRenew | West | Other Renew | ST | 0 | 0 | 0 | 0 | 0 | 0 | ST | 0 | 0 | 0 | 0 | 0 | 0
| ==== Emission Program: CAMR : (Hg) ==== | AZ_NM_SNV_NucRenew | West | Steam O/G | STOG | 0 | 0 | 0 | 0 | 0 | 0 | STOG | 0 | 0 | 0 | 0 | 0 | 0
| ==== Emission Program: CAMR : (Hg) ==== | AZ_NM_SNV_NucRenew | West | Other Renew | STWD | 0 | 0 | 0 | 0 | 0 | 0 | STWD | 0 | 0 | 0 | 0 | 0 | 0
| ==== Emission Program: CAMR : (Hg) ==== | AZ_NM_SNV_NucRenew | West | On-shore Wind | WT | 0 | 0 | 0 | 0 | 0 | 0 | WT | 0 | 0 | 0 | 0 | 0 | 0
| ==== Emission Program: CAMR : (Hg) ==== | AZ_NM_SNV_NucRenew | West | Coal | IGCC | 0 | 0 | 0 | 0 | 0 | 0 | IGCC | 0 | 0 | 0 | 0 | 0 | 0
| ==== Emission Program: CAMR : (Hg) ==== | AZ_NM_SNV_NucRenew | West | DR | DemandResponse | 0 | 0 | 0 | 0 | 0 | 0 | DemandResponse | 0 | 0 | 0 | 0 | 0 | 0
| ==== Emission Program: CAMR : (Hg) ==== | AZ_NM_SNV_NucRenew | West | Coal-CCS | IGCC-CCS | 0 | 0 | 0 | 0 | 0 | 0 | IGCC-CCS | 0 | 0 | 0 | 0 | 0 | 0
| ==== Emission Program: CAMR : (Hg) ==== | AZ_NM_SNV_NucRenew | West | Off-shore Wind | WT_off | 0 | 0 | 0 | 0 | 0 | 0 | WT_off | 0 | 0 | 0 | 0 | 0 | 0
| ==== Emission Program: CAMR : (Hg) ==== | AZ_NM_SNV_NucRenew | West | Other | PseudoUnit | 0 | 0 | 0 | 0 | 0 | 0 | PseudoUnit | 0 | 0 | 0 | 0 | 0 | 0
| ==== Emission Program: CAMR : (Hg) ==== | AZ_NM_SNV_NucRenew | West | HQ/Maritimes | FixedInterchange | 0 | 0 | 0 | 0 | 0 | 0 | FixedInterchange | 0 | 0 | 0 | 0 | 0 | 0
==== Emission Program: CAMR : (Hg) ====
| ==== Emission Program: CAMR : (Hg) ==== |  |  |  | Emission Cost by Reporting Type: ERCOT | [6 empty] | Emission Cost by Reporting Type: ERCOT
| ==== Emission Program: CAMR : (Hg) ==== |  |  |  | ReportingType | 2015 | 2020 | 2025 | 2030 | 2035 | 2040 | ReportingType | 2015 | 2020 | 2025 | 2030 | 2035 | 2040
| ==== Emission Program: CAMR : (Hg) ==== | ERCOT | Texas | Other Renew | BM | 0 | 0 | 0 | 0 | 0 | 0 | BM | 0 | 0 | 0 | 0 | 0 | 0
| ==== Emission Program: CAMR : (Hg) ==== | ERCOT | Texas | CC | CC | 0 | 0 | 0 | 0 | 0 | 0 | CC | 0 | 0 | 0 | 0 | 0 | 0
| ==== Emission Program: CAMR : (Hg) ==== | ERCOT | Texas | Other Renew | CSP | 0 | 0 | 0 | 0 | 0 | 0 | CSP | 0 | 0 | 0 | 0 | 0 | 0
| ==== Emission Program: CAMR : (Hg) ==== | ERCOT | Texas | CT | CT | 0 | 0 | 0 | 0 | 0 | 0 | CT | 0 | 0 | 0 | 0 | 0 | 0
| ==== Emission Program: CAMR : (Hg) ==== | ERCOT | Texas | Coal | Coal | 0 | 0 | 0 | 0 | 0 | 0 | Coal | 0 | 0 | 0 | 0 | 0 | 0
| ==== Emission Program: CAMR : (Hg) ==== | ERCOT | Texas | Other Renew | Geo | 0 | 0 | 0 | 0 | 0 | 0 | Geo | 0 | 0 | 0 | 0 | 0 | 0
| ==== Emission Program: CAMR : (Hg) ==== | ERCOT | Texas | Hydro | H | 0 | 0 | 0 | 0 | 0 | 0 | H | 0 | 0 | 0 | 0 | 0 | 0
| ==== Emission Program: CAMR : (Hg) ==== | ERCOT | Texas | Other Renew | LFG | 0 | 0 | 0 | 0 | 0 | 0 | LFG | 0 | 0 | 0 | 0 | 0 | 0
| ==== Emission Program: CAMR : (Hg) ==== | ERCOT | Texas | Nuclear | Nuc | 0 | 0 | 0 | 0 | 0 | 0 | Nuc | 0 | 0 | 0 | 0 | 0 | 0
| ==== Emission Program: CAMR : (Hg) ==== | ERCOT | Texas | Other | PS | 0 | 0 | 0 | 0 | 0 | 0 | PS | 0 | 0 | 0 | 0 | 0 | 0
| ==== Emission Program: CAMR : (Hg) ==== | ERCOT | Texas | Other Renew | PV | 0 | 0 | 0 | 0 | 0 | 0 | PV | 0 | 0 | 0 | 0 | 0 | 0
| ==== Emission Program: CAMR : (Hg) ==== | ERCOT | Texas | CT | PeakG | 0 | 0 | 0 | 0 | 0 | 0 | PeakG | 0 | 0 | 0 | 0 | 0 | 0
| ==== Emission Program: CAMR : (Hg) ==== | ERCOT | Texas | CT | PeakO | 0 | 0 | 0 | 0 | 0 | 0 | PeakO | 0 | 0 | 0 | 0 | 0 | 0
| ==== Emission Program: CAMR : (Hg) ==== | ERCOT | Texas | Other Renew | ST | 0 | 0 | 0 | 0 | 0 | 0 | ST | 0 | 0 | 0 | 0 | 0 | 0
| ==== Emission Program: CAMR : (Hg) ==== | ERCOT | Texas | Steam O/G | STOG | 0 | 0 | 0 | 0 | 0 | 0 | STOG | 0 | 0 | 0 | 0 | 0 | 0
| ==== Emission Program: CAMR : (Hg) ==== | ERCOT | Texas | Other Renew | STWD | 0 | 0 | 0 | 0 | 0 | 0 | STWD | 0 | 0 | 0 | 0 | 0 | 0
| ==== Emission Program: CAMR : (Hg) ==== | ERCOT | Texas | On-shore Wind | WT | 0 | 0 | 0 | 0 | 0 | 0 | WT | 0 | 0 | 0 | 0 | 0 | 0
| ==== Emission Program: CAMR : (Hg) ==== | ERCOT | Texas | Coal | IGCC | 0 | 0 | 0 | 0 | 0 | 0 | IGCC | 0 | 0 | 0 | 0 | 0 | 0
| ==== Emission Program: CAMR : (Hg) ==== | ERCOT | Texas | DR | DemandResponse | 0 | 0 | 0 | 0 | 0 | 0 | DemandResponse | 0 | 0 | 0 | 0 | 0 | 0
| ==== Emission Program: CAMR : (Hg) ==== | ERCOT | Texas | Coal-CCS | IGCC-CCS | 0 | 0 | 0 | 0 | 0 | 0 | IGCC-CCS | 0 | 0 | 0 | 0 | 0 | 0
| ==== Emission Program: CAMR : (Hg) ==== | ERCOT | Texas | Off-shore Wind | WT_off | 0 | 0 | 0 | 0 | 0 | 0 | WT_off | 0 | 0 | 0 | 0 | 0 | 0
| ==== Emission Program: CAMR : (Hg) ==== | ERCOT | Texas | Other | PseudoUnit | 0 | 0 | 0 | 0 | 0 | 0 | PseudoUnit | 0 | 0 | 0 | 0 | 0 | 0
| ==== Emission Program: CAMR : (Hg) ==== | ERCOT | Texas | HQ/Maritimes | FixedInterchange | 0 | 0 | 0 | 0 | 0 | 0 | FixedInterchange | 0 | 0 | 0 | 0 | 0 | 0
==== Emission Program: CAMR : (Hg) ====
| ==== Emission Program: CAMR : (Hg) ==== |  |  |  | Emission Cost by Reporting Type: NP15 | [6 empty] | Emission Cost by Reporting Type: NP15
| ==== Emission Program: CAMR : (Hg) ==== |  |  |  | ReportingType | 2015 | 2020 | 2025 | 2030 | 2035 | 2040 | ReportingType | 2015 | 2020 | 2025 | 2030 | 2035 | 2040
| ==== Emission Program: CAMR : (Hg) ==== | NP15 | West | Other Renew | BM | 0 | 0 | 0 | 0 | 0 | 0 | BM | 0 | 0 | 0 | 0 | 0 | 0
| ==== Emission Program: CAMR : (Hg) ==== | NP15 | West | CC | CC | 0 | 0 | 0 | 0 | 0 | 0 | CC | 0 | 0 | 0 | 0 | 0 | 0
| ==== Emission Program: CAMR : (Hg) ==== | NP15 | West | Other Renew | CSP | 0 | 0 | 0 | 0 | 0 | 0 | CSP | 0 | 0 | 0 | 0 | 0 | 0
| ==== Emission Program: CAMR : (Hg) ==== | NP15 | West | CT | CT | 0 | 0 | 0 | 0 | 0 | 0 | CT | 0 | 0 | 0 | 0 | 0 | 0
| ==== Emission Program: CAMR : (Hg) ==== | NP15 | West | Coal | Coal | 0 | 0 | 0 | 0 | 0 | 0 | Coal | 0 | 0 | 0 | 0 | 0 | 0
| ==== Emission Program: CAMR : (Hg) ==== | NP15 | West | Other Renew | Geo | 0 | 0 | 0 | 0 | 0 | 0 | Geo | 0 | 0 | 0 | 0 | 0 | 0
| ==== Emission Program: CAMR : (Hg) ==== | NP15 | West | Hydro | H | 0 | 0 | 0 | 0 | 0 | 0 | H | 0 | 0 | 0 | 0 | 0 | 0
| ==== Emission Program: CAMR : (Hg) ==== | NP15 | West | Other Renew | LFG | 0 | 0 | 0 | 0 | 0 | 0 | LFG | 0 | 0 | 0 | 0 | 0 | 0
| ==== Emission Program: CAMR : (Hg) ==== | NP15 | West | Nuclear | Nuc | 0 | 0 | 0 | 0 | 0 | 0 | Nuc | 0 | 0 | 0 | 0 | 0 | 0
| ==== Emission Program: CAMR : (Hg) ==== | NP15 | West | Other | PS | 0 | 0 | 0 | 0 | 0 | 0 | PS | 0 | 0 | 0 | 0 | 0 | 0
| ==== Emission Program: CAMR : (Hg) ==== | NP15 | West | Other Renew | PV | 0 | 0 | 0 | 0 | 0 | 0 | PV | 0 | 0 | 0 | 0 | 0 | 0
| ==== Emission Program: CAMR : (Hg) ==== | NP15 | West | CT | PeakG | 0 | 0 | 0 | 0 | 0 | 0 | PeakG | 0 | 0 | 0 | 0 | 0 | 0
| ==== Emission Program: CAMR : (Hg) ==== | NP15 | West | CT | PeakO | 0 | 0 | 0 | 0 | 0 | 0 | PeakO | 0 | 0 | 0 | 0 | 0 | 0
| ==== Emission Program: CAMR : (Hg) ==== | NP15 | West | Other Renew | ST | 0 | 0 | 0 | 0 | 0 | 0 | ST | 0 | 0 | 0 | 0 | 0 | 0
| ==== Emission Program: CAMR : (Hg) ==== | NP15 | West | Steam O/G | STOG | 0 | 0 | 0 | 0 | 0 | 0 | STOG | 0 | 0 | 0 | 0 | 0 | 0
| ==== Emission Program: CAMR : (Hg) ==== | NP15 | West | Other Renew | STWD | 0 | 0 | 0 | 0 | 0 | 0 | STWD | 0 | 0 | 0 | 0 | 0 | 0
| ==== Emission Program: CAMR : (Hg) ==== | NP15 | West | On-shore Wind | WT | 0 | 0 | 0 | 0 | 0 | 0 | WT | 0 | 0 | 0 | 0 | 0 | 0
| ==== Emission Program: CAMR : (Hg) ==== | NP15 | West | Coal | IGCC | 0 | 0 | 0 | 0 | 0 | 0 | IGCC | 0 | 0 | 0 | 0 | 0 | 0
| ==== Emission Program: CAMR : (Hg) ==== | NP15 | West | DR | DemandResponse | 0 | 0 | 0 | 0 | 0 | 0 | DemandResponse | 0 | 0 | 0 | 0 | 0 | 0
| ==== Emission Program: CAMR : (Hg) ==== | NP15 | West | Coal-CCS | IGCC-CCS | 0 | 0 | 0 | 0 | 0 | 0 | IGCC-CCS | 0 | 0 | 0 | 0 | 0 | 0
| ==== Emission Program: CAMR : (Hg) ==== | NP15 | West | Off-shore Wind | WT_off | 0 | 0 | 0 | 0 | 0 | 0 | WT_off | 0 | 0 | 0 | 0 | 0 | 0
| ==== Emission Program: CAMR : (Hg) ==== | NP15 | West | Other | PseudoUnit | 0 | 0 | 0 | 0 | 0 | 0 | PseudoUnit | 0 | 0 | 0 | 0 | 0 | 0
| ==== Emission Program: CAMR : (Hg) ==== | NP15 | West | HQ/Maritimes | FixedInterchange | 0 | 0 | 0 | 0 | 0 | 0 | FixedInterchange | 0 | 0 | 0 | 0 | 0 | 0
==== Emission Program: CAMR : (Hg) ====
| ==== Emission Program: CAMR : (Hg) ==== |  |  |  | Emission Cost by Reporting Type: NWPP_Coal | [6 empty] | Emission Cost by Reporting Type: NWPP_Coal
| ==== Emission Program: CAMR : (Hg) ==== |  |  |  | ReportingType | 2015 | 2020 | 2025 | 2030 | 2035 | 2040 | ReportingType | 2015 | 2020 | 2025 | 2030 | 2035 | 2040
| ==== Emission Program: CAMR : (Hg) ==== | NWPP_Coal | West | Other Renew | BM | 0 | 0 | 0 | 0 | 0 | 0 | BM | 0 | 0 | 0 | 0 | 0 | 0
| ==== Emission Program: CAMR : (Hg) ==== | NWPP_Coal | West | CC | CC | 0 | 0 | 0 | 0 | 0 | 0 | CC | 0 | 0 | 0 | 0 | 0 | 0
| ==== Emission Program: CAMR : (Hg) ==== | NWPP_Coal | West | Other Renew | CSP | 0 | 0 | 0 | 0 | 0 | 0 | CSP | 0 | 0 | 0 | 0 | 0 | 0
| ==== Emission Program: CAMR : (Hg) ==== | NWPP_Coal | West | CT | CT | 0 | 0 | 0 | 0 | 0 | 0 | CT | 0 | 0 | 0 | 0 | 0 | 0
| ==== Emission Program: CAMR : (Hg) ==== | NWPP_Coal | West | Coal | Coal | 0 | 0 | 0 | 0 | 0 | 0 | Coal | 0 | 0 | 0 | 0 | 0 | 0
| ==== Emission Program: CAMR : (Hg) ==== | NWPP_Coal | West | Other Renew | Geo | 0 | 0 | 0 | 0 | 0 | 0 | Geo | 0 | 0 | 0 | 0 | 0 | 0
| ==== Emission Program: CAMR : (Hg) ==== | NWPP_Coal | West | Hydro | H | 0 | 0 | 0 | 0 | 0 | 0 | H | 0 | 0 | 0 | 0 | 0 | 0
| ==== Emission Program: CAMR : (Hg) ==== | NWPP_Coal | West | Other Renew | LFG | 0 | 0 | 0 | 0 | 0 | 0 | LFG | 0 | 0 | 0 | 0 | 0 | 0
| ==== Emission Program: CAMR : (Hg) ==== | NWPP_Coal | West | Nuclear | Nuc | 0 | 0 | 0 | 0 | 0 | 0 | Nuc | 0 | 0 | 0 | 0 | 0 | 0
| ==== Emission Program: CAMR : (Hg) ==== | NWPP_Coal | West | Other | PS | 0 | 0 | 0 | 0 | 0 | 0 | PS | 0 | 0 | 0 | 0 | 0 | 0
| ==== Emission Program: CAMR : (Hg) ==== | NWPP_Coal | West | Other Renew | PV | 0 | 0 | 0 | 0 | 0 | 0 | PV | 0 | 0 | 0 | 0 | 0 | 0
| ==== Emission Program: CAMR : (Hg) ==== | NWPP_Coal | West | CT | PeakG | 0 | 0 | 0 | 0 | 0 | 0 | PeakG | 0 | 0 | 0 | 0 | 0 | 0
| ==== Emission Program: CAMR : (Hg) ==== | NWPP_Coal | West | CT | PeakO | 0 | 0 | 0 | 0 | 0 | 0 | PeakO | 0 | 0 | 0 | 0 | 0 | 0
| ==== Emission Program: CAMR : (Hg) ==== | NWPP_Coal | West | Other Renew | ST | 0 | 0 | 0 | 0 | 0 | 0 | ST | 0 | 0 | 0 | 0 | 0 | 0
| ==== Emission Program: CAMR : (Hg) ==== | NWPP_Coal | West | Steam O/G | STOG | 0 | 0 | 0 | 0 | 0 | 0 | STOG | 0 | 0 | 0 | 0 | 0 | 0
| ==== Emission Program: CAMR : (Hg) ==== | NWPP_Coal | West | Other Renew | STWD | 0 | 0 | 0 | 0 | 0 | 0 | STWD | 0 | 0 | 0 | 0 | 0 | 0
| ==== Emission Program: CAMR : (Hg) ==== | NWPP_Coal | West | On-shore Wind | WT | 0 | 0 | 0 | 0 | 0 | 0 | WT | 0 | 0 | 0 | 0 | 0 | 0
| ==== Emission Program: CAMR : (Hg) ==== | NWPP_Coal | West | Coal | IGCC | 0 | 0 | 0 | 0 | 0 | 0 | IGCC | 0 | 0 | 0 | 0 | 0 | 0
| ==== Emission Program: CAMR : (Hg) ==== | NWPP_Coal | West | DR | DemandResponse | 0 | 0 | 0 | 0 | 0 | 0 | DemandResponse | 0 | 0 | 0 | 0 | 0 | 0
| ==== Emission Program: CAMR : (Hg) ==== | NWPP_Coal | West | Coal-CCS | IGCC-CCS | 0 | 0 | 0 | 0 | 0 | 0 | IGCC-CCS | 0 | 0 | 0 | 0 | 0 | 0
| ==== Emission Program: CAMR : (Hg) ==== | NWPP_Coal | West | Off-shore Wind | WT_off | 0 | 0 | 0 | 0 | 0 | 0 | WT_off | 0 | 0 | 0 | 0 | 0 | 0
| ==== Emission Program: CAMR : (Hg) ==== | NWPP_Coal | West | Other | PseudoUnit | 0 | 0 | 0 | 0 | 0 | 0 | PseudoUnit | 0 | 0 | 0 | 0 | 0 | 0
| ==== Emission Program: CAMR : (Hg) ==== | NWPP_Coal | West | HQ/Maritimes | FixedInterchange | 0 | 0 | 0 | 0 | 0 | 0 | FixedInterchange | 0 | 0 | 0 | 0 | 0 | 0
==== Emission Program: CAMR : (Hg) ====
| ==== Emission Program: CAMR : (Hg) ==== |  |  |  | Emission Cost by Reporting Type: NWPP_Gas | [6 empty] | Emission Cost by Reporting Type: NWPP_Gas
| ==== Emission Program: CAMR : (Hg) ==== |  |  |  | ReportingType | 2015 | 2020 | 2025 | 2030 | 2035 | 2040 | ReportingType | 2015 | 2020 | 2025 | 2030 | 2035 | 2040
| ==== Emission Program: CAMR : (Hg) ==== | NWPP_Gas | West | Other Renew | BM | 0 | 0 | 0 | 0 | 0 | 0 | BM | 0 | 0 | 0 | 0 | 0 | 0
| ==== Emission Program: CAMR : (Hg) ==== | NWPP_Gas | West | CC | CC | 0 | 0 | 0 | 0 | 0 | 0 | CC | 0 | 0 | 0 | 0 | 0 | 0
| ==== Emission Program: CAMR : (Hg) ==== | NWPP_Gas | West | Other Renew | CSP | 0 | 0 | 0 | 0 | 0 | 0 | CSP | 0 | 0 | 0 | 0 | 0 | 0
| ==== Emission Program: CAMR : (Hg) ==== | NWPP_Gas | West | CT | CT | 0 | 0 | 0 | 0 | 0 | 0 | CT | 0 | 0 | 0 | 0 | 0 | 0
| ==== Emission Program: CAMR : (Hg) ==== | NWPP_Gas | West | Coal | Coal | 0 | 0 | 0 | 0 | 0 | 0 | Coal | 0 | 0 | 0 | 0 | 0 | 0
| ==== Emission Program: CAMR : (Hg) ==== | NWPP_Gas | West | Other Renew | Geo | 0 | 0 | 0 | 0 | 0 | 0 | Geo | 0 | 0 | 0 | 0 | 0 | 0
| ==== Emission Program: CAMR : (Hg) ==== | NWPP_Gas | West | Hydro | H | 0 | 0 | 0 | 0 | 0 | 0 | H | 0 | 0 | 0 | 0 | 0 | 0
| ==== Emission Program: CAMR : (Hg) ==== | NWPP_Gas | West | Other Renew | LFG | 0 | 0 | 0 | 0 | 0 | 0 | LFG | 0 | 0 | 0 | 0 | 0 | 0
| ==== Emission Program: CAMR : (Hg) ==== | NWPP_Gas | West | Nuclear | Nuc | 0 | 0 | 0 | 0 | 0 | 0 | Nuc | 0 | 0 | 0 | 0 | 0 | 0
| ==== Emission Program: CAMR : (Hg) ==== | NWPP_Gas | West | Other | PS | 0 | 0 | 0 | 0 | 0 | 0 | PS | 0 | 0 | 0 | 0 | 0 | 0
| ==== Emission Program: CAMR : (Hg) ==== | NWPP_Gas | West | Other Renew | PV | 0 | 0 | 0 | 0 | 0 | 0 | PV | 0 | 0 | 0 | 0 | 0 | 0
| ==== Emission Program: CAMR : (Hg) ==== | NWPP_Gas | West | CT | PeakG | 0 | 0 | 0 | 0 | 0 | 0 | PeakG | 0 | 0 | 0 | 0 | 0 | 0
| ==== Emission Program: CAMR : (Hg) ==== | NWPP_Gas | West | CT | PeakO | 0 | 0 | 0 | 0 | 0 | 0 | PeakO | 0 | 0 | 0 | 0 | 0 | 0
| ==== Emission Program: CAMR : (Hg) ==== | NWPP_Gas | West | Other Renew | ST | 0 | 0 | 0 | 0 | 0 | 0 | ST | 0 | 0 | 0 | 0 | 0 | 0
| ==== Emission Program: CAMR : (Hg) ==== | NWPP_Gas | West | Steam O/G | STOG | 0 | 0 | 0 | 0 | 0 | 0 | STOG | 0 | 0 | 0 | 0 | 0 | 0
| ==== Emission Program: CAMR : (Hg) ==== | NWPP_Gas | West | Other Renew | STWD | 0 | 0 | 0 | 0 | 0 | 0 | STWD | 0 | 0 | 0 | 0 | 0 | 0
| ==== Emission Program: CAMR : (Hg) ==== | NWPP_Gas | West | On-shore Wind | WT | 0 | 0 | 0 | 0 | 0 | 0 | WT | 0 | 0 | 0 | 0 | 0 | 0
| ==== Emission Program: CAMR : (Hg) ==== | NWPP_Gas | West | Coal | IGCC | 0 | 0 | 0 | 0 | 0 | 0 | IGCC | 0 | 0 | 0 | 0 | 0 | 0
| ==== Emission Program: CAMR : (Hg) ==== | NWPP_Gas | West | DR | DemandResponse | 0 | 0 | 0 | 0 | 0 | 0 | DemandResponse | 0 | 0 | 0 | 0 | 0 | 0
| ==== Emission Program: CAMR : (Hg) ==== | NWPP_Gas | West | Coal-CCS | IGCC-CCS | 0 | 0 | 0 | 0 | 0 | 0 | IGCC-CCS | 0 | 0 | 0 | 0 | 0 | 0
| ==== Emission Program: CAMR : (Hg) ==== | NWPP_Gas | West | Off-shore Wind | WT_off | 0 | 0 | 0 | 0 | 0 | 0 | WT_off | 0 | 0 | 0 | 0 | 0 | 0
| ==== Emission Program: CAMR : (Hg) ==== | NWPP_Gas | West | Other | PseudoUnit | 0 | 0 | 0 | 0 | 0 | 0 | PseudoUnit | 0 | 0 | 0 | 0 | 0 | 0
| ==== Emission Program: CAMR : (Hg) ==== | NWPP_Gas | West | HQ/Maritimes | FixedInterchange | 0 | 0 | 0 | 0 | 0 | 0 | FixedInterchange | 0 | 0 | 0 | 0 | 0 | 0
==== Emission Program: CAMR : (Hg) ====
| ==== Emission Program: CAMR : (Hg) ==== |  |  |  | Emission Cost by Reporting Type: NWPP_NucRenew | [6 empty] | Emission Cost by Reporting Type: NWPP_NucRenew
| ==== Emission Program: CAMR : (Hg) ==== |  |  |  | ReportingType | 2015 | 2020 | 2025 | 2030 | 2035 | 2040 | ReportingType | 2015 | 2020 | 2025 | 2030 | 2035 | 2040
| ==== Emission Program: CAMR : (Hg) ==== | NWPP_NucRenew | West | Other Renew | BM | 0 | 0 | 0 | 0 | 0 | 0 | BM | 0 | 0 | 0 | 0 | 0 | 0
| ==== Emission Program: CAMR : (Hg) ==== | NWPP_NucRenew | West | CC | CC | 0 | 0 | 0 | 0 | 0 | 0 | CC | 0 | 0 | 0 | 0 | 0 | 0
| ==== Emission Program: CAMR : (Hg) ==== | NWPP_NucRenew | West | Other Renew | CSP | 0 | 0 | 0 | 0 | 0 | 0 | CSP | 0 | 0 | 0 | 0 | 0 | 0
| ==== Emission Program: CAMR : (Hg) ==== | NWPP_NucRenew | West | CT | CT | 0 | 0 | 0 | 0 | 0 | 0 | CT | 0 | 0 | 0 | 0 | 0 | 0
| ==== Emission Program: CAMR : (Hg) ==== | NWPP_NucRenew | West | Coal | Coal | 0 | 0 | 0 | 0 | 0 | 0 | Coal | 0 | 0 | 0 | 0 | 0 | 0
| ==== Emission Program: CAMR : (Hg) ==== | NWPP_NucRenew | West | Other Renew | Geo | 0 | 0 | 0 | 0 | 0 | 0 | Geo | 0 | 0 | 0 | 0 | 0 | 0
| ==== Emission Program: CAMR : (Hg) ==== | NWPP_NucRenew | West | Hydro | H | 0 | 0 | 0 | 0 | 0 | 0 | H | 0 | 0 | 0 | 0 | 0 | 0
| ==== Emission Program: CAMR : (Hg) ==== | NWPP_NucRenew | West | Other Renew | LFG | 0 | 0 | 0 | 0 | 0 | 0 | LFG | 0 | 0 | 0 | 0 | 0 | 0
| ==== Emission Program: CAMR : (Hg) ==== | NWPP_NucRenew | West | Nuclear | Nuc | 0 | 0 | 0 | 0 | 0 | 0 | Nuc | 0 | 0 | 0 | 0 | 0 | 0
| ==== Emission Program: CAMR : (Hg) ==== | NWPP_NucRenew | West | Other | PS | 0 | 0 | 0 | 0 | 0 | 0 | PS | 0 | 0 | 0 | 0 | 0 | 0
| ==== Emission Program: CAMR : (Hg) ==== | NWPP_NucRenew | West | Other Renew | PV | 0 | 0 | 0 | 0 | 0 | 0 | PV | 0 | 0 | 0 | 0 | 0 | 0
| ==== Emission Program: CAMR : (Hg) ==== | NWPP_NucRenew | West | CT | PeakG | 0 | 0 | 0 | 0 | 0 | 0 | PeakG | 0 | 0 | 0 | 0 | 0 | 0
| ==== Emission Program: CAMR : (Hg) ==== | NWPP_NucRenew | West | CT | PeakO | 0 | 0 | 0 | 0 | 0 | 0 | PeakO | 0 | 0 | 0 | 0 | 0 | 0
| ==== Emission Program: CAMR : (Hg) ==== | NWPP_NucRenew | West | Other Renew | ST | 0 | 0 | 0 | 0 | 0 | 0 | ST | 0 | 0 | 0 | 0 | 0 | 0
| ==== Emission Program: CAMR : (Hg) ==== | NWPP_NucRenew | West | Steam O/G | STOG | 0 | 0 | 0 | 0 | 0 | 0 | STOG | 0 | 0 | 0 | 0 | 0 | 0
| ==== Emission Program: CAMR : (Hg) ==== | NWPP_NucRenew | West | Other Renew | STWD | 0 | 0 | 0 | 0 | 0 | 0 | STWD | 0 | 0 | 0 | 0 | 0 | 0
| ==== Emission Program: CAMR : (Hg) ==== | NWPP_NucRenew | West | On-shore Wind | WT | 0 | 0 | 0 | 0 | 0 | 0 | WT | 0 | 0 | 0 | 0 | 0 | 0
| ==== Emission Program: CAMR : (Hg) ==== | NWPP_NucRenew | West | Coal | IGCC | 0 | 0 | 0 | 0 | 0 | 0 | IGCC | 0 | 0 | 0 | 0 | 0 | 0
| ==== Emission Program: CAMR : (Hg) ==== | NWPP_NucRenew | West | DR | DemandResponse | 0 | 0 | 0 | 0 | 0 | 0 | DemandResponse | 0 | 0 | 0 | 0 | 0 | 0
| ==== Emission Program: CAMR : (Hg) ==== | NWPP_NucRenew | West | Coal-CCS | IGCC-CCS | 0 | 0 | 0 | 0 | 0 | 0 | IGCC-CCS | 0 | 0 | 0 | 0 | 0 | 0
| ==== Emission Program: CAMR : (Hg) ==== | NWPP_NucRenew | West | Off-shore Wind | WT_off | 0 | 0 | 0 | 0 | 0 | 0 | WT_off | 0 | 0 | 0 | 0 | 0 | 0
| ==== Emission Program: CAMR : (Hg) ==== | NWPP_NucRenew | West | Other | PseudoUnit | 0 | 0 | 0 | 0 | 0 | 0 | PseudoUnit | 0 | 0 | 0 | 0 | 0 | 0
| ==== Emission Program: CAMR : (Hg) ==== | NWPP_NucRenew | West | HQ/Maritimes | FixedInterchange | 0 | 0 | 0 | 0 | 0 | 0 | FixedInterchange | 0 | 0 | 0 | 0 | 0 | 0
==== Emission Program: CAMR : (Hg) ====
| ==== Emission Program: CAMR : (Hg) ==== |  |  |  | Emission Cost by Reporting Type: RMPA | [6 empty] | Emission Cost by Reporting Type: RMPA
| ==== Emission Program: CAMR : (Hg) ==== |  |  |  | ReportingType | 2015 | 2020 | 2025 | 2030 | 2035 | 2040 | ReportingType | 2015 | 2020 | 2025 | 2030 | 2035 | 2040
| ==== Emission Program: CAMR : (Hg) ==== | RMPA | West | Other Renew | BM | 0 | 0 | 0 | 0 | 0 | 0 | BM | 0 | 0 | 0 | 0 | 0 | 0
| ==== Emission Program: CAMR : (Hg) ==== | RMPA | West | CC | CC | 0 | 0 | 0 | 0 | 0 | 0 | CC | 0 | 0 | 0 | 0 | 0 | 0
| ==== Emission Program: CAMR : (Hg) ==== | RMPA | West | Other Renew | CSP | 0 | 0 | 0 | 0 | 0 | 0 | CSP | 0 | 0 | 0 | 0 | 0 | 0
| ==== Emission Program: CAMR : (Hg) ==== | RMPA | West | CT | CT | 0 | 0 | 0 | 0 | 0 | 0 | CT | 0 | 0 | 0 | 0 | 0 | 0
| ==== Emission Program: CAMR : (Hg) ==== | RMPA | West | Coal | Coal | 0 | 0 | 0 | 0 | 0 | 0 | Coal | 0 | 0 | 0 | 0 | 0 | 0
| ==== Emission Program: CAMR : (Hg) ==== | RMPA | West | Other Renew | Geo | 0 | 0 | 0 | 0 | 0 | 0 | Geo | 0 | 0 | 0 | 0 | 0 | 0
| ==== Emission Program: CAMR : (Hg) ==== | RMPA | West | Hydro | H | 0 | 0 | 0 | 0 | 0 | 0 | H | 0 | 0 | 0 | 0 | 0 | 0
| ==== Emission Program: CAMR : (Hg) ==== | RMPA | West | Other Renew | LFG | 0 | 0 | 0 | 0 | 0 | 0 | LFG | 0 | 0 | 0 | 0 | 0 | 0
| ==== Emission Program: CAMR : (Hg) ==== | RMPA | West | Nuclear | Nuc | 0 | 0 | 0 | 0 | 0 | 0 | Nuc | 0 | 0 | 0 | 0 | 0 | 0
| ==== Emission Program: CAMR : (Hg) ==== | RMPA | West | Other | PS | 0 | 0 | 0 | 0 | 0 | 0 | PS | 0 | 0 | 0 | 0 | 0 | 0
| ==== Emission Program: CAMR : (Hg) ==== | RMPA | West | Other Renew | PV | 0 | 0 | 0 | 0 | 0 | 0 | PV | 0 | 0 | 0 | 0 | 0 | 0
| ==== Emission Program: CAMR : (Hg) ==== | RMPA | West | CT | PeakG | 0 | 0 | 0 | 0 | 0 | 0 | PeakG | 0 | 0 | 0 | 0 | 0 | 0
| ==== Emission Program: CAMR : (Hg) ==== | RMPA | West | CT | PeakO | 0 | 0 | 0 | 0 | 0 | 0 | PeakO | 0 | 0 | 0 | 0 | 0 | 0
| ==== Emission Program: CAMR : (Hg) ==== | RMPA | West | Other Renew | ST | 0 | 0 | 0 | 0 | 0 | 0 | ST | 0 | 0 | 0 | 0 | 0 | 0
| ==== Emission Program: CAMR : (Hg) ==== | RMPA | West | Steam O/G | STOG | 0 | 0 | 0 | 0 | 0 | 0 | STOG | 0 | 0 | 0 | 0 | 0 | 0
| ==== Emission Program: CAMR : (Hg) ==== | RMPA | West | Other Renew | STWD | 0 | 0 | 0 | 0 | 0 | 0 | STWD | 0 | 0 | 0 | 0 | 0 | 0
| ==== Emission Program: CAMR : (Hg) ==== | RMPA | West | On-shore Wind | WT | 0 | 0 | 0 | 0 | 0 | 0 | WT | 0 | 0 | 0 | 0 | 0 | 0
| ==== Emission Program: CAMR : (Hg) ==== | RMPA | West | Coal | IGCC | 0 | 0 | 0 | 0 | 0 | 0 | IGCC | 0 | 0 | 0 | 0 | 0 | 0
| ==== Emission Program: CAMR : (Hg) ==== | RMPA | West | DR | DemandResponse | 0 | 0 | 0 | 0 | 0 | 0 | DemandResponse | 0 | 0 | 0 | 0 | 0 | 0
| ==== Emission Program: CAMR : (Hg) ==== | RMPA | West | Coal-CCS | IGCC-CCS | 0 | 0 | 0 | 0 | 0 | 0 | IGCC-CCS | 0 | 0 | 0 | 0 | 0 | 0
| ==== Emission Program: CAMR : (Hg) ==== | RMPA | West | Off-shore Wind | WT_off | 0 | 0 | 0 | 0 | 0 | 0 | WT_off | 0 | 0 | 0 | 0 | 0 | 0
| ==== Emission Program: CAMR : (Hg) ==== | RMPA | West | Other | PseudoUnit | 0 | 0 | 0 | 0 | 0 | 0 | PseudoUnit | 0 | 0 | 0 | 0 | 0 | 0
| ==== Emission Program: CAMR : (Hg) ==== | RMPA | West | HQ/Maritimes | FixedInterchange | 0 | 0 | 0 | 0 | 0 | 0 | FixedInterchange | 0 | 0 | 0 | 0 | 0 | 0
==== Emission Program: CAMR : (Hg) ====
| ==== Emission Program: CAMR : (Hg) ==== |  |  |  | Emission Cost by Reporting Type: SP15 | [6 empty] | Emission Cost by Reporting Type: SP15
| ==== Emission Program: CAMR : (Hg) ==== |  |  |  | ReportingType | 2015 | 2020 | 2025 | 2030 | 2035 | 2040 | ReportingType | 2015 | 2020 | 2025 | 2030 | 2035 | 2040
| ==== Emission Program: CAMR : (Hg) ==== | SP15 | West | Other Renew | BM | 0 | 0 | 0 | 0 | 0 | 0 | BM | 0 | 0 | 0 | 0 | 0 | 0
| ==== Emission Program: CAMR : (Hg) ==== | SP15 | West | CC | CC | 0 | 0 | 0 | 0 | 0 | 0 | CC | 0 | 0 | 0 | 0 | 0 | 0
| ==== Emission Program: CAMR : (Hg) ==== | SP15 | West | Other Renew | CSP | 0 | 0 | 0 | 0 | 0 | 0 | CSP | 0 | 0 | 0 | 0 | 0 | 0
| ==== Emission Program: CAMR : (Hg) ==== | SP15 | West | CT | CT | 0 | 0 | 0 | 0 | 0 | 0 | CT | 0 | 0 | 0 | 0 | 0 | 0
| ==== Emission Program: CAMR : (Hg) ==== | SP15 | West | Coal | Coal | 0 | 0 | 0 | 0 | 0 | 0 | Coal | 0 | 0 | 0 | 0 | 0 | 0
| ==== Emission Program: CAMR : (Hg) ==== | SP15 | West | Other Renew | Geo | 0 | 0 | 0 | 0 | 0 | 0 | Geo | 0 | 0 | 0 | 0 | 0 | 0
| ==== Emission Program: CAMR : (Hg) ==== | SP15 | West | Hydro | H | 0 | 0 | 0 | 0 | 0 | 0 | H | 0 | 0 | 0 | 0 | 0 | 0
| ==== Emission Program: CAMR : (Hg) ==== | SP15 | West | Other Renew | LFG | 0 | 0 | 0 | 0 | 0 | 0 | LFG | 0 | 0 | 0 | 0 | 0 | 0
| ==== Emission Program: CAMR : (Hg) ==== | SP15 | West | Nuclear | Nuc | 0 | 0 | 0 | 0 | 0 | 0 | Nuc | 0 | 0 | 0 | 0 | 0 | 0
| ==== Emission Program: CAMR : (Hg) ==== | SP15 | West | Other | PS | 0 | 0 | 0 | 0 | 0 | 0 | PS | 0 | 0 | 0 | 0 | 0 | 0
| ==== Emission Program: CAMR : (Hg) ==== | SP15 | West | Other Renew | PV | 0 | 0 | 0 | 0 | 0 | 0 | PV | 0 | 0 | 0 | 0 | 0 | 0
| ==== Emission Program: CAMR : (Hg) ==== | SP15 | West | CT | PeakG | 0 | 0 | 0 | 0 | 0 | 0 | PeakG | 0 | 0 | 0 | 0 | 0 | 0
| ==== Emission Program: CAMR : (Hg) ==== | SP15 | West | CT | PeakO | 0 | 0 | 0 | 0 | 0 | 0 | PeakO | 0 | 0 | 0 | 0 | 0 | 0
| ==== Emission Program: CAMR : (Hg) ==== | SP15 | West | Other Renew | ST | 0 | 0 | 0 | 0 | 0 | 0 | ST | 0 | 0 | 0 | 0 | 0 | 0
| ==== Emission Program: CAMR : (Hg) ==== | SP15 | West | Steam O/G | STOG | 0 | 0 | 0 | 0 | 0 | 0 | STOG | 0 | 0 | 0 | 0 | 0 | 0
| ==== Emission Program: CAMR : (Hg) ==== | SP15 | West | Other Renew | STWD | 0 | 0 | 0 | 0 | 0 | 0 | STWD | 0 | 0 | 0 | 0 | 0 | 0
| ==== Emission Program: CAMR : (Hg) ==== | SP15 | West | On-shore Wind | WT | 0 | 0 | 0 | 0 | 0 | 0 | WT | 0 | 0 | 0 | 0 | 0 | 0
| ==== Emission Program: CAMR : (Hg) ==== | SP15 | West | Coal | IGCC | 0 | 0 | 0 | 0 | 0 | 0 | IGCC | 0 | 0 | 0 | 0 | 0 | 0
| ==== Emission Program: CAMR : (Hg) ==== | SP15 | West | DR | DemandResponse | 0 | 0 | 0 | 0 | 0 | 0 | DemandResponse | 0 | 0 | 0 | 0 | 0 | 0
| ==== Emission Program: CAMR : (Hg) ==== | SP15 | West | Coal-CCS | IGCC-CCS | 0 | 0 | 0 | 0 | 0 | 0 | IGCC-CCS | 0 | 0 | 0 | 0 | 0 | 0
| ==== Emission Program: CAMR : (Hg) ==== | SP15 | West | Off-shore Wind | WT_off | 0 | 0 | 0 | 0 | 0 | 0 | WT_off | 0 | 0 | 0 | 0 | 0 | 0
| ==== Emission Program: CAMR : (Hg) ==== | SP15 | West | Other | PseudoUnit | 0 | 0 | 0 | 0 | 0 | 0 | PseudoUnit | 0 | 0 | 0 | 0 | 0 | 0
| ==== Emission Program: CAMR : (Hg) ==== | SP15 | West | HQ/Maritimes | FixedInterchange | 0 | 0 | 0 | 0 | 0 | 0 | FixedInterchange | 0 | 0 | 0 | 0 | 0 | 0
==== Emission Program: CAMR : (Hg) ====
| ==== Emission Program: CAMR : (Hg) ==== |  |  |  | Emission Cost by Reporting Type: ALB | [6 empty] | Emission Cost by Reporting Type: ALB
| ==== Emission Program: CAMR : (Hg) ==== |  |  |  | ReportingType | 2015 | 2020 | 2025 | 2030 | 2035 | 2040 | ReportingType | 2015 | 2020 | 2025 | 2030 | 2035 | 2040
| ==== Emission Program: CAMR : (Hg) ==== | ALB | West | Other Renew | BM | 0 | 0 | 0 | 0 | 0 | 0 | BM | 0 | 0 | 0 | 0 | 0 | 0
| ==== Emission Program: CAMR : (Hg) ==== | ALB | West | CC | CC | 0 | 0 | 0 | 0 | 0 | 0 | CC | 0 | 0 | 0 | 0 | 0 | 0
| ==== Emission Program: CAMR : (Hg) ==== | ALB | West | Other Renew | CSP | 0 | 0 | 0 | 0 | 0 | 0 | CSP | 0 | 0 | 0 | 0 | 0 | 0
| ==== Emission Program: CAMR : (Hg) ==== | ALB | West | CT | CT | 0 | 0 | 0 | 0 | 0 | 0 | CT | 0 | 0 | 0 | 0 | 0 | 0
| ==== Emission Program: CAMR : (Hg) ==== | ALB | West | Coal | Coal | 0 | 0 | 0 | 0 | 0 | 0 | Coal | 0 | 0 | 0 | 0 | 0 | 0
| ==== Emission Program: CAMR : (Hg) ==== | ALB | West | Other Renew | Geo | 0 | 0 | 0 | 0 | 0 | 0 | Geo | 0 | 0 | 0 | 0 | 0 | 0
| ==== Emission Program: CAMR : (Hg) ==== | ALB | West | Hydro | H | 0 | 0 | 0 | 0 | 0 | 0 | H | 0 | 0 | 0 | 0 | 0 | 0
| ==== Emission Program: CAMR : (Hg) ==== | ALB | West | Other Renew | LFG | 0 | 0 | 0 | 0 | 0 | 0 | LFG | 0 | 0 | 0 | 0 | 0 | 0
| ==== Emission Program: CAMR : (Hg) ==== | ALB | West | Nuclear | Nuc | 0 | 0 | 0 | 0 | 0 | 0 | Nuc | 0 | 0 | 0 | 0 | 0 | 0
| ==== Emission Program: CAMR : (Hg) ==== | ALB | West | Other | PS | 0 | 0 | 0 | 0 | 0 | 0 | PS | 0 | 0 | 0 | 0 | 0 | 0
| ==== Emission Program: CAMR : (Hg) ==== | ALB | West | Other Renew | PV | 0 | 0 | 0 | 0 | 0 | 0 | PV | 0 | 0 | 0 | 0 | 0 | 0
| ==== Emission Program: CAMR : (Hg) ==== | ALB | West | CT | PeakG | 0 | 0 | 0 | 0 | 0 | 0 | PeakG | 0 | 0 | 0 | 0 | 0 | 0
| ==== Emission Program: CAMR : (Hg) ==== | ALB | West | CT | PeakO | 0 | 0 | 0 | 0 | 0 | 0 | PeakO | 0 | 0 | 0 | 0 | 0 | 0
| ==== Emission Program: CAMR : (Hg) ==== | ALB | West | Other Renew | ST | 0 | 0 | 0 | 0 | 0 | 0 | ST | 0 | 0 | 0 | 0 | 0 | 0
| ==== Emission Program: CAMR : (Hg) ==== | ALB | West | Steam O/G | STOG | 0 | 0 | 0 | 0 | 0 | 0 | STOG | 0 | 0 | 0 | 0 | 0 | 0
| ==== Emission Program: CAMR : (Hg) ==== | ALB | West | Other Renew | STWD | 0 | 0 | 0 | 0 | 0 | 0 | STWD | 0 | 0 | 0 | 0 | 0 | 0
| ==== Emission Program: CAMR : (Hg) ==== | ALB | West | On-shore Wind | WT | 0 | 0 | 0 | 0 | 0 | 0 | WT | 0 | 0 | 0 | 0 | 0 | 0
| ==== Emission Program: CAMR : (Hg) ==== | ALB | West | Coal | IGCC | 0 | 0 | 0 | 0 | 0 | 0 | IGCC | 0 | 0 | 0 | 0 | 0 | 0
| ==== Emission Program: CAMR : (Hg) ==== | ALB | West | DR | DemandResponse | 0 | 0 | 0 | 0 | 0 | 0 | DemandResponse | 0 | 0 | 0 | 0 | 0 | 0
| ==== Emission Program: CAMR : (Hg) ==== | ALB | West | Coal-CCS | IGCC-CCS | 0 | 0 | 0 | 0 | 0 | 0 | IGCC-CCS | 0 | 0 | 0 | 0 | 0 | 0
| ==== Emission Program: CAMR : (Hg) ==== | ALB | West | Off-shore Wind | WT_off | 0 | 0 | 0 | 0 | 0 | 0 | WT_off | 0 | 0 | 0 | 0 | 0 | 0
| ==== Emission Program: CAMR : (Hg) ==== | ALB | West | Other | PseudoUnit | 0 | 0 | 0 | 0 | 0 | 0 | PseudoUnit | 0 | 0 | 0 | 0 | 0 | 0
| ==== Emission Program: CAMR : (Hg) ==== | ALB | West | HQ/Maritimes | FixedInterchange | 0 | 0 | 0 | 0 | 0 | 0 | FixedInterchange | 0 | 0 | 0 | 0 | 0 | 0
==== Emission Program: CAMR : (Hg) ====
| ==== Emission Program: CAMR : (Hg) ==== |  |  |  | Emission Cost by Reporting Type: BC | [6 empty] | Emission Cost by Reporting Type: BC
| ==== Emission Program: CAMR : (Hg) ==== |  |  |  | ReportingType | 2015 | 2020 | 2025 | 2030 | 2035 | 2040 | ReportingType | 2015 | 2020 | 2025 | 2030 | 2035 | 2040
| ==== Emission Program: CAMR : (Hg) ==== | BC | West | Other Renew | BM | 0 | 0 | 0 | 0 | 0 | 0 | BM | 0 | 0 | 0 | 0 | 0 | 0
| ==== Emission Program: CAMR : (Hg) ==== | BC | West | CC | CC | 0 | 0 | 0 | 0 | 0 | 0 | CC | 0 | 0 | 0 | 0 | 0 | 0
| ==== Emission Program: CAMR : (Hg) ==== | BC | West | Other Renew | CSP | 0 | 0 | 0 | 0 | 0 | 0 | CSP | 0 | 0 | 0 | 0 | 0 | 0
| ==== Emission Program: CAMR : (Hg) ==== | BC | West | CT | CT | 0 | 0 | 0 | 0 | 0 | 0 | CT | 0 | 0 | 0 | 0 | 0 | 0
| ==== Emission Program: CAMR : (Hg) ==== | BC | West | Coal | Coal | 0 | 0 | 0 | 0 | 0 | 0 | Coal | 0 | 0 | 0 | 0 | 0 | 0
| ==== Emission Program: CAMR : (Hg) ==== | BC | West | Other Renew | Geo | 0 | 0 | 0 | 0 | 0 | 0 | Geo | 0 | 0 | 0 | 0 | 0 | 0
| ==== Emission Program: CAMR : (Hg) ==== | BC | West | Hydro | H | 0 | 0 | 0 | 0 | 0 | 0 | H | 0 | 0 | 0 | 0 | 0 | 0
| ==== Emission Program: CAMR : (Hg) ==== | BC | West | Other Renew | LFG | 0 | 0 | 0 | 0 | 0 | 0 | LFG | 0 | 0 | 0 | 0 | 0 | 0
| ==== Emission Program: CAMR : (Hg) ==== | BC | West | Nuclear | Nuc | 0 | 0 | 0 | 0 | 0 | 0 | Nuc | 0 | 0 | 0 | 0 | 0 | 0
| ==== Emission Program: CAMR : (Hg) ==== | BC | West | Other | PS | 0 | 0 | 0 | 0 | 0 | 0 | PS | 0 | 0 | 0 | 0 | 0 | 0
| ==== Emission Program: CAMR : (Hg) ==== | BC | West | Other Renew | PV | 0 | 0 | 0 | 0 | 0 | 0 | PV | 0 | 0 | 0 | 0 | 0 | 0
| ==== Emission Program: CAMR : (Hg) ==== | BC | West | CT | PeakG | 0 | 0 | 0 | 0 | 0 | 0 | PeakG | 0 | 0 | 0 | 0 | 0 | 0
| ==== Emission Program: CAMR : (Hg) ==== | BC | West | CT | PeakO | 0 | 0 | 0 | 0 | 0 | 0 | PeakO | 0 | 0 | 0 | 0 | 0 | 0
| ==== Emission Program: CAMR : (Hg) ==== | BC | West | Other Renew | ST | 0 | 0 | 0 | 0 | 0 | 0 | ST | 0 | 0 | 0 | 0 | 0 | 0
| ==== Emission Program: CAMR : (Hg) ==== | BC | West | Steam O/G | STOG | 0 | 0 | 0 | 0 | 0 | 0 | STOG | 0 | 0 | 0 | 0 | 0 | 0
| ==== Emission Program: CAMR : (Hg) ==== | BC | West | Other Renew | STWD | 0 | 0 | 0 | 0 | 0 | 0 | STWD | 0 | 0 | 0 | 0 | 0 | 0
| ==== Emission Program: CAMR : (Hg) ==== | BC | West | On-shore Wind | WT | 0 | 0 | 0 | 0 | 0 | 0 | WT | 0 | 0 | 0 | 0 | 0 | 0
| ==== Emission Program: CAMR : (Hg) ==== | BC | West | Coal | IGCC | 0 | 0 | 0 | 0 | 0 | 0 | IGCC | 0 | 0 | 0 | 0 | 0 | 0
| ==== Emission Program: CAMR : (Hg) ==== | BC | West | DR | DemandResponse | 0 | 0 | 0 | 0 | 0 | 0 | DemandResponse | 0 | 0 | 0 | 0 | 0 | 0
| ==== Emission Program: CAMR : (Hg) ==== | BC | West | Coal-CCS | IGCC-CCS | 0 | 0 | 0 | 0 | 0 | 0 | IGCC-CCS | 0 | 0 | 0 | 0 | 0 | 0
| ==== Emission Program: CAMR : (Hg) ==== | BC | West | Off-shore Wind | WT_off | 0 | 0 | 0 | 0 | 0 | 0 | WT_off | 0 | 0 | 0 | 0 | 0 | 0
| ==== Emission Program: CAMR : (Hg) ==== | BC | West | Other | PseudoUnit | 0 | 0 | 0 | 0 | 0 | 0 | PseudoUnit | 0 | 0 | 0 | 0 | 0 | 0
| ==== Emission Program: CAMR : (Hg) ==== | BC | West | HQ/Maritimes | FixedInterchange | 0 | 0 | 0 | 0 | 0 | 0 | FixedInterchange | 0 | 0 | 0 | 0 | 0 | 0
==== Emission Program: CAMR : (Hg) ====
| ==== Emission Program: CAMR : (Hg) ==== |  |  |  | Emission Cost by Reporting Type: HQ_IESO | [6 empty] | Emission Cost by Reporting Type: HQ_IESO
| ==== Emission Program: CAMR : (Hg) ==== |  |  |  | ReportingType | 2015 | 2020 | 2025 | 2030 | 2035 | 2040 | ReportingType | 2015 | 2020 | 2025 | 2030 | 2035 | 2040
| ==== Emission Program: CAMR : (Hg) ==== | HQ_IESO | HQ/Maritimes | Other Renew | BM | 0 | 0 | 0 | 0 | 0 | 0 | BM | 0 | 0 | 0 | 0 | 0 | 0
| ==== Emission Program: CAMR : (Hg) ==== | HQ_IESO | HQ/Maritimes | CC | CC | 0 | 0 | 0 | 0 | 0 | 0 | CC | 0 | 0 | 0 | 0 | 0 | 0
| ==== Emission Program: CAMR : (Hg) ==== | HQ_IESO | HQ/Maritimes | Other Renew | CSP | 0 | 0 | 0 | 0 | 0 | 0 | CSP | 0 | 0 | 0 | 0 | 0 | 0
| ==== Emission Program: CAMR : (Hg) ==== | HQ_IESO | HQ/Maritimes | CT | CT | 0 | 0 | 0 | 0 | 0 | 0 | CT | 0 | 0 | 0 | 0 | 0 | 0
| ==== Emission Program: CAMR : (Hg) ==== | HQ_IESO | HQ/Maritimes | Coal | Coal | 0 | 0 | 0 | 0 | 0 | 0 | Coal | 0 | 0 | 0 | 0 | 0 | 0
| ==== Emission Program: CAMR : (Hg) ==== | HQ_IESO | HQ/Maritimes | Other Renew | Geo | 0 | 0 | 0 | 0 | 0 | 0 | Geo | 0 | 0 | 0 | 0 | 0 | 0
| ==== Emission Program: CAMR : (Hg) ==== | HQ_IESO | HQ/Maritimes | Hydro | H | 0 | 0 | 0 | 0 | 0 | 0 | H | 0 | 0 | 0 | 0 | 0 | 0
| ==== Emission Program: CAMR : (Hg) ==== | HQ_IESO | HQ/Maritimes | Other Renew | LFG | 0 | 0 | 0 | 0 | 0 | 0 | LFG | 0 | 0 | 0 | 0 | 0 | 0
| ==== Emission Program: CAMR : (Hg) ==== | HQ_IESO | HQ/Maritimes | Nuclear | Nuc | 0 | 0 | 0 | 0 | 0 | 0 | Nuc | 0 | 0 | 0 | 0 | 0 | 0
| ==== Emission Program: CAMR : (Hg) ==== | HQ_IESO | HQ/Maritimes | Other | PS | 0 | 0 | 0 | 0 | 0 | 0 | PS | 0 | 0 | 0 | 0 | 0 | 0
| ==== Emission Program: CAMR : (Hg) ==== | HQ_IESO | HQ/Maritimes | Other Renew | PV | 0 | 0 | 0 | 0 | 0 | 0 | PV | 0 | 0 | 0 | 0 | 0 | 0
| ==== Emission Program: CAMR : (Hg) ==== | HQ_IESO | HQ/Maritimes | CT | PeakG | 0 | 0 | 0 | 0 | 0 | 0 | PeakG | 0 | 0 | 0 | 0 | 0 | 0
| ==== Emission Program: CAMR : (Hg) ==== | HQ_IESO | HQ/Maritimes | CT | PeakO | 0 | 0 | 0 | 0 | 0 | 0 | PeakO | 0 | 0 | 0 | 0 | 0 | 0
| ==== Emission Program: CAMR : (Hg) ==== | HQ_IESO | HQ/Maritimes | Other Renew | ST | 0 | 0 | 0 | 0 | 0 | 0 | ST | 0 | 0 | 0 | 0 | 0 | 0
| ==== Emission Program: CAMR : (Hg) ==== | HQ_IESO | HQ/Maritimes | Steam O/G | STOG | 0 | 0 | 0 | 0 | 0 | 0 | STOG | 0 | 0 | 0 | 0 | 0 | 0
| ==== Emission Program: CAMR : (Hg) ==== | HQ_IESO | HQ/Maritimes | Other Renew | STWD | 0 | 0 | 0 | 0 | 0 | 0 | STWD | 0 | 0 | 0 | 0 | 0 | 0
| ==== Emission Program: CAMR : (Hg) ==== | HQ_IESO | HQ/Maritimes | On-shore Wind | WT | 0 | 0 | 0 | 0 | 0 | 0 | WT | 0 | 0 | 0 | 0 | 0 | 0
| ==== Emission Program: CAMR : (Hg) ==== | HQ_IESO | HQ/Maritimes | Coal | IGCC | 0 | 0 | 0 | 0 | 0 | 0 | IGCC | 0 | 0 | 0 | 0 | 0 | 0
| ==== Emission Program: CAMR : (Hg) ==== | HQ_IESO | HQ/Maritimes | DR | DemandResponse | 0 | 0 | 0 | 0 | 0 | 0 | DemandResponse | 0 | 0 | 0 | 0 | 0 | 0
| ==== Emission Program: CAMR : (Hg) ==== | HQ_IESO | HQ/Maritimes | Coal-CCS | IGCC-CCS | 0 | 0 | 0 | 0 | 0 | 0 | IGCC-CCS | 0 | 0 | 0 | 0 | 0 | 0
| ==== Emission Program: CAMR : (Hg) ==== | HQ_IESO | HQ/Maritimes | Off-shore Wind | WT_off | 0 | 0 | 0 | 0 | 0 | 0 | WT_off | 0 | 0 | 0 | 0 | 0 | 0
| ==== Emission Program: CAMR : (Hg) ==== | HQ_IESO | HQ/Maritimes | Other | PseudoUnit | 0 | 0 | 0 | 0 | 0 | 0 | PseudoUnit | 0 | 0 | 0 | 0 | 0 | 0
| ==== Emission Program: CAMR : (Hg) ==== | HQ_IESO | HQ/Maritimes | HQ/Maritimes | FixedInterchange | 0 | 0 | 0 | 0 | 0 | 0 | FixedInterchange | 0 | 0 | 0 | 0 | 0 | 0
==== Emission Program: CAMR : (Hg) ====
| ==== Emission Program: CAMR : (Hg) ==== |  |  |  | Emission Cost by Reporting Type: HQ_NEISO | [6 empty] | Emission Cost by Reporting Type: HQ_NEISO
| ==== Emission Program: CAMR : (Hg) ==== |  |  |  | ReportingType | 2015 | 2020 | 2025 | 2030 | 2035 | 2040 | ReportingType | 2015 | 2020 | 2025 | 2030 | 2035 | 2040
| ==== Emission Program: CAMR : (Hg) ==== | HQ_NEISO | HQ/Maritimes | Other Renew | BM | 0 | 0 | 0 | 0 | 0 | 0 | BM | 0 | 0 | 0 | 0 | 0 | 0
| ==== Emission Program: CAMR : (Hg) ==== | HQ_NEISO | HQ/Maritimes | CC | CC | 0 | 0 | 0 | 0 | 0 | 0 | CC | 0 | 0 | 0 | 0 | 0 | 0
| ==== Emission Program: CAMR : (Hg) ==== | HQ_NEISO | HQ/Maritimes | Other Renew | CSP | 0 | 0 | 0 | 0 | 0 | 0 | CSP | 0 | 0 | 0 | 0 | 0 | 0
| ==== Emission Program: CAMR : (Hg) ==== | HQ_NEISO | HQ/Maritimes | CT | CT | 0 | 0 | 0 | 0 | 0 | 0 | CT | 0 | 0 | 0 | 0 | 0 | 0
| ==== Emission Program: CAMR : (Hg) ==== | HQ_NEISO | HQ/Maritimes | Coal | Coal | 0 | 0 | 0 | 0 | 0 | 0 | Coal | 0 | 0 | 0 | 0 | 0 | 0
| ==== Emission Program: CAMR : (Hg) ==== | HQ_NEISO | HQ/Maritimes | Other Renew | Geo | 0 | 0 | 0 | 0 | 0 | 0 | Geo | 0 | 0 | 0 | 0 | 0 | 0
| ==== Emission Program: CAMR : (Hg) ==== | HQ_NEISO | HQ/Maritimes | Hydro | H | 0 | 0 | 0 | 0 | 0 | 0 | H | 0 | 0 | 0 | 0 | 0 | 0
| ==== Emission Program: CAMR : (Hg) ==== | HQ_NEISO | HQ/Maritimes | Other Renew | LFG | 0 | 0 | 0 | 0 | 0 | 0 | LFG | 0 | 0 | 0 | 0 | 0 | 0
| ==== Emission Program: CAMR : (Hg) ==== | HQ_NEISO | HQ/Maritimes | Nuclear | Nuc | 0 | 0 | 0 | 0 | 0 | 0 | Nuc | 0 | 0 | 0 | 0 | 0 | 0
| ==== Emission Program: CAMR : (Hg) ==== | HQ_NEISO | HQ/Maritimes | Other | PS | 0 | 0 | 0 | 0 | 0 | 0 | PS | 0 | 0 | 0 | 0 | 0 | 0
| ==== Emission Program: CAMR : (Hg) ==== | HQ_NEISO | HQ/Maritimes | Other Renew | PV | 0 | 0 | 0 | 0 | 0 | 0 | PV | 0 | 0 | 0 | 0 | 0 | 0
| ==== Emission Program: CAMR : (Hg) ==== | HQ_NEISO | HQ/Maritimes | CT | PeakG | 0 | 0 | 0 | 0 | 0 | 0 | PeakG | 0 | 0 | 0 | 0 | 0 | 0
| ==== Emission Program: CAMR : (Hg) ==== | HQ_NEISO | HQ/Maritimes | CT | PeakO | 0 | 0 | 0 | 0 | 0 | 0 | PeakO | 0 | 0 | 0 | 0 | 0 | 0
| ==== Emission Program: CAMR : (Hg) ==== | HQ_NEISO | HQ/Maritimes | Other Renew | ST | 0 | 0 | 0 | 0 | 0 | 0 | ST | 0 | 0 | 0 | 0 | 0 | 0
| ==== Emission Program: CAMR : (Hg) ==== | HQ_NEISO | HQ/Maritimes | Steam O/G | STOG | 0 | 0 | 0 | 0 | 0 | 0 | STOG | 0 | 0 | 0 | 0 | 0 | 0
| ==== Emission Program: CAMR : (Hg) ==== | HQ_NEISO | HQ/Maritimes | Other Renew | STWD | 0 | 0 | 0 | 0 | 0 | 0 | STWD | 0 | 0 | 0 | 0 | 0 | 0
| ==== Emission Program: CAMR : (Hg) ==== | HQ_NEISO | HQ/Maritimes | On-shore Wind | WT | 0 | 0 | 0 | 0 | 0 | 0 | WT | 0 | 0 | 0 | 0 | 0 | 0
| ==== Emission Program: CAMR : (Hg) ==== | HQ_NEISO | HQ/Maritimes | Coal | IGCC | 0 | 0 | 0 | 0 | 0 | 0 | IGCC | 0 | 0 | 0 | 0 | 0 | 0
| ==== Emission Program: CAMR : (Hg) ==== | HQ_NEISO | HQ/Maritimes | DR | DemandResponse | 0 | 0 | 0 | 0 | 0 | 0 | DemandResponse | 0 | 0 | 0 | 0 | 0 | 0
| ==== Emission Program: CAMR : (Hg) ==== | HQ_NEISO | HQ/Maritimes | Coal-CCS | IGCC-CCS | 0 | 0 | 0 | 0 | 0 | 0 | IGCC-CCS | 0 | 0 | 0 | 0 | 0 | 0
| ==== Emission Program: CAMR : (Hg) ==== | HQ_NEISO | HQ/Maritimes | Off-shore Wind | WT_off | 0 | 0 | 0 | 0 | 0 | 0 | WT_off | 0 | 0 | 0 | 0 | 0 | 0
| ==== Emission Program: CAMR : (Hg) ==== | HQ_NEISO | HQ/Maritimes | Other | PseudoUnit | 0 | 0 | 0 | 0 | 0 | 0 | PseudoUnit | 0 | 0 | 0 | 0 | 0 | 0
| ==== Emission Program: CAMR : (Hg) ==== | HQ_NEISO | HQ/Maritimes | HQ/Maritimes | FixedInterchange | 0 | 0 | 0 | 0 | 0 | 0 | FixedInterchange | 0 | 0 | 0 | 0 | 0 | 0
==== Emission Program: CAMR : (Hg) ====
| ==== Emission Program: CAMR : (Hg) ==== |  |  |  | Emission Cost by Reporting Type: HQ_NY | [6 empty] | Emission Cost by Reporting Type: HQ_NY
| ==== Emission Program: CAMR : (Hg) ==== |  |  |  | ReportingType | 2015 | 2020 | 2025 | 2030 | 2035 | 2040 | ReportingType | 2015 | 2020 | 2025 | 2030 | 2035 | 2040
| ==== Emission Program: CAMR : (Hg) ==== | HQ_NY | HQ/Maritimes | Other Renew | BM | 0 | 0 | 0 | 0 | 0 | 0 | BM | 0 | 0 | 0 | 0 | 0 | 0
| ==== Emission Program: CAMR : (Hg) ==== | HQ_NY | HQ/Maritimes | CC | CC | 0 | 0 | 0 | 0 | 0 | 0 | CC | 0 | 0 | 0 | 0 | 0 | 0
| ==== Emission Program: CAMR : (Hg) ==== | HQ_NY | HQ/Maritimes | Other Renew | CSP | 0 | 0 | 0 | 0 | 0 | 0 | CSP | 0 | 0 | 0 | 0 | 0 | 0
| ==== Emission Program: CAMR : (Hg) ==== | HQ_NY | HQ/Maritimes | CT | CT | 0 | 0 | 0 | 0 | 0 | 0 | CT | 0 | 0 | 0 | 0 | 0 | 0
| ==== Emission Program: CAMR : (Hg) ==== | HQ_NY | HQ/Maritimes | Coal | Coal | 0 | 0 | 0 | 0 | 0 | 0 | Coal | 0 | 0 | 0 | 0 | 0 | 0
| ==== Emission Program: CAMR : (Hg) ==== | HQ_NY | HQ/Maritimes | Other Renew | Geo | 0 | 0 | 0 | 0 | 0 | 0 | Geo | 0 | 0 | 0 | 0 | 0 | 0
| ==== Emission Program: CAMR : (Hg) ==== | HQ_NY | HQ/Maritimes | Hydro | H | 0 | 0 | 0 | 0 | 0 | 0 | H | 0 | 0 | 0 | 0 | 0 | 0
| ==== Emission Program: CAMR : (Hg) ==== | HQ_NY | HQ/Maritimes | Other Renew | LFG | 0 | 0 | 0 | 0 | 0 | 0 | LFG | 0 | 0 | 0 | 0 | 0 | 0
| ==== Emission Program: CAMR : (Hg) ==== | HQ_NY | HQ/Maritimes | Nuclear | Nuc | 0 | 0 | 0 | 0 | 0 | 0 | Nuc | 0 | 0 | 0 | 0 | 0 | 0
| ==== Emission Program: CAMR : (Hg) ==== | HQ_NY | HQ/Maritimes | Other | PS | 0 | 0 | 0 | 0 | 0 | 0 | PS | 0 | 0 | 0 | 0 | 0 | 0
| ==== Emission Program: CAMR : (Hg) ==== | HQ_NY | HQ/Maritimes | Other Renew | PV | 0 | 0 | 0 | 0 | 0 | 0 | PV | 0 | 0 | 0 | 0 | 0 | 0
| ==== Emission Program: CAMR : (Hg) ==== | HQ_NY | HQ/Maritimes | CT | PeakG | 0 | 0 | 0 | 0 | 0 | 0 | PeakG | 0 | 0 | 0 | 0 | 0 | 0
| ==== Emission Program: CAMR : (Hg) ==== | HQ_NY | HQ/Maritimes | CT | PeakO | 0 | 0 | 0 | 0 | 0 | 0 | PeakO | 0 | 0 | 0 | 0 | 0 | 0
| ==== Emission Program: CAMR : (Hg) ==== | HQ_NY | HQ/Maritimes | Other Renew | ST | 0 | 0 | 0 | 0 | 0 | 0 | ST | 0 | 0 | 0 | 0 | 0 | 0
| ==== Emission Program: CAMR : (Hg) ==== | HQ_NY | HQ/Maritimes | Steam O/G | STOG | 0 | 0 | 0 | 0 | 0 | 0 | STOG | 0 | 0 | 0 | 0 | 0 | 0
| ==== Emission Program: CAMR : (Hg) ==== | HQ_NY | HQ/Maritimes | Other Renew | STWD | 0 | 0 | 0 | 0 | 0 | 0 | STWD | 0 | 0 | 0 | 0 | 0 | 0
| ==== Emission Program: CAMR : (Hg) ==== | HQ_NY | HQ/Maritimes | On-shore Wind | WT | 0 | 0 | 0 | 0 | 0 | 0 | WT | 0 | 0 | 0 | 0 | 0 | 0
| ==== Emission Program: CAMR : (Hg) ==== | HQ_NY | HQ/Maritimes | Coal | IGCC | 0 | 0 | 0 | 0 | 0 | 0 | IGCC | 0 | 0 | 0 | 0 | 0 | 0
| ==== Emission Program: CAMR : (Hg) ==== | HQ_NY | HQ/Maritimes | DR | DemandResponse | 0 | 0 | 0 | 0 | 0 | 0 | DemandResponse | 0 | 0 | 0 | 0 | 0 | 0
| ==== Emission Program: CAMR : (Hg) ==== | HQ_NY | HQ/Maritimes | Coal-CCS | IGCC-CCS | 0 | 0 | 0 | 0 | 0 | 0 | IGCC-CCS | 0 | 0 | 0 | 0 | 0 | 0
| ==== Emission Program: CAMR : (Hg) ==== | HQ_NY | HQ/Maritimes | Off-shore Wind | WT_off | 0 | 0 | 0 | 0 | 0 | 0 | WT_off | 0 | 0 | 0 | 0 | 0 | 0
| ==== Emission Program: CAMR : (Hg) ==== | HQ_NY | HQ/Maritimes | Other | PseudoUnit | 0 | 0 | 0 | 0 | 0 | 0 | PseudoUnit | 0 | 0 | 0 | 0 | 0 | 0
| ==== Emission Program: CAMR : (Hg) ==== | HQ_NY | HQ/Maritimes | HQ/Maritimes | FixedInterchange | 0 | 0 | 0 | 0 | 0 | 0 | FixedInterchange | 0 | 0 | 0 | 0 | 0 | 0
==== Emission Program: CAMR : (Hg) ====
| ==== Emission Program: CAMR : (Hg) ==== |  |  |  | Emission Cost by Reporting Type: MARITIMES | [6 empty] | Emission Cost by Reporting Type: MARITIMES
| ==== Emission Program: CAMR : (Hg) ==== |  |  |  | ReportingType | 2015 | 2020 | 2025 | 2030 | 2035 | 2040 | ReportingType | 2015 | 2020 | 2025 | 2030 | 2035 | 2040
| ==== Emission Program: CAMR : (Hg) ==== | MARITIMES | HQ/Maritimes | Other Renew | BM | 0 | 0 | 0 | 0 | 0 | 0 | BM | 0 | 0 | 0 | 0 | 0 | 0
| ==== Emission Program: CAMR : (Hg) ==== | MARITIMES | HQ/Maritimes | CC | CC | 0 | 0 | 0 | 0 | 0 | 0 | CC | 0 | 0 | 0 | 0 | 0 | 0
| ==== Emission Program: CAMR : (Hg) ==== | MARITIMES | HQ/Maritimes | Other Renew | CSP | 0 | 0 | 0 | 0 | 0 | 0 | CSP | 0 | 0 | 0 | 0 | 0 | 0
| ==== Emission Program: CAMR : (Hg) ==== | MARITIMES | HQ/Maritimes | CT | CT | 0 | 0 | 0 | 0 | 0 | 0 | CT | 0 | 0 | 0 | 0 | 0 | 0
| ==== Emission Program: CAMR : (Hg) ==== | MARITIMES | HQ/Maritimes | Coal | Coal | 0 | 0 | 0 | 0 | 0 | 0 | Coal | 0 | 0 | 0 | 0 | 0 | 0
| ==== Emission Program: CAMR : (Hg) ==== | MARITIMES | HQ/Maritimes | Other Renew | Geo | 0 | 0 | 0 | 0 | 0 | 0 | Geo | 0 | 0 | 0 | 0 | 0 | 0
| ==== Emission Program: CAMR : (Hg) ==== | MARITIMES | HQ/Maritimes | Hydro | H | 0 | 0 | 0 | 0 | 0 | 0 | H | 0 | 0 | 0 | 0 | 0 | 0
| ==== Emission Program: CAMR : (Hg) ==== | MARITIMES | HQ/Maritimes | Other Renew | LFG | 0 | 0 | 0 | 0 | 0 | 0 | LFG | 0 | 0 | 0 | 0 | 0 | 0
| ==== Emission Program: CAMR : (Hg) ==== | MARITIMES | HQ/Maritimes | Nuclear | Nuc | 0 | 0 | 0 | 0 | 0 | 0 | Nuc | 0 | 0 | 0 | 0 | 0 | 0
| ==== Emission Program: CAMR : (Hg) ==== | MARITIMES | HQ/Maritimes | Other | PS | 0 | 0 | 0 | 0 | 0 | 0 | PS | 0 | 0 | 0 | 0 | 0 | 0
| ==== Emission Program: CAMR : (Hg) ==== | MARITIMES | HQ/Maritimes | Other Renew | PV | 0 | 0 | 0 | 0 | 0 | 0 | PV | 0 | 0 | 0 | 0 | 0 | 0
| ==== Emission Program: CAMR : (Hg) ==== | MARITIMES | HQ/Maritimes | CT | PeakG | 0 | 0 | 0 | 0 | 0 | 0 | PeakG | 0 | 0 | 0 | 0 | 0 | 0
| ==== Emission Program: CAMR : (Hg) ==== | MARITIMES | HQ/Maritimes | CT | PeakO | 0 | 0 | 0 | 0 | 0 | 0 | PeakO | 0 | 0 | 0 | 0 | 0 | 0
| ==== Emission Program: CAMR : (Hg) ==== | MARITIMES | HQ/Maritimes | Other Renew | ST | 0 | 0 | 0 | 0 | 0 | 0 | ST | 0 | 0 | 0 | 0 | 0 | 0
| ==== Emission Program: CAMR : (Hg) ==== | MARITIMES | HQ/Maritimes | Steam O/G | STOG | 0 | 0 | 0 | 0 | 0 | 0 | STOG | 0 | 0 | 0 | 0 | 0 | 0
| ==== Emission Program: CAMR : (Hg) ==== | MARITIMES | HQ/Maritimes | Other Renew | STWD | 0 | 0 | 0 | 0 | 0 | 0 | STWD | 0 | 0 | 0 | 0 | 0 | 0
| ==== Emission Program: CAMR : (Hg) ==== | MARITIMES | HQ/Maritimes | On-shore Wind | WT | 0 | 0 | 0 | 0 | 0 | 0 | WT | 0 | 0 | 0 | 0 | 0 | 0
| ==== Emission Program: CAMR : (Hg) ==== | MARITIMES | HQ/Maritimes | Coal | IGCC | 0 | 0 | 0 | 0 | 0 | 0 | IGCC | 0 | 0 | 0 | 0 | 0 | 0
| ==== Emission Program: CAMR : (Hg) ==== | MARITIMES | HQ/Maritimes | DR | DemandResponse | 0 | 0 | 0 | 0 | 0 | 0 | DemandResponse | 0 | 0 | 0 | 0 | 0 | 0
| ==== Emission Program: CAMR : (Hg) ==== | MARITIMES | HQ/Maritimes | Coal-CCS | IGCC-CCS | 0 | 0 | 0 | 0 | 0 | 0 | IGCC-CCS | 0 | 0 | 0 | 0 | 0 | 0
| ==== Emission Program: CAMR : (Hg) ==== | MARITIMES | HQ/Maritimes | Off-shore Wind | WT_off | 0 | 0 | 0 | 0 | 0 | 0 | WT_off | 0 | 0 | 0 | 0 | 0 | 0
| ==== Emission Program: CAMR : (Hg) ==== | MARITIMES | HQ/Maritimes | Other | PseudoUnit | 0 | 0 | 0 | 0 | 0 | 0 | PseudoUnit | 0 | 0 | 0 | 0 | 0 | 0
| ==== Emission Program: CAMR : (Hg) ==== | MARITIMES | HQ/Maritimes | HQ/Maritimes | FixedInterchange | 0 | 0 | 0 | 0 | 0 | 0 | FixedInterchange | 0 | 0 | 0 | 0 | 0 | 0
==== Emission Program: CAMR : (Hg) ====
| ==== Emission Program: CAMR : (Hg) ==== |  |  |  | Emission Cost by Reporting Type: All | [6 empty] | Emission Cost by Reporting Type: All
| ==== Emission Program: CAMR : (Hg) ==== |  |  |  | ReportingType | 2015 | 2020 | 2025 | 2030 | 2035 | 2040 | ReportingType | 2015 | 2020 | 2025 | 2030 | 2035 | 2040
| ==== Emission Program: CAMR : (Hg) ==== | All | All | Other Renew | BM | 0 | 0 | 0 | 0 | 0 | 0 | BM | 0 | 0 | 0 | 0 | 0 | 0
| ==== Emission Program: CAMR : (Hg) ==== | All | All | CC | CC | 0 | 0 | 0 | 0 | 0 | 0 | CC | 0 | 0 | 0 | 0 | 0 | 0
| ==== Emission Program: CAMR : (Hg) ==== | All | All | Other Renew | CSP | 0 | 0 | 0 | 0 | 0 | 0 | CSP | 0 | 0 | 0 | 0 | 0 | 0
| ==== Emission Program: CAMR : (Hg) ==== | All | All | CT | CT | 0 | 0 | 0 | 0 | 0 | 0 | CT | 0 | 0 | 0 | 0 | 0 | 0
| ==== Emission Program: CAMR : (Hg) ==== | All | All | Coal | Coal | 0 | 0 | 0 | 0 | 0 | 0 | Coal | 0 | 0 | 0 | 0 | 0 | 0
| ==== Emission Program: CAMR : (Hg) ==== | All | All | Other Renew | Geo | 0 | 0 | 0 | 0 | 0 | 0 | Geo | 0 | 0 | 0 | 0 | 0 | 0
| ==== Emission Program: CAMR : (Hg) ==== | All | All | Hydro | H | 0 | 0 | 0 | 0 | 0 | 0 | H | 0 | 0 | 0 | 0 | 0 | 0
| ==== Emission Program: CAMR : (Hg) ==== | All | All | Other Renew | LFG | 0 | 0 | 0 | 0 | 0 | 0 | LFG | 0 | 0 | 0 | 0 | 0 | 0
| ==== Emission Program: CAMR : (Hg) ==== | All | All | Nuclear | Nuc | 0 | 0 | 0 | 0 | 0 | 0 | Nuc | 0 | 0 | 0 | 0 | 0 | 0
| ==== Emission Program: CAMR : (Hg) ==== | All | All | Other | PS | 0 | 0 | 0 | 0 | 0 | 0 | PS | 0 | 0 | 0 | 0 | 0 | 0
| ==== Emission Program: CAMR : (Hg) ==== | All | All | Other Renew | PV | 0 | 0 | 0 | 0 | 0 | 0 | PV | 0 | 0 | 0 | 0 | 0 | 0
| ==== Emission Program: CAMR : (Hg) ==== | All | All | CT | PeakG | 0 | 0 | 0 | 0 | 0 | 0 | PeakG | 0 | 0 | 0 | 0 | 0 | 0
| ==== Emission Program: CAMR : (Hg) ==== | All | All | CT | PeakO | 0 | 0 | 0 | 0 | 0 | 0 | PeakO | 0 | 0 | 0 | 0 | 0 | 0
| ==== Emission Program: CAMR : (Hg) ==== | All | All | Other Renew | ST | 0 | 0 | 0 | 0 | 0 | 0 | ST | 0 | 0 | 0 | 0 | 0 | 0
| ==== Emission Program: CAMR : (Hg) ==== | All | All | Steam O/G | STOG | 0 | 0 | 0 | 0 | 0 | 0 | STOG | 0 | 0 | 0 | 0 | 0 | 0
| ==== Emission Program: CAMR : (Hg) ==== | All | All | Other Renew | STWD | 0 | 0 | 0 | 0 | 0 | 0 | STWD | 0 | 0 | 0 | 0 | 0 | 0
| ==== Emission Program: CAMR : (Hg) ==== | All | All | On-shore Wind | WT | 0 | 0 | 0 | 0 | 0 | 0 | WT | 0 | 0 | 0 | 0 | 0 | 0
| ==== Emission Program: CAMR : (Hg) ==== | All | All | Coal | IGCC | 0 | 0 | 0 | 0 | 0 | 0 | IGCC | 0 | 0 | 0 | 0 | 0 | 0
| ==== Emission Program: CAMR : (Hg) ==== | All | All | DR | DemandResponse | 0 | 0 | 0 | 0 | 0 | 0 | DemandResponse | 0 | 0 | 0 | 0 | 0 | 0
| ==== Emission Program: CAMR : (Hg) ==== | All | All | Coal-CCS | IGCC-CCS | 0 | 0 | 0 | 0 | 0 | 0 | IGCC-CCS | 0 | 0 | 0 | 0 | 0 | 0
| ==== Emission Program: CAMR : (Hg) ==== | All | All | Off-shore Wind | WT_off | 0 | 0 | 0 | 0 | 0 | 0 | WT_off | 0 | 0 | 0 | 0 | 0 | 0
| ==== Emission Program: CAMR : (Hg) ==== | All | All | Other | PseudoUnit | 0 | 0 | 0 | 0 | 0 | 0 | PseudoUnit | 0 | 0 | 0 | 0 | 0 | 0
| ==== Emission Program: CAMR : (Hg) ==== | All | All | HQ/Maritimes | FixedInterchange | 0 | 0 | 0 | 0 | 0 | 0 | FixedInterchange | 0 | 0 | 0 | 0 | 0 | 0
==== Emission Program: CAMR : (Hg) ====
| ==== Emission Program: CAMR : (Hg) ==== |  |  |  | Emission Cost by Reporting Type: EI_US | [6 empty] | Emission Cost by Reporting Type: EI_US
| ==== Emission Program: CAMR : (Hg) ==== |  |  |  | ReportingType | 2015 | 2020 | 2025 | 2030 | 2035 | 2040 | ReportingType | 2015 | 2020 | 2025 | 2030 | 2035 | 2040
| ==== Emission Program: CAMR : (Hg) ==== | EI_US | EI_US | Other Renew | BM | 0 | 0 | 0 | 0 | 0 | 0 | BM | 0 | 0 | 0 | 0 | 0 | 0
| ==== Emission Program: CAMR : (Hg) ==== | EI_US | EI_US | CC | CC | 0 | 0 | 0 | 0 | 0 | 0 | CC | 0 | 0 | 0 | 0 | 0 | 0
| ==== Emission Program: CAMR : (Hg) ==== | EI_US | EI_US | Other Renew | CSP | 0 | 0 | 0 | 0 | 0 | 0 | CSP | 0 | 0 | 0 | 0 | 0 | 0
| ==== Emission Program: CAMR : (Hg) ==== | EI_US | EI_US | CT | CT | 0 | 0 | 0 | 0 | 0 | 0 | CT | 0 | 0 | 0 | 0 | 0 | 0
| ==== Emission Program: CAMR : (Hg) ==== | EI_US | EI_US | Coal | Coal | 0 | 0 | 0 | 0 | 0 | 0 | Coal | 0 | 0 | 0 | 0 | 0 | 0
| ==== Emission Program: CAMR : (Hg) ==== | EI_US | EI_US | Other Renew | Geo | 0 | 0 | 0 | 0 | 0 | 0 | Geo | 0 | 0 | 0 | 0 | 0 | 0
| ==== Emission Program: CAMR : (Hg) ==== | EI_US | EI_US | Hydro | H | 0 | 0 | 0 | 0 | 0 | 0 | H | 0 | 0 | 0 | 0 | 0 | 0
| ==== Emission Program: CAMR : (Hg) ==== | EI_US | EI_US | Other Renew | LFG | 0 | 0 | 0 | 0 | 0 | 0 | LFG | 0 | 0 | 0 | 0 | 0 | 0
| ==== Emission Program: CAMR : (Hg) ==== | EI_US | EI_US | Nuclear | Nuc | 0 | 0 | 0 | 0 | 0 | 0 | Nuc | 0 | 0 | 0 | 0 | 0 | 0
| ==== Emission Program: CAMR : (Hg) ==== | EI_US | EI_US | Other | PS | 0 | 0 | 0 | 0 | 0 | 0 | PS | 0 | 0 | 0 | 0 | 0 | 0
| ==== Emission Program: CAMR : (Hg) ==== | EI_US | EI_US | Other Renew | PV | 0 | 0 | 0 | 0 | 0 | 0 | PV | 0 | 0 | 0 | 0 | 0 | 0
| ==== Emission Program: CAMR : (Hg) ==== | EI_US | EI_US | CT | PeakG | 0 | 0 | 0 | 0 | 0 | 0 | PeakG | 0 | 0 | 0 | 0 | 0 | 0
| ==== Emission Program: CAMR : (Hg) ==== | EI_US | EI_US | CT | PeakO | 0 | 0 | 0 | 0 | 0 | 0 | PeakO | 0 | 0 | 0 | 0 | 0 | 0
| ==== Emission Program: CAMR : (Hg) ==== | EI_US | EI_US | Other Renew | ST | 0 | 0 | 0 | 0 | 0 | 0 | ST | 0 | 0 | 0 | 0 | 0 | 0
| ==== Emission Program: CAMR : (Hg) ==== | EI_US | EI_US | Steam O/G | STOG | 0 | 0 | 0 | 0 | 0 | 0 | STOG | 0 | 0 | 0 | 0 | 0 | 0
| ==== Emission Program: CAMR : (Hg) ==== | EI_US | EI_US | Other Renew | STWD | 0 | 0 | 0 | 0 | 0 | 0 | STWD | 0 | 0 | 0 | 0 | 0 | 0
| ==== Emission Program: CAMR : (Hg) ==== | EI_US | EI_US | On-shore Wind | WT | 0 | 0 | 0 | 0 | 0 | 0 | WT | 0 | 0 | 0 | 0 | 0 | 0
| ==== Emission Program: CAMR : (Hg) ==== | EI_US | EI_US | Coal | IGCC | 0 | 0 | 0 | 0 | 0 | 0 | IGCC | 0 | 0 | 0 | 0 | 0 | 0
| ==== Emission Program: CAMR : (Hg) ==== | EI_US | EI_US | DR | DemandResponse | 0 | 0 | 0 | 0 | 0 | 0 | DemandResponse | 0 | 0 | 0 | 0 | 0 | 0
| ==== Emission Program: CAMR : (Hg) ==== | EI_US | EI_US | Coal-CCS | IGCC-CCS | 0 | 0 | 0 | 0 | 0 | 0 | IGCC-CCS | 0 | 0 | 0 | 0 | 0 | 0
| ==== Emission Program: CAMR : (Hg) ==== | EI_US | EI_US | Off-shore Wind | WT_off | 0 | 0 | 0 | 0 | 0 | 0 | WT_off | 0 | 0 | 0 | 0 | 0 | 0
| ==== Emission Program: CAMR : (Hg) ==== | EI_US | EI_US | Other | PseudoUnit | 0 | 0 | 0 | 0 | 0 | 0 | PseudoUnit | 0 | 0 | 0 | 0 | 0 | 0
| ==== Emission Program: CAMR : (Hg) ==== | EI_US | EI_US | HQ/Maritimes | FixedInterchange | 0 | 0 | 0 | 0 | 0 | 0 | FixedInterchange | 0 | 0 | 0 | 0 | 0 | 0
==== Emission Program: CAMR : (Hg) ====
| ==== Emission Program: CAMR : (Hg) ==== |  |  |  | Emission Cost by Reporting Type: EI_Canada | [6 empty] | Emission Cost by Reporting Type: EI_Canada
| ==== Emission Program: CAMR : (Hg) ==== |  |  |  | ReportingType | 2015 | 2020 | 2025 | 2030 | 2035 | 2040 | ReportingType | 2015 | 2020 | 2025 | 2030 | 2035 | 2040
| ==== Emission Program: CAMR : (Hg) ==== | EI_Canada | EI_Canada | Other Renew | BM | 0 | 0 | 0 | 0 | 0 | 0 | BM | 0 | 0 | 0 | 0 | 0 | 0
| ==== Emission Program: CAMR : (Hg) ==== | EI_Canada | EI_Canada | CC | CC | 0 | 0 | 0 | 0 | 0 | 0 | CC | 0 | 0 | 0 | 0 | 0 | 0
| ==== Emission Program: CAMR : (Hg) ==== | EI_Canada | EI_Canada | Other Renew | CSP | 0 | 0 | 0 | 0 | 0 | 0 | CSP | 0 | 0 | 0 | 0 | 0 | 0
| ==== Emission Program: CAMR : (Hg) ==== | EI_Canada | EI_Canada | CT | CT | 0 | 0 | 0 | 0 | 0 | 0 | CT | 0 | 0 | 0 | 0 | 0 | 0
| ==== Emission Program: CAMR : (Hg) ==== | EI_Canada | EI_Canada | Coal | Coal | 0 | 0 | 0 | 0 | 0 | 0 | Coal | 0 | 0 | 0 | 0 | 0 | 0
| ==== Emission Program: CAMR : (Hg) ==== | EI_Canada | EI_Canada | Other Renew | Geo | 0 | 0 | 0 | 0 | 0 | 0 | Geo | 0 | 0 | 0 | 0 | 0 | 0
| ==== Emission Program: CAMR : (Hg) ==== | EI_Canada | EI_Canada | Hydro | H | 0 | 0 | 0 | 0 | 0 | 0 | H | 0 | 0 | 0 | 0 | 0 | 0
| ==== Emission Program: CAMR : (Hg) ==== | EI_Canada | EI_Canada | Other Renew | LFG | 0 | 0 | 0 | 0 | 0 | 0 | LFG | 0 | 0 | 0 | 0 | 0 | 0
| ==== Emission Program: CAMR : (Hg) ==== | EI_Canada | EI_Canada | Nuclear | Nuc | 0 | 0 | 0 | 0 | 0 | 0 | Nuc | 0 | 0 | 0 | 0 | 0 | 0
| ==== Emission Program: CAMR : (Hg) ==== | EI_Canada | EI_Canada | Other | PS | 0 | 0 | 0 | 0 | 0 | 0 | PS | 0 | 0 | 0 | 0 | 0 | 0
| ==== Emission Program: CAMR : (Hg) ==== | EI_Canada | EI_Canada | Other Renew | PV | 0 | 0 | 0 | 0 | 0 | 0 | PV | 0 | 0 | 0 | 0 | 0 | 0
| ==== Emission Program: CAMR : (Hg) ==== | EI_Canada | EI_Canada | CT | PeakG | 0 | 0 | 0 | 0 | 0 | 0 | PeakG | 0 | 0 | 0 | 0 | 0 | 0
| ==== Emission Program: CAMR : (Hg) ==== | EI_Canada | EI_Canada | CT | PeakO | 0 | 0 | 0 | 0 | 0 | 0 | PeakO | 0 | 0 | 0 | 0 | 0 | 0
| ==== Emission Program: CAMR : (Hg) ==== | EI_Canada | EI_Canada | Other Renew | ST | 0 | 0 | 0 | 0 | 0 | 0 | ST | 0 | 0 | 0 | 0 | 0 | 0
| ==== Emission Program: CAMR : (Hg) ==== | EI_Canada | EI_Canada | Steam O/G | STOG | 0 | 0 | 0 | 0 | 0 | 0 | STOG | 0 | 0 | 0 | 0 | 0 | 0
| ==== Emission Program: CAMR : (Hg) ==== | EI_Canada | EI_Canada | Other Renew | STWD | 0 | 0 | 0 | 0 | 0 | 0 | STWD | 0 | 0 | 0 | 0 | 0 | 0
| ==== Emission Program: CAMR : (Hg) ==== | EI_Canada | EI_Canada | On-shore Wind | WT | 0 | 0 | 0 | 0 | 0 | 0 | WT | 0 | 0 | 0 | 0 | 0 | 0
| ==== Emission Program: CAMR : (Hg) ==== | EI_Canada | EI_Canada | Coal | IGCC | 0 | 0 | 0 | 0 | 0 | 0 | IGCC | 0 | 0 | 0 | 0 | 0 | 0
| ==== Emission Program: CAMR : (Hg) ==== | EI_Canada | EI_Canada | DR | DemandResponse | 0 | 0 | 0 | 0 | 0 | 0 | DemandResponse | 0 | 0 | 0 | 0 | 0 | 0
| ==== Emission Program: CAMR : (Hg) ==== | EI_Canada | EI_Canada | Coal-CCS | IGCC-CCS | 0 | 0 | 0 | 0 | 0 | 0 | IGCC-CCS | 0 | 0 | 0 | 0 | 0 | 0
| ==== Emission Program: CAMR : (Hg) ==== | EI_Canada | EI_Canada | Off-shore Wind | WT_off | 0 | 0 | 0 | 0 | 0 | 0 | WT_off | 0 | 0 | 0 | 0 | 0 | 0
| ==== Emission Program: CAMR : (Hg) ==== | EI_Canada | EI_Canada | Other | PseudoUnit | 0 | 0 | 0 | 0 | 0 | 0 | PseudoUnit | 0 | 0 | 0 | 0 | 0 | 0
| ==== Emission Program: CAMR : (Hg) ==== | EI_Canada | EI_Canada | HQ/Maritimes | FixedInterchange | 0 | 0 | 0 | 0 | 0 | 0 | FixedInterchange | 0 | 0 | 0 | 0 | 0 | 0
==== Emission Program: CAMR : (Hg) ====
| ==== Emission Program: CAMR : (Hg) ==== |  |  |  | Emission Cost by Reporting Type: EI | [6 empty] | Emission Cost by Reporting Type: EI
| ==== Emission Program: CAMR : (Hg) ==== |  |  |  | ReportingType | 2015 | 2020 | 2025 | 2030 | 2035 | 2040 | ReportingType | 2015 | 2020 | 2025 | 2030 | 2035 | 2040
| ==== Emission Program: CAMR : (Hg) ==== | EI | EI | Other Renew | BM | 0 | 0 | 0 | 0 | 0 | 0 | BM | 0 | 0 | 0 | 0 | 0 | 0
| ==== Emission Program: CAMR : (Hg) ==== | EI | EI | CC | CC | 0 | 0 | 0 | 0 | 0 | 0 | CC | 0 | 0 | 0 | 0 | 0 | 0
| ==== Emission Program: CAMR : (Hg) ==== | EI | EI | Other Renew | CSP | 0 | 0 | 0 | 0 | 0 | 0 | CSP | 0 | 0 | 0 | 0 | 0 | 0
| ==== Emission Program: CAMR : (Hg) ==== | EI | EI | CT | CT | 0 | 0 | 0 | 0 | 0 | 0 | CT | 0 | 0 | 0 | 0 | 0 | 0
| ==== Emission Program: CAMR : (Hg) ==== | EI | EI | Coal | Coal | 0 | 0 | 0 | 0 | 0 | 0 | Coal | 0 | 0 | 0 | 0 | 0 | 0
| ==== Emission Program: CAMR : (Hg) ==== | EI | EI | Other Renew | Geo | 0 | 0 | 0 | 0 | 0 | 0 | Geo | 0 | 0 | 0 | 0 | 0 | 0
| ==== Emission Program: CAMR : (Hg) ==== | EI | EI | Hydro | H | 0 | 0 | 0 | 0 | 0 | 0 | H | 0 | 0 | 0 | 0 | 0 | 0
| ==== Emission Program: CAMR : (Hg) ==== | EI | EI | Other Renew | LFG | 0 | 0 | 0 | 0 | 0 | 0 | LFG | 0 | 0 | 0 | 0 | 0 | 0
| ==== Emission Program: CAMR : (Hg) ==== | EI | EI | Nuclear | Nuc | 0 | 0 | 0 | 0 | 0 | 0 | Nuc | 0 | 0 | 0 | 0 | 0 | 0
| ==== Emission Program: CAMR : (Hg) ==== | EI | EI | Other | PS | 0 | 0 | 0 | 0 | 0 | 0 | PS | 0 | 0 | 0 | 0 | 0 | 0
| ==== Emission Program: CAMR : (Hg) ==== | EI | EI | Other Renew | PV | 0 | 0 | 0 | 0 | 0 | 0 | PV | 0 | 0 | 0 | 0 | 0 | 0
| ==== Emission Program: CAMR : (Hg) ==== | EI | EI | CT | PeakG | 0 | 0 | 0 | 0 | 0 | 0 | PeakG | 0 | 0 | 0 | 0 | 0 | 0
| ==== Emission Program: CAMR : (Hg) ==== | EI | EI | CT | PeakO | 0 | 0 | 0 | 0 | 0 | 0 | PeakO | 0 | 0 | 0 | 0 | 0 | 0
| ==== Emission Program: CAMR : (Hg) ==== | EI | EI | Other Renew | ST | 0 | 0 | 0 | 0 | 0 | 0 | ST | 0 | 0 | 0 | 0 | 0 | 0
| ==== Emission Program: CAMR : (Hg) ==== | EI | EI | Steam O/G | STOG | 0 | 0 | 0 | 0 | 0 | 0 | STOG | 0 | 0 | 0 | 0 | 0 | 0
| ==== Emission Program: CAMR : (Hg) ==== | EI | EI | Other Renew | STWD | 0 | 0 | 0 | 0 | 0 | 0 | STWD | 0 | 0 | 0 | 0 | 0 | 0
| ==== Emission Program: CAMR : (Hg) ==== | EI | EI | On-shore Wind | WT | 0 | 0 | 0 | 0 | 0 | 0 | WT | 0 | 0 | 0 | 0 | 0 | 0
| ==== Emission Program: CAMR : (Hg) ==== | EI | EI | Coal | IGCC | 0 | 0 | 0 | 0 | 0 | 0 | IGCC | 0 | 0 | 0 | 0 | 0 | 0
| ==== Emission Program: CAMR : (Hg) ==== | EI | EI | DR | DemandResponse | 0 | 0 | 0 | 0 | 0 | 0 | DemandResponse | 0 | 0 | 0 | 0 | 0 | 0
| ==== Emission Program: CAMR : (Hg) ==== | EI | EI | Coal-CCS | IGCC-CCS | 0 | 0 | 0 | 0 | 0 | 0 | IGCC-CCS | 0 | 0 | 0 | 0 | 0 | 0
| ==== Emission Program: CAMR : (Hg) ==== | EI | EI | Off-shore Wind | WT_off | 0 | 0 | 0 | 0 | 0 | 0 | WT_off | 0 | 0 | 0 | 0 | 0 | 0
| ==== Emission Program: CAMR : (Hg) ==== | EI | EI | Other | PseudoUnit | 0 | 0 | 0 | 0 | 0 | 0 | PseudoUnit | 0 | 0 | 0 | 0 | 0 | 0
| ==== Emission Program: CAMR : (Hg) ==== | EI | EI | HQ/Maritimes | FixedInterchange | 0 | 0 | 0 | 0 | 0 | 0 | FixedInterchange | 0 | 0 | 0 | 0 | 0 | 0
==== Emission Program: CAMR : (Hg) ====
| ==== Emission Program: CAMR : (Hg) ==== |  |  |  | Emission Cost by Reporting Type: Outside_EI | [6 empty] | Emission Cost by Reporting Type: Outside_EI
| ==== Emission Program: CAMR : (Hg) ==== |  |  |  | ReportingType | 2015 | 2020 | 2025 | 2030 | 2035 | 2040 | ReportingType | 2015 | 2020 | 2025 | 2030 | 2035 | 2040
| ==== Emission Program: CAMR : (Hg) ==== | Outside_EI | Outside_EI | Other Renew | BM | 0 | 0 | 0 | 0 | 0 | 0 | BM | 0 | 0 | 0 | 0 | 0 | 0
| ==== Emission Program: CAMR : (Hg) ==== | Outside_EI | Outside_EI | CC | CC | 0 | 0 | 0 | 0 | 0 | 0 | CC | 0 | 0 | 0 | 0 | 0 | 0
| ==== Emission Program: CAMR : (Hg) ==== | Outside_EI | Outside_EI | Other Renew | CSP | 0 | 0 | 0 | 0 | 0 | 0 | CSP | 0 | 0 | 0 | 0 | 0 | 0
| ==== Emission Program: CAMR : (Hg) ==== | Outside_EI | Outside_EI | CT | CT | 0 | 0 | 0 | 0 | 0 | 0 | CT | 0 | 0 | 0 | 0 | 0 | 0
| ==== Emission Program: CAMR : (Hg) ==== | Outside_EI | Outside_EI | Coal | Coal | 0 | 0 | 0 | 0 | 0 | 0 | Coal | 0 | 0 | 0 | 0 | 0 | 0
| ==== Emission Program: CAMR : (Hg) ==== | Outside_EI | Outside_EI | Other Renew | Geo | 0 | 0 | 0 | 0 | 0 | 0 | Geo | 0 | 0 | 0 | 0 | 0 | 0
| ==== Emission Program: CAMR : (Hg) ==== | Outside_EI | Outside_EI | Hydro | H | 0 | 0 | 0 | 0 | 0 | 0 | H | 0 | 0 | 0 | 0 | 0 | 0
| ==== Emission Program: CAMR : (Hg) ==== | Outside_EI | Outside_EI | Other Renew | LFG | 0 | 0 | 0 | 0 | 0 | 0 | LFG | 0 | 0 | 0 | 0 | 0 | 0
| ==== Emission Program: CAMR : (Hg) ==== | Outside_EI | Outside_EI | Nuclear | Nuc | 0 | 0 | 0 | 0 | 0 | 0 | Nuc | 0 | 0 | 0 | 0 | 0 | 0
| ==== Emission Program: CAMR : (Hg) ==== | Outside_EI | Outside_EI | Other | PS | 0 | 0 | 0 | 0 | 0 | 0 | PS | 0 | 0 | 0 | 0 | 0 | 0
| ==== Emission Program: CAMR : (Hg) ==== | Outside_EI | Outside_EI | Other Renew | PV | 0 | 0 | 0 | 0 | 0 | 0 | PV | 0 | 0 | 0 | 0 | 0 | 0
| ==== Emission Program: CAMR : (Hg) ==== | Outside_EI | Outside_EI | CT | PeakG | 0 | 0 | 0 | 0 | 0 | 0 | PeakG | 0 | 0 | 0 | 0 | 0 | 0
| ==== Emission Program: CAMR : (Hg) ==== | Outside_EI | Outside_EI | CT | PeakO | 0 | 0 | 0 | 0 | 0 | 0 | PeakO | 0 | 0 | 0 | 0 | 0 | 0
| ==== Emission Program: CAMR : (Hg) ==== | Outside_EI | Outside_EI | Other Renew | ST | 0 | 0 | 0 | 0 | 0 | 0 | ST | 0 | 0 | 0 | 0 | 0 | 0
| ==== Emission Program: CAMR : (Hg) ==== | Outside_EI | Outside_EI | Steam O/G | STOG | 0 | 0 | 0 | 0 | 0 | 0 | STOG | 0 | 0 | 0 | 0 | 0 | 0
| ==== Emission Program: CAMR : (Hg) ==== | Outside_EI | Outside_EI | Other Renew | STWD | 0 | 0 | 0 | 0 | 0 | 0 | STWD | 0 | 0 | 0 | 0 | 0 | 0
| ==== Emission Program: CAMR : (Hg) ==== | Outside_EI | Outside_EI | On-shore Wind | WT | 0 | 0 | 0 | 0 | 0 | 0 | WT | 0 | 0 | 0 | 0 | 0 | 0
| ==== Emission Program: CAMR : (Hg) ==== | Outside_EI | Outside_EI | Coal | IGCC | 0 | 0 | 0 | 0 | 0 | 0 | IGCC | 0 | 0 | 0 | 0 | 0 | 0
| ==== Emission Program: CAMR : (Hg) ==== | Outside_EI | Outside_EI | DR | DemandResponse | 0 | 0 | 0 | 0 | 0 | 0 | DemandResponse | 0 | 0 | 0 | 0 | 0 | 0
| ==== Emission Program: CAMR : (Hg) ==== | Outside_EI | Outside_EI | Coal-CCS | IGCC-CCS | 0 | 0 | 0 | 0 | 0 | 0 | IGCC-CCS | 0 | 0 | 0 | 0 | 0 | 0
| ==== Emission Program: CAMR : (Hg) ==== | Outside_EI | Outside_EI | Off-shore Wind | WT_off | 0 | 0 | 0 | 0 | 0 | 0 | WT_off | 0 | 0 | 0 | 0 | 0 | 0
| ==== Emission Program: CAMR : (Hg) ==== | Outside_EI | Outside_EI | Other | PseudoUnit | 0 | 0 | 0 | 0 | 0 | 0 | PseudoUnit | 0 | 0 | 0 | 0 | 0 | 0
| ==== Emission Program: CAMR : (Hg) ==== | Outside_EI | Outside_EI | HQ/Maritimes | FixedInterchange | 0 | 0 | 0 | 0 | 0 | 0 | FixedInterchange | 0 | 0 | 0 | 0 | 0 | 0
[5 empty] | ==== Emission Program: CAIRNOxAnnual : (NOx) ==== | [6 empty] | ==== Emission Program: CAIRNOxAnnual : (NOx) ====
[5 empty] | Emission Cost by Reporting Type: Entergy | [6 empty] | Emission Cost by Reporting Type: Entergy
[5 empty] | ReportingType | 2015 | 2020 | 2025 | 2030 | 2035 | 2040 | ReportingType | 2015 | 2020 | 2025 | 2030 | 2035 | 2040
| ==== Emission Program: CAIRNOxAnnual : (NOx) ==== | ENT | Southwest | Other Renew | BM | 0 | 0 | 0 | 0 | 0 | 0 | BM | 0 | 0 | 0 | 0 | 0 | 0
| ==== Emission Program: CAIRNOxAnnual : (NOx) ==== | ENT | Southwest | CC | CC | 0 | 0 | 0 | 0 | 0 | 0 | CC | 0 | 0 | 0 | 0 | 0 | 0
| ==== Emission Program: CAIRNOxAnnual : (NOx) ==== | ENT | Southwest | Other Renew | CSP | 0 | 0 | 0 | 0 | 0 | 0 | CSP | 0 | 0 | 0 | 0 | 0 | 0
| ==== Emission Program: CAIRNOxAnnual : (NOx) ==== | ENT | Southwest | CT | CT | 0 | 0 | 0 | 0 | 0 | 0 | CT | 0 | 0 | 0 | 0 | 0 | 0
| ==== Emission Program: CAIRNOxAnnual : (NOx) ==== | ENT | Southwest | Coal | Coal | 0 | 0 | 0 | 0 | 0 | 0 | Coal | 0 | 0 | 0 | 0 | 0 | 0
| ==== Emission Program: CAIRNOxAnnual : (NOx) ==== | ENT | Southwest | Other Renew | Geo | 0 | 0 | 0 | 0 | 0 | 0 | Geo | 0 | 0 | 0 | 0 | 0 | 0
| ==== Emission Program: CAIRNOxAnnual : (NOx) ==== | ENT | Southwest | Hydro | H | 0 | 0 | 0 | 0 | 0 | 0 | H | 0 | 0 | 0 | 0 | 0 | 0
| ==== Emission Program: CAIRNOxAnnual : (NOx) ==== | ENT | Southwest | Other Renew | LFG | 0 | 0 | 0 | 0 | 0 | 0 | LFG | 0 | 0 | 0 | 0 | 0 | 0
| ==== Emission Program: CAIRNOxAnnual : (NOx) ==== | ENT | Southwest | Nuclear | Nuc | 0 | 0 | 0 | 0 | 0 | 0 | Nuc | 0 | 0 | 0 | 0 | 0 | 0
| ==== Emission Program: CAIRNOxAnnual : (NOx) ==== | ENT | Southwest | Other | PS | 0 | 0 | 0 | 0 | 0 | 0 | PS | 0 | 0 | 0 | 0 | 0 | 0
| ==== Emission Program: CAIRNOxAnnual : (NOx) ==== | ENT | Southwest | Other Renew | PV | 0 | 0 | 0 | 0 | 0 | 0 | PV | 0 | 0 | 0 | 0 | 0 | 0
| ==== Emission Program: CAIRNOxAnnual : (NOx) ==== | ENT | Southwest | CT | PeakG | 0 | 0 | 0 | 0 | 0 | 0 | PeakG | 0 | 0 | 0 | 0 | 0 | 0
| ==== Emission Program: CAIRNOxAnnual : (NOx) ==== | ENT | Southwest | CT | PeakO | 0 | 0 | 0 | 0 | 0 | 0 | PeakO | 0 | 0 | 0 | 0 | 0 | 0
| ==== Emission Program: CAIRNOxAnnual : (NOx) ==== | ENT | Southwest | Other Renew | ST | 0 | 0 | 0 | 0 | 0 | 0 | ST | 0 | 0 | 0 | 0 | 0 | 0
| ==== Emission Program: CAIRNOxAnnual : (NOx) ==== | ENT | Southwest | Steam O/G | STOG | 0 | 0 | 0 | 0 | 0 | 0 | STOG | 0 | 0 | 0 | 0 | 0 | 0
| ==== Emission Program: CAIRNOxAnnual : (NOx) ==== | ENT | Southwest | Other Renew | STWD | 0 | 0 | 0 | 0 | 0 | 0 | STWD | 0 | 0 | 0 | 0 | 0 | 0
| ==== Emission Program: CAIRNOxAnnual : (NOx) ==== | ENT | Southwest | On-shore Wind | WT | 0 | 0 | 0 | 0 | 0 | 0 | WT | 0 | 0 | 0 | 0 | 0 | 0
| ==== Emission Program: CAIRNOxAnnual : (NOx) ==== | ENT | Southwest | Coal | IGCC | 0 | 0 | 0 | 0 | 0 | 0 | IGCC | 0 | 0 | 0 | 0 | 0 | 0
| ==== Emission Program: CAIRNOxAnnual : (NOx) ==== | ENT | Southwest | DR | DemandResponse | 0 | 0 | 0 | 0 | 0 | 0 | DemandResponse | 0 | 0 | 0 | 0 | 0 | 0
| ==== Emission Program: CAIRNOxAnnual : (NOx) ==== | ENT | Southwest | Coal-CCS | IGCC-CCS | 0 | 0 | 0 | 0 | 0 | 0 | IGCC-CCS | 0 | 0 | 0 | 0 | 0 | 0
| ==== Emission Program: CAIRNOxAnnual : (NOx) ==== | ENT | Southwest | Off-shore Wind | WT_off | 0 | 0 | 0 | 0 | 0 | 0 | WT_off | 0 | 0 | 0 | 0 | 0 | 0
| ==== Emission Program: CAIRNOxAnnual : (NOx) ==== | ENT | Southwest | Other | PseudoUnit | 0 | 0 | 0 | 0 | 0 | 0 | PseudoUnit | 0 | 0 | 0 | 0 | 0 | 0
| ==== Emission Program: CAIRNOxAnnual : (NOx) ==== | ENT | Southwest | HQ/Maritimes | FixedInterchange | 0 | 0 | 0 | 0 | 0 | 0 | FixedInterchange | 0 | 0 | 0 | 0 | 0 | 0
==== Emission Program: CAIRNOxAnnual : (NOx) ====
| ==== Emission Program: CAIRNOxAnnual : (NOx) ==== |  |  |  | Emission Cost by Reporting Type: FRCC | [6 empty] | Emission Cost by Reporting Type: FRCC
| ==== Emission Program: CAIRNOxAnnual : (NOx) ==== |  |  |  | ReportingType | 2015 | 2020 | 2025 | 2030 | 2035 | 2040 | ReportingType | 2015 | 2020 | 2025 | 2030 | 2035 | 2040
| ==== Emission Program: CAIRNOxAnnual : (NOx) ==== | FRCC | South | Other Renew | BM | 0 | 0 | 0 | 0 | 0 | 0 | BM | 0 | 0 | 0 | 0 | 0 | 0
| ==== Emission Program: CAIRNOxAnnual : (NOx) ==== | FRCC | South | CC | CC | 0 | 0 | 0 | 0 | 0 | 0 | CC | 0 | 0 | 0 | 0 | 0 | 0
| ==== Emission Program: CAIRNOxAnnual : (NOx) ==== | FRCC | South | Other Renew | CSP | 0 | 0 | 0 | 0 | 0 | 0 | CSP | 0 | 0 | 0 | 0 | 0 | 0
| ==== Emission Program: CAIRNOxAnnual : (NOx) ==== | FRCC | South | CT | CT | 0 | 0 | 0 | 0 | 0 | 0 | CT | 0 | 0 | 0 | 0 | 0 | 0
| ==== Emission Program: CAIRNOxAnnual : (NOx) ==== | FRCC | South | Coal | Coal | 0 | 0 | 0 | 0 | 0 | 0 | Coal | 0 | 0 | 0 | 0 | 0 | 0
| ==== Emission Program: CAIRNOxAnnual : (NOx) ==== | FRCC | South | Other Renew | Geo | 0 | 0 | 0 | 0 | 0 | 0 | Geo | 0 | 0 | 0 | 0 | 0 | 0
| ==== Emission Program: CAIRNOxAnnual : (NOx) ==== | FRCC | South | Hydro | H | 0 | 0 | 0 | 0 | 0 | 0 | H | 0 | 0 | 0 | 0 | 0 | 0
| ==== Emission Program: CAIRNOxAnnual : (NOx) ==== | FRCC | South | Other Renew | LFG | 0 | 0 | 0 | 0 | 0 | 0 | LFG | 0 | 0 | 0 | 0 | 0 | 0
| ==== Emission Program: CAIRNOxAnnual : (NOx) ==== | FRCC | South | Nuclear | Nuc | 0 | 0 | 0 | 0 | 0 | 0 | Nuc | 0 | 0 | 0 | 0 | 0 | 0
| ==== Emission Program: CAIRNOxAnnual : (NOx) ==== | FRCC | South | Other | PS | 0 | 0 | 0 | 0 | 0 | 0 | PS | 0 | 0 | 0 | 0 | 0 | 0
| ==== Emission Program: CAIRNOxAnnual : (NOx) ==== | FRCC | South | Other Renew | PV | 0 | 0 | 0 | 0 | 0 | 0 | PV | 0 | 0 | 0 | 0 | 0 | 0
| ==== Emission Program: CAIRNOxAnnual : (NOx) ==== | FRCC | South | CT | PeakG | 0 | 0 | 0 | 0 | 0 | 0 | PeakG | 0 | 0 | 0 | 0 | 0 | 0
| ==== Emission Program: CAIRNOxAnnual : (NOx) ==== | FRCC | South | CT | PeakO | 0 | 0 | 0 | 0 | 0 | 0 | PeakO | 0 | 0 | 0 | 0 | 0 | 0
| ==== Emission Program: CAIRNOxAnnual : (NOx) ==== | FRCC | South | Other Renew | ST | 0 | 0 | 0 | 0 | 0 | 0 | ST | 0 | 0 | 0 | 0 | 0 | 0
| ==== Emission Program: CAIRNOxAnnual : (NOx) ==== | FRCC | South | Steam O/G | STOG | 0 | 0 | 0 | 0 | 0 | 0 | STOG | 0 | 0 | 0 | 0 | 0 | 0
| ==== Emission Program: CAIRNOxAnnual : (NOx) ==== | FRCC | South | Other Renew | STWD | 0 | 0 | 0 | 0 | 0 | 0 | STWD | 0 | 0 | 0 | 0 | 0 | 0
| ==== Emission Program: CAIRNOxAnnual : (NOx) ==== | FRCC | South | On-shore Wind | WT | 0 | 0 | 0 | 0 | 0 | 0 | WT | 0 | 0 | 0 | 0 | 0 | 0
| ==== Emission Program: CAIRNOxAnnual : (NOx) ==== | FRCC | South | Coal | IGCC | 0 | 0 | 0 | 0 | 0 | 0 | IGCC | 0 | 0 | 0 | 0 | 0 | 0
| ==== Emission Program: CAIRNOxAnnual : (NOx) ==== | FRCC | South | DR | DemandResponse | 0 | 0 | 0 | 0 | 0 | 0 | DemandResponse | 0 | 0 | 0 | 0 | 0 | 0
| ==== Emission Program: CAIRNOxAnnual : (NOx) ==== | FRCC | South | Coal-CCS | IGCC-CCS | 0 | 0 | 0 | 0 | 0 | 0 | IGCC-CCS | 0 | 0 | 0 | 0 | 0 | 0
| ==== Emission Program: CAIRNOxAnnual : (NOx) ==== | FRCC | South | Off-shore Wind | WT_off | 0 | 0 | 0 | 0 | 0 | 0 | WT_off | 0 | 0 | 0 | 0 | 0 | 0
| ==== Emission Program: CAIRNOxAnnual : (NOx) ==== | FRCC | South | Other | PseudoUnit | 0 | 0 | 0 | 0 | 0 | 0 | PseudoUnit | 0 | 0 | 0 | 0 | 0 | 0
| ==== Emission Program: CAIRNOxAnnual : (NOx) ==== | FRCC | South | HQ/Maritimes | FixedInterchange | 0 | 0 | 0 | 0 | 0 | 0 | FixedInterchange | 0 | 0 | 0 | 0 | 0 | 0
==== Emission Program: CAIRNOxAnnual : (NOx) ====
| ==== Emission Program: CAIRNOxAnnual : (NOx) ==== |  |  |  | Emission Cost by Reporting Type: MAPP_US | [6 empty] | Emission Cost by Reporting Type: MAPP_US
| ==== Emission Program: CAIRNOxAnnual : (NOx) ==== |  |  |  | ReportingType | 2015 | 2020 | 2025 | 2030 | 2035 | 2040 | ReportingType | 2015 | 2020 | 2025 | 2030 | 2035 | 2040
| ==== Emission Program: CAIRNOxAnnual : (NOx) ==== | MAPP_US | Midwest | Other Renew | BM | 0 | 0 | 0 | 0 | 0 | 0 | BM | 0 | 0 | 0 | 0 | 0 | 0
| ==== Emission Program: CAIRNOxAnnual : (NOx) ==== | MAPP_US | Midwest | CC | CC | 0 | 0 | 0 | 0 | 0 | 0 | CC | 0 | 0 | 0 | 0 | 0 | 0
| ==== Emission Program: CAIRNOxAnnual : (NOx) ==== | MAPP_US | Midwest | Other Renew | CSP | 0 | 0 | 0 | 0 | 0 | 0 | CSP | 0 | 0 | 0 | 0 | 0 | 0
| ==== Emission Program: CAIRNOxAnnual : (NOx) ==== | MAPP_US | Midwest | CT | CT | 0 | 0 | 0 | 0 | 0 | 0 | CT | 0 | 0 | 0 | 0 | 0 | 0
| ==== Emission Program: CAIRNOxAnnual : (NOx) ==== | MAPP_US | Midwest | Coal | Coal | 0 | 0 | 0 | 0 | 0 | 0 | Coal | 0 | 0 | 0 | 0 | 0 | 0
| ==== Emission Program: CAIRNOxAnnual : (NOx) ==== | MAPP_US | Midwest | Other Renew | Geo | 0 | 0 | 0 | 0 | 0 | 0 | Geo | 0 | 0 | 0 | 0 | 0 | 0
| ==== Emission Program: CAIRNOxAnnual : (NOx) ==== | MAPP_US | Midwest | Hydro | H | 0 | 0 | 0 | 0 | 0 | 0 | H | 0 | 0 | 0 | 0 | 0 | 0
| ==== Emission Program: CAIRNOxAnnual : (NOx) ==== | MAPP_US | Midwest | Other Renew | LFG | 0 | 0 | 0 | 0 | 0 | 0 | LFG | 0 | 0 | 0 | 0 | 0 | 0
| ==== Emission Program: CAIRNOxAnnual : (NOx) ==== | MAPP_US | Midwest | Nuclear | Nuc | 0 | 0 | 0 | 0 | 0 | 0 | Nuc | 0 | 0 | 0 | 0 | 0 | 0
| ==== Emission Program: CAIRNOxAnnual : (NOx) ==== | MAPP_US | Midwest | Other | PS | 0 | 0 | 0 | 0 | 0 | 0 | PS | 0 | 0 | 0 | 0 | 0 | 0
| ==== Emission Program: CAIRNOxAnnual : (NOx) ==== | MAPP_US | Midwest | Other Renew | PV | 0 | 0 | 0 | 0 | 0 | 0 | PV | 0 | 0 | 0 | 0 | 0 | 0
| ==== Emission Program: CAIRNOxAnnual : (NOx) ==== | MAPP_US | Midwest | CT | PeakG | 0 | 0 | 0 | 0 | 0 | 0 | PeakG | 0 | 0 | 0 | 0 | 0 | 0
| ==== Emission Program: CAIRNOxAnnual : (NOx) ==== | MAPP_US | Midwest | CT | PeakO | 0 | 0 | 0 | 0 | 0 | 0 | PeakO | 0 | 0 | 0 | 0 | 0 | 0
| ==== Emission Program: CAIRNOxAnnual : (NOx) ==== | MAPP_US | Midwest | Other Renew | ST | 0 | 0 | 0 | 0 | 0 | 0 | ST | 0 | 0 | 0 | 0 | 0 | 0
| ==== Emission Program: CAIRNOxAnnual : (NOx) ==== | MAPP_US | Midwest | Steam O/G | STOG | 0 | 0 | 0 | 0 | 0 | 0 | STOG | 0 | 0 | 0 | 0 | 0 | 0
| ==== Emission Program: CAIRNOxAnnual : (NOx) ==== | MAPP_US | Midwest | Other Renew | STWD | 0 | 0 | 0 | 0 | 0 | 0 | STWD | 0 | 0 | 0 | 0 | 0 | 0
| ==== Emission Program: CAIRNOxAnnual : (NOx) ==== | MAPP_US | Midwest | On-shore Wind | WT | 0 | 0 | 0 | 0 | 0 | 0 | WT | 0 | 0 | 0 | 0 | 0 | 0
| ==== Emission Program: CAIRNOxAnnual : (NOx) ==== | MAPP_US | Midwest | Coal | IGCC | 0 | 0 | 0 | 0 | 0 | 0 | IGCC | 0 | 0 | 0 | 0 | 0 | 0
| ==== Emission Program: CAIRNOxAnnual : (NOx) ==== | MAPP_US | Midwest | DR | DemandResponse | 0 | 0 | 0 | 0 | 0 | 0 | DemandResponse | 0 | 0 | 0 | 0 | 0 | 0
| ==== Emission Program: CAIRNOxAnnual : (NOx) ==== | MAPP_US | Midwest | Coal-CCS | IGCC-CCS | 0 | 0 | 0 | 0 | 0 | 0 | IGCC-CCS | 0 | 0 | 0 | 0 | 0 | 0
| ==== Emission Program: CAIRNOxAnnual : (NOx) ==== | MAPP_US | Midwest | Off-shore Wind | WT_off | 0 | 0 | 0 | 0 | 0 | 0 | WT_off | 0 | 0 | 0 | 0 | 0 | 0
| ==== Emission Program: CAIRNOxAnnual : (NOx) ==== | MAPP_US | Midwest | Other | PseudoUnit | 0 | 0 | 0 | 0 | 0 | 0 | PseudoUnit | 0 | 0 | 0 | 0 | 0 | 0
| ==== Emission Program: CAIRNOxAnnual : (NOx) ==== | MAPP_US | Midwest | HQ/Maritimes | FixedInterchange | 0 | 0 | 0 | 0 | 0 | 0 | FixedInterchange | 0 | 0 | 0 | 0 | 0 | 0
==== Emission Program: CAIRNOxAnnual : (NOx) ====
| ==== Emission Program: CAIRNOxAnnual : (NOx) ==== |  |  |  | Emission Cost by Reporting Type: MISO_IN | [6 empty] | Emission Cost by Reporting Type: MISO_IN
| ==== Emission Program: CAIRNOxAnnual : (NOx) ==== |  |  |  | ReportingType | 2015 | 2020 | 2025 | 2030 | 2035 | 2040 | ReportingType | 2015 | 2020 | 2025 | 2030 | 2035 | 2040
| ==== Emission Program: CAIRNOxAnnual : (NOx) ==== | MISO_IN | Midwest | Other Renew | BM | 0 | 0 | 0 | 0 | 0 | 0 | BM | 0 | 0 | 0 | 0 | 0 | 0
| ==== Emission Program: CAIRNOxAnnual : (NOx) ==== | MISO_IN | Midwest | CC | CC | 0 | 0 | 0 | 0 | 0 | 0 | CC | 0 | 0 | 0 | 0 | 0 | 0
| ==== Emission Program: CAIRNOxAnnual : (NOx) ==== | MISO_IN | Midwest | Other Renew | CSP | 0 | 0 | 0 | 0 | 0 | 0 | CSP | 0 | 0 | 0 | 0 | 0 | 0
| ==== Emission Program: CAIRNOxAnnual : (NOx) ==== | MISO_IN | Midwest | CT | CT | 0 | 0 | 0 | 0 | 0 | 0 | CT | 0 | 0 | 0 | 0 | 0 | 0
| ==== Emission Program: CAIRNOxAnnual : (NOx) ==== | MISO_IN | Midwest | Coal | Coal | 0 | 0 | 0 | 0 | 0 | 0 | Coal | 0 | 0 | 0 | 0 | 0 | 0
| ==== Emission Program: CAIRNOxAnnual : (NOx) ==== | MISO_IN | Midwest | Other Renew | Geo | 0 | 0 | 0 | 0 | 0 | 0 | Geo | 0 | 0 | 0 | 0 | 0 | 0
| ==== Emission Program: CAIRNOxAnnual : (NOx) ==== | MISO_IN | Midwest | Hydro | H | 0 | 0 | 0 | 0 | 0 | 0 | H | 0 | 0 | 0 | 0 | 0 | 0
| ==== Emission Program: CAIRNOxAnnual : (NOx) ==== | MISO_IN | Midwest | Other Renew | LFG | 0 | 0 | 0 | 0 | 0 | 0 | LFG | 0 | 0 | 0 | 0 | 0 | 0
| ==== Emission Program: CAIRNOxAnnual : (NOx) ==== | MISO_IN | Midwest | Nuclear | Nuc | 0 | 0 | 0 | 0 | 0 | 0 | Nuc | 0 | 0 | 0 | 0 | 0 | 0
| ==== Emission Program: CAIRNOxAnnual : (NOx) ==== | MISO_IN | Midwest | Other | PS | 0 | 0 | 0 | 0 | 0 | 0 | PS | 0 | 0 | 0 | 0 | 0 | 0
| ==== Emission Program: CAIRNOxAnnual : (NOx) ==== | MISO_IN | Midwest | Other Renew | PV | 0 | 0 | 0 | 0 | 0 | 0 | PV | 0 | 0 | 0 | 0 | 0 | 0
| ==== Emission Program: CAIRNOxAnnual : (NOx) ==== | MISO_IN | Midwest | CT | PeakG | 0 | 0 | 0 | 0 | 0 | 0 | PeakG | 0 | 0 | 0 | 0 | 0 | 0
| ==== Emission Program: CAIRNOxAnnual : (NOx) ==== | MISO_IN | Midwest | CT | PeakO | 0 | 0 | 0 | 0 | 0 | 0 | PeakO | 0 | 0 | 0 | 0 | 0 | 0
| ==== Emission Program: CAIRNOxAnnual : (NOx) ==== | MISO_IN | Midwest | Other Renew | ST | 0 | 0 | 0 | 0 | 0 | 0 | ST | 0 | 0 | 0 | 0 | 0 | 0
| ==== Emission Program: CAIRNOxAnnual : (NOx) ==== | MISO_IN | Midwest | Steam O/G | STOG | 0 | 0 | 0 | 0 | 0 | 0 | STOG | 0 | 0 | 0 | 0 | 0 | 0
| ==== Emission Program: CAIRNOxAnnual : (NOx) ==== | MISO_IN | Midwest | Other Renew | STWD | 0 | 0 | 0 | 0 | 0 | 0 | STWD | 0 | 0 | 0 | 0 | 0 | 0
| ==== Emission Program: CAIRNOxAnnual : (NOx) ==== | MISO_IN | Midwest | On-shore Wind | WT | 0 | 0 | 0 | 0 | 0 | 0 | WT | 0 | 0 | 0 | 0 | 0 | 0
| ==== Emission Program: CAIRNOxAnnual : (NOx) ==== | MISO_IN | Midwest | Coal | IGCC | 0 | 0 | 0 | 0 | 0 | 0 | IGCC | 0 | 0 | 0 | 0 | 0 | 0
| ==== Emission Program: CAIRNOxAnnual : (NOx) ==== | MISO_IN | Midwest | DR | DemandResponse | 0 | 0 | 0 | 0 | 0 | 0 | DemandResponse | 0 | 0 | 0 | 0 | 0 | 0
| ==== Emission Program: CAIRNOxAnnual : (NOx) ==== | MISO_IN | Midwest | Coal-CCS | IGCC-CCS | 0 | 0 | 0 | 0 | 0 | 0 | IGCC-CCS | 0 | 0 | 0 | 0 | 0 | 0
| ==== Emission Program: CAIRNOxAnnual : (NOx) ==== | MISO_IN | Midwest | Off-shore Wind | WT_off | 0 | 0 | 0 | 0 | 0 | 0 | WT_off | 0 | 0 | 0 | 0 | 0 | 0
| ==== Emission Program: CAIRNOxAnnual : (NOx) ==== | MISO_IN | Midwest | Other | PseudoUnit | 0 | 0 | 0 | 0 | 0 | 0 | PseudoUnit | 0 | 0 | 0 | 0 | 0 | 0
| ==== Emission Program: CAIRNOxAnnual : (NOx) ==== | MISO_IN | Midwest | HQ/Maritimes | FixedInterchange | 0 | 0 | 0 | 0 | 0 | 0 | FixedInterchange | 0 | 0 | 0 | 0 | 0 | 0
==== Emission Program: CAIRNOxAnnual : (NOx) ====
| ==== Emission Program: CAIRNOxAnnual : (NOx) ==== |  |  |  | Emission Cost by Reporting Type: MISO_MI | [6 empty] | Emission Cost by Reporting Type: MISO_MI
| ==== Emission Program: CAIRNOxAnnual : (NOx) ==== |  |  |  | ReportingType | 2015 | 2020 | 2025 | 2030 | 2035 | 2040 | ReportingType | 2015 | 2020 | 2025 | 2030 | 2035 | 2040
| ==== Emission Program: CAIRNOxAnnual : (NOx) ==== | MISO_MI | Midwest | Other Renew | BM | 0 | 0 | 0 | 0 | 0 | 0 | BM | 0 | 0 | 0 | 0 | 0 | 0
| ==== Emission Program: CAIRNOxAnnual : (NOx) ==== | MISO_MI | Midwest | CC | CC | 0 | 0 | 0 | 0 | 0 | 0 | CC | 0 | 0 | 0 | 0 | 0 | 0
| ==== Emission Program: CAIRNOxAnnual : (NOx) ==== | MISO_MI | Midwest | Other Renew | CSP | 0 | 0 | 0 | 0 | 0 | 0 | CSP | 0 | 0 | 0 | 0 | 0 | 0
| ==== Emission Program: CAIRNOxAnnual : (NOx) ==== | MISO_MI | Midwest | CT | CT | 0 | 0 | 0 | 0 | 0 | 0 | CT | 0 | 0 | 0 | 0 | 0 | 0
| ==== Emission Program: CAIRNOxAnnual : (NOx) ==== | MISO_MI | Midwest | Coal | Coal | 0 | 0 | 0 | 0 | 0 | 0 | Coal | 0 | 0 | 0 | 0 | 0 | 0
| ==== Emission Program: CAIRNOxAnnual : (NOx) ==== | MISO_MI | Midwest | Other Renew | Geo | 0 | 0 | 0 | 0 | 0 | 0 | Geo | 0 | 0 | 0 | 0 | 0 | 0
| ==== Emission Program: CAIRNOxAnnual : (NOx) ==== | MISO_MI | Midwest | Hydro | H | 0 | 0 | 0 | 0 | 0 | 0 | H | 0 | 0 | 0 | 0 | 0 | 0
| ==== Emission Program: CAIRNOxAnnual : (NOx) ==== | MISO_MI | Midwest | Other Renew | LFG | 0 | 0 | 0 | 0 | 0 | 0 | LFG | 0 | 0 | 0 | 0 | 0 | 0
| ==== Emission Program: CAIRNOxAnnual : (NOx) ==== | MISO_MI | Midwest | Nuclear | Nuc | 0 | 0 | 0 | 0 | 0 | 0 | Nuc | 0 | 0 | 0 | 0 | 0 | 0
| ==== Emission Program: CAIRNOxAnnual : (NOx) ==== | MISO_MI | Midwest | Other | PS | 0 | 0 | 0 | 0 | 0 | 0 | PS | 0 | 0 | 0 | 0 | 0 | 0
| ==== Emission Program: CAIRNOxAnnual : (NOx) ==== | MISO_MI | Midwest | Other Renew | PV | 0 | 0 | 0 | 0 | 0 | 0 | PV | 0 | 0 | 0 | 0 | 0 | 0
| ==== Emission Program: CAIRNOxAnnual : (NOx) ==== | MISO_MI | Midwest | CT | PeakG | 0 | 0 | 0 | 0 | 0 | 0 | PeakG | 0 | 0 | 0 | 0 | 0 | 0
| ==== Emission Program: CAIRNOxAnnual : (NOx) ==== | MISO_MI | Midwest | CT | PeakO | 0 | 0 | 0 | 0 | 0 | 0 | PeakO | 0 | 0 | 0 | 0 | 0 | 0
| ==== Emission Program: CAIRNOxAnnual : (NOx) ==== | MISO_MI | Midwest | Other Renew | ST | 0 | 0 | 0 | 0 | 0 | 0 | ST | 0 | 0 | 0 | 0 | 0 | 0
| ==== Emission Program: CAIRNOxAnnual : (NOx) ==== | MISO_MI | Midwest | Steam O/G | STOG | 0 | 0 | 0 | 0 | 0 | 0 | STOG | 0 | 0 | 0 | 0 | 0 | 0
| ==== Emission Program: CAIRNOxAnnual : (NOx) ==== | MISO_MI | Midwest | Other Renew | STWD | 0 | 0 | 0 | 0 | 0 | 0 | STWD | 0 | 0 | 0 | 0 | 0 | 0
| ==== Emission Program: CAIRNOxAnnual : (NOx) ==== | MISO_MI | Midwest | On-shore Wind | WT | 0 | 0 | 0 | 0 | 0 | 0 | WT | 0 | 0 | 0 | 0 | 0 | 0
| ==== Emission Program: CAIRNOxAnnual : (NOx) ==== | MISO_MI | Midwest | Coal | IGCC | 0 | 0 | 0 | 0 | 0 | 0 | IGCC | 0 | 0 | 0 | 0 | 0 | 0
| ==== Emission Program: CAIRNOxAnnual : (NOx) ==== | MISO_MI | Midwest | DR | DemandResponse | 0 | 0 | 0 | 0 | 0 | 0 | DemandResponse | 0 | 0 | 0 | 0 | 0 | 0
| ==== Emission Program: CAIRNOxAnnual : (NOx) ==== | MISO_MI | Midwest | Coal-CCS | IGCC-CCS | 0 | 0 | 0 | 0 | 0 | 0 | IGCC-CCS | 0 | 0 | 0 | 0 | 0 | 0
| ==== Emission Program: CAIRNOxAnnual : (NOx) ==== | MISO_MI | Midwest | Off-shore Wind | WT_off | 0 | 0 | 0 | 0 | 0 | 0 | WT_off | 0 | 0 | 0 | 0 | 0 | 0
| ==== Emission Program: CAIRNOxAnnual : (NOx) ==== | MISO_MI | Midwest | Other | PseudoUnit | 0 | 0 | 0 | 0 | 0 | 0 | PseudoUnit | 0 | 0 | 0 | 0 | 0 | 0
| ==== Emission Program: CAIRNOxAnnual : (NOx) ==== | MISO_MI | Midwest | HQ/Maritimes | FixedInterchange | 0 | 0 | 0 | 0 | 0 | 0 | FixedInterchange | 0 | 0 | 0 | 0 | 0 | 0
==== Emission Program: CAIRNOxAnnual : (NOx) ====
| ==== Emission Program: CAIRNOxAnnual : (NOx) ==== |  |  |  | Emission Cost by Reporting Type: MISO_MO-IL | [6 empty] | Emission Cost by Reporting Type: MISO_MO-IL
| ==== Emission Program: CAIRNOxAnnual : (NOx) ==== |  |  |  | ReportingType | 2015 | 2020 | 2025 | 2030 | 2035 | 2040 | ReportingType | 2015 | 2020 | 2025 | 2030 | 2035 | 2040
| ==== Emission Program: CAIRNOxAnnual : (NOx) ==== | MISO_MO-IL | Midwest | Other Renew | BM | 0 | 0 | 0 | 0 | 0 | 0 | BM | 0 | 0 | 0 | 0 | 0 | 0
| ==== Emission Program: CAIRNOxAnnual : (NOx) ==== | MISO_MO-IL | Midwest | CC | CC | 0 | 0 | 0 | 0 | 0 | 0 | CC | 0 | 0 | 0 | 0 | 0 | 0
| ==== Emission Program: CAIRNOxAnnual : (NOx) ==== | MISO_MO-IL | Midwest | Other Renew | CSP | 0 | 0 | 0 | 0 | 0 | 0 | CSP | 0 | 0 | 0 | 0 | 0 | 0
| ==== Emission Program: CAIRNOxAnnual : (NOx) ==== | MISO_MO-IL | Midwest | CT | CT | 0 | 0 | 0 | 0 | 0 | 0 | CT | 0 | 0 | 0 | 0 | 0 | 0
| ==== Emission Program: CAIRNOxAnnual : (NOx) ==== | MISO_MO-IL | Midwest | Coal | Coal | 0 | 0 | 0 | 0 | 0 | 0 | Coal | 0 | 0 | 0 | 0 | 0 | 0
| ==== Emission Program: CAIRNOxAnnual : (NOx) ==== | MISO_MO-IL | Midwest | Other Renew | Geo | 0 | 0 | 0 | 0 | 0 | 0 | Geo | 0 | 0 | 0 | 0 | 0 | 0
| ==== Emission Program: CAIRNOxAnnual : (NOx) ==== | MISO_MO-IL | Midwest | Hydro | H | 0 | 0 | 0 | 0 | 0 | 0 | H | 0 | 0 | 0 | 0 | 0 | 0
| ==== Emission Program: CAIRNOxAnnual : (NOx) ==== | MISO_MO-IL | Midwest | Other Renew | LFG | 0 | 0 | 0 | 0 | 0 | 0 | LFG | 0 | 0 | 0 | 0 | 0 | 0
| ==== Emission Program: CAIRNOxAnnual : (NOx) ==== | MISO_MO-IL | Midwest | Nuclear | Nuc | 0 | 0 | 0 | 0 | 0 | 0 | Nuc | 0 | 0 | 0 | 0 | 0 | 0
| ==== Emission Program: CAIRNOxAnnual : (NOx) ==== | MISO_MO-IL | Midwest | Other | PS | 0 | 0 | 0 | 0 | 0 | 0 | PS | 0 | 0 | 0 | 0 | 0 | 0
| ==== Emission Program: CAIRNOxAnnual : (NOx) ==== | MISO_MO-IL | Midwest | Other Renew | PV | 0 | 0 | 0 | 0 | 0 | 0 | PV | 0 | 0 | 0 | 0 | 0 | 0
| ==== Emission Program: CAIRNOxAnnual : (NOx) ==== | MISO_MO-IL | Midwest | CT | PeakG | 0 | 0 | 0 | 0 | 0 | 0 | PeakG | 0 | 0 | 0 | 0 | 0 | 0
| ==== Emission Program: CAIRNOxAnnual : (NOx) ==== | MISO_MO-IL | Midwest | CT | PeakO | 0 | 0 | 0 | 0 | 0 | 0 | PeakO | 0 | 0 | 0 | 0 | 0 | 0
| ==== Emission Program: CAIRNOxAnnual : (NOx) ==== | MISO_MO-IL | Midwest | Other Renew | ST | 0 | 0 | 0 | 0 | 0 | 0 | ST | 0 | 0 | 0 | 0 | 0 | 0
| ==== Emission Program: CAIRNOxAnnual : (NOx) ==== | MISO_MO-IL | Midwest | Steam O/G | STOG | 0 | 0 | 0 | 0 | 0 | 0 | STOG | 0 | 0 | 0 | 0 | 0 | 0
| ==== Emission Program: CAIRNOxAnnual : (NOx) ==== | MISO_MO-IL | Midwest | Other Renew | STWD | 0 | 0 | 0 | 0 | 0 | 0 | STWD | 0 | 0 | 0 | 0 | 0 | 0
| ==== Emission Program: CAIRNOxAnnual : (NOx) ==== | MISO_MO-IL | Midwest | On-shore Wind | WT | 0 | 0 | 0 | 0 | 0 | 0 | WT | 0 | 0 | 0 | 0 | 0 | 0
| ==== Emission Program: CAIRNOxAnnual : (NOx) ==== | MISO_MO-IL | Midwest | Coal | IGCC | 0 | 0 | 0 | 0 | 0 | 0 | IGCC | 0 | 0 | 0 | 0 | 0 | 0
| ==== Emission Program: CAIRNOxAnnual : (NOx) ==== | MISO_MO-IL | Midwest | DR | DemandResponse | 0 | 0 | 0 | 0 | 0 | 0 | DemandResponse | 0 | 0 | 0 | 0 | 0 | 0
| ==== Emission Program: CAIRNOxAnnual : (NOx) ==== | MISO_MO-IL | Midwest | Coal-CCS | IGCC-CCS | 0 | 0 | 0 | 0 | 0 | 0 | IGCC-CCS | 0 | 0 | 0 | 0 | 0 | 0
| ==== Emission Program: CAIRNOxAnnual : (NOx) ==== | MISO_MO-IL | Midwest | Off-shore Wind | WT_off | 0 | 0 | 0 | 0 | 0 | 0 | WT_off | 0 | 0 | 0 | 0 | 0 | 0
| ==== Emission Program: CAIRNOxAnnual : (NOx) ==== | MISO_MO-IL | Midwest | Other | PseudoUnit | 0 | 0 | 0 | 0 | 0 | 0 | PseudoUnit | 0 | 0 | 0 | 0 | 0 | 0
| ==== Emission Program: CAIRNOxAnnual : (NOx) ==== | MISO_MO-IL | Midwest | HQ/Maritimes | FixedInterchange | 0 | 0 | 0 | 0 | 0 | 0 | FixedInterchange | 0 | 0 | 0 | 0 | 0 | 0
==== Emission Program: CAIRNOxAnnual : (NOx) ====
| ==== Emission Program: CAIRNOxAnnual : (NOx) ==== |  |  |  | Emission Cost by Reporting Type: MISO_W | [6 empty] | Emission Cost by Reporting Type: MISO_W
| ==== Emission Program: CAIRNOxAnnual : (NOx) ==== |  |  |  | ReportingType | 2015 | 2020 | 2025 | 2030 | 2035 | 2040 | ReportingType | 2015 | 2020 | 2025 | 2030 | 2035 | 2040
| ==== Emission Program: CAIRNOxAnnual : (NOx) ==== | MISO_W | Midwest | Other Renew | BM | 0 | 0 | 0 | 0 | 0 | 0 | BM | 0 | 0 | 0 | 0 | 0 | 0
| ==== Emission Program: CAIRNOxAnnual : (NOx) ==== | MISO_W | Midwest | CC | CC | 0 | 0 | 0 | 0 | 0 | 0 | CC | 0 | 0 | 0 | 0 | 0 | 0
| ==== Emission Program: CAIRNOxAnnual : (NOx) ==== | MISO_W | Midwest | Other Renew | CSP | 0 | 0 | 0 | 0 | 0 | 0 | CSP | 0 | 0 | 0 | 0 | 0 | 0
| ==== Emission Program: CAIRNOxAnnual : (NOx) ==== | MISO_W | Midwest | CT | CT | 0 | 0 | 0 | 0 | 0 | 0 | CT | 0 | 0 | 0 | 0 | 0 | 0
| ==== Emission Program: CAIRNOxAnnual : (NOx) ==== | MISO_W | Midwest | Coal | Coal | 0 | 0 | 0 | 0 | 0 | 0 | Coal | 0 | 0 | 0 | 0 | 0 | 0
| ==== Emission Program: CAIRNOxAnnual : (NOx) ==== | MISO_W | Midwest | Other Renew | Geo | 0 | 0 | 0 | 0 | 0 | 0 | Geo | 0 | 0 | 0 | 0 | 0 | 0
| ==== Emission Program: CAIRNOxAnnual : (NOx) ==== | MISO_W | Midwest | Hydro | H | 0 | 0 | 0 | 0 | 0 | 0 | H | 0 | 0 | 0 | 0 | 0 | 0
| ==== Emission Program: CAIRNOxAnnual : (NOx) ==== | MISO_W | Midwest | Other Renew | LFG | 0 | 0 | 0 | 0 | 0 | 0 | LFG | 0 | 0 | 0 | 0 | 0 | 0
| ==== Emission Program: CAIRNOxAnnual : (NOx) ==== | MISO_W | Midwest | Nuclear | Nuc | 0 | 0 | 0 | 0 | 0 | 0 | Nuc | 0 | 0 | 0 | 0 | 0 | 0
| ==== Emission Program: CAIRNOxAnnual : (NOx) ==== | MISO_W | Midwest | Other | PS | 0 | 0 | 0 | 0 | 0 | 0 | PS | 0 | 0 | 0 | 0 | 0 | 0
| ==== Emission Program: CAIRNOxAnnual : (NOx) ==== | MISO_W | Midwest | Other Renew | PV | 0 | 0 | 0 | 0 | 0 | 0 | PV | 0 | 0 | 0 | 0 | 0 | 0
| ==== Emission Program: CAIRNOxAnnual : (NOx) ==== | MISO_W | Midwest | CT | PeakG | 0 | 0 | 0 | 0 | 0 | 0 | PeakG | 0 | 0 | 0 | 0 | 0 | 0
| ==== Emission Program: CAIRNOxAnnual : (NOx) ==== | MISO_W | Midwest | CT | PeakO | 0 | 0 | 0 | 0 | 0 | 0 | PeakO | 0 | 0 | 0 | 0 | 0 | 0
| ==== Emission Program: CAIRNOxAnnual : (NOx) ==== | MISO_W | Midwest | Other Renew | ST | 0 | 0 | 0 | 0 | 0 | 0 | ST | 0 | 0 | 0 | 0 | 0 | 0
| ==== Emission Program: CAIRNOxAnnual : (NOx) ==== | MISO_W | Midwest | Steam O/G | STOG | 0 | 0 | 0 | 0 | 0 | 0 | STOG | 0 | 0 | 0 | 0 | 0 | 0
| ==== Emission Program: CAIRNOxAnnual : (NOx) ==== | MISO_W | Midwest | Other Renew | STWD | 0 | 0 | 0 | 0 | 0 | 0 | STWD | 0 | 0 | 0 | 0 | 0 | 0
| ==== Emission Program: CAIRNOxAnnual : (NOx) ==== | MISO_W | Midwest | On-shore Wind | WT | 0 | 0 | 0 | 0 | 0 | 0 | WT | 0 | 0 | 0 | 0 | 0 | 0
| ==== Emission Program: CAIRNOxAnnual : (NOx) ==== | MISO_W | Midwest | Coal | IGCC | 0 | 0 | 0 | 0 | 0 | 0 | IGCC | 0 | 0 | 0 | 0 | 0 | 0
| ==== Emission Program: CAIRNOxAnnual : (NOx) ==== | MISO_W | Midwest | DR | DemandResponse | 0 | 0 | 0 | 0 | 0 | 0 | DemandResponse | 0 | 0 | 0 | 0 | 0 | 0
| ==== Emission Program: CAIRNOxAnnual : (NOx) ==== | MISO_W | Midwest | Coal-CCS | IGCC-CCS | 0 | 0 | 0 | 0 | 0 | 0 | IGCC-CCS | 0 | 0 | 0 | 0 | 0 | 0
| ==== Emission Program: CAIRNOxAnnual : (NOx) ==== | MISO_W | Midwest | Off-shore Wind | WT_off | 0 | 0 | 0 | 0 | 0 | 0 | WT_off | 0 | 0 | 0 | 0 | 0 | 0
| ==== Emission Program: CAIRNOxAnnual : (NOx) ==== | MISO_W | Midwest | Other | PseudoUnit | 0 | 0 | 0 | 0 | 0 | 0 | PseudoUnit | 0 | 0 | 0 | 0 | 0 | 0
| ==== Emission Program: CAIRNOxAnnual : (NOx) ==== | MISO_W | Midwest | HQ/Maritimes | FixedInterchange | 0 | 0 | 0 | 0 | 0 | 0 | FixedInterchange | 0 | 0 | 0 | 0 | 0 | 0
==== Emission Program: CAIRNOxAnnual : (NOx) ====
| ==== Emission Program: CAIRNOxAnnual : (NOx) ==== |  |  |  | Emission Cost by Reporting Type: MISO_WUMS | [6 empty] | Emission Cost by Reporting Type: MISO_WUMS
| ==== Emission Program: CAIRNOxAnnual : (NOx) ==== |  |  |  | ReportingType | 2015 | 2020 | 2025 | 2030 | 2035 | 2040 | ReportingType | 2015 | 2020 | 2025 | 2030 | 2035 | 2040
| ==== Emission Program: CAIRNOxAnnual : (NOx) ==== | MISO_WUMS | Midwest | Other Renew | BM | 0 | 0 | 0 | 0 | 0 | 0 | BM | 0 | 0 | 0 | 0 | 0 | 0
| ==== Emission Program: CAIRNOxAnnual : (NOx) ==== | MISO_WUMS | Midwest | CC | CC | 0 | 0 | 0 | 0 | 0 | 0 | CC | 0 | 0 | 0 | 0 | 0 | 0
| ==== Emission Program: CAIRNOxAnnual : (NOx) ==== | MISO_WUMS | Midwest | Other Renew | CSP | 0 | 0 | 0 | 0 | 0 | 0 | CSP | 0 | 0 | 0 | 0 | 0 | 0
| ==== Emission Program: CAIRNOxAnnual : (NOx) ==== | MISO_WUMS | Midwest | CT | CT | 0 | 0 | 0 | 0 | 0 | 0 | CT | 0 | 0 | 0 | 0 | 0 | 0
| ==== Emission Program: CAIRNOxAnnual : (NOx) ==== | MISO_WUMS | Midwest | Coal | Coal | 0 | 0 | 0 | 0 | 0 | 0 | Coal | 0 | 0 | 0 | 0 | 0 | 0
| ==== Emission Program: CAIRNOxAnnual : (NOx) ==== | MISO_WUMS | Midwest | Other Renew | Geo | 0 | 0 | 0 | 0 | 0 | 0 | Geo | 0 | 0 | 0 | 0 | 0 | 0
| ==== Emission Program: CAIRNOxAnnual : (NOx) ==== | MISO_WUMS | Midwest | Hydro | H | 0 | 0 | 0 | 0 | 0 | 0 | H | 0 | 0 | 0 | 0 | 0 | 0
| ==== Emission Program: CAIRNOxAnnual : (NOx) ==== | MISO_WUMS | Midwest | Other Renew | LFG | 0 | 0 | 0 | 0 | 0 | 0 | LFG | 0 | 0 | 0 | 0 | 0 | 0
| ==== Emission Program: CAIRNOxAnnual : (NOx) ==== | MISO_WUMS | Midwest | Nuclear | Nuc | 0 | 0 | 0 | 0 | 0 | 0 | Nuc | 0 | 0 | 0 | 0 | 0 | 0
| ==== Emission Program: CAIRNOxAnnual : (NOx) ==== | MISO_WUMS | Midwest | Other | PS | 0 | 0 | 0 | 0 | 0 | 0 | PS | 0 | 0 | 0 | 0 | 0 | 0
| ==== Emission Program: CAIRNOxAnnual : (NOx) ==== | MISO_WUMS | Midwest | Other Renew | PV | 0 | 0 | 0 | 0 | 0 | 0 | PV | 0 | 0 | 0 | 0 | 0 | 0
| ==== Emission Program: CAIRNOxAnnual : (NOx) ==== | MISO_WUMS | Midwest | CT | PeakG | 0 | 0 | 0 | 0 | 0 | 0 | PeakG | 0 | 0 | 0 | 0 | 0 | 0
| ==== Emission Program: CAIRNOxAnnual : (NOx) ==== | MISO_WUMS | Midwest | CT | PeakO | 0 | 0 | 0 | 0 | 0 | 0 | PeakO | 0 | 0 | 0 | 0 | 0 | 0
| ==== Emission Program: CAIRNOxAnnual : (NOx) ==== | MISO_WUMS | Midwest | Other Renew | ST | 0 | 0 | 0 | 0 | 0 | 0 | ST | 0 | 0 | 0 | 0 | 0 | 0
| ==== Emission Program: CAIRNOxAnnual : (NOx) ==== | MISO_WUMS | Midwest | Steam O/G | STOG | 0 | 0 | 0 | 0 | 0 | 0 | STOG | 0 | 0 | 0 | 0 | 0 | 0
| ==== Emission Program: CAIRNOxAnnual : (NOx) ==== | MISO_WUMS | Midwest | Other Renew | STWD | 0 | 0 | 0 | 0 | 0 | 0 | STWD | 0 | 0 | 0 | 0 | 0 | 0
| ==== Emission Program: CAIRNOxAnnual : (NOx) ==== | MISO_WUMS | Midwest | On-shore Wind | WT | 0 | 0 | 0 | 0 | 0 | 0 | WT | 0 | 0 | 0 | 0 | 0 | 0
| ==== Emission Program: CAIRNOxAnnual : (NOx) ==== | MISO_WUMS | Midwest | Coal | IGCC | 0 | 0 | 0 | 0 | 0 | 0 | IGCC | 0 | 0 | 0 | 0 | 0 | 0
| ==== Emission Program: CAIRNOxAnnual : (NOx) ==== | MISO_WUMS | Midwest | DR | DemandResponse | 0 | 0 | 0 | 0 | 0 | 0 | DemandResponse | 0 | 0 | 0 | 0 | 0 | 0
| ==== Emission Program: CAIRNOxAnnual : (NOx) ==== | MISO_WUMS | Midwest | Coal-CCS | IGCC-CCS | 0 | 0 | 0 | 0 | 0 | 0 | IGCC-CCS | 0 | 0 | 0 | 0 | 0 | 0
| ==== Emission Program: CAIRNOxAnnual : (NOx) ==== | MISO_WUMS | Midwest | Off-shore Wind | WT_off | 0 | 0 | 0 | 0 | 0 | 0 | WT_off | 0 | 0 | 0 | 0 | 0 | 0
| ==== Emission Program: CAIRNOxAnnual : (NOx) ==== | MISO_WUMS | Midwest | Other | PseudoUnit | 0 | 0 | 0 | 0 | 0 | 0 | PseudoUnit | 0 | 0 | 0 | 0 | 0 | 0
| ==== Emission Program: CAIRNOxAnnual : (NOx) ==== | MISO_WUMS | Midwest | HQ/Maritimes | FixedInterchange | 0 | 0 | 0 | 0 | 0 | 0 | FixedInterchange | 0 | 0 | 0 | 0 | 0 | 0
==== Emission Program: CAIRNOxAnnual : (NOx) ====
| ==== Emission Program: CAIRNOxAnnual : (NOx) ==== |  |  |  | Emission Cost by Reporting Type: Nebraska | [6 empty] | Emission Cost by Reporting Type: Nebraska
| ==== Emission Program: CAIRNOxAnnual : (NOx) ==== |  |  |  | ReportingType | 2015 | 2020 | 2025 | 2030 | 2035 | 2040 | ReportingType | 2015 | 2020 | 2025 | 2030 | 2035 | 2040
| ==== Emission Program: CAIRNOxAnnual : (NOx) ==== | NE | Southwest | Other Renew | BM | 0 | 0 | 0 | 0 | 0 | 0 | BM | 0 | 0 | 0 | 0 | 0 | 0
| ==== Emission Program: CAIRNOxAnnual : (NOx) ==== | NE | Southwest | CC | CC | 0 | 0 | 0 | 0 | 0 | 0 | CC | 0 | 0 | 0 | 0 | 0 | 0
| ==== Emission Program: CAIRNOxAnnual : (NOx) ==== | NE | Southwest | Other Renew | CSP | 0 | 0 | 0 | 0 | 0 | 0 | CSP | 0 | 0 | 0 | 0 | 0 | 0
| ==== Emission Program: CAIRNOxAnnual : (NOx) ==== | NE | Southwest | CT | CT | 0 | 0 | 0 | 0 | 0 | 0 | CT | 0 | 0 | 0 | 0 | 0 | 0
| ==== Emission Program: CAIRNOxAnnual : (NOx) ==== | NE | Southwest | Coal | Coal | 0 | 0 | 0 | 0 | 0 | 0 | Coal | 0 | 0 | 0 | 0 | 0 | 0
| ==== Emission Program: CAIRNOxAnnual : (NOx) ==== | NE | Southwest | Other Renew | Geo | 0 | 0 | 0 | 0 | 0 | 0 | Geo | 0 | 0 | 0 | 0 | 0 | 0
| ==== Emission Program: CAIRNOxAnnual : (NOx) ==== | NE | Southwest | Hydro | H | 0 | 0 | 0 | 0 | 0 | 0 | H | 0 | 0 | 0 | 0 | 0 | 0
| ==== Emission Program: CAIRNOxAnnual : (NOx) ==== | NE | Southwest | Other Renew | LFG | 0 | 0 | 0 | 0 | 0 | 0 | LFG | 0 | 0 | 0 | 0 | 0 | 0
| ==== Emission Program: CAIRNOxAnnual : (NOx) ==== | NE | Southwest | Nuclear | Nuc | 0 | 0 | 0 | 0 | 0 | 0 | Nuc | 0 | 0 | 0 | 0 | 0 | 0
| ==== Emission Program: CAIRNOxAnnual : (NOx) ==== | NE | Southwest | Other | PS | 0 | 0 | 0 | 0 | 0 | 0 | PS | 0 | 0 | 0 | 0 | 0 | 0
| ==== Emission Program: CAIRNOxAnnual : (NOx) ==== | NE | Southwest | Other Renew | PV | 0 | 0 | 0 | 0 | 0 | 0 | PV | 0 | 0 | 0 | 0 | 0 | 0
| ==== Emission Program: CAIRNOxAnnual : (NOx) ==== | NE | Southwest | CT | PeakG | 0 | 0 | 0 | 0 | 0 | 0 | PeakG | 0 | 0 | 0 | 0 | 0 | 0
| ==== Emission Program: CAIRNOxAnnual : (NOx) ==== | NE | Southwest | CT | PeakO | 0 | 0 | 0 | 0 | 0 | 0 | PeakO | 0 | 0 | 0 | 0 | 0 | 0
| ==== Emission Program: CAIRNOxAnnual : (NOx) ==== | NE | Southwest | Other Renew | ST | 0 | 0 | 0 | 0 | 0 | 0 | ST | 0 | 0 | 0 | 0 | 0 | 0
| ==== Emission Program: CAIRNOxAnnual : (NOx) ==== | NE | Southwest | Steam O/G | STOG | 0 | 0 | 0 | 0 | 0 | 0 | STOG | 0 | 0 | 0 | 0 | 0 | 0
| ==== Emission Program: CAIRNOxAnnual : (NOx) ==== | NE | Southwest | Other Renew | STWD | 0 | 0 | 0 | 0 | 0 | 0 | STWD | 0 | 0 | 0 | 0 | 0 | 0
| ==== Emission Program: CAIRNOxAnnual : (NOx) ==== | NE | Southwest | On-shore Wind | WT | 0 | 0 | 0 | 0 | 0 | 0 | WT | 0 | 0 | 0 | 0 | 0 | 0
| ==== Emission Program: CAIRNOxAnnual : (NOx) ==== | NE | Southwest | Coal | IGCC | 0 | 0 | 0 | 0 | 0 | 0 | IGCC | 0 | 0 | 0 | 0 | 0 | 0
| ==== Emission Program: CAIRNOxAnnual : (NOx) ==== | NE | Southwest | DR | DemandResponse | 0 | 0 | 0 | 0 | 0 | 0 | DemandResponse | 0 | 0 | 0 | 0 | 0 | 0
| ==== Emission Program: CAIRNOxAnnual : (NOx) ==== | NE | Southwest | Coal-CCS | IGCC-CCS | 0 | 0 | 0 | 0 | 0 | 0 | IGCC-CCS | 0 | 0 | 0 | 0 | 0 | 0
| ==== Emission Program: CAIRNOxAnnual : (NOx) ==== | NE | Southwest | Off-shore Wind | WT_off | 0 | 0 | 0 | 0 | 0 | 0 | WT_off | 0 | 0 | 0 | 0 | 0 | 0
| ==== Emission Program: CAIRNOxAnnual : (NOx) ==== | NE | Southwest | Other | PseudoUnit | 0 | 0 | 0 | 0 | 0 | 0 | PseudoUnit | 0 | 0 | 0 | 0 | 0 | 0
| ==== Emission Program: CAIRNOxAnnual : (NOx) ==== | NE | Southwest | HQ/Maritimes | FixedInterchange | 0 | 0 | 0 | 0 | 0 | 0 | FixedInterchange | 0 | 0 | 0 | 0 | 0 | 0
==== Emission Program: CAIRNOxAnnual : (NOx) ====
| ==== Emission Program: CAIRNOxAnnual : (NOx) ==== |  |  |  | Emission Cost by Reporting Type: NEISO | [6 empty] | Emission Cost by Reporting Type: NEISO
| ==== Emission Program: CAIRNOxAnnual : (NOx) ==== |  |  |  | ReportingType | 2015 | 2020 | 2025 | 2030 | 2035 | 2040 | ReportingType | 2015 | 2020 | 2025 | 2030 | 2035 | 2040
| ==== Emission Program: CAIRNOxAnnual : (NOx) ==== | NEISO | Northeast | Other Renew | BM | 0 | 0 | 0 | 0 | 0 | 0 | BM | 0 | 0 | 0 | 0 | 0 | 0
| ==== Emission Program: CAIRNOxAnnual : (NOx) ==== | NEISO | Northeast | CC | CC | 0 | 0 | 0 | 0 | 0 | 0 | CC | 0 | 0 | 0 | 0 | 0 | 0
| ==== Emission Program: CAIRNOxAnnual : (NOx) ==== | NEISO | Northeast | Other Renew | CSP | 0 | 0 | 0 | 0 | 0 | 0 | CSP | 0 | 0 | 0 | 0 | 0 | 0
| ==== Emission Program: CAIRNOxAnnual : (NOx) ==== | NEISO | Northeast | CT | CT | 0 | 0 | 0 | 0 | 0 | 0 | CT | 0 | 0 | 0 | 0 | 0 | 0
| ==== Emission Program: CAIRNOxAnnual : (NOx) ==== | NEISO | Northeast | Coal | Coal | 0 | 0 | 0 | 0 | 0 | 0 | Coal | 0 | 0 | 0 | 0 | 0 | 0
| ==== Emission Program: CAIRNOxAnnual : (NOx) ==== | NEISO | Northeast | Other Renew | Geo | 0 | 0 | 0 | 0 | 0 | 0 | Geo | 0 | 0 | 0 | 0 | 0 | 0
| ==== Emission Program: CAIRNOxAnnual : (NOx) ==== | NEISO | Northeast | Hydro | H | 0 | 0 | 0 | 0 | 0 | 0 | H | 0 | 0 | 0 | 0 | 0 | 0
| ==== Emission Program: CAIRNOxAnnual : (NOx) ==== | NEISO | Northeast | Other Renew | LFG | 0 | 0 | 0 | 0 | 0 | 0 | LFG | 0 | 0 | 0 | 0 | 0 | 0
| ==== Emission Program: CAIRNOxAnnual : (NOx) ==== | NEISO | Northeast | Nuclear | Nuc | 0 | 0 | 0 | 0 | 0 | 0 | Nuc | 0 | 0 | 0 | 0 | 0 | 0
| ==== Emission Program: CAIRNOxAnnual : (NOx) ==== | NEISO | Northeast | Other | PS | 0 | 0 | 0 | 0 | 0 | 0 | PS | 0 | 0 | 0 | 0 | 0 | 0
| ==== Emission Program: CAIRNOxAnnual : (NOx) ==== | NEISO | Northeast | Other Renew | PV | 0 | 0 | 0 | 0 | 0 | 0 | PV | 0 | 0 | 0 | 0 | 0 | 0
| ==== Emission Program: CAIRNOxAnnual : (NOx) ==== | NEISO | Northeast | CT | PeakG | 0 | 0 | 0 | 0 | 0 | 0 | PeakG | 0 | 0 | 0 | 0 | 0 | 0
| ==== Emission Program: CAIRNOxAnnual : (NOx) ==== | NEISO | Northeast | CT | PeakO | 0 | 0 | 0 | 0 | 0 | 0 | PeakO | 0 | 0 | 0 | 0 | 0 | 0
| ==== Emission Program: CAIRNOxAnnual : (NOx) ==== | NEISO | Northeast | Other Renew | ST | 0 | 0 | 0 | 0 | 0 | 0 | ST | 0 | 0 | 0 | 0 | 0 | 0
| ==== Emission Program: CAIRNOxAnnual : (NOx) ==== | NEISO | Northeast | Steam O/G | STOG | 0 | 0 | 0 | 0 | 0 | 0 | STOG | 0 | 0 | 0 | 0 | 0 | 0
| ==== Emission Program: CAIRNOxAnnual : (NOx) ==== | NEISO | Northeast | Other Renew | STWD | 0 | 0 | 0 | 0 | 0 | 0 | STWD | 0 | 0 | 0 | 0 | 0 | 0
| ==== Emission Program: CAIRNOxAnnual : (NOx) ==== | NEISO | Northeast | On-shore Wind | WT | 0 | 0 | 0 | 0 | 0 | 0 | WT | 0 | 0 | 0 | 0 | 0 | 0
| ==== Emission Program: CAIRNOxAnnual : (NOx) ==== | NEISO | Northeast | Coal | IGCC | 0 | 0 | 0 | 0 | 0 | 0 | IGCC | 0 | 0 | 0 | 0 | 0 | 0
| ==== Emission Program: CAIRNOxAnnual : (NOx) ==== | NEISO | Northeast | DR | DemandResponse | 0 | 0 | 0 | 0 | 0 | 0 | DemandResponse | 0 | 0 | 0 | 0 | 0 | 0
| ==== Emission Program: CAIRNOxAnnual : (NOx) ==== | NEISO | Northeast | Coal-CCS | IGCC-CCS | 0 | 0 | 0 | 0 | 0 | 0 | IGCC-CCS | 0 | 0 | 0 | 0 | 0 | 0
| ==== Emission Program: CAIRNOxAnnual : (NOx) ==== | NEISO | Northeast | Off-shore Wind | WT_off | 0 | 0 | 0 | 0 | 0 | 0 | WT_off | 0 | 0 | 0 | 0 | 0 | 0
| ==== Emission Program: CAIRNOxAnnual : (NOx) ==== | NEISO | Northeast | Other | PseudoUnit | 0 | 0 | 0 | 0 | 0 | 0 | PseudoUnit | 0 | 0 | 0 | 0 | 0 | 0
| ==== Emission Program: CAIRNOxAnnual : (NOx) ==== | NEISO | Northeast | HQ/Maritimes | FixedInterchange | 0 | 0 | 0 | 0 | 0 | 0 | FixedInterchange | 0 | 0 | 0 | 0 | 0 | 0
==== Emission Program: CAIRNOxAnnual : (NOx) ====
| ==== Emission Program: CAIRNOxAnnual : (NOx) ==== |  |  |  | Emission Cost by Reporting Type: NonRTO_Midwest | [6 empty] | Emission Cost by Reporting Type: NonRTO_Midwest
| ==== Emission Program: CAIRNOxAnnual : (NOx) ==== |  |  |  | ReportingType | 2015 | 2020 | 2025 | 2030 | 2035 | 2040 | ReportingType | 2015 | 2020 | 2025 | 2030 | 2035 | 2040
| ==== Emission Program: CAIRNOxAnnual : (NOx) ==== | NonRTO_Midwest | MISO | Other Renew | BM | 0 | 0 | 0 | 0 | 0 | 0 | BM | 0 | 0 | 0 | 0 | 0 | 0
| ==== Emission Program: CAIRNOxAnnual : (NOx) ==== | NonRTO_Midwest | MISO | CC | CC | 0 | 0 | 0 | 0 | 0 | 0 | CC | 0 | 0 | 0 | 0 | 0 | 0
| ==== Emission Program: CAIRNOxAnnual : (NOx) ==== | NonRTO_Midwest | MISO | Other Renew | CSP | 0 | 0 | 0 | 0 | 0 | 0 | CSP | 0 | 0 | 0 | 0 | 0 | 0
| ==== Emission Program: CAIRNOxAnnual : (NOx) ==== | NonRTO_Midwest | MISO | CT | CT | 0 | 0 | 0 | 0 | 0 | 0 | CT | 0 | 0 | 0 | 0 | 0 | 0
| ==== Emission Program: CAIRNOxAnnual : (NOx) ==== | NonRTO_Midwest | MISO | Coal | Coal | 0 | 0 | 0 | 0 | 0 | 0 | Coal | 0 | 0 | 0 | 0 | 0 | 0
| ==== Emission Program: CAIRNOxAnnual : (NOx) ==== | NonRTO_Midwest | MISO | Other Renew | Geo | 0 | 0 | 0 | 0 | 0 | 0 | Geo | 0 | 0 | 0 | 0 | 0 | 0
| ==== Emission Program: CAIRNOxAnnual : (NOx) ==== | NonRTO_Midwest | MISO | Hydro | H | 0 | 0 | 0 | 0 | 0 | 0 | H | 0 | 0 | 0 | 0 | 0 | 0
| ==== Emission Program: CAIRNOxAnnual : (NOx) ==== | NonRTO_Midwest | MISO | Other Renew | LFG | 0 | 0 | 0 | 0 | 0 | 0 | LFG | 0 | 0 | 0 | 0 | 0 | 0
| ==== Emission Program: CAIRNOxAnnual : (NOx) ==== | NonRTO_Midwest | MISO | Nuclear | Nuc | 0 | 0 | 0 | 0 | 0 | 0 | Nuc | 0 | 0 | 0 | 0 | 0 | 0
| ==== Emission Program: CAIRNOxAnnual : (NOx) ==== | NonRTO_Midwest | MISO | Other | PS | 0 | 0 | 0 | 0 | 0 | 0 | PS | 0 | 0 | 0 | 0 | 0 | 0
| ==== Emission Program: CAIRNOxAnnual : (NOx) ==== | NonRTO_Midwest | MISO | Other Renew | PV | 0 | 0 | 0 | 0 | 0 | 0 | PV | 0 | 0 | 0 | 0 | 0 | 0
| ==== Emission Program: CAIRNOxAnnual : (NOx) ==== | NonRTO_Midwest | MISO | CT | PeakG | 0 | 0 | 0 | 0 | 0 | 0 | PeakG | 0 | 0 | 0 | 0 | 0 | 0
| ==== Emission Program: CAIRNOxAnnual : (NOx) ==== | NonRTO_Midwest | MISO | CT | PeakO | 0 | 0 | 0 | 0 | 0 | 0 | PeakO | 0 | 0 | 0 | 0 | 0 | 0
| ==== Emission Program: CAIRNOxAnnual : (NOx) ==== | NonRTO_Midwest | MISO | Other Renew | ST | 0 | 0 | 0 | 0 | 0 | 0 | ST | 0 | 0 | 0 | 0 | 0 | 0
| ==== Emission Program: CAIRNOxAnnual : (NOx) ==== | NonRTO_Midwest | MISO | Steam O/G | STOG | 0 | 0 | 0 | 0 | 0 | 0 | STOG | 0 | 0 | 0 | 0 | 0 | 0
| ==== Emission Program: CAIRNOxAnnual : (NOx) ==== | NonRTO_Midwest | MISO | Other Renew | STWD | 0 | 0 | 0 | 0 | 0 | 0 | STWD | 0 | 0 | 0 | 0 | 0 | 0
| ==== Emission Program: CAIRNOxAnnual : (NOx) ==== | NonRTO_Midwest | MISO | On-shore Wind | WT | 0 | 0 | 0 | 0 | 0 | 0 | WT | 0 | 0 | 0 | 0 | 0 | 0
| ==== Emission Program: CAIRNOxAnnual : (NOx) ==== | NonRTO_Midwest | MISO | Coal | IGCC | 0 | 0 | 0 | 0 | 0 | 0 | IGCC | 0 | 0 | 0 | 0 | 0 | 0
| ==== Emission Program: CAIRNOxAnnual : (NOx) ==== | NonRTO_Midwest | MISO | DR | DemandResponse | 0 | 0 | 0 | 0 | 0 | 0 | DemandResponse | 0 | 0 | 0 | 0 | 0 | 0
| ==== Emission Program: CAIRNOxAnnual : (NOx) ==== | NonRTO_Midwest | MISO | Coal-CCS | IGCC-CCS | 0 | 0 | 0 | 0 | 0 | 0 | IGCC-CCS | 0 | 0 | 0 | 0 | 0 | 0
| ==== Emission Program: CAIRNOxAnnual : (NOx) ==== | NonRTO_Midwest | MISO | Off-shore Wind | WT_off | 0 | 0 | 0 | 0 | 0 | 0 | WT_off | 0 | 0 | 0 | 0 | 0 | 0
| ==== Emission Program: CAIRNOxAnnual : (NOx) ==== | NonRTO_Midwest | MISO | Other | PseudoUnit | 0 | 0 | 0 | 0 | 0 | 0 | PseudoUnit | 0 | 0 | 0 | 0 | 0 | 0
| ==== Emission Program: CAIRNOxAnnual : (NOx) ==== | NonRTO_Midwest | MISO | HQ/Maritimes | FixedInterchange | 0 | 0 | 0 | 0 | 0 | 0 | FixedInterchange | 0 | 0 | 0 | 0 | 0 | 0
==== Emission Program: CAIRNOxAnnual : (NOx) ====
| ==== Emission Program: CAIRNOxAnnual : (NOx) ==== |  |  |  | Emission Cost by Reporting Type: NYISO_A-F | [6 empty] | Emission Cost by Reporting Type: NYISO_A-F
| ==== Emission Program: CAIRNOxAnnual : (NOx) ==== |  |  |  | ReportingType | 2015 | 2020 | 2025 | 2030 | 2035 | 2040 | ReportingType | 2015 | 2020 | 2025 | 2030 | 2035 | 2040
| ==== Emission Program: CAIRNOxAnnual : (NOx) ==== | NYISO_A-F | Northeast | Other Renew | BM | 0 | 0 | 0 | 0 | 0 | 0 | BM | 0 | 0 | 0 | 0 | 0 | 0
| ==== Emission Program: CAIRNOxAnnual : (NOx) ==== | NYISO_A-F | Northeast | CC | CC | 0 | 0 | 0 | 0 | 0 | 0 | CC | 0 | 0 | 0 | 0 | 0 | 0
| ==== Emission Program: CAIRNOxAnnual : (NOx) ==== | NYISO_A-F | Northeast | Other Renew | CSP | 0 | 0 | 0 | 0 | 0 | 0 | CSP | 0 | 0 | 0 | 0 | 0 | 0
| ==== Emission Program: CAIRNOxAnnual : (NOx) ==== | NYISO_A-F | Northeast | CT | CT | 0 | 0 | 0 | 0 | 0 | 0 | CT | 0 | 0 | 0 | 0 | 0 | 0
| ==== Emission Program: CAIRNOxAnnual : (NOx) ==== | NYISO_A-F | Northeast | Coal | Coal | 0 | 0 | 0 | 0 | 0 | 0 | Coal | 0 | 0 | 0 | 0 | 0 | 0
| ==== Emission Program: CAIRNOxAnnual : (NOx) ==== | NYISO_A-F | Northeast | Other Renew | Geo | 0 | 0 | 0 | 0 | 0 | 0 | Geo | 0 | 0 | 0 | 0 | 0 | 0
| ==== Emission Program: CAIRNOxAnnual : (NOx) ==== | NYISO_A-F | Northeast | Hydro | H | 0 | 0 | 0 | 0 | 0 | 0 | H | 0 | 0 | 0 | 0 | 0 | 0
| ==== Emission Program: CAIRNOxAnnual : (NOx) ==== | NYISO_A-F | Northeast | Other Renew | LFG | 0 | 0 | 0 | 0 | 0 | 0 | LFG | 0 | 0 | 0 | 0 | 0 | 0
| ==== Emission Program: CAIRNOxAnnual : (NOx) ==== | NYISO_A-F | Northeast | Nuclear | Nuc | 0 | 0 | 0 | 0 | 0 | 0 | Nuc | 0 | 0 | 0 | 0 | 0 | 0
| ==== Emission Program: CAIRNOxAnnual : (NOx) ==== | NYISO_A-F | Northeast | Other | PS | 0 | 0 | 0 | 0 | 0 | 0 | PS | 0 | 0 | 0 | 0 | 0 | 0
| ==== Emission Program: CAIRNOxAnnual : (NOx) ==== | NYISO_A-F | Northeast | Other Renew | PV | 0 | 0 | 0 | 0 | 0 | 0 | PV | 0 | 0 | 0 | 0 | 0 | 0
| ==== Emission Program: CAIRNOxAnnual : (NOx) ==== | NYISO_A-F | Northeast | CT | PeakG | 0 | 0 | 0 | 0 | 0 | 0 | PeakG | 0 | 0 | 0 | 0 | 0 | 0
| ==== Emission Program: CAIRNOxAnnual : (NOx) ==== | NYISO_A-F | Northeast | CT | PeakO | 0 | 0 | 0 | 0 | 0 | 0 | PeakO | 0 | 0 | 0 | 0 | 0 | 0
| ==== Emission Program: CAIRNOxAnnual : (NOx) ==== | NYISO_A-F | Northeast | Other Renew | ST | 0 | 0 | 0 | 0 | 0 | 0 | ST | 0 | 0 | 0 | 0 | 0 | 0
| ==== Emission Program: CAIRNOxAnnual : (NOx) ==== | NYISO_A-F | Northeast | Steam O/G | STOG | 0 | 0 | 0 | 0 | 0 | 0 | STOG | 0 | 0 | 0 | 0 | 0 | 0
| ==== Emission Program: CAIRNOxAnnual : (NOx) ==== | NYISO_A-F | Northeast | Other Renew | STWD | 0 | 0 | 0 | 0 | 0 | 0 | STWD | 0 | 0 | 0 | 0 | 0 | 0
| ==== Emission Program: CAIRNOxAnnual : (NOx) ==== | NYISO_A-F | Northeast | On-shore Wind | WT | 0 | 0 | 0 | 0 | 0 | 0 | WT | 0 | 0 | 0 | 0 | 0 | 0
| ==== Emission Program: CAIRNOxAnnual : (NOx) ==== | NYISO_A-F | Northeast | Coal | IGCC | 0 | 0 | 0 | 0 | 0 | 0 | IGCC | 0 | 0 | 0 | 0 | 0 | 0
| ==== Emission Program: CAIRNOxAnnual : (NOx) ==== | NYISO_A-F | Northeast | DR | DemandResponse | 0 | 0 | 0 | 0 | 0 | 0 | DemandResponse | 0 | 0 | 0 | 0 | 0 | 0
| ==== Emission Program: CAIRNOxAnnual : (NOx) ==== | NYISO_A-F | Northeast | Coal-CCS | IGCC-CCS | 0 | 0 | 0 | 0 | 0 | 0 | IGCC-CCS | 0 | 0 | 0 | 0 | 0 | 0
| ==== Emission Program: CAIRNOxAnnual : (NOx) ==== | NYISO_A-F | Northeast | Off-shore Wind | WT_off | 0 | 0 | 0 | 0 | 0 | 0 | WT_off | 0 | 0 | 0 | 0 | 0 | 0
| ==== Emission Program: CAIRNOxAnnual : (NOx) ==== | NYISO_A-F | Northeast | Other | PseudoUnit | 0 | 0 | 0 | 0 | 0 | 0 | PseudoUnit | 0 | 0 | 0 | 0 | 0 | 0
| ==== Emission Program: CAIRNOxAnnual : (NOx) ==== | NYISO_A-F | Northeast | HQ/Maritimes | FixedInterchange | 0 | 0 | 0 | 0 | 0 | 0 | FixedInterchange | 0 | 0 | 0 | 0 | 0 | 0
==== Emission Program: CAIRNOxAnnual : (NOx) ====
| ==== Emission Program: CAIRNOxAnnual : (NOx) ==== |  |  |  | Emission Cost by Reporting Type: NYISO_G-I | [6 empty] | Emission Cost by Reporting Type: NYISO_G-I
| ==== Emission Program: CAIRNOxAnnual : (NOx) ==== |  |  |  | ReportingType | 2015 | 2020 | 2025 | 2030 | 2035 | 2040 | ReportingType | 2015 | 2020 | 2025 | 2030 | 2035 | 2040
| ==== Emission Program: CAIRNOxAnnual : (NOx) ==== | NYISO_G-I | Northeast | Other Renew | BM | 0 | 0 | 0 | 0 | 0 | 0 | BM | 0 | 0 | 0 | 0 | 0 | 0
| ==== Emission Program: CAIRNOxAnnual : (NOx) ==== | NYISO_G-I | Northeast | CC | CC | 0 | 0 | 0 | 0 | 0 | 0 | CC | 0 | 0 | 0 | 0 | 0 | 0
| ==== Emission Program: CAIRNOxAnnual : (NOx) ==== | NYISO_G-I | Northeast | Other Renew | CSP | 0 | 0 | 0 | 0 | 0 | 0 | CSP | 0 | 0 | 0 | 0 | 0 | 0
| ==== Emission Program: CAIRNOxAnnual : (NOx) ==== | NYISO_G-I | Northeast | CT | CT | 0 | 0 | 0 | 0 | 0 | 0 | CT | 0 | 0 | 0 | 0 | 0 | 0
| ==== Emission Program: CAIRNOxAnnual : (NOx) ==== | NYISO_G-I | Northeast | Coal | Coal | 0 | 0 | 0 | 0 | 0 | 0 | Coal | 0 | 0 | 0 | 0 | 0 | 0
| ==== Emission Program: CAIRNOxAnnual : (NOx) ==== | NYISO_G-I | Northeast | Other Renew | Geo | 0 | 0 | 0 | 0 | 0 | 0 | Geo | 0 | 0 | 0 | 0 | 0 | 0
| ==== Emission Program: CAIRNOxAnnual : (NOx) ==== | NYISO_G-I | Northeast | Hydro | H | 0 | 0 | 0 | 0 | 0 | 0 | H | 0 | 0 | 0 | 0 | 0 | 0
| ==== Emission Program: CAIRNOxAnnual : (NOx) ==== | NYISO_G-I | Northeast | Other Renew | LFG | 0 | 0 | 0 | 0 | 0 | 0 | LFG | 0 | 0 | 0 | 0 | 0 | 0
| ==== Emission Program: CAIRNOxAnnual : (NOx) ==== | NYISO_G-I | Northeast | Nuclear | Nuc | 0 | 0 | 0 | 0 | 0 | 0 | Nuc | 0 | 0 | 0 | 0 | 0 | 0
| ==== Emission Program: CAIRNOxAnnual : (NOx) ==== | NYISO_G-I | Northeast | Other | PS | 0 | 0 | 0 | 0 | 0 | 0 | PS | 0 | 0 | 0 | 0 | 0 | 0
| ==== Emission Program: CAIRNOxAnnual : (NOx) ==== | NYISO_G-I | Northeast | Other Renew | PV | 0 | 0 | 0 | 0 | 0 | 0 | PV | 0 | 0 | 0 | 0 | 0 | 0
| ==== Emission Program: CAIRNOxAnnual : (NOx) ==== | NYISO_G-I | Northeast | CT | PeakG | 0 | 0 | 0 | 0 | 0 | 0 | PeakG | 0 | 0 | 0 | 0 | 0 | 0
| ==== Emission Program: CAIRNOxAnnual : (NOx) ==== | NYISO_G-I | Northeast | CT | PeakO | 0 | 0 | 0 | 0 | 0 | 0 | PeakO | 0 | 0 | 0 | 0 | 0 | 0
| ==== Emission Program: CAIRNOxAnnual : (NOx) ==== | NYISO_G-I | Northeast | Other Renew | ST | 0 | 0 | 0 | 0 | 0 | 0 | ST | 0 | 0 | 0 | 0 | 0 | 0
| ==== Emission Program: CAIRNOxAnnual : (NOx) ==== | NYISO_G-I | Northeast | Steam O/G | STOG | 0 | 0 | 0 | 0 | 0 | 0 | STOG | 0 | 0 | 0 | 0 | 0 | 0
| ==== Emission Program: CAIRNOxAnnual : (NOx) ==== | NYISO_G-I | Northeast | Other Renew | STWD | 0 | 0 | 0 | 0 | 0 | 0 | STWD | 0 | 0 | 0 | 0 | 0 | 0
| ==== Emission Program: CAIRNOxAnnual : (NOx) ==== | NYISO_G-I | Northeast | On-shore Wind | WT | 0 | 0 | 0 | 0 | 0 | 0 | WT | 0 | 0 | 0 | 0 | 0 | 0
| ==== Emission Program: CAIRNOxAnnual : (NOx) ==== | NYISO_G-I | Northeast | Coal | IGCC | 0 | 0 | 0 | 0 | 0 | 0 | IGCC | 0 | 0 | 0 | 0 | 0 | 0
| ==== Emission Program: CAIRNOxAnnual : (NOx) ==== | NYISO_G-I | Northeast | DR | DemandResponse | 0 | 0 | 0 | 0 | 0 | 0 | DemandResponse | 0 | 0 | 0 | 0 | 0 | 0
| ==== Emission Program: CAIRNOxAnnual : (NOx) ==== | NYISO_G-I | Northeast | Coal-CCS | IGCC-CCS | 0 | 0 | 0 | 0 | 0 | 0 | IGCC-CCS | 0 | 0 | 0 | 0 | 0 | 0
| ==== Emission Program: CAIRNOxAnnual : (NOx) ==== | NYISO_G-I | Northeast | Off-shore Wind | WT_off | 0 | 0 | 0 | 0 | 0 | 0 | WT_off | 0 | 0 | 0 | 0 | 0 | 0
| ==== Emission Program: CAIRNOxAnnual : (NOx) ==== | NYISO_G-I | Northeast | Other | PseudoUnit | 0 | 0 | 0 | 0 | 0 | 0 | PseudoUnit | 0 | 0 | 0 | 0 | 0 | 0
| ==== Emission Program: CAIRNOxAnnual : (NOx) ==== | NYISO_G-I | Northeast | HQ/Maritimes | FixedInterchange | 0 | 0 | 0 | 0 | 0 | 0 | FixedInterchange | 0 | 0 | 0 | 0 | 0 | 0
==== Emission Program: CAIRNOxAnnual : (NOx) ====
| ==== Emission Program: CAIRNOxAnnual : (NOx) ==== |  |  |  | Emission Cost by Reporting Type: NYISO_J-K | [6 empty] | Emission Cost by Reporting Type: NYISO_J-K
| ==== Emission Program: CAIRNOxAnnual : (NOx) ==== |  |  |  | ReportingType | 2015 | 2020 | 2025 | 2030 | 2035 | 2040 | ReportingType | 2015 | 2020 | 2025 | 2030 | 2035 | 2040
| ==== Emission Program: CAIRNOxAnnual : (NOx) ==== | NYISO_J-K | Northeast | Other Renew | BM | 0 | 0 | 0 | 0 | 0 | 0 | BM | 0 | 0 | 0 | 0 | 0 | 0
| ==== Emission Program: CAIRNOxAnnual : (NOx) ==== | NYISO_J-K | Northeast | CC | CC | 0 | 0 | 0 | 0 | 0 | 0 | CC | 0 | 0 | 0 | 0 | 0 | 0
| ==== Emission Program: CAIRNOxAnnual : (NOx) ==== | NYISO_J-K | Northeast | Other Renew | CSP | 0 | 0 | 0 | 0 | 0 | 0 | CSP | 0 | 0 | 0 | 0 | 0 | 0
| ==== Emission Program: CAIRNOxAnnual : (NOx) ==== | NYISO_J-K | Northeast | CT | CT | 0 | 0 | 0 | 0 | 0 | 0 | CT | 0 | 0 | 0 | 0 | 0 | 0
| ==== Emission Program: CAIRNOxAnnual : (NOx) ==== | NYISO_J-K | Northeast | Coal | Coal | 0 | 0 | 0 | 0 | 0 | 0 | Coal | 0 | 0 | 0 | 0 | 0 | 0
| ==== Emission Program: CAIRNOxAnnual : (NOx) ==== | NYISO_J-K | Northeast | Other Renew | Geo | 0 | 0 | 0 | 0 | 0 | 0 | Geo | 0 | 0 | 0 | 0 | 0 | 0
| ==== Emission Program: CAIRNOxAnnual : (NOx) ==== | NYISO_J-K | Northeast | Hydro | H | 0 | 0 | 0 | 0 | 0 | 0 | H | 0 | 0 | 0 | 0 | 0 | 0
| ==== Emission Program: CAIRNOxAnnual : (NOx) ==== | NYISO_J-K | Northeast | Other Renew | LFG | 0 | 0 | 0 | 0 | 0 | 0 | LFG | 0 | 0 | 0 | 0 | 0 | 0
| ==== Emission Program: CAIRNOxAnnual : (NOx) ==== | NYISO_J-K | Northeast | Nuclear | Nuc | 0 | 0 | 0 | 0 | 0 | 0 | Nuc | 0 | 0 | 0 | 0 | 0 | 0
| ==== Emission Program: CAIRNOxAnnual : (NOx) ==== | NYISO_J-K | Northeast | Other | PS | 0 | 0 | 0 | 0 | 0 | 0 | PS | 0 | 0 | 0 | 0 | 0 | 0
| ==== Emission Program: CAIRNOxAnnual : (NOx) ==== | NYISO_J-K | Northeast | Other Renew | PV | 0 | 0 | 0 | 0 | 0 | 0 | PV | 0 | 0 | 0 | 0 | 0 | 0
| ==== Emission Program: CAIRNOxAnnual : (NOx) ==== | NYISO_J-K | Northeast | CT | PeakG | 0 | 0 | 0 | 0 | 0 | 0 | PeakG | 0 | 0 | 0 | 0 | 0 | 0
| ==== Emission Program: CAIRNOxAnnual : (NOx) ==== | NYISO_J-K | Northeast | CT | PeakO | 0 | 0 | 0 | 0 | 0 | 0 | PeakO | 0 | 0 | 0 | 0 | 0 | 0
| ==== Emission Program: CAIRNOxAnnual : (NOx) ==== | NYISO_J-K | Northeast | Other Renew | ST | 0 | 0 | 0 | 0 | 0 | 0 | ST | 0 | 0 | 0 | 0 | 0 | 0
| ==== Emission Program: CAIRNOxAnnual : (NOx) ==== | NYISO_J-K | Northeast | Steam O/G | STOG | 0 | 0 | 0 | 0 | 0 | 0 | STOG | 0 | 0 | 0 | 0 | 0 | 0
| ==== Emission Program: CAIRNOxAnnual : (NOx) ==== | NYISO_J-K | Northeast | Other Renew | STWD | 0 | 0 | 0 | 0 | 0 | 0 | STWD | 0 | 0 | 0 | 0 | 0 | 0
| ==== Emission Program: CAIRNOxAnnual : (NOx) ==== | NYISO_J-K | Northeast | On-shore Wind | WT | 0 | 0 | 0 | 0 | 0 | 0 | WT | 0 | 0 | 0 | 0 | 0 | 0
| ==== Emission Program: CAIRNOxAnnual : (NOx) ==== | NYISO_J-K | Northeast | Coal | IGCC | 0 | 0 | 0 | 0 | 0 | 0 | IGCC | 0 | 0 | 0 | 0 | 0 | 0
| ==== Emission Program: CAIRNOxAnnual : (NOx) ==== | NYISO_J-K | Northeast | DR | DemandResponse | 0 | 0 | 0 | 0 | 0 | 0 | DemandResponse | 0 | 0 | 0 | 0 | 0 | 0
| ==== Emission Program: CAIRNOxAnnual : (NOx) ==== | NYISO_J-K | Northeast | Coal-CCS | IGCC-CCS | 0 | 0 | 0 | 0 | 0 | 0 | IGCC-CCS | 0 | 0 | 0 | 0 | 0 | 0
| ==== Emission Program: CAIRNOxAnnual : (NOx) ==== | NYISO_J-K | Northeast | Off-shore Wind | WT_off | 0 | 0 | 0 | 0 | 0 | 0 | WT_off | 0 | 0 | 0 | 0 | 0 | 0
| ==== Emission Program: CAIRNOxAnnual : (NOx) ==== | NYISO_J-K | Northeast | Other | PseudoUnit | 0 | 0 | 0 | 0 | 0 | 0 | PseudoUnit | 0 | 0 | 0 | 0 | 0 | 0
| ==== Emission Program: CAIRNOxAnnual : (NOx) ==== | NYISO_J-K | Northeast | HQ/Maritimes | FixedInterchange | 0 | 0 | 0 | 0 | 0 | 0 | FixedInterchange | 0 | 0 | 0 | 0 | 0 | 0
==== Emission Program: CAIRNOxAnnual : (NOx) ====
| ==== Emission Program: CAIRNOxAnnual : (NOx) ==== |  |  |  | Emission Cost by Reporting Type: PJM_E | [6 empty] | Emission Cost by Reporting Type: PJM_E
| ==== Emission Program: CAIRNOxAnnual : (NOx) ==== |  |  |  | ReportingType | 2015 | 2020 | 2025 | 2030 | 2035 | 2040 | ReportingType | 2015 | 2020 | 2025 | 2030 | 2035 | 2040
| ==== Emission Program: CAIRNOxAnnual : (NOx) ==== | PJM_E | PJM_MAAC | Other Renew | BM | 0 | 0 | 0 | 0 | 0 | 0 | BM | 0 | 0 | 0 | 0 | 0 | 0
| ==== Emission Program: CAIRNOxAnnual : (NOx) ==== | PJM_E | PJM_MAAC | CC | CC | 0 | 0 | 0 | 0 | 0 | 0 | CC | 0 | 0 | 0 | 0 | 0 | 0
| ==== Emission Program: CAIRNOxAnnual : (NOx) ==== | PJM_E | PJM_MAAC | Other Renew | CSP | 0 | 0 | 0 | 0 | 0 | 0 | CSP | 0 | 0 | 0 | 0 | 0 | 0
| ==== Emission Program: CAIRNOxAnnual : (NOx) ==== | PJM_E | PJM_MAAC | CT | CT | 0 | 0 | 0 | 0 | 0 | 0 | CT | 0 | 0 | 0 | 0 | 0 | 0
| ==== Emission Program: CAIRNOxAnnual : (NOx) ==== | PJM_E | PJM_MAAC | Coal | Coal | 0 | 0 | 0 | 0 | 0 | 0 | Coal | 0 | 0 | 0 | 0 | 0 | 0
| ==== Emission Program: CAIRNOxAnnual : (NOx) ==== | PJM_E | PJM_MAAC | Other Renew | Geo | 0 | 0 | 0 | 0 | 0 | 0 | Geo | 0 | 0 | 0 | 0 | 0 | 0
| ==== Emission Program: CAIRNOxAnnual : (NOx) ==== | PJM_E | PJM_MAAC | Hydro | H | 0 | 0 | 0 | 0 | 0 | 0 | H | 0 | 0 | 0 | 0 | 0 | 0
| ==== Emission Program: CAIRNOxAnnual : (NOx) ==== | PJM_E | PJM_MAAC | Other Renew | LFG | 0 | 0 | 0 | 0 | 0 | 0 | LFG | 0 | 0 | 0 | 0 | 0 | 0
| ==== Emission Program: CAIRNOxAnnual : (NOx) ==== | PJM_E | PJM_MAAC | Nuclear | Nuc | 0 | 0 | 0 | 0 | 0 | 0 | Nuc | 0 | 0 | 0 | 0 | 0 | 0
| ==== Emission Program: CAIRNOxAnnual : (NOx) ==== | PJM_E | PJM_MAAC | Other | PS | 0 | 0 | 0 | 0 | 0 | 0 | PS | 0 | 0 | 0 | 0 | 0 | 0
| ==== Emission Program: CAIRNOxAnnual : (NOx) ==== | PJM_E | PJM_MAAC | Other Renew | PV | 0 | 0 | 0 | 0 | 0 | 0 | PV | 0 | 0 | 0 | 0 | 0 | 0
| ==== Emission Program: CAIRNOxAnnual : (NOx) ==== | PJM_E | PJM_MAAC | CT | PeakG | 0 | 0 | 0 | 0 | 0 | 0 | PeakG | 0 | 0 | 0 | 0 | 0 | 0
| ==== Emission Program: CAIRNOxAnnual : (NOx) ==== | PJM_E | PJM_MAAC | CT | PeakO | 0 | 0 | 0 | 0 | 0 | 0 | PeakO | 0 | 0 | 0 | 0 | 0 | 0
| ==== Emission Program: CAIRNOxAnnual : (NOx) ==== | PJM_E | PJM_MAAC | Other Renew | ST | 0 | 0 | 0 | 0 | 0 | 0 | ST | 0 | 0 | 0 | 0 | 0 | 0
| ==== Emission Program: CAIRNOxAnnual : (NOx) ==== | PJM_E | PJM_MAAC | Steam O/G | STOG | 0 | 0 | 0 | 0 | 0 | 0 | STOG | 0 | 0 | 0 | 0 | 0 | 0
| ==== Emission Program: CAIRNOxAnnual : (NOx) ==== | PJM_E | PJM_MAAC | Other Renew | STWD | 0 | 0 | 0 | 0 | 0 | 0 | STWD | 0 | 0 | 0 | 0 | 0 | 0
| ==== Emission Program: CAIRNOxAnnual : (NOx) ==== | PJM_E | PJM_MAAC | On-shore Wind | WT | 0 | 0 | 0 | 0 | 0 | 0 | WT | 0 | 0 | 0 | 0 | 0 | 0
| ==== Emission Program: CAIRNOxAnnual : (NOx) ==== | PJM_E | PJM_MAAC | Coal | IGCC | 0 | 0 | 0 | 0 | 0 | 0 | IGCC | 0 | 0 | 0 | 0 | 0 | 0
| ==== Emission Program: CAIRNOxAnnual : (NOx) ==== | PJM_E | PJM_MAAC | DR | DemandResponse | 0 | 0 | 0 | 0 | 0 | 0 | DemandResponse | 0 | 0 | 0 | 0 | 0 | 0
| ==== Emission Program: CAIRNOxAnnual : (NOx) ==== | PJM_E | PJM_MAAC | Coal-CCS | IGCC-CCS | 0 | 0 | 0 | 0 | 0 | 0 | IGCC-CCS | 0 | 0 | 0 | 0 | 0 | 0
| ==== Emission Program: CAIRNOxAnnual : (NOx) ==== | PJM_E | PJM_MAAC | Off-shore Wind | WT_off | 0 | 0 | 0 | 0 | 0 | 0 | WT_off | 0 | 0 | 0 | 0 | 0 | 0
| ==== Emission Program: CAIRNOxAnnual : (NOx) ==== | PJM_E | PJM_MAAC | Other | PseudoUnit | 0 | 0 | 0 | 0 | 0 | 0 | PseudoUnit | 0 | 0 | 0 | 0 | 0 | 0
| ==== Emission Program: CAIRNOxAnnual : (NOx) ==== | PJM_E | PJM_MAAC | HQ/Maritimes | FixedInterchange | 0 | 0 | 0 | 0 | 0 | 0 | FixedInterchange | 0 | 0 | 0 | 0 | 0 | 0
==== Emission Program: CAIRNOxAnnual : (NOx) ====
| ==== Emission Program: CAIRNOxAnnual : (NOx) ==== |  |  |  | Emission Cost by Reporting Type: PJM_ROM | [6 empty] | Emission Cost by Reporting Type: PJM_ROM
| ==== Emission Program: CAIRNOxAnnual : (NOx) ==== |  |  |  | ReportingType | 2015 | 2020 | 2025 | 2030 | 2035 | 2040 | ReportingType | 2015 | 2020 | 2025 | 2030 | 2035 | 2040
| ==== Emission Program: CAIRNOxAnnual : (NOx) ==== | PJM_ROM | PJM_MAAC | Other Renew | BM | 0 | 0 | 0 | 0 | 0 | 0 | BM | 0 | 0 | 0 | 0 | 0 | 0
| ==== Emission Program: CAIRNOxAnnual : (NOx) ==== | PJM_ROM | PJM_MAAC | CC | CC | 0 | 0 | 0 | 0 | 0 | 0 | CC | 0 | 0 | 0 | 0 | 0 | 0
| ==== Emission Program: CAIRNOxAnnual : (NOx) ==== | PJM_ROM | PJM_MAAC | Other Renew | CSP | 0 | 0 | 0 | 0 | 0 | 0 | CSP | 0 | 0 | 0 | 0 | 0 | 0
| ==== Emission Program: CAIRNOxAnnual : (NOx) ==== | PJM_ROM | PJM_MAAC | CT | CT | 0 | 0 | 0 | 0 | 0 | 0 | CT | 0 | 0 | 0 | 0 | 0 | 0
| ==== Emission Program: CAIRNOxAnnual : (NOx) ==== | PJM_ROM | PJM_MAAC | Coal | Coal | 0 | 0 | 0 | 0 | 0 | 0 | Coal | 0 | 0 | 0 | 0 | 0 | 0
| ==== Emission Program: CAIRNOxAnnual : (NOx) ==== | PJM_ROM | PJM_MAAC | Other Renew | Geo | 0 | 0 | 0 | 0 | 0 | 0 | Geo | 0 | 0 | 0 | 0 | 0 | 0
| ==== Emission Program: CAIRNOxAnnual : (NOx) ==== | PJM_ROM | PJM_MAAC | Hydro | H | 0 | 0 | 0 | 0 | 0 | 0 | H | 0 | 0 | 0 | 0 | 0 | 0
| ==== Emission Program: CAIRNOxAnnual : (NOx) ==== | PJM_ROM | PJM_MAAC | Other Renew | LFG | 0 | 0 | 0 | 0 | 0 | 0 | LFG | 0 | 0 | 0 | 0 | 0 | 0
| ==== Emission Program: CAIRNOxAnnual : (NOx) ==== | PJM_ROM | PJM_MAAC | Nuclear | Nuc | 0 | 0 | 0 | 0 | 0 | 0 | Nuc | 0 | 0 | 0 | 0 | 0 | 0
| ==== Emission Program: CAIRNOxAnnual : (NOx) ==== | PJM_ROM | PJM_MAAC | Other | PS | 0 | 0 | 0 | 0 | 0 | 0 | PS | 0 | 0 | 0 | 0 | 0 | 0
| ==== Emission Program: CAIRNOxAnnual : (NOx) ==== | PJM_ROM | PJM_MAAC | Other Renew | PV | 0 | 0 | 0 | 0 | 0 | 0 | PV | 0 | 0 | 0 | 0 | 0 | 0
| ==== Emission Program: CAIRNOxAnnual : (NOx) ==== | PJM_ROM | PJM_MAAC | CT | PeakG | 0 | 0 | 0 | 0 | 0 | 0 | PeakG | 0 | 0 | 0 | 0 | 0 | 0
| ==== Emission Program: CAIRNOxAnnual : (NOx) ==== | PJM_ROM | PJM_MAAC | CT | PeakO | 0 | 0 | 0 | 0 | 0 | 0 | PeakO | 0 | 0 | 0 | 0 | 0 | 0
| ==== Emission Program: CAIRNOxAnnual : (NOx) ==== | PJM_ROM | PJM_MAAC | Other Renew | ST | 0 | 0 | 0 | 0 | 0 | 0 | ST | 0 | 0 | 0 | 0 | 0 | 0
| ==== Emission Program: CAIRNOxAnnual : (NOx) ==== | PJM_ROM | PJM_MAAC | Steam O/G | STOG | 0 | 0 | 0 | 0 | 0 | 0 | STOG | 0 | 0 | 0 | 0 | 0 | 0
| ==== Emission Program: CAIRNOxAnnual : (NOx) ==== | PJM_ROM | PJM_MAAC | Other Renew | STWD | 0 | 0 | 0 | 0 | 0 | 0 | STWD | 0 | 0 | 0 | 0 | 0 | 0
| ==== Emission Program: CAIRNOxAnnual : (NOx) ==== | PJM_ROM | PJM_MAAC | On-shore Wind | WT | 0 | 0 | 0 | 0 | 0 | 0 | WT | 0 | 0 | 0 | 0 | 0 | 0
| ==== Emission Program: CAIRNOxAnnual : (NOx) ==== | PJM_ROM | PJM_MAAC | Coal | IGCC | 0 | 0 | 0 | 0 | 0 | 0 | IGCC | 0 | 0 | 0 | 0 | 0 | 0
| ==== Emission Program: CAIRNOxAnnual : (NOx) ==== | PJM_ROM | PJM_MAAC | DR | DemandResponse | 0 | 0 | 0 | 0 | 0 | 0 | DemandResponse | 0 | 0 | 0 | 0 | 0 | 0
| ==== Emission Program: CAIRNOxAnnual : (NOx) ==== | PJM_ROM | PJM_MAAC | Coal-CCS | IGCC-CCS | 0 | 0 | 0 | 0 | 0 | 0 | IGCC-CCS | 0 | 0 | 0 | 0 | 0 | 0
| ==== Emission Program: CAIRNOxAnnual : (NOx) ==== | PJM_ROM | PJM_MAAC | Off-shore Wind | WT_off | 0 | 0 | 0 | 0 | 0 | 0 | WT_off | 0 | 0 | 0 | 0 | 0 | 0
| ==== Emission Program: CAIRNOxAnnual : (NOx) ==== | PJM_ROM | PJM_MAAC | Other | PseudoUnit | 0 | 0 | 0 | 0 | 0 | 0 | PseudoUnit | 0 | 0 | 0 | 0 | 0 | 0
| ==== Emission Program: CAIRNOxAnnual : (NOx) ==== | PJM_ROM | PJM_MAAC | HQ/Maritimes | FixedInterchange | 0 | 0 | 0 | 0 | 0 | 0 | FixedInterchange | 0 | 0 | 0 | 0 | 0 | 0
==== Emission Program: CAIRNOxAnnual : (NOx) ====
| ==== Emission Program: CAIRNOxAnnual : (NOx) ==== |  |  |  | Emission Cost by Reporting Type: PJM_ROR | [6 empty] | Emission Cost by Reporting Type: PJM_ROR
| ==== Emission Program: CAIRNOxAnnual : (NOx) ==== |  |  |  | ReportingType | 2015 | 2020 | 2025 | 2030 | 2035 | 2040 | ReportingType | 2015 | 2020 | 2025 | 2030 | 2035 | 2040
| ==== Emission Program: CAIRNOxAnnual : (NOx) ==== | PJM_ROR | PJM_ROR | Other Renew | BM | 0 | 0 | 0 | 0 | 0 | 0 | BM | 0 | 0 | 0 | 0 | 0 | 0
| ==== Emission Program: CAIRNOxAnnual : (NOx) ==== | PJM_ROR | PJM_ROR | CC | CC | 0 | 0 | 0 | 0 | 0 | 0 | CC | 0 | 0 | 0 | 0 | 0 | 0
| ==== Emission Program: CAIRNOxAnnual : (NOx) ==== | PJM_ROR | PJM_ROR | Other Renew | CSP | 0 | 0 | 0 | 0 | 0 | 0 | CSP | 0 | 0 | 0 | 0 | 0 | 0
| ==== Emission Program: CAIRNOxAnnual : (NOx) ==== | PJM_ROR | PJM_ROR | CT | CT | 0 | 0 | 0 | 0 | 0 | 0 | CT | 0 | 0 | 0 | 0 | 0 | 0
| ==== Emission Program: CAIRNOxAnnual : (NOx) ==== | PJM_ROR | PJM_ROR | Coal | Coal | 0 | 0 | 0 | 0 | 0 | 0 | Coal | 0 | 0 | 0 | 0 | 0 | 0
| ==== Emission Program: CAIRNOxAnnual : (NOx) ==== | PJM_ROR | PJM_ROR | Other Renew | Geo | 0 | 0 | 0 | 0 | 0 | 0 | Geo | 0 | 0 | 0 | 0 | 0 | 0
| ==== Emission Program: CAIRNOxAnnual : (NOx) ==== | PJM_ROR | PJM_ROR | Hydro | H | 0 | 0 | 0 | 0 | 0 | 0 | H | 0 | 0 | 0 | 0 | 0 | 0
| ==== Emission Program: CAIRNOxAnnual : (NOx) ==== | PJM_ROR | PJM_ROR | Other Renew | LFG | 0 | 0 | 0 | 0 | 0 | 0 | LFG | 0 | 0 | 0 | 0 | 0 | 0
| ==== Emission Program: CAIRNOxAnnual : (NOx) ==== | PJM_ROR | PJM_ROR | Nuclear | Nuc | 0 | 0 | 0 | 0 | 0 | 0 | Nuc | 0 | 0 | 0 | 0 | 0 | 0
| ==== Emission Program: CAIRNOxAnnual : (NOx) ==== | PJM_ROR | PJM_ROR | Other | PS | 0 | 0 | 0 | 0 | 0 | 0 | PS | 0 | 0 | 0 | 0 | 0 | 0
| ==== Emission Program: CAIRNOxAnnual : (NOx) ==== | PJM_ROR | PJM_ROR | Other Renew | PV | 0 | 0 | 0 | 0 | 0 | 0 | PV | 0 | 0 | 0 | 0 | 0 | 0
| ==== Emission Program: CAIRNOxAnnual : (NOx) ==== | PJM_ROR | PJM_ROR | CT | PeakG | 0 | 0 | 0 | 0 | 0 | 0 | PeakG | 0 | 0 | 0 | 0 | 0 | 0
| ==== Emission Program: CAIRNOxAnnual : (NOx) ==== | PJM_ROR | PJM_ROR | CT | PeakO | 0 | 0 | 0 | 0 | 0 | 0 | PeakO | 0 | 0 | 0 | 0 | 0 | 0
| ==== Emission Program: CAIRNOxAnnual : (NOx) ==== | PJM_ROR | PJM_ROR | Other Renew | ST | 0 | 0 | 0 | 0 | 0 | 0 | ST | 0 | 0 | 0 | 0 | 0 | 0
| ==== Emission Program: CAIRNOxAnnual : (NOx) ==== | PJM_ROR | PJM_ROR | Steam O/G | STOG | 0 | 0 | 0 | 0 | 0 | 0 | STOG | 0 | 0 | 0 | 0 | 0 | 0
| ==== Emission Program: CAIRNOxAnnual : (NOx) ==== | PJM_ROR | PJM_ROR | Other Renew | STWD | 0 | 0 | 0 | 0 | 0 | 0 | STWD | 0 | 0 | 0 | 0 | 0 | 0
| ==== Emission Program: CAIRNOxAnnual : (NOx) ==== | PJM_ROR | PJM_ROR | On-shore Wind | WT | 0 | 0 | 0 | 0 | 0 | 0 | WT | 0 | 0 | 0 | 0 | 0 | 0
| ==== Emission Program: CAIRNOxAnnual : (NOx) ==== | PJM_ROR | PJM_ROR | Coal | IGCC | 0 | 0 | 0 | 0 | 0 | 0 | IGCC | 0 | 0 | 0 | 0 | 0 | 0
| ==== Emission Program: CAIRNOxAnnual : (NOx) ==== | PJM_ROR | PJM_ROR | DR | DemandResponse | 0 | 0 | 0 | 0 | 0 | 0 | DemandResponse | 0 | 0 | 0 | 0 | 0 | 0
| ==== Emission Program: CAIRNOxAnnual : (NOx) ==== | PJM_ROR | PJM_ROR | Coal-CCS | IGCC-CCS | 0 | 0 | 0 | 0 | 0 | 0 | IGCC-CCS | 0 | 0 | 0 | 0 | 0 | 0
| ==== Emission Program: CAIRNOxAnnual : (NOx) ==== | PJM_ROR | PJM_ROR | Off-shore Wind | WT_off | 0 | 0 | 0 | 0 | 0 | 0 | WT_off | 0 | 0 | 0 | 0 | 0 | 0
| ==== Emission Program: CAIRNOxAnnual : (NOx) ==== | PJM_ROR | PJM_ROR | Other | PseudoUnit | 0 | 0 | 0 | 0 | 0 | 0 | PseudoUnit | 0 | 0 | 0 | 0 | 0 | 0
| ==== Emission Program: CAIRNOxAnnual : (NOx) ==== | PJM_ROR | PJM_ROR | HQ/Maritimes | FixedInterchange | 0 | 0 | 0 | 0 | 0 | 0 | FixedInterchange | 0 | 0 | 0 | 0 | 0 | 0
==== Emission Program: CAIRNOxAnnual : (NOx) ====
| ==== Emission Program: CAIRNOxAnnual : (NOx) ==== |  |  |  | Emission Cost by Reporting Type: SOCO | [6 empty] | Emission Cost by Reporting Type: SOCO
| ==== Emission Program: CAIRNOxAnnual : (NOx) ==== |  |  |  | ReportingType | 2015 | 2020 | 2025 | 2030 | 2035 | 2040 | ReportingType | 2015 | 2020 | 2025 | 2030 | 2035 | 2040
| ==== Emission Program: CAIRNOxAnnual : (NOx) ==== | SOCO | South | Other Renew | BM | 0 | 0 | 0 | 0 | 0 | 0 | BM | 0 | 0 | 0 | 0 | 0 | 0
| ==== Emission Program: CAIRNOxAnnual : (NOx) ==== | SOCO | South | CC | CC | 0 | 0 | 0 | 0 | 0 | 0 | CC | 0 | 0 | 0 | 0 | 0 | 0
| ==== Emission Program: CAIRNOxAnnual : (NOx) ==== | SOCO | South | Other Renew | CSP | 0 | 0 | 0 | 0 | 0 | 0 | CSP | 0 | 0 | 0 | 0 | 0 | 0
| ==== Emission Program: CAIRNOxAnnual : (NOx) ==== | SOCO | South | CT | CT | 0 | 0 | 0 | 0 | 0 | 0 | CT | 0 | 0 | 0 | 0 | 0 | 0
| ==== Emission Program: CAIRNOxAnnual : (NOx) ==== | SOCO | South | Coal | Coal | 0 | 0 | 0 | 0 | 0 | 0 | Coal | 0 | 0 | 0 | 0 | 0 | 0
| ==== Emission Program: CAIRNOxAnnual : (NOx) ==== | SOCO | South | Other Renew | Geo | 0 | 0 | 0 | 0 | 0 | 0 | Geo | 0 | 0 | 0 | 0 | 0 | 0
| ==== Emission Program: CAIRNOxAnnual : (NOx) ==== | SOCO | South | Hydro | H | 0 | 0 | 0 | 0 | 0 | 0 | H | 0 | 0 | 0 | 0 | 0 | 0
| ==== Emission Program: CAIRNOxAnnual : (NOx) ==== | SOCO | South | Other Renew | LFG | 0 | 0 | 0 | 0 | 0 | 0 | LFG | 0 | 0 | 0 | 0 | 0 | 0
| ==== Emission Program: CAIRNOxAnnual : (NOx) ==== | SOCO | South | Nuclear | Nuc | 0 | 0 | 0 | 0 | 0 | 0 | Nuc | 0 | 0 | 0 | 0 | 0 | 0
| ==== Emission Program: CAIRNOxAnnual : (NOx) ==== | SOCO | South | Other | PS | 0 | 0 | 0 | 0 | 0 | 0 | PS | 0 | 0 | 0 | 0 | 0 | 0
| ==== Emission Program: CAIRNOxAnnual : (NOx) ==== | SOCO | South | Other Renew | PV | 0 | 0 | 0 | 0 | 0 | 0 | PV | 0 | 0 | 0 | 0 | 0 | 0
| ==== Emission Program: CAIRNOxAnnual : (NOx) ==== | SOCO | South | CT | PeakG | 0 | 0 | 0 | 0 | 0 | 0 | PeakG | 0 | 0 | 0 | 0 | 0 | 0
| ==== Emission Program: CAIRNOxAnnual : (NOx) ==== | SOCO | South | CT | PeakO | 0 | 0 | 0 | 0 | 0 | 0 | PeakO | 0 | 0 | 0 | 0 | 0 | 0
| ==== Emission Program: CAIRNOxAnnual : (NOx) ==== | SOCO | South | Other Renew | ST | 0 | 0 | 0 | 0 | 0 | 0 | ST | 0 | 0 | 0 | 0 | 0 | 0
| ==== Emission Program: CAIRNOxAnnual : (NOx) ==== | SOCO | South | Steam O/G | STOG | 0 | 0 | 0 | 0 | 0 | 0 | STOG | 0 | 0 | 0 | 0 | 0 | 0
| ==== Emission Program: CAIRNOxAnnual : (NOx) ==== | SOCO | South | Other Renew | STWD | 0 | 0 | 0 | 0 | 0 | 0 | STWD | 0 | 0 | 0 | 0 | 0 | 0
| ==== Emission Program: CAIRNOxAnnual : (NOx) ==== | SOCO | South | On-shore Wind | WT | 0 | 0 | 0 | 0 | 0 | 0 | WT | 0 | 0 | 0 | 0 | 0 | 0
| ==== Emission Program: CAIRNOxAnnual : (NOx) ==== | SOCO | South | Coal | IGCC | 0 | 0 | 0 | 0 | 0 | 0 | IGCC | 0 | 0 | 0 | 0 | 0 | 0
| ==== Emission Program: CAIRNOxAnnual : (NOx) ==== | SOCO | South | DR | DemandResponse | 0 | 0 | 0 | 0 | 0 | 0 | DemandResponse | 0 | 0 | 0 | 0 | 0 | 0
| ==== Emission Program: CAIRNOxAnnual : (NOx) ==== | SOCO | South | Coal-CCS | IGCC-CCS | 0 | 0 | 0 | 0 | 0 | 0 | IGCC-CCS | 0 | 0 | 0 | 0 | 0 | 0
| ==== Emission Program: CAIRNOxAnnual : (NOx) ==== | SOCO | South | Off-shore Wind | WT_off | 0 | 0 | 0 | 0 | 0 | 0 | WT_off | 0 | 0 | 0 | 0 | 0 | 0
| ==== Emission Program: CAIRNOxAnnual : (NOx) ==== | SOCO | South | Other | PseudoUnit | 0 | 0 | 0 | 0 | 0 | 0 | PseudoUnit | 0 | 0 | 0 | 0 | 0 | 0
| ==== Emission Program: CAIRNOxAnnual : (NOx) ==== | SOCO | South | HQ/Maritimes | FixedInterchange | 0 | 0 | 0 | 0 | 0 | 0 | FixedInterchange | 0 | 0 | 0 | 0 | 0 | 0
==== Emission Program: CAIRNOxAnnual : (NOx) ====
| ==== Emission Program: CAIRNOxAnnual : (NOx) ==== |  |  |  | Emission Cost by Reporting Type: SPP_N | [6 empty] | Emission Cost by Reporting Type: SPP_N
| ==== Emission Program: CAIRNOxAnnual : (NOx) ==== |  |  |  | ReportingType | 2015 | 2020 | 2025 | 2030 | 2035 | 2040 | ReportingType | 2015 | 2020 | 2025 | 2030 | 2035 | 2040
| ==== Emission Program: CAIRNOxAnnual : (NOx) ==== | SPP_N | Southwest | Other Renew | BM | 0 | 0 | 0 | 0 | 0 | 0 | BM | 0 | 0 | 0 | 0 | 0 | 0
| ==== Emission Program: CAIRNOxAnnual : (NOx) ==== | SPP_N | Southwest | CC | CC | 0 | 0 | 0 | 0 | 0 | 0 | CC | 0 | 0 | 0 | 0 | 0 | 0
| ==== Emission Program: CAIRNOxAnnual : (NOx) ==== | SPP_N | Southwest | Other Renew | CSP | 0 | 0 | 0 | 0 | 0 | 0 | CSP | 0 | 0 | 0 | 0 | 0 | 0
| ==== Emission Program: CAIRNOxAnnual : (NOx) ==== | SPP_N | Southwest | CT | CT | 0 | 0 | 0 | 0 | 0 | 0 | CT | 0 | 0 | 0 | 0 | 0 | 0
| ==== Emission Program: CAIRNOxAnnual : (NOx) ==== | SPP_N | Southwest | Coal | Coal | 0 | 0 | 0 | 0 | 0 | 0 | Coal | 0 | 0 | 0 | 0 | 0 | 0
| ==== Emission Program: CAIRNOxAnnual : (NOx) ==== | SPP_N | Southwest | Other Renew | Geo | 0 | 0 | 0 | 0 | 0 | 0 | Geo | 0 | 0 | 0 | 0 | 0 | 0
| ==== Emission Program: CAIRNOxAnnual : (NOx) ==== | SPP_N | Southwest | Hydro | H | 0 | 0 | 0 | 0 | 0 | 0 | H | 0 | 0 | 0 | 0 | 0 | 0
| ==== Emission Program: CAIRNOxAnnual : (NOx) ==== | SPP_N | Southwest | Other Renew | LFG | 0 | 0 | 0 | 0 | 0 | 0 | LFG | 0 | 0 | 0 | 0 | 0 | 0
| ==== Emission Program: CAIRNOxAnnual : (NOx) ==== | SPP_N | Southwest | Nuclear | Nuc | 0 | 0 | 0 | 0 | 0 | 0 | Nuc | 0 | 0 | 0 | 0 | 0 | 0
| ==== Emission Program: CAIRNOxAnnual : (NOx) ==== | SPP_N | Southwest | Other | PS | 0 | 0 | 0 | 0 | 0 | 0 | PS | 0 | 0 | 0 | 0 | 0 | 0
| ==== Emission Program: CAIRNOxAnnual : (NOx) ==== | SPP_N | Southwest | Other Renew | PV | 0 | 0 | 0 | 0 | 0 | 0 | PV | 0 | 0 | 0 | 0 | 0 | 0
| ==== Emission Program: CAIRNOxAnnual : (NOx) ==== | SPP_N | Southwest | CT | PeakG | 0 | 0 | 0 | 0 | 0 | 0 | PeakG | 0 | 0 | 0 | 0 | 0 | 0
| ==== Emission Program: CAIRNOxAnnual : (NOx) ==== | SPP_N | Southwest | CT | PeakO | 0 | 0 | 0 | 0 | 0 | 0 | PeakO | 0 | 0 | 0 | 0 | 0 | 0
| ==== Emission Program: CAIRNOxAnnual : (NOx) ==== | SPP_N | Southwest | Other Renew | ST | 0 | 0 | 0 | 0 | 0 | 0 | ST | 0 | 0 | 0 | 0 | 0 | 0
| ==== Emission Program: CAIRNOxAnnual : (NOx) ==== | SPP_N | Southwest | Steam O/G | STOG | 0 | 0 | 0 | 0 | 0 | 0 | STOG | 0 | 0 | 0 | 0 | 0 | 0
| ==== Emission Program: CAIRNOxAnnual : (NOx) ==== | SPP_N | Southwest | Other Renew | STWD | 0 | 0 | 0 | 0 | 0 | 0 | STWD | 0 | 0 | 0 | 0 | 0 | 0
| ==== Emission Program: CAIRNOxAnnual : (NOx) ==== | SPP_N | Southwest | On-shore Wind | WT | 0 | 0 | 0 | 0 | 0 | 0 | WT | 0 | 0 | 0 | 0 | 0 | 0
| ==== Emission Program: CAIRNOxAnnual : (NOx) ==== | SPP_N | Southwest | Coal | IGCC | 0 | 0 | 0 | 0 | 0 | 0 | IGCC | 0 | 0 | 0 | 0 | 0 | 0
| ==== Emission Program: CAIRNOxAnnual : (NOx) ==== | SPP_N | Southwest | DR | DemandResponse | 0 | 0 | 0 | 0 | 0 | 0 | DemandResponse | 0 | 0 | 0 | 0 | 0 | 0
| ==== Emission Program: CAIRNOxAnnual : (NOx) ==== | SPP_N | Southwest | Coal-CCS | IGCC-CCS | 0 | 0 | 0 | 0 | 0 | 0 | IGCC-CCS | 0 | 0 | 0 | 0 | 0 | 0
| ==== Emission Program: CAIRNOxAnnual : (NOx) ==== | SPP_N | Southwest | Off-shore Wind | WT_off | 0 | 0 | 0 | 0 | 0 | 0 | WT_off | 0 | 0 | 0 | 0 | 0 | 0
| ==== Emission Program: CAIRNOxAnnual : (NOx) ==== | SPP_N | Southwest | Other | PseudoUnit | 0 | 0 | 0 | 0 | 0 | 0 | PseudoUnit | 0 | 0 | 0 | 0 | 0 | 0
| ==== Emission Program: CAIRNOxAnnual : (NOx) ==== | SPP_N | Southwest | HQ/Maritimes | FixedInterchange | 0 | 0 | 0 | 0 | 0 | 0 | FixedInterchange | 0 | 0 | 0 | 0 | 0 | 0
==== Emission Program: CAIRNOxAnnual : (NOx) ====
| ==== Emission Program: CAIRNOxAnnual : (NOx) ==== |  |  |  | Emission Cost by Reporting Type: SPP_S | [6 empty] | Emission Cost by Reporting Type: SPP_S
| ==== Emission Program: CAIRNOxAnnual : (NOx) ==== |  |  |  | ReportingType | 2015 | 2020 | 2025 | 2030 | 2035 | 2040 | ReportingType | 2015 | 2020 | 2025 | 2030 | 2035 | 2040
| ==== Emission Program: CAIRNOxAnnual : (NOx) ==== | SPP_S | Southwest | Other Renew | BM | 0 | 0 | 0 | 0 | 0 | 0 | BM | 0 | 0 | 0 | 0 | 0 | 0
| ==== Emission Program: CAIRNOxAnnual : (NOx) ==== | SPP_S | Southwest | CC | CC | 0 | 0 | 0 | 0 | 0 | 0 | CC | 0 | 0 | 0 | 0 | 0 | 0
| ==== Emission Program: CAIRNOxAnnual : (NOx) ==== | SPP_S | Southwest | Other Renew | CSP | 0 | 0 | 0 | 0 | 0 | 0 | CSP | 0 | 0 | 0 | 0 | 0 | 0
| ==== Emission Program: CAIRNOxAnnual : (NOx) ==== | SPP_S | Southwest | CT | CT | 0 | 0 | 0 | 0 | 0 | 0 | CT | 0 | 0 | 0 | 0 | 0 | 0
| ==== Emission Program: CAIRNOxAnnual : (NOx) ==== | SPP_S | Southwest | Coal | Coal | 0 | 0 | 0 | 0 | 0 | 0 | Coal | 0 | 0 | 0 | 0 | 0 | 0
| ==== Emission Program: CAIRNOxAnnual : (NOx) ==== | SPP_S | Southwest | Other Renew | Geo | 0 | 0 | 0 | 0 | 0 | 0 | Geo | 0 | 0 | 0 | 0 | 0 | 0
| ==== Emission Program: CAIRNOxAnnual : (NOx) ==== | SPP_S | Southwest | Hydro | H | 0 | 0 | 0 | 0 | 0 | 0 | H | 0 | 0 | 0 | 0 | 0 | 0
| ==== Emission Program: CAIRNOxAnnual : (NOx) ==== | SPP_S | Southwest | Other Renew | LFG | 0 | 0 | 0 | 0 | 0 | 0 | LFG | 0 | 0 | 0 | 0 | 0 | 0
| ==== Emission Program: CAIRNOxAnnual : (NOx) ==== | SPP_S | Southwest | Nuclear | Nuc | 0 | 0 | 0 | 0 | 0 | 0 | Nuc | 0 | 0 | 0 | 0 | 0 | 0
| ==== Emission Program: CAIRNOxAnnual : (NOx) ==== | SPP_S | Southwest | Other | PS | 0 | 0 | 0 | 0 | 0 | 0 | PS | 0 | 0 | 0 | 0 | 0 | 0
| ==== Emission Program: CAIRNOxAnnual : (NOx) ==== | SPP_S | Southwest | Other Renew | PV | 0 | 0 | 0 | 0 | 0 | 0 | PV | 0 | 0 | 0 | 0 | 0 | 0
| ==== Emission Program: CAIRNOxAnnual : (NOx) ==== | SPP_S | Southwest | CT | PeakG | 0 | 0 | 0 | 0 | 0 | 0 | PeakG | 0 | 0 | 0 | 0 | 0 | 0
| ==== Emission Program: CAIRNOxAnnual : (NOx) ==== | SPP_S | Southwest | CT | PeakO | 0 | 0 | 0 | 0 | 0 | 0 | PeakO | 0 | 0 | 0 | 0 | 0 | 0
| ==== Emission Program: CAIRNOxAnnual : (NOx) ==== | SPP_S | Southwest | Other Renew | ST | 0 | 0 | 0 | 0 | 0 | 0 | ST | 0 | 0 | 0 | 0 | 0 | 0
| ==== Emission Program: CAIRNOxAnnual : (NOx) ==== | SPP_S | Southwest | Steam O/G | STOG | 0 | 0 | 0 | 0 | 0 | 0 | STOG | 0 | 0 | 0 | 0 | 0 | 0
| ==== Emission Program: CAIRNOxAnnual : (NOx) ==== | SPP_S | Southwest | Other Renew | STWD | 0 | 0 | 0 | 0 | 0 | 0 | STWD | 0 | 0 | 0 | 0 | 0 | 0
| ==== Emission Program: CAIRNOxAnnual : (NOx) ==== | SPP_S | Southwest | On-shore Wind | WT | 0 | 0 | 0 | 0 | 0 | 0 | WT | 0 | 0 | 0 | 0 | 0 | 0
| ==== Emission Program: CAIRNOxAnnual : (NOx) ==== | SPP_S | Southwest | Coal | IGCC | 0 | 0 | 0 | 0 | 0 | 0 | IGCC | 0 | 0 | 0 | 0 | 0 | 0
| ==== Emission Program: CAIRNOxAnnual : (NOx) ==== | SPP_S | Southwest | DR | DemandResponse | 0 | 0 | 0 | 0 | 0 | 0 | DemandResponse | 0 | 0 | 0 | 0 | 0 | 0
| ==== Emission Program: CAIRNOxAnnual : (NOx) ==== | SPP_S | Southwest | Coal-CCS | IGCC-CCS | 0 | 0 | 0 | 0 | 0 | 0 | IGCC-CCS | 0 | 0 | 0 | 0 | 0 | 0
| ==== Emission Program: CAIRNOxAnnual : (NOx) ==== | SPP_S | Southwest | Off-shore Wind | WT_off | 0 | 0 | 0 | 0 | 0 | 0 | WT_off | 0 | 0 | 0 | 0 | 0 | 0
| ==== Emission Program: CAIRNOxAnnual : (NOx) ==== | SPP_S | Southwest | Other | PseudoUnit | 0 | 0 | 0 | 0 | 0 | 0 | PseudoUnit | 0 | 0 | 0 | 0 | 0 | 0
| ==== Emission Program: CAIRNOxAnnual : (NOx) ==== | SPP_S | Southwest | HQ/Maritimes | FixedInterchange | 0 | 0 | 0 | 0 | 0 | 0 | FixedInterchange | 0 | 0 | 0 | 0 | 0 | 0
==== Emission Program: CAIRNOxAnnual : (NOx) ====
| ==== Emission Program: CAIRNOxAnnual : (NOx) ==== |  |  |  | Emission Cost by Reporting Type: TVA | [6 empty] | Emission Cost by Reporting Type: TVA
| ==== Emission Program: CAIRNOxAnnual : (NOx) ==== |  |  |  | ReportingType | 2015 | 2020 | 2025 | 2030 | 2035 | 2040 | ReportingType | 2015 | 2020 | 2025 | 2030 | 2035 | 2040
| ==== Emission Program: CAIRNOxAnnual : (NOx) ==== | TVA | South | Other Renew | BM | 0 | 0 | 0 | 0 | 0 | 0 | BM | 0 | 0 | 0 | 0 | 0 | 0
| ==== Emission Program: CAIRNOxAnnual : (NOx) ==== | TVA | South | CC | CC | 0 | 0 | 0 | 0 | 0 | 0 | CC | 0 | 0 | 0 | 0 | 0 | 0
| ==== Emission Program: CAIRNOxAnnual : (NOx) ==== | TVA | South | Other Renew | CSP | 0 | 0 | 0 | 0 | 0 | 0 | CSP | 0 | 0 | 0 | 0 | 0 | 0
| ==== Emission Program: CAIRNOxAnnual : (NOx) ==== | TVA | South | CT | CT | 0 | 0 | 0 | 0 | 0 | 0 | CT | 0 | 0 | 0 | 0 | 0 | 0
| ==== Emission Program: CAIRNOxAnnual : (NOx) ==== | TVA | South | Coal | Coal | 0 | 0 | 0 | 0 | 0 | 0 | Coal | 0 | 0 | 0 | 0 | 0 | 0
| ==== Emission Program: CAIRNOxAnnual : (NOx) ==== | TVA | South | Other Renew | Geo | 0 | 0 | 0 | 0 | 0 | 0 | Geo | 0 | 0 | 0 | 0 | 0 | 0
| ==== Emission Program: CAIRNOxAnnual : (NOx) ==== | TVA | South | Hydro | H | 0 | 0 | 0 | 0 | 0 | 0 | H | 0 | 0 | 0 | 0 | 0 | 0
| ==== Emission Program: CAIRNOxAnnual : (NOx) ==== | TVA | South | Other Renew | LFG | 0 | 0 | 0 | 0 | 0 | 0 | LFG | 0 | 0 | 0 | 0 | 0 | 0
| ==== Emission Program: CAIRNOxAnnual : (NOx) ==== | TVA | South | Nuclear | Nuc | 0 | 0 | 0 | 0 | 0 | 0 | Nuc | 0 | 0 | 0 | 0 | 0 | 0
| ==== Emission Program: CAIRNOxAnnual : (NOx) ==== | TVA | South | Other | PS | 0 | 0 | 0 | 0 | 0 | 0 | PS | 0 | 0 | 0 | 0 | 0 | 0
| ==== Emission Program: CAIRNOxAnnual : (NOx) ==== | TVA | South | Other Renew | PV | 0 | 0 | 0 | 0 | 0 | 0 | PV | 0 | 0 | 0 | 0 | 0 | 0
| ==== Emission Program: CAIRNOxAnnual : (NOx) ==== | TVA | South | CT | PeakG | 0 | 0 | 0 | 0 | 0 | 0 | PeakG | 0 | 0 | 0 | 0 | 0 | 0
| ==== Emission Program: CAIRNOxAnnual : (NOx) ==== | TVA | South | CT | PeakO | 0 | 0 | 0 | 0 | 0 | 0 | PeakO | 0 | 0 | 0 | 0 | 0 | 0
| ==== Emission Program: CAIRNOxAnnual : (NOx) ==== | TVA | South | Other Renew | ST | 0 | 0 | 0 | 0 | 0 | 0 | ST | 0 | 0 | 0 | 0 | 0 | 0
| ==== Emission Program: CAIRNOxAnnual : (NOx) ==== | TVA | South | Steam O/G | STOG | 0 | 0 | 0 | 0 | 0 | 0 | STOG | 0 | 0 | 0 | 0 | 0 | 0
| ==== Emission Program: CAIRNOxAnnual : (NOx) ==== | TVA | South | Other Renew | STWD | 0 | 0 | 0 | 0 | 0 | 0 | STWD | 0 | 0 | 0 | 0 | 0 | 0
| ==== Emission Program: CAIRNOxAnnual : (NOx) ==== | TVA | South | On-shore Wind | WT | 0 | 0 | 0 | 0 | 0 | 0 | WT | 0 | 0 | 0 | 0 | 0 | 0
| ==== Emission Program: CAIRNOxAnnual : (NOx) ==== | TVA | South | Coal | IGCC | 0 | 0 | 0 | 0 | 0 | 0 | IGCC | 0 | 0 | 0 | 0 | 0 | 0
| ==== Emission Program: CAIRNOxAnnual : (NOx) ==== | TVA | South | DR | DemandResponse | 0 | 0 | 0 | 0 | 0 | 0 | DemandResponse | 0 | 0 | 0 | 0 | 0 | 0
| ==== Emission Program: CAIRNOxAnnual : (NOx) ==== | TVA | South | Coal-CCS | IGCC-CCS | 0 | 0 | 0 | 0 | 0 | 0 | IGCC-CCS | 0 | 0 | 0 | 0 | 0 | 0
| ==== Emission Program: CAIRNOxAnnual : (NOx) ==== | TVA | South | Off-shore Wind | WT_off | 0 | 0 | 0 | 0 | 0 | 0 | WT_off | 0 | 0 | 0 | 0 | 0 | 0
| ==== Emission Program: CAIRNOxAnnual : (NOx) ==== | TVA | South | Other | PseudoUnit | 0 | 0 | 0 | 0 | 0 | 0 | PseudoUnit | 0 | 0 | 0 | 0 | 0 | 0
| ==== Emission Program: CAIRNOxAnnual : (NOx) ==== | TVA | South | HQ/Maritimes | FixedInterchange | 0 | 0 | 0 | 0 | 0 | 0 | FixedInterchange | 0 | 0 | 0 | 0 | 0 | 0
==== Emission Program: CAIRNOxAnnual : (NOx) ====
| ==== Emission Program: CAIRNOxAnnual : (NOx) ==== |  |  |  | Emission Cost by Reporting Type: TVA_Transmission | [6 empty] | Emission Cost by Reporting Type: TVA_Transmission
| ==== Emission Program: CAIRNOxAnnual : (NOx) ==== |  |  |  | ReportingType | 2015 | 2020 | 2025 | 2030 | 2035 | 2040 | ReportingType | 2015 | 2020 | 2025 | 2030 | 2035 | 2040
| ==== Emission Program: CAIRNOxAnnual : (NOx) ==== | TVA_Transmission | South | Other Renew | BM | 0 | 0 | 0 | 0 | 0 | 0 | BM | 0 | 0 | 0 | 0 | 0 | 0
| ==== Emission Program: CAIRNOxAnnual : (NOx) ==== | TVA_Transmission | South | CC | CC | 0 | 0 | 0 | 0 | 0 | 0 | CC | 0 | 0 | 0 | 0 | 0 | 0
| ==== Emission Program: CAIRNOxAnnual : (NOx) ==== | TVA_Transmission | South | Other Renew | CSP | 0 | 0 | 0 | 0 | 0 | 0 | CSP | 0 | 0 | 0 | 0 | 0 | 0
| ==== Emission Program: CAIRNOxAnnual : (NOx) ==== | TVA_Transmission | South | CT | CT | 0 | 0 | 0 | 0 | 0 | 0 | CT | 0 | 0 | 0 | 0 | 0 | 0
| ==== Emission Program: CAIRNOxAnnual : (NOx) ==== | TVA_Transmission | South | Coal | Coal | 0 | 0 | 0 | 0 | 0 | 0 | Coal | 0 | 0 | 0 | 0 | 0 | 0
| ==== Emission Program: CAIRNOxAnnual : (NOx) ==== | TVA_Transmission | South | Other Renew | Geo | 0 | 0 | 0 | 0 | 0 | 0 | Geo | 0 | 0 | 0 | 0 | 0 | 0
| ==== Emission Program: CAIRNOxAnnual : (NOx) ==== | TVA_Transmission | South | Hydro | H | 0 | 0 | 0 | 0 | 0 | 0 | H | 0 | 0 | 0 | 0 | 0 | 0
| ==== Emission Program: CAIRNOxAnnual : (NOx) ==== | TVA_Transmission | South | Other Renew | LFG | 0 | 0 | 0 | 0 | 0 | 0 | LFG | 0 | 0 | 0 | 0 | 0 | 0
| ==== Emission Program: CAIRNOxAnnual : (NOx) ==== | TVA_Transmission | South | Nuclear | Nuc | 0 | 0 | 0 | 0 | 0 | 0 | Nuc | 0 | 0 | 0 | 0 | 0 | 0
| ==== Emission Program: CAIRNOxAnnual : (NOx) ==== | TVA_Transmission | South | Other | PS | 0 | 0 | 0 | 0 | 0 | 0 | PS | 0 | 0 | 0 | 0 | 0 | 0
| ==== Emission Program: CAIRNOxAnnual : (NOx) ==== | TVA_Transmission | South | Other Renew | PV | 0 | 0 | 0 | 0 | 0 | 0 | PV | 0 | 0 | 0 | 0 | 0 | 0
| ==== Emission Program: CAIRNOxAnnual : (NOx) ==== | TVA_Transmission | South | CT | PeakG | 0 | 0 | 0 | 0 | 0 | 0 | PeakG | 0 | 0 | 0 | 0 | 0 | 0
| ==== Emission Program: CAIRNOxAnnual : (NOx) ==== | TVA_Transmission | South | CT | PeakO | 0 | 0 | 0 | 0 | 0 | 0 | PeakO | 0 | 0 | 0 | 0 | 0 | 0
| ==== Emission Program: CAIRNOxAnnual : (NOx) ==== | TVA_Transmission | South | Other Renew | ST | 0 | 0 | 0 | 0 | 0 | 0 | ST | 0 | 0 | 0 | 0 | 0 | 0
| ==== Emission Program: CAIRNOxAnnual : (NOx) ==== | TVA_Transmission | South | Steam O/G | STOG | 0 | 0 | 0 | 0 | 0 | 0 | STOG | 0 | 0 | 0 | 0 | 0 | 0
| ==== Emission Program: CAIRNOxAnnual : (NOx) ==== | TVA_Transmission | South | Other Renew | STWD | 0 | 0 | 0 | 0 | 0 | 0 | STWD | 0 | 0 | 0 | 0 | 0 | 0
| ==== Emission Program: CAIRNOxAnnual : (NOx) ==== | TVA_Transmission | South | On-shore Wind | WT | 0 | 0 | 0 | 0 | 0 | 0 | WT | 0 | 0 | 0 | 0 | 0 | 0
| ==== Emission Program: CAIRNOxAnnual : (NOx) ==== | TVA_Transmission | South | Coal | IGCC | 0 | 0 | 0 | 0 | 0 | 0 | IGCC | 0 | 0 | 0 | 0 | 0 | 0
| ==== Emission Program: CAIRNOxAnnual : (NOx) ==== | TVA_Transmission | South | DR | DemandResponse | 0 | 0 | 0 | 0 | 0 | 0 | DemandResponse | 0 | 0 | 0 | 0 | 0 | 0
| ==== Emission Program: CAIRNOxAnnual : (NOx) ==== | TVA_Transmission | South | Coal-CCS | IGCC-CCS | 0 | 0 | 0 | 0 | 0 | 0 | IGCC-CCS | 0 | 0 | 0 | 0 | 0 | 0
| ==== Emission Program: CAIRNOxAnnual : (NOx) ==== | TVA_Transmission | South | Off-shore Wind | WT_off | 0 | 0 | 0 | 0 | 0 | 0 | WT_off | 0 | 0 | 0 | 0 | 0 | 0
| ==== Emission Program: CAIRNOxAnnual : (NOx) ==== | TVA_Transmission | South | Other | PseudoUnit | 0 | 0 | 0 | 0 | 0 | 0 | PseudoUnit | 0 | 0 | 0 | 0 | 0 | 0
| ==== Emission Program: CAIRNOxAnnual : (NOx) ==== | TVA_Transmission | South | HQ/Maritimes | FixedInterchange | 0 | 0 | 0 | 0 | 0 | 0 | FixedInterchange | 0 | 0 | 0 | 0 | 0 | 0
==== Emission Program: CAIRNOxAnnual : (NOx) ====
| ==== Emission Program: CAIRNOxAnnual : (NOx) ==== |  |  |  | Emission Cost by Reporting Type: VACAR | [6 empty] | Emission Cost by Reporting Type: VACAR
| ==== Emission Program: CAIRNOxAnnual : (NOx) ==== |  |  |  | ReportingType | 2015 | 2020 | 2025 | 2030 | 2035 | 2040 | ReportingType | 2015 | 2020 | 2025 | 2030 | 2035 | 2040
| ==== Emission Program: CAIRNOxAnnual : (NOx) ==== | VACAR | South | Other Renew | BM | 0 | 0 | 0 | 0 | 0 | 0 | BM | 0 | 0 | 0 | 0 | 0 | 0
| ==== Emission Program: CAIRNOxAnnual : (NOx) ==== | VACAR | South | CC | CC | 0 | 0 | 0 | 0 | 0 | 0 | CC | 0 | 0 | 0 | 0 | 0 | 0
| ==== Emission Program: CAIRNOxAnnual : (NOx) ==== | VACAR | South | Other Renew | CSP | 0 | 0 | 0 | 0 | 0 | 0 | CSP | 0 | 0 | 0 | 0 | 0 | 0
| ==== Emission Program: CAIRNOxAnnual : (NOx) ==== | VACAR | South | CT | CT | 0 | 0 | 0 | 0 | 0 | 0 | CT | 0 | 0 | 0 | 0 | 0 | 0
| ==== Emission Program: CAIRNOxAnnual : (NOx) ==== | VACAR | South | Coal | Coal | 0 | 0 | 0 | 0 | 0 | 0 | Coal | 0 | 0 | 0 | 0 | 0 | 0
| ==== Emission Program: CAIRNOxAnnual : (NOx) ==== | VACAR | South | Other Renew | Geo | 0 | 0 | 0 | 0 | 0 | 0 | Geo | 0 | 0 | 0 | 0 | 0 | 0
| ==== Emission Program: CAIRNOxAnnual : (NOx) ==== | VACAR | South | Hydro | H | 0 | 0 | 0 | 0 | 0 | 0 | H | 0 | 0 | 0 | 0 | 0 | 0
| ==== Emission Program: CAIRNOxAnnual : (NOx) ==== | VACAR | South | Other Renew | LFG | 0 | 0 | 0 | 0 | 0 | 0 | LFG | 0 | 0 | 0 | 0 | 0 | 0
| ==== Emission Program: CAIRNOxAnnual : (NOx) ==== | VACAR | South | Nuclear | Nuc | 0 | 0 | 0 | 0 | 0 | 0 | Nuc | 0 | 0 | 0 | 0 | 0 | 0
| ==== Emission Program: CAIRNOxAnnual : (NOx) ==== | VACAR | South | Other | PS | 0 | 0 | 0 | 0 | 0 | 0 | PS | 0 | 0 | 0 | 0 | 0 | 0
| ==== Emission Program: CAIRNOxAnnual : (NOx) ==== | VACAR | South | Other Renew | PV | 0 | 0 | 0 | 0 | 0 | 0 | PV | 0 | 0 | 0 | 0 | 0 | 0
| ==== Emission Program: CAIRNOxAnnual : (NOx) ==== | VACAR | South | CT | PeakG | 0 | 0 | 0 | 0 | 0 | 0 | PeakG | 0 | 0 | 0 | 0 | 0 | 0
| ==== Emission Program: CAIRNOxAnnual : (NOx) ==== | VACAR | South | CT | PeakO | 0 | 0 | 0 | 0 | 0 | 0 | PeakO | 0 | 0 | 0 | 0 | 0 | 0
| ==== Emission Program: CAIRNOxAnnual : (NOx) ==== | VACAR | South | Other Renew | ST | 0 | 0 | 0 | 0 | 0 | 0 | ST | 0 | 0 | 0 | 0 | 0 | 0
| ==== Emission Program: CAIRNOxAnnual : (NOx) ==== | VACAR | South | Steam O/G | STOG | 0 | 0 | 0 | 0 | 0 | 0 | STOG | 0 | 0 | 0 | 0 | 0 | 0
| ==== Emission Program: CAIRNOxAnnual : (NOx) ==== | VACAR | South | Other Renew | STWD | 0 | 0 | 0 | 0 | 0 | 0 | STWD | 0 | 0 | 0 | 0 | 0 | 0
| ==== Emission Program: CAIRNOxAnnual : (NOx) ==== | VACAR | South | On-shore Wind | WT | 0 | 0 | 0 | 0 | 0 | 0 | WT | 0 | 0 | 0 | 0 | 0 | 0
| ==== Emission Program: CAIRNOxAnnual : (NOx) ==== | VACAR | South | Coal | IGCC | 0 | 0 | 0 | 0 | 0 | 0 | IGCC | 0 | 0 | 0 | 0 | 0 | 0
| ==== Emission Program: CAIRNOxAnnual : (NOx) ==== | VACAR | South | DR | DemandResponse | 0 | 0 | 0 | 0 | 0 | 0 | DemandResponse | 0 | 0 | 0 | 0 | 0 | 0
| ==== Emission Program: CAIRNOxAnnual : (NOx) ==== | VACAR | South | Coal-CCS | IGCC-CCS | 0 | 0 | 0 | 0 | 0 | 0 | IGCC-CCS | 0 | 0 | 0 | 0 | 0 | 0
| ==== Emission Program: CAIRNOxAnnual : (NOx) ==== | VACAR | South | Off-shore Wind | WT_off | 0 | 0 | 0 | 0 | 0 | 0 | WT_off | 0 | 0 | 0 | 0 | 0 | 0
| ==== Emission Program: CAIRNOxAnnual : (NOx) ==== | VACAR | South | Other | PseudoUnit | 0 | 0 | 0 | 0 | 0 | 0 | PseudoUnit | 0 | 0 | 0 | 0 | 0 | 0
| ==== Emission Program: CAIRNOxAnnual : (NOx) ==== | VACAR | South | HQ/Maritimes | FixedInterchange | 0 | 0 | 0 | 0 | 0 | 0 | FixedInterchange | 0 | 0 | 0 | 0 | 0 | 0
==== Emission Program: CAIRNOxAnnual : (NOx) ====
| ==== Emission Program: CAIRNOxAnnual : (NOx) ==== |  |  |  | Emission Cost by Reporting Type: IESO | [6 empty] | Emission Cost by Reporting Type: IESO
| ==== Emission Program: CAIRNOxAnnual : (NOx) ==== |  |  |  | ReportingType | 2015 | 2020 | 2025 | 2030 | 2035 | 2040 | ReportingType | 2015 | 2020 | 2025 | 2030 | 2035 | 2040
| ==== Emission Program: CAIRNOxAnnual : (NOx) ==== | IESO | Ontario | Other Renew | BM | 0 | 0 | 0 | 0 | 0 | 0 | BM | 0 | 0 | 0 | 0 | 0 | 0
| ==== Emission Program: CAIRNOxAnnual : (NOx) ==== | IESO | Ontario | CC | CC | 0 | 0 | 0 | 0 | 0 | 0 | CC | 0 | 0 | 0 | 0 | 0 | 0
| ==== Emission Program: CAIRNOxAnnual : (NOx) ==== | IESO | Ontario | Other Renew | CSP | 0 | 0 | 0 | 0 | 0 | 0 | CSP | 0 | 0 | 0 | 0 | 0 | 0
| ==== Emission Program: CAIRNOxAnnual : (NOx) ==== | IESO | Ontario | CT | CT | 0 | 0 | 0 | 0 | 0 | 0 | CT | 0 | 0 | 0 | 0 | 0 | 0
| ==== Emission Program: CAIRNOxAnnual : (NOx) ==== | IESO | Ontario | Coal | Coal | 0 | 0 | 0 | 0 | 0 | 0 | Coal | 0 | 0 | 0 | 0 | 0 | 0
| ==== Emission Program: CAIRNOxAnnual : (NOx) ==== | IESO | Ontario | Other Renew | Geo | 0 | 0 | 0 | 0 | 0 | 0 | Geo | 0 | 0 | 0 | 0 | 0 | 0
| ==== Emission Program: CAIRNOxAnnual : (NOx) ==== | IESO | Ontario | Hydro | H | 0 | 0 | 0 | 0 | 0 | 0 | H | 0 | 0 | 0 | 0 | 0 | 0
| ==== Emission Program: CAIRNOxAnnual : (NOx) ==== | IESO | Ontario | Other Renew | LFG | 0 | 0 | 0 | 0 | 0 | 0 | LFG | 0 | 0 | 0 | 0 | 0 | 0
| ==== Emission Program: CAIRNOxAnnual : (NOx) ==== | IESO | Ontario | Nuclear | Nuc | 0 | 0 | 0 | 0 | 0 | 0 | Nuc | 0 | 0 | 0 | 0 | 0 | 0
| ==== Emission Program: CAIRNOxAnnual : (NOx) ==== | IESO | Ontario | Other | PS | 0 | 0 | 0 | 0 | 0 | 0 | PS | 0 | 0 | 0 | 0 | 0 | 0
| ==== Emission Program: CAIRNOxAnnual : (NOx) ==== | IESO | Ontario | Other Renew | PV | 0 | 0 | 0 | 0 | 0 | 0 | PV | 0 | 0 | 0 | 0 | 0 | 0
| ==== Emission Program: CAIRNOxAnnual : (NOx) ==== | IESO | Ontario | CT | PeakG | 0 | 0 | 0 | 0 | 0 | 0 | PeakG | 0 | 0 | 0 | 0 | 0 | 0
| ==== Emission Program: CAIRNOxAnnual : (NOx) ==== | IESO | Ontario | CT | PeakO | 0 | 0 | 0 | 0 | 0 | 0 | PeakO | 0 | 0 | 0 | 0 | 0 | 0
| ==== Emission Program: CAIRNOxAnnual : (NOx) ==== | IESO | Ontario | Other Renew | ST | 0 | 0 | 0 | 0 | 0 | 0 | ST | 0 | 0 | 0 | 0 | 0 | 0
| ==== Emission Program: CAIRNOxAnnual : (NOx) ==== | IESO | Ontario | Steam O/G | STOG | 0 | 0 | 0 | 0 | 0 | 0 | STOG | 0 | 0 | 0 | 0 | 0 | 0
| ==== Emission Program: CAIRNOxAnnual : (NOx) ==== | IESO | Ontario | Other Renew | STWD | 0 | 0 | 0 | 0 | 0 | 0 | STWD | 0 | 0 | 0 | 0 | 0 | 0
| ==== Emission Program: CAIRNOxAnnual : (NOx) ==== | IESO | Ontario | On-shore Wind | WT | 0 | 0 | 0 | 0 | 0 | 0 | WT | 0 | 0 | 0 | 0 | 0 | 0
| ==== Emission Program: CAIRNOxAnnual : (NOx) ==== | IESO | Ontario | Coal | IGCC | 0 | 0 | 0 | 0 | 0 | 0 | IGCC | 0 | 0 | 0 | 0 | 0 | 0
| ==== Emission Program: CAIRNOxAnnual : (NOx) ==== | IESO | Ontario | DR | DemandResponse | 0 | 0 | 0 | 0 | 0 | 0 | DemandResponse | 0 | 0 | 0 | 0 | 0 | 0
| ==== Emission Program: CAIRNOxAnnual : (NOx) ==== | IESO | Ontario | Coal-CCS | IGCC-CCS | 0 | 0 | 0 | 0 | 0 | 0 | IGCC-CCS | 0 | 0 | 0 | 0 | 0 | 0
| ==== Emission Program: CAIRNOxAnnual : (NOx) ==== | IESO | Ontario | Off-shore Wind | WT_off | 0 | 0 | 0 | 0 | 0 | 0 | WT_off | 0 | 0 | 0 | 0 | 0 | 0
| ==== Emission Program: CAIRNOxAnnual : (NOx) ==== | IESO | Ontario | Other | PseudoUnit | 0 | 0 | 0 | 0 | 0 | 0 | PseudoUnit | 0 | 0 | 0 | 0 | 0 | 0
| ==== Emission Program: CAIRNOxAnnual : (NOx) ==== | IESO | Ontario | HQ/Maritimes | FixedInterchange | 0 | 0 | 0 | 0 | 0 | 0 | FixedInterchange | 0 | 0 | 0 | 0 | 0 | 0
==== Emission Program: CAIRNOxAnnual : (NOx) ====
| ==== Emission Program: CAIRNOxAnnual : (NOx) ==== |  |  |  | Emission Cost by Reporting Type: MAPP_CA | [6 empty] | Emission Cost by Reporting Type: MAPP_CA
| ==== Emission Program: CAIRNOxAnnual : (NOx) ==== |  |  |  | ReportingType | 2015 | 2020 | 2025 | 2030 | 2035 | 2040 | ReportingType | 2015 | 2020 | 2025 | 2030 | 2035 | 2040
| ==== Emission Program: CAIRNOxAnnual : (NOx) ==== | MAPP_CA | Midwest | Other Renew | BM | 0 | 0 | 0 | 0 | 0 | 0 | BM | 0 | 0 | 0 | 0 | 0 | 0
| ==== Emission Program: CAIRNOxAnnual : (NOx) ==== | MAPP_CA | Midwest | CC | CC | 0 | 0 | 0 | 0 | 0 | 0 | CC | 0 | 0 | 0 | 0 | 0 | 0
| ==== Emission Program: CAIRNOxAnnual : (NOx) ==== | MAPP_CA | Midwest | Other Renew | CSP | 0 | 0 | 0 | 0 | 0 | 0 | CSP | 0 | 0 | 0 | 0 | 0 | 0
| ==== Emission Program: CAIRNOxAnnual : (NOx) ==== | MAPP_CA | Midwest | CT | CT | 0 | 0 | 0 | 0 | 0 | 0 | CT | 0 | 0 | 0 | 0 | 0 | 0
| ==== Emission Program: CAIRNOxAnnual : (NOx) ==== | MAPP_CA | Midwest | Coal | Coal | 0 | 0 | 0 | 0 | 0 | 0 | Coal | 0 | 0 | 0 | 0 | 0 | 0
| ==== Emission Program: CAIRNOxAnnual : (NOx) ==== | MAPP_CA | Midwest | Other Renew | Geo | 0 | 0 | 0 | 0 | 0 | 0 | Geo | 0 | 0 | 0 | 0 | 0 | 0
| ==== Emission Program: CAIRNOxAnnual : (NOx) ==== | MAPP_CA | Midwest | Hydro | H | 0 | 0 | 0 | 0 | 0 | 0 | H | 0 | 0 | 0 | 0 | 0 | 0
| ==== Emission Program: CAIRNOxAnnual : (NOx) ==== | MAPP_CA | Midwest | Other Renew | LFG | 0 | 0 | 0 | 0 | 0 | 0 | LFG | 0 | 0 | 0 | 0 | 0 | 0
| ==== Emission Program: CAIRNOxAnnual : (NOx) ==== | MAPP_CA | Midwest | Nuclear | Nuc | 0 | 0 | 0 | 0 | 0 | 0 | Nuc | 0 | 0 | 0 | 0 | 0 | 0
| ==== Emission Program: CAIRNOxAnnual : (NOx) ==== | MAPP_CA | Midwest | Other | PS | 0 | 0 | 0 | 0 | 0 | 0 | PS | 0 | 0 | 0 | 0 | 0 | 0
| ==== Emission Program: CAIRNOxAnnual : (NOx) ==== | MAPP_CA | Midwest | Other Renew | PV | 0 | 0 | 0 | 0 | 0 | 0 | PV | 0 | 0 | 0 | 0 | 0 | 0
| ==== Emission Program: CAIRNOxAnnual : (NOx) ==== | MAPP_CA | Midwest | CT | PeakG | 0 | 0 | 0 | 0 | 0 | 0 | PeakG | 0 | 0 | 0 | 0 | 0 | 0
| ==== Emission Program: CAIRNOxAnnual : (NOx) ==== | MAPP_CA | Midwest | CT | PeakO | 0 | 0 | 0 | 0 | 0 | 0 | PeakO | 0 | 0 | 0 | 0 | 0 | 0
| ==== Emission Program: CAIRNOxAnnual : (NOx) ==== | MAPP_CA | Midwest | Other Renew | ST | 0 | 0 | 0 | 0 | 0 | 0 | ST | 0 | 0 | 0 | 0 | 0 | 0
| ==== Emission Program: CAIRNOxAnnual : (NOx) ==== | MAPP_CA | Midwest | Steam O/G | STOG | 0 | 0 | 0 | 0 | 0 | 0 | STOG | 0 | 0 | 0 | 0 | 0 | 0
| ==== Emission Program: CAIRNOxAnnual : (NOx) ==== | MAPP_CA | Midwest | Other Renew | STWD | 0 | 0 | 0 | 0 | 0 | 0 | STWD | 0 | 0 | 0 | 0 | 0 | 0
| ==== Emission Program: CAIRNOxAnnual : (NOx) ==== | MAPP_CA | Midwest | On-shore Wind | WT | 0 | 0 | 0 | 0 | 0 | 0 | WT | 0 | 0 | 0 | 0 | 0 | 0
| ==== Emission Program: CAIRNOxAnnual : (NOx) ==== | MAPP_CA | Midwest | Coal | IGCC | 0 | 0 | 0 | 0 | 0 | 0 | IGCC | 0 | 0 | 0 | 0 | 0 | 0
| ==== Emission Program: CAIRNOxAnnual : (NOx) ==== | MAPP_CA | Midwest | DR | DemandResponse | 0 | 0 | 0 | 0 | 0 | 0 | DemandResponse | 0 | 0 | 0 | 0 | 0 | 0
| ==== Emission Program: CAIRNOxAnnual : (NOx) ==== | MAPP_CA | Midwest | Coal-CCS | IGCC-CCS | 0 | 0 | 0 | 0 | 0 | 0 | IGCC-CCS | 0 | 0 | 0 | 0 | 0 | 0
| ==== Emission Program: CAIRNOxAnnual : (NOx) ==== | MAPP_CA | Midwest | Off-shore Wind | WT_off | 0 | 0 | 0 | 0 | 0 | 0 | WT_off | 0 | 0 | 0 | 0 | 0 | 0
| ==== Emission Program: CAIRNOxAnnual : (NOx) ==== | MAPP_CA | Midwest | Other | PseudoUnit | 0 | 0 | 0 | 0 | 0 | 0 | PseudoUnit | 0 | 0 | 0 | 0 | 0 | 0
| ==== Emission Program: CAIRNOxAnnual : (NOx) ==== | MAPP_CA | Midwest | HQ/Maritimes | FixedInterchange | 0 | 0 | 0 | 0 | 0 | 0 | FixedInterchange | 0 | 0 | 0 | 0 | 0 | 0
==== Emission Program: CAIRNOxAnnual : (NOx) ====
| ==== Emission Program: CAIRNOxAnnual : (NOx) ==== |  |  |  | Emission Cost by Reporting Type: AZ_NM_SNV_Coal | [6 empty] | Emission Cost by Reporting Type: AZ_NM_SNV_Coal
| ==== Emission Program: CAIRNOxAnnual : (NOx) ==== |  |  |  | ReportingType | 2015 | 2020 | 2025 | 2030 | 2035 | 2040 | ReportingType | 2015 | 2020 | 2025 | 2030 | 2035 | 2040
| ==== Emission Program: CAIRNOxAnnual : (NOx) ==== | AZ_NM_SNV_Coal | West | Other Renew | BM | 0 | 0 | 0 | 0 | 0 | 0 | BM | 0 | 0 | 0 | 0 | 0 | 0
| ==== Emission Program: CAIRNOxAnnual : (NOx) ==== | AZ_NM_SNV_Coal | West | CC | CC | 0 | 0 | 0 | 0 | 0 | 0 | CC | 0 | 0 | 0 | 0 | 0 | 0
| ==== Emission Program: CAIRNOxAnnual : (NOx) ==== | AZ_NM_SNV_Coal | West | Other Renew | CSP | 0 | 0 | 0 | 0 | 0 | 0 | CSP | 0 | 0 | 0 | 0 | 0 | 0
| ==== Emission Program: CAIRNOxAnnual : (NOx) ==== | AZ_NM_SNV_Coal | West | CT | CT | 0 | 0 | 0 | 0 | 0 | 0 | CT | 0 | 0 | 0 | 0 | 0 | 0
| ==== Emission Program: CAIRNOxAnnual : (NOx) ==== | AZ_NM_SNV_Coal | West | Coal | Coal | 0 | 0 | 0 | 0 | 0 | 0 | Coal | 0 | 0 | 0 | 0 | 0 | 0
| ==== Emission Program: CAIRNOxAnnual : (NOx) ==== | AZ_NM_SNV_Coal | West | Other Renew | Geo | 0 | 0 | 0 | 0 | 0 | 0 | Geo | 0 | 0 | 0 | 0 | 0 | 0
| ==== Emission Program: CAIRNOxAnnual : (NOx) ==== | AZ_NM_SNV_Coal | West | Hydro | H | 0 | 0 | 0 | 0 | 0 | 0 | H | 0 | 0 | 0 | 0 | 0 | 0
| ==== Emission Program: CAIRNOxAnnual : (NOx) ==== | AZ_NM_SNV_Coal | West | Other Renew | LFG | 0 | 0 | 0 | 0 | 0 | 0 | LFG | 0 | 0 | 0 | 0 | 0 | 0
| ==== Emission Program: CAIRNOxAnnual : (NOx) ==== | AZ_NM_SNV_Coal | West | Nuclear | Nuc | 0 | 0 | 0 | 0 | 0 | 0 | Nuc | 0 | 0 | 0 | 0 | 0 | 0
| ==== Emission Program: CAIRNOxAnnual : (NOx) ==== | AZ_NM_SNV_Coal | West | Other | PS | 0 | 0 | 0 | 0 | 0 | 0 | PS | 0 | 0 | 0 | 0 | 0 | 0
| ==== Emission Program: CAIRNOxAnnual : (NOx) ==== | AZ_NM_SNV_Coal | West | Other Renew | PV | 0 | 0 | 0 | 0 | 0 | 0 | PV | 0 | 0 | 0 | 0 | 0 | 0
| ==== Emission Program: CAIRNOxAnnual : (NOx) ==== | AZ_NM_SNV_Coal | West | CT | PeakG | 0 | 0 | 0 | 0 | 0 | 0 | PeakG | 0 | 0 | 0 | 0 | 0 | 0
| ==== Emission Program: CAIRNOxAnnual : (NOx) ==== | AZ_NM_SNV_Coal | West | CT | PeakO | 0 | 0 | 0 | 0 | 0 | 0 | PeakO | 0 | 0 | 0 | 0 | 0 | 0
| ==== Emission Program: CAIRNOxAnnual : (NOx) ==== | AZ_NM_SNV_Coal | West | Other Renew | ST | 0 | 0 | 0 | 0 | 0 | 0 | ST | 0 | 0 | 0 | 0 | 0 | 0
| ==== Emission Program: CAIRNOxAnnual : (NOx) ==== | AZ_NM_SNV_Coal | West | Steam O/G | STOG | 0 | 0 | 0 | 0 | 0 | 0 | STOG | 0 | 0 | 0 | 0 | 0 | 0
| ==== Emission Program: CAIRNOxAnnual : (NOx) ==== | AZ_NM_SNV_Coal | West | Other Renew | STWD | 0 | 0 | 0 | 0 | 0 | 0 | STWD | 0 | 0 | 0 | 0 | 0 | 0
| ==== Emission Program: CAIRNOxAnnual : (NOx) ==== | AZ_NM_SNV_Coal | West | On-shore Wind | WT | 0 | 0 | 0 | 0 | 0 | 0 | WT | 0 | 0 | 0 | 0 | 0 | 0
| ==== Emission Program: CAIRNOxAnnual : (NOx) ==== | AZ_NM_SNV_Coal | West | Coal | IGCC | 0 | 0 | 0 | 0 | 0 | 0 | IGCC | 0 | 0 | 0 | 0 | 0 | 0
| ==== Emission Program: CAIRNOxAnnual : (NOx) ==== | AZ_NM_SNV_Coal | West | DR | DemandResponse | 0 | 0 | 0 | 0 | 0 | 0 | DemandResponse | 0 | 0 | 0 | 0 | 0 | 0
| ==== Emission Program: CAIRNOxAnnual : (NOx) ==== | AZ_NM_SNV_Coal | West | Coal-CCS | IGCC-CCS | 0 | 0 | 0 | 0 | 0 | 0 | IGCC-CCS | 0 | 0 | 0 | 0 | 0 | 0
| ==== Emission Program: CAIRNOxAnnual : (NOx) ==== | AZ_NM_SNV_Coal | West | Off-shore Wind | WT_off | 0 | 0 | 0 | 0 | 0 | 0 | WT_off | 0 | 0 | 0 | 0 | 0 | 0
| ==== Emission Program: CAIRNOxAnnual : (NOx) ==== | AZ_NM_SNV_Coal | West | Other | PseudoUnit | 0 | 0 | 0 | 0 | 0 | 0 | PseudoUnit | 0 | 0 | 0 | 0 | 0 | 0
| ==== Emission Program: CAIRNOxAnnual : (NOx) ==== | AZ_NM_SNV_Coal | West | HQ/Maritimes | FixedInterchange | 0 | 0 | 0 | 0 | 0 | 0 | FixedInterchange | 0 | 0 | 0 | 0 | 0 | 0
==== Emission Program: CAIRNOxAnnual : (NOx) ====
| ==== Emission Program: CAIRNOxAnnual : (NOx) ==== |  |  |  | Emission Cost by Reporting Type: AZ_NM_SNV_Gas | [6 empty] | Emission Cost by Reporting Type: AZ_NM_SNV_Gas
| ==== Emission Program: CAIRNOxAnnual : (NOx) ==== |  |  |  | ReportingType | 2015 | 2020 | 2025 | 2030 | 2035 | 2040 | ReportingType | 2015 | 2020 | 2025 | 2030 | 2035 | 2040
| ==== Emission Program: CAIRNOxAnnual : (NOx) ==== | AZ_NM_SNV_Gas | West | Other Renew | BM | 0 | 0 | 0 | 0 | 0 | 0 | BM | 0 | 0 | 0 | 0 | 0 | 0
| ==== Emission Program: CAIRNOxAnnual : (NOx) ==== | AZ_NM_SNV_Gas | West | CC | CC | 0 | 0 | 0 | 0 | 0 | 0 | CC | 0 | 0 | 0 | 0 | 0 | 0
| ==== Emission Program: CAIRNOxAnnual : (NOx) ==== | AZ_NM_SNV_Gas | West | Other Renew | CSP | 0 | 0 | 0 | 0 | 0 | 0 | CSP | 0 | 0 | 0 | 0 | 0 | 0
| ==== Emission Program: CAIRNOxAnnual : (NOx) ==== | AZ_NM_SNV_Gas | West | CT | CT | 0 | 0 | 0 | 0 | 0 | 0 | CT | 0 | 0 | 0 | 0 | 0 | 0
| ==== Emission Program: CAIRNOxAnnual : (NOx) ==== | AZ_NM_SNV_Gas | West | Coal | Coal | 0 | 0 | 0 | 0 | 0 | 0 | Coal | 0 | 0 | 0 | 0 | 0 | 0
| ==== Emission Program: CAIRNOxAnnual : (NOx) ==== | AZ_NM_SNV_Gas | West | Other Renew | Geo | 0 | 0 | 0 | 0 | 0 | 0 | Geo | 0 | 0 | 0 | 0 | 0 | 0
| ==== Emission Program: CAIRNOxAnnual : (NOx) ==== | AZ_NM_SNV_Gas | West | Hydro | H | 0 | 0 | 0 | 0 | 0 | 0 | H | 0 | 0 | 0 | 0 | 0 | 0
| ==== Emission Program: CAIRNOxAnnual : (NOx) ==== | AZ_NM_SNV_Gas | West | Other Renew | LFG | 0 | 0 | 0 | 0 | 0 | 0 | LFG | 0 | 0 | 0 | 0 | 0 | 0
| ==== Emission Program: CAIRNOxAnnual : (NOx) ==== | AZ_NM_SNV_Gas | West | Nuclear | Nuc | 0 | 0 | 0 | 0 | 0 | 0 | Nuc | 0 | 0 | 0 | 0 | 0 | 0
| ==== Emission Program: CAIRNOxAnnual : (NOx) ==== | AZ_NM_SNV_Gas | West | Other | PS | 0 | 0 | 0 | 0 | 0 | 0 | PS | 0 | 0 | 0 | 0 | 0 | 0
| ==== Emission Program: CAIRNOxAnnual : (NOx) ==== | AZ_NM_SNV_Gas | West | Other Renew | PV | 0 | 0 | 0 | 0 | 0 | 0 | PV | 0 | 0 | 0 | 0 | 0 | 0
| ==== Emission Program: CAIRNOxAnnual : (NOx) ==== | AZ_NM_SNV_Gas | West | CT | PeakG | 0 | 0 | 0 | 0 | 0 | 0 | PeakG | 0 | 0 | 0 | 0 | 0 | 0
| ==== Emission Program: CAIRNOxAnnual : (NOx) ==== | AZ_NM_SNV_Gas | West | CT | PeakO | 0 | 0 | 0 | 0 | 0 | 0 | PeakO | 0 | 0 | 0 | 0 | 0 | 0
| ==== Emission Program: CAIRNOxAnnual : (NOx) ==== | AZ_NM_SNV_Gas | West | Other Renew | ST | 0 | 0 | 0 | 0 | 0 | 0 | ST | 0 | 0 | 0 | 0 | 0 | 0
| ==== Emission Program: CAIRNOxAnnual : (NOx) ==== | AZ_NM_SNV_Gas | West | Steam O/G | STOG | 0 | 0 | 0 | 0 | 0 | 0 | STOG | 0 | 0 | 0 | 0 | 0 | 0
| ==== Emission Program: CAIRNOxAnnual : (NOx) ==== | AZ_NM_SNV_Gas | West | Other Renew | STWD | 0 | 0 | 0 | 0 | 0 | 0 | STWD | 0 | 0 | 0 | 0 | 0 | 0
| ==== Emission Program: CAIRNOxAnnual : (NOx) ==== | AZ_NM_SNV_Gas | West | On-shore Wind | WT | 0 | 0 | 0 | 0 | 0 | 0 | WT | 0 | 0 | 0 | 0 | 0 | 0
| ==== Emission Program: CAIRNOxAnnual : (NOx) ==== | AZ_NM_SNV_Gas | West | Coal | IGCC | 0 | 0 | 0 | 0 | 0 | 0 | IGCC | 0 | 0 | 0 | 0 | 0 | 0
| ==== Emission Program: CAIRNOxAnnual : (NOx) ==== | AZ_NM_SNV_Gas | West | DR | DemandResponse | 0 | 0 | 0 | 0 | 0 | 0 | DemandResponse | 0 | 0 | 0 | 0 | 0 | 0
| ==== Emission Program: CAIRNOxAnnual : (NOx) ==== | AZ_NM_SNV_Gas | West | Coal-CCS | IGCC-CCS | 0 | 0 | 0 | 0 | 0 | 0 | IGCC-CCS | 0 | 0 | 0 | 0 | 0 | 0
| ==== Emission Program: CAIRNOxAnnual : (NOx) ==== | AZ_NM_SNV_Gas | West | Off-shore Wind | WT_off | 0 | 0 | 0 | 0 | 0 | 0 | WT_off | 0 | 0 | 0 | 0 | 0 | 0
| ==== Emission Program: CAIRNOxAnnual : (NOx) ==== | AZ_NM_SNV_Gas | West | Other | PseudoUnit | 0 | 0 | 0 | 0 | 0 | 0 | PseudoUnit | 0 | 0 | 0 | 0 | 0 | 0
| ==== Emission Program: CAIRNOxAnnual : (NOx) ==== | AZ_NM_SNV_Gas | West | HQ/Maritimes | FixedInterchange | 0 | 0 | 0 | 0 | 0 | 0 | FixedInterchange | 0 | 0 | 0 | 0 | 0 | 0
==== Emission Program: CAIRNOxAnnual : (NOx) ====
| ==== Emission Program: CAIRNOxAnnual : (NOx) ==== |  |  |  | Emission Cost by Reporting Type: AZ_NM_SNV_NucRenew | [6 empty] | Emission Cost by Reporting Type: AZ_NM_SNV_NucRenew
| ==== Emission Program: CAIRNOxAnnual : (NOx) ==== |  |  |  | ReportingType | 2015 | 2020 | 2025 | 2030 | 2035 | 2040 | ReportingType | 2015 | 2020 | 2025 | 2030 | 2035 | 2040
| ==== Emission Program: CAIRNOxAnnual : (NOx) ==== | AZ_NM_SNV_NucRenew | West | Other Renew | BM | 0 | 0 | 0 | 0 | 0 | 0 | BM | 0 | 0 | 0 | 0 | 0 | 0
| ==== Emission Program: CAIRNOxAnnual : (NOx) ==== | AZ_NM_SNV_NucRenew | West | CC | CC | 0 | 0 | 0 | 0 | 0 | 0 | CC | 0 | 0 | 0 | 0 | 0 | 0
| ==== Emission Program: CAIRNOxAnnual : (NOx) ==== | AZ_NM_SNV_NucRenew | West | Other Renew | CSP | 0 | 0 | 0 | 0 | 0 | 0 | CSP | 0 | 0 | 0 | 0 | 0 | 0
| ==== Emission Program: CAIRNOxAnnual : (NOx) ==== | AZ_NM_SNV_NucRenew | West | CT | CT | 0 | 0 | 0 | 0 | 0 | 0 | CT | 0 | 0 | 0 | 0 | 0 | 0
| ==== Emission Program: CAIRNOxAnnual : (NOx) ==== | AZ_NM_SNV_NucRenew | West | Coal | Coal | 0 | 0 | 0 | 0 | 0 | 0 | Coal | 0 | 0 | 0 | 0 | 0 | 0
| ==== Emission Program: CAIRNOxAnnual : (NOx) ==== | AZ_NM_SNV_NucRenew | West | Other Renew | Geo | 0 | 0 | 0 | 0 | 0 | 0 | Geo | 0 | 0 | 0 | 0 | 0 | 0
| ==== Emission Program: CAIRNOxAnnual : (NOx) ==== | AZ_NM_SNV_NucRenew | West | Hydro | H | 0 | 0 | 0 | 0 | 0 | 0 | H | 0 | 0 | 0 | 0 | 0 | 0
| ==== Emission Program: CAIRNOxAnnual : (NOx) ==== | AZ_NM_SNV_NucRenew | West | Other Renew | LFG | 0 | 0 | 0 | 0 | 0 | 0 | LFG | 0 | 0 | 0 | 0 | 0 | 0
| ==== Emission Program: CAIRNOxAnnual : (NOx) ==== | AZ_NM_SNV_NucRenew | West | Nuclear | Nuc | 0 | 0 | 0 | 0 | 0 | 0 | Nuc | 0 | 0 | 0 | 0 | 0 | 0
| ==== Emission Program: CAIRNOxAnnual : (NOx) ==== | AZ_NM_SNV_NucRenew | West | Other | PS | 0 | 0 | 0 | 0 | 0 | 0 | PS | 0 | 0 | 0 | 0 | 0 | 0
| ==== Emission Program: CAIRNOxAnnual : (NOx) ==== | AZ_NM_SNV_NucRenew | West | Other Renew | PV | 0 | 0 | 0 | 0 | 0 | 0 | PV | 0 | 0 | 0 | 0 | 0 | 0
| ==== Emission Program: CAIRNOxAnnual : (NOx) ==== | AZ_NM_SNV_NucRenew | West | CT | PeakG | 0 | 0 | 0 | 0 | 0 | 0 | PeakG | 0 | 0 | 0 | 0 | 0 | 0
| ==== Emission Program: CAIRNOxAnnual : (NOx) ==== | AZ_NM_SNV_NucRenew | West | CT | PeakO | 0 | 0 | 0 | 0 | 0 | 0 | PeakO | 0 | 0 | 0 | 0 | 0 | 0
| ==== Emission Program: CAIRNOxAnnual : (NOx) ==== | AZ_NM_SNV_NucRenew | West | Other Renew | ST | 0 | 0 | 0 | 0 | 0 | 0 | ST | 0 | 0 | 0 | 0 | 0 | 0
| ==== Emission Program: CAIRNOxAnnual : (NOx) ==== | AZ_NM_SNV_NucRenew | West | Steam O/G | STOG | 0 | 0 | 0 | 0 | 0 | 0 | STOG | 0 | 0 | 0 | 0 | 0 | 0
| ==== Emission Program: CAIRNOxAnnual : (NOx) ==== | AZ_NM_SNV_NucRenew | West | Other Renew | STWD | 0 | 0 | 0 | 0 | 0 | 0 | STWD | 0 | 0 | 0 | 0 | 0 | 0
| ==== Emission Program: CAIRNOxAnnual : (NOx) ==== | AZ_NM_SNV_NucRenew | West | On-shore Wind | WT | 0 | 0 | 0 | 0 | 0 | 0 | WT | 0 | 0 | 0 | 0 | 0 | 0
| ==== Emission Program: CAIRNOxAnnual : (NOx) ==== | AZ_NM_SNV_NucRenew | West | Coal | IGCC | 0 | 0 | 0 | 0 | 0 | 0 | IGCC | 0 | 0 | 0 | 0 | 0 | 0
| ==== Emission Program: CAIRNOxAnnual : (NOx) ==== | AZ_NM_SNV_NucRenew | West | DR | DemandResponse | 0 | 0 | 0 | 0 | 0 | 0 | DemandResponse | 0 | 0 | 0 | 0 | 0 | 0
| ==== Emission Program: CAIRNOxAnnual : (NOx) ==== | AZ_NM_SNV_NucRenew | West | Coal-CCS | IGCC-CCS | 0 | 0 | 0 | 0 | 0 | 0 | IGCC-CCS | 0 | 0 | 0 | 0 | 0 | 0
| ==== Emission Program: CAIRNOxAnnual : (NOx) ==== | AZ_NM_SNV_NucRenew | West | Off-shore Wind | WT_off | 0 | 0 | 0 | 0 | 0 | 0 | WT_off | 0 | 0 | 0 | 0 | 0 | 0
| ==== Emission Program: CAIRNOxAnnual : (NOx) ==== | AZ_NM_SNV_NucRenew | West | Other | PseudoUnit | 0 | 0 | 0 | 0 | 0 | 0 | PseudoUnit | 0 | 0 | 0 | 0 | 0 | 0
| ==== Emission Program: CAIRNOxAnnual : (NOx) ==== | AZ_NM_SNV_NucRenew | West | HQ/Maritimes | FixedInterchange | 0 | 0 | 0 | 0 | 0 | 0 | FixedInterchange | 0 | 0 | 0 | 0 | 0 | 0
==== Emission Program: CAIRNOxAnnual : (NOx) ====
| ==== Emission Program: CAIRNOxAnnual : (NOx) ==== |  |  |  | Emission Cost by Reporting Type: ERCOT | [6 empty] | Emission Cost by Reporting Type: ERCOT
| ==== Emission Program: CAIRNOxAnnual : (NOx) ==== |  |  |  | ReportingType | 2015 | 2020 | 2025 | 2030 | 2035 | 2040 | ReportingType | 2015 | 2020 | 2025 | 2030 | 2035 | 2040
| ==== Emission Program: CAIRNOxAnnual : (NOx) ==== | ERCOT | Texas | Other Renew | BM | 0 | 0 | 0 | 0 | 0 | 0 | BM | 0 | 0 | 0 | 0 | 0 | 0
| ==== Emission Program: CAIRNOxAnnual : (NOx) ==== | ERCOT | Texas | CC | CC | 0 | 0 | 0 | 0 | 0 | 0 | CC | 0 | 0 | 0 | 0 | 0 | 0
| ==== Emission Program: CAIRNOxAnnual : (NOx) ==== | ERCOT | Texas | Other Renew | CSP | 0 | 0 | 0 | 0 | 0 | 0 | CSP | 0 | 0 | 0 | 0 | 0 | 0
| ==== Emission Program: CAIRNOxAnnual : (NOx) ==== | ERCOT | Texas | CT | CT | 0 | 0 | 0 | 0 | 0 | 0 | CT | 0 | 0 | 0 | 0 | 0 | 0
| ==== Emission Program: CAIRNOxAnnual : (NOx) ==== | ERCOT | Texas | Coal | Coal | 0 | 0 | 0 | 0 | 0 | 0 | Coal | 0 | 0 | 0 | 0 | 0 | 0
| ==== Emission Program: CAIRNOxAnnual : (NOx) ==== | ERCOT | Texas | Other Renew | Geo | 0 | 0 | 0 | 0 | 0 | 0 | Geo | 0 | 0 | 0 | 0 | 0 | 0
| ==== Emission Program: CAIRNOxAnnual : (NOx) ==== | ERCOT | Texas | Hydro | H | 0 | 0 | 0 | 0 | 0 | 0 | H | 0 | 0 | 0 | 0 | 0 | 0
| ==== Emission Program: CAIRNOxAnnual : (NOx) ==== | ERCOT | Texas | Other Renew | LFG | 0 | 0 | 0 | 0 | 0 | 0 | LFG | 0 | 0 | 0 | 0 | 0 | 0
| ==== Emission Program: CAIRNOxAnnual : (NOx) ==== | ERCOT | Texas | Nuclear | Nuc | 0 | 0 | 0 | 0 | 0 | 0 | Nuc | 0 | 0 | 0 | 0 | 0 | 0
| ==== Emission Program: CAIRNOxAnnual : (NOx) ==== | ERCOT | Texas | Other | PS | 0 | 0 | 0 | 0 | 0 | 0 | PS | 0 | 0 | 0 | 0 | 0 | 0
| ==== Emission Program: CAIRNOxAnnual : (NOx) ==== | ERCOT | Texas | Other Renew | PV | 0 | 0 | 0 | 0 | 0 | 0 | PV | 0 | 0 | 0 | 0 | 0 | 0
| ==== Emission Program: CAIRNOxAnnual : (NOx) ==== | ERCOT | Texas | CT | PeakG | 0 | 0 | 0 | 0 | 0 | 0 | PeakG | 0 | 0 | 0 | 0 | 0 | 0
| ==== Emission Program: CAIRNOxAnnual : (NOx) ==== | ERCOT | Texas | CT | PeakO | 0 | 0 | 0 | 0 | 0 | 0 | PeakO | 0 | 0 | 0 | 0 | 0 | 0
| ==== Emission Program: CAIRNOxAnnual : (NOx) ==== | ERCOT | Texas | Other Renew | ST | 0 | 0 | 0 | 0 | 0 | 0 | ST | 0 | 0 | 0 | 0 | 0 | 0
| ==== Emission Program: CAIRNOxAnnual : (NOx) ==== | ERCOT | Texas | Steam O/G | STOG | 0 | 0 | 0 | 0 | 0 | 0 | STOG | 0 | 0 | 0 | 0 | 0 | 0
| ==== Emission Program: CAIRNOxAnnual : (NOx) ==== | ERCOT | Texas | Other Renew | STWD | 0 | 0 | 0 | 0 | 0 | 0 | STWD | 0 | 0 | 0 | 0 | 0 | 0
| ==== Emission Program: CAIRNOxAnnual : (NOx) ==== | ERCOT | Texas | On-shore Wind | WT | 0 | 0 | 0 | 0 | 0 | 0 | WT | 0 | 0 | 0 | 0 | 0 | 0
| ==== Emission Program: CAIRNOxAnnual : (NOx) ==== | ERCOT | Texas | Coal | IGCC | 0 | 0 | 0 | 0 | 0 | 0 | IGCC | 0 | 0 | 0 | 0 | 0 | 0
| ==== Emission Program: CAIRNOxAnnual : (NOx) ==== | ERCOT | Texas | DR | DemandResponse | 0 | 0 | 0 | 0 | 0 | 0 | DemandResponse | 0 | 0 | 0 | 0 | 0 | 0
| ==== Emission Program: CAIRNOxAnnual : (NOx) ==== | ERCOT | Texas | Coal-CCS | IGCC-CCS | 0 | 0 | 0 | 0 | 0 | 0 | IGCC-CCS | 0 | 0 | 0 | 0 | 0 | 0
| ==== Emission Program: CAIRNOxAnnual : (NOx) ==== | ERCOT | Texas | Off-shore Wind | WT_off | 0 | 0 | 0 | 0 | 0 | 0 | WT_off | 0 | 0 | 0 | 0 | 0 | 0
| ==== Emission Program: CAIRNOxAnnual : (NOx) ==== | ERCOT | Texas | Other | PseudoUnit | 0 | 0 | 0 | 0 | 0 | 0 | PseudoUnit | 0 | 0 | 0 | 0 | 0 | 0
| ==== Emission Program: CAIRNOxAnnual : (NOx) ==== | ERCOT | Texas | HQ/Maritimes | FixedInterchange | 0 | 0 | 0 | 0 | 0 | 0 | FixedInterchange | 0 | 0 | 0 | 0 | 0 | 0
==== Emission Program: CAIRNOxAnnual : (NOx) ====
| ==== Emission Program: CAIRNOxAnnual : (NOx) ==== |  |  |  | Emission Cost by Reporting Type: NP15 | [6 empty] | Emission Cost by Reporting Type: NP15
| ==== Emission Program: CAIRNOxAnnual : (NOx) ==== |  |  |  | ReportingType | 2015 | 2020 | 2025 | 2030 | 2035 | 2040 | ReportingType | 2015 | 2020 | 2025 | 2030 | 2035 | 2040
| ==== Emission Program: CAIRNOxAnnual : (NOx) ==== | NP15 | West | Other Renew | BM | 0 | 0 | 0 | 0 | 0 | 0 | BM | 0 | 0 | 0 | 0 | 0 | 0
| ==== Emission Program: CAIRNOxAnnual : (NOx) ==== | NP15 | West | CC | CC | 0 | 0 | 0 | 0 | 0 | 0 | CC | 0 | 0 | 0 | 0 | 0 | 0
| ==== Emission Program: CAIRNOxAnnual : (NOx) ==== | NP15 | West | Other Renew | CSP | 0 | 0 | 0 | 0 | 0 | 0 | CSP | 0 | 0 | 0 | 0 | 0 | 0
| ==== Emission Program: CAIRNOxAnnual : (NOx) ==== | NP15 | West | CT | CT | 0 | 0 | 0 | 0 | 0 | 0 | CT | 0 | 0 | 0 | 0 | 0 | 0
| ==== Emission Program: CAIRNOxAnnual : (NOx) ==== | NP15 | West | Coal | Coal | 0 | 0 | 0 | 0 | 0 | 0 | Coal | 0 | 0 | 0 | 0 | 0 | 0
| ==== Emission Program: CAIRNOxAnnual : (NOx) ==== | NP15 | West | Other Renew | Geo | 0 | 0 | 0 | 0 | 0 | 0 | Geo | 0 | 0 | 0 | 0 | 0 | 0
| ==== Emission Program: CAIRNOxAnnual : (NOx) ==== | NP15 | West | Hydro | H | 0 | 0 | 0 | 0 | 0 | 0 | H | 0 | 0 | 0 | 0 | 0 | 0
| ==== Emission Program: CAIRNOxAnnual : (NOx) ==== | NP15 | West | Other Renew | LFG | 0 | 0 | 0 | 0 | 0 | 0 | LFG | 0 | 0 | 0 | 0 | 0 | 0
| ==== Emission Program: CAIRNOxAnnual : (NOx) ==== | NP15 | West | Nuclear | Nuc | 0 | 0 | 0 | 0 | 0 | 0 | Nuc | 0 | 0 | 0 | 0 | 0 | 0
| ==== Emission Program: CAIRNOxAnnual : (NOx) ==== | NP15 | West | Other | PS | 0 | 0 | 0 | 0 | 0 | 0 | PS | 0 | 0 | 0 | 0 | 0 | 0
| ==== Emission Program: CAIRNOxAnnual : (NOx) ==== | NP15 | West | Other Renew | PV | 0 | 0 | 0 | 0 | 0 | 0 | PV | 0 | 0 | 0 | 0 | 0 | 0
| ==== Emission Program: CAIRNOxAnnual : (NOx) ==== | NP15 | West | CT | PeakG | 0 | 0 | 0 | 0 | 0 | 0 | PeakG | 0 | 0 | 0 | 0 | 0 | 0
| ==== Emission Program: CAIRNOxAnnual : (NOx) ==== | NP15 | West | CT | PeakO | 0 | 0 | 0 | 0 | 0 | 0 | PeakO | 0 | 0 | 0 | 0 | 0 | 0
| ==== Emission Program: CAIRNOxAnnual : (NOx) ==== | NP15 | West | Other Renew | ST | 0 | 0 | 0 | 0 | 0 | 0 | ST | 0 | 0 | 0 | 0 | 0 | 0
| ==== Emission Program: CAIRNOxAnnual : (NOx) ==== | NP15 | West | Steam O/G | STOG | 0 | 0 | 0 | 0 | 0 | 0 | STOG | 0 | 0 | 0 | 0 | 0 | 0
| ==== Emission Program: CAIRNOxAnnual : (NOx) ==== | NP15 | West | Other Renew | STWD | 0 | 0 | 0 | 0 | 0 | 0 | STWD | 0 | 0 | 0 | 0 | 0 | 0
| ==== Emission Program: CAIRNOxAnnual : (NOx) ==== | NP15 | West | On-shore Wind | WT | 0 | 0 | 0 | 0 | 0 | 0 | WT | 0 | 0 | 0 | 0 | 0 | 0
| ==== Emission Program: CAIRNOxAnnual : (NOx) ==== | NP15 | West | Coal | IGCC | 0 | 0 | 0 | 0 | 0 | 0 | IGCC | 0 | 0 | 0 | 0 | 0 | 0
| ==== Emission Program: CAIRNOxAnnual : (NOx) ==== | NP15 | West | DR | DemandResponse | 0 | 0 | 0 | 0 | 0 | 0 | DemandResponse | 0 | 0 | 0 | 0 | 0 | 0
| ==== Emission Program: CAIRNOxAnnual : (NOx) ==== | NP15 | West | Coal-CCS | IGCC-CCS | 0 | 0 | 0 | 0 | 0 | 0 | IGCC-CCS | 0 | 0 | 0 | 0 | 0 | 0
| ==== Emission Program: CAIRNOxAnnual : (NOx) ==== | NP15 | West | Off-shore Wind | WT_off | 0 | 0 | 0 | 0 | 0 | 0 | WT_off | 0 | 0 | 0 | 0 | 0 | 0
| ==== Emission Program: CAIRNOxAnnual : (NOx) ==== | NP15 | West | Other | PseudoUnit | 0 | 0 | 0 | 0 | 0 | 0 | PseudoUnit | 0 | 0 | 0 | 0 | 0 | 0
| ==== Emission Program: CAIRNOxAnnual : (NOx) ==== | NP15 | West | HQ/Maritimes | FixedInterchange | 0 | 0 | 0 | 0 | 0 | 0 | FixedInterchange | 0 | 0 | 0 | 0 | 0 | 0
==== Emission Program: CAIRNOxAnnual : (NOx) ====
| ==== Emission Program: CAIRNOxAnnual : (NOx) ==== |  |  |  | Emission Cost by Reporting Type: NWPP_Coal | [6 empty] | Emission Cost by Reporting Type: NWPP_Coal
| ==== Emission Program: CAIRNOxAnnual : (NOx) ==== |  |  |  | ReportingType | 2015 | 2020 | 2025 | 2030 | 2035 | 2040 | ReportingType | 2015 | 2020 | 2025 | 2030 | 2035 | 2040
| ==== Emission Program: CAIRNOxAnnual : (NOx) ==== | NWPP_Coal | West | Other Renew | BM | 0 | 0 | 0 | 0 | 0 | 0 | BM | 0 | 0 | 0 | 0 | 0 | 0
| ==== Emission Program: CAIRNOxAnnual : (NOx) ==== | NWPP_Coal | West | CC | CC | 0 | 0 | 0 | 0 | 0 | 0 | CC | 0 | 0 | 0 | 0 | 0 | 0
| ==== Emission Program: CAIRNOxAnnual : (NOx) ==== | NWPP_Coal | West | Other Renew | CSP | 0 | 0 | 0 | 0 | 0 | 0 | CSP | 0 | 0 | 0 | 0 | 0 | 0
| ==== Emission Program: CAIRNOxAnnual : (NOx) ==== | NWPP_Coal | West | CT | CT | 0 | 0 | 0 | 0 | 0 | 0 | CT | 0 | 0 | 0 | 0 | 0 | 0
| ==== Emission Program: CAIRNOxAnnual : (NOx) ==== | NWPP_Coal | West | Coal | Coal | 0 | 0 | 0 | 0 | 0 | 0 | Coal | 0 | 0 | 0 | 0 | 0 | 0
| ==== Emission Program: CAIRNOxAnnual : (NOx) ==== | NWPP_Coal | West | Other Renew | Geo | 0 | 0 | 0 | 0 | 0 | 0 | Geo | 0 | 0 | 0 | 0 | 0 | 0
| ==== Emission Program: CAIRNOxAnnual : (NOx) ==== | NWPP_Coal | West | Hydro | H | 0 | 0 | 0 | 0 | 0 | 0 | H | 0 | 0 | 0 | 0 | 0 | 0
| ==== Emission Program: CAIRNOxAnnual : (NOx) ==== | NWPP_Coal | West | Other Renew | LFG | 0 | 0 | 0 | 0 | 0 | 0 | LFG | 0 | 0 | 0 | 0 | 0 | 0
| ==== Emission Program: CAIRNOxAnnual : (NOx) ==== | NWPP_Coal | West | Nuclear | Nuc | 0 | 0 | 0 | 0 | 0 | 0 | Nuc | 0 | 0 | 0 | 0 | 0 | 0
| ==== Emission Program: CAIRNOxAnnual : (NOx) ==== | NWPP_Coal | West | Other | PS | 0 | 0 | 0 | 0 | 0 | 0 | PS | 0 | 0 | 0 | 0 | 0 | 0
| ==== Emission Program: CAIRNOxAnnual : (NOx) ==== | NWPP_Coal | West | Other Renew | PV | 0 | 0 | 0 | 0 | 0 | 0 | PV | 0 | 0 | 0 | 0 | 0 | 0
| ==== Emission Program: CAIRNOxAnnual : (NOx) ==== | NWPP_Coal | West | CT | PeakG | 0 | 0 | 0 | 0 | 0 | 0 | PeakG | 0 | 0 | 0 | 0 | 0 | 0
| ==== Emission Program: CAIRNOxAnnual : (NOx) ==== | NWPP_Coal | West | CT | PeakO | 0 | 0 | 0 | 0 | 0 | 0 | PeakO | 0 | 0 | 0 | 0 | 0 | 0
| ==== Emission Program: CAIRNOxAnnual : (NOx) ==== | NWPP_Coal | West | Other Renew | ST | 0 | 0 | 0 | 0 | 0 | 0 | ST | 0 | 0 | 0 | 0 | 0 | 0
| ==== Emission Program: CAIRNOxAnnual : (NOx) ==== | NWPP_Coal | West | Steam O/G | STOG | 0 | 0 | 0 | 0 | 0 | 0 | STOG | 0 | 0 | 0 | 0 | 0 | 0
| ==== Emission Program: CAIRNOxAnnual : (NOx) ==== | NWPP_Coal | West | Other Renew | STWD | 0 | 0 | 0 | 0 | 0 | 0 | STWD | 0 | 0 | 0 | 0 | 0 | 0
| ==== Emission Program: CAIRNOxAnnual : (NOx) ==== | NWPP_Coal | West | On-shore Wind | WT | 0 | 0 | 0 | 0 | 0 | 0 | WT | 0 | 0 | 0 | 0 | 0 | 0
| ==== Emission Program: CAIRNOxAnnual : (NOx) ==== | NWPP_Coal | West | Coal | IGCC | 0 | 0 | 0 | 0 | 0 | 0 | IGCC | 0 | 0 | 0 | 0 | 0 | 0
| ==== Emission Program: CAIRNOxAnnual : (NOx) ==== | NWPP_Coal | West | DR | DemandResponse | 0 | 0 | 0 | 0 | 0 | 0 | DemandResponse | 0 | 0 | 0 | 0 | 0 | 0
| ==== Emission Program: CAIRNOxAnnual : (NOx) ==== | NWPP_Coal | West | Coal-CCS | IGCC-CCS | 0 | 0 | 0 | 0 | 0 | 0 | IGCC-CCS | 0 | 0 | 0 | 0 | 0 | 0
| ==== Emission Program: CAIRNOxAnnual : (NOx) ==== | NWPP_Coal | West | Off-shore Wind | WT_off | 0 | 0 | 0 | 0 | 0 | 0 | WT_off | 0 | 0 | 0 | 0 | 0 | 0
| ==== Emission Program: CAIRNOxAnnual : (NOx) ==== | NWPP_Coal | West | Other | PseudoUnit | 0 | 0 | 0 | 0 | 0 | 0 | PseudoUnit | 0 | 0 | 0 | 0 | 0 | 0
| ==== Emission Program: CAIRNOxAnnual : (NOx) ==== | NWPP_Coal | West | HQ/Maritimes | FixedInterchange | 0 | 0 | 0 | 0 | 0 | 0 | FixedInterchange | 0 | 0 | 0 | 0 | 0 | 0
==== Emission Program: CAIRNOxAnnual : (NOx) ====
| ==== Emission Program: CAIRNOxAnnual : (NOx) ==== |  |  |  | Emission Cost by Reporting Type: NWPP_Gas | [6 empty] | Emission Cost by Reporting Type: NWPP_Gas
| ==== Emission Program: CAIRNOxAnnual : (NOx) ==== |  |  |  | ReportingType | 2015 | 2020 | 2025 | 2030 | 2035 | 2040 | ReportingType | 2015 | 2020 | 2025 | 2030 | 2035 | 2040
| ==== Emission Program: CAIRNOxAnnual : (NOx) ==== | NWPP_Gas | West | Other Renew | BM | 0 | 0 | 0 | 0 | 0 | 0 | BM | 0 | 0 | 0 | 0 | 0 | 0
| ==== Emission Program: CAIRNOxAnnual : (NOx) ==== | NWPP_Gas | West | CC | CC | 0 | 0 | 0 | 0 | 0 | 0 | CC | 0 | 0 | 0 | 0 | 0 | 0
| ==== Emission Program: CAIRNOxAnnual : (NOx) ==== | NWPP_Gas | West | Other Renew | CSP | 0 | 0 | 0 | 0 | 0 | 0 | CSP | 0 | 0 | 0 | 0 | 0 | 0
| ==== Emission Program: CAIRNOxAnnual : (NOx) ==== | NWPP_Gas | West | CT | CT | 0 | 0 | 0 | 0 | 0 | 0 | CT | 0 | 0 | 0 | 0 | 0 | 0
| ==== Emission Program: CAIRNOxAnnual : (NOx) ==== | NWPP_Gas | West | Coal | Coal | 0 | 0 | 0 | 0 | 0 | 0 | Coal | 0 | 0 | 0 | 0 | 0 | 0
| ==== Emission Program: CAIRNOxAnnual : (NOx) ==== | NWPP_Gas | West | Other Renew | Geo | 0 | 0 | 0 | 0 | 0 | 0 | Geo | 0 | 0 | 0 | 0 | 0 | 0
| ==== Emission Program: CAIRNOxAnnual : (NOx) ==== | NWPP_Gas | West | Hydro | H | 0 | 0 | 0 | 0 | 0 | 0 | H | 0 | 0 | 0 | 0 | 0 | 0
| ==== Emission Program: CAIRNOxAnnual : (NOx) ==== | NWPP_Gas | West | Other Renew | LFG | 0 | 0 | 0 | 0 | 0 | 0 | LFG | 0 | 0 | 0 | 0 | 0 | 0
| ==== Emission Program: CAIRNOxAnnual : (NOx) ==== | NWPP_Gas | West | Nuclear | Nuc | 0 | 0 | 0 | 0 | 0 | 0 | Nuc | 0 | 0 | 0 | 0 | 0 | 0
| ==== Emission Program: CAIRNOxAnnual : (NOx) ==== | NWPP_Gas | West | Other | PS | 0 | 0 | 0 | 0 | 0 | 0 | PS | 0 | 0 | 0 | 0 | 0 | 0
| ==== Emission Program: CAIRNOxAnnual : (NOx) ==== | NWPP_Gas | West | Other Renew | PV | 0 | 0 | 0 | 0 | 0 | 0 | PV | 0 | 0 | 0 | 0 | 0 | 0
| ==== Emission Program: CAIRNOxAnnual : (NOx) ==== | NWPP_Gas | West | CT | PeakG | 0 | 0 | 0 | 0 | 0 | 0 | PeakG | 0 | 0 | 0 | 0 | 0 | 0
| ==== Emission Program: CAIRNOxAnnual : (NOx) ==== | NWPP_Gas | West | CT | PeakO | 0 | 0 | 0 | 0 | 0 | 0 | PeakO | 0 | 0 | 0 | 0 | 0 | 0
| ==== Emission Program: CAIRNOxAnnual : (NOx) ==== | NWPP_Gas | West | Other Renew | ST | 0 | 0 | 0 | 0 | 0 | 0 | ST | 0 | 0 | 0 | 0 | 0 | 0
| ==== Emission Program: CAIRNOxAnnual : (NOx) ==== | NWPP_Gas | West | Steam O/G | STOG | 0 | 0 | 0 | 0 | 0 | 0 | STOG | 0 | 0 | 0 | 0 | 0 | 0
| ==== Emission Program: CAIRNOxAnnual : (NOx) ==== | NWPP_Gas | West | Other Renew | STWD | 0 | 0 | 0 | 0 | 0 | 0 | STWD | 0 | 0 | 0 | 0 | 0 | 0
| ==== Emission Program: CAIRNOxAnnual : (NOx) ==== | NWPP_Gas | West | On-shore Wind | WT | 0 | 0 | 0 | 0 | 0 | 0 | WT | 0 | 0 | 0 | 0 | 0 | 0
| ==== Emission Program: CAIRNOxAnnual : (NOx) ==== | NWPP_Gas | West | Coal | IGCC | 0 | 0 | 0 | 0 | 0 | 0 | IGCC | 0 | 0 | 0 | 0 | 0 | 0
| ==== Emission Program: CAIRNOxAnnual : (NOx) ==== | NWPP_Gas | West | DR | DemandResponse | 0 | 0 | 0 | 0 | 0 | 0 | DemandResponse | 0 | 0 | 0 | 0 | 0 | 0
| ==== Emission Program: CAIRNOxAnnual : (NOx) ==== | NWPP_Gas | West | Coal-CCS | IGCC-CCS | 0 | 0 | 0 | 0 | 0 | 0 | IGCC-CCS | 0 | 0 | 0 | 0 | 0 | 0
| ==== Emission Program: CAIRNOxAnnual : (NOx) ==== | NWPP_Gas | West | Off-shore Wind | WT_off | 0 | 0 | 0 | 0 | 0 | 0 | WT_off | 0 | 0 | 0 | 0 | 0 | 0
| ==== Emission Program: CAIRNOxAnnual : (NOx) ==== | NWPP_Gas | West | Other | PseudoUnit | 0 | 0 | 0 | 0 | 0 | 0 | PseudoUnit | 0 | 0 | 0 | 0 | 0 | 0
| ==== Emission Program: CAIRNOxAnnual : (NOx) ==== | NWPP_Gas | West | HQ/Maritimes | FixedInterchange | 0 | 0 | 0 | 0 | 0 | 0 | FixedInterchange | 0 | 0 | 0 | 0 | 0 | 0
==== Emission Program: CAIRNOxAnnual : (NOx) ====
| ==== Emission Program: CAIRNOxAnnual : (NOx) ==== |  |  |  | Emission Cost by Reporting Type: NWPP_NucRenew | [6 empty] | Emission Cost by Reporting Type: NWPP_NucRenew
| ==== Emission Program: CAIRNOxAnnual : (NOx) ==== |  |  |  | ReportingType | 2015 | 2020 | 2025 | 2030 | 2035 | 2040 | ReportingType | 2015 | 2020 | 2025 | 2030 | 2035 | 2040
| ==== Emission Program: CAIRNOxAnnual : (NOx) ==== | NWPP_NucRenew | West | Other Renew | BM | 0 | 0 | 0 | 0 | 0 | 0 | BM | 0 | 0 | 0 | 0 | 0 | 0
| ==== Emission Program: CAIRNOxAnnual : (NOx) ==== | NWPP_NucRenew | West | CC | CC | 0 | 0 | 0 | 0 | 0 | 0 | CC | 0 | 0 | 0 | 0 | 0 | 0
| ==== Emission Program: CAIRNOxAnnual : (NOx) ==== | NWPP_NucRenew | West | Other Renew | CSP | 0 | 0 | 0 | 0 | 0 | 0 | CSP | 0 | 0 | 0 | 0 | 0 | 0
| ==== Emission Program: CAIRNOxAnnual : (NOx) ==== | NWPP_NucRenew | West | CT | CT | 0 | 0 | 0 | 0 | 0 | 0 | CT | 0 | 0 | 0 | 0 | 0 | 0
| ==== Emission Program: CAIRNOxAnnual : (NOx) ==== | NWPP_NucRenew | West | Coal | Coal | 0 | 0 | 0 | 0 | 0 | 0 | Coal | 0 | 0 | 0 | 0 | 0 | 0
| ==== Emission Program: CAIRNOxAnnual : (NOx) ==== | NWPP_NucRenew | West | Other Renew | Geo | 0 | 0 | 0 | 0 | 0 | 0 | Geo | 0 | 0 | 0 | 0 | 0 | 0
| ==== Emission Program: CAIRNOxAnnual : (NOx) ==== | NWPP_NucRenew | West | Hydro | H | 0 | 0 | 0 | 0 | 0 | 0 | H | 0 | 0 | 0 | 0 | 0 | 0
| ==== Emission Program: CAIRNOxAnnual : (NOx) ==== | NWPP_NucRenew | West | Other Renew | LFG | 0 | 0 | 0 | 0 | 0 | 0 | LFG | 0 | 0 | 0 | 0 | 0 | 0
| ==== Emission Program: CAIRNOxAnnual : (NOx) ==== | NWPP_NucRenew | West | Nuclear | Nuc | 0 | 0 | 0 | 0 | 0 | 0 | Nuc | 0 | 0 | 0 | 0 | 0 | 0
| ==== Emission Program: CAIRNOxAnnual : (NOx) ==== | NWPP_NucRenew | West | Other | PS | 0 | 0 | 0 | 0 | 0 | 0 | PS | 0 | 0 | 0 | 0 | 0 | 0
| ==== Emission Program: CAIRNOxAnnual : (NOx) ==== | NWPP_NucRenew | West | Other Renew | PV | 0 | 0 | 0 | 0 | 0 | 0 | PV | 0 | 0 | 0 | 0 | 0 | 0
| ==== Emission Program: CAIRNOxAnnual : (NOx) ==== | NWPP_NucRenew | West | CT | PeakG | 0 | 0 | 0 | 0 | 0 | 0 | PeakG | 0 | 0 | 0 | 0 | 0 | 0
| ==== Emission Program: CAIRNOxAnnual : (NOx) ==== | NWPP_NucRenew | West | CT | PeakO | 0 | 0 | 0 | 0 | 0 | 0 | PeakO | 0 | 0 | 0 | 0 | 0 | 0
| ==== Emission Program: CAIRNOxAnnual : (NOx) ==== | NWPP_NucRenew | West | Other Renew | ST | 0 | 0 | 0 | 0 | 0 | 0 | ST | 0 | 0 | 0 | 0 | 0 | 0
| ==== Emission Program: CAIRNOxAnnual : (NOx) ==== | NWPP_NucRenew | West | Steam O/G | STOG | 0 | 0 | 0 | 0 | 0 | 0 | STOG | 0 | 0 | 0 | 0 | 0 | 0
| ==== Emission Program: CAIRNOxAnnual : (NOx) ==== | NWPP_NucRenew | West | Other Renew | STWD | 0 | 0 | 0 | 0 | 0 | 0 | STWD | 0 | 0 | 0 | 0 | 0 | 0
| ==== Emission Program: CAIRNOxAnnual : (NOx) ==== | NWPP_NucRenew | West | On-shore Wind | WT | 0 | 0 | 0 | 0 | 0 | 0 | WT | 0 | 0 | 0 | 0 | 0 | 0
| ==== Emission Program: CAIRNOxAnnual : (NOx) ==== | NWPP_NucRenew | West | Coal | IGCC | 0 | 0 | 0 | 0 | 0 | 0 | IGCC | 0 | 0 | 0 | 0 | 0 | 0
| ==== Emission Program: CAIRNOxAnnual : (NOx) ==== | NWPP_NucRenew | West | DR | DemandResponse | 0 | 0 | 0 | 0 | 0 | 0 | DemandResponse | 0 | 0 | 0 | 0 | 0 | 0
| ==== Emission Program: CAIRNOxAnnual : (NOx) ==== | NWPP_NucRenew | West | Coal-CCS | IGCC-CCS | 0 | 0 | 0 | 0 | 0 | 0 | IGCC-CCS | 0 | 0 | 0 | 0 | 0 | 0
| ==== Emission Program: CAIRNOxAnnual : (NOx) ==== | NWPP_NucRenew | West | Off-shore Wind | WT_off | 0 | 0 | 0 | 0 | 0 | 0 | WT_off | 0 | 0 | 0 | 0 | 0 | 0
| ==== Emission Program: CAIRNOxAnnual : (NOx) ==== | NWPP_NucRenew | West | Other | PseudoUnit | 0 | 0 | 0 | 0 | 0 | 0 | PseudoUnit | 0 | 0 | 0 | 0 | 0 | 0
| ==== Emission Program: CAIRNOxAnnual : (NOx) ==== | NWPP_NucRenew | West | HQ/Maritimes | FixedInterchange | 0 | 0 | 0 | 0 | 0 | 0 | FixedInterchange | 0 | 0 | 0 | 0 | 0 | 0
==== Emission Program: CAIRNOxAnnual : (NOx) ====
| ==== Emission Program: CAIRNOxAnnual : (NOx) ==== |  |  |  | Emission Cost by Reporting Type: RMPA | [6 empty] | Emission Cost by Reporting Type: RMPA
| ==== Emission Program: CAIRNOxAnnual : (NOx) ==== |  |  |  | ReportingType | 2015 | 2020 | 2025 | 2030 | 2035 | 2040 | ReportingType | 2015 | 2020 | 2025 | 2030 | 2035 | 2040
| ==== Emission Program: CAIRNOxAnnual : (NOx) ==== | RMPA | West | Other Renew | BM | 0 | 0 | 0 | 0 | 0 | 0 | BM | 0 | 0 | 0 | 0 | 0 | 0
| ==== Emission Program: CAIRNOxAnnual : (NOx) ==== | RMPA | West | CC | CC | 0 | 0 | 0 | 0 | 0 | 0 | CC | 0 | 0 | 0 | 0 | 0 | 0
| ==== Emission Program: CAIRNOxAnnual : (NOx) ==== | RMPA | West | Other Renew | CSP | 0 | 0 | 0 | 0 | 0 | 0 | CSP | 0 | 0 | 0 | 0 | 0 | 0
| ==== Emission Program: CAIRNOxAnnual : (NOx) ==== | RMPA | West | CT | CT | 0 | 0 | 0 | 0 | 0 | 0 | CT | 0 | 0 | 0 | 0 | 0 | 0
| ==== Emission Program: CAIRNOxAnnual : (NOx) ==== | RMPA | West | Coal | Coal | 0 | 0 | 0 | 0 | 0 | 0 | Coal | 0 | 0 | 0 | 0 | 0 | 0
| ==== Emission Program: CAIRNOxAnnual : (NOx) ==== | RMPA | West | Other Renew | Geo | 0 | 0 | 0 | 0 | 0 | 0 | Geo | 0 | 0 | 0 | 0 | 0 | 0
| ==== Emission Program: CAIRNOxAnnual : (NOx) ==== | RMPA | West | Hydro | H | 0 | 0 | 0 | 0 | 0 | 0 | H | 0 | 0 | 0 | 0 | 0 | 0
| ==== Emission Program: CAIRNOxAnnual : (NOx) ==== | RMPA | West | Other Renew | LFG | 0 | 0 | 0 | 0 | 0 | 0 | LFG | 0 | 0 | 0 | 0 | 0 | 0
| ==== Emission Program: CAIRNOxAnnual : (NOx) ==== | RMPA | West | Nuclear | Nuc | 0 | 0 | 0 | 0 | 0 | 0 | Nuc | 0 | 0 | 0 | 0 | 0 | 0
| ==== Emission Program: CAIRNOxAnnual : (NOx) ==== | RMPA | West | Other | PS | 0 | 0 | 0 | 0 | 0 | 0 | PS | 0 | 0 | 0 | 0 | 0 | 0
| ==== Emission Program: CAIRNOxAnnual : (NOx) ==== | RMPA | West | Other Renew | PV | 0 | 0 | 0 | 0 | 0 | 0 | PV | 0 | 0 | 0 | 0 | 0 | 0
| ==== Emission Program: CAIRNOxAnnual : (NOx) ==== | RMPA | West | CT | PeakG | 0 | 0 | 0 | 0 | 0 | 0 | PeakG | 0 | 0 | 0 | 0 | 0 | 0
| ==== Emission Program: CAIRNOxAnnual : (NOx) ==== | RMPA | West | CT | PeakO | 0 | 0 | 0 | 0 | 0 | 0 | PeakO | 0 | 0 | 0 | 0 | 0 | 0
| ==== Emission Program: CAIRNOxAnnual : (NOx) ==== | RMPA | West | Other Renew | ST | 0 | 0 | 0 | 0 | 0 | 0 | ST | 0 | 0 | 0 | 0 | 0 | 0
| ==== Emission Program: CAIRNOxAnnual : (NOx) ==== | RMPA | West | Steam O/G | STOG | 0 | 0 | 0 | 0 | 0 | 0 | STOG | 0 | 0 | 0 | 0 | 0 | 0
| ==== Emission Program: CAIRNOxAnnual : (NOx) ==== | RMPA | West | Other Renew | STWD | 0 | 0 | 0 | 0 | 0 | 0 | STWD | 0 | 0 | 0 | 0 | 0 | 0
| ==== Emission Program: CAIRNOxAnnual : (NOx) ==== | RMPA | West | On-shore Wind | WT | 0 | 0 | 0 | 0 | 0 | 0 | WT | 0 | 0 | 0 | 0 | 0 | 0
| ==== Emission Program: CAIRNOxAnnual : (NOx) ==== | RMPA | West | Coal | IGCC | 0 | 0 | 0 | 0 | 0 | 0 | IGCC | 0 | 0 | 0 | 0 | 0 | 0
| ==== Emission Program: CAIRNOxAnnual : (NOx) ==== | RMPA | West | DR | DemandResponse | 0 | 0 | 0 | 0 | 0 | 0 | DemandResponse | 0 | 0 | 0 | 0 | 0 | 0
| ==== Emission Program: CAIRNOxAnnual : (NOx) ==== | RMPA | West | Coal-CCS | IGCC-CCS | 0 | 0 | 0 | 0 | 0 | 0 | IGCC-CCS | 0 | 0 | 0 | 0 | 0 | 0
| ==== Emission Program: CAIRNOxAnnual : (NOx) ==== | RMPA | West | Off-shore Wind | WT_off | 0 | 0 | 0 | 0 | 0 | 0 | WT_off | 0 | 0 | 0 | 0 | 0 | 0
| ==== Emission Program: CAIRNOxAnnual : (NOx) ==== | RMPA | West | Other | PseudoUnit | 0 | 0 | 0 | 0 | 0 | 0 | PseudoUnit | 0 | 0 | 0 | 0 | 0 | 0
| ==== Emission Program: CAIRNOxAnnual : (NOx) ==== | RMPA | West | HQ/Maritimes | FixedInterchange | 0 | 0 | 0 | 0 | 0 | 0 | FixedInterchange | 0 | 0 | 0 | 0 | 0 | 0
==== Emission Program: CAIRNOxAnnual : (NOx) ====
| ==== Emission Program: CAIRNOxAnnual : (NOx) ==== |  |  |  | Emission Cost by Reporting Type: SP15 | [6 empty] | Emission Cost by Reporting Type: SP15
| ==== Emission Program: CAIRNOxAnnual : (NOx) ==== |  |  |  | ReportingType | 2015 | 2020 | 2025 | 2030 | 2035 | 2040 | ReportingType | 2015 | 2020 | 2025 | 2030 | 2035 | 2040
| ==== Emission Program: CAIRNOxAnnual : (NOx) ==== | SP15 | West | Other Renew | BM | 0 | 0 | 0 | 0 | 0 | 0 | BM | 0 | 0 | 0 | 0 | 0 | 0
| ==== Emission Program: CAIRNOxAnnual : (NOx) ==== | SP15 | West | CC | CC | 0 | 0 | 0 | 0 | 0 | 0 | CC | 0 | 0 | 0 | 0 | 0 | 0
| ==== Emission Program: CAIRNOxAnnual : (NOx) ==== | SP15 | West | Other Renew | CSP | 0 | 0 | 0 | 0 | 0 | 0 | CSP | 0 | 0 | 0 | 0 | 0 | 0
| ==== Emission Program: CAIRNOxAnnual : (NOx) ==== | SP15 | West | CT | CT | 0 | 0 | 0 | 0 | 0 | 0 | CT | 0 | 0 | 0 | 0 | 0 | 0
| ==== Emission Program: CAIRNOxAnnual : (NOx) ==== | SP15 | West | Coal | Coal | 0 | 0 | 0 | 0 | 0 | 0 | Coal | 0 | 0 | 0 | 0 | 0 | 0
| ==== Emission Program: CAIRNOxAnnual : (NOx) ==== | SP15 | West | Other Renew | Geo | 0 | 0 | 0 | 0 | 0 | 0 | Geo | 0 | 0 | 0 | 0 | 0 | 0
| ==== Emission Program: CAIRNOxAnnual : (NOx) ==== | SP15 | West | Hydro | H | 0 | 0 | 0 | 0 | 0 | 0 | H | 0 | 0 | 0 | 0 | 0 | 0
| ==== Emission Program: CAIRNOxAnnual : (NOx) ==== | SP15 | West | Other Renew | LFG | 0 | 0 | 0 | 0 | 0 | 0 | LFG | 0 | 0 | 0 | 0 | 0 | 0
| ==== Emission Program: CAIRNOxAnnual : (NOx) ==== | SP15 | West | Nuclear | Nuc | 0 | 0 | 0 | 0 | 0 | 0 | Nuc | 0 | 0 | 0 | 0 | 0 | 0
| ==== Emission Program: CAIRNOxAnnual : (NOx) ==== | SP15 | West | Other | PS | 0 | 0 | 0 | 0 | 0 | 0 | PS | 0 | 0 | 0 | 0 | 0 | 0
| ==== Emission Program: CAIRNOxAnnual : (NOx) ==== | SP15 | West | Other Renew | PV | 0 | 0 | 0 | 0 | 0 | 0 | PV | 0 | 0 | 0 | 0 | 0 | 0
| ==== Emission Program: CAIRNOxAnnual : (NOx) ==== | SP15 | West | CT | PeakG | 0 | 0 | 0 | 0 | 0 | 0 | PeakG | 0 | 0 | 0 | 0 | 0 | 0
| ==== Emission Program: CAIRNOxAnnual : (NOx) ==== | SP15 | West | CT | PeakO | 0 | 0 | 0 | 0 | 0 | 0 | PeakO | 0 | 0 | 0 | 0 | 0 | 0
| ==== Emission Program: CAIRNOxAnnual : (NOx) ==== | SP15 | West | Other Renew | ST | 0 | 0 | 0 | 0 | 0 | 0 | ST | 0 | 0 | 0 | 0 | 0 | 0
| ==== Emission Program: CAIRNOxAnnual : (NOx) ==== | SP15 | West | Steam O/G | STOG | 0 | 0 | 0 | 0 | 0 | 0 | STOG | 0 | 0 | 0 | 0 | 0 | 0
| ==== Emission Program: CAIRNOxAnnual : (NOx) ==== | SP15 | West | Other Renew | STWD | 0 | 0 | 0 | 0 | 0 | 0 | STWD | 0 | 0 | 0 | 0 | 0 | 0
| ==== Emission Program: CAIRNOxAnnual : (NOx) ==== | SP15 | West | On-shore Wind | WT | 0 | 0 | 0 | 0 | 0 | 0 | WT | 0 | 0 | 0 | 0 | 0 | 0
| ==== Emission Program: CAIRNOxAnnual : (NOx) ==== | SP15 | West | Coal | IGCC | 0 | 0 | 0 | 0 | 0 | 0 | IGCC | 0 | 0 | 0 | 0 | 0 | 0
| ==== Emission Program: CAIRNOxAnnual : (NOx) ==== | SP15 | West | DR | DemandResponse | 0 | 0 | 0 | 0 | 0 | 0 | DemandResponse | 0 | 0 | 0 | 0 | 0 | 0
| ==== Emission Program: CAIRNOxAnnual : (NOx) ==== | SP15 | West | Coal-CCS | IGCC-CCS | 0 | 0 | 0 | 0 | 0 | 0 | IGCC-CCS | 0 | 0 | 0 | 0 | 0 | 0
| ==== Emission Program: CAIRNOxAnnual : (NOx) ==== | SP15 | West | Off-shore Wind | WT_off | 0 | 0 | 0 | 0 | 0 | 0 | WT_off | 0 | 0 | 0 | 0 | 0 | 0
| ==== Emission Program: CAIRNOxAnnual : (NOx) ==== | SP15 | West | Other | PseudoUnit | 0 | 0 | 0 | 0 | 0 | 0 | PseudoUnit | 0 | 0 | 0 | 0 | 0 | 0
| ==== Emission Program: CAIRNOxAnnual : (NOx) ==== | SP15 | West | HQ/Maritimes | FixedInterchange | 0 | 0 | 0 | 0 | 0 | 0 | FixedInterchange | 0 | 0 | 0 | 0 | 0 | 0
==== Emission Program: CAIRNOxAnnual : (NOx) ====
| ==== Emission Program: CAIRNOxAnnual : (NOx) ==== |  |  |  | Emission Cost by Reporting Type: ALB | [6 empty] | Emission Cost by Reporting Type: ALB
| ==== Emission Program: CAIRNOxAnnual : (NOx) ==== |  |  |  | ReportingType | 2015 | 2020 | 2025 | 2030 | 2035 | 2040 | ReportingType | 2015 | 2020 | 2025 | 2030 | 2035 | 2040
| ==== Emission Program: CAIRNOxAnnual : (NOx) ==== | ALB | West | Other Renew | BM | 0 | 0 | 0 | 0 | 0 | 0 | BM | 0 | 0 | 0 | 0 | 0 | 0
| ==== Emission Program: CAIRNOxAnnual : (NOx) ==== | ALB | West | CC | CC | 0 | 0 | 0 | 0 | 0 | 0 | CC | 0 | 0 | 0 | 0 | 0 | 0
| ==== Emission Program: CAIRNOxAnnual : (NOx) ==== | ALB | West | Other Renew | CSP | 0 | 0 | 0 | 0 | 0 | 0 | CSP | 0 | 0 | 0 | 0 | 0 | 0
| ==== Emission Program: CAIRNOxAnnual : (NOx) ==== | ALB | West | CT | CT | 0 | 0 | 0 | 0 | 0 | 0 | CT | 0 | 0 | 0 | 0 | 0 | 0
| ==== Emission Program: CAIRNOxAnnual : (NOx) ==== | ALB | West | Coal | Coal | 0 | 0 | 0 | 0 | 0 | 0 | Coal | 0 | 0 | 0 | 0 | 0 | 0
| ==== Emission Program: CAIRNOxAnnual : (NOx) ==== | ALB | West | Other Renew | Geo | 0 | 0 | 0 | 0 | 0 | 0 | Geo | 0 | 0 | 0 | 0 | 0 | 0
| ==== Emission Program: CAIRNOxAnnual : (NOx) ==== | ALB | West | Hydro | H | 0 | 0 | 0 | 0 | 0 | 0 | H | 0 | 0 | 0 | 0 | 0 | 0
| ==== Emission Program: CAIRNOxAnnual : (NOx) ==== | ALB | West | Other Renew | LFG | 0 | 0 | 0 | 0 | 0 | 0 | LFG | 0 | 0 | 0 | 0 | 0 | 0
| ==== Emission Program: CAIRNOxAnnual : (NOx) ==== | ALB | West | Nuclear | Nuc | 0 | 0 | 0 | 0 | 0 | 0 | Nuc | 0 | 0 | 0 | 0 | 0 | 0
| ==== Emission Program: CAIRNOxAnnual : (NOx) ==== | ALB | West | Other | PS | 0 | 0 | 0 | 0 | 0 | 0 | PS | 0 | 0 | 0 | 0 | 0 | 0
| ==== Emission Program: CAIRNOxAnnual : (NOx) ==== | ALB | West | Other Renew | PV | 0 | 0 | 0 | 0 | 0 | 0 | PV | 0 | 0 | 0 | 0 | 0 | 0
| ==== Emission Program: CAIRNOxAnnual : (NOx) ==== | ALB | West | CT | PeakG | 0 | 0 | 0 | 0 | 0 | 0 | PeakG | 0 | 0 | 0 | 0 | 0 | 0
| ==== Emission Program: CAIRNOxAnnual : (NOx) ==== | ALB | West | CT | PeakO | 0 | 0 | 0 | 0 | 0 | 0 | PeakO | 0 | 0 | 0 | 0 | 0 | 0
| ==== Emission Program: CAIRNOxAnnual : (NOx) ==== | ALB | West | Other Renew | ST | 0 | 0 | 0 | 0 | 0 | 0 | ST | 0 | 0 | 0 | 0 | 0 | 0
| ==== Emission Program: CAIRNOxAnnual : (NOx) ==== | ALB | West | Steam O/G | STOG | 0 | 0 | 0 | 0 | 0 | 0 | STOG | 0 | 0 | 0 | 0 | 0 | 0
| ==== Emission Program: CAIRNOxAnnual : (NOx) ==== | ALB | West | Other Renew | STWD | 0 | 0 | 0 | 0 | 0 | 0 | STWD | 0 | 0 | 0 | 0 | 0 | 0
| ==== Emission Program: CAIRNOxAnnual : (NOx) ==== | ALB | West | On-shore Wind | WT | 0 | 0 | 0 | 0 | 0 | 0 | WT | 0 | 0 | 0 | 0 | 0 | 0
| ==== Emission Program: CAIRNOxAnnual : (NOx) ==== | ALB | West | Coal | IGCC | 0 | 0 | 0 | 0 | 0 | 0 | IGCC | 0 | 0 | 0 | 0 | 0 | 0
| ==== Emission Program: CAIRNOxAnnual : (NOx) ==== | ALB | West | DR | DemandResponse | 0 | 0 | 0 | 0 | 0 | 0 | DemandResponse | 0 | 0 | 0 | 0 | 0 | 0
| ==== Emission Program: CAIRNOxAnnual : (NOx) ==== | ALB | West | Coal-CCS | IGCC-CCS | 0 | 0 | 0 | 0 | 0 | 0 | IGCC-CCS | 0 | 0 | 0 | 0 | 0 | 0
| ==== Emission Program: CAIRNOxAnnual : (NOx) ==== | ALB | West | Off-shore Wind | WT_off | 0 | 0 | 0 | 0 | 0 | 0 | WT_off | 0 | 0 | 0 | 0 | 0 | 0
| ==== Emission Program: CAIRNOxAnnual : (NOx) ==== | ALB | West | Other | PseudoUnit | 0 | 0 | 0 | 0 | 0 | 0 | PseudoUnit | 0 | 0 | 0 | 0 | 0 | 0
| ==== Emission Program: CAIRNOxAnnual : (NOx) ==== | ALB | West | HQ/Maritimes | FixedInterchange | 0 | 0 | 0 | 0 | 0 | 0 | FixedInterchange | 0 | 0 | 0 | 0 | 0 | 0
==== Emission Program: CAIRNOxAnnual : (NOx) ====
| ==== Emission Program: CAIRNOxAnnual : (NOx) ==== |  |  |  | Emission Cost by Reporting Type: BC | [6 empty] | Emission Cost by Reporting Type: BC
| ==== Emission Program: CAIRNOxAnnual : (NOx) ==== |  |  |  | ReportingType | 2015 | 2020 | 2025 | 2030 | 2035 | 2040 | ReportingType | 2015 | 2020 | 2025 | 2030 | 2035 | 2040
| ==== Emission Program: CAIRNOxAnnual : (NOx) ==== | BC | West | Other Renew | BM | 0 | 0 | 0 | 0 | 0 | 0 | BM | 0 | 0 | 0 | 0 | 0 | 0
| ==== Emission Program: CAIRNOxAnnual : (NOx) ==== | BC | West | CC | CC | 0 | 0 | 0 | 0 | 0 | 0 | CC | 0 | 0 | 0 | 0 | 0 | 0
| ==== Emission Program: CAIRNOxAnnual : (NOx) ==== | BC | West | Other Renew | CSP | 0 | 0 | 0 | 0 | 0 | 0 | CSP | 0 | 0 | 0 | 0 | 0 | 0
| ==== Emission Program: CAIRNOxAnnual : (NOx) ==== | BC | West | CT | CT | 0 | 0 | 0 | 0 | 0 | 0 | CT | 0 | 0 | 0 | 0 | 0 | 0
| ==== Emission Program: CAIRNOxAnnual : (NOx) ==== | BC | West | Coal | Coal | 0 | 0 | 0 | 0 | 0 | 0 | Coal | 0 | 0 | 0 | 0 | 0 | 0
| ==== Emission Program: CAIRNOxAnnual : (NOx) ==== | BC | West | Other Renew | Geo | 0 | 0 | 0 | 0 | 0 | 0 | Geo | 0 | 0 | 0 | 0 | 0 | 0
| ==== Emission Program: CAIRNOxAnnual : (NOx) ==== | BC | West | Hydro | H | 0 | 0 | 0 | 0 | 0 | 0 | H | 0 | 0 | 0 | 0 | 0 | 0
| ==== Emission Program: CAIRNOxAnnual : (NOx) ==== | BC | West | Other Renew | LFG | 0 | 0 | 0 | 0 | 0 | 0 | LFG | 0 | 0 | 0 | 0 | 0 | 0
| ==== Emission Program: CAIRNOxAnnual : (NOx) ==== | BC | West | Nuclear | Nuc | 0 | 0 | 0 | 0 | 0 | 0 | Nuc | 0 | 0 | 0 | 0 | 0 | 0
| ==== Emission Program: CAIRNOxAnnual : (NOx) ==== | BC | West | Other | PS | 0 | 0 | 0 | 0 | 0 | 0 | PS | 0 | 0 | 0 | 0 | 0 | 0
| ==== Emission Program: CAIRNOxAnnual : (NOx) ==== | BC | West | Other Renew | PV | 0 | 0 | 0 | 0 | 0 | 0 | PV | 0 | 0 | 0 | 0 | 0 | 0
| ==== Emission Program: CAIRNOxAnnual : (NOx) ==== | BC | West | CT | PeakG | 0 | 0 | 0 | 0 | 0 | 0 | PeakG | 0 | 0 | 0 | 0 | 0 | 0
| ==== Emission Program: CAIRNOxAnnual : (NOx) ==== | BC | West | CT | PeakO | 0 | 0 | 0 | 0 | 0 | 0 | PeakO | 0 | 0 | 0 | 0 | 0 | 0
| ==== Emission Program: CAIRNOxAnnual : (NOx) ==== | BC | West | Other Renew | ST | 0 | 0 | 0 | 0 | 0 | 0 | ST | 0 | 0 | 0 | 0 | 0 | 0
| ==== Emission Program: CAIRNOxAnnual : (NOx) ==== | BC | West | Steam O/G | STOG | 0 | 0 | 0 | 0 | 0 | 0 | STOG | 0 | 0 | 0 | 0 | 0 | 0
| ==== Emission Program: CAIRNOxAnnual : (NOx) ==== | BC | West | Other Renew | STWD | 0 | 0 | 0 | 0 | 0 | 0 | STWD | 0 | 0 | 0 | 0 | 0 | 0
| ==== Emission Program: CAIRNOxAnnual : (NOx) ==== | BC | West | On-shore Wind | WT | 0 | 0 | 0 | 0 | 0 | 0 | WT | 0 | 0 | 0 | 0 | 0 | 0
| ==== Emission Program: CAIRNOxAnnual : (NOx) ==== | BC | West | Coal | IGCC | 0 | 0 | 0 | 0 | 0 | 0 | IGCC | 0 | 0 | 0 | 0 | 0 | 0
| ==== Emission Program: CAIRNOxAnnual : (NOx) ==== | BC | West | DR | DemandResponse | 0 | 0 | 0 | 0 | 0 | 0 | DemandResponse | 0 | 0 | 0 | 0 | 0 | 0
| ==== Emission Program: CAIRNOxAnnual : (NOx) ==== | BC | West | Coal-CCS | IGCC-CCS | 0 | 0 | 0 | 0 | 0 | 0 | IGCC-CCS | 0 | 0 | 0 | 0 | 0 | 0
| ==== Emission Program: CAIRNOxAnnual : (NOx) ==== | BC | West | Off-shore Wind | WT_off | 0 | 0 | 0 | 0 | 0 | 0 | WT_off | 0 | 0 | 0 | 0 | 0 | 0
| ==== Emission Program: CAIRNOxAnnual : (NOx) ==== | BC | West | Other | PseudoUnit | 0 | 0 | 0 | 0 | 0 | 0 | PseudoUnit | 0 | 0 | 0 | 0 | 0 | 0
| ==== Emission Program: CAIRNOxAnnual : (NOx) ==== | BC | West | HQ/Maritimes | FixedInterchange | 0 | 0 | 0 | 0 | 0 | 0 | FixedInterchange | 0 | 0 | 0 | 0 | 0 | 0
==== Emission Program: CAIRNOxAnnual : (NOx) ====
| ==== Emission Program: CAIRNOxAnnual : (NOx) ==== |  |  |  | Emission Cost by Reporting Type: HQ_IESO | [6 empty] | Emission Cost by Reporting Type: HQ_IESO
| ==== Emission Program: CAIRNOxAnnual : (NOx) ==== |  |  |  | ReportingType | 2015 | 2020 | 2025 | 2030 | 2035 | 2040 | ReportingType | 2015 | 2020 | 2025 | 2030 | 2035 | 2040
| ==== Emission Program: CAIRNOxAnnual : (NOx) ==== | HQ_IESO | HQ/Maritimes | Other Renew | BM | 0 | 0 | 0 | 0 | 0 | 0 | BM | 0 | 0 | 0 | 0 | 0 | 0
| ==== Emission Program: CAIRNOxAnnual : (NOx) ==== | HQ_IESO | HQ/Maritimes | CC | CC | 0 | 0 | 0 | 0 | 0 | 0 | CC | 0 | 0 | 0 | 0 | 0 | 0
| ==== Emission Program: CAIRNOxAnnual : (NOx) ==== | HQ_IESO | HQ/Maritimes | Other Renew | CSP | 0 | 0 | 0 | 0 | 0 | 0 | CSP | 0 | 0 | 0 | 0 | 0 | 0
| ==== Emission Program: CAIRNOxAnnual : (NOx) ==== | HQ_IESO | HQ/Maritimes | CT | CT | 0 | 0 | 0 | 0 | 0 | 0 | CT | 0 | 0 | 0 | 0 | 0 | 0
| ==== Emission Program: CAIRNOxAnnual : (NOx) ==== | HQ_IESO | HQ/Maritimes | Coal | Coal | 0 | 0 | 0 | 0 | 0 | 0 | Coal | 0 | 0 | 0 | 0 | 0 | 0
| ==== Emission Program: CAIRNOxAnnual : (NOx) ==== | HQ_IESO | HQ/Maritimes | Other Renew | Geo | 0 | 0 | 0 | 0 | 0 | 0 | Geo | 0 | 0 | 0 | 0 | 0 | 0
| ==== Emission Program: CAIRNOxAnnual : (NOx) ==== | HQ_IESO | HQ/Maritimes | Hydro | H | 0 | 0 | 0 | 0 | 0 | 0 | H | 0 | 0 | 0 | 0 | 0 | 0
| ==== Emission Program: CAIRNOxAnnual : (NOx) ==== | HQ_IESO | HQ/Maritimes | Other Renew | LFG | 0 | 0 | 0 | 0 | 0 | 0 | LFG | 0 | 0 | 0 | 0 | 0 | 0
| ==== Emission Program: CAIRNOxAnnual : (NOx) ==== | HQ_IESO | HQ/Maritimes | Nuclear | Nuc | 0 | 0 | 0 | 0 | 0 | 0 | Nuc | 0 | 0 | 0 | 0 | 0 | 0
| ==== Emission Program: CAIRNOxAnnual : (NOx) ==== | HQ_IESO | HQ/Maritimes | Other | PS | 0 | 0 | 0 | 0 | 0 | 0 | PS | 0 | 0 | 0 | 0 | 0 | 0
| ==== Emission Program: CAIRNOxAnnual : (NOx) ==== | HQ_IESO | HQ/Maritimes | Other Renew | PV | 0 | 0 | 0 | 0 | 0 | 0 | PV | 0 | 0 | 0 | 0 | 0 | 0
| ==== Emission Program: CAIRNOxAnnual : (NOx) ==== | HQ_IESO | HQ/Maritimes | CT | PeakG | 0 | 0 | 0 | 0 | 0 | 0 | PeakG | 0 | 0 | 0 | 0 | 0 | 0
| ==== Emission Program: CAIRNOxAnnual : (NOx) ==== | HQ_IESO | HQ/Maritimes | CT | PeakO | 0 | 0 | 0 | 0 | 0 | 0 | PeakO | 0 | 0 | 0 | 0 | 0 | 0
| ==== Emission Program: CAIRNOxAnnual : (NOx) ==== | HQ_IESO | HQ/Maritimes | Other Renew | ST | 0 | 0 | 0 | 0 | 0 | 0 | ST | 0 | 0 | 0 | 0 | 0 | 0
| ==== Emission Program: CAIRNOxAnnual : (NOx) ==== | HQ_IESO | HQ/Maritimes | Steam O/G | STOG | 0 | 0 | 0 | 0 | 0 | 0 | STOG | 0 | 0 | 0 | 0 | 0 | 0
| ==== Emission Program: CAIRNOxAnnual : (NOx) ==== | HQ_IESO | HQ/Maritimes | Other Renew | STWD | 0 | 0 | 0 | 0 | 0 | 0 | STWD | 0 | 0 | 0 | 0 | 0 | 0
| ==== Emission Program: CAIRNOxAnnual : (NOx) ==== | HQ_IESO | HQ/Maritimes | On-shore Wind | WT | 0 | 0 | 0 | 0 | 0 | 0 | WT | 0 | 0 | 0 | 0 | 0 | 0
| ==== Emission Program: CAIRNOxAnnual : (NOx) ==== | HQ_IESO | HQ/Maritimes | Coal | IGCC | 0 | 0 | 0 | 0 | 0 | 0 | IGCC | 0 | 0 | 0 | 0 | 0 | 0
| ==== Emission Program: CAIRNOxAnnual : (NOx) ==== | HQ_IESO | HQ/Maritimes | DR | DemandResponse | 0 | 0 | 0 | 0 | 0 | 0 | DemandResponse | 0 | 0 | 0 | 0 | 0 | 0
| ==== Emission Program: CAIRNOxAnnual : (NOx) ==== | HQ_IESO | HQ/Maritimes | Coal-CCS | IGCC-CCS | 0 | 0 | 0 | 0 | 0 | 0 | IGCC-CCS | 0 | 0 | 0 | 0 | 0 | 0
| ==== Emission Program: CAIRNOxAnnual : (NOx) ==== | HQ_IESO | HQ/Maritimes | Off-shore Wind | WT_off | 0 | 0 | 0 | 0 | 0 | 0 | WT_off | 0 | 0 | 0 | 0 | 0 | 0
| ==== Emission Program: CAIRNOxAnnual : (NOx) ==== | HQ_IESO | HQ/Maritimes | Other | PseudoUnit | 0 | 0 | 0 | 0 | 0 | 0 | PseudoUnit | 0 | 0 | 0 | 0 | 0 | 0
| ==== Emission Program: CAIRNOxAnnual : (NOx) ==== | HQ_IESO | HQ/Maritimes | HQ/Maritimes | FixedInterchange | 0 | 0 | 0 | 0 | 0 | 0 | FixedInterchange | 0 | 0 | 0 | 0 | 0 | 0
==== Emission Program: CAIRNOxAnnual : (NOx) ====
| ==== Emission Program: CAIRNOxAnnual : (NOx) ==== |  |  |  | Emission Cost by Reporting Type: HQ_NEISO | [6 empty] | Emission Cost by Reporting Type: HQ_NEISO
| ==== Emission Program: CAIRNOxAnnual : (NOx) ==== |  |  |  | ReportingType | 2015 | 2020 | 2025 | 2030 | 2035 | 2040 | ReportingType | 2015 | 2020 | 2025 | 2030 | 2035 | 2040
| ==== Emission Program: CAIRNOxAnnual : (NOx) ==== | HQ_NEISO | HQ/Maritimes | Other Renew | BM | 0 | 0 | 0 | 0 | 0 | 0 | BM | 0 | 0 | 0 | 0 | 0 | 0
| ==== Emission Program: CAIRNOxAnnual : (NOx) ==== | HQ_NEISO | HQ/Maritimes | CC | CC | 0 | 0 | 0 | 0 | 0 | 0 | CC | 0 | 0 | 0 | 0 | 0 | 0
| ==== Emission Program: CAIRNOxAnnual : (NOx) ==== | HQ_NEISO | HQ/Maritimes | Other Renew | CSP | 0 | 0 | 0 | 0 | 0 | 0 | CSP | 0 | 0 | 0 | 0 | 0 | 0
| ==== Emission Program: CAIRNOxAnnual : (NOx) ==== | HQ_NEISO | HQ/Maritimes | CT | CT | 0 | 0 | 0 | 0 | 0 | 0 | CT | 0 | 0 | 0 | 0 | 0 | 0
| ==== Emission Program: CAIRNOxAnnual : (NOx) ==== | HQ_NEISO | HQ/Maritimes | Coal | Coal | 0 | 0 | 0 | 0 | 0 | 0 | Coal | 0 | 0 | 0 | 0 | 0 | 0
| ==== Emission Program: CAIRNOxAnnual : (NOx) ==== | HQ_NEISO | HQ/Maritimes | Other Renew | Geo | 0 | 0 | 0 | 0 | 0 | 0 | Geo | 0 | 0 | 0 | 0 | 0 | 0
| ==== Emission Program: CAIRNOxAnnual : (NOx) ==== | HQ_NEISO | HQ/Maritimes | Hydro | H | 0 | 0 | 0 | 0 | 0 | 0 | H | 0 | 0 | 0 | 0 | 0 | 0
| ==== Emission Program: CAIRNOxAnnual : (NOx) ==== | HQ_NEISO | HQ/Maritimes | Other Renew | LFG | 0 | 0 | 0 | 0 | 0 | 0 | LFG | 0 | 0 | 0 | 0 | 0 | 0
| ==== Emission Program: CAIRNOxAnnual : (NOx) ==== | HQ_NEISO | HQ/Maritimes | Nuclear | Nuc | 0 | 0 | 0 | 0 | 0 | 0 | Nuc | 0 | 0 | 0 | 0 | 0 | 0
| ==== Emission Program: CAIRNOxAnnual : (NOx) ==== | HQ_NEISO | HQ/Maritimes | Other | PS | 0 | 0 | 0 | 0 | 0 | 0 | PS | 0 | 0 | 0 | 0 | 0 | 0
| ==== Emission Program: CAIRNOxAnnual : (NOx) ==== | HQ_NEISO | HQ/Maritimes | Other Renew | PV | 0 | 0 | 0 | 0 | 0 | 0 | PV | 0 | 0 | 0 | 0 | 0 | 0
| ==== Emission Program: CAIRNOxAnnual : (NOx) ==== | HQ_NEISO | HQ/Maritimes | CT | PeakG | 0 | 0 | 0 | 0 | 0 | 0 | PeakG | 0 | 0 | 0 | 0 | 0 | 0
| ==== Emission Program: CAIRNOxAnnual : (NOx) ==== | HQ_NEISO | HQ/Maritimes | CT | PeakO | 0 | 0 | 0 | 0 | 0 | 0 | PeakO | 0 | 0 | 0 | 0 | 0 | 0
| ==== Emission Program: CAIRNOxAnnual : (NOx) ==== | HQ_NEISO | HQ/Maritimes | Other Renew | ST | 0 | 0 | 0 | 0 | 0 | 0 | ST | 0 | 0 | 0 | 0 | 0 | 0
| ==== Emission Program: CAIRNOxAnnual : (NOx) ==== | HQ_NEISO | HQ/Maritimes | Steam O/G | STOG | 0 | 0 | 0 | 0 | 0 | 0 | STOG | 0 | 0 | 0 | 0 | 0 | 0
| ==== Emission Program: CAIRNOxAnnual : (NOx) ==== | HQ_NEISO | HQ/Maritimes | Other Renew | STWD | 0 | 0 | 0 | 0 | 0 | 0 | STWD | 0 | 0 | 0 | 0 | 0 | 0
| ==== Emission Program: CAIRNOxAnnual : (NOx) ==== | HQ_NEISO | HQ/Maritimes | On-shore Wind | WT | 0 | 0 | 0 | 0 | 0 | 0 | WT | 0 | 0 | 0 | 0 | 0 | 0
| ==== Emission Program: CAIRNOxAnnual : (NOx) ==== | HQ_NEISO | HQ/Maritimes | Coal | IGCC | 0 | 0 | 0 | 0 | 0 | 0 | IGCC | 0 | 0 | 0 | 0 | 0 | 0
| ==== Emission Program: CAIRNOxAnnual : (NOx) ==== | HQ_NEISO | HQ/Maritimes | DR | DemandResponse | 0 | 0 | 0 | 0 | 0 | 0 | DemandResponse | 0 | 0 | 0 | 0 | 0 | 0
| ==== Emission Program: CAIRNOxAnnual : (NOx) ==== | HQ_NEISO | HQ/Maritimes | Coal-CCS | IGCC-CCS | 0 | 0 | 0 | 0 | 0 | 0 | IGCC-CCS | 0 | 0 | 0 | 0 | 0 | 0
| ==== Emission Program: CAIRNOxAnnual : (NOx) ==== | HQ_NEISO | HQ/Maritimes | Off-shore Wind | WT_off | 0 | 0 | 0 | 0 | 0 | 0 | WT_off | 0 | 0 | 0 | 0 | 0 | 0
| ==== Emission Program: CAIRNOxAnnual : (NOx) ==== | HQ_NEISO | HQ/Maritimes | Other | PseudoUnit | 0 | 0 | 0 | 0 | 0 | 0 | PseudoUnit | 0 | 0 | 0 | 0 | 0 | 0
| ==== Emission Program: CAIRNOxAnnual : (NOx) ==== | HQ_NEISO | HQ/Maritimes | HQ/Maritimes | FixedInterchange | 0 | 0 | 0 | 0 | 0 | 0 | FixedInterchange | 0 | 0 | 0 | 0 | 0 | 0
==== Emission Program: CAIRNOxAnnual : (NOx) ====
| ==== Emission Program: CAIRNOxAnnual : (NOx) ==== |  |  |  | Emission Cost by Reporting Type: HQ_NY | [6 empty] | Emission Cost by Reporting Type: HQ_NY
| ==== Emission Program: CAIRNOxAnnual : (NOx) ==== |  |  |  | ReportingType | 2015 | 2020 | 2025 | 2030 | 2035 | 2040 | ReportingType | 2015 | 2020 | 2025 | 2030 | 2035 | 2040
| ==== Emission Program: CAIRNOxAnnual : (NOx) ==== | HQ_NY | HQ/Maritimes | Other Renew | BM | 0 | 0 | 0 | 0 | 0 | 0 | BM | 0 | 0 | 0 | 0 | 0 | 0
| ==== Emission Program: CAIRNOxAnnual : (NOx) ==== | HQ_NY | HQ/Maritimes | CC | CC | 0 | 0 | 0 | 0 | 0 | 0 | CC | 0 | 0 | 0 | 0 | 0 | 0
| ==== Emission Program: CAIRNOxAnnual : (NOx) ==== | HQ_NY | HQ/Maritimes | Other Renew | CSP | 0 | 0 | 0 | 0 | 0 | 0 | CSP | 0 | 0 | 0 | 0 | 0 | 0
| ==== Emission Program: CAIRNOxAnnual : (NOx) ==== | HQ_NY | HQ/Maritimes | CT | CT | 0 | 0 | 0 | 0 | 0 | 0 | CT | 0 | 0 | 0 | 0 | 0 | 0
| ==== Emission Program: CAIRNOxAnnual : (NOx) ==== | HQ_NY | HQ/Maritimes | Coal | Coal | 0 | 0 | 0 | 0 | 0 | 0 | Coal | 0 | 0 | 0 | 0 | 0 | 0
| ==== Emission Program: CAIRNOxAnnual : (NOx) ==== | HQ_NY | HQ/Maritimes | Other Renew | Geo | 0 | 0 | 0 | 0 | 0 | 0 | Geo | 0 | 0 | 0 | 0 | 0 | 0
| ==== Emission Program: CAIRNOxAnnual : (NOx) ==== | HQ_NY | HQ/Maritimes | Hydro | H | 0 | 0 | 0 | 0 | 0 | 0 | H | 0 | 0 | 0 | 0 | 0 | 0
| ==== Emission Program: CAIRNOxAnnual : (NOx) ==== | HQ_NY | HQ/Maritimes | Other Renew | LFG | 0 | 0 | 0 | 0 | 0 | 0 | LFG | 0 | 0 | 0 | 0 | 0 | 0
| ==== Emission Program: CAIRNOxAnnual : (NOx) ==== | HQ_NY | HQ/Maritimes | Nuclear | Nuc | 0 | 0 | 0 | 0 | 0 | 0 | Nuc | 0 | 0 | 0 | 0 | 0 | 0
| ==== Emission Program: CAIRNOxAnnual : (NOx) ==== | HQ_NY | HQ/Maritimes | Other | PS | 0 | 0 | 0 | 0 | 0 | 0 | PS | 0 | 0 | 0 | 0 | 0 | 0
| ==== Emission Program: CAIRNOxAnnual : (NOx) ==== | HQ_NY | HQ/Maritimes | Other Renew | PV | 0 | 0 | 0 | 0 | 0 | 0 | PV | 0 | 0 | 0 | 0 | 0 | 0
| ==== Emission Program: CAIRNOxAnnual : (NOx) ==== | HQ_NY | HQ/Maritimes | CT | PeakG | 0 | 0 | 0 | 0 | 0 | 0 | PeakG | 0 | 0 | 0 | 0 | 0 | 0
| ==== Emission Program: CAIRNOxAnnual : (NOx) ==== | HQ_NY | HQ/Maritimes | CT | PeakO | 0 | 0 | 0 | 0 | 0 | 0 | PeakO | 0 | 0 | 0 | 0 | 0 | 0
| ==== Emission Program: CAIRNOxAnnual : (NOx) ==== | HQ_NY | HQ/Maritimes | Other Renew | ST | 0 | 0 | 0 | 0 | 0 | 0 | ST | 0 | 0 | 0 | 0 | 0 | 0
| ==== Emission Program: CAIRNOxAnnual : (NOx) ==== | HQ_NY | HQ/Maritimes | Steam O/G | STOG | 0 | 0 | 0 | 0 | 0 | 0 | STOG | 0 | 0 | 0 | 0 | 0 | 0
| ==== Emission Program: CAIRNOxAnnual : (NOx) ==== | HQ_NY | HQ/Maritimes | Other Renew | STWD | 0 | 0 | 0 | 0 | 0 | 0 | STWD | 0 | 0 | 0 | 0 | 0 | 0
| ==== Emission Program: CAIRNOxAnnual : (NOx) ==== | HQ_NY | HQ/Maritimes | On-shore Wind | WT | 0 | 0 | 0 | 0 | 0 | 0 | WT | 0 | 0 | 0 | 0 | 0 | 0
| ==== Emission Program: CAIRNOxAnnual : (NOx) ==== | HQ_NY | HQ/Maritimes | Coal | IGCC | 0 | 0 | 0 | 0 | 0 | 0 | IGCC | 0 | 0 | 0 | 0 | 0 | 0
| ==== Emission Program: CAIRNOxAnnual : (NOx) ==== | HQ_NY | HQ/Maritimes | DR | DemandResponse | 0 | 0 | 0 | 0 | 0 | 0 | DemandResponse | 0 | 0 | 0 | 0 | 0 | 0
| ==== Emission Program: CAIRNOxAnnual : (NOx) ==== | HQ_NY | HQ/Maritimes | Coal-CCS | IGCC-CCS | 0 | 0 | 0 | 0 | 0 | 0 | IGCC-CCS | 0 | 0 | 0 | 0 | 0 | 0
| ==== Emission Program: CAIRNOxAnnual : (NOx) ==== | HQ_NY | HQ/Maritimes | Off-shore Wind | WT_off | 0 | 0 | 0 | 0 | 0 | 0 | WT_off | 0 | 0 | 0 | 0 | 0 | 0
| ==== Emission Program: CAIRNOxAnnual : (NOx) ==== | HQ_NY | HQ/Maritimes | Other | PseudoUnit | 0 | 0 | 0 | 0 | 0 | 0 | PseudoUnit | 0 | 0 | 0 | 0 | 0 | 0
| ==== Emission Program: CAIRNOxAnnual : (NOx) ==== | HQ_NY | HQ/Maritimes | HQ/Maritimes | FixedInterchange | 0 | 0 | 0 | 0 | 0 | 0 | FixedInterchange | 0 | 0 | 0 | 0 | 0 | 0
==== Emission Program: CAIRNOxAnnual : (NOx) ====
| ==== Emission Program: CAIRNOxAnnual : (NOx) ==== |  |  |  | Emission Cost by Reporting Type: MARITIMES | [6 empty] | Emission Cost by Reporting Type: MARITIMES
| ==== Emission Program: CAIRNOxAnnual : (NOx) ==== |  |  |  | ReportingType | 2015 | 2020 | 2025 | 2030 | 2035 | 2040 | ReportingType | 2015 | 2020 | 2025 | 2030 | 2035 | 2040
| ==== Emission Program: CAIRNOxAnnual : (NOx) ==== | MARITIMES | HQ/Maritimes | Other Renew | BM | 0 | 0 | 0 | 0 | 0 | 0 | BM | 0 | 0 | 0 | 0 | 0 | 0
| ==== Emission Program: CAIRNOxAnnual : (NOx) ==== | MARITIMES | HQ/Maritimes | CC | CC | 0 | 0 | 0 | 0 | 0 | 0 | CC | 0 | 0 | 0 | 0 | 0 | 0
| ==== Emission Program: CAIRNOxAnnual : (NOx) ==== | MARITIMES | HQ/Maritimes | Other Renew | CSP | 0 | 0 | 0 | 0 | 0 | 0 | CSP | 0 | 0 | 0 | 0 | 0 | 0
| ==== Emission Program: CAIRNOxAnnual : (NOx) ==== | MARITIMES | HQ/Maritimes | CT | CT | 0 | 0 | 0 | 0 | 0 | 0 | CT | 0 | 0 | 0 | 0 | 0 | 0
| ==== Emission Program: CAIRNOxAnnual : (NOx) ==== | MARITIMES | HQ/Maritimes | Coal | Coal | 0 | 0 | 0 | 0 | 0 | 0 | Coal | 0 | 0 | 0 | 0 | 0 | 0
| ==== Emission Program: CAIRNOxAnnual : (NOx) ==== | MARITIMES | HQ/Maritimes | Other Renew | Geo | 0 | 0 | 0 | 0 | 0 | 0 | Geo | 0 | 0 | 0 | 0 | 0 | 0
| ==== Emission Program: CAIRNOxAnnual : (NOx) ==== | MARITIMES | HQ/Maritimes | Hydro | H | 0 | 0 | 0 | 0 | 0 | 0 | H | 0 | 0 | 0 | 0 | 0 | 0
| ==== Emission Program: CAIRNOxAnnual : (NOx) ==== | MARITIMES | HQ/Maritimes | Other Renew | LFG | 0 | 0 | 0 | 0 | 0 | 0 | LFG | 0 | 0 | 0 | 0 | 0 | 0
| ==== Emission Program: CAIRNOxAnnual : (NOx) ==== | MARITIMES | HQ/Maritimes | Nuclear | Nuc | 0 | 0 | 0 | 0 | 0 | 0 | Nuc | 0 | 0 | 0 | 0 | 0 | 0
| ==== Emission Program: CAIRNOxAnnual : (NOx) ==== | MARITIMES | HQ/Maritimes | Other | PS | 0 | 0 | 0 | 0 | 0 | 0 | PS | 0 | 0 | 0 | 0 | 0 | 0
| ==== Emission Program: CAIRNOxAnnual : (NOx) ==== | MARITIMES | HQ/Maritimes | Other Renew | PV | 0 | 0 | 0 | 0 | 0 | 0 | PV | 0 | 0 | 0 | 0 | 0 | 0
| ==== Emission Program: CAIRNOxAnnual : (NOx) ==== | MARITIMES | HQ/Maritimes | CT | PeakG | 0 | 0 | 0 | 0 | 0 | 0 | PeakG | 0 | 0 | 0 | 0 | 0 | 0
| ==== Emission Program: CAIRNOxAnnual : (NOx) ==== | MARITIMES | HQ/Maritimes | CT | PeakO | 0 | 0 | 0 | 0 | 0 | 0 | PeakO | 0 | 0 | 0 | 0 | 0 | 0
| ==== Emission Program: CAIRNOxAnnual : (NOx) ==== | MARITIMES | HQ/Maritimes | Other Renew | ST | 0 | 0 | 0 | 0 | 0 | 0 | ST | 0 | 0 | 0 | 0 | 0 | 0
| ==== Emission Program: CAIRNOxAnnual : (NOx) ==== | MARITIMES | HQ/Maritimes | Steam O/G | STOG | 0 | 0 | 0 | 0 | 0 | 0 | STOG | 0 | 0 | 0 | 0 | 0 | 0
| ==== Emission Program: CAIRNOxAnnual : (NOx) ==== | MARITIMES | HQ/Maritimes | Other Renew | STWD | 0 | 0 | 0 | 0 | 0 | 0 | STWD | 0 | 0 | 0 | 0 | 0 | 0
| ==== Emission Program: CAIRNOxAnnual : (NOx) ==== | MARITIMES | HQ/Maritimes | On-shore Wind | WT | 0 | 0 | 0 | 0 | 0 | 0 | WT | 0 | 0 | 0 | 0 | 0 | 0
| ==== Emission Program: CAIRNOxAnnual : (NOx) ==== | MARITIMES | HQ/Maritimes | Coal | IGCC | 0 | 0 | 0 | 0 | 0 | 0 | IGCC | 0 | 0 | 0 | 0 | 0 | 0
| ==== Emission Program: CAIRNOxAnnual : (NOx) ==== | MARITIMES | HQ/Maritimes | DR | DemandResponse | 0 | 0 | 0 | 0 | 0 | 0 | DemandResponse | 0 | 0 | 0 | 0 | 0 | 0
| ==== Emission Program: CAIRNOxAnnual : (NOx) ==== | MARITIMES | HQ/Maritimes | Coal-CCS | IGCC-CCS | 0 | 0 | 0 | 0 | 0 | 0 | IGCC-CCS | 0 | 0 | 0 | 0 | 0 | 0
| ==== Emission Program: CAIRNOxAnnual : (NOx) ==== | MARITIMES | HQ/Maritimes | Off-shore Wind | WT_off | 0 | 0 | 0 | 0 | 0 | 0 | WT_off | 0 | 0 | 0 | 0 | 0 | 0
| ==== Emission Program: CAIRNOxAnnual : (NOx) ==== | MARITIMES | HQ/Maritimes | Other | PseudoUnit | 0 | 0 | 0 | 0 | 0 | 0 | PseudoUnit | 0 | 0 | 0 | 0 | 0 | 0
| ==== Emission Program: CAIRNOxAnnual : (NOx) ==== | MARITIMES | HQ/Maritimes | HQ/Maritimes | FixedInterchange | 0 | 0 | 0 | 0 | 0 | 0 | FixedInterchange | 0 | 0 | 0 | 0 | 0 | 0
==== Emission Program: CAIRNOxAnnual : (NOx) ====
| ==== Emission Program: CAIRNOxAnnual : (NOx) ==== |  |  |  | Emission Cost by Reporting Type: All | [6 empty] | Emission Cost by Reporting Type: All
| ==== Emission Program: CAIRNOxAnnual : (NOx) ==== |  |  |  | ReportingType | 2015 | 2020 | 2025 | 2030 | 2035 | 2040 | ReportingType | 2015 | 2020 | 2025 | 2030 | 2035 | 2040
| ==== Emission Program: CAIRNOxAnnual : (NOx) ==== | All | All | Other Renew | BM | 0 | 0 | 0 | 0 | 0 | 0 | BM | 0 | 0 | 0 | 0 | 0 | 0
| ==== Emission Program: CAIRNOxAnnual : (NOx) ==== | All | All | CC | CC | 0 | 0 | 0 | 0 | 0 | 0 | CC | 0 | 0 | 0 | 0 | 0 | 0
| ==== Emission Program: CAIRNOxAnnual : (NOx) ==== | All | All | Other Renew | CSP | 0 | 0 | 0 | 0 | 0 | 0 | CSP | 0 | 0 | 0 | 0 | 0 | 0
| ==== Emission Program: CAIRNOxAnnual : (NOx) ==== | All | All | CT | CT | 0 | 0 | 0 | 0 | 0 | 0 | CT | 0 | 0 | 0 | 0 | 0 | 0
| ==== Emission Program: CAIRNOxAnnual : (NOx) ==== | All | All | Coal | Coal | 0 | 0 | 0 | 0 | 0 | 0 | Coal | 0 | 0 | 0 | 0 | 0 | 0
| ==== Emission Program: CAIRNOxAnnual : (NOx) ==== | All | All | Other Renew | Geo | 0 | 0 | 0 | 0 | 0 | 0 | Geo | 0 | 0 | 0 | 0 | 0 | 0
| ==== Emission Program: CAIRNOxAnnual : (NOx) ==== | All | All | Hydro | H | 0 | 0 | 0 | 0 | 0 | 0 | H | 0 | 0 | 0 | 0 | 0 | 0
| ==== Emission Program: CAIRNOxAnnual : (NOx) ==== | All | All | Other Renew | LFG | 0 | 0 | 0 | 0 | 0 | 0 | LFG | 0 | 0 | 0 | 0 | 0 | 0
| ==== Emission Program: CAIRNOxAnnual : (NOx) ==== | All | All | Nuclear | Nuc | 0 | 0 | 0 | 0 | 0 | 0 | Nuc | 0 | 0 | 0 | 0 | 0 | 0
| ==== Emission Program: CAIRNOxAnnual : (NOx) ==== | All | All | Other | PS | 0 | 0 | 0 | 0 | 0 | 0 | PS | 0 | 0 | 0 | 0 | 0 | 0
| ==== Emission Program: CAIRNOxAnnual : (NOx) ==== | All | All | Other Renew | PV | 0 | 0 | 0 | 0 | 0 | 0 | PV | 0 | 0 | 0 | 0 | 0 | 0
| ==== Emission Program: CAIRNOxAnnual : (NOx) ==== | All | All | CT | PeakG | 0 | 0 | 0 | 0 | 0 | 0 | PeakG | 0 | 0 | 0 | 0 | 0 | 0
| ==== Emission Program: CAIRNOxAnnual : (NOx) ==== | All | All | CT | PeakO | 0 | 0 | 0 | 0 | 0 | 0 | PeakO | 0 | 0 | 0 | 0 | 0 | 0
| ==== Emission Program: CAIRNOxAnnual : (NOx) ==== | All | All | Other Renew | ST | 0 | 0 | 0 | 0 | 0 | 0 | ST | 0 | 0 | 0 | 0 | 0 | 0
| ==== Emission Program: CAIRNOxAnnual : (NOx) ==== | All | All | Steam O/G | STOG | 0 | 0 | 0 | 0 | 0 | 0 | STOG | 0 | 0 | 0 | 0 | 0 | 0
| ==== Emission Program: CAIRNOxAnnual : (NOx) ==== | All | All | Other Renew | STWD | 0 | 0 | 0 | 0 | 0 | 0 | STWD | 0 | 0 | 0 | 0 | 0 | 0
| ==== Emission Program: CAIRNOxAnnual : (NOx) ==== | All | All | On-shore Wind | WT | 0 | 0 | 0 | 0 | 0 | 0 | WT | 0 | 0 | 0 | 0 | 0 | 0
| ==== Emission Program: CAIRNOxAnnual : (NOx) ==== | All | All | Coal | IGCC | 0 | 0 | 0 | 0 | 0 | 0 | IGCC | 0 | 0 | 0 | 0 | 0 | 0
| ==== Emission Program: CAIRNOxAnnual : (NOx) ==== | All | All | DR | DemandResponse | 0 | 0 | 0 | 0 | 0 | 0 | DemandResponse | 0 | 0 | 0 | 0 | 0 | 0
| ==== Emission Program: CAIRNOxAnnual : (NOx) ==== | All | All | Coal-CCS | IGCC-CCS | 0 | 0 | 0 | 0 | 0 | 0 | IGCC-CCS | 0 | 0 | 0 | 0 | 0 | 0
| ==== Emission Program: CAIRNOxAnnual : (NOx) ==== | All | All | Off-shore Wind | WT_off | 0 | 0 | 0 | 0 | 0 | 0 | WT_off | 0 | 0 | 0 | 0 | 0 | 0
| ==== Emission Program: CAIRNOxAnnual : (NOx) ==== | All | All | Other | PseudoUnit | 0 | 0 | 0 | 0 | 0 | 0 | PseudoUnit | 0 | 0 | 0 | 0 | 0 | 0
| ==== Emission Program: CAIRNOxAnnual : (NOx) ==== | All | All | HQ/Maritimes | FixedInterchange | 0 | 0 | 0 | 0 | 0 | 0 | FixedInterchange | 0 | 0 | 0 | 0 | 0 | 0
==== Emission Program: CAIRNOxAnnual : (NOx) ====
| ==== Emission Program: CAIRNOxAnnual : (NOx) ==== |  |  |  | Emission Cost by Reporting Type: EI_US | [6 empty] | Emission Cost by Reporting Type: EI_US
| ==== Emission Program: CAIRNOxAnnual : (NOx) ==== |  |  |  | ReportingType | 2015 | 2020 | 2025 | 2030 | 2035 | 2040 | ReportingType | 2015 | 2020 | 2025 | 2030 | 2035 | 2040
| ==== Emission Program: CAIRNOxAnnual : (NOx) ==== | EI_US | EI_US | Other Renew | BM | 0 | 0 | 0 | 0 | 0 | 0 | BM | 0 | 0 | 0 | 0 | 0 | 0
| ==== Emission Program: CAIRNOxAnnual : (NOx) ==== | EI_US | EI_US | CC | CC | 0 | 0 | 0 | 0 | 0 | 0 | CC | 0 | 0 | 0 | 0 | 0 | 0
| ==== Emission Program: CAIRNOxAnnual : (NOx) ==== | EI_US | EI_US | Other Renew | CSP | 0 | 0 | 0 | 0 | 0 | 0 | CSP | 0 | 0 | 0 | 0 | 0 | 0
| ==== Emission Program: CAIRNOxAnnual : (NOx) ==== | EI_US | EI_US | CT | CT | 0 | 0 | 0 | 0 | 0 | 0 | CT | 0 | 0 | 0 | 0 | 0 | 0
| ==== Emission Program: CAIRNOxAnnual : (NOx) ==== | EI_US | EI_US | Coal | Coal | 0 | 0 | 0 | 0 | 0 | 0 | Coal | 0 | 0 | 0 | 0 | 0 | 0
| ==== Emission Program: CAIRNOxAnnual : (NOx) ==== | EI_US | EI_US | Other Renew | Geo | 0 | 0 | 0 | 0 | 0 | 0 | Geo | 0 | 0 | 0 | 0 | 0 | 0
| ==== Emission Program: CAIRNOxAnnual : (NOx) ==== | EI_US | EI_US | Hydro | H | 0 | 0 | 0 | 0 | 0 | 0 | H | 0 | 0 | 0 | 0 | 0 | 0
| ==== Emission Program: CAIRNOxAnnual : (NOx) ==== | EI_US | EI_US | Other Renew | LFG | 0 | 0 | 0 | 0 | 0 | 0 | LFG | 0 | 0 | 0 | 0 | 0 | 0
| ==== Emission Program: CAIRNOxAnnual : (NOx) ==== | EI_US | EI_US | Nuclear | Nuc | 0 | 0 | 0 | 0 | 0 | 0 | Nuc | 0 | 0 | 0 | 0 | 0 | 0
| ==== Emission Program: CAIRNOxAnnual : (NOx) ==== | EI_US | EI_US | Other | PS | 0 | 0 | 0 | 0 | 0 | 0 | PS | 0 | 0 | 0 | 0 | 0 | 0
| ==== Emission Program: CAIRNOxAnnual : (NOx) ==== | EI_US | EI_US | Other Renew | PV | 0 | 0 | 0 | 0 | 0 | 0 | PV | 0 | 0 | 0 | 0 | 0 | 0
| ==== Emission Program: CAIRNOxAnnual : (NOx) ==== | EI_US | EI_US | CT | PeakG | 0 | 0 | 0 | 0 | 0 | 0 | PeakG | 0 | 0 | 0 | 0 | 0 | 0
| ==== Emission Program: CAIRNOxAnnual : (NOx) ==== | EI_US | EI_US | CT | PeakO | 0 | 0 | 0 | 0 | 0 | 0 | PeakO | 0 | 0 | 0 | 0 | 0 | 0
| ==== Emission Program: CAIRNOxAnnual : (NOx) ==== | EI_US | EI_US | Other Renew | ST | 0 | 0 | 0 | 0 | 0 | 0 | ST | 0 | 0 | 0 | 0 | 0 | 0
| ==== Emission Program: CAIRNOxAnnual : (NOx) ==== | EI_US | EI_US | Steam O/G | STOG | 0 | 0 | 0 | 0 | 0 | 0 | STOG | 0 | 0 | 0 | 0 | 0 | 0
| ==== Emission Program: CAIRNOxAnnual : (NOx) ==== | EI_US | EI_US | Other Renew | STWD | 0 | 0 | 0 | 0 | 0 | 0 | STWD | 0 | 0 | 0 | 0 | 0 | 0
| ==== Emission Program: CAIRNOxAnnual : (NOx) ==== | EI_US | EI_US | On-shore Wind | WT | 0 | 0 | 0 | 0 | 0 | 0 | WT | 0 | 0 | 0 | 0 | 0 | 0
| ==== Emission Program: CAIRNOxAnnual : (NOx) ==== | EI_US | EI_US | Coal | IGCC | 0 | 0 | 0 | 0 | 0 | 0 | IGCC | 0 | 0 | 0 | 0 | 0 | 0
| ==== Emission Program: CAIRNOxAnnual : (NOx) ==== | EI_US | EI_US | DR | DemandResponse | 0 | 0 | 0 | 0 | 0 | 0 | DemandResponse | 0 | 0 | 0 | 0 | 0 | 0
| ==== Emission Program: CAIRNOxAnnual : (NOx) ==== | EI_US | EI_US | Coal-CCS | IGCC-CCS | 0 | 0 | 0 | 0 | 0 | 0 | IGCC-CCS | 0 | 0 | 0 | 0 | 0 | 0
| ==== Emission Program: CAIRNOxAnnual : (NOx) ==== | EI_US | EI_US | Off-shore Wind | WT_off | 0 | 0 | 0 | 0 | 0 | 0 | WT_off | 0 | 0 | 0 | 0 | 0 | 0
| ==== Emission Program: CAIRNOxAnnual : (NOx) ==== | EI_US | EI_US | Other | PseudoUnit | 0 | 0 | 0 | 0 | 0 | 0 | PseudoUnit | 0 | 0 | 0 | 0 | 0 | 0
| ==== Emission Program: CAIRNOxAnnual : (NOx) ==== | EI_US | EI_US | HQ/Maritimes | FixedInterchange | 0 | 0 | 0 | 0 | 0 | 0 | FixedInterchange | 0 | 0 | 0 | 0 | 0 | 0
==== Emission Program: CAIRNOxAnnual : (NOx) ====
| ==== Emission Program: CAIRNOxAnnual : (NOx) ==== |  |  |  | Emission Cost by Reporting Type: EI_Canada | [6 empty] | Emission Cost by Reporting Type: EI_Canada
| ==== Emission Program: CAIRNOxAnnual : (NOx) ==== |  |  |  | ReportingType | 2015 | 2020 | 2025 | 2030 | 2035 | 2040 | ReportingType | 2015 | 2020 | 2025 | 2030 | 2035 | 2040
| ==== Emission Program: CAIRNOxAnnual : (NOx) ==== | EI_Canada | EI_Canada | Other Renew | BM | 0 | 0 | 0 | 0 | 0 | 0 | BM | 0 | 0 | 0 | 0 | 0 | 0
| ==== Emission Program: CAIRNOxAnnual : (NOx) ==== | EI_Canada | EI_Canada | CC | CC | 0 | 0 | 0 | 0 | 0 | 0 | CC | 0 | 0 | 0 | 0 | 0 | 0
| ==== Emission Program: CAIRNOxAnnual : (NOx) ==== | EI_Canada | EI_Canada | Other Renew | CSP | 0 | 0 | 0 | 0 | 0 | 0 | CSP | 0 | 0 | 0 | 0 | 0 | 0
| ==== Emission Program: CAIRNOxAnnual : (NOx) ==== | EI_Canada | EI_Canada | CT | CT | 0 | 0 | 0 | 0 | 0 | 0 | CT | 0 | 0 | 0 | 0 | 0 | 0
| ==== Emission Program: CAIRNOxAnnual : (NOx) ==== | EI_Canada | EI_Canada | Coal | Coal | 0 | 0 | 0 | 0 | 0 | 0 | Coal | 0 | 0 | 0 | 0 | 0 | 0
| ==== Emission Program: CAIRNOxAnnual : (NOx) ==== | EI_Canada | EI_Canada | Other Renew | Geo | 0 | 0 | 0 | 0 | 0 | 0 | Geo | 0 | 0 | 0 | 0 | 0 | 0
| ==== Emission Program: CAIRNOxAnnual : (NOx) ==== | EI_Canada | EI_Canada | Hydro | H | 0 | 0 | 0 | 0 | 0 | 0 | H | 0 | 0 | 0 | 0 | 0 | 0
| ==== Emission Program: CAIRNOxAnnual : (NOx) ==== | EI_Canada | EI_Canada | Other Renew | LFG | 0 | 0 | 0 | 0 | 0 | 0 | LFG | 0 | 0 | 0 | 0 | 0 | 0
| ==== Emission Program: CAIRNOxAnnual : (NOx) ==== | EI_Canada | EI_Canada | Nuclear | Nuc | 0 | 0 | 0 | 0 | 0 | 0 | Nuc | 0 | 0 | 0 | 0 | 0 | 0
| ==== Emission Program: CAIRNOxAnnual : (NOx) ==== | EI_Canada | EI_Canada | Other | PS | 0 | 0 | 0 | 0 | 0 | 0 | PS | 0 | 0 | 0 | 0 | 0 | 0
| ==== Emission Program: CAIRNOxAnnual : (NOx) ==== | EI_Canada | EI_Canada | Other Renew | PV | 0 | 0 | 0 | 0 | 0 | 0 | PV | 0 | 0 | 0 | 0 | 0 | 0
| ==== Emission Program: CAIRNOxAnnual : (NOx) ==== | EI_Canada | EI_Canada | CT | PeakG | 0 | 0 | 0 | 0 | 0 | 0 | PeakG | 0 | 0 | 0 | 0 | 0 | 0
| ==== Emission Program: CAIRNOxAnnual : (NOx) ==== | EI_Canada | EI_Canada | CT | PeakO | 0 | 0 | 0 | 0 | 0 | 0 | PeakO | 0 | 0 | 0 | 0 | 0 | 0
| ==== Emission Program: CAIRNOxAnnual : (NOx) ==== | EI_Canada | EI_Canada | Other Renew | ST | 0 | 0 | 0 | 0 | 0 | 0 | ST | 0 | 0 | 0 | 0 | 0 | 0
| ==== Emission Program: CAIRNOxAnnual : (NOx) ==== | EI_Canada | EI_Canada | Steam O/G | STOG | 0 | 0 | 0 | 0 | 0 | 0 | STOG | 0 | 0 | 0 | 0 | 0 | 0
| ==== Emission Program: CAIRNOxAnnual : (NOx) ==== | EI_Canada | EI_Canada | Other Renew | STWD | 0 | 0 | 0 | 0 | 0 | 0 | STWD | 0 | 0 | 0 | 0 | 0 | 0
| ==== Emission Program: CAIRNOxAnnual : (NOx) ==== | EI_Canada | EI_Canada | On-shore Wind | WT | 0 | 0 | 0 | 0 | 0 | 0 | WT | 0 | 0 | 0 | 0 | 0 | 0
| ==== Emission Program: CAIRNOxAnnual : (NOx) ==== | EI_Canada | EI_Canada | Coal | IGCC | 0 | 0 | 0 | 0 | 0 | 0 | IGCC | 0 | 0 | 0 | 0 | 0 | 0
| ==== Emission Program: CAIRNOxAnnual : (NOx) ==== | EI_Canada | EI_Canada | DR | DemandResponse | 0 | 0 | 0 | 0 | 0 | 0 | DemandResponse | 0 | 0 | 0 | 0 | 0 | 0
| ==== Emission Program: CAIRNOxAnnual : (NOx) ==== | EI_Canada | EI_Canada | Coal-CCS | IGCC-CCS | 0 | 0 | 0 | 0 | 0 | 0 | IGCC-CCS | 0 | 0 | 0 | 0 | 0 | 0
| ==== Emission Program: CAIRNOxAnnual : (NOx) ==== | EI_Canada | EI_Canada | Off-shore Wind | WT_off | 0 | 0 | 0 | 0 | 0 | 0 | WT_off | 0 | 0 | 0 | 0 | 0 | 0
| ==== Emission Program: CAIRNOxAnnual : (NOx) ==== | EI_Canada | EI_Canada | Other | PseudoUnit | 0 | 0 | 0 | 0 | 0 | 0 | PseudoUnit | 0 | 0 | 0 | 0 | 0 | 0
| ==== Emission Program: CAIRNOxAnnual : (NOx) ==== | EI_Canada | EI_Canada | HQ/Maritimes | FixedInterchange | 0 | 0 | 0 | 0 | 0 | 0 | FixedInterchange | 0 | 0 | 0 | 0 | 0 | 0
==== Emission Program: CAIRNOxAnnual : (NOx) ====
| ==== Emission Program: CAIRNOxAnnual : (NOx) ==== |  |  |  | Emission Cost by Reporting Type: EI | [6 empty] | Emission Cost by Reporting Type: EI
| ==== Emission Program: CAIRNOxAnnual : (NOx) ==== |  |  |  | ReportingType | 2015 | 2020 | 2025 | 2030 | 2035 | 2040 | ReportingType | 2015 | 2020 | 2025 | 2030 | 2035 | 2040
| ==== Emission Program: CAIRNOxAnnual : (NOx) ==== | EI | EI | Other Renew | BM | 0 | 0 | 0 | 0 | 0 | 0 | BM | 0 | 0 | 0 | 0 | 0 | 0
| ==== Emission Program: CAIRNOxAnnual : (NOx) ==== | EI | EI | CC | CC | 0 | 0 | 0 | 0 | 0 | 0 | CC | 0 | 0 | 0 | 0 | 0 | 0
| ==== Emission Program: CAIRNOxAnnual : (NOx) ==== | EI | EI | Other Renew | CSP | 0 | 0 | 0 | 0 | 0 | 0 | CSP | 0 | 0 | 0 | 0 | 0 | 0
| ==== Emission Program: CAIRNOxAnnual : (NOx) ==== | EI | EI | CT | CT | 0 | 0 | 0 | 0 | 0 | 0 | CT | 0 | 0 | 0 | 0 | 0 | 0
| ==== Emission Program: CAIRNOxAnnual : (NOx) ==== | EI | EI | Coal | Coal | 0 | 0 | 0 | 0 | 0 | 0 | Coal | 0 | 0 | 0 | 0 | 0 | 0
| ==== Emission Program: CAIRNOxAnnual : (NOx) ==== | EI | EI | Other Renew | Geo | 0 | 0 | 0 | 0 | 0 | 0 | Geo | 0 | 0 | 0 | 0 | 0 | 0
| ==== Emission Program: CAIRNOxAnnual : (NOx) ==== | EI | EI | Hydro | H | 0 | 0 | 0 | 0 | 0 | 0 | H | 0 | 0 | 0 | 0 | 0 | 0
| ==== Emission Program: CAIRNOxAnnual : (NOx) ==== | EI | EI | Other Renew | LFG | 0 | 0 | 0 | 0 | 0 | 0 | LFG | 0 | 0 | 0 | 0 | 0 | 0
| ==== Emission Program: CAIRNOxAnnual : (NOx) ==== | EI | EI | Nuclear | Nuc | 0 | 0 | 0 | 0 | 0 | 0 | Nuc | 0 | 0 | 0 | 0 | 0 | 0
| ==== Emission Program: CAIRNOxAnnual : (NOx) ==== | EI | EI | Other | PS | 0 | 0 | 0 | 0 | 0 | 0 | PS | 0 | 0 | 0 | 0 | 0 | 0
| ==== Emission Program: CAIRNOxAnnual : (NOx) ==== | EI | EI | Other Renew | PV | 0 | 0 | 0 | 0 | 0 | 0 | PV | 0 | 0 | 0 | 0 | 0 | 0
| ==== Emission Program: CAIRNOxAnnual : (NOx) ==== | EI | EI | CT | PeakG | 0 | 0 | 0 | 0 | 0 | 0 | PeakG | 0 | 0 | 0 | 0 | 0 | 0
| ==== Emission Program: CAIRNOxAnnual : (NOx) ==== | EI | EI | CT | PeakO | 0 | 0 | 0 | 0 | 0 | 0 | PeakO | 0 | 0 | 0 | 0 | 0 | 0
| ==== Emission Program: CAIRNOxAnnual : (NOx) ==== | EI | EI | Other Renew | ST | 0 | 0 | 0 | 0 | 0 | 0 | ST | 0 | 0 | 0 | 0 | 0 | 0
| ==== Emission Program: CAIRNOxAnnual : (NOx) ==== | EI | EI | Steam O/G | STOG | 0 | 0 | 0 | 0 | 0 | 0 | STOG | 0 | 0 | 0 | 0 | 0 | 0
| ==== Emission Program: CAIRNOxAnnual : (NOx) ==== | EI | EI | Other Renew | STWD | 0 | 0 | 0 | 0 | 0 | 0 | STWD | 0 | 0 | 0 | 0 | 0 | 0
| ==== Emission Program: CAIRNOxAnnual : (NOx) ==== | EI | EI | On-shore Wind | WT | 0 | 0 | 0 | 0 | 0 | 0 | WT | 0 | 0 | 0 | 0 | 0 | 0
| ==== Emission Program: CAIRNOxAnnual : (NOx) ==== | EI | EI | Coal | IGCC | 0 | 0 | 0 | 0 | 0 | 0 | IGCC | 0 | 0 | 0 | 0 | 0 | 0
| ==== Emission Program: CAIRNOxAnnual : (NOx) ==== | EI | EI | DR | DemandResponse | 0 | 0 | 0 | 0 | 0 | 0 | DemandResponse | 0 | 0 | 0 | 0 | 0 | 0
| ==== Emission Program: CAIRNOxAnnual : (NOx) ==== | EI | EI | Coal-CCS | IGCC-CCS | 0 | 0 | 0 | 0 | 0 | 0 | IGCC-CCS | 0 | 0 | 0 | 0 | 0 | 0
| ==== Emission Program: CAIRNOxAnnual : (NOx) ==== | EI | EI | Off-shore Wind | WT_off | 0 | 0 | 0 | 0 | 0 | 0 | WT_off | 0 | 0 | 0 | 0 | 0 | 0
| ==== Emission Program: CAIRNOxAnnual : (NOx) ==== | EI | EI | Other | PseudoUnit | 0 | 0 | 0 | 0 | 0 | 0 | PseudoUnit | 0 | 0 | 0 | 0 | 0 | 0
| ==== Emission Program: CAIRNOxAnnual : (NOx) ==== | EI | EI | HQ/Maritimes | FixedInterchange | 0 | 0 | 0 | 0 | 0 | 0 | FixedInterchange | 0 | 0 | 0 | 0 | 0 | 0
==== Emission Program: CAIRNOxAnnual : (NOx) ====
| ==== Emission Program: CAIRNOxAnnual : (NOx) ==== |  |  |  | Emission Cost by Reporting Type: Outside_EI | [6 empty] | Emission Cost by Reporting Type: Outside_EI
| ==== Emission Program: CAIRNOxAnnual : (NOx) ==== |  |  |  | ReportingType | 2015 | 2020 | 2025 | 2030 | 2035 | 2040 | ReportingType | 2015 | 2020 | 2025 | 2030 | 2035 | 2040
| ==== Emission Program: CAIRNOxAnnual : (NOx) ==== | Outside_EI | Outside_EI | Other Renew | BM | 0 | 0 | 0 | 0 | 0 | 0 | BM | 0 | 0 | 0 | 0 | 0 | 0
| ==== Emission Program: CAIRNOxAnnual : (NOx) ==== | Outside_EI | Outside_EI | CC | CC | 0 | 0 | 0 | 0 | 0 | 0 | CC | 0 | 0 | 0 | 0 | 0 | 0
| ==== Emission Program: CAIRNOxAnnual : (NOx) ==== | Outside_EI | Outside_EI | Other Renew | CSP | 0 | 0 | 0 | 0 | 0 | 0 | CSP | 0 | 0 | 0 | 0 | 0 | 0
| ==== Emission Program: CAIRNOxAnnual : (NOx) ==== | Outside_EI | Outside_EI | CT | CT | 0 | 0 | 0 | 0 | 0 | 0 | CT | 0 | 0 | 0 | 0 | 0 | 0
| ==== Emission Program: CAIRNOxAnnual : (NOx) ==== | Outside_EI | Outside_EI | Coal | Coal | 0 | 0 | 0 | 0 | 0 | 0 | Coal | 0 | 0 | 0 | 0 | 0 | 0
| ==== Emission Program: CAIRNOxAnnual : (NOx) ==== | Outside_EI | Outside_EI | Other Renew | Geo | 0 | 0 | 0 | 0 | 0 | 0 | Geo | 0 | 0 | 0 | 0 | 0 | 0
| ==== Emission Program: CAIRNOxAnnual : (NOx) ==== | Outside_EI | Outside_EI | Hydro | H | 0 | 0 | 0 | 0 | 0 | 0 | H | 0 | 0 | 0 | 0 | 0 | 0
| ==== Emission Program: CAIRNOxAnnual : (NOx) ==== | Outside_EI | Outside_EI | Other Renew | LFG | 0 | 0 | 0 | 0 | 0 | 0 | LFG | 0 | 0 | 0 | 0 | 0 | 0
| ==== Emission Program: CAIRNOxAnnual : (NOx) ==== | Outside_EI | Outside_EI | Nuclear | Nuc | 0 | 0 | 0 | 0 | 0 | 0 | Nuc | 0 | 0 | 0 | 0 | 0 | 0
| ==== Emission Program: CAIRNOxAnnual : (NOx) ==== | Outside_EI | Outside_EI | Other | PS | 0 | 0 | 0 | 0 | 0 | 0 | PS | 0 | 0 | 0 | 0 | 0 | 0
| ==== Emission Program: CAIRNOxAnnual : (NOx) ==== | Outside_EI | Outside_EI | Other Renew | PV | 0 | 0 | 0 | 0 | 0 | 0 | PV | 0 | 0 | 0 | 0 | 0 | 0
| ==== Emission Program: CAIRNOxAnnual : (NOx) ==== | Outside_EI | Outside_EI | CT | PeakG | 0 | 0 | 0 | 0 | 0 | 0 | PeakG | 0 | 0 | 0 | 0 | 0 | 0
| ==== Emission Program: CAIRNOxAnnual : (NOx) ==== | Outside_EI | Outside_EI | CT | PeakO | 0 | 0 | 0 | 0 | 0 | 0 | PeakO | 0 | 0 | 0 | 0 | 0 | 0
| ==== Emission Program: CAIRNOxAnnual : (NOx) ==== | Outside_EI | Outside_EI | Other Renew | ST | 0 | 0 | 0 | 0 | 0 | 0 | ST | 0 | 0 | 0 | 0 | 0 | 0
| ==== Emission Program: CAIRNOxAnnual : (NOx) ==== | Outside_EI | Outside_EI | Steam O/G | STOG | 0 | 0 | 0 | 0 | 0 | 0 | STOG | 0 | 0 | 0 | 0 | 0 | 0
| ==== Emission Program: CAIRNOxAnnual : (NOx) ==== | Outside_EI | Outside_EI | Other Renew | STWD | 0 | 0 | 0 | 0 | 0 | 0 | STWD | 0 | 0 | 0 | 0 | 0 | 0
| ==== Emission Program: CAIRNOxAnnual : (NOx) ==== | Outside_EI | Outside_EI | On-shore Wind | WT | 0 | 0 | 0 | 0 | 0 | 0 | WT | 0 | 0 | 0 | 0 | 0 | 0
| ==== Emission Program: CAIRNOxAnnual : (NOx) ==== | Outside_EI | Outside_EI | Coal | IGCC | 0 | 0 | 0 | 0 | 0 | 0 | IGCC | 0 | 0 | 0 | 0 | 0 | 0
| ==== Emission Program: CAIRNOxAnnual : (NOx) ==== | Outside_EI | Outside_EI | DR | DemandResponse | 0 | 0 | 0 | 0 | 0 | 0 | DemandResponse | 0 | 0 | 0 | 0 | 0 | 0
| ==== Emission Program: CAIRNOxAnnual : (NOx) ==== | Outside_EI | Outside_EI | Coal-CCS | IGCC-CCS | 0 | 0 | 0 | 0 | 0 | 0 | IGCC-CCS | 0 | 0 | 0 | 0 | 0 | 0
| ==== Emission Program: CAIRNOxAnnual : (NOx) ==== | Outside_EI | Outside_EI | Off-shore Wind | WT_off | 0 | 0 | 0 | 0 | 0 | 0 | WT_off | 0 | 0 | 0 | 0 | 0 | 0
| ==== Emission Program: CAIRNOxAnnual : (NOx) ==== | Outside_EI | Outside_EI | Other | PseudoUnit | 0 | 0 | 0 | 0 | 0 | 0 | PseudoUnit | 0 | 0 | 0 | 0 | 0 | 0
| ==== Emission Program: CAIRNOxAnnual : (NOx) ==== | Outside_EI | Outside_EI | HQ/Maritimes | FixedInterchange | 0 | 0 | 0 | 0 | 0 | 0 | FixedInterchange | 0 | 0 | 0 | 0 | 0 | 0
[5 empty] | ==== Emission Program: Carbon : (CO2) ==== | [6 empty] | ==== Emission Program: Carbon : (CO2) ====
[5 empty] | Emission Cost by Reporting Type: Entergy | [6 empty] | Emission Cost by Reporting Type: Entergy
[5 empty] | ReportingType | 2015 | 2020 | 2025 | 2030 | 2035 | 2040 | ReportingType | 2015 | 2020 | 2025 | 2030 | 2035 | 2040
| ==== Emission Program: Carbon_CA : (CO2) ==== | ENT | Southwest | Other Renew | BM | 0 | 0 | 0 | 0 | 0 | 0 | BM | 0 | 0 | 0 | 0 | 0 | 0
| ==== Emission Program: Carbon_CA : (CO2) ==== | ENT | Southwest | CC | CC | 710.01 | 898.43 | 818.69 | 1671.11 | 1911.98 | 1802.88 | CC | 738.12 | 1393.5 | 2296.36 | 3812 | 4179.39 | 2054.9
| ==== Emission Program: Carbon_CA : (CO2) ==== | ENT | Southwest | Other Renew | CSP | 0 | 0 | 0 | 0 | 0 | 0 | CSP | 0 | 0 | 0 | 0 | 0 | 0
| ==== Emission Program: Carbon_CA : (CO2) ==== | ENT | Southwest | CT | CT | 0 | 0 | 0 | 0 | 0 | 0 | CT | 0 | 0 | 0 | 0 | 0 | 0
| ==== Emission Program: Carbon_CA : (CO2) ==== | ENT | Southwest | Coal | Coal | 1560.99 | 243.87 | 49.99 | 0.07 | 0.09 | 0.12 | Coal | 1449.71 | 187.03 | 28.58 | 0 | 0 | 0
| ==== Emission Program: Carbon_CA : (CO2) ==== | ENT | Southwest | Other Renew | Geo | 0 | 0 | 0 | 0 | 0 | 0 | Geo | 0 | 0 | 0 | 0 | 0 | 0
| ==== Emission Program: Carbon_CA : (CO2) ==== | ENT | Southwest | Hydro | H | 0 | 0 | 0 | 0 | 0 | 0 | H | 0 | 0 | 0 | 0 | 0 | 0
| ==== Emission Program: Carbon_CA : (CO2) ==== | ENT | Southwest | Other Renew | LFG | 0 | 0 | 0 | 0 | 0 | 0 | LFG | 0 | 0 | 0 | 0 | 0 | 0
| ==== Emission Program: Carbon_CA : (CO2) ==== | ENT | Southwest | Nuclear | Nuc | 0 | 0 | 0 | 0 | 0 | 0 | Nuc | 0 | 0 | 0 | 0 | 0 | 0
| ==== Emission Program: Carbon_CA : (CO2) ==== | ENT | Southwest | Other | PS | 0 | 0 | 0 | 0 | 0 | 0 | PS | 0 | 0 | 0 | 0 | 0 | 0
| ==== Emission Program: Carbon_CA : (CO2) ==== | ENT | Southwest | Other Renew | PV | 0 | 0 | 0 | 0 | 0 | 0 | PV | 0 | 0 | 0 | 0 | 0 | 0
| ==== Emission Program: Carbon_CA : (CO2) ==== | ENT | Southwest | CT | PeakG | 0 | 0 | 0 | 0 | 0.01 | 0.01 | PeakG | 0 | 0 | 0.17 | 0 | 0 | 0
| ==== Emission Program: Carbon_CA : (CO2) ==== | ENT | Southwest | CT | PeakO | 0 | 0 | 0 | 0 | 0 | 0 | PeakO | 0 | 0 | 0 | 0 | 0 | 0
| ==== Emission Program: Carbon_CA : (CO2) ==== | ENT | Southwest | Other Renew | ST | 0 | 0 | 0 | 0 | 0 | 0 | ST | 0 | 0 | 0 | 0 | 0 | 0
| ==== Emission Program: Carbon_CA : (CO2) ==== | ENT | Southwest | Steam O/G | STOG | 7.55 | 10 | 16.33 | 18.77 | 0.01 | 0.01 | STOG | 6.66 | 8.83 | 0 | 0 | 0 | 0
| ==== Emission Program: Carbon_CA : (CO2) ==== | ENT | Southwest | Other Renew | STWD | 0 | 0 | 0 | 0 | 0 | 0 | STWD | 0 | 0 | 0 | 0 | 0 | 0
| ==== Emission Program: Carbon_CA : (CO2) ==== | ENT | Southwest | On-shore Wind | WT | 0 | 0 | 0 | 0 | 0 | 0 | WT | 0 | 0 | 0 | 0 | 0 | 0
| ==== Emission Program: Carbon_CA : (CO2) ==== | ENT | Southwest | Coal | IGCC | 0 | 0 | 0 | 0 | 0 | 0 | IGCC | 0 | 0 | 0 | 0 | 0 | 0
| ==== Emission Program: Carbon_CA : (CO2) ==== | ENT | Southwest | DR | DemandResponse | 0 | 0 | 0 | 0 | 0 | 0 | DemandResponse | 0 | 0 | 0 | 0 | 0 | 0
| ==== Emission Program: Carbon_CA : (CO2) ==== | ENT | Southwest | Coal-CCS | IGCC-CCS | 0 | 0 | 0 | 0 | 0 | 0 | IGCC-CCS | 0 | 0 | 0 | 0 | 0 | 0
| ==== Emission Program: Carbon_CA : (CO2) ==== | ENT | Southwest | Off-shore Wind | WT_off | 0 | 0 | 0 | 0 | 0 | 0 | WT_off | 0 | 0 | 0 | 0 | 0 | 0
| ==== Emission Program: Carbon_CA : (CO2) ==== | ENT | Southwest | Other | PseudoUnit | 0 | 0 | 0 | 0 | 0 | 0 | PseudoUnit | 0 | 0 | 0 | 0 | 0 | 0
| ==== Emission Program: Carbon_CA : (CO2) ==== | ENT | Southwest | HQ/Maritimes | FixedInterchange | 0 | 0 | 0 | 0 | 0 | 0 | FixedInterchange | 0 | 0 | 0 | 0 | 0 | 0
==== Emission Program: Carbon_CA : (CO2) ====
| ==== Emission Program: Carbon_CA : (CO2) ==== |  |  |  | Emission Cost by Reporting Type: FRCC | [6 empty] | Emission Cost by Reporting Type: FRCC
| ==== Emission Program: Carbon_CA : (CO2) ==== |  |  |  | ReportingType | 2015 | 2020 | 2025 | 2030 | 2035 | 2040 | ReportingType | 2015 | 2020 | 2025 | 2030 | 2035 | 2040
| ==== Emission Program: Carbon_CA : (CO2) ==== | FRCC | South | Other Renew | BM | 0 | 0 | 0 | 0 | 0 | 0 | BM | 0 | 0 | 0 | 0 | 0 | 0
| ==== Emission Program: Carbon_CA : (CO2) ==== | FRCC | South | CC | CC | 1844.67 | 2732.18 | 4140.48 | 4899.2 | 4286.63 | 3423.35 | CC | 1835.05 | 2720.57 | 4299.67 | 4803.2 | 3943.38 | 3704.49
| ==== Emission Program: Carbon_CA : (CO2) ==== | FRCC | South | Other Renew | CSP | 0 | 0 | 0 | 0 | 0 | 0 | CSP | 0 | 0 | 0 | 0 | 0 | 0
| ==== Emission Program: Carbon_CA : (CO2) ==== | FRCC | South | CT | CT | 7.47 | 10.6 | 9.42 | 20.13 | 0 | 0 | CT | 7.75 | 20.71 | 33.91 | 28.64 | 0 | 0
| ==== Emission Program: Carbon_CA : (CO2) ==== | FRCC | South | Coal | Coal | 450.65 | 226.86 | 0.26 | 0.16 | 0.39 | 0.57 | Coal | 490.28 | 276.47 | 72.69 | 23.18 | 126.47 | 219.84
| ==== Emission Program: Carbon_CA : (CO2) ==== | FRCC | South | Other Renew | Geo | 0 | 0 | 0 | 0 | 0 | 0 | Geo | 0 | 0 | 0 | 0 | 0 | 0
| ==== Emission Program: Carbon_CA : (CO2) ==== | FRCC | South | Hydro | H | 0 | 0 | 0 | 0 | 0 | 0 | H | 0 | 0 | 0 | 0 | 0 | 0
| ==== Emission Program: Carbon_CA : (CO2) ==== | FRCC | South | Other Renew | LFG | 0 | 0 | 0 | 0 | 0 | 0 | LFG | 0 | 0 | 0 | 0 | 0 | 0
| ==== Emission Program: Carbon_CA : (CO2) ==== | FRCC | South | Nuclear | Nuc | 0 | 0 | 0 | 0 | 0 | 0 | Nuc | 0 | 0 | 0 | 0 | 0 | 0
| ==== Emission Program: Carbon_CA : (CO2) ==== | FRCC | South | Other | PS | 0 | 0 | 0 | 0 | 0 | 0 | PS | 0 | 0 | 0 | 0 | 0 | 0
| ==== Emission Program: Carbon_CA : (CO2) ==== | FRCC | South | Other Renew | PV | 0 | 0 | 0 | 0 | 0 | 0 | PV | 0 | 0 | 0 | 0 | 0 | 0
| ==== Emission Program: Carbon_CA : (CO2) ==== | FRCC | South | CT | PeakG | 6.19 | 10.6 | 17.23 | 1.2 | 4.13 | 6.5 | PeakG | 6.2 | 13.97 | 20.87 | 5.8 | 15.62 | 16.78
| ==== Emission Program: Carbon_CA : (CO2) ==== | FRCC | South | CT | PeakO | 0 | 0 | 0 | 0 | 0 | 0 | PeakO | 0 | 0 | 0 | 0 | 0 | 0
| ==== Emission Program: Carbon_CA : (CO2) ==== | FRCC | South | Other Renew | ST | 0 | 0 | 0 | 0 | 0 | 0 | ST | 0 | 0 | 0 | 0 | 0 | 0
| ==== Emission Program: Carbon_CA : (CO2) ==== | FRCC | South | Steam O/G | STOG | 0.88 | 1.18 | 0 | 0 | 0 | 0 | STOG | 0 | 0 | 0 | 0 | 0 | 0
| ==== Emission Program: Carbon_CA : (CO2) ==== | FRCC | South | Other Renew | STWD | 0 | 0 | 0 | 0 | 0 | 0 | STWD | 0 | 0 | 0 | 0 | 0 | 0
| ==== Emission Program: Carbon_CA : (CO2) ==== | FRCC | South | On-shore Wind | WT | 0 | 0 | 0 | 0 | 0 | 0 | WT | 0 | 0 | 0 | 0 | 0 | 0
| ==== Emission Program: Carbon_CA : (CO2) ==== | FRCC | South | Coal | IGCC | 0 | 0 | 0 | 0.01 | 0.01 | 0.01 | IGCC | 0 | 0 | 0 | 0 | 0 | 0
| ==== Emission Program: Carbon_CA : (CO2) ==== | FRCC | South | DR | DemandResponse | 0 | 0 | 0 | 0 | 0 | 0 | DemandResponse | 0 | 0 | 0 | 0 | 0 | 0
| ==== Emission Program: Carbon_CA : (CO2) ==== | FRCC | South | Coal-CCS | IGCC-CCS | 0 | 0 | 0 | 0 | 0.01 | 0.01 | IGCC-CCS | 0 | 0 | 0 | 0 | 0 | 0
| ==== Emission Program: Carbon_CA : (CO2) ==== | FRCC | South | Off-shore Wind | WT_off | 0 | 0 | 0 | 0 | 0 | 0 | WT_off | 0 | 0 | 0 | 0 | 0 | 0
| ==== Emission Program: Carbon_CA : (CO2) ==== | FRCC | South | Other | PseudoUnit | 0 | 0 | 0 | 0 | 0 | 0 | PseudoUnit | 0 | 0 | 0 | 0 | 0 | 0
| ==== Emission Program: Carbon_CA : (CO2) ==== | FRCC | South | HQ/Maritimes | FixedInterchange | 0 | 0 | 0 | 0 | 0 | 0 | FixedInterchange | 0 | 0 | 0 | 0 | 0 | 0
==== Emission Program: Carbon_CA : (CO2) ====
| ==== Emission Program: Carbon_CA : (CO2) ==== |  |  |  | Emission Cost by Reporting Type: MAPP_US | [6 empty] | Emission Cost by Reporting Type: MAPP_US
| ==== Emission Program: Carbon_CA : (CO2) ==== |  |  |  | ReportingType | 2015 | 2020 | 2025 | 2030 | 2035 | 2040 | ReportingType | 2015 | 2020 | 2025 | 2030 | 2035 | 2040
| ==== Emission Program: Carbon_CA : (CO2) ==== | MAPP_US | Midwest | Other Renew | BM | 0 | 0 | 0 | 0 | 0 | 0 | BM | 0 | 0 | 0 | 0 | 0 | 0
| ==== Emission Program: Carbon_CA : (CO2) ==== | MAPP_US | Midwest | CC | CC | 15.12 | 2.89 | 4.55 | 5.9 | 10.93 | 4.31 | CC | 12.61 | 2.9 | 13.79 | 16.11 | 29.58 | 45.77
| ==== Emission Program: Carbon_CA : (CO2) ==== | MAPP_US | Midwest | Other Renew | CSP | 0 | 0 | 0 | 0 | 0 | 0 | CSP | 0 | 0 | 0 | 0 | 0 | 0
| ==== Emission Program: Carbon_CA : (CO2) ==== | MAPP_US | Midwest | CT | CT | 0 | 0 | 0 | 0 | 0.01 | 0.01 | CT | 0 | 0 | 0 | 0 | 0.65 | 12.5
| ==== Emission Program: Carbon_CA : (CO2) ==== | MAPP_US | Midwest | Coal | Coal | 301.06 | 105.94 | 3.05 | 0.03 | 0.04 | 0.05 | Coal | 311.46 | 140.96 | 19.29 | 0 | 0 | 0
| ==== Emission Program: Carbon_CA : (CO2) ==== | MAPP_US | Midwest | Other Renew | Geo | 0 | 0 | 0 | 0 | 0 | 0 | Geo | 0 | 0 | 0 | 0 | 0 | 0
| ==== Emission Program: Carbon_CA : (CO2) ==== | MAPP_US | Midwest | Hydro | H | 0 | 0 | 0 | 0 | 0 | 0 | H | 0 | 0 | 0 | 0 | 0 | 0
| ==== Emission Program: Carbon_CA : (CO2) ==== | MAPP_US | Midwest | Other Renew | LFG | 0 | 0 | 0 | 0 | 0 | 0 | LFG | 0 | 0 | 0 | 0 | 0 | 0
| ==== Emission Program: Carbon_CA : (CO2) ==== | MAPP_US | Midwest | Nuclear | Nuc | 0 | 0 | 0 | 0 | 0 | 0 | Nuc | 0 | 0 | 0 | 0 | 0 | 0
| ==== Emission Program: Carbon_CA : (CO2) ==== | MAPP_US | Midwest | Other | PS | 0 | 0 | 0 | 0 | 0 | 0 | PS | 0 | 0 | 0 | 0 | 0 | 0
| ==== Emission Program: Carbon_CA : (CO2) ==== | MAPP_US | Midwest | Other Renew | PV | 0 | 0 | 0 | 0 | 0 | 0 | PV | 0 | 0 | 0 | 0 | 0 | 0
| ==== Emission Program: Carbon_CA : (CO2) ==== | MAPP_US | Midwest | CT | PeakG | 0.67 | 0.95 | 0 | 0.16 | 6.43 | 9.19 | PeakG | 1.31 | 1.81 | 2.96 | 6.64 | 14.64 | 18.91
| ==== Emission Program: Carbon_CA : (CO2) ==== | MAPP_US | Midwest | CT | PeakO | 0 | 0 | 0 | 0 | 0 | 0 | PeakO | 0 | 0 | 0 | 0 | 0 | 0
| ==== Emission Program: Carbon_CA : (CO2) ==== | MAPP_US | Midwest | Other Renew | ST | 0 | 0 | 0 | 0 | 0 | 0 | ST | 0 | 0 | 0 | 0 | 0 | 0
| ==== Emission Program: Carbon_CA : (CO2) ==== | MAPP_US | Midwest | Steam O/G | STOG | 0 | 0 | 0 | 0 | 0 | 0 | STOG | 0 | 0 | 0 | 0 | 0 | 0
| ==== Emission Program: Carbon_CA : (CO2) ==== | MAPP_US | Midwest | Other Renew | STWD | 0 | 0 | 0 | 0 | 0 | 0 | STWD | 0 | 0 | 0 | 0 | 0 | 0
| ==== Emission Program: Carbon_CA : (CO2) ==== | MAPP_US | Midwest | On-shore Wind | WT | 0 | 0 | 0 | 0 | 0 | 0 | WT | 0 | 0 | 0 | 0 | 0 | 0
| ==== Emission Program: Carbon_CA : (CO2) ==== | MAPP_US | Midwest | Coal | IGCC | 0 | 0 | 0 | 0.01 | 0.01 | 0.01 | IGCC | 0 | 0 | 0 | 0 | 0 | 0
| ==== Emission Program: Carbon_CA : (CO2) ==== | MAPP_US | Midwest | DR | DemandResponse | 0 | 0 | 0 | 0 | 0 | 0 | DemandResponse | 0 | 0 | 0 | 0 | 0 | 0
| ==== Emission Program: Carbon_CA : (CO2) ==== | MAPP_US | Midwest | Coal-CCS | IGCC-CCS | 0 | 0 | 0 | 0 | 0.01 | 0.01 | IGCC-CCS | 0 | 0 | 0 | 0 | 0 | 0
| ==== Emission Program: Carbon_CA : (CO2) ==== | MAPP_US | Midwest | Off-shore Wind | WT_off | 0 | 0 | 0 | 0 | 0 | 0 | WT_off | 0 | 0 | 0 | 0 | 0 | 0
| ==== Emission Program: Carbon_CA : (CO2) ==== | MAPP_US | Midwest | Other | PseudoUnit | 0 | 0 | 0 | 0 | 0 | 0 | PseudoUnit | 0 | 0 | 0 | 0 | 0 | 0
| ==== Emission Program: Carbon_CA : (CO2) ==== | MAPP_US | Midwest | HQ/Maritimes | FixedInterchange | 0 | 0 | 0 | 0 | 0 | 0 | FixedInterchange | 0 | 0 | 0 | 0 | 0 | 0
==== Emission Program: Carbon_CA : (CO2) ====
| ==== Emission Program: Carbon_CA : (CO2) ==== |  |  |  | Emission Cost by Reporting Type: MISO_IN | [6 empty] | Emission Cost by Reporting Type: MISO_IN
| ==== Emission Program: Carbon_CA : (CO2) ==== |  |  |  | ReportingType | 2015 | 2020 | 2025 | 2030 | 2035 | 2040 | ReportingType | 2015 | 2020 | 2025 | 2030 | 2035 | 2040
| ==== Emission Program: Carbon_CA : (CO2) ==== | MISO_IN | Midwest | Other Renew | BM | 0 | 0 | 0 | 0 | 0 | 0 | BM | 0 | 0 | 0 | 0 | 0 | 0
| ==== Emission Program: Carbon_CA : (CO2) ==== | MISO_IN | Midwest | CC | CC | 58.97 | 219.44 | 220.19 | 524.9 | 584.69 | 341.16 | CC | 169.21 | 1400.28 | 2323.59 | 2430.92 | 2813.96 | 2967.96
| ==== Emission Program: Carbon_CA : (CO2) ==== | MISO_IN | Midwest | Other Renew | CSP | 0 | 0 | 0 | 0 | 0 | 0 | CSP | 0 | 0 | 0 | 0 | 0 | 0
| ==== Emission Program: Carbon_CA : (CO2) ==== | MISO_IN | Midwest | CT | CT | 0 | 0 | 0 | 0 | 0 | 0 | CT | 0 | 0 | 0 | 0 | 0 | 0
| ==== Emission Program: Carbon_CA : (CO2) ==== | MISO_IN | Midwest | Coal | Coal | 1556.8 | 1170.74 | 91.51 | 54.89 | 300.33 | 428.71 | Coal | 1495.8 | 1113.84 | 238.63 | 36.53 | 305.28 | 452.66
| ==== Emission Program: Carbon_CA : (CO2) ==== | MISO_IN | Midwest | Other Renew | Geo | 0 | 0 | 0 | 0 | 0 | 0 | Geo | 0 | 0 | 0 | 0 | 0 | 0
| ==== Emission Program: Carbon_CA : (CO2) ==== | MISO_IN | Midwest | Hydro | H | 0 | 0 | 0 | 0 | 0 | 0 | H | 0 | 0 | 0 | 0 | 0 | 0
| ==== Emission Program: Carbon_CA : (CO2) ==== | MISO_IN | Midwest | Other Renew | LFG | 0 | 0 | 0 | 0 | 0 | 0 | LFG | 0 | 0 | 0 | 0 | 0 | 0
| ==== Emission Program: Carbon_CA : (CO2) ==== | MISO_IN | Midwest | Nuclear | Nuc | 0 | 0 | 0 | 0 | 0 | 0 | Nuc | 0 | 0 | 0 | 0 | 0 | 0
| ==== Emission Program: Carbon_CA : (CO2) ==== | MISO_IN | Midwest | Other | PS | 0 | 0 | 0 | 0 | 0 | 0 | PS | 0 | 0 | 0 | 0 | 0 | 0
| ==== Emission Program: Carbon_CA : (CO2) ==== | MISO_IN | Midwest | Other Renew | PV | 0 | 0 | 0 | 0 | 0 | 0 | PV | 0 | 0 | 0 | 0 | 0 | 0
| ==== Emission Program: Carbon_CA : (CO2) ==== | MISO_IN | Midwest | CT | PeakG | 0 | 0 | 0 | 0 | 0 | 0.01 | PeakG | 0.1 | 0 | 0 | 0 | 0 | 0
| ==== Emission Program: Carbon_CA : (CO2) ==== | MISO_IN | Midwest | CT | PeakO | 0 | 0 | 0 | 0 | 0 | 0 | PeakO | 0 | 0 | 0 | 0 | 0 | 0
| ==== Emission Program: Carbon_CA : (CO2) ==== | MISO_IN | Midwest | Other Renew | ST | 0 | 0 | 0 | 0 | 0 | 0 | ST | 0 | 0 | 0 | 0 | 0 | 0
| ==== Emission Program: Carbon_CA : (CO2) ==== | MISO_IN | Midwest | Steam O/G | STOG | 0.48 | 0.68 | 0.15 | 2.49 | 0.01 | 0.01 | STOG | 0.83 | 0.68 | 1.12 | 0 | 0 | 0
| ==== Emission Program: Carbon_CA : (CO2) ==== | MISO_IN | Midwest | Other Renew | STWD | 0 | 0 | 0 | 0 | 0 | 0 | STWD | 0 | 0 | 0 | 0 | 0 | 0
| ==== Emission Program: Carbon_CA : (CO2) ==== | MISO_IN | Midwest | On-shore Wind | WT | 0 | 0 | 0 | 0 | 0 | 0 | WT | 0 | 0 | 0 | 0 | 0 | 0
| ==== Emission Program: Carbon_CA : (CO2) ==== | MISO_IN | Midwest | Coal | IGCC | 100.97 | 143.37 | 20.96 | 0.05 | 0.02 | 0.02 | IGCC | 100.97 | 143.38 | 53.05 | 0 | 0 | 0
| ==== Emission Program: Carbon_CA : (CO2) ==== | MISO_IN | Midwest | DR | DemandResponse | 0 | 0 | 0 | 0 | 0 | 0 | DemandResponse | 0 | 0 | 0 | 0 | 0 | 0
| ==== Emission Program: Carbon_CA : (CO2) ==== | MISO_IN | Midwest | Coal-CCS | IGCC-CCS | 0 | 0 | 0 | 0 | 0.01 | 0.01 | IGCC-CCS | 0 | 0 | 0 | 0 | 0 | 0
| ==== Emission Program: Carbon_CA : (CO2) ==== | MISO_IN | Midwest | Off-shore Wind | WT_off | 0 | 0 | 0 | 0 | 0 | 0 | WT_off | 0 | 0 | 0 | 0 | 0 | 0
| ==== Emission Program: Carbon_CA : (CO2) ==== | MISO_IN | Midwest | Other | PseudoUnit | 0 | 0 | 0 | 0 | 0 | 0 | PseudoUnit | 0 | 0 | 0 | 0 | 0 | 0
| ==== Emission Program: Carbon_CA : (CO2) ==== | MISO_IN | Midwest | HQ/Maritimes | FixedInterchange | 0 | 0 | 0 | 0 | 0 | 0 | FixedInterchange | 0 | 0 | 0 | 0 | 0 | 0
==== Emission Program: Carbon_CA : (CO2) ====
| ==== Emission Program: Carbon_CA : (CO2) ==== |  |  |  | Emission Cost by Reporting Type: MISO_MI | [6 empty] | Emission Cost by Reporting Type: MISO_MI
| ==== Emission Program: Carbon_CA : (CO2) ==== |  |  |  | ReportingType | 2015 | 2020 | 2025 | 2030 | 2035 | 2040 | ReportingType | 2015 | 2020 | 2025 | 2030 | 2035 | 2040
| ==== Emission Program: Carbon_CA : (CO2) ==== | MISO_MI | Midwest | Other Renew | BM | 0 | 0 | 0 | 0 | 0 | 0 | BM | 0 | 0 | 0 | 0 | 0 | 0
| ==== Emission Program: Carbon_CA : (CO2) ==== | MISO_MI | Midwest | CC | CC | 126.73 | 143.36 | 115.24 | 176.03 | 182.2 | 133.37 | CC | 321.87 | 599.98 | 1063.46 | 1296.75 | 2146.49 | 483.7
| ==== Emission Program: Carbon_CA : (CO2) ==== | MISO_MI | Midwest | Other Renew | CSP | 0 | 0 | 0 | 0 | 0 | 0 | CSP | 0 | 0 | 0 | 0 | 0 | 0
| ==== Emission Program: Carbon_CA : (CO2) ==== | MISO_MI | Midwest | CT | CT | 0 | 0 | 0 | 0 | 0 | 0 | CT | 0 | 0 | 0 | 0 | 0 | 0
| ==== Emission Program: Carbon_CA : (CO2) ==== | MISO_MI | Midwest | Coal | Coal | 661.34 | 0.29 | 0.22 | 0.26 | 0.41 | 0.54 | Coal | 705.29 | 0 | 0 | 0 | 0 | 0
| ==== Emission Program: Carbon_CA : (CO2) ==== | MISO_MI | Midwest | Other Renew | Geo | 0 | 0 | 0 | 0 | 0 | 0 | Geo | 0 | 0 | 0 | 0 | 0 | 0
| ==== Emission Program: Carbon_CA : (CO2) ==== | MISO_MI | Midwest | Hydro | H | 0 | 0 | 0 | 0 | 0 | 0 | H | 0 | 0 | 0 | 0 | 0 | 0
| ==== Emission Program: Carbon_CA : (CO2) ==== | MISO_MI | Midwest | Other Renew | LFG | 0 | 0 | 0 | 0 | 0 | 0 | LFG | 0 | 0 | 0 | 0 | 0 | 0
| ==== Emission Program: Carbon_CA : (CO2) ==== | MISO_MI | Midwest | Nuclear | Nuc | 0 | 0 | 0 | 0 | 0 | 0 | Nuc | 0 | 0 | 0 | 0 | 0 | 0
| ==== Emission Program: Carbon_CA : (CO2) ==== | MISO_MI | Midwest | Other | PS | 0 | 0 | 0 | 0 | 0 | 0 | PS | 0 | 0 | 0 | 0 | 0 | 0
| ==== Emission Program: Carbon_CA : (CO2) ==== | MISO_MI | Midwest | Other Renew | PV | 0 | 0 | 0 | 0 | 0 | 0 | PV | 0 | 0 | 0 | 0 | 0 | 0
| ==== Emission Program: Carbon_CA : (CO2) ==== | MISO_MI | Midwest | CT | PeakG | 0.5 | 0 | 0 | 0 | 0 | 0.01 | PeakG | 0.28 | 0 | 0 | 0 | 0 | 0
| ==== Emission Program: Carbon_CA : (CO2) ==== | MISO_MI | Midwest | CT | PeakO | 0 | 0 | 0 | 0 | 0 | 0 | PeakO | 0 | 0 | 0 | 0 | 0 | 0
| ==== Emission Program: Carbon_CA : (CO2) ==== | MISO_MI | Midwest | Other Renew | ST | 0 | 0 | 0 | 0 | 0 | 0 | ST | 0 | 0 | 0 | 0 | 0 | 0
| ==== Emission Program: Carbon_CA : (CO2) ==== | MISO_MI | Midwest | Steam O/G | STOG | 4.8 | 5.19 | 0 | 0.01 | 0.01 | 0.01 | STOG | 4.8 | 3.08 | 7.08 | 0 | 0 | 0
| ==== Emission Program: Carbon_CA : (CO2) ==== | MISO_MI | Midwest | Other Renew | STWD | 0 | 0 | 0 | 0 | 0 | 0 | STWD | 0 | 0 | 0 | 0 | 0 | 0
| ==== Emission Program: Carbon_CA : (CO2) ==== | MISO_MI | Midwest | On-shore Wind | WT | 0 | 0 | 0 | 0 | 0 | 0 | WT | 0 | 0 | 0 | 0 | 0 | 0
| ==== Emission Program: Carbon_CA : (CO2) ==== | MISO_MI | Midwest | Coal | IGCC | 0 | 0 | 0 | 0.01 | 0.01 | 0.01 | IGCC | 0 | 0 | 0 | 0 | 0 | 0
| ==== Emission Program: Carbon_CA : (CO2) ==== | MISO_MI | Midwest | DR | DemandResponse | 0 | 0 | 0 | 0 | 0 | 0 | DemandResponse | 0 | 0 | 0 | 0 | 0 | 0
| ==== Emission Program: Carbon_CA : (CO2) ==== | MISO_MI | Midwest | Coal-CCS | IGCC-CCS | 0 | 0 | 0 | 0 | 0.01 | 0.01 | IGCC-CCS | 0 | 0 | 0 | 0 | 0 | 0
| ==== Emission Program: Carbon_CA : (CO2) ==== | MISO_MI | Midwest | Off-shore Wind | WT_off | 0 | 0 | 0 | 0 | 0 | 0 | WT_off | 0 | 0 | 0 | 0 | 0 | 0
| ==== Emission Program: Carbon_CA : (CO2) ==== | MISO_MI | Midwest | Other | PseudoUnit | 0 | 0 | 0 | 0 | 0 | 0 | PseudoUnit | 0 | 0 | 0 | 0 | 0 | 0
| ==== Emission Program: Carbon_CA : (CO2) ==== | MISO_MI | Midwest | HQ/Maritimes | FixedInterchange | 0 | 0 | 0 | 0 | 0 | 0 | FixedInterchange | 0 | 0 | 0 | 0 | 0 | 0
==== Emission Program: Carbon_CA : (CO2) ====
| ==== Emission Program: Carbon_CA : (CO2) ==== |  |  |  | Emission Cost by Reporting Type: MISO_MO-IL | [6 empty] | Emission Cost by Reporting Type: MISO_MO-IL
| ==== Emission Program: Carbon_CA : (CO2) ==== |  |  |  | ReportingType | 2015 | 2020 | 2025 | 2030 | 2035 | 2040 | ReportingType | 2015 | 2020 | 2025 | 2030 | 2035 | 2040
| ==== Emission Program: Carbon_CA : (CO2) ==== | MISO_MO-IL | Midwest | Other Renew | BM | 0 | 0 | 0 | 0 | 0 | 0 | BM | 0 | 0 | 0 | 0 | 0 | 0
| ==== Emission Program: Carbon_CA : (CO2) ==== | MISO_MO-IL | Midwest | CC | CC | 31.93 | 46.69 | 27.66 | 53.54 | 60.79 | 43.55 | CC | 31.95 | 171.67 | 284.89 | 180.68 | 220 | 203.04
| ==== Emission Program: Carbon_CA : (CO2) ==== | MISO_MO-IL | Midwest | Other Renew | CSP | 0 | 0 | 0 | 0 | 0 | 0 | CSP | 0 | 0 | 0 | 0 | 0 | 0
| ==== Emission Program: Carbon_CA : (CO2) ==== | MISO_MO-IL | Midwest | CT | CT | 0 | 0 | 0 | 0 | 0 | 0 | CT | 0 | 0 | 0 | 0 | 0 | 0
| ==== Emission Program: Carbon_CA : (CO2) ==== | MISO_MO-IL | Midwest | Coal | Coal | 1901.68 | 705.48 | 79.54 | 7.68 | 46.03 | 65.67 | Coal | 1970.13 | 770.96 | 175.21 | 11.58 | 64.73 | 91.94
| ==== Emission Program: Carbon_CA : (CO2) ==== | MISO_MO-IL | Midwest | Other Renew | Geo | 0 | 0 | 0 | 0 | 0 | 0 | Geo | 0 | 0 | 0 | 0 | 0 | 0
| ==== Emission Program: Carbon_CA : (CO2) ==== | MISO_MO-IL | Midwest | Hydro | H | 0 | 0 | 0 | 0 | 0 | 0 | H | 0 | 0 | 0 | 0 | 0 | 0
| ==== Emission Program: Carbon_CA : (CO2) ==== | MISO_MO-IL | Midwest | Other Renew | LFG | 0 | 0 | 0 | 0 | 0 | 0 | LFG | 0 | 0 | 0 | 0 | 0 | 0
| ==== Emission Program: Carbon_CA : (CO2) ==== | MISO_MO-IL | Midwest | Nuclear | Nuc | 0 | 0 | 0 | 0 | 0 | 0 | Nuc | 0 | 0 | 0 | 0 | 0 | 0
| ==== Emission Program: Carbon_CA : (CO2) ==== | MISO_MO-IL | Midwest | Other | PS | 0 | 0 | 0 | 0 | 0 | 0 | PS | 0 | 0 | 0 | 0 | 0 | 0
| ==== Emission Program: Carbon_CA : (CO2) ==== | MISO_MO-IL | Midwest | Other Renew | PV | 0 | 0 | 0 | 0 | 0 | 0 | PV | 0 | 0 | 0 | 0 | 0 | 0
| ==== Emission Program: Carbon_CA : (CO2) ==== | MISO_MO-IL | Midwest | CT | PeakG | 2.25 | 0.68 | 0 | 5.32 | 0.2 | 0.02 | PeakG | 4.63 | 10.66 | 5.1 | 27.95 | 10.64 | 29.59
| ==== Emission Program: Carbon_CA : (CO2) ==== | MISO_MO-IL | Midwest | CT | PeakO | 0 | 0 | 0 | 0 | 0 | 0 | PeakO | 0 | 0 | 0 | 0 | 0 | 0
| ==== Emission Program: Carbon_CA : (CO2) ==== | MISO_MO-IL | Midwest | Other Renew | ST | 0 | 0 | 0 | 0 | 0 | 0 | ST | 0 | 0 | 0 | 0 | 0 | 0
| ==== Emission Program: Carbon_CA : (CO2) ==== | MISO_MO-IL | Midwest | Steam O/G | STOG | 0.32 | 0 | 0 | 0 | 0 | 0.01 | STOG | 0.09 | 0.13 | 0.21 | 0 | 0 | 0
| ==== Emission Program: Carbon_CA : (CO2) ==== | MISO_MO-IL | Midwest | Other Renew | STWD | 0 | 0 | 0 | 0 | 0 | 0 | STWD | 0 | 0 | 0 | 0 | 0 | 0
| ==== Emission Program: Carbon_CA : (CO2) ==== | MISO_MO-IL | Midwest | On-shore Wind | WT | 0 | 0 | 0 | 0 | 0 | 0 | WT | 0 | 0 | 0 | 0 | 0 | 0
| ==== Emission Program: Carbon_CA : (CO2) ==== | MISO_MO-IL | Midwest | Coal | IGCC | 0 | 0 | 0 | 0 | 0 | 0 | IGCC | 0 | 0 | 0 | 0 | 0 | 0
| ==== Emission Program: Carbon_CA : (CO2) ==== | MISO_MO-IL | Midwest | DR | DemandResponse | 0 | 0 | 0 | 0 | 0 | 0 | DemandResponse | 0 | 0 | 0 | 0 | 0 | 0
| ==== Emission Program: Carbon_CA : (CO2) ==== | MISO_MO-IL | Midwest | Coal-CCS | IGCC-CCS | 0 | 0 | 0 | 0 | 0 | 0 | IGCC-CCS | 0 | 0 | 0 | 0 | 0 | 0
| ==== Emission Program: Carbon_CA : (CO2) ==== | MISO_MO-IL | Midwest | Off-shore Wind | WT_off | 0 | 0 | 0 | 0 | 0 | 0 | WT_off | 0 | 0 | 0 | 0 | 0 | 0
| ==== Emission Program: Carbon_CA : (CO2) ==== | MISO_MO-IL | Midwest | Other | PseudoUnit | 0 | 0 | 0 | 0 | 0 | 0 | PseudoUnit | 0 | 0 | 0 | 0 | 0 | 0
| ==== Emission Program: Carbon_CA : (CO2) ==== | MISO_MO-IL | Midwest | HQ/Maritimes | FixedInterchange | 0 | 0 | 0 | 0 | 0 | 0 | FixedInterchange | 0 | 0 | 0 | 0 | 0 | 0
==== Emission Program: Carbon_CA : (CO2) ====
| ==== Emission Program: Carbon_CA : (CO2) ==== |  |  |  | Emission Cost by Reporting Type: MISO_W | [6 empty] | Emission Cost by Reporting Type: MISO_W
| ==== Emission Program: Carbon_CA : (CO2) ==== |  |  |  | ReportingType | 2015 | 2020 | 2025 | 2030 | 2035 | 2040 | ReportingType | 2015 | 2020 | 2025 | 2030 | 2035 | 2040
| ==== Emission Program: Carbon_CA : (CO2) ==== | MISO_W | Midwest | Other Renew | BM | 0 | 0 | 0 | 0 | 0 | 0 | BM | 0 | 0 | 0 | 0 | 0 | 0
| ==== Emission Program: Carbon_CA : (CO2) ==== | MISO_W | Midwest | CC | CC | 112.38 | 93.48 | 75.15 | 104.96 | 112.05 | 82.46 | CC | 91.63 | 250.41 | 209.27 | 242.18 | 314.37 | 372.34
| ==== Emission Program: Carbon_CA : (CO2) ==== | MISO_W | Midwest | Other Renew | CSP | 0 | 0 | 0 | 0 | 0 | 0 | CSP | 0 | 0 | 0 | 0 | 0 | 0
| ==== Emission Program: Carbon_CA : (CO2) ==== | MISO_W | Midwest | CT | CT | 0 | 0 | 0 | 0 | 0.01 | 0.01 | CT | 0 | 0 | 0 | 0 | 0 | 0
| ==== Emission Program: Carbon_CA : (CO2) ==== | MISO_W | Midwest | Coal | Coal | 1971.94 | 909.95 | 21.84 | 48.81 | 97.48 | 139.13 | Coal | 1959.25 | 1137.65 | 155.24 | 37.35 | 72.09 | 102.9
| ==== Emission Program: Carbon_CA : (CO2) ==== | MISO_W | Midwest | Other Renew | Geo | 0 | 0 | 0 | 0 | 0 | 0 | Geo | 0 | 0 | 0 | 0 | 0 | 0
| ==== Emission Program: Carbon_CA : (CO2) ==== | MISO_W | Midwest | Hydro | H | 0 | 0 | 0 | 0 | 0 | 0 | H | 0 | 0 | 0 | 0 | 0 | 0
| ==== Emission Program: Carbon_CA : (CO2) ==== | MISO_W | Midwest | Other Renew | LFG | 0 | 0 | 0 | 0 | 0 | 0 | LFG | 0 | 0 | 0 | 0 | 0 | 0
| ==== Emission Program: Carbon_CA : (CO2) ==== | MISO_W | Midwest | Nuclear | Nuc | 0 | 0 | 0 | 0 | 0 | 0 | Nuc | 0 | 0 | 0 | 0 | 0 | 0
| ==== Emission Program: Carbon_CA : (CO2) ==== | MISO_W | Midwest | Other | PS | 0 | 0 | 0 | 0 | 0 | 0 | PS | 0 | 0 | 0 | 0 | 0 | 0
| ==== Emission Program: Carbon_CA : (CO2) ==== | MISO_W | Midwest | Other Renew | PV | 0 | 0 | 0 | 0 | 0 | 0 | PV | 0 | 0 | 0 | 0 | 0 | 0
| ==== Emission Program: Carbon_CA : (CO2) ==== | MISO_W | Midwest | CT | PeakG | 3.28 | 0 | 0 | 0.01 | 0.01 | 0.02 | PeakG | 4.04 | 7.36 | 1.23 | 23.04 | 28.29 | 39.63
| ==== Emission Program: Carbon_CA : (CO2) ==== | MISO_W | Midwest | CT | PeakO | 0 | 0 | 0 | 0 | 0 | 0 | PeakO | 0 | 0 | 0 | 0 | 0 | 0
| ==== Emission Program: Carbon_CA : (CO2) ==== | MISO_W | Midwest | Other Renew | ST | 0 | 0 | 0 | 0 | 0 | 0 | ST | 0 | 0 | 0 | 0 | 0 | 0
| ==== Emission Program: Carbon_CA : (CO2) ==== | MISO_W | Midwest | Steam O/G | STOG | 0.03 | 0 | 0 | 0 | 0.01 | 0.01 | STOG | 0 | 0 | 0 | 0 | 0 | 0
| ==== Emission Program: Carbon_CA : (CO2) ==== | MISO_W | Midwest | Other Renew | STWD | 0 | 0 | 0 | 0 | 0 | 0 | STWD | 0 | 0 | 0 | 0 | 0 | 0
| ==== Emission Program: Carbon_CA : (CO2) ==== | MISO_W | Midwest | On-shore Wind | WT | 0 | 0 | 0 | 0 | 0 | 0 | WT | 0 | 0 | 0 | 0 | 0 | 0
| ==== Emission Program: Carbon_CA : (CO2) ==== | MISO_W | Midwest | Coal | IGCC | 0 | 0 | 0 | 0.01 | 0.01 | 0.01 | IGCC | 0 | 0 | 0 | 0 | 0 | 0
| ==== Emission Program: Carbon_CA : (CO2) ==== | MISO_W | Midwest | DR | DemandResponse | 0 | 0 | 0 | 0 | 0 | 0 | DemandResponse | 0 | 0 | 0 | 0 | 0 | 0
| ==== Emission Program: Carbon_CA : (CO2) ==== | MISO_W | Midwest | Coal-CCS | IGCC-CCS | 0 | 0 | 0 | 0 | 0.01 | 0.01 | IGCC-CCS | 0 | 0 | 0 | 0 | 0 | 0
| ==== Emission Program: Carbon_CA : (CO2) ==== | MISO_W | Midwest | Off-shore Wind | WT_off | 0 | 0 | 0 | 0 | 0 | 0 | WT_off | 0 | 0 | 0 | 0 | 0 | 0
| ==== Emission Program: Carbon_CA : (CO2) ==== | MISO_W | Midwest | Other | PseudoUnit | 0 | 0 | 0 | 0 | 0 | 0 | PseudoUnit | 0 | 0 | 0 | 0 | 0 | 0
| ==== Emission Program: Carbon_CA : (CO2) ==== | MISO_W | Midwest | HQ/Maritimes | FixedInterchange | 0 | 0 | 0 | 0 | 0 | 0 | FixedInterchange | 0 | 0 | 0 | 0 | 0 | 0
==== Emission Program: Carbon_CA : (CO2) ====
| ==== Emission Program: Carbon_CA : (CO2) ==== |  |  |  | Emission Cost by Reporting Type: MISO_WUMS | [6 empty] | Emission Cost by Reporting Type: MISO_WUMS
| ==== Emission Program: Carbon_CA : (CO2) ==== |  |  |  | ReportingType | 2015 | 2020 | 2025 | 2030 | 2035 | 2040 | ReportingType | 2015 | 2020 | 2025 | 2030 | 2035 | 2040
| ==== Emission Program: Carbon_CA : (CO2) ==== | MISO_WUMS | Midwest | Other Renew | BM | 0 | 0 | 0 | 0 | 0 | 0 | BM | 0 | 0 | 0 | 0 | 0 | 0
| ==== Emission Program: Carbon_CA : (CO2) ==== | MISO_WUMS | Midwest | CC | CC | 753.1 | 2504.5 | 2610.5 | 5852.59 | 5367.54 | 3735.88 | CC | 376.9 | 716.39 | 1141.43 | 1298.98 | 2385.88 | 1525.35
| ==== Emission Program: Carbon_CA : (CO2) ==== | MISO_WUMS | Midwest | Other Renew | CSP | 0 | 0 | 0 | 0 | 0 | 0 | CSP | 0 | 0 | 0 | 0 | 0 | 0
| ==== Emission Program: Carbon_CA : (CO2) ==== | MISO_WUMS | Midwest | CT | CT | 0 | 0 | 0 | 0 | 0 | 0 | CT | 0 | 0 | 0 | 0 | 0 | 0
| ==== Emission Program: Carbon_CA : (CO2) ==== | MISO_WUMS | Midwest | Coal | Coal | 333.29 | 66.27 | 18.68 | 11.3 | 59.16 | 118.21 | Coal | 311 | 67.63 | 37.5 | 9.16 | 73.93 | 139.82
| ==== Emission Program: Carbon_CA : (CO2) ==== | MISO_WUMS | Midwest | Other Renew | Geo | 0 | 0 | 0 | 0 | 0 | 0 | Geo | 0 | 0 | 0 | 0 | 0 | 0
| ==== Emission Program: Carbon_CA : (CO2) ==== | MISO_WUMS | Midwest | Hydro | H | 0 | 0 | 0 | 0 | 0 | 0 | H | 0 | 0 | 0 | 0 | 0 | 0
| ==== Emission Program: Carbon_CA : (CO2) ==== | MISO_WUMS | Midwest | Other Renew | LFG | 0 | 0 | 0 | 0 | 0 | 0 | LFG | 0 | 0 | 0 | 0 | 0 | 0
| ==== Emission Program: Carbon_CA : (CO2) ==== | MISO_WUMS | Midwest | Nuclear | Nuc | 0 | 0 | 0 | 0 | 0 | 0 | Nuc | 0 | 0 | 0 | 0 | 0 | 0
| ==== Emission Program: Carbon_CA : (CO2) ==== | MISO_WUMS | Midwest | Other | PS | 0 | 0 | 0 | 0 | 0 | 0 | PS | 0 | 0 | 0 | 0 | 0 | 0
| ==== Emission Program: Carbon_CA : (CO2) ==== | MISO_WUMS | Midwest | Other Renew | PV | 0 | 0 | 0 | 0 | 0 | 0 | PV | 0 | 0 | 0 | 0 | 0 | 0
| ==== Emission Program: Carbon_CA : (CO2) ==== | MISO_WUMS | Midwest | CT | PeakG | 0.06 | 0 | 0 | 0 | 0 | 0.01 | PeakG | 0 | 0 | 0 | 0 | 0 | 0
| ==== Emission Program: Carbon_CA : (CO2) ==== | MISO_WUMS | Midwest | CT | PeakO | 0 | 0 | 0 | 0 | 0 | 0 | PeakO | 0 | 0 | 0 | 0 | 0 | 0
| ==== Emission Program: Carbon_CA : (CO2) ==== | MISO_WUMS | Midwest | Other Renew | ST | 0 | 0 | 0 | 0 | 0 | 0 | ST | 0 | 0 | 0 | 0 | 0 | 0
| ==== Emission Program: Carbon_CA : (CO2) ==== | MISO_WUMS | Midwest | Steam O/G | STOG | 0 | 0 | 0 | 0 | 0 | 0 | STOG | 0 | 0 | 0 | 0 | 0 | 0
| ==== Emission Program: Carbon_CA : (CO2) ==== | MISO_WUMS | Midwest | Other Renew | STWD | 0 | 0 | 0 | 0 | 0 | 0 | STWD | 0 | 0 | 0 | 0 | 0 | 0
| ==== Emission Program: Carbon_CA : (CO2) ==== | MISO_WUMS | Midwest | On-shore Wind | WT | 0 | 0 | 0 | 0 | 0 | 0 | WT | 0 | 0 | 0 | 0 | 0 | 0
| ==== Emission Program: Carbon_CA : (CO2) ==== | MISO_WUMS | Midwest | Coal | IGCC | 0 | 0 | 0 | 0 | 0 | 0.01 | IGCC | 0 | 0 | 0 | 0 | 0 | 0
| ==== Emission Program: Carbon_CA : (CO2) ==== | MISO_WUMS | Midwest | DR | DemandResponse | 0 | 0 | 0 | 0 | 0 | 0 | DemandResponse | 0 | 0 | 0 | 0 | 0 | 0
| ==== Emission Program: Carbon_CA : (CO2) ==== | MISO_WUMS | Midwest | Coal-CCS | IGCC-CCS | 0 | 0 | 0 | 0 | 0 | 0 | IGCC-CCS | 0 | 0 | 0 | 0 | 0 | 0
| ==== Emission Program: Carbon_CA : (CO2) ==== | MISO_WUMS | Midwest | Off-shore Wind | WT_off | 0 | 0 | 0 | 0 | 0 | 0 | WT_off | 0 | 0 | 0 | 0 | 0 | 0
| ==== Emission Program: Carbon_CA : (CO2) ==== | MISO_WUMS | Midwest | Other | PseudoUnit | 0 | 0 | 0 | 0 | 0 | 0 | PseudoUnit | 0 | 0 | 0 | 0 | 0 | 0
| ==== Emission Program: Carbon_CA : (CO2) ==== | MISO_WUMS | Midwest | HQ/Maritimes | FixedInterchange | 0 | 0 | 0 | 0 | 0 | 0 | FixedInterchange | 0 | 0 | 0 | 0 | 0 | 0
==== Emission Program: Carbon_CA : (CO2) ====
| ==== Emission Program: Carbon_CA : (CO2) ==== |  |  |  | Emission Cost by Reporting Type: Nebraska | [6 empty] | Emission Cost by Reporting Type: Nebraska
| ==== Emission Program: Carbon_CA : (CO2) ==== |  |  |  | ReportingType | 2015 | 2020 | 2025 | 2030 | 2035 | 2040 | ReportingType | 2015 | 2020 | 2025 | 2030 | 2035 | 2040
| ==== Emission Program: Carbon_CA : (CO2) ==== | NE | Southwest | Other Renew | BM | 0 | 0 | 0 | 0 | 0 | 0 | BM | 0 | 0 | 0 | 0 | 0 | 0
| ==== Emission Program: Carbon_CA : (CO2) ==== | NE | Southwest | CC | CC | 6.92 | 2.18 | 3.57 | 7.98 | 7.59 | 5.69 | CC | 6.92 | 3.9 | 6.38 | 28.95 | 27.84 | 39.33
| ==== Emission Program: Carbon_CA : (CO2) ==== | NE | Southwest | Other Renew | CSP | 0 | 0 | 0 | 0 | 0 | 0 | CSP | 0 | 0 | 0 | 0 | 0 | 0
| ==== Emission Program: Carbon_CA : (CO2) ==== | NE | Southwest | CT | CT | 0 | 0 | 0 | 0 | 0 | 0 | CT | 0 | 0 | 0 | 0 | 0 | 0
| ==== Emission Program: Carbon_CA : (CO2) ==== | NE | Southwest | Coal | Coal | 861.09 | 92.39 | 20.38 | 25.94 | 67.12 | 95.82 | Coal | 861.1 | 73.42 | 27.43 | 34.81 | 45.96 | 53.25
| ==== Emission Program: Carbon_CA : (CO2) ==== | NE | Southwest | Other Renew | Geo | 0 | 0 | 0 | 0 | 0 | 0 | Geo | 0 | 0 | 0 | 0 | 0 | 0
| ==== Emission Program: Carbon_CA : (CO2) ==== | NE | Southwest | Hydro | H | 0 | 0 | 0 | 0 | 0 | 0 | H | 0 | 0 | 0 | 0 | 0 | 0
| ==== Emission Program: Carbon_CA : (CO2) ==== | NE | Southwest | Other Renew | LFG | 0 | 0 | 0 | 0 | 0 | 0 | LFG | 0 | 0 | 0 | 0 | 0 | 0
| ==== Emission Program: Carbon_CA : (CO2) ==== | NE | Southwest | Nuclear | Nuc | 0 | 0 | 0 | 0 | 0 | 0 | Nuc | 0 | 0 | 0 | 0 | 0 | 0
| ==== Emission Program: Carbon_CA : (CO2) ==== | NE | Southwest | Other | PS | 0 | 0 | 0 | 0 | 0 | 0 | PS | 0 | 0 | 0 | 0 | 0 | 0
| ==== Emission Program: Carbon_CA : (CO2) ==== | NE | Southwest | Other Renew | PV | 0 | 0 | 0 | 0 | 0 | 0 | PV | 0 | 0 | 0 | 0 | 0 | 0
| ==== Emission Program: Carbon_CA : (CO2) ==== | NE | Southwest | CT | PeakG | 1.11 | 0 | 0 | 0 | 0 | 0 | PeakG | 0.99 | 0 | 0 | 0 | 0 | 0
| ==== Emission Program: Carbon_CA : (CO2) ==== | NE | Southwest | CT | PeakO | 0 | 0 | 0 | 0 | 0 | 0 | PeakO | 0 | 0 | 0 | 0 | 0 | 0
| ==== Emission Program: Carbon_CA : (CO2) ==== | NE | Southwest | Other Renew | ST | 0 | 0 | 0 | 0 | 0 | 0 | ST | 0 | 0 | 0 | 0 | 0 | 0
| ==== Emission Program: Carbon_CA : (CO2) ==== | NE | Southwest | Steam O/G | STOG | 0 | 0 | 0 | 0 | 0 | 0 | STOG | 0.48 | 0 | 0 | 0 | 0 | 0
| ==== Emission Program: Carbon_CA : (CO2) ==== | NE | Southwest | Other Renew | STWD | 0 | 0 | 0 | 0 | 0 | 0 | STWD | 0 | 0 | 0 | 0 | 0 | 0
| ==== Emission Program: Carbon_CA : (CO2) ==== | NE | Southwest | On-shore Wind | WT | 0 | 0 | 0 | 0 | 0 | 0 | WT | 0 | 0 | 0 | 0 | 0 | 0
| ==== Emission Program: Carbon_CA : (CO2) ==== | NE | Southwest | Coal | IGCC | 0 | 0 | 0 | 0 | 0 | 0 | IGCC | 0 | 0 | 0 | 0 | 0 | 0
| ==== Emission Program: Carbon_CA : (CO2) ==== | NE | Southwest | DR | DemandResponse | 0 | 0 | 0 | 0 | 0 | 0 | DemandResponse | 0 | 0 | 0 | 0 | 0 | 0
| ==== Emission Program: Carbon_CA : (CO2) ==== | NE | Southwest | Coal-CCS | IGCC-CCS | 0 | 0 | 0 | 0 | 0 | 0 | IGCC-CCS | 0 | 0 | 0 | 0 | 0 | 0
| ==== Emission Program: Carbon_CA : (CO2) ==== | NE | Southwest | Off-shore Wind | WT_off | 0 | 0 | 0 | 0 | 0 | 0 | WT_off | 0 | 0 | 0 | 0 | 0 | 0
| ==== Emission Program: Carbon_CA : (CO2) ==== | NE | Southwest | Other | PseudoUnit | 0 | 0 | 0 | 0 | 0 | 0 | PseudoUnit | 0 | 0 | 0 | 0 | 0 | 0
| ==== Emission Program: Carbon_CA : (CO2) ==== | NE | Southwest | HQ/Maritimes | FixedInterchange | 0 | 0 | 0 | 0 | 0 | 0 | FixedInterchange | 0 | 0 | 0 | 0 | 0 | 0
==== Emission Program: Carbon_CA : (CO2) ====
| ==== Emission Program: Carbon_CA : (CO2) ==== |  |  |  | Emission Cost by Reporting Type: NEISO | [6 empty] | Emission Cost by Reporting Type: NEISO
| ==== Emission Program: Carbon_CA : (CO2) ==== |  |  |  | ReportingType | 2015 | 2020 | 2025 | 2030 | 2035 | 2040 | ReportingType | 2015 | 2020 | 2025 | 2030 | 2035 | 2040
| ==== Emission Program: Carbon_CA : (CO2) ==== | NEISO | Northeast | Other Renew | BM | 0 | 0 | 0 | 0 | 0 | 0 | BM | 0 | 0 | 0 | 0 | 0 | 0
| ==== Emission Program: Carbon_CA : (CO2) ==== | NEISO | Northeast | CC | CC | 434.2 | 409.87 | 526.63 | 822.5 | 696.27 | 648.19 | CC | 415.33 | 386.05 | 529.95 | 823.4 | 740.61 | 737.42
| ==== Emission Program: Carbon_CA : (CO2) ==== | NEISO | Northeast | Other Renew | CSP | 0 | 0 | 0 | 0 | 0 | 0 | CSP | 0 | 0 | 0 | 0 | 0 | 0
| ==== Emission Program: Carbon_CA : (CO2) ==== | NEISO | Northeast | CT | CT | 0.01 | 0.07 | 0 | 0.78 | 0 | 0 | CT | 0.05 | 0.24 | 0.39 | 0 | 0 | 0.4
| ==== Emission Program: Carbon_CA : (CO2) ==== | NEISO | Northeast | Coal | Coal | 1.74 | 0.03 | 0.03 | 0.04 | 0.05 | 0.07 | Coal | 0.9 | 0 | 0 | 0 | 0 | 0
| ==== Emission Program: Carbon_CA : (CO2) ==== | NEISO | Northeast | Other Renew | Geo | 0 | 0 | 0 | 0 | 0 | 0 | Geo | 0 | 0 | 0 | 0 | 0 | 0
| ==== Emission Program: Carbon_CA : (CO2) ==== | NEISO | Northeast | Hydro | H | 0 | 0 | 0 | 0 | 0 | 0 | H | 0 | 0 | 0 | 0 | 0 | 0
| ==== Emission Program: Carbon_CA : (CO2) ==== | NEISO | Northeast | Other Renew | LFG | 0 | 0 | 0 | 0 | 0 | 0 | LFG | 0 | 0 | 0 | 0 | 0 | 0
| ==== Emission Program: Carbon_CA : (CO2) ==== | NEISO | Northeast | Nuclear | Nuc | 0 | 0 | 0 | 0 | 0 | 0 | Nuc | 0 | 0 | 0 | 0 | 0 | 0
| ==== Emission Program: Carbon_CA : (CO2) ==== | NEISO | Northeast | Other | PS | 0 | 0 | 0 | 0 | 0 | 0 | PS | 0 | 0 | 0 | 0 | 0 | 0
| ==== Emission Program: Carbon_CA : (CO2) ==== | NEISO | Northeast | Other Renew | PV | 0 | 0 | 0 | 0 | 0 | 0 | PV | 0 | 0 | 0 | 0 | 0 | 0
| ==== Emission Program: Carbon_CA : (CO2) ==== | NEISO | Northeast | CT | PeakG | 0.39 | 0.96 | 3.19 | 7.27 | 13.22 | 20.75 | PeakG | 0.42 | 0.75 | 1.22 | 0.15 | 0 | 4.29
| ==== Emission Program: Carbon_CA : (CO2) ==== | NEISO | Northeast | CT | PeakO | 0 | 0 | 0 | 0 | 0 | 0 | PeakO | 0 | 0 | 0 | 0 | 0 | 0
| ==== Emission Program: Carbon_CA : (CO2) ==== | NEISO | Northeast | Other Renew | ST | 0 | 0 | 0 | 0 | 0 | 0 | ST | 0 | 0 | 0 | 0 | 0 | 0
| ==== Emission Program: Carbon_CA : (CO2) ==== | NEISO | Northeast | Steam O/G | STOG | 0 | 0 | 0 | 0 | 0.01 | 0.01 | STOG | 0 | 0 | 0 | 0 | 0 | 0
| ==== Emission Program: Carbon_CA : (CO2) ==== | NEISO | Northeast | Other Renew | STWD | 0 | 0 | 0 | 0 | 0 | 0 | STWD | 0 | 0 | 0 | 0 | 0 | 0
| ==== Emission Program: Carbon_CA : (CO2) ==== | NEISO | Northeast | On-shore Wind | WT | 0 | 0 | 0 | 0 | 0 | 0 | WT | 0 | 0 | 0 | 0 | 0 | 0
| ==== Emission Program: Carbon_CA : (CO2) ==== | NEISO | Northeast | Coal | IGCC | 0 | 0 | 0 | 0 | 0 | 0 | IGCC | 0 | 0 | 0 | 0 | 0 | 0
| ==== Emission Program: Carbon_CA : (CO2) ==== | NEISO | Northeast | DR | DemandResponse | 0 | 0 | 0 | 0 | 0 | 0 | DemandResponse | 0 | 0 | 0 | 0 | 0 | 0
| ==== Emission Program: Carbon_CA : (CO2) ==== | NEISO | Northeast | Coal-CCS | IGCC-CCS | 0 | 0 | 0 | 0 | 0 | 0 | IGCC-CCS | 0 | 0 | 0 | 0 | 0 | 0
| ==== Emission Program: Carbon_CA : (CO2) ==== | NEISO | Northeast | Off-shore Wind | WT_off | 0 | 0 | 0 | 0 | 0 | 0 | WT_off | 0 | 0 | 0 | 0 | 0 | 0
| ==== Emission Program: Carbon_CA : (CO2) ==== | NEISO | Northeast | Other | PseudoUnit | 0 | 0 | 0 | 0 | 0 | 0 | PseudoUnit | 0 | 0 | 0 | 0 | 0 | 0
| ==== Emission Program: Carbon_CA : (CO2) ==== | NEISO | Northeast | HQ/Maritimes | FixedInterchange | 0 | 0 | 0 | 0 | 0 | 0 | FixedInterchange | 0 | 0 | 0 | 0 | 0 | 0
==== Emission Program: Carbon_CA : (CO2) ====
| ==== Emission Program: Carbon_CA : (CO2) ==== |  |  |  | Emission Cost by Reporting Type: NonRTO_Midwest | [6 empty] | Emission Cost by Reporting Type: NonRTO_Midwest
| ==== Emission Program: Carbon_CA : (CO2) ==== |  |  |  | ReportingType | 2015 | 2020 | 2025 | 2030 | 2035 | 2040 | ReportingType | 2015 | 2020 | 2025 | 2030 | 2035 | 2040
| ==== Emission Program: Carbon_CA : (CO2) ==== | NonRTO_Midwest | MISO | Other Renew | BM | 0 | 0 | 0 | 0 | 0 | 0 | BM | 0 | 0 | 0 | 0 | 0 | 0
| ==== Emission Program: Carbon_CA : (CO2) ==== | NonRTO_Midwest | MISO | CC | CC | 136.82 | 418.21 | 684.87 | 1522.02 | 2149.83 | 339.53 | CC | 179.4 | 500.91 | 820.29 | 1756.65 | 2742.82 | 512.53
| ==== Emission Program: Carbon_CA : (CO2) ==== | NonRTO_Midwest | MISO | Other Renew | CSP | 0 | 0 | 0 | 0 | 0 | 0 | CSP | 0 | 0 | 0 | 0 | 0 | 0
| ==== Emission Program: Carbon_CA : (CO2) ==== | NonRTO_Midwest | MISO | CT | CT | 0 | 0 | 0 | 0 | 0 | 0 | CT | 0 | 0 | 0 | 0 | 0 | 0
| ==== Emission Program: Carbon_CA : (CO2) ==== | NonRTO_Midwest | MISO | Coal | Coal | 1097.59 | 938.8 | 152.06 | 46.57 | 147.54 | 210.57 | Coal | 975.26 | 704.69 | 273.75 | 45.41 | 198.72 | 283.67
| ==== Emission Program: Carbon_CA : (CO2) ==== | NonRTO_Midwest | MISO | Other Renew | Geo | 0 | 0 | 0 | 0 | 0 | 0 | Geo | 0 | 0 | 0 | 0 | 0 | 0
| ==== Emission Program: Carbon_CA : (CO2) ==== | NonRTO_Midwest | MISO | Hydro | H | 0 | 0 | 0 | 0 | 0 | 0 | H | 0 | 0 | 0 | 0 | 0 | 0
| ==== Emission Program: Carbon_CA : (CO2) ==== | NonRTO_Midwest | MISO | Other Renew | LFG | 0 | 0 | 0 | 0 | 0 | 0 | LFG | 0 | 0 | 0 | 0 | 0 | 0
| ==== Emission Program: Carbon_CA : (CO2) ==== | NonRTO_Midwest | MISO | Nuclear | Nuc | 0 | 0 | 0 | 0 | 0 | 0 | Nuc | 0 | 0 | 0 | 0 | 0 | 0
| ==== Emission Program: Carbon_CA : (CO2) ==== | NonRTO_Midwest | MISO | Other | PS | 0 | 0 | 0 | 0 | 0 | 0 | PS | 0 | 0 | 0 | 0 | 0 | 0
| ==== Emission Program: Carbon_CA : (CO2) ==== | NonRTO_Midwest | MISO | Other Renew | PV | 0 | 0 | 0 | 0 | 0 | 0 | PV | 0 | 0 | 0 | 0 | 0 | 0
| ==== Emission Program: Carbon_CA : (CO2) ==== | NonRTO_Midwest | MISO | CT | PeakG | 2.41 | 1.43 | 0 | 21.71 | 6.56 | 0.02 | PeakG | 2.33 | 1.49 | 9.11 | 0 | 0 | 0
| ==== Emission Program: Carbon_CA : (CO2) ==== | NonRTO_Midwest | MISO | CT | PeakO | 0 | 0 | 0 | 0 | 0 | 0 | PeakO | 0 | 0 | 0 | 0 | 0 | 0
| ==== Emission Program: Carbon_CA : (CO2) ==== | NonRTO_Midwest | MISO | Other Renew | ST | 0 | 0 | 0 | 0 | 0 | 0 | ST | 0 | 0 | 0 | 0 | 0 | 0
| ==== Emission Program: Carbon_CA : (CO2) ==== | NonRTO_Midwest | MISO | Steam O/G | STOG | 0 | 0 | 0 | 0 | 0 | 0 | STOG | 0 | 0 | 0 | 0 | 0 | 0
| ==== Emission Program: Carbon_CA : (CO2) ==== | NonRTO_Midwest | MISO | Other Renew | STWD | 0 | 0 | 0 | 0 | 0 | 0 | STWD | 0 | 0 | 0 | 0 | 0 | 0
| ==== Emission Program: Carbon_CA : (CO2) ==== | NonRTO_Midwest | MISO | On-shore Wind | WT | 0 | 0 | 0 | 0 | 0 | 0 | WT | 0 | 0 | 0 | 0 | 0 | 0
| ==== Emission Program: Carbon_CA : (CO2) ==== | NonRTO_Midwest | MISO | Coal | IGCC | 0 | 0 | 0 | 0 | 0.01 | 0.01 | IGCC | 0 | 0 | 0 | 0 | 0 | 0
| ==== Emission Program: Carbon_CA : (CO2) ==== | NonRTO_Midwest | MISO | DR | DemandResponse | 0 | 0 | 0 | 0 | 0 | 0 | DemandResponse | 0 | 0 | 0 | 0 | 0 | 0
| ==== Emission Program: Carbon_CA : (CO2) ==== | NonRTO_Midwest | MISO | Coal-CCS | IGCC-CCS | 0 | 0 | 0 | 0 | 0 | 0.01 | IGCC-CCS | 0 | 0 | 0 | 0 | 0 | 0
| ==== Emission Program: Carbon_CA : (CO2) ==== | NonRTO_Midwest | MISO | Off-shore Wind | WT_off | 0 | 0 | 0 | 0 | 0 | 0 | WT_off | 0 | 0 | 0 | 0 | 0 | 0
| ==== Emission Program: Carbon_CA : (CO2) ==== | NonRTO_Midwest | MISO | Other | PseudoUnit | 0 | 0 | 0 | 0 | 0 | 0 | PseudoUnit | 0 | 0 | 0 | 0 | 0 | 0
| ==== Emission Program: Carbon_CA : (CO2) ==== | NonRTO_Midwest | MISO | HQ/Maritimes | FixedInterchange | 0 | 0 | 0 | 0 | 0 | 0 | FixedInterchange | 0 | 0 | 0 | 0 | 0 | 0
==== Emission Program: Carbon_CA : (CO2) ====
| ==== Emission Program: Carbon_CA : (CO2) ==== |  |  |  | Emission Cost by Reporting Type: NYISO_A-F | [6 empty] | Emission Cost by Reporting Type: NYISO_A-F
| ==== Emission Program: Carbon_CA : (CO2) ==== |  |  |  | ReportingType | 2015 | 2020 | 2025 | 2030 | 2035 | 2040 | ReportingType | 2015 | 2020 | 2025 | 2030 | 2035 | 2040
| ==== Emission Program: Carbon_CA : (CO2) ==== | NYISO_A-F | Northeast | Other Renew | BM | 0 | 0 | 0 | 0 | 0 | 0 | BM | 0 | 0 | 0 | 0 | 0 | 0
| ==== Emission Program: Carbon_CA : (CO2) ==== | NYISO_A-F | Northeast | CC | CC | 71.14 | 143.1 | 196.46 | 279.68 | 141.58 | 35.85 | CC | 56.95 | 91.16 | 149.74 | 234.93 | 114.49 | 90.31
| ==== Emission Program: Carbon_CA : (CO2) ==== | NYISO_A-F | Northeast | Other Renew | CSP | 0 | 0 | 0 | 0 | 0 | 0 | CSP | 0 | 0 | 0 | 0 | 0 | 0
| ==== Emission Program: Carbon_CA : (CO2) ==== | NYISO_A-F | Northeast | CT | CT | 0 | 0 | 0 | 0 | 0 | 0 | CT | 0 | 0 | 0 | 0 | 0 | 0
| ==== Emission Program: Carbon_CA : (CO2) ==== | NYISO_A-F | Northeast | Coal | Coal | 0.03 | 0.03 | 0.03 | 0.03 | 0.05 | 0.07 | Coal | 0 | 0 | 0 | 0 | 0 | 0
| ==== Emission Program: Carbon_CA : (CO2) ==== | NYISO_A-F | Northeast | Other Renew | Geo | 0 | 0 | 0 | 0 | 0 | 0 | Geo | 0 | 0 | 0 | 0 | 0 | 0
| ==== Emission Program: Carbon_CA : (CO2) ==== | NYISO_A-F | Northeast | Hydro | H | 0 | 0 | 0 | 0 | 0 | 0 | H | 0 | 0 | 0 | 0 | 0 | 0
| ==== Emission Program: Carbon_CA : (CO2) ==== | NYISO_A-F | Northeast | Other Renew | LFG | 0 | 0 | 0 | 0 | 0 | 0 | LFG | 0 | 0 | 0 | 0 | 0 | 0
| ==== Emission Program: Carbon_CA : (CO2) ==== | NYISO_A-F | Northeast | Nuclear | Nuc | 0 | 0 | 0 | 0 | 0 | 0 | Nuc | 0 | 0 | 0 | 0 | 0 | 0
| ==== Emission Program: Carbon_CA : (CO2) ==== | NYISO_A-F | Northeast | Other | PS | 0 | 0 | 0 | 0 | 0 | 0 | PS | 0 | 0 | 0 | 0 | 0 | 0
| ==== Emission Program: Carbon_CA : (CO2) ==== | NYISO_A-F | Northeast | Other Renew | PV | 0 | 0 | 0 | 0 | 0 | 0 | PV | 0 | 0 | 0 | 0 | 0 | 0
| ==== Emission Program: Carbon_CA : (CO2) ==== | NYISO_A-F | Northeast | CT | PeakG | 0.03 | 0.13 | 0.69 | 1.54 | 2.85 | 4.07 | PeakG | 0 | 0 | 0 | 0 | 0 | 0.93
| ==== Emission Program: Carbon_CA : (CO2) ==== | NYISO_A-F | Northeast | CT | PeakO | 0 | 0 | 0 | 0 | 0 | 0 | PeakO | 0 | 0 | 0 | 0 | 0 | 0
| ==== Emission Program: Carbon_CA : (CO2) ==== | NYISO_A-F | Northeast | Other Renew | ST | 0 | 0 | 0 | 0 | 0 | 0 | ST | 0 | 0 | 0 | 0 | 0 | 0
| ==== Emission Program: Carbon_CA : (CO2) ==== | NYISO_A-F | Northeast | Steam O/G | STOG | 0 | 0 | 0 | 0 | 0 | 0 | STOG | 0 | 0 | 0 | 0 | 0 | 0
| ==== Emission Program: Carbon_CA : (CO2) ==== | NYISO_A-F | Northeast | Other Renew | STWD | 0 | 0 | 0 | 0 | 0 | 0 | STWD | 0 | 0 | 0 | 0 | 0 | 0
| ==== Emission Program: Carbon_CA : (CO2) ==== | NYISO_A-F | Northeast | On-shore Wind | WT | 0 | 0 | 0 | 0 | 0 | 0 | WT | 0 | 0 | 0 | 0 | 0 | 0
| ==== Emission Program: Carbon_CA : (CO2) ==== | NYISO_A-F | Northeast | Coal | IGCC | 0 | 0 | 0 | 0 | 0 | 0 | IGCC | 0 | 0 | 0 | 0 | 0 | 0
| ==== Emission Program: Carbon_CA : (CO2) ==== | NYISO_A-F | Northeast | DR | DemandResponse | 0 | 0 | 0 | 0 | 0 | 0 | DemandResponse | 0 | 0 | 0 | 0 | 0 | 0
| ==== Emission Program: Carbon_CA : (CO2) ==== | NYISO_A-F | Northeast | Coal-CCS | IGCC-CCS | 0 | 0 | 0 | 0 | 0 | 0 | IGCC-CCS | 0 | 0 | 0 | 0 | 0 | 0
| ==== Emission Program: Carbon_CA : (CO2) ==== | NYISO_A-F | Northeast | Off-shore Wind | WT_off | 0 | 0 | 0 | 0 | 0 | 0 | WT_off | 0 | 0 | 0 | 0 | 0 | 0
| ==== Emission Program: Carbon_CA : (CO2) ==== | NYISO_A-F | Northeast | Other | PseudoUnit | 0 | 0 | 0 | 0 | 0 | 0 | PseudoUnit | 0 | 0 | 0 | 0 | 0 | 0
| ==== Emission Program: Carbon_CA : (CO2) ==== | NYISO_A-F | Northeast | HQ/Maritimes | FixedInterchange | 0 | 0 | 0 | 0 | 0 | 0 | FixedInterchange | 0 | 0 | 0 | 0 | 0 | 0
==== Emission Program: Carbon_CA : (CO2) ====
| ==== Emission Program: Carbon_CA : (CO2) ==== |  |  |  | Emission Cost by Reporting Type: NYISO_G-I | [6 empty] | Emission Cost by Reporting Type: NYISO_G-I
| ==== Emission Program: Carbon_CA : (CO2) ==== |  |  |  | ReportingType | 2015 | 2020 | 2025 | 2030 | 2035 | 2040 | ReportingType | 2015 | 2020 | 2025 | 2030 | 2035 | 2040
| ==== Emission Program: Carbon_CA : (CO2) ==== | NYISO_G-I | Northeast | Other Renew | BM | 0 | 0 | 0 | 0 | 0 | 0 | BM | 0 | 0 | 0 | 0 | 0 | 0
| ==== Emission Program: Carbon_CA : (CO2) ==== | NYISO_G-I | Northeast | CC | CC | 24.39 | 95.23 | 109.53 | 71.78 | 117.82 | 107.17 | CC | 54.18 | 125.15 | 204.63 | 301.96 | 506.78 | 178.86
| ==== Emission Program: Carbon_CA : (CO2) ==== | NYISO_G-I | Northeast | Other Renew | CSP | 0 | 0 | 0 | 0 | 0 | 0 | CSP | 0 | 0 | 0 | 0 | 0 | 0
| ==== Emission Program: Carbon_CA : (CO2) ==== | NYISO_G-I | Northeast | CT | CT | 0 | 0 | 0 | 0 | 0 | 0 | CT | 0 | 0 | 0 | 0 | 0 | 0
| ==== Emission Program: Carbon_CA : (CO2) ==== | NYISO_G-I | Northeast | Coal | Coal | 0.01 | 0.01 | 0.01 | 0.01 | 0.01 | 0.02 | Coal | 0 | 0 | 0 | 0 | 0 | 0
| ==== Emission Program: Carbon_CA : (CO2) ==== | NYISO_G-I | Northeast | Other Renew | Geo | 0 | 0 | 0 | 0 | 0 | 0 | Geo | 0 | 0 | 0 | 0 | 0 | 0
| ==== Emission Program: Carbon_CA : (CO2) ==== | NYISO_G-I | Northeast | Hydro | H | 0 | 0 | 0 | 0 | 0 | 0 | H | 0 | 0 | 0 | 0 | 0 | 0
| ==== Emission Program: Carbon_CA : (CO2) ==== | NYISO_G-I | Northeast | Other Renew | LFG | 0 | 0 | 0 | 0 | 0 | 0 | LFG | 0 | 0 | 0 | 0 | 0 | 0
| ==== Emission Program: Carbon_CA : (CO2) ==== | NYISO_G-I | Northeast | Nuclear | Nuc | 0 | 0 | 0 | 0 | 0 | 0 | Nuc | 0 | 0 | 0 | 0 | 0 | 0
| ==== Emission Program: Carbon_CA : (CO2) ==== | NYISO_G-I | Northeast | Other | PS | 0 | 0 | 0 | 0 | 0 | 0 | PS | 0 | 0 | 0 | 0 | 0 | 0
| ==== Emission Program: Carbon_CA : (CO2) ==== | NYISO_G-I | Northeast | Other Renew | PV | 0 | 0 | 0 | 0 | 0 | 0 | PV | 0 | 0 | 0 | 0 | 0 | 0
| ==== Emission Program: Carbon_CA : (CO2) ==== | NYISO_G-I | Northeast | CT | PeakG | 0 | 0 | 0 | 0.01 | 0.02 | 0.03 | PeakG | 0 | 0 | 0.03 | 0.27 | 0.15 | 0.01
| ==== Emission Program: Carbon_CA : (CO2) ==== | NYISO_G-I | Northeast | CT | PeakO | 0 | 0 | 0 | 0 | 0 | 0 | PeakO | 0 | 0 | 0 | 0 | 0 | 0
| ==== Emission Program: Carbon_CA : (CO2) ==== | NYISO_G-I | Northeast | Other Renew | ST | 0 | 0 | 0 | 0 | 0 | 0 | ST | 0 | 0 | 0 | 0 | 0 | 0
| ==== Emission Program: Carbon_CA : (CO2) ==== | NYISO_G-I | Northeast | Steam O/G | STOG | 0 | 0 | 0 | 0 | 0.01 | 0.01 | STOG | 0 | 0 | 0 | 0 | 0 | 0
| ==== Emission Program: Carbon_CA : (CO2) ==== | NYISO_G-I | Northeast | Other Renew | STWD | 0 | 0 | 0 | 0 | 0 | 0 | STWD | 0 | 0 | 0 | 0 | 0 | 0
| ==== Emission Program: Carbon_CA : (CO2) ==== | NYISO_G-I | Northeast | On-shore Wind | WT | 0 | 0 | 0 | 0 | 0 | 0 | WT | 0 | 0 | 0 | 0 | 0 | 0
| ==== Emission Program: Carbon_CA : (CO2) ==== | NYISO_G-I | Northeast | Coal | IGCC | 0 | 0 | 0 | 0 | 0 | 0 | IGCC | 0 | 0 | 0 | 0 | 0 | 0
| ==== Emission Program: Carbon_CA : (CO2) ==== | NYISO_G-I | Northeast | DR | DemandResponse | 0 | 0 | 0 | 0 | 0 | 0 | DemandResponse | 0 | 0 | 0 | 0 | 0 | 0
| ==== Emission Program: Carbon_CA : (CO2) ==== | NYISO_G-I | Northeast | Coal-CCS | IGCC-CCS | 0 | 0 | 0 | 0 | 0 | 0 | IGCC-CCS | 0 | 0 | 0 | 0 | 0 | 0
| ==== Emission Program: Carbon_CA : (CO2) ==== | NYISO_G-I | Northeast | Off-shore Wind | WT_off | 0 | 0 | 0 | 0 | 0 | 0 | WT_off | 0 | 0 | 0 | 0 | 0 | 0
| ==== Emission Program: Carbon_CA : (CO2) ==== | NYISO_G-I | Northeast | Other | PseudoUnit | 0 | 0 | 0 | 0 | 0 | 0 | PseudoUnit | 0 | 0 | 0 | 0 | 0 | 0
| ==== Emission Program: Carbon_CA : (CO2) ==== | NYISO_G-I | Northeast | HQ/Maritimes | FixedInterchange | 0 | 0 | 0 | 0 | 0 | 0 | FixedInterchange | 0 | 0 | 0 | 0 | 0 | 0
==== Emission Program: Carbon_CA : (CO2) ====
| ==== Emission Program: Carbon_CA : (CO2) ==== |  |  |  | Emission Cost by Reporting Type: NYISO_J-K | [6 empty] | Emission Cost by Reporting Type: NYISO_J-K
| ==== Emission Program: Carbon_CA : (CO2) ==== |  |  |  | ReportingType | 2015 | 2020 | 2025 | 2030 | 2035 | 2040 | ReportingType | 2015 | 2020 | 2025 | 2030 | 2035 | 2040
| ==== Emission Program: Carbon_CA : (CO2) ==== | NYISO_J-K | Northeast | Other Renew | BM | 0 | 0 | 0 | 0 | 0 | 0 | BM | 0 | 0 | 0 | 0 | 0 | 0
| ==== Emission Program: Carbon_CA : (CO2) ==== | NYISO_J-K | Northeast | CC | CC | 207.12 | 332.57 | 512.98 | 598.55 | 797.96 | 743.45 | CC | 225.19 | 347.84 | 579.37 | 995.98 | 1608.46 | 1486.02
| ==== Emission Program: Carbon_CA : (CO2) ==== | NYISO_J-K | Northeast | Other Renew | CSP | 0 | 0 | 0 | 0 | 0 | 0 | CSP | 0 | 0 | 0 | 0 | 0 | 0
| ==== Emission Program: Carbon_CA : (CO2) ==== | NYISO_J-K | Northeast | CT | CT | 0 | 0 | 0 | 0 | 0.01 | 0.01 | CT | 0 | 0 | 0 | 0 | 0 | 0
| ==== Emission Program: Carbon_CA : (CO2) ==== | NYISO_J-K | Northeast | Coal | Coal | 0 | 0 | 0 | 0 | 0 | 0 | Coal | 0 | 0 | 0 | 0 | 0 | 0
| ==== Emission Program: Carbon_CA : (CO2) ==== | NYISO_J-K | Northeast | Other Renew | Geo | 0 | 0 | 0 | 0 | 0 | 0 | Geo | 0 | 0 | 0 | 0 | 0 | 0
| ==== Emission Program: Carbon_CA : (CO2) ==== | NYISO_J-K | Northeast | Hydro | H | 0 | 0 | 0 | 0 | 0 | 0 | H | 0 | 0 | 0 | 0 | 0 | 0
| ==== Emission Program: Carbon_CA : (CO2) ==== | NYISO_J-K | Northeast | Other Renew | LFG | 0 | 0 | 0 | 0 | 0 | 0 | LFG | 0 | 0 | 0 | 0 | 0 | 0
| ==== Emission Program: Carbon_CA : (CO2) ==== | NYISO_J-K | Northeast | Nuclear | Nuc | 0 | 0 | 0 | 0 | 0 | 0 | Nuc | 0 | 0 | 0 | 0 | 0 | 0
| ==== Emission Program: Carbon_CA : (CO2) ==== | NYISO_J-K | Northeast | Other | PS | 0 | 0 | 0 | 0 | 0 | 0 | PS | 0 | 0 | 0 | 0 | 0 | 0
| ==== Emission Program: Carbon_CA : (CO2) ==== | NYISO_J-K | Northeast | Other Renew | PV | 0 | 0 | 0 | 0 | 0 | 0 | PV | 0 | 0 | 0 | 0 | 0 | 0
| ==== Emission Program: Carbon_CA : (CO2) ==== | NYISO_J-K | Northeast | CT | PeakG | 2.36 | 5.21 | 5.49 | 23.46 | 22.76 | 32.49 | PeakG | 2.36 | 5.19 | 12.57 | 26.45 | 68.24 | 69.29
| ==== Emission Program: Carbon_CA : (CO2) ==== | NYISO_J-K | Northeast | CT | PeakO | 0 | 0 | 0 | 0 | 0 | 0 | PeakO | 0 | 0 | 0 | 0.14 | 0 | 0
| ==== Emission Program: Carbon_CA : (CO2) ==== | NYISO_J-K | Northeast | Other Renew | ST | 0 | 0 | 0 | 0 | 0 | 0 | ST | 0 | 0 | 0 | 0 | 0 | 0
| ==== Emission Program: Carbon_CA : (CO2) ==== | NYISO_J-K | Northeast | Steam O/G | STOG | 7.31 | 13.98 | 22.89 | 51.27 | 49.75 | 71.01 | STOG | 11.15 | 17.67 | 43.71 | 85.34 | 68.88 | 34.02
| ==== Emission Program: Carbon_CA : (CO2) ==== | NYISO_J-K | Northeast | Other Renew | STWD | 0 | 0 | 0 | 0 | 0 | 0 | STWD | 0 | 0 | 0 | 0 | 0 | 0
| ==== Emission Program: Carbon_CA : (CO2) ==== | NYISO_J-K | Northeast | On-shore Wind | WT | 0 | 0 | 0 | 0 | 0 | 0 | WT | 0 | 0 | 0 | 0 | 0 | 0
| ==== Emission Program: Carbon_CA : (CO2) ==== | NYISO_J-K | Northeast | Coal | IGCC | 0 | 0 | 0 | 0 | 0 | 0 | IGCC | 0 | 0 | 0 | 0 | 0 | 0
| ==== Emission Program: Carbon_CA : (CO2) ==== | NYISO_J-K | Northeast | DR | DemandResponse | 0 | 0 | 0 | 0 | 0 | 0 | DemandResponse | 0 | 0 | 0 | 0 | 0 | 0
| ==== Emission Program: Carbon_CA : (CO2) ==== | NYISO_J-K | Northeast | Coal-CCS | IGCC-CCS | 0 | 0 | 0 | 0 | 0 | 0 | IGCC-CCS | 0 | 0 | 0 | 0 | 0 | 0
| ==== Emission Program: Carbon_CA : (CO2) ==== | NYISO_J-K | Northeast | Off-shore Wind | WT_off | 0 | 0 | 0 | 0 | 0 | 0 | WT_off | 0 | 0 | 0 | 0 | 0 | 0
| ==== Emission Program: Carbon_CA : (CO2) ==== | NYISO_J-K | Northeast | Other | PseudoUnit | 0 | 0 | 0 | 0 | 0 | 0 | PseudoUnit | 0 | 0 | 0 | 0 | 0 | 0
| ==== Emission Program: Carbon_CA : (CO2) ==== | NYISO_J-K | Northeast | HQ/Maritimes | FixedInterchange | 0 | 0 | 0 | 0 | 0 | 0 | FixedInterchange | 0 | 0 | 0 | 0 | 0 | 0
==== Emission Program: Carbon_CA : (CO2) ====
| ==== Emission Program: Carbon_CA : (CO2) ==== |  |  |  | Emission Cost by Reporting Type: PJM_E | [6 empty] | Emission Cost by Reporting Type: PJM_E
| ==== Emission Program: Carbon_CA : (CO2) ==== |  |  |  | ReportingType | 2015 | 2020 | 2025 | 2030 | 2035 | 2040 | ReportingType | 2015 | 2020 | 2025 | 2030 | 2035 | 2040
| ==== Emission Program: Carbon_CA : (CO2) ==== | PJM_E | PJM_MAAC | Other Renew | BM | 0 | 0 | 0 | 0 | 0 | 0 | BM | 0 | 0 | 0 | 0 | 0 | 0
| ==== Emission Program: Carbon_CA : (CO2) ==== | PJM_E | PJM_MAAC | CC | CC | 434.5 | 679.89 | 1058.56 | 1726.96 | 3036.97 | 2204.04 | CC | 464.28 | 702.07 | 1285.42 | 2307.66 | 3423.44 | 2413.11
| ==== Emission Program: Carbon_CA : (CO2) ==== | PJM_E | PJM_MAAC | Other Renew | CSP | 0 | 0 | 0 | 0 | 0 | 0 | CSP | 0 | 0 | 0 | 0 | 0 | 0
| ==== Emission Program: Carbon_CA : (CO2) ==== | PJM_E | PJM_MAAC | CT | CT | 0.01 | 0.06 | 0.1 | 0.22 | 0.4 | 0.01 | CT | 0 | 0.06 | 0.18 | 0 | 0 | 0
| ==== Emission Program: Carbon_CA : (CO2) ==== | PJM_E | PJM_MAAC | Coal | Coal | 16.1 | 10.12 | 6.14 | 0.09 | 12.05 | 43.84 | Coal | 16.51 | 17.93 | 11.92 | 0.62 | 25.23 | 43.71
| ==== Emission Program: Carbon_CA : (CO2) ==== | PJM_E | PJM_MAAC | Other Renew | Geo | 0 | 0 | 0 | 0 | 0 | 0 | Geo | 0 | 0 | 0 | 0 | 0 | 0
| ==== Emission Program: Carbon_CA : (CO2) ==== | PJM_E | PJM_MAAC | Hydro | H | 0 | 0 | 0 | 0 | 0 | 0 | H | 0 | 0 | 0 | 0 | 0 | 0
| ==== Emission Program: Carbon_CA : (CO2) ==== | PJM_E | PJM_MAAC | Other Renew | LFG | 0 | 0 | 0 | 0 | 0 | 0 | LFG | 0 | 0 | 0 | 0 | 0 | 0
| ==== Emission Program: Carbon_CA : (CO2) ==== | PJM_E | PJM_MAAC | Nuclear | Nuc | 0 | 0 | 0 | 0 | 0 | 0 | Nuc | 0 | 0 | 0 | 0 | 0 | 0
| ==== Emission Program: Carbon_CA : (CO2) ==== | PJM_E | PJM_MAAC | Other | PS | 0 | 0 | 0 | 0 | 0 | 0 | PS | 0 | 0 | 0 | 0 | 0 | 0
| ==== Emission Program: Carbon_CA : (CO2) ==== | PJM_E | PJM_MAAC | Other Renew | PV | 0 | 0 | 0 | 0 | 0 | 0 | PV | 0 | 0 | 0 | 0 | 0 | 0
| ==== Emission Program: Carbon_CA : (CO2) ==== | PJM_E | PJM_MAAC | CT | PeakG | 1.24 | 5.53 | 9.05 | 20.28 | 37.56 | 53.61 | PeakG | 1.01 | 8.12 | 18.08 | 42.22 | 55.46 | 53.61
| ==== Emission Program: Carbon_CA : (CO2) ==== | PJM_E | PJM_MAAC | CT | PeakO | 0 | 0 | 0 | 0 | 0 | 0 | PeakO | 0 | 0 | 0 | 0.67 | 0 | 0
| ==== Emission Program: Carbon_CA : (CO2) ==== | PJM_E | PJM_MAAC | Other Renew | ST | 0 | 0 | 0 | 0 | 0 | 0 | ST | 0 | 0 | 0 | 0 | 0 | 0
| ==== Emission Program: Carbon_CA : (CO2) ==== | PJM_E | PJM_MAAC | Steam O/G | STOG | 4.28 | 6.08 | 9.96 | 30.4 | 41.31 | 0.01 | STOG | 2.19 | 5.95 | 0 | 0 | 0 | 0
| ==== Emission Program: Carbon_CA : (CO2) ==== | PJM_E | PJM_MAAC | Other Renew | STWD | 0 | 0 | 0 | 0 | 0 | 0 | STWD | 0 | 0 | 0 | 0 | 0 | 0
| ==== Emission Program: Carbon_CA : (CO2) ==== | PJM_E | PJM_MAAC | On-shore Wind | WT | 0 | 0 | 0 | 0 | 0 | 0 | WT | 0 | 0 | 0 | 0 | 0 | 0
| ==== Emission Program: Carbon_CA : (CO2) ==== | PJM_E | PJM_MAAC | Coal | IGCC | 0 | 0 | 0 | 0 | 0 | 0 | IGCC | 0 | 0 | 0 | 0 | 0 | 0
| ==== Emission Program: Carbon_CA : (CO2) ==== | PJM_E | PJM_MAAC | DR | DemandResponse | 0 | 0 | 0 | 0 | 0 | 0 | DemandResponse | 0 | 0 | 0 | 0 | 0 | 0
| ==== Emission Program: Carbon_CA : (CO2) ==== | PJM_E | PJM_MAAC | Coal-CCS | IGCC-CCS | 0 | 0 | 0 | 0 | 0 | 0 | IGCC-CCS | 0 | 0 | 0 | 0 | 0 | 0
| ==== Emission Program: Carbon_CA : (CO2) ==== | PJM_E | PJM_MAAC | Off-shore Wind | WT_off | 0 | 0 | 0 | 0 | 0 | 0 | WT_off | 0 | 0 | 0 | 0 | 0 | 0
| ==== Emission Program: Carbon_CA : (CO2) ==== | PJM_E | PJM_MAAC | Other | PseudoUnit | 0 | 0 | 0 | 0 | 0 | 0 | PseudoUnit | 0 | 0 | 0 | 0 | 0 | 0
| ==== Emission Program: Carbon_CA : (CO2) ==== | PJM_E | PJM_MAAC | HQ/Maritimes | FixedInterchange | 0 | 0 | 0 | 0 | 0 | 0 | FixedInterchange | 0 | 0 | 0 | 0 | 0 | 0
==== Emission Program: Carbon_CA : (CO2) ====
| ==== Emission Program: Carbon_CA : (CO2) ==== |  |  |  | Emission Cost by Reporting Type: PJM_ROM | [6 empty] | Emission Cost by Reporting Type: PJM_ROM
| ==== Emission Program: Carbon_CA : (CO2) ==== |  |  |  | ReportingType | 2015 | 2020 | 2025 | 2030 | 2035 | 2040 | ReportingType | 2015 | 2020 | 2025 | 2030 | 2035 | 2040
| ==== Emission Program: Carbon_CA : (CO2) ==== | PJM_ROM | PJM_MAAC | Other Renew | BM | 0 | 0 | 0 | 0 | 0 | 0 | BM | 0 | 0 | 0 | 0 | 0 | 0
| ==== Emission Program: Carbon_CA : (CO2) ==== | PJM_ROM | PJM_MAAC | CC | CC | 184.15 | 339.83 | 478.17 | 713.24 | 1315.05 | 782.89 | CC | 208.05 | 326.54 | 594.96 | 951.57 | 1465.07 | 1186.42
| ==== Emission Program: Carbon_CA : (CO2) ==== | PJM_ROM | PJM_MAAC | Other Renew | CSP | 0 | 0 | 0 | 0 | 0 | 0 | CSP | 0 | 0 | 0 | 0 | 0 | 0
| ==== Emission Program: Carbon_CA : (CO2) ==== | PJM_ROM | PJM_MAAC | CT | CT | 0 | 0.04 | 0.06 | 0.13 | 0.24 | 0.35 | CT | 0 | 0.04 | 0.11 | 0.25 | 0 | 0
| ==== Emission Program: Carbon_CA : (CO2) ==== | PJM_ROM | PJM_MAAC | Coal | Coal | 270.34 | 64.22 | 14.91 | 0.23 | 26.58 | 57.1 | Coal | 231.64 | 46.65 | 1.43 | 0.13 | 0.25 | 0.01
| ==== Emission Program: Carbon_CA : (CO2) ==== | PJM_ROM | PJM_MAAC | Other Renew | Geo | 0 | 0 | 0 | 0 | 0 | 0 | Geo | 0 | 0 | 0 | 0 | 0 | 0
| ==== Emission Program: Carbon_CA : (CO2) ==== | PJM_ROM | PJM_MAAC | Hydro | H | 0 | 0 | 0 | 0 | 0 | 0 | H | 0 | 0 | 0 | 0 | 0 | 0
| ==== Emission Program: Carbon_CA : (CO2) ==== | PJM_ROM | PJM_MAAC | Other Renew | LFG | 0 | 0 | 0 | 0 | 0 | 0 | LFG | 0 | 0 | 0 | 0 | 0 | 0
| ==== Emission Program: Carbon_CA : (CO2) ==== | PJM_ROM | PJM_MAAC | Nuclear | Nuc | 0 | 0 | 0 | 0 | 0 | 0 | Nuc | 0 | 0 | 0 | 0 | 0 | 0
| ==== Emission Program: Carbon_CA : (CO2) ==== | PJM_ROM | PJM_MAAC | Other | PS | 0 | 0 | 0 | 0 | 0 | 0 | PS | 0 | 0 | 0 | 0 | 0 | 0
| ==== Emission Program: Carbon_CA : (CO2) ==== | PJM_ROM | PJM_MAAC | Other Renew | PV | 0 | 0 | 0 | 0 | 0 | 0 | PV | 0 | 0 | 0 | 0 | 0 | 0
| ==== Emission Program: Carbon_CA : (CO2) ==== | PJM_ROM | PJM_MAAC | CT | PeakG | 0 | 0 | 0 | 12.85 | 23.88 | 34.1 | PeakG | 0.19 | 1.12 | 2 | 25.81 | 24.52 | 34.11
| ==== Emission Program: Carbon_CA : (CO2) ==== | PJM_ROM | PJM_MAAC | CT | PeakO | 0 | 0 | 0 | 0 | 0 | 0 | PeakO | 0 | 0 | 0 | 0 | 0 | 0
| ==== Emission Program: Carbon_CA : (CO2) ==== | PJM_ROM | PJM_MAAC | Other Renew | ST | 0 | 0 | 0 | 0 | 0 | 0 | ST | 0 | 0 | 0 | 0 | 0 | 0
| ==== Emission Program: Carbon_CA : (CO2) ==== | PJM_ROM | PJM_MAAC | Steam O/G | STOG | 10.4 | 14.77 | 24.19 | 54.19 | 52.57 | 0.01 | STOG | 10.4 | 20.95 | 15.73 | 25.06 | 0 | 0
| ==== Emission Program: Carbon_CA : (CO2) ==== | PJM_ROM | PJM_MAAC | Other Renew | STWD | 0 | 0 | 0 | 0 | 0 | 0 | STWD | 0 | 0 | 0 | 0 | 0 | 0
| ==== Emission Program: Carbon_CA : (CO2) ==== | PJM_ROM | PJM_MAAC | On-shore Wind | WT | 0 | 0 | 0 | 0 | 0 | 0 | WT | 0 | 0 | 0 | 0 | 0 | 0
| ==== Emission Program: Carbon_CA : (CO2) ==== | PJM_ROM | PJM_MAAC | Coal | IGCC | 0 | 0 | 0 | 0 | 0.01 | 0.01 | IGCC | 0 | 0 | 0 | 0 | 0 | 0
| ==== Emission Program: Carbon_CA : (CO2) ==== | PJM_ROM | PJM_MAAC | DR | DemandResponse | 0 | 0 | 0 | 0 | 0 | 0 | DemandResponse | 0 | 0 | 0 | 0 | 0 | 0
| ==== Emission Program: Carbon_CA : (CO2) ==== | PJM_ROM | PJM_MAAC | Coal-CCS | IGCC-CCS | 0 | 0 | 0 | 0 | 0 | 0.01 | IGCC-CCS | 0 | 0 | 0 | 0 | 0 | 0
| ==== Emission Program: Carbon_CA : (CO2) ==== | PJM_ROM | PJM_MAAC | Off-shore Wind | WT_off | 0 | 0 | 0 | 0 | 0 | 0 | WT_off | 0 | 0 | 0 | 0 | 0 | 0
| ==== Emission Program: Carbon_CA : (CO2) ==== | PJM_ROM | PJM_MAAC | Other | PseudoUnit | 0 | 0 | 0 | 0 | 0 | 0 | PseudoUnit | 0 | 0 | 0 | 0 | 0 | 0
| ==== Emission Program: Carbon_CA : (CO2) ==== | PJM_ROM | PJM_MAAC | HQ/Maritimes | FixedInterchange | 0 | 0 | 0 | 0 | 0 | 0 | FixedInterchange | 0 | 0 | 0 | 0 | 0 | 0
==== Emission Program: Carbon_CA : (CO2) ====
| ==== Emission Program: Carbon_CA : (CO2) ==== |  |  |  | Emission Cost by Reporting Type: PJM_ROR | [6 empty] | Emission Cost by Reporting Type: PJM_ROR
| ==== Emission Program: Carbon_CA : (CO2) ==== |  |  |  | ReportingType | 2015 | 2020 | 2025 | 2030 | 2035 | 2040 | ReportingType | 2015 | 2020 | 2025 | 2030 | 2035 | 2040
| ==== Emission Program: Carbon_CA : (CO2) ==== | PJM_ROR | PJM_ROR | Other Renew | BM | 0 | 0 | 0 | 0 | 0 | 0 | BM | 0 | 0 | 0 | 0 | 0 | 0
| ==== Emission Program: Carbon_CA : (CO2) ==== | PJM_ROR | PJM_ROR | CC | CC | 1323.85 | 2536.95 | 3518.89 | 6514.28 | 9320.2 | 6335.5 | CC | 1714.94 | 3145.3 | 5339.61 | 10883.59 | 16541.17 | 2112.14
| ==== Emission Program: Carbon_CA : (CO2) ==== | PJM_ROR | PJM_ROR | Other Renew | CSP | 0 | 0 | 0 | 0 | 0 | 0 | CSP | 0 | 0 | 0 | 0 | 0 | 0
| ==== Emission Program: Carbon_CA : (CO2) ==== | PJM_ROR | PJM_ROR | CT | CT | 0.05 | 0.07 | 0.11 | 0.24 | 0.44 | 0.63 | CT | 0.05 | 0.12 | 0.2 | 0.45 | 0 | 0
| ==== Emission Program: Carbon_CA : (CO2) ==== | PJM_ROR | PJM_ROR | Coal | Coal | 5549.27 | 4274.62 | 377.22 | 137.89 | 639.17 | 924.31 | Coal | 4510.37 | 3331.18 | 567.62 | 211.28 | 577.38 | 824.23
| ==== Emission Program: Carbon_CA : (CO2) ==== | PJM_ROR | PJM_ROR | Other Renew | Geo | 0 | 0 | 0 | 0 | 0 | 0 | Geo | 0 | 0 | 0 | 0 | 0 | 0
| ==== Emission Program: Carbon_CA : (CO2) ==== | PJM_ROR | PJM_ROR | Hydro | H | 0 | 0 | 0 | 0 | 0 | 0 | H | 0 | 0 | 0 | 0 | 0 | 0
| ==== Emission Program: Carbon_CA : (CO2) ==== | PJM_ROR | PJM_ROR | Other Renew | LFG | 0 | 0 | 0 | 0 | 0 | 0 | LFG | 0 | 0 | 0 | 0 | 0 | 0
| ==== Emission Program: Carbon_CA : (CO2) ==== | PJM_ROR | PJM_ROR | Nuclear | Nuc | 0 | 0 | 0 | 0 | 0 | 0 | Nuc | 0 | 0 | 0 | 0 | 0 | 0
| ==== Emission Program: Carbon_CA : (CO2) ==== | PJM_ROR | PJM_ROR | Other | PS | 0 | 0 | 0 | 0 | 0 | 0 | PS | 0 | 0 | 0 | 0 | 0 | 0
| ==== Emission Program: Carbon_CA : (CO2) ==== | PJM_ROR | PJM_ROR | Other Renew | PV | 0 | 0 | 0 | 0 | 0 | 0 | PV | 0 | 0 | 0 | 0 | 0 | 0
| ==== Emission Program: Carbon_CA : (CO2) ==== | PJM_ROR | PJM_ROR | CT | PeakG | 15.67 | 25.54 | 19.09 | 50.05 | 24.7 | 17.36 | PeakG | 14.37 | 27.97 | 77.14 | 117.9 | 165.5 | 117.66
| ==== Emission Program: Carbon_CA : (CO2) ==== | PJM_ROR | PJM_ROR | CT | PeakO | 0 | 0 | 0 | 0 | 0 | 0 | PeakO | 0 | 0 | 0 | 0 | 0 | 0
| ==== Emission Program: Carbon_CA : (CO2) ==== | PJM_ROR | PJM_ROR | Other Renew | ST | 0 | 0 | 0 | 0 | 0 | 0 | ST | 0 | 0 | 0 | 0 | 0 | 0
| ==== Emission Program: Carbon_CA : (CO2) ==== | PJM_ROR | PJM_ROR | Steam O/G | STOG | 10.51 | 8.65 | 14.15 | 31.68 | 30.74 | 0.01 | STOG | 6.93 | 16.86 | 0 | 0 | 0 | 0
| ==== Emission Program: Carbon_CA : (CO2) ==== | PJM_ROR | PJM_ROR | Other Renew | STWD | 0 | 0 | 0 | 0 | 0 | 0 | STWD | 0 | 0 | 0 | 0 | 0 | 0
| ==== Emission Program: Carbon_CA : (CO2) ==== | PJM_ROR | PJM_ROR | On-shore Wind | WT | 0 | 0 | 0 | 0 | 0 | 0 | WT | 0 | 0 | 0 | 0 | 0 | 0
| ==== Emission Program: Carbon_CA : (CO2) ==== | PJM_ROR | PJM_ROR | Coal | IGCC | 0 | 0 | 0 | 0 | 0.01 | 0.01 | IGCC | 0 | 0 | 0 | 0 | 0 | 0
| ==== Emission Program: Carbon_CA : (CO2) ==== | PJM_ROR | PJM_ROR | DR | DemandResponse | 0 | 0 | 0 | 0 | 0 | 0 | DemandResponse | 0 | 0 | 0 | 0 | 0 | 0
| ==== Emission Program: Carbon_CA : (CO2) ==== | PJM_ROR | PJM_ROR | Coal-CCS | IGCC-CCS | 0 | 0 | 0 | 0 | 0.01 | 0.01 | IGCC-CCS | 0 | 0 | 0 | 0 | 0 | 0
| ==== Emission Program: Carbon_CA : (CO2) ==== | PJM_ROR | PJM_ROR | Off-shore Wind | WT_off | 0 | 0 | 0 | 0 | 0 | 0 | WT_off | 0 | 0 | 0 | 0 | 0 | 0
| ==== Emission Program: Carbon_CA : (CO2) ==== | PJM_ROR | PJM_ROR | Other | PseudoUnit | 0 | 0 | 0 | 0 | 0 | 0 | PseudoUnit | 0 | 0 | 0 | 0 | 0 | 0
| ==== Emission Program: Carbon_CA : (CO2) ==== | PJM_ROR | PJM_ROR | HQ/Maritimes | FixedInterchange | 0 | 0 | 0 | 0 | 0 | 0 | FixedInterchange | 0 | 0 | 0 | 0 | 0 | 0
==== Emission Program: Carbon_CA : (CO2) ====
| ==== Emission Program: Carbon_CA : (CO2) ==== |  |  |  | Emission Cost by Reporting Type: SOCO | [6 empty] | Emission Cost by Reporting Type: SOCO
| ==== Emission Program: Carbon_CA : (CO2) ==== |  |  |  | ReportingType | 2015 | 2020 | 2025 | 2030 | 2035 | 2040 | ReportingType | 2015 | 2020 | 2025 | 2030 | 2035 | 2040
| ==== Emission Program: Carbon_CA : (CO2) ==== | SOCO | South | Other Renew | BM | 0 | 0 | 0 | 0 | 0 | 0 | BM | 0 | 0 | 0 | 0 | 0 | 0
| ==== Emission Program: Carbon_CA : (CO2) ==== | SOCO | South | CC | CC | 1446 | 2349.45 | 2938.55 | 5794.16 | 2910.2 | 880.68 | CC | 1469.64 | 2423.29 | 4071.78 | 5894.73 | 4116.03 | 1308.61
| ==== Emission Program: Carbon_CA : (CO2) ==== | SOCO | South | Other Renew | CSP | 0 | 0 | 0 | 0 | 0 | 0 | CSP | 0 | 0 | 0 | 0 | 0 | 0
| ==== Emission Program: Carbon_CA : (CO2) ==== | SOCO | South | CT | CT | 0 | 0 | 0 | 0 | 0 | 0 | CT | 0 | 0 | 0 | 0 | 0 | 0
| ==== Emission Program: Carbon_CA : (CO2) ==== | SOCO | South | Coal | Coal | 972.12 | 473.11 | 37.99 | 101.37 | 187.69 | 267.9 | Coal | 905.04 | 386.44 | 35.15 | 92.91 | 172.09 | 245.66
| ==== Emission Program: Carbon_CA : (CO2) ==== | SOCO | South | Other Renew | Geo | 0 | 0 | 0 | 0 | 0 | 0 | Geo | 0 | 0 | 0 | 0 | 0 | 0
| ==== Emission Program: Carbon_CA : (CO2) ==== | SOCO | South | Hydro | H | 0 | 0 | 0 | 0 | 0 | 0 | H | 0 | 0 | 0 | 0 | 0 | 0
| ==== Emission Program: Carbon_CA : (CO2) ==== | SOCO | South | Other Renew | LFG | 0 | 0 | 0 | 0 | 0 | 0 | LFG | 0 | 0 | 0 | 0 | 0 | 0
| ==== Emission Program: Carbon_CA : (CO2) ==== | SOCO | South | Nuclear | Nuc | 0 | 0 | 0 | 0 | 0 | 0 | Nuc | 0 | 0 | 0 | 0 | 0 | 0
| ==== Emission Program: Carbon_CA : (CO2) ==== | SOCO | South | Other | PS | 0 | 0 | 0 | 0 | 0 | 0 | PS | 0 | 0 | 0 | 0 | 0 | 0
| ==== Emission Program: Carbon_CA : (CO2) ==== | SOCO | South | Other Renew | PV | 0 | 0 | 0 | 0 | 0 | 0 | PV | 0 | 0 | 0 | 0 | 0 | 0
| ==== Emission Program: Carbon_CA : (CO2) ==== | SOCO | South | CT | PeakG | 10.66 | 0.01 | 20.89 | 47.34 | 7.14 | 0.02 | PeakG | 11.78 | 24.42 | 74.63 | 6.27 | 22.57 | 13.56
| ==== Emission Program: Carbon_CA : (CO2) ==== | SOCO | South | CT | PeakO | 0 | 0 | 0 | 0 | 0 | 0 | PeakO | 0 | 0 | 0 | 0 | 0 | 0
| ==== Emission Program: Carbon_CA : (CO2) ==== | SOCO | South | Other Renew | ST | 0 | 0 | 0 | 0 | 0 | 0 | ST | 0 | 0 | 0 | 0 | 0 | 0
| ==== Emission Program: Carbon_CA : (CO2) ==== | SOCO | South | Steam O/G | STOG | 0 | 0 | 0 | 0 | 0 | 0.01 | STOG | 0 | 0 | 0 | 0 | 0 | 0
| ==== Emission Program: Carbon_CA : (CO2) ==== | SOCO | South | Other Renew | STWD | 0 | 0 | 0 | 0 | 0 | 0 | STWD | 0 | 0 | 0 | 0 | 0 | 0
| ==== Emission Program: Carbon_CA : (CO2) ==== | SOCO | South | On-shore Wind | WT | 0 | 0 | 0 | 0 | 0 | 0 | WT | 0 | 0 | 0 | 0 | 0 | 0
| ==== Emission Program: Carbon_CA : (CO2) ==== | SOCO | South | Coal | IGCC | 0 | 0 | 0.01 | 0.01 | 0.01 | 0.01 | IGCC | 0 | 0 | 0 | 0 | 0 | 0
| ==== Emission Program: Carbon_CA : (CO2) ==== | SOCO | South | DR | DemandResponse | 0 | 0 | 0 | 0 | 0 | 0 | DemandResponse | 0 | 0 | 0 | 0 | 0 | 0
| ==== Emission Program: Carbon_CA : (CO2) ==== | SOCO | South | Coal-CCS | IGCC-CCS | 0 | 0 | 0 | 0 | 0.01 | 0.01 | IGCC-CCS | 0 | 0 | 0 | 0 | 0 | 0
| ==== Emission Program: Carbon_CA : (CO2) ==== | SOCO | South | Off-shore Wind | WT_off | 0 | 0 | 0 | 0 | 0 | 0 | WT_off | 0 | 0 | 0 | 0 | 0 | 0
| ==== Emission Program: Carbon_CA : (CO2) ==== | SOCO | South | Other | PseudoUnit | 0 | 0 | 0 | 0 | 0 | 0 | PseudoUnit | 0 | 0 | 0 | 0 | 0 | 0
| ==== Emission Program: Carbon_CA : (CO2) ==== | SOCO | South | HQ/Maritimes | FixedInterchange | 0 | 0 | 0 | 0 | 0 | 0 | FixedInterchange | 0 | 0 | 0 | 0 | 0 | 0
==== Emission Program: Carbon_CA : (CO2) ====
| ==== Emission Program: Carbon_CA : (CO2) ==== |  |  |  | Emission Cost by Reporting Type: SPP_N | [6 empty] | Emission Cost by Reporting Type: SPP_N
| ==== Emission Program: Carbon_CA : (CO2) ==== |  |  |  | ReportingType | 2015 | 2020 | 2025 | 2030 | 2035 | 2040 | ReportingType | 2015 | 2020 | 2025 | 2030 | 2035 | 2040
| ==== Emission Program: Carbon_CA : (CO2) ==== | SPP_N | Southwest | Other Renew | BM | 0 | 0 | 0 | 0 | 0 | 0 | BM | 0 | 0 | 0 | 0 | 0 | 0
| ==== Emission Program: Carbon_CA : (CO2) ==== | SPP_N | Southwest | CC | CC | 43.15 | 14.2 | 22.45 | 29.06 | 53.81 | 31.38 | CC | 69.85 | 105.57 | 140.74 | 206.21 | 265.34 | 272.11
| ==== Emission Program: Carbon_CA : (CO2) ==== | SPP_N | Southwest | Other Renew | CSP | 0 | 0 | 0 | 0 | 0 | 0 | CSP | 0 | 0 | 0 | 0 | 0 | 0
| ==== Emission Program: Carbon_CA : (CO2) ==== | SPP_N | Southwest | CT | CT | 0 | 0 | 0 | 0 | 0 | 0.01 | CT | 0 | 0 | 0 | 3.8 | 4.64 | 6.63
| ==== Emission Program: Carbon_CA : (CO2) ==== | SPP_N | Southwest | Coal | Coal | 1538.81 | 344.34 | 10.22 | 0.04 | 0.08 | 0.11 | Coal | 1538.81 | 403.4 | 41.58 | 14.5 | 25.88 | 33.66
| ==== Emission Program: Carbon_CA : (CO2) ==== | SPP_N | Southwest | Other Renew | Geo | 0 | 0 | 0 | 0 | 0 | 0 | Geo | 0 | 0 | 0 | 0 | 0 | 0
| ==== Emission Program: Carbon_CA : (CO2) ==== | SPP_N | Southwest | Hydro | H | 0 | 0 | 0 | 0 | 0 | 0 | H | 0 | 0 | 0 | 0 | 0 | 0
| ==== Emission Program: Carbon_CA : (CO2) ==== | SPP_N | Southwest | Other Renew | LFG | 0 | 0 | 0 | 0 | 0 | 0 | LFG | 0 | 0 | 0 | 0 | 0 | 0
| ==== Emission Program: Carbon_CA : (CO2) ==== | SPP_N | Southwest | Nuclear | Nuc | 0 | 0 | 0 | 0 | 0 | 0 | Nuc | 0 | 0 | 0 | 0 | 0 | 0
| ==== Emission Program: Carbon_CA : (CO2) ==== | SPP_N | Southwest | Other | PS | 0 | 0 | 0 | 0 | 0 | 0 | PS | 0 | 0 | 0 | 0 | 0 | 0
| ==== Emission Program: Carbon_CA : (CO2) ==== | SPP_N | Southwest | Other Renew | PV | 0 | 0 | 0 | 0 | 0 | 0 | PV | 0 | 0 | 0 | 0 | 0 | 0
| ==== Emission Program: Carbon_CA : (CO2) ==== | SPP_N | Southwest | CT | PeakG | 0 | 0 | 0 | 0 | 0.01 | 0.01 | PeakG | 1.27 | 0 | 0 | 0 | 0 | 0
| ==== Emission Program: Carbon_CA : (CO2) ==== | SPP_N | Southwest | CT | PeakO | 0 | 0 | 0 | 0 | 0 | 0 | PeakO | 0 | 0 | 0 | 0 | 0 | 0
| ==== Emission Program: Carbon_CA : (CO2) ==== | SPP_N | Southwest | Other Renew | ST | 0 | 0 | 0 | 0 | 0 | 0 | ST | 0 | 0 | 0 | 0 | 0 | 0
| ==== Emission Program: Carbon_CA : (CO2) ==== | SPP_N | Southwest | Steam O/G | STOG | 0.01 | 0 | 0 | 0 | 0.01 | 0.01 | STOG | 5.29 | 1.07 | 0 | 11.42 | 0 | 0
| ==== Emission Program: Carbon_CA : (CO2) ==== | SPP_N | Southwest | Other Renew | STWD | 0 | 0 | 0 | 0 | 0 | 0 | STWD | 0 | 0 | 0 | 0 | 0 | 0
| ==== Emission Program: Carbon_CA : (CO2) ==== | SPP_N | Southwest | On-shore Wind | WT | 0 | 0 | 0 | 0 | 0 | 0 | WT | 0 | 0 | 0 | 0 | 0 | 0
| ==== Emission Program: Carbon_CA : (CO2) ==== | SPP_N | Southwest | Coal | IGCC | 0 | 0 | 0 | 0 | 0 | 0 | IGCC | 0 | 0 | 0 | 0 | 0 | 0
| ==== Emission Program: Carbon_CA : (CO2) ==== | SPP_N | Southwest | DR | DemandResponse | 0 | 0 | 0 | 0 | 0 | 0 | DemandResponse | 0 | 0 | 0 | 0 | 0 | 0
| ==== Emission Program: Carbon_CA : (CO2) ==== | SPP_N | Southwest | Coal-CCS | IGCC-CCS | 0 | 0 | 0 | 0 | 0 | 0 | IGCC-CCS | 0 | 0 | 0 | 0 | 0 | 0
| ==== Emission Program: Carbon_CA : (CO2) ==== | SPP_N | Southwest | Off-shore Wind | WT_off | 0 | 0 | 0 | 0 | 0 | 0 | WT_off | 0 | 0 | 0 | 0 | 0 | 0
| ==== Emission Program: Carbon_CA : (CO2) ==== | SPP_N | Southwest | Other | PseudoUnit | 0 | 0 | 0 | 0 | 0 | 0 | PseudoUnit | 0 | 0 | 0 | 0 | 0 | 0
| ==== Emission Program: Carbon_CA : (CO2) ==== | SPP_N | Southwest | HQ/Maritimes | FixedInterchange | 0 | 0 | 0 | 0 | 0 | 0 | FixedInterchange | 0 | 0 | 0 | 0 | 0 | 0
==== Emission Program: Carbon_CA : (CO2) ====
| ==== Emission Program: Carbon_CA : (CO2) ==== |  |  |  | Emission Cost by Reporting Type: SPP_S | [6 empty] | Emission Cost by Reporting Type: SPP_S
| ==== Emission Program: Carbon_CA : (CO2) ==== |  |  |  | ReportingType | 2015 | 2020 | 2025 | 2030 | 2035 | 2040 | ReportingType | 2015 | 2020 | 2025 | 2030 | 2035 | 2040
| ==== Emission Program: Carbon_CA : (CO2) ==== | SPP_S | Southwest | Other Renew | BM | 0 | 0 | 0 | 0 | 0 | 0 | BM | 0 | 0 | 0 | 0 | 0 | 0
| ==== Emission Program: Carbon_CA : (CO2) ==== | SPP_S | Southwest | CC | CC | 458.91 | 136.7 | 177 | 327.8 | 558.79 | 451.01 | CC | 588.37 | 456.27 | 745.06 | 1154.19 | 1544.78 | 1921.69
| ==== Emission Program: Carbon_CA : (CO2) ==== | SPP_S | Southwest | Other Renew | CSP | 0 | 0 | 0 | 0 | 0 | 0 | CSP | 0 | 0 | 0 | 0 | 0 | 0
| ==== Emission Program: Carbon_CA : (CO2) ==== | SPP_S | Southwest | CT | CT | 0.2 | 0 | 0 | 0 | 0.01 | 0.01 | CT | 0.04 | 0 | 0 | 0 | 0 | 0
| ==== Emission Program: Carbon_CA : (CO2) ==== | SPP_S | Southwest | Coal | Coal | 2315.43 | 201.35 | 21.67 | 0.07 | 0.1 | 0.13 | Coal | 1827.85 | 216.15 | 21.13 | 0 | 0 | 0
| ==== Emission Program: Carbon_CA : (CO2) ==== | SPP_S | Southwest | Other Renew | Geo | 0 | 0 | 0 | 0 | 0 | 0 | Geo | 0 | 0 | 0 | 0 | 0 | 0
| ==== Emission Program: Carbon_CA : (CO2) ==== | SPP_S | Southwest | Hydro | H | 0 | 0 | 0 | 0 | 0 | 0 | H | 0 | 0 | 0 | 0 | 0 | 0
| ==== Emission Program: Carbon_CA : (CO2) ==== | SPP_S | Southwest | Other Renew | LFG | 0 | 0 | 0 | 0 | 0 | 0 | LFG | 0 | 0 | 0 | 0 | 0 | 0
| ==== Emission Program: Carbon_CA : (CO2) ==== | SPP_S | Southwest | Nuclear | Nuc | 0 | 0 | 0 | 0 | 0 | 0 | Nuc | 0 | 0 | 0 | 0 | 0 | 0
| ==== Emission Program: Carbon_CA : (CO2) ==== | SPP_S | Southwest | Other | PS | 0 | 0 | 0 | 0 | 0 | 0 | PS | 0 | 0 | 0 | 0 | 0 | 0
| ==== Emission Program: Carbon_CA : (CO2) ==== | SPP_S | Southwest | Other Renew | PV | 0 | 0 | 0 | 0 | 0 | 0 | PV | 0 | 0 | 0 | 0 | 0 | 0
| ==== Emission Program: Carbon_CA : (CO2) ==== | SPP_S | Southwest | CT | PeakG | 0 | 0 | 0 | 0.01 | 0.01 | 0.01 | PeakG | 0 | 0 | 0 | 0 | 0 | 0
| ==== Emission Program: Carbon_CA : (CO2) ==== | SPP_S | Southwest | CT | PeakO | 0 | 0 | 0 | 0 | 0 | 0 | PeakO | 0 | 0 | 0 | 0 | 0 | 0
| ==== Emission Program: Carbon_CA : (CO2) ==== | SPP_S | Southwest | Other Renew | ST | 0 | 0 | 0 | 0 | 0 | 0 | ST | 0 | 0 | 0 | 0 | 0 | 0
| ==== Emission Program: Carbon_CA : (CO2) ==== | SPP_S | Southwest | Steam O/G | STOG | 33.96 | 17.96 | 0.01 | 19.87 | 41.33 | 43.86 | STOG | 42.58 | 9.01 | 34.96 | 53.18 | 41.5 | 51.41
| ==== Emission Program: Carbon_CA : (CO2) ==== | SPP_S | Southwest | Other Renew | STWD | 0 | 0 | 0 | 0 | 0 | 0 | STWD | 0 | 0 | 0 | 0 | 0 | 0
| ==== Emission Program: Carbon_CA : (CO2) ==== | SPP_S | Southwest | On-shore Wind | WT | 0 | 0 | 0 | 0 | 0 | 0 | WT | 0 | 0 | 0 | 0 | 0 | 0
| ==== Emission Program: Carbon_CA : (CO2) ==== | SPP_S | Southwest | Coal | IGCC | 0 | 0 | 0 | 0 | 0.01 | 0.01 | IGCC | 0 | 0 | 0 | 0 | 0 | 0
| ==== Emission Program: Carbon_CA : (CO2) ==== | SPP_S | Southwest | DR | DemandResponse | 0 | 0 | 0 | 0 | 0 | 0 | DemandResponse | 0 | 0 | 0 | 0 | 0 | 0
| ==== Emission Program: Carbon_CA : (CO2) ==== | SPP_S | Southwest | Coal-CCS | IGCC-CCS | 0 | 0 | 0 | 0 | 0 | 0 | IGCC-CCS | 0 | 0 | 0 | 0 | 0 | 0
| ==== Emission Program: Carbon_CA : (CO2) ==== | SPP_S | Southwest | Off-shore Wind | WT_off | 0 | 0 | 0 | 0 | 0 | 0 | WT_off | 0 | 0 | 0 | 0 | 0 | 0
| ==== Emission Program: Carbon_CA : (CO2) ==== | SPP_S | Southwest | Other | PseudoUnit | 0 | 0 | 0 | 0 | 0 | 0 | PseudoUnit | 0 | 0 | 0 | 0 | 0 | 0
| ==== Emission Program: Carbon_CA : (CO2) ==== | SPP_S | Southwest | HQ/Maritimes | FixedInterchange | 0 | 0 | 0 | 0 | 0 | 0 | FixedInterchange | 0 | 0 | 0 | 0 | 0 | 0
==== Emission Program: Carbon_CA : (CO2) ====
| ==== Emission Program: Carbon_CA : (CO2) ==== |  |  |  | Emission Cost by Reporting Type: TVA | [6 empty] | Emission Cost by Reporting Type: TVA
| ==== Emission Program: Carbon_CA : (CO2) ==== |  |  |  | ReportingType | 2015 | 2020 | 2025 | 2030 | 2035 | 2040 | ReportingType | 2015 | 2020 | 2025 | 2030 | 2035 | 2040
| ==== Emission Program: Carbon_CA : (CO2) ==== | TVA | South | Other Renew | BM | 0 | 0 | 0 | 0 | 0 | 0 | BM | 0 | 0 | 0 | 0 | 0 | 0
| ==== Emission Program: Carbon_CA : (CO2) ==== | TVA | South | CC | CC | 384.62 | 868.19 | 1481.76 | 3023.23 | 2046.45 | 579.32 | CC | 445.61 | 961.22 | 1738.47 | 3118.14 | 2460.52 | 917.51
| ==== Emission Program: Carbon_CA : (CO2) ==== | TVA | South | Other Renew | CSP | 0 | 0 | 0 | 0 | 0 | 0 | CSP | 0 | 0 | 0 | 0 | 0 | 0
| ==== Emission Program: Carbon_CA : (CO2) ==== | TVA | South | CT | CT | 0 | 0 | 0 | 0 | 0 | 0 | CT | 0 | 0 | 0 | 0 | 0 | 0
| ==== Emission Program: Carbon_CA : (CO2) ==== | TVA | South | Coal | Coal | 1096.17 | 810.6 | 66.82 | 0.16 | 0.25 | 0.34 | Coal | 915.46 | 534.84 | 33.63 | 0 | 0 | 0
| ==== Emission Program: Carbon_CA : (CO2) ==== | TVA | South | Other Renew | Geo | 0 | 0 | 0 | 0 | 0 | 0 | Geo | 0 | 0 | 0 | 0 | 0 | 0
| ==== Emission Program: Carbon_CA : (CO2) ==== | TVA | South | Hydro | H | 0 | 0 | 0 | 0 | 0 | 0 | H | 0 | 0 | 0 | 0 | 0 | 0
| ==== Emission Program: Carbon_CA : (CO2) ==== | TVA | South | Other Renew | LFG | 0 | 0 | 0 | 0 | 0 | 0 | LFG | 0 | 0 | 0 | 0 | 0 | 0
| ==== Emission Program: Carbon_CA : (CO2) ==== | TVA | South | Nuclear | Nuc | 0 | 0 | 0 | 0 | 0 | 0 | Nuc | 0 | 0 | 0 | 0 | 0 | 0
| ==== Emission Program: Carbon_CA : (CO2) ==== | TVA | South | Other | PS | 0 | 0 | 0 | 0 | 0 | 0 | PS | 0 | 0 | 0 | 0 | 0 | 0
| ==== Emission Program: Carbon_CA : (CO2) ==== | TVA | South | Other Renew | PV | 0 | 0 | 0 | 0 | 0 | 0 | PV | 0 | 0 | 0 | 0 | 0 | 0
| ==== Emission Program: Carbon_CA : (CO2) ==== | TVA | South | CT | PeakG | 0 | 0 | 0 | 0 | 0 | 0 | PeakG | 0 | 0 | 0 | 0 | 0 | 0
| ==== Emission Program: Carbon_CA : (CO2) ==== | TVA | South | CT | PeakO | 0 | 0 | 0 | 0 | 0 | 0 | PeakO | 0 | 0 | 0 | 0 | 0 | 0
| ==== Emission Program: Carbon_CA : (CO2) ==== | TVA | South | Other Renew | ST | 0 | 0 | 0 | 0 | 0 | 0 | ST | 0 | 0 | 0 | 0 | 0 | 0
| ==== Emission Program: Carbon_CA : (CO2) ==== | TVA | South | Steam O/G | STOG | 0 | 0 | 0 | 0 | 0 | 0 | STOG | 0 | 0 | 0 | 0 | 0 | 0
| ==== Emission Program: Carbon_CA : (CO2) ==== | TVA | South | Other Renew | STWD | 0 | 0 | 0 | 0 | 0 | 0 | STWD | 0 | 0 | 0 | 0 | 0 | 0
| ==== Emission Program: Carbon_CA : (CO2) ==== | TVA | South | On-shore Wind | WT | 0 | 0 | 0 | 0 | 0 | 0 | WT | 0 | 0 | 0 | 0 | 0 | 0
| ==== Emission Program: Carbon_CA : (CO2) ==== | TVA | South | Coal | IGCC | 0 | 0 | 0 | 0.01 | 0.01 | 0.01 | IGCC | 0 | 0 | 0 | 0 | 0 | 0
| ==== Emission Program: Carbon_CA : (CO2) ==== | TVA | South | DR | DemandResponse | 0 | 0 | 0 | 0 | 0 | 0 | DemandResponse | 0 | 0 | 0 | 0 | 0 | 0
| ==== Emission Program: Carbon_CA : (CO2) ==== | TVA | South | Coal-CCS | IGCC-CCS | 0 | 0 | 0 | 0 | 0.01 | 0.01 | IGCC-CCS | 0 | 0 | 0 | 0 | 0 | 0
| ==== Emission Program: Carbon_CA : (CO2) ==== | TVA | South | Off-shore Wind | WT_off | 0 | 0 | 0 | 0 | 0 | 0 | WT_off | 0 | 0 | 0 | 0 | 0 | 0
| ==== Emission Program: Carbon_CA : (CO2) ==== | TVA | South | Other | PseudoUnit | 0 | 0 | 0 | 0 | 0 | 0 | PseudoUnit | 0 | 0 | 0 | 0 | 0 | 0
| ==== Emission Program: Carbon_CA : (CO2) ==== | TVA | South | HQ/Maritimes | FixedInterchange | 0 | 0 | 0 | 0 | 0 | 0 | FixedInterchange | 0 | 0 | 0 | 0 | 0 | 0
==== Emission Program: Carbon_CA : (CO2) ====
| ==== Emission Program: Carbon_CA : (CO2) ==== |  |  |  | Emission Cost by Reporting Type: TVA_Transmission | [6 empty] | Emission Cost by Reporting Type: TVA_Transmission
| ==== Emission Program: Carbon_CA : (CO2) ==== |  |  |  | ReportingType | 2015 | 2020 | 2025 | 2030 | 2035 | 2040 | ReportingType | 2015 | 2020 | 2025 | 2030 | 2035 | 2040
| ==== Emission Program: Carbon_CA : (CO2) ==== | TVA_Transmission | South | Other Renew | BM | 0 | 0 | 0 | 0 | 0 | 0 | BM | 0 | 0 | 0 | 0 | 0 | 0
| ==== Emission Program: Carbon_CA : (CO2) ==== | TVA_Transmission | South | CC | CC | 0 | 0 | 0 | 0 | 0 | 0 | CC | 0 | 0 | 0 | 0 | 0 | 0
| ==== Emission Program: Carbon_CA : (CO2) ==== | TVA_Transmission | South | Other Renew | CSP | 0 | 0 | 0 | 0 | 0 | 0 | CSP | 0 | 0 | 0 | 0 | 0 | 0
| ==== Emission Program: Carbon_CA : (CO2) ==== | TVA_Transmission | South | CT | CT | 0 | 0 | 0 | 0 | 0 | 0 | CT | 0 | 0 | 0 | 0 | 0 | 0
| ==== Emission Program: Carbon_CA : (CO2) ==== | TVA_Transmission | South | Coal | Coal | 0 | 0 | 0 | 0 | 0 | 0 | Coal | 0 | 0 | 0 | 0 | 0 | 0
| ==== Emission Program: Carbon_CA : (CO2) ==== | TVA_Transmission | South | Other Renew | Geo | 0 | 0 | 0 | 0 | 0 | 0 | Geo | 0 | 0 | 0 | 0 | 0 | 0
| ==== Emission Program: Carbon_CA : (CO2) ==== | TVA_Transmission | South | Hydro | H | 0 | 0 | 0 | 0 | 0 | 0 | H | 0 | 0 | 0 | 0 | 0 | 0
| ==== Emission Program: Carbon_CA : (CO2) ==== | TVA_Transmission | South | Other Renew | LFG | 0 | 0 | 0 | 0 | 0 | 0 | LFG | 0 | 0 | 0 | 0 | 0 | 0
| ==== Emission Program: Carbon_CA : (CO2) ==== | TVA_Transmission | South | Nuclear | Nuc | 0 | 0 | 0 | 0 | 0 | 0 | Nuc | 0 | 0 | 0 | 0 | 0 | 0
| ==== Emission Program: Carbon_CA : (CO2) ==== | TVA_Transmission | South | Other | PS | 0 | 0 | 0 | 0 | 0 | 0 | PS | 0 | 0 | 0 | 0 | 0 | 0
| ==== Emission Program: Carbon_CA : (CO2) ==== | TVA_Transmission | South | Other Renew | PV | 0 | 0 | 0 | 0 | 0 | 0 | PV | 0 | 0 | 0 | 0 | 0 | 0
| ==== Emission Program: Carbon_CA : (CO2) ==== | TVA_Transmission | South | CT | PeakG | 0 | 0 | 0 | 0 | 0 | 0 | PeakG | 0 | 0 | 0 | 0 | 0 | 0
| ==== Emission Program: Carbon_CA : (CO2) ==== | TVA_Transmission | South | CT | PeakO | 0 | 0 | 0 | 0 | 0 | 0 | PeakO | 0 | 0 | 0 | 0 | 0 | 0
| ==== Emission Program: Carbon_CA : (CO2) ==== | TVA_Transmission | South | Other Renew | ST | 0 | 0 | 0 | 0 | 0 | 0 | ST | 0 | 0 | 0 | 0 | 0 | 0
| ==== Emission Program: Carbon_CA : (CO2) ==== | TVA_Transmission | South | Steam O/G | STOG | 0 | 0 | 0 | 0 | 0 | 0 | STOG | 0 | 0 | 0 | 0 | 0 | 0
| ==== Emission Program: Carbon_CA : (CO2) ==== | TVA_Transmission | South | Other Renew | STWD | 0 | 0 | 0 | 0 | 0 | 0 | STWD | 0 | 0 | 0 | 0 | 0 | 0
| ==== Emission Program: Carbon_CA : (CO2) ==== | TVA_Transmission | South | On-shore Wind | WT | 0 | 0 | 0 | 0 | 0 | 0 | WT | 0 | 0 | 0 | 0 | 0 | 0
| ==== Emission Program: Carbon_CA : (CO2) ==== | TVA_Transmission | South | Coal | IGCC | 0 | 0 | 0 | 0 | 0 | 0 | IGCC | 0 | 0 | 0 | 0 | 0 | 0
| ==== Emission Program: Carbon_CA : (CO2) ==== | TVA_Transmission | South | DR | DemandResponse | 0 | 0 | 0 | 0 | 0 | 0 | DemandResponse | 0 | 0 | 0 | 0 | 0 | 0
| ==== Emission Program: Carbon_CA : (CO2) ==== | TVA_Transmission | South | Coal-CCS | IGCC-CCS | 0 | 0 | 0 | 0 | 0 | 0 | IGCC-CCS | 0 | 0 | 0 | 0 | 0 | 0
| ==== Emission Program: Carbon_CA : (CO2) ==== | TVA_Transmission | South | Off-shore Wind | WT_off | 0 | 0 | 0 | 0 | 0 | 0 | WT_off | 0 | 0 | 0 | 0 | 0 | 0
| ==== Emission Program: Carbon_CA : (CO2) ==== | TVA_Transmission | South | Other | PseudoUnit | 0 | 0 | 0 | 0 | 0 | 0 | PseudoUnit | 0 | 0 | 0 | 0 | 0 | 0
| ==== Emission Program: Carbon_CA : (CO2) ==== | TVA_Transmission | South | HQ/Maritimes | FixedInterchange | 0 | 0 | 0 | 0 | 0 | 0 | FixedInterchange | 0 | 0 | 0 | 0 | 0 | 0
==== Emission Program: Carbon_CA : (CO2) ====
| ==== Emission Program: Carbon_CA : (CO2) ==== |  |  |  | Emission Cost by Reporting Type: VACAR | [6 empty] | Emission Cost by Reporting Type: VACAR
| ==== Emission Program: Carbon_CA : (CO2) ==== |  |  |  | ReportingType | 2015 | 2020 | 2025 | 2030 | 2035 | 2040 | ReportingType | 2015 | 2020 | 2025 | 2030 | 2035 | 2040
| ==== Emission Program: Carbon_CA : (CO2) ==== | VACAR | South | Other Renew | BM | 0 | 0 | 0 | 0 | 0 | 0 | BM | 0 | 0 | 0 | 0 | 0 | 0
| ==== Emission Program: Carbon_CA : (CO2) ==== | VACAR | South | CC | CC | 1055.62 | 1477.1 | 2063.57 | 3329.92 | 2980.85 | 887.68 | CC | 1090.83 | 1528.79 | 2406.61 | 4511.38 | 3589.19 | 1265.38
| ==== Emission Program: Carbon_CA : (CO2) ==== | VACAR | South | Other Renew | CSP | 0 | 0 | 0 | 0 | 0 | 0 | CSP | 0 | 0 | 0 | 0 | 0 | 0
| ==== Emission Program: Carbon_CA : (CO2) ==== | VACAR | South | CT | CT | 0.36 | 0 | 0 | 0 | 0 | 0 | CT | 1.13 | 1.61 | 5.02 | 0 | 0 | 0
| ==== Emission Program: Carbon_CA : (CO2) ==== | VACAR | South | Coal | Coal | 839.94 | 676.86 | 128.92 | 32.93 | 103.37 | 147.59 | Coal | 753.96 | 603.56 | 106.56 | 56.12 | 102.95 | 146.97
| ==== Emission Program: Carbon_CA : (CO2) ==== | VACAR | South | Other Renew | Geo | 0 | 0 | 0 | 0 | 0 | 0 | Geo | 0 | 0 | 0 | 0 | 0 | 0
| ==== Emission Program: Carbon_CA : (CO2) ==== | VACAR | South | Hydro | H | 0 | 0 | 0 | 0 | 0 | 0 | H | 0 | 0 | 0 | 0 | 0 | 0
| ==== Emission Program: Carbon_CA : (CO2) ==== | VACAR | South | Other Renew | LFG | 0 | 0 | 0 | 0 | 0 | 0 | LFG | 0 | 0 | 0 | 0 | 0 | 0
| ==== Emission Program: Carbon_CA : (CO2) ==== | VACAR | South | Nuclear | Nuc | 0 | 0 | 0 | 0 | 0 | 0 | Nuc | 0 | 0 | 0 | 0 | 0 | 0
| ==== Emission Program: Carbon_CA : (CO2) ==== | VACAR | South | Other | PS | 0 | 0 | 0 | 0 | 0 | 0 | PS | 0 | 0 | 0 | 0 | 0 | 0
| ==== Emission Program: Carbon_CA : (CO2) ==== | VACAR | South | Other Renew | PV | 0 | 0 | 0 | 0 | 0 | 0 | PV | 0 | 0 | 0 | 0 | 0 | 0
| ==== Emission Program: Carbon_CA : (CO2) ==== | VACAR | South | CT | PeakG | 0.51 | 0 | 0 | 0 | 0.01 | 0.03 | PeakG | 1.67 | 5.13 | 14.13 | 33.19 | 16.48 | 24.29
| ==== Emission Program: Carbon_CA : (CO2) ==== | VACAR | South | CT | PeakO | 0 | 0 | 0 | 0 | 0 | 0 | PeakO | 0 | 0 | 0 | 0 | 0 | 0
| ==== Emission Program: Carbon_CA : (CO2) ==== | VACAR | South | Other Renew | ST | 0 | 0 | 0 | 0 | 0 | 0 | ST | 0 | 0 | 0 | 0 | 0 | 0
| ==== Emission Program: Carbon_CA : (CO2) ==== | VACAR | South | Steam O/G | STOG | 0 | 0 | 0 | 0 | 0 | 0 | STOG | 0 | 0 | 0 | 0 | 0 | 0
| ==== Emission Program: Carbon_CA : (CO2) ==== | VACAR | South | Other Renew | STWD | 0 | 0 | 0 | 0 | 0 | 0 | STWD | 0 | 0 | 0 | 0 | 0 | 0
| ==== Emission Program: Carbon_CA : (CO2) ==== | VACAR | South | On-shore Wind | WT | 0 | 0 | 0 | 0 | 0 | 0 | WT | 0 | 0 | 0 | 0 | 0 | 0
| ==== Emission Program: Carbon_CA : (CO2) ==== | VACAR | South | Coal | IGCC | 0 | 0 | 0 | 0 | 0.01 | 0.01 | IGCC | 0 | 0 | 0 | 0 | 0 | 0
| ==== Emission Program: Carbon_CA : (CO2) ==== | VACAR | South | DR | DemandResponse | 0 | 0 | 0 | 0 | 0 | 0 | DemandResponse | 0 | 0 | 0 | 0 | 0 | 0
| ==== Emission Program: Carbon_CA : (CO2) ==== | VACAR | South | Coal-CCS | IGCC-CCS | 0 | 0 | 0 | 0 | 0 | 0 | IGCC-CCS | 0 | 0 | 0 | 0 | 0 | 0
| ==== Emission Program: Carbon_CA : (CO2) ==== | VACAR | South | Off-shore Wind | WT_off | 0 | 0 | 0 | 0 | 0 | 0 | WT_off | 0 | 0 | 0 | 0 | 0 | 0
| ==== Emission Program: Carbon_CA : (CO2) ==== | VACAR | South | Other | PseudoUnit | 0 | 0 | 0 | 0 | 0 | 0 | PseudoUnit | 0 | 0 | 0 | 0 | 0 | 0
| ==== Emission Program: Carbon_CA : (CO2) ==== | VACAR | South | HQ/Maritimes | FixedInterchange | 0 | 0 | 0 | 0 | 0 | 0 | FixedInterchange | 0 | 0 | 0 | 0 | 0 | 0
==== Emission Program: Carbon_CA : (CO2) ====
| ==== Emission Program: Carbon_CA : (CO2) ==== |  |  |  | Emission Cost by Reporting Type: IESO | [6 empty] | Emission Cost by Reporting Type: IESO
| ==== Emission Program: Carbon_CA : (CO2) ==== |  |  |  | ReportingType | 2015 | 2020 | 2025 | 2030 | 2035 | 2040 | ReportingType | 2015 | 2020 | 2025 | 2030 | 2035 | 2040
| ==== Emission Program: Carbon_CA : (CO2) ==== | IESO | Ontario | Other Renew | BM | 0 | 0 | 0 | 0 | 0 | 0 | BM | 0 | 0 | 0 | 0 | 0 | 0
| ==== Emission Program: Carbon_CA : (CO2) ==== | IESO | Ontario | CC | CC | 10.43 | 6 | 2.64 | 0 | 0.01 | 0.01 | CC | 3.4 | 2.14 | 1 | 0 | 0 | 0
| ==== Emission Program: Carbon_CA : (CO2) ==== | IESO | Ontario | Other Renew | CSP | 0 | 0 | 0 | 0 | 0 | 0 | CSP | 0 | 0 | 0 | 0 | 0 | 0
| ==== Emission Program: Carbon_CA : (CO2) ==== | IESO | Ontario | CT | CT | 0 | 0 | 0 | 0 | 0 | 0 | CT | 0 | 0 | 0 | 0 | 0 | 0
| ==== Emission Program: Carbon_CA : (CO2) ==== | IESO | Ontario | Coal | Coal | 0 | 0 | 0 | 0 | 0 | 0 | Coal | 0 | 0 | 0 | 0 | 0 | 0
| ==== Emission Program: Carbon_CA : (CO2) ==== | IESO | Ontario | Other Renew | Geo | 0 | 0 | 0 | 0 | 0 | 0 | Geo | 0 | 0 | 0 | 0 | 0 | 0
| ==== Emission Program: Carbon_CA : (CO2) ==== | IESO | Ontario | Hydro | H | 0 | 0 | 0 | 0 | 0 | 0 | H | 0 | 0 | 0 | 0 | 0 | 0
| ==== Emission Program: Carbon_CA : (CO2) ==== | IESO | Ontario | Other Renew | LFG | 0 | 0 | 0 | 0 | 0 | 0 | LFG | 0 | 0 | 0 | 0 | 0 | 0
| ==== Emission Program: Carbon_CA : (CO2) ==== | IESO | Ontario | Nuclear | Nuc | 0 | 0 | 0 | 0 | 0 | 0 | Nuc | 0 | 0 | 0 | 0 | 0 | 0
| ==== Emission Program: Carbon_CA : (CO2) ==== | IESO | Ontario | Other | PS | 0 | 0 | 0 | 0 | 0 | 0 | PS | 0 | 0 | 0 | 0 | 0 | 0
| ==== Emission Program: Carbon_CA : (CO2) ==== | IESO | Ontario | Other Renew | PV | 0 | 0 | 0 | 0 | 0 | 0 | PV | 0 | 0 | 0 | 0 | 0 | 0
| ==== Emission Program: Carbon_CA : (CO2) ==== | IESO | Ontario | CT | PeakG | 0 | 0 | 0 | 0 | 0 | 0 | PeakG | 0 | 0 | 0 | 0 | 0 | 0
| ==== Emission Program: Carbon_CA : (CO2) ==== | IESO | Ontario | CT | PeakO | 0 | 0 | 0 | 0 | 0 | 0 | PeakO | 0 | 0 | 0 | 0 | 0 | 0
| ==== Emission Program: Carbon_CA : (CO2) ==== | IESO | Ontario | Other Renew | ST | 0 | 0 | 0 | 0 | 0 | 0 | ST | 0 | 0 | 0 | 0 | 0 | 0
| ==== Emission Program: Carbon_CA : (CO2) ==== | IESO | Ontario | Steam O/G | STOG | 0 | 0 | 0 | 0 | 0 | 0 | STOG | 0 | 0 | 0 | 0 | 0 | 0
| ==== Emission Program: Carbon_CA : (CO2) ==== | IESO | Ontario | Other Renew | STWD | 0 | 0 | 0 | 0 | 0 | 0 | STWD | 0 | 0 | 0 | 0 | 0 | 0
| ==== Emission Program: Carbon_CA : (CO2) ==== | IESO | Ontario | On-shore Wind | WT | 0 | 0 | 0 | 0 | 0 | 0 | WT | 0 | 0 | 0 | 0 | 0 | 0
| ==== Emission Program: Carbon_CA : (CO2) ==== | IESO | Ontario | Coal | IGCC | 0 | 0 | 0 | 0 | 0 | 0 | IGCC | 0 | 0 | 0 | 0 | 0 | 0
| ==== Emission Program: Carbon_CA : (CO2) ==== | IESO | Ontario | DR | DemandResponse | 0 | 0 | 0 | 0 | 0 | 0 | DemandResponse | 0 | 0 | 0 | 0 | 0 | 0
| ==== Emission Program: Carbon_CA : (CO2) ==== | IESO | Ontario | Coal-CCS | IGCC-CCS | 0 | 0 | 0 | 0 | 0 | 0 | IGCC-CCS | 0 | 0 | 0 | 0 | 0 | 0
| ==== Emission Program: Carbon_CA : (CO2) ==== | IESO | Ontario | Off-shore Wind | WT_off | 0 | 0 | 0 | 0 | 0 | 0 | WT_off | 0 | 0 | 0 | 0 | 0 | 0
| ==== Emission Program: Carbon_CA : (CO2) ==== | IESO | Ontario | Other | PseudoUnit | 0 | 0 | 0 | 0 | 0 | 0 | PseudoUnit | 0 | 0 | 0 | 0 | 0 | 0
| ==== Emission Program: Carbon_CA : (CO2) ==== | IESO | Ontario | HQ/Maritimes | FixedInterchange | 0 | 0 | 0 | 0 | 0 | 0 | FixedInterchange | 0 | 0 | 0 | 0 | 0 | 0
==== Emission Program: Carbon_CA : (CO2) ====
| ==== Emission Program: Carbon_CA : (CO2) ==== |  |  |  | Emission Cost by Reporting Type: MAPP_CA | [6 empty] | Emission Cost by Reporting Type: MAPP_CA
| ==== Emission Program: Carbon_CA : (CO2) ==== |  |  |  | ReportingType | 2015 | 2020 | 2025 | 2030 | 2035 | 2040 | ReportingType | 2015 | 2020 | 2025 | 2030 | 2035 | 2040
| ==== Emission Program: Carbon_CA : (CO2) ==== | MAPP_CA | Midwest | Other Renew | BM | 0 | 0 | 0 | 0 | 0 | 0 | BM | 0 | 0 | 0 | 0 | 0 | 0
| ==== Emission Program: Carbon_CA : (CO2) ==== | MAPP_CA | Midwest | CC | CC | 13.74 | 5.7 | 0 | 0 | 0 | 0 | CC | 21.5 | 9.55 | 0 | 0 | 0 | 0
| ==== Emission Program: Carbon_CA : (CO2) ==== | MAPP_CA | Midwest | Other Renew | CSP | 0 | 0 | 0 | 0 | 0 | 0 | CSP | 0 | 0 | 0 | 0 | 0 | 0
| ==== Emission Program: Carbon_CA : (CO2) ==== | MAPP_CA | Midwest | CT | CT | 0 | 0 | 0 | 0 | 0 | 0 | CT | 0 | 0 | 0 | 0 | 0 | 0
| ==== Emission Program: Carbon_CA : (CO2) ==== | MAPP_CA | Midwest | Coal | Coal | 0 | 0.01 | 0 | 0.01 | 0.01 | 0.01 | Coal | 0 | 0 | 0 | 0 | 0 | 0
| ==== Emission Program: Carbon_CA : (CO2) ==== | MAPP_CA | Midwest | Other Renew | Geo | 0 | 0 | 0 | 0 | 0 | 0 | Geo | 0 | 0 | 0 | 0 | 0 | 0
| ==== Emission Program: Carbon_CA : (CO2) ==== | MAPP_CA | Midwest | Hydro | H | 0 | 0 | 0 | 0 | 0 | 0 | H | 0 | 0 | 0 | 0 | 0 | 0
| ==== Emission Program: Carbon_CA : (CO2) ==== | MAPP_CA | Midwest | Other Renew | LFG | 0 | 0 | 0 | 0 | 0 | 0 | LFG | 0 | 0 | 0 | 0 | 0 | 0
| ==== Emission Program: Carbon_CA : (CO2) ==== | MAPP_CA | Midwest | Nuclear | Nuc | 0 | 0 | 0 | 0 | 0 | 0 | Nuc | 0 | 0 | 0 | 0 | 0 | 0
| ==== Emission Program: Carbon_CA : (CO2) ==== | MAPP_CA | Midwest | Other | PS | 0 | 0 | 0 | 0 | 0 | 0 | PS | 0 | 0 | 0 | 0 | 0 | 0
| ==== Emission Program: Carbon_CA : (CO2) ==== | MAPP_CA | Midwest | Other Renew | PV | 0 | 0 | 0 | 0 | 0 | 0 | PV | 0 | 0 | 0 | 0 | 0 | 0
| ==== Emission Program: Carbon_CA : (CO2) ==== | MAPP_CA | Midwest | CT | PeakG | 0.07 | 0 | 0 | 0 | 0 | 0 | PeakG | 0 | 0 | 0 | 0 | 0 | 0
| ==== Emission Program: Carbon_CA : (CO2) ==== | MAPP_CA | Midwest | CT | PeakO | 0 | 0 | 0 | 0 | 0 | 0 | PeakO | 0 | 0 | 0 | 0 | 0 | 0
| ==== Emission Program: Carbon_CA : (CO2) ==== | MAPP_CA | Midwest | Other Renew | ST | 0 | 0 | 0 | 0 | 0 | 0 | ST | 0 | 0 | 0 | 0 | 0 | 0
| ==== Emission Program: Carbon_CA : (CO2) ==== | MAPP_CA | Midwest | Steam O/G | STOG | 0 | 0 | 0 | 0 | 0 | 0 | STOG | 0 | 0 | 0 | 0 | 0 | 0
| ==== Emission Program: Carbon_CA : (CO2) ==== | MAPP_CA | Midwest | Other Renew | STWD | 0 | 0 | 0 | 0 | 0 | 0 | STWD | 0 | 0 | 0 | 0 | 0 | 0
| ==== Emission Program: Carbon_CA : (CO2) ==== | MAPP_CA | Midwest | On-shore Wind | WT | 0 | 0 | 0 | 0 | 0 | 0 | WT | 0 | 0 | 0 | 0 | 0 | 0
| ==== Emission Program: Carbon_CA : (CO2) ==== | MAPP_CA | Midwest | Coal | IGCC | 0 | 0 | 0 | 0 | 0 | 0 | IGCC | 0 | 0 | 0 | 0 | 0 | 0
| ==== Emission Program: Carbon_CA : (CO2) ==== | MAPP_CA | Midwest | DR | DemandResponse | 0 | 0 | 0 | 0 | 0 | 0 | DemandResponse | 0 | 0 | 0 | 0 | 0 | 0
| ==== Emission Program: Carbon_CA : (CO2) ==== | MAPP_CA | Midwest | Coal-CCS | IGCC-CCS | 0 | 0 | 0 | 0 | 0 | 0 | IGCC-CCS | 0 | 0 | 0 | 0 | 0 | 0
| ==== Emission Program: Carbon_CA : (CO2) ==== | MAPP_CA | Midwest | Off-shore Wind | WT_off | 0 | 0 | 0 | 0 | 0 | 0 | WT_off | 0 | 0 | 0 | 0 | 0 | 0
| ==== Emission Program: Carbon_CA : (CO2) ==== | MAPP_CA | Midwest | Other | PseudoUnit | 0 | 0 | 0 | 0 | 0 | 0 | PseudoUnit | 0 | 0 | 0 | 0 | 0 | 0
| ==== Emission Program: Carbon_CA : (CO2) ==== | MAPP_CA | Midwest | HQ/Maritimes | FixedInterchange | 0 | 0 | 0 | 0 | 0 | 0 | FixedInterchange | 0 | 0 | 0 | 0 | 0 | 0
==== Emission Program: Carbon_CA : (CO2) ====
| ==== Emission Program: Carbon_CA : (CO2) ==== |  |  |  | Emission Cost by Reporting Type: AZ_NM_SNV_Coal | [6 empty] | Emission Cost by Reporting Type: AZ_NM_SNV_Coal
| ==== Emission Program: Carbon_CA : (CO2) ==== |  |  |  | ReportingType | 2015 | 2020 | 2025 | 2030 | 2035 | 2040 | ReportingType | 2015 | 2020 | 2025 | 2030 | 2035 | 2040
| ==== Emission Program: Carbon_CA : (CO2) ==== | AZ_NM_SNV_Coal | West | Other Renew | BM | 0 | 0 | 0 | 0 | 0 | 0 | BM | 0 | 0 | 0 | 0 | 0 | 0
| ==== Emission Program: Carbon_CA : (CO2) ==== | AZ_NM_SNV_Coal | West | CC | CC | 0 | 0 | 0 | 0 | 0 | 0 | CC | 0 | 0 | 0 | 0 | 0 | 0
| ==== Emission Program: Carbon_CA : (CO2) ==== | AZ_NM_SNV_Coal | West | Other Renew | CSP | 0 | 0 | 0 | 0 | 0 | 0 | CSP | 0 | 0 | 0 | 0 | 0 | 0
| ==== Emission Program: Carbon_CA : (CO2) ==== | AZ_NM_SNV_Coal | West | CT | CT | 0 | 0 | 0 | 0 | 0 | 0 | CT | 0 | 0 | 0 | 0 | 0 | 0
| ==== Emission Program: Carbon_CA : (CO2) ==== | AZ_NM_SNV_Coal | West | Coal | Coal | 1276.34 | 1650.49 | 599.71 | 5.45 | 40.9 | 29.58 | Coal | 1276.3 | 1646.24 | 603.68 | 6.34 | 78.56 | 55.34
| ==== Emission Program: Carbon_CA : (CO2) ==== | AZ_NM_SNV_Coal | West | Other Renew | Geo | 0 | 0 | 0 | 0 | 0 | 0 | Geo | 0 | 0 | 0 | 0 | 0 | 0
| ==== Emission Program: Carbon_CA : (CO2) ==== | AZ_NM_SNV_Coal | West | Hydro | H | 0 | 0 | 0 | 0 | 0 | 0 | H | 0 | 0 | 0 | 0 | 0 | 0
| ==== Emission Program: Carbon_CA : (CO2) ==== | AZ_NM_SNV_Coal | West | Other Renew | LFG | 0 | 0 | 0 | 0 | 0 | 0 | LFG | 0 | 0 | 0 | 0 | 0 | 0
| ==== Emission Program: Carbon_CA : (CO2) ==== | AZ_NM_SNV_Coal | West | Nuclear | Nuc | 0 | 0 | 0 | 0 | 0 | 0 | Nuc | 0 | 0 | 0 | 0 | 0 | 0
| ==== Emission Program: Carbon_CA : (CO2) ==== | AZ_NM_SNV_Coal | West | Other | PS | 0 | 0 | 0 | 0 | 0 | 0 | PS | 0 | 0 | 0 | 0 | 0 | 0
| ==== Emission Program: Carbon_CA : (CO2) ==== | AZ_NM_SNV_Coal | West | Other Renew | PV | 0 | 0 | 0 | 0 | 0 | 0 | PV | 0 | 0 | 0 | 0 | 0 | 0
| ==== Emission Program: Carbon_CA : (CO2) ==== | AZ_NM_SNV_Coal | West | CT | PeakG | 0 | 0 | 0 | 0 | 0 | 0 | PeakG | 0 | 0 | 0 | 0 | 0 | 0
| ==== Emission Program: Carbon_CA : (CO2) ==== | AZ_NM_SNV_Coal | West | CT | PeakO | 0 | 0 | 0 | 0 | 0 | 0 | PeakO | 0 | 0 | 0 | 0 | 0 | 0
| ==== Emission Program: Carbon_CA : (CO2) ==== | AZ_NM_SNV_Coal | West | Other Renew | ST | 0 | 0 | 0 | 0 | 0 | 0 | ST | 0 | 0 | 0 | 0 | 0 | 0
| ==== Emission Program: Carbon_CA : (CO2) ==== | AZ_NM_SNV_Coal | West | Steam O/G | STOG | 0 | 0 | 0 | 0 | 0 | 0 | STOG | 0 | 0 | 0 | 0 | 0 | 0
| ==== Emission Program: Carbon_CA : (CO2) ==== | AZ_NM_SNV_Coal | West | Other Renew | STWD | 0 | 0 | 0 | 0 | 0 | 0 | STWD | 0 | 0 | 0 | 0 | 0 | 0
| ==== Emission Program: Carbon_CA : (CO2) ==== | AZ_NM_SNV_Coal | West | On-shore Wind | WT | 0 | 0 | 0 | 0 | 0 | 0 | WT | 0 | 0 | 0 | 0 | 0 | 0
| ==== Emission Program: Carbon_CA : (CO2) ==== | AZ_NM_SNV_Coal | West | Coal | IGCC | 0 | 0 | 0 | 0 | 0 | 0 | IGCC | 0 | 0 | 0 | 0 | 0 | 0
| ==== Emission Program: Carbon_CA : (CO2) ==== | AZ_NM_SNV_Coal | West | DR | DemandResponse | 0 | 0 | 0 | 0 | 0 | 0 | DemandResponse | 0 | 0 | 0 | 0 | 0 | 0
| ==== Emission Program: Carbon_CA : (CO2) ==== | AZ_NM_SNV_Coal | West | Coal-CCS | IGCC-CCS | 0 | 0 | 0 | 0 | 0 | 0 | IGCC-CCS | 0 | 0 | 0 | 0 | 0 | 0
| ==== Emission Program: Carbon_CA : (CO2) ==== | AZ_NM_SNV_Coal | West | Off-shore Wind | WT_off | 0 | 0 | 0 | 0 | 0 | 0 | WT_off | 0 | 0 | 0 | 0 | 0 | 0
| ==== Emission Program: Carbon_CA : (CO2) ==== | AZ_NM_SNV_Coal | West | Other | PseudoUnit | 0 | 0 | 0 | 0 | 0 | 0 | PseudoUnit | 0 | 0 | 0 | 0 | 0 | 0
| ==== Emission Program: Carbon_CA : (CO2) ==== | AZ_NM_SNV_Coal | West | HQ/Maritimes | FixedInterchange | 0 | 0 | 0 | 0 | 0 | 0 | FixedInterchange | 0 | 0 | 0 | 0 | 0 | 0
==== Emission Program: Carbon_CA : (CO2) ====
| ==== Emission Program: Carbon_CA : (CO2) ==== |  |  |  | Emission Cost by Reporting Type: AZ_NM_SNV_Gas | [6 empty] | Emission Cost by Reporting Type: AZ_NM_SNV_Gas
| ==== Emission Program: Carbon_CA : (CO2) ==== |  |  |  | ReportingType | 2015 | 2020 | 2025 | 2030 | 2035 | 2040 | ReportingType | 2015 | 2020 | 2025 | 2030 | 2035 | 2040
| ==== Emission Program: Carbon_CA : (CO2) ==== | AZ_NM_SNV_Gas | West | Other Renew | BM | 0 | 0 | 0 | 0 | 0 | 0 | BM | 0 | 0 | 0 | 0 | 0 | 0
| ==== Emission Program: Carbon_CA : (CO2) ==== | AZ_NM_SNV_Gas | West | CC | CC | 700.15 | 781.14 | 1888.77 | 2258.5 | 1539.59 | 1623.34 | CC | 701.72 | 777.86 | 1885.13 | 2646.53 | 1512.55 | 1705.84
| ==== Emission Program: Carbon_CA : (CO2) ==== | AZ_NM_SNV_Gas | West | Other Renew | CSP | 0 | 0 | 0 | 0 | 0 | 0 | CSP | 0 | 0 | 0 | 0 | 0 | 0
| ==== Emission Program: Carbon_CA : (CO2) ==== | AZ_NM_SNV_Gas | West | CT | CT | 0 | 0 | 0 | 0 | 0 | 0 | CT | 0 | 0 | 0 | 0 | 0 | 0
| ==== Emission Program: Carbon_CA : (CO2) ==== | AZ_NM_SNV_Gas | West | Coal | Coal | 0 | 0 | 0 | 0 | 0 | 0 | Coal | 0 | 0 | 0 | 0 | 0 | 0
| ==== Emission Program: Carbon_CA : (CO2) ==== | AZ_NM_SNV_Gas | West | Other Renew | Geo | 0 | 0 | 0 | 0 | 0 | 0 | Geo | 0 | 0 | 0 | 0 | 0 | 0
| ==== Emission Program: Carbon_CA : (CO2) ==== | AZ_NM_SNV_Gas | West | Hydro | H | 0 | 0 | 0 | 0 | 0 | 0 | H | 0 | 0 | 0 | 0 | 0 | 0
| ==== Emission Program: Carbon_CA : (CO2) ==== | AZ_NM_SNV_Gas | West | Other Renew | LFG | 0 | 0 | 0 | 0 | 0 | 0 | LFG | 0 | 0 | 0 | 0 | 0 | 0
| ==== Emission Program: Carbon_CA : (CO2) ==== | AZ_NM_SNV_Gas | West | Nuclear | Nuc | 0 | 0 | 0 | 0 | 0 | 0 | Nuc | 0 | 0 | 0 | 0 | 0 | 0
| ==== Emission Program: Carbon_CA : (CO2) ==== | AZ_NM_SNV_Gas | West | Other | PS | 0 | 0 | 0 | 0 | 0 | 0 | PS | 0 | 0 | 0 | 0 | 0 | 0
| ==== Emission Program: Carbon_CA : (CO2) ==== | AZ_NM_SNV_Gas | West | Other Renew | PV | 0 | 0 | 0 | 0 | 0 | 0 | PV | 0 | 0 | 0 | 0 | 0 | 0
| ==== Emission Program: Carbon_CA : (CO2) ==== | AZ_NM_SNV_Gas | West | CT | PeakG | 0 | 0 | 0 | 0 | 0 | 0 | PeakG | 0 | 0 | 0 | 0 | 0 | 0
| ==== Emission Program: Carbon_CA : (CO2) ==== | AZ_NM_SNV_Gas | West | CT | PeakO | 0 | 0 | 0 | 0 | 0 | 0 | PeakO | 0 | 0 | 0 | 0 | 0 | 0
| ==== Emission Program: Carbon_CA : (CO2) ==== | AZ_NM_SNV_Gas | West | Other Renew | ST | 0 | 0 | 0 | 0 | 0 | 0 | ST | 0 | 0 | 0 | 0 | 0 | 0
| ==== Emission Program: Carbon_CA : (CO2) ==== | AZ_NM_SNV_Gas | West | Steam O/G | STOG | 0 | 0 | 0 | 0 | 0 | 0 | STOG | 0 | 0 | 0 | 0 | 0 | 0
| ==== Emission Program: Carbon_CA : (CO2) ==== | AZ_NM_SNV_Gas | West | Other Renew | STWD | 0 | 0 | 0 | 0 | 0 | 0 | STWD | 0 | 0 | 0 | 0 | 0 | 0
| ==== Emission Program: Carbon_CA : (CO2) ==== | AZ_NM_SNV_Gas | West | On-shore Wind | WT | 0 | 0 | 0 | 0 | 0 | 0 | WT | 0 | 0 | 0 | 0 | 0 | 0
| ==== Emission Program: Carbon_CA : (CO2) ==== | AZ_NM_SNV_Gas | West | Coal | IGCC | 0 | 0 | 0 | 0 | 0 | 0 | IGCC | 0 | 0 | 0 | 0 | 0 | 0
| ==== Emission Program: Carbon_CA : (CO2) ==== | AZ_NM_SNV_Gas | West | DR | DemandResponse | 0 | 0 | 0 | 0 | 0 | 0 | DemandResponse | 0 | 0 | 0 | 0 | 0 | 0
| ==== Emission Program: Carbon_CA : (CO2) ==== | AZ_NM_SNV_Gas | West | Coal-CCS | IGCC-CCS | 0 | 0 | 0 | 0 | 0 | 0 | IGCC-CCS | 0 | 0 | 0 | 0 | 0 | 0
| ==== Emission Program: Carbon_CA : (CO2) ==== | AZ_NM_SNV_Gas | West | Off-shore Wind | WT_off | 0 | 0 | 0 | 0 | 0 | 0 | WT_off | 0 | 0 | 0 | 0 | 0 | 0
| ==== Emission Program: Carbon_CA : (CO2) ==== | AZ_NM_SNV_Gas | West | Other | PseudoUnit | 0 | 0 | 0 | 0 | 0 | 0 | PseudoUnit | 0 | 0 | 0 | 0 | 0 | 0
| ==== Emission Program: Carbon_CA : (CO2) ==== | AZ_NM_SNV_Gas | West | HQ/Maritimes | FixedInterchange | 0 | 0 | 0 | 0 | 0 | 0 | FixedInterchange | 0 | 0 | 0 | 0 | 0 | 0
==== Emission Program: Carbon_CA : (CO2) ====
| ==== Emission Program: Carbon_CA : (CO2) ==== |  |  |  | Emission Cost by Reporting Type: AZ_NM_SNV_NucRenew | [6 empty] | Emission Cost by Reporting Type: AZ_NM_SNV_NucRenew
| ==== Emission Program: Carbon_CA : (CO2) ==== |  |  |  | ReportingType | 2015 | 2020 | 2025 | 2030 | 2035 | 2040 | ReportingType | 2015 | 2020 | 2025 | 2030 | 2035 | 2040
| ==== Emission Program: Carbon_CA : (CO2) ==== | AZ_NM_SNV_NucRenew | West | Other Renew | BM | 0 | 0 | 0 | 0 | 0 | 0 | BM | 0 | 0 | 0 | 0 | 0 | 0
| ==== Emission Program: Carbon_CA : (CO2) ==== | AZ_NM_SNV_NucRenew | West | CC | CC | 0 | 0 | 0 | 0 | 0 | 0 | CC | 0 | 0 | 0 | 0 | 0 | 0
| ==== Emission Program: Carbon_CA : (CO2) ==== | AZ_NM_SNV_NucRenew | West | Other Renew | CSP | 0 | 0 | 0 | 0 | 0 | 0 | CSP | 0 | 0 | 0 | 0 | 0 | 0
| ==== Emission Program: Carbon_CA : (CO2) ==== | AZ_NM_SNV_NucRenew | West | CT | CT | 0 | 0 | 0 | 0 | 0 | 0 | CT | 0 | 0 | 0 | 0 | 0 | 0
| ==== Emission Program: Carbon_CA : (CO2) ==== | AZ_NM_SNV_NucRenew | West | Coal | Coal | 0 | 0 | 0 | 0 | 0 | 0 | Coal | 0 | 0 | 0 | 0 | 0 | 0
| ==== Emission Program: Carbon_CA : (CO2) ==== | AZ_NM_SNV_NucRenew | West | Other Renew | Geo | 0 | 0 | 0 | 0 | 0 | 0 | Geo | 0 | 0 | 0 | 0 | 0 | 0
| ==== Emission Program: Carbon_CA : (CO2) ==== | AZ_NM_SNV_NucRenew | West | Hydro | H | 0 | 0 | 0 | 0 | 0 | 0 | H | 0 | 0 | 0 | 0 | 0 | 0
| ==== Emission Program: Carbon_CA : (CO2) ==== | AZ_NM_SNV_NucRenew | West | Other Renew | LFG | 0 | 0 | 0 | 0 | 0 | 0 | LFG | 0 | 0 | 0 | 0 | 0 | 0
| ==== Emission Program: Carbon_CA : (CO2) ==== | AZ_NM_SNV_NucRenew | West | Nuclear | Nuc | 0 | 0 | 0 | 0 | 0 | 0 | Nuc | 0 | 0 | 0 | 0 | 0 | 0
| ==== Emission Program: Carbon_CA : (CO2) ==== | AZ_NM_SNV_NucRenew | West | Other | PS | 0 | 0 | 0 | 0 | 0 | 0 | PS | 0 | 0 | 0 | 0 | 0 | 0
| ==== Emission Program: Carbon_CA : (CO2) ==== | AZ_NM_SNV_NucRenew | West | Other Renew | PV | 0 | 0 | 0 | 0 | 0 | 0 | PV | 0 | 0 | 0 | 0 | 0 | 0
| ==== Emission Program: Carbon_CA : (CO2) ==== | AZ_NM_SNV_NucRenew | West | CT | PeakG | 0 | 0 | 0 | 0 | 0 | 0 | PeakG | 0 | 0 | 0 | 0 | 0 | 0
| ==== Emission Program: Carbon_CA : (CO2) ==== | AZ_NM_SNV_NucRenew | West | CT | PeakO | 0 | 0 | 0 | 0 | 0 | 0 | PeakO | 0 | 0 | 0 | 0 | 0 | 0
| ==== Emission Program: Carbon_CA : (CO2) ==== | AZ_NM_SNV_NucRenew | West | Other Renew | ST | 0 | 0 | 0 | 0 | 0 | 0 | ST | 0 | 0 | 0 | 0 | 0 | 0
| ==== Emission Program: Carbon_CA : (CO2) ==== | AZ_NM_SNV_NucRenew | West | Steam O/G | STOG | 0 | 0 | 0 | 0 | 0 | 0 | STOG | 0 | 0 | 0 | 0 | 0 | 0
| ==== Emission Program: Carbon_CA : (CO2) ==== | AZ_NM_SNV_NucRenew | West | Other Renew | STWD | 0 | 0 | 0 | 0 | 0 | 0 | STWD | 0 | 0 | 0 | 0 | 0 | 0
| ==== Emission Program: Carbon_CA : (CO2) ==== | AZ_NM_SNV_NucRenew | West | On-shore Wind | WT | 0 | 0 | 0 | 0 | 0 | 0 | WT | 0 | 0 | 0 | 0 | 0 | 0
| ==== Emission Program: Carbon_CA : (CO2) ==== | AZ_NM_SNV_NucRenew | West | Coal | IGCC | 0 | 0 | 0 | 0 | 0 | 0 | IGCC | 0 | 0 | 0 | 0 | 0 | 0
| ==== Emission Program: Carbon_CA : (CO2) ==== | AZ_NM_SNV_NucRenew | West | DR | DemandResponse | 0 | 0 | 0 | 0 | 0 | 0 | DemandResponse | 0 | 0 | 0 | 0 | 0 | 0
| ==== Emission Program: Carbon_CA : (CO2) ==== | AZ_NM_SNV_NucRenew | West | Coal-CCS | IGCC-CCS | 0 | 0 | 0 | 0 | 0 | 0 | IGCC-CCS | 0 | 0 | 0 | 0 | 0 | 0
| ==== Emission Program: Carbon_CA : (CO2) ==== | AZ_NM_SNV_NucRenew | West | Off-shore Wind | WT_off | 0 | 0 | 0 | 0 | 0 | 0 | WT_off | 0 | 0 | 0 | 0 | 0 | 0
| ==== Emission Program: Carbon_CA : (CO2) ==== | AZ_NM_SNV_NucRenew | West | Other | PseudoUnit | 0 | 0 | 0 | 0 | 0 | 0 | PseudoUnit | 0 | 0 | 0 | 0 | 0 | 0
| ==== Emission Program: Carbon_CA : (CO2) ==== | AZ_NM_SNV_NucRenew | West | HQ/Maritimes | FixedInterchange | 0 | 0 | 0 | 0 | 0 | 0 | FixedInterchange | 0 | 0 | 0 | 0 | 0 | 0
==== Emission Program: Carbon_CA : (CO2) ====
| ==== Emission Program: Carbon_CA : (CO2) ==== |  |  |  | Emission Cost by Reporting Type: ERCOT | [6 empty] | Emission Cost by Reporting Type: ERCOT
| ==== Emission Program: Carbon_CA : (CO2) ==== |  |  |  | ReportingType | 2015 | 2020 | 2025 | 2030 | 2035 | 2040 | ReportingType | 2015 | 2020 | 2025 | 2030 | 2035 | 2040
| ==== Emission Program: Carbon_CA : (CO2) ==== | ERCOT | Texas | Other Renew | BM | 0 | 0 | 0 | 0 | 0 | 0 | BM | 0 | 0 | 0 | 0 | 0 | 0
| ==== Emission Program: Carbon_CA : (CO2) ==== | ERCOT | Texas | CC | CC | 2052.39 | 3115.79 | 4315.28 | 8187.88 | 7174.21 | 7178.09 | CC | 2047.66 | 3126.22 | 4387.23 | 8855.45 | 7244.42 | 7294.73
| ==== Emission Program: Carbon_CA : (CO2) ==== | ERCOT | Texas | Other Renew | CSP | 0 | 0 | 0 | 0 | 0 | 0 | CSP | 0 | 0 | 0 | 0 | 0 | 0
| ==== Emission Program: Carbon_CA : (CO2) ==== | ERCOT | Texas | CT | CT | 0 | 0.05 | 0.06 | 0.65 | 0 | 0 | CT | 0 | 0.05 | 0.05 | 0.65 | 0 | 0
| ==== Emission Program: Carbon_CA : (CO2) ==== | ERCOT | Texas | Coal | Coal | 1105.13 | 994.35 | 69.91 | 82.65 | 180.71 | 257.98 | Coal | 1102.54 | 984.31 | 69.83 | 92.44 | 198.86 | 283.88
| ==== Emission Program: Carbon_CA : (CO2) ==== | ERCOT | Texas | Other Renew | Geo | 0 | 0 | 0 | 0 | 0 | 0 | Geo | 0 | 0 | 0 | 0 | 0 | 0
| ==== Emission Program: Carbon_CA : (CO2) ==== | ERCOT | Texas | Hydro | H | 0 | 0 | 0 | 0 | 0 | 0 | H | 0 | 0 | 0 | 0 | 0 | 0
| ==== Emission Program: Carbon_CA : (CO2) ==== | ERCOT | Texas | Other Renew | LFG | 0 | 0 | 0 | 0 | 0 | 0 | LFG | 0 | 0 | 0 | 0 | 0 | 0
| ==== Emission Program: Carbon_CA : (CO2) ==== | ERCOT | Texas | Nuclear | Nuc | 0 | 0 | 0 | 0 | 0 | 0 | Nuc | 0 | 0 | 0 | 0 | 0 | 0
| ==== Emission Program: Carbon_CA : (CO2) ==== | ERCOT | Texas | Other | PS | 0 | 0 | 0 | 0 | 0 | 0 | PS | 0 | 0 | 0 | 0 | 0 | 0
| ==== Emission Program: Carbon_CA : (CO2) ==== | ERCOT | Texas | Other Renew | PV | 0 | 0 | 0 | 0 | 0 | 0 | PV | 0 | 0 | 0 | 0 | 0 | 0
| ==== Emission Program: Carbon_CA : (CO2) ==== | ERCOT | Texas | CT | PeakG | 0 | 0.15 | 0 | 3.41 | 6.51 | 9.1 | PeakG | 0 | 0.15 | 0 | 3.57 | 6.5 | 9.08
| ==== Emission Program: Carbon_CA : (CO2) ==== | ERCOT | Texas | CT | PeakO | 0 | 0 | 0 | 0 | 0 | 0 | PeakO | 0 | 0 | 0 | 0 | 0 | 0
| ==== Emission Program: Carbon_CA : (CO2) ==== | ERCOT | Texas | Other Renew | ST | 0 | 0 | 0 | 0 | 0 | 0 | ST | 0 | 0 | 0 | 0 | 0 | 0
| ==== Emission Program: Carbon_CA : (CO2) ==== | ERCOT | Texas | Steam O/G | STOG | 35.06 | 78.02 | 35.69 | 46.99 | 0 | 0 | STOG | 29.31 | 66.46 | 34.88 | 66.92 | 0 | 0
| ==== Emission Program: Carbon_CA : (CO2) ==== | ERCOT | Texas | Other Renew | STWD | 0 | 0 | 0 | 0 | 0 | 0 | STWD | 0 | 0 | 0 | 0 | 0 | 0
| ==== Emission Program: Carbon_CA : (CO2) ==== | ERCOT | Texas | On-shore Wind | WT | 0 | 0 | 0 | 0 | 0 | 0 | WT | 0 | 0 | 0 | 0 | 0 | 0
| ==== Emission Program: Carbon_CA : (CO2) ==== | ERCOT | Texas | Coal | IGCC | 0 | 0 | 0 | 0 | 0 | 0 | IGCC | 0 | 0 | 0 | 0 | 0 | 0
| ==== Emission Program: Carbon_CA : (CO2) ==== | ERCOT | Texas | DR | DemandResponse | 0 | 0 | 0 | 0 | 0 | 0 | DemandResponse | 0 | 0 | 0 | 0 | 0 | 0
| ==== Emission Program: Carbon_CA : (CO2) ==== | ERCOT | Texas | Coal-CCS | IGCC-CCS | 0 | 0 | 0 | 0 | 0 | 0 | IGCC-CCS | 0 | 0 | 0 | 0 | 0 | 0
| ==== Emission Program: Carbon_CA : (CO2) ==== | ERCOT | Texas | Off-shore Wind | WT_off | 0 | 0 | 0 | 0 | 0 | 0 | WT_off | 0 | 0 | 0 | 0 | 0 | 0
| ==== Emission Program: Carbon_CA : (CO2) ==== | ERCOT | Texas | Other | PseudoUnit | 0 | 0 | 0 | 0 | 0 | 0 | PseudoUnit | 0 | 0 | 0 | 0 | 0 | 0
| ==== Emission Program: Carbon_CA : (CO2) ==== | ERCOT | Texas | HQ/Maritimes | FixedInterchange | 0 | 0 | 0 | 0 | 0 | 0 | FixedInterchange | 0 | 0 | 0 | 0 | 0 | 0
==== Emission Program: Carbon_CA : (CO2) ====
| ==== Emission Program: Carbon_CA : (CO2) ==== |  |  |  | Emission Cost by Reporting Type: NP15 | [6 empty] | Emission Cost by Reporting Type: NP15
| ==== Emission Program: Carbon_CA : (CO2) ==== |  |  |  | ReportingType | 2015 | 2020 | 2025 | 2030 | 2035 | 2040 | ReportingType | 2015 | 2020 | 2025 | 2030 | 2035 | 2040
| ==== Emission Program: Carbon_CA : (CO2) ==== | NP15 | West | Other Renew | BM | 0 | 0 | 0 | 0 | 0 | 0 | BM | 0 | 0 | 0 | 0 | 0 | 0
| ==== Emission Program: Carbon_CA : (CO2) ==== | NP15 | West | CC | CC | 618 | 857.54 | 1407.84 | 1804.56 | 1379.46 | 656.87 | CC | 587.32 | 811.3 | 1335.82 | 2003.65 | 1012.92 | 919.88
| ==== Emission Program: Carbon_CA : (CO2) ==== | NP15 | West | Other Renew | CSP | 0 | 0 | 0 | 0 | 0 | 0 | CSP | 0 | 0 | 0 | 0 | 0 | 0
| ==== Emission Program: Carbon_CA : (CO2) ==== | NP15 | West | CT | CT | 0 | 0 | 0 | 0 | 0 | 0 | CT | 0 | 0 | 0 | 0 | 0 | 0
| ==== Emission Program: Carbon_CA : (CO2) ==== | NP15 | West | Coal | Coal | 42.12 | 0.02 | 0.01 | 0.01 | 0.01 | 0.01 | Coal | 42.12 | 0 | 0 | 0 | 0 | 0
| ==== Emission Program: Carbon_CA : (CO2) ==== | NP15 | West | Other Renew | Geo | 0 | 0 | 0 | 0 | 0 | 0 | Geo | 0 | 0 | 0 | 0 | 0 | 0
| ==== Emission Program: Carbon_CA : (CO2) ==== | NP15 | West | Hydro | H | 0 | 0 | 0 | 0 | 0 | 0 | H | 0 | 0 | 0 | 0 | 0 | 0
| ==== Emission Program: Carbon_CA : (CO2) ==== | NP15 | West | Other Renew | LFG | 0 | 0 | 0 | 0 | 0 | 0 | LFG | 0 | 0 | 0 | 0 | 0 | 0
| ==== Emission Program: Carbon_CA : (CO2) ==== | NP15 | West | Nuclear | Nuc | 0 | 0 | 0 | 0 | 0 | 0 | Nuc | 0 | 0 | 0 | 0 | 0 | 0
| ==== Emission Program: Carbon_CA : (CO2) ==== | NP15 | West | Other | PS | 0 | 0 | 0 | 0 | 0 | 0 | PS | 0 | 0 | 0 | 0 | 0 | 0
| ==== Emission Program: Carbon_CA : (CO2) ==== | NP15 | West | Other Renew | PV | 0 | 0 | 0 | 0 | 0 | 0 | PV | 0 | 0 | 0 | 0 | 0 | 0
| ==== Emission Program: Carbon_CA : (CO2) ==== | NP15 | West | CT | PeakG | 0 | 0 | 0 | 0 | 0 | 0 | PeakG | 0 | 0 | 0 | 0 | 0 | 0
| ==== Emission Program: Carbon_CA : (CO2) ==== | NP15 | West | CT | PeakO | 0 | 0 | 0 | 0 | 0 | 0 | PeakO | 0 | 0 | 0 | 0 | 0 | 0
| ==== Emission Program: Carbon_CA : (CO2) ==== | NP15 | West | Other Renew | ST | 0 | 0 | 0 | 0 | 0 | 0 | ST | 0 | 0 | 0 | 0 | 0 | 0
| ==== Emission Program: Carbon_CA : (CO2) ==== | NP15 | West | Steam O/G | STOG | 0.97 | 0.75 | 2.07 | 0 | 0 | 0 | STOG | 1.14 | 1.08 | 3.9 | 0 | 0 | 0
| ==== Emission Program: Carbon_CA : (CO2) ==== | NP15 | West | Other Renew | STWD | 0 | 0 | 0 | 0 | 0 | 0 | STWD | 0 | 0 | 0 | 0 | 0 | 0
| ==== Emission Program: Carbon_CA : (CO2) ==== | NP15 | West | On-shore Wind | WT | 0 | 0 | 0 | 0 | 0 | 0 | WT | 0 | 0 | 0 | 0 | 0 | 0
| ==== Emission Program: Carbon_CA : (CO2) ==== | NP15 | West | Coal | IGCC | 0 | 0 | 0 | 0 | 0 | 0 | IGCC | 0 | 0 | 0 | 0 | 0 | 0
| ==== Emission Program: Carbon_CA : (CO2) ==== | NP15 | West | DR | DemandResponse | 0 | 0 | 0 | 0 | 0 | 0 | DemandResponse | 0 | 0 | 0 | 0 | 0 | 0
| ==== Emission Program: Carbon_CA : (CO2) ==== | NP15 | West | Coal-CCS | IGCC-CCS | 0 | 0 | 0 | 0 | 0 | 0 | IGCC-CCS | 0 | 0 | 0 | 0 | 0 | 0
| ==== Emission Program: Carbon_CA : (CO2) ==== | NP15 | West | Off-shore Wind | WT_off | 0 | 0 | 0 | 0 | 0 | 0 | WT_off | 0 | 0 | 0 | 0 | 0 | 0
| ==== Emission Program: Carbon_CA : (CO2) ==== | NP15 | West | Other | PseudoUnit | 0 | 0 | 0 | 0 | 0 | 0 | PseudoUnit | 0 | 0 | 0 | 0 | 0 | 0
| ==== Emission Program: Carbon_CA : (CO2) ==== | NP15 | West | HQ/Maritimes | FixedInterchange | 0 | 0 | 0 | 0 | 0 | 0 | FixedInterchange | 0 | 0 | 0 | 0 | 0 | 0
==== Emission Program: Carbon_CA : (CO2) ====
| ==== Emission Program: Carbon_CA : (CO2) ==== |  |  |  | Emission Cost by Reporting Type: NWPP_Coal | [6 empty] | Emission Cost by Reporting Type: NWPP_Coal
| ==== Emission Program: Carbon_CA : (CO2) ==== |  |  |  | ReportingType | 2015 | 2020 | 2025 | 2030 | 2035 | 2040 | ReportingType | 2015 | 2020 | 2025 | 2030 | 2035 | 2040
| ==== Emission Program: Carbon_CA : (CO2) ==== | NWPP_Coal | West | Other Renew | BM | 0 | 0 | 0 | 0 | 0 | 0 | BM | 0 | 0 | 0 | 0 | 0 | 0
| ==== Emission Program: Carbon_CA : (CO2) ==== | NWPP_Coal | West | CC | CC | 0 | 0 | 0 | 0 | 0 | 0 | CC | 0 | 0 | 0 | 0 | 0 | 0
| ==== Emission Program: Carbon_CA : (CO2) ==== | NWPP_Coal | West | Other Renew | CSP | 0 | 0 | 0 | 0 | 0 | 0 | CSP | 0 | 0 | 0 | 0 | 0 | 0
| ==== Emission Program: Carbon_CA : (CO2) ==== | NWPP_Coal | West | CT | CT | 0 | 0 | 0 | 0 | 0 | 0 | CT | 0 | 0 | 0 | 0 | 0 | 0
| ==== Emission Program: Carbon_CA : (CO2) ==== | NWPP_Coal | West | Coal | Coal | 1435.84 | 1493.18 | 10.08 | 22.08 | 40.85 | 58.28 | Coal | 1435.81 | 1493.04 | 9.83 | 22.01 | 40.76 | 58.18
| ==== Emission Program: Carbon_CA : (CO2) ==== | NWPP_Coal | West | Other Renew | Geo | 0 | 0 | 0 | 0 | 0 | 0 | Geo | 0 | 0 | 0 | 0 | 0 | 0
| ==== Emission Program: Carbon_CA : (CO2) ==== | NWPP_Coal | West | Hydro | H | 0 | 0 | 0 | 0 | 0 | 0 | H | 0 | 0 | 0 | 0 | 0 | 0
| ==== Emission Program: Carbon_CA : (CO2) ==== | NWPP_Coal | West | Other Renew | LFG | 0 | 0 | 0 | 0 | 0 | 0 | LFG | 0 | 0 | 0 | 0 | 0 | 0
| ==== Emission Program: Carbon_CA : (CO2) ==== | NWPP_Coal | West | Nuclear | Nuc | 0 | 0 | 0 | 0 | 0 | 0 | Nuc | 0 | 0 | 0 | 0 | 0 | 0
| ==== Emission Program: Carbon_CA : (CO2) ==== | NWPP_Coal | West | Other | PS | 0 | 0 | 0 | 0 | 0 | 0 | PS | 0 | 0 | 0 | 0 | 0 | 0
| ==== Emission Program: Carbon_CA : (CO2) ==== | NWPP_Coal | West | Other Renew | PV | 0 | 0 | 0 | 0 | 0 | 0 | PV | 0 | 0 | 0 | 0 | 0 | 0
| ==== Emission Program: Carbon_CA : (CO2) ==== | NWPP_Coal | West | CT | PeakG | 0 | 0 | 0 | 0 | 0 | 0 | PeakG | 0 | 0 | 0 | 0 | 0 | 0
| ==== Emission Program: Carbon_CA : (CO2) ==== | NWPP_Coal | West | CT | PeakO | 0 | 0 | 0 | 0 | 0 | 0 | PeakO | 0 | 0 | 0 | 0 | 0 | 0
| ==== Emission Program: Carbon_CA : (CO2) ==== | NWPP_Coal | West | Other Renew | ST | 0 | 0 | 0 | 0 | 0 | 0 | ST | 0 | 0 | 0 | 0 | 0 | 0
| ==== Emission Program: Carbon_CA : (CO2) ==== | NWPP_Coal | West | Steam O/G | STOG | 0 | 0 | 0 | 0 | 0 | 0 | STOG | 0 | 0 | 0 | 0 | 0 | 0
| ==== Emission Program: Carbon_CA : (CO2) ==== | NWPP_Coal | West | Other Renew | STWD | 0 | 0 | 0 | 0 | 0 | 0 | STWD | 0 | 0 | 0 | 0 | 0 | 0
| ==== Emission Program: Carbon_CA : (CO2) ==== | NWPP_Coal | West | On-shore Wind | WT | 0 | 0 | 0 | 0 | 0 | 0 | WT | 0 | 0 | 0 | 0 | 0 | 0
| ==== Emission Program: Carbon_CA : (CO2) ==== | NWPP_Coal | West | Coal | IGCC | 0 | 0 | 0 | 0 | 0 | 0 | IGCC | 0 | 0 | 0 | 0 | 0 | 0
| ==== Emission Program: Carbon_CA : (CO2) ==== | NWPP_Coal | West | DR | DemandResponse | 0 | 0 | 0 | 0 | 0 | 0 | DemandResponse | 0 | 0 | 0 | 0 | 0 | 0
| ==== Emission Program: Carbon_CA : (CO2) ==== | NWPP_Coal | West | Coal-CCS | IGCC-CCS | 0 | 0 | 0 | 0 | 0 | 0 | IGCC-CCS | 0 | 0 | 0 | 0 | 0 | 0
| ==== Emission Program: Carbon_CA : (CO2) ==== | NWPP_Coal | West | Off-shore Wind | WT_off | 0 | 0 | 0 | 0 | 0 | 0 | WT_off | 0 | 0 | 0 | 0 | 0 | 0
| ==== Emission Program: Carbon_CA : (CO2) ==== | NWPP_Coal | West | Other | PseudoUnit | 0 | 0 | 0 | 0 | 0 | 0 | PseudoUnit | 0 | 0 | 0 | 0 | 0 | 0
| ==== Emission Program: Carbon_CA : (CO2) ==== | NWPP_Coal | West | HQ/Maritimes | FixedInterchange | 0 | 0 | 0 | 0 | 0 | 0 | FixedInterchange | 0 | 0 | 0 | 0 | 0 | 0
==== Emission Program: Carbon_CA : (CO2) ====
| ==== Emission Program: Carbon_CA : (CO2) ==== |  |  |  | Emission Cost by Reporting Type: NWPP_Gas | [6 empty] | Emission Cost by Reporting Type: NWPP_Gas
| ==== Emission Program: Carbon_CA : (CO2) ==== |  |  |  | ReportingType | 2015 | 2020 | 2025 | 2030 | 2035 | 2040 | ReportingType | 2015 | 2020 | 2025 | 2030 | 2035 | 2040
| ==== Emission Program: Carbon_CA : (CO2) ==== | NWPP_Gas | West | Other Renew | BM | 0 | 0 | 0 | 0 | 0 | 0 | BM | 0 | 0 | 0 | 0 | 0 | 0
| ==== Emission Program: Carbon_CA : (CO2) ==== | NWPP_Gas | West | CC | CC | 513.35 | 939.34 | 1538.29 | 1660.37 | 732.57 | 921.93 | CC | 513.35 | 944.31 | 1546.41 | 1959.32 | 747.73 | 943.6
| ==== Emission Program: Carbon_CA : (CO2) ==== | NWPP_Gas | West | Other Renew | CSP | 0 | 0 | 0 | 0 | 0 | 0 | CSP | 0 | 0 | 0 | 0 | 0 | 0
| ==== Emission Program: Carbon_CA : (CO2) ==== | NWPP_Gas | West | CT | CT | 0 | 0 | 0 | 0 | 0 | 0 | CT | 0 | 0 | 0 | 0 | 0 | 0
| ==== Emission Program: Carbon_CA : (CO2) ==== | NWPP_Gas | West | Coal | Coal | 0 | 0 | 0 | 0 | 0 | 0 | Coal | 0 | 0 | 0 | 0 | 0 | 0
| ==== Emission Program: Carbon_CA : (CO2) ==== | NWPP_Gas | West | Other Renew | Geo | 0 | 0 | 0 | 0 | 0 | 0 | Geo | 0 | 0 | 0 | 0 | 0 | 0
| ==== Emission Program: Carbon_CA : (CO2) ==== | NWPP_Gas | West | Hydro | H | 0 | 0 | 0 | 0 | 0 | 0 | H | 0 | 0 | 0 | 0 | 0 | 0
| ==== Emission Program: Carbon_CA : (CO2) ==== | NWPP_Gas | West | Other Renew | LFG | 0 | 0 | 0 | 0 | 0 | 0 | LFG | 0 | 0 | 0 | 0 | 0 | 0
| ==== Emission Program: Carbon_CA : (CO2) ==== | NWPP_Gas | West | Nuclear | Nuc | 0 | 0 | 0 | 0 | 0 | 0 | Nuc | 0 | 0 | 0 | 0 | 0 | 0
| ==== Emission Program: Carbon_CA : (CO2) ==== | NWPP_Gas | West | Other | PS | 0 | 0 | 0 | 0 | 0 | 0 | PS | 0 | 0 | 0 | 0 | 0 | 0
| ==== Emission Program: Carbon_CA : (CO2) ==== | NWPP_Gas | West | Other Renew | PV | 0 | 0 | 0 | 0 | 0 | 0 | PV | 0 | 0 | 0 | 0 | 0 | 0
| ==== Emission Program: Carbon_CA : (CO2) ==== | NWPP_Gas | West | CT | PeakG | 0 | 0 | 0 | 0 | 0 | 0 | PeakG | 0 | 0 | 0 | 0 | 0 | 0
| ==== Emission Program: Carbon_CA : (CO2) ==== | NWPP_Gas | West | CT | PeakO | 0 | 0 | 0 | 0 | 0 | 0 | PeakO | 0 | 0 | 0 | 0 | 0 | 0
| ==== Emission Program: Carbon_CA : (CO2) ==== | NWPP_Gas | West | Other Renew | ST | 0 | 0 | 0 | 0 | 0 | 0 | ST | 0 | 0 | 0 | 0 | 0 | 0
| ==== Emission Program: Carbon_CA : (CO2) ==== | NWPP_Gas | West | Steam O/G | STOG | 0 | 0 | 0 | 0 | 0 | 0 | STOG | 0 | 0 | 0 | 0 | 0 | 0
| ==== Emission Program: Carbon_CA : (CO2) ==== | NWPP_Gas | West | Other Renew | STWD | 0 | 0 | 0 | 0 | 0 | 0 | STWD | 0 | 0 | 0 | 0 | 0 | 0
| ==== Emission Program: Carbon_CA : (CO2) ==== | NWPP_Gas | West | On-shore Wind | WT | 0 | 0 | 0 | 0 | 0 | 0 | WT | 0 | 0 | 0 | 0 | 0 | 0
| ==== Emission Program: Carbon_CA : (CO2) ==== | NWPP_Gas | West | Coal | IGCC | 0 | 0 | 0 | 0 | 0 | 0 | IGCC | 0 | 0 | 0 | 0 | 0 | 0
| ==== Emission Program: Carbon_CA : (CO2) ==== | NWPP_Gas | West | DR | DemandResponse | 0 | 0 | 0 | 0 | 0 | 0 | DemandResponse | 0 | 0 | 0 | 0 | 0 | 0
| ==== Emission Program: Carbon_CA : (CO2) ==== | NWPP_Gas | West | Coal-CCS | IGCC-CCS | 0 | 0 | 0 | 0 | 0 | 0 | IGCC-CCS | 0 | 0 | 0 | 0 | 0 | 0
| ==== Emission Program: Carbon_CA : (CO2) ==== | NWPP_Gas | West | Off-shore Wind | WT_off | 0 | 0 | 0 | 0 | 0 | 0 | WT_off | 0 | 0 | 0 | 0 | 0 | 0
| ==== Emission Program: Carbon_CA : (CO2) ==== | NWPP_Gas | West | Other | PseudoUnit | 0 | 0 | 0 | 0 | 0 | 0 | PseudoUnit | 0 | 0 | 0 | 0 | 0 | 0
| ==== Emission Program: Carbon_CA : (CO2) ==== | NWPP_Gas | West | HQ/Maritimes | FixedInterchange | 0 | 0 | 0 | 0 | 0 | 0 | FixedInterchange | 0 | 0 | 0 | 0 | 0 | 0
==== Emission Program: Carbon_CA : (CO2) ====
| ==== Emission Program: Carbon_CA : (CO2) ==== |  |  |  | Emission Cost by Reporting Type: NWPP_NucRenew | [6 empty] | Emission Cost by Reporting Type: NWPP_NucRenew
| ==== Emission Program: Carbon_CA : (CO2) ==== |  |  |  | ReportingType | 2015 | 2020 | 2025 | 2030 | 2035 | 2040 | ReportingType | 2015 | 2020 | 2025 | 2030 | 2035 | 2040
| ==== Emission Program: Carbon_CA : (CO2) ==== | NWPP_NucRenew | West | Other Renew | BM | 0 | 0 | 0 | 0 | 0 | 0 | BM | 0 | 0 | 0 | 0 | 0 | 0
| ==== Emission Program: Carbon_CA : (CO2) ==== | NWPP_NucRenew | West | CC | CC | 0 | 0 | 0 | 0 | 0 | 0 | CC | 0 | 0 | 0 | 0 | 0 | 0
| ==== Emission Program: Carbon_CA : (CO2) ==== | NWPP_NucRenew | West | Other Renew | CSP | 0 | 0 | 0 | 0 | 0 | 0 | CSP | 0 | 0 | 0 | 0 | 0 | 0
| ==== Emission Program: Carbon_CA : (CO2) ==== | NWPP_NucRenew | West | CT | CT | 0 | 0 | 0 | 0 | 0 | 0 | CT | 0 | 0 | 0 | 0 | 0 | 0
| ==== Emission Program: Carbon_CA : (CO2) ==== | NWPP_NucRenew | West | Coal | Coal | 0 | 0 | 0 | 0 | 0 | 0 | Coal | 0 | 0 | 0 | 0 | 0 | 0
| ==== Emission Program: Carbon_CA : (CO2) ==== | NWPP_NucRenew | West | Other Renew | Geo | 0 | 0 | 0 | 0 | 0 | 0 | Geo | 0 | 0 | 0 | 0 | 0 | 0
| ==== Emission Program: Carbon_CA : (CO2) ==== | NWPP_NucRenew | West | Hydro | H | 0 | 0 | 0 | 0 | 0 | 0 | H | 0 | 0 | 0 | 0 | 0 | 0
| ==== Emission Program: Carbon_CA : (CO2) ==== | NWPP_NucRenew | West | Other Renew | LFG | 0 | 0 | 0 | 0 | 0 | 0 | LFG | 0 | 0 | 0 | 0 | 0 | 0
| ==== Emission Program: Carbon_CA : (CO2) ==== | NWPP_NucRenew | West | Nuclear | Nuc | 0 | 0 | 0 | 0 | 0 | 0 | Nuc | 0 | 0 | 0 | 0 | 0 | 0
| ==== Emission Program: Carbon_CA : (CO2) ==== | NWPP_NucRenew | West | Other | PS | 0 | 0 | 0 | 0 | 0 | 0 | PS | 0 | 0 | 0 | 0 | 0 | 0
| ==== Emission Program: Carbon_CA : (CO2) ==== | NWPP_NucRenew | West | Other Renew | PV | 0 | 0 | 0 | 0 | 0 | 0 | PV | 0 | 0 | 0 | 0 | 0 | 0
| ==== Emission Program: Carbon_CA : (CO2) ==== | NWPP_NucRenew | West | CT | PeakG | 0 | 0 | 0 | 0 | 0 | 0 | PeakG | 0 | 0 | 0 | 0 | 0 | 0
| ==== Emission Program: Carbon_CA : (CO2) ==== | NWPP_NucRenew | West | CT | PeakO | 0 | 0 | 0 | 0 | 0 | 0 | PeakO | 0 | 0 | 0 | 0 | 0 | 0
| ==== Emission Program: Carbon_CA : (CO2) ==== | NWPP_NucRenew | West | Other Renew | ST | 0 | 0 | 0 | 0 | 0 | 0 | ST | 0 | 0 | 0 | 0 | 0 | 0
| ==== Emission Program: Carbon_CA : (CO2) ==== | NWPP_NucRenew | West | Steam O/G | STOG | 0 | 0 | 0 | 0 | 0 | 0 | STOG | 0 | 0 | 0 | 0 | 0 | 0
| ==== Emission Program: Carbon_CA : (CO2) ==== | NWPP_NucRenew | West | Other Renew | STWD | 0 | 0 | 0 | 0 | 0 | 0 | STWD | 0 | 0 | 0 | 0 | 0 | 0
| ==== Emission Program: Carbon_CA : (CO2) ==== | NWPP_NucRenew | West | On-shore Wind | WT | 0 | 0 | 0 | 0 | 0 | 0 | WT | 0 | 0 | 0 | 0 | 0 | 0
| ==== Emission Program: Carbon_CA : (CO2) ==== | NWPP_NucRenew | West | Coal | IGCC | 0 | 0 | 0 | 0 | 0 | 0 | IGCC | 0 | 0 | 0 | 0 | 0 | 0
| ==== Emission Program: Carbon_CA : (CO2) ==== | NWPP_NucRenew | West | DR | DemandResponse | 0 | 0 | 0 | 0 | 0 | 0 | DemandResponse | 0 | 0 | 0 | 0 | 0 | 0
| ==== Emission Program: Carbon_CA : (CO2) ==== | NWPP_NucRenew | West | Coal-CCS | IGCC-CCS | 0 | 0 | 0 | 0 | 0 | 0 | IGCC-CCS | 0 | 0 | 0 | 0 | 0 | 0
| ==== Emission Program: Carbon_CA : (CO2) ==== | NWPP_NucRenew | West | Off-shore Wind | WT_off | 0 | 0 | 0 | 0 | 0 | 0 | WT_off | 0 | 0 | 0 | 0 | 0 | 0
| ==== Emission Program: Carbon_CA : (CO2) ==== | NWPP_NucRenew | West | Other | PseudoUnit | 0 | 0 | 0 | 0 | 0 | 0 | PseudoUnit | 0 | 0 | 0 | 0 | 0 | 0
| ==== Emission Program: Carbon_CA : (CO2) ==== | NWPP_NucRenew | West | HQ/Maritimes | FixedInterchange | 0 | 0 | 0 | 0 | 0 | 0 | FixedInterchange | 0 | 0 | 0 | 0 | 0 | 0
==== Emission Program: Carbon_CA : (CO2) ====
| ==== Emission Program: Carbon_CA : (CO2) ==== |  |  |  | Emission Cost by Reporting Type: RMPA | [6 empty] | Emission Cost by Reporting Type: RMPA
| ==== Emission Program: Carbon_CA : (CO2) ==== |  |  |  | ReportingType | 2015 | 2020 | 2025 | 2030 | 2035 | 2040 | ReportingType | 2015 | 2020 | 2025 | 2030 | 2035 | 2040
| ==== Emission Program: Carbon_CA : (CO2) ==== | RMPA | West | Other Renew | BM | 0 | 0 | 0 | 0 | 0 | 0 | BM | 0 | 0 | 0 | 0 | 0 | 0
| ==== Emission Program: Carbon_CA : (CO2) ==== | RMPA | West | CC | CC | 119.87 | 139.86 | 447.76 | 508.44 | 460.54 | 423.99 | CC | 118.28 | 160.62 | 419.82 | 593.93 | 516.66 | 515.03
| ==== Emission Program: Carbon_CA : (CO2) ==== | RMPA | West | Other Renew | CSP | 0 | 0 | 0 | 0 | 0 | 0 | CSP | 0 | 0 | 0 | 0 | 0 | 0
| ==== Emission Program: Carbon_CA : (CO2) ==== | RMPA | West | CT | CT | 0 | 0 | 0 | 0 | 0 | 0 | CT | 0 | 0 | 0 | 0 | 0 | 0
| ==== Emission Program: Carbon_CA : (CO2) ==== | RMPA | West | Coal | Coal | 1336.12 | 1546.05 | 211.65 | 57.44 | 106.36 | 148.47 | Coal | 1336.07 | 1518.72 | 208.64 | 57.46 | 106.31 | 145.92
| ==== Emission Program: Carbon_CA : (CO2) ==== | RMPA | West | Other Renew | Geo | 0 | 0 | 0 | 0 | 0 | 0 | Geo | 0 | 0 | 0 | 0 | 0 | 0
| ==== Emission Program: Carbon_CA : (CO2) ==== | RMPA | West | Hydro | H | 0 | 0 | 0 | 0 | 0 | 0 | H | 0 | 0 | 0 | 0 | 0 | 0
| ==== Emission Program: Carbon_CA : (CO2) ==== | RMPA | West | Other Renew | LFG | 0 | 0 | 0 | 0 | 0 | 0 | LFG | 0 | 0 | 0 | 0 | 0 | 0
| ==== Emission Program: Carbon_CA : (CO2) ==== | RMPA | West | Nuclear | Nuc | 0 | 0 | 0 | 0 | 0 | 0 | Nuc | 0 | 0 | 0 | 0 | 0 | 0
| ==== Emission Program: Carbon_CA : (CO2) ==== | RMPA | West | Other | PS | 0 | 0 | 0 | 0 | 0 | 0 | PS | 0 | 0 | 0 | 0 | 0 | 0
| ==== Emission Program: Carbon_CA : (CO2) ==== | RMPA | West | Other Renew | PV | 0 | 0 | 0 | 0 | 0 | 0 | PV | 0 | 0 | 0 | 0 | 0 | 0
| ==== Emission Program: Carbon_CA : (CO2) ==== | RMPA | West | CT | PeakG | 0 | 0 | 0 | 0 | 0.01 | 0.01 | PeakG | 0 | 0 | 0.15 | 0 | 0 | 0
| ==== Emission Program: Carbon_CA : (CO2) ==== | RMPA | West | CT | PeakO | 0 | 0 | 0 | 0 | 0 | 0 | PeakO | 0 | 0 | 0 | 0 | 0 | 0
| ==== Emission Program: Carbon_CA : (CO2) ==== | RMPA | West | Other Renew | ST | 0 | 0 | 0 | 0 | 0 | 0 | ST | 0 | 0 | 0 | 0 | 0 | 0
| ==== Emission Program: Carbon_CA : (CO2) ==== | RMPA | West | Steam O/G | STOG | 0 | 0 | 0 | 0 | 0 | 0 | STOG | 0 | 0 | 0 | 0 | 0 | 0
| ==== Emission Program: Carbon_CA : (CO2) ==== | RMPA | West | Other Renew | STWD | 0 | 0 | 0 | 0 | 0 | 0 | STWD | 0 | 0 | 0 | 0 | 0 | 0
| ==== Emission Program: Carbon_CA : (CO2) ==== | RMPA | West | On-shore Wind | WT | 0 | 0 | 0 | 0 | 0 | 0 | WT | 0 | 0 | 0 | 0 | 0 | 0
| ==== Emission Program: Carbon_CA : (CO2) ==== | RMPA | West | Coal | IGCC | 0 | 0 | 0 | 0 | 0 | 0 | IGCC | 0 | 0 | 0 | 0 | 0 | 0
| ==== Emission Program: Carbon_CA : (CO2) ==== | RMPA | West | DR | DemandResponse | 0 | 0 | 0 | 0 | 0 | 0 | DemandResponse | 0 | 0 | 0 | 0 | 0 | 0
| ==== Emission Program: Carbon_CA : (CO2) ==== | RMPA | West | Coal-CCS | IGCC-CCS | 0 | 0 | 0 | 0 | 0 | 0 | IGCC-CCS | 0 | 0 | 0 | 0 | 0 | 0
| ==== Emission Program: Carbon_CA : (CO2) ==== | RMPA | West | Off-shore Wind | WT_off | 0 | 0 | 0 | 0 | 0 | 0 | WT_off | 0 | 0 | 0 | 0 | 0 | 0
| ==== Emission Program: Carbon_CA : (CO2) ==== | RMPA | West | Other | PseudoUnit | 0 | 0 | 0 | 0 | 0 | 0 | PseudoUnit | 0 | 0 | 0 | 0 | 0 | 0
| ==== Emission Program: Carbon_CA : (CO2) ==== | RMPA | West | HQ/Maritimes | FixedInterchange | 0 | 0 | 0 | 0 | 0 | 0 | FixedInterchange | 0 | 0 | 0 | 0 | 0 | 0
==== Emission Program: Carbon_CA : (CO2) ====
| ==== Emission Program: Carbon_CA : (CO2) ==== |  |  |  | Emission Cost by Reporting Type: SP15 | [6 empty] | Emission Cost by Reporting Type: SP15
| ==== Emission Program: Carbon_CA : (CO2) ==== |  |  |  | ReportingType | 2015 | 2020 | 2025 | 2030 | 2035 | 2040 | ReportingType | 2015 | 2020 | 2025 | 2030 | 2035 | 2040
| ==== Emission Program: Carbon_CA : (CO2) ==== | SP15 | West | Other Renew | BM | 0 | 0 | 0 | 0 | 0 | 0 | BM | 0 | 0 | 0 | 0 | 0 | 0
| ==== Emission Program: Carbon_CA : (CO2) ==== | SP15 | West | CC | CC | 810.65 | 1032.44 | 1662.92 | 3009.53 | 2606.03 | 2376.68 | CC | 841.54 | 1081.54 | 1735.5 | 3332.7 | 2838.23 | 2357.97
| ==== Emission Program: Carbon_CA : (CO2) ==== | SP15 | West | Other Renew | CSP | 0 | 0 | 0 | 0 | 0 | 0 | CSP | 0 | 0 | 0 | 0 | 0 | 0
| ==== Emission Program: Carbon_CA : (CO2) ==== | SP15 | West | CT | CT | 0 | 0 | 0 | 0 | 0 | 0 | CT | 0 | 0 | 0 | 0 | 0 | 0
| ==== Emission Program: Carbon_CA : (CO2) ==== | SP15 | West | Coal | Coal | 39.99 | 30.93 | 22.83 | 0.01 | 0.01 | 0.01 | Coal | 39.99 | 30.93 | 22.85 | 0 | 0 | 0
| ==== Emission Program: Carbon_CA : (CO2) ==== | SP15 | West | Other Renew | Geo | 0 | 0 | 0 | 0 | 0 | 0 | Geo | 0 | 0 | 0 | 0 | 0 | 0
| ==== Emission Program: Carbon_CA : (CO2) ==== | SP15 | West | Hydro | H | 0 | 0 | 0 | 0 | 0 | 0 | H | 0 | 0 | 0 | 0 | 0 | 0
| ==== Emission Program: Carbon_CA : (CO2) ==== | SP15 | West | Other Renew | LFG | 0 | 0 | 0 | 0 | 0 | 0 | LFG | 0 | 0 | 0 | 0 | 0 | 0
| ==== Emission Program: Carbon_CA : (CO2) ==== | SP15 | West | Nuclear | Nuc | 0 | 0 | 0 | 0 | 0 | 0 | Nuc | 0 | 0 | 0 | 0 | 0 | 0
| ==== Emission Program: Carbon_CA : (CO2) ==== | SP15 | West | Other | PS | 0 | 0 | 0 | 0 | 0 | 0 | PS | 0 | 0 | 0 | 0 | 0 | 0
| ==== Emission Program: Carbon_CA : (CO2) ==== | SP15 | West | Other Renew | PV | 0 | 0 | 0 | 0 | 0 | 0 | PV | 0 | 0 | 0 | 0 | 0 | 0
| ==== Emission Program: Carbon_CA : (CO2) ==== | SP15 | West | CT | PeakG | 0 | 0 | 0 | 0 | 0 | 0 | PeakG | 0 | 0 | 0 | 0 | 0 | 0
| ==== Emission Program: Carbon_CA : (CO2) ==== | SP15 | West | CT | PeakO | 0 | 0 | 0 | 0 | 0 | 0 | PeakO | 0 | 0 | 0 | 0 | 0 | 0
| ==== Emission Program: Carbon_CA : (CO2) ==== | SP15 | West | Other Renew | ST | 0 | 0 | 0 | 0 | 0 | 0 | ST | 0 | 0 | 0 | 0 | 0 | 0
| ==== Emission Program: Carbon_CA : (CO2) ==== | SP15 | West | Steam O/G | STOG | 8.43 | 5.32 | 14.64 | 11.77 | 8.72 | 4.97 | STOG | 6.51 | 4.31 | 13.28 | 11.74 | 6.61 | 5.29
| ==== Emission Program: Carbon_CA : (CO2) ==== | SP15 | West | Other Renew | STWD | 0 | 0 | 0 | 0 | 0 | 0 | STWD | 0 | 0 | 0 | 0 | 0 | 0
| ==== Emission Program: Carbon_CA : (CO2) ==== | SP15 | West | On-shore Wind | WT | 0 | 0 | 0 | 0 | 0 | 0 | WT | 0 | 0 | 0 | 0 | 0 | 0
| ==== Emission Program: Carbon_CA : (CO2) ==== | SP15 | West | Coal | IGCC | 0 | 0 | 0 | 0 | 0 | 0 | IGCC | 0 | 0 | 0 | 0 | 0 | 0
| ==== Emission Program: Carbon_CA : (CO2) ==== | SP15 | West | DR | DemandResponse | 0 | 0 | 0 | 0 | 0 | 0 | DemandResponse | 0 | 0 | 0 | 0 | 0 | 0
| ==== Emission Program: Carbon_CA : (CO2) ==== | SP15 | West | Coal-CCS | IGCC-CCS | 0 | 0 | 0 | 0 | 0 | 0.01 | IGCC-CCS | 0 | 0 | 0 | 0 | 0 | 0
| ==== Emission Program: Carbon_CA : (CO2) ==== | SP15 | West | Off-shore Wind | WT_off | 0 | 0 | 0 | 0 | 0 | 0 | WT_off | 0 | 0 | 0 | 0 | 0 | 0
| ==== Emission Program: Carbon_CA : (CO2) ==== | SP15 | West | Other | PseudoUnit | 0 | 0 | 0 | 0 | 0 | 0 | PseudoUnit | 0 | 0 | 0 | 0 | 0 | 0
| ==== Emission Program: Carbon_CA : (CO2) ==== | SP15 | West | HQ/Maritimes | FixedInterchange | 0 | 0 | 0 | 0 | 0 | 0 | FixedInterchange | 0 | 0 | 0 | 0 | 0 | 0
==== Emission Program: Carbon_CA : (CO2) ====
| ==== Emission Program: Carbon_CA : (CO2) ==== |  |  |  | Emission Cost by Reporting Type: ALB | [6 empty] | Emission Cost by Reporting Type: ALB
| ==== Emission Program: Carbon_CA : (CO2) ==== |  |  |  | ReportingType | 2015 | 2020 | 2025 | 2030 | 2035 | 2040 | ReportingType | 2015 | 2020 | 2025 | 2030 | 2035 | 2040
| ==== Emission Program: Carbon_CA : (CO2) ==== | ALB | West | Other Renew | BM | 0 | 0 | 0 | 0 | 0 | 0 | BM | 0 | 0 | 0 | 0 | 0 | 0
| ==== Emission Program: Carbon_CA : (CO2) ==== | ALB | West | CC | CC | 238.95 | 339.32 | 115.64 | 0 | 0 | 0.01 | CC | 238.99 | 339.37 | 115.71 | 0 | 0 | 0
| ==== Emission Program: Carbon_CA : (CO2) ==== | ALB | West | Other Renew | CSP | 0 | 0 | 0 | 0 | 0 | 0 | CSP | 0 | 0 | 0 | 0 | 0 | 0
| ==== Emission Program: Carbon_CA : (CO2) ==== | ALB | West | CT | CT | 0 | 0 | 0 | 0 | 0 | 0 | CT | 0 | 0 | 0 | 0 | 0 | 0
| ==== Emission Program: Carbon_CA : (CO2) ==== | ALB | West | Coal | Coal | 888.98 | 1262.28 | 0.02 | 0.02 | 0.02 | 0.02 | Coal | 888.85 | 1262.17 | 0 | 0 | 0 | 0
| ==== Emission Program: Carbon_CA : (CO2) ==== | ALB | West | Other Renew | Geo | 0 | 0 | 0 | 0 | 0 | 0 | Geo | 0 | 0 | 0 | 0 | 0 | 0
| ==== Emission Program: Carbon_CA : (CO2) ==== | ALB | West | Hydro | H | 0 | 0 | 0 | 0 | 0 | 0 | H | 0 | 0 | 0 | 0 | 0 | 0
| ==== Emission Program: Carbon_CA : (CO2) ==== | ALB | West | Other Renew | LFG | 0 | 0 | 0 | 0 | 0 | 0 | LFG | 0 | 0 | 0 | 0 | 0 | 0
| ==== Emission Program: Carbon_CA : (CO2) ==== | ALB | West | Nuclear | Nuc | 0 | 0 | 0 | 0 | 0 | 0 | Nuc | 0 | 0 | 0 | 0 | 0 | 0
| ==== Emission Program: Carbon_CA : (CO2) ==== | ALB | West | Other | PS | 0 | 0 | 0 | 0 | 0 | 0 | PS | 0 | 0 | 0 | 0 | 0 | 0
| ==== Emission Program: Carbon_CA : (CO2) ==== | ALB | West | Other Renew | PV | 0 | 0 | 0 | 0 | 0 | 0 | PV | 0 | 0 | 0 | 0 | 0 | 0
| ==== Emission Program: Carbon_CA : (CO2) ==== | ALB | West | CT | PeakG | 0 | 0 | 0 | 0 | 0 | 1.76 | PeakG | 0 | 0 | 0 | 0 | 0 | 1.76
| ==== Emission Program: Carbon_CA : (CO2) ==== | ALB | West | CT | PeakO | 0 | 0 | 0 | 0 | 0 | 0 | PeakO | 0 | 0 | 0 | 0 | 0 | 0
| ==== Emission Program: Carbon_CA : (CO2) ==== | ALB | West | Other Renew | ST | 0 | 0 | 0 | 0 | 0 | 0 | ST | 0 | 0 | 0 | 0 | 0 | 0
| ==== Emission Program: Carbon_CA : (CO2) ==== | ALB | West | Steam O/G | STOG | 0 | 0 | 0 | 0 | 0 | 0 | STOG | 0 | 0 | 0 | 0 | 0 | 0
| ==== Emission Program: Carbon_CA : (CO2) ==== | ALB | West | Other Renew | STWD | 0 | 0 | 0 | 0 | 0 | 0 | STWD | 0 | 0 | 0 | 0 | 0 | 0
| ==== Emission Program: Carbon_CA : (CO2) ==== | ALB | West | On-shore Wind | WT | 0 | 0 | 0 | 0 | 0 | 0 | WT | 0 | 0 | 0 | 0 | 0 | 0
| ==== Emission Program: Carbon_CA : (CO2) ==== | ALB | West | Coal | IGCC | 0 | 0 | 0 | 0 | 0 | 0 | IGCC | 0 | 0 | 0 | 0 | 0 | 0
| ==== Emission Program: Carbon_CA : (CO2) ==== | ALB | West | DR | DemandResponse | 0 | 0 | 0 | 0 | 0 | 0 | DemandResponse | 0 | 0 | 0 | 0 | 0 | 0
| ==== Emission Program: Carbon_CA : (CO2) ==== | ALB | West | Coal-CCS | IGCC-CCS | 0 | 0 | 0 | 0 | 0 | 0 | IGCC-CCS | 0 | 0 | 0 | 0 | 0 | 0
| ==== Emission Program: Carbon_CA : (CO2) ==== | ALB | West | Off-shore Wind | WT_off | 0 | 0 | 0 | 0 | 0 | 0 | WT_off | 0 | 0 | 0 | 0 | 0 | 0
| ==== Emission Program: Carbon_CA : (CO2) ==== | ALB | West | Other | PseudoUnit | 0 | 0 | 0 | 0 | 0 | 0 | PseudoUnit | 0 | 0 | 0 | 0 | 0 | 0
| ==== Emission Program: Carbon_CA : (CO2) ==== | ALB | West | HQ/Maritimes | FixedInterchange | 0 | 0 | 0 | 0 | 0 | 0 | FixedInterchange | 0 | 0 | 0 | 0 | 0 | 0
==== Emission Program: Carbon_CA : (CO2) ====
| ==== Emission Program: Carbon_CA : (CO2) ==== |  |  |  | Emission Cost by Reporting Type: BC | [6 empty] | Emission Cost by Reporting Type: BC
| ==== Emission Program: Carbon_CA : (CO2) ==== |  |  |  | ReportingType | 2015 | 2020 | 2025 | 2030 | 2035 | 2040 | ReportingType | 2015 | 2020 | 2025 | 2030 | 2035 | 2040
| ==== Emission Program: Carbon_CA : (CO2) ==== | BC | West | Other Renew | BM | 0 | 0 | 0 | 0 | 0 | 0 | BM | 0 | 0 | 0 | 0 | 0 | 0
| ==== Emission Program: Carbon_CA : (CO2) ==== | BC | West | CC | CC | 15.99 | 22.71 | 0.01 | 0 | 0 | 0 | CC | 15.99 | 22.7 | 0 | 0 | 0 | 0
| ==== Emission Program: Carbon_CA : (CO2) ==== | BC | West | Other Renew | CSP | 0 | 0 | 0 | 0 | 0 | 0 | CSP | 0 | 0 | 0 | 0 | 0 | 0
| ==== Emission Program: Carbon_CA : (CO2) ==== | BC | West | CT | CT | 0 | 0 | 0 | 0 | 0 | 0 | CT | 0 | 0 | 0 | 0 | 0 | 0
| ==== Emission Program: Carbon_CA : (CO2) ==== | BC | West | Coal | Coal | 0 | 0 | 0 | 0 | 0 | 0 | Coal | 0 | 0 | 0 | 0 | 0 | 0
| ==== Emission Program: Carbon_CA : (CO2) ==== | BC | West | Other Renew | Geo | 0 | 0 | 0 | 0 | 0 | 0 | Geo | 0 | 0 | 0 | 0 | 0 | 0
| ==== Emission Program: Carbon_CA : (CO2) ==== | BC | West | Hydro | H | 0 | 0 | 0 | 0 | 0 | 0 | H | 0 | 0 | 0 | 0 | 0 | 0
| ==== Emission Program: Carbon_CA : (CO2) ==== | BC | West | Other Renew | LFG | 0 | 0 | 0 | 0 | 0 | 0 | LFG | 0 | 0 | 0 | 0 | 0 | 0
| ==== Emission Program: Carbon_CA : (CO2) ==== | BC | West | Nuclear | Nuc | 0 | 0 | 0 | 0 | 0 | 0 | Nuc | 0 | 0 | 0 | 0 | 0 | 0
| ==== Emission Program: Carbon_CA : (CO2) ==== | BC | West | Other | PS | 0 | 0 | 0 | 0 | 0 | 0 | PS | 0 | 0 | 0 | 0 | 0 | 0
| ==== Emission Program: Carbon_CA : (CO2) ==== | BC | West | Other Renew | PV | 0 | 0 | 0 | 0 | 0 | 0 | PV | 0 | 0 | 0 | 0 | 0 | 0
| ==== Emission Program: Carbon_CA : (CO2) ==== | BC | West | CT | PeakG | 0 | 0 | 0 | 0 | 0 | 0 | PeakG | 0 | 0 | 0 | 0 | 0 | 0
| ==== Emission Program: Carbon_CA : (CO2) ==== | BC | West | CT | PeakO | 0 | 0 | 0 | 0 | 0 | 0 | PeakO | 0 | 0 | 0 | 0 | 0 | 0
| ==== Emission Program: Carbon_CA : (CO2) ==== | BC | West | Other Renew | ST | 0 | 0 | 0 | 0 | 0 | 0 | ST | 0 | 0 | 0 | 0 | 0 | 0
| ==== Emission Program: Carbon_CA : (CO2) ==== | BC | West | Steam O/G | STOG | 0 | 0 | 0 | 0 | 0 | 0 | STOG | 0 | 0 | 0 | 0 | 0 | 0
| ==== Emission Program: Carbon_CA : (CO2) ==== | BC | West | Other Renew | STWD | 0 | 0 | 0 | 0 | 0 | 0 | STWD | 0 | 0 | 0 | 0 | 0 | 0
| ==== Emission Program: Carbon_CA : (CO2) ==== | BC | West | On-shore Wind | WT | 0 | 0 | 0 | 0 | 0 | 0 | WT | 0 | 0 | 0 | 0 | 0 | 0
| ==== Emission Program: Carbon_CA : (CO2) ==== | BC | West | Coal | IGCC | 0 | 0 | 0 | 0 | 0 | 0 | IGCC | 0 | 0 | 0 | 0 | 0 | 0
| ==== Emission Program: Carbon_CA : (CO2) ==== | BC | West | DR | DemandResponse | 0 | 0 | 0 | 0 | 0 | 0 | DemandResponse | 0 | 0 | 0 | 0 | 0 | 0
| ==== Emission Program: Carbon_CA : (CO2) ==== | BC | West | Coal-CCS | IGCC-CCS | 0 | 0 | 0 | 0 | 0 | 0 | IGCC-CCS | 0 | 0 | 0 | 0 | 0 | 0
| ==== Emission Program: Carbon_CA : (CO2) ==== | BC | West | Off-shore Wind | WT_off | 0 | 0 | 0 | 0 | 0 | 0 | WT_off | 0 | 0 | 0 | 0 | 0 | 0
| ==== Emission Program: Carbon_CA : (CO2) ==== | BC | West | Other | PseudoUnit | 0 | 0 | 0 | 0 | 0 | 0 | PseudoUnit | 0 | 0 | 0 | 0 | 0 | 0
| ==== Emission Program: Carbon_CA : (CO2) ==== | BC | West | HQ/Maritimes | FixedInterchange | 0 | 0 | 0 | 0 | 0 | 0 | FixedInterchange | 0 | 0 | 0 | 0 | 0 | 0
==== Emission Program: Carbon_CA : (CO2) ====
| ==== Emission Program: Carbon_CA : (CO2) ==== |  |  |  | Emission Cost by Reporting Type: HQ_IESO | [6 empty] | Emission Cost by Reporting Type: HQ_IESO
| ==== Emission Program: Carbon_CA : (CO2) ==== |  |  |  | ReportingType | 2015 | 2020 | 2025 | 2030 | 2035 | 2040 | ReportingType | 2015 | 2020 | 2025 | 2030 | 2035 | 2040
| ==== Emission Program: Carbon_CA : (CO2) ==== | HQ_IESO | HQ/Maritimes | Other Renew | BM | 0 | 0 | 0 | 0 | 0 | 0 | BM | 0 | 0 | 0 | 0 | 0 | 0
| ==== Emission Program: Carbon_CA : (CO2) ==== | HQ_IESO | HQ/Maritimes | CC | CC | 0 | 0 | 0 | 0 | 0 | 0 | CC | 0 | 0 | 0 | 0 | 0 | 0
| ==== Emission Program: Carbon_CA : (CO2) ==== | HQ_IESO | HQ/Maritimes | Other Renew | CSP | 0 | 0 | 0 | 0 | 0 | 0 | CSP | 0 | 0 | 0 | 0 | 0 | 0
| ==== Emission Program: Carbon_CA : (CO2) ==== | HQ_IESO | HQ/Maritimes | CT | CT | 0 | 0 | 0 | 0 | 0 | 0 | CT | 0 | 0 | 0 | 0 | 0 | 0
| ==== Emission Program: Carbon_CA : (CO2) ==== | HQ_IESO | HQ/Maritimes | Coal | Coal | 0 | 0 | 0 | 0 | 0 | 0 | Coal | 0 | 0 | 0 | 0 | 0 | 0
| ==== Emission Program: Carbon_CA : (CO2) ==== | HQ_IESO | HQ/Maritimes | Other Renew | Geo | 0 | 0 | 0 | 0 | 0 | 0 | Geo | 0 | 0 | 0 | 0 | 0 | 0
| ==== Emission Program: Carbon_CA : (CO2) ==== | HQ_IESO | HQ/Maritimes | Hydro | H | 0 | 0 | 0 | 0 | 0 | 0 | H | 0 | 0 | 0 | 0 | 0 | 0
| ==== Emission Program: Carbon_CA : (CO2) ==== | HQ_IESO | HQ/Maritimes | Other Renew | LFG | 0 | 0 | 0 | 0 | 0 | 0 | LFG | 0 | 0 | 0 | 0 | 0 | 0
| ==== Emission Program: Carbon_CA : (CO2) ==== | HQ_IESO | HQ/Maritimes | Nuclear | Nuc | 0 | 0 | 0 | 0 | 0 | 0 | Nuc | 0 | 0 | 0 | 0 | 0 | 0
| ==== Emission Program: Carbon_CA : (CO2) ==== | HQ_IESO | HQ/Maritimes | Other | PS | 0 | 0 | 0 | 0 | 0 | 0 | PS | 0 | 0 | 0 | 0 | 0 | 0
| ==== Emission Program: Carbon_CA : (CO2) ==== | HQ_IESO | HQ/Maritimes | Other Renew | PV | 0 | 0 | 0 | 0 | 0 | 0 | PV | 0 | 0 | 0 | 0 | 0 | 0
| ==== Emission Program: Carbon_CA : (CO2) ==== | HQ_IESO | HQ/Maritimes | CT | PeakG | 0 | 0 | 0 | 0 | 0 | 0 | PeakG | 0 | 0 | 0 | 0 | 0 | 0
| ==== Emission Program: Carbon_CA : (CO2) ==== | HQ_IESO | HQ/Maritimes | CT | PeakO | 0 | 0 | 0 | 0 | 0 | 0 | PeakO | 0 | 0 | 0 | 0 | 0 | 0
| ==== Emission Program: Carbon_CA : (CO2) ==== | HQ_IESO | HQ/Maritimes | Other Renew | ST | 0 | 0 | 0 | 0 | 0 | 0 | ST | 0 | 0 | 0 | 0 | 0 | 0
| ==== Emission Program: Carbon_CA : (CO2) ==== | HQ_IESO | HQ/Maritimes | Steam O/G | STOG | 0 | 0 | 0 | 0 | 0 | 0 | STOG | 0 | 0 | 0 | 0 | 0 | 0
| ==== Emission Program: Carbon_CA : (CO2) ==== | HQ_IESO | HQ/Maritimes | Other Renew | STWD | 0 | 0 | 0 | 0 | 0 | 0 | STWD | 0 | 0 | 0 | 0 | 0 | 0
| ==== Emission Program: Carbon_CA : (CO2) ==== | HQ_IESO | HQ/Maritimes | On-shore Wind | WT | 0 | 0 | 0 | 0 | 0 | 0 | WT | 0 | 0 | 0 | 0 | 0 | 0
| ==== Emission Program: Carbon_CA : (CO2) ==== | HQ_IESO | HQ/Maritimes | Coal | IGCC | 0 | 0 | 0 | 0 | 0 | 0 | IGCC | 0 | 0 | 0 | 0 | 0 | 0
| ==== Emission Program: Carbon_CA : (CO2) ==== | HQ_IESO | HQ/Maritimes | DR | DemandResponse | 0 | 0 | 0 | 0 | 0 | 0 | DemandResponse | 0 | 0 | 0 | 0 | 0 | 0
| ==== Emission Program: Carbon_CA : (CO2) ==== | HQ_IESO | HQ/Maritimes | Coal-CCS | IGCC-CCS | 0 | 0 | 0 | 0 | 0 | 0 | IGCC-CCS | 0 | 0 | 0 | 0 | 0 | 0
| ==== Emission Program: Carbon_CA : (CO2) ==== | HQ_IESO | HQ/Maritimes | Off-shore Wind | WT_off | 0 | 0 | 0 | 0 | 0 | 0 | WT_off | 0 | 0 | 0 | 0 | 0 | 0
| ==== Emission Program: Carbon_CA : (CO2) ==== | HQ_IESO | HQ/Maritimes | Other | PseudoUnit | 0 | 0 | 0 | 0 | 0 | 0 | PseudoUnit | 0 | 0 | 0 | 0 | 0 | 0
| ==== Emission Program: Carbon_CA : (CO2) ==== | HQ_IESO | HQ/Maritimes | HQ/Maritimes | FixedInterchange | 0 | 0 | 0 | 0 | 0 | 0 | FixedInterchange | 0 | 0 | 0 | 0 | 0 | 0
==== Emission Program: Carbon_CA : (CO2) ====
| ==== Emission Program: Carbon_CA : (CO2) ==== |  |  |  | Emission Cost by Reporting Type: HQ_NEISO | [6 empty] | Emission Cost by Reporting Type: HQ_NEISO
| ==== Emission Program: Carbon_CA : (CO2) ==== |  |  |  | ReportingType | 2015 | 2020 | 2025 | 2030 | 2035 | 2040 | ReportingType | 2015 | 2020 | 2025 | 2030 | 2035 | 2040
| ==== Emission Program: Carbon_CA : (CO2) ==== | HQ_NEISO | HQ/Maritimes | Other Renew | BM | 0 | 0 | 0 | 0 | 0 | 0 | BM | 0 | 0 | 0 | 0 | 0 | 0
| ==== Emission Program: Carbon_CA : (CO2) ==== | HQ_NEISO | HQ/Maritimes | CC | CC | 0 | 0 | 0 | 0 | 0 | 0 | CC | 0 | 0 | 0 | 0 | 0 | 0
| ==== Emission Program: Carbon_CA : (CO2) ==== | HQ_NEISO | HQ/Maritimes | Other Renew | CSP | 0 | 0 | 0 | 0 | 0 | 0 | CSP | 0 | 0 | 0 | 0 | 0 | 0
| ==== Emission Program: Carbon_CA : (CO2) ==== | HQ_NEISO | HQ/Maritimes | CT | CT | 0 | 0 | 0 | 0 | 0 | 0 | CT | 0 | 0 | 0 | 0 | 0 | 0
| ==== Emission Program: Carbon_CA : (CO2) ==== | HQ_NEISO | HQ/Maritimes | Coal | Coal | 0 | 0 | 0 | 0 | 0 | 0 | Coal | 0 | 0 | 0 | 0 | 0 | 0
| ==== Emission Program: Carbon_CA : (CO2) ==== | HQ_NEISO | HQ/Maritimes | Other Renew | Geo | 0 | 0 | 0 | 0 | 0 | 0 | Geo | 0 | 0 | 0 | 0 | 0 | 0
| ==== Emission Program: Carbon_CA : (CO2) ==== | HQ_NEISO | HQ/Maritimes | Hydro | H | 0 | 0 | 0 | 0 | 0 | 0 | H | 0 | 0 | 0 | 0 | 0 | 0
| ==== Emission Program: Carbon_CA : (CO2) ==== | HQ_NEISO | HQ/Maritimes | Other Renew | LFG | 0 | 0 | 0 | 0 | 0 | 0 | LFG | 0 | 0 | 0 | 0 | 0 | 0
| ==== Emission Program: Carbon_CA : (CO2) ==== | HQ_NEISO | HQ/Maritimes | Nuclear | Nuc | 0 | 0 | 0 | 0 | 0 | 0 | Nuc | 0 | 0 | 0 | 0 | 0 | 0
| ==== Emission Program: Carbon_CA : (CO2) ==== | HQ_NEISO | HQ/Maritimes | Other | PS | 0 | 0 | 0 | 0 | 0 | 0 | PS | 0 | 0 | 0 | 0 | 0 | 0
| ==== Emission Program: Carbon_CA : (CO2) ==== | HQ_NEISO | HQ/Maritimes | Other Renew | PV | 0 | 0 | 0 | 0 | 0 | 0 | PV | 0 | 0 | 0 | 0 | 0 | 0
| ==== Emission Program: Carbon_CA : (CO2) ==== | HQ_NEISO | HQ/Maritimes | CT | PeakG | 0 | 0 | 0 | 0 | 0 | 0 | PeakG | 0 | 0 | 0 | 0 | 0 | 0
| ==== Emission Program: Carbon_CA : (CO2) ==== | HQ_NEISO | HQ/Maritimes | CT | PeakO | 0 | 0 | 0 | 0 | 0 | 0 | PeakO | 0 | 0 | 0 | 0 | 0 | 0
| ==== Emission Program: Carbon_CA : (CO2) ==== | HQ_NEISO | HQ/Maritimes | Other Renew | ST | 0 | 0 | 0 | 0 | 0 | 0 | ST | 0 | 0 | 0 | 0 | 0 | 0
| ==== Emission Program: Carbon_CA : (CO2) ==== | HQ_NEISO | HQ/Maritimes | Steam O/G | STOG | 0 | 0 | 0 | 0 | 0 | 0 | STOG | 0 | 0 | 0 | 0 | 0 | 0
| ==== Emission Program: Carbon_CA : (CO2) ==== | HQ_NEISO | HQ/Maritimes | Other Renew | STWD | 0 | 0 | 0 | 0 | 0 | 0 | STWD | 0 | 0 | 0 | 0 | 0 | 0
| ==== Emission Program: Carbon_CA : (CO2) ==== | HQ_NEISO | HQ/Maritimes | On-shore Wind | WT | 0 | 0 | 0 | 0 | 0 | 0 | WT | 0 | 0 | 0 | 0 | 0 | 0
| ==== Emission Program: Carbon_CA : (CO2) ==== | HQ_NEISO | HQ/Maritimes | Coal | IGCC | 0 | 0 | 0 | 0 | 0 | 0 | IGCC | 0 | 0 | 0 | 0 | 0 | 0
| ==== Emission Program: Carbon_CA : (CO2) ==== | HQ_NEISO | HQ/Maritimes | DR | DemandResponse | 0 | 0 | 0 | 0 | 0 | 0 | DemandResponse | 0 | 0 | 0 | 0 | 0 | 0
| ==== Emission Program: Carbon_CA : (CO2) ==== | HQ_NEISO | HQ/Maritimes | Coal-CCS | IGCC-CCS | 0 | 0 | 0 | 0 | 0 | 0 | IGCC-CCS | 0 | 0 | 0 | 0 | 0 | 0
| ==== Emission Program: Carbon_CA : (CO2) ==== | HQ_NEISO | HQ/Maritimes | Off-shore Wind | WT_off | 0 | 0 | 0 | 0 | 0 | 0 | WT_off | 0 | 0 | 0 | 0 | 0 | 0
| ==== Emission Program: Carbon_CA : (CO2) ==== | HQ_NEISO | HQ/Maritimes | Other | PseudoUnit | 0 | 0 | 0 | 0 | 0 | 0 | PseudoUnit | 0 | 0 | 0 | 0 | 0 | 0
| ==== Emission Program: Carbon_CA : (CO2) ==== | HQ_NEISO | HQ/Maritimes | HQ/Maritimes | FixedInterchange | 0 | 0 | 0 | 0 | 0 | 0 | FixedInterchange | 0 | 0 | 0 | 0 | 0 | 0
==== Emission Program: Carbon_CA : (CO2) ====
| ==== Emission Program: Carbon_CA : (CO2) ==== |  |  |  | Emission Cost by Reporting Type: HQ_NY | [6 empty] | Emission Cost by Reporting Type: HQ_NY
| ==== Emission Program: Carbon_CA : (CO2) ==== |  |  |  | ReportingType | 2015 | 2020 | 2025 | 2030 | 2035 | 2040 | ReportingType | 2015 | 2020 | 2025 | 2030 | 2035 | 2040
| ==== Emission Program: Carbon_CA : (CO2) ==== | HQ_NY | HQ/Maritimes | Other Renew | BM | 0 | 0 | 0 | 0 | 0 | 0 | BM | 0 | 0 | 0 | 0 | 0 | 0
| ==== Emission Program: Carbon_CA : (CO2) ==== | HQ_NY | HQ/Maritimes | CC | CC | 0 | 0 | 0 | 0 | 0 | 0 | CC | 0 | 0 | 0 | 0 | 0 | 0
| ==== Emission Program: Carbon_CA : (CO2) ==== | HQ_NY | HQ/Maritimes | Other Renew | CSP | 0 | 0 | 0 | 0 | 0 | 0 | CSP | 0 | 0 | 0 | 0 | 0 | 0
| ==== Emission Program: Carbon_CA : (CO2) ==== | HQ_NY | HQ/Maritimes | CT | CT | 0 | 0 | 0 | 0 | 0 | 0 | CT | 0 | 0 | 0 | 0 | 0 | 0
| ==== Emission Program: Carbon_CA : (CO2) ==== | HQ_NY | HQ/Maritimes | Coal | Coal | 0 | 0 | 0 | 0 | 0 | 0 | Coal | 0 | 0 | 0 | 0 | 0 | 0
| ==== Emission Program: Carbon_CA : (CO2) ==== | HQ_NY | HQ/Maritimes | Other Renew | Geo | 0 | 0 | 0 | 0 | 0 | 0 | Geo | 0 | 0 | 0 | 0 | 0 | 0
| ==== Emission Program: Carbon_CA : (CO2) ==== | HQ_NY | HQ/Maritimes | Hydro | H | 0 | 0 | 0 | 0 | 0 | 0 | H | 0 | 0 | 0 | 0 | 0 | 0
| ==== Emission Program: Carbon_CA : (CO2) ==== | HQ_NY | HQ/Maritimes | Other Renew | LFG | 0 | 0 | 0 | 0 | 0 | 0 | LFG | 0 | 0 | 0 | 0 | 0 | 0
| ==== Emission Program: Carbon_CA : (CO2) ==== | HQ_NY | HQ/Maritimes | Nuclear | Nuc | 0 | 0 | 0 | 0 | 0 | 0 | Nuc | 0 | 0 | 0 | 0 | 0 | 0
| ==== Emission Program: Carbon_CA : (CO2) ==== | HQ_NY | HQ/Maritimes | Other | PS | 0 | 0 | 0 | 0 | 0 | 0 | PS | 0 | 0 | 0 | 0 | 0 | 0
| ==== Emission Program: Carbon_CA : (CO2) ==== | HQ_NY | HQ/Maritimes | Other Renew | PV | 0 | 0 | 0 | 0 | 0 | 0 | PV | 0 | 0 | 0 | 0 | 0 | 0
| ==== Emission Program: Carbon_CA : (CO2) ==== | HQ_NY | HQ/Maritimes | CT | PeakG | 0 | 0 | 0 | 0 | 0 | 0 | PeakG | 0 | 0 | 0 | 0 | 0 | 0
| ==== Emission Program: Carbon_CA : (CO2) ==== | HQ_NY | HQ/Maritimes | CT | PeakO | 0 | 0 | 0 | 0 | 0 | 0 | PeakO | 0 | 0 | 0 | 0 | 0 | 0
| ==== Emission Program: Carbon_CA : (CO2) ==== | HQ_NY | HQ/Maritimes | Other Renew | ST | 0 | 0 | 0 | 0 | 0 | 0 | ST | 0 | 0 | 0 | 0 | 0 | 0
| ==== Emission Program: Carbon_CA : (CO2) ==== | HQ_NY | HQ/Maritimes | Steam O/G | STOG | 0 | 0 | 0 | 0 | 0 | 0 | STOG | 0 | 0 | 0 | 0 | 0 | 0
| ==== Emission Program: Carbon_CA : (CO2) ==== | HQ_NY | HQ/Maritimes | Other Renew | STWD | 0 | 0 | 0 | 0 | 0 | 0 | STWD | 0 | 0 | 0 | 0 | 0 | 0
| ==== Emission Program: Carbon_CA : (CO2) ==== | HQ_NY | HQ/Maritimes | On-shore Wind | WT | 0 | 0 | 0 | 0 | 0 | 0 | WT | 0 | 0 | 0 | 0 | 0 | 0
| ==== Emission Program: Carbon_CA : (CO2) ==== | HQ_NY | HQ/Maritimes | Coal | IGCC | 0 | 0 | 0 | 0 | 0 | 0 | IGCC | 0 | 0 | 0 | 0 | 0 | 0
| ==== Emission Program: Carbon_CA : (CO2) ==== | HQ_NY | HQ/Maritimes | DR | DemandResponse | 0 | 0 | 0 | 0 | 0 | 0 | DemandResponse | 0 | 0 | 0 | 0 | 0 | 0
| ==== Emission Program: Carbon_CA : (CO2) ==== | HQ_NY | HQ/Maritimes | Coal-CCS | IGCC-CCS | 0 | 0 | 0 | 0 | 0 | 0 | IGCC-CCS | 0 | 0 | 0 | 0 | 0 | 0
| ==== Emission Program: Carbon_CA : (CO2) ==== | HQ_NY | HQ/Maritimes | Off-shore Wind | WT_off | 0 | 0 | 0 | 0 | 0 | 0 | WT_off | 0 | 0 | 0 | 0 | 0 | 0
| ==== Emission Program: Carbon_CA : (CO2) ==== | HQ_NY | HQ/Maritimes | Other | PseudoUnit | 0 | 0 | 0 | 0 | 0 | 0 | PseudoUnit | 0 | 0 | 0 | 0 | 0 | 0
| ==== Emission Program: Carbon_CA : (CO2) ==== | HQ_NY | HQ/Maritimes | HQ/Maritimes | FixedInterchange | 0 | 0 | 0 | 0 | 0 | 0 | FixedInterchange | 0 | 0 | 0 | 0 | 0 | 0
==== Emission Program: Carbon_CA : (CO2) ====
| ==== Emission Program: Carbon_CA : (CO2) ==== |  |  |  | Emission Cost by Reporting Type: MARITIMES | [6 empty] | Emission Cost by Reporting Type: MARITIMES
| ==== Emission Program: Carbon_CA : (CO2) ==== |  |  |  | ReportingType | 2015 | 2020 | 2025 | 2030 | 2035 | 2040 | ReportingType | 2015 | 2020 | 2025 | 2030 | 2035 | 2040
| ==== Emission Program: Carbon_CA : (CO2) ==== | MARITIMES | HQ/Maritimes | Other Renew | BM | 0 | 0 | 0 | 0 | 0 | 0 | BM | 0 | 0 | 0 | 0 | 0 | 0
| ==== Emission Program: Carbon_CA : (CO2) ==== | MARITIMES | HQ/Maritimes | CC | CC | 0 | 0 | 0 | 0 | 0 | 0 | CC | 0 | 0 | 0 | 0 | 0 | 0
| ==== Emission Program: Carbon_CA : (CO2) ==== | MARITIMES | HQ/Maritimes | Other Renew | CSP | 0 | 0 | 0 | 0 | 0 | 0 | CSP | 0 | 0 | 0 | 0 | 0 | 0
| ==== Emission Program: Carbon_CA : (CO2) ==== | MARITIMES | HQ/Maritimes | CT | CT | 0 | 0 | 0 | 0 | 0 | 0 | CT | 0 | 0 | 0 | 0 | 0 | 0
| ==== Emission Program: Carbon_CA : (CO2) ==== | MARITIMES | HQ/Maritimes | Coal | Coal | 0 | 0 | 0 | 0 | 0 | 0 | Coal | 0 | 0 | 0 | 0 | 0 | 0
| ==== Emission Program: Carbon_CA : (CO2) ==== | MARITIMES | HQ/Maritimes | Other Renew | Geo | 0 | 0 | 0 | 0 | 0 | 0 | Geo | 0 | 0 | 0 | 0 | 0 | 0
| ==== Emission Program: Carbon_CA : (CO2) ==== | MARITIMES | HQ/Maritimes | Hydro | H | 0 | 0 | 0 | 0 | 0 | 0 | H | 0 | 0 | 0 | 0 | 0 | 0
| ==== Emission Program: Carbon_CA : (CO2) ==== | MARITIMES | HQ/Maritimes | Other Renew | LFG | 0 | 0 | 0 | 0 | 0 | 0 | LFG | 0 | 0 | 0 | 0 | 0 | 0
| ==== Emission Program: Carbon_CA : (CO2) ==== | MARITIMES | HQ/Maritimes | Nuclear | Nuc | 0 | 0 | 0 | 0 | 0 | 0 | Nuc | 0 | 0 | 0 | 0 | 0 | 0
| ==== Emission Program: Carbon_CA : (CO2) ==== | MARITIMES | HQ/Maritimes | Other | PS | 0 | 0 | 0 | 0 | 0 | 0 | PS | 0 | 0 | 0 | 0 | 0 | 0
| ==== Emission Program: Carbon_CA : (CO2) ==== | MARITIMES | HQ/Maritimes | Other Renew | PV | 0 | 0 | 0 | 0 | 0 | 0 | PV | 0 | 0 | 0 | 0 | 0 | 0
| ==== Emission Program: Carbon_CA : (CO2) ==== | MARITIMES | HQ/Maritimes | CT | PeakG | 0 | 0 | 0 | 0 | 0 | 0 | PeakG | 0 | 0 | 0 | 0 | 0 | 0
| ==== Emission Program: Carbon_CA : (CO2) ==== | MARITIMES | HQ/Maritimes | CT | PeakO | 0 | 0 | 0 | 0 | 0 | 0 | PeakO | 0 | 0 | 0 | 0 | 0 | 0
| ==== Emission Program: Carbon_CA : (CO2) ==== | MARITIMES | HQ/Maritimes | Other Renew | ST | 0 | 0 | 0 | 0 | 0 | 0 | ST | 0 | 0 | 0 | 0 | 0 | 0
| ==== Emission Program: Carbon_CA : (CO2) ==== | MARITIMES | HQ/Maritimes | Steam O/G | STOG | 0 | 0 | 0 | 0 | 0 | 0 | STOG | 0 | 0 | 0 | 0 | 0 | 0
| ==== Emission Program: Carbon_CA : (CO2) ==== | MARITIMES | HQ/Maritimes | Other Renew | STWD | 0 | 0 | 0 | 0 | 0 | 0 | STWD | 0 | 0 | 0 | 0 | 0 | 0
| ==== Emission Program: Carbon_CA : (CO2) ==== | MARITIMES | HQ/Maritimes | On-shore Wind | WT | 0 | 0 | 0 | 0 | 0 | 0 | WT | 0 | 0 | 0 | 0 | 0 | 0
| ==== Emission Program: Carbon_CA : (CO2) ==== | MARITIMES | HQ/Maritimes | Coal | IGCC | 0 | 0 | 0 | 0 | 0 | 0 | IGCC | 0 | 0 | 0 | 0 | 0 | 0
| ==== Emission Program: Carbon_CA : (CO2) ==== | MARITIMES | HQ/Maritimes | DR | DemandResponse | 0 | 0 | 0 | 0 | 0 | 0 | DemandResponse | 0 | 0 | 0 | 0 | 0 | 0
| ==== Emission Program: Carbon_CA : (CO2) ==== | MARITIMES | HQ/Maritimes | Coal-CCS | IGCC-CCS | 0 | 0 | 0 | 0 | 0 | 0 | IGCC-CCS | 0 | 0 | 0 | 0 | 0 | 0
| ==== Emission Program: Carbon_CA : (CO2) ==== | MARITIMES | HQ/Maritimes | Off-shore Wind | WT_off | 0 | 0 | 0 | 0 | 0 | 0 | WT_off | 0 | 0 | 0 | 0 | 0 | 0
| ==== Emission Program: Carbon_CA : (CO2) ==== | MARITIMES | HQ/Maritimes | Other | PseudoUnit | 0 | 0 | 0 | 0 | 0 | 0 | PseudoUnit | 0 | 0 | 0 | 0 | 0 | 0
| ==== Emission Program: Carbon_CA : (CO2) ==== | MARITIMES | HQ/Maritimes | HQ/Maritimes | FixedInterchange | 0 | 0 | 0 | 0 | 0 | 0 | FixedInterchange | 0 | 0 | 0 | 0 | 0 | 0
==== Emission Program: Carbon_CA : (CO2) ====
| ==== Emission Program: Carbon_CA : (CO2) ==== |  |  |  | Emission Cost by Reporting Type: All | [6 empty] | Emission Cost by Reporting Type: All
| ==== Emission Program: Carbon_CA : (CO2) ==== |  |  |  | ReportingType | 2015 | 2020 | 2025 | 2030 | 2035 | 2040 | ReportingType | 2015 | 2020 | 2025 | 2030 | 2035 | 2040
| ==== Emission Program: Carbon_CA : (CO2) ==== | All | All | Other Renew | BM | 0 | 0 | 0 | 0 | 0 | 0 | BM | 0 | 0 | 0 | 0 | 0 | 0
| ==== Emission Program: Carbon_CA : (CO2) ==== | All | All | CC | CC | 14957.82 | 23684.3 | 33164.58 | 55478.7 | 52542.58 | 36780.25 | CC | 15656.64 | 25635.36 | 41672.09 | 66641.76 | 69052.12 | 39536.06
| ==== Emission Program: Carbon_CA : (CO2) ==== | All | All | Other Renew | CSP | 0 | 0 | 0 | 0 | 0 | 0 | CSP | 0 | 0 | 0 | 0 | 0 | 0
| ==== Emission Program: Carbon_CA : (CO2) ==== | All | All | CT | CT | 8.1 | 10.9 | 9.76 | 22.19 | 1.16 | 1.08 | CT | 9.02 | 22.82 | 39.87 | 33.8 | 5.29 | 19.53
| ==== Emission Program: Carbon_CA : (CO2) ==== | All | All | Coal | Coal | 29420.91 | 18293.2 | 2015.73 | 636.26 | 2056.85 | 2995.23 | Coal | 27351.51 | 16948.24 | 2762.18 | 751.82 | 2215.43 | 3181.62
| ==== Emission Program: Carbon_CA : (CO2) ==== | All | All | Other Renew | Geo | 0 | 0 | 0 | 0 | 0 | 0 | Geo | 0 | 0 | 0 | 0 | 0 | 0
| ==== Emission Program: Carbon_CA : (CO2) ==== | All | All | Hydro | H | 0 | 0 | 0 | 0 | 0 | 0 | H | 0 | 0 | 0 | 0 | 0 | 0
| ==== Emission Program: Carbon_CA : (CO2) ==== | All | All | Other Renew | LFG | 0 | 0 | 0 | 0 | 0 | 0 | LFG | 0 | 0 | 0 | 0 | 0 | 0
| ==== Emission Program: Carbon_CA : (CO2) ==== | All | All | Nuclear | Nuc | 0 | 0 | 0 | 0 | 0 | 0 | Nuc | 0 | 0 | 0 | 0 | 0 | 0
| ==== Emission Program: Carbon_CA : (CO2) ==== | All | All | Other | PS | 0 | 0 | 0 | 0 | 0 | 0 | PS | 0 | 0 | 0 | 0 | 0 | 0
| ==== Emission Program: Carbon_CA : (CO2) ==== | All | All | Other Renew | PV | 0 | 0 | 0 | 0 | 0 | 0 | PV | 0 | 0 | 0 | 0 | 0 | 0
| ==== Emission Program: Carbon_CA : (CO2) ==== | All | All | CT | PeakG | 47.4 | 51.21 | 75.67 | 194.66 | 156.05 | 189.13 | PeakG | 52.95 | 108.15 | 239.37 | 319.26 | 428.61 | 433.48
| ==== Emission Program: Carbon_CA : (CO2) ==== | All | All | CT | PeakO | 0 | 0 | 0.01 | 0.02 | 0.04 | 0.06 | PeakO | 0 | 0 | 0 | 0.81 | 0 | 0
| ==== Emission Program: Carbon_CA : (CO2) ==== | All | All | Other Renew | ST | 0 | 0 | 0 | 0 | 0 | 0 | ST | 0 | 0 | 0 | 0 | 0 | 0
| ==== Emission Program: Carbon_CA : (CO2) ==== | All | All | Steam O/G | STOG | 124.99 | 162.58 | 140.11 | 267.49 | 224.5 | 119.97 | STOG | 128.37 | 156.09 | 154.87 | 253.67 | 117 | 90.71
| ==== Emission Program: Carbon_CA : (CO2) ==== | All | All | Other Renew | STWD | 0 | 0 | 0 | 0 | 0 | 0 | STWD | 0 | 0 | 0 | 0 | 0 | 0
| ==== Emission Program: Carbon_CA : (CO2) ==== | All | All | On-shore Wind | WT | 0 | 0 | 0 | 0 | 0 | 0 | WT | 0 | 0 | 0 | 0 | 0 | 0
| ==== Emission Program: Carbon_CA : (CO2) ==== | All | All | Coal | IGCC | 100.97 | 143.41 | 21.02 | 0.13 | 0.13 | 0.17 | IGCC | 100.97 | 143.38 | 53.05 | 0 | 0 | 0
| ==== Emission Program: Carbon_CA : (CO2) ==== | All | All | DR | DemandResponse | 0 | 0 | 0 | 0 | 0 | 0 | DemandResponse | 0 | 0 | 0 | 0 | 0 | 0
| ==== Emission Program: Carbon_CA : (CO2) ==== | All | All | Coal-CCS | IGCC-CCS | 0 | 0 | 0.01 | 0.03 | 0.11 | 0.15 | IGCC-CCS | 0 | 0 | 0 | 0 | 0 | 0
| ==== Emission Program: Carbon_CA : (CO2) ==== | All | All | Off-shore Wind | WT_off | 0 | 0 | 0 | 0 | 0 | 0 | WT_off | 0 | 0 | 0 | 0 | 0 | 0
| ==== Emission Program: Carbon_CA : (CO2) ==== | All | All | Other | PseudoUnit | 0 | 0 | 0 | 0 | 0 | 0 | PseudoUnit | 0 | 0 | 0 | 0 | 0 | 0
| ==== Emission Program: Carbon_CA : (CO2) ==== | All | All | HQ/Maritimes | FixedInterchange | 0 | 0 | 0 | 0 | 0 | 0 | FixedInterchange | 0 | 0 | 0 | 0 | 0 | 0
==== Emission Program: Carbon_CA : (CO2) ====
| ==== Emission Program: Carbon_CA : (CO2) ==== |  |  |  | Emission Cost by Reporting Type: EI_US | [6 empty] | Emission Cost by Reporting Type: EI_US
| ==== Emission Program: Carbon_CA : (CO2) ==== |  |  |  | ReportingType | 2015 | 2020 | 2025 | 2030 | 2035 | 2040 | ReportingType | 2015 | 2020 | 2025 | 2030 | 2035 | 2040
| ==== Emission Program: Carbon_CA : (CO2) ==== | EI_US | EI_US | Other Renew | BM | 0 | 0 | 0 | 0 | 0 | 0 | BM | 0 | 0 | 0 | 0 | 0 | 0
| ==== Emission Program: Carbon_CA : (CO2) ==== | EI_US | EI_US | CC | CC | 9864.29 | 16444.46 | 21785.44 | 38049.4 | 38650.16 | 23599.32 | CC | 10566.88 | 18359.74 | 30245.47 | 47250.17 | 55179.61 | 25799
| ==== Emission Program: Carbon_CA : (CO2) ==== | EI_US | EI_US | Other Renew | CSP | 0 | 0 | 0 | 0 | 0 | 0 | CSP | 0 | 0 | 0 | 0 | 0 | 0
| ==== Emission Program: Carbon_CA : (CO2) ==== | EI_US | EI_US | CT | CT | 8.1 | 10.84 | 9.7 | 21.53 | 1.15 | 1.07 | CT | 9.02 | 22.77 | 39.82 | 33.15 | 5.29 | 19.53
| ==== Emission Program: Carbon_CA : (CO2) ==== | EI_US | EI_US | Coal | Coal | 23296.39 | 11315.89 | 1101.51 | 468.59 | 1688 | 2500.86 | Coal | 21229.81 | 10012.82 | 1847.35 | 573.58 | 1790.95 | 2638.3
| ==== Emission Program: Carbon_CA : (CO2) ==== | EI_US | EI_US | Other Renew | Geo | 0 | 0 | 0 | 0 | 0 | 0 | Geo | 0 | 0 | 0 | 0 | 0 | 0
| ==== Emission Program: Carbon_CA : (CO2) ==== | EI_US | EI_US | Hydro | H | 0 | 0 | 0 | 0 | 0 | 0 | H | 0 | 0 | 0 | 0 | 0 | 0
| ==== Emission Program: Carbon_CA : (CO2) ==== | EI_US | EI_US | Other Renew | LFG | 0 | 0 | 0 | 0 | 0 | 0 | LFG | 0 | 0 | 0 | 0 | 0 | 0
| ==== Emission Program: Carbon_CA : (CO2) ==== | EI_US | EI_US | Nuclear | Nuc | 0 | 0 | 0 | 0 | 0 | 0 | Nuc | 0 | 0 | 0 | 0 | 0 | 0
| ==== Emission Program: Carbon_CA : (CO2) ==== | EI_US | EI_US | Other | PS | 0 | 0 | 0 | 0 | 0 | 0 | PS | 0 | 0 | 0 | 0 | 0 | 0
| ==== Emission Program: Carbon_CA : (CO2) ==== | EI_US | EI_US | Other Renew | PV | 0 | 0 | 0 | 0 | 0 | 0 | PV | 0 | 0 | 0 | 0 | 0 | 0
| ==== Emission Program: Carbon_CA : (CO2) ==== | EI_US | EI_US | CT | PeakG | 47.32 | 51.05 | 75.66 | 191.23 | 149.52 | 178.25 | PeakG | 52.95 | 108 | 239.23 | 315.69 | 422.11 | 422.64
| ==== Emission Program: Carbon_CA : (CO2) ==== | EI_US | EI_US | CT | PeakO | 0 | 0 | 0.01 | 0.02 | 0.03 | 0.05 | PeakO | 0 | 0 | 0 | 0.81 | 0 | 0
| ==== Emission Program: Carbon_CA : (CO2) ==== | EI_US | EI_US | Other Renew | ST | 0 | 0 | 0 | 0 | 0 | 0 | ST | 0 | 0 | 0 | 0 | 0 | 0
| ==== Emission Program: Carbon_CA : (CO2) ==== | EI_US | EI_US | Steam O/G | STOG | 80.53 | 78.5 | 87.7 | 208.72 | 215.76 | 114.98 | STOG | 91.41 | 84.24 | 102.81 | 175 | 110.38 | 85.43
| ==== Emission Program: Carbon_CA : (CO2) ==== | EI_US | EI_US | Other Renew | STWD | 0 | 0 | 0 | 0 | 0 | 0 | STWD | 0 | 0 | 0 | 0 | 0 | 0
| ==== Emission Program: Carbon_CA : (CO2) ==== | EI_US | EI_US | On-shore Wind | WT | 0 | 0 | 0 | 0 | 0 | 0 | WT | 0 | 0 | 0 | 0 | 0 | 0
| ==== Emission Program: Carbon_CA : (CO2) ==== | EI_US | EI_US | Coal | IGCC | 100.97 | 143.41 | 21.01 | 0.13 | 0.13 | 0.16 | IGCC | 100.97 | 143.38 | 53.05 | 0 | 0 | 0
| ==== Emission Program: Carbon_CA : (CO2) ==== | EI_US | EI_US | DR | DemandResponse | 0 | 0 | 0 | 0 | 0 | 0 | DemandResponse | 0 | 0 | 0 | 0 | 0 | 0
| ==== Emission Program: Carbon_CA : (CO2) ==== | EI_US | EI_US | Coal-CCS | IGCC-CCS | 0 | 0 | 0.01 | 0.03 | 0.09 | 0.12 | IGCC-CCS | 0 | 0 | 0 | 0 | 0 | 0
| ==== Emission Program: Carbon_CA : (CO2) ==== | EI_US | EI_US | Off-shore Wind | WT_off | 0 | 0 | 0 | 0 | 0 | 0 | WT_off | 0 | 0 | 0 | 0 | 0 | 0
| ==== Emission Program: Carbon_CA : (CO2) ==== | EI_US | EI_US | Other | PseudoUnit | 0 | 0 | 0 | 0 | 0 | 0 | PseudoUnit | 0 | 0 | 0 | 0 | 0 | 0
| ==== Emission Program: Carbon_CA : (CO2) ==== | EI_US | EI_US | HQ/Maritimes | FixedInterchange | 0 | 0 | 0 | 0 | 0 | 0 | FixedInterchange | 0 | 0 | 0 | 0 | 0 | 0
==== Emission Program: Carbon_CA : (CO2) ====
| ==== Emission Program: Carbon_CA : (CO2) ==== |  |  |  | Emission Cost by Reporting Type: EI_Canada | [6 empty] | Emission Cost by Reporting Type: EI_Canada
| ==== Emission Program: Carbon_CA : (CO2) ==== |  |  |  | ReportingType | 2015 | 2020 | 2025 | 2030 | 2035 | 2040 | ReportingType | 2015 | 2020 | 2025 | 2030 | 2035 | 2040
| ==== Emission Program: Carbon_CA : (CO2) ==== | EI_Canada | EI_Canada | Other Renew | BM | 0 | 0 | 0 | 0 | 0 | 0 | BM | 0 | 0 | 0 | 0 | 0 | 0
| ==== Emission Program: Carbon_CA : (CO2) ==== | EI_Canada | EI_Canada | CC | CC | 24.17 | 11.7 | 2.64 | 0.01 | 0.01 | 0.01 | CC | 24.91 | 11.69 | 1 | 0 | 0 | 0
| ==== Emission Program: Carbon_CA : (CO2) ==== | EI_Canada | EI_Canada | Other Renew | CSP | 0 | 0 | 0 | 0 | 0 | 0 | CSP | 0 | 0 | 0 | 0 | 0 | 0
| ==== Emission Program: Carbon_CA : (CO2) ==== | EI_Canada | EI_Canada | CT | CT | 0 | 0 | 0 | 0 | 0 | 0 | CT | 0 | 0 | 0 | 0 | 0 | 0
| ==== Emission Program: Carbon_CA : (CO2) ==== | EI_Canada | EI_Canada | Coal | Coal | 0.01 | 0.01 | 0.01 | 0.01 | 0.01 | 0.01 | Coal | 0 | 0 | 0 | 0 | 0 | 0
| ==== Emission Program: Carbon_CA : (CO2) ==== | EI_Canada | EI_Canada | Other Renew | Geo | 0 | 0 | 0 | 0 | 0 | 0 | Geo | 0 | 0 | 0 | 0 | 0 | 0
| ==== Emission Program: Carbon_CA : (CO2) ==== | EI_Canada | EI_Canada | Hydro | H | 0 | 0 | 0 | 0 | 0 | 0 | H | 0 | 0 | 0 | 0 | 0 | 0
| ==== Emission Program: Carbon_CA : (CO2) ==== | EI_Canada | EI_Canada | Other Renew | LFG | 0 | 0 | 0 | 0 | 0 | 0 | LFG | 0 | 0 | 0 | 0 | 0 | 0
| ==== Emission Program: Carbon_CA : (CO2) ==== | EI_Canada | EI_Canada | Nuclear | Nuc | 0 | 0 | 0 | 0 | 0 | 0 | Nuc | 0 | 0 | 0 | 0 | 0 | 0
| ==== Emission Program: Carbon_CA : (CO2) ==== | EI_Canada | EI_Canada | Other | PS | 0 | 0 | 0 | 0 | 0 | 0 | PS | 0 | 0 | 0 | 0 | 0 | 0
| ==== Emission Program: Carbon_CA : (CO2) ==== | EI_Canada | EI_Canada | Other Renew | PV | 0 | 0 | 0 | 0 | 0 | 0 | PV | 0 | 0 | 0 | 0 | 0 | 0
| ==== Emission Program: Carbon_CA : (CO2) ==== | EI_Canada | EI_Canada | CT | PeakG | 0.07 | 0 | 0 | 0 | 0 | 0 | PeakG | 0 | 0 | 0 | 0 | 0 | 0
| ==== Emission Program: Carbon_CA : (CO2) ==== | EI_Canada | EI_Canada | CT | PeakO | 0 | 0 | 0 | 0 | 0 | 0 | PeakO | 0 | 0 | 0 | 0 | 0 | 0
| ==== Emission Program: Carbon_CA : (CO2) ==== | EI_Canada | EI_Canada | Other Renew | ST | 0 | 0 | 0 | 0 | 0 | 0 | ST | 0 | 0 | 0 | 0 | 0 | 0
| ==== Emission Program: Carbon_CA : (CO2) ==== | EI_Canada | EI_Canada | Steam O/G | STOG | 0 | 0 | 0 | 0 | 0 | 0 | STOG | 0 | 0 | 0 | 0 | 0 | 0
| ==== Emission Program: Carbon_CA : (CO2) ==== | EI_Canada | EI_Canada | Other Renew | STWD | 0 | 0 | 0 | 0 | 0 | 0 | STWD | 0 | 0 | 0 | 0 | 0 | 0
| ==== Emission Program: Carbon_CA : (CO2) ==== | EI_Canada | EI_Canada | On-shore Wind | WT | 0 | 0 | 0 | 0 | 0 | 0 | WT | 0 | 0 | 0 | 0 | 0 | 0
| ==== Emission Program: Carbon_CA : (CO2) ==== | EI_Canada | EI_Canada | Coal | IGCC | 0 | 0 | 0 | 0 | 0 | 0 | IGCC | 0 | 0 | 0 | 0 | 0 | 0
| ==== Emission Program: Carbon_CA : (CO2) ==== | EI_Canada | EI_Canada | DR | DemandResponse | 0 | 0 | 0 | 0 | 0 | 0 | DemandResponse | 0 | 0 | 0 | 0 | 0 | 0
| ==== Emission Program: Carbon_CA : (CO2) ==== | EI_Canada | EI_Canada | Coal-CCS | IGCC-CCS | 0 | 0 | 0 | 0 | 0 | 0 | IGCC-CCS | 0 | 0 | 0 | 0 | 0 | 0
| ==== Emission Program: Carbon_CA : (CO2) ==== | EI_Canada | EI_Canada | Off-shore Wind | WT_off | 0 | 0 | 0 | 0 | 0 | 0 | WT_off | 0 | 0 | 0 | 0 | 0 | 0
| ==== Emission Program: Carbon_CA : (CO2) ==== | EI_Canada | EI_Canada | Other | PseudoUnit | 0 | 0 | 0 | 0 | 0 | 0 | PseudoUnit | 0 | 0 | 0 | 0 | 0 | 0
| ==== Emission Program: Carbon_CA : (CO2) ==== | EI_Canada | EI_Canada | HQ/Maritimes | FixedInterchange | 0 | 0 | 0 | 0 | 0 | 0 | FixedInterchange | 0 | 0 | 0 | 0 | 0 | 0
==== Emission Program: Carbon_CA : (CO2) ====
| ==== Emission Program: Carbon_CA : (CO2) ==== |  |  |  | Emission Cost by Reporting Type: EI | [6 empty] | Emission Cost by Reporting Type: EI
| ==== Emission Program: Carbon_CA : (CO2) ==== |  |  |  | ReportingType | 2015 | 2020 | 2025 | 2030 | 2035 | 2040 | ReportingType | 2015 | 2020 | 2025 | 2030 | 2035 | 2040
| ==== Emission Program: Carbon_CA : (CO2) ==== | EI | EI | Other Renew | BM | 0 | 0 | 0 | 0 | 0 | 0 | BM | 0 | 0 | 0 | 0 | 0 | 0
| ==== Emission Program: Carbon_CA : (CO2) ==== | EI | EI | CC | CC | 9888.46 | 16456.16 | 21788.08 | 38049.41 | 38650.17 | 23599.34 | CC | 10591.78 | 18371.43 | 30246.47 | 47250.17 | 55179.61 | 25799
| ==== Emission Program: Carbon_CA : (CO2) ==== | EI | EI | Other Renew | CSP | 0 | 0 | 0 | 0 | 0 | 0 | CSP | 0 | 0 | 0 | 0 | 0 | 0
| ==== Emission Program: Carbon_CA : (CO2) ==== | EI | EI | CT | CT | 8.1 | 10.84 | 9.7 | 21.53 | 1.15 | 1.07 | CT | 9.02 | 22.77 | 39.82 | 33.15 | 5.29 | 19.53
| ==== Emission Program: Carbon_CA : (CO2) ==== | EI | EI | Coal | Coal | 23296.39 | 11315.9 | 1101.51 | 468.6 | 1688.01 | 2500.88 | Coal | 21229.81 | 10012.82 | 1847.35 | 573.58 | 1790.95 | 2638.3
| ==== Emission Program: Carbon_CA : (CO2) ==== | EI | EI | Other Renew | Geo | 0 | 0 | 0 | 0 | 0 | 0 | Geo | 0 | 0 | 0 | 0 | 0 | 0
| ==== Emission Program: Carbon_CA : (CO2) ==== | EI | EI | Hydro | H | 0 | 0 | 0 | 0 | 0 | 0 | H | 0 | 0 | 0 | 0 | 0 | 0
| ==== Emission Program: Carbon_CA : (CO2) ==== | EI | EI | Other Renew | LFG | 0 | 0 | 0 | 0 | 0 | 0 | LFG | 0 | 0 | 0 | 0 | 0 | 0
| ==== Emission Program: Carbon_CA : (CO2) ==== | EI | EI | Nuclear | Nuc | 0 | 0 | 0 | 0 | 0 | 0 | Nuc | 0 | 0 | 0 | 0 | 0 | 0
| ==== Emission Program: Carbon_CA : (CO2) ==== | EI | EI | Other | PS | 0 | 0 | 0 | 0 | 0 | 0 | PS | 0 | 0 | 0 | 0 | 0 | 0
| ==== Emission Program: Carbon_CA : (CO2) ==== | EI | EI | Other Renew | PV | 0 | 0 | 0 | 0 | 0 | 0 | PV | 0 | 0 | 0 | 0 | 0 | 0
| ==== Emission Program: Carbon_CA : (CO2) ==== | EI | EI | CT | PeakG | 47.39 | 51.05 | 75.66 | 191.24 | 149.52 | 178.25 | PeakG | 52.95 | 108 | 239.23 | 315.69 | 422.11 | 422.64
| ==== Emission Program: Carbon_CA : (CO2) ==== | EI | EI | CT | PeakO | 0 | 0 | 0.01 | 0.02 | 0.03 | 0.05 | PeakO | 0 | 0 | 0 | 0.81 | 0 | 0
| ==== Emission Program: Carbon_CA : (CO2) ==== | EI | EI | Other Renew | ST | 0 | 0 | 0 | 0 | 0 | 0 | ST | 0 | 0 | 0 | 0 | 0 | 0
| ==== Emission Program: Carbon_CA : (CO2) ==== | EI | EI | Steam O/G | STOG | 80.53 | 78.5 | 87.7 | 208.72 | 215.77 | 114.98 | STOG | 91.41 | 84.24 | 102.81 | 175 | 110.38 | 85.43
| ==== Emission Program: Carbon_CA : (CO2) ==== | EI | EI | Other Renew | STWD | 0 | 0 | 0 | 0 | 0 | 0 | STWD | 0 | 0 | 0 | 0 | 0 | 0
| ==== Emission Program: Carbon_CA : (CO2) ==== | EI | EI | On-shore Wind | WT | 0 | 0 | 0 | 0 | 0 | 0 | WT | 0 | 0 | 0 | 0 | 0 | 0
| ==== Emission Program: Carbon_CA : (CO2) ==== | EI | EI | Coal | IGCC | 100.97 | 143.41 | 21.01 | 0.13 | 0.13 | 0.16 | IGCC | 100.97 | 143.38 | 53.05 | 0 | 0 | 0
| ==== Emission Program: Carbon_CA : (CO2) ==== | EI | EI | DR | DemandResponse | 0 | 0 | 0 | 0 | 0 | 0 | DemandResponse | 0 | 0 | 0 | 0 | 0 | 0
| ==== Emission Program: Carbon_CA : (CO2) ==== | EI | EI | Coal-CCS | IGCC-CCS | 0 | 0 | 0.01 | 0.03 | 0.09 | 0.12 | IGCC-CCS | 0 | 0 | 0 | 0 | 0 | 0
| ==== Emission Program: Carbon_CA : (CO2) ==== | EI | EI | Off-shore Wind | WT_off | 0 | 0 | 0 | 0 | 0 | 0 | WT_off | 0 | 0 | 0 | 0 | 0 | 0
| ==== Emission Program: Carbon_CA : (CO2) ==== | EI | EI | Other | PseudoUnit | 0 | 0 | 0 | 0 | 0 | 0 | PseudoUnit | 0 | 0 | 0 | 0 | 0 | 0
| ==== Emission Program: Carbon_CA : (CO2) ==== | EI | EI | HQ/Maritimes | FixedInterchange | 0 | 0 | 0 | 0 | 0 | 0 | FixedInterchange | 0 | 0 | 0 | 0 | 0 | 0
==== Emission Program: Carbon_CA : (CO2) ====
| ==== Emission Program: Carbon_CA : (CO2) ==== |  |  |  | Emission Cost by Reporting Type: Outside_EI | [6 empty] | Emission Cost by Reporting Type: Outside_EI
| ==== Emission Program: Carbon_CA : (CO2) ==== |  |  |  | ReportingType | 2015 | 2020 | 2025 | 2030 | 2035 | 2040 | ReportingType | 2015 | 2020 | 2025 | 2030 | 2035 | 2040
| ==== Emission Program: Carbon_CA : (CO2) ==== | Outside_EI | Outside_EI | Other Renew | BM | 0 | 0 | 0 | 0 | 0 | 0 | BM | 0 | 0 | 0 | 0 | 0 | 0
| ==== Emission Program: Carbon_CA : (CO2) ==== | Outside_EI | Outside_EI | CC | CC | 5069.35 | 7228.14 | 11376.51 | 17429.28 | 13892.41 | 13180.91 | CC | 5064.85 | 7263.93 | 11425.63 | 19391.59 | 13872.51 | 13737.06
| ==== Emission Program: Carbon_CA : (CO2) ==== | Outside_EI | Outside_EI | Other Renew | CSP | 0 | 0 | 0 | 0 | 0 | 0 | CSP | 0 | 0 | 0 | 0 | 0 | 0
| ==== Emission Program: Carbon_CA : (CO2) ==== | Outside_EI | Outside_EI | CT | CT | 0 | 0.05 | 0.06 | 0.66 | 0.01 | 0.01 | CT | 0 | 0.05 | 0.05 | 0.65 | 0 | 0
| ==== Emission Program: Carbon_CA : (CO2) ==== | Outside_EI | Outside_EI | Coal | Coal | 6124.52 | 6977.31 | 914.21 | 167.66 | 368.84 | 494.36 | Coal | 6121.7 | 6935.42 | 914.83 | 178.24 | 424.49 | 543.32
| ==== Emission Program: Carbon_CA : (CO2) ==== | Outside_EI | Outside_EI | Other Renew | Geo | 0 | 0 | 0 | 0 | 0 | 0 | Geo | 0 | 0 | 0 | 0 | 0 | 0
| ==== Emission Program: Carbon_CA : (CO2) ==== | Outside_EI | Outside_EI | Hydro | H | 0 | 0 | 0 | 0 | 0 | 0 | H | 0 | 0 | 0 | 0 | 0 | 0
| ==== Emission Program: Carbon_CA : (CO2) ==== | Outside_EI | Outside_EI | Other Renew | LFG | 0 | 0 | 0 | 0 | 0 | 0 | LFG | 0 | 0 | 0 | 0 | 0 | 0
| ==== Emission Program: Carbon_CA : (CO2) ==== | Outside_EI | Outside_EI | Nuclear | Nuc | 0 | 0 | 0 | 0 | 0 | 0 | Nuc | 0 | 0 | 0 | 0 | 0 | 0
| ==== Emission Program: Carbon_CA : (CO2) ==== | Outside_EI | Outside_EI | Other | PS | 0 | 0 | 0 | 0 | 0 | 0 | PS | 0 | 0 | 0 | 0 | 0 | 0
| ==== Emission Program: Carbon_CA : (CO2) ==== | Outside_EI | Outside_EI | Other Renew | PV | 0 | 0 | 0 | 0 | 0 | 0 | PV | 0 | 0 | 0 | 0 | 0 | 0
| ==== Emission Program: Carbon_CA : (CO2) ==== | Outside_EI | Outside_EI | CT | PeakG | 0 | 0.16 | 0.01 | 3.42 | 6.53 | 10.88 | PeakG | 0 | 0.15 | 0.15 | 3.57 | 6.5 | 10.84
| ==== Emission Program: Carbon_CA : (CO2) ==== | Outside_EI | Outside_EI | CT | PeakO | 0 | 0 | 0 | 0 | 0.01 | 0.01 | PeakO | 0 | 0 | 0 | 0 | 0 | 0
| ==== Emission Program: Carbon_CA : (CO2) ==== | Outside_EI | Outside_EI | Other Renew | ST | 0 | 0 | 0 | 0 | 0 | 0 | ST | 0 | 0 | 0 | 0 | 0 | 0
| ==== Emission Program: Carbon_CA : (CO2) ==== | Outside_EI | Outside_EI | Steam O/G | STOG | 44.46 | 84.08 | 52.41 | 58.77 | 8.74 | 4.99 | STOG | 36.96 | 71.85 | 52.06 | 78.66 | 6.61 | 5.29
| ==== Emission Program: Carbon_CA : (CO2) ==== | Outside_EI | Outside_EI | Other Renew | STWD | 0 | 0 | 0 | 0 | 0 | 0 | STWD | 0 | 0 | 0 | 0 | 0 | 0
| ==== Emission Program: Carbon_CA : (CO2) ==== | Outside_EI | Outside_EI | On-shore Wind | WT | 0 | 0 | 0 | 0 | 0 | 0 | WT | 0 | 0 | 0 | 0 | 0 | 0
| ==== Emission Program: Carbon_CA : (CO2) ==== | Outside_EI | Outside_EI | Coal | IGCC | 0 | 0 | 0.01 | 0.01 | 0.01 | 0.01 | IGCC | 0 | 0 | 0 | 0 | 0 | 0
| ==== Emission Program: Carbon_CA : (CO2) ==== | Outside_EI | Outside_EI | DR | DemandResponse | 0 | 0 | 0 | 0 | 0 | 0 | DemandResponse | 0 | 0 | 0 | 0 | 0 | 0
| ==== Emission Program: Carbon_CA : (CO2) ==== | Outside_EI | Outside_EI | Coal-CCS | IGCC-CCS | 0 | 0 | 0 | 0.01 | 0.02 | 0.02 | IGCC-CCS | 0 | 0 | 0 | 0 | 0 | 0
| ==== Emission Program: Carbon_CA : (CO2) ==== | Outside_EI | Outside_EI | Off-shore Wind | WT_off | 0 | 0 | 0 | 0 | 0 | 0 | WT_off | 0 | 0 | 0 | 0 | 0 | 0
| ==== Emission Program: Carbon_CA : (CO2) ==== | Outside_EI | Outside_EI | Other | PseudoUnit | 0 | 0 | 0 | 0 | 0 | 0 | PseudoUnit | 0 | 0 | 0 | 0 | 0 | 0
| ==== Emission Program: Carbon_CA : (CO2) ==== | Outside_EI | Outside_EI | HQ/Maritimes | FixedInterchange | 0 | 0 | 0 | 0 | 0 | 0 | FixedInterchange | 0 | 0 | 0 | 0 | 0 | 0
#8 Base VOM Costs ($million) |  |  |  |  | #8 | 2015: Base VOM Costs ($million) | #8 | Base VOM Costs ($million)
[5 empty] | Base VOM Costs by Reporting Type: Entergy | [6 empty] | Base VOM Costs by Reporting Type: Entergy
[5 empty] | ReportingType | 2015 | 2020 | 2025 | 2030 | 2035 | 2040 | ReportingType | 2015 | 2020 | 2025 | 2030 | 2035 | 2040
| Base VOM Costs by Reporting Type | ENT | Southwest | Other Renew | BM | 0 | 0 | 0 | 0 | 0 | 196.13 | BM | 0 | 0 | 0 | 0 | 120.51 | 348.84
| Base VOM Costs by Reporting Type | ENT | Southwest | CC | CC | 185.62 | 191.24 | 107.34 | 96.68 | 59.25 | 42.9 | CC | 208.04 | 312.5 | 313.94 | 253.3 | 159.13 | 56.33
| Base VOM Costs by Reporting Type | ENT | Southwest | Other Renew | CSP | 0 | 0 | 0 | 0 | 0 | 0 | CSP | 0 | 0 | 0 | 0 | 0 | 0
| Base VOM Costs by Reporting Type | ENT | Southwest | CT | CT | 0 | 0 | 0 | 0 | 0 | 0 | CT | 0 | 0 | 0 | 0 | 0 | 0
| Base VOM Costs by Reporting Type | ENT | Southwest | Coal | Coal | 232.44 | 30.1 | 3.74 | 0 | 0 | 0 | Coal | 216.47 | 23.53 | 2.2 | 0 | 0 | 0
| Base VOM Costs by Reporting Type | ENT | Southwest | Other Renew | Geo | 0 | 0 | 0 | 0 | 0 | 0 | Geo | 0 | 0 | 0 | 0 | 0 | 0
| Base VOM Costs by Reporting Type | ENT | Southwest | Hydro | H | 0 | 0 | 0 | 0 | 0.04 | 0.04 | H | 0 | 0 | 0 | 0 | 0.04 | 0.04
| Base VOM Costs by Reporting Type | ENT | Southwest | Other Renew | LFG | 0 | 0 | 0.01 | 0.01 | 0.01 | 0.01 | LFG | 0 | 0 | 0.01 | 0.01 | 0.01 | 0.01
| Base VOM Costs by Reporting Type | ENT | Southwest | Nuclear | Nuc | 100.26 | 100.26 | 100.26 | 100.26 | 84.69 | 66.26 | Nuc | 100.26 | 100.26 | 100.26 | 100.26 | 84.69 | 66.26
| Base VOM Costs by Reporting Type | ENT | Southwest | Other | PS | 0 | 0 | 0 | 0 | 0 | 0 | PS | 0 | 0 | 0 | 0 | 0 | 0
| Base VOM Costs by Reporting Type | ENT | Southwest | Other Renew | PV | 0 | 0 | 0 | 0 | 0 | 0 | PV | 0 | 0 | 0 | 0 | 0 | 0
| Base VOM Costs by Reporting Type | ENT | Southwest | CT | PeakG | 0 | 0 | 0 | 0 | 0 | 0 | PeakG | 0 | 0 | 0.04 | 0 | 0 | 0
| Base VOM Costs by Reporting Type | ENT | Southwest | CT | PeakO | 0 | 0 | 0 | 0 | 0 | 0 | PeakO | 0 | 0 | 0 | 0 | 0 | 0
| Base VOM Costs by Reporting Type | ENT | Southwest | Other Renew | ST | 0 | 0 | 0 | 0 | 0 | 0 | ST | 0 | 0 | 0 | 0 | 0 | 0
| Base VOM Costs by Reporting Type | ENT | Southwest | Steam O/G | STOG | 1.17 | 1.09 | 1.09 | 0.56 | 0 | 0 | STOG | 1.03 | 0.97 | 0 | 0 | 0 | 0
| Base VOM Costs by Reporting Type | ENT | Southwest | Other Renew | STWD | 0.09 | 0.11 | 0.18 | 0.73 | 3.43 | 2.12 | STWD | 0.07 | 0.18 | 0.18 | 1.72 | 3.43 | 2.11
| Base VOM Costs by Reporting Type | ENT | Southwest | On-shore Wind | WT | 0 | 0 | 0 | 0 | 0 | 0 | WT | 0 | 0 | 0 | 0.01 | 0.07 | 0.07
| Base VOM Costs by Reporting Type | ENT | Southwest | Coal | IGCC | 0 | 0 | 0 | 0 | 0 | 0 | IGCC | 0 | 0 | 0 | 0 | 0 | 0
| Base VOM Costs by Reporting Type | ENT | Southwest | DR | DemandResponse | 0 | 0 | 0 | 0 | 0 | 0 | DemandResponse | 0 | 0 | 0 | 0 | 0 | 0
| Base VOM Costs by Reporting Type | ENT | Southwest | Coal-CCS | IGCC-CCS | 0 | 0 | 0 | 0 | 0 | 0 | IGCC-CCS | 0 | 0 | 0 | 0 | 0 | 0
| Base VOM Costs by Reporting Type | ENT | Southwest | Off-shore Wind | WT_off | 0 | 0 | 0 | 0 | 0 | 0 | WT_off | 0 | 0 | 0 | 0 | 0 | 0
| Base VOM Costs by Reporting Type | ENT | Southwest | Other | PseudoUnit | 0 | 0 | 0 | 0 | 0 | 0 | PseudoUnit | 0 | 0 | 0 | 0 | 0 | 0
| Base VOM Costs by Reporting Type | ENT | Southwest | HQ/Maritimes | FixedInterchange | 0 | 0 | 0 | 0 | 0 | 0 | FixedInterchange | 0 | 0 | 0 | 0 | 0 | 0
Base VOM Costs by Reporting Type
| Base VOM Costs by Reporting Type |  |  |  | Base VOM Costs by Reporting Type: FRCC | [6 empty] | Base VOM Costs by Reporting Type: FRCC
| Base VOM Costs by Reporting Type |  |  |  | ReportingType | 2015 | 2020 | 2025 | 2030 | 2035 | 2040 | ReportingType | 2015 | 2020 | 2025 | 2030 | 2035 | 2040
| Base VOM Costs by Reporting Type | FRCC | South | Other Renew | BM | 0 | 0 | 0 | 0 | 0.01 | 45.98 | BM | 0 | 0 | 0 | 0 | 0 | 46.62
| Base VOM Costs by Reporting Type | FRCC | South | CC | CC | 562.94 | 581.33 | 547.95 | 330.51 | 167.94 | 94.09 | CC | 555.93 | 574.72 | 559.08 | 322.08 | 155.91 | 102.74
| Base VOM Costs by Reporting Type | FRCC | South | Other Renew | CSP | 0 | 0 | 0 | 0 | 0 | 0 | CSP | 0 | 0 | 0 | 0 | 0 | 0
| Base VOM Costs by Reporting Type | FRCC | South | CT | CT | 4.8 | 4.8 | 2.61 | 2.49 | 0 | 0 | CT | 4.99 | 9.38 | 9.38 | 3.54 | 0 | 0
| Base VOM Costs by Reporting Type | FRCC | South | Coal | Coal | 66.2 | 24.99 | 0.02 | 0.02 | 0.04 | 0.04 | Coal | 72.19 | 30.79 | 5 | 5.47 | 16.11 | 19.63
| Base VOM Costs by Reporting Type | FRCC | South | Other Renew | Geo | 0 | 0 | 0 | 0 | 0 | 0 | Geo | 0 | 0 | 0 | 0 | 0 | 0
| Base VOM Costs by Reporting Type | FRCC | South | Hydro | H | 0 | 0 | 0 | 0 | 0 | 0 | H | 0 | 0 | 0 | 0 | 0 | 0
| Base VOM Costs by Reporting Type | FRCC | South | Other Renew | LFG | 0.04 | 0.04 | 0.06 | 0.06 | 0.06 | 0.06 | LFG | 0.04 | 0.04 | 0.06 | 0.06 | 0.06 | 0.06
| Base VOM Costs by Reporting Type | FRCC | South | Nuclear | Nuc | 76.4 | 76.4 | 125.6 | 317.25 | 408.75 | 445.7 | Nuc | 76.4 | 76.4 | 128.19 | 321.99 | 408.64 | 436.02
| Base VOM Costs by Reporting Type | FRCC | South | Other | PS | 0 | 0 | 0 | 0 | 0 | 0 | PS | 0 | 0 | 0 | 0 | 0 | 0
| Base VOM Costs by Reporting Type | FRCC | South | Other Renew | PV | 0 | 0 | 0 | 0 | 0 | 0 | PV | 0 | 0 | 0 | 0 | 0 | 0
| Base VOM Costs by Reporting Type | FRCC | South | CT | PeakG | 3.22 | 3.88 | 3.85 | 0.12 | 0.22 | 0.25 | PeakG | 3.22 | 5.11 | 4.66 | 0.58 | 0.84 | 0.63
| Base VOM Costs by Reporting Type | FRCC | South | CT | PeakO | 0 | 0 | 0 | 0 | 0 | 0 | PeakO | 0 | 0 | 0 | 0 | 0 | 0
| Base VOM Costs by Reporting Type | FRCC | South | Other Renew | ST | 0 | 0 | 0 | 0 | 0 | 0 | ST | 0 | 0 | 0 | 0 | 0 | 0
| Base VOM Costs by Reporting Type | FRCC | South | Steam O/G | STOG | 0.14 | 0.13 | 0 | 0 | 0 | 0 | STOG | 0 | 0 | 0 | 0 | 0 | 0
| Base VOM Costs by Reporting Type | FRCC | South | Other Renew | STWD | 0.31 | 0.52 | 3.24 | 3.24 | 3.24 | 2 | STWD | 0.31 | 0.69 | 3.24 | 3.24 | 3.24 | 2
| Base VOM Costs by Reporting Type | FRCC | South | On-shore Wind | WT | 0 | 0 | 0 | 0 | 0 | 0 | WT | 0 | 0 | 0 | 0 | 0 | 0
| Base VOM Costs by Reporting Type | FRCC | South | Coal | IGCC | 0 | 0 | 0 | 0 | 0 | 0 | IGCC | 0 | 0 | 0 | 0 | 0 | 0
| Base VOM Costs by Reporting Type | FRCC | South | DR | DemandResponse | 0 | 0 | 0 | 0 | 0 | 0 | DemandResponse | 0 | 0 | 0 | 0 | 0 | 0
| Base VOM Costs by Reporting Type | FRCC | South | Coal-CCS | IGCC-CCS | 0 | 0 | 0 | 0 | 0 | 0 | IGCC-CCS | 0 | 0 | 0 | 0 | 0 | 0
| Base VOM Costs by Reporting Type | FRCC | South | Off-shore Wind | WT_off | 0 | 0 | 0 | 0 | 0 | 0 | WT_off | 0 | 0 | 0 | 0 | 0 | 0
| Base VOM Costs by Reporting Type | FRCC | South | Other | PseudoUnit | 0 | 0 | 0 | 0 | 0 | 0 | PseudoUnit | 0 | 0 | 0 | 0 | 0 | 0
| Base VOM Costs by Reporting Type | FRCC | South | HQ/Maritimes | FixedInterchange | 0 | 0 | 0 | 0 | 0 | 0 | FixedInterchange | 0 | 0 | 0 | 0 | 0 | 0
Base VOM Costs by Reporting Type
| Base VOM Costs by Reporting Type |  |  |  | Base VOM Costs by Reporting Type: MAPP_US | [6 empty] | Base VOM Costs by Reporting Type: MAPP_US
| Base VOM Costs by Reporting Type |  |  |  | ReportingType | 2015 | 2020 | 2025 | 2030 | 2035 | 2040 | ReportingType | 2015 | 2020 | 2025 | 2030 | 2035 | 2040
| Base VOM Costs by Reporting Type | MAPP_US | Midwest | Other Renew | BM | 0 | 0 | 0 | 0 | 0 | 0.55 | BM | 0 | 0 | 0 | 0 | 0 | 0
| Base VOM Costs by Reporting Type | MAPP_US | Midwest | CC | CC | 3.51 | 0.47 | 0.46 | 0.26 | 0.26 | 0.07 | CC | 2.93 | 0.47 | 1.83 | 0.9 | 0.89 | 1
| Base VOM Costs by Reporting Type | MAPP_US | Midwest | Other Renew | CSP | 0 | 0 | 0 | 0 | 0 | 0 | CSP | 0 | 0 | 0 | 0 | 0 | 0
| Base VOM Costs by Reporting Type | MAPP_US | Midwest | CT | CT | 0 | 0 | 0 | 0 | 0 | 0 | CT | 0 | 0 | 0 | 0 | 0.04 | 0.58
| Base VOM Costs by Reporting Type | MAPP_US | Midwest | Coal | Coal | 41.35 | 11.67 | 0.19 | 0 | 0 | 0 | Coal | 42.74 | 15.54 | 1.24 | 0 | 0 | 0
| Base VOM Costs by Reporting Type | MAPP_US | Midwest | Other Renew | Geo | 0 | 0 | 0 | 0 | 0 | 0 | Geo | 0 | 0 | 0 | 0 | 0 | 0
| Base VOM Costs by Reporting Type | MAPP_US | Midwest | Hydro | H | 0 | 0 | 0 | 0 | 0 | 0 | H | 0 | 0 | 0 | 0 | 0 | 0
| Base VOM Costs by Reporting Type | MAPP_US | Midwest | Other Renew | LFG | 0 | 0 | 0 | 0.01 | 0.01 | 0.01 | LFG | 0 | 0 | 0 | 0.01 | 0.01 | 0.01
| Base VOM Costs by Reporting Type | MAPP_US | Midwest | Nuclear | Nuc | 0 | 0 | 0 | 0 | 0 | 0 | Nuc | 0 | 0 | 0 | 0 | 0 | 0
| Base VOM Costs by Reporting Type | MAPP_US | Midwest | Other | PS | 0 | 0 | 0 | 0 | 0 | 0 | PS | 0 | 0 | 0 | 0 | 0 | 0
| Base VOM Costs by Reporting Type | MAPP_US | Midwest | Other Renew | PV | 0 | 0 | 0 | 0 | 0 | 0 | PV | 0 | 0 | 0 | 0 | 0 | 0
| Base VOM Costs by Reporting Type | MAPP_US | Midwest | CT | PeakG | 0.39 | 0.39 | 0 | 0.02 | 0.39 | 0.39 | PeakG | 0.77 | 0.75 | 0.75 | 0.75 | 0.88 | 0.8
| Base VOM Costs by Reporting Type | MAPP_US | Midwest | CT | PeakO | 0 | 0 | 0 | 0 | 0 | 0 | PeakO | 0 | 0 | 0 | 0 | 0 | 0
| Base VOM Costs by Reporting Type | MAPP_US | Midwest | Other Renew | ST | 0 | 0 | 0 | 0 | 0 | 0 | ST | 0 | 0 | 0 | 0 | 0 | 0
| Base VOM Costs by Reporting Type | MAPP_US | Midwest | Steam O/G | STOG | 0 | 0 | 0 | 0 | 0 | 0 | STOG | 0 | 0 | 0 | 0 | 0 | 0
| Base VOM Costs by Reporting Type | MAPP_US | Midwest | Other Renew | STWD | 0 | 0 | 0 | 0 | 0 | 0 | STWD | 0 | 0 | 0 | 0 | 0 | 0
| Base VOM Costs by Reporting Type | MAPP_US | Midwest | On-shore Wind | WT | 0.07 | 0.22 | 0.34 | 0.34 | 0.34 | 0.34 | WT | 0.07 | 0.22 | 0.24 | 0.24 | 0.24 | 0.24
| Base VOM Costs by Reporting Type | MAPP_US | Midwest | Coal | IGCC | 0 | 0 | 0 | 0 | 0 | 0 | IGCC | 0 | 0 | 0 | 0 | 0 | 0
| Base VOM Costs by Reporting Type | MAPP_US | Midwest | DR | DemandResponse | 0 | 0 | 0 | 0 | 0 | 0 | DemandResponse | 0 | 0 | 0 | 0 | 0 | 0
| Base VOM Costs by Reporting Type | MAPP_US | Midwest | Coal-CCS | IGCC-CCS | 0 | 0 | 0 | 0 | 0 | 0 | IGCC-CCS | 0 | 0 | 0 | 0 | 0 | 0
| Base VOM Costs by Reporting Type | MAPP_US | Midwest | Off-shore Wind | WT_off | 0 | 0 | 0 | 0 | 0 | 0 | WT_off | 0 | 0 | 0 | 0 | 0 | 0
| Base VOM Costs by Reporting Type | MAPP_US | Midwest | Other | PseudoUnit | 0 | 0 | 0 | 0 | 0 | 0 | PseudoUnit | 0 | 0 | 0 | 0 | 0 | 0
| Base VOM Costs by Reporting Type | MAPP_US | Midwest | HQ/Maritimes | FixedInterchange | 0 | 0 | 0 | 0 | 0 | 0 | FixedInterchange | 0 | 0 | 0 | 0 | 0 | 0
Base VOM Costs by Reporting Type
| Base VOM Costs by Reporting Type |  |  |  | Base VOM Costs by Reporting Type: MISO_IN | [6 empty] | Base VOM Costs by Reporting Type: MISO_IN
| Base VOM Costs by Reporting Type |  |  |  | ReportingType | 2015 | 2020 | 2025 | 2030 | 2035 | 2040 | ReportingType | 2015 | 2020 | 2025 | 2030 | 2035 | 2040
| Base VOM Costs by Reporting Type | MISO_IN | Midwest | Other Renew | BM | 0 | 0 | 0 | 0 | 7.93 | 130.29 | BM | 0 | 0 | 0 | 0 | 0 | 0
| Base VOM Costs by Reporting Type | MISO_IN | Midwest | CC | CC | 13.62 | 51.86 | 33.62 | 37.44 | 22.5 | 8.97 | CC | 58.95 | 381.43 | 384.41 | 181.95 | 113.78 | 84.26
| Base VOM Costs by Reporting Type | MISO_IN | Midwest | Other Renew | CSP | 0 | 0 | 0 | 0 | 0 | 0 | CSP | 0 | 0 | 0 | 0 | 0 | 0
| Base VOM Costs by Reporting Type | MISO_IN | Midwest | CT | CT | 0 | 0 | 0 | 0 | 0 | 0 | CT | 0 | 0 | 0 | 0 | 0 | 0
| Base VOM Costs by Reporting Type | MISO_IN | Midwest | Coal | Coal | 237.67 | 140.78 | 7.27 | 13.84 | 40.71 | 40.71 | Coal | 228.95 | 134.25 | 18.03 | 9.25 | 41.64 | 43.19
| Base VOM Costs by Reporting Type | MISO_IN | Midwest | Other Renew | Geo | 0 | 0 | 0 | 0 | 0 | 0 | Geo | 0 | 0 | 0 | 0 | 0 | 0
| Base VOM Costs by Reporting Type | MISO_IN | Midwest | Hydro | H | 0 | 0 | 0 | 0 | 0 | 0 | H | 0 | 0 | 0 | 0 | 0 | 0
| Base VOM Costs by Reporting Type | MISO_IN | Midwest | Other Renew | LFG | 0 | 0 | 0.01 | 0.01 | 0.01 | 0.01 | LFG | 0 | 0 | 0.01 | 0.01 | 0.01 | 0.01
| Base VOM Costs by Reporting Type | MISO_IN | Midwest | Nuclear | Nuc | 0 | 0 | 0 | 0 | 0 | 0 | Nuc | 0 | 0 | 0 | 0 | 0 | 0
| Base VOM Costs by Reporting Type | MISO_IN | Midwest | Other | PS | 0 | 0 | 0 | 0 | 0 | 0 | PS | 0 | 0 | 0 | 0 | 0 | 0
| Base VOM Costs by Reporting Type | MISO_IN | Midwest | Other Renew | PV | 0 | 0 | 0.01 | 0.01 | 0.01 | 0.01 | PV | 0 | 0 | 0.01 | 0.01 | 0.01 | 0.01
| Base VOM Costs by Reporting Type | MISO_IN | Midwest | CT | PeakG | 0 | 0 | 0 | 0 | 0 | 0 | PeakG | 0.05 | 0 | 0 | 0 | 0 | 0
| Base VOM Costs by Reporting Type | MISO_IN | Midwest | CT | PeakO | 0 | 0 | 0 | 0 | 0 | 0 | PeakO | 0 | 0 | 0 | 0 | 0 | 0
| Base VOM Costs by Reporting Type | MISO_IN | Midwest | Other Renew | ST | 0 | 0 | 0 | 0 | 0 | 0 | ST | 0 | 0 | 0 | 0 | 0 | 0
| Base VOM Costs by Reporting Type | MISO_IN | Midwest | Steam O/G | STOG | 0.07 | 0.07 | 0.01 | 0.07 | 0 | 0 | STOG | 0.12 | 0.07 | 0.07 | 0 | 0 | 0
| Base VOM Costs by Reporting Type | MISO_IN | Midwest | Other Renew | STWD | 0 | 0 | 0 | 0 | 0 | 0 | STWD | 0 | 0 | 0 | 0 | 0 | 0
| Base VOM Costs by Reporting Type | MISO_IN | Midwest | On-shore Wind | WT | 0.02 | 0.02 | 0.02 | 0.02 | 0.02 | 0.02 | WT | 0.02 | 0.02 | 0.02 | 1.15 | 1.15 | 1.15
| Base VOM Costs by Reporting Type | MISO_IN | Midwest | Coal | IGCC | 30.43 | 30.43 | 2.72 | 0 | 0 | 0 | IGCC | 30.43 | 30.43 | 6.88 | 0 | 0 | 0
| Base VOM Costs by Reporting Type | MISO_IN | Midwest | DR | DemandResponse | 0 | 0 | 0 | 0 | 0 | 0 | DemandResponse | 0 | 0 | 0 | 0 | 0 | 0
| Base VOM Costs by Reporting Type | MISO_IN | Midwest | Coal-CCS | IGCC-CCS | 0 | 0 | 0 | 0 | 0 | 0 | IGCC-CCS | 0 | 0 | 0 | 0 | 0 | 0
| Base VOM Costs by Reporting Type | MISO_IN | Midwest | Off-shore Wind | WT_off | 0 | 0 | 0 | 0 | 0 | 0 | WT_off | 0 | 0 | 0 | 0 | 0 | 0
| Base VOM Costs by Reporting Type | MISO_IN | Midwest | Other | PseudoUnit | 0 | 0 | 0 | 0 | 0 | 0 | PseudoUnit | 0 | 0 | 0 | 0 | 0 | 0
| Base VOM Costs by Reporting Type | MISO_IN | Midwest | HQ/Maritimes | FixedInterchange | 0 | 0 | 0 | 0 | 0 | 0 | FixedInterchange | 0 | 0 | 0 | 0 | 0 | 0
Base VOM Costs by Reporting Type
| Base VOM Costs by Reporting Type |  |  |  | Base VOM Costs by Reporting Type: MISO_MI | [6 empty] | Base VOM Costs by Reporting Type: MISO_MI
| Base VOM Costs by Reporting Type |  |  |  | ReportingType | 2015 | 2020 | 2025 | 2030 | 2035 | 2040 | ReportingType | 2015 | 2020 | 2025 | 2030 | 2035 | 2040
| Base VOM Costs by Reporting Type | MISO_MI | Midwest | Other Renew | BM | 0 | 0 | 0 | 0 | 0 | 0.24 | BM | 0 | 0 | 0 | 0 | 0 | 143.51
| Base VOM Costs by Reporting Type | MISO_MI | Midwest | CC | CC | 28.7 | 22.85 | 10.96 | 7.38 | 4.17 | 2.14 | CC | 104.2 | 151.82 | 159.4 | 92.55 | 84.36 | 12.15
| Base VOM Costs by Reporting Type | MISO_MI | Midwest | Other Renew | CSP | 0 | 0 | 0 | 0 | 0 | 0 | CSP | 0 | 0 | 0 | 0 | 0 | 0
| Base VOM Costs by Reporting Type | MISO_MI | Midwest | CT | CT | 0 | 0 | 0 | 0 | 0 | 0 | CT | 0 | 0 | 0 | 0 | 0 | 0
| Base VOM Costs by Reporting Type | MISO_MI | Midwest | Coal | Coal | 99.37 | 0.03 | 0.02 | 0.01 | 0.02 | 0.02 | Coal | 105.43 | 0 | 0 | 0 | 0 | 0
| Base VOM Costs by Reporting Type | MISO_MI | Midwest | Other Renew | Geo | 0 | 0 | 0 | 0 | 0 | 0 | Geo | 0 | 0 | 0 | 0 | 0 | 0
| Base VOM Costs by Reporting Type | MISO_MI | Midwest | Hydro | H | 0 | 0 | 0 | 0 | 0 | 0 | H | 0 | 0 | 0 | 0 | 0 | 0
| Base VOM Costs by Reporting Type | MISO_MI | Midwest | Other Renew | LFG | 0.01 | 0.02 | 0.03 | 0.03 | 0.03 | 0.03 | LFG | 0.01 | 0.01 | 0.03 | 0.03 | 0.03 | 0.03
| Base VOM Costs by Reporting Type | MISO_MI | Midwest | Nuclear | Nuc | 34.93 | 34.93 | 34.93 | 34.93 | 20.55 | 20.55 | Nuc | 34.93 | 34.93 | 34.93 | 34.93 | 25 | 25
| Base VOM Costs by Reporting Type | MISO_MI | Midwest | Other | PS | 0 | 0 | 0 | 0 | 0 | 0 | PS | 0 | 0 | 0 | 0 | 0 | 0
| Base VOM Costs by Reporting Type | MISO_MI | Midwest | Other Renew | PV | 0 | 0 | 0 | 0 | 0 | 0 | PV | 0 | 0 | 0 | 0 | 0 | 0
| Base VOM Costs by Reporting Type | MISO_MI | Midwest | CT | PeakG | 0.25 | 0 | 0 | 0 | 0 | 0 | PeakG | 0.14 | 0 | 0 | 0 | 0 | 0
| Base VOM Costs by Reporting Type | MISO_MI | Midwest | CT | PeakO | 0 | 0 | 0 | 0 | 0 | 0 | PeakO | 0 | 0 | 0 | 0 | 0 | 0
| Base VOM Costs by Reporting Type | MISO_MI | Midwest | Other Renew | ST | 0 | 0 | 0 | 0 | 0 | 0 | ST | 0 | 0 | 0 | 0 | 0 | 0
| Base VOM Costs by Reporting Type | MISO_MI | Midwest | Steam O/G | STOG | 0.67 | 0.51 | 0 | 0 | 0 | 0 | STOG | 0.67 | 0.3 | 0.43 | 0 | 0 | 0
| Base VOM Costs by Reporting Type | MISO_MI | Midwest | Other Renew | STWD | 2.71 | 2.71 | 1.99 | 2.14 | 2.71 | 2.11 | STWD | 2.71 | 1.28 | 0.3 | 0.66 | 2.71 | 2.71
| Base VOM Costs by Reporting Type | MISO_MI | Midwest | On-shore Wind | WT | 0.06 | 0.06 | 0.06 | 0.06 | 0.06 | 0.06 | WT | 0.06 | 0.07 | 0.07 | 0.07 | 0.07 | 0.07
| Base VOM Costs by Reporting Type | MISO_MI | Midwest | Coal | IGCC | 0 | 0 | 0 | 0 | 0 | 0 | IGCC | 0 | 0 | 0 | 0 | 0 | 0
| Base VOM Costs by Reporting Type | MISO_MI | Midwest | DR | DemandResponse | 0 | 0 | 0 | 0 | 0 | 0 | DemandResponse | 0 | 0 | 0 | 0 | 0 | 0
| Base VOM Costs by Reporting Type | MISO_MI | Midwest | Coal-CCS | IGCC-CCS | 0 | 0 | 0 | 0 | 0 | 0 | IGCC-CCS | 0 | 0 | 0 | 0 | 0 | 0
| Base VOM Costs by Reporting Type | MISO_MI | Midwest | Off-shore Wind | WT_off | 0 | 0 | 0 | 0 | 0 | 0 | WT_off | 0 | 0 | 0 | 0 | 0 | 0
| Base VOM Costs by Reporting Type | MISO_MI | Midwest | Other | PseudoUnit | 0 | 0 | 0 | 0 | 0 | 0 | PseudoUnit | 0 | 0 | 0 | 0 | 0 | 0
| Base VOM Costs by Reporting Type | MISO_MI | Midwest | HQ/Maritimes | FixedInterchange | 0 | 0 | 0 | 0 | 0 | 0 | FixedInterchange | 0 | 0 | 0 | 0 | 0 | 0
Base VOM Costs by Reporting Type
| Base VOM Costs by Reporting Type |  |  |  | Base VOM Costs by Reporting Type: MISO_MO-IL | [6 empty] | Base VOM Costs by Reporting Type: MISO_MO-IL
| Base VOM Costs by Reporting Type |  |  |  | ReportingType | 2015 | 2020 | 2025 | 2030 | 2035 | 2040 | ReportingType | 2015 | 2020 | 2025 | 2030 | 2035 | 2040
| Base VOM Costs by Reporting Type | MISO_MO-IL | Midwest | Other Renew | BM | 0 | 0 | 0 | 0 | 0 | 0 | BM | 0 | 0 | 0 | 0 | 0 | 0
| Base VOM Costs by Reporting Type | MISO_MO-IL | Midwest | CC | CC | 7.35 | 7.56 | 2.69 | 2.34 | 1.44 | 0.73 | CC | 7.35 | 41.32 | 41.66 | 12 | 7.95 | 5.23
| Base VOM Costs by Reporting Type | MISO_MO-IL | Midwest | Other Renew | CSP | 0 | 0 | 0 | 0 | 0 | 0 | CSP | 0 | 0 | 0 | 0 | 0 | 0
| Base VOM Costs by Reporting Type | MISO_MO-IL | Midwest | CT | CT | 0 | 0 | 0 | 0 | 0 | 0 | CT | 0 | 0 | 0 | 0 | 0 | 0
| Base VOM Costs by Reporting Type | MISO_MO-IL | Midwest | Coal | Coal | 290.65 | 87.29 | 6.27 | 1.86 | 6.12 | 6.12 | Coal | 300.08 | 94.92 | 13.38 | 2.85 | 8.59 | 8.59
| Base VOM Costs by Reporting Type | MISO_MO-IL | Midwest | Other Renew | Geo | 0 | 0 | 0 | 0 | 0 | 0 | Geo | 0 | 0 | 0 | 0 | 0 | 0
| Base VOM Costs by Reporting Type | MISO_MO-IL | Midwest | Hydro | H | 0 | 0 | 0 | 0.02 | 0.02 | 0.02 | H | 0 | 0 | 0.02 | 0.02 | 0.02 | 0.02
| Base VOM Costs by Reporting Type | MISO_MO-IL | Midwest | Other Renew | LFG | 0 | 0 | 0 | 0.02 | 0.02 | 0.02 | LFG | 0 | 0 | 0.02 | 0.02 | 0.02 | 0.02
| Base VOM Costs by Reporting Type | MISO_MO-IL | Midwest | Nuclear | Nuc | 41.29 | 41.29 | 41.29 | 41.29 | 41.29 | 41.29 | Nuc | 41.29 | 41.29 | 41.29 | 41.29 | 41.29 | 41.29
| Base VOM Costs by Reporting Type | MISO_MO-IL | Midwest | Other | PS | 0 | 0 | 0 | 0 | 0 | 0 | PS | 0 | 0 | 0 | 0 | 0 | 0
| Base VOM Costs by Reporting Type | MISO_MO-IL | Midwest | Other Renew | PV | 0 | 0 | 0 | 0 | 0 | 0 | PV | 0 | 0 | 0 | 0 | 0 | 0
| Base VOM Costs by Reporting Type | MISO_MO-IL | Midwest | CT | PeakG | 1.17 | 0.25 | 0 | 0.53 | 0.01 | 0 | PeakG | 2.41 | 3.91 | 1.14 | 2.79 | 0.57 | 1.12
| Base VOM Costs by Reporting Type | MISO_MO-IL | Midwest | CT | PeakO | 0 | 0 | 0 | 0 | 0 | 0 | PeakO | 0 | 0 | 0 | 0 | 0 | 0
| Base VOM Costs by Reporting Type | MISO_MO-IL | Midwest | Other Renew | ST | 0 | 0 | 0 | 0 | 0 | 0 | ST | 0 | 0 | 0 | 0 | 0 | 0
| Base VOM Costs by Reporting Type | MISO_MO-IL | Midwest | Steam O/G | STOG | 0.04 | 0 | 0 | 0 | 0 | 0 | STOG | 0.01 | 0.01 | 0.01 | 0 | 0 | 0
| Base VOM Costs by Reporting Type | MISO_MO-IL | Midwest | Other Renew | STWD | 0 | 0 | 0 | 0 | 0 | 0 | STWD | 0 | 0 | 0 | 0 | 0 | 0
| Base VOM Costs by Reporting Type | MISO_MO-IL | Midwest | On-shore Wind | WT | 0.02 | 0.02 | 0.21 | 0.21 | 0.21 | 0.21 | WT | 0.02 | 0.02 | 0.4 | 0.81 | 0.81 | 0.81
| Base VOM Costs by Reporting Type | MISO_MO-IL | Midwest | Coal | IGCC | 0 | 0 | 0 | 0 | 0 | 0 | IGCC | 0 | 0 | 0 | 0 | 0 | 0
| Base VOM Costs by Reporting Type | MISO_MO-IL | Midwest | DR | DemandResponse | 0 | 0 | 0 | 0 | 0 | 0 | DemandResponse | 0 | 0 | 0 | 0 | 0 | 0
| Base VOM Costs by Reporting Type | MISO_MO-IL | Midwest | Coal-CCS | IGCC-CCS | 0 | 0 | 0 | 0 | 0 | 0 | IGCC-CCS | 0 | 0 | 0 | 0 | 0 | 0
| Base VOM Costs by Reporting Type | MISO_MO-IL | Midwest | Off-shore Wind | WT_off | 0 | 0 | 0 | 0 | 0 | 0 | WT_off | 0 | 0 | 0 | 0 | 0 | 0
| Base VOM Costs by Reporting Type | MISO_MO-IL | Midwest | Other | PseudoUnit | 0 | 0 | 0 | 0 | 0 | 0 | PseudoUnit | 0 | 0 | 0 | 0 | 0 | 0
| Base VOM Costs by Reporting Type | MISO_MO-IL | Midwest | HQ/Maritimes | FixedInterchange | 0 | 0 | 0 | 0 | 0 | 0 | FixedInterchange | 0 | 0 | 0 | 0 | 0 | 0
Base VOM Costs by Reporting Type
| Base VOM Costs by Reporting Type |  |  |  | Base VOM Costs by Reporting Type: MISO_W | [6 empty] | Base VOM Costs by Reporting Type: MISO_W
| Base VOM Costs by Reporting Type |  |  |  | ReportingType | 2015 | 2020 | 2025 | 2030 | 2035 | 2040 | ReportingType | 2015 | 2020 | 2025 | 2030 | 2035 | 2040
| Base VOM Costs by Reporting Type | MISO_W | Midwest | Other Renew | BM | 0 | 0 | 0 | 0 | 0 | 0 | BM | 0 | 0 | 0 | 0 | 0 | 0
| Base VOM Costs by Reporting Type | MISO_W | Midwest | CC | CC | 26.03 | 15.24 | 7.47 | 4.66 | 2.69 | 1.38 | CC | 21.21 | 48.95 | 27.04 | 13.17 | 9.17 | 7.37
| Base VOM Costs by Reporting Type | MISO_W | Midwest | Other Renew | CSP | 0 | 0 | 0 | 0 | 0 | 0 | CSP | 0 | 0 | 0 | 0 | 0 | 0
| Base VOM Costs by Reporting Type | MISO_W | Midwest | CT | CT | 0 | 0 | 0 | 0 | 0 | 0 | CT | 0 | 0 | 0 | 0 | 0 | 0
| Base VOM Costs by Reporting Type | MISO_W | Midwest | Coal | Coal | 281.05 | 103.25 | 12.14 | 12.14 | 13.09 | 13.09 | Coal | 279.28 | 128.45 | 19.11 | 9.3 | 9.69 | 9.69
| Base VOM Costs by Reporting Type | MISO_W | Midwest | Other Renew | Geo | 0 | 0 | 0 | 0 | 0 | 0 | Geo | 0 | 0 | 0 | 0 | 0 | 0
| Base VOM Costs by Reporting Type | MISO_W | Midwest | Hydro | H | 0 | 0 | 0 | 0 | 0 | 0 | H | 0 | 0 | 0 | 0 | 0 | 0
| Base VOM Costs by Reporting Type | MISO_W | Midwest | Other Renew | LFG | 0.02 | 0.02 | 0.02 | 0.02 | 0.02 | 0.02 | LFG | 0.02 | 0.02 | 0.02 | 0.02 | 0.02 | 0.02
| Base VOM Costs by Reporting Type | MISO_W | Midwest | Nuclear | Nuc | 43.67 | 43.67 | 43.67 | 43.67 | 0 | 0 | Nuc | 43.67 | 43.67 | 43.67 | 43.67 | 0 | 0
| Base VOM Costs by Reporting Type | MISO_W | Midwest | Other | PS | 0 | 0 | 0 | 0 | 0 | 0 | PS | 0 | 0 | 0 | 0 | 0 | 0
| Base VOM Costs by Reporting Type | MISO_W | Midwest | Other Renew | PV | 0 | 0 | 0 | 0 | 0 | 0 | PV | 0 | 0 | 0 | 0 | 0 | 0
| Base VOM Costs by Reporting Type | MISO_W | Midwest | CT | PeakG | 1.71 | 0 | 0 | 0 | 0 | 0 | PeakG | 2.11 | 2.71 | 0.27 | 2.32 | 1.54 | 1.51
| Base VOM Costs by Reporting Type | MISO_W | Midwest | CT | PeakO | 0 | 0 | 0 | 0 | 0 | 0 | PeakO | 0 | 0 | 0 | 0 | 0 | 0
| Base VOM Costs by Reporting Type | MISO_W | Midwest | Other Renew | ST | 0 | 0 | 0 | 0 | 0 | 0 | ST | 0 | 0 | 0 | 0 | 0 | 0
| Base VOM Costs by Reporting Type | MISO_W | Midwest | Steam O/G | STOG | 0 | 0 | 0 | 0 | 0 | 0 | STOG | 0 | 0 | 0 | 0 | 0 | 0
| Base VOM Costs by Reporting Type | MISO_W | Midwest | Other Renew | STWD | 0.14 | 0.27 | 0.27 | 1.26 | 5.21 | 4.06 | STWD | 0.3 | 0.38 | 0.76 | 2.43 | 3.61 | 3.12
| Base VOM Costs by Reporting Type | MISO_W | Midwest | On-shore Wind | WT | 0.32 | 0.32 | 3.95 | 4.1 | 4.1 | 4.21 | WT | 0.32 | 0.32 | 1.37 | 1.37 | 1.37 | 1.42
| Base VOM Costs by Reporting Type | MISO_W | Midwest | Coal | IGCC | 0 | 0 | 0 | 0 | 0 | 0 | IGCC | 0 | 0 | 0 | 0 | 0 | 0
| Base VOM Costs by Reporting Type | MISO_W | Midwest | DR | DemandResponse | 0 | 0 | 0 | 0 | 0 | 0 | DemandResponse | 0 | 0 | 0 | 0 | 0 | 0
| Base VOM Costs by Reporting Type | MISO_W | Midwest | Coal-CCS | IGCC-CCS | 0 | 0 | 0 | 0 | 0 | 0 | IGCC-CCS | 0 | 0 | 0 | 0 | 0 | 0
| Base VOM Costs by Reporting Type | MISO_W | Midwest | Off-shore Wind | WT_off | 0 | 0 | 0 | 0 | 0 | 0 | WT_off | 0 | 0 | 0 | 0 | 0 | 0
| Base VOM Costs by Reporting Type | MISO_W | Midwest | Other | PseudoUnit | 0 | 0 | 0 | 0 | 0 | 0 | PseudoUnit | 0 | 0 | 0 | 0 | 0 | 0
| Base VOM Costs by Reporting Type | MISO_W | Midwest | HQ/Maritimes | FixedInterchange | 0 | 0 | 0 | 0 | 0 | 0 | FixedInterchange | 0 | 0 | 0 | 0 | 0 | 0
Base VOM Costs by Reporting Type
| Base VOM Costs by Reporting Type |  |  |  | Base VOM Costs by Reporting Type: MISO_WUMS | [6 empty] | Base VOM Costs by Reporting Type: MISO_WUMS
| Base VOM Costs by Reporting Type |  |  |  | ReportingType | 2015 | 2020 | 2025 | 2030 | 2035 | 2040 | ReportingType | 2015 | 2020 | 2025 | 2030 | 2035 | 2040
| Base VOM Costs by Reporting Type | MISO_WUMS | Midwest | Other Renew | BM | 0 | 0 | 0 | 0 | 0.09 | 0.1 | BM | 0 | 0 | 0 | 0 | 0 | 61.99
| Base VOM Costs by Reporting Type | MISO_WUMS | Midwest | CC | CC | 272.1 | 676.06 | 437.09 | 438.71 | 216.65 | 105.4 | CC | 126.32 | 180.64 | 175.67 | 93.72 | 94.01 | 42.41
| Base VOM Costs by Reporting Type | MISO_WUMS | Midwest | Other Renew | CSP | 0 | 0 | 0 | 0 | 0 | 0 | CSP | 0 | 0 | 0 | 0 | 0 | 0
| Base VOM Costs by Reporting Type | MISO_WUMS | Midwest | CT | CT | 0 | 0 | 0 | 0 | 0 | 0 | CT | 0 | 0 | 0 | 0 | 0 | 0
| Base VOM Costs by Reporting Type | MISO_WUMS | Midwest | Coal | Coal | 49.34 | 7.82 | 2.9 | 2.89 | 8.11 | 11.23 | Coal | 46.12 | 8.01 | 4.46 | 2.34 | 10.19 | 13.36
| Base VOM Costs by Reporting Type | MISO_WUMS | Midwest | Other Renew | Geo | 0 | 0 | 0 | 0 | 0 | 0 | Geo | 0 | 0 | 0 | 0 | 0 | 0
| Base VOM Costs by Reporting Type | MISO_WUMS | Midwest | Hydro | H | 0 | 0 | 0 | 0 | 0 | 0 | H | 0 | 0 | 0 | 0 | 0 | 0
| Base VOM Costs by Reporting Type | MISO_WUMS | Midwest | Other Renew | LFG | 0.01 | 0.01 | 0.02 | 0.03 | 0.03 | 0.03 | LFG | 0.01 | 0.01 | 0.03 | 0.03 | 0.03 | 0.03
| Base VOM Costs by Reporting Type | MISO_WUMS | Midwest | Nuclear | Nuc | 33.6 | 33.6 | 33.6 | 33.6 | 0 | 0 | Nuc | 33.6 | 33.6 | 33.6 | 33.6 | 0 | 0
| Base VOM Costs by Reporting Type | MISO_WUMS | Midwest | Other | PS | 0 | 0 | 0 | 0 | 0 | 0 | PS | 0 | 0 | 0 | 0 | 0 | 0
| Base VOM Costs by Reporting Type | MISO_WUMS | Midwest | Other Renew | PV | 0 | 0 | 0 | 0 | 0 | 0 | PV | 0 | 0 | 0 | 0 | 0 | 0
| Base VOM Costs by Reporting Type | MISO_WUMS | Midwest | CT | PeakG | 0.03 | 0 | 0 | 0 | 0 | 0 | PeakG | 0 | 0 | 0 | 0 | 0 | 0
| Base VOM Costs by Reporting Type | MISO_WUMS | Midwest | CT | PeakO | 0 | 0 | 0 | 0 | 0 | 0 | PeakO | 0 | 0 | 0 | 0 | 0 | 0
| Base VOM Costs by Reporting Type | MISO_WUMS | Midwest | Other Renew | ST | 0 | 0 | 0 | 0 | 0 | 0 | ST | 0 | 0 | 0 | 0 | 0 | 0
| Base VOM Costs by Reporting Type | MISO_WUMS | Midwest | Steam O/G | STOG | 0 | 0 | 0 | 0 | 0 | 0 | STOG | 0 | 0 | 0 | 0 | 0 | 0
| Base VOM Costs by Reporting Type | MISO_WUMS | Midwest | Other Renew | STWD | 0.1 | 0.09 | 0.09 | 0.26 | 1.75 | 1.36 | STWD | 0.1 | 0.1 | 0.09 | 0.16 | 1.75 | 1.36
| Base VOM Costs by Reporting Type | MISO_WUMS | Midwest | On-shore Wind | WT | 0.05 | 0.05 | 0.05 | 0.05 | 0.05 | 0.05 | WT | 0.05 | 0.05 | 0.05 | 0.32 | 0.32 | 0.39
| Base VOM Costs by Reporting Type | MISO_WUMS | Midwest | Coal | IGCC | 0 | 0 | 0 | 0 | 0 | 0 | IGCC | 0 | 0 | 0 | 0 | 0 | 0
| Base VOM Costs by Reporting Type | MISO_WUMS | Midwest | DR | DemandResponse | 0 | 0 | 0 | 0 | 0 | 0 | DemandResponse | 0 | 0 | 0 | 0 | 0 | 0
| Base VOM Costs by Reporting Type | MISO_WUMS | Midwest | Coal-CCS | IGCC-CCS | 0 | 0 | 0 | 0 | 0 | 0 | IGCC-CCS | 0 | 0 | 0 | 0 | 0 | 0
| Base VOM Costs by Reporting Type | MISO_WUMS | Midwest | Off-shore Wind | WT_off | 0 | 0 | 0 | 0 | 0 | 0 | WT_off | 0 | 0 | 0 | 0 | 0 | 0
| Base VOM Costs by Reporting Type | MISO_WUMS | Midwest | Other | PseudoUnit | 0 | 0 | 0 | 0 | 0 | 0 | PseudoUnit | 0 | 0 | 0 | 0 | 0 | 0
| Base VOM Costs by Reporting Type | MISO_WUMS | Midwest | HQ/Maritimes | FixedInterchange | 0 | 0 | 0 | 0 | 0 | 0 | FixedInterchange | 0 | 0 | 0 | 0 | 0 | 0
Base VOM Costs by Reporting Type
| Base VOM Costs by Reporting Type |  |  |  | Base VOM Costs by Reporting Type: Nebraska | [6 empty] | Base VOM Costs by Reporting Type: Nebraska
| Base VOM Costs by Reporting Type |  |  |  | ReportingType | 2015 | 2020 | 2025 | 2030 | 2035 | 2040 | ReportingType | 2015 | 2020 | 2025 | 2030 | 2035 | 2040
| Base VOM Costs by Reporting Type | NE | Southwest | Other Renew | BM | 0 | 0 | 0 | 0 | 0 | 0 | BM | 0 | 0 | 0 | 0 | 0 | 0
| Base VOM Costs by Reporting Type | NE | Southwest | CC | CC | 1.48 | 0.33 | 0.33 | 0.33 | 0.17 | 0.09 | CC | 1.48 | 0.59 | 0.59 | 1.71 | 0.86 | 0.85
| Base VOM Costs by Reporting Type | NE | Southwest | Other Renew | CSP | 0 | 0 | 0 | 0 | 0 | 0 | CSP | 0 | 0 | 0 | 0 | 0 | 0
| Base VOM Costs by Reporting Type | NE | Southwest | CT | CT | 0 | 0 | 0 | 0 | 0 | 0 | CT | 0 | 0 | 0 | 0 | 0 | 0
| Base VOM Costs by Reporting Type | NE | Southwest | Coal | Coal | 117.38 | 12.59 | 6.59 | 5.92 | 8.27 | 8.27 | Coal | 117.38 | 14.85 | 7.92 | 7 | 5.66 | 4.6
| Base VOM Costs by Reporting Type | NE | Southwest | Other Renew | Geo | 0 | 0 | 0 | 0 | 0 | 0 | Geo | 0 | 0 | 0 | 0 | 0 | 0
| Base VOM Costs by Reporting Type | NE | Southwest | Hydro | H | 0 | 0 | 0 | 0 | 0 | 0 | H | 0 | 0 | 0 | 0 | 0 | 0
| Base VOM Costs by Reporting Type | NE | Southwest | Other Renew | LFG | 0 | 0 | 0 | 0.01 | 0.01 | 0.01 | LFG | 0 | 0 | 0 | 0.01 | 0 | 0
| Base VOM Costs by Reporting Type | NE | Southwest | Nuclear | Nuc | 23.15 | 23.15 | 23.15 | 23.15 | 0 | 0 | Nuc | 23.15 | 23.15 | 20.53 | 18.09 | 0 | 0
| Base VOM Costs by Reporting Type | NE | Southwest | Other | PS | 0 | 0 | 0 | 0 | 0 | 0 | PS | 0 | 0 | 0 | 0 | 0 | 0
| Base VOM Costs by Reporting Type | NE | Southwest | Other Renew | PV | 0 | 0 | 0 | 0 | 0 | 0 | PV | 0 | 0 | 0 | 0 | 0 | 0
| Base VOM Costs by Reporting Type | NE | Southwest | CT | PeakG | 0.56 | 0 | 0 | 0 | 0 | 0 | PeakG | 0.5 | 0 | 0 | 0 | 0 | 0
| Base VOM Costs by Reporting Type | NE | Southwest | CT | PeakO | 0 | 0 | 0 | 0 | 0 | 0 | PeakO | 0 | 0 | 0 | 0 | 0 | 0
| Base VOM Costs by Reporting Type | NE | Southwest | Other Renew | ST | 0 | 0 | 0 | 0 | 0 | 0 | ST | 0 | 0 | 0 | 0 | 0 | 0
| Base VOM Costs by Reporting Type | NE | Southwest | Steam O/G | STOG | 0 | 0 | 0 | 0 | 0 | 0 | STOG | 0.07 | 0 | 0 | 0 | 0 | 0
| Base VOM Costs by Reporting Type | NE | Southwest | Other Renew | STWD | 0 | 0 | 0 | 0 | 0 | 0 | STWD | 0 | 0 | 0 | 0 | 0 | 0
| Base VOM Costs by Reporting Type | NE | Southwest | On-shore Wind | WT | 0.01 | 1.02 | 1.02 | 1.02 | 1.02 | 0.99 | WT | 0.01 | 0.47 | 0.48 | 0.49 | 0.65 | 0.65
| Base VOM Costs by Reporting Type | NE | Southwest | Coal | IGCC | 0 | 0 | 0 | 0 | 0 | 0 | IGCC | 0 | 0 | 0 | 0 | 0 | 0
| Base VOM Costs by Reporting Type | NE | Southwest | DR | DemandResponse | 0 | 0 | 0 | 0 | 0 | 0 | DemandResponse | 0 | 0 | 0 | 0 | 0 | 0
| Base VOM Costs by Reporting Type | NE | Southwest | Coal-CCS | IGCC-CCS | 0 | 0 | 0 | 0 | 0 | 0 | IGCC-CCS | 0 | 0 | 0 | 0 | 0 | 0
| Base VOM Costs by Reporting Type | NE | Southwest | Off-shore Wind | WT_off | 0 | 0 | 0 | 0 | 0 | 0 | WT_off | 0 | 0 | 0 | 0 | 0 | 0
| Base VOM Costs by Reporting Type | NE | Southwest | Other | PseudoUnit | 0 | 0 | 0 | 0 | 0 | 0 | PseudoUnit | 0 | 0 | 0 | 0 | 0 | 0
| Base VOM Costs by Reporting Type | NE | Southwest | HQ/Maritimes | FixedInterchange | 0 | 0 | 0 | 0 | 0 | 0 | FixedInterchange | 0 | 0 | 0 | 0 | 0 | 0
Base VOM Costs by Reporting Type
| Base VOM Costs by Reporting Type |  |  |  | Base VOM Costs by Reporting Type: NEISO | [6 empty] | Base VOM Costs by Reporting Type: NEISO
| Base VOM Costs by Reporting Type |  |  |  | ReportingType | 2015 | 2020 | 2025 | 2030 | 2035 | 2040 | ReportingType | 2015 | 2020 | 2025 | 2030 | 2035 | 2040
| Base VOM Costs by Reporting Type | NEISO | Northeast | Other Renew | BM | 9.41 | 5.97 | 0.51 | 9.41 | 9.41 | 9.41 | BM | 9.41 | 6.11 | 0.39 | 9.41 | 4.27 | 9.41
| Base VOM Costs by Reporting Type | NEISO | Northeast | CC | CC | 122.78 | 89.13 | 74.69 | 55.76 | 24.74 | 16.3 | CC | 118.5 | 85.23 | 75.02 | 56.73 | 26.89 | 18.06
| Base VOM Costs by Reporting Type | NEISO | Northeast | Other Renew | CSP | 0 | 0 | 0 | 0 | 0 | 0 | CSP | 0 | 0 | 0 | 0 | 0 | 0
| Base VOM Costs by Reporting Type | NEISO | Northeast | CT | CT | 0.01 | 0.03 | 0 | 0.1 | 0 | 0 | CT | 0.03 | 0.11 | 0.11 | 0 | 0 | 0.02
| Base VOM Costs by Reporting Type | NEISO | Northeast | Coal | Coal | 0.24 | 0 | 0 | 0 | 0 | 0 | Coal | 0.12 | 0 | 0 | 0 | 0 | 0
| Base VOM Costs by Reporting Type | NEISO | Northeast | Other Renew | Geo | 0 | 0 | 0 | 0 | 0 | 0 | Geo | 0 | 0 | 0 | 0 | 0 | 0
| Base VOM Costs by Reporting Type | NEISO | Northeast | Hydro | H | 0 | 0 | 0 | 0 | 0 | 0 | H | 0 | 0 | 0 | 0 | 0 | 0
| Base VOM Costs by Reporting Type | NEISO | Northeast | Other Renew | LFG | 0.05 | 0.05 | 0.06 | 0.06 | 0.06 | 0.06 | LFG | 0.05 | 0.05 | 0.05 | 0.06 | 0.06 | 0.06
| Base VOM Costs by Reporting Type | NEISO | Northeast | Nuclear | Nuc | 85.9 | 85.9 | 85.9 | 85.9 | 62.06 | 45.84 | Nuc | 85.9 | 85.9 | 85.9 | 85.9 | 62.06 | 45.84
| Base VOM Costs by Reporting Type | NEISO | Northeast | Other | PS | 0 | 0 | 0 | 0 | 0 | 0 | PS | 0 | 0 | 0 | 0 | 0 | 0
| Base VOM Costs by Reporting Type | NEISO | Northeast | Other Renew | PV | 0 | 0.01 | 0.01 | 0.01 | 0.01 | 0.01 | PV | 0 | 0.01 | 0.01 | 0.01 | 0.01 | 0.01
| Base VOM Costs by Reporting Type | NEISO | Northeast | CT | PeakG | 0.22 | 0.38 | 0.78 | 0.79 | 0.78 | 0.85 | PeakG | 0.23 | 0.3 | 0.29 | 0.02 | 0 | 0.18
| Base VOM Costs by Reporting Type | NEISO | Northeast | CT | PeakO | 0 | 0 | 0 | 0 | 0 | 0 | PeakO | 0 | 0 | 0 | 0 | 0 | 0
| Base VOM Costs by Reporting Type | NEISO | Northeast | Other Renew | ST | 0 | 0 | 0 | 0 | 0 | 0 | ST | 0 | 0 | 0 | 0 | 0 | 0
| Base VOM Costs by Reporting Type | NEISO | Northeast | Steam O/G | STOG | 0 | 0 | 0 | 0 | 0 | 0 | STOG | 0 | 0 | 0 | 0 | 0 | 0
| Base VOM Costs by Reporting Type | NEISO | Northeast | Other Renew | STWD | 10.15 | 3.13 | 0.34 | 3.15 | 10.15 | 9.87 | STWD | 10.15 | 2.82 | 0.26 | 3 | 4.79 | 7.91
| Base VOM Costs by Reporting Type | NEISO | Northeast | On-shore Wind | WT | 0.01 | 0.09 | 0.17 | 0.17 | 0.55 | 0.55 | WT | 0.01 | 0.09 | 0.16 | 0.17 | 0.47 | 0.47
| Base VOM Costs by Reporting Type | NEISO | Northeast | Coal | IGCC | 0 | 0 | 0 | 0 | 0 | 0 | IGCC | 0 | 0 | 0 | 0 | 0 | 0
| Base VOM Costs by Reporting Type | NEISO | Northeast | DR | DemandResponse | 0 | 0 | 0 | 0 | 0 | 0 | DemandResponse | 0 | 0 | 0 | 0 | 0 | 0
| Base VOM Costs by Reporting Type | NEISO | Northeast | Coal-CCS | IGCC-CCS | 0 | 0 | 0 | 0 | 0 | 0 | IGCC-CCS | 0 | 0 | 0 | 0 | 0 | 0
| Base VOM Costs by Reporting Type | NEISO | Northeast | Off-shore Wind | WT_off | 0.02 | 0.02 | 0.02 | 0.02 | 0.02 | 0.02 | WT_off | 0.02 | 0.02 | 0.02 | 0.02 | 0.02 | 0.02
| Base VOM Costs by Reporting Type | NEISO | Northeast | Other | PseudoUnit | 0 | 0 | 0 | 0 | 0 | 0 | PseudoUnit | 0 | 0 | 0 | 0 | 0 | 0
| Base VOM Costs by Reporting Type | NEISO | Northeast | HQ/Maritimes | FixedInterchange | 0 | 0 | 0 | 0 | 0 | 0 | FixedInterchange | 0 | 0 | 0 | 0 | 0 | 0
Base VOM Costs by Reporting Type
| Base VOM Costs by Reporting Type |  |  |  | Base VOM Costs by Reporting Type: NonRTO_Midwest | [6 empty] | Base VOM Costs by Reporting Type: NonRTO_Midwest
| Base VOM Costs by Reporting Type |  |  |  | ReportingType | 2015 | 2020 | 2025 | 2030 | 2035 | 2040 | ReportingType | 2015 | 2020 | 2025 | 2030 | 2035 | 2040
| Base VOM Costs by Reporting Type | NonRTO_Midwest | MISO | Other Renew | BM | 0 | 0 | 0 | 0 | 13.12 | 152.09 | BM | 0 | 0 | 0 | 0 | 45.01 | 208.2
| Base VOM Costs by Reporting Type | NonRTO_Midwest | MISO | CC | CC | 54 | 116.24 | 116.24 | 115.34 | 87.96 | 9.73 | CC | 70.81 | 139.23 | 139.23 | 133.12 | 112.22 | 14.69
| Base VOM Costs by Reporting Type | NonRTO_Midwest | MISO | Other Renew | CSP | 0 | 0 | 0 | 0 | 0 | 0 | CSP | 0 | 0 | 0 | 0 | 0 | 0
| Base VOM Costs by Reporting Type | NonRTO_Midwest | MISO | CT | CT | 0 | 0 | 0 | 0 | 0 | 0 | CT | 0 | 0 | 0 | 0 | 0 | 0
| Base VOM Costs by Reporting Type | NonRTO_Midwest | MISO | Coal | Coal | 168.49 | 112.79 | 11.14 | 11.63 | 19.84 | 19.84 | Coal | 150.12 | 84.92 | 23.83 | 11.36 | 26.9 | 26.9
| Base VOM Costs by Reporting Type | NonRTO_Midwest | MISO | Other Renew | Geo | 0 | 0 | 0 | 0 | 0 | 0 | Geo | 0 | 0 | 0 | 0 | 0 | 0
| Base VOM Costs by Reporting Type | NonRTO_Midwest | MISO | Hydro | H | 0 | 0 | 0.04 | 0.04 | 0.04 | 0.04 | H | 0 | 0 | 0.04 | 0.04 | 0.04 | 0.04
| Base VOM Costs by Reporting Type | NonRTO_Midwest | MISO | Other Renew | LFG | 0 | 0 | 0.01 | 0.01 | 0.01 | 0.01 | LFG | 0 | 0 | 0.01 | 0.01 | 0.01 | 0.01
| Base VOM Costs by Reporting Type | NonRTO_Midwest | MISO | Nuclear | Nuc | 0 | 0 | 0 | 19.92 | 36.41 | 36.41 | Nuc | 0 | 0 | 0 | 0 | 0 | 0
| Base VOM Costs by Reporting Type | NonRTO_Midwest | MISO | Other | PS | 0 | 0 | 0 | 0 | 0 | 0 | PS | 0 | 0 | 0 | 0 | 0 | 0
| Base VOM Costs by Reporting Type | NonRTO_Midwest | MISO | Other Renew | PV | 0 | 0 | 0 | 0 | 0 | 0 | PV | 0 | 0 | 0 | 0 | 0 | 0
| Base VOM Costs by Reporting Type | NonRTO_Midwest | MISO | CT | PeakG | 1.23 | 0.52 | 0 | 2.14 | 0.35 | 0 | PeakG | 1.2 | 0.54 | 2.01 | 0 | 0 | 0
| Base VOM Costs by Reporting Type | NonRTO_Midwest | MISO | CT | PeakO | 0 | 0 | 0 | 0 | 0 | 0 | PeakO | 0 | 0 | 0 | 0 | 0 | 0
| Base VOM Costs by Reporting Type | NonRTO_Midwest | MISO | Other Renew | ST | 0 | 0 | 0 | 0 | 0 | 0 | ST | 0 | 0 | 0 | 0 | 0 | 0
| Base VOM Costs by Reporting Type | NonRTO_Midwest | MISO | Steam O/G | STOG | 0 | 0 | 0 | 0 | 0 | 0 | STOG | 0 | 0 | 0 | 0 | 0 | 0
| Base VOM Costs by Reporting Type | NonRTO_Midwest | MISO | Other Renew | STWD | 0 | 0 | 0 | 0 | 0 | 0 | STWD | 0 | 0 | 0 | 0 | 0 | 0
| Base VOM Costs by Reporting Type | NonRTO_Midwest | MISO | On-shore Wind | WT | 0 | 0 | 0 | 0 | 0 | 0 | WT | 0 | 0 | 0 | 0 | 0 | 0
| Base VOM Costs by Reporting Type | NonRTO_Midwest | MISO | Coal | IGCC | 0 | 0 | 0 | 0 | 0 | 0 | IGCC | 0 | 0 | 0 | 0 | 0 | 0
| Base VOM Costs by Reporting Type | NonRTO_Midwest | MISO | DR | DemandResponse | 0 | 0 | 0 | 0 | 0 | 0 | DemandResponse | 0 | 0 | 0 | 0 | 0 | 0
| Base VOM Costs by Reporting Type | NonRTO_Midwest | MISO | Coal-CCS | IGCC-CCS | 0 | 0 | 0 | 0 | 0 | 0 | IGCC-CCS | 0 | 0 | 0 | 0 | 0 | 0
| Base VOM Costs by Reporting Type | NonRTO_Midwest | MISO | Off-shore Wind | WT_off | 0 | 0 | 0 | 0 | 0 | 0 | WT_off | 0 | 0 | 0 | 0 | 0 | 0
| Base VOM Costs by Reporting Type | NonRTO_Midwest | MISO | Other | PseudoUnit | 0 | 0 | 0 | 0 | 0 | 0 | PseudoUnit | 0 | 0 | 0 | 0 | 0 | 0
| Base VOM Costs by Reporting Type | NonRTO_Midwest | MISO | HQ/Maritimes | FixedInterchange | 0 | 0 | 0 | 0 | 0 | 0 | FixedInterchange | 0 | 0 | 0 | 0 | 0 | 0
Base VOM Costs by Reporting Type
| Base VOM Costs by Reporting Type |  |  |  | Base VOM Costs by Reporting Type: NYISO_A-F | [6 empty] | Base VOM Costs by Reporting Type: NYISO_A-F
| Base VOM Costs by Reporting Type |  |  |  | ReportingType | 2015 | 2020 | 2025 | 2030 | 2035 | 2040 | ReportingType | 2015 | 2020 | 2025 | 2030 | 2035 | 2040
| Base VOM Costs by Reporting Type | NYISO_A-F | Northeast | Other Renew | BM | 0 | 0 | 0 | 0 | 0 | 0 | BM | 0 | 0 | 0 | 0 | 0 | 0
| Base VOM Costs by Reporting Type | NYISO_A-F | Northeast | CC | CC | 23.19 | 30 | 26.23 | 19.34 | 4.79 | 0.6 | CC | 20.02 | 21.68 | 21.72 | 16.26 | 4.11 | 1.51
| Base VOM Costs by Reporting Type | NYISO_A-F | Northeast | Other Renew | CSP | 0 | 0 | 0 | 0 | 0 | 0 | CSP | 0 | 0 | 0 | 0 | 0 | 0
| Base VOM Costs by Reporting Type | NYISO_A-F | Northeast | CT | CT | 0 | 0 | 0 | 0 | 0 | 0 | CT | 0 | 0 | 0 | 0 | 0 | 0
| Base VOM Costs by Reporting Type | NYISO_A-F | Northeast | Coal | Coal | 0 | 0 | 0 | 0 | 0 | 0 | Coal | 0 | 0 | 0 | 0 | 0 | 0
| Base VOM Costs by Reporting Type | NYISO_A-F | Northeast | Other Renew | Geo | 0 | 0 | 0 | 0 | 0 | 0 | Geo | 0 | 0 | 0 | 0 | 0 | 0
| Base VOM Costs by Reporting Type | NYISO_A-F | Northeast | Hydro | H | 0 | 0 | 0 | 0 | 0 | 0 | H | 0 | 0 | 0 | 0 | 0 | 0
| Base VOM Costs by Reporting Type | NYISO_A-F | Northeast | Other Renew | LFG | 0.02 | 0.02 | 0.02 | 0.02 | 0.02 | 0.02 | LFG | 0.02 | 0.02 | 0.02 | 0.02 | 0.02 | 0.02
| Base VOM Costs by Reporting Type | NYISO_A-F | Northeast | Nuclear | Nuc | 62.23 | 62.23 | 62.23 | 50.74 | 40 | 24.25 | Nuc | 62.23 | 62.23 | 62.23 | 50.74 | 40 | 24.24
| Base VOM Costs by Reporting Type | NYISO_A-F | Northeast | Other | PS | 0 | 0 | 0 | 0 | 0 | 0 | PS | 0 | 0 | 0 | 0 | 0 | 0
| Base VOM Costs by Reporting Type | NYISO_A-F | Northeast | Other Renew | PV | 0 | 0 | 0 | 0 | 0 | 0 | PV | 0 | 0 | 0 | 0 | 0 | 0
| Base VOM Costs by Reporting Type | NYISO_A-F | Northeast | CT | PeakG | 0.02 | 0.06 | 0.17 | 0.17 | 0.17 | 0.17 | PeakG | 0 | 0 | 0 | 0 | 0 | 0.04
| Base VOM Costs by Reporting Type | NYISO_A-F | Northeast | CT | PeakO | 0 | 0 | 0 | 0 | 0 | 0 | PeakO | 0 | 0 | 0 | 0 | 0 | 0
| Base VOM Costs by Reporting Type | NYISO_A-F | Northeast | Other Renew | ST | 0 | 0 | 0 | 0 | 0 | 0 | ST | 0 | 0 | 0 | 0 | 0 | 0
| Base VOM Costs by Reporting Type | NYISO_A-F | Northeast | Steam O/G | STOG | 0 | 0 | 0 | 0 | 0 | 0 | STOG | 0 | 0 | 0 | 0 | 0 | 0
| Base VOM Costs by Reporting Type | NYISO_A-F | Northeast | Other Renew | STWD | 0 | 0.04 | 0.04 | 0.14 | 1.43 | 1.34 | STWD | 0 | 0 | 0.02 | 0.2 | 0.67 | 1.43
| Base VOM Costs by Reporting Type | NYISO_A-F | Northeast | On-shore Wind | WT | 0.11 | 0.13 | 0.13 | 0.28 | 0.4 | 0.4 | WT | 0.11 | 0.13 | 0.13 | 0.3 | 0.4 | 0.4
| Base VOM Costs by Reporting Type | NYISO_A-F | Northeast | Coal | IGCC | 0 | 0 | 0 | 0 | 0 | 0 | IGCC | 0 | 0 | 0 | 0 | 0 | 0
| Base VOM Costs by Reporting Type | NYISO_A-F | Northeast | DR | DemandResponse | 0 | 0 | 0 | 0 | 0 | 0 | DemandResponse | 0 | 0 | 0 | 0 | 0 | 0
| Base VOM Costs by Reporting Type | NYISO_A-F | Northeast | Coal-CCS | IGCC-CCS | 0 | 0 | 0 | 0 | 0 | 0 | IGCC-CCS | 0 | 0 | 0 | 0 | 0 | 0
| Base VOM Costs by Reporting Type | NYISO_A-F | Northeast | Off-shore Wind | WT_off | 0 | 0 | 0 | 0 | 0 | 0 | WT_off | 0 | 0 | 0 | 0 | 0 | 0
| Base VOM Costs by Reporting Type | NYISO_A-F | Northeast | Other | PseudoUnit | 0 | 0 | 0 | 0 | 0 | 0 | PseudoUnit | 0 | 0 | 0 | 0 | 0 | 0
| Base VOM Costs by Reporting Type | NYISO_A-F | Northeast | HQ/Maritimes | FixedInterchange | 0 | 0 | 0 | 0 | 0 | 0 | FixedInterchange | 0 | 0 | 0 | 0 | 0 | 0
Base VOM Costs by Reporting Type
| Base VOM Costs by Reporting Type |  |  |  | Base VOM Costs by Reporting Type: NYISO_G-I | [6 empty] | Base VOM Costs by Reporting Type: NYISO_G-I
| Base VOM Costs by Reporting Type |  |  |  | ReportingType | 2015 | 2020 | 2025 | 2030 | 2035 | 2040 | ReportingType | 2015 | 2020 | 2025 | 2030 | 2035 | 2040
| Base VOM Costs by Reporting Type | NYISO_G-I | Northeast | Other Renew | BM | 0 | 0 | 0 | 0 | 20.98 | 20.98 | BM | 0 | 0 | 0 | 0 | 0 | 29.85
| Base VOM Costs by Reporting Type | NYISO_G-I | Northeast | CC | CC | 5.66 | 15.58 | 10.94 | 3.2 | 2.84 | 1.81 | CC | 12.59 | 24.26 | 24.23 | 17.26 | 15.55 | 3.77
| Base VOM Costs by Reporting Type | NYISO_G-I | Northeast | Other Renew | CSP | 0 | 0 | 0 | 0 | 0 | 0 | CSP | 0 | 0 | 0 | 0 | 0 | 0
| Base VOM Costs by Reporting Type | NYISO_G-I | Northeast | CT | CT | 0 | 0 | 0 | 0 | 0 | 0 | CT | 0 | 0 | 0 | 0 | 0 | 0
| Base VOM Costs by Reporting Type | NYISO_G-I | Northeast | Coal | Coal | 0 | 0 | 0 | 0 | 0 | 0 | Coal | 0 | 0 | 0 | 0 | 0 | 0
| Base VOM Costs by Reporting Type | NYISO_G-I | Northeast | Other Renew | Geo | 0 | 0 | 0 | 0 | 0 | 0 | Geo | 0 | 0 | 0 | 0 | 0 | 0
| Base VOM Costs by Reporting Type | NYISO_G-I | Northeast | Hydro | H | 0 | 0 | 0 | 0 | 0 | 0 | H | 0 | 0 | 0 | 0 | 0 | 0
| Base VOM Costs by Reporting Type | NYISO_G-I | Northeast | Other Renew | LFG | 0.01 | 0.01 | 0.01 | 0.01 | 0.01 | 0.01 | LFG | 0.01 | 0.01 | 0.01 | 0.01 | 0.01 | 0.01
| Base VOM Costs by Reporting Type | NYISO_G-I | Northeast | Nuclear | Nuc | 37.82 | 37.82 | 37.82 | 37.82 | 18.97 | 28.72 | Nuc | 37.82 | 37.82 | 37.82 | 37.82 | 32.8 | 58.96
| Base VOM Costs by Reporting Type | NYISO_G-I | Northeast | Other | PS | 0 | 0 | 0 | 0 | 0 | 0 | PS | 0 | 0 | 0 | 0 | 0 | 0
| Base VOM Costs by Reporting Type | NYISO_G-I | Northeast | Other Renew | PV | 0 | 0 | 0 | 0 | 0 | 0 | PV | 0 | 0 | 0 | 0 | 0 | 0
| Base VOM Costs by Reporting Type | NYISO_G-I | Northeast | CT | PeakG | 0 | 0 | 0 | 0 | 0 | 0 | PeakG | 0 | 0 | 0.01 | 0.02 | 0.01 | 0
| Base VOM Costs by Reporting Type | NYISO_G-I | Northeast | CT | PeakO | 0 | 0 | 0 | 0 | 0 | 0 | PeakO | 0 | 0 | 0 | 0 | 0 | 0
| Base VOM Costs by Reporting Type | NYISO_G-I | Northeast | Other Renew | ST | 0 | 0 | 0 | 0 | 0 | 0 | ST | 0 | 0 | 0 | 0 | 0 | 0
| Base VOM Costs by Reporting Type | NYISO_G-I | Northeast | Steam O/G | STOG | 0 | 0 | 0 | 0 | 0 | 0 | STOG | 0 | 0 | 0 | 0 | 0 | 0
| Base VOM Costs by Reporting Type | NYISO_G-I | Northeast | Other Renew | STWD | 0 | 0 | 0 | 0 | 0 | 0 | STWD | 0 | 0 | 0 | 0 | 0 | 0
| Base VOM Costs by Reporting Type | NYISO_G-I | Northeast | On-shore Wind | WT | 0 | 0 | 0 | 0.01 | 0.01 | 0.01 | WT | 0 | 0 | 0 | 0.01 | 0.01 | 0.01
| Base VOM Costs by Reporting Type | NYISO_G-I | Northeast | Coal | IGCC | 0 | 0 | 0 | 0 | 0 | 0 | IGCC | 0 | 0 | 0 | 0 | 0 | 0
| Base VOM Costs by Reporting Type | NYISO_G-I | Northeast | DR | DemandResponse | 0 | 0 | 0 | 0 | 0 | 0 | DemandResponse | 0 | 0 | 0 | 0 | 0 | 0
| Base VOM Costs by Reporting Type | NYISO_G-I | Northeast | Coal-CCS | IGCC-CCS | 0 | 0 | 0 | 0 | 0 | 0 | IGCC-CCS | 0 | 0 | 0 | 0 | 0 | 0
| Base VOM Costs by Reporting Type | NYISO_G-I | Northeast | Off-shore Wind | WT_off | 0 | 0 | 0 | 0 | 0 | 0 | WT_off | 0 | 0 | 0 | 0 | 0 | 0
| Base VOM Costs by Reporting Type | NYISO_G-I | Northeast | Other | PseudoUnit | 0 | 0 | 0 | 0 | 0 | 0 | PseudoUnit | 0 | 0 | 0 | 0 | 0 | 0
| Base VOM Costs by Reporting Type | NYISO_G-I | Northeast | HQ/Maritimes | FixedInterchange | 0 | 0 | 0 | 0 | 0 | 0 | FixedInterchange | 0 | 0 | 0 | 0 | 0 | 0
Base VOM Costs by Reporting Type
| Base VOM Costs by Reporting Type |  |  |  | Base VOM Costs by Reporting Type: NYISO_J-K | [6 empty] | Base VOM Costs by Reporting Type: NYISO_J-K
| Base VOM Costs by Reporting Type |  |  |  | ReportingType | 2015 | 2020 | 2025 | 2030 | 2035 | 2040 | ReportingType | 2015 | 2020 | 2025 | 2030 | 2035 | 2040
| Base VOM Costs by Reporting Type | NYISO_J-K | Northeast | Other Renew | BM | 0 | 0 | 0 | 0 | 0 | 0 | BM | 0 | 0 | 0 | 0 | 0 | 0
| Base VOM Costs by Reporting Type | NYISO_J-K | Northeast | CC | CC | 60.62 | 66.84 | 63.68 | 37.4 | 26.68 | 16.25 | CC | 64.8 | 69.37 | 70.68 | 57.29 | 50.3 | 33.54
| Base VOM Costs by Reporting Type | NYISO_J-K | Northeast | Other Renew | CSP | 0 | 0 | 0 | 0 | 0 | 0 | CSP | 0 | 0 | 0 | 0 | 0 | 0
| Base VOM Costs by Reporting Type | NYISO_J-K | Northeast | CT | CT | 0 | 0 | 0 | 0 | 0 | 0 | CT | 0 | 0 | 0 | 0 | 0 | 0
| Base VOM Costs by Reporting Type | NYISO_J-K | Northeast | Coal | Coal | 0 | 0 | 0 | 0 | 0 | 0 | Coal | 0 | 0 | 0 | 0 | 0 | 0
| Base VOM Costs by Reporting Type | NYISO_J-K | Northeast | Other Renew | Geo | 0 | 0 | 0 | 0 | 0 | 0 | Geo | 0 | 0 | 0 | 0 | 0 | 0
| Base VOM Costs by Reporting Type | NYISO_J-K | Northeast | Hydro | H | 0 | 0 | 0 | 0 | 0 | 0 | H | 0 | 0 | 0 | 0 | 0 | 0
| Base VOM Costs by Reporting Type | NYISO_J-K | Northeast | Other Renew | LFG | 0.01 | 0.01 | 0.02 | 0.02 | 0.02 | 0.02 | LFG | 0.01 | 0.01 | 0.01 | 0.02 | 0.02 | 0.02
| Base VOM Costs by Reporting Type | NYISO_J-K | Northeast | Nuclear | Nuc | 0 | 0 | 0 | 0 | 0 | 0 | Nuc | 0 | 0 | 0 | 0 | 0 | 0
| Base VOM Costs by Reporting Type | NYISO_J-K | Northeast | Other | PS | 0 | 0 | 0 | 0 | 0 | 0 | PS | 0 | 0 | 0 | 0 | 0 | 0
| Base VOM Costs by Reporting Type | NYISO_J-K | Northeast | Other Renew | PV | 0 | 0 | 0 | 0 | 0 | 0 | PV | 0 | 0 | 0 | 0 | 0 | 0
| Base VOM Costs by Reporting Type | NYISO_J-K | Northeast | CT | PeakG | 1.39 | 2.16 | 1.39 | 2.65 | 1.39 | 1.39 | PeakG | 1.39 | 2.1 | 3 | 2.79 | 3.98 | 2.97
| Base VOM Costs by Reporting Type | NYISO_J-K | Northeast | CT | PeakO | 0 | 0 | 0 | 0 | 0 | 0 | PeakO | 0 | 0 | 0 | 0.01 | 0 | 0
| Base VOM Costs by Reporting Type | NYISO_J-K | Northeast | Other Renew | ST | 0 | 0 | 0 | 0 | 0 | 0 | ST | 0 | 0 | 0 | 0 | 0 | 0
| Base VOM Costs by Reporting Type | NYISO_J-K | Northeast | Steam O/G | STOG | 1.18 | 1.59 | 1.59 | 1.59 | 0.83 | 0.83 | STOG | 1.8 | 2.01 | 3.03 | 2.64 | 1.15 | 0.4
| Base VOM Costs by Reporting Type | NYISO_J-K | Northeast | Other Renew | STWD | 0 | 0 | 0 | 0 | 0 | 0 | STWD | 0 | 0 | 0 | 0 | 0 | 0
| Base VOM Costs by Reporting Type | NYISO_J-K | Northeast | On-shore Wind | WT | 0 | 0 | 0 | 0 | 0.01 | 0.01 | WT | 0 | 0 | 0 | 0 | 0.01 | 0.01
| Base VOM Costs by Reporting Type | NYISO_J-K | Northeast | Coal | IGCC | 0 | 0 | 0 | 0 | 0 | 0 | IGCC | 0 | 0 | 0 | 0 | 0 | 0
| Base VOM Costs by Reporting Type | NYISO_J-K | Northeast | DR | DemandResponse | 0 | 0 | 0 | 0 | 0 | 0 | DemandResponse | 0 | 0 | 0 | 0 | 0 | 0
| Base VOM Costs by Reporting Type | NYISO_J-K | Northeast | Coal-CCS | IGCC-CCS | 0 | 0 | 0 | 0 | 0 | 0 | IGCC-CCS | 0 | 0 | 0 | 0 | 0 | 0
| Base VOM Costs by Reporting Type | NYISO_J-K | Northeast | Off-shore Wind | WT_off | 0 | 0 | 0 | 0 | 0 | 0 | WT_off | 0 | 0 | 0 | 0 | 0 | 0
| Base VOM Costs by Reporting Type | NYISO_J-K | Northeast | Other | PseudoUnit | 0 | 0 | 0 | 0 | 0 | 0 | PseudoUnit | 0 | 0 | 0 | 0 | 0 | 0
| Base VOM Costs by Reporting Type | NYISO_J-K | Northeast | HQ/Maritimes | FixedInterchange | 0 | 0 | 0 | 0 | 0 | 0 | FixedInterchange | 0 | 0 | 0 | 0 | 0 | 0
Base VOM Costs by Reporting Type
| Base VOM Costs by Reporting Type |  |  |  | Base VOM Costs by Reporting Type: PJM_E | [6 empty] | Base VOM Costs by Reporting Type: PJM_E
| Base VOM Costs by Reporting Type |  |  |  | ReportingType | 2015 | 2020 | 2025 | 2030 | 2035 | 2040 | ReportingType | 2015 | 2020 | 2025 | 2030 | 2035 | 2040
| Base VOM Costs by Reporting Type | PJM_E | PJM_MAAC | Other Renew | BM | 0.06 | 1.12 | 1.12 | 1.12 | 1.12 | 1.12 | BM | 0.06 | 1.12 | 1.12 | 1.12 | 1.12 | 1.12
| Base VOM Costs by Reporting Type | PJM_E | PJM_MAAC | CC | CC | 144.75 | 155.11 | 149.12 | 114.96 | 113.11 | 56.34 | CC | 151.51 | 158.79 | 172.87 | 144.12 | 125.17 | 63.54
| Base VOM Costs by Reporting Type | PJM_E | PJM_MAAC | Other Renew | CSP | 0 | 0 | 0 | 0 | 0 | 0 | CSP | 0 | 0 | 0 | 0 | 0 | 0
| Base VOM Costs by Reporting Type | PJM_E | PJM_MAAC | CT | CT | 0.01 | 0.03 | 0.03 | 0.03 | 0.03 | 0 | CT | 0 | 0.03 | 0.05 | 0 | 0 | 0
| Base VOM Costs by Reporting Type | PJM_E | PJM_MAAC | Coal | Coal | 2.42 | 1.24 | 0.45 | 0.01 | 1.6 | 4.11 | Coal | 2.5 | 2.17 | 0.87 | 0.13 | 3.36 | 4.11
| Base VOM Costs by Reporting Type | PJM_E | PJM_MAAC | Other Renew | Geo | 0 | 0 | 0 | 0 | 0 | 0 | Geo | 0 | 0 | 0 | 0 | 0 | 0
| Base VOM Costs by Reporting Type | PJM_E | PJM_MAAC | Hydro | H | 0 | 0 | 0 | 0 | 0 | 0 | H | 0 | 0 | 0 | 0 | 0 | 0
| Base VOM Costs by Reporting Type | PJM_E | PJM_MAAC | Other Renew | LFG | 0.04 | 0.05 | 0.05 | 0.05 | 0.05 | 0.05 | LFG | 0.04 | 0.05 | 0.05 | 0.05 | 0.05 | 0.05
| Base VOM Costs by Reporting Type | PJM_E | PJM_MAAC | Nuclear | Nuc | 157.37 | 146 | 146 | 146 | 104.88 | 83.17 | Nuc | 157.37 | 146 | 146 | 146 | 104.88 | 83.17
| Base VOM Costs by Reporting Type | PJM_E | PJM_MAAC | Other | PS | 0 | 0 | 0 | 0 | 0 | 0 | PS | 0 | 0 | 0 | 0 | 0 | 0
| Base VOM Costs by Reporting Type | PJM_E | PJM_MAAC | Other Renew | PV | 0 | 0 | 0 | 0 | 0 | 0 | PV | 0 | 0 | 0 | 0 | 0 | 0
| Base VOM Costs by Reporting Type | PJM_E | PJM_MAAC | CT | PeakG | 0.67 | 2.1 | 2.1 | 2.1 | 2.1 | 2.1 | PeakG | 0.54 | 3.08 | 4.13 | 4.24 | 3.04 | 2.1
| Base VOM Costs by Reporting Type | PJM_E | PJM_MAAC | CT | PeakO | 0 | 0 | 0 | 0 | 0 | 0 | PeakO | 0 | 0 | 0 | 0.05 | 0 | 0
| Base VOM Costs by Reporting Type | PJM_E | PJM_MAAC | Other Renew | ST | 0 | 0 | 0 | 0 | 0 | 0 | ST | 0 | 0 | 0 | 0 | 0 | 0
| Base VOM Costs by Reporting Type | PJM_E | PJM_MAAC | Steam O/G | STOG | 0.64 | 0.64 | 0.64 | 0.87 | 0.64 | 0 | STOG | 0.33 | 0.62 | 0 | 0 | 0 | 0
| Base VOM Costs by Reporting Type | PJM_E | PJM_MAAC | Other Renew | STWD | 0 | 0 | 0 | 0 | 0 | 0 | STWD | 0 | 0 | 0 | 0 | 0 | 0
| Base VOM Costs by Reporting Type | PJM_E | PJM_MAAC | On-shore Wind | WT | 0.02 | 0.02 | 0.02 | 0.02 | 0 | 0 | WT | 0.02 | 0.02 | 0.02 | 0.02 | 0.02 | 0.02
| Base VOM Costs by Reporting Type | PJM_E | PJM_MAAC | Coal | IGCC | 0 | 0 | 0 | 0 | 0 | 0 | IGCC | 0 | 0 | 0 | 0 | 0 | 0
| Base VOM Costs by Reporting Type | PJM_E | PJM_MAAC | DR | DemandResponse | 0 | 0 | 0 | 0 | 0 | 0 | DemandResponse | 0 | 0 | 0 | 0 | 0 | 0
| Base VOM Costs by Reporting Type | PJM_E | PJM_MAAC | Coal-CCS | IGCC-CCS | 0 | 0 | 0 | 0 | 0 | 0 | IGCC-CCS | 0 | 0 | 0 | 0 | 0 | 0
| Base VOM Costs by Reporting Type | PJM_E | PJM_MAAC | Off-shore Wind | WT_off | 0 | 0 | 0.04 | 0.04 | 0.04 | 0.04 | WT_off | 0 | 0 | 0.04 | 0.04 | 0.04 | 0.04
| Base VOM Costs by Reporting Type | PJM_E | PJM_MAAC | Other | PseudoUnit | 0 | 0 | 0 | 0 | 0 | 0 | PseudoUnit | 0 | 0 | 0 | 0 | 0 | 0
| Base VOM Costs by Reporting Type | PJM_E | PJM_MAAC | HQ/Maritimes | FixedInterchange | 0 | 0 | 0 | 0 | 0 | 0 | FixedInterchange | 0 | 0 | 0 | 0 | 0 | 0
Base VOM Costs by Reporting Type
| Base VOM Costs by Reporting Type |  |  |  | Base VOM Costs by Reporting Type: PJM_ROM | [6 empty] | Base VOM Costs by Reporting Type: PJM_ROM
| Base VOM Costs by Reporting Type |  |  |  | ReportingType | 2015 | 2020 | 2025 | 2030 | 2035 | 2040 | ReportingType | 2015 | 2020 | 2025 | 2030 | 2035 | 2040
| Base VOM Costs by Reporting Type | PJM_ROM | PJM_MAAC | Other Renew | BM | 0.04 | 0.67 | 0.67 | 42.86 | 42.91 | 87.96 | BM | 0.04 | 0.67 | 0.67 | 0.67 | 0.67 | 87.97
| Base VOM Costs by Reporting Type | PJM_ROM | PJM_MAAC | CC | CC | 60.57 | 73.33 | 65.51 | 45.52 | 47.44 | 19.05 | CC | 66.1 | 71.19 | 77.08 | 58.19 | 53.23 | 31.14
| Base VOM Costs by Reporting Type | PJM_ROM | PJM_MAAC | Other Renew | CSP | 0 | 0 | 0 | 0 | 0 | 0 | CSP | 0 | 0 | 0 | 0 | 0 | 0
| Base VOM Costs by Reporting Type | PJM_ROM | PJM_MAAC | CT | CT | 0 | 0.02 | 0.02 | 0.02 | 0.02 | 0.02 | CT | 0 | 0.02 | 0.03 | 0.03 | 0 | 0
| Base VOM Costs by Reporting Type | PJM_ROM | PJM_MAAC | Coal | Coal | 42.27 | 7.82 | 1.1 | 0.03 | 3.58 | 5.4 | Coal | 36.33 | 5.73 | 0.11 | 0 | 0.01 | 0
| Base VOM Costs by Reporting Type | PJM_ROM | PJM_MAAC | Other Renew | Geo | 0 | 0 | 0 | 0 | 0 | 0 | Geo | 0 | 0 | 0 | 0 | 0 | 0
| Base VOM Costs by Reporting Type | PJM_ROM | PJM_MAAC | Hydro | H | 0 | 0 | 0 | 0.03 | 0.03 | 0.03 | H | 0 | 0 | 0.03 | 0.03 | 0.03 | 0.03
| Base VOM Costs by Reporting Type | PJM_ROM | PJM_MAAC | Other Renew | LFG | 0.03 | 0.05 | 0.05 | 0.05 | 0.05 | 0.05 | LFG | 0.03 | 0.05 | 0.05 | 0.05 | 0.05 | 0.05
| Base VOM Costs by Reporting Type | PJM_ROM | PJM_MAAC | Nuclear | Nuc | 93.13 | 93.13 | 93.13 | 93.13 | 61.1 | 179.09 | Nuc | 93.13 | 93.13 | 93.13 | 93.13 | 171.89 | 224.95
| Base VOM Costs by Reporting Type | PJM_ROM | PJM_MAAC | Other | PS | 0 | 0 | 0 | 0 | 0 | 0 | PS | 0 | 0 | 0 | 0 | 0 | 0
| Base VOM Costs by Reporting Type | PJM_ROM | PJM_MAAC | Other Renew | PV | 0 | 0.03 | 0.04 | 0.04 | 0.04 | 0.04 | PV | 0 | 0.03 | 0.04 | 0.04 | 0.04 | 0.04
| Base VOM Costs by Reporting Type | PJM_ROM | PJM_MAAC | CT | PeakG | 0 | 0 | 0 | 1.26 | 1.27 | 1.27 | PeakG | 0.1 | 0.4 | 0.43 | 2.51 | 1.29 | 1.27
| Base VOM Costs by Reporting Type | PJM_ROM | PJM_MAAC | CT | PeakO | 0 | 0 | 0 | 0 | 0 | 0 | PeakO | 0 | 0 | 0 | 0 | 0 | 0
| Base VOM Costs by Reporting Type | PJM_ROM | PJM_MAAC | Other Renew | ST | 0 | 0 | 0 | 0 | 0 | 0 | ST | 0 | 0 | 0 | 0 | 0 | 0
| Base VOM Costs by Reporting Type | PJM_ROM | PJM_MAAC | Steam O/G | STOG | 1.64 | 1.64 | 1.64 | 1.64 | 0.86 | 0 | STOG | 1.64 | 2.33 | 1.07 | 0.76 | 0 | 0
| Base VOM Costs by Reporting Type | PJM_ROM | PJM_MAAC | Other Renew | STWD | 0.07 | 1.16 | 1.16 | 1.16 | 1.16 | 1.16 | STWD | 0.07 | 1.16 | 1.16 | 1.16 | 1.16 | 1.16
| Base VOM Costs by Reporting Type | PJM_ROM | PJM_MAAC | On-shore Wind | WT | 0.03 | 0.05 | 0.05 | 0.05 | 0.05 | 0.05 | WT | 0.03 | 0.05 | 0.05 | 0.05 | 0.05 | 0.05
| Base VOM Costs by Reporting Type | PJM_ROM | PJM_MAAC | Coal | IGCC | 0 | 0 | 0 | 0 | 0 | 0 | IGCC | 0 | 0 | 0 | 0 | 0 | 0
| Base VOM Costs by Reporting Type | PJM_ROM | PJM_MAAC | DR | DemandResponse | 0 | 0 | 0 | 0 | 0 | 0 | DemandResponse | 0 | 0 | 0 | 0 | 0 | 0
| Base VOM Costs by Reporting Type | PJM_ROM | PJM_MAAC | Coal-CCS | IGCC-CCS | 0 | 0 | 0 | 0 | 0 | 0 | IGCC-CCS | 0 | 0 | 0 | 0 | 0 | 0
| Base VOM Costs by Reporting Type | PJM_ROM | PJM_MAAC | Off-shore Wind | WT_off | 0 | 0 | 0 | 0 | 0 | 0 | WT_off | 0 | 0 | 0 | 0 | 0 | 0
| Base VOM Costs by Reporting Type | PJM_ROM | PJM_MAAC | Other | PseudoUnit | 0 | 0 | 0 | 0 | 0 | 0 | PseudoUnit | 0 | 0 | 0 | 0 | 0 | 0
| Base VOM Costs by Reporting Type | PJM_ROM | PJM_MAAC | HQ/Maritimes | FixedInterchange | 0 | 0 | 0 | 0 | 0 | 0 | FixedInterchange | 0 | 0 | 0 | 0 | 0 | 0
Base VOM Costs by Reporting Type
| Base VOM Costs by Reporting Type |  |  |  | Base VOM Costs by Reporting Type: PJM_ROR | [6 empty] | Base VOM Costs by Reporting Type: PJM_ROR
| Base VOM Costs by Reporting Type |  |  |  | ReportingType | 2015 | 2020 | 2025 | 2030 | 2035 | 2040 | ReportingType | 2015 | 2020 | 2025 | 2030 | 2035 | 2040
| Base VOM Costs by Reporting Type | PJM_ROR | PJM_ROR | Other Renew | BM | 0.81 | 14.36 | 14.36 | 14.36 | 145.64 | 344.07 | BM | 0.81 | 14.36 | 12.13 | 14.36 | 14.36 | 393.86
| Base VOM Costs by Reporting Type | PJM_ROR | PJM_ROR | CC | CC | 448.49 | 629.86 | 566.56 | 473.61 | 367.42 | 173.63 | CC | 617.4 | 812.88 | 830.84 | 783.86 | 661.47 | 56.71
| Base VOM Costs by Reporting Type | PJM_ROR | PJM_ROR | Other Renew | CSP | 0 | 0 | 0 | 0 | 0 | 0 | CSP | 0 | 0 | 0 | 0 | 0 | 0
| Base VOM Costs by Reporting Type | PJM_ROR | PJM_ROR | CT | CT | 0.03 | 0.03 | 0.03 | 0.03 | 0.03 | 0.03 | CT | 0.03 | 0.06 | 0.06 | 0.06 | 0 | 0
| Base VOM Costs by Reporting Type | PJM_ROR | PJM_ROR | Coal | Coal | 870.04 | 527.1 | 29.75 | 29.07 | 87.95 | 89.11 | Coal | 710.12 | 412.64 | 63.52 | 42.55 | 79.81 | 79.81
| Base VOM Costs by Reporting Type | PJM_ROR | PJM_ROR | Other Renew | Geo | 0 | 0 | 0 | 0 | 0 | 0 | Geo | 0 | 0 | 0 | 0 | 0 | 0
| Base VOM Costs by Reporting Type | PJM_ROR | PJM_ROR | Hydro | H | 0 | 0.03 | 0.03 | 0.03 | 0.03 | 0.03 | H | 0 | 0.03 | 0.03 | 0.03 | 0.03 | 0.03
| Base VOM Costs by Reporting Type | PJM_ROR | PJM_ROR | Other Renew | LFG | 0.05 | 0.09 | 0.09 | 0.09 | 0.09 | 0.09 | LFG | 0.05 | 0.09 | 0.09 | 0.09 | 0.09 | 0.09
| Base VOM Costs by Reporting Type | PJM_ROR | PJM_ROR | Nuclear | Nuc | 370.54 | 370.54 | 370.54 | 361.05 | 353.14 | 296.83 | Nuc | 370.54 | 370.54 | 370.54 | 354.51 | 344.62 | 568.77
| Base VOM Costs by Reporting Type | PJM_ROR | PJM_ROR | Other | PS | 0 | 0 | 0 | 0 | 0 | 0 | PS | 0 | 0 | 0 | 0 | 0 | 0
| Base VOM Costs by Reporting Type | PJM_ROR | PJM_ROR | Other Renew | PV | 0 | 0 | 0 | 0 | 0 | 0 | PV | 0 | 0 | 0 | 0 | 0 | 0
| Base VOM Costs by Reporting Type | PJM_ROR | PJM_ROR | CT | PeakG | 8.04 | 9.24 | 4.22 | 4.93 | 1.31 | 0.65 | PeakG | 7.38 | 10.11 | 17.03 | 11.62 | 8.81 | 4.39
| Base VOM Costs by Reporting Type | PJM_ROR | PJM_ROR | CT | PeakO | 0 | 0 | 0 | 0 | 0 | 0 | PeakO | 0 | 0 | 0 | 0 | 0 | 0
| Base VOM Costs by Reporting Type | PJM_ROR | PJM_ROR | Other Renew | ST | 0 | 0 | 0 | 0 | 0 | 0 | ST | 0 | 0 | 0 | 0 | 0 | 0
| Base VOM Costs by Reporting Type | PJM_ROR | PJM_ROR | Steam O/G | STOG | 1.68 | 0.97 | 0.97 | 0.97 | 0.51 | 0 | STOG | 1.11 | 1.9 | 0 | 0 | 0 | 0
| Base VOM Costs by Reporting Type | PJM_ROR | PJM_ROR | Other Renew | STWD | 0.09 | 3.23 | 3.23 | 3.23 | 3.23 | 2.52 | STWD | 0.1 | 3.23 | 2.7 | 2.37 | 3.23 | 3.23
| Base VOM Costs by Reporting Type | PJM_ROR | PJM_ROR | On-shore Wind | WT | 0.31 | 0.31 | 0.31 | 0.31 | 0.31 | 0.31 | WT | 0.31 | 0.31 | 0.49 | 1.09 | 1.09 | 1.09
| Base VOM Costs by Reporting Type | PJM_ROR | PJM_ROR | Coal | IGCC | 0 | 0 | 0 | 0 | 0 | 0 | IGCC | 0 | 0 | 0 | 0 | 0 | 0
| Base VOM Costs by Reporting Type | PJM_ROR | PJM_ROR | DR | DemandResponse | 0 | 0 | 0 | 0 | 0 | 0 | DemandResponse | 0 | 0 | 0 | 0 | 0 | 0
| Base VOM Costs by Reporting Type | PJM_ROR | PJM_ROR | Coal-CCS | IGCC-CCS | 0 | 0 | 0 | 0 | 0 | 0 | IGCC-CCS | 0 | 0 | 0 | 0 | 0 | 0
| Base VOM Costs by Reporting Type | PJM_ROR | PJM_ROR | Off-shore Wind | WT_off | 0 | 0 | 0 | 0 | 0 | 0 | WT_off | 0 | 0 | 0 | 0 | 0 | 0
| Base VOM Costs by Reporting Type | PJM_ROR | PJM_ROR | Other | PseudoUnit | 0 | 0 | 0 | 0 | 0 | 0 | PseudoUnit | 0 | 0 | 0 | 0 | 0 | 0
| Base VOM Costs by Reporting Type | PJM_ROR | PJM_ROR | HQ/Maritimes | FixedInterchange | 0 | 0 | 0 | 0 | 0 | 0 | FixedInterchange | 0 | 0 | 0 | 0 | 0 | 0
Base VOM Costs by Reporting Type
| Base VOM Costs by Reporting Type |  |  |  | Base VOM Costs by Reporting Type: SOCO | [6 empty] | Base VOM Costs by Reporting Type: SOCO
| Base VOM Costs by Reporting Type |  |  |  | ReportingType | 2015 | 2020 | 2025 | 2030 | 2035 | 2040 | ReportingType | 2015 | 2020 | 2025 | 2030 | 2035 | 2040
| Base VOM Costs by Reporting Type | SOCO | South | Other Renew | BM | 0.19 | 0.44 | 0.97 | 2.05 | 244.56 | 226.6 | BM | 0.19 | 0.44 | 1.5 | 2.05 | 139.11 | 244.58
| Base VOM Costs by Reporting Type | SOCO | South | CC | CC | 407.73 | 509.75 | 418.88 | 384.01 | 117.79 | 24.51 | CC | 421.63 | 530.04 | 540.28 | 396.87 | 164.38 | 35.88
| Base VOM Costs by Reporting Type | SOCO | South | Other Renew | CSP | 0 | 0 | 0 | 0 | 0 | 0 | CSP | 0 | 0 | 0 | 0 | 0 | 0
| Base VOM Costs by Reporting Type | SOCO | South | CT | CT | 0 | 0 | 0 | 0 | 0 | 0 | CT | 0 | 0 | 0 | 0 | 0 | 0
| Base VOM Costs by Reporting Type | SOCO | South | Coal | Coal | 146.08 | 55.86 | 21.01 | 25.11 | 25.11 | 25.11 | Coal | 135.54 | 45.32 | 19.33 | 22.88 | 22.88 | 22.88
| Base VOM Costs by Reporting Type | SOCO | South | Other Renew | Geo | 0 | 0 | 0 | 0 | 0 | 0 | Geo | 0 | 0 | 0 | 0 | 0 | 0
| Base VOM Costs by Reporting Type | SOCO | South | Hydro | H | 0 | 0 | 0 | 0 | 0 | 0 | H | 0 | 0 | 0 | 0 | 0 | 0
| Base VOM Costs by Reporting Type | SOCO | South | Other Renew | LFG | 0 | 0 | 0.01 | 0.01 | 0.01 | 0.01 | LFG | 0 | 0 | 0.01 | 0.01 | 0.01 | 0.01
| Base VOM Costs by Reporting Type | SOCO | South | Nuclear | Nuc | 108.01 | 143 | 143 | 145.88 | 343.94 | 424.06 | Nuc | 108.01 | 143 | 143 | 274 | 367.4 | 399.55
| Base VOM Costs by Reporting Type | SOCO | South | Other | PS | 0 | 0 | 0 | 0 | 0 | 0 | PS | 0 | 0 | 0 | 0 | 0 | 0
| Base VOM Costs by Reporting Type | SOCO | South | Other Renew | PV | 0 | 0 | 0 | 0 | 0 | 0 | PV | 0 | 0 | 0 | 0 | 0 | 0
| Base VOM Costs by Reporting Type | SOCO | South | CT | PeakG | 5.43 | 0 | 4.58 | 4.64 | 0.38 | 0 | PeakG | 6.01 | 8.77 | 16.34 | 0.61 | 1.19 | 0.5
| Base VOM Costs by Reporting Type | SOCO | South | CT | PeakO | 0 | 0 | 0 | 0 | 0 | 0 | PeakO | 0 | 0 | 0 | 0 | 0 | 0
| Base VOM Costs by Reporting Type | SOCO | South | Other Renew | ST | 0 | 0 | 0 | 0 | 0 | 0 | ST | 0 | 0 | 0 | 0 | 0 | 0
| Base VOM Costs by Reporting Type | SOCO | South | Steam O/G | STOG | 0 | 0 | 0 | 0 | 0 | 0 | STOG | 0 | 0 | 0 | 0 | 0 | 0
| Base VOM Costs by Reporting Type | SOCO | South | Other Renew | STWD | 0.62 | 0.59 | 1.6 | 5.97 | 11.11 | 6.83 | STWD | 0.62 | 1.07 | 1.64 | 9.31 | 11.11 | 6.86
| Base VOM Costs by Reporting Type | SOCO | South | On-shore Wind | WT | 0 | 0 | 0 | 0 | 0 | 0 | WT | 0 | 0 | 0 | 0 | 0 | 0
| Base VOM Costs by Reporting Type | SOCO | South | Coal | IGCC | 0 | 0 | 0 | 0 | 0 | 0 | IGCC | 0 | 0 | 0 | 0 | 0 | 0
| Base VOM Costs by Reporting Type | SOCO | South | DR | DemandResponse | 0 | 0 | 0 | 0 | 0 | 0 | DemandResponse | 0 | 0 | 0 | 0 | 0 | 0
| Base VOM Costs by Reporting Type | SOCO | South | Coal-CCS | IGCC-CCS | 0 | 0 | 0 | 0 | 0 | 0 | IGCC-CCS | 0 | 0 | 0 | 0 | 0 | 0
| Base VOM Costs by Reporting Type | SOCO | South | Off-shore Wind | WT_off | 0 | 0 | 0 | 0 | 0 | 0 | WT_off | 0 | 0 | 0 | 0 | 0 | 0
| Base VOM Costs by Reporting Type | SOCO | South | Other | PseudoUnit | 0 | 0 | 0 | 0 | 0 | 0 | PseudoUnit | 0 | 0 | 0 | 0 | 0 | 0
| Base VOM Costs by Reporting Type | SOCO | South | HQ/Maritimes | FixedInterchange | 0 | 0 | 0 | 0 | 0 | 0 | FixedInterchange | 0 | 0 | 0 | 0 | 0 | 0
Base VOM Costs by Reporting Type
| Base VOM Costs by Reporting Type |  |  |  | Base VOM Costs by Reporting Type: SPP_N | [6 empty] | Base VOM Costs by Reporting Type: SPP_N
| Base VOM Costs by Reporting Type |  |  |  | ReportingType | 2015 | 2020 | 2025 | 2030 | 2035 | 2040 | ReportingType | 2015 | 2020 | 2025 | 2030 | 2035 | 2040
| Base VOM Costs by Reporting Type | SPP_N | Southwest | Other Renew | BM | 0 | 0 | 0 | 0 | 0 | 0 | BM | 0 | 0 | 0 | 0 | 0 | 0
| Base VOM Costs by Reporting Type | SPP_N | Southwest | CC | CC | 9.83 | 2.27 | 2.2 | 1.27 | 1.27 | 0.52 | CC | 15.89 | 27.24 | 21.31 | 13.52 | 9.26 | 6.53
| Base VOM Costs by Reporting Type | SPP_N | Southwest | Other Renew | CSP | 0 | 0 | 0 | 0 | 0 | 0 | CSP | 0 | 0 | 0 | 0 | 0 | 0
| Base VOM Costs by Reporting Type | SPP_N | Southwest | CT | CT | 0 | 0 | 0 | 0 | 0 | 0 | CT | 0 | 0 | 0 | 0.47 | 0.31 | 0.31
| Base VOM Costs by Reporting Type | SPP_N | Southwest | Coal | Coal | 218.61 | 39.46 | 0.78 | 0 | 0.01 | 0.01 | Coal | 218.61 | 46.51 | 3.21 | 3.57 | 3.44 | 3.13
| Base VOM Costs by Reporting Type | SPP_N | Southwest | Other Renew | Geo | 0 | 0 | 0 | 0 | 0 | 0 | Geo | 0 | 0 | 0 | 0 | 0 | 0
| Base VOM Costs by Reporting Type | SPP_N | Southwest | Hydro | H | 0 | 0 | 0 | 0 | 0 | 0 | H | 0 | 0 | 0 | 0 | 0 | 0
| Base VOM Costs by Reporting Type | SPP_N | Southwest | Other Renew | LFG | 0 | 0 | 0 | 0.01 | 0.01 | 0.01 | LFG | 0 | 0 | 0 | 0.01 | 0.01 | 0.01
| Base VOM Costs by Reporting Type | SPP_N | Southwest | Nuclear | Nuc | 21.45 | 21.45 | 21.45 | 21.45 | 21.45 | 21.45 | Nuc | 21.45 | 21.45 | 19.02 | 16.84 | 12.7 | 12.49
| Base VOM Costs by Reporting Type | SPP_N | Southwest | Other | PS | 0 | 0 | 0 | 0 | 0 | 0 | PS | 0 | 0 | 0 | 0 | 0 | 0
| Base VOM Costs by Reporting Type | SPP_N | Southwest | Other Renew | PV | 0 | 0 | 0 | 0 | 0 | 0 | PV | 0 | 0 | 0 | 0 | 0 | 0
| Base VOM Costs by Reporting Type | SPP_N | Southwest | CT | PeakG | 0 | 0 | 0 | 0 | 0 | 0 | PeakG | 0.65 | 0 | 0 | 0 | 0 | 0
| Base VOM Costs by Reporting Type | SPP_N | Southwest | CT | PeakO | 0 | 0 | 0 | 0 | 0 | 0 | PeakO | 0 | 0 | 0 | 0 | 0 | 0
| Base VOM Costs by Reporting Type | SPP_N | Southwest | Other Renew | ST | 0 | 0 | 0 | 0 | 0 | 0 | ST | 0 | 0 | 0 | 0 | 0 | 0
| Base VOM Costs by Reporting Type | SPP_N | Southwest | Steam O/G | STOG | 0 | 0 | 0 | 0 | 0 | 0 | STOG | 0.77 | 0.11 | 0 | 0.32 | 0 | 0
| Base VOM Costs by Reporting Type | SPP_N | Southwest | Other Renew | STWD | 0 | 0 | 0 | 0 | 0 | 0 | STWD | 0 | 0 | 0 | 0 | 0 | 0
| Base VOM Costs by Reporting Type | SPP_N | Southwest | On-shore Wind | WT | 0.05 | 1.25 | 2.49 | 2.49 | 2.49 | 2.62 | WT | 0.05 | 0.84 | 1.01 | 1.06 | 1.31 | 1.34
| Base VOM Costs by Reporting Type | SPP_N | Southwest | Coal | IGCC | 0 | 0 | 0 | 0 | 0 | 0 | IGCC | 0 | 0 | 0 | 0 | 0 | 0
| Base VOM Costs by Reporting Type | SPP_N | Southwest | DR | DemandResponse | 0 | 0 | 0 | 0 | 0 | 0 | DemandResponse | 0 | 0 | 0 | 0 | 0 | 0
| Base VOM Costs by Reporting Type | SPP_N | Southwest | Coal-CCS | IGCC-CCS | 0 | 0 | 0 | 0 | 0 | 0 | IGCC-CCS | 0 | 0 | 0 | 0 | 0 | 0
| Base VOM Costs by Reporting Type | SPP_N | Southwest | Off-shore Wind | WT_off | 0 | 0 | 0 | 0 | 0 | 0 | WT_off | 0 | 0 | 0 | 0 | 0 | 0
| Base VOM Costs by Reporting Type | SPP_N | Southwest | Other | PseudoUnit | 0 | 0 | 0 | 0 | 0 | 0 | PseudoUnit | 0 | 0 | 0 | 0 | 0 | 0
| Base VOM Costs by Reporting Type | SPP_N | Southwest | HQ/Maritimes | FixedInterchange | 0 | 0 | 0 | 0 | 0 | 0 | FixedInterchange | 0 | 0 | 0 | 0 | 0 | 0
Base VOM Costs by Reporting Type
| Base VOM Costs by Reporting Type |  |  |  | Base VOM Costs by Reporting Type: SPP_S | [6 empty] | Base VOM Costs by Reporting Type: SPP_S
| Base VOM Costs by Reporting Type |  |  |  | ReportingType | 2015 | 2020 | 2025 | 2030 | 2035 | 2040 | ReportingType | 2015 | 2020 | 2025 | 2030 | 2035 | 2040
| Base VOM Costs by Reporting Type | SPP_S | Southwest | Other Renew | BM | 0 | 0 | 0 | 0 | 0 | 0 | BM | 0 | 0 | 0 | 0 | 0 | 0
| Base VOM Costs by Reporting Type | SPP_S | Southwest | CC | CC | 105.67 | 22.02 | 17.35 | 14.39 | 13.31 | 7.52 | CC | 135.3 | 109 | 102.51 | 68.5 | 50.02 | 43.96
| Base VOM Costs by Reporting Type | SPP_S | Southwest | Other Renew | CSP | 0 | 0 | 0 | 0 | 0 | 0 | CSP | 0 | 0 | 0 | 0 | 0 | 0
| Base VOM Costs by Reporting Type | SPP_S | Southwest | CT | CT | 0.13 | 0 | 0 | 0 | 0 | 0 | CT | 0.02 | 0 | 0 | 0 | 0 | 0
| Base VOM Costs by Reporting Type | SPP_S | Southwest | Coal | Coal | 339.72 | 23.92 | 1.66 | 0 | 0 | 0 | Coal | 271.86 | 26.15 | 1.62 | 0 | 0 | 0
| Base VOM Costs by Reporting Type | SPP_S | Southwest | Other Renew | Geo | 0 | 0 | 0 | 0 | 0 | 0 | Geo | 0 | 0 | 0 | 0 | 0 | 0
| Base VOM Costs by Reporting Type | SPP_S | Southwest | Hydro | H | 0 | 0 | 0 | 0 | 0 | 0 | H | 0 | 0 | 0 | 0 | 0 | 0
| Base VOM Costs by Reporting Type | SPP_S | Southwest | Other Renew | LFG | 0 | 0 | 0 | 0.01 | 0.01 | 0.01 | LFG | 0 | 0 | 0 | 0.01 | 0.01 | 0.01
| Base VOM Costs by Reporting Type | SPP_S | Southwest | Nuclear | Nuc | 0 | 0 | 0 | 0 | 0 | 0 | Nuc | 0 | 0 | 0 | 0 | 0 | 0
| Base VOM Costs by Reporting Type | SPP_S | Southwest | Other | PS | 0 | 0 | 0 | 0 | 0 | 0 | PS | 0 | 0 | 0 | 0 | 0 | 0
| Base VOM Costs by Reporting Type | SPP_S | Southwest | Other Renew | PV | 0 | 0 | 0 | 0 | 0 | 0 | PV | 0 | 0 | 0 | 0 | 0 | 0
| Base VOM Costs by Reporting Type | SPP_S | Southwest | CT | PeakG | 0 | 0 | 0 | 0 | 0 | 0 | PeakG | 0 | 0 | 0 | 0 | 0 | 0
| Base VOM Costs by Reporting Type | SPP_S | Southwest | CT | PeakO | 0 | 0 | 0 | 0 | 0 | 0 | PeakO | 0 | 0 | 0 | 0 | 0 | 0
| Base VOM Costs by Reporting Type | SPP_S | Southwest | Other Renew | ST | 0 | 0 | 0 | 0 | 0 | 0 | ST | 0 | 0 | 0 | 0 | 0 | 0
| Base VOM Costs by Reporting Type | SPP_S | Southwest | Steam O/G | STOG | 5.36 | 1.99 | 0 | 0.6 | 0.68 | 0.5 | STOG | 6.71 | 1 | 2.37 | 1.61 | 0.68 | 0.59
| Base VOM Costs by Reporting Type | SPP_S | Southwest | Other Renew | STWD | 0.13 | 0.04 | 0.04 | 0.13 | 0.98 | 0.86 | STWD | 0.13 | 0.07 | 0.07 | 0.29 | 0.53 | 0.47
| Base VOM Costs by Reporting Type | SPP_S | Southwest | On-shore Wind | WT | 0.11 | 1.72 | 1.72 | 1.72 | 1.72 | 1.72 | WT | 0.11 | 1.37 | 1.37 | 1.47 | 1.54 | 1.58
| Base VOM Costs by Reporting Type | SPP_S | Southwest | Coal | IGCC | 0 | 0 | 0 | 0 | 0 | 0 | IGCC | 0 | 0 | 0 | 0 | 0 | 0
| Base VOM Costs by Reporting Type | SPP_S | Southwest | DR | DemandResponse | 0 | 0 | 0 | 0 | 0 | 0 | DemandResponse | 0 | 0 | 0 | 0 | 0 | 0
| Base VOM Costs by Reporting Type | SPP_S | Southwest | Coal-CCS | IGCC-CCS | 0 | 0 | 0 | 0 | 0 | 0 | IGCC-CCS | 0 | 0 | 0 | 0 | 0 | 0
| Base VOM Costs by Reporting Type | SPP_S | Southwest | Off-shore Wind | WT_off | 0 | 0 | 0 | 0 | 0 | 0 | WT_off | 0 | 0 | 0 | 0 | 0 | 0
| Base VOM Costs by Reporting Type | SPP_S | Southwest | Other | PseudoUnit | 0 | 0 | 0 | 0 | 0 | 0 | PseudoUnit | 0 | 0 | 0 | 0 | 0 | 0
| Base VOM Costs by Reporting Type | SPP_S | Southwest | HQ/Maritimes | FixedInterchange | 0 | 0 | 0 | 0 | 0 | 0 | FixedInterchange | 0 | 0 | 0 | 0 | 0 | 0
Base VOM Costs by Reporting Type
| Base VOM Costs by Reporting Type |  |  |  | Base VOM Costs by Reporting Type: TVA | [6 empty] | Base VOM Costs by Reporting Type: TVA
| Base VOM Costs by Reporting Type |  |  |  | ReportingType | 2015 | 2020 | 2025 | 2030 | 2035 | 2040 | ReportingType | 2015 | 2020 | 2025 | 2030 | 2035 | 2040
| Base VOM Costs by Reporting Type | TVA | South | Other Renew | BM | 0 | 0 | 0 | 0 | 275.88 | 275.88 | BM | 0 | 0 | 0 | 0 | 275.88 | 275.88
| Base VOM Costs by Reporting Type | TVA | South | CC | CC | 123.56 | 227.19 | 233.65 | 218.79 | 83.63 | 16.6 | CC | 149.22 | 253.72 | 270.78 | 228.4 | 99.3 | 25.4
| Base VOM Costs by Reporting Type | TVA | South | Other Renew | CSP | 0 | 0 | 0 | 0 | 0 | 0 | CSP | 0 | 0 | 0 | 0 | 0 | 0
| Base VOM Costs by Reporting Type | TVA | South | CT | CT | 0 | 0 | 0 | 0 | 0 | 0 | CT | 0 | 0 | 0 | 0 | 0 | 0
| Base VOM Costs by Reporting Type | TVA | South | Coal | Coal | 166.7 | 96.82 | 4.81 | 0.01 | 0.02 | 0.02 | Coal | 138.59 | 63.9 | 2.3 | 0 | 0 | 0
| Base VOM Costs by Reporting Type | TVA | South | Other Renew | Geo | 0 | 0 | 0 | 0 | 0 | 0 | Geo | 0 | 0 | 0 | 0 | 0 | 0
| Base VOM Costs by Reporting Type | TVA | South | Hydro | H | 0 | 0 | 0 | 0 | 0 | 0 | H | 0 | 0 | 0 | 0 | 0 | 0
| Base VOM Costs by Reporting Type | TVA | South | Other Renew | LFG | 0 | 0 | 0.01 | 0.01 | 0.01 | 0.01 | LFG | 0 | 0 | 0.01 | 0.01 | 0.01 | 0.01
| Base VOM Costs by Reporting Type | TVA | South | Nuclear | Nuc | 152.12 | 152.12 | 152.12 | 171.94 | 161.59 | 194.45 | Nuc | 152.12 | 152.12 | 152.12 | 152.12 | 126.98 | 174.85
| Base VOM Costs by Reporting Type | TVA | South | Other | PS | 0 | 0 | 0 | 0 | 0 | 0 | PS | 0 | 0 | 0 | 0 | 0 | 0
| Base VOM Costs by Reporting Type | TVA | South | Other Renew | PV | 0 | 0 | 0 | 0 | 0 | 0 | PV | 0 | 0 | 0 | 0 | 0 | 0
| Base VOM Costs by Reporting Type | TVA | South | CT | PeakG | 0 | 0 | 0 | 0 | 0 | 0 | PeakG | 0 | 0 | 0 | 0 | 0 | 0
| Base VOM Costs by Reporting Type | TVA | South | CT | PeakO | 0 | 0 | 0 | 0 | 0 | 0 | PeakO | 0 | 0 | 0 | 0 | 0 | 0
| Base VOM Costs by Reporting Type | TVA | South | Other Renew | ST | 0 | 0 | 0 | 0 | 0 | 0 | ST | 0 | 0 | 0 | 0 | 0 | 0
| Base VOM Costs by Reporting Type | TVA | South | Steam O/G | STOG | 0 | 0 | 0 | 0 | 0 | 0 | STOG | 0 | 0 | 0 | 0 | 0 | 0
| Base VOM Costs by Reporting Type | TVA | South | Other Renew | STWD | 0 | 0 | 0.01 | 0.06 | 0.08 | 0.07 | STWD | 0 | 0 | 0.01 | 0.06 | 0.08 | 0.06
| Base VOM Costs by Reporting Type | TVA | South | On-shore Wind | WT | 0 | 0 | 0 | 0 | 0 | 0 | WT | 0 | 0 | 0 | 0 | 0 | 0
| Base VOM Costs by Reporting Type | TVA | South | Coal | IGCC | 0 | 0 | 0 | 0 | 0 | 0 | IGCC | 0 | 0 | 0 | 0 | 0 | 0
| Base VOM Costs by Reporting Type | TVA | South | DR | DemandResponse | 0 | 0 | 0 | 0 | 0 | 0 | DemandResponse | 0 | 0 | 0 | 0 | 0 | 0
| Base VOM Costs by Reporting Type | TVA | South | Coal-CCS | IGCC-CCS | 0 | 0 | 0 | 0 | 0 | 0 | IGCC-CCS | 0 | 0 | 0 | 0 | 0 | 0
| Base VOM Costs by Reporting Type | TVA | South | Off-shore Wind | WT_off | 0 | 0 | 0 | 0 | 0 | 0 | WT_off | 0 | 0 | 0 | 0 | 0 | 0
| Base VOM Costs by Reporting Type | TVA | South | Other | PseudoUnit | 0 | 0 | 0 | 0 | 0 | 0 | PseudoUnit | 0 | 0 | 0 | 0 | 0 | 0
| Base VOM Costs by Reporting Type | TVA | South | HQ/Maritimes | FixedInterchange | 0 | 0 | 0 | 0 | 0 | 0 | FixedInterchange | 0 | 0 | 0 | 0 | 0 | 0
Base VOM Costs by Reporting Type
| Base VOM Costs by Reporting Type |  |  |  | Base VOM Costs by Reporting Type: TVA_Transmission | [6 empty] | Base VOM Costs by Reporting Type: TVA_Transmission
| Base VOM Costs by Reporting Type |  |  |  | ReportingType | 2015 | 2020 | 2025 | 2030 | 2035 | 2040 | ReportingType | 2015 | 2020 | 2025 | 2030 | 2035 | 2040
| Base VOM Costs by Reporting Type | TVA_Transmission | South | Other Renew | BM | 0 | 0 | 0 | 0 | 0 | 0 | BM | 0 | 0 | 0 | 0 | 0 | 0
| Base VOM Costs by Reporting Type | TVA_Transmission | South | CC | CC | 0 | 0 | 0 | 0 | 0 | 0 | CC | 0 | 0 | 0 | 0 | 0 | 0
| Base VOM Costs by Reporting Type | TVA_Transmission | South | Other Renew | CSP | 0 | 0 | 0 | 0 | 0 | 0 | CSP | 0 | 0 | 0 | 0 | 0 | 0
| Base VOM Costs by Reporting Type | TVA_Transmission | South | CT | CT | 0 | 0 | 0 | 0 | 0 | 0 | CT | 0 | 0 | 0 | 0 | 0 | 0
| Base VOM Costs by Reporting Type | TVA_Transmission | South | Coal | Coal | 0 | 0 | 0 | 0 | 0 | 0 | Coal | 0 | 0 | 0 | 0 | 0 | 0
| Base VOM Costs by Reporting Type | TVA_Transmission | South | Other Renew | Geo | 0 | 0 | 0 | 0 | 0 | 0 | Geo | 0 | 0 | 0 | 0 | 0 | 0
| Base VOM Costs by Reporting Type | TVA_Transmission | South | Hydro | H | 0 | 0 | 0 | 0 | 0 | 0 | H | 0 | 0 | 0 | 0 | 0 | 0
| Base VOM Costs by Reporting Type | TVA_Transmission | South | Other Renew | LFG | 0 | 0 | 0 | 0 | 0 | 0 | LFG | 0 | 0 | 0 | 0 | 0 | 0
| Base VOM Costs by Reporting Type | TVA_Transmission | South | Nuclear | Nuc | 0 | 0 | 0 | 0 | 0 | 0 | Nuc | 0 | 0 | 0 | 0 | 0 | 0
| Base VOM Costs by Reporting Type | TVA_Transmission | South | Other | PS | 0 | 0 | 0 | 0 | 0 | 0 | PS | 0 | 0 | 0 | 0 | 0 | 0
| Base VOM Costs by Reporting Type | TVA_Transmission | South | Other Renew | PV | 0 | 0 | 0 | 0 | 0 | 0 | PV | 0 | 0 | 0 | 0 | 0 | 0
| Base VOM Costs by Reporting Type | TVA_Transmission | South | CT | PeakG | 0 | 0 | 0 | 0 | 0 | 0 | PeakG | 0 | 0 | 0 | 0 | 0 | 0
| Base VOM Costs by Reporting Type | TVA_Transmission | South | CT | PeakO | 0 | 0 | 0 | 0 | 0 | 0 | PeakO | 0 | 0 | 0 | 0 | 0 | 0
| Base VOM Costs by Reporting Type | TVA_Transmission | South | Other Renew | ST | 0 | 0 | 0 | 0 | 0 | 0 | ST | 0 | 0 | 0 | 0 | 0 | 0
| Base VOM Costs by Reporting Type | TVA_Transmission | South | Steam O/G | STOG | 0 | 0 | 0 | 0 | 0 | 0 | STOG | 0 | 0 | 0 | 0 | 0 | 0
| Base VOM Costs by Reporting Type | TVA_Transmission | South | Other Renew | STWD | 0 | 0 | 0 | 0 | 0 | 0 | STWD | 0 | 0 | 0 | 0 | 0 | 0
| Base VOM Costs by Reporting Type | TVA_Transmission | South | On-shore Wind | WT | 0 | 0 | 0 | 0 | 0 | 0 | WT | 0 | 0 | 0 | 0 | 0 | 0
| Base VOM Costs by Reporting Type | TVA_Transmission | South | Coal | IGCC | 0 | 0 | 0 | 0 | 0 | 0 | IGCC | 0 | 0 | 0 | 0 | 0 | 0
| Base VOM Costs by Reporting Type | TVA_Transmission | South | DR | DemandResponse | 0 | 0 | 0 | 0 | 0 | 0 | DemandResponse | 0 | 0 | 0 | 0 | 0 | 0
| Base VOM Costs by Reporting Type | TVA_Transmission | South | Coal-CCS | IGCC-CCS | 0 | 0 | 0 | 0 | 0 | 0 | IGCC-CCS | 0 | 0 | 0 | 0 | 0 | 0
| Base VOM Costs by Reporting Type | TVA_Transmission | South | Off-shore Wind | WT_off | 0 | 0 | 0 | 0 | 0 | 0 | WT_off | 0 | 0 | 0 | 0 | 0 | 0
| Base VOM Costs by Reporting Type | TVA_Transmission | South | Other | PseudoUnit | 0 | 0 | 0 | 0 | 0 | 0 | PseudoUnit | 0 | 0 | 0 | 0 | 0 | 0
| Base VOM Costs by Reporting Type | TVA_Transmission | South | HQ/Maritimes | FixedInterchange | 0 | 0 | 0 | 0 | 0 | 0 | FixedInterchange | 0 | 0 | 0 | 0 | 0 | 0
Base VOM Costs by Reporting Type
| Base VOM Costs by Reporting Type |  |  |  | Base VOM Costs by Reporting Type: VACAR | [6 empty] | Base VOM Costs by Reporting Type: VACAR
| Base VOM Costs by Reporting Type |  |  |  | ReportingType | 2015 | 2020 | 2025 | 2030 | 2035 | 2040 | ReportingType | 2015 | 2020 | 2025 | 2030 | 2035 | 2040
| Base VOM Costs by Reporting Type | VACAR | South | Other Renew | BM | 0.03 | 6.4 | 26.49 | 26.95 | 260.66 | 253.55 | BM | 0.03 | 6.37 | 26.48 | 26.94 | 26.94 | 239.52
| Base VOM Costs by Reporting Type | VACAR | South | CC | CC | 402.65 | 396.2 | 341.52 | 246.87 | 121.43 | 25.17 | CC | 417.64 | 411.03 | 391.03 | 333.33 | 146.68 | 36.22
| Base VOM Costs by Reporting Type | VACAR | South | Other Renew | CSP | 0 | 0 | 0 | 0 | 0 | 0 | CSP | 0 | 0 | 0 | 0 | 0 | 0
| Base VOM Costs by Reporting Type | VACAR | South | CT | CT | 0.23 | 0 | 0 | 0 | 0 | 0 | CT | 0.73 | 0.73 | 1.39 | 0 | 0 | 0
| Base VOM Costs by Reporting Type | VACAR | South | Coal | Coal | 133.8 | 83.66 | 12.15 | 7.86 | 13.24 | 13.24 | Coal | 120.41 | 74.74 | 13.94 | 9.42 | 13.21 | 13.21
| Base VOM Costs by Reporting Type | VACAR | South | Other Renew | Geo | 0 | 0 | 0 | 0 | 0 | 0 | Geo | 0 | 0 | 0 | 0 | 0 | 0
| Base VOM Costs by Reporting Type | VACAR | South | Hydro | H | 0 | 0 | 0 | 0 | 0 | 0 | H | 0 | 0 | 0 | 0 | 0 | 0
| Base VOM Costs by Reporting Type | VACAR | South | Other Renew | LFG | 0.01 | 0.01 | 0.01 | 0.01 | 0.01 | 0.01 | LFG | 0.01 | 0.01 | 0.01 | 0.01 | 0.01 | 0.01
| Base VOM Costs by Reporting Type | VACAR | South | Nuclear | Nuc | 211.36 | 248.42 | 248.42 | 335.16 | 334.47 | 459.49 | Nuc | 211.36 | 248.42 | 295.43 | 323.93 | 263.86 | 229.51
| Base VOM Costs by Reporting Type | VACAR | South | Other | PS | 0 | 0 | 0 | 0 | 0 | 0 | PS | 0 | 0 | 0 | 0 | 0 | 0
| Base VOM Costs by Reporting Type | VACAR | South | Other Renew | PV | 0 | 0 | 0 | 0 | 0 | 0 | PV | 0 | 0 | 0 | 0 | 0 | 0.01
| Base VOM Costs by Reporting Type | VACAR | South | CT | PeakG | 0.27 | 0 | 0 | 0 | 0 | 0 | PeakG | 0.86 | 1.87 | 3.14 | 3.3 | 0.88 | 0.91
| Base VOM Costs by Reporting Type | VACAR | South | CT | PeakO | 0 | 0 | 0 | 0 | 0 | 0 | PeakO | 0 | 0 | 0 | 0 | 0 | 0
| Base VOM Costs by Reporting Type | VACAR | South | Other Renew | ST | 0 | 0 | 0 | 0 | 0 | 0 | ST | 0 | 0 | 0 | 0 | 0 | 0
| Base VOM Costs by Reporting Type | VACAR | South | Steam O/G | STOG | 0 | 0 | 0 | 0 | 0 | 0 | STOG | 0 | 0 | 0 | 0 | 0 | 0
| Base VOM Costs by Reporting Type | VACAR | South | Other Renew | STWD | 4.67 | 4.67 | 4.67 | 4.67 | 4.67 | 3.64 | STWD | 4.67 | 4.67 | 4.67 | 4.67 | 4.67 | 3.63
| Base VOM Costs by Reporting Type | VACAR | South | On-shore Wind | WT | 0 | 0.08 | 0.08 | 0.08 | 0.08 | 0.08 | WT | 0 | 0.08 | 0.08 | 0.08 | 0.08 | 0.08
| Base VOM Costs by Reporting Type | VACAR | South | Coal | IGCC | 0 | 0 | 0 | 0 | 0 | 0 | IGCC | 0 | 0 | 0 | 0 | 0 | 0
| Base VOM Costs by Reporting Type | VACAR | South | DR | DemandResponse | 0 | 0 | 0 | 0 | 0 | 0 | DemandResponse | 0 | 0 | 0 | 0 | 0 | 0
| Base VOM Costs by Reporting Type | VACAR | South | Coal-CCS | IGCC-CCS | 0 | 0 | 0 | 0 | 0 | 0 | IGCC-CCS | 0 | 0 | 0 | 0 | 0 | 0
| Base VOM Costs by Reporting Type | VACAR | South | Off-shore Wind | WT_off | 0 | 0 | 0 | 0 | 0 | 0 | WT_off | 0 | 0 | 0 | 0 | 0.95 | 1.29
| Base VOM Costs by Reporting Type | VACAR | South | Other | PseudoUnit | 0 | 0 | 0 | 0 | 0 | 0 | PseudoUnit | 0 | 0 | 0 | 0 | 0 | 0
| Base VOM Costs by Reporting Type | VACAR | South | HQ/Maritimes | FixedInterchange | 0 | 0 | 0 | 0 | 0 | 0 | FixedInterchange | 0 | 0 | 0 | 0 | 0 | 0
Base VOM Costs by Reporting Type
| Base VOM Costs by Reporting Type |  |  |  | Base VOM Costs by Reporting Type: IESO | [6 empty] | Base VOM Costs by Reporting Type: IESO
| Base VOM Costs by Reporting Type |  |  |  | ReportingType | 2015 | 2020 | 2025 | 2030 | 2035 | 2040 | ReportingType | 2015 | 2020 | 2025 | 2030 | 2035 | 2040
| Base VOM Costs by Reporting Type | IESO | Ontario | Other Renew | BM | 0 | 0.01 | 0 | 0.62 | 12.18 | 7.47 | BM | 0 | 0 | 0 | 0.17 | 0.17 | 0.65
| Base VOM Costs by Reporting Type | IESO | Ontario | CC | CC | 4.12 | 1.67 | 0.45 | 0 | 0 | 0 | CC | 1.34 | 0.6 | 0.17 | 0 | 0 | 0
| Base VOM Costs by Reporting Type | IESO | Ontario | Other Renew | CSP | 0 | 0 | 0 | 0 | 0 | 0 | CSP | 0 | 0 | 0 | 0 | 0 | 0
| Base VOM Costs by Reporting Type | IESO | Ontario | CT | CT | 0 | 0 | 0 | 0 | 0 | 0 | CT | 0 | 0 | 0 | 0 | 0 | 0
| Base VOM Costs by Reporting Type | IESO | Ontario | Coal | Coal | 0 | 0 | 0 | 0 | 0 | 0 | Coal | 0 | 0 | 0 | 0 | 0 | 0
| Base VOM Costs by Reporting Type | IESO | Ontario | Other Renew | Geo | 0 | 0 | 0 | 0 | 0 | 0 | Geo | 0 | 0 | 0 | 0 | 0 | 0
| Base VOM Costs by Reporting Type | IESO | Ontario | Hydro | H | 0 | 0 | 0 | 0.02 | 0.02 | 0.02 | H | 0 | 0 | 0 | 0 | 0.02 | 0.02
| Base VOM Costs by Reporting Type | IESO | Ontario | Other Renew | LFG | 0.01 | 0.01 | 0.01 | 0.01 | 0.01 | 0.01 | LFG | 0.01 | 0.01 | 0.01 | 0.01 | 0.01 | 0.01
| Base VOM Costs by Reporting Type | IESO | Ontario | Nuclear | Nuc | 240.73 | 240.73 | 240.73 | 240.73 | 221.68 | 193.2 | Nuc | 240.73 | 238.61 | 235.49 | 240.73 | 221.68 | 193.2
| Base VOM Costs by Reporting Type | IESO | Ontario | Other | PS | 0 | 0 | 0 | 0 | 0 | 0 | PS | 0 | 0 | 0 | 0 | 0 | 0
| Base VOM Costs by Reporting Type | IESO | Ontario | Other Renew | PV | 0 | 0 | 0 | 0 | 0 | 0 | PV | 0 | 0 | 0 | 0 | 0 | 0
| Base VOM Costs by Reporting Type | IESO | Ontario | CT | PeakG | 0 | 0 | 0 | 0 | 0 | 0 | PeakG | 0 | 0 | 0 | 0 | 0 | 0
| Base VOM Costs by Reporting Type | IESO | Ontario | CT | PeakO | 0 | 0 | 0 | 0 | 0 | 0 | PeakO | 0 | 0 | 0 | 0 | 0 | 0
| Base VOM Costs by Reporting Type | IESO | Ontario | Other Renew | ST | 0 | 0 | 0 | 0 | 0 | 0 | ST | 0 | 0 | 0 | 0 | 0 | 0
| Base VOM Costs by Reporting Type | IESO | Ontario | Steam O/G | STOG | 0 | 0 | 0 | 0 | 0 | 0 | STOG | 0 | 0 | 0 | 0 | 0 | 0
| Base VOM Costs by Reporting Type | IESO | Ontario | Other Renew | STWD | 0.06 | 0.06 | 0.06 | 0.59 | 2.31 | 1.8 | STWD | 0.01 | 0.01 | 0.03 | 0.06 | 0.06 | 2.31
| Base VOM Costs by Reporting Type | IESO | Ontario | On-shore Wind | WT | 0.09 | 0.09 | 0.09 | 0.09 | 0.09 | 0.29 | WT | 0.09 | 0.09 | 0.09 | 0.09 | 0.09 | 0.09
| Base VOM Costs by Reporting Type | IESO | Ontario | Coal | IGCC | 0 | 0 | 0 | 0 | 0 | 0 | IGCC | 0 | 0 | 0 | 0 | 0 | 0
| Base VOM Costs by Reporting Type | IESO | Ontario | DR | DemandResponse | 0 | 0 | 0 | 0 | 0 | 0 | DemandResponse | 0 | 0 | 0 | 0 | 0 | 0
| Base VOM Costs by Reporting Type | IESO | Ontario | Coal-CCS | IGCC-CCS | 0 | 0 | 0 | 0 | 0 | 0 | IGCC-CCS | 0 | 0 | 0 | 0 | 0 | 0
| Base VOM Costs by Reporting Type | IESO | Ontario | Off-shore Wind | WT_off | 0 | 0 | 0 | 0 | 0 | 0 | WT_off | 0 | 0 | 0 | 0 | 0 | 0
| Base VOM Costs by Reporting Type | IESO | Ontario | Other | PseudoUnit | 0 | 0 | 0 | 0 | 0 | 0 | PseudoUnit | 0 | 0 | 0 | 0 | 0 | 0
| Base VOM Costs by Reporting Type | IESO | Ontario | HQ/Maritimes | FixedInterchange | 0 | 0 | 0 | 0 | 0 | 0 | FixedInterchange | 0 | 0 | 0 | 0 | 0 | 0
Base VOM Costs by Reporting Type
| Base VOM Costs by Reporting Type |  |  |  | Base VOM Costs by Reporting Type: MAPP_CA | [6 empty] | Base VOM Costs by Reporting Type: MAPP_CA
| Base VOM Costs by Reporting Type |  |  |  | ReportingType | 2015 | 2020 | 2025 | 2030 | 2035 | 2040 | ReportingType | 2015 | 2020 | 2025 | 2030 | 2035 | 2040
| Base VOM Costs by Reporting Type | MAPP_CA | Midwest | Other Renew | BM | 0 | 0 | 0 | 0 | 0 | 0 | BM | 0 | 0 | 0 | 0 | 0 | 0
| Base VOM Costs by Reporting Type | MAPP_CA | Midwest | CC | CC | 3.1 | 0.9 | 0 | 0 | 0 | 0 | CC | 4.88 | 1.49 | 0 | 0 | 0 | 0
| Base VOM Costs by Reporting Type | MAPP_CA | Midwest | Other Renew | CSP | 0 | 0 | 0 | 0 | 0 | 0 | CSP | 0 | 0 | 0 | 0 | 0 | 0
| Base VOM Costs by Reporting Type | MAPP_CA | Midwest | CT | CT | 0 | 0 | 0 | 0 | 0 | 0 | CT | 0 | 0 | 0 | 0 | 0 | 0
| Base VOM Costs by Reporting Type | MAPP_CA | Midwest | Coal | Coal | 0 | 0 | 0 | 0 | 0 | 0 | Coal | 0 | 0 | 0 | 0 | 0 | 0
| Base VOM Costs by Reporting Type | MAPP_CA | Midwest | Other Renew | Geo | 0 | 0 | 0 | 0 | 0 | 0 | Geo | 0 | 0 | 0 | 0 | 0 | 0
| Base VOM Costs by Reporting Type | MAPP_CA | Midwest | Hydro | H | 0 | 0.05 | 0.15 | 0.32 | 0.32 | 0.32 | H | 0 | 0.05 | 0.15 | 0.25 | 0.26 | 0.26
| Base VOM Costs by Reporting Type | MAPP_CA | Midwest | Other Renew | LFG | 0 | 0 | 0 | 0 | 0 | 0 | LFG | 0 | 0 | 0 | 0 | 0 | 0
| Base VOM Costs by Reporting Type | MAPP_CA | Midwest | Nuclear | Nuc | 0 | 0 | 0 | 0 | 0 | 0 | Nuc | 0 | 0 | 0 | 0 | 0 | 0
| Base VOM Costs by Reporting Type | MAPP_CA | Midwest | Other | PS | 0 | 0 | 0 | 0 | 0 | 0 | PS | 0 | 0 | 0 | 0 | 0 | 0
| Base VOM Costs by Reporting Type | MAPP_CA | Midwest | Other Renew | PV | 0 | 0 | 0 | 0 | 0 | 0 | PV | 0 | 0 | 0 | 0 | 0 | 0
| Base VOM Costs by Reporting Type | MAPP_CA | Midwest | CT | PeakG | 0.04 | 0 | 0 | 0 | 0 | 0 | PeakG | 0 | 0 | 0 | 0 | 0 | 0
| Base VOM Costs by Reporting Type | MAPP_CA | Midwest | CT | PeakO | 0 | 0 | 0 | 0 | 0 | 0 | PeakO | 0 | 0 | 0 | 0 | 0 | 0
| Base VOM Costs by Reporting Type | MAPP_CA | Midwest | Other Renew | ST | 0 | 0 | 0 | 0 | 0 | 0 | ST | 0 | 0 | 0 | 0 | 0 | 0
| Base VOM Costs by Reporting Type | MAPP_CA | Midwest | Steam O/G | STOG | 0 | 0 | 0 | 0 | 0 | 0 | STOG | 0 | 0 | 0 | 0 | 0 | 0
| Base VOM Costs by Reporting Type | MAPP_CA | Midwest | Other Renew | STWD | 0 | 0 | 0 | 0 | 0 | 0 | STWD | 0 | 0 | 0 | 0 | 0 | 0
| Base VOM Costs by Reporting Type | MAPP_CA | Midwest | On-shore Wind | WT | 0.02 | 0.02 | 0.02 | 0.02 | 0.01 | 0.01 | WT | 0.02 | 0.02 | 0.02 | 0.02 | 0.01 | 0.01
| Base VOM Costs by Reporting Type | MAPP_CA | Midwest | Coal | IGCC | 0 | 0 | 0 | 0 | 0 | 0 | IGCC | 0 | 0 | 0 | 0 | 0 | 0
| Base VOM Costs by Reporting Type | MAPP_CA | Midwest | DR | DemandResponse | 0 | 0 | 0 | 0 | 0 | 0 | DemandResponse | 0 | 0 | 0 | 0 | 0 | 0
| Base VOM Costs by Reporting Type | MAPP_CA | Midwest | Coal-CCS | IGCC-CCS | 0 | 0 | 0 | 0 | 0 | 0 | IGCC-CCS | 0 | 0 | 0 | 0 | 0 | 0
| Base VOM Costs by Reporting Type | MAPP_CA | Midwest | Off-shore Wind | WT_off | 0 | 0 | 0 | 0 | 0 | 0 | WT_off | 0 | 0 | 0 | 0 | 0 | 0
| Base VOM Costs by Reporting Type | MAPP_CA | Midwest | Other | PseudoUnit | 0 | 0 | 0 | 0 | 0 | 0 | PseudoUnit | 0 | 0 | 0 | 0 | 0 | 0
| Base VOM Costs by Reporting Type | MAPP_CA | Midwest | HQ/Maritimes | FixedInterchange | 0 | 0 | 0 | 0 | 0 | 0 | FixedInterchange | 0 | 0 | 0 | 0 | 0 | 0
Base VOM Costs by Reporting Type
| Base VOM Costs by Reporting Type |  |  |  | Base VOM Costs by Reporting Type: AZ_NM_SNV_Coal | [6 empty] | Base VOM Costs by Reporting Type: AZ_NM_SNV_Coal
| Base VOM Costs by Reporting Type |  |  |  | ReportingType | 2015 | 2020 | 2025 | 2030 | 2035 | 2040 | ReportingType | 2015 | 2020 | 2025 | 2030 | 2035 | 2040
| Base VOM Costs by Reporting Type | AZ_NM_SNV_Coal | West | Other Renew | BM | 0 | 0 | 0 | 0 | 0 | 0 | BM | 0 | 0 | 0 | 0 | 0 | 0
| Base VOM Costs by Reporting Type | AZ_NM_SNV_Coal | West | CC | CC | 0 | 0 | 0 | 0 | 0 | 0 | CC | 0 | 0 | 0 | 0 | 0 | 0
| Base VOM Costs by Reporting Type | AZ_NM_SNV_Coal | West | Other Renew | CSP | 0 | 0 | 0 | 0 | 0 | 0 | CSP | 0 | 0 | 0 | 0 | 0 | 0
| Base VOM Costs by Reporting Type | AZ_NM_SNV_Coal | West | CT | CT | 0 | 0 | 0 | 0 | 0 | 0 | CT | 0 | 0 | 0 | 0 | 0 | 0
| Base VOM Costs by Reporting Type | AZ_NM_SNV_Coal | West | Coal | Coal | 196.4 | 198.64 | 44.51 | 1.35 | 5.52 | 2.79 | Coal | 196.39 | 198.13 | 44.82 | 1.59 | 10.62 | 5.24
| Base VOM Costs by Reporting Type | AZ_NM_SNV_Coal | West | Other Renew | Geo | 0 | 0 | 0 | 0 | 0 | 0 | Geo | 0 | 0 | 0 | 0 | 0 | 0
| Base VOM Costs by Reporting Type | AZ_NM_SNV_Coal | West | Hydro | H | 0 | 0 | 0 | 0 | 0 | 0 | H | 0 | 0 | 0 | 0 | 0 | 0
| Base VOM Costs by Reporting Type | AZ_NM_SNV_Coal | West | Other Renew | LFG | 0 | 0 | 0 | 0 | 0 | 0 | LFG | 0 | 0 | 0 | 0 | 0 | 0
| Base VOM Costs by Reporting Type | AZ_NM_SNV_Coal | West | Nuclear | Nuc | 0 | 0 | 0 | 0 | 0 | 0 | Nuc | 0 | 0 | 0 | 0 | 0 | 0
| Base VOM Costs by Reporting Type | AZ_NM_SNV_Coal | West | Other | PS | 0 | 0 | 0 | 0 | 0 | 0 | PS | 0 | 0 | 0 | 0 | 0 | 0
| Base VOM Costs by Reporting Type | AZ_NM_SNV_Coal | West | Other Renew | PV | 0 | 0 | 0 | 0 | 0 | 0 | PV | 0 | 0 | 0 | 0 | 0 | 0
| Base VOM Costs by Reporting Type | AZ_NM_SNV_Coal | West | CT | PeakG | 0 | 0 | 0 | 0 | 0 | 0 | PeakG | 0 | 0 | 0 | 0 | 0 | 0
| Base VOM Costs by Reporting Type | AZ_NM_SNV_Coal | West | CT | PeakO | 0 | 0 | 0 | 0 | 0 | 0 | PeakO | 0 | 0 | 0 | 0 | 0 | 0
| Base VOM Costs by Reporting Type | AZ_NM_SNV_Coal | West | Other Renew | ST | 0 | 0 | 0 | 0 | 0 | 0 | ST | 0 | 0 | 0 | 0 | 0 | 0
| Base VOM Costs by Reporting Type | AZ_NM_SNV_Coal | West | Steam O/G | STOG | 0 | 0 | 0 | 0 | 0 | 0 | STOG | 0 | 0 | 0 | 0 | 0 | 0
| Base VOM Costs by Reporting Type | AZ_NM_SNV_Coal | West | Other Renew | STWD | 0 | 0 | 0 | 0 | 0 | 0 | STWD | 0 | 0 | 0 | 0 | 0 | 0
| Base VOM Costs by Reporting Type | AZ_NM_SNV_Coal | West | On-shore Wind | WT | 0 | 0 | 0 | 0 | 0 | 0 | WT | 0 | 0 | 0 | 0 | 0 | 0
| Base VOM Costs by Reporting Type | AZ_NM_SNV_Coal | West | Coal | IGCC | 0 | 0 | 0 | 0 | 0 | 0 | IGCC | 0 | 0 | 0 | 0 | 0 | 0
| Base VOM Costs by Reporting Type | AZ_NM_SNV_Coal | West | DR | DemandResponse | 0 | 0 | 0 | 0 | 0 | 0 | DemandResponse | 0 | 0 | 0 | 0 | 0 | 0
| Base VOM Costs by Reporting Type | AZ_NM_SNV_Coal | West | Coal-CCS | IGCC-CCS | 0 | 0 | 0 | 0 | 0 | 0 | IGCC-CCS | 0 | 0 | 0 | 0 | 0 | 0
| Base VOM Costs by Reporting Type | AZ_NM_SNV_Coal | West | Off-shore Wind | WT_off | 0 | 0 | 0 | 0 | 0 | 0 | WT_off | 0 | 0 | 0 | 0 | 0 | 0
| Base VOM Costs by Reporting Type | AZ_NM_SNV_Coal | West | Other | PseudoUnit | 0 | 0 | 0 | 0 | 0 | 0 | PseudoUnit | 0 | 0 | 0 | 0 | 0 | 0
| Base VOM Costs by Reporting Type | AZ_NM_SNV_Coal | West | HQ/Maritimes | FixedInterchange | 0 | 0 | 0 | 0 | 0 | 0 | FixedInterchange | 0 | 0 | 0 | 0 | 0 | 0
Base VOM Costs by Reporting Type
| Base VOM Costs by Reporting Type |  |  |  | Base VOM Costs by Reporting Type: AZ_NM_SNV_Gas | [6 empty] | Base VOM Costs by Reporting Type: AZ_NM_SNV_Gas
| Base VOM Costs by Reporting Type |  |  |  | ReportingType | 2015 | 2020 | 2025 | 2030 | 2035 | 2040 | ReportingType | 2015 | 2020 | 2025 | 2030 | 2035 | 2040
| Base VOM Costs by Reporting Type | AZ_NM_SNV_Gas | West | Other Renew | BM | 0 | 0 | 0 | 0 | 0 | 0 | BM | 0 | 0 | 0 | 0 | 0 | 0
| Base VOM Costs by Reporting Type | AZ_NM_SNV_Gas | West | CC | CC | 169.68 | 151.47 | 211.93 | 124.56 | 48 | 38.19 | CC | 170.06 | 150.93 | 211.57 | 141.73 | 47.35 | 39.58
| Base VOM Costs by Reporting Type | AZ_NM_SNV_Gas | West | Other Renew | CSP | 0 | 0 | 0 | 0 | 0 | 0 | CSP | 0 | 0 | 0 | 0 | 0 | 0
| Base VOM Costs by Reporting Type | AZ_NM_SNV_Gas | West | CT | CT | 0 | 0 | 0 | 0 | 0 | 0 | CT | 0 | 0 | 0 | 0 | 0 | 0
| Base VOM Costs by Reporting Type | AZ_NM_SNV_Gas | West | Coal | Coal | 0 | 0 | 0 | 0 | 0 | 0 | Coal | 0 | 0 | 0 | 0 | 0 | 0
| Base VOM Costs by Reporting Type | AZ_NM_SNV_Gas | West | Other Renew | Geo | 0 | 0 | 0 | 0 | 0 | 0 | Geo | 0 | 0 | 0 | 0 | 0 | 0
| Base VOM Costs by Reporting Type | AZ_NM_SNV_Gas | West | Hydro | H | 0 | 0 | 0 | 0 | 0 | 0 | H | 0 | 0 | 0 | 0 | 0 | 0
| Base VOM Costs by Reporting Type | AZ_NM_SNV_Gas | West | Other Renew | LFG | 0 | 0 | 0 | 0 | 0 | 0 | LFG | 0 | 0 | 0 | 0 | 0 | 0
| Base VOM Costs by Reporting Type | AZ_NM_SNV_Gas | West | Nuclear | Nuc | 0 | 0 | 0 | 0 | 0 | 0 | Nuc | 0 | 0 | 0 | 0 | 0 | 0
| Base VOM Costs by Reporting Type | AZ_NM_SNV_Gas | West | Other | PS | 0 | 0 | 0 | 0 | 0 | 0 | PS | 0 | 0 | 0 | 0 | 0 | 0
| Base VOM Costs by Reporting Type | AZ_NM_SNV_Gas | West | Other Renew | PV | 0 | 0 | 0 | 0 | 0 | 0 | PV | 0 | 0 | 0 | 0 | 0 | 0
| Base VOM Costs by Reporting Type | AZ_NM_SNV_Gas | West | CT | PeakG | 0 | 0 | 0 | 0 | 0 | 0 | PeakG | 0 | 0 | 0 | 0 | 0 | 0
| Base VOM Costs by Reporting Type | AZ_NM_SNV_Gas | West | CT | PeakO | 0 | 0 | 0 | 0 | 0 | 0 | PeakO | 0 | 0 | 0 | 0 | 0 | 0
| Base VOM Costs by Reporting Type | AZ_NM_SNV_Gas | West | Other Renew | ST | 0 | 0 | 0 | 0 | 0 | 0 | ST | 0 | 0 | 0 | 0 | 0 | 0
| Base VOM Costs by Reporting Type | AZ_NM_SNV_Gas | West | Steam O/G | STOG | 0 | 0 | 0 | 0 | 0 | 0 | STOG | 0 | 0 | 0 | 0 | 0 | 0
| Base VOM Costs by Reporting Type | AZ_NM_SNV_Gas | West | Other Renew | STWD | 0 | 0 | 0 | 0 | 0 | 0 | STWD | 0 | 0 | 0 | 0 | 0 | 0
| Base VOM Costs by Reporting Type | AZ_NM_SNV_Gas | West | On-shore Wind | WT | 0 | 0 | 0 | 0 | 0 | 0 | WT | 0 | 0 | 0 | 0 | 0 | 0
| Base VOM Costs by Reporting Type | AZ_NM_SNV_Gas | West | Coal | IGCC | 0 | 0 | 0 | 0 | 0 | 0 | IGCC | 0 | 0 | 0 | 0 | 0 | 0
| Base VOM Costs by Reporting Type | AZ_NM_SNV_Gas | West | DR | DemandResponse | 0 | 0 | 0 | 0 | 0 | 0 | DemandResponse | 0 | 0 | 0 | 0 | 0 | 0
| Base VOM Costs by Reporting Type | AZ_NM_SNV_Gas | West | Coal-CCS | IGCC-CCS | 0 | 0 | 0 | 0 | 0 | 0 | IGCC-CCS | 0 | 0 | 0 | 0 | 0 | 0
| Base VOM Costs by Reporting Type | AZ_NM_SNV_Gas | West | Off-shore Wind | WT_off | 0 | 0 | 0 | 0 | 0 | 0 | WT_off | 0 | 0 | 0 | 0 | 0 | 0
| Base VOM Costs by Reporting Type | AZ_NM_SNV_Gas | West | Other | PseudoUnit | 0 | 0 | 0 | 0 | 0 | 0 | PseudoUnit | 0 | 0 | 0 | 0 | 0 | 0
| Base VOM Costs by Reporting Type | AZ_NM_SNV_Gas | West | HQ/Maritimes | FixedInterchange | 0 | 0 | 0 | 0 | 0 | 0 | FixedInterchange | 0 | 0 | 0 | 0 | 0 | 0
Base VOM Costs by Reporting Type
| Base VOM Costs by Reporting Type |  |  |  | Base VOM Costs by Reporting Type: AZ_NM_SNV_NucRenew | [6 empty] | Base VOM Costs by Reporting Type: AZ_NM_SNV_NucRenew
| Base VOM Costs by Reporting Type |  |  |  | ReportingType | 2015 | 2020 | 2025 | 2030 | 2035 | 2040 | ReportingType | 2015 | 2020 | 2025 | 2030 | 2035 | 2040
| Base VOM Costs by Reporting Type | AZ_NM_SNV_NucRenew | West | Other Renew | BM | 0 | 0 | 0 | 0 | 0 | 0.02 | BM | 0 | 0 | 0 | 0 | 0 | 23.07
| Base VOM Costs by Reporting Type | AZ_NM_SNV_NucRenew | West | CC | CC | 0 | 0 | 0 | 0 | 0 | 0 | CC | 0 | 0 | 0 | 0 | 0 | 0
| Base VOM Costs by Reporting Type | AZ_NM_SNV_NucRenew | West | Other Renew | CSP | 0 | 0 | 0 | 0 | 0 | 0 | CSP | 0 | 0 | 0 | 0 | 0 | 0
| Base VOM Costs by Reporting Type | AZ_NM_SNV_NucRenew | West | CT | CT | 0 | 0 | 0 | 0 | 0 | 0 | CT | 0 | 0 | 0 | 0 | 0 | 0
| Base VOM Costs by Reporting Type | AZ_NM_SNV_NucRenew | West | Coal | Coal | 0 | 0 | 0 | 0 | 0 | 0 | Coal | 0 | 0 | 0 | 0 | 0 | 0
| Base VOM Costs by Reporting Type | AZ_NM_SNV_NucRenew | West | Other Renew | Geo | 0 | 0.01 | 116.3 | 116.3 | 116.3 | 116.3 | Geo | 0 | 0.09 | 116.31 | 116.31 | 116.31 | 116.31
| Base VOM Costs by Reporting Type | AZ_NM_SNV_NucRenew | West | Hydro | H | 0 | 0 | 0 | 0 | 0 | 0 | H | 0 | 0 | 0 | 0 | 0 | 0
| Base VOM Costs by Reporting Type | AZ_NM_SNV_NucRenew | West | Other Renew | LFG | 0 | 0 | 0.01 | 0.01 | 0.01 | 0.01 | LFG | 0 | 0 | 0.01 | 0.01 | 0.01 | 0.01
| Base VOM Costs by Reporting Type | AZ_NM_SNV_NucRenew | West | Nuclear | Nuc | 71.66 | 71.66 | 71.66 | 140.32 | 243.56 | 248.81 | Nuc | 71.66 | 71.66 | 71.66 | 122.99 | 229.5 | 229.5
| Base VOM Costs by Reporting Type | AZ_NM_SNV_NucRenew | West | Other | PS | 0 | 0 | 0 | 0 | 0 | 0 | PS | 0 | 0 | 0 | 0 | 0 | 0
| Base VOM Costs by Reporting Type | AZ_NM_SNV_NucRenew | West | Other Renew | PV | 0 | 0 | 0 | 0 | 0 | 0 | PV | 0 | 0 | 0 | 0 | 0 | 0
| Base VOM Costs by Reporting Type | AZ_NM_SNV_NucRenew | West | CT | PeakG | 0 | 0 | 0 | 0 | 0 | 0 | PeakG | 0 | 0 | 0 | 0 | 0 | 0
| Base VOM Costs by Reporting Type | AZ_NM_SNV_NucRenew | West | CT | PeakO | 0 | 0 | 0 | 0 | 0 | 0 | PeakO | 0 | 0 | 0 | 0 | 0 | 0
| Base VOM Costs by Reporting Type | AZ_NM_SNV_NucRenew | West | Other Renew | ST | 0.01 | 0.03 | 0.04 | 0.04 | 0.06 | 0.06 | ST | 0.01 | 0.03 | 0.04 | 0.04 | 0.06 | 0.06
| Base VOM Costs by Reporting Type | AZ_NM_SNV_NucRenew | West | Steam O/G | STOG | 0 | 0 | 0 | 0 | 0 | 0 | STOG | 0 | 0 | 0 | 0 | 0 | 0
| Base VOM Costs by Reporting Type | AZ_NM_SNV_NucRenew | West | Other Renew | STWD | 0.43 | 0.43 | 0.43 | 0.43 | 0.43 | 0.43 | STWD | 0.43 | 0.43 | 0.43 | 0.43 | 0.43 | 0.43
| Base VOM Costs by Reporting Type | AZ_NM_SNV_NucRenew | West | On-shore Wind | WT | 0.02 | 0.35 | 0.35 | 0.35 | 0.35 | 0.35 | WT | 0.02 | 0.35 | 0.35 | 0.35 | 0.35 | 0.35
| Base VOM Costs by Reporting Type | AZ_NM_SNV_NucRenew | West | Coal | IGCC | 0 | 0 | 0 | 0 | 0 | 0 | IGCC | 0 | 0 | 0 | 0 | 0 | 0
| Base VOM Costs by Reporting Type | AZ_NM_SNV_NucRenew | West | DR | DemandResponse | 0 | 0 | 0 | 0 | 0 | 0 | DemandResponse | 0 | 0 | 0 | 0 | 0 | 0
| Base VOM Costs by Reporting Type | AZ_NM_SNV_NucRenew | West | Coal-CCS | IGCC-CCS | 0 | 0 | 0 | 0 | 0 | 0 | IGCC-CCS | 0 | 0 | 0 | 0 | 0 | 0
| Base VOM Costs by Reporting Type | AZ_NM_SNV_NucRenew | West | Off-shore Wind | WT_off | 0 | 0 | 0 | 0 | 0 | 0 | WT_off | 0 | 0 | 0 | 0 | 0 | 0
| Base VOM Costs by Reporting Type | AZ_NM_SNV_NucRenew | West | Other | PseudoUnit | 0 | 0 | 0 | 0 | 0 | 0 | PseudoUnit | 0 | 0 | 0 | 0 | 0 | 0
| Base VOM Costs by Reporting Type | AZ_NM_SNV_NucRenew | West | HQ/Maritimes | FixedInterchange | 0 | 0 | 0 | 0 | 0 | 0 | FixedInterchange | 0 | 0 | 0 | 0 | 0 | 0
Base VOM Costs by Reporting Type
| Base VOM Costs by Reporting Type |  |  |  | Base VOM Costs by Reporting Type: ERCOT | [6 empty] | Base VOM Costs by Reporting Type: ERCOT
| Base VOM Costs by Reporting Type |  |  |  | ReportingType | 2015 | 2020 | 2025 | 2030 | 2035 | 2040 | ReportingType | 2015 | 2020 | 2025 | 2030 | 2035 | 2040
| Base VOM Costs by Reporting Type | ERCOT | Texas | Other Renew | BM | 0.49 | 0.5 | 0.76 | 5.41 | 151.66 | 116.99 | BM | 0.29 | 0.5 | 0.77 | 5.41 | 151.67 | 116.99
| Base VOM Costs by Reporting Type | ERCOT | Texas | CC | CC | 646.48 | 679.27 | 599.25 | 524.81 | 264.52 | 188.63 | CC | 655.04 | 690.53 | 614.2 | 565.92 | 268.52 | 192.73
| Base VOM Costs by Reporting Type | ERCOT | Texas | Other Renew | CSP | 0 | 0 | 0 | 0 | 0 | 0 | CSP | 0 | 0 | 0 | 0 | 0 | 0
| Base VOM Costs by Reporting Type | ERCOT | Texas | CT | CT | 0 | 0.02 | 0.02 | 0.08 | 0 | 0 | CT | 0 | 0.02 | 0.01 | 0.08 | 0 | 0
| Base VOM Costs by Reporting Type | ERCOT | Texas | Coal | Coal | 171.12 | 118.63 | 16.6 | 19.02 | 22.71 | 22.71 | Coal | 170.73 | 117.51 | 16.59 | 21.31 | 24.99 | 24.99
| Base VOM Costs by Reporting Type | ERCOT | Texas | Other Renew | Geo | 0 | 0 | 0 | 0 | 0 | 0 | Geo | 0 | 0 | 0 | 0 | 0 | 0
| Base VOM Costs by Reporting Type | ERCOT | Texas | Hydro | H | 0 | 0 | 0 | 0 | 0 | 0 | H | 0 | 0 | 0 | 0 | 0 | 0
| Base VOM Costs by Reporting Type | ERCOT | Texas | Other Renew | LFG | 0.01 | 0.01 | 0.04 | 0.04 | 0.04 | 0.04 | LFG | 0.01 | 0.01 | 0.02 | 0.04 | 0.04 | 0.04
| Base VOM Costs by Reporting Type | ERCOT | Texas | Nuclear | Nuc | 94.14 | 94.14 | 94.14 | 144.51 | 264.22 | 332.38 | Nuc | 94.14 | 94.14 | 94.14 | 117.55 | 264.21 | 332.38
| Base VOM Costs by Reporting Type | ERCOT | Texas | Other | PS | 0 | 0 | 0 | 0 | 0 | 0 | PS | 0 | 0 | 0 | 0 | 0 | 0
| Base VOM Costs by Reporting Type | ERCOT | Texas | Other Renew | PV | 0 | 0 | 0 | 0 | 0 | 0 | PV | 0 | 0 | 0 | 0 | 0 | 0
| Base VOM Costs by Reporting Type | ERCOT | Texas | CT | PeakG | 0 | 0.05 | 0 | 0.33 | 0.34 | 0.33 | PeakG | 0 | 0.05 | 0 | 0.34 | 0.34 | 0.33
| Base VOM Costs by Reporting Type | ERCOT | Texas | CT | PeakO | 0 | 0 | 0 | 0 | 0 | 0 | PeakO | 0 | 0 | 0 | 0 | 0 | 0
| Base VOM Costs by Reporting Type | ERCOT | Texas | Other Renew | ST | 0 | 0 | 0 | 0 | 0 | 0 | ST | 0 | 0 | 0 | 0 | 0 | 0
| Base VOM Costs by Reporting Type | ERCOT | Texas | Steam O/G | STOG | 5.48 | 8.58 | 2.4 | 1.41 | 0 | 0 | STOG | 4.58 | 7.31 | 2.34 | 2.01 | 0 | 0
| Base VOM Costs by Reporting Type | ERCOT | Texas | Other Renew | STWD | 0 | 0 | 0 | 0 | 0 | 0 | STWD | 0 | 0 | 0 | 0 | 0 | 0
| Base VOM Costs by Reporting Type | ERCOT | Texas | On-shore Wind | WT | 0.32 | 0.32 | 0.92 | 0.92 | 0.92 | 0.93 | WT | 0.32 | 0.32 | 0.92 | 0.92 | 0.92 | 0.93
| Base VOM Costs by Reporting Type | ERCOT | Texas | Coal | IGCC | 0 | 0 | 0 | 0 | 0 | 0 | IGCC | 0 | 0 | 0 | 0 | 0 | 0
| Base VOM Costs by Reporting Type | ERCOT | Texas | DR | DemandResponse | 0 | 0 | 0 | 0 | 0 | 0 | DemandResponse | 0 | 0 | 0 | 0 | 0 | 0
| Base VOM Costs by Reporting Type | ERCOT | Texas | Coal-CCS | IGCC-CCS | 0 | 0 | 0 | 0 | 0 | 0 | IGCC-CCS | 0 | 0 | 0 | 0 | 0 | 0
| Base VOM Costs by Reporting Type | ERCOT | Texas | Off-shore Wind | WT_off | 0 | 0 | 0 | 0 | 0 | 0 | WT_off | 0 | 0 | 0 | 0 | 0 | 0
| Base VOM Costs by Reporting Type | ERCOT | Texas | Other | PseudoUnit | 0 | 0 | 0 | 0 | 0 | 0 | PseudoUnit | 0 | 0 | 0 | 0 | 0 | 0
| Base VOM Costs by Reporting Type | ERCOT | Texas | HQ/Maritimes | FixedInterchange | 0 | 0 | 0 | 0 | 0 | 0 | FixedInterchange | 0 | 0 | 0 | 0 | 0 | 0
Base VOM Costs by Reporting Type
| Base VOM Costs by Reporting Type |  |  |  | Base VOM Costs by Reporting Type: NP15 | [6 empty] | Base VOM Costs by Reporting Type: NP15
| Base VOM Costs by Reporting Type |  |  |  | ReportingType | 2015 | 2020 | 2025 | 2030 | 2035 | 2040 | ReportingType | 2015 | 2020 | 2025 | 2030 | 2035 | 2040
| Base VOM Costs by Reporting Type | NP15 | West | Other Renew | BM | 0 | 0 | 0 | 0 | 0 | 0 | BM | 0 | 0 | 0 | 0 | 0 | 0
| Base VOM Costs by Reporting Type | NP15 | West | CC | CC | 163.03 | 167.74 | 167.99 | 109.44 | 51.61 | 18.54 | CC | 150.86 | 154.89 | 155.48 | 112.98 | 38.11 | 26.1
| Base VOM Costs by Reporting Type | NP15 | West | Other Renew | CSP | 0 | 0 | 0 | 0 | 0 | 0 | CSP | 0 | 0 | 0 | 0 | 0 | 0
| Base VOM Costs by Reporting Type | NP15 | West | CT | CT | 0 | 0 | 0 | 0 | 0 | 0 | CT | 0 | 0 | 0 | 0 | 0 | 0
| Base VOM Costs by Reporting Type | NP15 | West | Coal | Coal | 5.45 | 0 | 0 | 0 | 0 | 0 | Coal | 5.45 | 0 | 0 | 0 | 0 | 0
| Base VOM Costs by Reporting Type | NP15 | West | Other Renew | Geo | 0.11 | 46.46 | 48.23 | 48.23 | 48.23 | 48.23 | Geo | 0.11 | 48.23 | 48.23 | 48.23 | 48.23 | 48.23
| Base VOM Costs by Reporting Type | NP15 | West | Hydro | H | 0 | 0 | 0 | 0 | 0 | 0 | H | 0 | 0 | 0 | 0 | 0 | 0
| Base VOM Costs by Reporting Type | NP15 | West | Other Renew | LFG | 0.01 | 0.04 | 0.06 | 0.06 | 0.06 | 0.06 | LFG | 0.01 | 0.04 | 0.06 | 0.06 | 0.06 | 0.06
| Base VOM Costs by Reporting Type | NP15 | West | Nuclear | Nuc | 42.53 | 42.53 | 42.53 | 125.14 | 147.09 | 171.05 | Nuc | 42.53 | 42.53 | 42.53 | 111.91 | 157.51 | 170.03
| Base VOM Costs by Reporting Type | NP15 | West | Other | PS | 0 | 0 | 0 | 0 | 0 | 0 | PS | 0 | 0 | 0 | 0 | 0 | 0
| Base VOM Costs by Reporting Type | NP15 | West | Other Renew | PV | 0 | 0 | 0 | 0 | 0 | 0 | PV | 0 | 0 | 0 | 0 | 0 | 0
| Base VOM Costs by Reporting Type | NP15 | West | CT | PeakG | 0 | 0 | 0 | 0 | 0 | 0 | PeakG | 0 | 0 | 0 | 0 | 0 | 0
| Base VOM Costs by Reporting Type | NP15 | West | CT | PeakO | 0 | 0 | 0 | 0 | 0 | 0 | PeakO | 0 | 0 | 0 | 0 | 0 | 0
| Base VOM Costs by Reporting Type | NP15 | West | Other Renew | ST | 0 | 0 | 0 | 0 | 0 | 0 | ST | 0 | 0 | 0 | 0 | 0 | 0
| Base VOM Costs by Reporting Type | NP15 | West | Steam O/G | STOG | 0.16 | 0.09 | 0.15 | 0 | 0 | 0 | STOG | 0.19 | 0.13 | 0.28 | 0 | 0 | 0
| Base VOM Costs by Reporting Type | NP15 | West | Other Renew | STWD | 7.35 | 7.35 | 3.43 | 7.35 | 7.35 | 7.35 | STWD | 7.35 | 7.35 | 3.43 | 7.35 | 7.35 | 7.35
| Base VOM Costs by Reporting Type | NP15 | West | On-shore Wind | WT | 0.04 | 0.13 | 0.13 | 0.13 | 0.36 | 0.38 | WT | 0.04 | 0.13 | 0.13 | 0.13 | 0.36 | 0.38
| Base VOM Costs by Reporting Type | NP15 | West | Coal | IGCC | 0 | 0 | 0 | 0 | 0 | 0 | IGCC | 0 | 0 | 0 | 0 | 0 | 0
| Base VOM Costs by Reporting Type | NP15 | West | DR | DemandResponse | 0 | 0 | 0 | 0 | 0 | 0 | DemandResponse | 0 | 0 | 0 | 0 | 0 | 0
| Base VOM Costs by Reporting Type | NP15 | West | Coal-CCS | IGCC-CCS | 0 | 0 | 0 | 0 | 0 | 0 | IGCC-CCS | 0 | 0 | 0 | 0 | 0 | 0
| Base VOM Costs by Reporting Type | NP15 | West | Off-shore Wind | WT_off | 0 | 0 | 0 | 0 | 0 | 0 | WT_off | 0 | 0 | 0 | 0 | 0 | 0
| Base VOM Costs by Reporting Type | NP15 | West | Other | PseudoUnit | 0 | 0 | 0 | 0 | 0 | 0 | PseudoUnit | 0 | 0 | 0 | 0 | 0 | 0
| Base VOM Costs by Reporting Type | NP15 | West | HQ/Maritimes | FixedInterchange | 0 | 0 | 0 | 0 | 0 | 0 | FixedInterchange | 0 | 0 | 0 | 0 | 0 | 0
Base VOM Costs by Reporting Type
| Base VOM Costs by Reporting Type |  |  |  | Base VOM Costs by Reporting Type: NWPP_Coal | [6 empty] | Base VOM Costs by Reporting Type: NWPP_Coal
| Base VOM Costs by Reporting Type |  |  |  | ReportingType | 2015 | 2020 | 2025 | 2030 | 2035 | 2040 | ReportingType | 2015 | 2020 | 2025 | 2030 | 2035 | 2040
| Base VOM Costs by Reporting Type | NWPP_Coal | West | Other Renew | BM | 0 | 0 | 0 | 0 | 0 | 0 | BM | 0 | 0 | 0 | 0 | 0 | 0
| Base VOM Costs by Reporting Type | NWPP_Coal | West | CC | CC | 0 | 0 | 0 | 0 | 0 | 0 | CC | 0 | 0 | 0 | 0 | 0 | 0
| Base VOM Costs by Reporting Type | NWPP_Coal | West | Other Renew | CSP | 0 | 0 | 0 | 0 | 0 | 0 | CSP | 0 | 0 | 0 | 0 | 0 | 0
| Base VOM Costs by Reporting Type | NWPP_Coal | West | CT | CT | 0 | 0 | 0 | 0 | 0 | 0 | CT | 0 | 0 | 0 | 0 | 0 | 0
| Base VOM Costs by Reporting Type | NWPP_Coal | West | Coal | Coal | 198.82 | 161.61 | 5.39 | 5.38 | 5.38 | 5.38 | Coal | 198.81 | 161.6 | 5.38 | 5.38 | 5.38 | 5.38
| Base VOM Costs by Reporting Type | NWPP_Coal | West | Other Renew | Geo | 0 | 0 | 0 | 0 | 0 | 0 | Geo | 0 | 0 | 0 | 0 | 0 | 0
| Base VOM Costs by Reporting Type | NWPP_Coal | West | Hydro | H | 0 | 0 | 0 | 0 | 0 | 0 | H | 0 | 0 | 0 | 0 | 0 | 0
| Base VOM Costs by Reporting Type | NWPP_Coal | West | Other Renew | LFG | 0 | 0 | 0 | 0 | 0 | 0 | LFG | 0 | 0 | 0 | 0 | 0 | 0
| Base VOM Costs by Reporting Type | NWPP_Coal | West | Nuclear | Nuc | 0 | 0 | 0 | 0 | 0 | 0 | Nuc | 0 | 0 | 0 | 0 | 0 | 0
| Base VOM Costs by Reporting Type | NWPP_Coal | West | Other | PS | 0 | 0 | 0 | 0 | 0 | 0 | PS | 0 | 0 | 0 | 0 | 0 | 0
| Base VOM Costs by Reporting Type | NWPP_Coal | West | Other Renew | PV | 0 | 0 | 0 | 0 | 0 | 0 | PV | 0 | 0 | 0 | 0 | 0 | 0
| Base VOM Costs by Reporting Type | NWPP_Coal | West | CT | PeakG | 0 | 0 | 0 | 0 | 0 | 0 | PeakG | 0 | 0 | 0 | 0 | 0 | 0
| Base VOM Costs by Reporting Type | NWPP_Coal | West | CT | PeakO | 0 | 0 | 0 | 0 | 0 | 0 | PeakO | 0 | 0 | 0 | 0 | 0 | 0
| Base VOM Costs by Reporting Type | NWPP_Coal | West | Other Renew | ST | 0 | 0 | 0 | 0 | 0 | 0 | ST | 0 | 0 | 0 | 0 | 0 | 0
| Base VOM Costs by Reporting Type | NWPP_Coal | West | Steam O/G | STOG | 0 | 0 | 0 | 0 | 0 | 0 | STOG | 0 | 0 | 0 | 0 | 0 | 0
| Base VOM Costs by Reporting Type | NWPP_Coal | West | Other Renew | STWD | 0 | 0 | 0 | 0 | 0 | 0 | STWD | 0 | 0 | 0 | 0 | 0 | 0
| Base VOM Costs by Reporting Type | NWPP_Coal | West | On-shore Wind | WT | 0 | 0 | 0 | 0 | 0 | 0 | WT | 0 | 0 | 0 | 0 | 0 | 0
| Base VOM Costs by Reporting Type | NWPP_Coal | West | Coal | IGCC | 0 | 0 | 0 | 0 | 0 | 0 | IGCC | 0 | 0 | 0 | 0 | 0 | 0
| Base VOM Costs by Reporting Type | NWPP_Coal | West | DR | DemandResponse | 0 | 0 | 0 | 0 | 0 | 0 | DemandResponse | 0 | 0 | 0 | 0 | 0 | 0
| Base VOM Costs by Reporting Type | NWPP_Coal | West | Coal-CCS | IGCC-CCS | 0 | 0 | 0 | 0 | 0 | 0 | IGCC-CCS | 0 | 0 | 0 | 0 | 0 | 0
| Base VOM Costs by Reporting Type | NWPP_Coal | West | Off-shore Wind | WT_off | 0 | 0 | 0 | 0 | 0 | 0 | WT_off | 0 | 0 | 0 | 0 | 0 | 0
| Base VOM Costs by Reporting Type | NWPP_Coal | West | Other | PseudoUnit | 0 | 0 | 0 | 0 | 0 | 0 | PseudoUnit | 0 | 0 | 0 | 0 | 0 | 0
| Base VOM Costs by Reporting Type | NWPP_Coal | West | HQ/Maritimes | FixedInterchange | 0 | 0 | 0 | 0 | 0 | 0 | FixedInterchange | 0 | 0 | 0 | 0 | 0 | 0
Base VOM Costs by Reporting Type
| Base VOM Costs by Reporting Type |  |  |  | Base VOM Costs by Reporting Type: NWPP_Gas | [6 empty] | Base VOM Costs by Reporting Type: NWPP_Gas
| Base VOM Costs by Reporting Type |  |  |  | ReportingType | 2015 | 2020 | 2025 | 2030 | 2035 | 2040 | ReportingType | 2015 | 2020 | 2025 | 2030 | 2035 | 2040
| Base VOM Costs by Reporting Type | NWPP_Gas | West | Other Renew | BM | 0 | 0 | 0 | 0 | 0 | 0 | BM | 0 | 0 | 0 | 0 | 0 | 0
| Base VOM Costs by Reporting Type | NWPP_Gas | West | CC | CC | 122.48 | 180.96 | 180.96 | 101.35 | 29.97 | 26.42 | CC | 122.48 | 182.34 | 182.34 | 115.25 | 30.59 | 27.04
| Base VOM Costs by Reporting Type | NWPP_Gas | West | Other Renew | CSP | 0 | 0 | 0 | 0 | 0 | 0 | CSP | 0 | 0 | 0 | 0 | 0 | 0
| Base VOM Costs by Reporting Type | NWPP_Gas | West | CT | CT | 0 | 0 | 0 | 0 | 0 | 0 | CT | 0 | 0 | 0 | 0 | 0 | 0
| Base VOM Costs by Reporting Type | NWPP_Gas | West | Coal | Coal | 0 | 0 | 0 | 0 | 0 | 0 | Coal | 0 | 0 | 0 | 0 | 0 | 0
| Base VOM Costs by Reporting Type | NWPP_Gas | West | Other Renew | Geo | 0 | 0 | 0 | 0 | 0 | 0 | Geo | 0 | 0 | 0 | 0 | 0 | 0
| Base VOM Costs by Reporting Type | NWPP_Gas | West | Hydro | H | 0 | 0 | 0 | 0 | 0 | 0 | H | 0 | 0 | 0 | 0 | 0 | 0
| Base VOM Costs by Reporting Type | NWPP_Gas | West | Other Renew | LFG | 0 | 0 | 0 | 0 | 0 | 0 | LFG | 0 | 0 | 0 | 0 | 0 | 0
| Base VOM Costs by Reporting Type | NWPP_Gas | West | Nuclear | Nuc | 0 | 0 | 0 | 0 | 0 | 0 | Nuc | 0 | 0 | 0 | 0 | 0 | 0
| Base VOM Costs by Reporting Type | NWPP_Gas | West | Other | PS | 0 | 0 | 0 | 0 | 0 | 0 | PS | 0 | 0 | 0 | 0 | 0 | 0
| Base VOM Costs by Reporting Type | NWPP_Gas | West | Other Renew | PV | 0 | 0 | 0 | 0 | 0 | 0 | PV | 0 | 0 | 0 | 0 | 0 | 0
| Base VOM Costs by Reporting Type | NWPP_Gas | West | CT | PeakG | 0 | 0 | 0 | 0 | 0 | 0 | PeakG | 0 | 0 | 0 | 0 | 0 | 0
| Base VOM Costs by Reporting Type | NWPP_Gas | West | CT | PeakO | 0 | 0 | 0 | 0 | 0 | 0 | PeakO | 0 | 0 | 0 | 0 | 0 | 0
| Base VOM Costs by Reporting Type | NWPP_Gas | West | Other Renew | ST | 0 | 0 | 0 | 0 | 0 | 0 | ST | 0 | 0 | 0 | 0 | 0 | 0
| Base VOM Costs by Reporting Type | NWPP_Gas | West | Steam O/G | STOG | 0 | 0 | 0 | 0 | 0 | 0 | STOG | 0 | 0 | 0 | 0 | 0 | 0
| Base VOM Costs by Reporting Type | NWPP_Gas | West | Other Renew | STWD | 0 | 0 | 0 | 0 | 0 | 0 | STWD | 0 | 0 | 0 | 0 | 0 | 0
| Base VOM Costs by Reporting Type | NWPP_Gas | West | On-shore Wind | WT | 0 | 0 | 0 | 0 | 0 | 0 | WT | 0 | 0 | 0 | 0 | 0 | 0
| Base VOM Costs by Reporting Type | NWPP_Gas | West | Coal | IGCC | 0 | 0 | 0 | 0 | 0 | 0 | IGCC | 0 | 0 | 0 | 0 | 0 | 0
| Base VOM Costs by Reporting Type | NWPP_Gas | West | DR | DemandResponse | 0 | 0 | 0 | 0 | 0 | 0 | DemandResponse | 0 | 0 | 0 | 0 | 0 | 0
| Base VOM Costs by Reporting Type | NWPP_Gas | West | Coal-CCS | IGCC-CCS | 0 | 0 | 0 | 0 | 0 | 0 | IGCC-CCS | 0 | 0 | 0 | 0 | 0 | 0
| Base VOM Costs by Reporting Type | NWPP_Gas | West | Off-shore Wind | WT_off | 0 | 0 | 0 | 0 | 0 | 0 | WT_off | 0 | 0 | 0 | 0 | 0 | 0
| Base VOM Costs by Reporting Type | NWPP_Gas | West | Other | PseudoUnit | 0 | 0 | 0 | 0 | 0 | 0 | PseudoUnit | 0 | 0 | 0 | 0 | 0 | 0
| Base VOM Costs by Reporting Type | NWPP_Gas | West | HQ/Maritimes | FixedInterchange | 0 | 0 | 0 | 0 | 0 | 0 | FixedInterchange | 0 | 0 | 0 | 0 | 0 | 0
Base VOM Costs by Reporting Type
| Base VOM Costs by Reporting Type |  |  |  | Base VOM Costs by Reporting Type: NWPP_NucRenew | [6 empty] | Base VOM Costs by Reporting Type: NWPP_NucRenew
| Base VOM Costs by Reporting Type |  |  |  | ReportingType | 2015 | 2020 | 2025 | 2030 | 2035 | 2040 | ReportingType | 2015 | 2020 | 2025 | 2030 | 2035 | 2040
| Base VOM Costs by Reporting Type | NWPP_NucRenew | West | Other Renew | BM | 0 | 0.33 | 1.21 | 1.21 | 1.22 | 31.52 | BM | 0 | 0.33 | 1.21 | 1.21 | 1.21 | 30.59
| Base VOM Costs by Reporting Type | NWPP_NucRenew | West | CC | CC | 0 | 0 | 0 | 0 | 0 | 0 | CC | 0 | 0 | 0 | 0 | 0 | 0
| Base VOM Costs by Reporting Type | NWPP_NucRenew | West | Other Renew | CSP | 0 | 0 | 0 | 0 | 0 | 0 | CSP | 0 | 0 | 0 | 0 | 0 | 0
| Base VOM Costs by Reporting Type | NWPP_NucRenew | West | CT | CT | 0 | 0 | 0 | 0 | 0 | 0 | CT | 0 | 0 | 0 | 0 | 0 | 0
| Base VOM Costs by Reporting Type | NWPP_NucRenew | West | Coal | Coal | 0 | 0 | 0 | 0 | 0 | 0 | Coal | 0 | 0 | 0 | 0 | 0 | 0
| Base VOM Costs by Reporting Type | NWPP_NucRenew | West | Other Renew | Geo | 6.93 | 6.93 | 41.74 | 41.74 | 41.74 | 41.74 | Geo | 6.93 | 6.93 | 41.74 | 41.74 | 41.74 | 41.74
| Base VOM Costs by Reporting Type | NWPP_NucRenew | West | Hydro | H | 0 | 0 | 0 | 0 | 0.01 | 0.01 | H | 0 | 0 | 0 | 0 | 0.01 | 0.01
| Base VOM Costs by Reporting Type | NWPP_NucRenew | West | Other Renew | LFG | 0.01 | 0.01 | 0.03 | 0.03 | 0.03 | 0.03 | LFG | 0.01 | 0.01 | 0.03 | 0.03 | 0.03 | 0.03
| Base VOM Costs by Reporting Type | NWPP_NucRenew | West | Nuclear | Nuc | 20.91 | 20.91 | 20.92 | 32.55 | 71.99 | 96.45 | Nuc | 20.91 | 20.91 | 20.91 | 20.91 | 74.43 | 96.42
| Base VOM Costs by Reporting Type | NWPP_NucRenew | West | Other | PS | 0 | 0 | 0 | 0 | 0 | 0 | PS | 0 | 0 | 0 | 0 | 0 | 0
| Base VOM Costs by Reporting Type | NWPP_NucRenew | West | Other Renew | PV | 0 | 0 | 0 | 0 | 0 | 0 | PV | 0 | 0 | 0 | 0 | 0 | 0
| Base VOM Costs by Reporting Type | NWPP_NucRenew | West | CT | PeakG | 0 | 0 | 0 | 0 | 0 | 0 | PeakG | 0 | 0 | 0 | 0 | 0 | 0
| Base VOM Costs by Reporting Type | NWPP_NucRenew | West | CT | PeakO | 0 | 0 | 0 | 0 | 0 | 0 | PeakO | 0 | 0 | 0 | 0 | 0 | 0
| Base VOM Costs by Reporting Type | NWPP_NucRenew | West | Other Renew | ST | 0 | 0 | 0 | 0 | 0 | 0 | ST | 0 | 0 | 0 | 0 | 0 | 0
| Base VOM Costs by Reporting Type | NWPP_NucRenew | West | Steam O/G | STOG | 0 | 0 | 0 | 0 | 0 | 0 | STOG | 0 | 0 | 0 | 0 | 0 | 0
| Base VOM Costs by Reporting Type | NWPP_NucRenew | West | Other Renew | STWD | 0 | 0.04 | 9.33 | 9.33 | 9.33 | 9.33 | STWD | 0 | 0.04 | 9.33 | 9.33 | 9.33 | 9.33
| Base VOM Costs by Reporting Type | NWPP_NucRenew | West | On-shore Wind | WT | 0.19 | 0.19 | 0.19 | 0.71 | 0.71 | 0.77 | WT | 0.19 | 0.19 | 0.19 | 0.71 | 0.71 | 0.77
| Base VOM Costs by Reporting Type | NWPP_NucRenew | West | Coal | IGCC | 0 | 0 | 0 | 0 | 0 | 0 | IGCC | 0 | 0 | 0 | 0 | 0 | 0
| Base VOM Costs by Reporting Type | NWPP_NucRenew | West | DR | DemandResponse | 0 | 0 | 0 | 0 | 0 | 0 | DemandResponse | 0 | 0 | 0 | 0 | 0 | 0
| Base VOM Costs by Reporting Type | NWPP_NucRenew | West | Coal-CCS | IGCC-CCS | 0 | 0 | 0 | 0 | 0 | 0 | IGCC-CCS | 0 | 0 | 0 | 0 | 0 | 0
| Base VOM Costs by Reporting Type | NWPP_NucRenew | West | Off-shore Wind | WT_off | 0 | 0 | 0 | 0 | 0 | 0 | WT_off | 0 | 0 | 0 | 0 | 0 | 0
| Base VOM Costs by Reporting Type | NWPP_NucRenew | West | Other | PseudoUnit | 0 | 0 | 0 | 0 | 0 | 0 | PseudoUnit | 0 | 0 | 0 | 0 | 0 | 0
| Base VOM Costs by Reporting Type | NWPP_NucRenew | West | HQ/Maritimes | FixedInterchange | 0 | 0 | 0 | 0 | 0 | 0 | FixedInterchange | 0 | 0 | 0 | 0 | 0 | 0
Base VOM Costs by Reporting Type
| Base VOM Costs by Reporting Type |  |  |  | Base VOM Costs by Reporting Type: RMPA | [6 empty] | Base VOM Costs by Reporting Type: RMPA
| Base VOM Costs by Reporting Type |  |  |  | ReportingType | 2015 | 2020 | 2025 | 2030 | 2035 | 2040 | ReportingType | 2015 | 2020 | 2025 | 2030 | 2035 | 2040
| Base VOM Costs by Reporting Type | RMPA | West | Other Renew | BM | 0 | 0 | 0 | 0 | 26.75 | 54.2 | BM | 0 | 0 | 0 | 0 | 33.06 | 55.53
| Base VOM Costs by Reporting Type | RMPA | West | CC | CC | 26.45 | 34.62 | 55.37 | 33.58 | 16.57 | 11.62 | CC | 26.09 | 39.85 | 54.73 | 39.27 | 18.79 | 13.97
| Base VOM Costs by Reporting Type | RMPA | West | Other Renew | CSP | 0 | 0 | 0 | 0 | 0 | 0 | CSP | 0 | 0 | 0 | 0 | 0 | 0
| Base VOM Costs by Reporting Type | RMPA | West | CT | CT | 0 | 0 | 0 | 0 | 0 | 0 | CT | 0 | 0 | 0 | 0 | 0 | 0
| Base VOM Costs by Reporting Type | RMPA | West | Coal | Coal | 191.47 | 172.58 | 26.91 | 12.78 | 12.78 | 12.5 | Coal | 191.46 | 169.52 | 26.7 | 12.78 | 12.78 | 12.29
| Base VOM Costs by Reporting Type | RMPA | West | Other Renew | Geo | 0 | 3.76 | 206.14 | 206.14 | 206.14 | 206.14 | Geo | 0 | 1.91 | 206.14 | 206.14 | 206.14 | 206.14
| Base VOM Costs by Reporting Type | RMPA | West | Hydro | H | 0 | 0 | 0 | 0 | 0 | 0 | H | 0 | 0 | 0 | 0 | 0 | 0
| Base VOM Costs by Reporting Type | RMPA | West | Other Renew | LFG | 0 | 0 | 0 | 0 | 0 | 0 | LFG | 0 | 0 | 0 | 0 | 0 | 0
| Base VOM Costs by Reporting Type | RMPA | West | Nuclear | Nuc | 0 | 0 | 0.01 | 32.28 | 32.28 | 32.28 | Nuc | 0 | 0 | 2.01 | 29.67 | 29.67 | 29.67
| Base VOM Costs by Reporting Type | RMPA | West | Other | PS | 0 | 0 | 0 | 0 | 0 | 0 | PS | 0 | 0 | 0 | 0 | 0 | 0
| Base VOM Costs by Reporting Type | RMPA | West | Other Renew | PV | 0 | 0 | 0 | 0 | 0 | 0 | PV | 0 | 0 | 0 | 0 | 0 | 0
| Base VOM Costs by Reporting Type | RMPA | West | CT | PeakG | 0 | 0 | 0 | 0 | 0 | 0 | PeakG | 0 | 0 | 0.03 | 0 | 0 | 0
| Base VOM Costs by Reporting Type | RMPA | West | CT | PeakO | 0 | 0 | 0 | 0 | 0 | 0 | PeakO | 0 | 0 | 0 | 0 | 0 | 0
| Base VOM Costs by Reporting Type | RMPA | West | Other Renew | ST | 0 | 0.01 | 0.01 | 0.01 | 0.01 | 0.01 | ST | 0 | 0.01 | 0.01 | 0.01 | 0.01 | 0.01
| Base VOM Costs by Reporting Type | RMPA | West | Steam O/G | STOG | 0 | 0 | 0 | 0 | 0 | 0 | STOG | 0 | 0 | 0 | 0 | 0 | 0
| Base VOM Costs by Reporting Type | RMPA | West | Other Renew | STWD | 0 | 0 | 0 | 0 | 0 | 0 | STWD | 0 | 0 | 0 | 0 | 0 | 0
| Base VOM Costs by Reporting Type | RMPA | West | On-shore Wind | WT | 0.07 | 0.19 | 0.19 | 0.2 | 0.2 | 0.21 | WT | 0.07 | 0.19 | 0.19 | 0.2 | 0.2 | 0.21
| Base VOM Costs by Reporting Type | RMPA | West | Coal | IGCC | 0 | 0 | 0 | 0 | 0 | 0 | IGCC | 0 | 0 | 0 | 0 | 0 | 0
| Base VOM Costs by Reporting Type | RMPA | West | DR | DemandResponse | 0 | 0 | 0 | 0 | 0 | 0 | DemandResponse | 0 | 0 | 0 | 0 | 0 | 0
| Base VOM Costs by Reporting Type | RMPA | West | Coal-CCS | IGCC-CCS | 0 | 0 | 0 | 0 | 0 | 0 | IGCC-CCS | 0 | 0 | 0 | 0 | 0 | 0
| Base VOM Costs by Reporting Type | RMPA | West | Off-shore Wind | WT_off | 0 | 0 | 0 | 0 | 0 | 0 | WT_off | 0 | 0 | 0 | 0 | 0 | 0
| Base VOM Costs by Reporting Type | RMPA | West | Other | PseudoUnit | 0 | 0 | 0 | 0 | 0 | 0 | PseudoUnit | 0 | 0 | 0 | 0 | 0 | 0
| Base VOM Costs by Reporting Type | RMPA | West | HQ/Maritimes | FixedInterchange | 0 | 0 | 0 | 0 | 0 | 0 | FixedInterchange | 0 | 0 | 0 | 0 | 0 | 0
Base VOM Costs by Reporting Type
| Base VOM Costs by Reporting Type |  |  |  | Base VOM Costs by Reporting Type: SP15 | [6 empty] | Base VOM Costs by Reporting Type: SP15
| Base VOM Costs by Reporting Type |  |  |  | ReportingType | 2015 | 2020 | 2025 | 2030 | 2035 | 2040 | ReportingType | 2015 | 2020 | 2025 | 2030 | 2035 | 2040
| Base VOM Costs by Reporting Type | SP15 | West | Other Renew | BM | 0.22 | 0.22 | 0.22 | 0.22 | 0.23 | 0.23 | BM | 0.22 | 0.22 | 0.22 | 0.22 | 0.22 | 12.93
| Base VOM Costs by Reporting Type | SP15 | West | CC | CC | 209.55 | 191.72 | 189.07 | 158.03 | 81.38 | 51 | CC | 221.82 | 204.76 | 201.39 | 177.4 | 90.88 | 52.98
| Base VOM Costs by Reporting Type | SP15 | West | Other Renew | CSP | 0 | 0 | 0 | 0 | 0 | 0 | CSP | 0 | 0 | 0 | 0 | 0 | 0
| Base VOM Costs by Reporting Type | SP15 | West | CT | CT | 0 | 0 | 0 | 0 | 0 | 0 | CT | 0 | 0 | 0 | 0 | 0 | 0
| Base VOM Costs by Reporting Type | SP15 | West | Coal | Coal | 5.28 | 3.19 | 1.44 | 0 | 0 | 0 | Coal | 5.28 | 3.19 | 1.44 | 0 | 0 | 0
| Base VOM Costs by Reporting Type | SP15 | West | Other Renew | Geo | 4.09 | 120.4 | 120.4 | 120.4 | 120.4 | 120.4 | Geo | 4.1 | 120.4 | 120.4 | 120.4 | 120.4 | 120.4
| Base VOM Costs by Reporting Type | SP15 | West | Hydro | H | 0 | 0 | 0 | 0 | 0 | 0 | H | 0 | 0 | 0 | 0 | 0 | 0
| Base VOM Costs by Reporting Type | SP15 | West | Other Renew | LFG | 0.02 | 0.07 | 0.07 | 0.07 | 0.07 | 0.07 | LFG | 0.02 | 0.07 | 0.07 | 0.07 | 0.07 | 0.07
| Base VOM Costs by Reporting Type | SP15 | West | Nuclear | Nuc | 41.61 | 41.61 | 41.61 | 58.73 | 64.51 | 121.25 | Nuc | 41.61 | 41.61 | 41.61 | 55.09 | 67.33 | 111.94
| Base VOM Costs by Reporting Type | SP15 | West | Other | PS | 0 | 0 | 0 | 0 | 0 | 0 | PS | 0 | 0 | 0 | 0 | 0 | 0
| Base VOM Costs by Reporting Type | SP15 | West | Other Renew | PV | 0 | 0 | 0 | 0 | 0 | 0 | PV | 0 | 0 | 0 | 0 | 0 | 0
| Base VOM Costs by Reporting Type | SP15 | West | CT | PeakG | 0 | 0 | 0 | 0 | 0 | 0 | PeakG | 0 | 0 | 0 | 0 | 0 | 0
| Base VOM Costs by Reporting Type | SP15 | West | CT | PeakO | 0 | 0 | 0 | 0 | 0 | 0 | PeakO | 0 | 0 | 0 | 0 | 0 | 0
| Base VOM Costs by Reporting Type | SP15 | West | Other Renew | ST | 0.02 | 0.02 | 0.02 | 0.02 | 0.11 | 0.14 | ST | 0.02 | 0.02 | 0.02 | 0.02 | 0.11 | 0.14
| Base VOM Costs by Reporting Type | SP15 | West | Steam O/G | STOG | 1.35 | 0.6 | 1.01 | 0.36 | 0.14 | 0.06 | STOG | 1.04 | 0.49 | 0.91 | 0.36 | 0.11 | 0.06
| Base VOM Costs by Reporting Type | SP15 | West | Other Renew | STWD | 1.98 | 1.98 | 1.78 | 1.98 | 1.98 | 1.98 | STWD | 1.98 | 1.98 | 1.78 | 1.98 | 1.98 | 1.98
| Base VOM Costs by Reporting Type | SP15 | West | On-shore Wind | WT | 0.07 | 0.09 | 0.46 | 0.46 | 0.46 | 0.46 | WT | 0.07 | 0.09 | 0.46 | 0.46 | 0.46 | 0.46
| Base VOM Costs by Reporting Type | SP15 | West | Coal | IGCC | 0 | 0 | 0 | 0 | 0 | 0 | IGCC | 0 | 0 | 0 | 0 | 0 | 0
| Base VOM Costs by Reporting Type | SP15 | West | DR | DemandResponse | 0 | 0 | 0 | 0 | 0 | 0 | DemandResponse | 0 | 0 | 0 | 0 | 0 | 0
| Base VOM Costs by Reporting Type | SP15 | West | Coal-CCS | IGCC-CCS | 0 | 0 | 0 | 0 | 0 | 0 | IGCC-CCS | 0 | 0 | 0 | 0 | 0 | 0
| Base VOM Costs by Reporting Type | SP15 | West | Off-shore Wind | WT_off | 0 | 0 | 0 | 0 | 0 | 0 | WT_off | 0 | 0 | 0 | 0 | 0 | 0
| Base VOM Costs by Reporting Type | SP15 | West | Other | PseudoUnit | 0 | 0 | 0 | 0 | 0 | 0 | PseudoUnit | 0 | 0 | 0 | 0 | 0 | 0
| Base VOM Costs by Reporting Type | SP15 | West | HQ/Maritimes | FixedInterchange | 0 | 0 | 0 | 0 | 0 | 0 | FixedInterchange | 0 | 0 | 0 | 0 | 0 | 0
Base VOM Costs by Reporting Type
| Base VOM Costs by Reporting Type |  |  |  | Base VOM Costs by Reporting Type: ALB | [6 empty] | Base VOM Costs by Reporting Type: ALB
| Base VOM Costs by Reporting Type |  |  |  | ReportingType | 2015 | 2020 | 2025 | 2030 | 2035 | 2040 | ReportingType | 2015 | 2020 | 2025 | 2030 | 2035 | 2040
| Base VOM Costs by Reporting Type | ALB | West | Other Renew | BM | 0 | 0 | 0 | 0 | 0 | 0 | BM | 0 | 0 | 0 | 0 | 0 | 0
| Base VOM Costs by Reporting Type | ALB | West | CC | CC | 61.69 | 61.69 | 19.63 | 0 | 0 | 0 | CC | 61.71 | 61.71 | 19.64 | 0 | 0 | 0
| Base VOM Costs by Reporting Type | ALB | West | Other Renew | CSP | 0 | 0 | 0 | 0 | 0 | 0 | CSP | 0 | 0 | 0 | 0 | 0 | 0
| Base VOM Costs by Reporting Type | ALB | West | CT | CT | 0 | 0 | 0 | 0 | 0 | 0 | CT | 0 | 0 | 0 | 0 | 0 | 0
| Base VOM Costs by Reporting Type | ALB | West | Coal | Coal | 126.29 | 126.28 | 0 | 0 | 0 | 0 | Coal | 126.27 | 126.27 | 0 | 0 | 0 | 0
| Base VOM Costs by Reporting Type | ALB | West | Other Renew | Geo | 0 | 0 | 0 | 0 | 0 | 0 | Geo | 0 | 0 | 0 | 0 | 0 | 0
| Base VOM Costs by Reporting Type | ALB | West | Hydro | H | 0 | 0 | 0 | 0 | 0 | 0 | H | 0 | 0 | 0 | 0 | 0 | 0
| Base VOM Costs by Reporting Type | ALB | West | Other Renew | LFG | 0 | 0 | 0 | 0 | 0 | 0 | LFG | 0 | 0 | 0 | 0 | 0 | 0
| Base VOM Costs by Reporting Type | ALB | West | Nuclear | Nuc | 0 | 0 | 115.9 | 139.44 | 141.89 | 142.86 | Nuc | 0 | 0 | 115.9 | 139.5 | 140.66 | 142.86
| Base VOM Costs by Reporting Type | ALB | West | Other | PS | 0 | 0 | 0 | 0 | 0 | 0 | PS | 0 | 0 | 0 | 0 | 0 | 0
| Base VOM Costs by Reporting Type | ALB | West | Other Renew | PV | 0 | 0 | 0 | 0 | 0 | 0 | PV | 0 | 0 | 0 | 0 | 0 | 0
| Base VOM Costs by Reporting Type | ALB | West | CT | PeakG | 0 | 0 | 0 | 0 | 0 | 0.07 | PeakG | 0 | 0 | 0 | 0 | 0 | 0.07
| Base VOM Costs by Reporting Type | ALB | West | CT | PeakO | 0 | 0 | 0 | 0 | 0 | 0 | PeakO | 0 | 0 | 0 | 0 | 0 | 0
| Base VOM Costs by Reporting Type | ALB | West | Other Renew | ST | 0 | 0 | 0 | 0 | 0 | 0 | ST | 0 | 0 | 0 | 0 | 0 | 0
| Base VOM Costs by Reporting Type | ALB | West | Steam O/G | STOG | 0 | 0 | 0 | 0 | 0 | 0 | STOG | 0 | 0 | 0 | 0 | 0 | 0
| Base VOM Costs by Reporting Type | ALB | West | Other Renew | STWD | 2.13 | 2.89 | 2.89 | 2.89 | 2.89 | 2.89 | STWD | 2.13 | 2.89 | 2.89 | 2.89 | 2.89 | 2.89
| Base VOM Costs by Reporting Type | ALB | West | On-shore Wind | WT | 0.02 | 0.02 | 0.02 | 0.02 | 0.02 | 0.02 | WT | 0.02 | 0.02 | 0.02 | 0.02 | 0.02 | 0.02
| Base VOM Costs by Reporting Type | ALB | West | Coal | IGCC | 0 | 0 | 0 | 0 | 0 | 0 | IGCC | 0 | 0 | 0 | 0 | 0 | 0
| Base VOM Costs by Reporting Type | ALB | West | DR | DemandResponse | 0 | 0 | 0 | 0 | 0 | 0 | DemandResponse | 0 | 0 | 0 | 0 | 0 | 0
| Base VOM Costs by Reporting Type | ALB | West | Coal-CCS | IGCC-CCS | 0 | 0 | 0 | 0 | 0 | 0 | IGCC-CCS | 0 | 0 | 0 | 0 | 0 | 0
| Base VOM Costs by Reporting Type | ALB | West | Off-shore Wind | WT_off | 0 | 0 | 0 | 0 | 0 | 0 | WT_off | 0 | 0 | 0 | 0 | 0 | 0
| Base VOM Costs by Reporting Type | ALB | West | Other | PseudoUnit | 0 | 0 | 0 | 0 | 0 | 0 | PseudoUnit | 0 | 0 | 0 | 0 | 0 | 0
| Base VOM Costs by Reporting Type | ALB | West | HQ/Maritimes | FixedInterchange | 0 | 0 | 0 | 0 | 0 | 0 | FixedInterchange | 0 | 0 | 0 | 0 | 0 | 0
Base VOM Costs by Reporting Type
| Base VOM Costs by Reporting Type |  |  |  | Base VOM Costs by Reporting Type: BC | [6 empty] | Base VOM Costs by Reporting Type: BC
| Base VOM Costs by Reporting Type |  |  |  | ReportingType | 2015 | 2020 | 2025 | 2030 | 2035 | 2040 | ReportingType | 2015 | 2020 | 2025 | 2030 | 2035 | 2040
| Base VOM Costs by Reporting Type | BC | West | Other Renew | BM | 0 | 0 | 0 | 0 | 0 | 0 | BM | 0 | 0 | 0 | 0 | 0 | 0
| Base VOM Costs by Reporting Type | BC | West | CC | CC | 3.72 | 3.72 | 0 | 0 | 0 | 0 | CC | 3.71 | 3.71 | 0 | 0 | 0 | 0
| Base VOM Costs by Reporting Type | BC | West | Other Renew | CSP | 0 | 0 | 0 | 0 | 0 | 0 | CSP | 0 | 0 | 0 | 0 | 0 | 0
| Base VOM Costs by Reporting Type | BC | West | CT | CT | 0 | 0 | 0 | 0 | 0 | 0 | CT | 0 | 0 | 0 | 0 | 0 | 0
| Base VOM Costs by Reporting Type | BC | West | Coal | Coal | 0 | 0 | 0 | 0 | 0 | 0 | Coal | 0 | 0 | 0 | 0 | 0 | 0
| Base VOM Costs by Reporting Type | BC | West | Other Renew | Geo | 0 | 0 | 0 | 0 | 0 | 0 | Geo | 0 | 0 | 0 | 0 | 0 | 0
| Base VOM Costs by Reporting Type | BC | West | Hydro | H | 0 | 0 | 0 | 0 | 0 | 0 | H | 0 | 0 | 0 | 0 | 0 | 0
| Base VOM Costs by Reporting Type | BC | West | Other Renew | LFG | 0 | 0 | 0 | 0 | 0 | 0 | LFG | 0 | 0 | 0 | 0 | 0 | 0
| Base VOM Costs by Reporting Type | BC | West | Nuclear | Nuc | 0 | 0 | 9.51 | 16.28 | 16.28 | 21.71 | Nuc | 0 | 0 | 9.51 | 16.29 | 16.29 | 21.73
| Base VOM Costs by Reporting Type | BC | West | Other | PS | 0 | 0 | 0 | 0 | 0 | 0 | PS | 0 | 0 | 0 | 0 | 0 | 0
| Base VOM Costs by Reporting Type | BC | West | Other Renew | PV | 0 | 0 | 0 | 0 | 0 | 0 | PV | 0 | 0 | 0 | 0 | 0 | 0
| Base VOM Costs by Reporting Type | BC | West | CT | PeakG | 0 | 0 | 0 | 0 | 0 | 0 | PeakG | 0 | 0 | 0 | 0 | 0 | 0
| Base VOM Costs by Reporting Type | BC | West | CT | PeakO | 0 | 0 | 0 | 0 | 0 | 0 | PeakO | 0 | 0 | 0 | 0 | 0 | 0
| Base VOM Costs by Reporting Type | BC | West | Other Renew | ST | 0 | 0 | 0 | 0 | 0 | 0 | ST | 0 | 0 | 0 | 0 | 0 | 0
| Base VOM Costs by Reporting Type | BC | West | Steam O/G | STOG | 0 | 0 | 0 | 0 | 0 | 0 | STOG | 0 | 0 | 0 | 0 | 0 | 0
| Base VOM Costs by Reporting Type | BC | West | Other Renew | STWD | 0 | 8.48 | 8.48 | 8.48 | 8.48 | 8.48 | STWD | 0 | 8.48 | 8.48 | 8.48 | 8.48 | 8.48
| Base VOM Costs by Reporting Type | BC | West | On-shore Wind | WT | 0.01 | 0.01 | 0.01 | 0.01 | 0.01 | 0.01 | WT | 0.01 | 0.01 | 0.01 | 0.01 | 0.01 | 0.01
| Base VOM Costs by Reporting Type | BC | West | Coal | IGCC | 0 | 0 | 0 | 0 | 0 | 0 | IGCC | 0 | 0 | 0 | 0 | 0 | 0
| Base VOM Costs by Reporting Type | BC | West | DR | DemandResponse | 0 | 0 | 0 | 0 | 0 | 0 | DemandResponse | 0 | 0 | 0 | 0 | 0 | 0
| Base VOM Costs by Reporting Type | BC | West | Coal-CCS | IGCC-CCS | 0 | 0 | 0 | 0 | 0 | 0 | IGCC-CCS | 0 | 0 | 0 | 0 | 0 | 0
| Base VOM Costs by Reporting Type | BC | West | Off-shore Wind | WT_off | 0 | 0 | 0 | 0 | 0 | 0 | WT_off | 0 | 0 | 0 | 0 | 0 | 0
| Base VOM Costs by Reporting Type | BC | West | Other | PseudoUnit | 0 | 0 | 0 | 0 | 0 | 0 | PseudoUnit | 0 | 0 | 0 | 0 | 0 | 0
| Base VOM Costs by Reporting Type | BC | West | HQ/Maritimes | FixedInterchange | 0 | 0 | 0 | 0 | 0 | 0 | FixedInterchange | 0 | 0 | 0 | 0 | 0 | 0
Base VOM Costs by Reporting Type
| Base VOM Costs by Reporting Type |  |  |  | Base VOM Costs by Reporting Type: HQ_IESO | [6 empty] | Base VOM Costs by Reporting Type: HQ_IESO
| Base VOM Costs by Reporting Type |  |  |  | ReportingType | 2015 | 2020 | 2025 | 2030 | 2035 | 2040 | ReportingType | 2015 | 2020 | 2025 | 2030 | 2035 | 2040
| Base VOM Costs by Reporting Type | HQ_IESO | HQ/Maritimes | Other Renew | BM | 0 | 0 | 0 | 0 | 0 | 0 | BM | 0 | 0 | 0 | 0 | 0 | 0
| Base VOM Costs by Reporting Type | HQ_IESO | HQ/Maritimes | CC | CC | 0 | 0 | 0 | 0 | 0 | 0 | CC | 0 | 0 | 0 | 0 | 0 | 0
| Base VOM Costs by Reporting Type | HQ_IESO | HQ/Maritimes | Other Renew | CSP | 0 | 0 | 0 | 0 | 0 | 0 | CSP | 0 | 0 | 0 | 0 | 0 | 0
| Base VOM Costs by Reporting Type | HQ_IESO | HQ/Maritimes | CT | CT | 0 | 0 | 0 | 0 | 0 | 0 | CT | 0 | 0 | 0 | 0 | 0 | 0
| Base VOM Costs by Reporting Type | HQ_IESO | HQ/Maritimes | Coal | Coal | 0 | 0 | 0 | 0 | 0 | 0 | Coal | 0 | 0 | 0 | 0 | 0 | 0
| Base VOM Costs by Reporting Type | HQ_IESO | HQ/Maritimes | Other Renew | Geo | 0 | 0 | 0 | 0 | 0 | 0 | Geo | 0 | 0 | 0 | 0 | 0 | 0
| Base VOM Costs by Reporting Type | HQ_IESO | HQ/Maritimes | Hydro | H | 0 | 0 | 0 | 0 | 0 | 0 | H | 0 | 0 | 0 | 0 | 0 | 0
| Base VOM Costs by Reporting Type | HQ_IESO | HQ/Maritimes | Other Renew | LFG | 0 | 0 | 0 | 0 | 0 | 0 | LFG | 0 | 0 | 0 | 0 | 0 | 0
| Base VOM Costs by Reporting Type | HQ_IESO | HQ/Maritimes | Nuclear | Nuc | 0 | 0 | 0 | 0 | 0 | 0 | Nuc | 0 | 0 | 0 | 0 | 0 | 0
| Base VOM Costs by Reporting Type | HQ_IESO | HQ/Maritimes | Other | PS | 0 | 0 | 0 | 0 | 0 | 0 | PS | 0 | 0 | 0 | 0 | 0 | 0
| Base VOM Costs by Reporting Type | HQ_IESO | HQ/Maritimes | Other Renew | PV | 0 | 0 | 0 | 0 | 0 | 0 | PV | 0 | 0 | 0 | 0 | 0 | 0
| Base VOM Costs by Reporting Type | HQ_IESO | HQ/Maritimes | CT | PeakG | 0 | 0 | 0 | 0 | 0 | 0 | PeakG | 0 | 0 | 0 | 0 | 0 | 0
| Base VOM Costs by Reporting Type | HQ_IESO | HQ/Maritimes | CT | PeakO | 0 | 0 | 0 | 0 | 0 | 0 | PeakO | 0 | 0 | 0 | 0 | 0 | 0
| Base VOM Costs by Reporting Type | HQ_IESO | HQ/Maritimes | Other Renew | ST | 0 | 0 | 0 | 0 | 0 | 0 | ST | 0 | 0 | 0 | 0 | 0 | 0
| Base VOM Costs by Reporting Type | HQ_IESO | HQ/Maritimes | Steam O/G | STOG | 0 | 0 | 0 | 0 | 0 | 0 | STOG | 0 | 0 | 0 | 0 | 0 | 0
| Base VOM Costs by Reporting Type | HQ_IESO | HQ/Maritimes | Other Renew | STWD | 0 | 0 | 0 | 0 | 0 | 0 | STWD | 0 | 0 | 0 | 0 | 0 | 0
| Base VOM Costs by Reporting Type | HQ_IESO | HQ/Maritimes | On-shore Wind | WT | 0 | 0 | 0 | 0 | 0 | 0 | WT | 0 | 0 | 0 | 0 | 0 | 0
| Base VOM Costs by Reporting Type | HQ_IESO | HQ/Maritimes | Coal | IGCC | 0 | 0 | 0 | 0 | 0 | 0 | IGCC | 0 | 0 | 0 | 0 | 0 | 0
| Base VOM Costs by Reporting Type | HQ_IESO | HQ/Maritimes | DR | DemandResponse | 0 | 0 | 0 | 0 | 0 | 0 | DemandResponse | 0 | 0 | 0 | 0 | 0 | 0
| Base VOM Costs by Reporting Type | HQ_IESO | HQ/Maritimes | Coal-CCS | IGCC-CCS | 0 | 0 | 0 | 0 | 0 | 0 | IGCC-CCS | 0 | 0 | 0 | 0 | 0 | 0
| Base VOM Costs by Reporting Type | HQ_IESO | HQ/Maritimes | Off-shore Wind | WT_off | 0 | 0 | 0 | 0 | 0 | 0 | WT_off | 0 | 0 | 0 | 0 | 0 | 0
| Base VOM Costs by Reporting Type | HQ_IESO | HQ/Maritimes | Other | PseudoUnit | 0 | 0 | 0 | 0.27 | 254.51 | 293.96 | PseudoUnit | 0 | 0 | 0 | 0 | 0 | 0
| Base VOM Costs by Reporting Type | HQ_IESO | HQ/Maritimes | HQ/Maritimes | FixedInterchange | 0 | 0 | 0 | 0 | 0 | 0 | FixedInterchange | 0 | 0 | 0 | 0 | 0 | 0
Base VOM Costs by Reporting Type
| Base VOM Costs by Reporting Type |  |  |  | Base VOM Costs by Reporting Type: HQ_NEISO | [6 empty] | Base VOM Costs by Reporting Type: HQ_NEISO
| Base VOM Costs by Reporting Type |  |  |  | ReportingType | 2015 | 2020 | 2025 | 2030 | 2035 | 2040 | ReportingType | 2015 | 2020 | 2025 | 2030 | 2035 | 2040
| Base VOM Costs by Reporting Type | HQ_NEISO | HQ/Maritimes | Other Renew | BM | 0 | 0 | 0 | 0 | 0 | 0 | BM | 0 | 0 | 0 | 0 | 0 | 0
| Base VOM Costs by Reporting Type | HQ_NEISO | HQ/Maritimes | CC | CC | 0 | 0 | 0 | 0 | 0 | 0 | CC | 0 | 0 | 0 | 0 | 0 | 0
| Base VOM Costs by Reporting Type | HQ_NEISO | HQ/Maritimes | Other Renew | CSP | 0 | 0 | 0 | 0 | 0 | 0 | CSP | 0 | 0 | 0 | 0 | 0 | 0
| Base VOM Costs by Reporting Type | HQ_NEISO | HQ/Maritimes | CT | CT | 0 | 0 | 0 | 0 | 0 | 0 | CT | 0 | 0 | 0 | 0 | 0 | 0
| Base VOM Costs by Reporting Type | HQ_NEISO | HQ/Maritimes | Coal | Coal | 0 | 0 | 0 | 0 | 0 | 0 | Coal | 0 | 0 | 0 | 0 | 0 | 0
| Base VOM Costs by Reporting Type | HQ_NEISO | HQ/Maritimes | Other Renew | Geo | 0 | 0 | 0 | 0 | 0 | 0 | Geo | 0 | 0 | 0 | 0 | 0 | 0
| Base VOM Costs by Reporting Type | HQ_NEISO | HQ/Maritimes | Hydro | H | 0 | 0 | 0 | 0 | 0 | 0 | H | 0 | 0 | 0 | 0 | 0 | 0
| Base VOM Costs by Reporting Type | HQ_NEISO | HQ/Maritimes | Other Renew | LFG | 0 | 0 | 0 | 0 | 0 | 0 | LFG | 0 | 0 | 0 | 0 | 0 | 0
| Base VOM Costs by Reporting Type | HQ_NEISO | HQ/Maritimes | Nuclear | Nuc | 0 | 0 | 0 | 0 | 0 | 0 | Nuc | 0 | 0 | 0 | 0 | 0 | 0
| Base VOM Costs by Reporting Type | HQ_NEISO | HQ/Maritimes | Other | PS | 0 | 0 | 0 | 0 | 0 | 0 | PS | 0 | 0 | 0 | 0 | 0 | 0
| Base VOM Costs by Reporting Type | HQ_NEISO | HQ/Maritimes | Other Renew | PV | 0 | 0 | 0 | 0 | 0 | 0 | PV | 0 | 0 | 0 | 0 | 0 | 0
| Base VOM Costs by Reporting Type | HQ_NEISO | HQ/Maritimes | CT | PeakG | 0 | 0 | 0 | 0 | 0 | 0 | PeakG | 0 | 0 | 0 | 0 | 0 | 0
| Base VOM Costs by Reporting Type | HQ_NEISO | HQ/Maritimes | CT | PeakO | 0 | 0 | 0 | 0 | 0 | 0 | PeakO | 0 | 0 | 0 | 0 | 0 | 0
| Base VOM Costs by Reporting Type | HQ_NEISO | HQ/Maritimes | Other Renew | ST | 0 | 0 | 0 | 0 | 0 | 0 | ST | 0 | 0 | 0 | 0 | 0 | 0
| Base VOM Costs by Reporting Type | HQ_NEISO | HQ/Maritimes | Steam O/G | STOG | 0 | 0 | 0 | 0 | 0 | 0 | STOG | 0 | 0 | 0 | 0 | 0 | 0
| Base VOM Costs by Reporting Type | HQ_NEISO | HQ/Maritimes | Other Renew | STWD | 0 | 0 | 0 | 0 | 0 | 0 | STWD | 0 | 0 | 0 | 0 | 0 | 0
| Base VOM Costs by Reporting Type | HQ_NEISO | HQ/Maritimes | On-shore Wind | WT | 0 | 0 | 0 | 0 | 0 | 0 | WT | 0 | 0 | 0 | 0 | 0 | 0
| Base VOM Costs by Reporting Type | HQ_NEISO | HQ/Maritimes | Coal | IGCC | 0 | 0 | 0 | 0 | 0 | 0 | IGCC | 0 | 0 | 0 | 0 | 0 | 0
| Base VOM Costs by Reporting Type | HQ_NEISO | HQ/Maritimes | DR | DemandResponse | 0 | 0 | 0 | 0 | 0 | 0 | DemandResponse | 0 | 0 | 0 | 0 | 0 | 0
| Base VOM Costs by Reporting Type | HQ_NEISO | HQ/Maritimes | Coal-CCS | IGCC-CCS | 0 | 0 | 0 | 0 | 0 | 0 | IGCC-CCS | 0 | 0 | 0 | 0 | 0 | 0
| Base VOM Costs by Reporting Type | HQ_NEISO | HQ/Maritimes | Off-shore Wind | WT_off | 0 | 0 | 0 | 0 | 0 | 0 | WT_off | 0 | 0 | 0 | 0 | 0 | 0
| Base VOM Costs by Reporting Type | HQ_NEISO | HQ/Maritimes | Other | PseudoUnit | 0 | 0 | 0 | 1.36 | 24.46 | 28.25 | PseudoUnit | 0 | 0 | 0 | 0 | 0 | 0
| Base VOM Costs by Reporting Type | HQ_NEISO | HQ/Maritimes | HQ/Maritimes | FixedInterchange | 0 | 0 | 0 | 0 | 0 | 0 | FixedInterchange | 0 | 0 | 0 | 0 | 0 | 0
Base VOM Costs by Reporting Type
| Base VOM Costs by Reporting Type |  |  |  | Base VOM Costs by Reporting Type: HQ_NY | [6 empty] | Base VOM Costs by Reporting Type: HQ_NY
| Base VOM Costs by Reporting Type |  |  |  | ReportingType | 2015 | 2020 | 2025 | 2030 | 2035 | 2040 | ReportingType | 2015 | 2020 | 2025 | 2030 | 2035 | 2040
| Base VOM Costs by Reporting Type | HQ_NY | HQ/Maritimes | Other Renew | BM | 0 | 0 | 0 | 0 | 0 | 0 | BM | 0 | 0 | 0 | 0 | 0 | 0
| Base VOM Costs by Reporting Type | HQ_NY | HQ/Maritimes | CC | CC | 0 | 0 | 0 | 0 | 0 | 0 | CC | 0 | 0 | 0 | 0 | 0 | 0
| Base VOM Costs by Reporting Type | HQ_NY | HQ/Maritimes | Other Renew | CSP | 0 | 0 | 0 | 0 | 0 | 0 | CSP | 0 | 0 | 0 | 0 | 0 | 0
| Base VOM Costs by Reporting Type | HQ_NY | HQ/Maritimes | CT | CT | 0 | 0 | 0 | 0 | 0 | 0 | CT | 0 | 0 | 0 | 0 | 0 | 0
| Base VOM Costs by Reporting Type | HQ_NY | HQ/Maritimes | Coal | Coal | 0 | 0 | 0 | 0 | 0 | 0 | Coal | 0 | 0 | 0 | 0 | 0 | 0
| Base VOM Costs by Reporting Type | HQ_NY | HQ/Maritimes | Other Renew | Geo | 0 | 0 | 0 | 0 | 0 | 0 | Geo | 0 | 0 | 0 | 0 | 0 | 0
| Base VOM Costs by Reporting Type | HQ_NY | HQ/Maritimes | Hydro | H | 0 | 0 | 0 | 0 | 0 | 0 | H | 0 | 0 | 0 | 0 | 0 | 0
| Base VOM Costs by Reporting Type | HQ_NY | HQ/Maritimes | Other Renew | LFG | 0 | 0 | 0 | 0 | 0 | 0 | LFG | 0 | 0 | 0 | 0 | 0 | 0
| Base VOM Costs by Reporting Type | HQ_NY | HQ/Maritimes | Nuclear | Nuc | 0 | 0 | 0 | 0 | 0 | 0 | Nuc | 0 | 0 | 0 | 0 | 0 | 0
| Base VOM Costs by Reporting Type | HQ_NY | HQ/Maritimes | Other | PS | 0 | 0 | 0 | 0 | 0 | 0 | PS | 0 | 0 | 0 | 0 | 0 | 0
| Base VOM Costs by Reporting Type | HQ_NY | HQ/Maritimes | Other Renew | PV | 0 | 0 | 0 | 0 | 0 | 0 | PV | 0 | 0 | 0 | 0 | 0 | 0
| Base VOM Costs by Reporting Type | HQ_NY | HQ/Maritimes | CT | PeakG | 0 | 0 | 0 | 0 | 0 | 0 | PeakG | 0 | 0 | 0 | 0 | 0 | 0
| Base VOM Costs by Reporting Type | HQ_NY | HQ/Maritimes | CT | PeakO | 0 | 0 | 0 | 0 | 0 | 0 | PeakO | 0 | 0 | 0 | 0 | 0 | 0
| Base VOM Costs by Reporting Type | HQ_NY | HQ/Maritimes | Other Renew | ST | 0 | 0 | 0 | 0 | 0 | 0 | ST | 0 | 0 | 0 | 0 | 0 | 0
| Base VOM Costs by Reporting Type | HQ_NY | HQ/Maritimes | Steam O/G | STOG | 0 | 0 | 0 | 0 | 0 | 0 | STOG | 0 | 0 | 0 | 0 | 0 | 0
| Base VOM Costs by Reporting Type | HQ_NY | HQ/Maritimes | Other Renew | STWD | 0 | 0 | 0 | 0 | 0 | 0 | STWD | 0 | 0 | 0 | 0 | 0 | 0
| Base VOM Costs by Reporting Type | HQ_NY | HQ/Maritimes | On-shore Wind | WT | 0 | 0 | 0 | 0 | 0 | 0 | WT | 0 | 0 | 0 | 0 | 0 | 0
| Base VOM Costs by Reporting Type | HQ_NY | HQ/Maritimes | Coal | IGCC | 0 | 0 | 0 | 0 | 0 | 0 | IGCC | 0 | 0 | 0 | 0 | 0 | 0
| Base VOM Costs by Reporting Type | HQ_NY | HQ/Maritimes | DR | DemandResponse | 0 | 0 | 0 | 0 | 0 | 0 | DemandResponse | 0 | 0 | 0 | 0 | 0 | 0
| Base VOM Costs by Reporting Type | HQ_NY | HQ/Maritimes | Coal-CCS | IGCC-CCS | 0 | 0 | 0 | 0 | 0 | 0 | IGCC-CCS | 0 | 0 | 0 | 0 | 0 | 0
| Base VOM Costs by Reporting Type | HQ_NY | HQ/Maritimes | Off-shore Wind | WT_off | 0 | 0 | 0 | 0 | 0 | 0 | WT_off | 0 | 0 | 0 | 0 | 0 | 0
| Base VOM Costs by Reporting Type | HQ_NY | HQ/Maritimes | Other | PseudoUnit | 0 | 0 | 0.01 | 237.94 | 239.41 | 276.52 | PseudoUnit | 0 | 0 | 0 | 0 | 0 | 0
| Base VOM Costs by Reporting Type | HQ_NY | HQ/Maritimes | HQ/Maritimes | FixedInterchange | 0 | 0 | 0 | 0 | 0 | 0 | FixedInterchange | 0 | 0 | 0 | 0 | 0 | 0
Base VOM Costs by Reporting Type
| Base VOM Costs by Reporting Type |  |  |  | Base VOM Costs by Reporting Type: MARITIMES | [6 empty] | Base VOM Costs by Reporting Type: MARITIMES
| Base VOM Costs by Reporting Type |  |  |  | ReportingType | 2015 | 2020 | 2025 | 2030 | 2035 | 2040 | ReportingType | 2015 | 2020 | 2025 | 2030 | 2035 | 2040
| Base VOM Costs by Reporting Type | MARITIMES | HQ/Maritimes | Other Renew | BM | 0 | 0 | 0 | 0 | 0 | 0 | BM | 0 | 0 | 0 | 0 | 0 | 0
| Base VOM Costs by Reporting Type | MARITIMES | HQ/Maritimes | CC | CC | 0 | 0 | 0 | 0 | 0 | 0 | CC | 0 | 0 | 0 | 0 | 0 | 0
| Base VOM Costs by Reporting Type | MARITIMES | HQ/Maritimes | Other Renew | CSP | 0 | 0 | 0 | 0 | 0 | 0 | CSP | 0 | 0 | 0 | 0 | 0 | 0
| Base VOM Costs by Reporting Type | MARITIMES | HQ/Maritimes | CT | CT | 0 | 0 | 0 | 0 | 0 | 0 | CT | 0 | 0 | 0 | 0 | 0 | 0
| Base VOM Costs by Reporting Type | MARITIMES | HQ/Maritimes | Coal | Coal | 0 | 0 | 0 | 0 | 0 | 0 | Coal | 0 | 0 | 0 | 0 | 0 | 0
| Base VOM Costs by Reporting Type | MARITIMES | HQ/Maritimes | Other Renew | Geo | 0 | 0 | 0 | 0 | 0 | 0 | Geo | 0 | 0 | 0 | 0 | 0 | 0
| Base VOM Costs by Reporting Type | MARITIMES | HQ/Maritimes | Hydro | H | 0 | 0 | 0 | 0 | 0 | 0 | H | 0 | 0 | 0 | 0 | 0 | 0
| Base VOM Costs by Reporting Type | MARITIMES | HQ/Maritimes | Other Renew | LFG | 0 | 0 | 0 | 0 | 0 | 0 | LFG | 0 | 0 | 0 | 0 | 0 | 0
| Base VOM Costs by Reporting Type | MARITIMES | HQ/Maritimes | Nuclear | Nuc | 0 | 0 | 0 | 0 | 0 | 0 | Nuc | 0 | 0 | 0 | 0 | 0 | 0
| Base VOM Costs by Reporting Type | MARITIMES | HQ/Maritimes | Other | PS | 0 | 0 | 0 | 0 | 0 | 0 | PS | 0 | 0 | 0 | 0 | 0 | 0
| Base VOM Costs by Reporting Type | MARITIMES | HQ/Maritimes | Other Renew | PV | 0 | 0 | 0 | 0 | 0 | 0 | PV | 0 | 0 | 0 | 0 | 0 | 0
| Base VOM Costs by Reporting Type | MARITIMES | HQ/Maritimes | CT | PeakG | 0 | 0 | 0 | 0 | 0 | 0 | PeakG | 0 | 0 | 0 | 0 | 0 | 0
| Base VOM Costs by Reporting Type | MARITIMES | HQ/Maritimes | CT | PeakO | 0 | 0 | 0 | 0 | 0 | 0 | PeakO | 0 | 0 | 0 | 0 | 0 | 0
| Base VOM Costs by Reporting Type | MARITIMES | HQ/Maritimes | Other Renew | ST | 0 | 0 | 0 | 0 | 0 | 0 | ST | 0 | 0 | 0 | 0 | 0 | 0
| Base VOM Costs by Reporting Type | MARITIMES | HQ/Maritimes | Steam O/G | STOG | 0 | 0 | 0 | 0 | 0 | 0 | STOG | 0 | 0 | 0 | 0 | 0 | 0
| Base VOM Costs by Reporting Type | MARITIMES | HQ/Maritimes | Other Renew | STWD | 0 | 0 | 0 | 0 | 0 | 0 | STWD | 0 | 0 | 0 | 0 | 0 | 0
| Base VOM Costs by Reporting Type | MARITIMES | HQ/Maritimes | On-shore Wind | WT | 0 | 0 | 0 | 0 | 0 | 0 | WT | 0 | 0 | 0 | 0 | 0 | 0
| Base VOM Costs by Reporting Type | MARITIMES | HQ/Maritimes | Coal | IGCC | 0 | 0 | 0 | 0 | 0 | 0 | IGCC | 0 | 0 | 0 | 0 | 0 | 0
| Base VOM Costs by Reporting Type | MARITIMES | HQ/Maritimes | DR | DemandResponse | 0 | 0 | 0 | 0 | 0 | 0 | DemandResponse | 0 | 0 | 0 | 0 | 0 | 0
| Base VOM Costs by Reporting Type | MARITIMES | HQ/Maritimes | Coal-CCS | IGCC-CCS | 0 | 0 | 0 | 0 | 0 | 0 | IGCC-CCS | 0 | 0 | 0 | 0 | 0 | 0
| Base VOM Costs by Reporting Type | MARITIMES | HQ/Maritimes | Off-shore Wind | WT_off | 0 | 0 | 0 | 0 | 0 | 0 | WT_off | 0 | 0 | 0 | 0 | 0 | 0
| Base VOM Costs by Reporting Type | MARITIMES | HQ/Maritimes | Other | PseudoUnit | 0 | 0 | 0 | 1.41 | 40.76 | 47.08 | PseudoUnit | 0 | 0 | 0 | 0 | 0 | 0
| Base VOM Costs by Reporting Type | MARITIMES | HQ/Maritimes | HQ/Maritimes | FixedInterchange | 0 | 0 | 0 | 0 | 0 | 0 | FixedInterchange | 0 | 0 | 0 | 0 | 0 | 0
Base VOM Costs by Reporting Type
| Base VOM Costs by Reporting Type |  |  |  | Base VOM Costs by Reporting Type: All | [6 empty] | Base VOM Costs by Reporting Type: All
| Base VOM Costs by Reporting Type |  |  |  | ReportingType | 2015 | 2020 | 2025 | 2030 | 2035 | 2040 | ReportingType | 2015 | 2020 | 2025 | 2030 | 2035 | 2040
| Base VOM Costs by Reporting Type | All | All | Other Renew | BM | 11.26 | 30.03 | 46.32 | 104.22 | 1214.35 | 1955.39 | BM | 11.06 | 30.14 | 44.49 | 61.57 | 814.21 | 2331.12
| Base VOM Costs by Reporting Type | All | All | CC | CC | 4481.16 | 5354.22 | 4659.12 | 3700.56 | 1979.53 | 958.18 | CC | 4765.83 | 5896.91 | 5840.73 | 4431.38 | 2638.88 | 1035.7
| Base VOM Costs by Reporting Type | All | All | Other Renew | CSP | 0 | 0 | 0 | 0 | 0 | 0 | CSP | 0 | 0 | 0 | 0 | 0 | 0
| Base VOM Costs by Reporting Type | All | All | CT | CT | 5.21 | 4.94 | 2.7 | 2.74 | 0.08 | 0.05 | CT | 5.8 | 10.34 | 11.03 | 4.17 | 0.35 | 0.91
| Base VOM Costs by Reporting Type | All | All | Coal | Coal | 4398.66 | 2148.14 | 216.85 | 148.94 | 274.1 | 279.7 | Coal | 4087.23 | 1988.65 | 294.99 | 167.19 | 295.27 | 296.99
| Base VOM Costs by Reporting Type | All | All | Other Renew | Geo | 11.13 | 177.57 | 532.82 | 532.82 | 532.83 | 532.83 | Geo | 11.14 | 177.58 | 532.83 | 532.83 | 532.83 | 532.83
| Base VOM Costs by Reporting Type | All | All | Hydro | H | 0 | 0.08 | 0.22 | 0.46 | 0.52 | 0.52 | H | 0 | 0.08 | 0.27 | 0.37 | 0.45 | 0.46
| Base VOM Costs by Reporting Type | All | All | Other Renew | LFG | 0.38 | 0.54 | 0.73 | 0.79 | 0.79 | 0.79 | LFG | 0.38 | 0.54 | 0.73 | 0.78 | 0.78 | 0.78
| Base VOM Costs by Reporting Type | All | All | Nuclear | Nuc | 2164.81 | 2225.49 | 2400.11 | 2993.12 | 3296.86 | 3727.61 | Nuc | 2164.81 | 2223.36 | 2441.41 | 2983.45 | 3288.1 | 3718.64
| Base VOM Costs by Reporting Type | All | All | Other | PS | 0 | 0 | 0 | 0 | 0 | 0 | PS | 0 | 0 | 0 | 0 | 0 | 0
| Base VOM Costs by Reporting Type | All | All | Other Renew | PV | 0.02 | 0.06 | 0.07 | 0.08 | 0.07 | 0.08 | PV | 0.02 | 0.06 | 0.07 | 0.08 | 0.08 | 0.08
| Base VOM Costs by Reporting Type | All | All | CT | PeakG | 24.65 | 19.03 | 17.09 | 19.69 | 8.71 | 7.47 | PeakG | 27.57 | 39.7 | 53.28 | 31.89 | 23.38 | 16.8
| Base VOM Costs by Reporting Type | All | All | CT | PeakO | 0 | 0 | 0 | 0 | 0 | 0 | PeakO | 0 | 0 | 0 | 0.06 | 0 | 0
| Base VOM Costs by Reporting Type | All | All | Other Renew | ST | 0.03 | 0.06 | 0.07 | 0.07 | 0.18 | 0.21 | ST | 0.03 | 0.06 | 0.07 | 0.07 | 0.18 | 0.21
| Base VOM Costs by Reporting Type | All | All | Steam O/G | STOG | 19.58 | 17.91 | 9.49 | 8.07 | 3.66 | 1.39 | STOG | 20.07 | 17.24 | 10.52 | 7.7 | 1.94 | 1.05
| Base VOM Costs by Reporting Type | All | All | Other Renew | STWD | 31.05 | 37.82 | 43.29 | 57.21 | 81.95 | 70.24 | STWD | 31.14 | 36.86 | 41.5 | 59.84 | 71.54 | 68.86
| Base VOM Costs by Reporting Type | All | All | On-shore Wind | WT | 2.03 | 6.78 | 13 | 13.84 | 14.56 | 15.06 | WT | 2.03 | 5.48 | 8.32 | 11.65 | 12.82 | 13.11
| Base VOM Costs by Reporting Type | All | All | Coal | IGCC | 30.43 | 30.44 | 2.72 | 0.01 | 0 | 0 | IGCC | 30.43 | 30.43 | 6.88 | 0 | 0 | 0
| Base VOM Costs by Reporting Type | All | All | DR | DemandResponse | 0.01 | 0.02 | 0.02 | 0.03 | 0.04 | 0.05 | DemandResponse | 0 | 0 | 0 | 0 | 0 | 0
| Base VOM Costs by Reporting Type | All | All | Coal-CCS | IGCC-CCS | 0 | 0.01 | 0.01 | 0.02 | 0.03 | 0.03 | IGCC-CCS | 0 | 0 | 0 | 0 | 0 | 0
| Base VOM Costs by Reporting Type | All | All | Off-shore Wind | WT_off | 0.02 | 0.02 | 0.06 | 0.06 | 0.06 | 0.06 | WT_off | 0.02 | 0.02 | 0.06 | 0.06 | 1.01 | 1.35
| Base VOM Costs by Reporting Type | All | All | Other | PseudoUnit | 0 | 0 | 0.01 | 240.99 | 559.14 | 645.8 | PseudoUnit | 0 | 0 | 0 | 0 | 0 | 0
| Base VOM Costs by Reporting Type | All | All | HQ/Maritimes | FixedInterchange | 0 | 0 | 0 | 0 | 0 | 0 | FixedInterchange | 0 | 0 | 0 | 0 | 0 | 0
Base VOM Costs by Reporting Type
| Base VOM Costs by Reporting Type |  |  |  | Base VOM Costs by Reporting Type: EI_US | [6 empty] | Base VOM Costs by Reporting Type: EI_US
| Base VOM Costs by Reporting Type |  |  |  | ReportingType | 2015 | 2020 | 2025 | 2030 | 2035 | 2040 | ReportingType | 2015 | 2020 | 2025 | 2030 | 2035 | 2040
| Base VOM Costs by Reporting Type | EI_US | EI_US | Other Renew | BM | 10.54 | 28.97 | 44.12 | 96.75 | 1022.32 | 1744.95 | BM | 10.54 | 29.08 | 42.28 | 54.56 | 627.88 | 2091.35
| Base VOM Costs by Reporting Type | EI_US | EI_US | CC | CC | 3070.86 | 3880.46 | 3234.46 | 2648.79 | 1487.47 | 623.8 | CC | 3347.81 | 4406.09 | 4401.21 | 3278.84 | 2144.64 | 683.29
| Base VOM Costs by Reporting Type | EI_US | EI_US | Other Renew | CSP | 0 | 0 | 0 | 0 | 0 | 0 | CSP | 0 | 0 | 0 | 0 | 0 | 0
| Base VOM Costs by Reporting Type | EI_US | EI_US | CT | CT | 5.21 | 4.91 | 2.68 | 2.66 | 0.08 | 0.05 | CT | 5.8 | 10.31 | 11.02 | 4.09 | 0.35 | 0.91
| Base VOM Costs by Reporting Type | EI_US | EI_US | Coal | Coal | 3503.83 | 1367.2 | 122 | 110.41 | 227.71 | 236.32 | Coal | 3192.83 | 1212.43 | 200.06 | 126.13 | 241.49 | 249.09
| Base VOM Costs by Reporting Type | EI_US | EI_US | Other Renew | Geo | 0 | 0 | 0 | 0 | 0 | 0 | Geo | 0 | 0 | 0 | 0 | 0 | 0
| Base VOM Costs by Reporting Type | EI_US | EI_US | Hydro | H | 0 | 0.03 | 0.07 | 0.12 | 0.16 | 0.16 | H | 0 | 0.03 | 0.12 | 0.12 | 0.16 | 0.16
| Base VOM Costs by Reporting Type | EI_US | EI_US | Other Renew | LFG | 0.32 | 0.4 | 0.51 | 0.57 | 0.57 | 0.57 | LFG | 0.32 | 0.4 | 0.53 | 0.57 | 0.56 | 0.56
| Base VOM Costs by Reporting Type | EI_US | EI_US | Nuclear | Nuc | 1653.22 | 1713.9 | 1763.11 | 2063.14 | 2093.34 | 2367.6 | Nuc | 1653.22 | 1713.9 | 1807.66 | 2128.81 | 2086.82 | 2390.91
| Base VOM Costs by Reporting Type | EI_US | EI_US | Other | PS | 0 | 0 | 0 | 0 | 0 | 0 | PS | 0 | 0 | 0 | 0 | 0 | 0
| Base VOM Costs by Reporting Type | EI_US | EI_US | Other Renew | PV | 0 | 0.04 | 0.06 | 0.06 | 0.06 | 0.06 | PV | 0 | 0.04 | 0.06 | 0.06 | 0.06 | 0.07
| Base VOM Costs by Reporting Type | EI_US | EI_US | CT | PeakG | 24.61 | 18.98 | 17.09 | 19.36 | 8.37 | 7.07 | PeakG | 27.57 | 39.65 | 53.24 | 31.55 | 23.04 | 16.4
| Base VOM Costs by Reporting Type | EI_US | EI_US | CT | PeakO | 0 | 0 | 0 | 0 | 0 | 0 | PeakO | 0 | 0 | 0 | 0.06 | 0 | 0
| Base VOM Costs by Reporting Type | EI_US | EI_US | Other Renew | ST | 0 | 0 | 0 | 0 | 0 | 0 | ST | 0 | 0 | 0 | 0 | 0 | 0
| Base VOM Costs by Reporting Type | EI_US | EI_US | Steam O/G | STOG | 12.6 | 8.64 | 5.94 | 6.3 | 3.52 | 1.34 | STOG | 14.26 | 9.32 | 6.98 | 5.34 | 1.83 | 0.99
| Base VOM Costs by Reporting Type | EI_US | EI_US | Other Renew | STWD | 19.1 | 16.57 | 16.87 | 26.15 | 49.16 | 37.96 | STWD | 19.24 | 15.66 | 15.12 | 29.29 | 40.99 | 36.06
| Base VOM Costs by Reporting Type | EI_US | EI_US | On-shore Wind | WT | 1.2 | 5.37 | 10.63 | 10.93 | 11.42 | 11.65 | WT | 1.2 | 4.08 | 5.95 | 8.74 | 9.68 | 9.88
| Base VOM Costs by Reporting Type | EI_US | EI_US | Coal | IGCC | 30.43 | 30.43 | 2.72 | 0.01 | 0 | 0 | IGCC | 30.43 | 30.43 | 6.88 | 0 | 0 | 0
| Base VOM Costs by Reporting Type | EI_US | EI_US | DR | DemandResponse | 0.01 | 0.01 | 0.02 | 0.02 | 0.03 | 0.03 | DemandResponse | 0 | 0 | 0 | 0 | 0 | 0
| Base VOM Costs by Reporting Type | EI_US | EI_US | Coal-CCS | IGCC-CCS | 0 | 0.01 | 0.01 | 0.02 | 0.03 | 0.03 | IGCC-CCS | 0 | 0 | 0 | 0 | 0 | 0
| Base VOM Costs by Reporting Type | EI_US | EI_US | Off-shore Wind | WT_off | 0.02 | 0.02 | 0.06 | 0.06 | 0.06 | 0.06 | WT_off | 0.02 | 0.02 | 0.06 | 0.06 | 1.01 | 1.35
| Base VOM Costs by Reporting Type | EI_US | EI_US | Other | PseudoUnit | 0 | 0 | 0.01 | 240.72 | 304.63 | 351.85 | PseudoUnit | 0 | 0 | 0 | 0 | 0 | 0
| Base VOM Costs by Reporting Type | EI_US | EI_US | HQ/Maritimes | FixedInterchange | 0 | 0 | 0 | 0 | 0 | 0 | FixedInterchange | 0 | 0 | 0 | 0 | 0 | 0
Base VOM Costs by Reporting Type
| Base VOM Costs by Reporting Type |  |  |  | Base VOM Costs by Reporting Type: EI_Canada | [6 empty] | Base VOM Costs by Reporting Type: EI_Canada
| Base VOM Costs by Reporting Type |  |  |  | ReportingType | 2015 | 2020 | 2025 | 2030 | 2035 | 2040 | ReportingType | 2015 | 2020 | 2025 | 2030 | 2035 | 2040
| Base VOM Costs by Reporting Type | EI_Canada | EI_Canada | Other Renew | BM | 0 | 0.01 | 0 | 0.62 | 12.18 | 7.47 | BM | 0 | 0 | 0 | 0.17 | 0.17 | 0.65
| Base VOM Costs by Reporting Type | EI_Canada | EI_Canada | CC | CC | 7.22 | 2.56 | 0.45 | 0 | 0 | 0 | CC | 6.23 | 2.09 | 0.17 | 0 | 0 | 0
| Base VOM Costs by Reporting Type | EI_Canada | EI_Canada | Other Renew | CSP | 0 | 0 | 0 | 0 | 0 | 0 | CSP | 0 | 0 | 0 | 0 | 0 | 0
| Base VOM Costs by Reporting Type | EI_Canada | EI_Canada | CT | CT | 0 | 0 | 0 | 0 | 0 | 0 | CT | 0 | 0 | 0 | 0 | 0 | 0
| Base VOM Costs by Reporting Type | EI_Canada | EI_Canada | Coal | Coal | 0 | 0 | 0 | 0 | 0 | 0 | Coal | 0 | 0 | 0 | 0 | 0 | 0
| Base VOM Costs by Reporting Type | EI_Canada | EI_Canada | Other Renew | Geo | 0 | 0 | 0 | 0 | 0 | 0 | Geo | 0 | 0 | 0 | 0 | 0 | 0
| Base VOM Costs by Reporting Type | EI_Canada | EI_Canada | Hydro | H | 0 | 0.05 | 0.15 | 0.34 | 0.34 | 0.34 | H | 0 | 0.05 | 0.15 | 0.25 | 0.28 | 0.28
| Base VOM Costs by Reporting Type | EI_Canada | EI_Canada | Other Renew | LFG | 0.01 | 0.01 | 0.01 | 0.01 | 0.01 | 0.01 | LFG | 0.01 | 0.01 | 0.01 | 0.01 | 0.01 | 0.01
| Base VOM Costs by Reporting Type | EI_Canada | EI_Canada | Nuclear | Nuc | 240.73 | 240.73 | 240.73 | 240.73 | 221.69 | 193.21 | Nuc | 240.73 | 238.61 | 235.49 | 240.73 | 221.68 | 193.2
| Base VOM Costs by Reporting Type | EI_Canada | EI_Canada | Other | PS | 0 | 0 | 0 | 0 | 0 | 0 | PS | 0 | 0 | 0 | 0 | 0 | 0
| Base VOM Costs by Reporting Type | EI_Canada | EI_Canada | Other Renew | PV | 0 | 0 | 0 | 0 | 0 | 0 | PV | 0 | 0 | 0 | 0 | 0 | 0
| Base VOM Costs by Reporting Type | EI_Canada | EI_Canada | CT | PeakG | 0.04 | 0 | 0 | 0 | 0 | 0 | PeakG | 0 | 0 | 0 | 0 | 0 | 0
| Base VOM Costs by Reporting Type | EI_Canada | EI_Canada | CT | PeakO | 0 | 0 | 0 | 0 | 0 | 0 | PeakO | 0 | 0 | 0 | 0 | 0 | 0
| Base VOM Costs by Reporting Type | EI_Canada | EI_Canada | Other Renew | ST | 0 | 0 | 0 | 0 | 0 | 0 | ST | 0 | 0 | 0 | 0 | 0 | 0
| Base VOM Costs by Reporting Type | EI_Canada | EI_Canada | Steam O/G | STOG | 0 | 0 | 0 | 0 | 0 | 0 | STOG | 0 | 0 | 0 | 0 | 0 | 0
| Base VOM Costs by Reporting Type | EI_Canada | EI_Canada | Other Renew | STWD | 0.06 | 0.06 | 0.06 | 0.59 | 2.31 | 1.8 | STWD | 0.01 | 0.01 | 0.03 | 0.06 | 0.06 | 2.31
| Base VOM Costs by Reporting Type | EI_Canada | EI_Canada | On-shore Wind | WT | 0.11 | 0.11 | 0.11 | 0.11 | 0.1 | 0.29 | WT | 0.11 | 0.11 | 0.11 | 0.11 | 0.1 | 0.1
| Base VOM Costs by Reporting Type | EI_Canada | EI_Canada | Coal | IGCC | 0 | 0 | 0 | 0 | 0 | 0 | IGCC | 0 | 0 | 0 | 0 | 0 | 0
| Base VOM Costs by Reporting Type | EI_Canada | EI_Canada | DR | DemandResponse | 0 | 0 | 0 | 0 | 0 | 0 | DemandResponse | 0 | 0 | 0 | 0 | 0 | 0
| Base VOM Costs by Reporting Type | EI_Canada | EI_Canada | Coal-CCS | IGCC-CCS | 0 | 0 | 0 | 0 | 0 | 0 | IGCC-CCS | 0 | 0 | 0 | 0 | 0 | 0
| Base VOM Costs by Reporting Type | EI_Canada | EI_Canada | Off-shore Wind | WT_off | 0 | 0 | 0 | 0 | 0 | 0 | WT_off | 0 | 0 | 0 | 0 | 0 | 0
| Base VOM Costs by Reporting Type | EI_Canada | EI_Canada | Other | PseudoUnit | 0 | 0 | 0 | 0.27 | 254.51 | 293.96 | PseudoUnit | 0 | 0 | 0 | 0 | 0 | 0
| Base VOM Costs by Reporting Type | EI_Canada | EI_Canada | HQ/Maritimes | FixedInterchange | 0 | 0 | 0 | 0 | 0 | 0 | FixedInterchange | 0 | 0 | 0 | 0 | 0 | 0
Base VOM Costs by Reporting Type
| Base VOM Costs by Reporting Type |  |  |  | Base VOM Costs by Reporting Type: EI | [6 empty] | Base VOM Costs by Reporting Type: EI
| Base VOM Costs by Reporting Type |  |  |  | ReportingType | 2015 | 2020 | 2025 | 2030 | 2035 | 2040 | ReportingType | 2015 | 2020 | 2025 | 2030 | 2035 | 2040
| Base VOM Costs by Reporting Type | EI | EI | Other Renew | BM | 10.54 | 28.97 | 44.13 | 97.37 | 1034.49 | 1752.42 | BM | 10.54 | 29.08 | 42.28 | 54.72 | 628.04 | 2092
| Base VOM Costs by Reporting Type | EI | EI | CC | CC | 3078.08 | 3883.03 | 3234.91 | 2648.79 | 1487.47 | 623.8 | CC | 3354.04 | 4408.18 | 4401.38 | 3278.84 | 2144.64 | 683.29
| Base VOM Costs by Reporting Type | EI | EI | Other Renew | CSP | 0 | 0 | 0 | 0 | 0 | 0 | CSP | 0 | 0 | 0 | 0 | 0 | 0
| Base VOM Costs by Reporting Type | EI | EI | CT | CT | 5.21 | 4.91 | 2.68 | 2.66 | 0.08 | 0.05 | CT | 5.8 | 10.31 | 11.02 | 4.09 | 0.35 | 0.91
| Base VOM Costs by Reporting Type | EI | EI | Coal | Coal | 3503.83 | 1367.2 | 122 | 110.41 | 227.71 | 236.32 | Coal | 3192.83 | 1212.43 | 200.06 | 126.13 | 241.49 | 249.09
| Base VOM Costs by Reporting Type | EI | EI | Other Renew | Geo | 0 | 0 | 0 | 0 | 0 | 0 | Geo | 0 | 0 | 0 | 0 | 0 | 0
| Base VOM Costs by Reporting Type | EI | EI | Hydro | H | 0 | 0.08 | 0.22 | 0.46 | 0.51 | 0.51 | H | 0 | 0.08 | 0.27 | 0.37 | 0.44 | 0.45
| Base VOM Costs by Reporting Type | EI | EI | Other Renew | LFG | 0.33 | 0.41 | 0.52 | 0.58 | 0.58 | 0.58 | LFG | 0.33 | 0.41 | 0.54 | 0.58 | 0.58 | 0.57
| Base VOM Costs by Reporting Type | EI | EI | Nuclear | Nuc | 1893.95 | 1954.63 | 2003.84 | 2303.87 | 2315.03 | 2560.8 | Nuc | 1893.95 | 1952.51 | 2043.14 | 2369.54 | 2308.51 | 2584.11
| Base VOM Costs by Reporting Type | EI | EI | Other | PS | 0 | 0 | 0 | 0 | 0 | 0 | PS | 0 | 0 | 0 | 0 | 0 | 0
| Base VOM Costs by Reporting Type | EI | EI | Other Renew | PV | 0.01 | 0.04 | 0.06 | 0.06 | 0.06 | 0.07 | PV | 0.01 | 0.04 | 0.06 | 0.06 | 0.06 | 0.07
| Base VOM Costs by Reporting Type | EI | EI | CT | PeakG | 24.65 | 18.98 | 17.09 | 19.36 | 8.37 | 7.07 | PeakG | 27.57 | 39.65 | 53.24 | 31.55 | 23.04 | 16.4
| Base VOM Costs by Reporting Type | EI | EI | CT | PeakO | 0 | 0 | 0 | 0 | 0 | 0 | PeakO | 0 | 0 | 0 | 0.06 | 0 | 0
| Base VOM Costs by Reporting Type | EI | EI | Other Renew | ST | 0 | 0 | 0 | 0 | 0 | 0 | ST | 0 | 0 | 0 | 0 | 0 | 0
| Base VOM Costs by Reporting Type | EI | EI | Steam O/G | STOG | 12.6 | 8.64 | 5.94 | 6.3 | 3.52 | 1.34 | STOG | 14.26 | 9.32 | 6.98 | 5.34 | 1.83 | 0.99
| Base VOM Costs by Reporting Type | EI | EI | Other Renew | STWD | 19.16 | 16.63 | 16.94 | 26.73 | 51.47 | 39.76 | STWD | 19.25 | 15.67 | 15.15 | 29.36 | 41.06 | 38.38
| Base VOM Costs by Reporting Type | EI | EI | On-shore Wind | WT | 1.31 | 5.49 | 10.74 | 11.04 | 11.52 | 11.94 | WT | 1.31 | 4.19 | 6.06 | 8.85 | 9.78 | 9.98
| Base VOM Costs by Reporting Type | EI | EI | Coal | IGCC | 30.43 | 30.43 | 2.72 | 0.01 | 0 | 0 | IGCC | 30.43 | 30.43 | 6.88 | 0 | 0 | 0
| Base VOM Costs by Reporting Type | EI | EI | DR | DemandResponse | 0.01 | 0.01 | 0.02 | 0.02 | 0.03 | 0.04 | DemandResponse | 0 | 0 | 0 | 0 | 0 | 0
| Base VOM Costs by Reporting Type | EI | EI | Coal-CCS | IGCC-CCS | 0 | 0.01 | 0.01 | 0.02 | 0.03 | 0.03 | IGCC-CCS | 0 | 0 | 0 | 0 | 0 | 0
| Base VOM Costs by Reporting Type | EI | EI | Off-shore Wind | WT_off | 0.02 | 0.02 | 0.06 | 0.06 | 0.06 | 0.06 | WT_off | 0.02 | 0.02 | 0.06 | 0.06 | 1.01 | 1.35
| Base VOM Costs by Reporting Type | EI | EI | Other | PseudoUnit | 0 | 0 | 0.01 | 240.99 | 559.14 | 645.8 | PseudoUnit | 0 | 0 | 0 | 0 | 0 | 0
| Base VOM Costs by Reporting Type | EI | EI | HQ/Maritimes | FixedInterchange | 0 | 0 | 0 | 0 | 0 | 0 | FixedInterchange | 0 | 0 | 0 | 0 | 0 | 0
Base VOM Costs by Reporting Type
| Base VOM Costs by Reporting Type |  |  |  | Base VOM Costs by Reporting Type: Outside_EI | [6 empty] | Base VOM Costs by Reporting Type: Outside_EI
| Base VOM Costs by Reporting Type |  |  |  | ReportingType | 2015 | 2020 | 2025 | 2030 | 2035 | 2040 | ReportingType | 2015 | 2020 | 2025 | 2030 | 2035 | 2040
| Base VOM Costs by Reporting Type | Outside_EI | Outside_EI | Other Renew | BM | 0.72 | 1.06 | 2.2 | 6.85 | 179.86 | 202.97 | BM | 0.51 | 1.06 | 2.21 | 6.85 | 186.16 | 239.11
| Base VOM Costs by Reporting Type | Outside_EI | Outside_EI | CC | CC | 1403.08 | 1471.19 | 1424.21 | 1051.78 | 492.06 | 334.39 | CC | 1411.79 | 1488.73 | 1439.35 | 1152.54 | 494.24 | 352.41
| Base VOM Costs by Reporting Type | Outside_EI | Outside_EI | Other Renew | CSP | 0 | 0 | 0 | 0 | 0 | 0 | CSP | 0 | 0 | 0 | 0 | 0 | 0
| Base VOM Costs by Reporting Type | Outside_EI | Outside_EI | CT | CT | 0 | 0.02 | 0.02 | 0.08 | 0 | 0 | CT | 0 | 0.02 | 0.01 | 0.08 | 0 | 0
| Base VOM Costs by Reporting Type | Outside_EI | Outside_EI | Coal | Coal | 894.82 | 780.94 | 94.85 | 38.53 | 46.39 | 43.38 | Coal | 894.4 | 776.23 | 94.93 | 41.06 | 53.77 | 47.9
| Base VOM Costs by Reporting Type | Outside_EI | Outside_EI | Other Renew | Geo | 11.13 | 177.57 | 532.82 | 532.82 | 532.82 | 532.82 | Geo | 11.13 | 177.57 | 532.83 | 532.83 | 532.83 | 532.83
| Base VOM Costs by Reporting Type | Outside_EI | Outside_EI | Hydro | H | 0 | 0 | 0 | 0 | 0.01 | 0.01 | H | 0 | 0 | 0 | 0 | 0.01 | 0.01
| Base VOM Costs by Reporting Type | Outside_EI | Outside_EI | Other Renew | LFG | 0.05 | 0.13 | 0.2 | 0.2 | 0.2 | 0.2 | LFG | 0.05 | 0.13 | 0.19 | 0.2 | 0.2 | 0.2
| Base VOM Costs by Reporting Type | Outside_EI | Outside_EI | Nuclear | Nuc | 270.85 | 270.85 | 396.28 | 689.25 | 981.83 | 1166.81 | Nuc | 270.85 | 270.85 | 398.27 | 613.91 | 979.6 | 1134.53
| Base VOM Costs by Reporting Type | Outside_EI | Outside_EI | Other | PS | 0 | 0 | 0 | 0 | 0 | 0 | PS | 0 | 0 | 0 | 0 | 0 | 0
| Base VOM Costs by Reporting Type | Outside_EI | Outside_EI | Other Renew | PV | 0.01 | 0.01 | 0.01 | 0.01 | 0.01 | 0.01 | PV | 0.01 | 0.01 | 0.01 | 0.01 | 0.01 | 0.01
| Base VOM Costs by Reporting Type | Outside_EI | Outside_EI | CT | PeakG | 0 | 0.05 | 0 | 0.33 | 0.34 | 0.4 | PeakG | 0 | 0.05 | 0.03 | 0.34 | 0.34 | 0.4
| Base VOM Costs by Reporting Type | Outside_EI | Outside_EI | CT | PeakO | 0 | 0 | 0 | 0 | 0 | 0 | PeakO | 0 | 0 | 0 | 0 | 0 | 0
| Base VOM Costs by Reporting Type | Outside_EI | Outside_EI | Other Renew | ST | 0.03 | 0.06 | 0.07 | 0.07 | 0.18 | 0.21 | ST | 0.03 | 0.06 | 0.07 | 0.07 | 0.18 | 0.21
| Base VOM Costs by Reporting Type | Outside_EI | Outside_EI | Steam O/G | STOG | 6.99 | 9.27 | 3.56 | 1.77 | 0.14 | 0.06 | STOG | 5.81 | 7.92 | 3.54 | 2.37 | 0.11 | 0.06
| Base VOM Costs by Reporting Type | Outside_EI | Outside_EI | Other Renew | STWD | 11.89 | 21.19 | 26.35 | 30.48 | 30.48 | 30.48 | STWD | 11.89 | 21.19 | 26.35 | 30.48 | 30.48 | 30.48
| Base VOM Costs by Reporting Type | Outside_EI | Outside_EI | On-shore Wind | WT | 0.72 | 1.29 | 2.26 | 2.8 | 3.04 | 3.13 | WT | 0.72 | 1.29 | 2.26 | 2.8 | 3.04 | 3.13
| Base VOM Costs by Reporting Type | Outside_EI | Outside_EI | Coal | IGCC | 0 | 0 | 0 | 0 | 0 | 0 | IGCC | 0 | 0 | 0 | 0 | 0 | 0
| Base VOM Costs by Reporting Type | Outside_EI | Outside_EI | DR | DemandResponse | 0 | 0 | 0.01 | 0.01 | 0.01 | 0.01 | DemandResponse | 0 | 0 | 0 | 0 | 0 | 0
| Base VOM Costs by Reporting Type | Outside_EI | Outside_EI | Coal-CCS | IGCC-CCS | 0 | 0 | 0 | 0 | 0.01 | 0.01 | IGCC-CCS | 0 | 0 | 0 | 0 | 0 | 0
| Base VOM Costs by Reporting Type | Outside_EI | Outside_EI | Off-shore Wind | WT_off | 0 | 0 | 0 | 0 | 0 | 0 | WT_off | 0 | 0 | 0 | 0 | 0 | 0
| Base VOM Costs by Reporting Type | Outside_EI | Outside_EI | Other | PseudoUnit | 0 | 0 | 0 | 0 | 0 | 0 | PseudoUnit | 0 | 0 | 0 | 0 | 0 | 0
| Base VOM Costs by Reporting Type | Outside_EI | Outside_EI | HQ/Maritimes | FixedInterchange | 0 | 0 | 0 | 0 | 0 | 0 | FixedInterchange | 0 | 0 | 0 | 0 | 0 | 0
#9 Retrofit VOM Costs ($million) |  |  |  |  | #9 | 2015: Retrofit VOM Costs ($million) | #9 | Retrofit VOM Costs ($million)
[5 empty] | Retrofit VOM Costs by Reporting Type: Entergy | [6 empty] | Retrofit VOM Costs by Reporting Type: Entergy
[5 empty] | ReportingType | 2015 | 2020 | 2025 | 2030 | 2035 | 2040 | ReportingType | 2015 | 2020 | 2025 | 2030 | 2035 | 2040
| Retrofit VOM Costs by Reporting Type | ENT | Southwest | Other Renew | BM | 0 | 0 | 0 | 0 | 0 | 0 | BM | 0 | 0 | 0 | 0 | 0 | 0
| Retrofit VOM Costs by Reporting Type | ENT | Southwest | CC | CC | 0 | 0 | 0 | 0 | 0 | 0 | CC | 0 | 0 | 0 | 0 | 0 | 0
| Retrofit VOM Costs by Reporting Type | ENT | Southwest | Other Renew | CSP | 0 | 0 | 0 | 0 | 0 | 0 | CSP | 0 | 0 | 0 | 0 | 0 | 0
| Retrofit VOM Costs by Reporting Type | ENT | Southwest | CT | CT | 0 | 0 | 0 | 0 | 0 | 0 | CT | 0 | 0 | 0 | 0 | 0 | 0
| Retrofit VOM Costs by Reporting Type | ENT | Southwest | Coal | Coal | 13.09 | 21.39 | 5.34 | 0 | 0 | 0 | Coal | 13.08 | 0 | 0 | 0 | 0 | 0
| Retrofit VOM Costs by Reporting Type | ENT | Southwest | Other Renew | Geo | 0 | 0 | 0 | 0 | 0 | 0 | Geo | 0 | 0 | 0 | 0 | 0 | 0
| Retrofit VOM Costs by Reporting Type | ENT | Southwest | Hydro | H | 0 | 0 | 0 | 0 | 0 | 0 | H | 0 | 0 | 0 | 0 | 0 | 0
| Retrofit VOM Costs by Reporting Type | ENT | Southwest | Other Renew | LFG | 0 | 0 | 0 | 0 | 0 | 0 | LFG | 0 | 0 | 0 | 0 | 0 | 0
| Retrofit VOM Costs by Reporting Type | ENT | Southwest | Nuclear | Nuc | 0 | 0 | 0 | 0 | 0 | 0 | Nuc | 0 | 0 | 0 | 0 | 0 | 0
| Retrofit VOM Costs by Reporting Type | ENT | Southwest | Other | PS | 0 | 0 | 0 | 0 | 0 | 0 | PS | 0 | 0 | 0 | 0 | 0 | 0
| Retrofit VOM Costs by Reporting Type | ENT | Southwest | Other Renew | PV | 0 | 0 | 0 | 0 | 0 | 0 | PV | 0 | 0 | 0 | 0 | 0 | 0
| Retrofit VOM Costs by Reporting Type | ENT | Southwest | CT | PeakG | 0 | 0 | 0 | 0 | 0 | 0 | PeakG | 0 | 0 | 0 | 0 | 0 | 0
| Retrofit VOM Costs by Reporting Type | ENT | Southwest | CT | PeakO | 0 | 0 | 0 | 0 | 0 | 0 | PeakO | 0 | 0 | 0 | 0 | 0 | 0
| Retrofit VOM Costs by Reporting Type | ENT | Southwest | Other Renew | ST | 0 | 0 | 0 | 0 | 0 | 0 | ST | 0 | 0 | 0 | 0 | 0 | 0
| Retrofit VOM Costs by Reporting Type | ENT | Southwest | Steam O/G | STOG | 0 | 0 | 0 | 0 | 0 | 0 | STOG | 0 | 0 | 0 | 0 | 0 | 0
| Retrofit VOM Costs by Reporting Type | ENT | Southwest | Other Renew | STWD | 0 | 0 | 0 | 0 | 0 | 0 | STWD | 0 | 0 | 0 | 0 | 0 | 0
| Retrofit VOM Costs by Reporting Type | ENT | Southwest | On-shore Wind | WT | 0 | 0 | 0 | 0 | 0 | 0 | WT | 0 | 0 | 0 | 0 | 0 | 0
| Retrofit VOM Costs by Reporting Type | ENT | Southwest | Coal | IGCC | 0 | 0 | 0 | 0 | 0 | 0 | IGCC | 0 | 0 | 0 | 0 | 0 | 0
| Retrofit VOM Costs by Reporting Type | ENT | Southwest | DR | DemandResponse | 0 | 0 | 0 | 0 | 0 | 0 | DemandResponse | 0 | 0 | 0 | 0 | 0 | 0
| Retrofit VOM Costs by Reporting Type | ENT | Southwest | Coal-CCS | IGCC-CCS | 0 | 0 | 0 | 0 | 0 | 0 | IGCC-CCS | 0 | 0 | 0 | 0 | 0 | 0
| Retrofit VOM Costs by Reporting Type | ENT | Southwest | Off-shore Wind | WT_off | 0 | 0 | 0 | 0 | 0 | 0 | WT_off | 0 | 0 | 0 | 0 | 0 | 0
| Retrofit VOM Costs by Reporting Type | ENT | Southwest | Other | PseudoUnit | 0 | 0 | 0 | 0 | 0 | 0 | PseudoUnit | 0 | 0 | 0 | 0 | 0 | 0
| Retrofit VOM Costs by Reporting Type | ENT | Southwest | HQ/Maritimes | FixedInterchange | 0 | 0 | 0 | 0 | 0 | 0 | FixedInterchange | 0 | 0 | 0 | 0 | 0 | 0
Retrofit VOM Costs by Reporting Type
| Retrofit VOM Costs by Reporting Type |  |  |  | Retrofit VOM Costs by Reporting Type: FRCC | [6 empty] | Retrofit VOM Costs by Reporting Type: FRCC
| Retrofit VOM Costs by Reporting Type |  |  |  | ReportingType | 2015 | 2020 | 2025 | 2030 | 2035 | 2040 | ReportingType | 2015 | 2020 | 2025 | 2030 | 2035 | 2040
| Retrofit VOM Costs by Reporting Type | FRCC | South | Other Renew | BM | 0 | 0 | 0 | 0 | 0 | 0 | BM | 0 | 0 | 0 | 0 | 0 | 0
| Retrofit VOM Costs by Reporting Type | FRCC | South | CC | CC | 0 | 0 | 0 | 0 | 0 | 0 | CC | 0 | 0 | 0 | 0 | 0 | 0
| Retrofit VOM Costs by Reporting Type | FRCC | South | Other Renew | CSP | 0 | 0 | 0 | 0 | 0 | 0 | CSP | 0 | 0 | 0 | 0 | 0 | 0
| Retrofit VOM Costs by Reporting Type | FRCC | South | CT | CT | 0 | 0 | 0 | 0 | 0 | 0 | CT | 0 | 0 | 0 | 0 | 0 | 0
| Retrofit VOM Costs by Reporting Type | FRCC | South | Coal | Coal | 29.51 | 22.66 | 0.03 | 0.03 | 0.06 | 0.07 | Coal | 40.53 | 31.19 | 4.72 | 8.82 | 25.89 | 31.64
| Retrofit VOM Costs by Reporting Type | FRCC | South | Other Renew | Geo | 0 | 0 | 0 | 0 | 0 | 0 | Geo | 0 | 0 | 0 | 0 | 0 | 0
| Retrofit VOM Costs by Reporting Type | FRCC | South | Hydro | H | 0 | 0 | 0 | 0 | 0 | 0 | H | 0 | 0 | 0 | 0 | 0 | 0
| Retrofit VOM Costs by Reporting Type | FRCC | South | Other Renew | LFG | 0 | 0 | 0 | 0 | 0 | 0 | LFG | 0 | 0 | 0 | 0 | 0 | 0
| Retrofit VOM Costs by Reporting Type | FRCC | South | Nuclear | Nuc | 0 | 0 | 0 | 0 | 0 | 0 | Nuc | 0 | 0 | 0 | 0 | 0 | 0
| Retrofit VOM Costs by Reporting Type | FRCC | South | Other | PS | 0 | 0 | 0 | 0 | 0 | 0 | PS | 0 | 0 | 0 | 0 | 0 | 0
| Retrofit VOM Costs by Reporting Type | FRCC | South | Other Renew | PV | 0 | 0 | 0 | 0 | 0 | 0 | PV | 0 | 0 | 0 | 0 | 0 | 0
| Retrofit VOM Costs by Reporting Type | FRCC | South | CT | PeakG | 0 | 0 | 0 | 0 | 0 | 0 | PeakG | 0 | 0 | 0 | 0 | 0 | 0
| Retrofit VOM Costs by Reporting Type | FRCC | South | CT | PeakO | 0 | 0 | 0 | 0 | 0 | 0 | PeakO | 0 | 0 | 0 | 0 | 0 | 0
| Retrofit VOM Costs by Reporting Type | FRCC | South | Other Renew | ST | 0 | 0 | 0 | 0 | 0 | 0 | ST | 0 | 0 | 0 | 0 | 0 | 0
| Retrofit VOM Costs by Reporting Type | FRCC | South | Steam O/G | STOG | 0 | 0 | 0 | 0 | 0 | 0 | STOG | 0 | 0 | 0 | 0 | 0 | 0
| Retrofit VOM Costs by Reporting Type | FRCC | South | Other Renew | STWD | 0 | 0 | 0 | 0 | 0 | 0 | STWD | 0 | 0 | 0 | 0 | 0 | 0
| Retrofit VOM Costs by Reporting Type | FRCC | South | On-shore Wind | WT | 0 | 0 | 0 | 0 | 0 | 0 | WT | 0 | 0 | 0 | 0 | 0 | 0
| Retrofit VOM Costs by Reporting Type | FRCC | South | Coal | IGCC | 0 | 0 | 0 | 0 | 0 | 0 | IGCC | 0 | 0 | 0 | 0 | 0 | 0
| Retrofit VOM Costs by Reporting Type | FRCC | South | DR | DemandResponse | 0 | 0 | 0 | 0 | 0 | 0 | DemandResponse | 0 | 0 | 0 | 0 | 0 | 0
| Retrofit VOM Costs by Reporting Type | FRCC | South | Coal-CCS | IGCC-CCS | 0 | 0 | 0 | 0 | 0 | 0 | IGCC-CCS | 0 | 0 | 0 | 0 | 0 | 0
| Retrofit VOM Costs by Reporting Type | FRCC | South | Off-shore Wind | WT_off | 0 | 0 | 0 | 0 | 0 | 0 | WT_off | 0 | 0 | 0 | 0 | 0 | 0
| Retrofit VOM Costs by Reporting Type | FRCC | South | Other | PseudoUnit | 0 | 0 | 0 | 0 | 0 | 0 | PseudoUnit | 0 | 0 | 0 | 0 | 0 | 0
| Retrofit VOM Costs by Reporting Type | FRCC | South | HQ/Maritimes | FixedInterchange | 0 | 0 | 0 | 0 | 0 | 0 | FixedInterchange | 0 | 0 | 0 | 0 | 0 | 0
Retrofit VOM Costs by Reporting Type
| Retrofit VOM Costs by Reporting Type |  |  |  | Retrofit VOM Costs by Reporting Type: MAPP_US | [6 empty] | Retrofit VOM Costs by Reporting Type: MAPP_US
| Retrofit VOM Costs by Reporting Type |  |  |  | ReportingType | 2015 | 2020 | 2025 | 2030 | 2035 | 2040 | ReportingType | 2015 | 2020 | 2025 | 2030 | 2035 | 2040
| Retrofit VOM Costs by Reporting Type | MAPP_US | Midwest | Other Renew | BM | 0 | 0 | 0 | 0 | 0 | 0 | BM | 0 | 0 | 0 | 0 | 0 | 0
| Retrofit VOM Costs by Reporting Type | MAPP_US | Midwest | CC | CC | 0 | 0 | 0 | 0 | 0 | 0 | CC | 0 | 0 | 0 | 0 | 0 | 0
| Retrofit VOM Costs by Reporting Type | MAPP_US | Midwest | Other Renew | CSP | 0 | 0 | 0 | 0 | 0 | 0 | CSP | 0 | 0 | 0 | 0 | 0 | 0
| Retrofit VOM Costs by Reporting Type | MAPP_US | Midwest | CT | CT | 0 | 0 | 0 | 0 | 0 | 0 | CT | 0 | 0 | 0 | 0 | 0 | 0
| Retrofit VOM Costs by Reporting Type | MAPP_US | Midwest | Coal | Coal | 44.47 | 13.48 | 0.34 | 0 | 0 | 0 | Coal | 46.96 | 17.78 | 2.02 | 0 | 0 | 0
| Retrofit VOM Costs by Reporting Type | MAPP_US | Midwest | Other Renew | Geo | 0 | 0 | 0 | 0 | 0 | 0 | Geo | 0 | 0 | 0 | 0 | 0 | 0
| Retrofit VOM Costs by Reporting Type | MAPP_US | Midwest | Hydro | H | 0 | 0 | 0 | 0 | 0 | 0 | H | 0 | 0 | 0 | 0 | 0 | 0
| Retrofit VOM Costs by Reporting Type | MAPP_US | Midwest | Other Renew | LFG | 0 | 0 | 0 | 0 | 0 | 0 | LFG | 0 | 0 | 0 | 0 | 0 | 0
| Retrofit VOM Costs by Reporting Type | MAPP_US | Midwest | Nuclear | Nuc | 0 | 0 | 0 | 0 | 0 | 0 | Nuc | 0 | 0 | 0 | 0 | 0 | 0
| Retrofit VOM Costs by Reporting Type | MAPP_US | Midwest | Other | PS | 0 | 0 | 0 | 0 | 0 | 0 | PS | 0 | 0 | 0 | 0 | 0 | 0
| Retrofit VOM Costs by Reporting Type | MAPP_US | Midwest | Other Renew | PV | 0 | 0 | 0 | 0 | 0 | 0 | PV | 0 | 0 | 0 | 0 | 0 | 0
| Retrofit VOM Costs by Reporting Type | MAPP_US | Midwest | CT | PeakG | 0 | 0 | 0 | 0 | 0 | 0 | PeakG | 0 | 0 | 0 | 0 | 0 | 0
| Retrofit VOM Costs by Reporting Type | MAPP_US | Midwest | CT | PeakO | 0 | 0 | 0 | 0 | 0 | 0 | PeakO | 0 | 0 | 0 | 0 | 0 | 0
| Retrofit VOM Costs by Reporting Type | MAPP_US | Midwest | Other Renew | ST | 0 | 0 | 0 | 0 | 0 | 0 | ST | 0 | 0 | 0 | 0 | 0 | 0
| Retrofit VOM Costs by Reporting Type | MAPP_US | Midwest | Steam O/G | STOG | 0 | 0 | 0 | 0 | 0 | 0 | STOG | 0 | 0 | 0 | 0 | 0 | 0
| Retrofit VOM Costs by Reporting Type | MAPP_US | Midwest | Other Renew | STWD | 0 | 0 | 0 | 0 | 0 | 0 | STWD | 0 | 0 | 0 | 0 | 0 | 0
| Retrofit VOM Costs by Reporting Type | MAPP_US | Midwest | On-shore Wind | WT | 0 | 0 | 0 | 0 | 0 | 0 | WT | 0 | 0 | 0 | 0 | 0 | 0
| Retrofit VOM Costs by Reporting Type | MAPP_US | Midwest | Coal | IGCC | 0 | 0 | 0 | 0 | 0 | 0 | IGCC | 0 | 0 | 0 | 0 | 0 | 0
| Retrofit VOM Costs by Reporting Type | MAPP_US | Midwest | DR | DemandResponse | 0 | 0 | 0 | 0 | 0 | 0 | DemandResponse | 0 | 0 | 0 | 0 | 0 | 0
| Retrofit VOM Costs by Reporting Type | MAPP_US | Midwest | Coal-CCS | IGCC-CCS | 0 | 0 | 0 | 0 | 0 | 0 | IGCC-CCS | 0 | 0 | 0 | 0 | 0 | 0
| Retrofit VOM Costs by Reporting Type | MAPP_US | Midwest | Off-shore Wind | WT_off | 0 | 0 | 0 | 0 | 0 | 0 | WT_off | 0 | 0 | 0 | 0 | 0 | 0
| Retrofit VOM Costs by Reporting Type | MAPP_US | Midwest | Other | PseudoUnit | 0 | 0 | 0 | 0 | 0 | 0 | PseudoUnit | 0 | 0 | 0 | 0 | 0 | 0
| Retrofit VOM Costs by Reporting Type | MAPP_US | Midwest | HQ/Maritimes | FixedInterchange | 0 | 0 | 0 | 0 | 0 | 0 | FixedInterchange | 0 | 0 | 0 | 0 | 0 | 0
Retrofit VOM Costs by Reporting Type
| Retrofit VOM Costs by Reporting Type |  |  |  | Retrofit VOM Costs by Reporting Type: MISO_IN | [6 empty] | Retrofit VOM Costs by Reporting Type: MISO_IN
| Retrofit VOM Costs by Reporting Type |  |  |  | ReportingType | 2015 | 2020 | 2025 | 2030 | 2035 | 2040 | ReportingType | 2015 | 2020 | 2025 | 2030 | 2035 | 2040
| Retrofit VOM Costs by Reporting Type | MISO_IN | Midwest | Other Renew | BM | 0 | 0 | 0 | 0 | 0 | 0 | BM | 0 | 0 | 0 | 0 | 0 | 0
| Retrofit VOM Costs by Reporting Type | MISO_IN | Midwest | CC | CC | 0 | 0 | 0 | 0 | 0 | 0 | CC | 0 | 0 | 0 | 0 | 0 | 0
| Retrofit VOM Costs by Reporting Type | MISO_IN | Midwest | Other Renew | CSP | 0 | 0 | 0 | 0 | 0 | 0 | CSP | 0 | 0 | 0 | 0 | 0 | 0
| Retrofit VOM Costs by Reporting Type | MISO_IN | Midwest | CT | CT | 0 | 0 | 0 | 0 | 0 | 0 | CT | 0 | 0 | 0 | 0 | 0 | 0
| Retrofit VOM Costs by Reporting Type | MISO_IN | Midwest | Coal | Coal | 200.52 | 151.64 | 8.75 | 25.23 | 77.06 | 77.07 | Coal | 190.57 | 142.9 | 20.6 | 16.41 | 75.07 | 81.29
| Retrofit VOM Costs by Reporting Type | MISO_IN | Midwest | Other Renew | Geo | 0 | 0 | 0 | 0 | 0 | 0 | Geo | 0 | 0 | 0 | 0 | 0 | 0
| Retrofit VOM Costs by Reporting Type | MISO_IN | Midwest | Hydro | H | 0 | 0 | 0 | 0 | 0 | 0 | H | 0 | 0 | 0 | 0 | 0 | 0
| Retrofit VOM Costs by Reporting Type | MISO_IN | Midwest | Other Renew | LFG | 0 | 0 | 0 | 0 | 0 | 0 | LFG | 0 | 0 | 0 | 0 | 0 | 0
| Retrofit VOM Costs by Reporting Type | MISO_IN | Midwest | Nuclear | Nuc | 0 | 0 | 0 | 0 | 0 | 0 | Nuc | 0 | 0 | 0 | 0 | 0 | 0
| Retrofit VOM Costs by Reporting Type | MISO_IN | Midwest | Other | PS | 0 | 0 | 0 | 0 | 0 | 0 | PS | 0 | 0 | 0 | 0 | 0 | 0
| Retrofit VOM Costs by Reporting Type | MISO_IN | Midwest | Other Renew | PV | 0 | 0 | 0 | 0 | 0 | 0 | PV | 0 | 0 | 0 | 0 | 0 | 0
| Retrofit VOM Costs by Reporting Type | MISO_IN | Midwest | CT | PeakG | 0 | 0 | 0 | 0 | 0 | 0 | PeakG | 0 | 0 | 0 | 0 | 0 | 0
| Retrofit VOM Costs by Reporting Type | MISO_IN | Midwest | CT | PeakO | 0 | 0 | 0 | 0 | 0 | 0 | PeakO | 0 | 0 | 0 | 0 | 0 | 0
| Retrofit VOM Costs by Reporting Type | MISO_IN | Midwest | Other Renew | ST | 0 | 0 | 0 | 0 | 0 | 0 | ST | 0 | 0 | 0 | 0 | 0 | 0
| Retrofit VOM Costs by Reporting Type | MISO_IN | Midwest | Steam O/G | STOG | 0 | 0 | 0 | 0 | 0 | 0 | STOG | 0 | 0 | 0 | 0 | 0 | 0
| Retrofit VOM Costs by Reporting Type | MISO_IN | Midwest | Other Renew | STWD | 0 | 0 | 0 | 0 | 0 | 0 | STWD | 0 | 0 | 0 | 0 | 0 | 0
| Retrofit VOM Costs by Reporting Type | MISO_IN | Midwest | On-shore Wind | WT | 0 | 0 | 0 | 0 | 0 | 0 | WT | 0 | 0 | 0 | 0 | 0 | 0
| Retrofit VOM Costs by Reporting Type | MISO_IN | Midwest | Coal | IGCC | 0 | 0 | 0 | 0 | 0 | 0 | IGCC | 0 | 0 | 0 | 0 | 0 | 0
| Retrofit VOM Costs by Reporting Type | MISO_IN | Midwest | DR | DemandResponse | 0 | 0 | 0 | 0 | 0 | 0 | DemandResponse | 0 | 0 | 0 | 0 | 0 | 0
| Retrofit VOM Costs by Reporting Type | MISO_IN | Midwest | Coal-CCS | IGCC-CCS | 0 | 0 | 0 | 0 | 0 | 0 | IGCC-CCS | 0 | 0 | 0 | 0 | 0 | 0
| Retrofit VOM Costs by Reporting Type | MISO_IN | Midwest | Off-shore Wind | WT_off | 0 | 0 | 0 | 0 | 0 | 0 | WT_off | 0 | 0 | 0 | 0 | 0 | 0
| Retrofit VOM Costs by Reporting Type | MISO_IN | Midwest | Other | PseudoUnit | 0 | 0 | 0 | 0 | 0 | 0 | PseudoUnit | 0 | 0 | 0 | 0 | 0 | 0
| Retrofit VOM Costs by Reporting Type | MISO_IN | Midwest | HQ/Maritimes | FixedInterchange | 0 | 0 | 0 | 0 | 0 | 0 | FixedInterchange | 0 | 0 | 0 | 0 | 0 | 0
Retrofit VOM Costs by Reporting Type
| Retrofit VOM Costs by Reporting Type |  |  |  | Retrofit VOM Costs by Reporting Type: MISO_MI | [6 empty] | Retrofit VOM Costs by Reporting Type: MISO_MI
| Retrofit VOM Costs by Reporting Type |  |  |  | ReportingType | 2015 | 2020 | 2025 | 2030 | 2035 | 2040 | ReportingType | 2015 | 2020 | 2025 | 2030 | 2035 | 2040
| Retrofit VOM Costs by Reporting Type | MISO_MI | Midwest | Other Renew | BM | 0 | 0 | 0 | 0 | 0 | 0 | BM | 0 | 0 | 0 | 0 | 0 | 0
| Retrofit VOM Costs by Reporting Type | MISO_MI | Midwest | CC | CC | 0 | 0 | 0 | 0 | 0 | 0 | CC | 0 | 0 | 0 | 0 | 0 | 0
| Retrofit VOM Costs by Reporting Type | MISO_MI | Midwest | Other Renew | CSP | 0 | 0 | 0 | 0 | 0 | 0 | CSP | 0 | 0 | 0 | 0 | 0 | 0
| Retrofit VOM Costs by Reporting Type | MISO_MI | Midwest | CT | CT | 0 | 0 | 0 | 0 | 0 | 0 | CT | 0 | 0 | 0 | 0 | 0 | 0
| Retrofit VOM Costs by Reporting Type | MISO_MI | Midwest | Coal | Coal | 7.38 | 0.06 | 0.03 | 0.02 | 0.03 | 0.03 | Coal | 7.37 | 0 | 0 | 0 | 0 | 0
| Retrofit VOM Costs by Reporting Type | MISO_MI | Midwest | Other Renew | Geo | 0 | 0 | 0 | 0 | 0 | 0 | Geo | 0 | 0 | 0 | 0 | 0 | 0
| Retrofit VOM Costs by Reporting Type | MISO_MI | Midwest | Hydro | H | 0 | 0 | 0 | 0 | 0 | 0 | H | 0 | 0 | 0 | 0 | 0 | 0
| Retrofit VOM Costs by Reporting Type | MISO_MI | Midwest | Other Renew | LFG | 0 | 0 | 0 | 0 | 0 | 0 | LFG | 0 | 0 | 0 | 0 | 0 | 0
| Retrofit VOM Costs by Reporting Type | MISO_MI | Midwest | Nuclear | Nuc | 0 | 0 | 0 | 0 | 0 | 0 | Nuc | 0 | 0 | 0 | 0 | 0 | 0
| Retrofit VOM Costs by Reporting Type | MISO_MI | Midwest | Other | PS | 0 | 0 | 0 | 0 | 0 | 0 | PS | 0 | 0 | 0 | 0 | 0 | 0
| Retrofit VOM Costs by Reporting Type | MISO_MI | Midwest | Other Renew | PV | 0 | 0 | 0 | 0 | 0 | 0 | PV | 0 | 0 | 0 | 0 | 0 | 0
| Retrofit VOM Costs by Reporting Type | MISO_MI | Midwest | CT | PeakG | 0 | 0 | 0 | 0 | 0 | 0 | PeakG | 0 | 0 | 0 | 0 | 0 | 0
| Retrofit VOM Costs by Reporting Type | MISO_MI | Midwest | CT | PeakO | 0 | 0 | 0 | 0 | 0 | 0 | PeakO | 0 | 0 | 0 | 0 | 0 | 0
| Retrofit VOM Costs by Reporting Type | MISO_MI | Midwest | Other Renew | ST | 0 | 0 | 0 | 0 | 0 | 0 | ST | 0 | 0 | 0 | 0 | 0 | 0
| Retrofit VOM Costs by Reporting Type | MISO_MI | Midwest | Steam O/G | STOG | 0 | 0 | 0 | 0 | 0 | 0 | STOG | 0 | 0 | 0 | 0 | 0 | 0
| Retrofit VOM Costs by Reporting Type | MISO_MI | Midwest | Other Renew | STWD | 0 | 0 | 0 | 0 | 0 | 0 | STWD | 0 | 0 | 0 | 0 | 0 | 0
| Retrofit VOM Costs by Reporting Type | MISO_MI | Midwest | On-shore Wind | WT | 0 | 0 | 0 | 0 | 0 | 0 | WT | 0 | 0 | 0 | 0 | 0 | 0
| Retrofit VOM Costs by Reporting Type | MISO_MI | Midwest | Coal | IGCC | 0 | 0 | 0 | 0 | 0 | 0 | IGCC | 0 | 0 | 0 | 0 | 0 | 0
| Retrofit VOM Costs by Reporting Type | MISO_MI | Midwest | DR | DemandResponse | 0 | 0 | 0 | 0 | 0 | 0 | DemandResponse | 0 | 0 | 0 | 0 | 0 | 0
| Retrofit VOM Costs by Reporting Type | MISO_MI | Midwest | Coal-CCS | IGCC-CCS | 0 | 0 | 0 | 0 | 0 | 0 | IGCC-CCS | 0 | 0 | 0 | 0 | 0 | 0
| Retrofit VOM Costs by Reporting Type | MISO_MI | Midwest | Off-shore Wind | WT_off | 0 | 0 | 0 | 0 | 0 | 0 | WT_off | 0 | 0 | 0 | 0 | 0 | 0
| Retrofit VOM Costs by Reporting Type | MISO_MI | Midwest | Other | PseudoUnit | 0 | 0 | 0 | 0 | 0 | 0 | PseudoUnit | 0 | 0 | 0 | 0 | 0 | 0
| Retrofit VOM Costs by Reporting Type | MISO_MI | Midwest | HQ/Maritimes | FixedInterchange | 0 | 0 | 0 | 0 | 0 | 0 | FixedInterchange | 0 | 0 | 0 | 0 | 0 | 0
Retrofit VOM Costs by Reporting Type
| Retrofit VOM Costs by Reporting Type |  |  |  | Retrofit VOM Costs by Reporting Type: MISO_MO-IL | [6 empty] | Retrofit VOM Costs by Reporting Type: MISO_MO-IL
| Retrofit VOM Costs by Reporting Type |  |  |  | ReportingType | 2015 | 2020 | 2025 | 2030 | 2035 | 2040 | ReportingType | 2015 | 2020 | 2025 | 2030 | 2035 | 2040
| Retrofit VOM Costs by Reporting Type | MISO_MO-IL | Midwest | Other Renew | BM | 0 | 0 | 0 | 0 | 0 | 0 | BM | 0 | 0 | 0 | 0 | 0 | 0
| Retrofit VOM Costs by Reporting Type | MISO_MO-IL | Midwest | CC | CC | 0 | 0 | 0 | 0 | 0 | 0 | CC | 0 | 0 | 0 | 0 | 0 | 0
| Retrofit VOM Costs by Reporting Type | MISO_MO-IL | Midwest | Other Renew | CSP | 0 | 0 | 0 | 0 | 0 | 0 | CSP | 0 | 0 | 0 | 0 | 0 | 0
| Retrofit VOM Costs by Reporting Type | MISO_MO-IL | Midwest | CT | CT | 0 | 0 | 0 | 0 | 0 | 0 | CT | 0 | 0 | 0 | 0 | 0 | 0
| Retrofit VOM Costs by Reporting Type | MISO_MO-IL | Midwest | Coal | Coal | 68.48 | 32.11 | 1.69 | 3.77 | 13.39 | 13.39 | Coal | 68.93 | 42.36 | 4.23 | 5.99 | 18.63 | 18.63
| Retrofit VOM Costs by Reporting Type | MISO_MO-IL | Midwest | Other Renew | Geo | 0 | 0 | 0 | 0 | 0 | 0 | Geo | 0 | 0 | 0 | 0 | 0 | 0
| Retrofit VOM Costs by Reporting Type | MISO_MO-IL | Midwest | Hydro | H | 0 | 0 | 0 | 0 | 0 | 0 | H | 0 | 0 | 0 | 0 | 0 | 0
| Retrofit VOM Costs by Reporting Type | MISO_MO-IL | Midwest | Other Renew | LFG | 0 | 0 | 0 | 0 | 0 | 0 | LFG | 0 | 0 | 0 | 0 | 0 | 0
| Retrofit VOM Costs by Reporting Type | MISO_MO-IL | Midwest | Nuclear | Nuc | 0 | 0 | 0 | 0 | 0 | 0 | Nuc | 0 | 0 | 0 | 0 | 0 | 0
| Retrofit VOM Costs by Reporting Type | MISO_MO-IL | Midwest | Other | PS | 0 | 0 | 0 | 0 | 0 | 0 | PS | 0 | 0 | 0 | 0 | 0 | 0
| Retrofit VOM Costs by Reporting Type | MISO_MO-IL | Midwest | Other Renew | PV | 0 | 0 | 0 | 0 | 0 | 0 | PV | 0 | 0 | 0 | 0 | 0 | 0
| Retrofit VOM Costs by Reporting Type | MISO_MO-IL | Midwest | CT | PeakG | 0 | 0 | 0 | 0 | 0 | 0 | PeakG | 0 | 0 | 0 | 0 | 0 | 0
| Retrofit VOM Costs by Reporting Type | MISO_MO-IL | Midwest | CT | PeakO | 0 | 0 | 0 | 0 | 0 | 0 | PeakO | 0 | 0 | 0 | 0 | 0 | 0
| Retrofit VOM Costs by Reporting Type | MISO_MO-IL | Midwest | Other Renew | ST | 0 | 0 | 0 | 0 | 0 | 0 | ST | 0 | 0 | 0 | 0 | 0 | 0
| Retrofit VOM Costs by Reporting Type | MISO_MO-IL | Midwest | Steam O/G | STOG | 0 | 0 | 0 | 0 | 0 | 0 | STOG | 0 | 0 | 0 | 0 | 0 | 0
| Retrofit VOM Costs by Reporting Type | MISO_MO-IL | Midwest | Other Renew | STWD | 0 | 0 | 0 | 0 | 0 | 0 | STWD | 0 | 0 | 0 | 0 | 0 | 0
| Retrofit VOM Costs by Reporting Type | MISO_MO-IL | Midwest | On-shore Wind | WT | 0 | 0 | 0 | 0 | 0 | 0 | WT | 0 | 0 | 0 | 0 | 0 | 0
| Retrofit VOM Costs by Reporting Type | MISO_MO-IL | Midwest | Coal | IGCC | 0 | 0 | 0 | 0 | 0 | 0 | IGCC | 0 | 0 | 0 | 0 | 0 | 0
| Retrofit VOM Costs by Reporting Type | MISO_MO-IL | Midwest | DR | DemandResponse | 0 | 0 | 0 | 0 | 0 | 0 | DemandResponse | 0 | 0 | 0 | 0 | 0 | 0
| Retrofit VOM Costs by Reporting Type | MISO_MO-IL | Midwest | Coal-CCS | IGCC-CCS | 0 | 0 | 0 | 0 | 0 | 0 | IGCC-CCS | 0 | 0 | 0 | 0 | 0 | 0
| Retrofit VOM Costs by Reporting Type | MISO_MO-IL | Midwest | Off-shore Wind | WT_off | 0 | 0 | 0 | 0 | 0 | 0 | WT_off | 0 | 0 | 0 | 0 | 0 | 0
| Retrofit VOM Costs by Reporting Type | MISO_MO-IL | Midwest | Other | PseudoUnit | 0 | 0 | 0 | 0 | 0 | 0 | PseudoUnit | 0 | 0 | 0 | 0 | 0 | 0
| Retrofit VOM Costs by Reporting Type | MISO_MO-IL | Midwest | HQ/Maritimes | FixedInterchange | 0 | 0 | 0 | 0 | 0 | 0 | FixedInterchange | 0 | 0 | 0 | 0 | 0 | 0
Retrofit VOM Costs by Reporting Type
| Retrofit VOM Costs by Reporting Type |  |  |  | Retrofit VOM Costs by Reporting Type: MISO_W | [6 empty] | Retrofit VOM Costs by Reporting Type: MISO_W
| Retrofit VOM Costs by Reporting Type |  |  |  | ReportingType | 2015 | 2020 | 2025 | 2030 | 2035 | 2040 | ReportingType | 2015 | 2020 | 2025 | 2030 | 2035 | 2040
| Retrofit VOM Costs by Reporting Type | MISO_W | Midwest | Other Renew | BM | 0 | 0 | 0 | 0 | 0 | 0 | BM | 0 | 0 | 0 | 0 | 0 | 0
| Retrofit VOM Costs by Reporting Type | MISO_W | Midwest | CC | CC | 0 | 0 | 0 | 0 | 0 | 0 | CC | 0 | 0 | 0 | 0 | 0 | 0
| Retrofit VOM Costs by Reporting Type | MISO_W | Midwest | Other Renew | CSP | 0 | 0 | 0 | 0 | 0 | 0 | CSP | 0 | 0 | 0 | 0 | 0 | 0
| Retrofit VOM Costs by Reporting Type | MISO_W | Midwest | CT | CT | 0 | 0 | 0 | 0 | 0 | 0 | CT | 0 | 0 | 0 | 0 | 0 | 0
| Retrofit VOM Costs by Reporting Type | MISO_W | Midwest | Coal | Coal | 112.38 | 88.63 | 17.31 | 17.3 | 18.67 | 18.67 | Coal | 112.37 | 111.68 | 23.26 | 13.26 | 13.82 | 13.82
| Retrofit VOM Costs by Reporting Type | MISO_W | Midwest | Other Renew | Geo | 0 | 0 | 0 | 0 | 0 | 0 | Geo | 0 | 0 | 0 | 0 | 0 | 0
| Retrofit VOM Costs by Reporting Type | MISO_W | Midwest | Hydro | H | 0 | 0 | 0 | 0 | 0 | 0 | H | 0 | 0 | 0 | 0 | 0 | 0
| Retrofit VOM Costs by Reporting Type | MISO_W | Midwest | Other Renew | LFG | 0 | 0 | 0 | 0 | 0 | 0 | LFG | 0 | 0 | 0 | 0 | 0 | 0
| Retrofit VOM Costs by Reporting Type | MISO_W | Midwest | Nuclear | Nuc | 0 | 0 | 0 | 0 | 0 | 0 | Nuc | 0 | 0 | 0 | 0 | 0 | 0
| Retrofit VOM Costs by Reporting Type | MISO_W | Midwest | Other | PS | 0 | 0 | 0 | 0 | 0 | 0 | PS | 0 | 0 | 0 | 0 | 0 | 0
| Retrofit VOM Costs by Reporting Type | MISO_W | Midwest | Other Renew | PV | 0 | 0 | 0 | 0 | 0 | 0 | PV | 0 | 0 | 0 | 0 | 0 | 0
| Retrofit VOM Costs by Reporting Type | MISO_W | Midwest | CT | PeakG | 0 | 0 | 0 | 0 | 0 | 0 | PeakG | 0 | 0 | 0 | 0 | 0 | 0
| Retrofit VOM Costs by Reporting Type | MISO_W | Midwest | CT | PeakO | 0 | 0 | 0 | 0 | 0 | 0 | PeakO | 0 | 0 | 0 | 0 | 0 | 0
| Retrofit VOM Costs by Reporting Type | MISO_W | Midwest | Other Renew | ST | 0 | 0 | 0 | 0 | 0 | 0 | ST | 0 | 0 | 0 | 0 | 0 | 0
| Retrofit VOM Costs by Reporting Type | MISO_W | Midwest | Steam O/G | STOG | 0 | 0 | 0 | 0 | 0 | 0 | STOG | 0 | 0 | 0 | 0 | 0 | 0
| Retrofit VOM Costs by Reporting Type | MISO_W | Midwest | Other Renew | STWD | 0 | 0 | 0 | 0 | 0 | 0 | STWD | 0 | 0 | 0 | 0 | 0 | 0
| Retrofit VOM Costs by Reporting Type | MISO_W | Midwest | On-shore Wind | WT | 0 | 0 | 0 | 0 | 0 | 0 | WT | 0 | 0 | 0 | 0 | 0 | 0
| Retrofit VOM Costs by Reporting Type | MISO_W | Midwest | Coal | IGCC | 0 | 0 | 0 | 0 | 0 | 0 | IGCC | 0 | 0 | 0 | 0 | 0 | 0
| Retrofit VOM Costs by Reporting Type | MISO_W | Midwest | DR | DemandResponse | 0 | 0 | 0 | 0 | 0 | 0 | DemandResponse | 0 | 0 | 0 | 0 | 0 | 0
| Retrofit VOM Costs by Reporting Type | MISO_W | Midwest | Coal-CCS | IGCC-CCS | 0 | 0 | 0 | 0 | 0 | 0 | IGCC-CCS | 0 | 0 | 0 | 0 | 0 | 0
| Retrofit VOM Costs by Reporting Type | MISO_W | Midwest | Off-shore Wind | WT_off | 0 | 0 | 0 | 0 | 0 | 0 | WT_off | 0 | 0 | 0 | 0 | 0 | 0
| Retrofit VOM Costs by Reporting Type | MISO_W | Midwest | Other | PseudoUnit | 0 | 0 | 0 | 0 | 0 | 0 | PseudoUnit | 0 | 0 | 0 | 0 | 0 | 0
| Retrofit VOM Costs by Reporting Type | MISO_W | Midwest | HQ/Maritimes | FixedInterchange | 0 | 0 | 0 | 0 | 0 | 0 | FixedInterchange | 0 | 0 | 0 | 0 | 0 | 0
Retrofit VOM Costs by Reporting Type
| Retrofit VOM Costs by Reporting Type |  |  |  | Retrofit VOM Costs by Reporting Type: MISO_WUMS | [6 empty] | Retrofit VOM Costs by Reporting Type: MISO_WUMS
| Retrofit VOM Costs by Reporting Type |  |  |  | ReportingType | 2015 | 2020 | 2025 | 2030 | 2035 | 2040 | ReportingType | 2015 | 2020 | 2025 | 2030 | 2035 | 2040
| Retrofit VOM Costs by Reporting Type | MISO_WUMS | Midwest | Other Renew | BM | 0 | 0 | 0 | 0 | 0 | 0 | BM | 0 | 0 | 0 | 0 | 0 | 0
| Retrofit VOM Costs by Reporting Type | MISO_WUMS | Midwest | CC | CC | 0 | 0 | 0 | 0 | 0 | 0 | CC | 0 | 0 | 0 | 0 | 0 | 0
| Retrofit VOM Costs by Reporting Type | MISO_WUMS | Midwest | Other Renew | CSP | 0 | 0 | 0 | 0 | 0 | 0 | CSP | 0 | 0 | 0 | 0 | 0 | 0
| Retrofit VOM Costs by Reporting Type | MISO_WUMS | Midwest | CT | CT | 0 | 0 | 0 | 0 | 0 | 0 | CT | 0 | 0 | 0 | 0 | 0 | 0
| Retrofit VOM Costs by Reporting Type | MISO_WUMS | Midwest | Coal | Coal | 30.52 | 8.12 | 4.8 | 7.18 | 18.69 | 24.17 | Coal | 29.76 | 8.06 | 6.67 | 5.49 | 23.87 | 29.44
| Retrofit VOM Costs by Reporting Type | MISO_WUMS | Midwest | Other Renew | Geo | 0 | 0 | 0 | 0 | 0 | 0 | Geo | 0 | 0 | 0 | 0 | 0 | 0
| Retrofit VOM Costs by Reporting Type | MISO_WUMS | Midwest | Hydro | H | 0 | 0 | 0 | 0 | 0 | 0 | H | 0 | 0 | 0 | 0 | 0 | 0
| Retrofit VOM Costs by Reporting Type | MISO_WUMS | Midwest | Other Renew | LFG | 0 | 0 | 0 | 0 | 0 | 0 | LFG | 0 | 0 | 0 | 0 | 0 | 0
| Retrofit VOM Costs by Reporting Type | MISO_WUMS | Midwest | Nuclear | Nuc | 0 | 0 | 0 | 0 | 0 | 0 | Nuc | 0 | 0 | 0 | 0 | 0 | 0
| Retrofit VOM Costs by Reporting Type | MISO_WUMS | Midwest | Other | PS | 0 | 0 | 0 | 0 | 0 | 0 | PS | 0 | 0 | 0 | 0 | 0 | 0
| Retrofit VOM Costs by Reporting Type | MISO_WUMS | Midwest | Other Renew | PV | 0 | 0 | 0 | 0 | 0 | 0 | PV | 0 | 0 | 0 | 0 | 0 | 0
| Retrofit VOM Costs by Reporting Type | MISO_WUMS | Midwest | CT | PeakG | 0 | 0 | 0 | 0 | 0 | 0 | PeakG | 0 | 0 | 0 | 0 | 0 | 0
| Retrofit VOM Costs by Reporting Type | MISO_WUMS | Midwest | CT | PeakO | 0 | 0 | 0 | 0 | 0 | 0 | PeakO | 0 | 0 | 0 | 0 | 0 | 0
| Retrofit VOM Costs by Reporting Type | MISO_WUMS | Midwest | Other Renew | ST | 0 | 0 | 0 | 0 | 0 | 0 | ST | 0 | 0 | 0 | 0 | 0 | 0
| Retrofit VOM Costs by Reporting Type | MISO_WUMS | Midwest | Steam O/G | STOG | 0 | 0 | 0 | 0 | 0 | 0 | STOG | 0 | 0 | 0 | 0 | 0 | 0
| Retrofit VOM Costs by Reporting Type | MISO_WUMS | Midwest | Other Renew | STWD | 0 | 0 | 0 | 0 | 0 | 0 | STWD | 0 | 0 | 0 | 0 | 0 | 0
| Retrofit VOM Costs by Reporting Type | MISO_WUMS | Midwest | On-shore Wind | WT | 0 | 0 | 0 | 0 | 0 | 0 | WT | 0 | 0 | 0 | 0 | 0 | 0
| Retrofit VOM Costs by Reporting Type | MISO_WUMS | Midwest | Coal | IGCC | 0 | 0 | 0 | 0 | 0 | 0 | IGCC | 0 | 0 | 0 | 0 | 0 | 0
| Retrofit VOM Costs by Reporting Type | MISO_WUMS | Midwest | DR | DemandResponse | 0 | 0 | 0 | 0 | 0 | 0 | DemandResponse | 0 | 0 | 0 | 0 | 0 | 0
| Retrofit VOM Costs by Reporting Type | MISO_WUMS | Midwest | Coal-CCS | IGCC-CCS | 0 | 0 | 0 | 0 | 0 | 0 | IGCC-CCS | 0 | 0 | 0 | 0 | 0 | 0
| Retrofit VOM Costs by Reporting Type | MISO_WUMS | Midwest | Off-shore Wind | WT_off | 0 | 0 | 0 | 0 | 0 | 0 | WT_off | 0 | 0 | 0 | 0 | 0 | 0
| Retrofit VOM Costs by Reporting Type | MISO_WUMS | Midwest | Other | PseudoUnit | 0 | 0 | 0 | 0 | 0 | 0 | PseudoUnit | 0 | 0 | 0 | 0 | 0 | 0
| Retrofit VOM Costs by Reporting Type | MISO_WUMS | Midwest | HQ/Maritimes | FixedInterchange | 0 | 0 | 0 | 0 | 0 | 0 | FixedInterchange | 0 | 0 | 0 | 0 | 0 | 0
Retrofit VOM Costs by Reporting Type
| Retrofit VOM Costs by Reporting Type |  |  |  | Retrofit VOM Costs by Reporting Type: Nebraska | [6 empty] | Retrofit VOM Costs by Reporting Type: Nebraska
| Retrofit VOM Costs by Reporting Type |  |  |  | ReportingType | 2015 | 2020 | 2025 | 2030 | 2035 | 2040 | ReportingType | 2015 | 2020 | 2025 | 2030 | 2035 | 2040
| Retrofit VOM Costs by Reporting Type | NE | Southwest | Other Renew | BM | 0 | 0 | 0 | 0 | 0 | 0 | BM | 0 | 0 | 0 | 0 | 0 | 0
| Retrofit VOM Costs by Reporting Type | NE | Southwest | CC | CC | 0 | 0 | 0 | 0 | 0 | 0 | CC | 0 | 0 | 0 | 0 | 0 | 0
| Retrofit VOM Costs by Reporting Type | NE | Southwest | Other Renew | CSP | 0 | 0 | 0 | 0 | 0 | 0 | CSP | 0 | 0 | 0 | 0 | 0 | 0
| Retrofit VOM Costs by Reporting Type | NE | Southwest | CT | CT | 0 | 0 | 0 | 0 | 0 | 0 | CT | 0 | 0 | 0 | 0 | 0 | 0
| Retrofit VOM Costs by Reporting Type | NE | Southwest | Coal | Coal | 16.57 | 4.96 | 8.44 | 8.44 | 11.79 | 11.79 | Coal | 16.57 | 10.7 | 9.75 | 9.75 | 8.07 | 6.55
| Retrofit VOM Costs by Reporting Type | NE | Southwest | Other Renew | Geo | 0 | 0 | 0 | 0 | 0 | 0 | Geo | 0 | 0 | 0 | 0 | 0 | 0
| Retrofit VOM Costs by Reporting Type | NE | Southwest | Hydro | H | 0 | 0 | 0 | 0 | 0 | 0 | H | 0 | 0 | 0 | 0 | 0 | 0
| Retrofit VOM Costs by Reporting Type | NE | Southwest | Other Renew | LFG | 0 | 0 | 0 | 0 | 0 | 0 | LFG | 0 | 0 | 0 | 0 | 0 | 0
| Retrofit VOM Costs by Reporting Type | NE | Southwest | Nuclear | Nuc | 0 | 0 | 0 | 0 | 0 | 0 | Nuc | 0 | 0 | 0 | 0 | 0 | 0
| Retrofit VOM Costs by Reporting Type | NE | Southwest | Other | PS | 0 | 0 | 0 | 0 | 0 | 0 | PS | 0 | 0 | 0 | 0 | 0 | 0
| Retrofit VOM Costs by Reporting Type | NE | Southwest | Other Renew | PV | 0 | 0 | 0 | 0 | 0 | 0 | PV | 0 | 0 | 0 | 0 | 0 | 0
| Retrofit VOM Costs by Reporting Type | NE | Southwest | CT | PeakG | 0 | 0 | 0 | 0 | 0 | 0 | PeakG | 0 | 0 | 0 | 0 | 0 | 0
| Retrofit VOM Costs by Reporting Type | NE | Southwest | CT | PeakO | 0 | 0 | 0 | 0 | 0 | 0 | PeakO | 0 | 0 | 0 | 0 | 0 | 0
| Retrofit VOM Costs by Reporting Type | NE | Southwest | Other Renew | ST | 0 | 0 | 0 | 0 | 0 | 0 | ST | 0 | 0 | 0 | 0 | 0 | 0
| Retrofit VOM Costs by Reporting Type | NE | Southwest | Steam O/G | STOG | 0 | 0 | 0 | 0 | 0 | 0 | STOG | 0 | 0 | 0 | 0 | 0 | 0
| Retrofit VOM Costs by Reporting Type | NE | Southwest | Other Renew | STWD | 0 | 0 | 0 | 0 | 0 | 0 | STWD | 0 | 0 | 0 | 0 | 0 | 0
| Retrofit VOM Costs by Reporting Type | NE | Southwest | On-shore Wind | WT | 0 | 0 | 0 | 0 | 0 | 0 | WT | 0 | 0 | 0 | 0 | 0 | 0
| Retrofit VOM Costs by Reporting Type | NE | Southwest | Coal | IGCC | 0 | 0 | 0 | 0 | 0 | 0 | IGCC | 0 | 0 | 0 | 0 | 0 | 0
| Retrofit VOM Costs by Reporting Type | NE | Southwest | DR | DemandResponse | 0 | 0 | 0 | 0 | 0 | 0 | DemandResponse | 0 | 0 | 0 | 0 | 0 | 0
| Retrofit VOM Costs by Reporting Type | NE | Southwest | Coal-CCS | IGCC-CCS | 0 | 0 | 0 | 0 | 0 | 0 | IGCC-CCS | 0 | 0 | 0 | 0 | 0 | 0
| Retrofit VOM Costs by Reporting Type | NE | Southwest | Off-shore Wind | WT_off | 0 | 0 | 0 | 0 | 0 | 0 | WT_off | 0 | 0 | 0 | 0 | 0 | 0
| Retrofit VOM Costs by Reporting Type | NE | Southwest | Other | PseudoUnit | 0 | 0 | 0 | 0 | 0 | 0 | PseudoUnit | 0 | 0 | 0 | 0 | 0 | 0
| Retrofit VOM Costs by Reporting Type | NE | Southwest | HQ/Maritimes | FixedInterchange | 0 | 0 | 0 | 0 | 0 | 0 | FixedInterchange | 0 | 0 | 0 | 0 | 0 | 0
Retrofit VOM Costs by Reporting Type
| Retrofit VOM Costs by Reporting Type |  |  |  | Retrofit VOM Costs by Reporting Type: NEISO | [6 empty] | Retrofit VOM Costs by Reporting Type: NEISO
| Retrofit VOM Costs by Reporting Type |  |  |  | ReportingType | 2015 | 2020 | 2025 | 2030 | 2035 | 2040 | ReportingType | 2015 | 2020 | 2025 | 2030 | 2035 | 2040
| Retrofit VOM Costs by Reporting Type | NEISO | Northeast | Other Renew | BM | 0 | 0 | 0 | 0 | 0 | 0 | BM | 0 | 0 | 0 | 0 | 0 | 0
| Retrofit VOM Costs by Reporting Type | NEISO | Northeast | CC | CC | 0 | 0 | 0 | 0 | 0 | 0 | CC | 0 | 0 | 0 | 0 | 0 | 0
| Retrofit VOM Costs by Reporting Type | NEISO | Northeast | Other Renew | CSP | 0 | 0 | 0 | 0 | 0 | 0 | CSP | 0 | 0 | 0 | 0 | 0 | 0
| Retrofit VOM Costs by Reporting Type | NEISO | Northeast | CT | CT | 0 | 0 | 0 | 0 | 0 | 0 | CT | 0 | 0 | 0 | 0 | 0 | 0
| Retrofit VOM Costs by Reporting Type | NEISO | Northeast | Coal | Coal | 0.3 | 0.01 | 0 | 0 | 0 | 0 | Coal | 0.16 | 0 | 0 | 0 | 0 | 0
| Retrofit VOM Costs by Reporting Type | NEISO | Northeast | Other Renew | Geo | 0 | 0 | 0 | 0 | 0 | 0 | Geo | 0 | 0 | 0 | 0 | 0 | 0
| Retrofit VOM Costs by Reporting Type | NEISO | Northeast | Hydro | H | 0 | 0 | 0 | 0 | 0 | 0 | H | 0 | 0 | 0 | 0 | 0 | 0
| Retrofit VOM Costs by Reporting Type | NEISO | Northeast | Other Renew | LFG | 0 | 0 | 0 | 0 | 0 | 0 | LFG | 0 | 0 | 0 | 0 | 0 | 0
| Retrofit VOM Costs by Reporting Type | NEISO | Northeast | Nuclear | Nuc | 0 | 0 | 0 | 0 | 0 | 0 | Nuc | 0 | 0 | 0 | 0 | 0 | 0
| Retrofit VOM Costs by Reporting Type | NEISO | Northeast | Other | PS | 0 | 0 | 0 | 0 | 0 | 0 | PS | 0 | 0 | 0 | 0 | 0 | 0
| Retrofit VOM Costs by Reporting Type | NEISO | Northeast | Other Renew | PV | 0 | 0 | 0 | 0 | 0 | 0 | PV | 0 | 0 | 0 | 0 | 0 | 0
| Retrofit VOM Costs by Reporting Type | NEISO | Northeast | CT | PeakG | 0 | 0 | 0 | 0 | 0 | 0 | PeakG | 0 | 0 | 0 | 0 | 0 | 0
| Retrofit VOM Costs by Reporting Type | NEISO | Northeast | CT | PeakO | 0 | 0 | 0 | 0 | 0 | 0 | PeakO | 0 | 0 | 0 | 0 | 0 | 0
| Retrofit VOM Costs by Reporting Type | NEISO | Northeast | Other Renew | ST | 0 | 0 | 0 | 0 | 0 | 0 | ST | 0 | 0 | 0 | 0 | 0 | 0
| Retrofit VOM Costs by Reporting Type | NEISO | Northeast | Steam O/G | STOG | 0 | 0 | 0 | 0 | 0 | 0 | STOG | 0 | 0 | 0 | 0 | 0 | 0
| Retrofit VOM Costs by Reporting Type | NEISO | Northeast | Other Renew | STWD | 0 | 0 | 0 | 0 | 0 | 0 | STWD | 0 | 0 | 0 | 0 | 0 | 0
| Retrofit VOM Costs by Reporting Type | NEISO | Northeast | On-shore Wind | WT | 0 | 0 | 0 | 0 | 0 | 0 | WT | 0 | 0 | 0 | 0 | 0 | 0
| Retrofit VOM Costs by Reporting Type | NEISO | Northeast | Coal | IGCC | 0 | 0 | 0 | 0 | 0 | 0 | IGCC | 0 | 0 | 0 | 0 | 0 | 0
| Retrofit VOM Costs by Reporting Type | NEISO | Northeast | DR | DemandResponse | 0 | 0 | 0 | 0 | 0 | 0 | DemandResponse | 0 | 0 | 0 | 0 | 0 | 0
| Retrofit VOM Costs by Reporting Type | NEISO | Northeast | Coal-CCS | IGCC-CCS | 0 | 0 | 0 | 0 | 0 | 0 | IGCC-CCS | 0 | 0 | 0 | 0 | 0 | 0
| Retrofit VOM Costs by Reporting Type | NEISO | Northeast | Off-shore Wind | WT_off | 0 | 0 | 0 | 0 | 0 | 0 | WT_off | 0 | 0 | 0 | 0 | 0 | 0
| Retrofit VOM Costs by Reporting Type | NEISO | Northeast | Other | PseudoUnit | 0 | 0 | 0 | 0 | 0 | 0 | PseudoUnit | 0 | 0 | 0 | 0 | 0 | 0
| Retrofit VOM Costs by Reporting Type | NEISO | Northeast | HQ/Maritimes | FixedInterchange | 0 | 0 | 0 | 0 | 0 | 0 | FixedInterchange | 0 | 0 | 0 | 0 | 0 | 0
Retrofit VOM Costs by Reporting Type
| Retrofit VOM Costs by Reporting Type |  |  |  | Retrofit VOM Costs by Reporting Type: NonRTO_Midwest | [6 empty] | Retrofit VOM Costs by Reporting Type: NonRTO_Midwest
| Retrofit VOM Costs by Reporting Type |  |  |  | ReportingType | 2015 | 2020 | 2025 | 2030 | 2035 | 2040 | ReportingType | 2015 | 2020 | 2025 | 2030 | 2035 | 2040
| Retrofit VOM Costs by Reporting Type | NonRTO_Midwest | MISO | Other Renew | BM | 0 | 0 | 0 | 0 | 0 | 0 | BM | 0 | 0 | 0 | 0 | 0 | 0
| Retrofit VOM Costs by Reporting Type | NonRTO_Midwest | MISO | CC | CC | 0 | 0 | 0 | 0 | 0 | 0 | CC | 0 | 0 | 0 | 0 | 0 | 0
| Retrofit VOM Costs by Reporting Type | NonRTO_Midwest | MISO | Other Renew | CSP | 0 | 0 | 0 | 0 | 0 | 0 | CSP | 0 | 0 | 0 | 0 | 0 | 0
| Retrofit VOM Costs by Reporting Type | NonRTO_Midwest | MISO | CT | CT | 0 | 0 | 0 | 0 | 0 | 0 | CT | 0 | 0 | 0 | 0 | 0 | 0
| Retrofit VOM Costs by Reporting Type | NonRTO_Midwest | MISO | Coal | Coal | 168.94 | 128.25 | 13.4 | 20.17 | 34.5 | 34.5 | Coal | 150.85 | 98.69 | 30.77 | 19.73 | 46.67 | 46.67
| Retrofit VOM Costs by Reporting Type | NonRTO_Midwest | MISO | Other Renew | Geo | 0 | 0 | 0 | 0 | 0 | 0 | Geo | 0 | 0 | 0 | 0 | 0 | 0
| Retrofit VOM Costs by Reporting Type | NonRTO_Midwest | MISO | Hydro | H | 0 | 0 | 0 | 0 | 0 | 0 | H | 0 | 0 | 0 | 0 | 0 | 0
| Retrofit VOM Costs by Reporting Type | NonRTO_Midwest | MISO | Other Renew | LFG | 0 | 0 | 0 | 0 | 0 | 0 | LFG | 0 | 0 | 0 | 0 | 0 | 0
| Retrofit VOM Costs by Reporting Type | NonRTO_Midwest | MISO | Nuclear | Nuc | 0 | 0 | 0 | 0 | 0 | 0 | Nuc | 0 | 0 | 0 | 0 | 0 | 0
| Retrofit VOM Costs by Reporting Type | NonRTO_Midwest | MISO | Other | PS | 0 | 0 | 0 | 0 | 0 | 0 | PS | 0 | 0 | 0 | 0 | 0 | 0
| Retrofit VOM Costs by Reporting Type | NonRTO_Midwest | MISO | Other Renew | PV | 0 | 0 | 0 | 0 | 0 | 0 | PV | 0 | 0 | 0 | 0 | 0 | 0
| Retrofit VOM Costs by Reporting Type | NonRTO_Midwest | MISO | CT | PeakG | 0 | 0 | 0 | 0 | 0 | 0 | PeakG | 0 | 0 | 0 | 0 | 0 | 0
| Retrofit VOM Costs by Reporting Type | NonRTO_Midwest | MISO | CT | PeakO | 0 | 0 | 0 | 0 | 0 | 0 | PeakO | 0 | 0 | 0 | 0 | 0 | 0
| Retrofit VOM Costs by Reporting Type | NonRTO_Midwest | MISO | Other Renew | ST | 0 | 0 | 0 | 0 | 0 | 0 | ST | 0 | 0 | 0 | 0 | 0 | 0
| Retrofit VOM Costs by Reporting Type | NonRTO_Midwest | MISO | Steam O/G | STOG | 0 | 0 | 0 | 0 | 0 | 0 | STOG | 0 | 0 | 0 | 0 | 0 | 0
| Retrofit VOM Costs by Reporting Type | NonRTO_Midwest | MISO | Other Renew | STWD | 0 | 0 | 0 | 0 | 0 | 0 | STWD | 0 | 0 | 0 | 0 | 0 | 0
| Retrofit VOM Costs by Reporting Type | NonRTO_Midwest | MISO | On-shore Wind | WT | 0 | 0 | 0 | 0 | 0 | 0 | WT | 0 | 0 | 0 | 0 | 0 | 0
| Retrofit VOM Costs by Reporting Type | NonRTO_Midwest | MISO | Coal | IGCC | 0 | 0 | 0 | 0 | 0 | 0 | IGCC | 0 | 0 | 0 | 0 | 0 | 0
| Retrofit VOM Costs by Reporting Type | NonRTO_Midwest | MISO | DR | DemandResponse | 0 | 0 | 0 | 0 | 0 | 0 | DemandResponse | 0 | 0 | 0 | 0 | 0 | 0
| Retrofit VOM Costs by Reporting Type | NonRTO_Midwest | MISO | Coal-CCS | IGCC-CCS | 0 | 0 | 0 | 0 | 0 | 0 | IGCC-CCS | 0 | 0 | 0 | 0 | 0 | 0
| Retrofit VOM Costs by Reporting Type | NonRTO_Midwest | MISO | Off-shore Wind | WT_off | 0 | 0 | 0 | 0 | 0 | 0 | WT_off | 0 | 0 | 0 | 0 | 0 | 0
| Retrofit VOM Costs by Reporting Type | NonRTO_Midwest | MISO | Other | PseudoUnit | 0 | 0 | 0 | 0 | 0 | 0 | PseudoUnit | 0 | 0 | 0 | 0 | 0 | 0
| Retrofit VOM Costs by Reporting Type | NonRTO_Midwest | MISO | HQ/Maritimes | FixedInterchange | 0 | 0 | 0 | 0 | 0 | 0 | FixedInterchange | 0 | 0 | 0 | 0 | 0 | 0
Retrofit VOM Costs by Reporting Type
| Retrofit VOM Costs by Reporting Type |  |  |  | Retrofit VOM Costs by Reporting Type: NYISO_A-F | [6 empty] | Retrofit VOM Costs by Reporting Type: NYISO_A-F
| Retrofit VOM Costs by Reporting Type |  |  |  | ReportingType | 2015 | 2020 | 2025 | 2030 | 2035 | 2040 | ReportingType | 2015 | 2020 | 2025 | 2030 | 2035 | 2040
| Retrofit VOM Costs by Reporting Type | NYISO_A-F | Northeast | Other Renew | BM | 0 | 0 | 0 | 0 | 0 | 0 | BM | 0 | 0 | 0 | 0 | 0 | 0
| Retrofit VOM Costs by Reporting Type | NYISO_A-F | Northeast | CC | CC | 0 | 0 | 0 | 0 | 0 | 0 | CC | 0 | 0 | 0 | 0 | 0 | 0
| Retrofit VOM Costs by Reporting Type | NYISO_A-F | Northeast | Other Renew | CSP | 0 | 0 | 0 | 0 | 0 | 0 | CSP | 0 | 0 | 0 | 0 | 0 | 0
| Retrofit VOM Costs by Reporting Type | NYISO_A-F | Northeast | CT | CT | 0 | 0 | 0 | 0 | 0 | 0 | CT | 0 | 0 | 0 | 0 | 0 | 0
| Retrofit VOM Costs by Reporting Type | NYISO_A-F | Northeast | Coal | Coal | 0.01 | 0.01 | 0 | 0 | 0 | 0 | Coal | 0 | 0 | 0 | 0 | 0 | 0
| Retrofit VOM Costs by Reporting Type | NYISO_A-F | Northeast | Other Renew | Geo | 0 | 0 | 0 | 0 | 0 | 0 | Geo | 0 | 0 | 0 | 0 | 0 | 0
| Retrofit VOM Costs by Reporting Type | NYISO_A-F | Northeast | Hydro | H | 0 | 0 | 0 | 0 | 0 | 0 | H | 0 | 0 | 0 | 0 | 0 | 0
| Retrofit VOM Costs by Reporting Type | NYISO_A-F | Northeast | Other Renew | LFG | 0 | 0 | 0 | 0 | 0 | 0 | LFG | 0 | 0 | 0 | 0 | 0 | 0
| Retrofit VOM Costs by Reporting Type | NYISO_A-F | Northeast | Nuclear | Nuc | 0 | 0 | 0 | 0 | 0 | 0 | Nuc | 0 | 0 | 0 | 0 | 0 | 0
| Retrofit VOM Costs by Reporting Type | NYISO_A-F | Northeast | Other | PS | 0 | 0 | 0 | 0 | 0 | 0 | PS | 0 | 0 | 0 | 0 | 0 | 0
| Retrofit VOM Costs by Reporting Type | NYISO_A-F | Northeast | Other Renew | PV | 0 | 0 | 0 | 0 | 0 | 0 | PV | 0 | 0 | 0 | 0 | 0 | 0
| Retrofit VOM Costs by Reporting Type | NYISO_A-F | Northeast | CT | PeakG | 0 | 0 | 0 | 0 | 0 | 0 | PeakG | 0 | 0 | 0 | 0 | 0 | 0
| Retrofit VOM Costs by Reporting Type | NYISO_A-F | Northeast | CT | PeakO | 0 | 0 | 0 | 0 | 0 | 0 | PeakO | 0 | 0 | 0 | 0 | 0 | 0
| Retrofit VOM Costs by Reporting Type | NYISO_A-F | Northeast | Other Renew | ST | 0 | 0 | 0 | 0 | 0 | 0 | ST | 0 | 0 | 0 | 0 | 0 | 0
| Retrofit VOM Costs by Reporting Type | NYISO_A-F | Northeast | Steam O/G | STOG | 0 | 0 | 0 | 0 | 0 | 0 | STOG | 0 | 0 | 0 | 0 | 0 | 0
| Retrofit VOM Costs by Reporting Type | NYISO_A-F | Northeast | Other Renew | STWD | 0 | 0 | 0 | 0 | 0 | 0 | STWD | 0 | 0 | 0 | 0 | 0 | 0
| Retrofit VOM Costs by Reporting Type | NYISO_A-F | Northeast | On-shore Wind | WT | 0 | 0 | 0 | 0 | 0 | 0 | WT | 0 | 0 | 0 | 0 | 0 | 0
| Retrofit VOM Costs by Reporting Type | NYISO_A-F | Northeast | Coal | IGCC | 0 | 0 | 0 | 0 | 0 | 0 | IGCC | 0 | 0 | 0 | 0 | 0 | 0
| Retrofit VOM Costs by Reporting Type | NYISO_A-F | Northeast | DR | DemandResponse | 0 | 0 | 0 | 0 | 0 | 0 | DemandResponse | 0 | 0 | 0 | 0 | 0 | 0
| Retrofit VOM Costs by Reporting Type | NYISO_A-F | Northeast | Coal-CCS | IGCC-CCS | 0 | 0 | 0 | 0 | 0 | 0 | IGCC-CCS | 0 | 0 | 0 | 0 | 0 | 0
| Retrofit VOM Costs by Reporting Type | NYISO_A-F | Northeast | Off-shore Wind | WT_off | 0 | 0 | 0 | 0 | 0 | 0 | WT_off | 0 | 0 | 0 | 0 | 0 | 0
| Retrofit VOM Costs by Reporting Type | NYISO_A-F | Northeast | Other | PseudoUnit | 0 | 0 | 0 | 0 | 0 | 0 | PseudoUnit | 0 | 0 | 0 | 0 | 0 | 0
| Retrofit VOM Costs by Reporting Type | NYISO_A-F | Northeast | HQ/Maritimes | FixedInterchange | 0 | 0 | 0 | 0 | 0 | 0 | FixedInterchange | 0 | 0 | 0 | 0 | 0 | 0
Retrofit VOM Costs by Reporting Type
| Retrofit VOM Costs by Reporting Type |  |  |  | Retrofit VOM Costs by Reporting Type: NYISO_G-I | [6 empty] | Retrofit VOM Costs by Reporting Type: NYISO_G-I
| Retrofit VOM Costs by Reporting Type |  |  |  | ReportingType | 2015 | 2020 | 2025 | 2030 | 2035 | 2040 | ReportingType | 2015 | 2020 | 2025 | 2030 | 2035 | 2040
| Retrofit VOM Costs by Reporting Type | NYISO_G-I | Northeast | Other Renew | BM | 0 | 0 | 0 | 0 | 0 | 0 | BM | 0 | 0 | 0 | 0 | 0 | 0
| Retrofit VOM Costs by Reporting Type | NYISO_G-I | Northeast | CC | CC | 0 | 0 | 0 | 0 | 0 | 0 | CC | 0 | 0 | 0 | 0 | 0 | 0
| Retrofit VOM Costs by Reporting Type | NYISO_G-I | Northeast | Other Renew | CSP | 0 | 0 | 0 | 0 | 0 | 0 | CSP | 0 | 0 | 0 | 0 | 0 | 0
| Retrofit VOM Costs by Reporting Type | NYISO_G-I | Northeast | CT | CT | 0 | 0 | 0 | 0 | 0 | 0 | CT | 0 | 0 | 0 | 0 | 0 | 0
| Retrofit VOM Costs by Reporting Type | NYISO_G-I | Northeast | Coal | Coal | 0 | 0 | 0 | 0 | 0 | 0 | Coal | 0 | 0 | 0 | 0 | 0 | 0
| Retrofit VOM Costs by Reporting Type | NYISO_G-I | Northeast | Other Renew | Geo | 0 | 0 | 0 | 0 | 0 | 0 | Geo | 0 | 0 | 0 | 0 | 0 | 0
| Retrofit VOM Costs by Reporting Type | NYISO_G-I | Northeast | Hydro | H | 0 | 0 | 0 | 0 | 0 | 0 | H | 0 | 0 | 0 | 0 | 0 | 0
| Retrofit VOM Costs by Reporting Type | NYISO_G-I | Northeast | Other Renew | LFG | 0 | 0 | 0 | 0 | 0 | 0 | LFG | 0 | 0 | 0 | 0 | 0 | 0
| Retrofit VOM Costs by Reporting Type | NYISO_G-I | Northeast | Nuclear | Nuc | 0 | 0 | 0 | 0 | 0 | 0 | Nuc | 0 | 0 | 0 | 0 | 0 | 0
| Retrofit VOM Costs by Reporting Type | NYISO_G-I | Northeast | Other | PS | 0 | 0 | 0 | 0 | 0 | 0 | PS | 0 | 0 | 0 | 0 | 0 | 0
| Retrofit VOM Costs by Reporting Type | NYISO_G-I | Northeast | Other Renew | PV | 0 | 0 | 0 | 0 | 0 | 0 | PV | 0 | 0 | 0 | 0 | 0 | 0
| Retrofit VOM Costs by Reporting Type | NYISO_G-I | Northeast | CT | PeakG | 0 | 0 | 0 | 0 | 0 | 0 | PeakG | 0 | 0 | 0 | 0 | 0 | 0
| Retrofit VOM Costs by Reporting Type | NYISO_G-I | Northeast | CT | PeakO | 0 | 0 | 0 | 0 | 0 | 0 | PeakO | 0 | 0 | 0 | 0 | 0 | 0
| Retrofit VOM Costs by Reporting Type | NYISO_G-I | Northeast | Other Renew | ST | 0 | 0 | 0 | 0 | 0 | 0 | ST | 0 | 0 | 0 | 0 | 0 | 0
| Retrofit VOM Costs by Reporting Type | NYISO_G-I | Northeast | Steam O/G | STOG | 0 | 0 | 0 | 0 | 0 | 0 | STOG | 0 | 0 | 0 | 0 | 0 | 0
| Retrofit VOM Costs by Reporting Type | NYISO_G-I | Northeast | Other Renew | STWD | 0 | 0 | 0 | 0 | 0 | 0 | STWD | 0 | 0 | 0 | 0 | 0 | 0
| Retrofit VOM Costs by Reporting Type | NYISO_G-I | Northeast | On-shore Wind | WT | 0 | 0 | 0 | 0 | 0 | 0 | WT | 0 | 0 | 0 | 0 | 0 | 0
| Retrofit VOM Costs by Reporting Type | NYISO_G-I | Northeast | Coal | IGCC | 0 | 0 | 0 | 0 | 0 | 0 | IGCC | 0 | 0 | 0 | 0 | 0 | 0
| Retrofit VOM Costs by Reporting Type | NYISO_G-I | Northeast | DR | DemandResponse | 0 | 0 | 0 | 0 | 0 | 0 | DemandResponse | 0 | 0 | 0 | 0 | 0 | 0
| Retrofit VOM Costs by Reporting Type | NYISO_G-I | Northeast | Coal-CCS | IGCC-CCS | 0 | 0 | 0 | 0 | 0 | 0 | IGCC-CCS | 0 | 0 | 0 | 0 | 0 | 0
| Retrofit VOM Costs by Reporting Type | NYISO_G-I | Northeast | Off-shore Wind | WT_off | 0 | 0 | 0 | 0 | 0 | 0 | WT_off | 0 | 0 | 0 | 0 | 0 | 0
| Retrofit VOM Costs by Reporting Type | NYISO_G-I | Northeast | Other | PseudoUnit | 0 | 0 | 0 | 0 | 0 | 0 | PseudoUnit | 0 | 0 | 0 | 0 | 0 | 0
| Retrofit VOM Costs by Reporting Type | NYISO_G-I | Northeast | HQ/Maritimes | FixedInterchange | 0 | 0 | 0 | 0 | 0 | 0 | FixedInterchange | 0 | 0 | 0 | 0 | 0 | 0
Retrofit VOM Costs by Reporting Type
| Retrofit VOM Costs by Reporting Type |  |  |  | Retrofit VOM Costs by Reporting Type: NYISO_J-K | [6 empty] | Retrofit VOM Costs by Reporting Type: NYISO_J-K
| Retrofit VOM Costs by Reporting Type |  |  |  | ReportingType | 2015 | 2020 | 2025 | 2030 | 2035 | 2040 | ReportingType | 2015 | 2020 | 2025 | 2030 | 2035 | 2040
| Retrofit VOM Costs by Reporting Type | NYISO_J-K | Northeast | Other Renew | BM | 0 | 0 | 0 | 0 | 0 | 0 | BM | 0 | 0 | 0 | 0 | 0 | 0
| Retrofit VOM Costs by Reporting Type | NYISO_J-K | Northeast | CC | CC | 0 | 0 | 0 | 0 | 0 | 0 | CC | 0 | 0 | 0 | 0 | 0 | 0
| Retrofit VOM Costs by Reporting Type | NYISO_J-K | Northeast | Other Renew | CSP | 0 | 0 | 0 | 0 | 0 | 0 | CSP | 0 | 0 | 0 | 0 | 0 | 0
| Retrofit VOM Costs by Reporting Type | NYISO_J-K | Northeast | CT | CT | 0 | 0 | 0 | 0 | 0 | 0 | CT | 0 | 0 | 0 | 0 | 0 | 0
| Retrofit VOM Costs by Reporting Type | NYISO_J-K | Northeast | Coal | Coal | 0 | 0 | 0 | 0 | 0 | 0 | Coal | 0 | 0 | 0 | 0 | 0 | 0
| Retrofit VOM Costs by Reporting Type | NYISO_J-K | Northeast | Other Renew | Geo | 0 | 0 | 0 | 0 | 0 | 0 | Geo | 0 | 0 | 0 | 0 | 0 | 0
| Retrofit VOM Costs by Reporting Type | NYISO_J-K | Northeast | Hydro | H | 0 | 0 | 0 | 0 | 0 | 0 | H | 0 | 0 | 0 | 0 | 0 | 0
| Retrofit VOM Costs by Reporting Type | NYISO_J-K | Northeast | Other Renew | LFG | 0 | 0 | 0 | 0 | 0 | 0 | LFG | 0 | 0 | 0 | 0 | 0 | 0
| Retrofit VOM Costs by Reporting Type | NYISO_J-K | Northeast | Nuclear | Nuc | 0 | 0 | 0 | 0 | 0 | 0 | Nuc | 0 | 0 | 0 | 0 | 0 | 0
| Retrofit VOM Costs by Reporting Type | NYISO_J-K | Northeast | Other | PS | 0 | 0 | 0 | 0 | 0 | 0 | PS | 0 | 0 | 0 | 0 | 0 | 0
| Retrofit VOM Costs by Reporting Type | NYISO_J-K | Northeast | Other Renew | PV | 0 | 0 | 0 | 0 | 0 | 0 | PV | 0 | 0 | 0 | 0 | 0 | 0
| Retrofit VOM Costs by Reporting Type | NYISO_J-K | Northeast | CT | PeakG | 0 | 0 | 0 | 0 | 0 | 0 | PeakG | 0 | 0 | 0 | 0 | 0 | 0
| Retrofit VOM Costs by Reporting Type | NYISO_J-K | Northeast | CT | PeakO | 0 | 0 | 0 | 0 | 0 | 0 | PeakO | 0 | 0 | 0 | 0 | 0 | 0
| Retrofit VOM Costs by Reporting Type | NYISO_J-K | Northeast | Other Renew | ST | 0 | 0 | 0 | 0 | 0 | 0 | ST | 0 | 0 | 0 | 0 | 0 | 0
| Retrofit VOM Costs by Reporting Type | NYISO_J-K | Northeast | Steam O/G | STOG | 0 | 0 | 0 | 0 | 0 | 0 | STOG | 0 | 0 | 0 | 0 | 0 | 0
| Retrofit VOM Costs by Reporting Type | NYISO_J-K | Northeast | Other Renew | STWD | 0 | 0 | 0 | 0 | 0 | 0 | STWD | 0 | 0 | 0 | 0 | 0 | 0
| Retrofit VOM Costs by Reporting Type | NYISO_J-K | Northeast | On-shore Wind | WT | 0 | 0 | 0 | 0 | 0 | 0 | WT | 0 | 0 | 0 | 0 | 0 | 0
| Retrofit VOM Costs by Reporting Type | NYISO_J-K | Northeast | Coal | IGCC | 0 | 0 | 0 | 0 | 0 | 0 | IGCC | 0 | 0 | 0 | 0 | 0 | 0
| Retrofit VOM Costs by Reporting Type | NYISO_J-K | Northeast | DR | DemandResponse | 0 | 0 | 0 | 0 | 0 | 0 | DemandResponse | 0 | 0 | 0 | 0 | 0 | 0
| Retrofit VOM Costs by Reporting Type | NYISO_J-K | Northeast | Coal-CCS | IGCC-CCS | 0 | 0 | 0 | 0 | 0 | 0 | IGCC-CCS | 0 | 0 | 0 | 0 | 0 | 0
| Retrofit VOM Costs by Reporting Type | NYISO_J-K | Northeast | Off-shore Wind | WT_off | 0 | 0 | 0 | 0 | 0 | 0 | WT_off | 0 | 0 | 0 | 0 | 0 | 0
| Retrofit VOM Costs by Reporting Type | NYISO_J-K | Northeast | Other | PseudoUnit | 0 | 0 | 0 | 0 | 0 | 0 | PseudoUnit | 0 | 0 | 0 | 0 | 0 | 0
| Retrofit VOM Costs by Reporting Type | NYISO_J-K | Northeast | HQ/Maritimes | FixedInterchange | 0 | 0 | 0 | 0 | 0 | 0 | FixedInterchange | 0 | 0 | 0 | 0 | 0 | 0
Retrofit VOM Costs by Reporting Type
| Retrofit VOM Costs by Reporting Type |  |  |  | Retrofit VOM Costs by Reporting Type: PJM_E | [6 empty] | Retrofit VOM Costs by Reporting Type: PJM_E
| Retrofit VOM Costs by Reporting Type |  |  |  | ReportingType | 2015 | 2020 | 2025 | 2030 | 2035 | 2040 | ReportingType | 2015 | 2020 | 2025 | 2030 | 2035 | 2040
| Retrofit VOM Costs by Reporting Type | PJM_E | PJM_MAAC | Other Renew | BM | 0 | 0 | 0 | 0 | 0 | 0 | BM | 0 | 0 | 0 | 0 | 0 | 0
| Retrofit VOM Costs by Reporting Type | PJM_E | PJM_MAAC | CC | CC | 0 | 0 | 0 | 0 | 0 | 0 | CC | 0 | 0 | 0 | 0 | 0 | 0
| Retrofit VOM Costs by Reporting Type | PJM_E | PJM_MAAC | Other Renew | CSP | 0 | 0 | 0 | 0 | 0 | 0 | CSP | 0 | 0 | 0 | 0 | 0 | 0
| Retrofit VOM Costs by Reporting Type | PJM_E | PJM_MAAC | CT | CT | 0 | 0 | 0 | 0 | 0 | 0 | CT | 0 | 0 | 0 | 0 | 0 | 0
| Retrofit VOM Costs by Reporting Type | PJM_E | PJM_MAAC | Coal | Coal | 3.71 | 1.43 | 0.73 | 0.01 | 3.98 | 10.19 | Coal | 3.7 | 2.93 | 1.41 | 0.32 | 8.33 | 10.19
| Retrofit VOM Costs by Reporting Type | PJM_E | PJM_MAAC | Other Renew | Geo | 0 | 0 | 0 | 0 | 0 | 0 | Geo | 0 | 0 | 0 | 0 | 0 | 0
| Retrofit VOM Costs by Reporting Type | PJM_E | PJM_MAAC | Hydro | H | 0 | 0 | 0 | 0 | 0 | 0 | H | 0 | 0 | 0 | 0 | 0 | 0
| Retrofit VOM Costs by Reporting Type | PJM_E | PJM_MAAC | Other Renew | LFG | 0 | 0 | 0 | 0 | 0 | 0 | LFG | 0 | 0 | 0 | 0 | 0 | 0
| Retrofit VOM Costs by Reporting Type | PJM_E | PJM_MAAC | Nuclear | Nuc | 0 | 0 | 0 | 0 | 0 | 0 | Nuc | 0 | 0 | 0 | 0 | 0 | 0
| Retrofit VOM Costs by Reporting Type | PJM_E | PJM_MAAC | Other | PS | 0 | 0 | 0 | 0 | 0 | 0 | PS | 0 | 0 | 0 | 0 | 0 | 0
| Retrofit VOM Costs by Reporting Type | PJM_E | PJM_MAAC | Other Renew | PV | 0 | 0 | 0 | 0 | 0 | 0 | PV | 0 | 0 | 0 | 0 | 0 | 0
| Retrofit VOM Costs by Reporting Type | PJM_E | PJM_MAAC | CT | PeakG | 0 | 0 | 0 | 0 | 0 | 0 | PeakG | 0 | 0 | 0 | 0 | 0 | 0
| Retrofit VOM Costs by Reporting Type | PJM_E | PJM_MAAC | CT | PeakO | 0 | 0 | 0 | 0 | 0 | 0 | PeakO | 0 | 0 | 0 | 0 | 0 | 0
| Retrofit VOM Costs by Reporting Type | PJM_E | PJM_MAAC | Other Renew | ST | 0 | 0 | 0 | 0 | 0 | 0 | ST | 0 | 0 | 0 | 0 | 0 | 0
| Retrofit VOM Costs by Reporting Type | PJM_E | PJM_MAAC | Steam O/G | STOG | 0 | 0 | 0 | 0 | 0 | 0 | STOG | 0 | 0 | 0 | 0 | 0 | 0
| Retrofit VOM Costs by Reporting Type | PJM_E | PJM_MAAC | Other Renew | STWD | 0 | 0 | 0 | 0 | 0 | 0 | STWD | 0 | 0 | 0 | 0 | 0 | 0
| Retrofit VOM Costs by Reporting Type | PJM_E | PJM_MAAC | On-shore Wind | WT | 0 | 0 | 0 | 0 | 0 | 0 | WT | 0 | 0 | 0 | 0 | 0 | 0
| Retrofit VOM Costs by Reporting Type | PJM_E | PJM_MAAC | Coal | IGCC | 0 | 0 | 0 | 0 | 0 | 0 | IGCC | 0 | 0 | 0 | 0 | 0 | 0
| Retrofit VOM Costs by Reporting Type | PJM_E | PJM_MAAC | DR | DemandResponse | 0 | 0 | 0 | 0 | 0 | 0 | DemandResponse | 0 | 0 | 0 | 0 | 0 | 0
| Retrofit VOM Costs by Reporting Type | PJM_E | PJM_MAAC | Coal-CCS | IGCC-CCS | 0 | 0 | 0 | 0 | 0 | 0 | IGCC-CCS | 0 | 0 | 0 | 0 | 0 | 0
| Retrofit VOM Costs by Reporting Type | PJM_E | PJM_MAAC | Off-shore Wind | WT_off | 0 | 0 | 0 | 0 | 0 | 0 | WT_off | 0 | 0 | 0 | 0 | 0 | 0
| Retrofit VOM Costs by Reporting Type | PJM_E | PJM_MAAC | Other | PseudoUnit | 0 | 0 | 0 | 0 | 0 | 0 | PseudoUnit | 0 | 0 | 0 | 0 | 0 | 0
| Retrofit VOM Costs by Reporting Type | PJM_E | PJM_MAAC | HQ/Maritimes | FixedInterchange | 0 | 0 | 0 | 0 | 0 | 0 | FixedInterchange | 0 | 0 | 0 | 0 | 0 | 0
Retrofit VOM Costs by Reporting Type
| Retrofit VOM Costs by Reporting Type |  |  |  | Retrofit VOM Costs by Reporting Type: PJM_ROM | [6 empty] | Retrofit VOM Costs by Reporting Type: PJM_ROM
| Retrofit VOM Costs by Reporting Type |  |  |  | ReportingType | 2015 | 2020 | 2025 | 2030 | 2035 | 2040 | ReportingType | 2015 | 2020 | 2025 | 2030 | 2035 | 2040
| Retrofit VOM Costs by Reporting Type | PJM_ROM | PJM_MAAC | Other Renew | BM | 0 | 0 | 0 | 0 | 0 | 0 | BM | 0 | 0 | 0 | 0 | 0 | 0
| Retrofit VOM Costs by Reporting Type | PJM_ROM | PJM_MAAC | CC | CC | 0 | 0 | 0 | 0 | 0 | 0 | CC | 0 | 0 | 0 | 0 | 0 | 0
| Retrofit VOM Costs by Reporting Type | PJM_ROM | PJM_MAAC | Other Renew | CSP | 0 | 0 | 0 | 0 | 0 | 0 | CSP | 0 | 0 | 0 | 0 | 0 | 0
| Retrofit VOM Costs by Reporting Type | PJM_ROM | PJM_MAAC | CT | CT | 0 | 0 | 0 | 0 | 0 | 0 | CT | 0 | 0 | 0 | 0 | 0 | 0
| Retrofit VOM Costs by Reporting Type | PJM_ROM | PJM_MAAC | Coal | Coal | 26.62 | 12.69 | 1.12 | 0.05 | 6.21 | 9.36 | Coal | 19.51 | 10.35 | 0 | 0 | 0 | 0
| Retrofit VOM Costs by Reporting Type | PJM_ROM | PJM_MAAC | Other Renew | Geo | 0 | 0 | 0 | 0 | 0 | 0 | Geo | 0 | 0 | 0 | 0 | 0 | 0
| Retrofit VOM Costs by Reporting Type | PJM_ROM | PJM_MAAC | Hydro | H | 0 | 0 | 0 | 0 | 0 | 0 | H | 0 | 0 | 0 | 0 | 0 | 0
| Retrofit VOM Costs by Reporting Type | PJM_ROM | PJM_MAAC | Other Renew | LFG | 0 | 0 | 0 | 0 | 0 | 0 | LFG | 0 | 0 | 0 | 0 | 0 | 0
| Retrofit VOM Costs by Reporting Type | PJM_ROM | PJM_MAAC | Nuclear | Nuc | 0 | 0 | 0 | 0 | 0 | 0 | Nuc | 0 | 0 | 0 | 0 | 0 | 0
| Retrofit VOM Costs by Reporting Type | PJM_ROM | PJM_MAAC | Other | PS | 0 | 0 | 0 | 0 | 0 | 0 | PS | 0 | 0 | 0 | 0 | 0 | 0
| Retrofit VOM Costs by Reporting Type | PJM_ROM | PJM_MAAC | Other Renew | PV | 0 | 0 | 0 | 0 | 0 | 0 | PV | 0 | 0 | 0 | 0 | 0 | 0
| Retrofit VOM Costs by Reporting Type | PJM_ROM | PJM_MAAC | CT | PeakG | 0 | 0 | 0 | 0 | 0 | 0 | PeakG | 0 | 0 | 0 | 0 | 0 | 0
| Retrofit VOM Costs by Reporting Type | PJM_ROM | PJM_MAAC | CT | PeakO | 0 | 0 | 0 | 0 | 0 | 0 | PeakO | 0 | 0 | 0 | 0 | 0 | 0
| Retrofit VOM Costs by Reporting Type | PJM_ROM | PJM_MAAC | Other Renew | ST | 0 | 0 | 0 | 0 | 0 | 0 | ST | 0 | 0 | 0 | 0 | 0 | 0
| Retrofit VOM Costs by Reporting Type | PJM_ROM | PJM_MAAC | Steam O/G | STOG | 0 | 0 | 0 | 0 | 0 | 0 | STOG | 0 | 0 | 0 | 0 | 0 | 0
| Retrofit VOM Costs by Reporting Type | PJM_ROM | PJM_MAAC | Other Renew | STWD | 0 | 0 | 0 | 0 | 0 | 0 | STWD | 0 | 0 | 0 | 0 | 0 | 0
| Retrofit VOM Costs by Reporting Type | PJM_ROM | PJM_MAAC | On-shore Wind | WT | 0 | 0 | 0 | 0 | 0 | 0 | WT | 0 | 0 | 0 | 0 | 0 | 0
| Retrofit VOM Costs by Reporting Type | PJM_ROM | PJM_MAAC | Coal | IGCC | 0 | 0 | 0 | 0 | 0 | 0 | IGCC | 0 | 0 | 0 | 0 | 0 | 0
| Retrofit VOM Costs by Reporting Type | PJM_ROM | PJM_MAAC | DR | DemandResponse | 0 | 0 | 0 | 0 | 0 | 0 | DemandResponse | 0 | 0 | 0 | 0 | 0 | 0
| Retrofit VOM Costs by Reporting Type | PJM_ROM | PJM_MAAC | Coal-CCS | IGCC-CCS | 0 | 0 | 0 | 0 | 0 | 0 | IGCC-CCS | 0 | 0 | 0 | 0 | 0 | 0
| Retrofit VOM Costs by Reporting Type | PJM_ROM | PJM_MAAC | Off-shore Wind | WT_off | 0 | 0 | 0 | 0 | 0 | 0 | WT_off | 0 | 0 | 0 | 0 | 0 | 0
| Retrofit VOM Costs by Reporting Type | PJM_ROM | PJM_MAAC | Other | PseudoUnit | 0 | 0 | 0 | 0 | 0 | 0 | PseudoUnit | 0 | 0 | 0 | 0 | 0 | 0
| Retrofit VOM Costs by Reporting Type | PJM_ROM | PJM_MAAC | HQ/Maritimes | FixedInterchange | 0 | 0 | 0 | 0 | 0 | 0 | FixedInterchange | 0 | 0 | 0 | 0 | 0 | 0
Retrofit VOM Costs by Reporting Type
| Retrofit VOM Costs by Reporting Type |  |  |  | Retrofit VOM Costs by Reporting Type: PJM_ROR | [6 empty] | Retrofit VOM Costs by Reporting Type: PJM_ROR
| Retrofit VOM Costs by Reporting Type |  |  |  | ReportingType | 2015 | 2020 | 2025 | 2030 | 2035 | 2040 | ReportingType | 2015 | 2020 | 2025 | 2030 | 2035 | 2040
| Retrofit VOM Costs by Reporting Type | PJM_ROR | PJM_ROR | Other Renew | BM | 0 | 0 | 0 | 0 | 0 | 0 | BM | 0 | 0 | 0 | 0 | 0 | 0
| Retrofit VOM Costs by Reporting Type | PJM_ROR | PJM_ROR | CC | CC | 0 | 0 | 0 | 0 | 0 | 0 | CC | 0 | 0 | 0 | 0 | 0 | 0
| Retrofit VOM Costs by Reporting Type | PJM_ROR | PJM_ROR | Other Renew | CSP | 0 | 0 | 0 | 0 | 0 | 0 | CSP | 0 | 0 | 0 | 0 | 0 | 0
| Retrofit VOM Costs by Reporting Type | PJM_ROR | PJM_ROR | CT | CT | 0 | 0 | 0 | 0 | 0 | 0 | CT | 0 | 0 | 0 | 0 | 0 | 0
| Retrofit VOM Costs by Reporting Type | PJM_ROR | PJM_ROR | Coal | Coal | 570.42 | 480.72 | 21.42 | 48.28 | 151.38 | 154.25 | Coal | 406.32 | 357.3 | 48.85 | 69.83 | 137 | 137
| Retrofit VOM Costs by Reporting Type | PJM_ROR | PJM_ROR | Other Renew | Geo | 0 | 0 | 0 | 0 | 0 | 0 | Geo | 0 | 0 | 0 | 0 | 0 | 0
| Retrofit VOM Costs by Reporting Type | PJM_ROR | PJM_ROR | Hydro | H | 0 | 0 | 0 | 0 | 0 | 0 | H | 0 | 0 | 0 | 0 | 0 | 0
| Retrofit VOM Costs by Reporting Type | PJM_ROR | PJM_ROR | Other Renew | LFG | 0 | 0 | 0 | 0 | 0 | 0 | LFG | 0 | 0 | 0 | 0 | 0 | 0
| Retrofit VOM Costs by Reporting Type | PJM_ROR | PJM_ROR | Nuclear | Nuc | 0 | 0 | 0 | 0 | 0 | 0 | Nuc | 0 | 0 | 0 | 0 | 0 | 0
| Retrofit VOM Costs by Reporting Type | PJM_ROR | PJM_ROR | Other | PS | 0 | 0 | 0 | 0 | 0 | 0 | PS | 0 | 0 | 0 | 0 | 0 | 0
| Retrofit VOM Costs by Reporting Type | PJM_ROR | PJM_ROR | Other Renew | PV | 0 | 0 | 0 | 0 | 0 | 0 | PV | 0 | 0 | 0 | 0 | 0 | 0
| Retrofit VOM Costs by Reporting Type | PJM_ROR | PJM_ROR | CT | PeakG | 0 | 0 | 0 | 0 | 0 | 0 | PeakG | 0 | 0 | 0 | 0 | 0 | 0
| Retrofit VOM Costs by Reporting Type | PJM_ROR | PJM_ROR | CT | PeakO | 0 | 0 | 0 | 0 | 0 | 0 | PeakO | 0 | 0 | 0 | 0 | 0 | 0
| Retrofit VOM Costs by Reporting Type | PJM_ROR | PJM_ROR | Other Renew | ST | 0 | 0 | 0 | 0 | 0 | 0 | ST | 0 | 0 | 0 | 0 | 0 | 0
| Retrofit VOM Costs by Reporting Type | PJM_ROR | PJM_ROR | Steam O/G | STOG | 0 | 0 | 0 | 0 | 0 | 0 | STOG | 0 | 0 | 0 | 0 | 0 | 0
| Retrofit VOM Costs by Reporting Type | PJM_ROR | PJM_ROR | Other Renew | STWD | 0 | 0 | 0 | 0 | 0 | 0 | STWD | 0 | 0 | 0 | 0 | 0 | 0
| Retrofit VOM Costs by Reporting Type | PJM_ROR | PJM_ROR | On-shore Wind | WT | 0 | 0 | 0 | 0 | 0 | 0 | WT | 0 | 0 | 0 | 0 | 0 | 0
| Retrofit VOM Costs by Reporting Type | PJM_ROR | PJM_ROR | Coal | IGCC | 0 | 0 | 0 | 0 | 0 | 0 | IGCC | 0 | 0 | 0 | 0 | 0 | 0
| Retrofit VOM Costs by Reporting Type | PJM_ROR | PJM_ROR | DR | DemandResponse | 0 | 0 | 0 | 0 | 0 | 0 | DemandResponse | 0 | 0 | 0 | 0 | 0 | 0
| Retrofit VOM Costs by Reporting Type | PJM_ROR | PJM_ROR | Coal-CCS | IGCC-CCS | 0 | 0 | 0 | 0 | 0 | 0 | IGCC-CCS | 0 | 0 | 0 | 0 | 0 | 0
| Retrofit VOM Costs by Reporting Type | PJM_ROR | PJM_ROR | Off-shore Wind | WT_off | 0 | 0 | 0 | 0 | 0 | 0 | WT_off | 0 | 0 | 0 | 0 | 0 | 0
| Retrofit VOM Costs by Reporting Type | PJM_ROR | PJM_ROR | Other | PseudoUnit | 0 | 0 | 0 | 0 | 0 | 0 | PseudoUnit | 0 | 0 | 0 | 0 | 0 | 0
| Retrofit VOM Costs by Reporting Type | PJM_ROR | PJM_ROR | HQ/Maritimes | FixedInterchange | 0 | 0 | 0 | 0 | 0 | 0 | FixedInterchange | 0 | 0 | 0 | 0 | 0 | 0
Retrofit VOM Costs by Reporting Type
| Retrofit VOM Costs by Reporting Type |  |  |  | Retrofit VOM Costs by Reporting Type: SOCO | [6 empty] | Retrofit VOM Costs by Reporting Type: SOCO
| Retrofit VOM Costs by Reporting Type |  |  |  | ReportingType | 2015 | 2020 | 2025 | 2030 | 2035 | 2040 | ReportingType | 2015 | 2020 | 2025 | 2030 | 2035 | 2040
| Retrofit VOM Costs by Reporting Type | SOCO | South | Other Renew | BM | 0 | 0 | 0 | 0 | 0 | 0 | BM | 0 | 0 | 0 | 0 | 0 | 0
| Retrofit VOM Costs by Reporting Type | SOCO | South | CC | CC | 0 | 0 | 0 | 0 | 0 | 0 | CC | 0 | 0 | 0 | 0 | 0 | 0
| Retrofit VOM Costs by Reporting Type | SOCO | South | Other Renew | CSP | 0 | 0 | 0 | 0 | 0 | 0 | CSP | 0 | 0 | 0 | 0 | 0 | 0
| Retrofit VOM Costs by Reporting Type | SOCO | South | CT | CT | 0 | 0 | 0 | 0 | 0 | 0 | CT | 0 | 0 | 0 | 0 | 0 | 0
| Retrofit VOM Costs by Reporting Type | SOCO | South | Coal | Coal | 110.15 | 60.07 | 36.63 | 43.78 | 43.79 | 43.79 | Coal | 97.97 | 48.96 | 33.89 | 40.06 | 40.06 | 40.06
| Retrofit VOM Costs by Reporting Type | SOCO | South | Other Renew | Geo | 0 | 0 | 0 | 0 | 0 | 0 | Geo | 0 | 0 | 0 | 0 | 0 | 0
| Retrofit VOM Costs by Reporting Type | SOCO | South | Hydro | H | 0 | 0 | 0 | 0 | 0 | 0 | H | 0 | 0 | 0 | 0 | 0 | 0
| Retrofit VOM Costs by Reporting Type | SOCO | South | Other Renew | LFG | 0 | 0 | 0 | 0 | 0 | 0 | LFG | 0 | 0 | 0 | 0 | 0 | 0
| Retrofit VOM Costs by Reporting Type | SOCO | South | Nuclear | Nuc | 0 | 0 | 0 | 0 | 0 | 0 | Nuc | 0 | 0 | 0 | 0 | 0 | 0
| Retrofit VOM Costs by Reporting Type | SOCO | South | Other | PS | 0 | 0 | 0 | 0 | 0 | 0 | PS | 0 | 0 | 0 | 0 | 0 | 0
| Retrofit VOM Costs by Reporting Type | SOCO | South | Other Renew | PV | 0 | 0 | 0 | 0 | 0 | 0 | PV | 0 | 0 | 0 | 0 | 0 | 0
| Retrofit VOM Costs by Reporting Type | SOCO | South | CT | PeakG | 0 | 0 | 0 | 0 | 0 | 0 | PeakG | 0 | 0 | 0 | 0 | 0 | 0
| Retrofit VOM Costs by Reporting Type | SOCO | South | CT | PeakO | 0 | 0 | 0 | 0 | 0 | 0 | PeakO | 0 | 0 | 0 | 0 | 0 | 0
| Retrofit VOM Costs by Reporting Type | SOCO | South | Other Renew | ST | 0 | 0 | 0 | 0 | 0 | 0 | ST | 0 | 0 | 0 | 0 | 0 | 0
| Retrofit VOM Costs by Reporting Type | SOCO | South | Steam O/G | STOG | 0 | 0 | 0 | 0 | 0 | 0 | STOG | 0 | 0 | 0 | 0 | 0 | 0
| Retrofit VOM Costs by Reporting Type | SOCO | South | Other Renew | STWD | 0 | 0 | 0 | 0 | 0 | 0 | STWD | 0 | 0 | 0 | 0 | 0 | 0
| Retrofit VOM Costs by Reporting Type | SOCO | South | On-shore Wind | WT | 0 | 0 | 0 | 0 | 0 | 0 | WT | 0 | 0 | 0 | 0 | 0 | 0
| Retrofit VOM Costs by Reporting Type | SOCO | South | Coal | IGCC | 0 | 0 | 0 | 0 | 0 | 0 | IGCC | 0 | 0 | 0 | 0 | 0 | 0
| Retrofit VOM Costs by Reporting Type | SOCO | South | DR | DemandResponse | 0 | 0 | 0 | 0 | 0 | 0 | DemandResponse | 0 | 0 | 0 | 0 | 0 | 0
| Retrofit VOM Costs by Reporting Type | SOCO | South | Coal-CCS | IGCC-CCS | 0 | 0 | 0 | 0 | 0 | 0 | IGCC-CCS | 0 | 0 | 0 | 0 | 0 | 0
| Retrofit VOM Costs by Reporting Type | SOCO | South | Off-shore Wind | WT_off | 0 | 0 | 0 | 0 | 0 | 0 | WT_off | 0 | 0 | 0 | 0 | 0 | 0
| Retrofit VOM Costs by Reporting Type | SOCO | South | Other | PseudoUnit | 0 | 0 | 0 | 0 | 0 | 0 | PseudoUnit | 0 | 0 | 0 | 0 | 0 | 0
| Retrofit VOM Costs by Reporting Type | SOCO | South | HQ/Maritimes | FixedInterchange | 0 | 0 | 0 | 0 | 0 | 0 | FixedInterchange | 0 | 0 | 0 | 0 | 0 | 0
Retrofit VOM Costs by Reporting Type
| Retrofit VOM Costs by Reporting Type |  |  |  | Retrofit VOM Costs by Reporting Type: SPP_N | [6 empty] | Retrofit VOM Costs by Reporting Type: SPP_N
| Retrofit VOM Costs by Reporting Type |  |  |  | ReportingType | 2015 | 2020 | 2025 | 2030 | 2035 | 2040 | ReportingType | 2015 | 2020 | 2025 | 2030 | 2035 | 2040
| Retrofit VOM Costs by Reporting Type | SPP_N | Southwest | Other Renew | BM | 0 | 0 | 0 | 0 | 0 | 0 | BM | 0 | 0 | 0 | 0 | 0 | 0
| Retrofit VOM Costs by Reporting Type | SPP_N | Southwest | CC | CC | 0 | 0 | 0 | 0 | 0 | 0 | CC | 0 | 0 | 0 | 0 | 0 | 0
| Retrofit VOM Costs by Reporting Type | SPP_N | Southwest | Other Renew | CSP | 0 | 0 | 0 | 0 | 0 | 0 | CSP | 0 | 0 | 0 | 0 | 0 | 0
| Retrofit VOM Costs by Reporting Type | SPP_N | Southwest | CT | CT | 0 | 0 | 0 | 0 | 0 | 0 | CT | 0 | 0 | 0 | 0 | 0 | 0
| Retrofit VOM Costs by Reporting Type | SPP_N | Southwest | Coal | Coal | 173.17 | 33.07 | 0.01 | 0 | 0.01 | 0.01 | Coal | 173.17 | 35.54 | 2.08 | 6.14 | 5.91 | 5.39
| Retrofit VOM Costs by Reporting Type | SPP_N | Southwest | Other Renew | Geo | 0 | 0 | 0 | 0 | 0 | 0 | Geo | 0 | 0 | 0 | 0 | 0 | 0
| Retrofit VOM Costs by Reporting Type | SPP_N | Southwest | Hydro | H | 0 | 0 | 0 | 0 | 0 | 0 | H | 0 | 0 | 0 | 0 | 0 | 0
| Retrofit VOM Costs by Reporting Type | SPP_N | Southwest | Other Renew | LFG | 0 | 0 | 0 | 0 | 0 | 0 | LFG | 0 | 0 | 0 | 0 | 0 | 0
| Retrofit VOM Costs by Reporting Type | SPP_N | Southwest | Nuclear | Nuc | 0 | 0 | 0 | 0 | 0 | 0 | Nuc | 0 | 0 | 0 | 0 | 0 | 0
| Retrofit VOM Costs by Reporting Type | SPP_N | Southwest | Other | PS | 0 | 0 | 0 | 0 | 0 | 0 | PS | 0 | 0 | 0 | 0 | 0 | 0
| Retrofit VOM Costs by Reporting Type | SPP_N | Southwest | Other Renew | PV | 0 | 0 | 0 | 0 | 0 | 0 | PV | 0 | 0 | 0 | 0 | 0 | 0
| Retrofit VOM Costs by Reporting Type | SPP_N | Southwest | CT | PeakG | 0 | 0 | 0 | 0 | 0 | 0 | PeakG | 0 | 0 | 0 | 0 | 0 | 0
| Retrofit VOM Costs by Reporting Type | SPP_N | Southwest | CT | PeakO | 0 | 0 | 0 | 0 | 0 | 0 | PeakO | 0 | 0 | 0 | 0 | 0 | 0
| Retrofit VOM Costs by Reporting Type | SPP_N | Southwest | Other Renew | ST | 0 | 0 | 0 | 0 | 0 | 0 | ST | 0 | 0 | 0 | 0 | 0 | 0
| Retrofit VOM Costs by Reporting Type | SPP_N | Southwest | Steam O/G | STOG | 0 | 0 | 0 | 0 | 0 | 0 | STOG | 0 | 0 | 0 | 0 | 0 | 0
| Retrofit VOM Costs by Reporting Type | SPP_N | Southwest | Other Renew | STWD | 0 | 0 | 0 | 0 | 0 | 0 | STWD | 0 | 0 | 0 | 0 | 0 | 0
| Retrofit VOM Costs by Reporting Type | SPP_N | Southwest | On-shore Wind | WT | 0 | 0 | 0 | 0 | 0 | 0 | WT | 0 | 0 | 0 | 0 | 0 | 0
| Retrofit VOM Costs by Reporting Type | SPP_N | Southwest | Coal | IGCC | 0 | 0 | 0 | 0 | 0 | 0 | IGCC | 0 | 0 | 0 | 0 | 0 | 0
| Retrofit VOM Costs by Reporting Type | SPP_N | Southwest | DR | DemandResponse | 0 | 0 | 0 | 0 | 0 | 0 | DemandResponse | 0 | 0 | 0 | 0 | 0 | 0
| Retrofit VOM Costs by Reporting Type | SPP_N | Southwest | Coal-CCS | IGCC-CCS | 0 | 0 | 0 | 0 | 0 | 0 | IGCC-CCS | 0 | 0 | 0 | 0 | 0 | 0
| Retrofit VOM Costs by Reporting Type | SPP_N | Southwest | Off-shore Wind | WT_off | 0 | 0 | 0 | 0 | 0 | 0 | WT_off | 0 | 0 | 0 | 0 | 0 | 0
| Retrofit VOM Costs by Reporting Type | SPP_N | Southwest | Other | PseudoUnit | 0 | 0 | 0 | 0 | 0 | 0 | PseudoUnit | 0 | 0 | 0 | 0 | 0 | 0
| Retrofit VOM Costs by Reporting Type | SPP_N | Southwest | HQ/Maritimes | FixedInterchange | 0 | 0 | 0 | 0 | 0 | 0 | FixedInterchange | 0 | 0 | 0 | 0 | 0 | 0
Retrofit VOM Costs by Reporting Type
| Retrofit VOM Costs by Reporting Type |  |  |  | Retrofit VOM Costs by Reporting Type: SPP_S | [6 empty] | Retrofit VOM Costs by Reporting Type: SPP_S
| Retrofit VOM Costs by Reporting Type |  |  |  | ReportingType | 2015 | 2020 | 2025 | 2030 | 2035 | 2040 | ReportingType | 2015 | 2020 | 2025 | 2030 | 2035 | 2040
| Retrofit VOM Costs by Reporting Type | SPP_S | Southwest | Other Renew | BM | 0 | 0 | 0 | 0 | 0 | 0 | BM | 0 | 0 | 0 | 0 | 0 | 0
| Retrofit VOM Costs by Reporting Type | SPP_S | Southwest | CC | CC | 0 | 0 | 0 | 0 | 0 | 0 | CC | 0 | 0 | 0 | 0 | 0 | 0
| Retrofit VOM Costs by Reporting Type | SPP_S | Southwest | Other Renew | CSP | 0 | 0 | 0 | 0 | 0 | 0 | CSP | 0 | 0 | 0 | 0 | 0 | 0
| Retrofit VOM Costs by Reporting Type | SPP_S | Southwest | CT | CT | 0 | 0 | 0 | 0 | 0 | 0 | CT | 0 | 0 | 0 | 0 | 0 | 0
| Retrofit VOM Costs by Reporting Type | SPP_S | Southwest | Coal | Coal | 55.64 | 19.23 | 0.01 | 0 | 0 | 0 | Coal | 26.23 | 19.09 | 0 | 0 | 0 | 0
| Retrofit VOM Costs by Reporting Type | SPP_S | Southwest | Other Renew | Geo | 0 | 0 | 0 | 0 | 0 | 0 | Geo | 0 | 0 | 0 | 0 | 0 | 0
| Retrofit VOM Costs by Reporting Type | SPP_S | Southwest | Hydro | H | 0 | 0 | 0 | 0 | 0 | 0 | H | 0 | 0 | 0 | 0 | 0 | 0
| Retrofit VOM Costs by Reporting Type | SPP_S | Southwest | Other Renew | LFG | 0 | 0 | 0 | 0 | 0 | 0 | LFG | 0 | 0 | 0 | 0 | 0 | 0
| Retrofit VOM Costs by Reporting Type | SPP_S | Southwest | Nuclear | Nuc | 0 | 0 | 0 | 0 | 0 | 0 | Nuc | 0 | 0 | 0 | 0 | 0 | 0
| Retrofit VOM Costs by Reporting Type | SPP_S | Southwest | Other | PS | 0 | 0 | 0 | 0 | 0 | 0 | PS | 0 | 0 | 0 | 0 | 0 | 0
| Retrofit VOM Costs by Reporting Type | SPP_S | Southwest | Other Renew | PV | 0 | 0 | 0 | 0 | 0 | 0 | PV | 0 | 0 | 0 | 0 | 0 | 0
| Retrofit VOM Costs by Reporting Type | SPP_S | Southwest | CT | PeakG | 0 | 0 | 0 | 0 | 0 | 0 | PeakG | 0 | 0 | 0 | 0 | 0 | 0
| Retrofit VOM Costs by Reporting Type | SPP_S | Southwest | CT | PeakO | 0 | 0 | 0 | 0 | 0 | 0 | PeakO | 0 | 0 | 0 | 0 | 0 | 0
| Retrofit VOM Costs by Reporting Type | SPP_S | Southwest | Other Renew | ST | 0 | 0 | 0 | 0 | 0 | 0 | ST | 0 | 0 | 0 | 0 | 0 | 0
| Retrofit VOM Costs by Reporting Type | SPP_S | Southwest | Steam O/G | STOG | 0 | 0 | 0 | 0 | 0 | 0 | STOG | 0 | 0 | 0 | 0 | 0 | 0
| Retrofit VOM Costs by Reporting Type | SPP_S | Southwest | Other Renew | STWD | 0 | 0 | 0 | 0 | 0 | 0 | STWD | 0 | 0 | 0 | 0 | 0 | 0
| Retrofit VOM Costs by Reporting Type | SPP_S | Southwest | On-shore Wind | WT | 0 | 0 | 0 | 0 | 0 | 0 | WT | 0 | 0 | 0 | 0 | 0 | 0
| Retrofit VOM Costs by Reporting Type | SPP_S | Southwest | Coal | IGCC | 0 | 0 | 0 | 0 | 0 | 0 | IGCC | 0 | 0 | 0 | 0 | 0 | 0
| Retrofit VOM Costs by Reporting Type | SPP_S | Southwest | DR | DemandResponse | 0 | 0 | 0 | 0 | 0 | 0 | DemandResponse | 0 | 0 | 0 | 0 | 0 | 0
| Retrofit VOM Costs by Reporting Type | SPP_S | Southwest | Coal-CCS | IGCC-CCS | 0 | 0 | 0 | 0 | 0 | 0 | IGCC-CCS | 0 | 0 | 0 | 0 | 0 | 0
| Retrofit VOM Costs by Reporting Type | SPP_S | Southwest | Off-shore Wind | WT_off | 0 | 0 | 0 | 0 | 0 | 0 | WT_off | 0 | 0 | 0 | 0 | 0 | 0
| Retrofit VOM Costs by Reporting Type | SPP_S | Southwest | Other | PseudoUnit | 0 | 0 | 0 | 0 | 0 | 0 | PseudoUnit | 0 | 0 | 0 | 0 | 0 | 0
| Retrofit VOM Costs by Reporting Type | SPP_S | Southwest | HQ/Maritimes | FixedInterchange | 0 | 0 | 0 | 0 | 0 | 0 | FixedInterchange | 0 | 0 | 0 | 0 | 0 | 0
Retrofit VOM Costs by Reporting Type
| Retrofit VOM Costs by Reporting Type |  |  |  | Retrofit VOM Costs by Reporting Type: TVA | [6 empty] | Retrofit VOM Costs by Reporting Type: TVA
| Retrofit VOM Costs by Reporting Type |  |  |  | ReportingType | 2015 | 2020 | 2025 | 2030 | 2035 | 2040 | ReportingType | 2015 | 2020 | 2025 | 2030 | 2035 | 2040
| Retrofit VOM Costs by Reporting Type | TVA | South | Other Renew | BM | 0 | 0 | 0 | 0 | 0 | 0 | BM | 0 | 0 | 0 | 0 | 0 | 0
| Retrofit VOM Costs by Reporting Type | TVA | South | CC | CC | 0 | 0 | 0 | 0 | 0 | 0 | CC | 0 | 0 | 0 | 0 | 0 | 0
| Retrofit VOM Costs by Reporting Type | TVA | South | Other Renew | CSP | 0 | 0 | 0 | 0 | 0 | 0 | CSP | 0 | 0 | 0 | 0 | 0 | 0
| Retrofit VOM Costs by Reporting Type | TVA | South | CT | CT | 0 | 0 | 0 | 0 | 0 | 0 | CT | 0 | 0 | 0 | 0 | 0 | 0
| Retrofit VOM Costs by Reporting Type | TVA | South | Coal | Coal | 160.48 | 104.03 | 5.4 | 0.03 | 0.03 | 0.03 | Coal | 128.26 | 68.62 | 2.96 | 0 | 0 | 0
| Retrofit VOM Costs by Reporting Type | TVA | South | Other Renew | Geo | 0 | 0 | 0 | 0 | 0 | 0 | Geo | 0 | 0 | 0 | 0 | 0 | 0
| Retrofit VOM Costs by Reporting Type | TVA | South | Hydro | H | 0 | 0 | 0 | 0 | 0 | 0 | H | 0 | 0 | 0 | 0 | 0 | 0
| Retrofit VOM Costs by Reporting Type | TVA | South | Other Renew | LFG | 0 | 0 | 0 | 0 | 0 | 0 | LFG | 0 | 0 | 0 | 0 | 0 | 0
| Retrofit VOM Costs by Reporting Type | TVA | South | Nuclear | Nuc | 0 | 0 | 0 | 0 | 0 | 0 | Nuc | 0 | 0 | 0 | 0 | 0 | 0
| Retrofit VOM Costs by Reporting Type | TVA | South | Other | PS | 0 | 0 | 0 | 0 | 0 | 0 | PS | 0 | 0 | 0 | 0 | 0 | 0
| Retrofit VOM Costs by Reporting Type | TVA | South | Other Renew | PV | 0 | 0 | 0 | 0 | 0 | 0 | PV | 0 | 0 | 0 | 0 | 0 | 0
| Retrofit VOM Costs by Reporting Type | TVA | South | CT | PeakG | 0 | 0 | 0 | 0 | 0 | 0 | PeakG | 0 | 0 | 0 | 0 | 0 | 0
| Retrofit VOM Costs by Reporting Type | TVA | South | CT | PeakO | 0 | 0 | 0 | 0 | 0 | 0 | PeakO | 0 | 0 | 0 | 0 | 0 | 0
| Retrofit VOM Costs by Reporting Type | TVA | South | Other Renew | ST | 0 | 0 | 0 | 0 | 0 | 0 | ST | 0 | 0 | 0 | 0 | 0 | 0
| Retrofit VOM Costs by Reporting Type | TVA | South | Steam O/G | STOG | 0 | 0 | 0 | 0 | 0 | 0 | STOG | 0 | 0 | 0 | 0 | 0 | 0
| Retrofit VOM Costs by Reporting Type | TVA | South | Other Renew | STWD | 0 | 0 | 0 | 0 | 0 | 0 | STWD | 0 | 0 | 0 | 0 | 0 | 0
| Retrofit VOM Costs by Reporting Type | TVA | South | On-shore Wind | WT | 0 | 0 | 0 | 0 | 0 | 0 | WT | 0 | 0 | 0 | 0 | 0 | 0
| Retrofit VOM Costs by Reporting Type | TVA | South | Coal | IGCC | 0 | 0 | 0 | 0 | 0 | 0 | IGCC | 0 | 0 | 0 | 0 | 0 | 0
| Retrofit VOM Costs by Reporting Type | TVA | South | DR | DemandResponse | 0 | 0 | 0 | 0 | 0 | 0 | DemandResponse | 0 | 0 | 0 | 0 | 0 | 0
| Retrofit VOM Costs by Reporting Type | TVA | South | Coal-CCS | IGCC-CCS | 0 | 0 | 0 | 0 | 0 | 0 | IGCC-CCS | 0 | 0 | 0 | 0 | 0 | 0
| Retrofit VOM Costs by Reporting Type | TVA | South | Off-shore Wind | WT_off | 0 | 0 | 0 | 0 | 0 | 0 | WT_off | 0 | 0 | 0 | 0 | 0 | 0
| Retrofit VOM Costs by Reporting Type | TVA | South | Other | PseudoUnit | 0 | 0 | 0 | 0 | 0 | 0 | PseudoUnit | 0 | 0 | 0 | 0 | 0 | 0
| Retrofit VOM Costs by Reporting Type | TVA | South | HQ/Maritimes | FixedInterchange | 0 | 0 | 0 | 0 | 0 | 0 | FixedInterchange | 0 | 0 | 0 | 0 | 0 | 0
Retrofit VOM Costs by Reporting Type
| Retrofit VOM Costs by Reporting Type |  |  |  | Retrofit VOM Costs by Reporting Type: TVA_Transmission | [6 empty] | Retrofit VOM Costs by Reporting Type: TVA_Transmission
| Retrofit VOM Costs by Reporting Type |  |  |  | ReportingType | 2015 | 2020 | 2025 | 2030 | 2035 | 2040 | ReportingType | 2015 | 2020 | 2025 | 2030 | 2035 | 2040
| Retrofit VOM Costs by Reporting Type | TVA_Transmission | South | Other Renew | BM | 0 | 0 | 0 | 0 | 0 | 0 | BM | 0 | 0 | 0 | 0 | 0 | 0
| Retrofit VOM Costs by Reporting Type | TVA_Transmission | South | CC | CC | 0 | 0 | 0 | 0 | 0 | 0 | CC | 0 | 0 | 0 | 0 | 0 | 0
| Retrofit VOM Costs by Reporting Type | TVA_Transmission | South | Other Renew | CSP | 0 | 0 | 0 | 0 | 0 | 0 | CSP | 0 | 0 | 0 | 0 | 0 | 0
| Retrofit VOM Costs by Reporting Type | TVA_Transmission | South | CT | CT | 0 | 0 | 0 | 0 | 0 | 0 | CT | 0 | 0 | 0 | 0 | 0 | 0
| Retrofit VOM Costs by Reporting Type | TVA_Transmission | South | Coal | Coal | 0 | 0 | 0 | 0 | 0 | 0 | Coal | 0 | 0 | 0 | 0 | 0 | 0
| Retrofit VOM Costs by Reporting Type | TVA_Transmission | South | Other Renew | Geo | 0 | 0 | 0 | 0 | 0 | 0 | Geo | 0 | 0 | 0 | 0 | 0 | 0
| Retrofit VOM Costs by Reporting Type | TVA_Transmission | South | Hydro | H | 0 | 0 | 0 | 0 | 0 | 0 | H | 0 | 0 | 0 | 0 | 0 | 0
| Retrofit VOM Costs by Reporting Type | TVA_Transmission | South | Other Renew | LFG | 0 | 0 | 0 | 0 | 0 | 0 | LFG | 0 | 0 | 0 | 0 | 0 | 0
| Retrofit VOM Costs by Reporting Type | TVA_Transmission | South | Nuclear | Nuc | 0 | 0 | 0 | 0 | 0 | 0 | Nuc | 0 | 0 | 0 | 0 | 0 | 0
| Retrofit VOM Costs by Reporting Type | TVA_Transmission | South | Other | PS | 0 | 0 | 0 | 0 | 0 | 0 | PS | 0 | 0 | 0 | 0 | 0 | 0
| Retrofit VOM Costs by Reporting Type | TVA_Transmission | South | Other Renew | PV | 0 | 0 | 0 | 0 | 0 | 0 | PV | 0 | 0 | 0 | 0 | 0 | 0
| Retrofit VOM Costs by Reporting Type | TVA_Transmission | South | CT | PeakG | 0 | 0 | 0 | 0 | 0 | 0 | PeakG | 0 | 0 | 0 | 0 | 0 | 0
| Retrofit VOM Costs by Reporting Type | TVA_Transmission | South | CT | PeakO | 0 | 0 | 0 | 0 | 0 | 0 | PeakO | 0 | 0 | 0 | 0 | 0 | 0
| Retrofit VOM Costs by Reporting Type | TVA_Transmission | South | Other Renew | ST | 0 | 0 | 0 | 0 | 0 | 0 | ST | 0 | 0 | 0 | 0 | 0 | 0
| Retrofit VOM Costs by Reporting Type | TVA_Transmission | South | Steam O/G | STOG | 0 | 0 | 0 | 0 | 0 | 0 | STOG | 0 | 0 | 0 | 0 | 0 | 0
| Retrofit VOM Costs by Reporting Type | TVA_Transmission | South | Other Renew | STWD | 0 | 0 | 0 | 0 | 0 | 0 | STWD | 0 | 0 | 0 | 0 | 0 | 0
| Retrofit VOM Costs by Reporting Type | TVA_Transmission | South | On-shore Wind | WT | 0 | 0 | 0 | 0 | 0 | 0 | WT | 0 | 0 | 0 | 0 | 0 | 0
| Retrofit VOM Costs by Reporting Type | TVA_Transmission | South | Coal | IGCC | 0 | 0 | 0 | 0 | 0 | 0 | IGCC | 0 | 0 | 0 | 0 | 0 | 0
| Retrofit VOM Costs by Reporting Type | TVA_Transmission | South | DR | DemandResponse | 0 | 0 | 0 | 0 | 0 | 0 | DemandResponse | 0 | 0 | 0 | 0 | 0 | 0
| Retrofit VOM Costs by Reporting Type | TVA_Transmission | South | Coal-CCS | IGCC-CCS | 0 | 0 | 0 | 0 | 0 | 0 | IGCC-CCS | 0 | 0 | 0 | 0 | 0 | 0
| Retrofit VOM Costs by Reporting Type | TVA_Transmission | South | Off-shore Wind | WT_off | 0 | 0 | 0 | 0 | 0 | 0 | WT_off | 0 | 0 | 0 | 0 | 0 | 0
| Retrofit VOM Costs by Reporting Type | TVA_Transmission | South | Other | PseudoUnit | 0 | 0 | 0 | 0 | 0 | 0 | PseudoUnit | 0 | 0 | 0 | 0 | 0 | 0
| Retrofit VOM Costs by Reporting Type | TVA_Transmission | South | HQ/Maritimes | FixedInterchange | 0 | 0 | 0 | 0 | 0 | 0 | FixedInterchange | 0 | 0 | 0 | 0 | 0 | 0
Retrofit VOM Costs by Reporting Type
| Retrofit VOM Costs by Reporting Type |  |  |  | Retrofit VOM Costs by Reporting Type: VACAR | [6 empty] | Retrofit VOM Costs by Reporting Type: VACAR
| Retrofit VOM Costs by Reporting Type |  |  |  | ReportingType | 2015 | 2020 | 2025 | 2030 | 2035 | 2040 | ReportingType | 2015 | 2020 | 2025 | 2030 | 2035 | 2040
| Retrofit VOM Costs by Reporting Type | VACAR | South | Other Renew | BM | 0 | 0 | 0 | 0 | 0 | 0 | BM | 0 | 0 | 0 | 0 | 0 | 0
| Retrofit VOM Costs by Reporting Type | VACAR | South | CC | CC | 0 | 0 | 0 | 0 | 0 | 0 | CC | 0 | 0 | 0 | 0 | 0 | 0
| Retrofit VOM Costs by Reporting Type | VACAR | South | Other Renew | CSP | 0 | 0 | 0 | 0 | 0 | 0 | CSP | 0 | 0 | 0 | 0 | 0 | 0
| Retrofit VOM Costs by Reporting Type | VACAR | South | CT | CT | 0 | 0 | 0 | 0 | 0 | 0 | CT | 0 | 0 | 0 | 0 | 0 | 0
| Retrofit VOM Costs by Reporting Type | VACAR | South | Coal | Coal | 118.41 | 68.33 | 12.79 | 13.94 | 23.6 | 23.62 | Coal | 103.75 | 59.7 | 14.23 | 15.42 | 23.56 | 23.56
| Retrofit VOM Costs by Reporting Type | VACAR | South | Other Renew | Geo | 0 | 0 | 0 | 0 | 0 | 0 | Geo | 0 | 0 | 0 | 0 | 0 | 0
| Retrofit VOM Costs by Reporting Type | VACAR | South | Hydro | H | 0 | 0 | 0 | 0 | 0 | 0 | H | 0 | 0 | 0 | 0 | 0 | 0
| Retrofit VOM Costs by Reporting Type | VACAR | South | Other Renew | LFG | 0 | 0 | 0 | 0 | 0 | 0 | LFG | 0 | 0 | 0 | 0 | 0 | 0
| Retrofit VOM Costs by Reporting Type | VACAR | South | Nuclear | Nuc | 0 | 0 | 0 | 0 | 0 | 0 | Nuc | 0 | 0 | 0 | 0 | 0 | 0
| Retrofit VOM Costs by Reporting Type | VACAR | South | Other | PS | 0 | 0 | 0 | 0 | 0 | 0 | PS | 0 | 0 | 0 | 0 | 0 | 0
| Retrofit VOM Costs by Reporting Type | VACAR | South | Other Renew | PV | 0 | 0 | 0 | 0 | 0 | 0 | PV | 0 | 0 | 0 | 0 | 0 | 0
| Retrofit VOM Costs by Reporting Type | VACAR | South | CT | PeakG | 0 | 0 | 0 | 0 | 0 | 0 | PeakG | 0 | 0 | 0 | 0 | 0 | 0
| Retrofit VOM Costs by Reporting Type | VACAR | South | CT | PeakO | 0 | 0 | 0 | 0 | 0 | 0 | PeakO | 0 | 0 | 0 | 0 | 0 | 0
| Retrofit VOM Costs by Reporting Type | VACAR | South | Other Renew | ST | 0 | 0 | 0 | 0 | 0 | 0 | ST | 0 | 0 | 0 | 0 | 0 | 0
| Retrofit VOM Costs by Reporting Type | VACAR | South | Steam O/G | STOG | 0 | 0 | 0 | 0 | 0 | 0 | STOG | 0 | 0 | 0 | 0 | 0 | 0
| Retrofit VOM Costs by Reporting Type | VACAR | South | Other Renew | STWD | 0 | 0 | 0 | 0 | 0 | 0 | STWD | 0 | 0 | 0 | 0 | 0 | 0
| Retrofit VOM Costs by Reporting Type | VACAR | South | On-shore Wind | WT | 0 | 0 | 0 | 0 | 0 | 0 | WT | 0 | 0 | 0 | 0 | 0 | 0
| Retrofit VOM Costs by Reporting Type | VACAR | South | Coal | IGCC | 0 | 0 | 0 | 0 | 0 | 0 | IGCC | 0 | 0 | 0 | 0 | 0 | 0
| Retrofit VOM Costs by Reporting Type | VACAR | South | DR | DemandResponse | 0 | 0 | 0 | 0 | 0 | 0 | DemandResponse | 0 | 0 | 0 | 0 | 0 | 0
| Retrofit VOM Costs by Reporting Type | VACAR | South | Coal-CCS | IGCC-CCS | 0 | 0 | 0 | 0 | 0 | 0 | IGCC-CCS | 0 | 0 | 0 | 0 | 0 | 0
| Retrofit VOM Costs by Reporting Type | VACAR | South | Off-shore Wind | WT_off | 0 | 0 | 0 | 0 | 0 | 0 | WT_off | 0 | 0 | 0 | 0 | 0 | 0
| Retrofit VOM Costs by Reporting Type | VACAR | South | Other | PseudoUnit | 0 | 0 | 0 | 0 | 0 | 0 | PseudoUnit | 0 | 0 | 0 | 0 | 0 | 0
| Retrofit VOM Costs by Reporting Type | VACAR | South | HQ/Maritimes | FixedInterchange | 0 | 0 | 0 | 0 | 0 | 0 | FixedInterchange | 0 | 0 | 0 | 0 | 0 | 0
Retrofit VOM Costs by Reporting Type
| Retrofit VOM Costs by Reporting Type |  |  |  | Retrofit VOM Costs by Reporting Type: IESO | [6 empty] | Retrofit VOM Costs by Reporting Type: IESO
| Retrofit VOM Costs by Reporting Type |  |  |  | ReportingType | 2015 | 2020 | 2025 | 2030 | 2035 | 2040 | ReportingType | 2015 | 2020 | 2025 | 2030 | 2035 | 2040
| Retrofit VOM Costs by Reporting Type | IESO | Ontario | Other Renew | BM | 0 | 0 | 0 | 0 | 0 | 0 | BM | 0 | 0 | 0 | 0 | 0 | 0
| Retrofit VOM Costs by Reporting Type | IESO | Ontario | CC | CC | 0 | 0 | 0 | 0 | 0 | 0 | CC | 0 | 0 | 0 | 0 | 0 | 0
| Retrofit VOM Costs by Reporting Type | IESO | Ontario | Other Renew | CSP | 0 | 0 | 0 | 0 | 0 | 0 | CSP | 0 | 0 | 0 | 0 | 0 | 0
| Retrofit VOM Costs by Reporting Type | IESO | Ontario | CT | CT | 0 | 0 | 0 | 0 | 0 | 0 | CT | 0 | 0 | 0 | 0 | 0 | 0
| Retrofit VOM Costs by Reporting Type | IESO | Ontario | Coal | Coal | 0 | 0 | 0 | 0 | 0 | 0 | Coal | 0 | 0 | 0 | 0 | 0 | 0
| Retrofit VOM Costs by Reporting Type | IESO | Ontario | Other Renew | Geo | 0 | 0 | 0 | 0 | 0 | 0 | Geo | 0 | 0 | 0 | 0 | 0 | 0
| Retrofit VOM Costs by Reporting Type | IESO | Ontario | Hydro | H | 0 | 0 | 0 | 0 | 0 | 0 | H | 0 | 0 | 0 | 0 | 0 | 0
| Retrofit VOM Costs by Reporting Type | IESO | Ontario | Other Renew | LFG | 0 | 0 | 0 | 0 | 0 | 0 | LFG | 0 | 0 | 0 | 0 | 0 | 0
| Retrofit VOM Costs by Reporting Type | IESO | Ontario | Nuclear | Nuc | 0 | 0 | 0 | 0 | 0 | 0 | Nuc | 0 | 0 | 0 | 0 | 0 | 0
| Retrofit VOM Costs by Reporting Type | IESO | Ontario | Other | PS | 0 | 0 | 0 | 0 | 0 | 0 | PS | 0 | 0 | 0 | 0 | 0 | 0
| Retrofit VOM Costs by Reporting Type | IESO | Ontario | Other Renew | PV | 0 | 0 | 0 | 0 | 0 | 0 | PV | 0 | 0 | 0 | 0 | 0 | 0
| Retrofit VOM Costs by Reporting Type | IESO | Ontario | CT | PeakG | 0 | 0 | 0 | 0 | 0 | 0 | PeakG | 0 | 0 | 0 | 0 | 0 | 0
| Retrofit VOM Costs by Reporting Type | IESO | Ontario | CT | PeakO | 0 | 0 | 0 | 0 | 0 | 0 | PeakO | 0 | 0 | 0 | 0 | 0 | 0
| Retrofit VOM Costs by Reporting Type | IESO | Ontario | Other Renew | ST | 0 | 0 | 0 | 0 | 0 | 0 | ST | 0 | 0 | 0 | 0 | 0 | 0
| Retrofit VOM Costs by Reporting Type | IESO | Ontario | Steam O/G | STOG | 0 | 0 | 0 | 0 | 0 | 0 | STOG | 0 | 0 | 0 | 0 | 0 | 0
| Retrofit VOM Costs by Reporting Type | IESO | Ontario | Other Renew | STWD | 0 | 0 | 0 | 0 | 0 | 0 | STWD | 0 | 0 | 0 | 0 | 0 | 0
| Retrofit VOM Costs by Reporting Type | IESO | Ontario | On-shore Wind | WT | 0 | 0 | 0 | 0 | 0 | 0 | WT | 0 | 0 | 0 | 0 | 0 | 0
| Retrofit VOM Costs by Reporting Type | IESO | Ontario | Coal | IGCC | 0 | 0 | 0 | 0 | 0 | 0 | IGCC | 0 | 0 | 0 | 0 | 0 | 0
| Retrofit VOM Costs by Reporting Type | IESO | Ontario | DR | DemandResponse | 0 | 0 | 0 | 0 | 0 | 0 | DemandResponse | 0 | 0 | 0 | 0 | 0 | 0
| Retrofit VOM Costs by Reporting Type | IESO | Ontario | Coal-CCS | IGCC-CCS | 0 | 0 | 0 | 0 | 0 | 0 | IGCC-CCS | 0 | 0 | 0 | 0 | 0 | 0
| Retrofit VOM Costs by Reporting Type | IESO | Ontario | Off-shore Wind | WT_off | 0 | 0 | 0 | 0 | 0 | 0 | WT_off | 0 | 0 | 0 | 0 | 0 | 0
| Retrofit VOM Costs by Reporting Type | IESO | Ontario | Other | PseudoUnit | 0 | 0 | 0 | 0 | 0 | 0 | PseudoUnit | 0 | 0 | 0 | 0 | 0 | 0
| Retrofit VOM Costs by Reporting Type | IESO | Ontario | HQ/Maritimes | FixedInterchange | 0 | 0 | 0 | 0 | 0 | 0 | FixedInterchange | 0 | 0 | 0 | 0 | 0 | 0
Retrofit VOM Costs by Reporting Type
| Retrofit VOM Costs by Reporting Type |  |  |  | Retrofit VOM Costs by Reporting Type: MAPP_CA | [6 empty] | Retrofit VOM Costs by Reporting Type: MAPP_CA
| Retrofit VOM Costs by Reporting Type |  |  |  | ReportingType | 2015 | 2020 | 2025 | 2030 | 2035 | 2040 | ReportingType | 2015 | 2020 | 2025 | 2030 | 2035 | 2040
| Retrofit VOM Costs by Reporting Type | MAPP_CA | Midwest | Other Renew | BM | 0 | 0 | 0 | 0 | 0 | 0 | BM | 0 | 0 | 0 | 0 | 0 | 0
| Retrofit VOM Costs by Reporting Type | MAPP_CA | Midwest | CC | CC | 0 | 0 | 0 | 0 | 0 | 0 | CC | 0 | 0 | 0 | 0 | 0 | 0
| Retrofit VOM Costs by Reporting Type | MAPP_CA | Midwest | Other Renew | CSP | 0 | 0 | 0 | 0 | 0 | 0 | CSP | 0 | 0 | 0 | 0 | 0 | 0
| Retrofit VOM Costs by Reporting Type | MAPP_CA | Midwest | CT | CT | 0 | 0 | 0 | 0 | 0 | 0 | CT | 0 | 0 | 0 | 0 | 0 | 0
| Retrofit VOM Costs by Reporting Type | MAPP_CA | Midwest | Coal | Coal | 0 | 0 | 0 | 0 | 0 | 0 | Coal | 0 | 0 | 0 | 0 | 0 | 0
| Retrofit VOM Costs by Reporting Type | MAPP_CA | Midwest | Other Renew | Geo | 0 | 0 | 0 | 0 | 0 | 0 | Geo | 0 | 0 | 0 | 0 | 0 | 0
| Retrofit VOM Costs by Reporting Type | MAPP_CA | Midwest | Hydro | H | 0 | 0 | 0 | 0 | 0 | 0 | H | 0 | 0 | 0 | 0 | 0 | 0
| Retrofit VOM Costs by Reporting Type | MAPP_CA | Midwest | Other Renew | LFG | 0 | 0 | 0 | 0 | 0 | 0 | LFG | 0 | 0 | 0 | 0 | 0 | 0
| Retrofit VOM Costs by Reporting Type | MAPP_CA | Midwest | Nuclear | Nuc | 0 | 0 | 0 | 0 | 0 | 0 | Nuc | 0 | 0 | 0 | 0 | 0 | 0
| Retrofit VOM Costs by Reporting Type | MAPP_CA | Midwest | Other | PS | 0 | 0 | 0 | 0 | 0 | 0 | PS | 0 | 0 | 0 | 0 | 0 | 0
| Retrofit VOM Costs by Reporting Type | MAPP_CA | Midwest | Other Renew | PV | 0 | 0 | 0 | 0 | 0 | 0 | PV | 0 | 0 | 0 | 0 | 0 | 0
| Retrofit VOM Costs by Reporting Type | MAPP_CA | Midwest | CT | PeakG | 0 | 0 | 0 | 0 | 0 | 0 | PeakG | 0 | 0 | 0 | 0 | 0 | 0
| Retrofit VOM Costs by Reporting Type | MAPP_CA | Midwest | CT | PeakO | 0 | 0 | 0 | 0 | 0 | 0 | PeakO | 0 | 0 | 0 | 0 | 0 | 0
| Retrofit VOM Costs by Reporting Type | MAPP_CA | Midwest | Other Renew | ST | 0 | 0 | 0 | 0 | 0 | 0 | ST | 0 | 0 | 0 | 0 | 0 | 0
| Retrofit VOM Costs by Reporting Type | MAPP_CA | Midwest | Steam O/G | STOG | 0 | 0 | 0 | 0 | 0 | 0 | STOG | 0 | 0 | 0 | 0 | 0 | 0
| Retrofit VOM Costs by Reporting Type | MAPP_CA | Midwest | Other Renew | STWD | 0 | 0 | 0 | 0 | 0 | 0 | STWD | 0 | 0 | 0 | 0 | 0 | 0
| Retrofit VOM Costs by Reporting Type | MAPP_CA | Midwest | On-shore Wind | WT | 0 | 0 | 0 | 0 | 0 | 0 | WT | 0 | 0 | 0 | 0 | 0 | 0
| Retrofit VOM Costs by Reporting Type | MAPP_CA | Midwest | Coal | IGCC | 0 | 0 | 0 | 0 | 0 | 0 | IGCC | 0 | 0 | 0 | 0 | 0 | 0
| Retrofit VOM Costs by Reporting Type | MAPP_CA | Midwest | DR | DemandResponse | 0 | 0 | 0 | 0 | 0 | 0 | DemandResponse | 0 | 0 | 0 | 0 | 0 | 0
| Retrofit VOM Costs by Reporting Type | MAPP_CA | Midwest | Coal-CCS | IGCC-CCS | 0 | 0 | 0 | 0 | 0 | 0 | IGCC-CCS | 0 | 0 | 0 | 0 | 0 | 0
| Retrofit VOM Costs by Reporting Type | MAPP_CA | Midwest | Off-shore Wind | WT_off | 0 | 0 | 0 | 0 | 0 | 0 | WT_off | 0 | 0 | 0 | 0 | 0 | 0
| Retrofit VOM Costs by Reporting Type | MAPP_CA | Midwest | Other | PseudoUnit | 0 | 0 | 0 | 0 | 0 | 0 | PseudoUnit | 0 | 0 | 0 | 0 | 0 | 0
| Retrofit VOM Costs by Reporting Type | MAPP_CA | Midwest | HQ/Maritimes | FixedInterchange | 0 | 0 | 0 | 0 | 0 | 0 | FixedInterchange | 0 | 0 | 0 | 0 | 0 | 0
Retrofit VOM Costs by Reporting Type
| Retrofit VOM Costs by Reporting Type |  |  |  | Retrofit VOM Costs by Reporting Type: AZ_NM_SNV_Coal | [6 empty] | Retrofit VOM Costs by Reporting Type: AZ_NM_SNV_Coal
| Retrofit VOM Costs by Reporting Type |  |  |  | ReportingType | 2015 | 2020 | 2025 | 2030 | 2035 | 2040 | ReportingType | 2015 | 2020 | 2025 | 2030 | 2035 | 2040
| Retrofit VOM Costs by Reporting Type | AZ_NM_SNV_Coal | West | Other Renew | BM | 0 | 0 | 0 | 0 | 0 | 0 | BM | 0 | 0 | 0 | 0 | 0 | 0
| Retrofit VOM Costs by Reporting Type | AZ_NM_SNV_Coal | West | CC | CC | 0 | 0 | 0 | 0 | 0 | 0 | CC | 0 | 0 | 0 | 0 | 0 | 0
| Retrofit VOM Costs by Reporting Type | AZ_NM_SNV_Coal | West | Other Renew | CSP | 0 | 0 | 0 | 0 | 0 | 0 | CSP | 0 | 0 | 0 | 0 | 0 | 0
| Retrofit VOM Costs by Reporting Type | AZ_NM_SNV_Coal | West | CT | CT | 0 | 0 | 0 | 0 | 0 | 0 | CT | 0 | 0 | 0 | 0 | 0 | 0
| Retrofit VOM Costs by Reporting Type | AZ_NM_SNV_Coal | West | Coal | Coal | 213.8 | 221.26 | 46.95 | 3.44 | 14.2 | 7.18 | Coal | 213.7 | 220.32 | 47.26 | 4.07 | 27.31 | 13.47
| Retrofit VOM Costs by Reporting Type | AZ_NM_SNV_Coal | West | Other Renew | Geo | 0 | 0 | 0 | 0 | 0 | 0 | Geo | 0 | 0 | 0 | 0 | 0 | 0
| Retrofit VOM Costs by Reporting Type | AZ_NM_SNV_Coal | West | Hydro | H | 0 | 0 | 0 | 0 | 0 | 0 | H | 0 | 0 | 0 | 0 | 0 | 0
| Retrofit VOM Costs by Reporting Type | AZ_NM_SNV_Coal | West | Other Renew | LFG | 0 | 0 | 0 | 0 | 0 | 0 | LFG | 0 | 0 | 0 | 0 | 0 | 0
| Retrofit VOM Costs by Reporting Type | AZ_NM_SNV_Coal | West | Nuclear | Nuc | 0 | 0 | 0 | 0 | 0 | 0 | Nuc | 0 | 0 | 0 | 0 | 0 | 0
| Retrofit VOM Costs by Reporting Type | AZ_NM_SNV_Coal | West | Other | PS | 0 | 0 | 0 | 0 | 0 | 0 | PS | 0 | 0 | 0 | 0 | 0 | 0
| Retrofit VOM Costs by Reporting Type | AZ_NM_SNV_Coal | West | Other Renew | PV | 0 | 0 | 0 | 0 | 0 | 0 | PV | 0 | 0 | 0 | 0 | 0 | 0
| Retrofit VOM Costs by Reporting Type | AZ_NM_SNV_Coal | West | CT | PeakG | 0 | 0 | 0 | 0 | 0 | 0 | PeakG | 0 | 0 | 0 | 0 | 0 | 0
| Retrofit VOM Costs by Reporting Type | AZ_NM_SNV_Coal | West | CT | PeakO | 0 | 0 | 0 | 0 | 0 | 0 | PeakO | 0 | 0 | 0 | 0 | 0 | 0
| Retrofit VOM Costs by Reporting Type | AZ_NM_SNV_Coal | West | Other Renew | ST | 0 | 0 | 0 | 0 | 0 | 0 | ST | 0 | 0 | 0 | 0 | 0 | 0
| Retrofit VOM Costs by Reporting Type | AZ_NM_SNV_Coal | West | Steam O/G | STOG | 0 | 0 | 0 | 0 | 0 | 0 | STOG | 0 | 0 | 0 | 0 | 0 | 0
| Retrofit VOM Costs by Reporting Type | AZ_NM_SNV_Coal | West | Other Renew | STWD | 0 | 0 | 0 | 0 | 0 | 0 | STWD | 0 | 0 | 0 | 0 | 0 | 0
| Retrofit VOM Costs by Reporting Type | AZ_NM_SNV_Coal | West | On-shore Wind | WT | 0 | 0 | 0 | 0 | 0 | 0 | WT | 0 | 0 | 0 | 0 | 0 | 0
| Retrofit VOM Costs by Reporting Type | AZ_NM_SNV_Coal | West | Coal | IGCC | 0 | 0 | 0 | 0 | 0 | 0 | IGCC | 0 | 0 | 0 | 0 | 0 | 0
| Retrofit VOM Costs by Reporting Type | AZ_NM_SNV_Coal | West | DR | DemandResponse | 0 | 0 | 0 | 0 | 0 | 0 | DemandResponse | 0 | 0 | 0 | 0 | 0 | 0
| Retrofit VOM Costs by Reporting Type | AZ_NM_SNV_Coal | West | Coal-CCS | IGCC-CCS | 0 | 0 | 0 | 0 | 0 | 0 | IGCC-CCS | 0 | 0 | 0 | 0 | 0 | 0
| Retrofit VOM Costs by Reporting Type | AZ_NM_SNV_Coal | West | Off-shore Wind | WT_off | 0 | 0 | 0 | 0 | 0 | 0 | WT_off | 0 | 0 | 0 | 0 | 0 | 0
| Retrofit VOM Costs by Reporting Type | AZ_NM_SNV_Coal | West | Other | PseudoUnit | 0 | 0 | 0 | 0 | 0 | 0 | PseudoUnit | 0 | 0 | 0 | 0 | 0 | 0
| Retrofit VOM Costs by Reporting Type | AZ_NM_SNV_Coal | West | HQ/Maritimes | FixedInterchange | 0 | 0 | 0 | 0 | 0 | 0 | FixedInterchange | 0 | 0 | 0 | 0 | 0 | 0
Retrofit VOM Costs by Reporting Type
| Retrofit VOM Costs by Reporting Type |  |  |  | Retrofit VOM Costs by Reporting Type: AZ_NM_SNV_Gas | [6 empty] | Retrofit VOM Costs by Reporting Type: AZ_NM_SNV_Gas
| Retrofit VOM Costs by Reporting Type |  |  |  | ReportingType | 2015 | 2020 | 2025 | 2030 | 2035 | 2040 | ReportingType | 2015 | 2020 | 2025 | 2030 | 2035 | 2040
| Retrofit VOM Costs by Reporting Type | AZ_NM_SNV_Gas | West | Other Renew | BM | 0 | 0 | 0 | 0 | 0 | 0 | BM | 0 | 0 | 0 | 0 | 0 | 0
| Retrofit VOM Costs by Reporting Type | AZ_NM_SNV_Gas | West | CC | CC | 0 | 0 | 0 | 0 | 0 | 0 | CC | 0 | 0 | 0 | 0 | 0 | 0
| Retrofit VOM Costs by Reporting Type | AZ_NM_SNV_Gas | West | Other Renew | CSP | 0 | 0 | 0 | 0 | 0 | 0 | CSP | 0 | 0 | 0 | 0 | 0 | 0
| Retrofit VOM Costs by Reporting Type | AZ_NM_SNV_Gas | West | CT | CT | 0 | 0 | 0 | 0 | 0 | 0 | CT | 0 | 0 | 0 | 0 | 0 | 0
| Retrofit VOM Costs by Reporting Type | AZ_NM_SNV_Gas | West | Coal | Coal | 0 | 0 | 0 | 0 | 0 | 0 | Coal | 0 | 0 | 0 | 0 | 0 | 0
| Retrofit VOM Costs by Reporting Type | AZ_NM_SNV_Gas | West | Other Renew | Geo | 0 | 0 | 0 | 0 | 0 | 0 | Geo | 0 | 0 | 0 | 0 | 0 | 0
| Retrofit VOM Costs by Reporting Type | AZ_NM_SNV_Gas | West | Hydro | H | 0 | 0 | 0 | 0 | 0 | 0 | H | 0 | 0 | 0 | 0 | 0 | 0
| Retrofit VOM Costs by Reporting Type | AZ_NM_SNV_Gas | West | Other Renew | LFG | 0 | 0 | 0 | 0 | 0 | 0 | LFG | 0 | 0 | 0 | 0 | 0 | 0
| Retrofit VOM Costs by Reporting Type | AZ_NM_SNV_Gas | West | Nuclear | Nuc | 0 | 0 | 0 | 0 | 0 | 0 | Nuc | 0 | 0 | 0 | 0 | 0 | 0
| Retrofit VOM Costs by Reporting Type | AZ_NM_SNV_Gas | West | Other | PS | 0 | 0 | 0 | 0 | 0 | 0 | PS | 0 | 0 | 0 | 0 | 0 | 0
| Retrofit VOM Costs by Reporting Type | AZ_NM_SNV_Gas | West | Other Renew | PV | 0 | 0 | 0 | 0 | 0 | 0 | PV | 0 | 0 | 0 | 0 | 0 | 0
| Retrofit VOM Costs by Reporting Type | AZ_NM_SNV_Gas | West | CT | PeakG | 0 | 0 | 0 | 0 | 0 | 0 | PeakG | 0 | 0 | 0 | 0 | 0 | 0
| Retrofit VOM Costs by Reporting Type | AZ_NM_SNV_Gas | West | CT | PeakO | 0 | 0 | 0 | 0 | 0 | 0 | PeakO | 0 | 0 | 0 | 0 | 0 | 0
| Retrofit VOM Costs by Reporting Type | AZ_NM_SNV_Gas | West | Other Renew | ST | 0 | 0 | 0 | 0 | 0 | 0 | ST | 0 | 0 | 0 | 0 | 0 | 0
| Retrofit VOM Costs by Reporting Type | AZ_NM_SNV_Gas | West | Steam O/G | STOG | 0 | 0 | 0 | 0 | 0 | 0 | STOG | 0 | 0 | 0 | 0 | 0 | 0
| Retrofit VOM Costs by Reporting Type | AZ_NM_SNV_Gas | West | Other Renew | STWD | 0 | 0 | 0 | 0 | 0 | 0 | STWD | 0 | 0 | 0 | 0 | 0 | 0
| Retrofit VOM Costs by Reporting Type | AZ_NM_SNV_Gas | West | On-shore Wind | WT | 0 | 0 | 0 | 0 | 0 | 0 | WT | 0 | 0 | 0 | 0 | 0 | 0
| Retrofit VOM Costs by Reporting Type | AZ_NM_SNV_Gas | West | Coal | IGCC | 0 | 0 | 0 | 0 | 0 | 0 | IGCC | 0 | 0 | 0 | 0 | 0 | 0
| Retrofit VOM Costs by Reporting Type | AZ_NM_SNV_Gas | West | DR | DemandResponse | 0 | 0 | 0 | 0 | 0 | 0 | DemandResponse | 0 | 0 | 0 | 0 | 0 | 0
| Retrofit VOM Costs by Reporting Type | AZ_NM_SNV_Gas | West | Coal-CCS | IGCC-CCS | 0 | 0 | 0 | 0 | 0 | 0 | IGCC-CCS | 0 | 0 | 0 | 0 | 0 | 0
| Retrofit VOM Costs by Reporting Type | AZ_NM_SNV_Gas | West | Off-shore Wind | WT_off | 0 | 0 | 0 | 0 | 0 | 0 | WT_off | 0 | 0 | 0 | 0 | 0 | 0
| Retrofit VOM Costs by Reporting Type | AZ_NM_SNV_Gas | West | Other | PseudoUnit | 0 | 0 | 0 | 0 | 0 | 0 | PseudoUnit | 0 | 0 | 0 | 0 | 0 | 0
| Retrofit VOM Costs by Reporting Type | AZ_NM_SNV_Gas | West | HQ/Maritimes | FixedInterchange | 0 | 0 | 0 | 0 | 0 | 0 | FixedInterchange | 0 | 0 | 0 | 0 | 0 | 0
Retrofit VOM Costs by Reporting Type
| Retrofit VOM Costs by Reporting Type |  |  |  | Retrofit VOM Costs by Reporting Type: AZ_NM_SNV_NucRenew | [6 empty] | Retrofit VOM Costs by Reporting Type: AZ_NM_SNV_NucRenew
| Retrofit VOM Costs by Reporting Type |  |  |  | ReportingType | 2015 | 2020 | 2025 | 2030 | 2035 | 2040 | ReportingType | 2015 | 2020 | 2025 | 2030 | 2035 | 2040
| Retrofit VOM Costs by Reporting Type | AZ_NM_SNV_NucRenew | West | Other Renew | BM | 0 | 0 | 0 | 0 | 0 | 0 | BM | 0 | 0 | 0 | 0 | 0 | 0
| Retrofit VOM Costs by Reporting Type | AZ_NM_SNV_NucRenew | West | CC | CC | 0 | 0 | 0 | 0 | 0 | 0 | CC | 0 | 0 | 0 | 0 | 0 | 0
| Retrofit VOM Costs by Reporting Type | AZ_NM_SNV_NucRenew | West | Other Renew | CSP | 0 | 0 | 0 | 0 | 0 | 0 | CSP | 0 | 0 | 0 | 0 | 0 | 0
| Retrofit VOM Costs by Reporting Type | AZ_NM_SNV_NucRenew | West | CT | CT | 0 | 0 | 0 | 0 | 0 | 0 | CT | 0 | 0 | 0 | 0 | 0 | 0
| Retrofit VOM Costs by Reporting Type | AZ_NM_SNV_NucRenew | West | Coal | Coal | 0 | 0 | 0 | 0 | 0 | 0 | Coal | 0 | 0 | 0 | 0 | 0 | 0
| Retrofit VOM Costs by Reporting Type | AZ_NM_SNV_NucRenew | West | Other Renew | Geo | 0 | 0 | 0 | 0 | 0 | 0 | Geo | 0 | 0 | 0 | 0 | 0 | 0
| Retrofit VOM Costs by Reporting Type | AZ_NM_SNV_NucRenew | West | Hydro | H | 0 | 0 | 0 | 0 | 0 | 0 | H | 0 | 0 | 0 | 0 | 0 | 0
| Retrofit VOM Costs by Reporting Type | AZ_NM_SNV_NucRenew | West | Other Renew | LFG | 0 | 0 | 0 | 0 | 0 | 0 | LFG | 0 | 0 | 0 | 0 | 0 | 0
| Retrofit VOM Costs by Reporting Type | AZ_NM_SNV_NucRenew | West | Nuclear | Nuc | 0 | 0 | 0 | 0 | 0 | 0 | Nuc | 0 | 0 | 0 | 0 | 0 | 0
| Retrofit VOM Costs by Reporting Type | AZ_NM_SNV_NucRenew | West | Other | PS | 0 | 0 | 0 | 0 | 0 | 0 | PS | 0 | 0 | 0 | 0 | 0 | 0
| Retrofit VOM Costs by Reporting Type | AZ_NM_SNV_NucRenew | West | Other Renew | PV | 0 | 0 | 0 | 0 | 0 | 0 | PV | 0 | 0 | 0 | 0 | 0 | 0
| Retrofit VOM Costs by Reporting Type | AZ_NM_SNV_NucRenew | West | CT | PeakG | 0 | 0 | 0 | 0 | 0 | 0 | PeakG | 0 | 0 | 0 | 0 | 0 | 0
| Retrofit VOM Costs by Reporting Type | AZ_NM_SNV_NucRenew | West | CT | PeakO | 0 | 0 | 0 | 0 | 0 | 0 | PeakO | 0 | 0 | 0 | 0 | 0 | 0
| Retrofit VOM Costs by Reporting Type | AZ_NM_SNV_NucRenew | West | Other Renew | ST | 0 | 0 | 0 | 0 | 0 | 0 | ST | 0 | 0 | 0 | 0 | 0 | 0
| Retrofit VOM Costs by Reporting Type | AZ_NM_SNV_NucRenew | West | Steam O/G | STOG | 0 | 0 | 0 | 0 | 0 | 0 | STOG | 0 | 0 | 0 | 0 | 0 | 0
| Retrofit VOM Costs by Reporting Type | AZ_NM_SNV_NucRenew | West | Other Renew | STWD | 0 | 0 | 0 | 0 | 0 | 0 | STWD | 0 | 0 | 0 | 0 | 0 | 0
| Retrofit VOM Costs by Reporting Type | AZ_NM_SNV_NucRenew | West | On-shore Wind | WT | 0 | 0 | 0 | 0 | 0 | 0 | WT | 0 | 0 | 0 | 0 | 0 | 0
| Retrofit VOM Costs by Reporting Type | AZ_NM_SNV_NucRenew | West | Coal | IGCC | 0 | 0 | 0 | 0 | 0 | 0 | IGCC | 0 | 0 | 0 | 0 | 0 | 0
| Retrofit VOM Costs by Reporting Type | AZ_NM_SNV_NucRenew | West | DR | DemandResponse | 0 | 0 | 0 | 0 | 0 | 0 | DemandResponse | 0 | 0 | 0 | 0 | 0 | 0
| Retrofit VOM Costs by Reporting Type | AZ_NM_SNV_NucRenew | West | Coal-CCS | IGCC-CCS | 0 | 0 | 0 | 0 | 0 | 0 | IGCC-CCS | 0 | 0 | 0 | 0 | 0 | 0
| Retrofit VOM Costs by Reporting Type | AZ_NM_SNV_NucRenew | West | Off-shore Wind | WT_off | 0 | 0 | 0 | 0 | 0 | 0 | WT_off | 0 | 0 | 0 | 0 | 0 | 0
| Retrofit VOM Costs by Reporting Type | AZ_NM_SNV_NucRenew | West | Other | PseudoUnit | 0 | 0 | 0 | 0 | 0 | 0 | PseudoUnit | 0 | 0 | 0 | 0 | 0 | 0
| Retrofit VOM Costs by Reporting Type | AZ_NM_SNV_NucRenew | West | HQ/Maritimes | FixedInterchange | 0 | 0 | 0 | 0 | 0 | 0 | FixedInterchange | 0 | 0 | 0 | 0 | 0 | 0
Retrofit VOM Costs by Reporting Type
| Retrofit VOM Costs by Reporting Type |  |  |  | Retrofit VOM Costs by Reporting Type: ERCOT | [6 empty] | Retrofit VOM Costs by Reporting Type: ERCOT
| Retrofit VOM Costs by Reporting Type |  |  |  | ReportingType | 2015 | 2020 | 2025 | 2030 | 2035 | 2040 | ReportingType | 2015 | 2020 | 2025 | 2030 | 2035 | 2040
| Retrofit VOM Costs by Reporting Type | ERCOT | Texas | Other Renew | BM | 0 | 0 | 0 | 0 | 0 | 0 | BM | 0 | 0 | 0 | 0 | 0 | 0
| Retrofit VOM Costs by Reporting Type | ERCOT | Texas | CC | CC | 0 | 0 | 0 | 0 | 0 | 0 | CC | 0 | 0 | 0 | 0 | 0 | 0
| Retrofit VOM Costs by Reporting Type | ERCOT | Texas | Other Renew | CSP | 0 | 0 | 0 | 0 | 0 | 0 | CSP | 0 | 0 | 0 | 0 | 0 | 0
| Retrofit VOM Costs by Reporting Type | ERCOT | Texas | CT | CT | 0 | 0 | 0 | 0 | 0 | 0 | CT | 0 | 0 | 0 | 0 | 0 | 0
| Retrofit VOM Costs by Reporting Type | ERCOT | Texas | Coal | Coal | 114.14 | 71.48 | 23.38 | 33.67 | 40 | 40 | Coal | 113.76 | 70.26 | 23.38 | 37.69 | 44.02 | 44.02
| Retrofit VOM Costs by Reporting Type | ERCOT | Texas | Other Renew | Geo | 0 | 0 | 0 | 0 | 0 | 0 | Geo | 0 | 0 | 0 | 0 | 0 | 0
| Retrofit VOM Costs by Reporting Type | ERCOT | Texas | Hydro | H | 0 | 0 | 0 | 0 | 0 | 0 | H | 0 | 0 | 0 | 0 | 0 | 0
| Retrofit VOM Costs by Reporting Type | ERCOT | Texas | Other Renew | LFG | 0 | 0 | 0 | 0 | 0 | 0 | LFG | 0 | 0 | 0 | 0 | 0 | 0
| Retrofit VOM Costs by Reporting Type | ERCOT | Texas | Nuclear | Nuc | 0 | 0 | 0 | 0 | 0 | 0 | Nuc | 0 | 0 | 0 | 0 | 0 | 0
| Retrofit VOM Costs by Reporting Type | ERCOT | Texas | Other | PS | 0 | 0 | 0 | 0 | 0 | 0 | PS | 0 | 0 | 0 | 0 | 0 | 0
| Retrofit VOM Costs by Reporting Type | ERCOT | Texas | Other Renew | PV | 0 | 0 | 0 | 0 | 0 | 0 | PV | 0 | 0 | 0 | 0 | 0 | 0
| Retrofit VOM Costs by Reporting Type | ERCOT | Texas | CT | PeakG | 0 | 0 | 0 | 0 | 0 | 0 | PeakG | 0 | 0 | 0 | 0 | 0 | 0
| Retrofit VOM Costs by Reporting Type | ERCOT | Texas | CT | PeakO | 0 | 0 | 0 | 0 | 0 | 0 | PeakO | 0 | 0 | 0 | 0 | 0 | 0
| Retrofit VOM Costs by Reporting Type | ERCOT | Texas | Other Renew | ST | 0 | 0 | 0 | 0 | 0 | 0 | ST | 0 | 0 | 0 | 0 | 0 | 0
| Retrofit VOM Costs by Reporting Type | ERCOT | Texas | Steam O/G | STOG | 0 | 0 | 0 | 0 | 0 | 0 | STOG | 0 | 0 | 0 | 0 | 0 | 0
| Retrofit VOM Costs by Reporting Type | ERCOT | Texas | Other Renew | STWD | 0 | 0 | 0 | 0 | 0 | 0 | STWD | 0 | 0 | 0 | 0 | 0 | 0
| Retrofit VOM Costs by Reporting Type | ERCOT | Texas | On-shore Wind | WT | 0 | 0 | 0 | 0 | 0 | 0 | WT | 0 | 0 | 0 | 0 | 0 | 0
| Retrofit VOM Costs by Reporting Type | ERCOT | Texas | Coal | IGCC | 0 | 0 | 0 | 0 | 0 | 0 | IGCC | 0 | 0 | 0 | 0 | 0 | 0
| Retrofit VOM Costs by Reporting Type | ERCOT | Texas | DR | DemandResponse | 0 | 0 | 0 | 0 | 0 | 0 | DemandResponse | 0 | 0 | 0 | 0 | 0 | 0
| Retrofit VOM Costs by Reporting Type | ERCOT | Texas | Coal-CCS | IGCC-CCS | 0 | 0 | 0 | 0 | 0 | 0 | IGCC-CCS | 0 | 0 | 0 | 0 | 0 | 0
| Retrofit VOM Costs by Reporting Type | ERCOT | Texas | Off-shore Wind | WT_off | 0 | 0 | 0 | 0 | 0 | 0 | WT_off | 0 | 0 | 0 | 0 | 0 | 0
| Retrofit VOM Costs by Reporting Type | ERCOT | Texas | Other | PseudoUnit | 0 | 0 | 0 | 0 | 0 | 0 | PseudoUnit | 0 | 0 | 0 | 0 | 0 | 0
| Retrofit VOM Costs by Reporting Type | ERCOT | Texas | HQ/Maritimes | FixedInterchange | 0 | 0 | 0 | 0 | 0 | 0 | FixedInterchange | 0 | 0 | 0 | 0 | 0 | 0
Retrofit VOM Costs by Reporting Type
| Retrofit VOM Costs by Reporting Type |  |  |  | Retrofit VOM Costs by Reporting Type: NP15 | [6 empty] | Retrofit VOM Costs by Reporting Type: NP15
| Retrofit VOM Costs by Reporting Type |  |  |  | ReportingType | 2015 | 2020 | 2025 | 2030 | 2035 | 2040 | ReportingType | 2015 | 2020 | 2025 | 2030 | 2035 | 2040
| Retrofit VOM Costs by Reporting Type | NP15 | West | Other Renew | BM | 0 | 0 | 0 | 0 | 0 | 0 | BM | 0 | 0 | 0 | 0 | 0 | 0
| Retrofit VOM Costs by Reporting Type | NP15 | West | CC | CC | 0 | 0 | 0 | 0 | 0 | 0 | CC | 0 | 0 | 0 | 0 | 0 | 0
| Retrofit VOM Costs by Reporting Type | NP15 | West | Other Renew | CSP | 0 | 0 | 0 | 0 | 0 | 0 | CSP | 0 | 0 | 0 | 0 | 0 | 0
| Retrofit VOM Costs by Reporting Type | NP15 | West | CT | CT | 0 | 0 | 0 | 0 | 0 | 0 | CT | 0 | 0 | 0 | 0 | 0 | 0
| Retrofit VOM Costs by Reporting Type | NP15 | West | Coal | Coal | 1.46 | 0 | 0 | 0 | 0 | 0 | Coal | 1.46 | 0 | 0 | 0 | 0 | 0
| Retrofit VOM Costs by Reporting Type | NP15 | West | Other Renew | Geo | 0 | 0 | 0 | 0 | 0 | 0 | Geo | 0 | 0 | 0 | 0 | 0 | 0
| Retrofit VOM Costs by Reporting Type | NP15 | West | Hydro | H | 0 | 0 | 0 | 0 | 0 | 0 | H | 0 | 0 | 0 | 0 | 0 | 0
| Retrofit VOM Costs by Reporting Type | NP15 | West | Other Renew | LFG | 0 | 0 | 0 | 0 | 0 | 0 | LFG | 0 | 0 | 0 | 0 | 0 | 0
| Retrofit VOM Costs by Reporting Type | NP15 | West | Nuclear | Nuc | 0 | 0 | 0 | 0 | 0 | 0 | Nuc | 0 | 0 | 0 | 0 | 0 | 0
| Retrofit VOM Costs by Reporting Type | NP15 | West | Other | PS | 0 | 0 | 0 | 0 | 0 | 0 | PS | 0 | 0 | 0 | 0 | 0 | 0
| Retrofit VOM Costs by Reporting Type | NP15 | West | Other Renew | PV | 0 | 0 | 0 | 0 | 0 | 0 | PV | 0 | 0 | 0 | 0 | 0 | 0
| Retrofit VOM Costs by Reporting Type | NP15 | West | CT | PeakG | 0 | 0 | 0 | 0 | 0 | 0 | PeakG | 0 | 0 | 0 | 0 | 0 | 0
| Retrofit VOM Costs by Reporting Type | NP15 | West | CT | PeakO | 0 | 0 | 0 | 0 | 0 | 0 | PeakO | 0 | 0 | 0 | 0 | 0 | 0
| Retrofit VOM Costs by Reporting Type | NP15 | West | Other Renew | ST | 0 | 0 | 0 | 0 | 0 | 0 | ST | 0 | 0 | 0 | 0 | 0 | 0
| Retrofit VOM Costs by Reporting Type | NP15 | West | Steam O/G | STOG | 0 | 0 | 0 | 0 | 0 | 0 | STOG | 0 | 0 | 0 | 0 | 0 | 0
| Retrofit VOM Costs by Reporting Type | NP15 | West | Other Renew | STWD | 0 | 0 | 0 | 0 | 0 | 0 | STWD | 0 | 0 | 0 | 0 | 0 | 0
| Retrofit VOM Costs by Reporting Type | NP15 | West | On-shore Wind | WT | 0 | 0 | 0 | 0 | 0 | 0 | WT | 0 | 0 | 0 | 0 | 0 | 0
| Retrofit VOM Costs by Reporting Type | NP15 | West | Coal | IGCC | 0 | 0 | 0 | 0 | 0 | 0 | IGCC | 0 | 0 | 0 | 0 | 0 | 0
| Retrofit VOM Costs by Reporting Type | NP15 | West | DR | DemandResponse | 0 | 0 | 0 | 0 | 0 | 0 | DemandResponse | 0 | 0 | 0 | 0 | 0 | 0
| Retrofit VOM Costs by Reporting Type | NP15 | West | Coal-CCS | IGCC-CCS | 0 | 0 | 0 | 0 | 0 | 0 | IGCC-CCS | 0 | 0 | 0 | 0 | 0 | 0
| Retrofit VOM Costs by Reporting Type | NP15 | West | Off-shore Wind | WT_off | 0 | 0 | 0 | 0 | 0 | 0 | WT_off | 0 | 0 | 0 | 0 | 0 | 0
| Retrofit VOM Costs by Reporting Type | NP15 | West | Other | PseudoUnit | 0 | 0 | 0 | 0 | 0 | 0 | PseudoUnit | 0 | 0 | 0 | 0 | 0 | 0
| Retrofit VOM Costs by Reporting Type | NP15 | West | HQ/Maritimes | FixedInterchange | 0 | 0 | 0 | 0 | 0 | 0 | FixedInterchange | 0 | 0 | 0 | 0 | 0 | 0
Retrofit VOM Costs by Reporting Type
| Retrofit VOM Costs by Reporting Type |  |  |  | Retrofit VOM Costs by Reporting Type: NWPP_Coal | [6 empty] | Retrofit VOM Costs by Reporting Type: NWPP_Coal
| Retrofit VOM Costs by Reporting Type |  |  |  | ReportingType | 2015 | 2020 | 2025 | 2030 | 2035 | 2040 | ReportingType | 2015 | 2020 | 2025 | 2030 | 2035 | 2040
| Retrofit VOM Costs by Reporting Type | NWPP_Coal | West | Other Renew | BM | 0 | 0 | 0 | 0 | 0 | 0 | BM | 0 | 0 | 0 | 0 | 0 | 0
| Retrofit VOM Costs by Reporting Type | NWPP_Coal | West | CC | CC | 0 | 0 | 0 | 0 | 0 | 0 | CC | 0 | 0 | 0 | 0 | 0 | 0
| Retrofit VOM Costs by Reporting Type | NWPP_Coal | West | Other Renew | CSP | 0 | 0 | 0 | 0 | 0 | 0 | CSP | 0 | 0 | 0 | 0 | 0 | 0
| Retrofit VOM Costs by Reporting Type | NWPP_Coal | West | CT | CT | 0 | 0 | 0 | 0 | 0 | 0 | CT | 0 | 0 | 0 | 0 | 0 | 0
| Retrofit VOM Costs by Reporting Type | NWPP_Coal | West | Coal | Coal | 182.9 | 183.01 | 13.36 | 13.34 | 13.34 | 13.34 | Coal | 182.88 | 182.97 | 13.34 | 13.34 | 13.34 | 13.34
| Retrofit VOM Costs by Reporting Type | NWPP_Coal | West | Other Renew | Geo | 0 | 0 | 0 | 0 | 0 | 0 | Geo | 0 | 0 | 0 | 0 | 0 | 0
| Retrofit VOM Costs by Reporting Type | NWPP_Coal | West | Hydro | H | 0 | 0 | 0 | 0 | 0 | 0 | H | 0 | 0 | 0 | 0 | 0 | 0
| Retrofit VOM Costs by Reporting Type | NWPP_Coal | West | Other Renew | LFG | 0 | 0 | 0 | 0 | 0 | 0 | LFG | 0 | 0 | 0 | 0 | 0 | 0
| Retrofit VOM Costs by Reporting Type | NWPP_Coal | West | Nuclear | Nuc | 0 | 0 | 0 | 0 | 0 | 0 | Nuc | 0 | 0 | 0 | 0 | 0 | 0
| Retrofit VOM Costs by Reporting Type | NWPP_Coal | West | Other | PS | 0 | 0 | 0 | 0 | 0 | 0 | PS | 0 | 0 | 0 | 0 | 0 | 0
| Retrofit VOM Costs by Reporting Type | NWPP_Coal | West | Other Renew | PV | 0 | 0 | 0 | 0 | 0 | 0 | PV | 0 | 0 | 0 | 0 | 0 | 0
| Retrofit VOM Costs by Reporting Type | NWPP_Coal | West | CT | PeakG | 0 | 0 | 0 | 0 | 0 | 0 | PeakG | 0 | 0 | 0 | 0 | 0 | 0
| Retrofit VOM Costs by Reporting Type | NWPP_Coal | West | CT | PeakO | 0 | 0 | 0 | 0 | 0 | 0 | PeakO | 0 | 0 | 0 | 0 | 0 | 0
| Retrofit VOM Costs by Reporting Type | NWPP_Coal | West | Other Renew | ST | 0 | 0 | 0 | 0 | 0 | 0 | ST | 0 | 0 | 0 | 0 | 0 | 0
| Retrofit VOM Costs by Reporting Type | NWPP_Coal | West | Steam O/G | STOG | 0 | 0 | 0 | 0 | 0 | 0 | STOG | 0 | 0 | 0 | 0 | 0 | 0
| Retrofit VOM Costs by Reporting Type | NWPP_Coal | West | Other Renew | STWD | 0 | 0 | 0 | 0 | 0 | 0 | STWD | 0 | 0 | 0 | 0 | 0 | 0
| Retrofit VOM Costs by Reporting Type | NWPP_Coal | West | On-shore Wind | WT | 0 | 0 | 0 | 0 | 0 | 0 | WT | 0 | 0 | 0 | 0 | 0 | 0
| Retrofit VOM Costs by Reporting Type | NWPP_Coal | West | Coal | IGCC | 0 | 0 | 0 | 0 | 0 | 0 | IGCC | 0 | 0 | 0 | 0 | 0 | 0
| Retrofit VOM Costs by Reporting Type | NWPP_Coal | West | DR | DemandResponse | 0 | 0 | 0 | 0 | 0 | 0 | DemandResponse | 0 | 0 | 0 | 0 | 0 | 0
| Retrofit VOM Costs by Reporting Type | NWPP_Coal | West | Coal-CCS | IGCC-CCS | 0 | 0 | 0 | 0 | 0 | 0 | IGCC-CCS | 0 | 0 | 0 | 0 | 0 | 0
| Retrofit VOM Costs by Reporting Type | NWPP_Coal | West | Off-shore Wind | WT_off | 0 | 0 | 0 | 0 | 0 | 0 | WT_off | 0 | 0 | 0 | 0 | 0 | 0
| Retrofit VOM Costs by Reporting Type | NWPP_Coal | West | Other | PseudoUnit | 0 | 0 | 0 | 0 | 0 | 0 | PseudoUnit | 0 | 0 | 0 | 0 | 0 | 0
| Retrofit VOM Costs by Reporting Type | NWPP_Coal | West | HQ/Maritimes | FixedInterchange | 0 | 0 | 0 | 0 | 0 | 0 | FixedInterchange | 0 | 0 | 0 | 0 | 0 | 0
Retrofit VOM Costs by Reporting Type
| Retrofit VOM Costs by Reporting Type |  |  |  | Retrofit VOM Costs by Reporting Type: NWPP_Gas | [6 empty] | Retrofit VOM Costs by Reporting Type: NWPP_Gas
| Retrofit VOM Costs by Reporting Type |  |  |  | ReportingType | 2015 | 2020 | 2025 | 2030 | 2035 | 2040 | ReportingType | 2015 | 2020 | 2025 | 2030 | 2035 | 2040
| Retrofit VOM Costs by Reporting Type | NWPP_Gas | West | Other Renew | BM | 0 | 0 | 0 | 0 | 0 | 0 | BM | 0 | 0 | 0 | 0 | 0 | 0
| Retrofit VOM Costs by Reporting Type | NWPP_Gas | West | CC | CC | 0 | 0 | 0 | 0 | 0 | 0 | CC | 0 | 0 | 0 | 0 | 0 | 0
| Retrofit VOM Costs by Reporting Type | NWPP_Gas | West | Other Renew | CSP | 0 | 0 | 0 | 0 | 0 | 0 | CSP | 0 | 0 | 0 | 0 | 0 | 0
| Retrofit VOM Costs by Reporting Type | NWPP_Gas | West | CT | CT | 0 | 0 | 0 | 0 | 0 | 0 | CT | 0 | 0 | 0 | 0 | 0 | 0
| Retrofit VOM Costs by Reporting Type | NWPP_Gas | West | Coal | Coal | 0 | 0 | 0 | 0 | 0 | 0 | Coal | 0 | 0 | 0 | 0 | 0 | 0
| Retrofit VOM Costs by Reporting Type | NWPP_Gas | West | Other Renew | Geo | 0 | 0 | 0 | 0 | 0 | 0 | Geo | 0 | 0 | 0 | 0 | 0 | 0
| Retrofit VOM Costs by Reporting Type | NWPP_Gas | West | Hydro | H | 0 | 0 | 0 | 0 | 0 | 0 | H | 0 | 0 | 0 | 0 | 0 | 0
| Retrofit VOM Costs by Reporting Type | NWPP_Gas | West | Other Renew | LFG | 0 | 0 | 0 | 0 | 0 | 0 | LFG | 0 | 0 | 0 | 0 | 0 | 0
| Retrofit VOM Costs by Reporting Type | NWPP_Gas | West | Nuclear | Nuc | 0 | 0 | 0 | 0 | 0 | 0 | Nuc | 0 | 0 | 0 | 0 | 0 | 0
| Retrofit VOM Costs by Reporting Type | NWPP_Gas | West | Other | PS | 0 | 0 | 0 | 0 | 0 | 0 | PS | 0 | 0 | 0 | 0 | 0 | 0
| Retrofit VOM Costs by Reporting Type | NWPP_Gas | West | Other Renew | PV | 0 | 0 | 0 | 0 | 0 | 0 | PV | 0 | 0 | 0 | 0 | 0 | 0
| Retrofit VOM Costs by Reporting Type | NWPP_Gas | West | CT | PeakG | 0 | 0 | 0 | 0 | 0 | 0 | PeakG | 0 | 0 | 0 | 0 | 0 | 0
| Retrofit VOM Costs by Reporting Type | NWPP_Gas | West | CT | PeakO | 0 | 0 | 0 | 0 | 0 | 0 | PeakO | 0 | 0 | 0 | 0 | 0 | 0
| Retrofit VOM Costs by Reporting Type | NWPP_Gas | West | Other Renew | ST | 0 | 0 | 0 | 0 | 0 | 0 | ST | 0 | 0 | 0 | 0 | 0 | 0
| Retrofit VOM Costs by Reporting Type | NWPP_Gas | West | Steam O/G | STOG | 0 | 0 | 0 | 0 | 0 | 0 | STOG | 0 | 0 | 0 | 0 | 0 | 0
| Retrofit VOM Costs by Reporting Type | NWPP_Gas | West | Other Renew | STWD | 0 | 0 | 0 | 0 | 0 | 0 | STWD | 0 | 0 | 0 | 0 | 0 | 0
| Retrofit VOM Costs by Reporting Type | NWPP_Gas | West | On-shore Wind | WT | 0 | 0 | 0 | 0 | 0 | 0 | WT | 0 | 0 | 0 | 0 | 0 | 0
| Retrofit VOM Costs by Reporting Type | NWPP_Gas | West | Coal | IGCC | 0 | 0 | 0 | 0 | 0 | 0 | IGCC | 0 | 0 | 0 | 0 | 0 | 0
| Retrofit VOM Costs by Reporting Type | NWPP_Gas | West | DR | DemandResponse | 0 | 0 | 0 | 0 | 0 | 0 | DemandResponse | 0 | 0 | 0 | 0 | 0 | 0
| Retrofit VOM Costs by Reporting Type | NWPP_Gas | West | Coal-CCS | IGCC-CCS | 0 | 0 | 0 | 0 | 0 | 0 | IGCC-CCS | 0 | 0 | 0 | 0 | 0 | 0
| Retrofit VOM Costs by Reporting Type | NWPP_Gas | West | Off-shore Wind | WT_off | 0 | 0 | 0 | 0 | 0 | 0 | WT_off | 0 | 0 | 0 | 0 | 0 | 0
| Retrofit VOM Costs by Reporting Type | NWPP_Gas | West | Other | PseudoUnit | 0 | 0 | 0 | 0 | 0 | 0 | PseudoUnit | 0 | 0 | 0 | 0 | 0 | 0
| Retrofit VOM Costs by Reporting Type | NWPP_Gas | West | HQ/Maritimes | FixedInterchange | 0 | 0 | 0 | 0 | 0 | 0 | FixedInterchange | 0 | 0 | 0 | 0 | 0 | 0
Retrofit VOM Costs by Reporting Type
| Retrofit VOM Costs by Reporting Type |  |  |  | Retrofit VOM Costs by Reporting Type: NWPP_NucRenew | [6 empty] | Retrofit VOM Costs by Reporting Type: NWPP_NucRenew
| Retrofit VOM Costs by Reporting Type |  |  |  | ReportingType | 2015 | 2020 | 2025 | 2030 | 2035 | 2040 | ReportingType | 2015 | 2020 | 2025 | 2030 | 2035 | 2040
| Retrofit VOM Costs by Reporting Type | NWPP_NucRenew | West | Other Renew | BM | 0 | 0 | 0 | 0 | 0 | 0 | BM | 0 | 0 | 0 | 0 | 0 | 0
| Retrofit VOM Costs by Reporting Type | NWPP_NucRenew | West | CC | CC | 0 | 0 | 0 | 0 | 0 | 0 | CC | 0 | 0 | 0 | 0 | 0 | 0
| Retrofit VOM Costs by Reporting Type | NWPP_NucRenew | West | Other Renew | CSP | 0 | 0 | 0 | 0 | 0 | 0 | CSP | 0 | 0 | 0 | 0 | 0 | 0
| Retrofit VOM Costs by Reporting Type | NWPP_NucRenew | West | CT | CT | 0 | 0 | 0 | 0 | 0 | 0 | CT | 0 | 0 | 0 | 0 | 0 | 0
| Retrofit VOM Costs by Reporting Type | NWPP_NucRenew | West | Coal | Coal | 0 | 0 | 0 | 0 | 0 | 0 | Coal | 0 | 0 | 0 | 0 | 0 | 0
| Retrofit VOM Costs by Reporting Type | NWPP_NucRenew | West | Other Renew | Geo | 0 | 0 | 0 | 0 | 0 | 0 | Geo | 0 | 0 | 0 | 0 | 0 | 0
| Retrofit VOM Costs by Reporting Type | NWPP_NucRenew | West | Hydro | H | 0 | 0 | 0 | 0 | 0 | 0 | H | 0 | 0 | 0 | 0 | 0 | 0
| Retrofit VOM Costs by Reporting Type | NWPP_NucRenew | West | Other Renew | LFG | 0 | 0 | 0 | 0 | 0 | 0 | LFG | 0 | 0 | 0 | 0 | 0 | 0
| Retrofit VOM Costs by Reporting Type | NWPP_NucRenew | West | Nuclear | Nuc | 0 | 0 | 0 | 0 | 0 | 0 | Nuc | 0 | 0 | 0 | 0 | 0 | 0
| Retrofit VOM Costs by Reporting Type | NWPP_NucRenew | West | Other | PS | 0 | 0 | 0 | 0 | 0 | 0 | PS | 0 | 0 | 0 | 0 | 0 | 0
| Retrofit VOM Costs by Reporting Type | NWPP_NucRenew | West | Other Renew | PV | 0 | 0 | 0 | 0 | 0 | 0 | PV | 0 | 0 | 0 | 0 | 0 | 0
| Retrofit VOM Costs by Reporting Type | NWPP_NucRenew | West | CT | PeakG | 0 | 0 | 0 | 0 | 0 | 0 | PeakG | 0 | 0 | 0 | 0 | 0 | 0
| Retrofit VOM Costs by Reporting Type | NWPP_NucRenew | West | CT | PeakO | 0 | 0 | 0 | 0 | 0 | 0 | PeakO | 0 | 0 | 0 | 0 | 0 | 0
| Retrofit VOM Costs by Reporting Type | NWPP_NucRenew | West | Other Renew | ST | 0 | 0 | 0 | 0 | 0 | 0 | ST | 0 | 0 | 0 | 0 | 0 | 0
| Retrofit VOM Costs by Reporting Type | NWPP_NucRenew | West | Steam O/G | STOG | 0 | 0 | 0 | 0 | 0 | 0 | STOG | 0 | 0 | 0 | 0 | 0 | 0
| Retrofit VOM Costs by Reporting Type | NWPP_NucRenew | West | Other Renew | STWD | 0 | 0 | 0 | 0 | 0 | 0 | STWD | 0 | 0 | 0 | 0 | 0 | 0
| Retrofit VOM Costs by Reporting Type | NWPP_NucRenew | West | On-shore Wind | WT | 0 | 0 | 0 | 0 | 0 | 0 | WT | 0 | 0 | 0 | 0 | 0 | 0
| Retrofit VOM Costs by Reporting Type | NWPP_NucRenew | West | Coal | IGCC | 0 | 0 | 0 | 0 | 0 | 0 | IGCC | 0 | 0 | 0 | 0 | 0 | 0
| Retrofit VOM Costs by Reporting Type | NWPP_NucRenew | West | DR | DemandResponse | 0 | 0 | 0 | 0 | 0 | 0 | DemandResponse | 0 | 0 | 0 | 0 | 0 | 0
| Retrofit VOM Costs by Reporting Type | NWPP_NucRenew | West | Coal-CCS | IGCC-CCS | 0 | 0 | 0 | 0 | 0 | 0 | IGCC-CCS | 0 | 0 | 0 | 0 | 0 | 0
| Retrofit VOM Costs by Reporting Type | NWPP_NucRenew | West | Off-shore Wind | WT_off | 0 | 0 | 0 | 0 | 0 | 0 | WT_off | 0 | 0 | 0 | 0 | 0 | 0
| Retrofit VOM Costs by Reporting Type | NWPP_NucRenew | West | Other | PseudoUnit | 0 | 0 | 0 | 0 | 0 | 0 | PseudoUnit | 0 | 0 | 0 | 0 | 0 | 0
| Retrofit VOM Costs by Reporting Type | NWPP_NucRenew | West | HQ/Maritimes | FixedInterchange | 0 | 0 | 0 | 0 | 0 | 0 | FixedInterchange | 0 | 0 | 0 | 0 | 0 | 0
Retrofit VOM Costs by Reporting Type
| Retrofit VOM Costs by Reporting Type |  |  |  | Retrofit VOM Costs by Reporting Type: RMPA | [6 empty] | Retrofit VOM Costs by Reporting Type: RMPA
| Retrofit VOM Costs by Reporting Type |  |  |  | ReportingType | 2015 | 2020 | 2025 | 2030 | 2035 | 2040 | ReportingType | 2015 | 2020 | 2025 | 2030 | 2035 | 2040
| Retrofit VOM Costs by Reporting Type | RMPA | West | Other Renew | BM | 0 | 0 | 0 | 0 | 0 | 0 | BM | 0 | 0 | 0 | 0 | 0 | 0
| Retrofit VOM Costs by Reporting Type | RMPA | West | CC | CC | 0 | 0 | 0 | 0 | 0 | 0 | CC | 0 | 0 | 0 | 0 | 0 | 0
| Retrofit VOM Costs by Reporting Type | RMPA | West | Other Renew | CSP | 0 | 0 | 0 | 0 | 0 | 0 | CSP | 0 | 0 | 0 | 0 | 0 | 0
| Retrofit VOM Costs by Reporting Type | RMPA | West | CT | CT | 0 | 0 | 0 | 0 | 0 | 0 | CT | 0 | 0 | 0 | 0 | 0 | 0
| Retrofit VOM Costs by Reporting Type | RMPA | West | Coal | Coal | 228.27 | 246.16 | 20.51 | 18.22 | 18.22 | 17.82 | Coal | 228.26 | 240.34 | 20.13 | 18.22 | 18.22 | 17.52
| Retrofit VOM Costs by Reporting Type | RMPA | West | Other Renew | Geo | 0 | 0 | 0 | 0 | 0 | 0 | Geo | 0 | 0 | 0 | 0 | 0 | 0
| Retrofit VOM Costs by Reporting Type | RMPA | West | Hydro | H | 0 | 0 | 0 | 0 | 0 | 0 | H | 0 | 0 | 0 | 0 | 0 | 0
| Retrofit VOM Costs by Reporting Type | RMPA | West | Other Renew | LFG | 0 | 0 | 0 | 0 | 0 | 0 | LFG | 0 | 0 | 0 | 0 | 0 | 0
| Retrofit VOM Costs by Reporting Type | RMPA | West | Nuclear | Nuc | 0 | 0 | 0 | 0 | 0 | 0 | Nuc | 0 | 0 | 0 | 0 | 0 | 0
| Retrofit VOM Costs by Reporting Type | RMPA | West | Other | PS | 0 | 0 | 0 | 0 | 0 | 0 | PS | 0 | 0 | 0 | 0 | 0 | 0
| Retrofit VOM Costs by Reporting Type | RMPA | West | Other Renew | PV | 0 | 0 | 0 | 0 | 0 | 0 | PV | 0 | 0 | 0 | 0 | 0 | 0
| Retrofit VOM Costs by Reporting Type | RMPA | West | CT | PeakG | 0 | 0 | 0 | 0 | 0 | 0 | PeakG | 0 | 0 | 0 | 0 | 0 | 0
| Retrofit VOM Costs by Reporting Type | RMPA | West | CT | PeakO | 0 | 0 | 0 | 0 | 0 | 0 | PeakO | 0 | 0 | 0 | 0 | 0 | 0
| Retrofit VOM Costs by Reporting Type | RMPA | West | Other Renew | ST | 0 | 0 | 0 | 0 | 0 | 0 | ST | 0 | 0 | 0 | 0 | 0 | 0
| Retrofit VOM Costs by Reporting Type | RMPA | West | Steam O/G | STOG | 0 | 0 | 0 | 0 | 0 | 0 | STOG | 0 | 0 | 0 | 0 | 0 | 0
| Retrofit VOM Costs by Reporting Type | RMPA | West | Other Renew | STWD | 0 | 0 | 0 | 0 | 0 | 0 | STWD | 0 | 0 | 0 | 0 | 0 | 0
| Retrofit VOM Costs by Reporting Type | RMPA | West | On-shore Wind | WT | 0 | 0 | 0 | 0 | 0 | 0 | WT | 0 | 0 | 0 | 0 | 0 | 0
| Retrofit VOM Costs by Reporting Type | RMPA | West | Coal | IGCC | 0 | 0 | 0 | 0 | 0 | 0 | IGCC | 0 | 0 | 0 | 0 | 0 | 0
| Retrofit VOM Costs by Reporting Type | RMPA | West | DR | DemandResponse | 0 | 0 | 0 | 0 | 0 | 0 | DemandResponse | 0 | 0 | 0 | 0 | 0 | 0
| Retrofit VOM Costs by Reporting Type | RMPA | West | Coal-CCS | IGCC-CCS | 0 | 0 | 0 | 0 | 0 | 0 | IGCC-CCS | 0 | 0 | 0 | 0 | 0 | 0
| Retrofit VOM Costs by Reporting Type | RMPA | West | Off-shore Wind | WT_off | 0 | 0 | 0 | 0 | 0 | 0 | WT_off | 0 | 0 | 0 | 0 | 0 | 0
| Retrofit VOM Costs by Reporting Type | RMPA | West | Other | PseudoUnit | 0 | 0 | 0 | 0 | 0 | 0 | PseudoUnit | 0 | 0 | 0 | 0 | 0 | 0
| Retrofit VOM Costs by Reporting Type | RMPA | West | HQ/Maritimes | FixedInterchange | 0 | 0 | 0 | 0 | 0 | 0 | FixedInterchange | 0 | 0 | 0 | 0 | 0 | 0
Retrofit VOM Costs by Reporting Type
| Retrofit VOM Costs by Reporting Type |  |  |  | Retrofit VOM Costs by Reporting Type: SP15 | [6 empty] | Retrofit VOM Costs by Reporting Type: SP15
| Retrofit VOM Costs by Reporting Type |  |  |  | ReportingType | 2015 | 2020 | 2025 | 2030 | 2035 | 2040 | ReportingType | 2015 | 2020 | 2025 | 2030 | 2035 | 2040
| Retrofit VOM Costs by Reporting Type | SP15 | West | Other Renew | BM | 0 | 0 | 0 | 0 | 0 | 0 | BM | 0 | 0 | 0 | 0 | 0 | 0
| Retrofit VOM Costs by Reporting Type | SP15 | West | CC | CC | 0 | 0 | 0 | 0 | 0 | 0 | CC | 0 | 0 | 0 | 0 | 0 | 0
| Retrofit VOM Costs by Reporting Type | SP15 | West | Other Renew | CSP | 0 | 0 | 0 | 0 | 0 | 0 | CSP | 0 | 0 | 0 | 0 | 0 | 0
| Retrofit VOM Costs by Reporting Type | SP15 | West | CT | CT | 0 | 0 | 0 | 0 | 0 | 0 | CT | 0 | 0 | 0 | 0 | 0 | 0
| Retrofit VOM Costs by Reporting Type | SP15 | West | Coal | Coal | 5.19 | 5.67 | 2.55 | 0 | 0 | 0 | Coal | 5.19 | 5.66 | 2.56 | 0 | 0 | 0
| Retrofit VOM Costs by Reporting Type | SP15 | West | Other Renew | Geo | 0 | 0 | 0 | 0 | 0 | 0 | Geo | 0 | 0 | 0 | 0 | 0 | 0
| Retrofit VOM Costs by Reporting Type | SP15 | West | Hydro | H | 0 | 0 | 0 | 0 | 0 | 0 | H | 0 | 0 | 0 | 0 | 0 | 0
| Retrofit VOM Costs by Reporting Type | SP15 | West | Other Renew | LFG | 0 | 0 | 0 | 0 | 0 | 0 | LFG | 0 | 0 | 0 | 0 | 0 | 0
| Retrofit VOM Costs by Reporting Type | SP15 | West | Nuclear | Nuc | 0 | 0 | 0 | 0 | 0 | 0 | Nuc | 0 | 0 | 0 | 0 | 0 | 0
| Retrofit VOM Costs by Reporting Type | SP15 | West | Other | PS | 0 | 0 | 0 | 0 | 0 | 0 | PS | 0 | 0 | 0 | 0 | 0 | 0
| Retrofit VOM Costs by Reporting Type | SP15 | West | Other Renew | PV | 0 | 0 | 0 | 0 | 0 | 0 | PV | 0 | 0 | 0 | 0 | 0 | 0
| Retrofit VOM Costs by Reporting Type | SP15 | West | CT | PeakG | 0 | 0 | 0 | 0 | 0 | 0 | PeakG | 0 | 0 | 0 | 0 | 0 | 0
| Retrofit VOM Costs by Reporting Type | SP15 | West | CT | PeakO | 0 | 0 | 0 | 0 | 0 | 0 | PeakO | 0 | 0 | 0 | 0 | 0 | 0
| Retrofit VOM Costs by Reporting Type | SP15 | West | Other Renew | ST | 0 | 0 | 0 | 0 | 0 | 0 | ST | 0 | 0 | 0 | 0 | 0 | 0
| Retrofit VOM Costs by Reporting Type | SP15 | West | Steam O/G | STOG | 0 | 0 | 0 | 0 | 0 | 0 | STOG | 0 | 0 | 0 | 0 | 0 | 0
| Retrofit VOM Costs by Reporting Type | SP15 | West | Other Renew | STWD | 0 | 0 | 0 | 0 | 0 | 0 | STWD | 0 | 0 | 0 | 0 | 0 | 0
| Retrofit VOM Costs by Reporting Type | SP15 | West | On-shore Wind | WT | 0 | 0 | 0 | 0 | 0 | 0 | WT | 0 | 0 | 0 | 0 | 0 | 0
| Retrofit VOM Costs by Reporting Type | SP15 | West | Coal | IGCC | 0 | 0 | 0 | 0 | 0 | 0 | IGCC | 0 | 0 | 0 | 0 | 0 | 0
| Retrofit VOM Costs by Reporting Type | SP15 | West | DR | DemandResponse | 0 | 0 | 0 | 0 | 0 | 0 | DemandResponse | 0 | 0 | 0 | 0 | 0 | 0
| Retrofit VOM Costs by Reporting Type | SP15 | West | Coal-CCS | IGCC-CCS | 0 | 0 | 0 | 0 | 0 | 0 | IGCC-CCS | 0 | 0 | 0 | 0 | 0 | 0
| Retrofit VOM Costs by Reporting Type | SP15 | West | Off-shore Wind | WT_off | 0 | 0 | 0 | 0 | 0 | 0 | WT_off | 0 | 0 | 0 | 0 | 0 | 0
| Retrofit VOM Costs by Reporting Type | SP15 | West | Other | PseudoUnit | 0 | 0 | 0 | 0 | 0 | 0 | PseudoUnit | 0 | 0 | 0 | 0 | 0 | 0
| Retrofit VOM Costs by Reporting Type | SP15 | West | HQ/Maritimes | FixedInterchange | 0 | 0 | 0 | 0 | 0 | 0 | FixedInterchange | 0 | 0 | 0 | 0 | 0 | 0
Retrofit VOM Costs by Reporting Type
| Retrofit VOM Costs by Reporting Type |  |  |  | Retrofit VOM Costs by Reporting Type: ALB | [6 empty] | Retrofit VOM Costs by Reporting Type: ALB
| Retrofit VOM Costs by Reporting Type |  |  |  | ReportingType | 2015 | 2020 | 2025 | 2030 | 2035 | 2040 | ReportingType | 2015 | 2020 | 2025 | 2030 | 2035 | 2040
| Retrofit VOM Costs by Reporting Type | ALB | West | Other Renew | BM | 0 | 0 | 0 | 0 | 0 | 0 | BM | 0 | 0 | 0 | 0 | 0 | 0
| Retrofit VOM Costs by Reporting Type | ALB | West | CC | CC | 0 | 0 | 0 | 0 | 0 | 0 | CC | 0 | 0 | 0 | 0 | 0 | 0
| Retrofit VOM Costs by Reporting Type | ALB | West | Other Renew | CSP | 0 | 0 | 0 | 0 | 0 | 0 | CSP | 0 | 0 | 0 | 0 | 0 | 0
| Retrofit VOM Costs by Reporting Type | ALB | West | CT | CT | 0 | 0 | 0 | 0 | 0 | 0 | CT | 0 | 0 | 0 | 0 | 0 | 0
| Retrofit VOM Costs by Reporting Type | ALB | West | Coal | Coal | 0.01 | 0 | 0 | 0 | 0 | 0 | Coal | 0 | 0 | 0 | 0 | 0 | 0
| Retrofit VOM Costs by Reporting Type | ALB | West | Other Renew | Geo | 0 | 0 | 0 | 0 | 0 | 0 | Geo | 0 | 0 | 0 | 0 | 0 | 0
| Retrofit VOM Costs by Reporting Type | ALB | West | Hydro | H | 0 | 0 | 0 | 0 | 0 | 0 | H | 0 | 0 | 0 | 0 | 0 | 0
| Retrofit VOM Costs by Reporting Type | ALB | West | Other Renew | LFG | 0 | 0 | 0 | 0 | 0 | 0 | LFG | 0 | 0 | 0 | 0 | 0 | 0
| Retrofit VOM Costs by Reporting Type | ALB | West | Nuclear | Nuc | 0 | 0 | 0 | 0 | 0 | 0 | Nuc | 0 | 0 | 0 | 0 | 0 | 0
| Retrofit VOM Costs by Reporting Type | ALB | West | Other | PS | 0 | 0 | 0 | 0 | 0 | 0 | PS | 0 | 0 | 0 | 0 | 0 | 0
| Retrofit VOM Costs by Reporting Type | ALB | West | Other Renew | PV | 0 | 0 | 0 | 0 | 0 | 0 | PV | 0 | 0 | 0 | 0 | 0 | 0
| Retrofit VOM Costs by Reporting Type | ALB | West | CT | PeakG | 0 | 0 | 0 | 0 | 0 | 0 | PeakG | 0 | 0 | 0 | 0 | 0 | 0
| Retrofit VOM Costs by Reporting Type | ALB | West | CT | PeakO | 0 | 0 | 0 | 0 | 0 | 0 | PeakO | 0 | 0 | 0 | 0 | 0 | 0
| Retrofit VOM Costs by Reporting Type | ALB | West | Other Renew | ST | 0 | 0 | 0 | 0 | 0 | 0 | ST | 0 | 0 | 0 | 0 | 0 | 0
| Retrofit VOM Costs by Reporting Type | ALB | West | Steam O/G | STOG | 0 | 0 | 0 | 0 | 0 | 0 | STOG | 0 | 0 | 0 | 0 | 0 | 0
| Retrofit VOM Costs by Reporting Type | ALB | West | Other Renew | STWD | 0 | 0 | 0 | 0 | 0 | 0 | STWD | 0 | 0 | 0 | 0 | 0 | 0
| Retrofit VOM Costs by Reporting Type | ALB | West | On-shore Wind | WT | 0 | 0 | 0 | 0 | 0 | 0 | WT | 0 | 0 | 0 | 0 | 0 | 0
| Retrofit VOM Costs by Reporting Type | ALB | West | Coal | IGCC | 0 | 0 | 0 | 0 | 0 | 0 | IGCC | 0 | 0 | 0 | 0 | 0 | 0
| Retrofit VOM Costs by Reporting Type | ALB | West | DR | DemandResponse | 0 | 0 | 0 | 0 | 0 | 0 | DemandResponse | 0 | 0 | 0 | 0 | 0 | 0
| Retrofit VOM Costs by Reporting Type | ALB | West | Coal-CCS | IGCC-CCS | 0 | 0 | 0 | 0 | 0 | 0 | IGCC-CCS | 0 | 0 | 0 | 0 | 0 | 0
| Retrofit VOM Costs by Reporting Type | ALB | West | Off-shore Wind | WT_off | 0 | 0 | 0 | 0 | 0 | 0 | WT_off | 0 | 0 | 0 | 0 | 0 | 0
| Retrofit VOM Costs by Reporting Type | ALB | West | Other | PseudoUnit | 0 | 0 | 0 | 0 | 0 | 0 | PseudoUnit | 0 | 0 | 0 | 0 | 0 | 0
| Retrofit VOM Costs by Reporting Type | ALB | West | HQ/Maritimes | FixedInterchange | 0 | 0 | 0 | 0 | 0 | 0 | FixedInterchange | 0 | 0 | 0 | 0 | 0 | 0
Retrofit VOM Costs by Reporting Type
| Retrofit VOM Costs by Reporting Type |  |  |  | Retrofit VOM Costs by Reporting Type: BC | [6 empty] | Retrofit VOM Costs by Reporting Type: BC
| Retrofit VOM Costs by Reporting Type |  |  |  | ReportingType | 2015 | 2020 | 2025 | 2030 | 2035 | 2040 | ReportingType | 2015 | 2020 | 2025 | 2030 | 2035 | 2040
| Retrofit VOM Costs by Reporting Type | BC | West | Other Renew | BM | 0 | 0 | 0 | 0 | 0 | 0 | BM | 0 | 0 | 0 | 0 | 0 | 0
| Retrofit VOM Costs by Reporting Type | BC | West | CC | CC | 0 | 0 | 0 | 0 | 0 | 0 | CC | 0 | 0 | 0 | 0 | 0 | 0
| Retrofit VOM Costs by Reporting Type | BC | West | Other Renew | CSP | 0 | 0 | 0 | 0 | 0 | 0 | CSP | 0 | 0 | 0 | 0 | 0 | 0
| Retrofit VOM Costs by Reporting Type | BC | West | CT | CT | 0 | 0 | 0 | 0 | 0 | 0 | CT | 0 | 0 | 0 | 0 | 0 | 0
| Retrofit VOM Costs by Reporting Type | BC | West | Coal | Coal | 0 | 0 | 0 | 0 | 0 | 0 | Coal | 0 | 0 | 0 | 0 | 0 | 0
| Retrofit VOM Costs by Reporting Type | BC | West | Other Renew | Geo | 0 | 0 | 0 | 0 | 0 | 0 | Geo | 0 | 0 | 0 | 0 | 0 | 0
| Retrofit VOM Costs by Reporting Type | BC | West | Hydro | H | 0 | 0 | 0 | 0 | 0 | 0 | H | 0 | 0 | 0 | 0 | 0 | 0
| Retrofit VOM Costs by Reporting Type | BC | West | Other Renew | LFG | 0 | 0 | 0 | 0 | 0 | 0 | LFG | 0 | 0 | 0 | 0 | 0 | 0
| Retrofit VOM Costs by Reporting Type | BC | West | Nuclear | Nuc | 0 | 0 | 0 | 0 | 0 | 0 | Nuc | 0 | 0 | 0 | 0 | 0 | 0
| Retrofit VOM Costs by Reporting Type | BC | West | Other | PS | 0 | 0 | 0 | 0 | 0 | 0 | PS | 0 | 0 | 0 | 0 | 0 | 0
| Retrofit VOM Costs by Reporting Type | BC | West | Other Renew | PV | 0 | 0 | 0 | 0 | 0 | 0 | PV | 0 | 0 | 0 | 0 | 0 | 0
| Retrofit VOM Costs by Reporting Type | BC | West | CT | PeakG | 0 | 0 | 0 | 0 | 0 | 0 | PeakG | 0 | 0 | 0 | 0 | 0 | 0
| Retrofit VOM Costs by Reporting Type | BC | West | CT | PeakO | 0 | 0 | 0 | 0 | 0 | 0 | PeakO | 0 | 0 | 0 | 0 | 0 | 0
| Retrofit VOM Costs by Reporting Type | BC | West | Other Renew | ST | 0 | 0 | 0 | 0 | 0 | 0 | ST | 0 | 0 | 0 | 0 | 0 | 0
| Retrofit VOM Costs by Reporting Type | BC | West | Steam O/G | STOG | 0 | 0 | 0 | 0 | 0 | 0 | STOG | 0 | 0 | 0 | 0 | 0 | 0
| Retrofit VOM Costs by Reporting Type | BC | West | Other Renew | STWD | 0 | 0 | 0 | 0 | 0 | 0 | STWD | 0 | 0 | 0 | 0 | 0 | 0
| Retrofit VOM Costs by Reporting Type | BC | West | On-shore Wind | WT | 0 | 0 | 0 | 0 | 0 | 0 | WT | 0 | 0 | 0 | 0 | 0 | 0
| Retrofit VOM Costs by Reporting Type | BC | West | Coal | IGCC | 0 | 0 | 0 | 0 | 0 | 0 | IGCC | 0 | 0 | 0 | 0 | 0 | 0
| Retrofit VOM Costs by Reporting Type | BC | West | DR | DemandResponse | 0 | 0 | 0 | 0 | 0 | 0 | DemandResponse | 0 | 0 | 0 | 0 | 0 | 0
| Retrofit VOM Costs by Reporting Type | BC | West | Coal-CCS | IGCC-CCS | 0 | 0 | 0 | 0 | 0 | 0 | IGCC-CCS | 0 | 0 | 0 | 0 | 0 | 0
| Retrofit VOM Costs by Reporting Type | BC | West | Off-shore Wind | WT_off | 0 | 0 | 0 | 0 | 0 | 0 | WT_off | 0 | 0 | 0 | 0 | 0 | 0
| Retrofit VOM Costs by Reporting Type | BC | West | Other | PseudoUnit | 0 | 0 | 0 | 0 | 0 | 0 | PseudoUnit | 0 | 0 | 0 | 0 | 0 | 0
| Retrofit VOM Costs by Reporting Type | BC | West | HQ/Maritimes | FixedInterchange | 0 | 0 | 0 | 0 | 0 | 0 | FixedInterchange | 0 | 0 | 0 | 0 | 0 | 0
Retrofit VOM Costs by Reporting Type
| Retrofit VOM Costs by Reporting Type |  |  |  | Retrofit VOM Costs by Reporting Type: HQ_IESO | [6 empty] | Retrofit VOM Costs by Reporting Type: HQ_IESO
| Retrofit VOM Costs by Reporting Type |  |  |  | ReportingType | 2015 | 2020 | 2025 | 2030 | 2035 | 2040 | ReportingType | 2015 | 2020 | 2025 | 2030 | 2035 | 2040
| Retrofit VOM Costs by Reporting Type | HQ_IESO | HQ/Maritimes | Other Renew | BM | 0 | 0 | 0 | 0 | 0 | 0 | BM | 0 | 0 | 0 | 0 | 0 | 0
| Retrofit VOM Costs by Reporting Type | HQ_IESO | HQ/Maritimes | CC | CC | 0 | 0 | 0 | 0 | 0 | 0 | CC | 0 | 0 | 0 | 0 | 0 | 0
| Retrofit VOM Costs by Reporting Type | HQ_IESO | HQ/Maritimes | Other Renew | CSP | 0 | 0 | 0 | 0 | 0 | 0 | CSP | 0 | 0 | 0 | 0 | 0 | 0
| Retrofit VOM Costs by Reporting Type | HQ_IESO | HQ/Maritimes | CT | CT | 0 | 0 | 0 | 0 | 0 | 0 | CT | 0 | 0 | 0 | 0 | 0 | 0
| Retrofit VOM Costs by Reporting Type | HQ_IESO | HQ/Maritimes | Coal | Coal | 0 | 0 | 0 | 0 | 0 | 0 | Coal | 0 | 0 | 0 | 0 | 0 | 0
| Retrofit VOM Costs by Reporting Type | HQ_IESO | HQ/Maritimes | Other Renew | Geo | 0 | 0 | 0 | 0 | 0 | 0 | Geo | 0 | 0 | 0 | 0 | 0 | 0
| Retrofit VOM Costs by Reporting Type | HQ_IESO | HQ/Maritimes | Hydro | H | 0 | 0 | 0 | 0 | 0 | 0 | H | 0 | 0 | 0 | 0 | 0 | 0
| Retrofit VOM Costs by Reporting Type | HQ_IESO | HQ/Maritimes | Other Renew | LFG | 0 | 0 | 0 | 0 | 0 | 0 | LFG | 0 | 0 | 0 | 0 | 0 | 0
| Retrofit VOM Costs by Reporting Type | HQ_IESO | HQ/Maritimes | Nuclear | Nuc | 0 | 0 | 0 | 0 | 0 | 0 | Nuc | 0 | 0 | 0 | 0 | 0 | 0
| Retrofit VOM Costs by Reporting Type | HQ_IESO | HQ/Maritimes | Other | PS | 0 | 0 | 0 | 0 | 0 | 0 | PS | 0 | 0 | 0 | 0 | 0 | 0
| Retrofit VOM Costs by Reporting Type | HQ_IESO | HQ/Maritimes | Other Renew | PV | 0 | 0 | 0 | 0 | 0 | 0 | PV | 0 | 0 | 0 | 0 | 0 | 0
| Retrofit VOM Costs by Reporting Type | HQ_IESO | HQ/Maritimes | CT | PeakG | 0 | 0 | 0 | 0 | 0 | 0 | PeakG | 0 | 0 | 0 | 0 | 0 | 0
| Retrofit VOM Costs by Reporting Type | HQ_IESO | HQ/Maritimes | CT | PeakO | 0 | 0 | 0 | 0 | 0 | 0 | PeakO | 0 | 0 | 0 | 0 | 0 | 0
| Retrofit VOM Costs by Reporting Type | HQ_IESO | HQ/Maritimes | Other Renew | ST | 0 | 0 | 0 | 0 | 0 | 0 | ST | 0 | 0 | 0 | 0 | 0 | 0
| Retrofit VOM Costs by Reporting Type | HQ_IESO | HQ/Maritimes | Steam O/G | STOG | 0 | 0 | 0 | 0 | 0 | 0 | STOG | 0 | 0 | 0 | 0 | 0 | 0
| Retrofit VOM Costs by Reporting Type | HQ_IESO | HQ/Maritimes | Other Renew | STWD | 0 | 0 | 0 | 0 | 0 | 0 | STWD | 0 | 0 | 0 | 0 | 0 | 0
| Retrofit VOM Costs by Reporting Type | HQ_IESO | HQ/Maritimes | On-shore Wind | WT | 0 | 0 | 0 | 0 | 0 | 0 | WT | 0 | 0 | 0 | 0 | 0 | 0
| Retrofit VOM Costs by Reporting Type | HQ_IESO | HQ/Maritimes | Coal | IGCC | 0 | 0 | 0 | 0 | 0 | 0 | IGCC | 0 | 0 | 0 | 0 | 0 | 0
| Retrofit VOM Costs by Reporting Type | HQ_IESO | HQ/Maritimes | DR | DemandResponse | 0 | 0 | 0 | 0 | 0 | 0 | DemandResponse | 0 | 0 | 0 | 0 | 0 | 0
| Retrofit VOM Costs by Reporting Type | HQ_IESO | HQ/Maritimes | Coal-CCS | IGCC-CCS | 0 | 0 | 0 | 0 | 0 | 0 | IGCC-CCS | 0 | 0 | 0 | 0 | 0 | 0
| Retrofit VOM Costs by Reporting Type | HQ_IESO | HQ/Maritimes | Off-shore Wind | WT_off | 0 | 0 | 0 | 0 | 0 | 0 | WT_off | 0 | 0 | 0 | 0 | 0 | 0
| Retrofit VOM Costs by Reporting Type | HQ_IESO | HQ/Maritimes | Other | PseudoUnit | 0 | 0 | 0 | 0 | 0 | 0 | PseudoUnit | 0 | 0 | 0 | 0 | 0 | 0
| Retrofit VOM Costs by Reporting Type | HQ_IESO | HQ/Maritimes | HQ/Maritimes | FixedInterchange | 0 | 0 | 0 | 0 | 0 | 0 | FixedInterchange | 0 | 0 | 0 | 0 | 0 | 0
Retrofit VOM Costs by Reporting Type
| Retrofit VOM Costs by Reporting Type |  |  |  | Retrofit VOM Costs by Reporting Type: HQ_NEISO | [6 empty] | Retrofit VOM Costs by Reporting Type: HQ_NEISO
| Retrofit VOM Costs by Reporting Type |  |  |  | ReportingType | 2015 | 2020 | 2025 | 2030 | 2035 | 2040 | ReportingType | 2015 | 2020 | 2025 | 2030 | 2035 | 2040
| Retrofit VOM Costs by Reporting Type | HQ_NEISO | HQ/Maritimes | Other Renew | BM | 0 | 0 | 0 | 0 | 0 | 0 | BM | 0 | 0 | 0 | 0 | 0 | 0
| Retrofit VOM Costs by Reporting Type | HQ_NEISO | HQ/Maritimes | CC | CC | 0 | 0 | 0 | 0 | 0 | 0 | CC | 0 | 0 | 0 | 0 | 0 | 0
| Retrofit VOM Costs by Reporting Type | HQ_NEISO | HQ/Maritimes | Other Renew | CSP | 0 | 0 | 0 | 0 | 0 | 0 | CSP | 0 | 0 | 0 | 0 | 0 | 0
| Retrofit VOM Costs by Reporting Type | HQ_NEISO | HQ/Maritimes | CT | CT | 0 | 0 | 0 | 0 | 0 | 0 | CT | 0 | 0 | 0 | 0 | 0 | 0
| Retrofit VOM Costs by Reporting Type | HQ_NEISO | HQ/Maritimes | Coal | Coal | 0 | 0 | 0 | 0 | 0 | 0 | Coal | 0 | 0 | 0 | 0 | 0 | 0
| Retrofit VOM Costs by Reporting Type | HQ_NEISO | HQ/Maritimes | Other Renew | Geo | 0 | 0 | 0 | 0 | 0 | 0 | Geo | 0 | 0 | 0 | 0 | 0 | 0
| Retrofit VOM Costs by Reporting Type | HQ_NEISO | HQ/Maritimes | Hydro | H | 0 | 0 | 0 | 0 | 0 | 0 | H | 0 | 0 | 0 | 0 | 0 | 0
| Retrofit VOM Costs by Reporting Type | HQ_NEISO | HQ/Maritimes | Other Renew | LFG | 0 | 0 | 0 | 0 | 0 | 0 | LFG | 0 | 0 | 0 | 0 | 0 | 0
| Retrofit VOM Costs by Reporting Type | HQ_NEISO | HQ/Maritimes | Nuclear | Nuc | 0 | 0 | 0 | 0 | 0 | 0 | Nuc | 0 | 0 | 0 | 0 | 0 | 0
| Retrofit VOM Costs by Reporting Type | HQ_NEISO | HQ/Maritimes | Other | PS | 0 | 0 | 0 | 0 | 0 | 0 | PS | 0 | 0 | 0 | 0 | 0 | 0
| Retrofit VOM Costs by Reporting Type | HQ_NEISO | HQ/Maritimes | Other Renew | PV | 0 | 0 | 0 | 0 | 0 | 0 | PV | 0 | 0 | 0 | 0 | 0 | 0
| Retrofit VOM Costs by Reporting Type | HQ_NEISO | HQ/Maritimes | CT | PeakG | 0 | 0 | 0 | 0 | 0 | 0 | PeakG | 0 | 0 | 0 | 0 | 0 | 0
| Retrofit VOM Costs by Reporting Type | HQ_NEISO | HQ/Maritimes | CT | PeakO | 0 | 0 | 0 | 0 | 0 | 0 | PeakO | 0 | 0 | 0 | 0 | 0 | 0
| Retrofit VOM Costs by Reporting Type | HQ_NEISO | HQ/Maritimes | Other Renew | ST | 0 | 0 | 0 | 0 | 0 | 0 | ST | 0 | 0 | 0 | 0 | 0 | 0
| Retrofit VOM Costs by Reporting Type | HQ_NEISO | HQ/Maritimes | Steam O/G | STOG | 0 | 0 | 0 | 0 | 0 | 0 | STOG | 0 | 0 | 0 | 0 | 0 | 0
| Retrofit VOM Costs by Reporting Type | HQ_NEISO | HQ/Maritimes | Other Renew | STWD | 0 | 0 | 0 | 0 | 0 | 0 | STWD | 0 | 0 | 0 | 0 | 0 | 0
| Retrofit VOM Costs by Reporting Type | HQ_NEISO | HQ/Maritimes | On-shore Wind | WT | 0 | 0 | 0 | 0 | 0 | 0 | WT | 0 | 0 | 0 | 0 | 0 | 0
| Retrofit VOM Costs by Reporting Type | HQ_NEISO | HQ/Maritimes | Coal | IGCC | 0 | 0 | 0 | 0 | 0 | 0 | IGCC | 0 | 0 | 0 | 0 | 0 | 0
| Retrofit VOM Costs by Reporting Type | HQ_NEISO | HQ/Maritimes | DR | DemandResponse | 0 | 0 | 0 | 0 | 0 | 0 | DemandResponse | 0 | 0 | 0 | 0 | 0 | 0
| Retrofit VOM Costs by Reporting Type | HQ_NEISO | HQ/Maritimes | Coal-CCS | IGCC-CCS | 0 | 0 | 0 | 0 | 0 | 0 | IGCC-CCS | 0 | 0 | 0 | 0 | 0 | 0
| Retrofit VOM Costs by Reporting Type | HQ_NEISO | HQ/Maritimes | Off-shore Wind | WT_off | 0 | 0 | 0 | 0 | 0 | 0 | WT_off | 0 | 0 | 0 | 0 | 0 | 0
| Retrofit VOM Costs by Reporting Type | HQ_NEISO | HQ/Maritimes | Other | PseudoUnit | 0 | 0 | 0 | 0 | 0 | 0 | PseudoUnit | 0 | 0 | 0 | 0 | 0 | 0
| Retrofit VOM Costs by Reporting Type | HQ_NEISO | HQ/Maritimes | HQ/Maritimes | FixedInterchange | 0 | 0 | 0 | 0 | 0 | 0 | FixedInterchange | 0 | 0 | 0 | 0 | 0 | 0
Retrofit VOM Costs by Reporting Type
| Retrofit VOM Costs by Reporting Type |  |  |  | Retrofit VOM Costs by Reporting Type: HQ_NY | [6 empty] | Retrofit VOM Costs by Reporting Type: HQ_NY
| Retrofit VOM Costs by Reporting Type |  |  |  | ReportingType | 2015 | 2020 | 2025 | 2030 | 2035 | 2040 | ReportingType | 2015 | 2020 | 2025 | 2030 | 2035 | 2040
| Retrofit VOM Costs by Reporting Type | HQ_NY | HQ/Maritimes | Other Renew | BM | 0 | 0 | 0 | 0 | 0 | 0 | BM | 0 | 0 | 0 | 0 | 0 | 0
| Retrofit VOM Costs by Reporting Type | HQ_NY | HQ/Maritimes | CC | CC | 0 | 0 | 0 | 0 | 0 | 0 | CC | 0 | 0 | 0 | 0 | 0 | 0
| Retrofit VOM Costs by Reporting Type | HQ_NY | HQ/Maritimes | Other Renew | CSP | 0 | 0 | 0 | 0 | 0 | 0 | CSP | 0 | 0 | 0 | 0 | 0 | 0
| Retrofit VOM Costs by Reporting Type | HQ_NY | HQ/Maritimes | CT | CT | 0 | 0 | 0 | 0 | 0 | 0 | CT | 0 | 0 | 0 | 0 | 0 | 0
| Retrofit VOM Costs by Reporting Type | HQ_NY | HQ/Maritimes | Coal | Coal | 0 | 0 | 0 | 0 | 0 | 0 | Coal | 0 | 0 | 0 | 0 | 0 | 0
| Retrofit VOM Costs by Reporting Type | HQ_NY | HQ/Maritimes | Other Renew | Geo | 0 | 0 | 0 | 0 | 0 | 0 | Geo | 0 | 0 | 0 | 0 | 0 | 0
| Retrofit VOM Costs by Reporting Type | HQ_NY | HQ/Maritimes | Hydro | H | 0 | 0 | 0 | 0 | 0 | 0 | H | 0 | 0 | 0 | 0 | 0 | 0
| Retrofit VOM Costs by Reporting Type | HQ_NY | HQ/Maritimes | Other Renew | LFG | 0 | 0 | 0 | 0 | 0 | 0 | LFG | 0 | 0 | 0 | 0 | 0 | 0
| Retrofit VOM Costs by Reporting Type | HQ_NY | HQ/Maritimes | Nuclear | Nuc | 0 | 0 | 0 | 0 | 0 | 0 | Nuc | 0 | 0 | 0 | 0 | 0 | 0
| Retrofit VOM Costs by Reporting Type | HQ_NY | HQ/Maritimes | Other | PS | 0 | 0 | 0 | 0 | 0 | 0 | PS | 0 | 0 | 0 | 0 | 0 | 0
| Retrofit VOM Costs by Reporting Type | HQ_NY | HQ/Maritimes | Other Renew | PV | 0 | 0 | 0 | 0 | 0 | 0 | PV | 0 | 0 | 0 | 0 | 0 | 0
| Retrofit VOM Costs by Reporting Type | HQ_NY | HQ/Maritimes | CT | PeakG | 0 | 0 | 0 | 0 | 0 | 0 | PeakG | 0 | 0 | 0 | 0 | 0 | 0
| Retrofit VOM Costs by Reporting Type | HQ_NY | HQ/Maritimes | CT | PeakO | 0 | 0 | 0 | 0 | 0 | 0 | PeakO | 0 | 0 | 0 | 0 | 0 | 0
| Retrofit VOM Costs by Reporting Type | HQ_NY | HQ/Maritimes | Other Renew | ST | 0 | 0 | 0 | 0 | 0 | 0 | ST | 0 | 0 | 0 | 0 | 0 | 0
| Retrofit VOM Costs by Reporting Type | HQ_NY | HQ/Maritimes | Steam O/G | STOG | 0 | 0 | 0 | 0 | 0 | 0 | STOG | 0 | 0 | 0 | 0 | 0 | 0
| Retrofit VOM Costs by Reporting Type | HQ_NY | HQ/Maritimes | Other Renew | STWD | 0 | 0 | 0 | 0 | 0 | 0 | STWD | 0 | 0 | 0 | 0 | 0 | 0
| Retrofit VOM Costs by Reporting Type | HQ_NY | HQ/Maritimes | On-shore Wind | WT | 0 | 0 | 0 | 0 | 0 | 0 | WT | 0 | 0 | 0 | 0 | 0 | 0
| Retrofit VOM Costs by Reporting Type | HQ_NY | HQ/Maritimes | Coal | IGCC | 0 | 0 | 0 | 0 | 0 | 0 | IGCC | 0 | 0 | 0 | 0 | 0 | 0
| Retrofit VOM Costs by Reporting Type | HQ_NY | HQ/Maritimes | DR | DemandResponse | 0 | 0 | 0 | 0 | 0 | 0 | DemandResponse | 0 | 0 | 0 | 0 | 0 | 0
| Retrofit VOM Costs by Reporting Type | HQ_NY | HQ/Maritimes | Coal-CCS | IGCC-CCS | 0 | 0 | 0 | 0 | 0 | 0 | IGCC-CCS | 0 | 0 | 0 | 0 | 0 | 0
| Retrofit VOM Costs by Reporting Type | HQ_NY | HQ/Maritimes | Off-shore Wind | WT_off | 0 | 0 | 0 | 0 | 0 | 0 | WT_off | 0 | 0 | 0 | 0 | 0 | 0
| Retrofit VOM Costs by Reporting Type | HQ_NY | HQ/Maritimes | Other | PseudoUnit | 0 | 0 | 0 | 0 | 0 | 0 | PseudoUnit | 0 | 0 | 0 | 0 | 0 | 0
| Retrofit VOM Costs by Reporting Type | HQ_NY | HQ/Maritimes | HQ/Maritimes | FixedInterchange | 0 | 0 | 0 | 0 | 0 | 0 | FixedInterchange | 0 | 0 | 0 | 0 | 0 | 0
Retrofit VOM Costs by Reporting Type
| Retrofit VOM Costs by Reporting Type |  |  |  | Retrofit VOM Costs by Reporting Type: MARITIMES | [6 empty] | Retrofit VOM Costs by Reporting Type: MARITIMES
| Retrofit VOM Costs by Reporting Type |  |  |  | ReportingType | 2015 | 2020 | 2025 | 2030 | 2035 | 2040 | ReportingType | 2015 | 2020 | 2025 | 2030 | 2035 | 2040
| Retrofit VOM Costs by Reporting Type | MARITIMES | HQ/Maritimes | Other Renew | BM | 0 | 0 | 0 | 0 | 0 | 0 | BM | 0 | 0 | 0 | 0 | 0 | 0
| Retrofit VOM Costs by Reporting Type | MARITIMES | HQ/Maritimes | CC | CC | 0 | 0 | 0 | 0 | 0 | 0 | CC | 0 | 0 | 0 | 0 | 0 | 0
| Retrofit VOM Costs by Reporting Type | MARITIMES | HQ/Maritimes | Other Renew | CSP | 0 | 0 | 0 | 0 | 0 | 0 | CSP | 0 | 0 | 0 | 0 | 0 | 0
| Retrofit VOM Costs by Reporting Type | MARITIMES | HQ/Maritimes | CT | CT | 0 | 0 | 0 | 0 | 0 | 0 | CT | 0 | 0 | 0 | 0 | 0 | 0
| Retrofit VOM Costs by Reporting Type | MARITIMES | HQ/Maritimes | Coal | Coal | 0 | 0 | 0 | 0 | 0 | 0 | Coal | 0 | 0 | 0 | 0 | 0 | 0
| Retrofit VOM Costs by Reporting Type | MARITIMES | HQ/Maritimes | Other Renew | Geo | 0 | 0 | 0 | 0 | 0 | 0 | Geo | 0 | 0 | 0 | 0 | 0 | 0
| Retrofit VOM Costs by Reporting Type | MARITIMES | HQ/Maritimes | Hydro | H | 0 | 0 | 0 | 0 | 0 | 0 | H | 0 | 0 | 0 | 0 | 0 | 0
| Retrofit VOM Costs by Reporting Type | MARITIMES | HQ/Maritimes | Other Renew | LFG | 0 | 0 | 0 | 0 | 0 | 0 | LFG | 0 | 0 | 0 | 0 | 0 | 0
| Retrofit VOM Costs by Reporting Type | MARITIMES | HQ/Maritimes | Nuclear | Nuc | 0 | 0 | 0 | 0 | 0 | 0 | Nuc | 0 | 0 | 0 | 0 | 0 | 0
| Retrofit VOM Costs by Reporting Type | MARITIMES | HQ/Maritimes | Other | PS | 0 | 0 | 0 | 0 | 0 | 0 | PS | 0 | 0 | 0 | 0 | 0 | 0
| Retrofit VOM Costs by Reporting Type | MARITIMES | HQ/Maritimes | Other Renew | PV | 0 | 0 | 0 | 0 | 0 | 0 | PV | 0 | 0 | 0 | 0 | 0 | 0
| Retrofit VOM Costs by Reporting Type | MARITIMES | HQ/Maritimes | CT | PeakG | 0 | 0 | 0 | 0 | 0 | 0 | PeakG | 0 | 0 | 0 | 0 | 0 | 0
| Retrofit VOM Costs by Reporting Type | MARITIMES | HQ/Maritimes | CT | PeakO | 0 | 0 | 0 | 0 | 0 | 0 | PeakO | 0 | 0 | 0 | 0 | 0 | 0
| Retrofit VOM Costs by Reporting Type | MARITIMES | HQ/Maritimes | Other Renew | ST | 0 | 0 | 0 | 0 | 0 | 0 | ST | 0 | 0 | 0 | 0 | 0 | 0
| Retrofit VOM Costs by Reporting Type | MARITIMES | HQ/Maritimes | Steam O/G | STOG | 0 | 0 | 0 | 0 | 0 | 0 | STOG | 0 | 0 | 0 | 0 | 0 | 0
| Retrofit VOM Costs by Reporting Type | MARITIMES | HQ/Maritimes | Other Renew | STWD | 0 | 0 | 0 | 0 | 0 | 0 | STWD | 0 | 0 | 0 | 0 | 0 | 0
| Retrofit VOM Costs by Reporting Type | MARITIMES | HQ/Maritimes | On-shore Wind | WT | 0 | 0 | 0 | 0 | 0 | 0 | WT | 0 | 0 | 0 | 0 | 0 | 0
| Retrofit VOM Costs by Reporting Type | MARITIMES | HQ/Maritimes | Coal | IGCC | 0 | 0 | 0 | 0 | 0 | 0 | IGCC | 0 | 0 | 0 | 0 | 0 | 0
| Retrofit VOM Costs by Reporting Type | MARITIMES | HQ/Maritimes | DR | DemandResponse | 0 | 0 | 0 | 0 | 0 | 0 | DemandResponse | 0 | 0 | 0 | 0 | 0 | 0
| Retrofit VOM Costs by Reporting Type | MARITIMES | HQ/Maritimes | Coal-CCS | IGCC-CCS | 0 | 0 | 0 | 0 | 0 | 0 | IGCC-CCS | 0 | 0 | 0 | 0 | 0 | 0
| Retrofit VOM Costs by Reporting Type | MARITIMES | HQ/Maritimes | Off-shore Wind | WT_off | 0 | 0 | 0 | 0 | 0 | 0 | WT_off | 0 | 0 | 0 | 0 | 0 | 0
| Retrofit VOM Costs by Reporting Type | MARITIMES | HQ/Maritimes | Other | PseudoUnit | 0 | 0 | 0 | 0 | 0 | 0 | PseudoUnit | 0 | 0 | 0 | 0 | 0 | 0
| Retrofit VOM Costs by Reporting Type | MARITIMES | HQ/Maritimes | HQ/Maritimes | FixedInterchange | 0 | 0 | 0 | 0 | 0 | 0 | FixedInterchange | 0 | 0 | 0 | 0 | 0 | 0
Retrofit VOM Costs by Reporting Type
| retrofit VOM Costs by Reporting Type |  |  |  | retrofit VOM Costs by Reporting Type: All | [6 empty] | retrofit VOM Costs by Reporting Type: All
| retrofit VOM Costs by Reporting Type |  |  |  | ReportingType | 2015 | 2020 | 2025 | 2030 | 2035 | 2040 | ReportingType | 2015 | 2020 | 2025 | 2030 | 2035 | 2040
| retrofit VOM Costs by Reporting Type | All | All | Other Renew | BM | 0 | 0 | 0 | 0 | 0 | 0 | BM | 0 | 0 | 0 | 0 | 0 | 0
| retrofit VOM Costs by Reporting Type | All | All | CC | CC | 0 | 0 | 0 | 0 | 0 | 0 | CC | 0 | 0 | 0 | 0 | 0 | 0
| retrofit VOM Costs by Reporting Type | All | All | Other Renew | CSP | 0 | 0 | 0 | 0 | 0 | 0 | CSP | 0 | 0 | 0 | 0 | 0 | 0
| retrofit VOM Costs by Reporting Type | All | All | CT | CT | 0 | 0 | 0 | 0 | 0 | 0 | CT | 0 | 0 | 0 | 0 | 0 | 0
| retrofit VOM Costs by Reporting Type | All | All | Coal | Coal | 2656.56 | 1978.46 | 245 | 256.92 | 488.96 | 499.28 | Coal | 2381.31 | 1785.4 | 312.09 | 284.53 | 529.77 | 532.58
| retrofit VOM Costs by Reporting Type | All | All | Other Renew | Geo | 0 | 0 | 0 | 0 | 0 | 0 | Geo | 0 | 0 | 0 | 0 | 0 | 0
| retrofit VOM Costs by Reporting Type | All | All | Hydro | H | 0 | 0 | 0 | 0 | 0 | 0 | H | 0 | 0 | 0 | 0 | 0 | 0
| retrofit VOM Costs by Reporting Type | All | All | Other Renew | LFG | 0 | 0 | 0 | 0 | 0 | 0 | LFG | 0 | 0 | 0 | 0 | 0 | 0
| retrofit VOM Costs by Reporting Type | All | All | Nuclear | Nuc | 0 | 0 | 0 | 0 | 0 | 0 | Nuc | 0 | 0 | 0 | 0 | 0 | 0
| retrofit VOM Costs by Reporting Type | All | All | Other | PS | 0 | 0 | 0 | 0 | 0 | 0 | PS | 0 | 0 | 0 | 0 | 0 | 0
| retrofit VOM Costs by Reporting Type | All | All | Other Renew | PV | 0 | 0 | 0 | 0 | 0 | 0 | PV | 0 | 0 | 0 | 0 | 0 | 0
| retrofit VOM Costs by Reporting Type | All | All | CT | PeakG | 0 | 0 | 0 | 0 | 0 | 0 | PeakG | 0 | 0 | 0 | 0 | 0 | 0
| retrofit VOM Costs by Reporting Type | All | All | CT | PeakO | 0 | 0 | 0 | 0 | 0 | 0 | PeakO | 0 | 0 | 0 | 0 | 0 | 0
| retrofit VOM Costs by Reporting Type | All | All | Other Renew | ST | 0 | 0 | 0 | 0 | 0 | 0 | ST | 0 | 0 | 0 | 0 | 0 | 0
| retrofit VOM Costs by Reporting Type | All | All | Steam O/G | STOG | 0 | 0 | 0 | 0 | 0 | 0 | STOG | 0 | 0 | 0 | 0 | 0 | 0
| retrofit VOM Costs by Reporting Type | All | All | Other Renew | STWD | 0 | 0 | 0 | 0 | 0 | 0 | STWD | 0 | 0 | 0 | 0 | 0 | 0
| retrofit VOM Costs by Reporting Type | All | All | On-shore Wind | WT | 0 | 0 | 0 | 0 | 0 | 0 | WT | 0 | 0 | 0 | 0 | 0 | 0
| retrofit VOM Costs by Reporting Type | All | All | Coal | IGCC | 0 | 0 | 0 | 0 | 0 | 0 | IGCC | 0 | 0 | 0 | 0 | 0 | 0
| retrofit VOM Costs by Reporting Type | All | All | DR | DemandResponse | 0 | 0 | 0 | 0 | 0 | 0 | DemandResponse | 0 | 0 | 0 | 0 | 0 | 0
| retrofit VOM Costs by Reporting Type | All | All | Coal-CCS | IGCC-CCS | 0 | 0 | 0 | 0 | 0 | 0 | IGCC-CCS | 0 | 0 | 0 | 0 | 0 | 0
| retrofit VOM Costs by Reporting Type | All | All | Off-shore Wind | WT_off | 0 | 0 | 0 | 0 | 0 | 0 | WT_off | 0 | 0 | 0 | 0 | 0 | 0
| retrofit VOM Costs by Reporting Type | All | All | Other | PseudoUnit | 0 | 0 | 0 | 0 | 0 | 0 | PseudoUnit | 0 | 0 | 0 | 0 | 0 | 0
| retrofit VOM Costs by Reporting Type | All | All | HQ/Maritimes | FixedInterchange | 0 | 0 | 0 | 0 | 0 | 0 | FixedInterchange | 0 | 0 | 0 | 0 | 0 | 0
retrofit VOM Costs by Reporting Type
| retrofit VOM Costs by Reporting Type |  |  |  | retrofit VOM Costs by Reporting Type: EI_US | [6 empty] | retrofit VOM Costs by Reporting Type: EI_US
| retrofit VOM Costs by Reporting Type |  |  |  | ReportingType | 2015 | 2020 | 2025 | 2030 | 2035 | 2040 | ReportingType | 2015 | 2020 | 2025 | 2030 | 2035 | 2040
| retrofit VOM Costs by Reporting Type | EI_US | EI_US | Other Renew | BM | 0 | 0 | 0 | 0 | 0 | 0 | BM | 0 | 0 | 0 | 0 | 0 | 0
| retrofit VOM Costs by Reporting Type | EI_US | EI_US | CC | CC | 0 | 0 | 0 | 0 | 0 | 0 | CC | 0 | 0 | 0 | 0 | 0 | 0
| retrofit VOM Costs by Reporting Type | EI_US | EI_US | Other Renew | CSP | 0 | 0 | 0 | 0 | 0 | 0 | CSP | 0 | 0 | 0 | 0 | 0 | 0
| retrofit VOM Costs by Reporting Type | EI_US | EI_US | CT | CT | 0 | 0 | 0 | 0 | 0 | 0 | CT | 0 | 0 | 0 | 0 | 0 | 0
| retrofit VOM Costs by Reporting Type | EI_US | EI_US | Coal | Coal | 1910.79 | 1250.88 | 138.24 | 188.25 | 403.2 | 420.94 | Coal | 1636.07 | 1065.85 | 205.43 | 211.21 | 426.89 | 444.23
| retrofit VOM Costs by Reporting Type | EI_US | EI_US | Other Renew | Geo | 0 | 0 | 0 | 0 | 0 | 0 | Geo | 0 | 0 | 0 | 0 | 0 | 0
| retrofit VOM Costs by Reporting Type | EI_US | EI_US | Hydro | H | 0 | 0 | 0 | 0 | 0 | 0 | H | 0 | 0 | 0 | 0 | 0 | 0
| retrofit VOM Costs by Reporting Type | EI_US | EI_US | Other Renew | LFG | 0 | 0 | 0 | 0 | 0 | 0 | LFG | 0 | 0 | 0 | 0 | 0 | 0
| retrofit VOM Costs by Reporting Type | EI_US | EI_US | Nuclear | Nuc | 0 | 0 | 0 | 0 | 0 | 0 | Nuc | 0 | 0 | 0 | 0 | 0 | 0
| retrofit VOM Costs by Reporting Type | EI_US | EI_US | Other | PS | 0 | 0 | 0 | 0 | 0 | 0 | PS | 0 | 0 | 0 | 0 | 0 | 0
| retrofit VOM Costs by Reporting Type | EI_US | EI_US | Other Renew | PV | 0 | 0 | 0 | 0 | 0 | 0 | PV | 0 | 0 | 0 | 0 | 0 | 0
| retrofit VOM Costs by Reporting Type | EI_US | EI_US | CT | PeakG | 0 | 0 | 0 | 0 | 0 | 0 | PeakG | 0 | 0 | 0 | 0 | 0 | 0
| retrofit VOM Costs by Reporting Type | EI_US | EI_US | CT | PeakO | 0 | 0 | 0 | 0 | 0 | 0 | PeakO | 0 | 0 | 0 | 0 | 0 | 0
| retrofit VOM Costs by Reporting Type | EI_US | EI_US | Other Renew | ST | 0 | 0 | 0 | 0 | 0 | 0 | ST | 0 | 0 | 0 | 0 | 0 | 0
| retrofit VOM Costs by Reporting Type | EI_US | EI_US | Steam O/G | STOG | 0 | 0 | 0 | 0 | 0 | 0 | STOG | 0 | 0 | 0 | 0 | 0 | 0
| retrofit VOM Costs by Reporting Type | EI_US | EI_US | Other Renew | STWD | 0 | 0 | 0 | 0 | 0 | 0 | STWD | 0 | 0 | 0 | 0 | 0 | 0
| retrofit VOM Costs by Reporting Type | EI_US | EI_US | On-shore Wind | WT | 0 | 0 | 0 | 0 | 0 | 0 | WT | 0 | 0 | 0 | 0 | 0 | 0
| retrofit VOM Costs by Reporting Type | EI_US | EI_US | Coal | IGCC | 0 | 0 | 0 | 0 | 0 | 0 | IGCC | 0 | 0 | 0 | 0 | 0 | 0
| retrofit VOM Costs by Reporting Type | EI_US | EI_US | DR | DemandResponse | 0 | 0 | 0 | 0 | 0 | 0 | DemandResponse | 0 | 0 | 0 | 0 | 0 | 0
| retrofit VOM Costs by Reporting Type | EI_US | EI_US | Coal-CCS | IGCC-CCS | 0 | 0 | 0 | 0 | 0 | 0 | IGCC-CCS | 0 | 0 | 0 | 0 | 0 | 0
| retrofit VOM Costs by Reporting Type | EI_US | EI_US | Off-shore Wind | WT_off | 0 | 0 | 0 | 0 | 0 | 0 | WT_off | 0 | 0 | 0 | 0 | 0 | 0
| retrofit VOM Costs by Reporting Type | EI_US | EI_US | Other | PseudoUnit | 0 | 0 | 0 | 0 | 0 | 0 | PseudoUnit | 0 | 0 | 0 | 0 | 0 | 0
| retrofit VOM Costs by Reporting Type | EI_US | EI_US | HQ/Maritimes | FixedInterchange | 0 | 0 | 0 | 0 | 0 | 0 | FixedInterchange | 0 | 0 | 0 | 0 | 0 | 0
retrofit VOM Costs by Reporting Type
| retrofit VOM Costs by Reporting Type |  |  |  | retrofit VOM Costs by Reporting Type: EI_Canada | [6 empty] | retrofit VOM Costs by Reporting Type: EI_Canada
| retrofit VOM Costs by Reporting Type |  |  |  | ReportingType | 2015 | 2020 | 2025 | 2030 | 2035 | 2040 | ReportingType | 2015 | 2020 | 2025 | 2030 | 2035 | 2040
| retrofit VOM Costs by Reporting Type | EI_Canada | EI_Canada | Other Renew | BM | 0 | 0 | 0 | 0 | 0 | 0 | BM | 0 | 0 | 0 | 0 | 0 | 0
| retrofit VOM Costs by Reporting Type | EI_Canada | EI_Canada | CC | CC | 0 | 0 | 0 | 0 | 0 | 0 | CC | 0 | 0 | 0 | 0 | 0 | 0
| retrofit VOM Costs by Reporting Type | EI_Canada | EI_Canada | Other Renew | CSP | 0 | 0 | 0 | 0 | 0 | 0 | CSP | 0 | 0 | 0 | 0 | 0 | 0
| retrofit VOM Costs by Reporting Type | EI_Canada | EI_Canada | CT | CT | 0 | 0 | 0 | 0 | 0 | 0 | CT | 0 | 0 | 0 | 0 | 0 | 0
| retrofit VOM Costs by Reporting Type | EI_Canada | EI_Canada | Coal | Coal | 0 | 0 | 0 | 0 | 0 | 0 | Coal | 0 | 0 | 0 | 0 | 0 | 0
| retrofit VOM Costs by Reporting Type | EI_Canada | EI_Canada | Other Renew | Geo | 0 | 0 | 0 | 0 | 0 | 0 | Geo | 0 | 0 | 0 | 0 | 0 | 0
| retrofit VOM Costs by Reporting Type | EI_Canada | EI_Canada | Hydro | H | 0 | 0 | 0 | 0 | 0 | 0 | H | 0 | 0 | 0 | 0 | 0 | 0
| retrofit VOM Costs by Reporting Type | EI_Canada | EI_Canada | Other Renew | LFG | 0 | 0 | 0 | 0 | 0 | 0 | LFG | 0 | 0 | 0 | 0 | 0 | 0
| retrofit VOM Costs by Reporting Type | EI_Canada | EI_Canada | Nuclear | Nuc | 0 | 0 | 0 | 0 | 0 | 0 | Nuc | 0 | 0 | 0 | 0 | 0 | 0
| retrofit VOM Costs by Reporting Type | EI_Canada | EI_Canada | Other | PS | 0 | 0 | 0 | 0 | 0 | 0 | PS | 0 | 0 | 0 | 0 | 0 | 0
| retrofit VOM Costs by Reporting Type | EI_Canada | EI_Canada | Other Renew | PV | 0 | 0 | 0 | 0 | 0 | 0 | PV | 0 | 0 | 0 | 0 | 0 | 0
| retrofit VOM Costs by Reporting Type | EI_Canada | EI_Canada | CT | PeakG | 0 | 0 | 0 | 0 | 0 | 0 | PeakG | 0 | 0 | 0 | 0 | 0 | 0
| retrofit VOM Costs by Reporting Type | EI_Canada | EI_Canada | CT | PeakO | 0 | 0 | 0 | 0 | 0 | 0 | PeakO | 0 | 0 | 0 | 0 | 0 | 0
| retrofit VOM Costs by Reporting Type | EI_Canada | EI_Canada | Other Renew | ST | 0 | 0 | 0 | 0 | 0 | 0 | ST | 0 | 0 | 0 | 0 | 0 | 0
| retrofit VOM Costs by Reporting Type | EI_Canada | EI_Canada | Steam O/G | STOG | 0 | 0 | 0 | 0 | 0 | 0 | STOG | 0 | 0 | 0 | 0 | 0 | 0
| retrofit VOM Costs by Reporting Type | EI_Canada | EI_Canada | Other Renew | STWD | 0 | 0 | 0 | 0 | 0 | 0 | STWD | 0 | 0 | 0 | 0 | 0 | 0
| retrofit VOM Costs by Reporting Type | EI_Canada | EI_Canada | On-shore Wind | WT | 0 | 0 | 0 | 0 | 0 | 0 | WT | 0 | 0 | 0 | 0 | 0 | 0
| retrofit VOM Costs by Reporting Type | EI_Canada | EI_Canada | Coal | IGCC | 0 | 0 | 0 | 0 | 0 | 0 | IGCC | 0 | 0 | 0 | 0 | 0 | 0
| retrofit VOM Costs by Reporting Type | EI_Canada | EI_Canada | DR | DemandResponse | 0 | 0 | 0 | 0 | 0 | 0 | DemandResponse | 0 | 0 | 0 | 0 | 0 | 0
| retrofit VOM Costs by Reporting Type | EI_Canada | EI_Canada | Coal-CCS | IGCC-CCS | 0 | 0 | 0 | 0 | 0 | 0 | IGCC-CCS | 0 | 0 | 0 | 0 | 0 | 0
| retrofit VOM Costs by Reporting Type | EI_Canada | EI_Canada | Off-shore Wind | WT_off | 0 | 0 | 0 | 0 | 0 | 0 | WT_off | 0 | 0 | 0 | 0 | 0 | 0
| retrofit VOM Costs by Reporting Type | EI_Canada | EI_Canada | Other | PseudoUnit | 0 | 0 | 0 | 0 | 0 | 0 | PseudoUnit | 0 | 0 | 0 | 0 | 0 | 0
| retrofit VOM Costs by Reporting Type | EI_Canada | EI_Canada | HQ/Maritimes | FixedInterchange | 0 | 0 | 0 | 0 | 0 | 0 | FixedInterchange | 0 | 0 | 0 | 0 | 0 | 0
retrofit VOM Costs by Reporting Type
| retrofit VOM Costs by Reporting Type |  |  |  | retrofit VOM Costs by Reporting Type: EI | [6 empty] | retrofit VOM Costs by Reporting Type: EI
| retrofit VOM Costs by Reporting Type |  |  |  | ReportingType | 2015 | 2020 | 2025 | 2030 | 2035 | 2040 | ReportingType | 2015 | 2020 | 2025 | 2030 | 2035 | 2040
| retrofit VOM Costs by Reporting Type | EI | EI | Other Renew | BM | 0 | 0 | 0 | 0 | 0 | 0 | BM | 0 | 0 | 0 | 0 | 0 | 0
| retrofit VOM Costs by Reporting Type | EI | EI | CC | CC | 0 | 0 | 0 | 0 | 0 | 0 | CC | 0 | 0 | 0 | 0 | 0 | 0
| retrofit VOM Costs by Reporting Type | EI | EI | Other Renew | CSP | 0 | 0 | 0 | 0 | 0 | 0 | CSP | 0 | 0 | 0 | 0 | 0 | 0
| retrofit VOM Costs by Reporting Type | EI | EI | CT | CT | 0 | 0 | 0 | 0 | 0 | 0 | CT | 0 | 0 | 0 | 0 | 0 | 0
| retrofit VOM Costs by Reporting Type | EI | EI | Coal | Coal | 1910.79 | 1250.88 | 138.24 | 188.25 | 403.2 | 420.94 | Coal | 1636.07 | 1065.85 | 205.43 | 211.21 | 426.89 | 444.23
| retrofit VOM Costs by Reporting Type | EI | EI | Other Renew | Geo | 0 | 0 | 0 | 0 | 0 | 0 | Geo | 0 | 0 | 0 | 0 | 0 | 0
| retrofit VOM Costs by Reporting Type | EI | EI | Hydro | H | 0 | 0 | 0 | 0 | 0 | 0 | H | 0 | 0 | 0 | 0 | 0 | 0
| retrofit VOM Costs by Reporting Type | EI | EI | Other Renew | LFG | 0 | 0 | 0 | 0 | 0 | 0 | LFG | 0 | 0 | 0 | 0 | 0 | 0
| retrofit VOM Costs by Reporting Type | EI | EI | Nuclear | Nuc | 0 | 0 | 0 | 0 | 0 | 0 | Nuc | 0 | 0 | 0 | 0 | 0 | 0
| retrofit VOM Costs by Reporting Type | EI | EI | Other | PS | 0 | 0 | 0 | 0 | 0 | 0 | PS | 0 | 0 | 0 | 0 | 0 | 0
| retrofit VOM Costs by Reporting Type | EI | EI | Other Renew | PV | 0 | 0 | 0 | 0 | 0 | 0 | PV | 0 | 0 | 0 | 0 | 0 | 0
| retrofit VOM Costs by Reporting Type | EI | EI | CT | PeakG | 0 | 0 | 0 | 0 | 0 | 0 | PeakG | 0 | 0 | 0 | 0 | 0 | 0
| retrofit VOM Costs by Reporting Type | EI | EI | CT | PeakO | 0 | 0 | 0 | 0 | 0 | 0 | PeakO | 0 | 0 | 0 | 0 | 0 | 0
| retrofit VOM Costs by Reporting Type | EI | EI | Other Renew | ST | 0 | 0 | 0 | 0 | 0 | 0 | ST | 0 | 0 | 0 | 0 | 0 | 0
| retrofit VOM Costs by Reporting Type | EI | EI | Steam O/G | STOG | 0 | 0 | 0 | 0 | 0 | 0 | STOG | 0 | 0 | 0 | 0 | 0 | 0
| retrofit VOM Costs by Reporting Type | EI | EI | Other Renew | STWD | 0 | 0 | 0 | 0 | 0 | 0 | STWD | 0 | 0 | 0 | 0 | 0 | 0
| retrofit VOM Costs by Reporting Type | EI | EI | On-shore Wind | WT | 0 | 0 | 0 | 0 | 0 | 0 | WT | 0 | 0 | 0 | 0 | 0 | 0
| retrofit VOM Costs by Reporting Type | EI | EI | Coal | IGCC | 0 | 0 | 0 | 0 | 0 | 0 | IGCC | 0 | 0 | 0 | 0 | 0 | 0
| retrofit VOM Costs by Reporting Type | EI | EI | DR | DemandResponse | 0 | 0 | 0 | 0 | 0 | 0 | DemandResponse | 0 | 0 | 0 | 0 | 0 | 0
| retrofit VOM Costs by Reporting Type | EI | EI | Coal-CCS | IGCC-CCS | 0 | 0 | 0 | 0 | 0 | 0 | IGCC-CCS | 0 | 0 | 0 | 0 | 0 | 0
| retrofit VOM Costs by Reporting Type | EI | EI | Off-shore Wind | WT_off | 0 | 0 | 0 | 0 | 0 | 0 | WT_off | 0 | 0 | 0 | 0 | 0 | 0
| retrofit VOM Costs by Reporting Type | EI | EI | Other | PseudoUnit | 0 | 0 | 0 | 0 | 0 | 0 | PseudoUnit | 0 | 0 | 0 | 0 | 0 | 0
| retrofit VOM Costs by Reporting Type | EI | EI | HQ/Maritimes | FixedInterchange | 0 | 0 | 0 | 0 | 0 | 0 | FixedInterchange | 0 | 0 | 0 | 0 | 0 | 0
retrofit VOM Costs by Reporting Type
| retrofit VOM Costs by Reporting Type |  |  |  | retrofit VOM Costs by Reporting Type: Outside_EI | [6 empty] | retrofit VOM Costs by Reporting Type: Outside_EI
| retrofit VOM Costs by Reporting Type |  |  |  | ReportingType | 2015 | 2020 | 2025 | 2030 | 2035 | 2040 | ReportingType | 2015 | 2020 | 2025 | 2030 | 2035 | 2040
| retrofit VOM Costs by Reporting Type | Outside_EI | Outside_EI | Other Renew | BM | 0 | 0 | 0 | 0 | 0 | 0 | BM | 0 | 0 | 0 | 0 | 0 | 0
| retrofit VOM Costs by Reporting Type | Outside_EI | Outside_EI | CC | CC | 0 | 0 | 0 | 0 | 0 | 0 | CC | 0 | 0 | 0 | 0 | 0 | 0
| retrofit VOM Costs by Reporting Type | Outside_EI | Outside_EI | Other Renew | CSP | 0 | 0 | 0 | 0 | 0 | 0 | CSP | 0 | 0 | 0 | 0 | 0 | 0
| retrofit VOM Costs by Reporting Type | Outside_EI | Outside_EI | CT | CT | 0 | 0 | 0 | 0 | 0 | 0 | CT | 0 | 0 | 0 | 0 | 0 | 0
| retrofit VOM Costs by Reporting Type | Outside_EI | Outside_EI | Coal | Coal | 745.77 | 727.58 | 106.76 | 68.67 | 85.75 | 78.34 | Coal | 745.24 | 719.55 | 106.66 | 73.32 | 102.88 | 88.34
| retrofit VOM Costs by Reporting Type | Outside_EI | Outside_EI | Other Renew | Geo | 0 | 0 | 0 | 0 | 0 | 0 | Geo | 0 | 0 | 0 | 0 | 0 | 0
| retrofit VOM Costs by Reporting Type | Outside_EI | Outside_EI | Hydro | H | 0 | 0 | 0 | 0 | 0 | 0 | H | 0 | 0 | 0 | 0 | 0 | 0
| retrofit VOM Costs by Reporting Type | Outside_EI | Outside_EI | Other Renew | LFG | 0 | 0 | 0 | 0 | 0 | 0 | LFG | 0 | 0 | 0 | 0 | 0 | 0
| retrofit VOM Costs by Reporting Type | Outside_EI | Outside_EI | Nuclear | Nuc | 0 | 0 | 0 | 0 | 0 | 0 | Nuc | 0 | 0 | 0 | 0 | 0 | 0
| retrofit VOM Costs by Reporting Type | Outside_EI | Outside_EI | Other | PS | 0 | 0 | 0 | 0 | 0 | 0 | PS | 0 | 0 | 0 | 0 | 0 | 0
| retrofit VOM Costs by Reporting Type | Outside_EI | Outside_EI | Other Renew | PV | 0 | 0 | 0 | 0 | 0 | 0 | PV | 0 | 0 | 0 | 0 | 0 | 0
| retrofit VOM Costs by Reporting Type | Outside_EI | Outside_EI | CT | PeakG | 0 | 0 | 0 | 0 | 0 | 0 | PeakG | 0 | 0 | 0 | 0 | 0 | 0
| retrofit VOM Costs by Reporting Type | Outside_EI | Outside_EI | CT | PeakO | 0 | 0 | 0 | 0 | 0 | 0 | PeakO | 0 | 0 | 0 | 0 | 0 | 0
| retrofit VOM Costs by Reporting Type | Outside_EI | Outside_EI | Other Renew | ST | 0 | 0 | 0 | 0 | 0 | 0 | ST | 0 | 0 | 0 | 0 | 0 | 0
| retrofit VOM Costs by Reporting Type | Outside_EI | Outside_EI | Steam O/G | STOG | 0 | 0 | 0 | 0 | 0 | 0 | STOG | 0 | 0 | 0 | 0 | 0 | 0
| retrofit VOM Costs by Reporting Type | Outside_EI | Outside_EI | Other Renew | STWD | 0 | 0 | 0 | 0 | 0 | 0 | STWD | 0 | 0 | 0 | 0 | 0 | 0
| retrofit VOM Costs by Reporting Type | Outside_EI | Outside_EI | On-shore Wind | WT | 0 | 0 | 0 | 0 | 0 | 0 | WT | 0 | 0 | 0 | 0 | 0 | 0
| retrofit VOM Costs by Reporting Type | Outside_EI | Outside_EI | Coal | IGCC | 0 | 0 | 0 | 0 | 0 | 0 | IGCC | 0 | 0 | 0 | 0 | 0 | 0
| retrofit VOM Costs by Reporting Type | Outside_EI | Outside_EI | DR | DemandResponse | 0 | 0 | 0 | 0 | 0 | 0 | DemandResponse | 0 | 0 | 0 | 0 | 0 | 0
| retrofit VOM Costs by Reporting Type | Outside_EI | Outside_EI | Coal-CCS | IGCC-CCS | 0 | 0 | 0 | 0 | 0 | 0 | IGCC-CCS | 0 | 0 | 0 | 0 | 0 | 0
| retrofit VOM Costs by Reporting Type | Outside_EI | Outside_EI | Off-shore Wind | WT_off | 0 | 0 | 0 | 0 | 0 | 0 | WT_off | 0 | 0 | 0 | 0 | 0 | 0
| retrofit VOM Costs by Reporting Type | Outside_EI | Outside_EI | Other | PseudoUnit | 0 | 0 | 0 | 0 | 0 | 0 | PseudoUnit | 0 | 0 | 0 | 0 | 0 | 0
| retrofit VOM Costs by Reporting Type | Outside_EI | Outside_EI | HQ/Maritimes | FixedInterchange | 0 | 0 | 0 | 0 | 0 | 0 | FixedInterchange | 0 | 0 | 0 | 0 | 0 | 0
#10 Base FOM Costs ($million) |  |  |  |  | #10 | 2015: Base FOM Costs ($million) | #10 | Base FOM Costs ($million)
[5 empty] | Base FOM Costs by Reporting Type: Entergy | [6 empty] | Base FOM Costs by Reporting Type: Entergy
[5 empty] | ReportingType | 2015 | 2020 | 2025 | 2030 | 2035 | 2040 | ReportingType | 2015 | 2020 | 2025 | 2030 | 2035 | 2040
| Base FOM Costs by Reporting Type | ENT | Southwest | Other Renew | BM | 0 | 0 | 0 | 0 | 0.01 | 581.3 | BM | 0 | 0 | 0 | 0 | 324.62 | 974.86
| Base FOM Costs by Reporting Type | ENT | Southwest | CC | CC | 442.6 | 585.85 | 482.77 | 510.77 | 553.87 | 421.54 | CC | 463.54 | 639.6 | 530.38 | 556.77 | 420.58 | 262.91
| Base FOM Costs by Reporting Type | ENT | Southwest | Other Renew | CSP | 0 | 0 | 0 | 0 | 0 | 0 | CSP | 0 | 0 | 0 | 0 | 0 | 0
| Base FOM Costs by Reporting Type | ENT | Southwest | CT | CT | 0 | 0 | 0 | 0 | 0 | 0 | CT | 0 | 0 | 0 | 0 | 0 | 0
| Base FOM Costs by Reporting Type | ENT | Southwest | Coal | Coal | 513.77 | 236.95 | 96.63 | 21.42 | 21.41 | 21.42 | Coal | 475.4 | 21.37 | 21.37 | 21.37 | 21.37 | 21.37
| Base FOM Costs by Reporting Type | ENT | Southwest | Other Renew | Geo | 0 | 0 | 0 | 0 | 0 | 0 | Geo | 0 | 0 | 0 | 0 | 0 | 0
| Base FOM Costs by Reporting Type | ENT | Southwest | Hydro | H | 10.6 | 10.6 | 10.6 | 10.6 | 26.39 | 26.39 | H | 10.6 | 10.6 | 10.6 | 10.6 | 26.39 | 26.39
| Base FOM Costs by Reporting Type | ENT | Southwest | Other Renew | LFG | 0.97 | 0.97 | 13.89 | 13.89 | 13.89 | 13.89 | LFG | 0.97 | 0.97 | 13.89 | 13.89 | 13.89 | 13.89
| Base FOM Costs by Reporting Type | ENT | Southwest | Nuclear | Nuc | 789.41 | 804.93 | 789.41 | 789.41 | 666.82 | 1125.5 | Nuc | 789.41 | 804.93 | 789.41 | 789.41 | 666.82 | 1125.48
| Base FOM Costs by Reporting Type | ENT | Southwest | Other | PS | 1.4 | 1.4 | 1.4 | 1.4 | 1.4 | 1.4 | PS | 1.4 | 1.4 | 1.4 | 1.4 | 1.4 | 1.4
| Base FOM Costs by Reporting Type | ENT | Southwest | Other Renew | PV | 0 | 1.03 | 1.52 | 1.52 | 1.52 | 1.55 | PV | 0 | 1.03 | 1.52 | 1.52 | 1.52 | 1.55
| Base FOM Costs by Reporting Type | ENT | Southwest | CT | PeakG | 47.54 | 69.98 | 49.29 | 63.1 | 67 | 67 | PeakG | 47.54 | 69.98 | 49.29 | 14.04 | 12.03 | 12.03
| Base FOM Costs by Reporting Type | ENT | Southwest | CT | PeakO | 4.42 | 5.87 | 5.08 | 5.22 | 0.03 | 0.03 | PeakO | 4.42 | 5.87 | 0 | 0 | 0 | 0
| Base FOM Costs by Reporting Type | ENT | Southwest | Other Renew | ST | 0 | 0 | 0 | 0 | 0 | 0 | ST | 0 | 0 | 0 | 0 | 0 | 0
| Base FOM Costs by Reporting Type | ENT | Southwest | Steam O/G | STOG | 103.36 | 122.3 | 104.84 | 53.63 | 0.01 | 0.01 | STOG | 64.98 | 76.89 | 0 | 0 | 0 | 0
| Base FOM Costs by Reporting Type | ENT | Southwest | Other Renew | STWD | 6.6 | 8.26 | 6.73 | 6.73 | 6.73 | 6.73 | STWD | 6.6 | 8.26 | 6.73 | 6.73 | 6.73 | 6.73
| Base FOM Costs by Reporting Type | ENT | Southwest | On-shore Wind | WT | 3.66 | 3.66 | 3.66 | 3.66 | 3.66 | 3.66 | WT | 3.66 | 3.66 | 3.66 | 6.47 | 71.04 | 71.04
| Base FOM Costs by Reporting Type | ENT | Southwest | Coal | IGCC | 0 | 0 | 0 | 0 | 0 | 0 | IGCC | 0 | 0 | 0 | 0 | 0 | 0
| Base FOM Costs by Reporting Type | ENT | Southwest | DR | DemandResponse | 0 | 0 | 0 | 0 | 0 | 0 | DemandResponse | 0 | 0 | 0 | 0 | 0 | 0
| Base FOM Costs by Reporting Type | ENT | Southwest | Coal-CCS | IGCC-CCS | 0 | 0 | 0 | 0 | 0 | 0 | IGCC-CCS | 0 | 0 | 0 | 0 | 0 | 0
| Base FOM Costs by Reporting Type | ENT | Southwest | Off-shore Wind | WT_off | 0 | 0 | 0 | 0 | 0 | 0 | WT_off | 0 | 0 | 0 | 0 | 0 | 0
| Base FOM Costs by Reporting Type | ENT | Southwest | Other | PseudoUnit | 0 | 0 | 0 | 0 | 0 | 0 | PseudoUnit | 0 | 0 | 0 | 0 | 0 | 0
| Base FOM Costs by Reporting Type | ENT | Southwest | HQ/Maritimes | FixedInterchange | 0 | 0 | 0 | 0 | 0 | 0 | FixedInterchange | 0 | 0 | 0 | 0 | 0 | 0
Base FOM Costs by Reporting Type
| Base FOM Costs by Reporting Type |  |  |  | Base FOM Costs by Reporting Type: FRCC | [6 empty] | Base FOM Costs by Reporting Type: FRCC
| Base FOM Costs by Reporting Type |  |  |  | ReportingType | 2015 | 2020 | 2025 | 2030 | 2035 | 2040 | ReportingType | 2015 | 2020 | 2025 | 2030 | 2035 | 2040
| Base FOM Costs by Reporting Type | FRCC | South | Other Renew | BM | 0 | 0 | 0 | 0 | 0.02 | 201.2 | BM | 0 | 0 | 0 | 0 | 0 | 201.2
| Base FOM Costs by Reporting Type | FRCC | South | CC | CC | 833.89 | 1009.42 | 847.7 | 618.79 | 484.22 | 470.67 | CC | 827.54 | 1003.15 | 841.43 | 547.35 | 415.52 | 424.96
| Base FOM Costs by Reporting Type | FRCC | South | Other Renew | CSP | 0 | 0 | 0 | 0 | 0 | 0 | CSP | 0 | 0 | 0 | 0 | 0 | 0
| Base FOM Costs by Reporting Type | FRCC | South | CT | CT | 16.6 | 16.6 | 16.6 | 16.6 | 0 | 0 | CT | 16.6 | 16.6 | 16.6 | 16.6 | 0 | 0
| Base FOM Costs by Reporting Type | FRCC | South | Coal | Coal | 139.59 | 74.59 | 0.25 | 0.25 | 0.26 | 0.27 | Coal | 174.79 | 111.42 | 104.24 | 111.97 | 113.5 | 114.65
| Base FOM Costs by Reporting Type | FRCC | South | Other Renew | Geo | 0 | 0 | 0 | 0 | 0 | 0 | Geo | 0 | 0 | 0 | 0 | 0 | 0
| Base FOM Costs by Reporting Type | FRCC | South | Hydro | H | 0.78 | 0.78 | 0.78 | 0.78 | 0.78 | 0.78 | H | 0.78 | 0.78 | 0.78 | 0.78 | 0.78 | 0.78
| Base FOM Costs by Reporting Type | FRCC | South | Other Renew | LFG | 58.64 | 58.64 | 82.46 | 82.46 | 82.46 | 82.46 | LFG | 58.63 | 58.63 | 82.46 | 82.46 | 82.46 | 82.46
| Base FOM Costs by Reporting Type | FRCC | South | Nuclear | Nuc | 601.49 | 635.55 | 876.11 | 1945.66 | 2967.54 | 2770.76 | Nuc | 601.49 | 635.55 | 890.52 | 1972.12 | 2966.89 | 2716.71
| Base FOM Costs by Reporting Type | FRCC | South | Other | PS | 0 | 0 | 0 | 0 | 0 | 0 | PS | 0 | 0 | 0 | 0 | 0 | 0
| Base FOM Costs by Reporting Type | FRCC | South | Other Renew | PV | 0.75 | 0.75 | 0.75 | 0.75 | 0.75 | 0.75 | PV | 0.75 | 0.75 | 0.75 | 0.75 | 0.75 | 0.75
| Base FOM Costs by Reporting Type | FRCC | South | CT | PeakG | 149.81 | 217.71 | 155.12 | 142.12 | 142.12 | 142.12 | PeakG | 149.81 | 217.71 | 155.12 | 157.67 | 157.67 | 157.67
| Base FOM Costs by Reporting Type | FRCC | South | CT | PeakO | 64.61 | 83.43 | 68.43 | 0.01 | 0.01 | 0.01 | PeakO | 64.61 | 83.43 | 25.75 | 0 | 0 | 0
| Base FOM Costs by Reporting Type | FRCC | South | Other Renew | ST | 0 | 0 | 0 | 0 | 0 | 0 | ST | 0 | 0 | 0 | 0 | 0 | 0
| Base FOM Costs by Reporting Type | FRCC | South | Steam O/G | STOG | 6.5 | 7.7 | 0.01 | 0.01 | 0.01 | 0.01 | STOG | 0 | 0 | 0 | 0 | 0 | 0
| Base FOM Costs by Reporting Type | FRCC | South | Other Renew | STWD | 6.25 | 7.82 | 6.37 | 6.37 | 6.37 | 6.37 | STWD | 6.25 | 7.82 | 6.37 | 6.37 | 6.37 | 6.37
| Base FOM Costs by Reporting Type | FRCC | South | On-shore Wind | WT | 0 | 0 | 0 | 0 | 0 | 0 | WT | 0 | 0 | 0 | 0 | 0 | 0
| Base FOM Costs by Reporting Type | FRCC | South | Coal | IGCC | 0 | 0 | 0 | 0 | 0 | 0 | IGCC | 0 | 0 | 0 | 0 | 0 | 0
| Base FOM Costs by Reporting Type | FRCC | South | DR | DemandResponse | 0 | 0 | 0 | 0 | 0 | 0 | DemandResponse | 0 | 0 | 0 | 0 | 0 | 0
| Base FOM Costs by Reporting Type | FRCC | South | Coal-CCS | IGCC-CCS | 0 | 0 | 0 | 0 | 0 | 0 | IGCC-CCS | 0 | 0 | 0 | 0 | 0 | 0
| Base FOM Costs by Reporting Type | FRCC | South | Off-shore Wind | WT_off | 0 | 0 | 0 | 0 | 0 | 0 | WT_off | 0 | 0 | 0 | 0 | 0 | 0
| Base FOM Costs by Reporting Type | FRCC | South | Other | PseudoUnit | 0 | 0 | 0 | 0 | 0 | 0 | PseudoUnit | 0 | 0 | 0 | 0 | 0 | 0
| Base FOM Costs by Reporting Type | FRCC | South | HQ/Maritimes | FixedInterchange | 0 | 0 | 0 | 0 | 0 | 0 | FixedInterchange | 0 | 0 | 0 | 0 | 0 | 0
Base FOM Costs by Reporting Type
| Base FOM Costs by Reporting Type |  |  |  | Base FOM Costs by Reporting Type: MAPP_US | [6 empty] | Base FOM Costs by Reporting Type: MAPP_US
| Base FOM Costs by Reporting Type |  |  |  | ReportingType | 2015 | 2020 | 2025 | 2030 | 2035 | 2040 | ReportingType | 2015 | 2020 | 2025 | 2030 | 2035 | 2040
| Base FOM Costs by Reporting Type | MAPP_US | Midwest | Other Renew | BM | 0 | 0 | 0 | 0 | 0 | 1.92 | BM | 0 | 0 | 0 | 0 | 0 | 0
| Base FOM Costs by Reporting Type | MAPP_US | Midwest | CC | CC | 8.58 | 10.91 | 8.79 | 8.81 | 9.53 | 10.73 | CC | 8.58 | 10.9 | 9.99 | 10.01 | 11.25 | 12.92
| Base FOM Costs by Reporting Type | MAPP_US | Midwest | Other Renew | CSP | 0 | 0 | 0 | 0 | 0 | 0 | CSP | 0 | 0 | 0 | 0 | 0 | 0
| Base FOM Costs by Reporting Type | MAPP_US | Midwest | CT | CT | 2.06 | 2.76 | 2.76 | 3.8 | 4.05 | 4.05 | CT | 2.06 | 2.9 | 2.9 | 4.99 | 4.99 | 4.99
| Base FOM Costs by Reporting Type | MAPP_US | Midwest | Coal | Coal | 108.76 | 78.98 | 31.42 | 32.58 | 32.58 | 32.61 | Coal | 110.98 | 81.19 | 55.13 | 44.56 | 44.56 | 45.93
| Base FOM Costs by Reporting Type | MAPP_US | Midwest | Other Renew | Geo | 3.95 | 3.95 | 3.95 | 3.95 | 3.95 | 3.95 | Geo | 3.95 | 3.95 | 3.95 | 3.95 | 3.95 | 3.95
| Base FOM Costs by Reporting Type | MAPP_US | Midwest | Hydro | H | 31.14 | 31.14 | 31.14 | 31.14 | 31.14 | 31.14 | H | 31.14 | 31.14 | 31.14 | 31.14 | 31.14 | 31.14
| Base FOM Costs by Reporting Type | MAPP_US | Midwest | Other Renew | LFG | 0.24 | 0.24 | 0.24 | 8.86 | 8.86 | 8.86 | LFG | 0.24 | 0.24 | 0.24 | 8.86 | 8.86 | 8.86
| Base FOM Costs by Reporting Type | MAPP_US | Midwest | Nuclear | Nuc | 0.01 | 0.01 | 0.01 | 0.01 | 0.01 | 0.01 | Nuc | 0.01 | 0.01 | 0.01 | 0.01 | 0.01 | 0.01
| Base FOM Costs by Reporting Type | MAPP_US | Midwest | Other | PS | 0 | 0 | 0 | 0 | 0 | 0 | PS | 0 | 0 | 0 | 0 | 0 | 0
| Base FOM Costs by Reporting Type | MAPP_US | Midwest | Other Renew | PV | 0 | 0 | 0 | 0 | 0 | 0 | PV | 0 | 0 | 0 | 0 | 0 | 0
| Base FOM Costs by Reporting Type | MAPP_US | Midwest | CT | PeakG | 12.29 | 19.13 | 14.16 | 16.07 | 17.04 | 17.04 | PeakG | 12.29 | 19.13 | 14.16 | 16.07 | 17.04 | 17.04
| Base FOM Costs by Reporting Type | MAPP_US | Midwest | CT | PeakO | 9.49 | 12.94 | 10.37 | 10.37 | 10.37 | 10.37 | PeakO | 9.49 | 12.94 | 10.37 | 10.37 | 10.37 | 10.37
| Base FOM Costs by Reporting Type | MAPP_US | Midwest | Other Renew | ST | 0 | 0 | 0 | 0 | 0 | 0 | ST | 0 | 0 | 0 | 0 | 0 | 0
| Base FOM Costs by Reporting Type | MAPP_US | Midwest | Steam O/G | STOG | 1.58 | 1.87 | 1.6 | 1.6 | 1.6 | 1.6 | STOG | 0.02 | 0.02 | 0.02 | 0.02 | 0.02 | 0.02
| Base FOM Costs by Reporting Type | MAPP_US | Midwest | Other Renew | STWD | 0 | 0 | 0 | 0 | 0 | 0 | STWD | 0 | 0 | 0 | 0 | 0 | 0
| Base FOM Costs by Reporting Type | MAPP_US | Midwest | On-shore Wind | WT | 55.22 | 173.41 | 261.51 | 261.51 | 261.51 | 263.43 | WT | 55.22 | 169.98 | 188.15 | 188.15 | 188.15 | 188.15
| Base FOM Costs by Reporting Type | MAPP_US | Midwest | Coal | IGCC | 0 | 0 | 0 | 0 | 0 | 0 | IGCC | 0 | 0 | 0 | 0 | 0 | 0
| Base FOM Costs by Reporting Type | MAPP_US | Midwest | DR | DemandResponse | 0 | 0 | 0 | 0 | 0 | 0 | DemandResponse | 0 | 0 | 0 | 0 | 0 | 0
| Base FOM Costs by Reporting Type | MAPP_US | Midwest | Coal-CCS | IGCC-CCS | 0 | 0 | 0 | 0 | 0 | 0 | IGCC-CCS | 0 | 0 | 0 | 0 | 0 | 0
| Base FOM Costs by Reporting Type | MAPP_US | Midwest | Off-shore Wind | WT_off | 0 | 0 | 0 | 0 | 0 | 0 | WT_off | 0 | 0 | 0 | 0 | 0 | 0
| Base FOM Costs by Reporting Type | MAPP_US | Midwest | Other | PseudoUnit | 0 | 0 | 0 | 0 | 0 | 0 | PseudoUnit | 0 | 0 | 0 | 0 | 0 | 0
| Base FOM Costs by Reporting Type | MAPP_US | Midwest | HQ/Maritimes | FixedInterchange | 0 | 0 | 0 | 0 | 0 | 0 | FixedInterchange | 0 | 0 | 0 | 0 | 0 | 0
Base FOM Costs by Reporting Type
| Base FOM Costs by Reporting Type |  |  |  | Base FOM Costs by Reporting Type: MISO_IN | [6 empty] | Base FOM Costs by Reporting Type: MISO_IN
| Base FOM Costs by Reporting Type |  |  |  | ReportingType | 2015 | 2020 | 2025 | 2030 | 2035 | 2040 | ReportingType | 2015 | 2020 | 2025 | 2030 | 2035 | 2040
| Base FOM Costs by Reporting Type | MISO_IN | Midwest | Other Renew | BM | 0 | 0 | 0 | 0 | 21.36 | 350.96 | BM | 0 | 0 | 0 | 0 | 0 | 0
| Base FOM Costs by Reporting Type | MISO_IN | Midwest | CC | CC | 41.44 | 74.07 | 63.71 | 67.22 | 73.19 | 73.19 | CC | 67.75 | 256.24 | 245.88 | 249.4 | 255.36 | 255.36
| Base FOM Costs by Reporting Type | MISO_IN | Midwest | Other Renew | CSP | 0 | 0 | 0 | 0 | 0 | 0 | CSP | 0 | 0 | 0 | 0 | 0 | 0
| Base FOM Costs by Reporting Type | MISO_IN | Midwest | CT | CT | 0 | 0 | 0 | 0 | 0 | 0 | CT | 0 | 0 | 0 | 0 | 0 | 0
| Base FOM Costs by Reporting Type | MISO_IN | Midwest | Coal | Coal | 648.33 | 576.02 | 266.44 | 267.14 | 334.85 | 406.49 | Coal | 617.04 | 508.86 | 455.03 | 245.56 | 309.33 | 371.84
| Base FOM Costs by Reporting Type | MISO_IN | Midwest | Other Renew | Geo | 0 | 0 | 0 | 0 | 0 | 0 | Geo | 0 | 0 | 0 | 0 | 0 | 0
| Base FOM Costs by Reporting Type | MISO_IN | Midwest | Hydro | H | 1.07 | 1.07 | 1.07 | 1.07 | 1.07 | 1.07 | H | 1.07 | 1.07 | 1.07 | 1.07 | 1.07 | 1.07
| Base FOM Costs by Reporting Type | MISO_IN | Midwest | Other Renew | LFG | 4.46 | 4.46 | 14.1 | 14.1 | 14.1 | 14.11 | LFG | 4.46 | 4.46 | 14.11 | 14.11 | 14.11 | 14.11
| Base FOM Costs by Reporting Type | MISO_IN | Midwest | Nuclear | Nuc | 0.01 | 0.01 | 0.01 | 0.01 | 0.02 | 0.02 | Nuc | 0.01 | 0.01 | 0.01 | 0.01 | 0.01 | 0.01
| Base FOM Costs by Reporting Type | MISO_IN | Midwest | Other | PS | 0 | 0 | 0 | 0 | 0 | 0 | PS | 0 | 0 | 0 | 0 | 0 | 0
| Base FOM Costs by Reporting Type | MISO_IN | Midwest | Other Renew | PV | 0 | 3.77 | 5.62 | 5.69 | 5.69 | 5.69 | PV | 0 | 3.77 | 5.62 | 5.69 | 5.69 | 5.69
| Base FOM Costs by Reporting Type | MISO_IN | Midwest | CT | PeakG | 52.35 | 76.94 | 54.27 | 73.39 | 73.39 | 73.39 | PeakG | 52.35 | 76.94 | 54.27 | 73.39 | 73.39 | 73.39
| Base FOM Costs by Reporting Type | MISO_IN | Midwest | CT | PeakO | 10.59 | 13.5 | 10.82 | 10.82 | 10.82 | 10.82 | PeakO | 10.59 | 13.5 | 10.82 | 10.82 | 10.82 | 10.82
| Base FOM Costs by Reporting Type | MISO_IN | Midwest | Other Renew | ST | 0 | 0 | 0 | 0 | 0 | 0 | ST | 0 | 0 | 0 | 0 | 0 | 0
| Base FOM Costs by Reporting Type | MISO_IN | Midwest | Steam O/G | STOG | 12.26 | 14.51 | 12.44 | 12.44 | 12.44 | 12.44 | STOG | 12.26 | 14.51 | 12.44 | 12.44 | 12.44 | 11.84
| Base FOM Costs by Reporting Type | MISO_IN | Midwest | Other Renew | STWD | 0 | 0 | 0 | 0 | 0 | 0 | STWD | 0 | 0 | 0 | 0 | 0 | 0
| Base FOM Costs by Reporting Type | MISO_IN | Midwest | On-shore Wind | WT | 18.31 | 18.31 | 18.31 | 18.31 | 18.31 | 18.31 | WT | 18.31 | 18.31 | 18.31 | 1185.54 | 1185.54 | 1185.54
| Base FOM Costs by Reporting Type | MISO_IN | Midwest | Coal | IGCC | 30.22 | 30.22 | 30.22 | 30.22 | 30.22 | 30.22 | IGCC | 30.22 | 30.22 | 30.22 | 30.22 | 30.22 | 30.22
| Base FOM Costs by Reporting Type | MISO_IN | Midwest | DR | DemandResponse | 0 | 0 | 0 | 0 | 0 | 0 | DemandResponse | 0 | 0 | 0 | 0 | 0 | 0
| Base FOM Costs by Reporting Type | MISO_IN | Midwest | Coal-CCS | IGCC-CCS | 0 | 0 | 0 | 0 | 0 | 0 | IGCC-CCS | 0 | 0 | 0 | 0 | 0 | 0
| Base FOM Costs by Reporting Type | MISO_IN | Midwest | Off-shore Wind | WT_off | 0 | 0 | 0 | 0 | 0 | 0 | WT_off | 0 | 0 | 0 | 0 | 0 | 0
| Base FOM Costs by Reporting Type | MISO_IN | Midwest | Other | PseudoUnit | 0 | 0 | 0 | 0 | 0 | 0 | PseudoUnit | 0 | 0 | 0 | 0 | 0 | 0
| Base FOM Costs by Reporting Type | MISO_IN | Midwest | HQ/Maritimes | FixedInterchange | 0 | 0 | 0 | 0 | 0 | 0 | FixedInterchange | 0 | 0 | 0 | 0 | 0 | 0
Base FOM Costs by Reporting Type
| Base FOM Costs by Reporting Type |  |  |  | Base FOM Costs by Reporting Type: MISO_MI | [6 empty] | Base FOM Costs by Reporting Type: MISO_MI
| Base FOM Costs by Reporting Type |  |  |  | ReportingType | 2015 | 2020 | 2025 | 2030 | 2035 | 2040 | ReportingType | 2015 | 2020 | 2025 | 2030 | 2035 | 2040
| Base FOM Costs by Reporting Type | MISO_MI | Midwest | Other Renew | BM | 0 | 0 | 0 | 0 | 0.01 | 0.65 | BM | 0 | 0 | 0 | 0 | 0 | 386.59
| Base FOM Costs by Reporting Type | MISO_MI | Midwest | CC | CC | 128.88 | 172.18 | 142.33 | 148.72 | 160.94 | 160.94 | CC | 169.66 | 244.69 | 214.84 | 221.23 | 233.44 | 206.02
| Base FOM Costs by Reporting Type | MISO_MI | Midwest | Other Renew | CSP | 0 | 0 | 0 | 0 | 0 | 0 | CSP | 0 | 0 | 0 | 0 | 0 | 0
| Base FOM Costs by Reporting Type | MISO_MI | Midwest | CT | CT | 0 | 0 | 0 | 0 | 0 | 0 | CT | 0 | 0 | 0 | 0 | 0 | 0
| Base FOM Costs by Reporting Type | MISO_MI | Midwest | Coal | Coal | 271.05 | 0.23 | 0.18 | 0.19 | 0.22 | 0.22 | Coal | 311.31 | 0 | 0 | 0 | 0 | 0
| Base FOM Costs by Reporting Type | MISO_MI | Midwest | Other Renew | Geo | 0 | 0 | 0 | 0 | 0 | 0 | Geo | 0 | 0 | 0 | 0 | 0 | 0
| Base FOM Costs by Reporting Type | MISO_MI | Midwest | Hydro | H | 2.01 | 2.01 | 2.01 | 2.01 | 2.01 | 2.01 | H | 2.01 | 2.01 | 2.01 | 2.01 | 2.01 | 2.01
| Base FOM Costs by Reporting Type | MISO_MI | Midwest | Other Renew | LFG | 19.67 | 25.13 | 38.95 | 38.95 | 38.95 | 38.95 | LFG | 19.67 | 19.67 | 38.95 | 38.95 | 38.95 | 38.95
| Base FOM Costs by Reporting Type | MISO_MI | Midwest | Nuclear | Nuc | 275.03 | 275.03 | 275.03 | 275.03 | 161.8 | 417.79 | Nuc | 275.03 | 275.03 | 275.03 | 275.03 | 186.63 | 442.61
| Base FOM Costs by Reporting Type | MISO_MI | Midwest | Other | PS | 44.44 | 44.44 | 44.44 | 44.44 | 44.44 | 44.44 | PS | 44.44 | 44.44 | 44.44 | 44.44 | 44.44 | 44.44
| Base FOM Costs by Reporting Type | MISO_MI | Midwest | Other Renew | PV | 0 | 0 | 0 | 0 | 0 | 0 | PV | 0 | 0 | 0 | 0 | 0 | 0
| Base FOM Costs by Reporting Type | MISO_MI | Midwest | CT | PeakG | 61.2 | 89.88 | 71.67 | 85.63 | 85.63 | 85.63 | PeakG | 61.2 | 89.88 | 71.67 | 85.63 | 85.63 | 85.63
| Base FOM Costs by Reporting Type | MISO_MI | Midwest | CT | PeakO | 15.67 | 19.97 | 16.01 | 16.01 | 16.01 | 16.01 | PeakO | 15.67 | 19.97 | 16.01 | 16.01 | 16.01 | 16.01
| Base FOM Costs by Reporting Type | MISO_MI | Midwest | Other Renew | ST | 0 | 0 | 0 | 0 | 0 | 0 | ST | 0 | 0 | 0 | 0 | 0 | 0
| Base FOM Costs by Reporting Type | MISO_MI | Midwest | Steam O/G | STOG | 125.33 | 148.3 | 127.13 | 127.13 | 127.13 | 127.12 | STOG | 125.33 | 148.3 | 127.13 | 127.13 | 127.13 | 109.07
| Base FOM Costs by Reporting Type | MISO_MI | Midwest | Other Renew | STWD | 5.22 | 6.54 | 5.33 | 5.33 | 5.33 | 5.33 | STWD | 5.22 | 6.54 | 5.33 | 5.33 | 5.33 | 5.33
| Base FOM Costs by Reporting Type | MISO_MI | Midwest | On-shore Wind | WT | 61.65 | 65.23 | 65.23 | 65.23 | 65.23 | 65.23 | WT | 61.65 | 75.21 | 78.5 | 78.5 | 78.5 | 78.5
| Base FOM Costs by Reporting Type | MISO_MI | Midwest | Coal | IGCC | 0 | 0 | 0 | 0 | 0 | 0 | IGCC | 0 | 0 | 0 | 0 | 0 | 0
| Base FOM Costs by Reporting Type | MISO_MI | Midwest | DR | DemandResponse | 0 | 0 | 0 | 0 | 0 | 0 | DemandResponse | 0 | 0 | 0 | 0 | 0 | 0
| Base FOM Costs by Reporting Type | MISO_MI | Midwest | Coal-CCS | IGCC-CCS | 0 | 0 | 0 | 0 | 0 | 0 | IGCC-CCS | 0 | 0 | 0 | 0 | 0 | 0
| Base FOM Costs by Reporting Type | MISO_MI | Midwest | Off-shore Wind | WT_off | 0 | 0 | 0 | 0 | 0 | 0 | WT_off | 0 | 0 | 0 | 0 | 0 | 0
| Base FOM Costs by Reporting Type | MISO_MI | Midwest | Other | PseudoUnit | 0 | 0 | 0 | 0 | 0 | 0 | PseudoUnit | 0 | 0 | 0 | 0 | 0 | 0
| Base FOM Costs by Reporting Type | MISO_MI | Midwest | HQ/Maritimes | FixedInterchange | 0 | 0 | 0 | 0 | 0 | 0 | FixedInterchange | 0 | 0 | 0 | 0 | 0 | 0
Base FOM Costs by Reporting Type
| Base FOM Costs by Reporting Type |  |  |  | Base FOM Costs by Reporting Type: MISO_MO-IL | [6 empty] | Base FOM Costs by Reporting Type: MISO_MO-IL
| Base FOM Costs by Reporting Type |  |  |  | ReportingType | 2015 | 2020 | 2025 | 2030 | 2035 | 2040 | ReportingType | 2015 | 2020 | 2025 | 2030 | 2035 | 2040
| Base FOM Costs by Reporting Type | MISO_MO-IL | Midwest | Other Renew | BM | 0 | 0 | 0 | 0 | 0.01 | 0.01 | BM | 0 | 0 | 0 | 0 | 0 | 0
| Base FOM Costs by Reporting Type | MISO_MO-IL | Midwest | CC | CC | 31.4 | 39.92 | 32.07 | 35.22 | 39.25 | 39.25 | CC | 31.4 | 57.72 | 49.87 | 53.02 | 57.05 | 57.05
| Base FOM Costs by Reporting Type | MISO_MO-IL | Midwest | Other Renew | CSP | 0 | 0 | 0 | 0 | 0 | 0 | CSP | 0 | 0 | 0 | 0 | 0 | 0
| Base FOM Costs by Reporting Type | MISO_MO-IL | Midwest | CT | CT | 0 | 0 | 0 | 0 | 0 | 0 | CT | 0 | 0 | 0 | 0 | 0 | 0
| Base FOM Costs by Reporting Type | MISO_MO-IL | Midwest | Coal | Coal | 701.38 | 254.87 | 94.43 | 94.87 | 102.18 | 116.78 | Coal | 742.54 | 254.26 | 162.82 | 102.08 | 112.93 | 128.54
| Base FOM Costs by Reporting Type | MISO_MO-IL | Midwest | Other Renew | Geo | 0 | 0 | 0 | 0 | 0 | 0 | Geo | 0 | 0 | 0 | 0 | 0 | 0
| Base FOM Costs by Reporting Type | MISO_MO-IL | Midwest | Hydro | H | 5.01 | 5.02 | 5.02 | 9 | 9 | 9 | H | 5.01 | 5.49 | 9 | 9 | 9 | 9
| Base FOM Costs by Reporting Type | MISO_MO-IL | Midwest | Other Renew | LFG | 2.17 | 2.17 | 2.18 | 29.04 | 29.04 | 29.04 | LFG | 2.17 | 2.17 | 29.04 | 29.04 | 29.04 | 29.04
| Base FOM Costs by Reporting Type | MISO_MO-IL | Midwest | Nuclear | Nuc | 308.98 | 325.11 | 325.11 | 325.11 | 325.11 | 325.11 | Nuc | 308.98 | 325.11 | 325.11 | 325.11 | 325.11 | 325.11
| Base FOM Costs by Reporting Type | MISO_MO-IL | Midwest | Other | PS | 10.45 | 10.45 | 10.45 | 10.45 | 10.45 | 10.45 | PS | 10.45 | 10.45 | 10.45 | 10.45 | 10.45 | 10.45
| Base FOM Costs by Reporting Type | MISO_MO-IL | Midwest | Other Renew | PV | 0 | 0 | 0 | 0 | 0 | 0 | PV | 0 | 0 | 0 | 0 | 0 | 0
| Base FOM Costs by Reporting Type | MISO_MO-IL | Midwest | CT | PeakG | 77.83 | 114.84 | 80.73 | 103.92 | 110.46 | 110.46 | PeakG | 77.83 | 114.84 | 80.73 | 103.92 | 110.46 | 110.46
| Base FOM Costs by Reporting Type | MISO_MO-IL | Midwest | CT | PeakO | 21.48 | 28.65 | 22.96 | 22.96 | 22.96 | 22.96 | PeakO | 21.48 | 28.65 | 22.96 | 22.96 | 22.96 | 22.96
| Base FOM Costs by Reporting Type | MISO_MO-IL | Midwest | Other Renew | ST | 0 | 0 | 0 | 0 | 0 | 0 | ST | 0 | 0 | 0 | 0 | 0 | 0
| Base FOM Costs by Reporting Type | MISO_MO-IL | Midwest | Steam O/G | STOG | 26.02 | 30.78 | 26.39 | 26.39 | 26.39 | 26.39 | STOG | 26.02 | 30.78 | 26.39 | 26.39 | 26.39 | 24.88
| Base FOM Costs by Reporting Type | MISO_MO-IL | Midwest | Other Renew | STWD | 0 | 0 | 0 | 0 | 0 | 0 | STWD | 0 | 0 | 0 | 0 | 0 | 0
| Base FOM Costs by Reporting Type | MISO_MO-IL | Midwest | On-shore Wind | WT | 21.36 | 21.36 | 178.56 | 178.57 | 178.57 | 178.57 | WT | 21.36 | 21.36 | 363.4 | 760.08 | 760.08 | 760.08
| Base FOM Costs by Reporting Type | MISO_MO-IL | Midwest | Coal | IGCC | 0 | 0 | 0 | 0 | 0 | 0 | IGCC | 0 | 0 | 0 | 0 | 0 | 0
| Base FOM Costs by Reporting Type | MISO_MO-IL | Midwest | DR | DemandResponse | 0 | 0 | 0 | 0 | 0 | 0 | DemandResponse | 0 | 0 | 0 | 0 | 0 | 0
| Base FOM Costs by Reporting Type | MISO_MO-IL | Midwest | Coal-CCS | IGCC-CCS | 0 | 0 | 0 | 0 | 0 | 0 | IGCC-CCS | 0 | 0 | 0 | 0 | 0 | 0
| Base FOM Costs by Reporting Type | MISO_MO-IL | Midwest | Off-shore Wind | WT_off | 0 | 0 | 0 | 0 | 0 | 0 | WT_off | 0 | 0 | 0 | 0 | 0 | 0
| Base FOM Costs by Reporting Type | MISO_MO-IL | Midwest | Other | PseudoUnit | 0 | 0 | 0 | 0 | 0 | 0 | PseudoUnit | 0 | 0 | 0 | 0 | 0 | 0
| Base FOM Costs by Reporting Type | MISO_MO-IL | Midwest | HQ/Maritimes | FixedInterchange | 0 | 0 | 0 | 0 | 0 | 0 | FixedInterchange | 0 | 0 | 0 | 0 | 0 | 0
Base FOM Costs by Reporting Type
| Base FOM Costs by Reporting Type |  |  |  | Base FOM Costs by Reporting Type: MISO_W | [6 empty] | Base FOM Costs by Reporting Type: MISO_W
| Base FOM Costs by Reporting Type |  |  |  | ReportingType | 2015 | 2020 | 2025 | 2030 | 2035 | 2040 | ReportingType | 2015 | 2020 | 2025 | 2030 | 2035 | 2040
| Base FOM Costs by Reporting Type | MISO_W | Midwest | Other Renew | BM | 0 | 0 | 0 | 0 | 0 | 0 | BM | 0 | 0 | 0 | 0 | 0 | 0
| Base FOM Costs by Reporting Type | MISO_W | Midwest | CC | CC | 90.44 | 114.8 | 92.69 | 92.69 | 109.49 | 112.23 | CC | 90.43 | 125.56 | 103.45 | 103.45 | 120.24 | 122.98
| Base FOM Costs by Reporting Type | MISO_W | Midwest | Other Renew | CSP | 0 | 0 | 0 | 0 | 0 | 0 | CSP | 0 | 0 | 0 | 0 | 0 | 0
| Base FOM Costs by Reporting Type | MISO_W | Midwest | CT | CT | 0 | 0 | 0 | 0 | 0 | 0 | CT | 0 | 0 | 0 | 0 | 0 | 0
| Base FOM Costs by Reporting Type | MISO_W | Midwest | Coal | Coal | 664.62 | 387.86 | 38.25 | 39.31 | 42.7 | 48.41 | Coal | 664.59 | 387.77 | 362.96 | 39.2 | 42.57 | 48.3
| Base FOM Costs by Reporting Type | MISO_W | Midwest | Other Renew | Geo | 0 | 0 | 0 | 0 | 0 | 0 | Geo | 0 | 0 | 0 | 0 | 0 | 0
| Base FOM Costs by Reporting Type | MISO_W | Midwest | Hydro | H | 7.08 | 7.08 | 7.08 | 7.08 | 7.08 | 7.08 | H | 7.08 | 7.08 | 7.08 | 7.08 | 7.08 | 7.08
| Base FOM Costs by Reporting Type | MISO_W | Midwest | Other Renew | LFG | 24.73 | 24.73 | 24.74 | 33.36 | 33.36 | 33.36 | LFG | 24.73 | 24.73 | 24.73 | 33.36 | 33.36 | 33.36
| Base FOM Costs by Reporting Type | MISO_W | Midwest | Nuclear | Nuc | 343.79 | 343.79 | 343.79 | 602.57 | 0.05 | 0.05 | Nuc | 343.79 | 343.79 | 343.79 | 602.57 | 0.04 | 0.04
| Base FOM Costs by Reporting Type | MISO_W | Midwest | Other | PS | 0 | 0 | 0 | 0 | 0 | 0 | PS | 0 | 0 | 0 | 0 | 0 | 0
| Base FOM Costs by Reporting Type | MISO_W | Midwest | Other Renew | PV | 0 | 0 | 0 | 0 | 0 | 0 | PV | 0 | 0 | 0 | 0 | 0 | 0
| Base FOM Costs by Reporting Type | MISO_W | Midwest | CT | PeakG | 87.12 | 123.54 | 89.97 | 105.16 | 108.71 | 108.71 | PeakG | 87.12 | 123.54 | 89.97 | 105.17 | 108.71 | 108.71
| Base FOM Costs by Reporting Type | MISO_W | Midwest | CT | PeakO | 56.38 | 79.08 | 64.57 | 64.57 | 64.57 | 64.57 | PeakO | 56.38 | 79.08 | 64.57 | 64.57 | 64.57 | 64.57
| Base FOM Costs by Reporting Type | MISO_W | Midwest | Other Renew | ST | 0 | 0 | 0 | 0 | 0 | 0 | ST | 0 | 0 | 0 | 0 | 0 | 0
| Base FOM Costs by Reporting Type | MISO_W | Midwest | Steam O/G | STOG | 7.56 | 8.94 | 7.67 | 7.67 | 7.67 | 7.67 | STOG | 7.56 | 8.94 | 7.67 | 7.67 | 7.67 | 7.34
| Base FOM Costs by Reporting Type | MISO_W | Midwest | Other Renew | STWD | 10.03 | 12.55 | 10.23 | 10.23 | 10.23 | 10.23 | STWD | 10.03 | 12.55 | 10.23 | 10.23 | 10.23 | 10.23
| Base FOM Costs by Reporting Type | MISO_W | Midwest | On-shore Wind | WT | 268.82 | 268.82 | 3175.73 | 3294.65 | 3294.65 | 3388.66 | WT | 268.82 | 268.82 | 1115.23 | 1115.23 | 1115.23 | 1149.11
| Base FOM Costs by Reporting Type | MISO_W | Midwest | Coal | IGCC | 0 | 0 | 0 | 0 | 0 | 0 | IGCC | 0 | 0 | 0 | 0 | 0 | 0
| Base FOM Costs by Reporting Type | MISO_W | Midwest | DR | DemandResponse | 0 | 0 | 0 | 0 | 0 | 0 | DemandResponse | 0 | 0 | 0 | 0 | 0 | 0
| Base FOM Costs by Reporting Type | MISO_W | Midwest | Coal-CCS | IGCC-CCS | 0 | 0 | 0 | 0 | 0 | 0 | IGCC-CCS | 0 | 0 | 0 | 0 | 0 | 0
| Base FOM Costs by Reporting Type | MISO_W | Midwest | Off-shore Wind | WT_off | 0 | 0 | 0 | 0 | 0 | 0 | WT_off | 0 | 0 | 0 | 0 | 0 | 0
| Base FOM Costs by Reporting Type | MISO_W | Midwest | Other | PseudoUnit | 0 | 0 | 0 | 0 | 0 | 0 | PseudoUnit | 0 | 0 | 0 | 0 | 0 | 0
| Base FOM Costs by Reporting Type | MISO_W | Midwest | HQ/Maritimes | FixedInterchange | 0 | 0 | 0 | 0 | 0 | 0 | FixedInterchange | 0 | 0 | 0 | 0 | 0 | 0
Base FOM Costs by Reporting Type
| Base FOM Costs by Reporting Type |  |  |  | Base FOM Costs by Reporting Type: MISO_WUMS | [6 empty] | Base FOM Costs by Reporting Type: MISO_WUMS
| Base FOM Costs by Reporting Type |  |  |  | ReportingType | 2015 | 2020 | 2025 | 2030 | 2035 | 2040 | ReportingType | 2015 | 2020 | 2025 | 2030 | 2035 | 2040
| Base FOM Costs by Reporting Type | MISO_WUMS | Midwest | Other Renew | BM | 0 | 0 | 0 | 0 | 0.23 | 0.27 | BM | 0 | 0 | 0 | 0 | 0 | 171.36
| Base FOM Costs by Reporting Type | MISO_WUMS | Midwest | CC | CC | 210.66 | 458.54 | 438.32 | 438.32 | 453.01 | 456.82 | CC | 132.65 | 187.55 | 167.33 | 167.33 | 182.02 | 185.83
| Base FOM Costs by Reporting Type | MISO_WUMS | Midwest | Other Renew | CSP | 0 | 0 | 0 | 0 | 0 | 0 | CSP | 0 | 0 | 0 | 0 | 0 | 0
| Base FOM Costs by Reporting Type | MISO_WUMS | Midwest | CT | CT | 0 | 0 | 0 | 0 | 0 | 0 | CT | 0 | 0 | 0 | 0 | 0 | 0
| Base FOM Costs by Reporting Type | MISO_WUMS | Midwest | Coal | Coal | 235.82 | 110.48 | 80.38 | 82.32 | 83.71 | 94.17 | Coal | 235.74 | 110.31 | 104.5 | 82.21 | 83.6 | 94.06
| Base FOM Costs by Reporting Type | MISO_WUMS | Midwest | Other Renew | Geo | 0 | 0 | 0 | 0 | 0 | 0 | Geo | 0 | 0 | 0 | 0 | 0 | 0
| Base FOM Costs by Reporting Type | MISO_WUMS | Midwest | Hydro | H | 4.79 | 4.79 | 4.79 | 4.79 | 4.79 | 4.79 | H | 4.79 | 4.8 | 4.8 | 4.8 | 4.8 | 4.8
| Base FOM Costs by Reporting Type | MISO_WUMS | Midwest | Other Renew | LFG | 8.57 | 8.57 | 23.97 | 35.44 | 35.44 | 35.44 | LFG | 8.57 | 8.57 | 35.44 | 35.44 | 35.44 | 35.44
| Base FOM Costs by Reporting Type | MISO_WUMS | Midwest | Nuclear | Nuc | 264.54 | 287.77 | 264.54 | 570.75 | 0.05 | 0.05 | Nuc | 264.54 | 287.77 | 264.54 | 570.75 | 0.04 | 0.04
| Base FOM Costs by Reporting Type | MISO_WUMS | Midwest | Other | PS | 0 | 0 | 0 | 0 | 0 | 0 | PS | 0 | 0 | 0 | 0 | 0 | 0
| Base FOM Costs by Reporting Type | MISO_WUMS | Midwest | Other Renew | PV | 0 | 0 | 0 | 0 | 0 | 0 | PV | 0 | 0 | 0 | 0 | 0 | 0
| Base FOM Costs by Reporting Type | MISO_WUMS | Midwest | CT | PeakG | 55.64 | 81.65 | 65.08 | 77.65 | 77.65 | 77.65 | PeakG | 55.64 | 81.65 | 65.08 | 77.65 | 77.65 | 77.65
| Base FOM Costs by Reporting Type | MISO_WUMS | Midwest | CT | PeakO | 13.52 | 17.78 | 14.69 | 14.69 | 14.69 | 14.69 | PeakO | 13.52 | 17.78 | 14.69 | 14.69 | 14.69 | 14.69
| Base FOM Costs by Reporting Type | MISO_WUMS | Midwest | Other Renew | ST | 0 | 0 | 0 | 0 | 0 | 0 | ST | 0 | 0 | 0 | 0 | 0 | 0
| Base FOM Costs by Reporting Type | MISO_WUMS | Midwest | Steam O/G | STOG | 13.21 | 15.63 | 13.39 | 13.39 | 13.39 | 13.39 | STOG | 13.21 | 15.63 | 13.39 | 13.39 | 13.39 | 13.02
| Base FOM Costs by Reporting Type | MISO_WUMS | Midwest | Other Renew | STWD | 3.37 | 4.21 | 3.43 | 3.43 | 3.43 | 3.43 | STWD | 3.37 | 4.21 | 3.43 | 3.43 | 3.43 | 3.43
| Base FOM Costs by Reporting Type | MISO_WUMS | Midwest | On-shore Wind | WT | 46.36 | 46.36 | 46.36 | 47.23 | 47.23 | 47.23 | WT | 46.36 | 46.36 | 47.23 | 332.92 | 332.92 | 415.61
| Base FOM Costs by Reporting Type | MISO_WUMS | Midwest | Coal | IGCC | 0 | 0 | 0 | 0 | 0 | 0 | IGCC | 0 | 0 | 0 | 0 | 0 | 0
| Base FOM Costs by Reporting Type | MISO_WUMS | Midwest | DR | DemandResponse | 0 | 0 | 0 | 0 | 0 | 0 | DemandResponse | 0 | 0 | 0 | 0 | 0 | 0
| Base FOM Costs by Reporting Type | MISO_WUMS | Midwest | Coal-CCS | IGCC-CCS | 0 | 0 | 0 | 0 | 0 | 0 | IGCC-CCS | 0 | 0 | 0 | 0 | 0 | 0
| Base FOM Costs by Reporting Type | MISO_WUMS | Midwest | Off-shore Wind | WT_off | 0 | 0 | 0 | 0 | 0 | 0 | WT_off | 0 | 0 | 0 | 0 | 0 | 0
| Base FOM Costs by Reporting Type | MISO_WUMS | Midwest | Other | PseudoUnit | 0 | 0 | 0 | 0 | 0 | 0 | PseudoUnit | 0 | 0 | 0 | 0 | 0 | 0
| Base FOM Costs by Reporting Type | MISO_WUMS | Midwest | HQ/Maritimes | FixedInterchange | 0 | 0 | 0 | 0 | 0 | 0 | FixedInterchange | 0 | 0 | 0 | 0 | 0 | 0
Base FOM Costs by Reporting Type
| Base FOM Costs by Reporting Type |  |  |  | Base FOM Costs by Reporting Type: Nebraska | [6 empty] | Base FOM Costs by Reporting Type: Nebraska
| Base FOM Costs by Reporting Type |  |  |  | ReportingType | 2015 | 2020 | 2025 | 2030 | 2035 | 2040 | ReportingType | 2015 | 2020 | 2025 | 2030 | 2035 | 2040
| Base FOM Costs by Reporting Type | NE | Southwest | Other Renew | BM | 0 | 0 | 0 | 0 | 0 | 0 | BM | 0 | 0 | 0 | 0 | 0 | 0
| Base FOM Costs by Reporting Type | NE | Southwest | CC | CC | 10.62 | 13.51 | 10.85 | 10.85 | 12.75 | 13.28 | CC | 10.62 | 13.51 | 10.85 | 12.95 | 14.85 | 15.39
| Base FOM Costs by Reporting Type | NE | Southwest | Other Renew | CSP | 0 | 0 | 0 | 0 | 0 | 0 | CSP | 0 | 0 | 0 | 0 | 0 | 0
| Base FOM Costs by Reporting Type | NE | Southwest | CT | CT | 0 | 0 | 0 | 0 | 0 | 0 | CT | 0 | 0 | 0 | 0 | 0 | 0
| Base FOM Costs by Reporting Type | NE | Southwest | Coal | Coal | 257.61 | 38.64 | 38.64 | 40.08 | 40.08 | 47.84 | Coal | 257.61 | 38.62 | 38.62 | 40.06 | 40.06 | 47.82
| Base FOM Costs by Reporting Type | NE | Southwest | Other Renew | Geo | 0 | 0 | 0 | 0 | 0 | 0 | Geo | 0 | 0 | 0 | 0 | 0 | 0
| Base FOM Costs by Reporting Type | NE | Southwest | Hydro | H | 2.38 | 2.38 | 2.38 | 2.38 | 2.38 | 2.38 | H | 2.38 | 2.38 | 2.38 | 2.38 | 2.38 | 2.38
| Base FOM Costs by Reporting Type | NE | Southwest | Other Renew | LFG | 0.72 | 0.72 | 0.73 | 9.35 | 9.35 | 9.35 | LFG | 0.72 | 0.72 | 0.72 | 9.35 | 9.35 | 9.35
| Base FOM Costs by Reporting Type | NE | Southwest | Nuclear | Nuc | 182.28 | 198.29 | 182.28 | 249.21 | 0.09 | 0.09 | Nuc | 182.28 | 198.29 | 182.28 | 249.21 | 0.09 | 0.09
| Base FOM Costs by Reporting Type | NE | Southwest | Other | PS | 0 | 0 | 0 | 0 | 0 | 0 | PS | 0 | 0 | 0 | 0 | 0 | 0
| Base FOM Costs by Reporting Type | NE | Southwest | Other Renew | PV | 0 | 0 | 0 | 0 | 0 | 0 | PV | 0 | 0 | 0 | 0 | 0 | 0
| Base FOM Costs by Reporting Type | NE | Southwest | CT | PeakG | 21.82 | 37.31 | 31.37 | 31.37 | 31.37 | 31.37 | PeakG | 21.82 | 37.31 | 31.37 | 31.37 | 31.37 | 31.37
| Base FOM Costs by Reporting Type | NE | Southwest | CT | PeakO | 9.57 | 12.19 | 9.77 | 9.77 | 9.77 | 9.77 | PeakO | 9.57 | 12.19 | 9.77 | 9.77 | 9.77 | 9.77
| Base FOM Costs by Reporting Type | NE | Southwest | Other Renew | ST | 0 | 0 | 0 | 0 | 0 | 0 | ST | 0 | 0 | 0 | 0 | 0 | 0
| Base FOM Costs by Reporting Type | NE | Southwest | Steam O/G | STOG | 0.11 | 0.13 | 0.11 | 0.11 | 0.11 | 0.11 | STOG | 11.87 | 14.04 | 12.04 | 12.04 | 12.04 | 12.04
| Base FOM Costs by Reporting Type | NE | Southwest | Other Renew | STWD | 0 | 0 | 0 | 0 | 0 | 0 | STWD | 0 | 0 | 0 | 0 | 0 | 0
| Base FOM Costs by Reporting Type | NE | Southwest | On-shore Wind | WT | 10.53 | 757.37 | 757.37 | 757.37 | 757.37 | 757.37 | WT | 10.53 | 347.41 | 355.29 | 365.54 | 513.01 | 525.62
| Base FOM Costs by Reporting Type | NE | Southwest | Coal | IGCC | 0 | 0 | 0 | 0 | 0 | 0 | IGCC | 0 | 0 | 0 | 0 | 0 | 0
| Base FOM Costs by Reporting Type | NE | Southwest | DR | DemandResponse | 0 | 0 | 0 | 0 | 0 | 0 | DemandResponse | 0 | 0 | 0 | 0 | 0 | 0
| Base FOM Costs by Reporting Type | NE | Southwest | Coal-CCS | IGCC-CCS | 0 | 0 | 0 | 0 | 0 | 0 | IGCC-CCS | 0 | 0 | 0 | 0 | 0 | 0
| Base FOM Costs by Reporting Type | NE | Southwest | Off-shore Wind | WT_off | 0 | 0 | 0 | 0 | 0 | 0 | WT_off | 0 | 0 | 0 | 0 | 0 | 0
| Base FOM Costs by Reporting Type | NE | Southwest | Other | PseudoUnit | 0 | 0 | 0 | 0 | 0 | 0 | PseudoUnit | 0 | 0 | 0 | 0 | 0 | 0
| Base FOM Costs by Reporting Type | NE | Southwest | HQ/Maritimes | FixedInterchange | 0 | 0 | 0 | 0 | 0 | 0 | FixedInterchange | 0 | 0 | 0 | 0 | 0 | 0
Base FOM Costs by Reporting Type
| Base FOM Costs by Reporting Type |  |  |  | Base FOM Costs by Reporting Type: NEISO | [6 empty] | Base FOM Costs by Reporting Type: NEISO
| Base FOM Costs by Reporting Type |  |  |  | ReportingType | 2015 | 2020 | 2025 | 2030 | 2035 | 2040 | ReportingType | 2015 | 2020 | 2025 | 2030 | 2035 | 2040
| Base FOM Costs by Reporting Type | NEISO | Northeast | Other Renew | BM | 25.35 | 25.35 | 25.35 | 25.35 | 25.35 | 25.35 | BM | 25.35 | 25.35 | 25.35 | 25.35 | 25.35 | 25.35
| Base FOM Costs by Reporting Type | NEISO | Northeast | CC | CC | 338.7 | 309.07 | 208.17 | 203.86 | 216.09 | 215.18 | CC | 338.77 | 308.72 | 212.04 | 225.74 | 250.64 | 249.66
| Base FOM Costs by Reporting Type | NEISO | Northeast | Other Renew | CSP | 0 | 0 | 0 | 0 | 0 | 0 | CSP | 0 | 0 | 0 | 0 | 0 | 0
| Base FOM Costs by Reporting Type | NEISO | Northeast | CT | CT | 2.24 | 2.24 | 2.24 | 2.17 | 0 | 0 | CT | 2.24 | 2.24 | 2.24 | 2.17 | 2.17 | 2.17
| Base FOM Costs by Reporting Type | NEISO | Northeast | Coal | Coal | 22.79 | -0.03 | -0.03 | -0.03 | -0.03 | -0.03 | Coal | 22.84 | 0 | 0 | 0 | 0 | 0
| Base FOM Costs by Reporting Type | NEISO | Northeast | Other Renew | Geo | 0 | 0 | 0 | 0 | 0 | 0 | Geo | 0 | 0 | 0 | 0 | 0 | 0
| Base FOM Costs by Reporting Type | NEISO | Northeast | Hydro | H | 46.4 | 46.4 | 46.4 | 46.45 | 46.45 | 46.45 | H | 46.4 | 46.4 | 46.4 | 46.45 | 46.45 | 46.45
| Base FOM Costs by Reporting Type | NEISO | Northeast | Other Renew | LFG | 70.11 | 70.11 | 78.5 | 78.5 | 78.5 | 78.5 | LFG | 70.11 | 70.11 | 70.11 | 78.5 | 78.5 | 78.5
| Base FOM Costs by Reporting Type | NEISO | Northeast | Nuclear | Nuc | 676.28 | 735.67 | 676.28 | 676.28 | 488.61 | 932.14 | Nuc | 676.28 | 735.67 | 676.28 | 676.28 | 488.61 | 932.14
| Base FOM Costs by Reporting Type | NEISO | Northeast | Other | PS | 39.74 | 39.74 | 39.74 | 39.74 | 39.74 | 39.74 | PS | 39.74 | 39.74 | 39.74 | 39.74 | 39.74 | 39.74
| Base FOM Costs by Reporting Type | NEISO | Northeast | Other Renew | PV | 0.03 | 4.85 | 4.85 | 4.85 | 4.85 | 4.85 | PV | 0.03 | 4.91 | 4.91 | 4.91 | 4.91 | 4.91
| Base FOM Costs by Reporting Type | NEISO | Northeast | CT | PeakG | 19.94 | 29.61 | 20.7 | 22.52 | 28.85 | 28.85 | PeakG | 19.94 | 29.61 | 20.7 | 22.52 | 28.85 | 28.85
| Base FOM Costs by Reporting Type | NEISO | Northeast | CT | PeakO | 0.01 | 0.02 | 0.01 | 0.01 | 0.01 | 0.01 | PeakO | 0 | 0 | 0 | 0 | 0 | 0
| Base FOM Costs by Reporting Type | NEISO | Northeast | Other Renew | ST | 0 | 0 | 0 | 0 | 0 | 0 | ST | 0 | 0 | 0 | 0 | 0 | 0
| Base FOM Costs by Reporting Type | NEISO | Northeast | Steam O/G | STOG | 0.01 | 0.01 | 0.01 | 0.01 | 0.01 | 0.01 | STOG | 0 | 0 | 0 | 0 | 0 | 0
| Base FOM Costs by Reporting Type | NEISO | Northeast | Other Renew | STWD | 19.55 | 24.46 | 19.93 | 19.93 | 19.93 | 19.93 | STWD | 19.55 | 24.46 | 19.93 | 19.93 | 19.93 | 19.93
| Base FOM Costs by Reporting Type | NEISO | Northeast | On-shore Wind | WT | 13.44 | 83.09 | 155.16 | 155.18 | 562.15 | 562.15 | WT | 13.44 | 84.04 | 144.07 | 155.17 | 477.16 | 477.16
| Base FOM Costs by Reporting Type | NEISO | Northeast | Coal | IGCC | 0 | 0 | 0 | 0 | 0 | 0 | IGCC | 0 | 0 | 0 | 0 | 0 | 0
| Base FOM Costs by Reporting Type | NEISO | Northeast | DR | DemandResponse | 0 | 0 | 0 | 0 | 0 | 0 | DemandResponse | 0 | 0 | 0 | 0 | 0 | 0
| Base FOM Costs by Reporting Type | NEISO | Northeast | Coal-CCS | IGCC-CCS | 0 | 0 | 0 | 0 | 0 | 0 | IGCC-CCS | 0 | 0 | 0 | 0 | 0 | 0
| Base FOM Costs by Reporting Type | NEISO | Northeast | Off-shore Wind | WT_off | 24.96 | 24.96 | 24.96 | 24.96 | 24.97 | 24.97 | WT_off | 24.96 | 24.96 | 24.96 | 24.96 | 24.96 | 24.96
| Base FOM Costs by Reporting Type | NEISO | Northeast | Other | PseudoUnit | 0 | 0 | 0 | 0 | 0 | 0 | PseudoUnit | 0 | 0 | 0 | 0 | 0 | 0
| Base FOM Costs by Reporting Type | NEISO | Northeast | HQ/Maritimes | FixedInterchange | 0 | 0 | 0 | 0 | 0 | 0 | FixedInterchange | 0 | 0 | 0 | 0 | 0 | 0
Base FOM Costs by Reporting Type
| Base FOM Costs by Reporting Type |  |  |  | Base FOM Costs by Reporting Type: NonRTO_Midwest | [6 empty] | Base FOM Costs by Reporting Type: NonRTO_Midwest
| Base FOM Costs by Reporting Type |  |  |  | ReportingType | 2015 | 2020 | 2025 | 2030 | 2035 | 2040 | ReportingType | 2015 | 2020 | 2025 | 2030 | 2035 | 2040
| Base FOM Costs by Reporting Type | NonRTO_Midwest | MISO | Other Renew | BM | 0 | 0 | 0 | 0 | 35.33 | 409.68 | BM | 0 | 0 | 0 | 0 | 121.23 | 560.83
| Base FOM Costs by Reporting Type | NonRTO_Midwest | MISO | CC | CC | 29.68 | 63.88 | 63.88 | 63.88 | 63.88 | 34.21 | CC | 38.91 | 76.51 | 76.51 | 76.51 | 76.51 | 37.6
| Base FOM Costs by Reporting Type | NonRTO_Midwest | MISO | Other Renew | CSP | 0 | 0 | 0 | 0 | 0 | 0 | CSP | 0 | 0 | 0 | 0 | 0 | 0
| Base FOM Costs by Reporting Type | NonRTO_Midwest | MISO | CT | CT | 0 | 0 | 0 | 0 | 0 | 0 | CT | 0 | 0 | 0 | 0 | 0 | 0
| Base FOM Costs by Reporting Type | NonRTO_Midwest | MISO | Coal | Coal | 540.15 | 314.95 | 260.87 | 114.47 | 115.49 | 125.96 | Coal | 495.4 | 249.06 | 200.26 | 141.78 | 142.8 | 162.81
| Base FOM Costs by Reporting Type | NonRTO_Midwest | MISO | Other Renew | Geo | 0 | 0 | 0 | 0 | 0 | 0 | Geo | 0 | 0 | 0 | 0 | 0 | 0
| Base FOM Costs by Reporting Type | NonRTO_Midwest | MISO | Hydro | H | 2.04 | 2.04 | 12.66 | 12.66 | 12.66 | 12.66 | H | 2.04 | 2.04 | 12.66 | 12.66 | 12.66 | 12.66
| Base FOM Costs by Reporting Type | NonRTO_Midwest | MISO | Other Renew | LFG | 1.69 | 1.69 | 20.97 | 20.97 | 20.97 | 20.97 | LFG | 1.69 | 1.69 | 20.97 | 20.97 | 20.97 | 20.97
| Base FOM Costs by Reporting Type | NonRTO_Midwest | MISO | Nuclear | Nuc | 0.01 | 0.01 | 0.01 | 111.2 | 203.22 | 203.22 | Nuc | 0.01 | 0.01 | 0.01 | 0.01 | 0.01 | 0.01
| Base FOM Costs by Reporting Type | NonRTO_Midwest | MISO | Other | PS | 0 | 0 | 0 | 0 | 0 | 0 | PS | 0 | 0 | 0 | 0 | 0 | 0
| Base FOM Costs by Reporting Type | NonRTO_Midwest | MISO | Other Renew | PV | 0 | 0 | 0 | 0 | 0 | 0 | PV | 0 | 0 | 0 | 0 | 0 | 0
| Base FOM Costs by Reporting Type | NonRTO_Midwest | MISO | CT | PeakG | 56.39 | 83.4 | 58.5 | 71.11 | 57.57 | 32.05 | PeakG | 56.39 | 83.4 | 58.5 | 71.11 | 63.75 | 38.03
| Base FOM Costs by Reporting Type | NonRTO_Midwest | MISO | CT | PeakO | 0.35 | 0.45 | 0.36 | 0.36 | 0.01 | 0.01 | PeakO | 0.35 | 0.45 | 0.36 | 0.36 | 0 | 0
| Base FOM Costs by Reporting Type | NonRTO_Midwest | MISO | Other Renew | ST | 0 | 0 | 0 | 0 | 0 | 0 | ST | 0 | 0 | 0 | 0 | 0 | 0
| Base FOM Costs by Reporting Type | NonRTO_Midwest | MISO | Steam O/G | STOG | 0 | 0 | 0 | 0 | 0 | 0 | STOG | 0 | 0 | 0 | 0 | 0 | 0
| Base FOM Costs by Reporting Type | NonRTO_Midwest | MISO | Other Renew | STWD | 0 | 0 | 0 | 0 | 0 | 0 | STWD | 0 | 0 | 0 | 0 | 0 | 0
| Base FOM Costs by Reporting Type | NonRTO_Midwest | MISO | On-shore Wind | WT | 2.26 | 2.26 | 2.26 | 2.26 | 2.26 | 2.26 | WT | 2.26 | 2.26 | 2.26 | 2.26 | 2.26 | 2.26
| Base FOM Costs by Reporting Type | NonRTO_Midwest | MISO | Coal | IGCC | 0 | 0 | 0 | 0 | 0 | 0 | IGCC | 0 | 0 | 0 | 0 | 0 | 0
| Base FOM Costs by Reporting Type | NonRTO_Midwest | MISO | DR | DemandResponse | 0 | 0 | 0 | 0 | 0 | 0 | DemandResponse | 0 | 0 | 0 | 0 | 0 | 0
| Base FOM Costs by Reporting Type | NonRTO_Midwest | MISO | Coal-CCS | IGCC-CCS | 0 | 0 | 0 | 0 | 0 | 0 | IGCC-CCS | 0 | 0 | 0 | 0 | 0 | 0
| Base FOM Costs by Reporting Type | NonRTO_Midwest | MISO | Off-shore Wind | WT_off | 0 | 0 | 0 | 0 | 0 | 0 | WT_off | 0 | 0 | 0 | 0 | 0 | 0
| Base FOM Costs by Reporting Type | NonRTO_Midwest | MISO | Other | PseudoUnit | 0 | 0 | 0 | 0 | 0 | 0 | PseudoUnit | 0 | 0 | 0 | 0 | 0 | 0
| Base FOM Costs by Reporting Type | NonRTO_Midwest | MISO | HQ/Maritimes | FixedInterchange | 0 | 0 | 0 | 0 | 0 | 0 | FixedInterchange | 0 | 0 | 0 | 0 | 0 | 0
Base FOM Costs by Reporting Type
| Base FOM Costs by Reporting Type |  |  |  | Base FOM Costs by Reporting Type: NYISO_A-F | [6 empty] | Base FOM Costs by Reporting Type: NYISO_A-F
| Base FOM Costs by Reporting Type |  |  |  | ReportingType | 2015 | 2020 | 2025 | 2030 | 2035 | 2040 | ReportingType | 2015 | 2020 | 2025 | 2030 | 2035 | 2040
| Base FOM Costs by Reporting Type | NYISO_A-F | Northeast | Other Renew | BM | 0 | 0 | 0 | 0 | 0 | 0 | BM | 0 | 0 | 0 | 0 | 0 | 0
| Base FOM Costs by Reporting Type | NYISO_A-F | Northeast | CC | CC | 111.71 | 142.47 | 125.94 | 70.43 | 66.84 | 57.66 | CC | 115.84 | 148.08 | 131.11 | 142.52 | 114.74 | 62.32
| Base FOM Costs by Reporting Type | NYISO_A-F | Northeast | Other Renew | CSP | 0 | 0 | 0 | 0 | 0 | 0 | CSP | 0 | 0 | 0 | 0 | 0 | 0
| Base FOM Costs by Reporting Type | NYISO_A-F | Northeast | CT | CT | 0 | 0 | 0 | 0 | 0 | 0 | CT | 0 | 0 | 0 | 0 | 0 | 0
| Base FOM Costs by Reporting Type | NYISO_A-F | Northeast | Coal | Coal | 0.02 | 0.02 | 0.02 | 0.02 | 0.02 | 0.02 | Coal | 0 | 0 | 0 | 0 | 0 | 0
| Base FOM Costs by Reporting Type | NYISO_A-F | Northeast | Other Renew | Geo | 0 | 0 | 0 | 0 | 0 | 0 | Geo | 0 | 0 | 0 | 0 | 0 | 0
| Base FOM Costs by Reporting Type | NYISO_A-F | Northeast | Hydro | H | 62.6 | 62.6 | 62.6 | 62.6 | 62.6 | 62.6 | H | 62.6 | 62.6 | 62.6 | 62.6 | 62.6 | 62.6
| Base FOM Costs by Reporting Type | NYISO_A-F | Northeast | Other Renew | LFG | 20.8 | 20.8 | 28.97 | 28.97 | 28.97 | 28.97 | LFG | 20.8 | 20.8 | 28.97 | 28.97 | 28.97 | 28.97
| Base FOM Costs by Reporting Type | NYISO_A-F | Northeast | Nuclear | Nuc | 489.92 | 509.2 | 489.92 | 399.48 | 552.03 | 578.17 | Nuc | 489.92 | 509.2 | 489.92 | 399.48 | 552.03 | 578.17
| Base FOM Costs by Reporting Type | NYISO_A-F | Northeast | Other | PS | 33.52 | 33.52 | 33.52 | 33.52 | 33.52 | 33.52 | PS | 33.52 | 33.52 | 33.52 | 33.52 | 33.52 | 33.52
| Base FOM Costs by Reporting Type | NYISO_A-F | Northeast | Other Renew | PV | 0 | 0 | 0 | 0 | 0 | 0 | PV | 0 | 0 | 0 | 0 | 0 | 0
| Base FOM Costs by Reporting Type | NYISO_A-F | Northeast | CT | PeakG | 3.78 | 5.56 | 5.31 | 5.31 | 5.31 | 5.31 | PeakG | 3.78 | 5.56 | 5.31 | 5.31 | 5.31 | 5.31
| Base FOM Costs by Reporting Type | NYISO_A-F | Northeast | CT | PeakO | 1.14 | 1.45 | 1.17 | 0.02 | 0.02 | 0.02 | PeakO | 1.14 | 1.46 | 1.17 | 1.17 | 1.17 | 1.17
| Base FOM Costs by Reporting Type | NYISO_A-F | Northeast | Other Renew | ST | 0 | 0 | 0 | 0 | 0 | 0 | ST | 0 | 0 | 0 | 0 | 0 | 0
| Base FOM Costs by Reporting Type | NYISO_A-F | Northeast | Steam O/G | STOG | 0 | 0 | 0 | 0 | 0 | 0 | STOG | 0 | 0 | 0 | 0 | 0 | 0
| Base FOM Costs by Reporting Type | NYISO_A-F | Northeast | Other Renew | STWD | 2.76 | 3.45 | 2.81 | 2.81 | 2.81 | 2.81 | STWD | 2.76 | 3.45 | 2.81 | 2.81 | 2.81 | 2.81
| Base FOM Costs by Reporting Type | NYISO_A-F | Northeast | On-shore Wind | WT | 113.42 | 133.35 | 133.35 | 290.9 | 422.6 | 422.6 | WT | 113.42 | 133.35 | 133.35 | 312.4 | 422.6 | 422.6
| Base FOM Costs by Reporting Type | NYISO_A-F | Northeast | Coal | IGCC | 0 | 0 | 0 | 0 | 0 | 0 | IGCC | 0 | 0 | 0 | 0 | 0 | 0
| Base FOM Costs by Reporting Type | NYISO_A-F | Northeast | DR | DemandResponse | 0 | 0 | 0 | 0 | 0 | 0 | DemandResponse | 0 | 0 | 0 | 0 | 0 | 0
| Base FOM Costs by Reporting Type | NYISO_A-F | Northeast | Coal-CCS | IGCC-CCS | 0 | 0 | 0 | 0 | 0 | 0 | IGCC-CCS | 0 | 0 | 0 | 0 | 0 | 0
| Base FOM Costs by Reporting Type | NYISO_A-F | Northeast | Off-shore Wind | WT_off | 0 | 0 | 0 | 0 | 0 | 0 | WT_off | 0 | 0 | 0 | 0 | 0 | 0
| Base FOM Costs by Reporting Type | NYISO_A-F | Northeast | Other | PseudoUnit | 0 | 0 | 0 | 0 | 0 | 0 | PseudoUnit | 0 | 0 | 0 | 0 | 0 | 0
| Base FOM Costs by Reporting Type | NYISO_A-F | Northeast | HQ/Maritimes | FixedInterchange | 0 | 0 | 0 | 0 | 0 | 0 | FixedInterchange | 0 | 0 | 0 | 0 | 0 | 0
Base FOM Costs by Reporting Type
| Base FOM Costs by Reporting Type |  |  |  | Base FOM Costs by Reporting Type: NYISO_G-I | [6 empty] | Base FOM Costs by Reporting Type: NYISO_G-I
| Base FOM Costs by Reporting Type |  |  |  | ReportingType | 2015 | 2020 | 2025 | 2030 | 2035 | 2040 | ReportingType | 2015 | 2020 | 2025 | 2030 | 2035 | 2040
| Base FOM Costs by Reporting Type | NYISO_G-I | Northeast | Other Renew | BM | 0 | 0 | 0 | 0 | 56.52 | 56.53 | BM | 0 | 0 | 0 | 0 | 0 | 80.4
| Base FOM Costs by Reporting Type | NYISO_G-I | Northeast | CC | CC | 34.33 | 43.65 | 35.09 | 35.19 | 42.92 | 42.92 | CC | 34.33 | 48.72 | 40.15 | 40.26 | 47.99 | 47.99
| Base FOM Costs by Reporting Type | NYISO_G-I | Northeast | Other Renew | CSP | 0 | 0 | 0 | 0 | 0 | 0 | CSP | 0 | 0 | 0 | 0 | 0 | 0
| Base FOM Costs by Reporting Type | NYISO_G-I | Northeast | CT | CT | 0 | 0 | 0 | 0 | 0 | 0 | CT | 0 | 0 | 0 | 0 | 0 | 0
| Base FOM Costs by Reporting Type | NYISO_G-I | Northeast | Coal | Coal | 0.01 | 0.01 | 0.01 | 0.01 | 0.01 | 0.01 | Coal | 0 | 0 | 0 | 0 | 0 | 0
| Base FOM Costs by Reporting Type | NYISO_G-I | Northeast | Other Renew | Geo | 0 | 0 | 0 | 0 | 0 | 0 | Geo | 0 | 0 | 0 | 0 | 0 | 0
| Base FOM Costs by Reporting Type | NYISO_G-I | Northeast | Hydro | H | 0.46 | 0.46 | 0.46 | 0.46 | 0.46 | 0.46 | H | 0.46 | 0.46 | 0.46 | 0.46 | 0.46 | 0.46
| Base FOM Costs by Reporting Type | NYISO_G-I | Northeast | Other Renew | LFG | 7.72 | 7.72 | 16.66 | 16.66 | 16.66 | 16.67 | LFG | 7.72 | 7.72 | 16.67 | 16.67 | 16.67 | 16.67
| Base FOM Costs by Reporting Type | NYISO_G-I | Northeast | Nuclear | Nuc | 297.74 | 323.88 | 297.74 | 297.74 | 452.23 | 160.41 | Nuc | 297.74 | 323.88 | 297.74 | 297.74 | 529.4 | 329.19
| Base FOM Costs by Reporting Type | NYISO_G-I | Northeast | Other | PS | 0 | 0 | 0 | 0 | 0 | 0 | PS | 0 | 0 | 0 | 0 | 0 | 0
| Base FOM Costs by Reporting Type | NYISO_G-I | Northeast | Other Renew | PV | 0 | 0 | 0 | 0 | 0 | 0 | PV | 0 | 0 | 0 | 0 | 0 | 0
| Base FOM Costs by Reporting Type | NYISO_G-I | Northeast | CT | PeakG | 1.51 | 2.04 | 1.56 | 1.56 | 1.56 | 1.56 | PeakG | 1.51 | 2.04 | 1.56 | 1.56 | 1.56 | 1.56
| Base FOM Costs by Reporting Type | NYISO_G-I | Northeast | CT | PeakO | 2.55 | 3.25 | 2.61 | 2.61 | 2.61 | 2.61 | PeakO | 2.55 | 3.25 | 2.61 | 2.61 | 2.61 | 2.61
| Base FOM Costs by Reporting Type | NYISO_G-I | Northeast | Other Renew | ST | 0 | 0 | 0 | 0 | 0 | 0 | ST | 0 | 0 | 0 | 0 | 0 | 0
| Base FOM Costs by Reporting Type | NYISO_G-I | Northeast | Steam O/G | STOG | 0.02 | 0.02 | 0.02 | 0.02 | 0.02 | 0.02 | STOG | 0 | 0 | 0 | 0 | 0 | 0
| Base FOM Costs by Reporting Type | NYISO_G-I | Northeast | Other Renew | STWD | 0 | 0 | 0 | 0 | 0 | 0 | STWD | 0 | 0 | 0 | 0 | 0 | 0
| Base FOM Costs by Reporting Type | NYISO_G-I | Northeast | On-shore Wind | WT | 0 | 1.68 | 1.69 | 10.1 | 10.1 | 10.1 | WT | 0 | 1.68 | 1.68 | 10.11 | 10.11 | 10.11
| Base FOM Costs by Reporting Type | NYISO_G-I | Northeast | Coal | IGCC | 0 | 0 | 0 | 0 | 0 | 0 | IGCC | 0 | 0 | 0 | 0 | 0 | 0
| Base FOM Costs by Reporting Type | NYISO_G-I | Northeast | DR | DemandResponse | 0 | 0 | 0 | 0 | 0 | 0 | DemandResponse | 0 | 0 | 0 | 0 | 0 | 0
| Base FOM Costs by Reporting Type | NYISO_G-I | Northeast | Coal-CCS | IGCC-CCS | 0 | 0 | 0 | 0 | 0 | 0 | IGCC-CCS | 0 | 0 | 0 | 0 | 0 | 0
| Base FOM Costs by Reporting Type | NYISO_G-I | Northeast | Off-shore Wind | WT_off | 0 | 0 | 0 | 0 | 0 | 0 | WT_off | 0 | 0 | 0 | 0 | 0 | 0
| Base FOM Costs by Reporting Type | NYISO_G-I | Northeast | Other | PseudoUnit | 0 | 0 | 0 | 0 | 0 | 0 | PseudoUnit | 0 | 0 | 0 | 0 | 0 | 0
| Base FOM Costs by Reporting Type | NYISO_G-I | Northeast | HQ/Maritimes | FixedInterchange | 0 | 0 | 0 | 0 | 0 | 0 | FixedInterchange | 0 | 0 | 0 | 0 | 0 | 0
Base FOM Costs by Reporting Type
| Base FOM Costs by Reporting Type |  |  |  | Base FOM Costs by Reporting Type: NYISO_J-K | [6 empty] | Base FOM Costs by Reporting Type: NYISO_J-K
| Base FOM Costs by Reporting Type |  |  |  | ReportingType | 2015 | 2020 | 2025 | 2030 | 2035 | 2040 | ReportingType | 2015 | 2020 | 2025 | 2030 | 2035 | 2040
| Base FOM Costs by Reporting Type | NYISO_J-K | Northeast | Other Renew | BM | 0 | 0 | 0 | 0 | 0 | 0 | BM | 0 | 0 | 0 | 0 | 0 | 0
| Base FOM Costs by Reporting Type | NYISO_J-K | Northeast | CC | CC | 125.46 | 154.92 | 127.77 | 138.94 | 152.61 | 152.61 | CC | 125.46 | 154.92 | 128.31 | 139.48 | 153.15 | 153.15
| Base FOM Costs by Reporting Type | NYISO_J-K | Northeast | Other Renew | CSP | 0 | 0 | 0 | 0 | 0 | 0 | CSP | 0 | 0 | 0 | 0 | 0 | 0
| Base FOM Costs by Reporting Type | NYISO_J-K | Northeast | CT | CT | 0 | 0 | 0 | 0 | 0 | 0 | CT | 0 | 0 | 0 | 0 | 0 | 0
| Base FOM Costs by Reporting Type | NYISO_J-K | Northeast | Coal | Coal | 0 | 0 | 0 | 0 | 0 | 0 | Coal | 0 | 0 | 0 | 0 | 0 | 0
| Base FOM Costs by Reporting Type | NYISO_J-K | Northeast | Other Renew | Geo | 0 | 0 | 0 | 0 | 0 | 0 | Geo | 0 | 0 | 0 | 0 | 0 | 0
| Base FOM Costs by Reporting Type | NYISO_J-K | Northeast | Hydro | H | 0 | 0 | 0 | 0 | 0 | 0 | H | 0 | 0 | 0 | 0 | 0 | 0
| Base FOM Costs by Reporting Type | NYISO_J-K | Northeast | Other Renew | LFG | 14.96 | 14.96 | 23.89 | 23.9 | 23.9 | 23.9 | LFG | 14.96 | 14.96 | 16.9 | 23.9 | 23.9 | 23.9
| Base FOM Costs by Reporting Type | NYISO_J-K | Northeast | Nuclear | Nuc | 0.01 | 0.01 | 0.01 | 0.01 | 0.01 | 0.01 | Nuc | 0.01 | 0.01 | 0.01 | 0.01 | 0.01 | 0.01
| Base FOM Costs by Reporting Type | NYISO_J-K | Northeast | Other | PS | 0 | 0 | 0 | 0 | 0 | 0 | PS | 0 | 0 | 0 | 0 | 0 | 0
| Base FOM Costs by Reporting Type | NYISO_J-K | Northeast | Other Renew | PV | 0.53 | 0.53 | 0.53 | 0.53 | 0 | 0 | PV | 0.53 | 0.53 | 0.53 | 0.53 | 0.53 | 0.53
| Base FOM Costs by Reporting Type | NYISO_J-K | Northeast | CT | PeakG | 54.7 | 77.08 | 56.45 | 62.35 | 66.78 | 66.78 | PeakG | 54.7 | 77.08 | 56.45 | 62.35 | 66.78 | 66.78
| Base FOM Costs by Reporting Type | NYISO_J-K | Northeast | CT | PeakO | 61.69 | 79.16 | 63.78 | 65.02 | 65.02 | 65.02 | PeakO | 61.69 | 79.16 | 63.78 | 65.02 | 65.02 | 65.02
| Base FOM Costs by Reporting Type | NYISO_J-K | Northeast | Other Renew | ST | 0 | 0 | 0 | 0 | 0 | 0 | ST | 0 | 0 | 0 | 0 | 0 | 0
| Base FOM Costs by Reporting Type | NYISO_J-K | Northeast | Steam O/G | STOG | 149.98 | 177.47 | 152.13 | 152.13 | 152.13 | 152.13 | STOG | 129.29 | 152.99 | 131.15 | 129.69 | 120.65 | 120.65
| Base FOM Costs by Reporting Type | NYISO_J-K | Northeast | Other Renew | STWD | 0 | 0 | 0 | 0 | 0 | 0 | STWD | 0 | 0 | 0 | 0 | 0 | 0
| Base FOM Costs by Reporting Type | NYISO_J-K | Northeast | On-shore Wind | WT | 0 | 0 | 0 | 0 | 9.25 | 9.25 | WT | 0 | 0 | 0 | 4.77 | 9.26 | 9.26
| Base FOM Costs by Reporting Type | NYISO_J-K | Northeast | Coal | IGCC | 0 | 0 | 0 | 0 | 0 | 0 | IGCC | 0 | 0 | 0 | 0 | 0 | 0
| Base FOM Costs by Reporting Type | NYISO_J-K | Northeast | DR | DemandResponse | 0 | 0 | 0 | 0 | 0 | 0 | DemandResponse | 0 | 0 | 0 | 0 | 0 | 0
| Base FOM Costs by Reporting Type | NYISO_J-K | Northeast | Coal-CCS | IGCC-CCS | 0 | 0 | 0 | 0 | 0 | 0 | IGCC-CCS | 0 | 0 | 0 | 0 | 0 | 0
| Base FOM Costs by Reporting Type | NYISO_J-K | Northeast | Off-shore Wind | WT_off | 0 | 0 | 0 | 0 | 0 | 0 | WT_off | 0 | 0 | 0 | 0 | 0 | 0
| Base FOM Costs by Reporting Type | NYISO_J-K | Northeast | Other | PseudoUnit | 0 | 0 | 0 | 0 | 0 | 0 | PseudoUnit | 0 | 0 | 0 | 0 | 0 | 0
| Base FOM Costs by Reporting Type | NYISO_J-K | Northeast | HQ/Maritimes | FixedInterchange | 0 | 0 | 0 | 0 | 0 | 0 | FixedInterchange | 0 | 0 | 0 | 0 | 0 | 0
Base FOM Costs by Reporting Type
| Base FOM Costs by Reporting Type |  |  |  | Base FOM Costs by Reporting Type: PJM_E | [6 empty] | Base FOM Costs by Reporting Type: PJM_E
| Base FOM Costs by Reporting Type |  |  |  | ReportingType | 2015 | 2020 | 2025 | 2030 | 2035 | 2040 | ReportingType | 2015 | 2020 | 2025 | 2030 | 2035 | 2040
| Base FOM Costs by Reporting Type | PJM_E | PJM_MAAC | Other Renew | BM | 3.02 | 3.02 | 3.02 | 3.02 | 3.02 | 3.02 | BM | 3.02 | 3.02 | 3.02 | 3.02 | 3.02 | 3.02
| Base FOM Costs by Reporting Type | PJM_E | PJM_MAAC | CC | CC | 297.21 | 359.4 | 312.87 | 330.2 | 350.43 | 350.43 | CC | 297.21 | 359.4 | 312.87 | 330.19 | 341.53 | 322.15
| Base FOM Costs by Reporting Type | PJM_E | PJM_MAAC | Other Renew | CSP | 0 | 0 | 0 | 0 | 0 | 0 | CSP | 0 | 0 | 0 | 0 | 0 | 0
| Base FOM Costs by Reporting Type | PJM_E | PJM_MAAC | CT | CT | 0.18 | 0.18 | 0.18 | 0.18 | 0.18 | 0 | CT | 0.18 | 0.18 | 0.18 | 0 | 0 | 0
| Base FOM Costs by Reporting Type | PJM_E | PJM_MAAC | Coal | Coal | 67.46 | 27.12 | 32.01 | 32.31 | 34.95 | 34.95 | Coal | 67.42 | 27.04 | 31.98 | 32.26 | 34.91 | 34.91
| Base FOM Costs by Reporting Type | PJM_E | PJM_MAAC | Other Renew | Geo | 0 | 0 | 0 | 0 | 0 | 0 | Geo | 0 | 0 | 0 | 0 | 0 | 0
| Base FOM Costs by Reporting Type | PJM_E | PJM_MAAC | Hydro | H | 3.85 | 3.85 | 3.85 | 3.85 | 3.85 | 3.85 | H | 3.85 | 3.85 | 3.85 | 3.85 | 3.85 | 3.85
| Base FOM Costs by Reporting Type | PJM_E | PJM_MAAC | Other Renew | LFG | 56.83 | 72.83 | 72.83 | 72.83 | 72.83 | 72.83 | LFG | 56.83 | 72.83 | 72.83 | 72.83 | 72.83 | 72.83
| Base FOM Costs by Reporting Type | PJM_E | PJM_MAAC | Nuclear | Nuc | 1239 | 1184.31 | 1149.53 | 1149.54 | 825.74 | 1983.32 | Nuc | 1239 | 1184.31 | 1149.53 | 1149.53 | 825.73 | 1983.3
| Base FOM Costs by Reporting Type | PJM_E | PJM_MAAC | Other | PS | 9.5 | 9.5 | 9.5 | 9.5 | 9.5 | 9.5 | PS | 9.5 | 9.5 | 9.5 | 9.5 | 9.5 | 9.5
| Base FOM Costs by Reporting Type | PJM_E | PJM_MAAC | Other Renew | PV | 0.75 | 0.75 | 0.75 | 0.75 | 0.75 | 0.75 | PV | 0.75 | 0.75 | 0.75 | 0.75 | 0.75 | 0.75
| Base FOM Costs by Reporting Type | PJM_E | PJM_MAAC | CT | PeakG | 75.2 | 106.43 | 77.64 | 89.79 | 93.22 | 93.22 | PeakG | 75.2 | 106.43 | 77.64 | 89.79 | 93.22 | 93.22
| Base FOM Costs by Reporting Type | PJM_E | PJM_MAAC | CT | PeakO | 75.91 | 100.77 | 82.41 | 82.41 | 82.41 | 82.41 | PeakO | 75.92 | 100.78 | 82.41 | 82.41 | 82.41 | 82.41
| Base FOM Costs by Reporting Type | PJM_E | PJM_MAAC | Other Renew | ST | 0 | 0 | 0 | 0 | 0 | 0 | ST | 0 | 0 | 0 | 0 | 0 | 0
| Base FOM Costs by Reporting Type | PJM_E | PJM_MAAC | Steam O/G | STOG | 115.24 | 136.36 | 116.89 | 116.89 | 116.89 | 0.03 | STOG | 58.87 | 69.66 | 0 | 0 | 0 | 0
| Base FOM Costs by Reporting Type | PJM_E | PJM_MAAC | Other Renew | STWD | 0 | 0 | 0 | 0 | 0 | 0 | STWD | 0 | 0 | 0 | 0 | 0 | 0
| Base FOM Costs by Reporting Type | PJM_E | PJM_MAAC | On-shore Wind | WT | 32.63 | 32.63 | 32.63 | 32.63 | 0.35 | 0.35 | WT | 32.63 | 32.63 | 32.63 | 32.63 | 32.63 | 32.63
| Base FOM Costs by Reporting Type | PJM_E | PJM_MAAC | Coal | IGCC | 0 | 0 | 0 | 0 | 0 | 0 | IGCC | 0 | 0 | 0 | 0 | 0 | 0
| Base FOM Costs by Reporting Type | PJM_E | PJM_MAAC | DR | DemandResponse | 0 | 0 | 0 | 0 | 0 | 0 | DemandResponse | 0 | 0 | 0 | 0 | 0 | 0
| Base FOM Costs by Reporting Type | PJM_E | PJM_MAAC | Coal-CCS | IGCC-CCS | 0 | 0 | 0 | 0 | 0 | 0 | IGCC-CCS | 0 | 0 | 0 | 0 | 0 | 0
| Base FOM Costs by Reporting Type | PJM_E | PJM_MAAC | Off-shore Wind | WT_off | 0 | 0 | 58.67 | 58.67 | 58.66 | 58.66 | WT_off | 0 | 0 | 58.67 | 58.67 | 58.67 | 58.67
| Base FOM Costs by Reporting Type | PJM_E | PJM_MAAC | Other | PseudoUnit | 0 | 0 | 0 | 0 | 0 | 0 | PseudoUnit | 0 | 0 | 0 | 0 | 0 | 0
| Base FOM Costs by Reporting Type | PJM_E | PJM_MAAC | HQ/Maritimes | FixedInterchange | 0 | 0 | 0 | 0 | 0 | 0 | FixedInterchange | 0 | 0 | 0 | 0 | 0 | 0
Base FOM Costs by Reporting Type
| Base FOM Costs by Reporting Type |  |  |  | Base FOM Costs by Reporting Type: PJM_ROM | [6 empty] | Base FOM Costs by Reporting Type: PJM_ROM
| Base FOM Costs by Reporting Type |  |  |  | ReportingType | 2015 | 2020 | 2025 | 2030 | 2035 | 2040 | ReportingType | 2015 | 2020 | 2025 | 2030 | 2035 | 2040
| Base FOM Costs by Reporting Type | PJM_ROM | PJM_MAAC | Other Renew | BM | 1.81 | 1.81 | 1.81 | 115.44 | 115.59 | 236.95 | BM | 1.81 | 1.81 | 1.81 | 1.81 | 1.82 | 236.97
| Base FOM Costs by Reporting Type | PJM_ROM | PJM_MAAC | CC | CC | 142.43 | 174.54 | 145.82 | 151.1 | 172.02 | 172.02 | CC | 142.43 | 174.53 | 145.82 | 151.1 | 172.02 | 120.2
| Base FOM Costs by Reporting Type | PJM_ROM | PJM_MAAC | Other Renew | CSP | 0 | 0 | 0 | 0 | 0 | 0 | CSP | 0 | 0 | 0 | 0 | 0 | 0
| Base FOM Costs by Reporting Type | PJM_ROM | PJM_MAAC | CT | CT | 0.11 | 0.11 | 0.11 | 0.11 | 0.11 | 0.11 | CT | 0.11 | 0.11 | 0.11 | 0.11 | 0 | 0
| Base FOM Costs by Reporting Type | PJM_ROM | PJM_MAAC | Coal | Coal | 153.7 | 69.65 | 45.42 | 47.66 | 49.41 | 49.42 | Coal | 116.64 | 28.36 | 0.97 | 0.97 | 0.97 | 0.97
| Base FOM Costs by Reporting Type | PJM_ROM | PJM_MAAC | Other Renew | Geo | 0 | 0 | 0 | 0 | 0 | 0 | Geo | 0 | 0 | 0 | 0 | 0 | 0
| Base FOM Costs by Reporting Type | PJM_ROM | PJM_MAAC | Hydro | H | 19.83 | 19.83 | 19.83 | 29.48 | 29.48 | 29.48 | H | 19.83 | 19.83 | 29.48 | 29.48 | 29.48 | 29.48
| Base FOM Costs by Reporting Type | PJM_ROM | PJM_MAAC | Other Renew | LFG | 43.05 | 74.95 | 74.95 | 74.95 | 74.95 | 74.95 | LFG | 43.05 | 74.95 | 74.95 | 74.95 | 74.95 | 74.95
| Base FOM Costs by Reporting Type | PJM_ROM | PJM_MAAC | Nuclear | Nuc | 733.21 | 756.8 | 733.21 | 733.21 | 657.69 | 1811.81 | Nuc | 733.21 | 756.8 | 733.21 | 733.21 | 1275.95 | 2067.78
| Base FOM Costs by Reporting Type | PJM_ROM | PJM_MAAC | Other | PS | 35.92 | 35.92 | 35.92 | 35.92 | 35.92 | 35.92 | PS | 35.92 | 35.92 | 35.92 | 35.92 | 35.92 | 35.92
| Base FOM Costs by Reporting Type | PJM_ROM | PJM_MAAC | Other Renew | PV | 0.06 | 22.7 | 35.36 | 38.2 | 38.42 | 39.43 | PV | 0.06 | 22.69 | 35.36 | 38.2 | 38.42 | 39.43
| Base FOM Costs by Reporting Type | PJM_ROM | PJM_MAAC | CT | PeakG | 30.83 | 44.67 | 41.32 | 41.32 | 41.32 | 41.32 | PeakG | 30.83 | 44.67 | 41.32 | 41.32 | 41.32 | 41.32
| Base FOM Costs by Reporting Type | PJM_ROM | PJM_MAAC | CT | PeakO | 45.95 | 58.57 | 46.94 | 46.94 | 46.94 | 46.94 | PeakO | 45.95 | 58.57 | 46.94 | 46.94 | 13.96 | 0
| Base FOM Costs by Reporting Type | PJM_ROM | PJM_MAAC | Other Renew | ST | 0 | 0 | 0 | 0 | 0 | 0 | ST | 0 | 0 | 0 | 0 | 0 | 0
| Base FOM Costs by Reporting Type | PJM_ROM | PJM_MAAC | Steam O/G | STOG | 155.08 | 183.5 | 157.3 | 157.3 | 157.3 | 0.01 | STOG | 155.08 | 183.5 | 52.4 | 37.26 | 0 | 0
| Base FOM Costs by Reporting Type | PJM_ROM | PJM_MAAC | Other Renew | STWD | 2.24 | 2.81 | 2.29 | 2.29 | 2.29 | 2.29 | STWD | 2.24 | 2.81 | 2.29 | 2.29 | 2.29 | 2.29
| Base FOM Costs by Reporting Type | PJM_ROM | PJM_MAAC | On-shore Wind | WT | 38.49 | 59.55 | 59.55 | 59.55 | 59.55 | 59.55 | WT | 38.48 | 59.54 | 59.54 | 59.54 | 59.54 | 59.54
| Base FOM Costs by Reporting Type | PJM_ROM | PJM_MAAC | Coal | IGCC | 0 | 0 | 0 | 0 | 0 | 0 | IGCC | 0 | 0 | 0 | 0 | 0 | 0
| Base FOM Costs by Reporting Type | PJM_ROM | PJM_MAAC | DR | DemandResponse | 0 | 0 | 0 | 0 | 0 | 0 | DemandResponse | 0 | 0 | 0 | 0 | 0 | 0
| Base FOM Costs by Reporting Type | PJM_ROM | PJM_MAAC | Coal-CCS | IGCC-CCS | 0 | 0 | 0 | 0 | 0 | 0 | IGCC-CCS | 0 | 0 | 0 | 0 | 0 | 0
| Base FOM Costs by Reporting Type | PJM_ROM | PJM_MAAC | Off-shore Wind | WT_off | 0 | 0 | 0 | 0 | 0 | 0 | WT_off | 0 | 0 | 0 | 0 | 0 | 0
| Base FOM Costs by Reporting Type | PJM_ROM | PJM_MAAC | Other | PseudoUnit | 0 | 0 | 0 | 0 | 0 | 0 | PseudoUnit | 0 | 0 | 0 | 0 | 0 | 0
| Base FOM Costs by Reporting Type | PJM_ROM | PJM_MAAC | HQ/Maritimes | FixedInterchange | 0 | 0 | 0 | 0 | 0 | 0 | FixedInterchange | 0 | 0 | 0 | 0 | 0 | 0
Base FOM Costs by Reporting Type
| Base FOM Costs by Reporting Type |  |  |  | Base FOM Costs by Reporting Type: PJM_ROR | [6 empty] | Base FOM Costs by Reporting Type: PJM_ROR
| Base FOM Costs by Reporting Type |  |  |  | ReportingType | 2015 | 2020 | 2025 | 2030 | 2035 | 2040 | ReportingType | 2015 | 2020 | 2025 | 2030 | 2035 | 2040
| Base FOM Costs by Reporting Type | PJM_ROR | PJM_ROR | Other Renew | BM | 38.69 | 38.69 | 38.69 | 38.69 | 392.32 | 926.82 | BM | 38.69 | 38.69 | 38.69 | 38.69 | 38.69 | 1060.95
| Base FOM Costs by Reporting Type | PJM_ROR | PJM_ROR | CC | CC | 505.28 | 691.41 | 618.71 | 644.88 | 681.47 | 681.47 | CC | 609.07 | 802.9 | 730.2 | 756.37 | 790.46 | 338.11
| Base FOM Costs by Reporting Type | PJM_ROR | PJM_ROR | Other Renew | CSP | 0 | 0 | 0 | 0 | 0 | 0 | CSP | 0 | 0 | 0 | 0 | 0 | 0
| Base FOM Costs by Reporting Type | PJM_ROR | PJM_ROR | CT | CT | 0.19 | 0.19 | 0.19 | 0.19 | 0.19 | 0.19 | CT | 0.19 | 0.19 | 0.19 | 0.19 | 0 | 0
| Base FOM Costs by Reporting Type | PJM_ROR | PJM_ROR | Coal | Coal | 2219.27 | 1417.66 | 637.35 | 643.28 | 711.44 | 919.81 | Coal | 1832.5 | 980.65 | 493.14 | 497.59 | 551.09 | 700.42
| Base FOM Costs by Reporting Type | PJM_ROR | PJM_ROR | Other Renew | Geo | 0 | 0 | 0 | 0 | 0 | 0 | Geo | 0 | 0 | 0 | 0 | 0 | 0
| Base FOM Costs by Reporting Type | PJM_ROR | PJM_ROR | Hydro | H | 26.17 | 33.33 | 33.33 | 33.33 | 33.33 | 33.33 | H | 26.17 | 33.33 | 33.33 | 33.33 | 33.33 | 33.33
| Base FOM Costs by Reporting Type | PJM_ROR | PJM_ROR | Other Renew | LFG | 65.06 | 126.87 | 126.87 | 126.87 | 126.87 | 126.87 | LFG | 65.06 | 126.87 | 126.87 | 126.87 | 126.87 | 126.87
| Base FOM Costs by Reporting Type | PJM_ROR | PJM_ROR | Nuclear | Nuc | 2917.4 | 3014.07 | 2917.4 | 2827.65 | 2602.3 | 5038.66 | Nuc | 2917.4 | 3014.07 | 2917.4 | 2791.17 | 2554.72 | 6556.28
| Base FOM Costs by Reporting Type | PJM_ROR | PJM_ROR | Other | PS | 73.14 | 73.14 | 73.14 | 73.14 | 73.14 | 73.14 | PS | 73.14 | 73.14 | 73.14 | 73.14 | 73.14 | 73.14
| Base FOM Costs by Reporting Type | PJM_ROR | PJM_ROR | Other Renew | PV | 0.35 | 0.35 | 0.35 | 0.35 | 0.35 | 0.35 | PV | 0.35 | 0.35 | 0.35 | 0.35 | 0.35 | 0.35
| Base FOM Costs by Reporting Type | PJM_ROR | PJM_ROR | CT | PeakG | 325.76 | 481.29 | 337.92 | 436.45 | 464.24 | 464.24 | PeakG | 325.76 | 481.29 | 337.93 | 436.45 | 464.24 | 464.24
| Base FOM Costs by Reporting Type | PJM_ROR | PJM_ROR | CT | PeakO | 48.69 | 65.15 | 52.22 | 52.22 | 52.22 | 52.22 | PeakO | 48.69 | 65.15 | 52.22 | 52.22 | 23.66 | 0
| Base FOM Costs by Reporting Type | PJM_ROR | PJM_ROR | Other Renew | ST | 0 | 0 | 0 | 0 | 0 | 0 | ST | 0 | 0 | 0 | 0 | 0 | 0
| Base FOM Costs by Reporting Type | PJM_ROR | PJM_ROR | Steam O/G | STOG | 93.25 | 110.34 | 94.59 | 94.59 | 94.59 | 0.02 | STOG | 91.71 | 108.52 | 0 | 0 | 0 | 0
| Base FOM Costs by Reporting Type | PJM_ROR | PJM_ROR | Other Renew | STWD | 6.22 | 7.78 | 6.34 | 6.34 | 6.34 | 6.34 | STWD | 6.22 | 7.78 | 6.34 | 6.34 | 6.34 | 6.34
| Base FOM Costs by Reporting Type | PJM_ROR | PJM_ROR | On-shore Wind | WT | 322.6 | 327.98 | 327.98 | 327.98 | 327.98 | 327.98 | WT | 322.6 | 327.98 | 520.25 | 1200.76 | 1200.76 | 1200.76
| Base FOM Costs by Reporting Type | PJM_ROR | PJM_ROR | Coal | IGCC | 0 | 0 | 0 | 0 | 0 | 0 | IGCC | 0 | 0 | 0 | 0 | 0 | 0
| Base FOM Costs by Reporting Type | PJM_ROR | PJM_ROR | DR | DemandResponse | 0 | 0 | 0 | 0 | 0 | 0 | DemandResponse | 0 | 0 | 0 | 0 | 0 | 0
| Base FOM Costs by Reporting Type | PJM_ROR | PJM_ROR | Coal-CCS | IGCC-CCS | 0 | 0 | 0 | 0 | 0 | 0 | IGCC-CCS | 0 | 0 | 0 | 0 | 0 | 0
| Base FOM Costs by Reporting Type | PJM_ROR | PJM_ROR | Off-shore Wind | WT_off | 0 | 0 | 0 | 0 | 0 | 0 | WT_off | 0 | 0 | 0 | 0 | 0 | 0
| Base FOM Costs by Reporting Type | PJM_ROR | PJM_ROR | Other | PseudoUnit | 0 | 0 | 0 | 0 | 0 | 0 | PseudoUnit | 0 | 0 | 0 | 0 | 0 | 0
| Base FOM Costs by Reporting Type | PJM_ROR | PJM_ROR | HQ/Maritimes | FixedInterchange | 0 | 0 | 0 | 0 | 0 | 0 | FixedInterchange | 0 | 0 | 0 | 0 | 0 | 0
Base FOM Costs by Reporting Type
| Base FOM Costs by Reporting Type |  |  |  | Base FOM Costs by Reporting Type: SOCO | [6 empty] | Base FOM Costs by Reporting Type: SOCO
| Base FOM Costs by Reporting Type |  |  |  | ReportingType | 2015 | 2020 | 2025 | 2030 | 2035 | 2040 | ReportingType | 2015 | 2020 | 2025 | 2030 | 2035 | 2040
| Base FOM Costs by Reporting Type | SOCO | South | Other Renew | BM | 5.53 | 5.53 | 5.53 | 5.53 | 658.78 | 658.82 | BM | 5.53 | 5.53 | 5.53 | 5.53 | 374.73 | 658.82
| Base FOM Costs by Reporting Type | SOCO | South | CC | CC | 536.64 | 727.04 | 617.8 | 638.76 | 210.91 | 113.84 | CC | 546.25 | 736.12 | 627.05 | 642.77 | 353.15 | 258.74
| Base FOM Costs by Reporting Type | SOCO | South | Other Renew | CSP | 0 | 0 | 0 | 0 | 0 | 0 | CSP | 0 | 0 | 0 | 0 | 0 | 0
| Base FOM Costs by Reporting Type | SOCO | South | CT | CT | 0 | 0 | 0 | 0 | 0 | 0 | CT | 0 | 0 | 0 | 0 | 0 | 0
| Base FOM Costs by Reporting Type | SOCO | South | Coal | Coal | 527 | 272.19 | 139.68 | 146.21 | 174.61 | 174.65 | Coal | 502.68 | 247.4 | 114.79 | 121.31 | 135.16 | 135.17
| Base FOM Costs by Reporting Type | SOCO | South | Other Renew | Geo | 0 | 0 | 0 | 0 | 0 | 0 | Geo | 0 | 0 | 0 | 0 | 0 | 0
| Base FOM Costs by Reporting Type | SOCO | South | Hydro | H | 59.74 | 59.74 | 59.74 | 59.74 | 59.74 | 59.74 | H | 59.74 | 59.74 | 59.74 | 59.74 | 59.74 | 59.74
| Base FOM Costs by Reporting Type | SOCO | South | Other Renew | LFG | 4.46 | 4.46 | 17.39 | 17.39 | 17.39 | 17.39 | LFG | 4.46 | 4.46 | 17.39 | 17.39 | 17.39 | 17.39
| Base FOM Costs by Reporting Type | SOCO | South | Nuclear | Nuc | 850.41 | 1045.67 | 1045.67 | 1061.74 | 2167.08 | 3040.69 | Nuc | 850.41 | 1045.67 | 1045.67 | 1776.78 | 2297.98 | 2903.89
| Base FOM Costs by Reporting Type | SOCO | South | Other | PS | 39.76 | 39.76 | 39.76 | 39.76 | 39.76 | 39.76 | PS | 39.76 | 39.76 | 39.76 | 39.76 | 39.76 | 39.76
| Base FOM Costs by Reporting Type | SOCO | South | Other Renew | PV | 0 | 0 | 0 | 0 | 0 | 0 | PV | 0 | 0 | 0 | 0 | 0 | 0
| Base FOM Costs by Reporting Type | SOCO | South | CT | PeakG | 182.94 | 270.91 | 189.82 | 246.57 | 117.31 | 117.31 | PeakG | 178.03 | 264.31 | 184.78 | 62.49 | 53.61 | 53.61
| Base FOM Costs by Reporting Type | SOCO | South | CT | PeakO | 4.16 | 5.65 | 4.99 | 5.07 | 0.02 | 0.02 | PeakO | 0 | 0 | 0 | 0 | 0 | 0
| Base FOM Costs by Reporting Type | SOCO | South | Other Renew | ST | 0 | 0 | 0 | 0 | 0 | 0 | ST | 0 | 0 | 0 | 0 | 0 | 0
| Base FOM Costs by Reporting Type | SOCO | South | Steam O/G | STOG | 0.01 | 0.01 | 0.01 | 0 | 0 | 0 | STOG | 0 | 0 | 0 | 0 | 0 | 0
| Base FOM Costs by Reporting Type | SOCO | South | Other Renew | STWD | 21.41 | 26.79 | 21.83 | 21.83 | 21.83 | 21.83 | STWD | 21.41 | 26.79 | 21.83 | 21.83 | 21.83 | 21.83
| Base FOM Costs by Reporting Type | SOCO | South | On-shore Wind | WT | 0 | 0 | 0 | 0 | 0 | 0 | WT | 0 | 0 | 0 | 0 | 2.81 | 2.81
| Base FOM Costs by Reporting Type | SOCO | South | Coal | IGCC | 0 | 0 | 0 | 0 | 0 | 0 | IGCC | 0 | 0 | 0 | 0 | 0 | 0
| Base FOM Costs by Reporting Type | SOCO | South | DR | DemandResponse | 0 | 0 | 0 | 0 | 0 | 0 | DemandResponse | 0 | 0 | 0 | 0 | 0 | 0
| Base FOM Costs by Reporting Type | SOCO | South | Coal-CCS | IGCC-CCS | 0 | 0 | 0 | 0 | 0 | 0 | IGCC-CCS | 0 | 0 | 0 | 0 | 0 | 0
| Base FOM Costs by Reporting Type | SOCO | South | Off-shore Wind | WT_off | 0 | 0 | 0 | 0 | 0 | 0 | WT_off | 0 | 0 | 0 | 0 | 0 | 0
| Base FOM Costs by Reporting Type | SOCO | South | Other | PseudoUnit | 0 | 0 | 0 | 0 | 0 | 0 | PseudoUnit | 0 | 0 | 0 | 0 | 0 | 0
| Base FOM Costs by Reporting Type | SOCO | South | HQ/Maritimes | FixedInterchange | 0 | 0 | 0 | 0 | 0 | 0 | FixedInterchange | 0 | 0 | 0 | 0 | 0 | 0
Base FOM Costs by Reporting Type
| Base FOM Costs by Reporting Type |  |  |  | Base FOM Costs by Reporting Type: SPP_N | [6 empty] | Base FOM Costs by Reporting Type: SPP_N
| Base FOM Costs by Reporting Type |  |  |  | ReportingType | 2015 | 2020 | 2025 | 2030 | 2035 | 2040 | ReportingType | 2015 | 2020 | 2025 | 2030 | 2035 | 2040
| Base FOM Costs by Reporting Type | SPP_N | Southwest | Other Renew | BM | 0 | 0 | 0 | 0 | 0 | 0 | BM | 0 | 0 | 0 | 0 | 0 | 0
| Base FOM Costs by Reporting Type | SPP_N | Southwest | CC | CC | 41.13 | 52.3 | 42.01 | 46.54 | 51.42 | 51.42 | CC | 41.13 | 71.81 | 61.52 | 66.05 | 70.93 | 70.93
| Base FOM Costs by Reporting Type | SPP_N | Southwest | Other Renew | CSP | 0 | 0 | 0 | 0 | 0 | 0 | CSP | 0 | 0 | 0 | 0 | 0 | 0
| Base FOM Costs by Reporting Type | SPP_N | Southwest | CT | CT | 0 | 0 | 0 | 1.78 | 11.02 | 11.02 | CT | 0 | 0 | 0 | 1.95 | 3 | 3
| Base FOM Costs by Reporting Type | SPP_N | Southwest | Coal | Coal | 520.31 | 343.42 | 13.89 | 13.9 | 13.9 | 13.92 | Coal | 520.3 | 289.36 | 62.32 | 62.32 | 62.32 | 91.45
| Base FOM Costs by Reporting Type | SPP_N | Southwest | Other Renew | Geo | 0 | 0 | 0 | 0 | 0 | 0 | Geo | 0 | 0 | 0 | 0 | 0 | 0
| Base FOM Costs by Reporting Type | SPP_N | Southwest | Hydro | H | 0.3 | 0.3 | 0.3 | 0.3 | 0.3 | 0.3 | H | 0.3 | 0.3 | 0.3 | 0.3 | 0.3 | 0.3
| Base FOM Costs by Reporting Type | SPP_N | Southwest | Other Renew | LFG | 0.84 | 0.84 | 0.85 | 12.27 | 12.27 | 12.28 | LFG | 0.84 | 0.84 | 0.84 | 12.28 | 12.28 | 12.28
| Base FOM Costs by Reporting Type | SPP_N | Southwest | Nuclear | Nuc | 160.51 | 168.89 | 168.89 | 168.89 | 168.89 | 168.89 | Nuc | 160.51 | 168.89 | 168.89 | 168.89 | 168.89 | 168.89
| Base FOM Costs by Reporting Type | SPP_N | Southwest | Other | PS | 0 | 0 | 0 | 0 | 0 | 0 | PS | 0 | 0 | 0 | 0 | 0 | 0
| Base FOM Costs by Reporting Type | SPP_N | Southwest | Other Renew | PV | 0 | 0 | 0 | 0 | 0 | 0 | PV | 0 | 0 | 0 | 0 | 0 | 0
| Base FOM Costs by Reporting Type | SPP_N | Southwest | CT | PeakG | 74.97 | 117.69 | 105.7 | 105.7 | 105.7 | 105.7 | PeakG | 74.97 | 117.69 | 105.7 | 105.7 | 105.7 | 105.7
| Base FOM Costs by Reporting Type | SPP_N | Southwest | CT | PeakO | 34.89 | 44.84 | 35.94 | 35.94 | 35.94 | 35.94 | PeakO | 34.89 | 44.84 | 35.94 | 35.94 | 35.94 | 35.94
| Base FOM Costs by Reporting Type | SPP_N | Southwest | Other Renew | ST | 0 | 0 | 0 | 0 | 0 | 0 | ST | 0 | 0 | 0 | 0 | 0 | 0
| Base FOM Costs by Reporting Type | SPP_N | Southwest | Steam O/G | STOG | 0.42 | 0.49 | 0.42 | 0.42 | 0.42 | 0.42 | STOG | 73.06 | 86.45 | 74.11 | 74.11 | 74.11 | 74.11
| Base FOM Costs by Reporting Type | SPP_N | Southwest | Other Renew | STWD | 0 | 0 | 0 | 0 | 0 | 0 | STWD | 0 | 0 | 0 | 0 | 0 | 0
| Base FOM Costs by Reporting Type | SPP_N | Southwest | On-shore Wind | WT | 41.99 | 962.92 | 1920.05 | 1920.05 | 1920.05 | 2020.92 | WT | 41.99 | 653.44 | 796.35 | 836.46 | 1139.93 | 1173.16
| Base FOM Costs by Reporting Type | SPP_N | Southwest | Coal | IGCC | 0 | 0 | 0 | 0 | 0 | 0 | IGCC | 0 | 0 | 0 | 0 | 0 | 0
| Base FOM Costs by Reporting Type | SPP_N | Southwest | DR | DemandResponse | 0 | 0 | 0 | 0 | 0 | 0 | DemandResponse | 0 | 0 | 0 | 0 | 0 | 0
| Base FOM Costs by Reporting Type | SPP_N | Southwest | Coal-CCS | IGCC-CCS | 0 | 0 | 0 | 0 | 0 | 0 | IGCC-CCS | 0 | 0 | 0 | 0 | 0 | 0
| Base FOM Costs by Reporting Type | SPP_N | Southwest | Off-shore Wind | WT_off | 0 | 0 | 0 | 0 | 0 | 0 | WT_off | 0 | 0 | 0 | 0 | 0 | 0
| Base FOM Costs by Reporting Type | SPP_N | Southwest | Other | PseudoUnit | 0 | 0 | 0 | 0 | 0 | 0 | PseudoUnit | 0 | 0 | 0 | 0 | 0 | 0
| Base FOM Costs by Reporting Type | SPP_N | Southwest | HQ/Maritimes | FixedInterchange | 0 | 0 | 0 | 0 | 0 | 0 | FixedInterchange | 0 | 0 | 0 | 0 | 0 | 0
Base FOM Costs by Reporting Type
| Base FOM Costs by Reporting Type |  |  |  | Base FOM Costs by Reporting Type: SPP_S | [6 empty] | Base FOM Costs by Reporting Type: SPP_S
| Base FOM Costs by Reporting Type |  |  |  | ReportingType | 2015 | 2020 | 2025 | 2030 | 2035 | 2040 | ReportingType | 2015 | 2020 | 2025 | 2030 | 2035 | 2040
| Base FOM Costs by Reporting Type | SPP_S | Southwest | Other Renew | BM | 0 | 0 | 0 | 0 | 0 | 0 | BM | 0 | 0 | 0 | 0 | 0 | 0
| Base FOM Costs by Reporting Type | SPP_S | Southwest | CC | CC | 327.42 | 415.35 | 336.77 | 365.3 | 401.36 | 405 | CC | 327.42 | 478.58 | 400 | 428.53 | 464.59 | 468.23
| Base FOM Costs by Reporting Type | SPP_S | Southwest | Other Renew | CSP | 0 | 0 | 0 | 0 | 0 | 0 | CSP | 0 | 0 | 0 | 0 | 0 | 0
| Base FOM Costs by Reporting Type | SPP_S | Southwest | CT | CT | 2.77 | 4.77 | 4.77 | 5.88 | 16.49 | 16.49 | CT | 2.76 | 4.77 | 4.77 | 4.77 | 4.77 | 4.77
| Base FOM Costs by Reporting Type | SPP_S | Southwest | Coal | Coal | 758.52 | 321.52 | 29.45 | 29.45 | 29.46 | 29.47 | Coal | 598.91 | 167.46 | 29.32 | 29.32 | 29.32 | 29.32
| Base FOM Costs by Reporting Type | SPP_S | Southwest | Other Renew | Geo | 0 | 0 | 0 | 0 | 0 | 0 | Geo | 0 | 0 | 0 | 0 | 0 | 0
| Base FOM Costs by Reporting Type | SPP_S | Southwest | Hydro | H | 30.03 | 30.03 | 30.03 | 30.03 | 31.32 | 31.32 | H | 30.03 | 30.03 | 30.03 | 30.03 | 30.03 | 31.32
| Base FOM Costs by Reporting Type | SPP_S | Southwest | Other Renew | LFG | 2.29 | 2.29 | 2.29 | 13.72 | 13.72 | 13.72 | LFG | 2.29 | 2.29 | 2.29 | 13.72 | 13.72 | 13.72
| Base FOM Costs by Reporting Type | SPP_S | Southwest | Nuclear | Nuc | 0.01 | 0.01 | 0.01 | 0.01 | 0.01 | 0.01 | Nuc | 0.01 | 0.01 | 0.01 | 0.01 | 0.01 | 0.01
| Base FOM Costs by Reporting Type | SPP_S | Southwest | Other | PS | 10.59 | 10.59 | 10.59 | 10.59 | 10.59 | 10.59 | PS | 10.59 | 10.59 | 10.59 | 10.59 | 10.59 | 10.59
| Base FOM Costs by Reporting Type | SPP_S | Southwest | Other Renew | PV | 0 | 0 | 0 | 0 | 0 | 0 | PV | 0 | 0 | 0 | 0 | 0 | 0
| Base FOM Costs by Reporting Type | SPP_S | Southwest | CT | PeakG | 60.2 | 87.93 | 62.37 | 76.78 | 82.77 | 82.77 | PeakG | 60.2 | 87.93 | 62.37 | 76.78 | 82.77 | 82.77
| Base FOM Costs by Reporting Type | SPP_S | Southwest | CT | PeakO | 3.36 | 4.54 | 3.63 | 3.63 | 3.64 | 3.66 | PeakO | 3.36 | 4.54 | 3.63 | 3.63 | 3.64 | 3.66
| Base FOM Costs by Reporting Type | SPP_S | Southwest | Other Renew | ST | 0 | 0 | 0 | 0 | 0 | 0 | ST | 0 | 0 | 0 | 0 | 0 | 0
| Base FOM Costs by Reporting Type | SPP_S | Southwest | Steam O/G | STOG | 360.79 | 426.91 | 365.96 | 365.96 | 365.96 | 365.96 | STOG | 383.39 | 453.65 | 388.88 | 388.88 | 388.88 | 388.88
| Base FOM Costs by Reporting Type | SPP_S | Southwest | Other Renew | STWD | 2.69 | 3.37 | 2.75 | 2.75 | 2.75 | 2.75 | STWD | 2.69 | 3.37 | 2.75 | 2.75 | 2.75 | 2.75
| Base FOM Costs by Reporting Type | SPP_S | Southwest | On-shore Wind | WT | 90.68 | 1322.52 | 1322.52 | 1322.53 | 1322.53 | 1322.53 | WT | 90.68 | 1055.63 | 1055.63 | 1154.04 | 1235.28 | 1288.28
| Base FOM Costs by Reporting Type | SPP_S | Southwest | Coal | IGCC | 0 | 0 | 0 | 0 | 0 | 0 | IGCC | 0 | 0 | 0 | 0 | 0 | 0
| Base FOM Costs by Reporting Type | SPP_S | Southwest | DR | DemandResponse | 0 | 0 | 0 | 0 | 0 | 0 | DemandResponse | 0 | 0 | 0 | 0 | 0 | 0
| Base FOM Costs by Reporting Type | SPP_S | Southwest | Coal-CCS | IGCC-CCS | 0 | 0 | 0 | 0 | 0 | 0 | IGCC-CCS | 0 | 0 | 0 | 0 | 0 | 0
| Base FOM Costs by Reporting Type | SPP_S | Southwest | Off-shore Wind | WT_off | 0 | 0 | 0 | 0 | 0 | 0 | WT_off | 0 | 0 | 0 | 0 | 0 | 0
| Base FOM Costs by Reporting Type | SPP_S | Southwest | Other | PseudoUnit | 0 | 0 | 0 | 0 | 0 | 0 | PseudoUnit | 0 | 0 | 0 | 0 | 0 | 0
| Base FOM Costs by Reporting Type | SPP_S | Southwest | HQ/Maritimes | FixedInterchange | 0 | 0 | 0 | 0 | 0 | 0 | FixedInterchange | 0 | 0 | 0 | 0 | 0 | 0
Base FOM Costs by Reporting Type
| Base FOM Costs by Reporting Type |  |  |  | Base FOM Costs by Reporting Type: TVA | [6 empty] | Base FOM Costs by Reporting Type: TVA
| Base FOM Costs by Reporting Type |  |  |  | ReportingType | 2015 | 2020 | 2025 | 2030 | 2035 | 2040 | ReportingType | 2015 | 2020 | 2025 | 2030 | 2035 | 2040
| Base FOM Costs by Reporting Type | TVA | South | Other Renew | BM | 0 | 0 | 0 | 0 | 743.14 | 743.14 | BM | 0 | 0 | 0 | 0 | 743.15 | 743.15
| Base FOM Costs by Reporting Type | TVA | South | CC | CC | 180.84 | 286.44 | 253.3 | 259.16 | 118.84 | 69.7 | CC | 196.29 | 301.71 | 268.58 | 274.44 | 208.04 | 148.79
| Base FOM Costs by Reporting Type | TVA | South | Other Renew | CSP | 0 | 0 | 0 | 0 | 0 | 0 | CSP | 0 | 0 | 0 | 0 | 0 | 0
| Base FOM Costs by Reporting Type | TVA | South | CT | CT | 0 | 0 | 0 | 0 | 0 | 0 | CT | 0 | 0 | 0 | 0 | 0 | 0
| Base FOM Costs by Reporting Type | TVA | South | Coal | Coal | 446.73 | 305.65 | 144.46 | 0.18 | 0.18 | 0.18 | Coal | 364.48 | 215.3 | 63.41 | 11.44 | 0 | 0
| Base FOM Costs by Reporting Type | TVA | South | Other Renew | Geo | 0 | 0 | 0 | 0 | 0 | 0 | Geo | 0 | 0 | 0 | 0 | 0 | 0
| Base FOM Costs by Reporting Type | TVA | South | Hydro | H | 72.8 | 72.8 | 73.18 | 73.19 | 73.19 | 73.19 | H | 72.8 | 72.8 | 73.19 | 73.19 | 73.19 | 73.19
| Base FOM Costs by Reporting Type | TVA | South | Other Renew | LFG | 1.57 | 1.57 | 14.49 | 14.49 | 14.49 | 14.49 | LFG | 1.57 | 1.57 | 14.49 | 14.49 | 14.49 | 14.49
| Base FOM Costs by Reporting Type | TVA | South | Nuclear | Nuc | 1153.81 | 1199.07 | 1153.81 | 1264.4 | 1100.17 | 2012.71 | Nuc | 1153.81 | 1199.07 | 1153.81 | 1153.81 | 907.01 | 1903.32
| Base FOM Costs by Reporting Type | TVA | South | Other | PS | 41.38 | 41.38 | 41.38 | 41.38 | 41.38 | 41.38 | PS | 41.38 | 41.38 | 41.38 | 41.38 | 41.38 | 41.38
| Base FOM Costs by Reporting Type | TVA | South | Other Renew | PV | 0 | 0 | 0 | 0 | 0 | 0 | PV | 0 | 0 | 0 | 0 | 0 | 0
| Base FOM Costs by Reporting Type | TVA | South | CT | PeakG | 99.24 | 153.37 | 140.99 | 140.99 | 138.5 | 138.5 | PeakG | 99.24 | 153.37 | 140.99 | 140.99 | 116.85 | 116.85
| Base FOM Costs by Reporting Type | TVA | South | CT | PeakO | 1.87 | 2.54 | 1.92 | 2.49 | 0.01 | 0.01 | PeakO | 1.87 | 2.54 | 1.92 | 2.49 | 0 | 0
| Base FOM Costs by Reporting Type | TVA | South | Other Renew | ST | 0 | 0 | 0 | 0 | 0 | 0 | ST | 0 | 0 | 0 | 0 | 0 | 0
| Base FOM Costs by Reporting Type | TVA | South | Steam O/G | STOG | 0 | 0 | 0 | 0 | 0 | 0 | STOG | 0 | 0 | 0 | 0 | 0 | 0
| Base FOM Costs by Reporting Type | TVA | South | Other Renew | STWD | 0.16 | 0.2 | 0.16 | 0.16 | 0.16 | 0.16 | STWD | 0.16 | 0.2 | 0.16 | 0.16 | 0.16 | 0.16
| Base FOM Costs by Reporting Type | TVA | South | On-shore Wind | WT | 0.99 | 0.99 | 0.99 | 0.99 | 0.99 | 0.99 | WT | 0.99 | 0.99 | 0.99 | 0.99 | 3.8 | 3.8
| Base FOM Costs by Reporting Type | TVA | South | Coal | IGCC | 0 | 0 | 0 | 0 | 0 | 0 | IGCC | 0 | 0 | 0 | 0 | 0 | 0
| Base FOM Costs by Reporting Type | TVA | South | DR | DemandResponse | 0 | 0 | 0 | 0 | 0 | 0 | DemandResponse | 0 | 0 | 0 | 0 | 0 | 0
| Base FOM Costs by Reporting Type | TVA | South | Coal-CCS | IGCC-CCS | 0 | 0 | 0 | 0 | 0 | 0 | IGCC-CCS | 0 | 0 | 0 | 0 | 0 | 0
| Base FOM Costs by Reporting Type | TVA | South | Off-shore Wind | WT_off | 0 | 0 | 0 | 0 | 0 | 0 | WT_off | 0 | 0 | 0 | 0 | 0 | 0
| Base FOM Costs by Reporting Type | TVA | South | Other | PseudoUnit | 0 | 0 | 0 | 0 | 0 | 0 | PseudoUnit | 0 | 0 | 0 | 0 | 0 | 0
| Base FOM Costs by Reporting Type | TVA | South | HQ/Maritimes | FixedInterchange | 0 | 0 | 0 | 0 | 0 | 0 | FixedInterchange | 0 | 0 | 0 | 0 | 0 | 0
Base FOM Costs by Reporting Type
| Base FOM Costs by Reporting Type |  |  |  | Base FOM Costs by Reporting Type: TVA_Transmission | [6 empty] | Base FOM Costs by Reporting Type: TVA_Transmission
| Base FOM Costs by Reporting Type |  |  |  | ReportingType | 2015 | 2020 | 2025 | 2030 | 2035 | 2040 | ReportingType | 2015 | 2020 | 2025 | 2030 | 2035 | 2040
| Base FOM Costs by Reporting Type | TVA_Transmission | South | Other Renew | BM | 0 | 0 | 0 | 0 | 0 | 0 | BM | 0 | 0 | 0 | 0 | 0 | 0
| Base FOM Costs by Reporting Type | TVA_Transmission | South | CC | CC | 0 | 0 | 0 | 0 | 0 | 0 | CC | 0 | 0 | 0 | 0 | 0 | 0
| Base FOM Costs by Reporting Type | TVA_Transmission | South | Other Renew | CSP | 0 | 0 | 0 | 0 | 0 | 0 | CSP | 0 | 0 | 0 | 0 | 0 | 0
| Base FOM Costs by Reporting Type | TVA_Transmission | South | CT | CT | 0 | 0 | 0 | 0 | 0 | 0 | CT | 0 | 0 | 0 | 0 | 0 | 0
| Base FOM Costs by Reporting Type | TVA_Transmission | South | Coal | Coal | 0 | 0 | 0 | 0 | 0 | 0 | Coal | 0 | 0 | 0 | 0 | 0 | 0
| Base FOM Costs by Reporting Type | TVA_Transmission | South | Other Renew | Geo | 0 | 0 | 0 | 0 | 0 | 0 | Geo | 0 | 0 | 0 | 0 | 0 | 0
| Base FOM Costs by Reporting Type | TVA_Transmission | South | Hydro | H | 0 | 0 | 0 | 0 | 0 | 0 | H | 0 | 0 | 0 | 0 | 0 | 0
| Base FOM Costs by Reporting Type | TVA_Transmission | South | Other Renew | LFG | 0 | 0 | 0 | 0 | 0 | 0 | LFG | 0 | 0 | 0 | 0 | 0 | 0
| Base FOM Costs by Reporting Type | TVA_Transmission | South | Nuclear | Nuc | 0 | 0 | 0 | 0 | 0 | 0 | Nuc | 0 | 0 | 0 | 0 | 0 | 0
| Base FOM Costs by Reporting Type | TVA_Transmission | South | Other | PS | 0 | 0 | 0 | 0 | 0 | 0 | PS | 0 | 0 | 0 | 0 | 0 | 0
| Base FOM Costs by Reporting Type | TVA_Transmission | South | Other Renew | PV | 0 | 0 | 0 | 0 | 0 | 0 | PV | 0 | 0 | 0 | 0 | 0 | 0
| Base FOM Costs by Reporting Type | TVA_Transmission | South | CT | PeakG | 0 | 0 | 0 | 0 | 0 | 0 | PeakG | 0 | 0 | 0 | 0 | 0 | 0
| Base FOM Costs by Reporting Type | TVA_Transmission | South | CT | PeakO | 0 | 0 | 0 | 0 | 0 | 0 | PeakO | 0 | 0 | 0 | 0 | 0 | 0
| Base FOM Costs by Reporting Type | TVA_Transmission | South | Other Renew | ST | 0 | 0 | 0 | 0 | 0 | 0 | ST | 0 | 0 | 0 | 0 | 0 | 0
| Base FOM Costs by Reporting Type | TVA_Transmission | South | Steam O/G | STOG | 0 | 0 | 0 | 0 | 0 | 0 | STOG | 0 | 0 | 0 | 0 | 0 | 0
| Base FOM Costs by Reporting Type | TVA_Transmission | South | Other Renew | STWD | 0 | 0 | 0 | 0 | 0 | 0 | STWD | 0 | 0 | 0 | 0 | 0 | 0
| Base FOM Costs by Reporting Type | TVA_Transmission | South | On-shore Wind | WT | 0 | 0 | 0 | 0 | 0 | 0 | WT | 0 | 0 | 0 | 0 | 0 | 0
| Base FOM Costs by Reporting Type | TVA_Transmission | South | Coal | IGCC | 0 | 0 | 0 | 0 | 0 | 0 | IGCC | 0 | 0 | 0 | 0 | 0 | 0
| Base FOM Costs by Reporting Type | TVA_Transmission | South | DR | DemandResponse | 0 | 0 | 0 | 0 | 0 | 0 | DemandResponse | 0 | 0 | 0 | 0 | 0 | 0
| Base FOM Costs by Reporting Type | TVA_Transmission | South | Coal-CCS | IGCC-CCS | 0 | 0 | 0 | 0 | 0 | 0 | IGCC-CCS | 0 | 0 | 0 | 0 | 0 | 0
| Base FOM Costs by Reporting Type | TVA_Transmission | South | Off-shore Wind | WT_off | 0 | 0 | 0 | 0 | 0 | 0 | WT_off | 0 | 0 | 0 | 0 | 0 | 0
| Base FOM Costs by Reporting Type | TVA_Transmission | South | Other | PseudoUnit | 0 | 0 | 0 | 0 | 0 | 0 | PseudoUnit | 0 | 0 | 0 | 0 | 0 | 0
| Base FOM Costs by Reporting Type | TVA_Transmission | South | HQ/Maritimes | FixedInterchange | 0 | 0 | 0 | 0 | 0 | 0 | FixedInterchange | 0 | 0 | 0 | 0 | 0 | 0
Base FOM Costs by Reporting Type
| Base FOM Costs by Reporting Type |  |  |  | Base FOM Costs by Reporting Type: VACAR | [6 empty] | Base FOM Costs by Reporting Type: VACAR
| Base FOM Costs by Reporting Type |  |  |  | ReportingType | 2015 | 2020 | 2025 | 2030 | 2035 | 2040 | ReportingType | 2015 | 2020 | 2025 | 2030 | 2035 | 2040
| Base FOM Costs by Reporting Type | VACAR | South | Other Renew | BM | 0.09 | 17.23 | 71.37 | 72.6 | 702.14 | 702.14 | BM | 0.09 | 17.16 | 71.33 | 72.57 | 72.57 | 702.15
| Base FOM Costs by Reporting Type | VACAR | South | CC | CC | 315.39 | 344.82 | 318.65 | 327.3 | 241.31 | 148.42 | CC | 325.42 | 354.84 | 328.67 | 337.32 | 230.23 | 151.16
| Base FOM Costs by Reporting Type | VACAR | South | Other Renew | CSP | 0 | 0 | 0 | 0 | 0 | 0 | CSP | 0 | 0 | 0 | 0 | 0 | 0
| Base FOM Costs by Reporting Type | VACAR | South | CT | CT | 4.8 | 4.8 | 4.8 | 0 | 0 | 0 | CT | 4.8 | 4.8 | 4.8 | 0 | 0 | 0
| Base FOM Costs by Reporting Type | VACAR | South | Coal | Coal | 617.4 | 505.77 | 424.52 | 89.68 | 93.38 | 103.04 | Coal | 569.73 | 454.29 | 153.32 | 89.36 | 93.03 | 102.67
| Base FOM Costs by Reporting Type | VACAR | South | Other Renew | Geo | 0 | 0 | 0 | 0 | 0 | 0 | Geo | 0 | 0 | 0 | 0 | 0 | 0
| Base FOM Costs by Reporting Type | VACAR | South | Hydro | H | 30.23 | 30.23 | 30.23 | 30.23 | 30.23 | 30.23 | H | 30.23 | 30.23 | 30.23 | 30.23 | 30.23 | 30.23
| Base FOM Costs by Reporting Type | VACAR | South | Other Renew | LFG | 7.6 | 20.52 | 20.52 | 20.52 | 20.52 | 20.52 | LFG | 7.64 | 20.52 | 20.52 | 20.52 | 20.52 | 20.52
| Base FOM Costs by Reporting Type | VACAR | South | Nuclear | Nuc | 1664.13 | 1955.26 | 1870.92 | 2355.02 | 2213.47 | 4700.46 | Nuc | 1664.13 | 1955.26 | 2133.3 | 2292.31 | 1819.43 | 3416.93
| Base FOM Costs by Reporting Type | VACAR | South | Other | PS | 62.1 | 62.1 | 62.1 | 62.1 | 62.1 | 62.1 | PS | 62.1 | 62.1 | 62.1 | 62.1 | 62.1 | 62.1
| Base FOM Costs by Reporting Type | VACAR | South | Other Renew | PV | 0.23 | 2.47 | 2.51 | 2.52 | 2.52 | 2.57 | PV | 0.23 | 2.47 | 2.51 | 2.52 | 2.52 | 4.9
| Base FOM Costs by Reporting Type | VACAR | South | CT | PeakG | 142.93 | 209.84 | 148.17 | 188.38 | 106.85 | 106.85 | PeakG | 142.93 | 209.84 | 148.17 | 188.38 | 173.96 | 173.96
| Base FOM Costs by Reporting Type | VACAR | South | CT | PeakO | 36.13 | 46.34 | 37.33 | 38.01 | 0.01 | 0.01 | PeakO | 36.13 | 46.34 | 37.33 | 38.01 | 0 | 0
| Base FOM Costs by Reporting Type | VACAR | South | Other Renew | ST | 0 | 0 | 0 | 0 | 0 | 0 | ST | 0 | 0 | 0 | 0 | 0 | 0
| Base FOM Costs by Reporting Type | VACAR | South | Steam O/G | STOG | 4.04 | 4.78 | 4.1 | 0.06 | 0 | 0 | STOG | 4.04 | 4.78 | 4.1 | 1.26 | 0 | 0
| Base FOM Costs by Reporting Type | VACAR | South | Other Renew | STWD | 9.01 | 11.27 | 9.18 | 9.18 | 9.18 | 9.18 | STWD | 9.01 | 11.27 | 9.18 | 9.18 | 9.18 | 9.18
| Base FOM Costs by Reporting Type | VACAR | South | On-shore Wind | WT | 0 | 98.25 | 98.25 | 98.25 | 98.25 | 98.25 | WT | 0.03 | 98.25 | 98.25 | 98.25 | 98.25 | 98.25
| Base FOM Costs by Reporting Type | VACAR | South | Coal | IGCC | 0 | 0 | 0 | 0 | 0 | 0 | IGCC | 0 | 0 | 0 | 0 | 0 | 0
| Base FOM Costs by Reporting Type | VACAR | South | DR | DemandResponse | 0 | 0 | 0 | 0 | 0 | 0 | DemandResponse | 0 | 0 | 0 | 0 | 0 | 0
| Base FOM Costs by Reporting Type | VACAR | South | Coal-CCS | IGCC-CCS | 0 | 0 | 0 | 0 | 0 | 0 | IGCC-CCS | 0 | 0 | 0 | 0 | 0 | 0
| Base FOM Costs by Reporting Type | VACAR | South | Off-shore Wind | WT_off | 0 | 0 | 0 | 0 | 0 | 0 | WT_off | 0.05 | 0.05 | 0.05 | 0.05 | 1381.17 | 1874.62
| Base FOM Costs by Reporting Type | VACAR | South | Other | PseudoUnit | 0 | 0 | 0 | 0 | 0 | 0 | PseudoUnit | 0 | 0 | 0 | 0 | 0 | 0
| Base FOM Costs by Reporting Type | VACAR | South | HQ/Maritimes | FixedInterchange | 0 | 0 | 0 | 0 | 0 | 0 | FixedInterchange | 0 | 0 | 0 | 0 | 0 | 0
Base FOM Costs by Reporting Type
| Base FOM Costs by Reporting Type |  |  |  | Base FOM Costs by Reporting Type: IESO | [6 empty] | Base FOM Costs by Reporting Type: IESO
| Base FOM Costs by Reporting Type |  |  |  | ReportingType | 2015 | 2020 | 2025 | 2030 | 2035 | 2040 | ReportingType | 2015 | 2020 | 2025 | 2030 | 2035 | 2040
| Base FOM Costs by Reporting Type | IESO | Ontario | Other Renew | BM | 32.8 | 32.8 | 32.8 | 32.8 | 32.8 | 32.8 | BM | 32.8 | 32.8 | 32.8 | 32.8 | 32.8 | 32.8
| Base FOM Costs by Reporting Type | IESO | Ontario | CC | CC | 18.18 | 18.18 | 18.18 | 18.18 | 18.18 | 18.18 | CC | 18.17 | 18.17 | 18.17 | 18.17 | 18.17 | 18.17
| Base FOM Costs by Reporting Type | IESO | Ontario | Other Renew | CSP | 0 | 0 | 0 | 0 | 0 | 0 | CSP | 0 | 0 | 0 | 0 | 0 | 0
| Base FOM Costs by Reporting Type | IESO | Ontario | CT | CT | 2.46 | 2.46 | 2.46 | 2.46 | 0 | 0 | CT | 2.46 | 2.46 | 2.46 | 2.46 | 0 | 0
| Base FOM Costs by Reporting Type | IESO | Ontario | Coal | Coal | 0 | 0 | 0 | 0 | 0 | 0 | Coal | 0 | 0 | 0 | 0 | 0 | 0
| Base FOM Costs by Reporting Type | IESO | Ontario | Other Renew | Geo | 0 | 0 | 0 | 0 | 0 | 0 | Geo | 0 | 0 | 0 | 0 | 0 | 0
| Base FOM Costs by Reporting Type | IESO | Ontario | Hydro | H | 123.83 | 123.83 | 123.83 | 127.39 | 127.39 | 127.39 | H | 123.83 | 123.83 | 123.83 | 123.83 | 126.88 | 127.39
| Base FOM Costs by Reporting Type | IESO | Ontario | Other Renew | LFG | 14.17 | 14.17 | 14.17 | 14.23 | 14.23 | 14.23 | LFG | 14.17 | 14.17 | 14.17 | 14.17 | 14.23 | 14.23
| Base FOM Costs by Reporting Type | IESO | Ontario | Nuclear | Nuc | 1895.33 | 1895.33 | 1895.33 | 1895.33 | 1745.37 | 2079.68 | Nuc | 1895.33 | 1895.33 | 1895.33 | 1895.33 | 1745.37 | 2079.68
| Base FOM Costs by Reporting Type | IESO | Ontario | Other | PS | 2.92 | 2.92 | 2.92 | 2.92 | 2.92 | 2.92 | PS | 2.92 | 2.92 | 2.92 | 2.92 | 2.92 | 2.92
| Base FOM Costs by Reporting Type | IESO | Ontario | Other Renew | PV | 18.26 | 18.26 | 18.26 | 18.26 | 0.44 | 0.44 | PV | 18.26 | 18.26 | 18.26 | 18.26 | 0.44 | 0.44
| Base FOM Costs by Reporting Type | IESO | Ontario | CT | PeakG | 0.04 | 0.05 | 0.05 | 0.05 | 0.05 | 0.05 | PeakG | 0 | 0 | 0 | 0 | 0 | 0
| Base FOM Costs by Reporting Type | IESO | Ontario | CT | PeakO | 0.01 | 0.01 | 0.01 | 0.01 | 0.01 | 0.01 | PeakO | 0 | 0 | 0 | 0 | 0 | 0
| Base FOM Costs by Reporting Type | IESO | Ontario | Other Renew | ST | 0 | 0 | 0 | 0 | 0 | 0 | ST | 0 | 0 | 0 | 0 | 0 | 0
| Base FOM Costs by Reporting Type | IESO | Ontario | Steam O/G | STOG | 0 | 0 | 0 | 0 | 0 | 0 | STOG | 0 | 0 | 0 | 0 | 0 | 0
| Base FOM Costs by Reporting Type | IESO | Ontario | Other Renew | STWD | 4.45 | 4.45 | 4.45 | 4.45 | 4.45 | 4.45 | STWD | 4.45 | 4.45 | 4.45 | 4.45 | 4.45 | 4.45
| Base FOM Costs by Reporting Type | IESO | Ontario | On-shore Wind | WT | 102.92 | 102.92 | 102.92 | 102.92 | 102.92 | 304.53 | WT | 102.92 | 102.92 | 102.92 | 102.92 | 102.92 | 102.92
| Base FOM Costs by Reporting Type | IESO | Ontario | Coal | IGCC | 0 | 0 | 0 | 0 | 0 | 0 | IGCC | 0 | 0 | 0 | 0 | 0 | 0
| Base FOM Costs by Reporting Type | IESO | Ontario | DR | DemandResponse | 0 | 0 | 0 | 0 | 0 | 0 | DemandResponse | 0 | 0 | 0 | 0 | 0 | 0
| Base FOM Costs by Reporting Type | IESO | Ontario | Coal-CCS | IGCC-CCS | 0 | 0 | 0 | 0 | 0 | 0 | IGCC-CCS | 0 | 0 | 0 | 0 | 0 | 0
| Base FOM Costs by Reporting Type | IESO | Ontario | Off-shore Wind | WT_off | 0 | 0 | 0 | 0 | 0 | 0 | WT_off | 0 | 0 | 0 | 0 | 0 | 0
| Base FOM Costs by Reporting Type | IESO | Ontario | Other | PseudoUnit | 0 | 0 | 0 | 0 | 0 | 0 | PseudoUnit | 0 | 0 | 0 | 0 | 0 | 0
| Base FOM Costs by Reporting Type | IESO | Ontario | HQ/Maritimes | FixedInterchange | 0 | 0 | 0 | 0 | 0 | 0 | FixedInterchange | 0 | 0 | 0 | 0 | 0 | 0
Base FOM Costs by Reporting Type
| Base FOM Costs by Reporting Type |  |  |  | Base FOM Costs by Reporting Type: MAPP_CA | [6 empty] | Base FOM Costs by Reporting Type: MAPP_CA
| Base FOM Costs by Reporting Type |  |  |  | ReportingType | 2015 | 2020 | 2025 | 2030 | 2035 | 2040 | ReportingType | 2015 | 2020 | 2025 | 2030 | 2035 | 2040
| Base FOM Costs by Reporting Type | MAPP_CA | Midwest | Other Renew | BM | 0 | 0 | 0 | 0 | 0 | 0 | BM | 0 | 0 | 0 | 0 | 0 | 0
| Base FOM Costs by Reporting Type | MAPP_CA | Midwest | CC | CC | 21.69 | 21.69 | 0 | 0 | 0 | 0 | CC | 21.69 | 21.69 | 0 | 0 | 0 | 0
| Base FOM Costs by Reporting Type | MAPP_CA | Midwest | Other Renew | CSP | 0 | 0 | 0 | 0 | 0 | 0 | CSP | 0 | 0 | 0 | 0 | 0 | 0
| Base FOM Costs by Reporting Type | MAPP_CA | Midwest | CT | CT | 0 | 0 | 0 | 0 | 0 | 0 | CT | 0 | 0 | 0 | 0 | 0 | 0
| Base FOM Costs by Reporting Type | MAPP_CA | Midwest | Coal | Coal | 62.88 | 26.25 | 0.01 | 0 | 0 | 0 | Coal | 62.89 | 26.25 | 0 | 0 | 0 | 0
| Base FOM Costs by Reporting Type | MAPP_CA | Midwest | Other Renew | Geo | 0 | 0 | 0 | 0 | 0 | 0 | Geo | 0 | 0 | 0 | 0 | 0 | 0
| Base FOM Costs by Reporting Type | MAPP_CA | Midwest | Hydro | H | 92.24 | 102.13 | 123.42 | 158.45 | 158.45 | 158.45 | H | 92.24 | 102.13 | 123.42 | 143.7 | 146.36 | 146.36
| Base FOM Costs by Reporting Type | MAPP_CA | Midwest | Other Renew | LFG | 0 | 0 | 0 | 0 | 0 | 0 | LFG | 0 | 0 | 0 | 0 | 0 | 0
| Base FOM Costs by Reporting Type | MAPP_CA | Midwest | Nuclear | Nuc | 0.01 | 0.01 | 0.01 | 0.01 | 0.01 | 0.01 | Nuc | 0.01 | 0.01 | 0.01 | 0.01 | 0.01 | 0.01
| Base FOM Costs by Reporting Type | MAPP_CA | Midwest | Other | PS | 0 | 0 | 0 | 0 | 0 | 0 | PS | 0 | 0 | 0 | 0 | 0 | 0
| Base FOM Costs by Reporting Type | MAPP_CA | Midwest | Other Renew | PV | 0 | 0 | 0 | 0 | 0 | 0 | PV | 0 | 0 | 0 | 0 | 0 | 0
| Base FOM Costs by Reporting Type | MAPP_CA | Midwest | CT | PeakG | 9.88 | 9.88 | 0.1 | 0 | 0 | 0 | PeakG | 9.88 | 9.88 | 0.1 | 0 | 0 | 0
| Base FOM Costs by Reporting Type | MAPP_CA | Midwest | CT | PeakO | 0.09 | 0.09 | 0 | 0 | 0 | 0 | PeakO | 0.09 | 0.09 | 0 | 0 | 0 | 0
| Base FOM Costs by Reporting Type | MAPP_CA | Midwest | Other Renew | ST | 0 | 0 | 0 | 0 | 0 | 0 | ST | 0 | 0 | 0 | 0 | 0 | 0
| Base FOM Costs by Reporting Type | MAPP_CA | Midwest | Steam O/G | STOG | 5.54 | 5.54 | 0 | 0 | 0 | 0 | STOG | 5.54 | 5.54 | 0 | 0 | 0 | 0
| Base FOM Costs by Reporting Type | MAPP_CA | Midwest | Other Renew | STWD | 0 | 0 | 0 | 0 | 0 | 0 | STWD | 0 | 0 | 0 | 0 | 0 | 0
| Base FOM Costs by Reporting Type | MAPP_CA | Midwest | On-shore Wind | WT | 17.9 | 17.9 | 17.9 | 17.9 | 9.41 | 9.41 | WT | 17.9 | 17.9 | 17.9 | 17.9 | 9.41 | 9.41
| Base FOM Costs by Reporting Type | MAPP_CA | Midwest | Coal | IGCC | 0 | 0 | 0 | 0 | 0 | 0 | IGCC | 0 | 0 | 0 | 0 | 0 | 0
| Base FOM Costs by Reporting Type | MAPP_CA | Midwest | DR | DemandResponse | 0 | 0 | 0 | 0 | 0 | 0 | DemandResponse | 0 | 0 | 0 | 0 | 0 | 0
| Base FOM Costs by Reporting Type | MAPP_CA | Midwest | Coal-CCS | IGCC-CCS | 0 | 0 | 0 | 0 | 0 | 0 | IGCC-CCS | 0 | 0 | 0 | 0 | 0 | 0
| Base FOM Costs by Reporting Type | MAPP_CA | Midwest | Off-shore Wind | WT_off | 0 | 0 | 0 | 0 | 0 | 0 | WT_off | 0 | 0 | 0 | 0 | 0 | 0
| Base FOM Costs by Reporting Type | MAPP_CA | Midwest | Other | PseudoUnit | 0 | 0 | 0 | 0 | 0 | 0 | PseudoUnit | 0 | 0 | 0 | 0 | 0 | 0
| Base FOM Costs by Reporting Type | MAPP_CA | Midwest | HQ/Maritimes | FixedInterchange | 0 | 0 | 0 | 0 | 0 | 0 | FixedInterchange | 0 | 0 | 0 | 0 | 0 | 0
Base FOM Costs by Reporting Type
| Base FOM Costs by Reporting Type |  |  |  | Base FOM Costs by Reporting Type: AZ_NM_SNV_Coal | [6 empty] | Base FOM Costs by Reporting Type: AZ_NM_SNV_Coal
| Base FOM Costs by Reporting Type |  |  |  | ReportingType | 2015 | 2020 | 2025 | 2030 | 2035 | 2040 | ReportingType | 2015 | 2020 | 2025 | 2030 | 2035 | 2040
| Base FOM Costs by Reporting Type | AZ_NM_SNV_Coal | West | Other Renew | BM | 0 | 0 | 0 | 0 | 0 | 0 | BM | 0 | 0 | 0 | 0 | 0 | 0
| Base FOM Costs by Reporting Type | AZ_NM_SNV_Coal | West | CC | CC | 0 | 0 | 0 | 0 | 0 | 0 | CC | 0 | 0 | 0 | 0 | 0 | 0
| Base FOM Costs by Reporting Type | AZ_NM_SNV_Coal | West | Other Renew | CSP | 0 | 0 | 0 | 0 | 0 | 0 | CSP | 0 | 0 | 0 | 0 | 0 | 0
| Base FOM Costs by Reporting Type | AZ_NM_SNV_Coal | West | CT | CT | 0 | 0 | 0 | 0 | 0 | 0 | CT | 0 | 0 | 0 | 0 | 0 | 0
| Base FOM Costs by Reporting Type | AZ_NM_SNV_Coal | West | Coal | Coal | 517.09 | 503.37 | 292.04 | 44 | 46.71 | 53.27 | Coal | 517.24 | 503.3 | 294.73 | 44.27 | 46.98 | 53.61
| Base FOM Costs by Reporting Type | AZ_NM_SNV_Coal | West | Other Renew | Geo | 0 | 0 | 0 | 0 | 0 | 0 | Geo | 0 | 0 | 0 | 0 | 0 | 0
| Base FOM Costs by Reporting Type | AZ_NM_SNV_Coal | West | Hydro | H | 0 | 0 | 0 | 0 | 0 | 0 | H | 0 | 0 | 0 | 0 | 0 | 0
| Base FOM Costs by Reporting Type | AZ_NM_SNV_Coal | West | Other Renew | LFG | 0 | 0 | 0 | 0 | 0 | 0 | LFG | 0 | 0 | 0 | 0 | 0 | 0
| Base FOM Costs by Reporting Type | AZ_NM_SNV_Coal | West | Nuclear | Nuc | 0 | 0 | 0 | 0 | 0 | 0 | Nuc | 0 | 0 | 0 | 0 | 0 | 0
| Base FOM Costs by Reporting Type | AZ_NM_SNV_Coal | West | Other | PS | 0 | 0 | 0 | 0 | 0 | 0 | PS | 0 | 0 | 0 | 0 | 0 | 0
| Base FOM Costs by Reporting Type | AZ_NM_SNV_Coal | West | Other Renew | PV | 0 | 0 | 0 | 0 | 0 | 0 | PV | 0 | 0 | 0 | 0 | 0 | 0
| Base FOM Costs by Reporting Type | AZ_NM_SNV_Coal | West | CT | PeakG | 0 | 0 | 0 | 0 | 0 | 0 | PeakG | 0 | 0 | 0 | 0 | 0 | 0
| Base FOM Costs by Reporting Type | AZ_NM_SNV_Coal | West | CT | PeakO | 5.77 | 7.38 | 5.99 | 5.99 | 5.99 | 5.99 | PeakO | 5.77 | 7.38 | 6 | 6 | 6 | 6
| Base FOM Costs by Reporting Type | AZ_NM_SNV_Coal | West | Other Renew | ST | 0 | 0 | 0 | 0 | 0 | 0 | ST | 0 | 0 | 0 | 0 | 0 | 0
| Base FOM Costs by Reporting Type | AZ_NM_SNV_Coal | West | Steam O/G | STOG | 0 | 0 | 0 | 0 | 0 | 0 | STOG | 0 | 0 | 0 | 0 | 0 | 0
| Base FOM Costs by Reporting Type | AZ_NM_SNV_Coal | West | Other Renew | STWD | 0 | 0 | 0 | 0 | 0 | 0 | STWD | 0 | 0 | 0 | 0 | 0 | 0
| Base FOM Costs by Reporting Type | AZ_NM_SNV_Coal | West | On-shore Wind | WT | 0 | 0 | 0 | 0 | 0 | 0 | WT | 0 | 0 | 0 | 0 | 0 | 0
| Base FOM Costs by Reporting Type | AZ_NM_SNV_Coal | West | Coal | IGCC | 0 | 0 | 0 | 0 | 0 | 0 | IGCC | 0 | 0 | 0 | 0 | 0 | 0
| Base FOM Costs by Reporting Type | AZ_NM_SNV_Coal | West | DR | DemandResponse | 0 | 0 | 0 | 0 | 0 | 0 | DemandResponse | 0 | 0 | 0 | 0 | 0 | 0
| Base FOM Costs by Reporting Type | AZ_NM_SNV_Coal | West | Coal-CCS | IGCC-CCS | 0 | 0 | 0 | 0 | 0 | 0 | IGCC-CCS | 0 | 0 | 0 | 0 | 0 | 0
| Base FOM Costs by Reporting Type | AZ_NM_SNV_Coal | West | Off-shore Wind | WT_off | 0 | 0 | 0 | 0 | 0 | 0 | WT_off | 0 | 0 | 0 | 0 | 0 | 0
| Base FOM Costs by Reporting Type | AZ_NM_SNV_Coal | West | Other | PseudoUnit | 0 | 0 | 0 | 0 | 0 | 0 | PseudoUnit | 0 | 0 | 0 | 0 | 0 | 0
| Base FOM Costs by Reporting Type | AZ_NM_SNV_Coal | West | HQ/Maritimes | FixedInterchange | 0 | 0 | 0 | 0 | 0 | 0 | FixedInterchange | 0 | 0 | 0 | 0 | 0 | 0
Base FOM Costs by Reporting Type
| Base FOM Costs by Reporting Type |  |  |  | Base FOM Costs by Reporting Type: AZ_NM_SNV_Gas | [6 empty] | Base FOM Costs by Reporting Type: AZ_NM_SNV_Gas
| Base FOM Costs by Reporting Type |  |  |  | ReportingType | 2015 | 2020 | 2025 | 2030 | 2035 | 2040 | ReportingType | 2015 | 2020 | 2025 | 2030 | 2035 | 2040
| Base FOM Costs by Reporting Type | AZ_NM_SNV_Gas | West | Other Renew | BM | 0 | 0 | 0 | 0 | 0 | 0 | BM | 0 | 0 | 0 | 0 | 0 | 0
| Base FOM Costs by Reporting Type | AZ_NM_SNV_Gas | West | CC | CC | 442.2 | 581.92 | 473.7 | 450.18 | 362.3 | 344.59 | CC | 442.18 | 581.91 | 473.69 | 488.8 | 396.85 | 368.4
| Base FOM Costs by Reporting Type | AZ_NM_SNV_Gas | West | Other Renew | CSP | 0 | 0 | 0 | 0 | 0 | 0 | CSP | 0 | 0 | 0 | 0 | 0 | 0
| Base FOM Costs by Reporting Type | AZ_NM_SNV_Gas | West | CT | CT | 4.93 | 4.93 | 4.93 | 4.93 | 0 | 0 | CT | 4.93 | 4.93 | 4.93 | 4.93 | 0 | 0
| Base FOM Costs by Reporting Type | AZ_NM_SNV_Gas | West | Coal | Coal | 0 | 0 | 0 | 0 | 0 | 0 | Coal | 0 | 0 | 0 | 0 | 0 | 0
| Base FOM Costs by Reporting Type | AZ_NM_SNV_Gas | West | Other Renew | Geo | 0 | 0 | 0 | 0 | 0 | 0 | Geo | 0 | 0 | 0 | 0 | 0 | 0
| Base FOM Costs by Reporting Type | AZ_NM_SNV_Gas | West | Hydro | H | 0 | 0 | 0 | 0 | 0 | 0 | H | 0 | 0 | 0 | 0 | 0 | 0
| Base FOM Costs by Reporting Type | AZ_NM_SNV_Gas | West | Other Renew | LFG | 0 | 0 | 0 | 0 | 0 | 0 | LFG | 0 | 0 | 0 | 0 | 0 | 0
| Base FOM Costs by Reporting Type | AZ_NM_SNV_Gas | West | Nuclear | Nuc | 0 | 0 | 0 | 0 | 0 | 0 | Nuc | 0 | 0 | 0 | 0 | 0 | 0
| Base FOM Costs by Reporting Type | AZ_NM_SNV_Gas | West | Other | PS | 0 | 0 | 0 | 0 | 0 | 0 | PS | 0 | 0 | 0 | 0 | 0 | 0
| Base FOM Costs by Reporting Type | AZ_NM_SNV_Gas | West | Other Renew | PV | 0 | 0 | 0 | 0 | 0 | 0 | PV | 0 | 0 | 0 | 0 | 0 | 0
| Base FOM Costs by Reporting Type | AZ_NM_SNV_Gas | West | CT | PeakG | 63.97 | 93.45 | 74.33 | 87.99 | 87.99 | 87.99 | PeakG | 63.97 | 93.45 | 74.33 | 87.99 | 87.99 | 87.99
| Base FOM Costs by Reporting Type | AZ_NM_SNV_Gas | West | CT | PeakO | 0 | 0 | 0 | 0 | 0 | 0 | PeakO | 0 | 0 | 0 | 0 | 0 | 0
| Base FOM Costs by Reporting Type | AZ_NM_SNV_Gas | West | Other Renew | ST | 0 | 0 | 0 | 0 | 0 | 0 | ST | 0 | 0 | 0 | 0 | 0 | 0
| Base FOM Costs by Reporting Type | AZ_NM_SNV_Gas | West | Steam O/G | STOG | 0 | 0.01 | 0 | 0 | 0 | 0 | STOG | 0 | 0 | 0 | 0 | 0 | 0
| Base FOM Costs by Reporting Type | AZ_NM_SNV_Gas | West | Other Renew | STWD | 0 | 0 | 0 | 0 | 0 | 0 | STWD | 0 | 0 | 0 | 0 | 0 | 0
| Base FOM Costs by Reporting Type | AZ_NM_SNV_Gas | West | On-shore Wind | WT | 0 | 0 | 0 | 0 | 0 | 0 | WT | 0 | 0 | 0 | 0 | 0 | 0
| Base FOM Costs by Reporting Type | AZ_NM_SNV_Gas | West | Coal | IGCC | 0 | 0 | 0 | 0 | 0 | 0 | IGCC | 0 | 0 | 0 | 0 | 0 | 0
| Base FOM Costs by Reporting Type | AZ_NM_SNV_Gas | West | DR | DemandResponse | 0 | 0 | 0 | 0 | 0 | 0 | DemandResponse | 0 | 0 | 0 | 0 | 0 | 0
| Base FOM Costs by Reporting Type | AZ_NM_SNV_Gas | West | Coal-CCS | IGCC-CCS | 0 | 0 | 0 | 0 | 0 | 0 | IGCC-CCS | 0 | 0 | 0 | 0 | 0 | 0
| Base FOM Costs by Reporting Type | AZ_NM_SNV_Gas | West | Off-shore Wind | WT_off | 0 | 0 | 0 | 0 | 0 | 0 | WT_off | 0 | 0 | 0 | 0 | 0 | 0
| Base FOM Costs by Reporting Type | AZ_NM_SNV_Gas | West | Other | PseudoUnit | 0 | 0 | 0 | 0 | 0 | 0 | PseudoUnit | 0 | 0 | 0 | 0 | 0 | 0
| Base FOM Costs by Reporting Type | AZ_NM_SNV_Gas | West | HQ/Maritimes | FixedInterchange | 0 | 0 | 0 | 0 | 0 | 0 | FixedInterchange | 0 | 0 | 0 | 0 | 0 | 0
Base FOM Costs by Reporting Type
| Base FOM Costs by Reporting Type |  |  |  | Base FOM Costs by Reporting Type: AZ_NM_SNV_NucRenew | [6 empty] | Base FOM Costs by Reporting Type: AZ_NM_SNV_NucRenew
| Base FOM Costs by Reporting Type |  |  |  | ReportingType | 2015 | 2020 | 2025 | 2030 | 2035 | 2040 | ReportingType | 2015 | 2020 | 2025 | 2030 | 2035 | 2040
| Base FOM Costs by Reporting Type | AZ_NM_SNV_NucRenew | West | Other Renew | BM | 0 | 0 | 0 | 0 | 0.01 | 0.06 | BM | 0 | 0 | 0 | 0 | 0 | 62.16
| Base FOM Costs by Reporting Type | AZ_NM_SNV_NucRenew | West | CC | CC | 0 | 0 | 0 | 0 | 0 | 0 | CC | 0 | 0 | 0 | 0 | 0 | 0
| Base FOM Costs by Reporting Type | AZ_NM_SNV_NucRenew | West | Other Renew | CSP | 0 | 0 | 0 | 0 | 0 | 0 | CSP | 0 | 0 | 0 | 0 | 0 | 0
| Base FOM Costs by Reporting Type | AZ_NM_SNV_NucRenew | West | CT | CT | 0 | 0 | 0 | 0 | 0 | 0 | CT | 0 | 0 | 0 | 0 | 0 | 0
| Base FOM Costs by Reporting Type | AZ_NM_SNV_NucRenew | West | Coal | Coal | 0 | 0 | 0 | 0 | 0 | 0 | Coal | 0 | 0 | 0 | 0 | 0 | 0
| Base FOM Costs by Reporting Type | AZ_NM_SNV_NucRenew | West | Other Renew | Geo | 0 | 0.01 | 122.18 | 122.18 | 122.18 | 122.18 | Geo | 0 | 0.1 | 122.18 | 122.18 | 122.18 | 122.18
| Base FOM Costs by Reporting Type | AZ_NM_SNV_NucRenew | West | Hydro | H | 44.6 | 44.6 | 44.6 | 44.6 | 44.6 | 44.6 | H | 44.6 | 44.6 | 44.6 | 44.6 | 44.6 | 44.6
| Base FOM Costs by Reporting Type | AZ_NM_SNV_NucRenew | West | Other Renew | LFG | 0.84 | 0.85 | 8.14 | 8.14 | 8.14 | 8.14 | LFG | 0.84 | 0.84 | 8.14 | 8.14 | 8.14 | 8.14
| Base FOM Costs by Reporting Type | AZ_NM_SNV_NucRenew | West | Nuclear | Nuc | 484.16 | 564.17 | 564.18 | 947.39 | 1523.54 | 1552.86 | Nuc | 484.16 | 564.17 | 564.17 | 850.68 | 1445.05 | 1445.05
| Base FOM Costs by Reporting Type | AZ_NM_SNV_NucRenew | West | Other | PS | 5.13 | 5.13 | 5.13 | 5.13 | 5.13 | 5.13 | PS | 5.13 | 5.13 | 5.13 | 5.13 | 5.13 | 5.13
| Base FOM Costs by Reporting Type | AZ_NM_SNV_NucRenew | West | Other Renew | PV | 2.38 | 2.38 | 2.38 | 2.38 | 2.38 | 2.38 | PV | 2.38 | 2.38 | 2.38 | 2.38 | 2.38 | 2.38
| Base FOM Costs by Reporting Type | AZ_NM_SNV_NucRenew | West | CT | PeakG | 0 | 0 | 0 | 0 | 0 | 0 | PeakG | 0 | 0 | 0 | 0 | 0 | 0
| Base FOM Costs by Reporting Type | AZ_NM_SNV_NucRenew | West | CT | PeakO | 0 | 0 | 0 | 0 | 0 | 0 | PeakO | 0 | 0 | 0 | 0 | 0 | 0
| Base FOM Costs by Reporting Type | AZ_NM_SNV_NucRenew | West | Other Renew | ST | 17.92 | 46.45 | 61.02 | 68.16 | 101.6 | 101.62 | ST | 17.92 | 46.45 | 61.02 | 68.13 | 101.61 | 101.61
| Base FOM Costs by Reporting Type | AZ_NM_SNV_NucRenew | West | Steam O/G | STOG | 0 | 0 | 0 | 0 | 0 | 0 | STOG | 0 | 0 | 0 | 0 | 0 | 0
| Base FOM Costs by Reporting Type | AZ_NM_SNV_NucRenew | West | Other Renew | STWD | 0.83 | 1.04 | 0.85 | 0.85 | 0.85 | 0.85 | STWD | 0.83 | 1.04 | 0.85 | 0.85 | 0.85 | 0.85
| Base FOM Costs by Reporting Type | AZ_NM_SNV_NucRenew | West | On-shore Wind | WT | 17.57 | 348.58 | 349.25 | 349.25 | 349.25 | 349.25 | WT | 17.57 | 348.58 | 349.25 | 349.25 | 349.25 | 349.25
| Base FOM Costs by Reporting Type | AZ_NM_SNV_NucRenew | West | Coal | IGCC | 0 | 0 | 0 | 0 | 0 | 0 | IGCC | 0 | 0 | 0 | 0 | 0 | 0
| Base FOM Costs by Reporting Type | AZ_NM_SNV_NucRenew | West | DR | DemandResponse | 0 | 0 | 0 | 0 | 0 | 0 | DemandResponse | 0 | 0 | 0 | 0 | 0 | 0
| Base FOM Costs by Reporting Type | AZ_NM_SNV_NucRenew | West | Coal-CCS | IGCC-CCS | 0 | 0 | 0 | 0 | 0 | 0 | IGCC-CCS | 0 | 0 | 0 | 0 | 0 | 0
| Base FOM Costs by Reporting Type | AZ_NM_SNV_NucRenew | West | Off-shore Wind | WT_off | 0 | 0 | 0 | 0 | 0 | 0 | WT_off | 0 | 0 | 0 | 0 | 0 | 0
| Base FOM Costs by Reporting Type | AZ_NM_SNV_NucRenew | West | Other | PseudoUnit | 0 | 0 | 0 | 0 | 0 | 0 | PseudoUnit | 0 | 0 | 0 | 0 | 0 | 0
| Base FOM Costs by Reporting Type | AZ_NM_SNV_NucRenew | West | HQ/Maritimes | FixedInterchange | 0 | 0 | 0 | 0 | 0 | 0 | FixedInterchange | 0 | 0 | 0 | 0 | 0 | 0
Base FOM Costs by Reporting Type
| Base FOM Costs by Reporting Type |  |  |  | Base FOM Costs by Reporting Type: ERCOT | [6 empty] | Base FOM Costs by Reporting Type: ERCOT
| Base FOM Costs by Reporting Type |  |  |  | ReportingType | 2015 | 2020 | 2025 | 2030 | 2035 | 2040 | ReportingType | 2015 | 2020 | 2025 | 2030 | 2035 | 2040
| Base FOM Costs by Reporting Type | ERCOT | Texas | Other Renew | BM | 14.57 | 14.57 | 14.57 | 14.57 | 408.54 | 408.54 | BM | 14.57 | 14.57 | 14.57 | 14.57 | 408.54 | 408.54
| Base FOM Costs by Reporting Type | ERCOT | Texas | CC | CC | 1086.88 | 1326.27 | 1136.58 | 1166.18 | 1064.46 | 920.71 | CC | 1099.53 | 1338.92 | 1149.22 | 1178.82 | 1045.37 | 901.64
| Base FOM Costs by Reporting Type | ERCOT | Texas | Other Renew | CSP | 0 | 0 | 0 | 0 | 0 | 0 | CSP | 0 | 0 | 0 | 0 | 0 | 0
| Base FOM Costs by Reporting Type | ERCOT | Texas | CT | CT | 1.67 | 1.67 | 1.67 | 1.67 | 0 | 0 | CT | 1.67 | 1.67 | 1.67 | 1.67 | 0 | 0
| Base FOM Costs by Reporting Type | ERCOT | Texas | Coal | Coal | 320.53 | 235.48 | 188.92 | 190.57 | 190.57 | 233.83 | Coal | 320.24 | 235.38 | 188.83 | 190.49 | 190.49 | 233.75
| Base FOM Costs by Reporting Type | ERCOT | Texas | Other Renew | Geo | 0 | 0 | 0 | 0 | 0 | 0 | Geo | 0 | 0 | 0 | 0 | 0 | 0
| Base FOM Costs by Reporting Type | ERCOT | Texas | Hydro | H | 8.05 | 8.05 | 8.05 | 8.05 | 8.05 | 8.05 | H | 8.05 | 8.05 | 8.05 | 8.05 | 8.05 | 8.05
| Base FOM Costs by Reporting Type | ERCOT | Texas | Other Renew | LFG | 9.05 | 9.05 | 51.64 | 51.64 | 51.64 | 51.64 | LFG | 9.05 | 9.05 | 28.72 | 51.64 | 51.64 | 51.64
| Base FOM Costs by Reporting Type | ERCOT | Texas | Nuclear | Nuc | 574.09 | 734.72 | 741.22 | 1022.3 | 1690.37 | 2070.79 | Nuc | 574.09 | 734.71 | 741.22 | 871.87 | 1690.34 | 2070.77
| Base FOM Costs by Reporting Type | ERCOT | Texas | Other | PS | 0 | 0 | 0 | 0 | 0 | 0 | PS | 0 | 0 | 0 | 0 | 0 | 0
| Base FOM Costs by Reporting Type | ERCOT | Texas | Other Renew | PV | 0.25 | 0.25 | 0.25 | 0.25 | 0.02 | 0.02 | PV | 0.25 | 0.25 | 0.25 | 0.25 | 0.01 | 0.01
| Base FOM Costs by Reporting Type | ERCOT | Texas | CT | PeakG | 80.63 | 119.03 | 114.62 | 114.62 | 114.62 | 114.62 | PeakG | 80.63 | 119.03 | 114.62 | 114.62 | 114.62 | 114.62
| Base FOM Costs by Reporting Type | ERCOT | Texas | CT | PeakO | 1.29 | 1.86 | 1.53 | 1.53 | 1.53 | 1.53 | PeakO | 1.29 | 1.86 | 1.53 | 1.53 | 1.53 | 1.53
| Base FOM Costs by Reporting Type | ERCOT | Texas | Other Renew | ST | 0 | 0 | 0 | 0 | 0 | 0 | ST | 0 | 0 | 0 | 0 | 0 | 0
| Base FOM Costs by Reporting Type | ERCOT | Texas | Steam O/G | STOG | 591.43 | 699.83 | 406.31 | 225.99 | 0.01 | 0.01 | STOG | 553.01 | 654.37 | 375.75 | 262.85 | 0 | 0
| Base FOM Costs by Reporting Type | ERCOT | Texas | Other Renew | STWD | 0 | 0 | 0 | 0 | 0 | 0 | STWD | 0 | 0 | 0 | 0 | 0 | 0
| Base FOM Costs by Reporting Type | ERCOT | Texas | On-shore Wind | WT | 315.42 | 315.42 | 861.44 | 861.44 | 861.56 | 872.98 | WT | 315.42 | 315.42 | 861.3 | 861.3 | 861.56 | 872.98
| Base FOM Costs by Reporting Type | ERCOT | Texas | Coal | IGCC | 0 | 0 | 0 | 0 | 0 | 0 | IGCC | 0 | 0 | 0 | 0 | 0 | 0
| Base FOM Costs by Reporting Type | ERCOT | Texas | DR | DemandResponse | 0 | 0 | 0 | 0 | 0 | 0 | DemandResponse | 0 | 0 | 0 | 0 | 0 | 0
| Base FOM Costs by Reporting Type | ERCOT | Texas | Coal-CCS | IGCC-CCS | 0 | 0 | 0 | 0 | 0 | 0 | IGCC-CCS | 0 | 0 | 0 | 0 | 0 | 0
| Base FOM Costs by Reporting Type | ERCOT | Texas | Off-shore Wind | WT_off | 0 | 0 | 0 | 0 | 0 | 0 | WT_off | 0 | 0 | 0 | 0 | 0 | 0
| Base FOM Costs by Reporting Type | ERCOT | Texas | Other | PseudoUnit | 0 | 0 | 0 | 0 | 0 | 0 | PseudoUnit | 0 | 0 | 0 | 0 | 0 | 0
| Base FOM Costs by Reporting Type | ERCOT | Texas | HQ/Maritimes | FixedInterchange | 0 | 0 | 0 | 0 | 0 | 0 | FixedInterchange | 0 | 0 | 0 | 0 | 0 | 0
Base FOM Costs by Reporting Type
| Base FOM Costs by Reporting Type |  |  |  | Base FOM Costs by Reporting Type: NP15 | [6 empty] | Base FOM Costs by Reporting Type: NP15
| Base FOM Costs by Reporting Type |  |  |  | ReportingType | 2015 | 2020 | 2025 | 2030 | 2035 | 2040 | ReportingType | 2015 | 2020 | 2025 | 2030 | 2035 | 2040
| Base FOM Costs by Reporting Type | NP15 | West | Other Renew | BM | 0 | 0 | 0 | 0 | 0.01 | 0.01 | BM | 0 | 0 | 0 | 0 | 0 | 0
| Base FOM Costs by Reporting Type | NP15 | West | CC | CC | 221.24 | 283.25 | 237.46 | 252.07 | 278.54 | 261.85 | CC | 214.52 | 276.19 | 230.4 | 245 | 271.47 | 271.1
| Base FOM Costs by Reporting Type | NP15 | West | Other Renew | CSP | 0 | 0 | 0 | 0 | 0 | 0 | CSP | 0 | 0 | 0 | 0 | 0 | 0
| Base FOM Costs by Reporting Type | NP15 | West | CT | CT | 1.42 | 1.42 | 1.42 | 1.42 | 0.01 | 0.01 | CT | 1.42 | 1.42 | 1.42 | 1.42 | 0 | 0
| Base FOM Costs by Reporting Type | NP15 | West | Coal | Coal | 10.94 | 0.01 | 0.01 | 0 | 0 | 0 | Coal | 10.94 | 0 | 0 | 0 | 0 | 0
| Base FOM Costs by Reporting Type | NP15 | West | Other Renew | Geo | 100.8 | 149.5 | 151.36 | 151.36 | 151.36 | 151.36 | Geo | 100.8 | 151.36 | 151.36 | 151.36 | 151.36 | 151.36
| Base FOM Costs by Reporting Type | NP15 | West | Hydro | H | 125.7 | 125.7 | 125.7 | 125.7 | 125.7 | 125.7 | H | 125.7 | 125.7 | 125.7 | 125.7 | 125.7 | 125.7
| Base FOM Costs by Reporting Type | NP15 | West | Other Renew | LFG | 10.26 | 50.26 | 78.24 | 78.24 | 78.24 | 78.24 | LFG | 10.26 | 55.79 | 78.24 | 78.24 | 78.24 | 78.24
| Base FOM Costs by Reporting Type | NP15 | West | Nuclear | Nuc | 302.44 | 364.27 | 334.87 | 795.88 | 918.4 | 1052.1 | Nuc | 302.44 | 364.27 | 334.86 | 722.03 | 976.53 | 1046.43
| Base FOM Costs by Reporting Type | NP15 | West | Other | PS | 53.58 | 53.58 | 53.58 | 53.58 | 53.58 | 53.58 | PS | 53.58 | 53.58 | 53.58 | 53.58 | 53.58 | 53.58
| Base FOM Costs by Reporting Type | NP15 | West | Other Renew | PV | 0.89 | 0.89 | 0.89 | 0.89 | 0.89 | 0.89 | PV | 0.89 | 0.89 | 0.89 | 0.89 | 0.89 | 0.89
| Base FOM Costs by Reporting Type | NP15 | West | CT | PeakG | 56.04 | 82.34 | 58.1 | 74.01 | 78.49 | 78.49 | PeakG | 56.04 | 82.34 | 58.1 | 74.01 | 78.49 | 78.49
| Base FOM Costs by Reporting Type | NP15 | West | CT | PeakO | 10.26 | 13.08 | 10.48 | 10.49 | 10.49 | 10.49 | PeakO | 10.26 | 13.08 | 10.48 | 10.49 | 10.49 | 10.49
| Base FOM Costs by Reporting Type | NP15 | West | Other Renew | ST | 1.86 | 1.86 | 1.86 | 1.86 | 1.86 | 1.86 | ST | 1.86 | 1.86 | 1.86 | 1.86 | 1.86 | 1.86
| Base FOM Costs by Reporting Type | NP15 | West | Steam O/G | STOG | 162.07 | 191.77 | 164.39 | 95.1 | 66.44 | 66.44 | STOG | 167.54 | 198.25 | 169.94 | 137.57 | 44.13 | 44.13
| Base FOM Costs by Reporting Type | NP15 | West | Other Renew | STWD | 14.17 | 17.73 | 14.44 | 14.44 | 14.44 | 14.44 | STWD | 14.17 | 17.73 | 14.44 | 14.44 | 14.44 | 14.44
| Base FOM Costs by Reporting Type | NP15 | West | On-shore Wind | WT | 40.21 | 132.82 | 132.82 | 132.84 | 369.24 | 389.47 | WT | 40.21 | 132.82 | 132.82 | 132.82 | 369.24 | 389.41
| Base FOM Costs by Reporting Type | NP15 | West | Coal | IGCC | 0 | 0 | 0 | 0 | 0 | 0 | IGCC | 0 | 0 | 0 | 0 | 0 | 0
| Base FOM Costs by Reporting Type | NP15 | West | DR | DemandResponse | 0 | 0 | 0 | 0 | 0 | 0 | DemandResponse | 0 | 0 | 0 | 0 | 0 | 0
| Base FOM Costs by Reporting Type | NP15 | West | Coal-CCS | IGCC-CCS | 0 | 0 | 0 | 0 | 0 | 0 | IGCC-CCS | 0 | 0 | 0 | 0 | 0 | 0
| Base FOM Costs by Reporting Type | NP15 | West | Off-shore Wind | WT_off | 0 | 0 | 0 | 0 | 0 | 0 | WT_off | 0 | 0 | 0 | 0 | 0 | 0
| Base FOM Costs by Reporting Type | NP15 | West | Other | PseudoUnit | 0 | 0 | 0 | 0 | 0 | 0 | PseudoUnit | 0 | 0 | 0 | 0 | 0 | 0
| Base FOM Costs by Reporting Type | NP15 | West | HQ/Maritimes | FixedInterchange | 0 | 0 | 0 | 0 | 0 | 0 | FixedInterchange | 0 | 0 | 0 | 0 | 0 | 0
Base FOM Costs by Reporting Type
| Base FOM Costs by Reporting Type |  |  |  | Base FOM Costs by Reporting Type: NWPP_Coal | [6 empty] | Base FOM Costs by Reporting Type: NWPP_Coal
| Base FOM Costs by Reporting Type |  |  |  | ReportingType | 2015 | 2020 | 2025 | 2030 | 2035 | 2040 | ReportingType | 2015 | 2020 | 2025 | 2030 | 2035 | 2040
| Base FOM Costs by Reporting Type | NWPP_Coal | West | Other Renew | BM | 0 | 0 | 0 | 0 | 0 | 0 | BM | 0 | 0 | 0 | 0 | 0 | 0
| Base FOM Costs by Reporting Type | NWPP_Coal | West | CC | CC | 0 | 0 | 0 | 0 | 0 | 0 | CC | 0 | 0 | 0 | 0 | 0 | 0
| Base FOM Costs by Reporting Type | NWPP_Coal | West | Other Renew | CSP | 0 | 0 | 0 | 0 | 0 | 0 | CSP | 0 | 0 | 0 | 0 | 0 | 0
| Base FOM Costs by Reporting Type | NWPP_Coal | West | CT | CT | 0 | 0 | 0 | 0 | 0 | 0 | CT | 0 | 0 | 0 | 0 | 0 | 0
| Base FOM Costs by Reporting Type | NWPP_Coal | West | Coal | Coal | 470.75 | 356.86 | 11.81 | 12.17 | 12.64 | 14.75 | Coal | 470.73 | 356.81 | 11.72 | 12.11 | 12.58 | 14.69
| Base FOM Costs by Reporting Type | NWPP_Coal | West | Other Renew | Geo | 0 | 0 | 0 | 0 | 0 | 0 | Geo | 0 | 0 | 0 | 0 | 0 | 0
| Base FOM Costs by Reporting Type | NWPP_Coal | West | Hydro | H | 0 | 0 | 0 | 0 | 0 | 0 | H | 0 | 0 | 0 | 0 | 0 | 0
| Base FOM Costs by Reporting Type | NWPP_Coal | West | Other Renew | LFG | 0 | 0 | 0 | 0 | 0 | 0 | LFG | 0 | 0 | 0 | 0 | 0 | 0
| Base FOM Costs by Reporting Type | NWPP_Coal | West | Nuclear | Nuc | 0 | 0 | 0 | 0 | 0 | 0 | Nuc | 0 | 0 | 0 | 0 | 0 | 0
| Base FOM Costs by Reporting Type | NWPP_Coal | West | Other | PS | 0 | 0 | 0 | 0 | 0 | 0 | PS | 0 | 0 | 0 | 0 | 0 | 0
| Base FOM Costs by Reporting Type | NWPP_Coal | West | Other Renew | PV | 0 | 0 | 0 | 0 | 0 | 0 | PV | 0 | 0 | 0 | 0 | 0 | 0
| Base FOM Costs by Reporting Type | NWPP_Coal | West | CT | PeakG | 0 | 0 | 0 | 0 | 0 | 0 | PeakG | 0 | 0 | 0 | 0 | 0 | 0
| Base FOM Costs by Reporting Type | NWPP_Coal | West | CT | PeakO | 0 | 0 | 0 | 0 | 0 | 0 | PeakO | 0 | 0 | 0 | 0 | 0 | 0
| Base FOM Costs by Reporting Type | NWPP_Coal | West | Other Renew | ST | 0 | 0 | 0 | 0 | 0 | 0 | ST | 0 | 0 | 0 | 0 | 0 | 0
| Base FOM Costs by Reporting Type | NWPP_Coal | West | Steam O/G | STOG | 0 | 0 | 0 | 0 | 0 | 0 | STOG | 0 | 0 | 0 | 0 | 0 | 0
| Base FOM Costs by Reporting Type | NWPP_Coal | West | Other Renew | STWD | 0 | 0 | 0 | 0 | 0 | 0 | STWD | 0 | 0 | 0 | 0 | 0 | 0
| Base FOM Costs by Reporting Type | NWPP_Coal | West | On-shore Wind | WT | 0 | 0 | 0 | 0 | 0 | 0 | WT | 0 | 0 | 0 | 0 | 0 | 0
| Base FOM Costs by Reporting Type | NWPP_Coal | West | Coal | IGCC | 0 | 0 | 0 | 0 | 0 | 0 | IGCC | 0 | 0 | 0 | 0 | 0 | 0
| Base FOM Costs by Reporting Type | NWPP_Coal | West | DR | DemandResponse | 0 | 0 | 0 | 0 | 0 | 0 | DemandResponse | 0 | 0 | 0 | 0 | 0 | 0
| Base FOM Costs by Reporting Type | NWPP_Coal | West | Coal-CCS | IGCC-CCS | 0 | 0 | 0 | 0 | 0 | 0 | IGCC-CCS | 0 | 0 | 0 | 0 | 0 | 0
| Base FOM Costs by Reporting Type | NWPP_Coal | West | Off-shore Wind | WT_off | 0 | 0 | 0 | 0 | 0 | 0 | WT_off | 0 | 0 | 0 | 0 | 0 | 0
| Base FOM Costs by Reporting Type | NWPP_Coal | West | Other | PseudoUnit | 0 | 0 | 0 | 0 | 0 | 0 | PseudoUnit | 0 | 0 | 0 | 0 | 0 | 0
| Base FOM Costs by Reporting Type | NWPP_Coal | West | HQ/Maritimes | FixedInterchange | 0 | 0 | 0 | 0 | 0 | 0 | FixedInterchange | 0 | 0 | 0 | 0 | 0 | 0
Base FOM Costs by Reporting Type
| Base FOM Costs by Reporting Type |  |  |  | Base FOM Costs by Reporting Type: NWPP_Gas | [6 empty] | Base FOM Costs by Reporting Type: NWPP_Gas
| Base FOM Costs by Reporting Type |  |  |  | ReportingType | 2015 | 2020 | 2025 | 2030 | 2035 | 2040 | ReportingType | 2015 | 2020 | 2025 | 2030 | 2035 | 2040
| Base FOM Costs by Reporting Type | NWPP_Gas | West | Other Renew | BM | 0 | 0 | 0 | 0 | 0 | 0 | BM | 0 | 0 | 0 | 0 | 0 | 0
| Base FOM Costs by Reporting Type | NWPP_Gas | West | CC | CC | 192.07 | 275.16 | 228.19 | 158.03 | 36.46 | 32.14 | CC | 192.07 | 275.92 | 228.95 | 182.15 | 37.21 | 32.89
| Base FOM Costs by Reporting Type | NWPP_Gas | West | Other Renew | CSP | 0 | 0 | 0 | 0 | 0 | 0 | CSP | 0 | 0 | 0 | 0 | 0 | 0
| Base FOM Costs by Reporting Type | NWPP_Gas | West | CT | CT | 1 | 1 | 1 | 1 | 0 | 0 | CT | 1 | 1 | 1 | 1 | 0 | 0
| Base FOM Costs by Reporting Type | NWPP_Gas | West | Coal | Coal | 0 | 0 | 0 | 0 | 0 | 0 | Coal | 0 | 0 | 0 | 0 | 0 | 0
| Base FOM Costs by Reporting Type | NWPP_Gas | West | Other Renew | Geo | 0 | 0 | 0 | 0 | 0 | 0 | Geo | 0 | 0 | 0 | 0 | 0 | 0
| Base FOM Costs by Reporting Type | NWPP_Gas | West | Hydro | H | 0 | 0 | 0 | 0 | 0 | 0 | H | 0 | 0 | 0 | 0 | 0 | 0
| Base FOM Costs by Reporting Type | NWPP_Gas | West | Other Renew | LFG | 0 | 0 | 0 | 0 | 0 | 0 | LFG | 0 | 0 | 0 | 0 | 0 | 0
| Base FOM Costs by Reporting Type | NWPP_Gas | West | Nuclear | Nuc | 0 | 0 | 0 | 0 | 0 | 0 | Nuc | 0 | 0 | 0 | 0 | 0 | 0
| Base FOM Costs by Reporting Type | NWPP_Gas | West | Other | PS | 0 | 0 | 0 | 0 | 0 | 0 | PS | 0 | 0 | 0 | 0 | 0 | 0
| Base FOM Costs by Reporting Type | NWPP_Gas | West | Other Renew | PV | 0 | 0 | 0 | 0 | 0 | 0 | PV | 0 | 0 | 0 | 0 | 0 | 0
| Base FOM Costs by Reporting Type | NWPP_Gas | West | CT | PeakG | 0 | 0 | 0 | 0 | 0 | 0 | PeakG | 0 | 0 | 0 | 0 | 0 | 0
| Base FOM Costs by Reporting Type | NWPP_Gas | West | CT | PeakO | 0 | 0 | 0 | 0 | 0 | 0 | PeakO | 0 | 0 | 0 | 0 | 0 | 0
| Base FOM Costs by Reporting Type | NWPP_Gas | West | Other Renew | ST | 0 | 0 | 0 | 0 | 0 | 0 | ST | 0 | 0 | 0 | 0 | 0 | 0
| Base FOM Costs by Reporting Type | NWPP_Gas | West | Steam O/G | STOG | 0 | 0 | 0 | 0 | 0 | 0 | STOG | 0 | 0 | 0 | 0 | 0 | 0
| Base FOM Costs by Reporting Type | NWPP_Gas | West | Other Renew | STWD | 0 | 0 | 0 | 0 | 0 | 0 | STWD | 0 | 0 | 0 | 0 | 0 | 0
| Base FOM Costs by Reporting Type | NWPP_Gas | West | On-shore Wind | WT | 0 | 0 | 0 | 0 | 0 | 0 | WT | 0 | 0 | 0 | 0 | 0 | 0
| Base FOM Costs by Reporting Type | NWPP_Gas | West | Coal | IGCC | 0 | 0 | 0 | 0 | 0 | 0 | IGCC | 0 | 0 | 0 | 0 | 0 | 0
| Base FOM Costs by Reporting Type | NWPP_Gas | West | DR | DemandResponse | 0 | 0 | 0 | 0 | 0 | 0 | DemandResponse | 0 | 0 | 0 | 0 | 0 | 0
| Base FOM Costs by Reporting Type | NWPP_Gas | West | Coal-CCS | IGCC-CCS | 0 | 0 | 0 | 0 | 0 | 0 | IGCC-CCS | 0 | 0 | 0 | 0 | 0 | 0
| Base FOM Costs by Reporting Type | NWPP_Gas | West | Off-shore Wind | WT_off | 0 | 0 | 0 | 0 | 0 | 0 | WT_off | 0 | 0 | 0 | 0 | 0 | 0
| Base FOM Costs by Reporting Type | NWPP_Gas | West | Other | PseudoUnit | 0 | 0 | 0 | 0 | 0 | 0 | PseudoUnit | 0 | 0 | 0 | 0 | 0 | 0
| Base FOM Costs by Reporting Type | NWPP_Gas | West | HQ/Maritimes | FixedInterchange | 0 | 0 | 0 | 0 | 0 | 0 | FixedInterchange | 0 | 0 | 0 | 0 | 0 | 0
Base FOM Costs by Reporting Type
| Base FOM Costs by Reporting Type |  |  |  | Base FOM Costs by Reporting Type: NWPP_NucRenew | [6 empty] | Base FOM Costs by Reporting Type: NWPP_NucRenew
| Base FOM Costs by Reporting Type |  |  |  | ReportingType | 2015 | 2020 | 2025 | 2030 | 2035 | 2040 | ReportingType | 2015 | 2020 | 2025 | 2030 | 2035 | 2040
| Base FOM Costs by Reporting Type | NWPP_NucRenew | West | Other Renew | BM | 3.27 | 3.27 | 3.27 | 3.27 | 3.28 | 84.91 | BM | 3.27 | 3.27 | 3.27 | 3.27 | 3.27 | 82.41
| Base FOM Costs by Reporting Type | NWPP_NucRenew | West | CC | CC | 0 | 0 | 0 | 0 | 0 | 0 | CC | 0 | 0 | 0 | 0 | 0 | 0
| Base FOM Costs by Reporting Type | NWPP_NucRenew | West | Other Renew | CSP | 0 | 0 | 0 | 0 | 0 | 0 | CSP | 0 | 0 | 0 | 0 | 0 | 0
| Base FOM Costs by Reporting Type | NWPP_NucRenew | West | CT | CT | 0 | 0 | 0 | 0 | 0 | 0 | CT | 0 | 0 | 0 | 0 | 0 | 0
| Base FOM Costs by Reporting Type | NWPP_NucRenew | West | Coal | Coal | 0 | 0 | 0 | 0 | 0 | 0 | Coal | 0 | 0 | 0 | 0 | 0 | 0
| Base FOM Costs by Reporting Type | NWPP_NucRenew | West | Other Renew | Geo | 35.81 | 35.81 | 72.38 | 72.38 | 72.38 | 72.38 | Geo | 35.81 | 35.81 | 72.38 | 72.38 | 72.38 | 72.38
| Base FOM Costs by Reporting Type | NWPP_NucRenew | West | Hydro | H | 480.54 | 480.54 | 480.54 | 480.54 | 485.31 | 485.31 | H | 480.54 | 480.54 | 480.54 | 480.54 | 485.31 | 485.31
| Base FOM Costs by Reporting Type | NWPP_NucRenew | West | Other Renew | LFG | 15.5 | 15.5 | 44.91 | 44.91 | 44.91 | 44.91 | LFG | 15.5 | 15.5 | 44.91 | 44.91 | 44.91 | 44.91
| Base FOM Costs by Reporting Type | NWPP_NucRenew | West | Nuclear | Nuc | 164.67 | 164.67 | 164.67 | 229.61 | 449.72 | 646.66 | Nuc | 164.67 | 164.67 | 164.67 | 164.67 | 463.34 | 646.48
| Base FOM Costs by Reporting Type | NWPP_NucRenew | West | Other | PS | 6.12 | 6.12 | 6.12 | 6.12 | 6.12 | 6.12 | PS | 6.12 | 6.12 | 6.12 | 6.12 | 6.12 | 6.12
| Base FOM Costs by Reporting Type | NWPP_NucRenew | West | Other Renew | PV | 0.04 | 0.04 | 0.04 | 0.04 | 0.04 | 0.05 | PV | 0.04 | 0.04 | 0.04 | 0.04 | 0.04 | 0.04
| Base FOM Costs by Reporting Type | NWPP_NucRenew | West | CT | PeakG | 0 | 0 | 0 | 0 | 0 | 0 | PeakG | 0 | 0 | 0 | 0 | 0 | 0
| Base FOM Costs by Reporting Type | NWPP_NucRenew | West | CT | PeakO | 0 | 0 | 0 | 0 | 0 | 0 | PeakO | 0 | 0 | 0 | 0 | 0 | 0
| Base FOM Costs by Reporting Type | NWPP_NucRenew | West | Other Renew | ST | 0 | 0 | 0 | 0 | 0 | 0.01 | ST | 0 | 0 | 0 | 0 | 0 | 0
| Base FOM Costs by Reporting Type | NWPP_NucRenew | West | Steam O/G | STOG | 0 | 0 | 0 | 0 | 0 | 0 | STOG | 0 | 0 | 0 | 0 | 0 | 0
| Base FOM Costs by Reporting Type | NWPP_NucRenew | West | Other Renew | STWD | 17.98 | 22.5 | 18.33 | 18.33 | 18.33 | 18.33 | STWD | 17.98 | 22.5 | 18.33 | 18.33 | 18.33 | 18.33
| Base FOM Costs by Reporting Type | NWPP_NucRenew | West | On-shore Wind | WT | 228.93 | 228.93 | 228.93 | 827.87 | 827.97 | 893.04 | WT | 228.93 | 228.93 | 228.93 | 828.05 | 828.05 | 893.05
| Base FOM Costs by Reporting Type | NWPP_NucRenew | West | Coal | IGCC | 0 | 0 | 0 | 0 | 0 | 0 | IGCC | 0 | 0 | 0 | 0 | 0 | 0
| Base FOM Costs by Reporting Type | NWPP_NucRenew | West | DR | DemandResponse | 0 | 0 | 0 | 0 | 0 | 0 | DemandResponse | 0 | 0 | 0 | 0 | 0 | 0
| Base FOM Costs by Reporting Type | NWPP_NucRenew | West | Coal-CCS | IGCC-CCS | 0 | 0 | 0 | 0 | 0 | 0 | IGCC-CCS | 0 | 0 | 0 | 0 | 0 | 0
| Base FOM Costs by Reporting Type | NWPP_NucRenew | West | Off-shore Wind | WT_off | 0 | 0 | 0 | 0 | 0 | 0 | WT_off | 0 | 0 | 0 | 0 | 0 | 0
| Base FOM Costs by Reporting Type | NWPP_NucRenew | West | Other | PseudoUnit | 0 | 0 | 0 | 0 | 0 | 0 | PseudoUnit | 0 | 0 | 0 | 0 | 0 | 0
| Base FOM Costs by Reporting Type | NWPP_NucRenew | West | HQ/Maritimes | FixedInterchange | 0 | 0 | 0 | 0 | 0 | 0 | FixedInterchange | 0 | 0 | 0 | 0 | 0 | 0
Base FOM Costs by Reporting Type
| Base FOM Costs by Reporting Type |  |  |  | Base FOM Costs by Reporting Type: RMPA | [6 empty] | Base FOM Costs by Reporting Type: RMPA
| Base FOM Costs by Reporting Type |  |  |  | ReportingType | 2015 | 2020 | 2025 | 2030 | 2035 | 2040 | ReportingType | 2015 | 2020 | 2025 | 2030 | 2035 | 2040
| Base FOM Costs by Reporting Type | RMPA | West | Other Renew | BM | 0 | 0 | 0 | 0 | 72.06 | 145.99 | BM | 0 | 0 | 0 | 0 | 89.05 | 149.57
| Base FOM Costs by Reporting Type | RMPA | West | CC | CC | 79.71 | 117.4 | 97.46 | 115.7 | 92.66 | 74.64 | CC | 79.71 | 119.9 | 99.96 | 118.2 | 88.91 | 75.92
| Base FOM Costs by Reporting Type | RMPA | West | Other Renew | CSP | 0 | 0 | 0 | 0 | 0 | 0 | CSP | 0 | 0 | 0 | 0 | 0 | 0
| Base FOM Costs by Reporting Type | RMPA | West | CT | CT | 1.02 | 1.02 | 1.02 | 1.02 | 0 | 0 | CT | 1.02 | 1.02 | 1.02 | 1.02 | 0 | 0
| Base FOM Costs by Reporting Type | RMPA | West | Coal | Coal | 439.17 | 372.02 | 110.08 | 49.72 | 50.08 | 57.04 | Coal | 439.16 | 361.73 | 89.17 | 49.68 | 50.04 | 57
| Base FOM Costs by Reporting Type | RMPA | West | Other Renew | Geo | 0 | 3.95 | 216.56 | 216.56 | 216.56 | 216.56 | Geo | 0 | 2.01 | 216.56 | 216.56 | 216.56 | 216.56
| Base FOM Costs by Reporting Type | RMPA | West | Hydro | H | 13.99 | 13.99 | 13.99 | 13.99 | 13.99 | 13.99 | H | 13.99 | 13.99 | 13.99 | 13.99 | 13.99 | 13.99
| Base FOM Costs by Reporting Type | RMPA | West | Other Renew | LFG | 0.89 | 0.91 | 4.37 | 4.37 | 4.37 | 4.37 | LFG | 0.89 | 0.89 | 4.37 | 4.37 | 4.37 | 4.37
| Base FOM Costs by Reporting Type | RMPA | West | Nuclear | Nuc | 0.01 | 0.01 | 0.05 | 180.15 | 180.15 | 180.16 | Nuc | 0.01 | 0.01 | 11.24 | 165.56 | 165.56 | 165.56
| Base FOM Costs by Reporting Type | RMPA | West | Other | PS | 13.37 | 13.37 | 13.37 | 13.37 | 13.37 | 13.37 | PS | 13.37 | 13.37 | 13.37 | 13.37 | 13.37 | 13.37
| Base FOM Costs by Reporting Type | RMPA | West | Other Renew | PV | 0.31 | 0.31 | 0.31 | 0.31 | 0.31 | 0.31 | PV | 0.31 | 0.31 | 0.31 | 0.31 | 0.31 | 0.31
| Base FOM Costs by Reporting Type | RMPA | West | CT | PeakG | 48.87 | 72.26 | 50.7 | 61.6 | 69.81 | 69.81 | PeakG | 48.87 | 72.26 | 50.7 | 61.6 | 69.81 | 69.81
| Base FOM Costs by Reporting Type | RMPA | West | CT | PeakO | 0.34 | 0.44 | 0.35 | 0.35 | 0.35 | 0.35 | PeakO | 0 | 0 | 0 | 0 | 0 | 0
| Base FOM Costs by Reporting Type | RMPA | West | Other Renew | ST | 0.19 | 23.7 | 23.7 | 24.06 | 24.06 | 24.06 | ST | 0.19 | 23.71 | 23.71 | 24.05 | 24.05 | 24.06
| Base FOM Costs by Reporting Type | RMPA | West | Steam O/G | STOG | 0 | 0 | 0 | 0 | 0 | 0 | STOG | 0 | 0 | 0 | 0 | 0 | 0
| Base FOM Costs by Reporting Type | RMPA | West | Other Renew | STWD | 0 | 0 | 0 | 0 | 0 | 0 | STWD | 0 | 0 | 0 | 0 | 0 | 0
| Base FOM Costs by Reporting Type | RMPA | West | On-shore Wind | WT | 67.62 | 167.18 | 167.18 | 182.19 | 182.19 | 186.02 | WT | 67.62 | 167.15 | 167.15 | 182.16 | 182.16 | 186.02
| Base FOM Costs by Reporting Type | RMPA | West | Coal | IGCC | 0 | 0 | 0 | 0 | 0 | 0 | IGCC | 0 | 0 | 0 | 0 | 0 | 0
| Base FOM Costs by Reporting Type | RMPA | West | DR | DemandResponse | 0 | 0 | 0 | 0 | 0 | 0 | DemandResponse | 0 | 0 | 0 | 0 | 0 | 0
| Base FOM Costs by Reporting Type | RMPA | West | Coal-CCS | IGCC-CCS | 0 | 0 | 0 | 0 | 0 | 0 | IGCC-CCS | 0 | 0 | 0 | 0 | 0 | 0
| Base FOM Costs by Reporting Type | RMPA | West | Off-shore Wind | WT_off | 0 | 0 | 0 | 0 | 0 | 0 | WT_off | 0 | 0 | 0 | 0 | 0 | 0
| Base FOM Costs by Reporting Type | RMPA | West | Other | PseudoUnit | 0 | 0 | 0 | 0 | 0 | 0 | PseudoUnit | 0 | 0 | 0 | 0 | 0 | 0
| Base FOM Costs by Reporting Type | RMPA | West | HQ/Maritimes | FixedInterchange | 0 | 0 | 0 | 0 | 0 | 0 | FixedInterchange | 0 | 0 | 0 | 0 | 0 | 0
Base FOM Costs by Reporting Type
| Base FOM Costs by Reporting Type |  |  |  | Base FOM Costs by Reporting Type: SP15 | [6 empty] | Base FOM Costs by Reporting Type: SP15
| Base FOM Costs by Reporting Type |  |  |  | ReportingType | 2015 | 2020 | 2025 | 2030 | 2035 | 2040 | ReportingType | 2015 | 2020 | 2025 | 2030 | 2035 | 2040
| Base FOM Costs by Reporting Type | SP15 | West | Other Renew | BM | 0.6 | 0.6 | 0.6 | 0.6 | 0.61 | 0.61 | BM | 0.6 | 0.6 | 0.6 | 0.6 | 0.6 | 34.82
| Base FOM Costs by Reporting Type | SP15 | West | CC | CC | 326.38 | 404.28 | 338.14 | 347.73 | 381.72 | 391.3 | CC | 333.16 | 411.05 | 344.91 | 354.51 | 388.49 | 398.07
| Base FOM Costs by Reporting Type | SP15 | West | Other Renew | CSP | 0 | 0 | 0 | 0 | 0 | 0 | CSP | 0 | 0 | 0 | 0 | 0 | 0
| Base FOM Costs by Reporting Type | SP15 | West | CT | CT | 0 | 0 | 0 | 0 | 0 | 0 | CT | 0 | 0 | 0 | 0 | 0 | 0
| Base FOM Costs by Reporting Type | SP15 | West | Coal | Coal | 11.02 | 8.11 | 7.61 | 0 | 0 | 0 | Coal | 11.02 | 8.11 | 7.61 | 0 | 0 | 0
| Base FOM Costs by Reporting Type | SP15 | West | Other Renew | Geo | 86.16 | 208.35 | 208.35 | 208.35 | 208.35 | 208.35 | Geo | 86.16 | 208.35 | 208.35 | 208.35 | 208.35 | 208.35
| Base FOM Costs by Reporting Type | SP15 | West | Hydro | H | 16.57 | 16.57 | 16.57 | 16.57 | 16.57 | 16.57 | H | 16.57 | 16.57 | 16.57 | 16.57 | 16.57 | 16.57
| Base FOM Costs by Reporting Type | SP15 | West | Other Renew | LFG | 26.93 | 93.8 | 93.8 | 93.8 | 93.8 | 93.8 | LFG | 26.93 | 93.8 | 93.8 | 93.8 | 93.8 | 93.8
| Base FOM Costs by Reporting Type | SP15 | West | Nuclear | Nuc | 327.58 | 356.35 | 327.59 | 423.14 | 455.42 | 892.35 | Nuc | 327.58 | 356.35 | 327.59 | 402.82 | 471.16 | 840.38
| Base FOM Costs by Reporting Type | SP15 | West | Other | PS | 34.19 | 34.19 | 34.19 | 34.19 | 34.19 | 34.19 | PS | 34.19 | 34.19 | 34.19 | 34.19 | 34.19 | 34.19
| Base FOM Costs by Reporting Type | SP15 | West | Other Renew | PV | 1.87 | 1.87 | 1.87 | 1.87 | 1.87 | 1.87 | PV | 1.87 | 1.87 | 1.87 | 1.87 | 1.87 | 1.87
| Base FOM Costs by Reporting Type | SP15 | West | CT | PeakG | 76.73 | 111.44 | 93.22 | 103.59 | 103.59 | 103.59 | PeakG | 76.73 | 111.44 | 93.22 | 103.59 | 103.59 | 103.59
| Base FOM Costs by Reporting Type | SP15 | West | CT | PeakO | 1.47 | 1.91 | 1.53 | 1.53 | 1.53 | 1.53 | PeakO | 1.47 | 1.91 | 1.53 | 1.53 | 1.53 | 1.53
| Base FOM Costs by Reporting Type | SP15 | West | Other Renew | ST | 28.67 | 28.67 | 28.67 | 28.67 | 182.88 | 236.4 | ST | 28.67 | 28.67 | 28.67 | 28.67 | 182.88 | 236.37
| Base FOM Costs by Reporting Type | SP15 | West | Steam O/G | STOG | 310.43 | 367.32 | 314.88 | 270.02 | 183.8 | 183.8 | STOG | 304.67 | 360.51 | 309.04 | 275.61 | 170.03 | 170.03
| Base FOM Costs by Reporting Type | SP15 | West | Other Renew | STWD | 3.81 | 4.77 | 3.89 | 3.89 | 3.89 | 3.89 | STWD | 3.81 | 4.77 | 3.89 | 3.89 | 3.89 | 3.89
| Base FOM Costs by Reporting Type | SP15 | West | On-shore Wind | WT | 71.03 | 99.63 | 468.68 | 468.69 | 468.69 | 468.69 | WT | 71.03 | 95.93 | 468.68 | 468.68 | 468.68 | 468.68
| Base FOM Costs by Reporting Type | SP15 | West | Coal | IGCC | 0 | 0 | 0 | 0 | 0 | 0 | IGCC | 0 | 0 | 0 | 0 | 0 | 0
| Base FOM Costs by Reporting Type | SP15 | West | DR | DemandResponse | 0 | 0 | 0 | 0 | 0 | 0 | DemandResponse | 0 | 0 | 0 | 0 | 0 | 0
| Base FOM Costs by Reporting Type | SP15 | West | Coal-CCS | IGCC-CCS | 0 | 0 | 0 | 0 | 0 | 0 | IGCC-CCS | 0 | 0 | 0 | 0 | 0 | 0
| Base FOM Costs by Reporting Type | SP15 | West | Off-shore Wind | WT_off | 0 | 0 | 0 | 0 | 0 | 0 | WT_off | 0 | 0 | 0 | 0 | 0 | 0
| Base FOM Costs by Reporting Type | SP15 | West | Other | PseudoUnit | 0 | 0 | 0 | 0 | 0 | 0 | PseudoUnit | 0 | 0 | 0 | 0 | 0 | 0
| Base FOM Costs by Reporting Type | SP15 | West | HQ/Maritimes | FixedInterchange | 0 | 0 | 0 | 0 | 0 | 0 | FixedInterchange | 0 | 0 | 0 | 0 | 0 | 0
Base FOM Costs by Reporting Type
| Base FOM Costs by Reporting Type |  |  |  | Base FOM Costs by Reporting Type: ALB | [6 empty] | Base FOM Costs by Reporting Type: ALB
| Base FOM Costs by Reporting Type |  |  |  | ReportingType | 2015 | 2020 | 2025 | 2030 | 2035 | 2040 | ReportingType | 2015 | 2020 | 2025 | 2030 | 2035 | 2040
| Base FOM Costs by Reporting Type | ALB | West | Other Renew | BM | 0 | 0 | 0 | 0 | 0 | 0 | BM | 0 | 0 | 0 | 0 | 0 | 0
| Base FOM Costs by Reporting Type | ALB | West | CC | CC | 77.32 | 77.32 | 11.98 | 11.98 | 11.98 | 0.01 | CC | 77.33 | 77.33 | 11.99 | 11.99 | 11.99 | 0
| Base FOM Costs by Reporting Type | ALB | West | Other Renew | CSP | 0 | 0 | 0 | 0 | 0 | 0 | CSP | 0 | 0 | 0 | 0 | 0 | 0
| Base FOM Costs by Reporting Type | ALB | West | CT | CT | 1.35 | 1.35 | 1.35 | 1.35 | 0 | 0 | CT | 1.35 | 1.35 | 1.35 | 1.35 | 0 | 0
| Base FOM Costs by Reporting Type | ALB | West | Coal | Coal | 279.21 | 295.4 | 14.71 | 14.71 | 14.71 | 14.71 | Coal | 279.17 | 295.36 | 14.69 | 14.69 | 14.69 | 14.69
| Base FOM Costs by Reporting Type | ALB | West | Other Renew | Geo | 0 | 0 | 0 | 0 | 0 | 0 | Geo | 0 | 0 | 0 | 0 | 0 | 0
| Base FOM Costs by Reporting Type | ALB | West | Hydro | H | 12.99 | 12.99 | 12.99 | 12.99 | 12.99 | 12.99 | H | 12.99 | 12.99 | 12.99 | 12.99 | 12.99 | 12.99
| Base FOM Costs by Reporting Type | ALB | West | Other Renew | LFG | 1.21 | 1.21 | 1.21 | 1.21 | 1.21 | 1.21 | LFG | 1.21 | 1.21 | 1.21 | 1.21 | 1.21 | 1.21
| Base FOM Costs by Reporting Type | ALB | West | Nuclear | Nuc | 0.01 | 0.01 | 646.84 | 778.2 | 791.88 | 797.28 | Nuc | 0.01 | 0.01 | 646.8 | 778.5 | 784.99 | 797.28
| Base FOM Costs by Reporting Type | ALB | West | Other | PS | 0 | 0 | 0 | 0 | 0 | 0 | PS | 0 | 0 | 0 | 0 | 0 | 0
| Base FOM Costs by Reporting Type | ALB | West | Other Renew | PV | 0 | 0 | 0 | 0 | 0 | 0 | PV | 0 | 0 | 0 | 0 | 0 | 0
| Base FOM Costs by Reporting Type | ALB | West | CT | PeakG | 28.74 | 28.74 | 24.2 | 24.2 | 34.09 | 34.09 | PeakG | 28.74 | 28.74 | 24.22 | 24.22 | 34.11 | 34.11
| Base FOM Costs by Reporting Type | ALB | West | CT | PeakO | 0 | 0 | 0 | 0 | 0 | 0 | PeakO | 0 | 0 | 0 | 0 | 0 | 0
| Base FOM Costs by Reporting Type | ALB | West | Other Renew | ST | 0 | 0 | 0 | 0 | 0 | 0 | ST | 0 | 0 | 0 | 0 | 0 | 0
| Base FOM Costs by Reporting Type | ALB | West | Steam O/G | STOG | 0 | 0 | 0 | 0 | 0 | 0 | STOG | 0 | 0 | 0 | 0 | 0 | 0
| Base FOM Costs by Reporting Type | ALB | West | Other Renew | STWD | 5.58 | 5.58 | 5.58 | 5.58 | 5.58 | 5.58 | STWD | 5.58 | 5.58 | 5.58 | 5.58 | 5.58 | 5.58
| Base FOM Costs by Reporting Type | ALB | West | On-shore Wind | WT | 22.94 | 22.94 | 22.94 | 22.94 | 25.5 | 25.5 | WT | 22.94 | 22.94 | 22.94 | 22.94 | 25.5 | 25.5
| Base FOM Costs by Reporting Type | ALB | West | Coal | IGCC | 0 | 0 | 0 | 0 | 0 | 0 | IGCC | 0 | 0 | 0 | 0 | 0 | 0
| Base FOM Costs by Reporting Type | ALB | West | DR | DemandResponse | 0 | 0 | 0 | 0 | 0 | 0 | DemandResponse | 0 | 0 | 0 | 0 | 0 | 0
| Base FOM Costs by Reporting Type | ALB | West | Coal-CCS | IGCC-CCS | 0 | 0 | 0 | 0 | 0 | 0 | IGCC-CCS | 0 | 0 | 0 | 0 | 0 | 0
| Base FOM Costs by Reporting Type | ALB | West | Off-shore Wind | WT_off | 0 | 0 | 0 | 0 | 0 | 0 | WT_off | 0 | 0 | 0 | 0 | 0 | 0
| Base FOM Costs by Reporting Type | ALB | West | Other | PseudoUnit | 0 | 0 | 0 | 0 | 0 | 0 | PseudoUnit | 0 | 0 | 0 | 0 | 0 | 0
| Base FOM Costs by Reporting Type | ALB | West | HQ/Maritimes | FixedInterchange | 0 | 0 | 0 | 0 | 0 | 0 | FixedInterchange | 0 | 0 | 0 | 0 | 0 | 0
Base FOM Costs by Reporting Type
| Base FOM Costs by Reporting Type |  |  |  | Base FOM Costs by Reporting Type: BC | [6 empty] | Base FOM Costs by Reporting Type: BC
| Base FOM Costs by Reporting Type |  |  |  | ReportingType | 2015 | 2020 | 2025 | 2030 | 2035 | 2040 | ReportingType | 2015 | 2020 | 2025 | 2030 | 2035 | 2040
| Base FOM Costs by Reporting Type | BC | West | Other Renew | BM | 0 | 0 | 0 | 0 | 0 | 0 | BM | 0 | 0 | 0 | 0 | 0 | 0
| Base FOM Costs by Reporting Type | BC | West | CC | CC | 6.08 | 6.08 | 0 | 0 | 0 | 0 | CC | 6.08 | 6.08 | 0 | 0 | 0 | 0
| Base FOM Costs by Reporting Type | BC | West | Other Renew | CSP | 0 | 0 | 0 | 0 | 0 | 0 | CSP | 0 | 0 | 0 | 0 | 0 | 0
| Base FOM Costs by Reporting Type | BC | West | CT | CT | 0 | 0 | 0 | 0 | 0 | 0 | CT | 0 | 0 | 0 | 0 | 0 | 0
| Base FOM Costs by Reporting Type | BC | West | Coal | Coal | 0 | 0 | 0 | 0 | 0 | 0 | Coal | 0 | 0 | 0 | 0 | 0 | 0
| Base FOM Costs by Reporting Type | BC | West | Other Renew | Geo | 0 | 0 | 0 | 0 | 0 | 0 | Geo | 0 | 0 | 0 | 0 | 0 | 0
| Base FOM Costs by Reporting Type | BC | West | Hydro | H | 173.22 | 173.22 | 173.22 | 173.22 | 173.22 | 173.22 | H | 173.22 | 173.22 | 173.22 | 173.22 | 173.22 | 173.22
| Base FOM Costs by Reporting Type | BC | West | Other Renew | LFG | 2.9 | 2.9 | 2.9 | 2.9 | 2.9 | 2.9 | LFG | 2.9 | 2.9 | 2.9 | 2.9 | 2.9 | 2.9
| Base FOM Costs by Reporting Type | BC | West | Nuclear | Nuc | 0.01 | 0.01 | 53.08 | 90.85 | 90.85 | 121.19 | Nuc | 0.01 | 0.01 | 53.09 | 90.9 | 90.9 | 121.28
| Base FOM Costs by Reporting Type | BC | West | Other | PS | 0 | 0 | 0 | 0 | 0 | 0 | PS | 0 | 0 | 0 | 0 | 0 | 0
| Base FOM Costs by Reporting Type | BC | West | Other Renew | PV | 0 | 0 | 0 | 0 | 0 | 0 | PV | 0 | 0 | 0 | 0 | 0 | 0
| Base FOM Costs by Reporting Type | BC | West | CT | PeakG | 2.66 | 2.77 | 0.02 | 0.02 | 0.02 | 0.02 | PeakG | 2.66 | 2.77 | 0 | 0 | 0 | 0
| Base FOM Costs by Reporting Type | BC | West | CT | PeakO | 1.16 | 1.29 | 0 | 0 | 0 | 0 | PeakO | 1.16 | 1.29 | 0 | 0 | 0 | 0
| Base FOM Costs by Reporting Type | BC | West | Other Renew | ST | 0 | 0 | 0 | 0 | 0 | 0 | ST | 0 | 0 | 0 | 0 | 0 | 0
| Base FOM Costs by Reporting Type | BC | West | Steam O/G | STOG | 4.91 | 1.34 | 0 | 0 | 0 | 0 | STOG | 4.91 | 1.35 | 0 | 0 | 0 | 0
| Base FOM Costs by Reporting Type | BC | West | Other Renew | STWD | 16.34 | 16.34 | 16.34 | 16.34 | 16.34 | 16.34 | STWD | 16.34 | 16.34 | 16.34 | 16.34 | 16.34 | 16.34
| Base FOM Costs by Reporting Type | BC | West | On-shore Wind | WT | 7.53 | 7.53 | 7.53 | 7.53 | 11.91 | 11.91 | WT | 7.53 | 7.53 | 7.53 | 7.53 | 11.91 | 11.91
| Base FOM Costs by Reporting Type | BC | West | Coal | IGCC | 0 | 0 | 0 | 0 | 0 | 0 | IGCC | 0 | 0 | 0 | 0 | 0 | 0
| Base FOM Costs by Reporting Type | BC | West | DR | DemandResponse | 0 | 0 | 0 | 0 | 0 | 0 | DemandResponse | 0 | 0 | 0 | 0 | 0 | 0
| Base FOM Costs by Reporting Type | BC | West | Coal-CCS | IGCC-CCS | 0 | 0 | 0 | 0 | 0 | 0 | IGCC-CCS | 0 | 0 | 0 | 0 | 0 | 0
| Base FOM Costs by Reporting Type | BC | West | Off-shore Wind | WT_off | 0 | 0 | 0 | 0 | 0 | 0 | WT_off | 0 | 0 | 0 | 0 | 0 | 0
| Base FOM Costs by Reporting Type | BC | West | Other | PseudoUnit | 0 | 0 | 0 | 0 | 0 | 0 | PseudoUnit | 0 | 0 | 0 | 0 | 0 | 0
| Base FOM Costs by Reporting Type | BC | West | HQ/Maritimes | FixedInterchange | 0 | 0 | 0 | 0 | 0 | 0 | FixedInterchange | 0 | 0 | 0 | 0 | 0 | 0
Base FOM Costs by Reporting Type
| Base FOM Costs by Reporting Type |  |  |  | Base FOM Costs by Reporting Type: HQ_IESO | [6 empty] | Base FOM Costs by Reporting Type: HQ_IESO
| Base FOM Costs by Reporting Type |  |  |  | ReportingType | 2015 | 2020 | 2025 | 2030 | 2035 | 2040 | ReportingType | 2015 | 2020 | 2025 | 2030 | 2035 | 2040
| Base FOM Costs by Reporting Type | HQ_IESO | HQ/Maritimes | Other Renew | BM | 0 | 0 | 0 | 0 | 0 | 0 | BM | 0 | 0 | 0 | 0 | 0 | 0
| Base FOM Costs by Reporting Type | HQ_IESO | HQ/Maritimes | CC | CC | 0 | 0 | 0 | 0 | 0 | 0 | CC | 0 | 0 | 0 | 0 | 0 | 0
| Base FOM Costs by Reporting Type | HQ_IESO | HQ/Maritimes | Other Renew | CSP | 0 | 0 | 0 | 0 | 0 | 0 | CSP | 0 | 0 | 0 | 0 | 0 | 0
| Base FOM Costs by Reporting Type | HQ_IESO | HQ/Maritimes | CT | CT | 0 | 0 | 0 | 0 | 0 | 0 | CT | 0 | 0 | 0 | 0 | 0 | 0
| Base FOM Costs by Reporting Type | HQ_IESO | HQ/Maritimes | Coal | Coal | 0 | 0 | 0 | 0 | 0 | 0 | Coal | 0 | 0 | 0 | 0 | 0 | 0
| Base FOM Costs by Reporting Type | HQ_IESO | HQ/Maritimes | Other Renew | Geo | 0 | 0 | 0 | 0 | 0 | 0 | Geo | 0 | 0 | 0 | 0 | 0 | 0
| Base FOM Costs by Reporting Type | HQ_IESO | HQ/Maritimes | Hydro | H | 0 | 0 | 0 | 0 | 0 | 0 | H | 0 | 0 | 0 | 0 | 0 | 0
| Base FOM Costs by Reporting Type | HQ_IESO | HQ/Maritimes | Other Renew | LFG | 0 | 0 | 0 | 0 | 0 | 0 | LFG | 0 | 0 | 0 | 0 | 0 | 0
| Base FOM Costs by Reporting Type | HQ_IESO | HQ/Maritimes | Nuclear | Nuc | 0.01 | 0.01 | 0.01 | 0.01 | 0.01 | 0.01 | Nuc | 0.01 | 0.01 | 0.01 | 0.01 | 0.01 | 0.01
| Base FOM Costs by Reporting Type | HQ_IESO | HQ/Maritimes | Other | PS | 0 | 0 | 0 | 0 | 0 | 0 | PS | 0 | 0 | 0 | 0 | 0 | 0
| Base FOM Costs by Reporting Type | HQ_IESO | HQ/Maritimes | Other Renew | PV | 0 | 0 | 0 | 0 | 0 | 0 | PV | 0 | 0 | 0 | 0 | 0 | 0
| Base FOM Costs by Reporting Type | HQ_IESO | HQ/Maritimes | CT | PeakG | 0 | 0 | 0 | 0 | 0 | 0 | PeakG | 0 | 0 | 0 | 0 | 0 | 0
| Base FOM Costs by Reporting Type | HQ_IESO | HQ/Maritimes | CT | PeakO | 0 | 0 | 0 | 0 | 0 | 0 | PeakO | 0 | 0 | 0 | 0 | 0 | 0
| Base FOM Costs by Reporting Type | HQ_IESO | HQ/Maritimes | Other Renew | ST | 0 | 0 | 0 | 0 | 0 | 0 | ST | 0 | 0 | 0 | 0 | 0 | 0
| Base FOM Costs by Reporting Type | HQ_IESO | HQ/Maritimes | Steam O/G | STOG | 0 | 0 | 0 | 0 | 0 | 0 | STOG | 0 | 0 | 0 | 0 | 0 | 0
| Base FOM Costs by Reporting Type | HQ_IESO | HQ/Maritimes | Other Renew | STWD | 0 | 0 | 0 | 0 | 0 | 0 | STWD | 0 | 0 | 0 | 0 | 0 | 0
| Base FOM Costs by Reporting Type | HQ_IESO | HQ/Maritimes | On-shore Wind | WT | 0 | 0 | 0 | 0 | 0 | 0 | WT | 0 | 0 | 0 | 0 | 0 | 0
| Base FOM Costs by Reporting Type | HQ_IESO | HQ/Maritimes | Coal | IGCC | 0 | 0 | 0 | 0 | 0 | 0 | IGCC | 0 | 0 | 0 | 0 | 0 | 0
| Base FOM Costs by Reporting Type | HQ_IESO | HQ/Maritimes | DR | DemandResponse | 0 | 0 | 0 | 0 | 0 | 0 | DemandResponse | 0 | 0 | 0 | 0 | 0 | 0
| Base FOM Costs by Reporting Type | HQ_IESO | HQ/Maritimes | Coal-CCS | IGCC-CCS | 0 | 0 | 0 | 0 | 0 | 0 | IGCC-CCS | 0 | 0 | 0 | 0 | 0 | 0
| Base FOM Costs by Reporting Type | HQ_IESO | HQ/Maritimes | Off-shore Wind | WT_off | 0 | 0 | 0 | 0 | 0 | 0 | WT_off | 0 | 0 | 0 | 0 | 0 | 0
| Base FOM Costs by Reporting Type | HQ_IESO | HQ/Maritimes | Other | PseudoUnit | 0 | 0 | 0 | 0.04 | 35.6 | 35.6 | PseudoUnit | 0 | 0 | 0 | 0 | 0 | 0
| Base FOM Costs by Reporting Type | HQ_IESO | HQ/Maritimes | HQ/Maritimes | FixedInterchange | 0 | 0 | 0 | 0 | 0 | 0 | FixedInterchange | 0 | 0 | 0 | 0 | 0 | 0
Base FOM Costs by Reporting Type
| Base FOM Costs by Reporting Type |  |  |  | Base FOM Costs by Reporting Type: HQ_NEISO | [6 empty] | Base FOM Costs by Reporting Type: HQ_NEISO
| Base FOM Costs by Reporting Type |  |  |  | ReportingType | 2015 | 2020 | 2025 | 2030 | 2035 | 2040 | ReportingType | 2015 | 2020 | 2025 | 2030 | 2035 | 2040
| Base FOM Costs by Reporting Type | HQ_NEISO | HQ/Maritimes | Other Renew | BM | 0 | 0 | 0 | 0 | 0 | 0 | BM | 0 | 0 | 0 | 0 | 0 | 0
| Base FOM Costs by Reporting Type | HQ_NEISO | HQ/Maritimes | CC | CC | 0 | 0 | 0 | 0 | 0 | 0 | CC | 0 | 0 | 0 | 0 | 0 | 0
| Base FOM Costs by Reporting Type | HQ_NEISO | HQ/Maritimes | Other Renew | CSP | 0 | 0 | 0 | 0 | 0 | 0 | CSP | 0 | 0 | 0 | 0 | 0 | 0
| Base FOM Costs by Reporting Type | HQ_NEISO | HQ/Maritimes | CT | CT | 0 | 0 | 0 | 0 | 0 | 0 | CT | 0 | 0 | 0 | 0 | 0 | 0
| Base FOM Costs by Reporting Type | HQ_NEISO | HQ/Maritimes | Coal | Coal | 0 | 0 | 0 | 0 | 0 | 0 | Coal | 0 | 0 | 0 | 0 | 0 | 0
| Base FOM Costs by Reporting Type | HQ_NEISO | HQ/Maritimes | Other Renew | Geo | 0 | 0 | 0 | 0 | 0 | 0 | Geo | 0 | 0 | 0 | 0 | 0 | 0
| Base FOM Costs by Reporting Type | HQ_NEISO | HQ/Maritimes | Hydro | H | 0 | 0 | 0 | 0 | 0 | 0 | H | 0 | 0 | 0 | 0 | 0 | 0
| Base FOM Costs by Reporting Type | HQ_NEISO | HQ/Maritimes | Other Renew | LFG | 0 | 0 | 0 | 0 | 0 | 0 | LFG | 0 | 0 | 0 | 0 | 0 | 0
| Base FOM Costs by Reporting Type | HQ_NEISO | HQ/Maritimes | Nuclear | Nuc | 0.01 | 0.01 | 0.01 | 0.01 | 0.01 | 0.01 | Nuc | 0.01 | 0.01 | 0.01 | 0.01 | 0.01 | 0.01
| Base FOM Costs by Reporting Type | HQ_NEISO | HQ/Maritimes | Other | PS | 0 | 0 | 0 | 0 | 0 | 0 | PS | 0 | 0 | 0 | 0 | 0 | 0
| Base FOM Costs by Reporting Type | HQ_NEISO | HQ/Maritimes | Other Renew | PV | 0 | 0 | 0 | 0 | 0 | 0 | PV | 0 | 0 | 0 | 0 | 0 | 0
| Base FOM Costs by Reporting Type | HQ_NEISO | HQ/Maritimes | CT | PeakG | 0 | 0 | 0 | 0 | 0 | 0 | PeakG | 0 | 0 | 0 | 0 | 0 | 0
| Base FOM Costs by Reporting Type | HQ_NEISO | HQ/Maritimes | CT | PeakO | 0 | 0 | 0 | 0 | 0 | 0 | PeakO | 0 | 0 | 0 | 0 | 0 | 0
| Base FOM Costs by Reporting Type | HQ_NEISO | HQ/Maritimes | Other Renew | ST | 0 | 0 | 0 | 0 | 0 | 0 | ST | 0 | 0 | 0 | 0 | 0 | 0
| Base FOM Costs by Reporting Type | HQ_NEISO | HQ/Maritimes | Steam O/G | STOG | 0 | 0 | 0 | 0 | 0 | 0 | STOG | 0 | 0 | 0 | 0 | 0 | 0
| Base FOM Costs by Reporting Type | HQ_NEISO | HQ/Maritimes | Other Renew | STWD | 0 | 0 | 0 | 0 | 0 | 0 | STWD | 0 | 0 | 0 | 0 | 0 | 0
| Base FOM Costs by Reporting Type | HQ_NEISO | HQ/Maritimes | On-shore Wind | WT | 0 | 0 | 0 | 0 | 0 | 0 | WT | 0 | 0 | 0 | 0 | 0 | 0
| Base FOM Costs by Reporting Type | HQ_NEISO | HQ/Maritimes | Coal | IGCC | 0 | 0 | 0 | 0 | 0 | 0 | IGCC | 0 | 0 | 0 | 0 | 0 | 0
| Base FOM Costs by Reporting Type | HQ_NEISO | HQ/Maritimes | DR | DemandResponse | 0 | 0 | 0 | 0 | 0 | 0 | DemandResponse | 0 | 0 | 0 | 0 | 0 | 0
| Base FOM Costs by Reporting Type | HQ_NEISO | HQ/Maritimes | Coal-CCS | IGCC-CCS | 0 | 0 | 0 | 0 | 0 | 0 | IGCC-CCS | 0 | 0 | 0 | 0 | 0 | 0
| Base FOM Costs by Reporting Type | HQ_NEISO | HQ/Maritimes | Off-shore Wind | WT_off | 0 | 0 | 0 | 0 | 0 | 0 | WT_off | 0 | 0 | 0 | 0 | 0 | 0
| Base FOM Costs by Reporting Type | HQ_NEISO | HQ/Maritimes | Other | PseudoUnit | 0 | 0 | 0 | 0.24 | 4.27 | 4.27 | PseudoUnit | 0 | 0 | 0 | 0 | 0 | 0
| Base FOM Costs by Reporting Type | HQ_NEISO | HQ/Maritimes | HQ/Maritimes | FixedInterchange | 0 | 0 | 0 | 0 | 0 | 0 | FixedInterchange | 0 | 0 | 0 | 0 | 0 | 0
Base FOM Costs by Reporting Type
| Base FOM Costs by Reporting Type |  |  |  | Base FOM Costs by Reporting Type: HQ_NY | [6 empty] | Base FOM Costs by Reporting Type: HQ_NY
| Base FOM Costs by Reporting Type |  |  |  | ReportingType | 2015 | 2020 | 2025 | 2030 | 2035 | 2040 | ReportingType | 2015 | 2020 | 2025 | 2030 | 2035 | 2040
| Base FOM Costs by Reporting Type | HQ_NY | HQ/Maritimes | Other Renew | BM | 0 | 0 | 0 | 0 | 0 | 0 | BM | 0 | 0 | 0 | 0 | 0 | 0
| Base FOM Costs by Reporting Type | HQ_NY | HQ/Maritimes | CC | CC | 0 | 0 | 0 | 0 | 0 | 0 | CC | 0 | 0 | 0 | 0 | 0 | 0
| Base FOM Costs by Reporting Type | HQ_NY | HQ/Maritimes | Other Renew | CSP | 0 | 0 | 0 | 0 | 0 | 0 | CSP | 0 | 0 | 0 | 0 | 0 | 0
| Base FOM Costs by Reporting Type | HQ_NY | HQ/Maritimes | CT | CT | 0 | 0 | 0 | 0 | 0 | 0 | CT | 0 | 0 | 0 | 0 | 0 | 0
| Base FOM Costs by Reporting Type | HQ_NY | HQ/Maritimes | Coal | Coal | 0 | 0 | 0 | 0 | 0 | 0 | Coal | 0 | 0 | 0 | 0 | 0 | 0
| Base FOM Costs by Reporting Type | HQ_NY | HQ/Maritimes | Other Renew | Geo | 0 | 0 | 0 | 0 | 0 | 0 | Geo | 0 | 0 | 0 | 0 | 0 | 0
| Base FOM Costs by Reporting Type | HQ_NY | HQ/Maritimes | Hydro | H | 0 | 0 | 0 | 0 | 0 | 0 | H | 0 | 0 | 0 | 0 | 0 | 0
| Base FOM Costs by Reporting Type | HQ_NY | HQ/Maritimes | Other Renew | LFG | 0 | 0 | 0 | 0 | 0 | 0 | LFG | 0 | 0 | 0 | 0 | 0 | 0
| Base FOM Costs by Reporting Type | HQ_NY | HQ/Maritimes | Nuclear | Nuc | 0.01 | 0.01 | 0.01 | 0.01 | 0.01 | 0.01 | Nuc | 0.01 | 0.01 | 0.01 | 0.01 | 0.01 | 0.01
| Base FOM Costs by Reporting Type | HQ_NY | HQ/Maritimes | Other | PS | 0 | 0 | 0 | 0 | 0 | 0 | PS | 0 | 0 | 0 | 0 | 0 | 0
| Base FOM Costs by Reporting Type | HQ_NY | HQ/Maritimes | Other Renew | PV | 0 | 0 | 0 | 0 | 0 | 0 | PV | 0 | 0 | 0 | 0 | 0 | 0
| Base FOM Costs by Reporting Type | HQ_NY | HQ/Maritimes | CT | PeakG | 0 | 0 | 0 | 0 | 0 | 0 | PeakG | 0 | 0 | 0 | 0 | 0 | 0
| Base FOM Costs by Reporting Type | HQ_NY | HQ/Maritimes | CT | PeakO | 0 | 0 | 0 | 0 | 0 | 0 | PeakO | 0 | 0 | 0 | 0 | 0 | 0
| Base FOM Costs by Reporting Type | HQ_NY | HQ/Maritimes | Other Renew | ST | 0 | 0 | 0 | 0 | 0 | 0 | ST | 0 | 0 | 0 | 0 | 0 | 0
| Base FOM Costs by Reporting Type | HQ_NY | HQ/Maritimes | Steam O/G | STOG | 0 | 0 | 0 | 0 | 0 | 0 | STOG | 0 | 0 | 0 | 0 | 0 | 0
| Base FOM Costs by Reporting Type | HQ_NY | HQ/Maritimes | Other Renew | STWD | 0 | 0 | 0 | 0 | 0 | 0 | STWD | 0 | 0 | 0 | 0 | 0 | 0
| Base FOM Costs by Reporting Type | HQ_NY | HQ/Maritimes | On-shore Wind | WT | 0 | 0 | 0 | 0 | 0 | 0 | WT | 0 | 0 | 0 | 0 | 0 | 0
| Base FOM Costs by Reporting Type | HQ_NY | HQ/Maritimes | Coal | IGCC | 0 | 0 | 0 | 0 | 0 | 0 | IGCC | 0 | 0 | 0 | 0 | 0 | 0
| Base FOM Costs by Reporting Type | HQ_NY | HQ/Maritimes | DR | DemandResponse | 0 | 0 | 0 | 0 | 0 | 0 | DemandResponse | 0 | 0 | 0 | 0 | 0 | 0
| Base FOM Costs by Reporting Type | HQ_NY | HQ/Maritimes | Coal-CCS | IGCC-CCS | 0 | 0 | 0 | 0 | 0 | 0 | IGCC-CCS | 0 | 0 | 0 | 0 | 0 | 0
| Base FOM Costs by Reporting Type | HQ_NY | HQ/Maritimes | Off-shore Wind | WT_off | 0 | 0 | 0 | 0 | 0 | 0 | WT_off | 0 | 0 | 0 | 0 | 0 | 0
| Base FOM Costs by Reporting Type | HQ_NY | HQ/Maritimes | Other | PseudoUnit | 0 | 0 | 0 | 35.6 | 35.6 | 35.6 | PseudoUnit | 0 | 0 | 0 | 0 | 0 | 0
| Base FOM Costs by Reporting Type | HQ_NY | HQ/Maritimes | HQ/Maritimes | FixedInterchange | 0 | 0 | 0 | 0 | 0 | 0 | FixedInterchange | 0 | 0 | 0 | 0 | 0 | 0
Base FOM Costs by Reporting Type
| Base FOM Costs by Reporting Type |  |  |  | Base FOM Costs by Reporting Type: MARITIMES | [6 empty] | Base FOM Costs by Reporting Type: MARITIMES
| Base FOM Costs by Reporting Type |  |  |  | ReportingType | 2015 | 2020 | 2025 | 2030 | 2035 | 2040 | ReportingType | 2015 | 2020 | 2025 | 2030 | 2035 | 2040
| Base FOM Costs by Reporting Type | MARITIMES | HQ/Maritimes | Other Renew | BM | 0 | 0 | 0 | 0 | 0 | 0 | BM | 0 | 0 | 0 | 0 | 0 | 0
| Base FOM Costs by Reporting Type | MARITIMES | HQ/Maritimes | CC | CC | 0 | 0 | 0 | 0 | 0 | 0 | CC | 0 | 0 | 0 | 0 | 0 | 0
| Base FOM Costs by Reporting Type | MARITIMES | HQ/Maritimes | Other Renew | CSP | 0 | 0 | 0 | 0 | 0 | 0 | CSP | 0 | 0 | 0 | 0 | 0 | 0
| Base FOM Costs by Reporting Type | MARITIMES | HQ/Maritimes | CT | CT | 0 | 0 | 0 | 0 | 0 | 0 | CT | 0 | 0 | 0 | 0 | 0 | 0
| Base FOM Costs by Reporting Type | MARITIMES | HQ/Maritimes | Coal | Coal | 0 | 0 | 0 | 0 | 0 | 0 | Coal | 0 | 0 | 0 | 0 | 0 | 0
| Base FOM Costs by Reporting Type | MARITIMES | HQ/Maritimes | Other Renew | Geo | 0 | 0 | 0 | 0 | 0 | 0 | Geo | 0 | 0 | 0 | 0 | 0 | 0
| Base FOM Costs by Reporting Type | MARITIMES | HQ/Maritimes | Hydro | H | 0 | 0 | 0 | 0 | 0 | 0 | H | 0 | 0 | 0 | 0 | 0 | 0
| Base FOM Costs by Reporting Type | MARITIMES | HQ/Maritimes | Other Renew | LFG | 0 | 0 | 0 | 0 | 0 | 0 | LFG | 0 | 0 | 0 | 0 | 0 | 0
| Base FOM Costs by Reporting Type | MARITIMES | HQ/Maritimes | Nuclear | Nuc | 0.01 | 0.01 | 0.01 | 0.01 | 0.01 | 0.01 | Nuc | 0.01 | 0.01 | 0.01 | 0.01 | 0.01 | 0.01
| Base FOM Costs by Reporting Type | MARITIMES | HQ/Maritimes | Other | PS | 0 | 0 | 0 | 0 | 0 | 0 | PS | 0 | 0 | 0 | 0 | 0 | 0
| Base FOM Costs by Reporting Type | MARITIMES | HQ/Maritimes | Other Renew | PV | 0 | 0 | 0 | 0 | 0 | 0 | PV | 0 | 0 | 0 | 0 | 0 | 0
| Base FOM Costs by Reporting Type | MARITIMES | HQ/Maritimes | CT | PeakG | 0 | 0 | 0 | 0 | 0 | 0 | PeakG | 0 | 0 | 0 | 0 | 0 | 0
| Base FOM Costs by Reporting Type | MARITIMES | HQ/Maritimes | CT | PeakO | 0 | 0 | 0 | 0 | 0 | 0 | PeakO | 0 | 0 | 0 | 0 | 0 | 0
| Base FOM Costs by Reporting Type | MARITIMES | HQ/Maritimes | Other Renew | ST | 0 | 0 | 0 | 0 | 0 | 0 | ST | 0 | 0 | 0 | 0 | 0 | 0
| Base FOM Costs by Reporting Type | MARITIMES | HQ/Maritimes | Steam O/G | STOG | 0 | 0 | 0 | 0 | 0 | 0 | STOG | 0 | 0 | 0 | 0 | 0 | 0
| Base FOM Costs by Reporting Type | MARITIMES | HQ/Maritimes | Other Renew | STWD | 0 | 0 | 0 | 0 | 0 | 0 | STWD | 0 | 0 | 0 | 0 | 0 | 0
| Base FOM Costs by Reporting Type | MARITIMES | HQ/Maritimes | On-shore Wind | WT | 0 | 0 | 0 | 0 | 0 | 0 | WT | 0 | 0 | 0 | 0 | 0 | 0
| Base FOM Costs by Reporting Type | MARITIMES | HQ/Maritimes | Coal | IGCC | 0 | 0 | 0 | 0 | 0 | 0 | IGCC | 0 | 0 | 0 | 0 | 0 | 0
| Base FOM Costs by Reporting Type | MARITIMES | HQ/Maritimes | DR | DemandResponse | 0 | 0 | 0 | 0 | 0 | 0 | DemandResponse | 0 | 0 | 0 | 0 | 0 | 0
| Base FOM Costs by Reporting Type | MARITIMES | HQ/Maritimes | Coal-CCS | IGCC-CCS | 0 | 0 | 0 | 0 | 0 | 0 | IGCC-CCS | 0 | 0 | 0 | 0 | 0 | 0
| Base FOM Costs by Reporting Type | MARITIMES | HQ/Maritimes | Off-shore Wind | WT_off | 0 | 0 | 0 | 0 | 0 | 0 | WT_off | 0 | 0 | 0 | 0 | 0 | 0
| Base FOM Costs by Reporting Type | MARITIMES | HQ/Maritimes | Other | PseudoUnit | 0 | 0 | 0 | 0.25 | 7.12 | 7.12 | PseudoUnit | 0 | 0 | 0 | 0 | 0 | 0
| Base FOM Costs by Reporting Type | MARITIMES | HQ/Maritimes | HQ/Maritimes | FixedInterchange | 0 | 0 | 0 | 0 | 0 | 0 | FixedInterchange | 0 | 0 | 0 | 0 | 0 | 0
Base FOM Costs by Reporting Type
| Base FOM Costs by Reporting Type |  |  |  | Base FOM Costs by Reporting Type: All | [6 empty] | Base FOM Costs by Reporting Type: All
| Base FOM Costs by Reporting Type |  |  |  | ReportingType | 2015 | 2020 | 2025 | 2030 | 2035 | 2040 | ReportingType | 2015 | 2020 | 2025 | 2030 | 2035 | 2040
| Base FOM Costs by Reporting Type | All | All | Other Renew | BM | 125.73 | 142.88 | 197.01 | 311.88 | 3271.13 | 5571.7 | BM | 125.73 | 142.8 | 196.97 | 198.21 | 2239.44 | 6575.93
| Base FOM Costs by Reporting Type | All | All | CC | CC | 7256.49 | 9356.04 | 7867.7 | 7727.01 | 6912.65 | 6296.95 | CC | 7425.15 | 9682.94 | 8194.12 | 8130.42 | 7242.74 | 6038.64
| Base FOM Costs by Reporting Type | All | All | Other Renew | CSP | 0 | 0 | 0 | 0 | 0 | 0 | CSP | 0 | 0 | 0 | 0 | 0 | 0
| Base FOM Costs by Reporting Type | All | All | CT | CT | 42.81 | 45.52 | 45.52 | 44.58 | 32.06 | 31.89 | CT | 42.8 | 45.65 | 45.65 | 44.64 | 14.93 | 14.93
| Base FOM Costs by Reporting Type | All | All | Coal | Coal | 11525.86 | 7134.04 | 2999.46 | 2006.47 | 2195.54 | 2593.23 | Coal | 10792.3 | 5959.67 | 3060.93 | 1984.6 | 2132.31 | 2503.97
| Base FOM Costs by Reporting Type | All | All | Other Renew | Geo | 226.72 | 401.57 | 774.78 | 774.78 | 774.78 | 774.78 | Geo | 226.72 | 401.57 | 774.79 | 774.79 | 774.79 | 774.79
| Base FOM Costs by Reporting Type | All | All | Hydro | H | 1511 | 1528.07 | 1560.37 | 1612.64 | 1634.49 | 1634.5 | H | 1511 | 1528.55 | 1574.01 | 1594.33 | 1620.61 | 1622.41
| Base FOM Costs by Reporting Type | All | All | Other Renew | LFG | 498.9 | 733.9 | 999.82 | 1086.94 | 1086.95 | 1086.96 | LFG | 498.94 | 733.94 | 999.86 | 1086.91 | 1086.97 | 1086.97
| Base FOM Costs by Reporting Type | All | All | Nuclear | Nuc | 16696.36 | 17842.96 | 18287.59 | 22165.85 | 23398.71 | 34662.99 | Nuc | 16696.36 | 17842.96 | 18575.5 | 22165.86 | 23398.71 | 34662.99
| Base FOM Costs by Reporting Type | All | All | Other | PS | 517.25 | 517.25 | 517.25 | 517.25 | 517.25 | 517.25 | PS | 517.25 | 517.25 | 517.25 | 517.25 | 517.25 | 517.25
| Base FOM Costs by Reporting Type | All | All | Other Renew | PV | 26.7 | 61.19 | 76.24 | 79.15 | 60.8 | 61.89 | PV | 26.7 | 61.25 | 76.3 | 79.22 | 61.38 | 64.8
| Base FOM Costs by Reporting Type | All | All | CT | PeakG | 2061.57 | 3020.76 | 2273.49 | 2653.35 | 2512.02 | 2486.5 | PeakG | 2056.62 | 3014.12 | 2268.4 | 2435.71 | 2460.52 | 2434.79
| Base FOM Costs by Reporting Type | All | All | CT | PeakO | 542.84 | 712.19 | 575.91 | 509.03 | 457.98 | 457.99 | PeakO | 538.32 | 706.09 | 522.78 | 499.52 | 397.14 | 359.53
| Base FOM Costs by Reporting Type | All | All | Other Renew | ST | 48.64 | 100.68 | 115.25 | 122.74 | 310.39 | 363.95 | ST | 48.64 | 100.69 | 115.26 | 122.71 | 310.4 | 363.9
| Base FOM Costs by Reporting Type | All | All | Steam O/G | STOG | 2249.14 | 2655.86 | 2070.59 | 1720.86 | 1326.33 | 957.61 | STOG | 2192.38 | 2588.7 | 1704.45 | 1506.3 | 996.87 | 976
| Base FOM Costs by Reporting Type | All | All | Other Renew | STWD | 158.67 | 191.92 | 161.28 | 161.28 | 161.28 | 161.28 | STWD | 158.67 | 191.92 | 161.28 | 161.28 | 161.28 | 161.28
| Base FOM Costs by Reporting Type | All | All | On-shore Wind | WT | 2034.49 | 5823.61 | 10920.77 | 11820.53 | 12571.23 | 13070.2 | WT | 2034.5 | 4841.03 | 7374.19 | 10873.39 | 12147.54 | 12463.41
| Base FOM Costs by Reporting Type | All | All | Coal | IGCC | 30.23 | 30.23 | 30.23 | 30.23 | 30.23 | 30.23 | IGCC | 30.22 | 30.22 | 30.22 | 30.22 | 30.22 | 30.22
| Base FOM Costs by Reporting Type | All | All | DR | DemandResponse | 0 | 0 | 0 | 0 | 0 | 0 | DemandResponse | 0 | 0 | 0 | 0 | 0 | 0
| Base FOM Costs by Reporting Type | All | All | Coal-CCS | IGCC-CCS | 0 | 0.01 | 0.02 | 0.02 | 0.04 | 0.04 | IGCC-CCS | 0 | 0 | 0 | 0 | 0 | 0
| Base FOM Costs by Reporting Type | All | All | Off-shore Wind | WT_off | 24.96 | 24.96 | 83.63 | 83.64 | 83.64 | 83.64 | WT_off | 25.01 | 25.01 | 83.68 | 83.68 | 1464.79 | 1958.25
| Base FOM Costs by Reporting Type | All | All | Other | PseudoUnit | 0 | 0 | 0 | 36.13 | 82.59 | 82.59 | PseudoUnit | 0 | 0 | 0 | 0 | 0 | 0
| Base FOM Costs by Reporting Type | All | All | HQ/Maritimes | FixedInterchange | 0 | 0 | 0 | 0 | 0 | 0 | FixedInterchange | 0 | 0 | 0 | 0 | 0 | 0
Base FOM Costs by Reporting Type
| Base FOM Costs by Reporting Type |  |  |  | Base FOM Costs by Reporting Type: EI_US | [6 empty] | Base FOM Costs by Reporting Type: EI_US
| Base FOM Costs by Reporting Type |  |  |  | ReportingType | 2015 | 2020 | 2025 | 2030 | 2035 | 2040 | ReportingType | 2015 | 2020 | 2025 | 2030 | 2035 | 2040
| Base FOM Costs by Reporting Type | EI_US | EI_US | Other Renew | BM | 74.48 | 91.63 | 145.77 | 260.64 | 2753.83 | 4898.76 | BM | 74.48 | 91.55 | 145.72 | 146.96 | 1705.18 | 5805.63
| Base FOM Costs by Reporting Type | EI_US | EI_US | CC | CC | 4784.74 | 6244.47 | 5325.99 | 5206.95 | 4666.35 | 4253.53 | CC | 4940.7 | 6555.77 | 5636.83 | 5532.79 | 4984.3 | 3972.46
| Base FOM Costs by Reporting Type | EI_US | EI_US | Other Renew | CSP | 0 | 0 | 0 | 0 | 0 | 0 | CSP | 0 | 0 | 0 | 0 | 0 | 0
| Base FOM Costs by Reporting Type | EI_US | EI_US | CT | CT | 28.95 | 31.66 | 31.66 | 30.72 | 32.05 | 31.87 | CT | 28.95 | 31.79 | 31.79 | 30.78 | 14.93 | 14.93
| Base FOM Costs by Reporting Type | EI_US | EI_US | Coal | Coal | 9414.26 | 5336.55 | 2374.26 | 1695.29 | 1880.82 | 2219.6 | Coal | 8680.92 | 4172.73 | 2454.18 | 1673.37 | 1817.54 | 2130.23
| Base FOM Costs by Reporting Type | EI_US | EI_US | Other Renew | Geo | 3.95 | 3.95 | 3.95 | 3.95 | 3.95 | 3.95 | Geo | 3.95 | 3.95 | 3.95 | 3.95 | 3.95 | 3.95
| Base FOM Costs by Reporting Type | EI_US | EI_US | Hydro | H | 419.29 | 426.46 | 437.47 | 451.15 | 468.23 | 468.24 | H | 419.29 | 426.94 | 451.11 | 451.16 | 466.95 | 468.24
| Base FOM Costs by Reporting Type | EI_US | EI_US | Other Renew | LFG | 417.17 | 545.26 | 700.44 | 787.5 | 787.5 | 787.52 | LFG | 417.2 | 539.79 | 723.39 | 787.52 | 787.52 | 787.52
| Base FOM Costs by Reporting Type | EI_US | EI_US | Nuclear | Nuc | 12948.03 | 13763.39 | 13559.74 | 15802.98 | 15552.98 | 25269.91 | Nuc | 12948.03 | 13763.39 | 13836.51 | 16223.48 | 15565.46 | 25450.06
| Base FOM Costs by Reporting Type | EI_US | EI_US | Other | PS | 401.94 | 401.94 | 401.94 | 401.94 | 401.94 | 401.94 | PS | 401.94 | 401.94 | 401.94 | 401.94 | 401.94 | 401.94
| Base FOM Costs by Reporting Type | EI_US | EI_US | Other Renew | PV | 2.71 | 37.2 | 52.24 | 55.16 | 54.85 | 55.94 | PV | 2.71 | 37.25 | 52.31 | 55.23 | 55.45 | 58.87
| Base FOM Costs by Reporting Type | EI_US | EI_US | CT | PeakG | 1694.01 | 2500.81 | 1858.15 | 2187.27 | 2023.36 | 1997.84 | PeakG | 1689.1 | 2494.21 | 1853.11 | 1969.68 | 1971.9 | 1946.18
| Base FOM Costs by Reporting Type | EI_US | EI_US | CT | PeakO | 522.44 | 686.13 | 556 | 489.12 | 438.07 | 438.08 | PeakO | 518.28 | 680.47 | 503.25 | 479.98 | 377.59 | 339.99
| Base FOM Costs by Reporting Type | EI_US | EI_US | Other Renew | ST | 0 | 0 | 0 | 0 | 0 | 0 | ST | 0 | 0 | 0 | 0 | 0 | 0
| Base FOM Costs by Reporting Type | EI_US | EI_US | Steam O/G | STOG | 1174.75 | 1390.05 | 1185 | 1129.74 | 1076.07 | 707.34 | STOG | 1156.7 | 1368.68 | 849.71 | 830.27 | 782.72 | 761.84
| Base FOM Costs by Reporting Type | EI_US | EI_US | Other Renew | STWD | 95.51 | 119.51 | 97.38 | 97.38 | 97.38 | 97.38 | STWD | 95.51 | 119.51 | 97.38 | 97.38 | 97.38 | 97.38
| Base FOM Costs by Reporting Type | EI_US | EI_US | On-shore Wind | WT | 1142.41 | 4379.74 | 8561.17 | 8846.95 | 9362.59 | 9559.39 | WT | 1142.42 | 3400.91 | 5014.78 | 7899.84 | 8938.86 | 9154.28
| Base FOM Costs by Reporting Type | EI_US | EI_US | Coal | IGCC | 30.23 | 30.23 | 30.23 | 30.23 | 30.23 | 30.23 | IGCC | 30.22 | 30.22 | 30.22 | 30.22 | 30.22 | 30.22
| Base FOM Costs by Reporting Type | EI_US | EI_US | DR | DemandResponse | 0 | 0 | 0 | 0 | 0 | 0 | DemandResponse | 0 | 0 | 0 | 0 | 0 | 0
| Base FOM Costs by Reporting Type | EI_US | EI_US | Coal-CCS | IGCC-CCS | 0 | 0.01 | 0.01 | 0.02 | 0.03 | 0.04 | IGCC-CCS | 0 | 0 | 0 | 0 | 0 | 0
| Base FOM Costs by Reporting Type | EI_US | EI_US | Off-shore Wind | WT_off | 24.96 | 24.96 | 83.63 | 83.63 | 83.64 | 83.64 | WT_off | 25.01 | 25.01 | 83.68 | 83.68 | 1464.79 | 1958.25
| Base FOM Costs by Reporting Type | EI_US | EI_US | Other | PseudoUnit | 0 | 0 | 0 | 36.09 | 46.99 | 46.99 | PseudoUnit | 0 | 0 | 0 | 0 | 0 | 0
| Base FOM Costs by Reporting Type | EI_US | EI_US | HQ/Maritimes | FixedInterchange | 0 | 0 | 0 | 0 | 0 | 0 | FixedInterchange | 0 | 0 | 0 | 0 | 0 | 0
Base FOM Costs by Reporting Type
| Base FOM Costs by Reporting Type |  |  |  | Base FOM Costs by Reporting Type: EI_Canada | [6 empty] | Base FOM Costs by Reporting Type: EI_Canada
| Base FOM Costs by Reporting Type |  |  |  | ReportingType | 2015 | 2020 | 2025 | 2030 | 2035 | 2040 | ReportingType | 2015 | 2020 | 2025 | 2030 | 2035 | 2040
| Base FOM Costs by Reporting Type | EI_Canada | EI_Canada | Other Renew | BM | 32.8 | 32.8 | 32.8 | 32.8 | 32.8 | 32.8 | BM | 32.8 | 32.8 | 32.8 | 32.8 | 32.8 | 32.8
| Base FOM Costs by Reporting Type | EI_Canada | EI_Canada | CC | CC | 39.87 | 39.87 | 18.18 | 18.18 | 18.18 | 18.18 | CC | 39.86 | 39.86 | 18.17 | 18.17 | 18.17 | 18.17
| Base FOM Costs by Reporting Type | EI_Canada | EI_Canada | Other Renew | CSP | 0 | 0 | 0 | 0 | 0 | 0 | CSP | 0 | 0 | 0 | 0 | 0 | 0
| Base FOM Costs by Reporting Type | EI_Canada | EI_Canada | CT | CT | 2.46 | 2.46 | 2.46 | 2.46 | 0 | 0 | CT | 2.46 | 2.46 | 2.46 | 2.46 | 0 | 0
| Base FOM Costs by Reporting Type | EI_Canada | EI_Canada | Coal | Coal | 62.88 | 26.25 | 0.01 | 0.01 | 0.01 | 0.01 | Coal | 62.89 | 26.25 | 0 | 0 | 0 | 0
| Base FOM Costs by Reporting Type | EI_Canada | EI_Canada | Other Renew | Geo | 0 | 0 | 0 | 0 | 0 | 0 | Geo | 0 | 0 | 0 | 0 | 0 | 0
| Base FOM Costs by Reporting Type | EI_Canada | EI_Canada | Hydro | H | 216.06 | 225.96 | 247.25 | 285.84 | 285.84 | 285.84 | H | 216.06 | 225.96 | 247.25 | 267.53 | 273.24 | 273.74
| Base FOM Costs by Reporting Type | EI_Canada | EI_Canada | Other Renew | LFG | 14.17 | 14.17 | 14.17 | 14.23 | 14.23 | 14.23 | LFG | 14.17 | 14.17 | 14.17 | 14.17 | 14.23 | 14.23
| Base FOM Costs by Reporting Type | EI_Canada | EI_Canada | Nuclear | Nuc | 1895.36 | 1895.36 | 1895.36 | 1895.36 | 1745.4 | 2079.71 | Nuc | 1895.36 | 1895.36 | 1895.36 | 1895.36 | 1745.4 | 2079.7
| Base FOM Costs by Reporting Type | EI_Canada | EI_Canada | Other | PS | 2.92 | 2.92 | 2.92 | 2.92 | 2.92 | 2.92 | PS | 2.92 | 2.92 | 2.92 | 2.92 | 2.92 | 2.92
| Base FOM Costs by Reporting Type | EI_Canada | EI_Canada | Other Renew | PV | 18.26 | 18.26 | 18.26 | 18.26 | 0.44 | 0.44 | PV | 18.26 | 18.26 | 18.26 | 18.26 | 0.44 | 0.44
| Base FOM Costs by Reporting Type | EI_Canada | EI_Canada | CT | PeakG | 9.92 | 9.93 | 0.14 | 0.05 | 0.05 | 0.05 | PeakG | 9.88 | 9.88 | 0.1 | 0 | 0 | 0
| Base FOM Costs by Reporting Type | EI_Canada | EI_Canada | CT | PeakO | 0.1 | 0.1 | 0.01 | 0.01 | 0.01 | 0.01 | PeakO | 0.09 | 0.09 | 0 | 0 | 0 | 0
| Base FOM Costs by Reporting Type | EI_Canada | EI_Canada | Other Renew | ST | 0 | 0 | 0 | 0 | 0 | 0 | ST | 0 | 0 | 0 | 0 | 0 | 0
| Base FOM Costs by Reporting Type | EI_Canada | EI_Canada | Steam O/G | STOG | 5.54 | 5.54 | 0 | 0 | 0 | 0 | STOG | 5.54 | 5.54 | 0 | 0 | 0 | 0
| Base FOM Costs by Reporting Type | EI_Canada | EI_Canada | Other Renew | STWD | 4.45 | 4.45 | 4.45 | 4.45 | 4.45 | 4.45 | STWD | 4.45 | 4.45 | 4.45 | 4.45 | 4.45 | 4.45
| Base FOM Costs by Reporting Type | EI_Canada | EI_Canada | On-shore Wind | WT | 120.82 | 120.82 | 120.82 | 120.82 | 112.33 | 313.94 | WT | 120.82 | 120.82 | 120.82 | 120.82 | 112.33 | 112.33
| Base FOM Costs by Reporting Type | EI_Canada | EI_Canada | Coal | IGCC | 0 | 0 | 0 | 0 | 0 | 0 | IGCC | 0 | 0 | 0 | 0 | 0 | 0
| Base FOM Costs by Reporting Type | EI_Canada | EI_Canada | DR | DemandResponse | 0 | 0 | 0 | 0 | 0 | 0 | DemandResponse | 0 | 0 | 0 | 0 | 0 | 0
| Base FOM Costs by Reporting Type | EI_Canada | EI_Canada | Coal-CCS | IGCC-CCS | 0 | 0 | 0 | 0 | 0 | 0 | IGCC-CCS | 0 | 0 | 0 | 0 | 0 | 0
| Base FOM Costs by Reporting Type | EI_Canada | EI_Canada | Off-shore Wind | WT_off | 0 | 0 | 0 | 0 | 0 | 0 | WT_off | 0 | 0 | 0 | 0 | 0 | 0
| Base FOM Costs by Reporting Type | EI_Canada | EI_Canada | Other | PseudoUnit | 0 | 0 | 0 | 0.04 | 35.6 | 35.6 | PseudoUnit | 0 | 0 | 0 | 0 | 0 | 0
| Base FOM Costs by Reporting Type | EI_Canada | EI_Canada | HQ/Maritimes | FixedInterchange | 0 | 0 | 0 | 0 | 0 | 0 | FixedInterchange | 0 | 0 | 0 | 0 | 0 | 0
Base FOM Costs by Reporting Type
| Base FOM Costs by Reporting Type |  |  |  | Base FOM Costs by Reporting Type: EI | [6 empty] | Base FOM Costs by Reporting Type: EI
| Base FOM Costs by Reporting Type |  |  |  | ReportingType | 2015 | 2020 | 2025 | 2030 | 2035 | 2040 | ReportingType | 2015 | 2020 | 2025 | 2030 | 2035 | 2040
| Base FOM Costs by Reporting Type | EI | EI | Other Renew | BM | 107.28 | 124.43 | 178.56 | 293.43 | 2786.63 | 4931.56 | BM | 107.28 | 124.35 | 178.52 | 179.76 | 1737.98 | 5838.43
| Base FOM Costs by Reporting Type | EI | EI | CC | CC | 4824.61 | 6284.34 | 5344.18 | 5225.14 | 4684.54 | 4271.71 | CC | 4980.57 | 6595.64 | 5655 | 5550.96 | 5002.47 | 3990.63
| Base FOM Costs by Reporting Type | EI | EI | Other Renew | CSP | 0 | 0 | 0 | 0 | 0 | 0 | CSP | 0 | 0 | 0 | 0 | 0 | 0
| Base FOM Costs by Reporting Type | EI | EI | CT | CT | 31.41 | 34.12 | 34.12 | 33.18 | 32.05 | 31.88 | CT | 31.41 | 34.25 | 34.25 | 33.25 | 14.93 | 14.93
| Base FOM Costs by Reporting Type | EI | EI | Coal | Coal | 9477.14 | 5362.8 | 2374.27 | 1695.29 | 1880.83 | 2219.61 | Coal | 8743.81 | 4198.98 | 2454.18 | 1673.37 | 1817.54 | 2130.23
| Base FOM Costs by Reporting Type | EI | EI | Other Renew | Geo | 3.95 | 3.95 | 3.95 | 3.95 | 3.95 | 3.95 | Geo | 3.95 | 3.95 | 3.95 | 3.95 | 3.95 | 3.95
| Base FOM Costs by Reporting Type | EI | EI | Hydro | H | 635.35 | 652.42 | 684.72 | 736.98 | 754.07 | 754.07 | H | 635.35 | 652.9 | 698.36 | 718.68 | 740.19 | 741.99
| Base FOM Costs by Reporting Type | EI | EI | Other Renew | LFG | 431.34 | 559.43 | 714.61 | 801.73 | 801.74 | 801.75 | LFG | 431.38 | 553.96 | 737.56 | 801.69 | 801.75 | 801.75
| Base FOM Costs by Reporting Type | EI | EI | Nuclear | Nuc | 14843.39 | 15658.74 | 15455.1 | 17698.33 | 17298.37 | 27349.62 | Nuc | 14843.39 | 15658.74 | 15731.87 | 18118.84 | 17310.85 | 27529.77
| Base FOM Costs by Reporting Type | EI | EI | Other | PS | 404.86 | 404.86 | 404.86 | 404.86 | 404.86 | 404.86 | PS | 404.86 | 404.86 | 404.86 | 404.86 | 404.86 | 404.86
| Base FOM Costs by Reporting Type | EI | EI | Other Renew | PV | 20.97 | 55.46 | 70.51 | 73.42 | 55.29 | 56.38 | PV | 20.97 | 55.52 | 70.57 | 73.49 | 55.89 | 59.31
| Base FOM Costs by Reporting Type | EI | EI | CT | PeakG | 1703.93 | 2510.74 | 1858.3 | 2187.32 | 2023.41 | 1997.89 | PeakG | 1698.98 | 2504.09 | 1853.21 | 1969.68 | 1971.9 | 1946.18
| Base FOM Costs by Reporting Type | EI | EI | CT | PeakO | 522.54 | 686.23 | 556.01 | 489.13 | 438.08 | 438.09 | PeakO | 518.37 | 680.56 | 503.25 | 479.98 | 377.59 | 339.99
| Base FOM Costs by Reporting Type | EI | EI | Other Renew | ST | 0 | 0 | 0 | 0 | 0 | 0 | ST | 0 | 0 | 0 | 0 | 0 | 0
| Base FOM Costs by Reporting Type | EI | EI | Steam O/G | STOG | 1180.29 | 1395.59 | 1185 | 1129.74 | 1076.07 | 707.35 | STOG | 1162.23 | 1374.22 | 849.71 | 830.27 | 782.72 | 761.84
| Base FOM Costs by Reporting Type | EI | EI | Other Renew | STWD | 99.96 | 123.96 | 101.84 | 101.84 | 101.84 | 101.84 | STWD | 99.96 | 123.96 | 101.84 | 101.84 | 101.84 | 101.84
| Base FOM Costs by Reporting Type | EI | EI | On-shore Wind | WT | 1263.23 | 4500.56 | 8681.99 | 8967.77 | 9474.93 | 9873.34 | WT | 1263.24 | 3521.73 | 5135.6 | 8020.66 | 9051.19 | 9266.61
| Base FOM Costs by Reporting Type | EI | EI | Coal | IGCC | 30.23 | 30.23 | 30.23 | 30.23 | 30.23 | 30.23 | IGCC | 30.22 | 30.22 | 30.22 | 30.22 | 30.22 | 30.22
| Base FOM Costs by Reporting Type | EI | EI | DR | DemandResponse | 0 | 0 | 0 | 0 | 0 | 0 | DemandResponse | 0 | 0 | 0 | 0 | 0 | 0
| Base FOM Costs by Reporting Type | EI | EI | Coal-CCS | IGCC-CCS | 0 | 0.01 | 0.01 | 0.02 | 0.03 | 0.04 | IGCC-CCS | 0 | 0 | 0 | 0 | 0 | 0
| Base FOM Costs by Reporting Type | EI | EI | Off-shore Wind | WT_off | 24.96 | 24.96 | 83.63 | 83.64 | 83.64 | 83.64 | WT_off | 25.01 | 25.01 | 83.68 | 83.68 | 1464.79 | 1958.25
| Base FOM Costs by Reporting Type | EI | EI | Other | PseudoUnit | 0 | 0 | 0 | 36.13 | 82.59 | 82.59 | PseudoUnit | 0 | 0 | 0 | 0 | 0 | 0
| Base FOM Costs by Reporting Type | EI | EI | HQ/Maritimes | FixedInterchange | 0 | 0 | 0 | 0 | 0 | 0 | FixedInterchange | 0 | 0 | 0 | 0 | 0 | 0
Base FOM Costs by Reporting Type
| Base FOM Costs by Reporting Type |  |  |  | Base FOM Costs by Reporting Type: Outside_EI | [6 empty] | Base FOM Costs by Reporting Type: Outside_EI
| Base FOM Costs by Reporting Type |  |  |  | ReportingType | 2015 | 2020 | 2025 | 2030 | 2035 | 2040 | ReportingType | 2015 | 2020 | 2025 | 2030 | 2035 | 2040
| Base FOM Costs by Reporting Type | Outside_EI | Outside_EI | Other Renew | BM | 18.45 | 18.45 | 18.45 | 18.45 | 484.5 | 640.13 | BM | 18.45 | 18.45 | 18.45 | 18.45 | 501.46 | 737.5
| Base FOM Costs by Reporting Type | Outside_EI | Outside_EI | CC | CC | 2431.87 | 3071.7 | 2523.53 | 2501.88 | 2228.12 | 2025.24 | CC | 2444.58 | 3087.3 | 2539.12 | 2579.46 | 2240.28 | 2048.01
| Base FOM Costs by Reporting Type | Outside_EI | Outside_EI | Other Renew | CSP | 0 | 0 | 0 | 0 | 0 | 0 | CSP | 0 | 0 | 0 | 0 | 0 | 0
| Base FOM Costs by Reporting Type | Outside_EI | Outside_EI | CT | CT | 11.4 | 11.4 | 11.4 | 11.4 | 0.01 | 0.01 | CT | 11.39 | 11.39 | 11.39 | 11.39 | 0 | 0
| Base FOM Costs by Reporting Type | Outside_EI | Outside_EI | Coal | Coal | 2048.72 | 1771.25 | 625.19 | 311.18 | 314.71 | 373.62 | Coal | 2048.49 | 1760.69 | 606.75 | 311.23 | 314.77 | 373.74
| Base FOM Costs by Reporting Type | Outside_EI | Outside_EI | Other Renew | Geo | 222.77 | 397.62 | 770.83 | 770.83 | 770.83 | 770.83 | Geo | 222.78 | 397.63 | 770.84 | 770.84 | 770.84 | 770.84
| Base FOM Costs by Reporting Type | Outside_EI | Outside_EI | Hydro | H | 875.65 | 875.65 | 875.65 | 875.65 | 880.42 | 880.42 | H | 875.65 | 875.65 | 875.65 | 875.65 | 880.42 | 880.42
| Base FOM Costs by Reporting Type | Outside_EI | Outside_EI | Other Renew | LFG | 67.56 | 174.47 | 285.21 | 285.21 | 285.21 | 285.21 | LFG | 67.56 | 179.98 | 262.3 | 285.22 | 285.22 | 285.22
| Base FOM Costs by Reporting Type | Outside_EI | Outside_EI | Nuclear | Nuc | 1852.97 | 2184.21 | 2832.49 | 4467.51 | 6100.33 | 7313.38 | Nuc | 1852.97 | 2184.21 | 2843.63 | 4047.02 | 6087.86 | 7133.23
| Base FOM Costs by Reporting Type | Outside_EI | Outside_EI | Other | PS | 112.39 | 112.39 | 112.39 | 112.39 | 112.39 | 112.39 | PS | 112.39 | 112.39 | 112.39 | 112.39 | 112.39 | 112.39
| Base FOM Costs by Reporting Type | Outside_EI | Outside_EI | Other Renew | PV | 5.73 | 5.73 | 5.73 | 5.73 | 5.5 | 5.51 | PV | 5.73 | 5.73 | 5.73 | 5.73 | 5.5 | 5.5
| Base FOM Costs by Reporting Type | Outside_EI | Outside_EI | CT | PeakG | 357.64 | 510.03 | 415.2 | 466.03 | 488.61 | 488.61 | PeakG | 357.64 | 510.03 | 415.19 | 466.02 | 488.61 | 488.61
| Base FOM Costs by Reporting Type | Outside_EI | Outside_EI | CT | PeakO | 20.3 | 25.96 | 19.9 | 19.9 | 19.9 | 19.9 | PeakO | 19.95 | 25.52 | 19.54 | 19.54 | 19.54 | 19.54
| Base FOM Costs by Reporting Type | Outside_EI | Outside_EI | Other Renew | ST | 48.64 | 100.68 | 115.25 | 122.74 | 310.39 | 363.95 | ST | 48.64 | 100.69 | 115.26 | 122.71 | 310.4 | 363.9
| Base FOM Costs by Reporting Type | Outside_EI | Outside_EI | Steam O/G | STOG | 1068.85 | 1260.27 | 885.59 | 591.12 | 250.26 | 250.26 | STOG | 1030.15 | 1214.47 | 854.74 | 676.03 | 214.15 | 214.15
| Base FOM Costs by Reporting Type | Outside_EI | Outside_EI | Other Renew | STWD | 58.71 | 67.96 | 59.44 | 59.44 | 59.44 | 59.44 | STWD | 58.71 | 67.96 | 59.44 | 59.44 | 59.44 | 59.44
| Base FOM Costs by Reporting Type | Outside_EI | Outside_EI | On-shore Wind | WT | 771.26 | 1323.04 | 2238.78 | 2852.76 | 3096.31 | 3196.86 | WT | 771.26 | 1319.3 | 2238.59 | 2852.73 | 3096.35 | 3196.79
| Base FOM Costs by Reporting Type | Outside_EI | Outside_EI | Coal | IGCC | 0 | 0 | 0 | 0 | 0 | 0 | IGCC | 0 | 0 | 0 | 0 | 0 | 0
| Base FOM Costs by Reporting Type | Outside_EI | Outside_EI | DR | DemandResponse | 0 | 0 | 0 | 0 | 0 | 0 | DemandResponse | 0 | 0 | 0 | 0 | 0 | 0
| Base FOM Costs by Reporting Type | Outside_EI | Outside_EI | Coal-CCS | IGCC-CCS | 0 | 0 | 0 | 0 | 0.01 | 0.01 | IGCC-CCS | 0 | 0 | 0 | 0 | 0 | 0
| Base FOM Costs by Reporting Type | Outside_EI | Outside_EI | Off-shore Wind | WT_off | 0 | 0 | 0 | 0 | 0 | 0 | WT_off | 0 | 0 | 0 | 0 | 0 | 0
| Base FOM Costs by Reporting Type | Outside_EI | Outside_EI | Other | PseudoUnit | 0 | 0 | 0 | 0 | 0 | 0 | PseudoUnit | 0 | 0 | 0 | 0 | 0 | 0
| Base FOM Costs by Reporting Type | Outside_EI | Outside_EI | HQ/Maritimes | FixedInterchange | 0 | 0 | 0 | 0 | 0 | 0 | FixedInterchange | 0 | 0 | 0 | 0 | 0 | 0
#11 Retrofit FOM Costs ($million) |  |  |  |  | #11 | 2015: Retrofit FOM Costs ($million) | #11 | Retrofit FOM Costs ($million)
[5 empty] | Retrofit FOM Costs by Reporting Type: Entergy | [6 empty] | Retrofit FOM Costs by Reporting Type: Entergy
[5 empty] | ReportingType | 2015 | 2020 | 2025 | 2030 | 2035 | 2040 | ReportingType | 2015 | 2020 | 2025 | 2030 | 2035 | 2040
| Retrofit FOM Costs by Reporting Type | ENT | Southwest | Other Renew | BM | 0 | 0 | 0 | 0 | 0 | 0 | BM | 0 | 0 | 0 | 0 | 0 | 0
| Retrofit FOM Costs by Reporting Type | ENT | Southwest | CC | CC | 0 | 0 | 0 | 0 | 0 | 0 | CC | 0 | 0 | 0 | 0 | 0 | 0
| Retrofit FOM Costs by Reporting Type | ENT | Southwest | Other Renew | CSP | 0 | 0 | 0 | 0 | 0 | 0 | CSP | 0 | 0 | 0 | 0 | 0 | 0
| Retrofit FOM Costs by Reporting Type | ENT | Southwest | CT | CT | 0 | 0 | 0 | 0 | 0 | 0 | CT | 0 | 0 | 0 | 0 | 0 | 0
| Retrofit FOM Costs by Reporting Type | ENT | Southwest | Coal | Coal | 3.17 | 4.81 | 1.81 | 0 | 0 | 0 | Coal | 3.17 | 0 | 0 | 0 | 0 | 0
| Retrofit FOM Costs by Reporting Type | ENT | Southwest | Other Renew | Geo | 0 | 0 | 0 | 0 | 0 | 0 | Geo | 0 | 0 | 0 | 0 | 0 | 0
| Retrofit FOM Costs by Reporting Type | ENT | Southwest | Hydro | H | 0 | 0 | 0 | 0 | 0 | 0 | H | 0 | 0 | 0 | 0 | 0 | 0
| Retrofit FOM Costs by Reporting Type | ENT | Southwest | Other Renew | LFG | 0 | 0 | 0 | 0 | 0 | 0 | LFG | 0 | 0 | 0 | 0 | 0 | 0
| Retrofit FOM Costs by Reporting Type | ENT | Southwest | Nuclear | Nuc | 0 | 0 | 0 | 0 | 0 | 0 | Nuc | 0 | 0 | 0 | 0 | 0 | 0
| Retrofit FOM Costs by Reporting Type | ENT | Southwest | Other | PS | 0 | 0 | 0 | 0 | 0 | 0 | PS | 0 | 0 | 0 | 0 | 0 | 0
| Retrofit FOM Costs by Reporting Type | ENT | Southwest | Other Renew | PV | 0 | 0 | 0 | 0 | 0 | 0 | PV | 0 | 0 | 0 | 0 | 0 | 0
| Retrofit FOM Costs by Reporting Type | ENT | Southwest | CT | PeakG | 0 | 0 | 0 | 0 | 0 | 0 | PeakG | 0 | 0 | 0 | 0 | 0 | 0
| Retrofit FOM Costs by Reporting Type | ENT | Southwest | CT | PeakO | 0 | 0 | 0 | 0 | 0 | 0 | PeakO | 0 | 0 | 0 | 0 | 0 | 0
| Retrofit FOM Costs by Reporting Type | ENT | Southwest | Other Renew | ST | 0 | 0 | 0 | 0 | 0 | 0 | ST | 0 | 0 | 0 | 0 | 0 | 0
| Retrofit FOM Costs by Reporting Type | ENT | Southwest | Steam O/G | STOG | 0 | 0 | 0 | 0 | 0 | 0 | STOG | 0 | 0 | 0 | 0 | 0 | 0
| Retrofit FOM Costs by Reporting Type | ENT | Southwest | Other Renew | STWD | 0 | 0 | 0 | 0 | 0 | 0 | STWD | 0 | 0 | 0 | 0 | 0 | 0
| Retrofit FOM Costs by Reporting Type | ENT | Southwest | On-shore Wind | WT | 0 | 0 | 0 | 0 | 0 | 0 | WT | 0 | 0 | 0 | 0 | 0 | 0
| Retrofit FOM Costs by Reporting Type | ENT | Southwest | Coal | IGCC | 0 | 0 | 0 | 0 | 0 | 0 | IGCC | 0 | 0 | 0 | 0 | 0 | 0
| Retrofit FOM Costs by Reporting Type | ENT | Southwest | DR | DemandResponse | 0 | 0 | 0 | 0 | 0 | 0 | DemandResponse | 0 | 0 | 0 | 0 | 0 | 0
| Retrofit FOM Costs by Reporting Type | ENT | Southwest | Coal-CCS | IGCC-CCS | 0 | 0 | 0 | 0 | 0 | 0 | IGCC-CCS | 0 | 0 | 0 | 0 | 0 | 0
| Retrofit FOM Costs by Reporting Type | ENT | Southwest | Off-shore Wind | WT_off | 0 | 0 | 0 | 0 | 0 | 0 | WT_off | 0 | 0 | 0 | 0 | 0 | 0
| Retrofit FOM Costs by Reporting Type | ENT | Southwest | Other | PseudoUnit | 0 | 0 | 0 | 0 | 0 | 0 | PseudoUnit | 0 | 0 | 0 | 0 | 0 | 0
| Retrofit FOM Costs by Reporting Type | ENT | Southwest | HQ/Maritimes | FixedInterchange | 0 | 0 | 0 | 0 | 0 | 0 | FixedInterchange | 0 | 0 | 0 | 0 | 0 | 0
Retrofit FOM Costs by Reporting Type
| Retrofit FOM Costs by Reporting Type |  |  |  | Retrofit FOM Costs by Reporting Type: FRCC | [6 empty] | Retrofit FOM Costs by Reporting Type: FRCC
| Retrofit FOM Costs by Reporting Type |  |  |  | ReportingType | 2015 | 2020 | 2025 | 2030 | 2035 | 2040 | ReportingType | 2015 | 2020 | 2025 | 2030 | 2035 | 2040
| Retrofit FOM Costs by Reporting Type | FRCC | South | Other Renew | BM | 0 | 0 | 0 | 0 | 0 | 0 | BM | 0 | 0 | 0 | 0 | 0 | 0
| Retrofit FOM Costs by Reporting Type | FRCC | South | CC | CC | 0 | 0 | 0 | 0 | 0 | 0 | CC | 0 | 0 | 0 | 0 | 0 | 0
| Retrofit FOM Costs by Reporting Type | FRCC | South | Other Renew | CSP | 0 | 0 | 0 | 0 | 0 | 0 | CSP | 0 | 0 | 0 | 0 | 0 | 0
| Retrofit FOM Costs by Reporting Type | FRCC | South | CT | CT | 0 | 0 | 0 | 0 | 0 | 0 | CT | 0 | 0 | 0 | 0 | 0 | 0
| Retrofit FOM Costs by Reporting Type | FRCC | South | Coal | Coal | 9.26 | 9.82 | 0.03 | 0.03 | 0.03 | 0.03 | Coal | 14.08 | 14.82 | 14.56 | 14.93 | 15.67 | 15.91
| Retrofit FOM Costs by Reporting Type | FRCC | South | Other Renew | Geo | 0 | 0 | 0 | 0 | 0 | 0 | Geo | 0 | 0 | 0 | 0 | 0 | 0
| Retrofit FOM Costs by Reporting Type | FRCC | South | Hydro | H | 0 | 0 | 0 | 0 | 0 | 0 | H | 0 | 0 | 0 | 0 | 0 | 0
| Retrofit FOM Costs by Reporting Type | FRCC | South | Other Renew | LFG | 0 | 0 | 0 | 0 | 0 | 0 | LFG | 0 | 0 | 0 | 0 | 0 | 0
| Retrofit FOM Costs by Reporting Type | FRCC | South | Nuclear | Nuc | 0 | 0 | 0 | 0 | 0 | 0 | Nuc | 0 | 0 | 0 | 0 | 0 | 0
| Retrofit FOM Costs by Reporting Type | FRCC | South | Other | PS | 0 | 0 | 0 | 0 | 0 | 0 | PS | 0 | 0 | 0 | 0 | 0 | 0
| Retrofit FOM Costs by Reporting Type | FRCC | South | Other Renew | PV | 0 | 0 | 0 | 0 | 0 | 0 | PV | 0 | 0 | 0 | 0 | 0 | 0
| Retrofit FOM Costs by Reporting Type | FRCC | South | CT | PeakG | 0 | 0 | 0 | 0 | 0 | 0 | PeakG | 0 | 0 | 0 | 0 | 0 | 0
| Retrofit FOM Costs by Reporting Type | FRCC | South | CT | PeakO | 0 | 0 | 0 | 0 | 0 | 0 | PeakO | 0 | 0 | 0 | 0 | 0 | 0
| Retrofit FOM Costs by Reporting Type | FRCC | South | Other Renew | ST | 0 | 0 | 0 | 0 | 0 | 0 | ST | 0 | 0 | 0 | 0 | 0 | 0
| Retrofit FOM Costs by Reporting Type | FRCC | South | Steam O/G | STOG | 0 | 0 | 0 | 0 | 0 | 0 | STOG | 0 | 0 | 0 | 0 | 0 | 0
| Retrofit FOM Costs by Reporting Type | FRCC | South | Other Renew | STWD | 0 | 0 | 0 | 0 | 0 | 0 | STWD | 0 | 0 | 0 | 0 | 0 | 0
| Retrofit FOM Costs by Reporting Type | FRCC | South | On-shore Wind | WT | 0 | 0 | 0 | 0 | 0 | 0 | WT | 0 | 0 | 0 | 0 | 0 | 0
| Retrofit FOM Costs by Reporting Type | FRCC | South | Coal | IGCC | 0 | 0 | 0 | 0 | 0 | 0 | IGCC | 0 | 0 | 0 | 0 | 0 | 0
| Retrofit FOM Costs by Reporting Type | FRCC | South | DR | DemandResponse | 0 | 0 | 0 | 0 | 0 | 0 | DemandResponse | 0 | 0 | 0 | 0 | 0 | 0
| Retrofit FOM Costs by Reporting Type | FRCC | South | Coal-CCS | IGCC-CCS | 0 | 0 | 0 | 0 | 0 | 0 | IGCC-CCS | 0 | 0 | 0 | 0 | 0 | 0
| Retrofit FOM Costs by Reporting Type | FRCC | South | Off-shore Wind | WT_off | 0 | 0 | 0 | 0 | 0 | 0 | WT_off | 0 | 0 | 0 | 0 | 0 | 0
| Retrofit FOM Costs by Reporting Type | FRCC | South | Other | PseudoUnit | 0 | 0 | 0 | 0 | 0 | 0 | PseudoUnit | 0 | 0 | 0 | 0 | 0 | 0
| Retrofit FOM Costs by Reporting Type | FRCC | South | HQ/Maritimes | FixedInterchange | 0 | 0 | 0 | 0 | 0 | 0 | FixedInterchange | 0 | 0 | 0 | 0 | 0 | 0
Retrofit FOM Costs by Reporting Type
| Retrofit FOM Costs by Reporting Type |  |  |  | Retrofit FOM Costs by Reporting Type: MAPP_US | [6 empty] | Retrofit FOM Costs by Reporting Type: MAPP_US
| Retrofit FOM Costs by Reporting Type |  |  |  | ReportingType | 2015 | 2020 | 2025 | 2030 | 2035 | 2040 | ReportingType | 2015 | 2020 | 2025 | 2030 | 2035 | 2040
| Retrofit FOM Costs by Reporting Type | MAPP_US | Midwest | Other Renew | BM | 0 | 0 | 0 | 0 | 0 | 0 | BM | 0 | 0 | 0 | 0 | 0 | 0
| Retrofit FOM Costs by Reporting Type | MAPP_US | Midwest | CC | CC | 0 | 0 | 0 | 0 | 0 | 0 | CC | 0 | 0 | 0 | 0 | 0 | 0
| Retrofit FOM Costs by Reporting Type | MAPP_US | Midwest | Other Renew | CSP | 0 | 0 | 0 | 0 | 0 | 0 | CSP | 0 | 0 | 0 | 0 | 0 | 0
| Retrofit FOM Costs by Reporting Type | MAPP_US | Midwest | CT | CT | 0 | 0 | 0 | 0 | 0 | 0 | CT | 0 | 0 | 0 | 0 | 0 | 0
| Retrofit FOM Costs by Reporting Type | MAPP_US | Midwest | Coal | Coal | 8.56 | 5.89 | 0.44 | 0.44 | 0.44 | 0.44 | Coal | 8.58 | 5.92 | 2.09 | 0.6 | 0.6 | 0.6
| Retrofit FOM Costs by Reporting Type | MAPP_US | Midwest | Other Renew | Geo | 0 | 0 | 0 | 0 | 0 | 0 | Geo | 0 | 0 | 0 | 0 | 0 | 0
| Retrofit FOM Costs by Reporting Type | MAPP_US | Midwest | Hydro | H | 0 | 0 | 0 | 0 | 0 | 0 | H | 0 | 0 | 0 | 0 | 0 | 0
| Retrofit FOM Costs by Reporting Type | MAPP_US | Midwest | Other Renew | LFG | 0 | 0 | 0 | 0 | 0 | 0 | LFG | 0 | 0 | 0 | 0 | 0 | 0
| Retrofit FOM Costs by Reporting Type | MAPP_US | Midwest | Nuclear | Nuc | 0 | 0 | 0 | 0 | 0 | 0 | Nuc | 0 | 0 | 0 | 0 | 0 | 0
| Retrofit FOM Costs by Reporting Type | MAPP_US | Midwest | Other | PS | 0 | 0 | 0 | 0 | 0 | 0 | PS | 0 | 0 | 0 | 0 | 0 | 0
| Retrofit FOM Costs by Reporting Type | MAPP_US | Midwest | Other Renew | PV | 0 | 0 | 0 | 0 | 0 | 0 | PV | 0 | 0 | 0 | 0 | 0 | 0
| Retrofit FOM Costs by Reporting Type | MAPP_US | Midwest | CT | PeakG | 0 | 0 | 0 | 0 | 0 | 0 | PeakG | 0 | 0 | 0 | 0 | 0 | 0
| Retrofit FOM Costs by Reporting Type | MAPP_US | Midwest | CT | PeakO | 0 | 0 | 0 | 0 | 0 | 0 | PeakO | 0 | 0 | 0 | 0 | 0 | 0
| Retrofit FOM Costs by Reporting Type | MAPP_US | Midwest | Other Renew | ST | 0 | 0 | 0 | 0 | 0 | 0 | ST | 0 | 0 | 0 | 0 | 0 | 0
| Retrofit FOM Costs by Reporting Type | MAPP_US | Midwest | Steam O/G | STOG | 0 | 0 | 0 | 0 | 0 | 0 | STOG | 0 | 0 | 0 | 0 | 0 | 0
| Retrofit FOM Costs by Reporting Type | MAPP_US | Midwest | Other Renew | STWD | 0 | 0 | 0 | 0 | 0 | 0 | STWD | 0 | 0 | 0 | 0 | 0 | 0
| Retrofit FOM Costs by Reporting Type | MAPP_US | Midwest | On-shore Wind | WT | 0 | 0 | 0 | 0 | 0 | 0 | WT | 0 | 0 | 0 | 0 | 0 | 0
| Retrofit FOM Costs by Reporting Type | MAPP_US | Midwest | Coal | IGCC | 0 | 0 | 0 | 0 | 0 | 0 | IGCC | 0 | 0 | 0 | 0 | 0 | 0
| Retrofit FOM Costs by Reporting Type | MAPP_US | Midwest | DR | DemandResponse | 0 | 0 | 0 | 0 | 0 | 0 | DemandResponse | 0 | 0 | 0 | 0 | 0 | 0
| Retrofit FOM Costs by Reporting Type | MAPP_US | Midwest | Coal-CCS | IGCC-CCS | 0 | 0 | 0 | 0 | 0 | 0 | IGCC-CCS | 0 | 0 | 0 | 0 | 0 | 0
| Retrofit FOM Costs by Reporting Type | MAPP_US | Midwest | Off-shore Wind | WT_off | 0 | 0 | 0 | 0 | 0 | 0 | WT_off | 0 | 0 | 0 | 0 | 0 | 0
| Retrofit FOM Costs by Reporting Type | MAPP_US | Midwest | Other | PseudoUnit | 0 | 0 | 0 | 0 | 0 | 0 | PseudoUnit | 0 | 0 | 0 | 0 | 0 | 0
| Retrofit FOM Costs by Reporting Type | MAPP_US | Midwest | HQ/Maritimes | FixedInterchange | 0 | 0 | 0 | 0 | 0 | 0 | FixedInterchange | 0 | 0 | 0 | 0 | 0 | 0
Retrofit FOM Costs by Reporting Type
| Retrofit FOM Costs by Reporting Type |  |  |  | Retrofit FOM Costs by Reporting Type: MISO_IN | [6 empty] | Retrofit FOM Costs by Reporting Type: MISO_IN
| Retrofit FOM Costs by Reporting Type |  |  |  | ReportingType | 2015 | 2020 | 2025 | 2030 | 2035 | 2040 | ReportingType | 2015 | 2020 | 2025 | 2030 | 2035 | 2040
| Retrofit FOM Costs by Reporting Type | MISO_IN | Midwest | Other Renew | BM | 0 | 0 | 0 | 0 | 0 | 0 | BM | 0 | 0 | 0 | 0 | 0 | 0
| Retrofit FOM Costs by Reporting Type | MISO_IN | Midwest | CC | CC | 0 | 0 | 0 | 0 | 0 | 0 | CC | 0 | 0 | 0 | 0 | 0 | 0
| Retrofit FOM Costs by Reporting Type | MISO_IN | Midwest | Other Renew | CSP | 0 | 0 | 0 | 0 | 0 | 0 | CSP | 0 | 0 | 0 | 0 | 0 | 0
| Retrofit FOM Costs by Reporting Type | MISO_IN | Midwest | CT | CT | 0 | 0 | 0 | 0 | 0 | 0 | CT | 0 | 0 | 0 | 0 | 0 | 0
| Retrofit FOM Costs by Reporting Type | MISO_IN | Midwest | Coal | Coal | 66.56 | 68.93 | 32.93 | 33.83 | 35.66 | 35.66 | Coal | 61.75 | 63.4 | 58.83 | 32.19 | 34.39 | 34.5
| Retrofit FOM Costs by Reporting Type | MISO_IN | Midwest | Other Renew | Geo | 0 | 0 | 0 | 0 | 0 | 0 | Geo | 0 | 0 | 0 | 0 | 0 | 0
| Retrofit FOM Costs by Reporting Type | MISO_IN | Midwest | Hydro | H | 0 | 0 | 0 | 0 | 0 | 0 | H | 0 | 0 | 0 | 0 | 0 | 0
| Retrofit FOM Costs by Reporting Type | MISO_IN | Midwest | Other Renew | LFG | 0 | 0 | 0 | 0 | 0 | 0 | LFG | 0 | 0 | 0 | 0 | 0 | 0
| Retrofit FOM Costs by Reporting Type | MISO_IN | Midwest | Nuclear | Nuc | 0 | 0 | 0 | 0 | 0 | 0 | Nuc | 0 | 0 | 0 | 0 | 0 | 0
| Retrofit FOM Costs by Reporting Type | MISO_IN | Midwest | Other | PS | 0 | 0 | 0 | 0 | 0 | 0 | PS | 0 | 0 | 0 | 0 | 0 | 0
| Retrofit FOM Costs by Reporting Type | MISO_IN | Midwest | Other Renew | PV | 0 | 0 | 0 | 0 | 0 | 0 | PV | 0 | 0 | 0 | 0 | 0 | 0
| Retrofit FOM Costs by Reporting Type | MISO_IN | Midwest | CT | PeakG | 0 | 0 | 0 | 0 | 0 | 0 | PeakG | 0 | 0 | 0 | 0 | 0 | 0
| Retrofit FOM Costs by Reporting Type | MISO_IN | Midwest | CT | PeakO | 0 | 0 | 0 | 0 | 0 | 0 | PeakO | 0 | 0 | 0 | 0 | 0 | 0
| Retrofit FOM Costs by Reporting Type | MISO_IN | Midwest | Other Renew | ST | 0 | 0 | 0 | 0 | 0 | 0 | ST | 0 | 0 | 0 | 0 | 0 | 0
| Retrofit FOM Costs by Reporting Type | MISO_IN | Midwest | Steam O/G | STOG | 0 | 0 | 0 | 0 | 0 | 0 | STOG | 0 | 0 | 0 | 0 | 0 | 0
| Retrofit FOM Costs by Reporting Type | MISO_IN | Midwest | Other Renew | STWD | 0 | 0 | 0 | 0 | 0 | 0 | STWD | 0 | 0 | 0 | 0 | 0 | 0
| Retrofit FOM Costs by Reporting Type | MISO_IN | Midwest | On-shore Wind | WT | 0 | 0 | 0 | 0 | 0 | 0 | WT | 0 | 0 | 0 | 0 | 0 | 0
| Retrofit FOM Costs by Reporting Type | MISO_IN | Midwest | Coal | IGCC | 0 | 0 | 0 | 0 | 0 | 0 | IGCC | 0 | 0 | 0 | 0 | 0 | 0
| Retrofit FOM Costs by Reporting Type | MISO_IN | Midwest | DR | DemandResponse | 0 | 0 | 0 | 0 | 0 | 0 | DemandResponse | 0 | 0 | 0 | 0 | 0 | 0
| Retrofit FOM Costs by Reporting Type | MISO_IN | Midwest | Coal-CCS | IGCC-CCS | 0 | 0 | 0 | 0 | 0 | 0 | IGCC-CCS | 0 | 0 | 0 | 0 | 0 | 0
| Retrofit FOM Costs by Reporting Type | MISO_IN | Midwest | Off-shore Wind | WT_off | 0 | 0 | 0 | 0 | 0 | 0 | WT_off | 0 | 0 | 0 | 0 | 0 | 0
| Retrofit FOM Costs by Reporting Type | MISO_IN | Midwest | Other | PseudoUnit | 0 | 0 | 0 | 0 | 0 | 0 | PseudoUnit | 0 | 0 | 0 | 0 | 0 | 0
| Retrofit FOM Costs by Reporting Type | MISO_IN | Midwest | HQ/Maritimes | FixedInterchange | 0 | 0 | 0 | 0 | 0 | 0 | FixedInterchange | 0 | 0 | 0 | 0 | 0 | 0
Retrofit FOM Costs by Reporting Type
| Retrofit FOM Costs by Reporting Type |  |  |  | Retrofit FOM Costs by Reporting Type: MISO_MI | [6 empty] | Retrofit FOM Costs by Reporting Type: MISO_MI
| Retrofit FOM Costs by Reporting Type |  |  |  | ReportingType | 2015 | 2020 | 2025 | 2030 | 2035 | 2040 | ReportingType | 2015 | 2020 | 2025 | 2030 | 2035 | 2040
| Retrofit FOM Costs by Reporting Type | MISO_MI | Midwest | Other Renew | BM | 0 | 0 | 0 | 0 | 0 | 0 | BM | 0 | 0 | 0 | 0 | 0 | 0
| Retrofit FOM Costs by Reporting Type | MISO_MI | Midwest | CC | CC | 0 | 0 | 0 | 0 | 0 | 0 | CC | 0 | 0 | 0 | 0 | 0 | 0
| Retrofit FOM Costs by Reporting Type | MISO_MI | Midwest | Other Renew | CSP | 0 | 0 | 0 | 0 | 0 | 0 | CSP | 0 | 0 | 0 | 0 | 0 | 0
| Retrofit FOM Costs by Reporting Type | MISO_MI | Midwest | CT | CT | 0 | 0 | 0 | 0 | 0 | 0 | CT | 0 | 0 | 0 | 0 | 0 | 0
| Retrofit FOM Costs by Reporting Type | MISO_MI | Midwest | Coal | Coal | 1.93 | 0.01 | 0.01 | 0.01 | 0.01 | 0.01 | Coal | 1.92 | 0 | 0 | 0 | 0 | 0
| Retrofit FOM Costs by Reporting Type | MISO_MI | Midwest | Other Renew | Geo | 0 | 0 | 0 | 0 | 0 | 0 | Geo | 0 | 0 | 0 | 0 | 0 | 0
| Retrofit FOM Costs by Reporting Type | MISO_MI | Midwest | Hydro | H | 0 | 0 | 0 | 0 | 0 | 0 | H | 0 | 0 | 0 | 0 | 0 | 0
| Retrofit FOM Costs by Reporting Type | MISO_MI | Midwest | Other Renew | LFG | 0 | 0 | 0 | 0 | 0 | 0 | LFG | 0 | 0 | 0 | 0 | 0 | 0
| Retrofit FOM Costs by Reporting Type | MISO_MI | Midwest | Nuclear | Nuc | 0 | 0 | 0 | 0 | 0 | 0 | Nuc | 0 | 0 | 0 | 0 | 0 | 0
| Retrofit FOM Costs by Reporting Type | MISO_MI | Midwest | Other | PS | 0 | 0 | 0 | 0 | 0 | 0 | PS | 0 | 0 | 0 | 0 | 0 | 0
| Retrofit FOM Costs by Reporting Type | MISO_MI | Midwest | Other Renew | PV | 0 | 0 | 0 | 0 | 0 | 0 | PV | 0 | 0 | 0 | 0 | 0 | 0
| Retrofit FOM Costs by Reporting Type | MISO_MI | Midwest | CT | PeakG | 0 | 0 | 0 | 0 | 0 | 0 | PeakG | 0 | 0 | 0 | 0 | 0 | 0
| Retrofit FOM Costs by Reporting Type | MISO_MI | Midwest | CT | PeakO | 0 | 0 | 0 | 0 | 0 | 0 | PeakO | 0 | 0 | 0 | 0 | 0 | 0
| Retrofit FOM Costs by Reporting Type | MISO_MI | Midwest | Other Renew | ST | 0 | 0 | 0 | 0 | 0 | 0 | ST | 0 | 0 | 0 | 0 | 0 | 0
| Retrofit FOM Costs by Reporting Type | MISO_MI | Midwest | Steam O/G | STOG | 0 | 0 | 0 | 0 | 0 | 0 | STOG | 0 | 0 | 0 | 0 | 0 | 0
| Retrofit FOM Costs by Reporting Type | MISO_MI | Midwest | Other Renew | STWD | 0 | 0 | 0 | 0 | 0 | 0 | STWD | 0 | 0 | 0 | 0 | 0 | 0
| Retrofit FOM Costs by Reporting Type | MISO_MI | Midwest | On-shore Wind | WT | 0 | 0 | 0 | 0 | 0 | 0 | WT | 0 | 0 | 0 | 0 | 0 | 0
| Retrofit FOM Costs by Reporting Type | MISO_MI | Midwest | Coal | IGCC | 0 | 0 | 0 | 0 | 0 | 0 | IGCC | 0 | 0 | 0 | 0 | 0 | 0
| Retrofit FOM Costs by Reporting Type | MISO_MI | Midwest | DR | DemandResponse | 0 | 0 | 0 | 0 | 0 | 0 | DemandResponse | 0 | 0 | 0 | 0 | 0 | 0
| Retrofit FOM Costs by Reporting Type | MISO_MI | Midwest | Coal-CCS | IGCC-CCS | 0 | 0 | 0 | 0 | 0 | 0 | IGCC-CCS | 0 | 0 | 0 | 0 | 0 | 0
| Retrofit FOM Costs by Reporting Type | MISO_MI | Midwest | Off-shore Wind | WT_off | 0 | 0 | 0 | 0 | 0 | 0 | WT_off | 0 | 0 | 0 | 0 | 0 | 0
| Retrofit FOM Costs by Reporting Type | MISO_MI | Midwest | Other | PseudoUnit | 0 | 0 | 0 | 0 | 0 | 0 | PseudoUnit | 0 | 0 | 0 | 0 | 0 | 0
| Retrofit FOM Costs by Reporting Type | MISO_MI | Midwest | HQ/Maritimes | FixedInterchange | 0 | 0 | 0 | 0 | 0 | 0 | FixedInterchange | 0 | 0 | 0 | 0 | 0 | 0
Retrofit FOM Costs by Reporting Type
| Retrofit FOM Costs by Reporting Type |  |  |  | Retrofit FOM Costs by Reporting Type: MISO_MO-IL | [6 empty] | Retrofit FOM Costs by Reporting Type: MISO_MO-IL
| Retrofit FOM Costs by Reporting Type |  |  |  | ReportingType | 2015 | 2020 | 2025 | 2030 | 2035 | 2040 | ReportingType | 2015 | 2020 | 2025 | 2030 | 2035 | 2040
| Retrofit FOM Costs by Reporting Type | MISO_MO-IL | Midwest | Other Renew | BM | 0 | 0 | 0 | 0 | 0 | 0 | BM | 0 | 0 | 0 | 0 | 0 | 0
| Retrofit FOM Costs by Reporting Type | MISO_MO-IL | Midwest | CC | CC | 0 | 0 | 0 | 0 | 0 | 0 | CC | 0 | 0 | 0 | 0 | 0 | 0
| Retrofit FOM Costs by Reporting Type | MISO_MO-IL | Midwest | Other Renew | CSP | 0 | 0 | 0 | 0 | 0 | 0 | CSP | 0 | 0 | 0 | 0 | 0 | 0
| Retrofit FOM Costs by Reporting Type | MISO_MO-IL | Midwest | CT | CT | 0 | 0 | 0 | 0 | 0 | 0 | CT | 0 | 0 | 0 | 0 | 0 | 0
| Retrofit FOM Costs by Reporting Type | MISO_MO-IL | Midwest | Coal | Coal | 18.69 | 17.72 | 4.21 | 4.33 | 4.62 | 4.62 | Coal | 18.68 | 17.71 | 8.81 | 5.62 | 6.01 | 6.01
| Retrofit FOM Costs by Reporting Type | MISO_MO-IL | Midwest | Other Renew | Geo | 0 | 0 | 0 | 0 | 0 | 0 | Geo | 0 | 0 | 0 | 0 | 0 | 0
| Retrofit FOM Costs by Reporting Type | MISO_MO-IL | Midwest | Hydro | H | 0 | 0 | 0 | 0 | 0 | 0 | H | 0 | 0 | 0 | 0 | 0 | 0
| Retrofit FOM Costs by Reporting Type | MISO_MO-IL | Midwest | Other Renew | LFG | 0 | 0 | 0 | 0 | 0 | 0 | LFG | 0 | 0 | 0 | 0 | 0 | 0
| Retrofit FOM Costs by Reporting Type | MISO_MO-IL | Midwest | Nuclear | Nuc | 0 | 0 | 0 | 0 | 0 | 0 | Nuc | 0 | 0 | 0 | 0 | 0 | 0
| Retrofit FOM Costs by Reporting Type | MISO_MO-IL | Midwest | Other | PS | 0 | 0 | 0 | 0 | 0 | 0 | PS | 0 | 0 | 0 | 0 | 0 | 0
| Retrofit FOM Costs by Reporting Type | MISO_MO-IL | Midwest | Other Renew | PV | 0 | 0 | 0 | 0 | 0 | 0 | PV | 0 | 0 | 0 | 0 | 0 | 0
| Retrofit FOM Costs by Reporting Type | MISO_MO-IL | Midwest | CT | PeakG | 0 | 0 | 0 | 0 | 0 | 0 | PeakG | 0 | 0 | 0 | 0 | 0 | 0
| Retrofit FOM Costs by Reporting Type | MISO_MO-IL | Midwest | CT | PeakO | 0 | 0 | 0 | 0 | 0 | 0 | PeakO | 0 | 0 | 0 | 0 | 0 | 0
| Retrofit FOM Costs by Reporting Type | MISO_MO-IL | Midwest | Other Renew | ST | 0 | 0 | 0 | 0 | 0 | 0 | ST | 0 | 0 | 0 | 0 | 0 | 0
| Retrofit FOM Costs by Reporting Type | MISO_MO-IL | Midwest | Steam O/G | STOG | 0 | 0 | 0 | 0 | 0 | 0 | STOG | 0 | 0 | 0 | 0 | 0 | 0
| Retrofit FOM Costs by Reporting Type | MISO_MO-IL | Midwest | Other Renew | STWD | 0 | 0 | 0 | 0 | 0 | 0 | STWD | 0 | 0 | 0 | 0 | 0 | 0
| Retrofit FOM Costs by Reporting Type | MISO_MO-IL | Midwest | On-shore Wind | WT | 0 | 0 | 0 | 0 | 0 | 0 | WT | 0 | 0 | 0 | 0 | 0 | 0
| Retrofit FOM Costs by Reporting Type | MISO_MO-IL | Midwest | Coal | IGCC | 0 | 0 | 0 | 0 | 0 | 0 | IGCC | 0 | 0 | 0 | 0 | 0 | 0
| Retrofit FOM Costs by Reporting Type | MISO_MO-IL | Midwest | DR | DemandResponse | 0 | 0 | 0 | 0 | 0 | 0 | DemandResponse | 0 | 0 | 0 | 0 | 0 | 0
| Retrofit FOM Costs by Reporting Type | MISO_MO-IL | Midwest | Coal-CCS | IGCC-CCS | 0 | 0 | 0 | 0 | 0 | 0 | IGCC-CCS | 0 | 0 | 0 | 0 | 0 | 0
| Retrofit FOM Costs by Reporting Type | MISO_MO-IL | Midwest | Off-shore Wind | WT_off | 0 | 0 | 0 | 0 | 0 | 0 | WT_off | 0 | 0 | 0 | 0 | 0 | 0
| Retrofit FOM Costs by Reporting Type | MISO_MO-IL | Midwest | Other | PseudoUnit | 0 | 0 | 0 | 0 | 0 | 0 | PseudoUnit | 0 | 0 | 0 | 0 | 0 | 0
| Retrofit FOM Costs by Reporting Type | MISO_MO-IL | Midwest | HQ/Maritimes | FixedInterchange | 0 | 0 | 0 | 0 | 0 | 0 | FixedInterchange | 0 | 0 | 0 | 0 | 0 | 0
Retrofit FOM Costs by Reporting Type
| Retrofit FOM Costs by Reporting Type |  |  |  | Retrofit FOM Costs by Reporting Type: MISO_W | [6 empty] | Retrofit FOM Costs by Reporting Type: MISO_W
| Retrofit FOM Costs by Reporting Type |  |  |  | ReportingType | 2015 | 2020 | 2025 | 2030 | 2035 | 2040 | ReportingType | 2015 | 2020 | 2025 | 2030 | 2035 | 2040
| Retrofit FOM Costs by Reporting Type | MISO_W | Midwest | Other Renew | BM | 0 | 0 | 0 | 0 | 0 | 0 | BM | 0 | 0 | 0 | 0 | 0 | 0
| Retrofit FOM Costs by Reporting Type | MISO_W | Midwest | CC | CC | 0 | 0 | 0 | 0 | 0 | 0 | CC | 0 | 0 | 0 | 0 | 0 | 0
| Retrofit FOM Costs by Reporting Type | MISO_W | Midwest | Other Renew | CSP | 0 | 0 | 0 | 0 | 0 | 0 | CSP | 0 | 0 | 0 | 0 | 0 | 0
| Retrofit FOM Costs by Reporting Type | MISO_W | Midwest | CT | CT | 0 | 0 | 0 | 0 | 0 | 0 | CT | 0 | 0 | 0 | 0 | 0 | 0
| Retrofit FOM Costs by Reporting Type | MISO_W | Midwest | Coal | Coal | 32.86 | 34.83 | 6.2 | 6.2 | 6.26 | 6.26 | Coal | 32.86 | 34.83 | 31.24 | 6.03 | 6.03 | 6.03
| Retrofit FOM Costs by Reporting Type | MISO_W | Midwest | Other Renew | Geo | 0 | 0 | 0 | 0 | 0 | 0 | Geo | 0 | 0 | 0 | 0 | 0 | 0
| Retrofit FOM Costs by Reporting Type | MISO_W | Midwest | Hydro | H | 0 | 0 | 0 | 0 | 0 | 0 | H | 0 | 0 | 0 | 0 | 0 | 0
| Retrofit FOM Costs by Reporting Type | MISO_W | Midwest | Other Renew | LFG | 0 | 0 | 0 | 0 | 0 | 0 | LFG | 0 | 0 | 0 | 0 | 0 | 0
| Retrofit FOM Costs by Reporting Type | MISO_W | Midwest | Nuclear | Nuc | 0 | 0 | 0 | 0 | 0 | 0 | Nuc | 0 | 0 | 0 | 0 | 0 | 0
| Retrofit FOM Costs by Reporting Type | MISO_W | Midwest | Other | PS | 0 | 0 | 0 | 0 | 0 | 0 | PS | 0 | 0 | 0 | 0 | 0 | 0
| Retrofit FOM Costs by Reporting Type | MISO_W | Midwest | Other Renew | PV | 0 | 0 | 0 | 0 | 0 | 0 | PV | 0 | 0 | 0 | 0 | 0 | 0
| Retrofit FOM Costs by Reporting Type | MISO_W | Midwest | CT | PeakG | 0 | 0 | 0 | 0 | 0 | 0 | PeakG | 0 | 0 | 0 | 0 | 0 | 0
| Retrofit FOM Costs by Reporting Type | MISO_W | Midwest | CT | PeakO | 0 | 0 | 0 | 0 | 0 | 0 | PeakO | 0 | 0 | 0 | 0 | 0 | 0
| Retrofit FOM Costs by Reporting Type | MISO_W | Midwest | Other Renew | ST | 0 | 0 | 0 | 0 | 0 | 0 | ST | 0 | 0 | 0 | 0 | 0 | 0
| Retrofit FOM Costs by Reporting Type | MISO_W | Midwest | Steam O/G | STOG | 0 | 0 | 0 | 0 | 0 | 0 | STOG | 0 | 0 | 0 | 0 | 0 | 0
| Retrofit FOM Costs by Reporting Type | MISO_W | Midwest | Other Renew | STWD | 0 | 0 | 0 | 0 | 0 | 0 | STWD | 0 | 0 | 0 | 0 | 0 | 0
| Retrofit FOM Costs by Reporting Type | MISO_W | Midwest | On-shore Wind | WT | 0 | 0 | 0 | 0 | 0 | 0 | WT | 0 | 0 | 0 | 0 | 0 | 0
| Retrofit FOM Costs by Reporting Type | MISO_W | Midwest | Coal | IGCC | 0 | 0 | 0 | 0 | 0 | 0 | IGCC | 0 | 0 | 0 | 0 | 0 | 0
| Retrofit FOM Costs by Reporting Type | MISO_W | Midwest | DR | DemandResponse | 0 | 0 | 0 | 0 | 0 | 0 | DemandResponse | 0 | 0 | 0 | 0 | 0 | 0
| Retrofit FOM Costs by Reporting Type | MISO_W | Midwest | Coal-CCS | IGCC-CCS | 0 | 0 | 0 | 0 | 0 | 0 | IGCC-CCS | 0 | 0 | 0 | 0 | 0 | 0
| Retrofit FOM Costs by Reporting Type | MISO_W | Midwest | Off-shore Wind | WT_off | 0 | 0 | 0 | 0 | 0 | 0 | WT_off | 0 | 0 | 0 | 0 | 0 | 0
| Retrofit FOM Costs by Reporting Type | MISO_W | Midwest | Other | PseudoUnit | 0 | 0 | 0 | 0 | 0 | 0 | PseudoUnit | 0 | 0 | 0 | 0 | 0 | 0
| Retrofit FOM Costs by Reporting Type | MISO_W | Midwest | HQ/Maritimes | FixedInterchange | 0 | 0 | 0 | 0 | 0 | 0 | FixedInterchange | 0 | 0 | 0 | 0 | 0 | 0
Retrofit FOM Costs by Reporting Type
| Retrofit FOM Costs by Reporting Type |  |  |  | Retrofit FOM Costs by Reporting Type: MISO_WUMS | [6 empty] | Retrofit FOM Costs by Reporting Type: MISO_WUMS
| Retrofit FOM Costs by Reporting Type |  |  |  | ReportingType | 2015 | 2020 | 2025 | 2030 | 2035 | 2040 | ReportingType | 2015 | 2020 | 2025 | 2030 | 2035 | 2040
| Retrofit FOM Costs by Reporting Type | MISO_WUMS | Midwest | Other Renew | BM | 0 | 0 | 0 | 0 | 0 | 0 | BM | 0 | 0 | 0 | 0 | 0 | 0
| Retrofit FOM Costs by Reporting Type | MISO_WUMS | Midwest | CC | CC | 0 | 0 | 0 | 0 | 0 | 0 | CC | 0 | 0 | 0 | 0 | 0 | 0
| Retrofit FOM Costs by Reporting Type | MISO_WUMS | Midwest | Other Renew | CSP | 0 | 0 | 0 | 0 | 0 | 0 | CSP | 0 | 0 | 0 | 0 | 0 | 0
| Retrofit FOM Costs by Reporting Type | MISO_WUMS | Midwest | CT | CT | 0 | 0 | 0 | 0 | 0 | 0 | CT | 0 | 0 | 0 | 0 | 0 | 0
| Retrofit FOM Costs by Reporting Type | MISO_WUMS | Midwest | Coal | Coal | 23.14 | 7.38 | 7.22 | 7.3 | 7.66 | 7.88 | Coal | 23.13 | 7.37 | 7.5 | 7.29 | 7.8 | 8.02
| Retrofit FOM Costs by Reporting Type | MISO_WUMS | Midwest | Other Renew | Geo | 0 | 0 | 0 | 0 | 0 | 0 | Geo | 0 | 0 | 0 | 0 | 0 | 0
| Retrofit FOM Costs by Reporting Type | MISO_WUMS | Midwest | Hydro | H | 0 | 0 | 0 | 0 | 0 | 0 | H | 0 | 0 | 0 | 0 | 0 | 0
| Retrofit FOM Costs by Reporting Type | MISO_WUMS | Midwest | Other Renew | LFG | 0 | 0 | 0 | 0 | 0 | 0 | LFG | 0 | 0 | 0 | 0 | 0 | 0
| Retrofit FOM Costs by Reporting Type | MISO_WUMS | Midwest | Nuclear | Nuc | 0 | 0 | 0 | 0 | 0 | 0 | Nuc | 0 | 0 | 0 | 0 | 0 | 0
| Retrofit FOM Costs by Reporting Type | MISO_WUMS | Midwest | Other | PS | 0 | 0 | 0 | 0 | 0 | 0 | PS | 0 | 0 | 0 | 0 | 0 | 0
| Retrofit FOM Costs by Reporting Type | MISO_WUMS | Midwest | Other Renew | PV | 0 | 0 | 0 | 0 | 0 | 0 | PV | 0 | 0 | 0 | 0 | 0 | 0
| Retrofit FOM Costs by Reporting Type | MISO_WUMS | Midwest | CT | PeakG | 0 | 0 | 0 | 0 | 0 | 0 | PeakG | 0 | 0 | 0 | 0 | 0 | 0
| Retrofit FOM Costs by Reporting Type | MISO_WUMS | Midwest | CT | PeakO | 0 | 0 | 0 | 0 | 0 | 0 | PeakO | 0 | 0 | 0 | 0 | 0 | 0
| Retrofit FOM Costs by Reporting Type | MISO_WUMS | Midwest | Other Renew | ST | 0 | 0 | 0 | 0 | 0 | 0 | ST | 0 | 0 | 0 | 0 | 0 | 0
| Retrofit FOM Costs by Reporting Type | MISO_WUMS | Midwest | Steam O/G | STOG | 0 | 0 | 0 | 0 | 0 | 0 | STOG | 0 | 0 | 0 | 0 | 0 | 0
| Retrofit FOM Costs by Reporting Type | MISO_WUMS | Midwest | Other Renew | STWD | 0 | 0 | 0 | 0 | 0 | 0 | STWD | 0 | 0 | 0 | 0 | 0 | 0
| Retrofit FOM Costs by Reporting Type | MISO_WUMS | Midwest | On-shore Wind | WT | 0 | 0 | 0 | 0 | 0 | 0 | WT | 0 | 0 | 0 | 0 | 0 | 0
| Retrofit FOM Costs by Reporting Type | MISO_WUMS | Midwest | Coal | IGCC | 0 | 0 | 0 | 0 | 0 | 0 | IGCC | 0 | 0 | 0 | 0 | 0 | 0
| Retrofit FOM Costs by Reporting Type | MISO_WUMS | Midwest | DR | DemandResponse | 0 | 0 | 0 | 0 | 0 | 0 | DemandResponse | 0 | 0 | 0 | 0 | 0 | 0
| Retrofit FOM Costs by Reporting Type | MISO_WUMS | Midwest | Coal-CCS | IGCC-CCS | 0 | 0 | 0 | 0 | 0 | 0 | IGCC-CCS | 0 | 0 | 0 | 0 | 0 | 0
| Retrofit FOM Costs by Reporting Type | MISO_WUMS | Midwest | Off-shore Wind | WT_off | 0 | 0 | 0 | 0 | 0 | 0 | WT_off | 0 | 0 | 0 | 0 | 0 | 0
| Retrofit FOM Costs by Reporting Type | MISO_WUMS | Midwest | Other | PseudoUnit | 0 | 0 | 0 | 0 | 0 | 0 | PseudoUnit | 0 | 0 | 0 | 0 | 0 | 0
| Retrofit FOM Costs by Reporting Type | MISO_WUMS | Midwest | HQ/Maritimes | FixedInterchange | 0 | 0 | 0 | 0 | 0 | 0 | FixedInterchange | 0 | 0 | 0 | 0 | 0 | 0
Retrofit FOM Costs by Reporting Type
| Retrofit FOM Costs by Reporting Type |  |  |  | Retrofit FOM Costs by Reporting Type: Nebraska | [6 empty] | Retrofit FOM Costs by Reporting Type: Nebraska
| Retrofit FOM Costs by Reporting Type |  |  |  | ReportingType | 2015 | 2020 | 2025 | 2030 | 2035 | 2040 | ReportingType | 2015 | 2020 | 2025 | 2030 | 2035 | 2040
| Retrofit FOM Costs by Reporting Type | NE | Southwest | Other Renew | BM | 0 | 0 | 0 | 0 | 0 | 0 | BM | 0 | 0 | 0 | 0 | 0 | 0
| Retrofit FOM Costs by Reporting Type | NE | Southwest | CC | CC | 0 | 0 | 0 | 0 | 0 | 0 | CC | 0 | 0 | 0 | 0 | 0 | 0
| Retrofit FOM Costs by Reporting Type | NE | Southwest | Other Renew | CSP | 0 | 0 | 0 | 0 | 0 | 0 | CSP | 0 | 0 | 0 | 0 | 0 | 0
| Retrofit FOM Costs by Reporting Type | NE | Southwest | CT | CT | 0 | 0 | 0 | 0 | 0 | 0 | CT | 0 | 0 | 0 | 0 | 0 | 0
| Retrofit FOM Costs by Reporting Type | NE | Southwest | Coal | Coal | 4.88 | 4.99 | 5.27 | 5.27 | 5.42 | 5.42 | Coal | 4.88 | 5.33 | 5.33 | 5.33 | 5.33 | 5.42
| Retrofit FOM Costs by Reporting Type | NE | Southwest | Other Renew | Geo | 0 | 0 | 0 | 0 | 0 | 0 | Geo | 0 | 0 | 0 | 0 | 0 | 0
| Retrofit FOM Costs by Reporting Type | NE | Southwest | Hydro | H | 0 | 0 | 0 | 0 | 0 | 0 | H | 0 | 0 | 0 | 0 | 0 | 0
| Retrofit FOM Costs by Reporting Type | NE | Southwest | Other Renew | LFG | 0 | 0 | 0 | 0 | 0 | 0 | LFG | 0 | 0 | 0 | 0 | 0 | 0
| Retrofit FOM Costs by Reporting Type | NE | Southwest | Nuclear | Nuc | 0 | 0 | 0 | 0 | 0 | 0 | Nuc | 0 | 0 | 0 | 0 | 0 | 0
| Retrofit FOM Costs by Reporting Type | NE | Southwest | Other | PS | 0 | 0 | 0 | 0 | 0 | 0 | PS | 0 | 0 | 0 | 0 | 0 | 0
| Retrofit FOM Costs by Reporting Type | NE | Southwest | Other Renew | PV | 0 | 0 | 0 | 0 | 0 | 0 | PV | 0 | 0 | 0 | 0 | 0 | 0
| Retrofit FOM Costs by Reporting Type | NE | Southwest | CT | PeakG | 0 | 0 | 0 | 0 | 0 | 0 | PeakG | 0 | 0 | 0 | 0 | 0 | 0
| Retrofit FOM Costs by Reporting Type | NE | Southwest | CT | PeakO | 0 | 0 | 0 | 0 | 0 | 0 | PeakO | 0 | 0 | 0 | 0 | 0 | 0
| Retrofit FOM Costs by Reporting Type | NE | Southwest | Other Renew | ST | 0 | 0 | 0 | 0 | 0 | 0 | ST | 0 | 0 | 0 | 0 | 0 | 0
| Retrofit FOM Costs by Reporting Type | NE | Southwest | Steam O/G | STOG | 0 | 0 | 0 | 0 | 0 | 0 | STOG | 0 | 0 | 0 | 0 | 0 | 0
| Retrofit FOM Costs by Reporting Type | NE | Southwest | Other Renew | STWD | 0 | 0 | 0 | 0 | 0 | 0 | STWD | 0 | 0 | 0 | 0 | 0 | 0
| Retrofit FOM Costs by Reporting Type | NE | Southwest | On-shore Wind | WT | 0 | 0 | 0 | 0 | 0 | 0 | WT | 0 | 0 | 0 | 0 | 0 | 0
| Retrofit FOM Costs by Reporting Type | NE | Southwest | Coal | IGCC | 0 | 0 | 0 | 0 | 0 | 0 | IGCC | 0 | 0 | 0 | 0 | 0 | 0
| Retrofit FOM Costs by Reporting Type | NE | Southwest | DR | DemandResponse | 0 | 0 | 0 | 0 | 0 | 0 | DemandResponse | 0 | 0 | 0 | 0 | 0 | 0
| Retrofit FOM Costs by Reporting Type | NE | Southwest | Coal-CCS | IGCC-CCS | 0 | 0 | 0 | 0 | 0 | 0 | IGCC-CCS | 0 | 0 | 0 | 0 | 0 | 0
| Retrofit FOM Costs by Reporting Type | NE | Southwest | Off-shore Wind | WT_off | 0 | 0 | 0 | 0 | 0 | 0 | WT_off | 0 | 0 | 0 | 0 | 0 | 0
| Retrofit FOM Costs by Reporting Type | NE | Southwest | Other | PseudoUnit | 0 | 0 | 0 | 0 | 0 | 0 | PseudoUnit | 0 | 0 | 0 | 0 | 0 | 0
| Retrofit FOM Costs by Reporting Type | NE | Southwest | HQ/Maritimes | FixedInterchange | 0 | 0 | 0 | 0 | 0 | 0 | FixedInterchange | 0 | 0 | 0 | 0 | 0 | 0
Retrofit FOM Costs by Reporting Type
| Retrofit FOM Costs by Reporting Type |  |  |  | Retrofit FOM Costs by Reporting Type: NEISO | [6 empty] | Retrofit FOM Costs by Reporting Type: NEISO
| Retrofit FOM Costs by Reporting Type |  |  |  | ReportingType | 2015 | 2020 | 2025 | 2030 | 2035 | 2040 | ReportingType | 2015 | 2020 | 2025 | 2030 | 2035 | 2040
| Retrofit FOM Costs by Reporting Type | NEISO | Northeast | Other Renew | BM | 0 | 0 | 0 | 0 | 0 | 0 | BM | 0 | 0 | 0 | 0 | 0 | 0
| Retrofit FOM Costs by Reporting Type | NEISO | Northeast | CC | CC | 0 | 0 | 0 | 0 | 0 | 0 | CC | 0 | 0 | 0 | 0 | 0 | 0
| Retrofit FOM Costs by Reporting Type | NEISO | Northeast | Other Renew | CSP | 0 | 0 | 0 | 0 | 0 | 0 | CSP | 0 | 0 | 0 | 0 | 0 | 0
| Retrofit FOM Costs by Reporting Type | NEISO | Northeast | CT | CT | 0 | 0 | 0 | 0 | 0 | 0 | CT | 0 | 0 | 0 | 0 | 0 | 0
| Retrofit FOM Costs by Reporting Type | NEISO | Northeast | Coal | Coal | 4.16 | 0.06 | 0.06 | 0.05 | 0.05 | 0.05 | Coal | 4.08 | 0 | 0 | 0 | 0 | 0
| Retrofit FOM Costs by Reporting Type | NEISO | Northeast | Other Renew | Geo | 0 | 0 | 0 | 0 | 0 | 0 | Geo | 0 | 0 | 0 | 0 | 0 | 0
| Retrofit FOM Costs by Reporting Type | NEISO | Northeast | Hydro | H | 0 | 0 | 0 | 0 | 0 | 0 | H | 0 | 0 | 0 | 0 | 0 | 0
| Retrofit FOM Costs by Reporting Type | NEISO | Northeast | Other Renew | LFG | 0 | 0 | 0 | 0 | 0 | 0 | LFG | 0 | 0 | 0 | 0 | 0 | 0
| Retrofit FOM Costs by Reporting Type | NEISO | Northeast | Nuclear | Nuc | 0 | 0 | 0 | 0 | 0 | 0 | Nuc | 0 | 0 | 0 | 0 | 0 | 0
| Retrofit FOM Costs by Reporting Type | NEISO | Northeast | Other | PS | 0 | 0 | 0 | 0 | 0 | 0 | PS | 0 | 0 | 0 | 0 | 0 | 0
| Retrofit FOM Costs by Reporting Type | NEISO | Northeast | Other Renew | PV | 0 | 0 | 0 | 0 | 0 | 0 | PV | 0 | 0 | 0 | 0 | 0 | 0
| Retrofit FOM Costs by Reporting Type | NEISO | Northeast | CT | PeakG | 0 | 0 | 0 | 0 | 0 | 0 | PeakG | 0 | 0 | 0 | 0 | 0 | 0
| Retrofit FOM Costs by Reporting Type | NEISO | Northeast | CT | PeakO | 0 | 0 | 0 | 0 | 0 | 0 | PeakO | 0 | 0 | 0 | 0 | 0 | 0
| Retrofit FOM Costs by Reporting Type | NEISO | Northeast | Other Renew | ST | 0 | 0 | 0 | 0 | 0 | 0 | ST | 0 | 0 | 0 | 0 | 0 | 0
| Retrofit FOM Costs by Reporting Type | NEISO | Northeast | Steam O/G | STOG | 0 | 0 | 0 | 0 | 0 | 0 | STOG | 0 | 0 | 0 | 0 | 0 | 0
| Retrofit FOM Costs by Reporting Type | NEISO | Northeast | Other Renew | STWD | 0 | 0 | 0 | 0 | 0 | 0 | STWD | 0 | 0 | 0 | 0 | 0 | 0
| Retrofit FOM Costs by Reporting Type | NEISO | Northeast | On-shore Wind | WT | 0 | 0 | 0 | 0 | 0 | 0 | WT | 0 | 0 | 0 | 0 | 0 | 0
| Retrofit FOM Costs by Reporting Type | NEISO | Northeast | Coal | IGCC | 0 | 0 | 0 | 0 | 0 | 0 | IGCC | 0 | 0 | 0 | 0 | 0 | 0
| Retrofit FOM Costs by Reporting Type | NEISO | Northeast | DR | DemandResponse | 0 | 0 | 0 | 0 | 0 | 0 | DemandResponse | 0 | 0 | 0 | 0 | 0 | 0
| Retrofit FOM Costs by Reporting Type | NEISO | Northeast | Coal-CCS | IGCC-CCS | 0 | 0 | 0 | 0 | 0 | 0 | IGCC-CCS | 0 | 0 | 0 | 0 | 0 | 0
| Retrofit FOM Costs by Reporting Type | NEISO | Northeast | Off-shore Wind | WT_off | 0 | 0 | 0 | 0 | 0 | 0 | WT_off | 0 | 0 | 0 | 0 | 0 | 0
| Retrofit FOM Costs by Reporting Type | NEISO | Northeast | Other | PseudoUnit | 0 | 0 | 0 | 0 | 0 | 0 | PseudoUnit | 0 | 0 | 0 | 0 | 0 | 0
| Retrofit FOM Costs by Reporting Type | NEISO | Northeast | HQ/Maritimes | FixedInterchange | 0 | 0 | 0 | 0 | 0 | 0 | FixedInterchange | 0 | 0 | 0 | 0 | 0 | 0
Retrofit FOM Costs by Reporting Type
| Retrofit FOM Costs by Reporting Type |  |  |  | Retrofit FOM Costs by Reporting Type: NonRTO_Midwest | [6 empty] | Retrofit FOM Costs by Reporting Type: NonRTO_Midwest
| Retrofit FOM Costs by Reporting Type |  |  |  | ReportingType | 2015 | 2020 | 2025 | 2030 | 2035 | 2040 | ReportingType | 2015 | 2020 | 2025 | 2030 | 2035 | 2040
| Retrofit FOM Costs by Reporting Type | NonRTO_Midwest | MISO | Other Renew | BM | 0 | 0 | 0 | 0 | 0 | 0 | BM | 0 | 0 | 0 | 0 | 0 | 0
| Retrofit FOM Costs by Reporting Type | NonRTO_Midwest | MISO | CC | CC | 0 | 0 | 0 | 0 | 0 | 0 | CC | 0 | 0 | 0 | 0 | 0 | 0
| Retrofit FOM Costs by Reporting Type | NonRTO_Midwest | MISO | Other Renew | CSP | 0 | 0 | 0 | 0 | 0 | 0 | CSP | 0 | 0 | 0 | 0 | 0 | 0
| Retrofit FOM Costs by Reporting Type | NonRTO_Midwest | MISO | CT | CT | 0 | 0 | 0 | 0 | 0 | 0 | CT | 0 | 0 | 0 | 0 | 0 | 0
| Retrofit FOM Costs by Reporting Type | NonRTO_Midwest | MISO | Coal | Coal | 67.94 | 46.08 | 37.09 | 18.01 | 18.58 | 18.58 | Coal | 61.93 | 36.5 | 27.58 | 21.83 | 22.91 | 22.91
| Retrofit FOM Costs by Reporting Type | NonRTO_Midwest | MISO | Other Renew | Geo | 0 | 0 | 0 | 0 | 0 | 0 | Geo | 0 | 0 | 0 | 0 | 0 | 0
| Retrofit FOM Costs by Reporting Type | NonRTO_Midwest | MISO | Hydro | H | 0 | 0 | 0 | 0 | 0 | 0 | H | 0 | 0 | 0 | 0 | 0 | 0
| Retrofit FOM Costs by Reporting Type | NonRTO_Midwest | MISO | Other Renew | LFG | 0 | 0 | 0 | 0 | 0 | 0 | LFG | 0 | 0 | 0 | 0 | 0 | 0
| Retrofit FOM Costs by Reporting Type | NonRTO_Midwest | MISO | Nuclear | Nuc | 0 | 0 | 0 | 0 | 0 | 0 | Nuc | 0 | 0 | 0 | 0 | 0 | 0
| Retrofit FOM Costs by Reporting Type | NonRTO_Midwest | MISO | Other | PS | 0 | 0 | 0 | 0 | 0 | 0 | PS | 0 | 0 | 0 | 0 | 0 | 0
| Retrofit FOM Costs by Reporting Type | NonRTO_Midwest | MISO | Other Renew | PV | 0 | 0 | 0 | 0 | 0 | 0 | PV | 0 | 0 | 0 | 0 | 0 | 0
| Retrofit FOM Costs by Reporting Type | NonRTO_Midwest | MISO | CT | PeakG | 0 | 0 | 0 | 0 | 0 | 0 | PeakG | 0 | 0 | 0 | 0 | 0 | 0
| Retrofit FOM Costs by Reporting Type | NonRTO_Midwest | MISO | CT | PeakO | 0 | 0 | 0 | 0 | 0 | 0 | PeakO | 0 | 0 | 0 | 0 | 0 | 0
| Retrofit FOM Costs by Reporting Type | NonRTO_Midwest | MISO | Other Renew | ST | 0 | 0 | 0 | 0 | 0 | 0 | ST | 0 | 0 | 0 | 0 | 0 | 0
| Retrofit FOM Costs by Reporting Type | NonRTO_Midwest | MISO | Steam O/G | STOG | 0 | 0 | 0 | 0 | 0 | 0 | STOG | 0 | 0 | 0 | 0 | 0 | 0
| Retrofit FOM Costs by Reporting Type | NonRTO_Midwest | MISO | Other Renew | STWD | 0 | 0 | 0 | 0 | 0 | 0 | STWD | 0 | 0 | 0 | 0 | 0 | 0
| Retrofit FOM Costs by Reporting Type | NonRTO_Midwest | MISO | On-shore Wind | WT | 0 | 0 | 0 | 0 | 0 | 0 | WT | 0 | 0 | 0 | 0 | 0 | 0
| Retrofit FOM Costs by Reporting Type | NonRTO_Midwest | MISO | Coal | IGCC | 0 | 0 | 0 | 0 | 0 | 0 | IGCC | 0 | 0 | 0 | 0 | 0 | 0
| Retrofit FOM Costs by Reporting Type | NonRTO_Midwest | MISO | DR | DemandResponse | 0 | 0 | 0 | 0 | 0 | 0 | DemandResponse | 0 | 0 | 0 | 0 | 0 | 0
| Retrofit FOM Costs by Reporting Type | NonRTO_Midwest | MISO | Coal-CCS | IGCC-CCS | 0 | 0 | 0 | 0 | 0 | 0 | IGCC-CCS | 0 | 0 | 0 | 0 | 0 | 0
| Retrofit FOM Costs by Reporting Type | NonRTO_Midwest | MISO | Off-shore Wind | WT_off | 0 | 0 | 0 | 0 | 0 | 0 | WT_off | 0 | 0 | 0 | 0 | 0 | 0
| Retrofit FOM Costs by Reporting Type | NonRTO_Midwest | MISO | Other | PseudoUnit | 0 | 0 | 0 | 0 | 0 | 0 | PseudoUnit | 0 | 0 | 0 | 0 | 0 | 0
| Retrofit FOM Costs by Reporting Type | NonRTO_Midwest | MISO | HQ/Maritimes | FixedInterchange | 0 | 0 | 0 | 0 | 0 | 0 | FixedInterchange | 0 | 0 | 0 | 0 | 0 | 0
Retrofit FOM Costs by Reporting Type
| Retrofit FOM Costs by Reporting Type |  |  |  | Retrofit FOM Costs by Reporting Type: NYISO_A-F | [6 empty] | Retrofit FOM Costs by Reporting Type: NYISO_A-F
| Retrofit FOM Costs by Reporting Type |  |  |  | ReportingType | 2015 | 2020 | 2025 | 2030 | 2035 | 2040 | ReportingType | 2015 | 2020 | 2025 | 2030 | 2035 | 2040
| Retrofit FOM Costs by Reporting Type | NYISO_A-F | Northeast | Other Renew | BM | 0 | 0 | 0 | 0 | 0 | 0 | BM | 0 | 0 | 0 | 0 | 0 | 0
| Retrofit FOM Costs by Reporting Type | NYISO_A-F | Northeast | CC | CC | 0 | 0 | 0 | 0 | 0 | 0 | CC | 0 | 0 | 0 | 0 | 0 | 0
| Retrofit FOM Costs by Reporting Type | NYISO_A-F | Northeast | Other Renew | CSP | 0 | 0 | 0 | 0 | 0 | 0 | CSP | 0 | 0 | 0 | 0 | 0 | 0
| Retrofit FOM Costs by Reporting Type | NYISO_A-F | Northeast | CT | CT | 0 | 0 | 0 | 0 | 0 | 0 | CT | 0 | 0 | 0 | 0 | 0 | 0
| Retrofit FOM Costs by Reporting Type | NYISO_A-F | Northeast | Coal | Coal | 0 | 0 | 0 | 0 | 0 | 0 | Coal | 0 | 0 | 0 | 0 | 0 | 0
| Retrofit FOM Costs by Reporting Type | NYISO_A-F | Northeast | Other Renew | Geo | 0 | 0 | 0 | 0 | 0 | 0 | Geo | 0 | 0 | 0 | 0 | 0 | 0
| Retrofit FOM Costs by Reporting Type | NYISO_A-F | Northeast | Hydro | H | 0 | 0 | 0 | 0 | 0 | 0 | H | 0 | 0 | 0 | 0 | 0 | 0
| Retrofit FOM Costs by Reporting Type | NYISO_A-F | Northeast | Other Renew | LFG | 0 | 0 | 0 | 0 | 0 | 0 | LFG | 0 | 0 | 0 | 0 | 0 | 0
| Retrofit FOM Costs by Reporting Type | NYISO_A-F | Northeast | Nuclear | Nuc | 0 | 0 | 0 | 0 | 0 | 0 | Nuc | 0 | 0 | 0 | 0 | 0 | 0
| Retrofit FOM Costs by Reporting Type | NYISO_A-F | Northeast | Other | PS | 0 | 0 | 0 | 0 | 0 | 0 | PS | 0 | 0 | 0 | 0 | 0 | 0
| Retrofit FOM Costs by Reporting Type | NYISO_A-F | Northeast | Other Renew | PV | 0 | 0 | 0 | 0 | 0 | 0 | PV | 0 | 0 | 0 | 0 | 0 | 0
| Retrofit FOM Costs by Reporting Type | NYISO_A-F | Northeast | CT | PeakG | 0 | 0 | 0 | 0 | 0 | 0 | PeakG | 0 | 0 | 0 | 0 | 0 | 0
| Retrofit FOM Costs by Reporting Type | NYISO_A-F | Northeast | CT | PeakO | 0 | 0 | 0 | 0 | 0 | 0 | PeakO | 0 | 0 | 0 | 0 | 0 | 0
| Retrofit FOM Costs by Reporting Type | NYISO_A-F | Northeast | Other Renew | ST | 0 | 0 | 0 | 0 | 0 | 0 | ST | 0 | 0 | 0 | 0 | 0 | 0
| Retrofit FOM Costs by Reporting Type | NYISO_A-F | Northeast | Steam O/G | STOG | 0 | 0 | 0 | 0 | 0 | 0 | STOG | 0 | 0 | 0 | 0 | 0 | 0
| Retrofit FOM Costs by Reporting Type | NYISO_A-F | Northeast | Other Renew | STWD | 0 | 0 | 0 | 0 | 0 | 0 | STWD | 0 | 0 | 0 | 0 | 0 | 0
| Retrofit FOM Costs by Reporting Type | NYISO_A-F | Northeast | On-shore Wind | WT | 0 | 0 | 0 | 0 | 0 | 0 | WT | 0 | 0 | 0 | 0 | 0 | 0
| Retrofit FOM Costs by Reporting Type | NYISO_A-F | Northeast | Coal | IGCC | 0 | 0 | 0 | 0 | 0 | 0 | IGCC | 0 | 0 | 0 | 0 | 0 | 0
| Retrofit FOM Costs by Reporting Type | NYISO_A-F | Northeast | DR | DemandResponse | 0 | 0 | 0 | 0 | 0 | 0 | DemandResponse | 0 | 0 | 0 | 0 | 0 | 0
| Retrofit FOM Costs by Reporting Type | NYISO_A-F | Northeast | Coal-CCS | IGCC-CCS | 0 | 0 | 0 | 0 | 0 | 0 | IGCC-CCS | 0 | 0 | 0 | 0 | 0 | 0
| Retrofit FOM Costs by Reporting Type | NYISO_A-F | Northeast | Off-shore Wind | WT_off | 0 | 0 | 0 | 0 | 0 | 0 | WT_off | 0 | 0 | 0 | 0 | 0 | 0
| Retrofit FOM Costs by Reporting Type | NYISO_A-F | Northeast | Other | PseudoUnit | 0 | 0 | 0 | 0 | 0 | 0 | PseudoUnit | 0 | 0 | 0 | 0 | 0 | 0
| Retrofit FOM Costs by Reporting Type | NYISO_A-F | Northeast | HQ/Maritimes | FixedInterchange | 0 | 0 | 0 | 0 | 0 | 0 | FixedInterchange | 0 | 0 | 0 | 0 | 0 | 0
Retrofit FOM Costs by Reporting Type
| Retrofit FOM Costs by Reporting Type |  |  |  | Retrofit FOM Costs by Reporting Type: NYISO_G-I | [6 empty] | Retrofit FOM Costs by Reporting Type: NYISO_G-I
| Retrofit FOM Costs by Reporting Type |  |  |  | ReportingType | 2015 | 2020 | 2025 | 2030 | 2035 | 2040 | ReportingType | 2015 | 2020 | 2025 | 2030 | 2035 | 2040
| Retrofit FOM Costs by Reporting Type | NYISO_G-I | Northeast | Other Renew | BM | 0 | 0 | 0 | 0 | 0 | 0 | BM | 0 | 0 | 0 | 0 | 0 | 0
| Retrofit FOM Costs by Reporting Type | NYISO_G-I | Northeast | CC | CC | 0 | 0 | 0 | 0 | 0 | 0 | CC | 0 | 0 | 0 | 0 | 0 | 0
| Retrofit FOM Costs by Reporting Type | NYISO_G-I | Northeast | Other Renew | CSP | 0 | 0 | 0 | 0 | 0 | 0 | CSP | 0 | 0 | 0 | 0 | 0 | 0
| Retrofit FOM Costs by Reporting Type | NYISO_G-I | Northeast | CT | CT | 0 | 0 | 0 | 0 | 0 | 0 | CT | 0 | 0 | 0 | 0 | 0 | 0
| Retrofit FOM Costs by Reporting Type | NYISO_G-I | Northeast | Coal | Coal | 0 | 0 | 0 | 0 | 0 | 0 | Coal | 0 | 0 | 0 | 0 | 0 | 0
| Retrofit FOM Costs by Reporting Type | NYISO_G-I | Northeast | Other Renew | Geo | 0 | 0 | 0 | 0 | 0 | 0 | Geo | 0 | 0 | 0 | 0 | 0 | 0
| Retrofit FOM Costs by Reporting Type | NYISO_G-I | Northeast | Hydro | H | 0 | 0 | 0 | 0 | 0 | 0 | H | 0 | 0 | 0 | 0 | 0 | 0
| Retrofit FOM Costs by Reporting Type | NYISO_G-I | Northeast | Other Renew | LFG | 0 | 0 | 0 | 0 | 0 | 0 | LFG | 0 | 0 | 0 | 0 | 0 | 0
| Retrofit FOM Costs by Reporting Type | NYISO_G-I | Northeast | Nuclear | Nuc | 0 | 0 | 0 | 0 | 0 | 0 | Nuc | 0 | 0 | 0 | 0 | 0 | 0
| Retrofit FOM Costs by Reporting Type | NYISO_G-I | Northeast | Other | PS | 0 | 0 | 0 | 0 | 0 | 0 | PS | 0 | 0 | 0 | 0 | 0 | 0
| Retrofit FOM Costs by Reporting Type | NYISO_G-I | Northeast | Other Renew | PV | 0 | 0 | 0 | 0 | 0 | 0 | PV | 0 | 0 | 0 | 0 | 0 | 0
| Retrofit FOM Costs by Reporting Type | NYISO_G-I | Northeast | CT | PeakG | 0 | 0 | 0 | 0 | 0 | 0 | PeakG | 0 | 0 | 0 | 0 | 0 | 0
| Retrofit FOM Costs by Reporting Type | NYISO_G-I | Northeast | CT | PeakO | 0 | 0 | 0 | 0 | 0 | 0 | PeakO | 0 | 0 | 0 | 0 | 0 | 0
| Retrofit FOM Costs by Reporting Type | NYISO_G-I | Northeast | Other Renew | ST | 0 | 0 | 0 | 0 | 0 | 0 | ST | 0 | 0 | 0 | 0 | 0 | 0
| Retrofit FOM Costs by Reporting Type | NYISO_G-I | Northeast | Steam O/G | STOG | 0 | 0 | 0 | 0 | 0 | 0 | STOG | 0 | 0 | 0 | 0 | 0 | 0
| Retrofit FOM Costs by Reporting Type | NYISO_G-I | Northeast | Other Renew | STWD | 0 | 0 | 0 | 0 | 0 | 0 | STWD | 0 | 0 | 0 | 0 | 0 | 0
| Retrofit FOM Costs by Reporting Type | NYISO_G-I | Northeast | On-shore Wind | WT | 0 | 0 | 0 | 0 | 0 | 0 | WT | 0 | 0 | 0 | 0 | 0 | 0
| Retrofit FOM Costs by Reporting Type | NYISO_G-I | Northeast | Coal | IGCC | 0 | 0 | 0 | 0 | 0 | 0 | IGCC | 0 | 0 | 0 | 0 | 0 | 0
| Retrofit FOM Costs by Reporting Type | NYISO_G-I | Northeast | DR | DemandResponse | 0 | 0 | 0 | 0 | 0 | 0 | DemandResponse | 0 | 0 | 0 | 0 | 0 | 0
| Retrofit FOM Costs by Reporting Type | NYISO_G-I | Northeast | Coal-CCS | IGCC-CCS | 0 | 0 | 0 | 0 | 0 | 0 | IGCC-CCS | 0 | 0 | 0 | 0 | 0 | 0
| Retrofit FOM Costs by Reporting Type | NYISO_G-I | Northeast | Off-shore Wind | WT_off | 0 | 0 | 0 | 0 | 0 | 0 | WT_off | 0 | 0 | 0 | 0 | 0 | 0
| Retrofit FOM Costs by Reporting Type | NYISO_G-I | Northeast | Other | PseudoUnit | 0 | 0 | 0 | 0 | 0 | 0 | PseudoUnit | 0 | 0 | 0 | 0 | 0 | 0
| Retrofit FOM Costs by Reporting Type | NYISO_G-I | Northeast | HQ/Maritimes | FixedInterchange | 0 | 0 | 0 | 0 | 0 | 0 | FixedInterchange | 0 | 0 | 0 | 0 | 0 | 0
Retrofit FOM Costs by Reporting Type
| Retrofit FOM Costs by Reporting Type |  |  |  | Retrofit FOM Costs by Reporting Type: NYISO_J-K | [6 empty] | Retrofit FOM Costs by Reporting Type: NYISO_J-K
| Retrofit FOM Costs by Reporting Type |  |  |  | ReportingType | 2015 | 2020 | 2025 | 2030 | 2035 | 2040 | ReportingType | 2015 | 2020 | 2025 | 2030 | 2035 | 2040
| Retrofit FOM Costs by Reporting Type | NYISO_J-K | Northeast | Other Renew | BM | 0 | 0 | 0 | 0 | 0 | 0 | BM | 0 | 0 | 0 | 0 | 0 | 0
| Retrofit FOM Costs by Reporting Type | NYISO_J-K | Northeast | CC | CC | 0 | 0 | 0 | 0 | 0 | 0 | CC | 0 | 0 | 0 | 0 | 0 | 0
| Retrofit FOM Costs by Reporting Type | NYISO_J-K | Northeast | Other Renew | CSP | 0 | 0 | 0 | 0 | 0 | 0 | CSP | 0 | 0 | 0 | 0 | 0 | 0
| Retrofit FOM Costs by Reporting Type | NYISO_J-K | Northeast | CT | CT | 0 | 0 | 0 | 0 | 0 | 0 | CT | 0 | 0 | 0 | 0 | 0 | 0
| Retrofit FOM Costs by Reporting Type | NYISO_J-K | Northeast | Coal | Coal | 0 | 0 | 0 | 0 | 0 | 0 | Coal | 0 | 0 | 0 | 0 | 0 | 0
| Retrofit FOM Costs by Reporting Type | NYISO_J-K | Northeast | Other Renew | Geo | 0 | 0 | 0 | 0 | 0 | 0 | Geo | 0 | 0 | 0 | 0 | 0 | 0
| Retrofit FOM Costs by Reporting Type | NYISO_J-K | Northeast | Hydro | H | 0 | 0 | 0 | 0 | 0 | 0 | H | 0 | 0 | 0 | 0 | 0 | 0
| Retrofit FOM Costs by Reporting Type | NYISO_J-K | Northeast | Other Renew | LFG | 0 | 0 | 0 | 0 | 0 | 0 | LFG | 0 | 0 | 0 | 0 | 0 | 0
| Retrofit FOM Costs by Reporting Type | NYISO_J-K | Northeast | Nuclear | Nuc | 0 | 0 | 0 | 0 | 0 | 0 | Nuc | 0 | 0 | 0 | 0 | 0 | 0
| Retrofit FOM Costs by Reporting Type | NYISO_J-K | Northeast | Other | PS | 0 | 0 | 0 | 0 | 0 | 0 | PS | 0 | 0 | 0 | 0 | 0 | 0
| Retrofit FOM Costs by Reporting Type | NYISO_J-K | Northeast | Other Renew | PV | 0 | 0 | 0 | 0 | 0 | 0 | PV | 0 | 0 | 0 | 0 | 0 | 0
| Retrofit FOM Costs by Reporting Type | NYISO_J-K | Northeast | CT | PeakG | 0 | 0 | 0 | 0 | 0 | 0 | PeakG | 0 | 0 | 0 | 0 | 0 | 0
| Retrofit FOM Costs by Reporting Type | NYISO_J-K | Northeast | CT | PeakO | 0 | 0 | 0 | 0 | 0 | 0 | PeakO | 0 | 0 | 0 | 0 | 0 | 0
| Retrofit FOM Costs by Reporting Type | NYISO_J-K | Northeast | Other Renew | ST | 0 | 0 | 0 | 0 | 0 | 0 | ST | 0 | 0 | 0 | 0 | 0 | 0
| Retrofit FOM Costs by Reporting Type | NYISO_J-K | Northeast | Steam O/G | STOG | 0 | 0 | 0 | 0 | 0 | 0 | STOG | 0 | 0 | 0 | 0 | 0 | 0
| Retrofit FOM Costs by Reporting Type | NYISO_J-K | Northeast | Other Renew | STWD | 0 | 0 | 0 | 0 | 0 | 0 | STWD | 0 | 0 | 0 | 0 | 0 | 0
| Retrofit FOM Costs by Reporting Type | NYISO_J-K | Northeast | On-shore Wind | WT | 0 | 0 | 0 | 0 | 0 | 0 | WT | 0 | 0 | 0 | 0 | 0 | 0
| Retrofit FOM Costs by Reporting Type | NYISO_J-K | Northeast | Coal | IGCC | 0 | 0 | 0 | 0 | 0 | 0 | IGCC | 0 | 0 | 0 | 0 | 0 | 0
| Retrofit FOM Costs by Reporting Type | NYISO_J-K | Northeast | DR | DemandResponse | 0 | 0 | 0 | 0 | 0 | 0 | DemandResponse | 0 | 0 | 0 | 0 | 0 | 0
| Retrofit FOM Costs by Reporting Type | NYISO_J-K | Northeast | Coal-CCS | IGCC-CCS | 0 | 0 | 0 | 0 | 0 | 0 | IGCC-CCS | 0 | 0 | 0 | 0 | 0 | 0
| Retrofit FOM Costs by Reporting Type | NYISO_J-K | Northeast | Off-shore Wind | WT_off | 0 | 0 | 0 | 0 | 0 | 0 | WT_off | 0 | 0 | 0 | 0 | 0 | 0
| Retrofit FOM Costs by Reporting Type | NYISO_J-K | Northeast | Other | PseudoUnit | 0 | 0 | 0 | 0 | 0 | 0 | PseudoUnit | 0 | 0 | 0 | 0 | 0 | 0
| Retrofit FOM Costs by Reporting Type | NYISO_J-K | Northeast | HQ/Maritimes | FixedInterchange | 0 | 0 | 0 | 0 | 0 | 0 | FixedInterchange | 0 | 0 | 0 | 0 | 0 | 0
Retrofit FOM Costs by Reporting Type
| Retrofit FOM Costs by Reporting Type |  |  |  | Retrofit FOM Costs by Reporting Type: PJM_E | [6 empty] | Retrofit FOM Costs by Reporting Type: PJM_E
| Retrofit FOM Costs by Reporting Type |  |  |  | ReportingType | 2015 | 2020 | 2025 | 2030 | 2035 | 2040 | ReportingType | 2015 | 2020 | 2025 | 2030 | 2035 | 2040
| Retrofit FOM Costs by Reporting Type | PJM_E | PJM_MAAC | Other Renew | BM | 0 | 0 | 0 | 0 | 0 | 0 | BM | 0 | 0 | 0 | 0 | 0 | 0
| Retrofit FOM Costs by Reporting Type | PJM_E | PJM_MAAC | CC | CC | 0 | 0 | 0 | 0 | 0 | 0 | CC | 0 | 0 | 0 | 0 | 0 | 0
| Retrofit FOM Costs by Reporting Type | PJM_E | PJM_MAAC | Other Renew | CSP | 0 | 0 | 0 | 0 | 0 | 0 | CSP | 0 | 0 | 0 | 0 | 0 | 0
| Retrofit FOM Costs by Reporting Type | PJM_E | PJM_MAAC | CT | CT | 0 | 0 | 0 | 0 | 0 | 0 | CT | 0 | 0 | 0 | 0 | 0 | 0
| Retrofit FOM Costs by Reporting Type | PJM_E | PJM_MAAC | Coal | Coal | 2.35 | 1.28 | 1.28 | 1.28 | 1.38 | 1.55 | Coal | 2.35 | 1.28 | 1.28 | 1.29 | 1.5 | 1.55
| Retrofit FOM Costs by Reporting Type | PJM_E | PJM_MAAC | Other Renew | Geo | 0 | 0 | 0 | 0 | 0 | 0 | Geo | 0 | 0 | 0 | 0 | 0 | 0
| Retrofit FOM Costs by Reporting Type | PJM_E | PJM_MAAC | Hydro | H | 0 | 0 | 0 | 0 | 0 | 0 | H | 0 | 0 | 0 | 0 | 0 | 0
| Retrofit FOM Costs by Reporting Type | PJM_E | PJM_MAAC | Other Renew | LFG | 0 | 0 | 0 | 0 | 0 | 0 | LFG | 0 | 0 | 0 | 0 | 0 | 0
| Retrofit FOM Costs by Reporting Type | PJM_E | PJM_MAAC | Nuclear | Nuc | 0 | 0 | 0 | 0 | 0 | 0 | Nuc | 0 | 0 | 0 | 0 | 0 | 0
| Retrofit FOM Costs by Reporting Type | PJM_E | PJM_MAAC | Other | PS | 0 | 0 | 0 | 0 | 0 | 0 | PS | 0 | 0 | 0 | 0 | 0 | 0
| Retrofit FOM Costs by Reporting Type | PJM_E | PJM_MAAC | Other Renew | PV | 0 | 0 | 0 | 0 | 0 | 0 | PV | 0 | 0 | 0 | 0 | 0 | 0
| Retrofit FOM Costs by Reporting Type | PJM_E | PJM_MAAC | CT | PeakG | 0 | 0 | 0 | 0 | 0 | 0 | PeakG | 0 | 0 | 0 | 0 | 0 | 0
| Retrofit FOM Costs by Reporting Type | PJM_E | PJM_MAAC | CT | PeakO | 0 | 0 | 0 | 0 | 0 | 0 | PeakO | 0 | 0 | 0 | 0 | 0 | 0
| Retrofit FOM Costs by Reporting Type | PJM_E | PJM_MAAC | Other Renew | ST | 0 | 0 | 0 | 0 | 0 | 0 | ST | 0 | 0 | 0 | 0 | 0 | 0
| Retrofit FOM Costs by Reporting Type | PJM_E | PJM_MAAC | Steam O/G | STOG | 0 | 0 | 0 | 0 | 0 | 0 | STOG | 0 | 0 | 0 | 0 | 0 | 0
| Retrofit FOM Costs by Reporting Type | PJM_E | PJM_MAAC | Other Renew | STWD | 0 | 0 | 0 | 0 | 0 | 0 | STWD | 0 | 0 | 0 | 0 | 0 | 0
| Retrofit FOM Costs by Reporting Type | PJM_E | PJM_MAAC | On-shore Wind | WT | 0 | 0 | 0 | 0 | 0 | 0 | WT | 0 | 0 | 0 | 0 | 0 | 0
| Retrofit FOM Costs by Reporting Type | PJM_E | PJM_MAAC | Coal | IGCC | 0 | 0 | 0 | 0 | 0 | 0 | IGCC | 0 | 0 | 0 | 0 | 0 | 0
| Retrofit FOM Costs by Reporting Type | PJM_E | PJM_MAAC | DR | DemandResponse | 0 | 0 | 0 | 0 | 0 | 0 | DemandResponse | 0 | 0 | 0 | 0 | 0 | 0
| Retrofit FOM Costs by Reporting Type | PJM_E | PJM_MAAC | Coal-CCS | IGCC-CCS | 0 | 0 | 0 | 0 | 0 | 0 | IGCC-CCS | 0 | 0 | 0 | 0 | 0 | 0
| Retrofit FOM Costs by Reporting Type | PJM_E | PJM_MAAC | Off-shore Wind | WT_off | 0 | 0 | 0 | 0 | 0 | 0 | WT_off | 0 | 0 | 0 | 0 | 0 | 0
| Retrofit FOM Costs by Reporting Type | PJM_E | PJM_MAAC | Other | PseudoUnit | 0 | 0 | 0 | 0 | 0 | 0 | PseudoUnit | 0 | 0 | 0 | 0 | 0 | 0
| Retrofit FOM Costs by Reporting Type | PJM_E | PJM_MAAC | HQ/Maritimes | FixedInterchange | 0 | 0 | 0 | 0 | 0 | 0 | FixedInterchange | 0 | 0 | 0 | 0 | 0 | 0
Retrofit FOM Costs by Reporting Type
| Retrofit FOM Costs by Reporting Type |  |  |  | Retrofit FOM Costs by Reporting Type: PJM_ROM | [6 empty] | Retrofit FOM Costs by Reporting Type: PJM_ROM
| Retrofit FOM Costs by Reporting Type |  |  |  | ReportingType | 2015 | 2020 | 2025 | 2030 | 2035 | 2040 | ReportingType | 2015 | 2020 | 2025 | 2030 | 2035 | 2040
| Retrofit FOM Costs by Reporting Type | PJM_ROM | PJM_MAAC | Other Renew | BM | 0 | 0 | 0 | 0 | 0 | 0 | BM | 0 | 0 | 0 | 0 | 0 | 0
| Retrofit FOM Costs by Reporting Type | PJM_ROM | PJM_MAAC | CC | CC | 0 | 0 | 0 | 0 | 0 | 0 | CC | 0 | 0 | 0 | 0 | 0 | 0
| Retrofit FOM Costs by Reporting Type | PJM_ROM | PJM_MAAC | Other Renew | CSP | 0 | 0 | 0 | 0 | 0 | 0 | CSP | 0 | 0 | 0 | 0 | 0 | 0
| Retrofit FOM Costs by Reporting Type | PJM_ROM | PJM_MAAC | CT | CT | 0 | 0 | 0 | 0 | 0 | 0 | CT | 0 | 0 | 0 | 0 | 0 | 0
| Retrofit FOM Costs by Reporting Type | PJM_ROM | PJM_MAAC | Coal | Coal | 8.24 | 6.73 | 6.2 | 6.2 | 6.44 | 6.57 | Coal | 2.04 | 0.53 | 0 | 0 | 0 | 0
| Retrofit FOM Costs by Reporting Type | PJM_ROM | PJM_MAAC | Other Renew | Geo | 0 | 0 | 0 | 0 | 0 | 0 | Geo | 0 | 0 | 0 | 0 | 0 | 0
| Retrofit FOM Costs by Reporting Type | PJM_ROM | PJM_MAAC | Hydro | H | 0 | 0 | 0 | 0 | 0 | 0 | H | 0 | 0 | 0 | 0 | 0 | 0
| Retrofit FOM Costs by Reporting Type | PJM_ROM | PJM_MAAC | Other Renew | LFG | 0 | 0 | 0 | 0 | 0 | 0 | LFG | 0 | 0 | 0 | 0 | 0 | 0
| Retrofit FOM Costs by Reporting Type | PJM_ROM | PJM_MAAC | Nuclear | Nuc | 0 | 0 | 0 | 0 | 0 | 0 | Nuc | 0 | 0 | 0 | 0 | 0 | 0
| Retrofit FOM Costs by Reporting Type | PJM_ROM | PJM_MAAC | Other | PS | 0 | 0 | 0 | 0 | 0 | 0 | PS | 0 | 0 | 0 | 0 | 0 | 0
| Retrofit FOM Costs by Reporting Type | PJM_ROM | PJM_MAAC | Other Renew | PV | 0 | 0 | 0 | 0 | 0 | 0 | PV | 0 | 0 | 0 | 0 | 0 | 0
| Retrofit FOM Costs by Reporting Type | PJM_ROM | PJM_MAAC | CT | PeakG | 0 | 0 | 0 | 0 | 0 | 0 | PeakG | 0 | 0 | 0 | 0 | 0 | 0
| Retrofit FOM Costs by Reporting Type | PJM_ROM | PJM_MAAC | CT | PeakO | 0 | 0 | 0 | 0 | 0 | 0 | PeakO | 0 | 0 | 0 | 0 | 0 | 0
| Retrofit FOM Costs by Reporting Type | PJM_ROM | PJM_MAAC | Other Renew | ST | 0 | 0 | 0 | 0 | 0 | 0 | ST | 0 | 0 | 0 | 0 | 0 | 0
| Retrofit FOM Costs by Reporting Type | PJM_ROM | PJM_MAAC | Steam O/G | STOG | 0 | 0 | 0 | 0 | 0 | 0 | STOG | 0 | 0 | 0 | 0 | 0 | 0
| Retrofit FOM Costs by Reporting Type | PJM_ROM | PJM_MAAC | Other Renew | STWD | 0 | 0 | 0 | 0 | 0 | 0 | STWD | 0 | 0 | 0 | 0 | 0 | 0
| Retrofit FOM Costs by Reporting Type | PJM_ROM | PJM_MAAC | On-shore Wind | WT | 0 | 0 | 0 | 0 | 0 | 0 | WT | 0 | 0 | 0 | 0 | 0 | 0
| Retrofit FOM Costs by Reporting Type | PJM_ROM | PJM_MAAC | Coal | IGCC | 0 | 0 | 0 | 0 | 0 | 0 | IGCC | 0 | 0 | 0 | 0 | 0 | 0
| Retrofit FOM Costs by Reporting Type | PJM_ROM | PJM_MAAC | DR | DemandResponse | 0 | 0 | 0 | 0 | 0 | 0 | DemandResponse | 0 | 0 | 0 | 0 | 0 | 0
| Retrofit FOM Costs by Reporting Type | PJM_ROM | PJM_MAAC | Coal-CCS | IGCC-CCS | 0 | 0 | 0 | 0 | 0 | 0 | IGCC-CCS | 0 | 0 | 0 | 0 | 0 | 0
| Retrofit FOM Costs by Reporting Type | PJM_ROM | PJM_MAAC | Off-shore Wind | WT_off | 0 | 0 | 0 | 0 | 0 | 0 | WT_off | 0 | 0 | 0 | 0 | 0 | 0
| Retrofit FOM Costs by Reporting Type | PJM_ROM | PJM_MAAC | Other | PseudoUnit | 0 | 0 | 0 | 0 | 0 | 0 | PseudoUnit | 0 | 0 | 0 | 0 | 0 | 0
| Retrofit FOM Costs by Reporting Type | PJM_ROM | PJM_MAAC | HQ/Maritimes | FixedInterchange | 0 | 0 | 0 | 0 | 0 | 0 | FixedInterchange | 0 | 0 | 0 | 0 | 0 | 0
Retrofit FOM Costs by Reporting Type
| Retrofit FOM Costs by Reporting Type |  |  |  | Retrofit FOM Costs by Reporting Type: PJM_ROR | [6 empty] | Retrofit FOM Costs by Reporting Type: PJM_ROR
| Retrofit FOM Costs by Reporting Type |  |  |  | ReportingType | 2015 | 2020 | 2025 | 2030 | 2035 | 2040 | ReportingType | 2015 | 2020 | 2025 | 2030 | 2035 | 2040
| Retrofit FOM Costs by Reporting Type | PJM_ROR | PJM_ROR | Other Renew | BM | 0 | 0 | 0 | 0 | 0 | 0 | BM | 0 | 0 | 0 | 0 | 0 | 0
| Retrofit FOM Costs by Reporting Type | PJM_ROR | PJM_ROR | CC | CC | 0 | 0 | 0 | 0 | 0 | 0 | CC | 0 | 0 | 0 | 0 | 0 | 0
| Retrofit FOM Costs by Reporting Type | PJM_ROR | PJM_ROR | Other Renew | CSP | 0 | 0 | 0 | 0 | 0 | 0 | CSP | 0 | 0 | 0 | 0 | 0 | 0
| Retrofit FOM Costs by Reporting Type | PJM_ROR | PJM_ROR | CT | CT | 0 | 0 | 0 | 0 | 0 | 0 | CT | 0 | 0 | 0 | 0 | 0 | 0
| Retrofit FOM Costs by Reporting Type | PJM_ROR | PJM_ROR | Coal | Coal | 152.45 | 152.99 | 64.23 | 66.06 | 70.15 | 70.22 | Coal | 112.18 | 100.38 | 47.49 | 48.77 | 51.42 | 51.42
| Retrofit FOM Costs by Reporting Type | PJM_ROR | PJM_ROR | Other Renew | Geo | 0 | 0 | 0 | 0 | 0 | 0 | Geo | 0 | 0 | 0 | 0 | 0 | 0
| Retrofit FOM Costs by Reporting Type | PJM_ROR | PJM_ROR | Hydro | H | 0 | 0 | 0 | 0 | 0 | 0 | H | 0 | 0 | 0 | 0 | 0 | 0
| Retrofit FOM Costs by Reporting Type | PJM_ROR | PJM_ROR | Other Renew | LFG | 0 | 0 | 0 | 0 | 0 | 0 | LFG | 0 | 0 | 0 | 0 | 0 | 0
| Retrofit FOM Costs by Reporting Type | PJM_ROR | PJM_ROR | Nuclear | Nuc | 0 | 0 | 0 | 0 | 0 | 0 | Nuc | 0 | 0 | 0 | 0 | 0 | 0
| Retrofit FOM Costs by Reporting Type | PJM_ROR | PJM_ROR | Other | PS | 0 | 0 | 0 | 0 | 0 | 0 | PS | 0 | 0 | 0 | 0 | 0 | 0
| Retrofit FOM Costs by Reporting Type | PJM_ROR | PJM_ROR | Other Renew | PV | 0 | 0 | 0 | 0 | 0 | 0 | PV | 0 | 0 | 0 | 0 | 0 | 0
| Retrofit FOM Costs by Reporting Type | PJM_ROR | PJM_ROR | CT | PeakG | 0 | 0 | 0 | 0 | 0 | 0 | PeakG | 0 | 0 | 0 | 0 | 0 | 0
| Retrofit FOM Costs by Reporting Type | PJM_ROR | PJM_ROR | CT | PeakO | 0 | 0 | 0 | 0 | 0 | 0 | PeakO | 0 | 0 | 0 | 0 | 0 | 0
| Retrofit FOM Costs by Reporting Type | PJM_ROR | PJM_ROR | Other Renew | ST | 0 | 0 | 0 | 0 | 0 | 0 | ST | 0 | 0 | 0 | 0 | 0 | 0
| Retrofit FOM Costs by Reporting Type | PJM_ROR | PJM_ROR | Steam O/G | STOG | 0 | 0 | 0 | 0 | 0 | 0 | STOG | 0 | 0 | 0 | 0 | 0 | 0
| Retrofit FOM Costs by Reporting Type | PJM_ROR | PJM_ROR | Other Renew | STWD | 0 | 0 | 0 | 0 | 0 | 0 | STWD | 0 | 0 | 0 | 0 | 0 | 0
| Retrofit FOM Costs by Reporting Type | PJM_ROR | PJM_ROR | On-shore Wind | WT | 0 | 0 | 0 | 0 | 0 | 0 | WT | 0 | 0 | 0 | 0 | 0 | 0
| Retrofit FOM Costs by Reporting Type | PJM_ROR | PJM_ROR | Coal | IGCC | 0 | 0 | 0 | 0 | 0 | 0 | IGCC | 0 | 0 | 0 | 0 | 0 | 0
| Retrofit FOM Costs by Reporting Type | PJM_ROR | PJM_ROR | DR | DemandResponse | 0 | 0 | 0 | 0 | 0 | 0 | DemandResponse | 0 | 0 | 0 | 0 | 0 | 0
| Retrofit FOM Costs by Reporting Type | PJM_ROR | PJM_ROR | Coal-CCS | IGCC-CCS | 0 | 0 | 0 | 0 | 0 | 0 | IGCC-CCS | 0 | 0 | 0 | 0 | 0 | 0
| Retrofit FOM Costs by Reporting Type | PJM_ROR | PJM_ROR | Off-shore Wind | WT_off | 0 | 0 | 0 | 0 | 0 | 0 | WT_off | 0 | 0 | 0 | 0 | 0 | 0
| Retrofit FOM Costs by Reporting Type | PJM_ROR | PJM_ROR | Other | PseudoUnit | 0 | 0 | 0 | 0 | 0 | 0 | PseudoUnit | 0 | 0 | 0 | 0 | 0 | 0
| Retrofit FOM Costs by Reporting Type | PJM_ROR | PJM_ROR | HQ/Maritimes | FixedInterchange | 0 | 0 | 0 | 0 | 0 | 0 | FixedInterchange | 0 | 0 | 0 | 0 | 0 | 0
Retrofit FOM Costs by Reporting Type
| Retrofit FOM Costs by Reporting Type |  |  |  | Retrofit FOM Costs by Reporting Type: SOCO | [6 empty] | Retrofit FOM Costs by Reporting Type: SOCO
| Retrofit FOM Costs by Reporting Type |  |  |  | ReportingType | 2015 | 2020 | 2025 | 2030 | 2035 | 2040 | ReportingType | 2015 | 2020 | 2025 | 2030 | 2035 | 2040
| Retrofit FOM Costs by Reporting Type | SOCO | South | Other Renew | BM | 0 | 0 | 0 | 0 | 0 | 0 | BM | 0 | 0 | 0 | 0 | 0 | 0
| Retrofit FOM Costs by Reporting Type | SOCO | South | CC | CC | 0 | 0 | 0 | 0 | 0 | 0 | CC | 0 | 0 | 0 | 0 | 0 | 0
| Retrofit FOM Costs by Reporting Type | SOCO | South | Other Renew | CSP | 0 | 0 | 0 | 0 | 0 | 0 | CSP | 0 | 0 | 0 | 0 | 0 | 0
| Retrofit FOM Costs by Reporting Type | SOCO | South | CT | CT | 0 | 0 | 0 | 0 | 0 | 0 | CT | 0 | 0 | 0 | 0 | 0 | 0
| Retrofit FOM Costs by Reporting Type | SOCO | South | Coal | Coal | 52.63 | 35.12 | 19.45 | 19.72 | 19.72 | 19.72 | Coal | 49.99 | 32.42 | 16.63 | 16.87 | 16.87 | 16.87
| Retrofit FOM Costs by Reporting Type | SOCO | South | Other Renew | Geo | 0 | 0 | 0 | 0 | 0 | 0 | Geo | 0 | 0 | 0 | 0 | 0 | 0
| Retrofit FOM Costs by Reporting Type | SOCO | South | Hydro | H | 0 | 0 | 0 | 0 | 0 | 0 | H | 0 | 0 | 0 | 0 | 0 | 0
| Retrofit FOM Costs by Reporting Type | SOCO | South | Other Renew | LFG | 0 | 0 | 0 | 0 | 0 | 0 | LFG | 0 | 0 | 0 | 0 | 0 | 0
| Retrofit FOM Costs by Reporting Type | SOCO | South | Nuclear | Nuc | 0 | 0 | 0 | 0 | 0 | 0 | Nuc | 0 | 0 | 0 | 0 | 0 | 0
| Retrofit FOM Costs by Reporting Type | SOCO | South | Other | PS | 0 | 0 | 0 | 0 | 0 | 0 | PS | 0 | 0 | 0 | 0 | 0 | 0
| Retrofit FOM Costs by Reporting Type | SOCO | South | Other Renew | PV | 0 | 0 | 0 | 0 | 0 | 0 | PV | 0 | 0 | 0 | 0 | 0 | 0
| Retrofit FOM Costs by Reporting Type | SOCO | South | CT | PeakG | 0 | 0 | 0 | 0 | 0 | 0 | PeakG | 0 | 0 | 0 | 0 | 0 | 0
| Retrofit FOM Costs by Reporting Type | SOCO | South | CT | PeakO | 0 | 0 | 0 | 0 | 0 | 0 | PeakO | 0 | 0 | 0 | 0 | 0 | 0
| Retrofit FOM Costs by Reporting Type | SOCO | South | Other Renew | ST | 0 | 0 | 0 | 0 | 0 | 0 | ST | 0 | 0 | 0 | 0 | 0 | 0
| Retrofit FOM Costs by Reporting Type | SOCO | South | Steam O/G | STOG | 0 | 0 | 0 | 0 | 0 | 0 | STOG | 0 | 0 | 0 | 0 | 0 | 0
| Retrofit FOM Costs by Reporting Type | SOCO | South | Other Renew | STWD | 0 | 0 | 0 | 0 | 0 | 0 | STWD | 0 | 0 | 0 | 0 | 0 | 0
| Retrofit FOM Costs by Reporting Type | SOCO | South | On-shore Wind | WT | 0 | 0 | 0 | 0 | 0 | 0 | WT | 0 | 0 | 0 | 0 | 0 | 0
| Retrofit FOM Costs by Reporting Type | SOCO | South | Coal | IGCC | 0 | 0 | 0 | 0 | 0 | 0 | IGCC | 0 | 0 | 0 | 0 | 0 | 0
| Retrofit FOM Costs by Reporting Type | SOCO | South | DR | DemandResponse | 0 | 0 | 0 | 0 | 0 | 0 | DemandResponse | 0 | 0 | 0 | 0 | 0 | 0
| Retrofit FOM Costs by Reporting Type | SOCO | South | Coal-CCS | IGCC-CCS | 0 | 0 | 0 | 0 | 0 | 0 | IGCC-CCS | 0 | 0 | 0 | 0 | 0 | 0
| Retrofit FOM Costs by Reporting Type | SOCO | South | Off-shore Wind | WT_off | 0 | 0 | 0 | 0 | 0 | 0 | WT_off | 0 | 0 | 0 | 0 | 0 | 0
| Retrofit FOM Costs by Reporting Type | SOCO | South | Other | PseudoUnit | 0 | 0 | 0 | 0 | 0 | 0 | PseudoUnit | 0 | 0 | 0 | 0 | 0 | 0
| Retrofit FOM Costs by Reporting Type | SOCO | South | HQ/Maritimes | FixedInterchange | 0 | 0 | 0 | 0 | 0 | 0 | FixedInterchange | 0 | 0 | 0 | 0 | 0 | 0
Retrofit FOM Costs by Reporting Type
| Retrofit FOM Costs by Reporting Type |  |  |  | Retrofit FOM Costs by Reporting Type: SPP_N | [6 empty] | Retrofit FOM Costs by Reporting Type: SPP_N
| Retrofit FOM Costs by Reporting Type |  |  |  | ReportingType | 2015 | 2020 | 2025 | 2030 | 2035 | 2040 | ReportingType | 2015 | 2020 | 2025 | 2030 | 2035 | 2040
| Retrofit FOM Costs by Reporting Type | SPP_N | Southwest | Other Renew | BM | 0 | 0 | 0 | 0 | 0 | 0 | BM | 0 | 0 | 0 | 0 | 0 | 0
| Retrofit FOM Costs by Reporting Type | SPP_N | Southwest | CC | CC | 0 | 0 | 0 | 0 | 0 | 0 | CC | 0 | 0 | 0 | 0 | 0 | 0
| Retrofit FOM Costs by Reporting Type | SPP_N | Southwest | Other Renew | CSP | 0 | 0 | 0 | 0 | 0 | 0 | CSP | 0 | 0 | 0 | 0 | 0 | 0
| Retrofit FOM Costs by Reporting Type | SPP_N | Southwest | CT | CT | 0 | 0 | 0 | 0 | 0 | 0 | CT | 0 | 0 | 0 | 0 | 0 | 0
| Retrofit FOM Costs by Reporting Type | SPP_N | Southwest | Coal | Coal | 35.72 | 29.94 | 0.01 | 0.01 | 0.01 | 0.01 | Coal | 35.72 | 23.91 | 6.18 | 6.41 | 6.47 | 6.54
| Retrofit FOM Costs by Reporting Type | SPP_N | Southwest | Other Renew | Geo | 0 | 0 | 0 | 0 | 0 | 0 | Geo | 0 | 0 | 0 | 0 | 0 | 0
| Retrofit FOM Costs by Reporting Type | SPP_N | Southwest | Hydro | H | 0 | 0 | 0 | 0 | 0 | 0 | H | 0 | 0 | 0 | 0 | 0 | 0
| Retrofit FOM Costs by Reporting Type | SPP_N | Southwest | Other Renew | LFG | 0 | 0 | 0 | 0 | 0 | 0 | LFG | 0 | 0 | 0 | 0 | 0 | 0
| Retrofit FOM Costs by Reporting Type | SPP_N | Southwest | Nuclear | Nuc | 0 | 0 | 0 | 0 | 0 | 0 | Nuc | 0 | 0 | 0 | 0 | 0 | 0
| Retrofit FOM Costs by Reporting Type | SPP_N | Southwest | Other | PS | 0 | 0 | 0 | 0 | 0 | 0 | PS | 0 | 0 | 0 | 0 | 0 | 0
| Retrofit FOM Costs by Reporting Type | SPP_N | Southwest | Other Renew | PV | 0 | 0 | 0 | 0 | 0 | 0 | PV | 0 | 0 | 0 | 0 | 0 | 0
| Retrofit FOM Costs by Reporting Type | SPP_N | Southwest | CT | PeakG | 0 | 0 | 0 | 0 | 0 | 0 | PeakG | 0 | 0 | 0 | 0 | 0 | 0
| Retrofit FOM Costs by Reporting Type | SPP_N | Southwest | CT | PeakO | 0 | 0 | 0 | 0 | 0 | 0 | PeakO | 0 | 0 | 0 | 0 | 0 | 0
| Retrofit FOM Costs by Reporting Type | SPP_N | Southwest | Other Renew | ST | 0 | 0 | 0 | 0 | 0 | 0 | ST | 0 | 0 | 0 | 0 | 0 | 0
| Retrofit FOM Costs by Reporting Type | SPP_N | Southwest | Steam O/G | STOG | 0 | 0 | 0 | 0 | 0 | 0 | STOG | 0 | 0 | 0 | 0 | 0 | 0
| Retrofit FOM Costs by Reporting Type | SPP_N | Southwest | Other Renew | STWD | 0 | 0 | 0 | 0 | 0 | 0 | STWD | 0 | 0 | 0 | 0 | 0 | 0
| Retrofit FOM Costs by Reporting Type | SPP_N | Southwest | On-shore Wind | WT | 0 | 0 | 0 | 0 | 0 | 0 | WT | 0 | 0 | 0 | 0 | 0 | 0
| Retrofit FOM Costs by Reporting Type | SPP_N | Southwest | Coal | IGCC | 0 | 0 | 0 | 0 | 0 | 0 | IGCC | 0 | 0 | 0 | 0 | 0 | 0
| Retrofit FOM Costs by Reporting Type | SPP_N | Southwest | DR | DemandResponse | 0 | 0 | 0 | 0 | 0 | 0 | DemandResponse | 0 | 0 | 0 | 0 | 0 | 0
| Retrofit FOM Costs by Reporting Type | SPP_N | Southwest | Coal-CCS | IGCC-CCS | 0 | 0 | 0 | 0 | 0 | 0 | IGCC-CCS | 0 | 0 | 0 | 0 | 0 | 0
| Retrofit FOM Costs by Reporting Type | SPP_N | Southwest | Off-shore Wind | WT_off | 0 | 0 | 0 | 0 | 0 | 0 | WT_off | 0 | 0 | 0 | 0 | 0 | 0
| Retrofit FOM Costs by Reporting Type | SPP_N | Southwest | Other | PseudoUnit | 0 | 0 | 0 | 0 | 0 | 0 | PseudoUnit | 0 | 0 | 0 | 0 | 0 | 0
| Retrofit FOM Costs by Reporting Type | SPP_N | Southwest | HQ/Maritimes | FixedInterchange | 0 | 0 | 0 | 0 | 0 | 0 | FixedInterchange | 0 | 0 | 0 | 0 | 0 | 0
Retrofit FOM Costs by Reporting Type
| Retrofit FOM Costs by Reporting Type |  |  |  | Retrofit FOM Costs by Reporting Type: SPP_S | [6 empty] | Retrofit FOM Costs by Reporting Type: SPP_S
| Retrofit FOM Costs by Reporting Type |  |  |  | ReportingType | 2015 | 2020 | 2025 | 2030 | 2035 | 2040 | ReportingType | 2015 | 2020 | 2025 | 2030 | 2035 | 2040
| Retrofit FOM Costs by Reporting Type | SPP_S | Southwest | Other Renew | BM | 0 | 0 | 0 | 0 | 0 | 0 | BM | 0 | 0 | 0 | 0 | 0 | 0
| Retrofit FOM Costs by Reporting Type | SPP_S | Southwest | CC | CC | 0 | 0 | 0 | 0 | 0 | 0 | CC | 0 | 0 | 0 | 0 | 0 | 0
| Retrofit FOM Costs by Reporting Type | SPP_S | Southwest | Other Renew | CSP | 0 | 0 | 0 | 0 | 0 | 0 | CSP | 0 | 0 | 0 | 0 | 0 | 0
| Retrofit FOM Costs by Reporting Type | SPP_S | Southwest | CT | CT | 0 | 0 | 0 | 0 | 0 | 0 | CT | 0 | 0 | 0 | 0 | 0 | 0
| Retrofit FOM Costs by Reporting Type | SPP_S | Southwest | Coal | Coal | 15.96 | 19.16 | 0.01 | 0.01 | 0.01 | 0.01 | Coal | 7.24 | 3.63 | 0 | 0 | 0 | 0
| Retrofit FOM Costs by Reporting Type | SPP_S | Southwest | Other Renew | Geo | 0 | 0 | 0 | 0 | 0 | 0 | Geo | 0 | 0 | 0 | 0 | 0 | 0
| Retrofit FOM Costs by Reporting Type | SPP_S | Southwest | Hydro | H | 0 | 0 | 0 | 0 | 0 | 0 | H | 0 | 0 | 0 | 0 | 0 | 0
| Retrofit FOM Costs by Reporting Type | SPP_S | Southwest | Other Renew | LFG | 0 | 0 | 0 | 0 | 0 | 0 | LFG | 0 | 0 | 0 | 0 | 0 | 0
| Retrofit FOM Costs by Reporting Type | SPP_S | Southwest | Nuclear | Nuc | 0 | 0 | 0 | 0 | 0 | 0 | Nuc | 0 | 0 | 0 | 0 | 0 | 0
| Retrofit FOM Costs by Reporting Type | SPP_S | Southwest | Other | PS | 0 | 0 | 0 | 0 | 0 | 0 | PS | 0 | 0 | 0 | 0 | 0 | 0
| Retrofit FOM Costs by Reporting Type | SPP_S | Southwest | Other Renew | PV | 0 | 0 | 0 | 0 | 0 | 0 | PV | 0 | 0 | 0 | 0 | 0 | 0
| Retrofit FOM Costs by Reporting Type | SPP_S | Southwest | CT | PeakG | 0 | 0 | 0 | 0 | 0 | 0 | PeakG | 0 | 0 | 0 | 0 | 0 | 0
| Retrofit FOM Costs by Reporting Type | SPP_S | Southwest | CT | PeakO | 0 | 0 | 0 | 0 | 0 | 0 | PeakO | 0 | 0 | 0 | 0 | 0 | 0
| Retrofit FOM Costs by Reporting Type | SPP_S | Southwest | Other Renew | ST | 0 | 0 | 0 | 0 | 0 | 0 | ST | 0 | 0 | 0 | 0 | 0 | 0
| Retrofit FOM Costs by Reporting Type | SPP_S | Southwest | Steam O/G | STOG | 0 | 0 | 0 | 0 | 0 | 0 | STOG | 0 | 0 | 0 | 0 | 0 | 0
| Retrofit FOM Costs by Reporting Type | SPP_S | Southwest | Other Renew | STWD | 0 | 0 | 0 | 0 | 0 | 0 | STWD | 0 | 0 | 0 | 0 | 0 | 0
| Retrofit FOM Costs by Reporting Type | SPP_S | Southwest | On-shore Wind | WT | 0 | 0 | 0 | 0 | 0 | 0 | WT | 0 | 0 | 0 | 0 | 0 | 0
| Retrofit FOM Costs by Reporting Type | SPP_S | Southwest | Coal | IGCC | 0 | 0 | 0 | 0 | 0 | 0 | IGCC | 0 | 0 | 0 | 0 | 0 | 0
| Retrofit FOM Costs by Reporting Type | SPP_S | Southwest | DR | DemandResponse | 0 | 0 | 0 | 0 | 0 | 0 | DemandResponse | 0 | 0 | 0 | 0 | 0 | 0
| Retrofit FOM Costs by Reporting Type | SPP_S | Southwest | Coal-CCS | IGCC-CCS | 0 | 0 | 0 | 0 | 0 | 0 | IGCC-CCS | 0 | 0 | 0 | 0 | 0 | 0
| Retrofit FOM Costs by Reporting Type | SPP_S | Southwest | Off-shore Wind | WT_off | 0 | 0 | 0 | 0 | 0 | 0 | WT_off | 0 | 0 | 0 | 0 | 0 | 0
| Retrofit FOM Costs by Reporting Type | SPP_S | Southwest | Other | PseudoUnit | 0 | 0 | 0 | 0 | 0 | 0 | PseudoUnit | 0 | 0 | 0 | 0 | 0 | 0
| Retrofit FOM Costs by Reporting Type | SPP_S | Southwest | HQ/Maritimes | FixedInterchange | 0 | 0 | 0 | 0 | 0 | 0 | FixedInterchange | 0 | 0 | 0 | 0 | 0 | 0
Retrofit FOM Costs by Reporting Type
| Retrofit FOM Costs by Reporting Type |  |  |  | Retrofit FOM Costs by Reporting Type: TVA | [6 empty] | Retrofit FOM Costs by Reporting Type: TVA
| Retrofit FOM Costs by Reporting Type |  |  |  | ReportingType | 2015 | 2020 | 2025 | 2030 | 2035 | 2040 | ReportingType | 2015 | 2020 | 2025 | 2030 | 2035 | 2040
| Retrofit FOM Costs by Reporting Type | TVA | South | Other Renew | BM | 0 | 0 | 0 | 0 | 0 | 0 | BM | 0 | 0 | 0 | 0 | 0 | 0
| Retrofit FOM Costs by Reporting Type | TVA | South | CC | CC | 0 | 0 | 0 | 0 | 0 | 0 | CC | 0 | 0 | 0 | 0 | 0 | 0
| Retrofit FOM Costs by Reporting Type | TVA | South | Other Renew | CSP | 0 | 0 | 0 | 0 | 0 | 0 | CSP | 0 | 0 | 0 | 0 | 0 | 0
| Retrofit FOM Costs by Reporting Type | TVA | South | CT | CT | 0 | 0 | 0 | 0 | 0 | 0 | CT | 0 | 0 | 0 | 0 | 0 | 0
| Retrofit FOM Costs by Reporting Type | TVA | South | Coal | Coal | 33.12 | 25.87 | 12.54 | 0.01 | 0.01 | 0.01 | Coal | 25.6 | 18.21 | 4.58 | 0.19 | 0 | 0
| Retrofit FOM Costs by Reporting Type | TVA | South | Other Renew | Geo | 0 | 0 | 0 | 0 | 0 | 0 | Geo | 0 | 0 | 0 | 0 | 0 | 0
| Retrofit FOM Costs by Reporting Type | TVA | South | Hydro | H | 0 | 0 | 0 | 0 | 0 | 0 | H | 0 | 0 | 0 | 0 | 0 | 0
| Retrofit FOM Costs by Reporting Type | TVA | South | Other Renew | LFG | 0 | 0 | 0 | 0 | 0 | 0 | LFG | 0 | 0 | 0 | 0 | 0 | 0
| Retrofit FOM Costs by Reporting Type | TVA | South | Nuclear | Nuc | 0 | 0 | 0 | 0 | 0 | 0 | Nuc | 0 | 0 | 0 | 0 | 0 | 0
| Retrofit FOM Costs by Reporting Type | TVA | South | Other | PS | 0 | 0 | 0 | 0 | 0 | 0 | PS | 0 | 0 | 0 | 0 | 0 | 0
| Retrofit FOM Costs by Reporting Type | TVA | South | Other Renew | PV | 0 | 0 | 0 | 0 | 0 | 0 | PV | 0 | 0 | 0 | 0 | 0 | 0
| Retrofit FOM Costs by Reporting Type | TVA | South | CT | PeakG | 0 | 0 | 0 | 0 | 0 | 0 | PeakG | 0 | 0 | 0 | 0 | 0 | 0
| Retrofit FOM Costs by Reporting Type | TVA | South | CT | PeakO | 0 | 0 | 0 | 0 | 0 | 0 | PeakO | 0 | 0 | 0 | 0 | 0 | 0
| Retrofit FOM Costs by Reporting Type | TVA | South | Other Renew | ST | 0 | 0 | 0 | 0 | 0 | 0 | ST | 0 | 0 | 0 | 0 | 0 | 0
| Retrofit FOM Costs by Reporting Type | TVA | South | Steam O/G | STOG | 0 | 0 | 0 | 0 | 0 | 0 | STOG | 0 | 0 | 0 | 0 | 0 | 0
| Retrofit FOM Costs by Reporting Type | TVA | South | Other Renew | STWD | 0 | 0 | 0 | 0 | 0 | 0 | STWD | 0 | 0 | 0 | 0 | 0 | 0
| Retrofit FOM Costs by Reporting Type | TVA | South | On-shore Wind | WT | 0 | 0 | 0 | 0 | 0 | 0 | WT | 0 | 0 | 0 | 0 | 0 | 0
| Retrofit FOM Costs by Reporting Type | TVA | South | Coal | IGCC | 0 | 0 | 0 | 0 | 0 | 0 | IGCC | 0 | 0 | 0 | 0 | 0 | 0
| Retrofit FOM Costs by Reporting Type | TVA | South | DR | DemandResponse | 0 | 0 | 0 | 0 | 0 | 0 | DemandResponse | 0 | 0 | 0 | 0 | 0 | 0
| Retrofit FOM Costs by Reporting Type | TVA | South | Coal-CCS | IGCC-CCS | 0 | 0 | 0 | 0 | 0 | 0 | IGCC-CCS | 0 | 0 | 0 | 0 | 0 | 0
| Retrofit FOM Costs by Reporting Type | TVA | South | Off-shore Wind | WT_off | 0 | 0 | 0 | 0 | 0 | 0 | WT_off | 0 | 0 | 0 | 0 | 0 | 0
| Retrofit FOM Costs by Reporting Type | TVA | South | Other | PseudoUnit | 0 | 0 | 0 | 0 | 0 | 0 | PseudoUnit | 0 | 0 | 0 | 0 | 0 | 0
| Retrofit FOM Costs by Reporting Type | TVA | South | HQ/Maritimes | FixedInterchange | 0 | 0 | 0 | 0 | 0 | 0 | FixedInterchange | 0 | 0 | 0 | 0 | 0 | 0
Retrofit FOM Costs by Reporting Type
| Retrofit FOM Costs by Reporting Type |  |  |  | Retrofit FOM Costs by Reporting Type: TVA_Transmission | [6 empty] | Retrofit FOM Costs by Reporting Type: TVA_Transmission
| Retrofit FOM Costs by Reporting Type |  |  |  | ReportingType | 2015 | 2020 | 2025 | 2030 | 2035 | 2040 | ReportingType | 2015 | 2020 | 2025 | 2030 | 2035 | 2040
| Retrofit FOM Costs by Reporting Type | TVA_Transmission | South | Other Renew | BM | 0 | 0 | 0 | 0 | 0 | 0 | BM | 0 | 0 | 0 | 0 | 0 | 0
| Retrofit FOM Costs by Reporting Type | TVA_Transmission | South | CC | CC | 0 | 0 | 0 | 0 | 0 | 0 | CC | 0 | 0 | 0 | 0 | 0 | 0
| Retrofit FOM Costs by Reporting Type | TVA_Transmission | South | Other Renew | CSP | 0 | 0 | 0 | 0 | 0 | 0 | CSP | 0 | 0 | 0 | 0 | 0 | 0
| Retrofit FOM Costs by Reporting Type | TVA_Transmission | South | CT | CT | 0 | 0 | 0 | 0 | 0 | 0 | CT | 0 | 0 | 0 | 0 | 0 | 0
| Retrofit FOM Costs by Reporting Type | TVA_Transmission | South | Coal | Coal | 0 | 0 | 0 | 0 | 0 | 0 | Coal | 0 | 0 | 0 | 0 | 0 | 0
| Retrofit FOM Costs by Reporting Type | TVA_Transmission | South | Other Renew | Geo | 0 | 0 | 0 | 0 | 0 | 0 | Geo | 0 | 0 | 0 | 0 | 0 | 0
| Retrofit FOM Costs by Reporting Type | TVA_Transmission | South | Hydro | H | 0 | 0 | 0 | 0 | 0 | 0 | H | 0 | 0 | 0 | 0 | 0 | 0
| Retrofit FOM Costs by Reporting Type | TVA_Transmission | South | Other Renew | LFG | 0 | 0 | 0 | 0 | 0 | 0 | LFG | 0 | 0 | 0 | 0 | 0 | 0
| Retrofit FOM Costs by Reporting Type | TVA_Transmission | South | Nuclear | Nuc | 0 | 0 | 0 | 0 | 0 | 0 | Nuc | 0 | 0 | 0 | 0 | 0 | 0
| Retrofit FOM Costs by Reporting Type | TVA_Transmission | South | Other | PS | 0 | 0 | 0 | 0 | 0 | 0 | PS | 0 | 0 | 0 | 0 | 0 | 0
| Retrofit FOM Costs by Reporting Type | TVA_Transmission | South | Other Renew | PV | 0 | 0 | 0 | 0 | 0 | 0 | PV | 0 | 0 | 0 | 0 | 0 | 0
| Retrofit FOM Costs by Reporting Type | TVA_Transmission | South | CT | PeakG | 0 | 0 | 0 | 0 | 0 | 0 | PeakG | 0 | 0 | 0 | 0 | 0 | 0
| Retrofit FOM Costs by Reporting Type | TVA_Transmission | South | CT | PeakO | 0 | 0 | 0 | 0 | 0 | 0 | PeakO | 0 | 0 | 0 | 0 | 0 | 0
| Retrofit FOM Costs by Reporting Type | TVA_Transmission | South | Other Renew | ST | 0 | 0 | 0 | 0 | 0 | 0 | ST | 0 | 0 | 0 | 0 | 0 | 0
| Retrofit FOM Costs by Reporting Type | TVA_Transmission | South | Steam O/G | STOG | 0 | 0 | 0 | 0 | 0 | 0 | STOG | 0 | 0 | 0 | 0 | 0 | 0
| Retrofit FOM Costs by Reporting Type | TVA_Transmission | South | Other Renew | STWD | 0 | 0 | 0 | 0 | 0 | 0 | STWD | 0 | 0 | 0 | 0 | 0 | 0
| Retrofit FOM Costs by Reporting Type | TVA_Transmission | South | On-shore Wind | WT | 0 | 0 | 0 | 0 | 0 | 0 | WT | 0 | 0 | 0 | 0 | 0 | 0
| Retrofit FOM Costs by Reporting Type | TVA_Transmission | South | Coal | IGCC | 0 | 0 | 0 | 0 | 0 | 0 | IGCC | 0 | 0 | 0 | 0 | 0 | 0
| Retrofit FOM Costs by Reporting Type | TVA_Transmission | South | DR | DemandResponse | 0 | 0 | 0 | 0 | 0 | 0 | DemandResponse | 0 | 0 | 0 | 0 | 0 | 0
| Retrofit FOM Costs by Reporting Type | TVA_Transmission | South | Coal-CCS | IGCC-CCS | 0 | 0 | 0 | 0 | 0 | 0 | IGCC-CCS | 0 | 0 | 0 | 0 | 0 | 0
| Retrofit FOM Costs by Reporting Type | TVA_Transmission | South | Off-shore Wind | WT_off | 0 | 0 | 0 | 0 | 0 | 0 | WT_off | 0 | 0 | 0 | 0 | 0 | 0
| Retrofit FOM Costs by Reporting Type | TVA_Transmission | South | Other | PseudoUnit | 0 | 0 | 0 | 0 | 0 | 0 | PseudoUnit | 0 | 0 | 0 | 0 | 0 | 0
| Retrofit FOM Costs by Reporting Type | TVA_Transmission | South | HQ/Maritimes | FixedInterchange | 0 | 0 | 0 | 0 | 0 | 0 | FixedInterchange | 0 | 0 | 0 | 0 | 0 | 0
Retrofit FOM Costs by Reporting Type
| Retrofit FOM Costs by Reporting Type |  |  |  | Retrofit FOM Costs by Reporting Type: VACAR | [6 empty] | Retrofit FOM Costs by Reporting Type: VACAR
| Retrofit FOM Costs by Reporting Type |  |  |  | ReportingType | 2015 | 2020 | 2025 | 2030 | 2035 | 2040 | ReportingType | 2015 | 2020 | 2025 | 2030 | 2035 | 2040
| Retrofit FOM Costs by Reporting Type | VACAR | South | Other Renew | BM | 0 | 0 | 0 | 0 | 0 | 0 | BM | 0 | 0 | 0 | 0 | 0 | 0
| Retrofit FOM Costs by Reporting Type | VACAR | South | CC | CC | 0 | 0 | 0 | 0 | 0 | 0 | CC | 0 | 0 | 0 | 0 | 0 | 0
| Retrofit FOM Costs by Reporting Type | VACAR | South | Other Renew | CSP | 0 | 0 | 0 | 0 | 0 | 0 | CSP | 0 | 0 | 0 | 0 | 0 | 0
| Retrofit FOM Costs by Reporting Type | VACAR | South | CT | CT | 0 | 0 | 0 | 0 | 0 | 0 | CT | 0 | 0 | 0 | 0 | 0 | 0
| Retrofit FOM Costs by Reporting Type | VACAR | South | Coal | Coal | 64.3 | 61.11 | 51.06 | 12.67 | 13.04 | 13.04 | Coal | 57.83 | 54.46 | 19.71 | 12.7 | 13.01 | 13.01
| Retrofit FOM Costs by Reporting Type | VACAR | South | Other Renew | Geo | 0 | 0 | 0 | 0 | 0 | 0 | Geo | 0 | 0 | 0 | 0 | 0 | 0
| Retrofit FOM Costs by Reporting Type | VACAR | South | Hydro | H | 0 | 0 | 0 | 0 | 0 | 0 | H | 0 | 0 | 0 | 0 | 0 | 0
| Retrofit FOM Costs by Reporting Type | VACAR | South | Other Renew | LFG | 0 | 0 | 0 | 0 | 0 | 0 | LFG | 0 | 0 | 0 | 0 | 0 | 0
| Retrofit FOM Costs by Reporting Type | VACAR | South | Nuclear | Nuc | 0 | 0 | 0 | 0 | 0 | 0 | Nuc | 0 | 0 | 0 | 0 | 0 | 0
| Retrofit FOM Costs by Reporting Type | VACAR | South | Other | PS | 0 | 0 | 0 | 0 | 0 | 0 | PS | 0 | 0 | 0 | 0 | 0 | 0
| Retrofit FOM Costs by Reporting Type | VACAR | South | Other Renew | PV | 0 | 0 | 0 | 0 | 0 | 0 | PV | 0 | 0 | 0 | 0 | 0 | 0
| Retrofit FOM Costs by Reporting Type | VACAR | South | CT | PeakG | 0 | 0 | 0 | 0 | 0 | 0 | PeakG | 0 | 0 | 0 | 0 | 0 | 0
| Retrofit FOM Costs by Reporting Type | VACAR | South | CT | PeakO | 0 | 0 | 0 | 0 | 0 | 0 | PeakO | 0 | 0 | 0 | 0 | 0 | 0
| Retrofit FOM Costs by Reporting Type | VACAR | South | Other Renew | ST | 0 | 0 | 0 | 0 | 0 | 0 | ST | 0 | 0 | 0 | 0 | 0 | 0
| Retrofit FOM Costs by Reporting Type | VACAR | South | Steam O/G | STOG | 0 | 0 | 0 | 0 | 0 | 0 | STOG | 0 | 0 | 0 | 0 | 0 | 0
| Retrofit FOM Costs by Reporting Type | VACAR | South | Other Renew | STWD | 0 | 0 | 0 | 0 | 0 | 0 | STWD | 0 | 0 | 0 | 0 | 0 | 0
| Retrofit FOM Costs by Reporting Type | VACAR | South | On-shore Wind | WT | 0 | 0 | 0 | 0 | 0 | 0 | WT | 0 | 0 | 0 | 0 | 0 | 0
| Retrofit FOM Costs by Reporting Type | VACAR | South | Coal | IGCC | 0 | 0 | 0 | 0 | 0 | 0 | IGCC | 0 | 0 | 0 | 0 | 0 | 0
| Retrofit FOM Costs by Reporting Type | VACAR | South | DR | DemandResponse | 0 | 0 | 0 | 0 | 0 | 0 | DemandResponse | 0 | 0 | 0 | 0 | 0 | 0
| Retrofit FOM Costs by Reporting Type | VACAR | South | Coal-CCS | IGCC-CCS | 0 | 0 | 0 | 0 | 0 | 0 | IGCC-CCS | 0 | 0 | 0 | 0 | 0 | 0
| Retrofit FOM Costs by Reporting Type | VACAR | South | Off-shore Wind | WT_off | 0 | 0 | 0 | 0 | 0 | 0 | WT_off | 0 | 0 | 0 | 0 | 0 | 0
| Retrofit FOM Costs by Reporting Type | VACAR | South | Other | PseudoUnit | 0 | 0 | 0 | 0 | 0 | 0 | PseudoUnit | 0 | 0 | 0 | 0 | 0 | 0
| Retrofit FOM Costs by Reporting Type | VACAR | South | HQ/Maritimes | FixedInterchange | 0 | 0 | 0 | 0 | 0 | 0 | FixedInterchange | 0 | 0 | 0 | 0 | 0 | 0
Retrofit FOM Costs by Reporting Type
| Retrofit FOM Costs by Reporting Type |  |  |  | Retrofit FOM Costs by Reporting Type: IESO | [6 empty] | Retrofit FOM Costs by Reporting Type: IESO
| Retrofit FOM Costs by Reporting Type |  |  |  | ReportingType | 2015 | 2020 | 2025 | 2030 | 2035 | 2040 | ReportingType | 2015 | 2020 | 2025 | 2030 | 2035 | 2040
| Retrofit FOM Costs by Reporting Type | IESO | Ontario | Other Renew | BM | 0 | 0 | 0 | 0 | 0 | 0 | BM | 0 | 0 | 0 | 0 | 0 | 0
| Retrofit FOM Costs by Reporting Type | IESO | Ontario | CC | CC | 0 | 0 | 0 | 0 | 0 | 0 | CC | 0 | 0 | 0 | 0 | 0 | 0
| Retrofit FOM Costs by Reporting Type | IESO | Ontario | Other Renew | CSP | 0 | 0 | 0 | 0 | 0 | 0 | CSP | 0 | 0 | 0 | 0 | 0 | 0
| Retrofit FOM Costs by Reporting Type | IESO | Ontario | CT | CT | 0 | 0 | 0 | 0 | 0 | 0 | CT | 0 | 0 | 0 | 0 | 0 | 0
| Retrofit FOM Costs by Reporting Type | IESO | Ontario | Coal | Coal | 0 | 0 | 0 | 0 | 0 | 0 | Coal | 0 | 0 | 0 | 0 | 0 | 0
| Retrofit FOM Costs by Reporting Type | IESO | Ontario | Other Renew | Geo | 0 | 0 | 0 | 0 | 0 | 0 | Geo | 0 | 0 | 0 | 0 | 0 | 0
| Retrofit FOM Costs by Reporting Type | IESO | Ontario | Hydro | H | 0 | 0 | 0 | 0 | 0 | 0 | H | 0 | 0 | 0 | 0 | 0 | 0
| Retrofit FOM Costs by Reporting Type | IESO | Ontario | Other Renew | LFG | 0 | 0 | 0 | 0 | 0 | 0 | LFG | 0 | 0 | 0 | 0 | 0 | 0
| Retrofit FOM Costs by Reporting Type | IESO | Ontario | Nuclear | Nuc | 0 | 0 | 0 | 0 | 0 | 0 | Nuc | 0 | 0 | 0 | 0 | 0 | 0
| Retrofit FOM Costs by Reporting Type | IESO | Ontario | Other | PS | 0 | 0 | 0 | 0 | 0 | 0 | PS | 0 | 0 | 0 | 0 | 0 | 0
| Retrofit FOM Costs by Reporting Type | IESO | Ontario | Other Renew | PV | 0 | 0 | 0 | 0 | 0 | 0 | PV | 0 | 0 | 0 | 0 | 0 | 0
| Retrofit FOM Costs by Reporting Type | IESO | Ontario | CT | PeakG | 0 | 0 | 0 | 0 | 0 | 0 | PeakG | 0 | 0 | 0 | 0 | 0 | 0
| Retrofit FOM Costs by Reporting Type | IESO | Ontario | CT | PeakO | 0 | 0 | 0 | 0 | 0 | 0 | PeakO | 0 | 0 | 0 | 0 | 0 | 0
| Retrofit FOM Costs by Reporting Type | IESO | Ontario | Other Renew | ST | 0 | 0 | 0 | 0 | 0 | 0 | ST | 0 | 0 | 0 | 0 | 0 | 0
| Retrofit FOM Costs by Reporting Type | IESO | Ontario | Steam O/G | STOG | 0 | 0 | 0 | 0 | 0 | 0 | STOG | 0 | 0 | 0 | 0 | 0 | 0
| Retrofit FOM Costs by Reporting Type | IESO | Ontario | Other Renew | STWD | 0 | 0 | 0 | 0 | 0 | 0 | STWD | 0 | 0 | 0 | 0 | 0 | 0
| Retrofit FOM Costs by Reporting Type | IESO | Ontario | On-shore Wind | WT | 0 | 0 | 0 | 0 | 0 | 0 | WT | 0 | 0 | 0 | 0 | 0 | 0
| Retrofit FOM Costs by Reporting Type | IESO | Ontario | Coal | IGCC | 0 | 0 | 0 | 0 | 0 | 0 | IGCC | 0 | 0 | 0 | 0 | 0 | 0
| Retrofit FOM Costs by Reporting Type | IESO | Ontario | DR | DemandResponse | 0 | 0 | 0 | 0 | 0 | 0 | DemandResponse | 0 | 0 | 0 | 0 | 0 | 0
| Retrofit FOM Costs by Reporting Type | IESO | Ontario | Coal-CCS | IGCC-CCS | 0 | 0 | 0 | 0 | 0 | 0 | IGCC-CCS | 0 | 0 | 0 | 0 | 0 | 0
| Retrofit FOM Costs by Reporting Type | IESO | Ontario | Off-shore Wind | WT_off | 0 | 0 | 0 | 0 | 0 | 0 | WT_off | 0 | 0 | 0 | 0 | 0 | 0
| Retrofit FOM Costs by Reporting Type | IESO | Ontario | Other | PseudoUnit | 0 | 0 | 0 | 0 | 0 | 0 | PseudoUnit | 0 | 0 | 0 | 0 | 0 | 0
| Retrofit FOM Costs by Reporting Type | IESO | Ontario | HQ/Maritimes | FixedInterchange | 0 | 0 | 0 | 0 | 0 | 0 | FixedInterchange | 0 | 0 | 0 | 0 | 0 | 0
Retrofit FOM Costs by Reporting Type
| Retrofit FOM Costs by Reporting Type |  |  |  | Retrofit FOM Costs by Reporting Type: MAPP_CA | [6 empty] | Retrofit FOM Costs by Reporting Type: MAPP_CA
| Retrofit FOM Costs by Reporting Type |  |  |  | ReportingType | 2015 | 2020 | 2025 | 2030 | 2035 | 2040 | ReportingType | 2015 | 2020 | 2025 | 2030 | 2035 | 2040
| Retrofit FOM Costs by Reporting Type | MAPP_CA | Midwest | Other Renew | BM | 0 | 0 | 0 | 0 | 0 | 0 | BM | 0 | 0 | 0 | 0 | 0 | 0
| Retrofit FOM Costs by Reporting Type | MAPP_CA | Midwest | CC | CC | 0 | 0 | 0 | 0 | 0 | 0 | CC | 0 | 0 | 0 | 0 | 0 | 0
| Retrofit FOM Costs by Reporting Type | MAPP_CA | Midwest | Other Renew | CSP | 0 | 0 | 0 | 0 | 0 | 0 | CSP | 0 | 0 | 0 | 0 | 0 | 0
| Retrofit FOM Costs by Reporting Type | MAPP_CA | Midwest | CT | CT | 0 | 0 | 0 | 0 | 0 | 0 | CT | 0 | 0 | 0 | 0 | 0 | 0
| Retrofit FOM Costs by Reporting Type | MAPP_CA | Midwest | Coal | Coal | 0 | 0 | 0 | 0 | 0 | 0 | Coal | 0 | 0 | 0 | 0 | 0 | 0
| Retrofit FOM Costs by Reporting Type | MAPP_CA | Midwest | Other Renew | Geo | 0 | 0 | 0 | 0 | 0 | 0 | Geo | 0 | 0 | 0 | 0 | 0 | 0
| Retrofit FOM Costs by Reporting Type | MAPP_CA | Midwest | Hydro | H | 0 | 0 | 0 | 0 | 0 | 0 | H | 0 | 0 | 0 | 0 | 0 | 0
| Retrofit FOM Costs by Reporting Type | MAPP_CA | Midwest | Other Renew | LFG | 0 | 0 | 0 | 0 | 0 | 0 | LFG | 0 | 0 | 0 | 0 | 0 | 0
| Retrofit FOM Costs by Reporting Type | MAPP_CA | Midwest | Nuclear | Nuc | 0 | 0 | 0 | 0 | 0 | 0 | Nuc | 0 | 0 | 0 | 0 | 0 | 0
| Retrofit FOM Costs by Reporting Type | MAPP_CA | Midwest | Other | PS | 0 | 0 | 0 | 0 | 0 | 0 | PS | 0 | 0 | 0 | 0 | 0 | 0
| Retrofit FOM Costs by Reporting Type | MAPP_CA | Midwest | Other Renew | PV | 0 | 0 | 0 | 0 | 0 | 0 | PV | 0 | 0 | 0 | 0 | 0 | 0
| Retrofit FOM Costs by Reporting Type | MAPP_CA | Midwest | CT | PeakG | 0 | 0 | 0 | 0 | 0 | 0 | PeakG | 0 | 0 | 0 | 0 | 0 | 0
| Retrofit FOM Costs by Reporting Type | MAPP_CA | Midwest | CT | PeakO | 0 | 0 | 0 | 0 | 0 | 0 | PeakO | 0 | 0 | 0 | 0 | 0 | 0
| Retrofit FOM Costs by Reporting Type | MAPP_CA | Midwest | Other Renew | ST | 0 | 0 | 0 | 0 | 0 | 0 | ST | 0 | 0 | 0 | 0 | 0 | 0
| Retrofit FOM Costs by Reporting Type | MAPP_CA | Midwest | Steam O/G | STOG | 0 | 0 | 0 | 0 | 0 | 0 | STOG | 0 | 0 | 0 | 0 | 0 | 0
| Retrofit FOM Costs by Reporting Type | MAPP_CA | Midwest | Other Renew | STWD | 0 | 0 | 0 | 0 | 0 | 0 | STWD | 0 | 0 | 0 | 0 | 0 | 0
| Retrofit FOM Costs by Reporting Type | MAPP_CA | Midwest | On-shore Wind | WT | 0 | 0 | 0 | 0 | 0 | 0 | WT | 0 | 0 | 0 | 0 | 0 | 0
| Retrofit FOM Costs by Reporting Type | MAPP_CA | Midwest | Coal | IGCC | 0 | 0 | 0 | 0 | 0 | 0 | IGCC | 0 | 0 | 0 | 0 | 0 | 0
| Retrofit FOM Costs by Reporting Type | MAPP_CA | Midwest | DR | DemandResponse | 0 | 0 | 0 | 0 | 0 | 0 | DemandResponse | 0 | 0 | 0 | 0 | 0 | 0
| Retrofit FOM Costs by Reporting Type | MAPP_CA | Midwest | Coal-CCS | IGCC-CCS | 0 | 0 | 0 | 0 | 0 | 0 | IGCC-CCS | 0 | 0 | 0 | 0 | 0 | 0
| Retrofit FOM Costs by Reporting Type | MAPP_CA | Midwest | Off-shore Wind | WT_off | 0 | 0 | 0 | 0 | 0 | 0 | WT_off | 0 | 0 | 0 | 0 | 0 | 0
| Retrofit FOM Costs by Reporting Type | MAPP_CA | Midwest | Other | PseudoUnit | 0 | 0 | 0 | 0 | 0 | 0 | PseudoUnit | 0 | 0 | 0 | 0 | 0 | 0
| Retrofit FOM Costs by Reporting Type | MAPP_CA | Midwest | HQ/Maritimes | FixedInterchange | 0 | 0 | 0 | 0 | 0 | 0 | FixedInterchange | 0 | 0 | 0 | 0 | 0 | 0
Retrofit FOM Costs by Reporting Type
| Retrofit FOM Costs by Reporting Type |  |  |  | Retrofit FOM Costs by Reporting Type: AZ_NM_SNV_Coal | [6 empty] | Retrofit FOM Costs by Reporting Type: AZ_NM_SNV_Coal
| Retrofit FOM Costs by Reporting Type |  |  |  | ReportingType | 2015 | 2020 | 2025 | 2030 | 2035 | 2040 | ReportingType | 2015 | 2020 | 2025 | 2030 | 2035 | 2040
| Retrofit FOM Costs by Reporting Type | AZ_NM_SNV_Coal | West | Other Renew | BM | 0 | 0 | 0 | 0 | 0 | 0 | BM | 0 | 0 | 0 | 0 | 0 | 0
| Retrofit FOM Costs by Reporting Type | AZ_NM_SNV_Coal | West | CC | CC | 0 | 0 | 0 | 0 | 0 | 0 | CC | 0 | 0 | 0 | 0 | 0 | 0
| Retrofit FOM Costs by Reporting Type | AZ_NM_SNV_Coal | West | Other Renew | CSP | 0 | 0 | 0 | 0 | 0 | 0 | CSP | 0 | 0 | 0 | 0 | 0 | 0
| Retrofit FOM Costs by Reporting Type | AZ_NM_SNV_Coal | West | CT | CT | 0 | 0 | 0 | 0 | 0 | 0 | CT | 0 | 0 | 0 | 0 | 0 | 0
| Retrofit FOM Costs by Reporting Type | AZ_NM_SNV_Coal | West | Coal | Coal | 51.28 | 48.38 | 25.41 | 1.98 | 2.27 | 2.27 | Coal | 51.32 | 48.38 | 25.55 | 2 | 2.63 | 2.63
| Retrofit FOM Costs by Reporting Type | AZ_NM_SNV_Coal | West | Other Renew | Geo | 0 | 0 | 0 | 0 | 0 | 0 | Geo | 0 | 0 | 0 | 0 | 0 | 0
| Retrofit FOM Costs by Reporting Type | AZ_NM_SNV_Coal | West | Hydro | H | 0 | 0 | 0 | 0 | 0 | 0 | H | 0 | 0 | 0 | 0 | 0 | 0
| Retrofit FOM Costs by Reporting Type | AZ_NM_SNV_Coal | West | Other Renew | LFG | 0 | 0 | 0 | 0 | 0 | 0 | LFG | 0 | 0 | 0 | 0 | 0 | 0
| Retrofit FOM Costs by Reporting Type | AZ_NM_SNV_Coal | West | Nuclear | Nuc | 0 | 0 | 0 | 0 | 0 | 0 | Nuc | 0 | 0 | 0 | 0 | 0 | 0
| Retrofit FOM Costs by Reporting Type | AZ_NM_SNV_Coal | West | Other | PS | 0 | 0 | 0 | 0 | 0 | 0 | PS | 0 | 0 | 0 | 0 | 0 | 0
| Retrofit FOM Costs by Reporting Type | AZ_NM_SNV_Coal | West | Other Renew | PV | 0 | 0 | 0 | 0 | 0 | 0 | PV | 0 | 0 | 0 | 0 | 0 | 0
| Retrofit FOM Costs by Reporting Type | AZ_NM_SNV_Coal | West | CT | PeakG | 0 | 0 | 0 | 0 | 0 | 0 | PeakG | 0 | 0 | 0 | 0 | 0 | 0
| Retrofit FOM Costs by Reporting Type | AZ_NM_SNV_Coal | West | CT | PeakO | 0 | 0 | 0 | 0 | 0 | 0 | PeakO | 0 | 0 | 0 | 0 | 0 | 0
| Retrofit FOM Costs by Reporting Type | AZ_NM_SNV_Coal | West | Other Renew | ST | 0 | 0 | 0 | 0 | 0 | 0 | ST | 0 | 0 | 0 | 0 | 0 | 0
| Retrofit FOM Costs by Reporting Type | AZ_NM_SNV_Coal | West | Steam O/G | STOG | 0 | 0 | 0 | 0 | 0 | 0 | STOG | 0 | 0 | 0 | 0 | 0 | 0
| Retrofit FOM Costs by Reporting Type | AZ_NM_SNV_Coal | West | Other Renew | STWD | 0 | 0 | 0 | 0 | 0 | 0 | STWD | 0 | 0 | 0 | 0 | 0 | 0
| Retrofit FOM Costs by Reporting Type | AZ_NM_SNV_Coal | West | On-shore Wind | WT | 0 | 0 | 0 | 0 | 0 | 0 | WT | 0 | 0 | 0 | 0 | 0 | 0
| Retrofit FOM Costs by Reporting Type | AZ_NM_SNV_Coal | West | Coal | IGCC | 0 | 0 | 0 | 0 | 0 | 0 | IGCC | 0 | 0 | 0 | 0 | 0 | 0
| Retrofit FOM Costs by Reporting Type | AZ_NM_SNV_Coal | West | DR | DemandResponse | 0 | 0 | 0 | 0 | 0 | 0 | DemandResponse | 0 | 0 | 0 | 0 | 0 | 0
| Retrofit FOM Costs by Reporting Type | AZ_NM_SNV_Coal | West | Coal-CCS | IGCC-CCS | 0 | 0 | 0 | 0 | 0 | 0 | IGCC-CCS | 0 | 0 | 0 | 0 | 0 | 0
| Retrofit FOM Costs by Reporting Type | AZ_NM_SNV_Coal | West | Off-shore Wind | WT_off | 0 | 0 | 0 | 0 | 0 | 0 | WT_off | 0 | 0 | 0 | 0 | 0 | 0
| Retrofit FOM Costs by Reporting Type | AZ_NM_SNV_Coal | West | Other | PseudoUnit | 0 | 0 | 0 | 0 | 0 | 0 | PseudoUnit | 0 | 0 | 0 | 0 | 0 | 0
| Retrofit FOM Costs by Reporting Type | AZ_NM_SNV_Coal | West | HQ/Maritimes | FixedInterchange | 0 | 0 | 0 | 0 | 0 | 0 | FixedInterchange | 0 | 0 | 0 | 0 | 0 | 0
Retrofit FOM Costs by Reporting Type
| Retrofit FOM Costs by Reporting Type |  |  |  | Retrofit FOM Costs by Reporting Type: AZ_NM_SNV_Gas | [6 empty] | Retrofit FOM Costs by Reporting Type: AZ_NM_SNV_Gas
| Retrofit FOM Costs by Reporting Type |  |  |  | ReportingType | 2015 | 2020 | 2025 | 2030 | 2035 | 2040 | ReportingType | 2015 | 2020 | 2025 | 2030 | 2035 | 2040
| Retrofit FOM Costs by Reporting Type | AZ_NM_SNV_Gas | West | Other Renew | BM | 0 | 0 | 0 | 0 | 0 | 0 | BM | 0 | 0 | 0 | 0 | 0 | 0
| Retrofit FOM Costs by Reporting Type | AZ_NM_SNV_Gas | West | CC | CC | 0 | 0 | 0 | 0 | 0 | 0 | CC | 0 | 0 | 0 | 0 | 0 | 0
| Retrofit FOM Costs by Reporting Type | AZ_NM_SNV_Gas | West | Other Renew | CSP | 0 | 0 | 0 | 0 | 0 | 0 | CSP | 0 | 0 | 0 | 0 | 0 | 0
| Retrofit FOM Costs by Reporting Type | AZ_NM_SNV_Gas | West | CT | CT | 0 | 0 | 0 | 0 | 0 | 0 | CT | 0 | 0 | 0 | 0 | 0 | 0
| Retrofit FOM Costs by Reporting Type | AZ_NM_SNV_Gas | West | Coal | Coal | 0 | 0 | 0 | 0 | 0 | 0 | Coal | 0 | 0 | 0 | 0 | 0 | 0
| Retrofit FOM Costs by Reporting Type | AZ_NM_SNV_Gas | West | Other Renew | Geo | 0 | 0 | 0 | 0 | 0 | 0 | Geo | 0 | 0 | 0 | 0 | 0 | 0
| Retrofit FOM Costs by Reporting Type | AZ_NM_SNV_Gas | West | Hydro | H | 0 | 0 | 0 | 0 | 0 | 0 | H | 0 | 0 | 0 | 0 | 0 | 0
| Retrofit FOM Costs by Reporting Type | AZ_NM_SNV_Gas | West | Other Renew | LFG | 0 | 0 | 0 | 0 | 0 | 0 | LFG | 0 | 0 | 0 | 0 | 0 | 0
| Retrofit FOM Costs by Reporting Type | AZ_NM_SNV_Gas | West | Nuclear | Nuc | 0 | 0 | 0 | 0 | 0 | 0 | Nuc | 0 | 0 | 0 | 0 | 0 | 0
| Retrofit FOM Costs by Reporting Type | AZ_NM_SNV_Gas | West | Other | PS | 0 | 0 | 0 | 0 | 0 | 0 | PS | 0 | 0 | 0 | 0 | 0 | 0
| Retrofit FOM Costs by Reporting Type | AZ_NM_SNV_Gas | West | Other Renew | PV | 0 | 0 | 0 | 0 | 0 | 0 | PV | 0 | 0 | 0 | 0 | 0 | 0
| Retrofit FOM Costs by Reporting Type | AZ_NM_SNV_Gas | West | CT | PeakG | 0 | 0 | 0 | 0 | 0 | 0 | PeakG | 0 | 0 | 0 | 0 | 0 | 0
| Retrofit FOM Costs by Reporting Type | AZ_NM_SNV_Gas | West | CT | PeakO | 0 | 0 | 0 | 0 | 0 | 0 | PeakO | 0 | 0 | 0 | 0 | 0 | 0
| Retrofit FOM Costs by Reporting Type | AZ_NM_SNV_Gas | West | Other Renew | ST | 0 | 0 | 0 | 0 | 0 | 0 | ST | 0 | 0 | 0 | 0 | 0 | 0
| Retrofit FOM Costs by Reporting Type | AZ_NM_SNV_Gas | West | Steam O/G | STOG | 0 | 0 | 0 | 0 | 0 | 0 | STOG | 0 | 0 | 0 | 0 | 0 | 0
| Retrofit FOM Costs by Reporting Type | AZ_NM_SNV_Gas | West | Other Renew | STWD | 0 | 0 | 0 | 0 | 0 | 0 | STWD | 0 | 0 | 0 | 0 | 0 | 0
| Retrofit FOM Costs by Reporting Type | AZ_NM_SNV_Gas | West | On-shore Wind | WT | 0 | 0 | 0 | 0 | 0 | 0 | WT | 0 | 0 | 0 | 0 | 0 | 0
| Retrofit FOM Costs by Reporting Type | AZ_NM_SNV_Gas | West | Coal | IGCC | 0 | 0 | 0 | 0 | 0 | 0 | IGCC | 0 | 0 | 0 | 0 | 0 | 0
| Retrofit FOM Costs by Reporting Type | AZ_NM_SNV_Gas | West | DR | DemandResponse | 0 | 0 | 0 | 0 | 0 | 0 | DemandResponse | 0 | 0 | 0 | 0 | 0 | 0
| Retrofit FOM Costs by Reporting Type | AZ_NM_SNV_Gas | West | Coal-CCS | IGCC-CCS | 0 | 0 | 0 | 0 | 0 | 0 | IGCC-CCS | 0 | 0 | 0 | 0 | 0 | 0
| Retrofit FOM Costs by Reporting Type | AZ_NM_SNV_Gas | West | Off-shore Wind | WT_off | 0 | 0 | 0 | 0 | 0 | 0 | WT_off | 0 | 0 | 0 | 0 | 0 | 0
| Retrofit FOM Costs by Reporting Type | AZ_NM_SNV_Gas | West | Other | PseudoUnit | 0 | 0 | 0 | 0 | 0 | 0 | PseudoUnit | 0 | 0 | 0 | 0 | 0 | 0
| Retrofit FOM Costs by Reporting Type | AZ_NM_SNV_Gas | West | HQ/Maritimes | FixedInterchange | 0 | 0 | 0 | 0 | 0 | 0 | FixedInterchange | 0 | 0 | 0 | 0 | 0 | 0
Retrofit FOM Costs by Reporting Type
| Retrofit FOM Costs by Reporting Type |  |  |  | Retrofit FOM Costs by Reporting Type: AZ_NM_SNV_NucRenew | [6 empty] | Retrofit FOM Costs by Reporting Type: AZ_NM_SNV_NucRenew
| Retrofit FOM Costs by Reporting Type |  |  |  | ReportingType | 2015 | 2020 | 2025 | 2030 | 2035 | 2040 | ReportingType | 2015 | 2020 | 2025 | 2030 | 2035 | 2040
| Retrofit FOM Costs by Reporting Type | AZ_NM_SNV_NucRenew | West | Other Renew | BM | 0 | 0 | 0 | 0 | 0 | 0 | BM | 0 | 0 | 0 | 0 | 0 | 0
| Retrofit FOM Costs by Reporting Type | AZ_NM_SNV_NucRenew | West | CC | CC | 0 | 0 | 0 | 0 | 0 | 0 | CC | 0 | 0 | 0 | 0 | 0 | 0
| Retrofit FOM Costs by Reporting Type | AZ_NM_SNV_NucRenew | West | Other Renew | CSP | 0 | 0 | 0 | 0 | 0 | 0 | CSP | 0 | 0 | 0 | 0 | 0 | 0
| Retrofit FOM Costs by Reporting Type | AZ_NM_SNV_NucRenew | West | CT | CT | 0 | 0 | 0 | 0 | 0 | 0 | CT | 0 | 0 | 0 | 0 | 0 | 0
| Retrofit FOM Costs by Reporting Type | AZ_NM_SNV_NucRenew | West | Coal | Coal | 0 | 0 | 0 | 0 | 0 | 0 | Coal | 0 | 0 | 0 | 0 | 0 | 0
| Retrofit FOM Costs by Reporting Type | AZ_NM_SNV_NucRenew | West | Other Renew | Geo | 0 | 0 | 0 | 0 | 0 | 0 | Geo | 0 | 0 | 0 | 0 | 0 | 0
| Retrofit FOM Costs by Reporting Type | AZ_NM_SNV_NucRenew | West | Hydro | H | 0 | 0 | 0 | 0 | 0 | 0 | H | 0 | 0 | 0 | 0 | 0 | 0
| Retrofit FOM Costs by Reporting Type | AZ_NM_SNV_NucRenew | West | Other Renew | LFG | 0 | 0 | 0 | 0 | 0 | 0 | LFG | 0 | 0 | 0 | 0 | 0 | 0
| Retrofit FOM Costs by Reporting Type | AZ_NM_SNV_NucRenew | West | Nuclear | Nuc | 0 | 0 | 0 | 0 | 0 | 0 | Nuc | 0 | 0 | 0 | 0 | 0 | 0
| Retrofit FOM Costs by Reporting Type | AZ_NM_SNV_NucRenew | West | Other | PS | 0 | 0 | 0 | 0 | 0 | 0 | PS | 0 | 0 | 0 | 0 | 0 | 0
| Retrofit FOM Costs by Reporting Type | AZ_NM_SNV_NucRenew | West | Other Renew | PV | 0 | 0 | 0 | 0 | 0 | 0 | PV | 0 | 0 | 0 | 0 | 0 | 0
| Retrofit FOM Costs by Reporting Type | AZ_NM_SNV_NucRenew | West | CT | PeakG | 0 | 0 | 0 | 0 | 0 | 0 | PeakG | 0 | 0 | 0 | 0 | 0 | 0
| Retrofit FOM Costs by Reporting Type | AZ_NM_SNV_NucRenew | West | CT | PeakO | 0 | 0 | 0 | 0 | 0 | 0 | PeakO | 0 | 0 | 0 | 0 | 0 | 0
| Retrofit FOM Costs by Reporting Type | AZ_NM_SNV_NucRenew | West | Other Renew | ST | 0 | 0 | 0 | 0 | 0 | 0 | ST | 0 | 0 | 0 | 0 | 0 | 0
| Retrofit FOM Costs by Reporting Type | AZ_NM_SNV_NucRenew | West | Steam O/G | STOG | 0 | 0 | 0 | 0 | 0 | 0 | STOG | 0 | 0 | 0 | 0 | 0 | 0
| Retrofit FOM Costs by Reporting Type | AZ_NM_SNV_NucRenew | West | Other Renew | STWD | 0 | 0 | 0 | 0 | 0 | 0 | STWD | 0 | 0 | 0 | 0 | 0 | 0
| Retrofit FOM Costs by Reporting Type | AZ_NM_SNV_NucRenew | West | On-shore Wind | WT | 0 | 0 | 0 | 0 | 0 | 0 | WT | 0 | 0 | 0 | 0 | 0 | 0
| Retrofit FOM Costs by Reporting Type | AZ_NM_SNV_NucRenew | West | Coal | IGCC | 0 | 0 | 0 | 0 | 0 | 0 | IGCC | 0 | 0 | 0 | 0 | 0 | 0
| Retrofit FOM Costs by Reporting Type | AZ_NM_SNV_NucRenew | West | DR | DemandResponse | 0 | 0 | 0 | 0 | 0 | 0 | DemandResponse | 0 | 0 | 0 | 0 | 0 | 0
| Retrofit FOM Costs by Reporting Type | AZ_NM_SNV_NucRenew | West | Coal-CCS | IGCC-CCS | 0 | 0 | 0 | 0 | 0 | 0 | IGCC-CCS | 0 | 0 | 0 | 0 | 0 | 0
| Retrofit FOM Costs by Reporting Type | AZ_NM_SNV_NucRenew | West | Off-shore Wind | WT_off | 0 | 0 | 0 | 0 | 0 | 0 | WT_off | 0 | 0 | 0 | 0 | 0 | 0
| Retrofit FOM Costs by Reporting Type | AZ_NM_SNV_NucRenew | West | Other | PseudoUnit | 0 | 0 | 0 | 0 | 0 | 0 | PseudoUnit | 0 | 0 | 0 | 0 | 0 | 0
| Retrofit FOM Costs by Reporting Type | AZ_NM_SNV_NucRenew | West | HQ/Maritimes | FixedInterchange | 0 | 0 | 0 | 0 | 0 | 0 | FixedInterchange | 0 | 0 | 0 | 0 | 0 | 0
Retrofit FOM Costs by Reporting Type
| Retrofit FOM Costs by Reporting Type |  |  |  | Retrofit FOM Costs by Reporting Type: ERCOT | [6 empty] | Retrofit FOM Costs by Reporting Type: ERCOT
| Retrofit FOM Costs by Reporting Type |  |  |  | ReportingType | 2015 | 2020 | 2025 | 2030 | 2035 | 2040 | ReportingType | 2015 | 2020 | 2025 | 2030 | 2035 | 2040
| Retrofit FOM Costs by Reporting Type | ERCOT | Texas | Other Renew | BM | 0 | 0 | 0 | 0 | 0 | 0 | BM | 0 | 0 | 0 | 0 | 0 | 0
| Retrofit FOM Costs by Reporting Type | ERCOT | Texas | CC | CC | 0 | 0 | 0 | 0 | 0 | 0 | CC | 0 | 0 | 0 | 0 | 0 | 0
| Retrofit FOM Costs by Reporting Type | ERCOT | Texas | Other Renew | CSP | 0 | 0 | 0 | 0 | 0 | 0 | CSP | 0 | 0 | 0 | 0 | 0 | 0
| Retrofit FOM Costs by Reporting Type | ERCOT | Texas | CT | CT | 0 | 0 | 0 | 0 | 0 | 0 | CT | 0 | 0 | 0 | 0 | 0 | 0
| Retrofit FOM Costs by Reporting Type | ERCOT | Texas | Coal | Coal | 19.63 | 19.07 | 19.57 | 19.96 | 20.22 | 20.22 | Coal | 19.61 | 19.06 | 19.56 | 20.11 | 20.36 | 20.36
| Retrofit FOM Costs by Reporting Type | ERCOT | Texas | Other Renew | Geo | 0 | 0 | 0 | 0 | 0 | 0 | Geo | 0 | 0 | 0 | 0 | 0 | 0
| Retrofit FOM Costs by Reporting Type | ERCOT | Texas | Hydro | H | 0 | 0 | 0 | 0 | 0 | 0 | H | 0 | 0 | 0 | 0 | 0 | 0
| Retrofit FOM Costs by Reporting Type | ERCOT | Texas | Other Renew | LFG | 0 | 0 | 0 | 0 | 0 | 0 | LFG | 0 | 0 | 0 | 0 | 0 | 0
| Retrofit FOM Costs by Reporting Type | ERCOT | Texas | Nuclear | Nuc | 0 | 0 | 0 | 0 | 0 | 0 | Nuc | 0 | 0 | 0 | 0 | 0 | 0
| Retrofit FOM Costs by Reporting Type | ERCOT | Texas | Other | PS | 0 | 0 | 0 | 0 | 0 | 0 | PS | 0 | 0 | 0 | 0 | 0 | 0
| Retrofit FOM Costs by Reporting Type | ERCOT | Texas | Other Renew | PV | 0 | 0 | 0 | 0 | 0 | 0 | PV | 0 | 0 | 0 | 0 | 0 | 0
| Retrofit FOM Costs by Reporting Type | ERCOT | Texas | CT | PeakG | 0 | 0 | 0 | 0 | 0 | 0 | PeakG | 0 | 0 | 0 | 0 | 0 | 0
| Retrofit FOM Costs by Reporting Type | ERCOT | Texas | CT | PeakO | 0 | 0 | 0 | 0 | 0 | 0 | PeakO | 0 | 0 | 0 | 0 | 0 | 0
| Retrofit FOM Costs by Reporting Type | ERCOT | Texas | Other Renew | ST | 0 | 0 | 0 | 0 | 0 | 0 | ST | 0 | 0 | 0 | 0 | 0 | 0
| Retrofit FOM Costs by Reporting Type | ERCOT | Texas | Steam O/G | STOG | 0 | 0 | 0 | 0 | 0 | 0 | STOG | 0 | 0 | 0 | 0 | 0 | 0
| Retrofit FOM Costs by Reporting Type | ERCOT | Texas | Other Renew | STWD | 0 | 0 | 0 | 0 | 0 | 0 | STWD | 0 | 0 | 0 | 0 | 0 | 0
| Retrofit FOM Costs by Reporting Type | ERCOT | Texas | On-shore Wind | WT | 0 | 0 | 0 | 0 | 0 | 0 | WT | 0 | 0 | 0 | 0 | 0 | 0
| Retrofit FOM Costs by Reporting Type | ERCOT | Texas | Coal | IGCC | 0 | 0 | 0 | 0 | 0 | 0 | IGCC | 0 | 0 | 0 | 0 | 0 | 0
| Retrofit FOM Costs by Reporting Type | ERCOT | Texas | DR | DemandResponse | 0 | 0 | 0 | 0 | 0 | 0 | DemandResponse | 0 | 0 | 0 | 0 | 0 | 0
| Retrofit FOM Costs by Reporting Type | ERCOT | Texas | Coal-CCS | IGCC-CCS | 0 | 0 | 0 | 0 | 0 | 0 | IGCC-CCS | 0 | 0 | 0 | 0 | 0 | 0
| Retrofit FOM Costs by Reporting Type | ERCOT | Texas | Off-shore Wind | WT_off | 0 | 0 | 0 | 0 | 0 | 0 | WT_off | 0 | 0 | 0 | 0 | 0 | 0
| Retrofit FOM Costs by Reporting Type | ERCOT | Texas | Other | PseudoUnit | 0 | 0 | 0 | 0 | 0 | 0 | PseudoUnit | 0 | 0 | 0 | 0 | 0 | 0
| Retrofit FOM Costs by Reporting Type | ERCOT | Texas | HQ/Maritimes | FixedInterchange | 0 | 0 | 0 | 0 | 0 | 0 | FixedInterchange | 0 | 0 | 0 | 0 | 0 | 0
Retrofit FOM Costs by Reporting Type
| Retrofit FOM Costs by Reporting Type |  |  |  | Retrofit FOM Costs by Reporting Type: NP15 | [6 empty] | Retrofit FOM Costs by Reporting Type: NP15
| Retrofit FOM Costs by Reporting Type |  |  |  | ReportingType | 2015 | 2020 | 2025 | 2030 | 2035 | 2040 | ReportingType | 2015 | 2020 | 2025 | 2030 | 2035 | 2040
| Retrofit FOM Costs by Reporting Type | NP15 | West | Other Renew | BM | 0 | 0 | 0 | 0 | 0 | 0 | BM | 0 | 0 | 0 | 0 | 0 | 0
| Retrofit FOM Costs by Reporting Type | NP15 | West | CC | CC | 0 | 0 | 0 | 0 | 0 | 0 | CC | 0 | 0 | 0 | 0 | 0 | 0
| Retrofit FOM Costs by Reporting Type | NP15 | West | Other Renew | CSP | 0 | 0 | 0 | 0 | 0 | 0 | CSP | 0 | 0 | 0 | 0 | 0 | 0
| Retrofit FOM Costs by Reporting Type | NP15 | West | CT | CT | 0 | 0 | 0 | 0 | 0 | 0 | CT | 0 | 0 | 0 | 0 | 0 | 0
| Retrofit FOM Costs by Reporting Type | NP15 | West | Coal | Coal | 0.19 | 0 | 0 | 0 | 0 | 0 | Coal | 0.19 | 0 | 0 | 0 | 0 | 0
| Retrofit FOM Costs by Reporting Type | NP15 | West | Other Renew | Geo | 0 | 0 | 0 | 0 | 0 | 0 | Geo | 0 | 0 | 0 | 0 | 0 | 0
| Retrofit FOM Costs by Reporting Type | NP15 | West | Hydro | H | 0 | 0 | 0 | 0 | 0 | 0 | H | 0 | 0 | 0 | 0 | 0 | 0
| Retrofit FOM Costs by Reporting Type | NP15 | West | Other Renew | LFG | 0 | 0 | 0 | 0 | 0 | 0 | LFG | 0 | 0 | 0 | 0 | 0 | 0
| Retrofit FOM Costs by Reporting Type | NP15 | West | Nuclear | Nuc | 0 | 0 | 0 | 0 | 0 | 0 | Nuc | 0 | 0 | 0 | 0 | 0 | 0
| Retrofit FOM Costs by Reporting Type | NP15 | West | Other | PS | 0 | 0 | 0 | 0 | 0 | 0 | PS | 0 | 0 | 0 | 0 | 0 | 0
| Retrofit FOM Costs by Reporting Type | NP15 | West | Other Renew | PV | 0 | 0 | 0 | 0 | 0 | 0 | PV | 0 | 0 | 0 | 0 | 0 | 0
| Retrofit FOM Costs by Reporting Type | NP15 | West | CT | PeakG | 0 | 0 | 0 | 0 | 0 | 0 | PeakG | 0 | 0 | 0 | 0 | 0 | 0
| Retrofit FOM Costs by Reporting Type | NP15 | West | CT | PeakO | 0 | 0 | 0 | 0 | 0 | 0 | PeakO | 0 | 0 | 0 | 0 | 0 | 0
| Retrofit FOM Costs by Reporting Type | NP15 | West | Other Renew | ST | 0 | 0 | 0 | 0 | 0 | 0 | ST | 0 | 0 | 0 | 0 | 0 | 0
| Retrofit FOM Costs by Reporting Type | NP15 | West | Steam O/G | STOG | 0 | 0 | 0 | 0 | 0 | 0 | STOG | 0 | 0 | 0 | 0 | 0 | 0
| Retrofit FOM Costs by Reporting Type | NP15 | West | Other Renew | STWD | 0 | 0 | 0 | 0 | 0 | 0 | STWD | 0 | 0 | 0 | 0 | 0 | 0
| Retrofit FOM Costs by Reporting Type | NP15 | West | On-shore Wind | WT | 0 | 0 | 0 | 0 | 0 | 0 | WT | 0 | 0 | 0 | 0 | 0 | 0
| Retrofit FOM Costs by Reporting Type | NP15 | West | Coal | IGCC | 0 | 0 | 0 | 0 | 0 | 0 | IGCC | 0 | 0 | 0 | 0 | 0 | 0
| Retrofit FOM Costs by Reporting Type | NP15 | West | DR | DemandResponse | 0 | 0 | 0 | 0 | 0 | 0 | DemandResponse | 0 | 0 | 0 | 0 | 0 | 0
| Retrofit FOM Costs by Reporting Type | NP15 | West | Coal-CCS | IGCC-CCS | 0 | 0 | 0 | 0 | 0 | 0 | IGCC-CCS | 0 | 0 | 0 | 0 | 0 | 0
| Retrofit FOM Costs by Reporting Type | NP15 | West | Off-shore Wind | WT_off | 0 | 0 | 0 | 0 | 0 | 0 | WT_off | 0 | 0 | 0 | 0 | 0 | 0
| Retrofit FOM Costs by Reporting Type | NP15 | West | Other | PseudoUnit | 0 | 0 | 0 | 0 | 0 | 0 | PseudoUnit | 0 | 0 | 0 | 0 | 0 | 0
| Retrofit FOM Costs by Reporting Type | NP15 | West | HQ/Maritimes | FixedInterchange | 0 | 0 | 0 | 0 | 0 | 0 | FixedInterchange | 0 | 0 | 0 | 0 | 0 | 0
Retrofit FOM Costs by Reporting Type
| Retrofit FOM Costs by Reporting Type |  |  |  | Retrofit FOM Costs by Reporting Type: NWPP_Coal | [6 empty] | Retrofit FOM Costs by Reporting Type: NWPP_Coal
| Retrofit FOM Costs by Reporting Type |  |  |  | ReportingType | 2015 | 2020 | 2025 | 2030 | 2035 | 2040 | ReportingType | 2015 | 2020 | 2025 | 2030 | 2035 | 2040
| Retrofit FOM Costs by Reporting Type | NWPP_Coal | West | Other Renew | BM | 0 | 0 | 0 | 0 | 0 | 0 | BM | 0 | 0 | 0 | 0 | 0 | 0
| Retrofit FOM Costs by Reporting Type | NWPP_Coal | West | CC | CC | 0 | 0 | 0 | 0 | 0 | 0 | CC | 0 | 0 | 0 | 0 | 0 | 0
| Retrofit FOM Costs by Reporting Type | NWPP_Coal | West | Other Renew | CSP | 0 | 0 | 0 | 0 | 0 | 0 | CSP | 0 | 0 | 0 | 0 | 0 | 0
| Retrofit FOM Costs by Reporting Type | NWPP_Coal | West | CT | CT | 0 | 0 | 0 | 0 | 0 | 0 | CT | 0 | 0 | 0 | 0 | 0 | 0
| Retrofit FOM Costs by Reporting Type | NWPP_Coal | West | Coal | Coal | 37.24 | 38.15 | 0.98 | 0.98 | 0.98 | 0.98 | Coal | 37.24 | 38.15 | 0.98 | 0.98 | 0.98 | 0.98
| Retrofit FOM Costs by Reporting Type | NWPP_Coal | West | Other Renew | Geo | 0 | 0 | 0 | 0 | 0 | 0 | Geo | 0 | 0 | 0 | 0 | 0 | 0
| Retrofit FOM Costs by Reporting Type | NWPP_Coal | West | Hydro | H | 0 | 0 | 0 | 0 | 0 | 0 | H | 0 | 0 | 0 | 0 | 0 | 0
| Retrofit FOM Costs by Reporting Type | NWPP_Coal | West | Other Renew | LFG | 0 | 0 | 0 | 0 | 0 | 0 | LFG | 0 | 0 | 0 | 0 | 0 | 0
| Retrofit FOM Costs by Reporting Type | NWPP_Coal | West | Nuclear | Nuc | 0 | 0 | 0 | 0 | 0 | 0 | Nuc | 0 | 0 | 0 | 0 | 0 | 0
| Retrofit FOM Costs by Reporting Type | NWPP_Coal | West | Other | PS | 0 | 0 | 0 | 0 | 0 | 0 | PS | 0 | 0 | 0 | 0 | 0 | 0
| Retrofit FOM Costs by Reporting Type | NWPP_Coal | West | Other Renew | PV | 0 | 0 | 0 | 0 | 0 | 0 | PV | 0 | 0 | 0 | 0 | 0 | 0
| Retrofit FOM Costs by Reporting Type | NWPP_Coal | West | CT | PeakG | 0 | 0 | 0 | 0 | 0 | 0 | PeakG | 0 | 0 | 0 | 0 | 0 | 0
| Retrofit FOM Costs by Reporting Type | NWPP_Coal | West | CT | PeakO | 0 | 0 | 0 | 0 | 0 | 0 | PeakO | 0 | 0 | 0 | 0 | 0 | 0
| Retrofit FOM Costs by Reporting Type | NWPP_Coal | West | Other Renew | ST | 0 | 0 | 0 | 0 | 0 | 0 | ST | 0 | 0 | 0 | 0 | 0 | 0
| Retrofit FOM Costs by Reporting Type | NWPP_Coal | West | Steam O/G | STOG | 0 | 0 | 0 | 0 | 0 | 0 | STOG | 0 | 0 | 0 | 0 | 0 | 0
| Retrofit FOM Costs by Reporting Type | NWPP_Coal | West | Other Renew | STWD | 0 | 0 | 0 | 0 | 0 | 0 | STWD | 0 | 0 | 0 | 0 | 0 | 0
| Retrofit FOM Costs by Reporting Type | NWPP_Coal | West | On-shore Wind | WT | 0 | 0 | 0 | 0 | 0 | 0 | WT | 0 | 0 | 0 | 0 | 0 | 0
| Retrofit FOM Costs by Reporting Type | NWPP_Coal | West | Coal | IGCC | 0 | 0 | 0 | 0 | 0 | 0 | IGCC | 0 | 0 | 0 | 0 | 0 | 0
| Retrofit FOM Costs by Reporting Type | NWPP_Coal | West | DR | DemandResponse | 0 | 0 | 0 | 0 | 0 | 0 | DemandResponse | 0 | 0 | 0 | 0 | 0 | 0
| Retrofit FOM Costs by Reporting Type | NWPP_Coal | West | Coal-CCS | IGCC-CCS | 0 | 0 | 0 | 0 | 0 | 0 | IGCC-CCS | 0 | 0 | 0 | 0 | 0 | 0
| Retrofit FOM Costs by Reporting Type | NWPP_Coal | West | Off-shore Wind | WT_off | 0 | 0 | 0 | 0 | 0 | 0 | WT_off | 0 | 0 | 0 | 0 | 0 | 0
| Retrofit FOM Costs by Reporting Type | NWPP_Coal | West | Other | PseudoUnit | 0 | 0 | 0 | 0 | 0 | 0 | PseudoUnit | 0 | 0 | 0 | 0 | 0 | 0
| Retrofit FOM Costs by Reporting Type | NWPP_Coal | West | HQ/Maritimes | FixedInterchange | 0 | 0 | 0 | 0 | 0 | 0 | FixedInterchange | 0 | 0 | 0 | 0 | 0 | 0
Retrofit FOM Costs by Reporting Type
| Retrofit FOM Costs by Reporting Type |  |  |  | Retrofit FOM Costs by Reporting Type: NWPP_Gas | [6 empty] | Retrofit FOM Costs by Reporting Type: NWPP_Gas
| Retrofit FOM Costs by Reporting Type |  |  |  | ReportingType | 2015 | 2020 | 2025 | 2030 | 2035 | 2040 | ReportingType | 2015 | 2020 | 2025 | 2030 | 2035 | 2040
| Retrofit FOM Costs by Reporting Type | NWPP_Gas | West | Other Renew | BM | 0 | 0 | 0 | 0 | 0 | 0 | BM | 0 | 0 | 0 | 0 | 0 | 0
| Retrofit FOM Costs by Reporting Type | NWPP_Gas | West | CC | CC | 0 | 0 | 0 | 0 | 0 | 0 | CC | 0 | 0 | 0 | 0 | 0 | 0
| Retrofit FOM Costs by Reporting Type | NWPP_Gas | West | Other Renew | CSP | 0 | 0 | 0 | 0 | 0 | 0 | CSP | 0 | 0 | 0 | 0 | 0 | 0
| Retrofit FOM Costs by Reporting Type | NWPP_Gas | West | CT | CT | 0 | 0 | 0 | 0 | 0 | 0 | CT | 0 | 0 | 0 | 0 | 0 | 0
| Retrofit FOM Costs by Reporting Type | NWPP_Gas | West | Coal | Coal | 0 | 0 | 0 | 0 | 0 | 0 | Coal | 0 | 0 | 0 | 0 | 0 | 0
| Retrofit FOM Costs by Reporting Type | NWPP_Gas | West | Other Renew | Geo | 0 | 0 | 0 | 0 | 0 | 0 | Geo | 0 | 0 | 0 | 0 | 0 | 0
| Retrofit FOM Costs by Reporting Type | NWPP_Gas | West | Hydro | H | 0 | 0 | 0 | 0 | 0 | 0 | H | 0 | 0 | 0 | 0 | 0 | 0
| Retrofit FOM Costs by Reporting Type | NWPP_Gas | West | Other Renew | LFG | 0 | 0 | 0 | 0 | 0 | 0 | LFG | 0 | 0 | 0 | 0 | 0 | 0
| Retrofit FOM Costs by Reporting Type | NWPP_Gas | West | Nuclear | Nuc | 0 | 0 | 0 | 0 | 0 | 0 | Nuc | 0 | 0 | 0 | 0 | 0 | 0
| Retrofit FOM Costs by Reporting Type | NWPP_Gas | West | Other | PS | 0 | 0 | 0 | 0 | 0 | 0 | PS | 0 | 0 | 0 | 0 | 0 | 0
| Retrofit FOM Costs by Reporting Type | NWPP_Gas | West | Other Renew | PV | 0 | 0 | 0 | 0 | 0 | 0 | PV | 0 | 0 | 0 | 0 | 0 | 0
| Retrofit FOM Costs by Reporting Type | NWPP_Gas | West | CT | PeakG | 0 | 0 | 0 | 0 | 0 | 0 | PeakG | 0 | 0 | 0 | 0 | 0 | 0
| Retrofit FOM Costs by Reporting Type | NWPP_Gas | West | CT | PeakO | 0 | 0 | 0 | 0 | 0 | 0 | PeakO | 0 | 0 | 0 | 0 | 0 | 0
| Retrofit FOM Costs by Reporting Type | NWPP_Gas | West | Other Renew | ST | 0 | 0 | 0 | 0 | 0 | 0 | ST | 0 | 0 | 0 | 0 | 0 | 0
| Retrofit FOM Costs by Reporting Type | NWPP_Gas | West | Steam O/G | STOG | 0 | 0 | 0 | 0 | 0 | 0 | STOG | 0 | 0 | 0 | 0 | 0 | 0
| Retrofit FOM Costs by Reporting Type | NWPP_Gas | West | Other Renew | STWD | 0 | 0 | 0 | 0 | 0 | 0 | STWD | 0 | 0 | 0 | 0 | 0 | 0
| Retrofit FOM Costs by Reporting Type | NWPP_Gas | West | On-shore Wind | WT | 0 | 0 | 0 | 0 | 0 | 0 | WT | 0 | 0 | 0 | 0 | 0 | 0
| Retrofit FOM Costs by Reporting Type | NWPP_Gas | West | Coal | IGCC | 0 | 0 | 0 | 0 | 0 | 0 | IGCC | 0 | 0 | 0 | 0 | 0 | 0
| Retrofit FOM Costs by Reporting Type | NWPP_Gas | West | DR | DemandResponse | 0 | 0 | 0 | 0 | 0 | 0 | DemandResponse | 0 | 0 | 0 | 0 | 0 | 0
| Retrofit FOM Costs by Reporting Type | NWPP_Gas | West | Coal-CCS | IGCC-CCS | 0 | 0 | 0 | 0 | 0 | 0 | IGCC-CCS | 0 | 0 | 0 | 0 | 0 | 0
| Retrofit FOM Costs by Reporting Type | NWPP_Gas | West | Off-shore Wind | WT_off | 0 | 0 | 0 | 0 | 0 | 0 | WT_off | 0 | 0 | 0 | 0 | 0 | 0
| Retrofit FOM Costs by Reporting Type | NWPP_Gas | West | Other | PseudoUnit | 0 | 0 | 0 | 0 | 0 | 0 | PseudoUnit | 0 | 0 | 0 | 0 | 0 | 0
| Retrofit FOM Costs by Reporting Type | NWPP_Gas | West | HQ/Maritimes | FixedInterchange | 0 | 0 | 0 | 0 | 0 | 0 | FixedInterchange | 0 | 0 | 0 | 0 | 0 | 0
Retrofit FOM Costs by Reporting Type
| Retrofit FOM Costs by Reporting Type |  |  |  | Retrofit FOM Costs by Reporting Type: NWPP_NucRenew | [6 empty] | Retrofit FOM Costs by Reporting Type: NWPP_NucRenew
| Retrofit FOM Costs by Reporting Type |  |  |  | ReportingType | 2015 | 2020 | 2025 | 2030 | 2035 | 2040 | ReportingType | 2015 | 2020 | 2025 | 2030 | 2035 | 2040
| Retrofit FOM Costs by Reporting Type | NWPP_NucRenew | West | Other Renew | BM | 0 | 0 | 0 | 0 | 0 | 0 | BM | 0 | 0 | 0 | 0 | 0 | 0
| Retrofit FOM Costs by Reporting Type | NWPP_NucRenew | West | CC | CC | 0 | 0 | 0 | 0 | 0 | 0 | CC | 0 | 0 | 0 | 0 | 0 | 0
| Retrofit FOM Costs by Reporting Type | NWPP_NucRenew | West | Other Renew | CSP | 0 | 0 | 0 | 0 | 0 | 0 | CSP | 0 | 0 | 0 | 0 | 0 | 0
| Retrofit FOM Costs by Reporting Type | NWPP_NucRenew | West | CT | CT | 0 | 0 | 0 | 0 | 0 | 0 | CT | 0 | 0 | 0 | 0 | 0 | 0
| Retrofit FOM Costs by Reporting Type | NWPP_NucRenew | West | Coal | Coal | 0 | 0 | 0 | 0 | 0 | 0 | Coal | 0 | 0 | 0 | 0 | 0 | 0
| Retrofit FOM Costs by Reporting Type | NWPP_NucRenew | West | Other Renew | Geo | 0 | 0 | 0 | 0 | 0 | 0 | Geo | 0 | 0 | 0 | 0 | 0 | 0
| Retrofit FOM Costs by Reporting Type | NWPP_NucRenew | West | Hydro | H | 0 | 0 | 0 | 0 | 0 | 0 | H | 0 | 0 | 0 | 0 | 0 | 0
| Retrofit FOM Costs by Reporting Type | NWPP_NucRenew | West | Other Renew | LFG | 0 | 0 | 0 | 0 | 0 | 0 | LFG | 0 | 0 | 0 | 0 | 0 | 0
| Retrofit FOM Costs by Reporting Type | NWPP_NucRenew | West | Nuclear | Nuc | 0 | 0 | 0 | 0 | 0 | 0 | Nuc | 0 | 0 | 0 | 0 | 0 | 0
| Retrofit FOM Costs by Reporting Type | NWPP_NucRenew | West | Other | PS | 0 | 0 | 0 | 0 | 0 | 0 | PS | 0 | 0 | 0 | 0 | 0 | 0
| Retrofit FOM Costs by Reporting Type | NWPP_NucRenew | West | Other Renew | PV | 0 | 0 | 0 | 0 | 0 | 0 | PV | 0 | 0 | 0 | 0 | 0 | 0
| Retrofit FOM Costs by Reporting Type | NWPP_NucRenew | West | CT | PeakG | 0 | 0 | 0 | 0 | 0 | 0 | PeakG | 0 | 0 | 0 | 0 | 0 | 0
| Retrofit FOM Costs by Reporting Type | NWPP_NucRenew | West | CT | PeakO | 0 | 0 | 0 | 0 | 0 | 0 | PeakO | 0 | 0 | 0 | 0 | 0 | 0
| Retrofit FOM Costs by Reporting Type | NWPP_NucRenew | West | Other Renew | ST | 0 | 0 | 0 | 0 | 0 | 0 | ST | 0 | 0 | 0 | 0 | 0 | 0
| Retrofit FOM Costs by Reporting Type | NWPP_NucRenew | West | Steam O/G | STOG | 0 | 0 | 0 | 0 | 0 | 0 | STOG | 0 | 0 | 0 | 0 | 0 | 0
| Retrofit FOM Costs by Reporting Type | NWPP_NucRenew | West | Other Renew | STWD | 0 | 0 | 0 | 0 | 0 | 0 | STWD | 0 | 0 | 0 | 0 | 0 | 0
| Retrofit FOM Costs by Reporting Type | NWPP_NucRenew | West | On-shore Wind | WT | 0 | 0 | 0 | 0 | 0 | 0 | WT | 0 | 0 | 0 | 0 | 0 | 0
| Retrofit FOM Costs by Reporting Type | NWPP_NucRenew | West | Coal | IGCC | 0 | 0 | 0 | 0 | 0 | 0 | IGCC | 0 | 0 | 0 | 0 | 0 | 0
| Retrofit FOM Costs by Reporting Type | NWPP_NucRenew | West | DR | DemandResponse | 0 | 0 | 0 | 0 | 0 | 0 | DemandResponse | 0 | 0 | 0 | 0 | 0 | 0
| Retrofit FOM Costs by Reporting Type | NWPP_NucRenew | West | Coal-CCS | IGCC-CCS | 0 | 0 | 0 | 0 | 0 | 0 | IGCC-CCS | 0 | 0 | 0 | 0 | 0 | 0
| Retrofit FOM Costs by Reporting Type | NWPP_NucRenew | West | Off-shore Wind | WT_off | 0 | 0 | 0 | 0 | 0 | 0 | WT_off | 0 | 0 | 0 | 0 | 0 | 0
| Retrofit FOM Costs by Reporting Type | NWPP_NucRenew | West | Other | PseudoUnit | 0 | 0 | 0 | 0 | 0 | 0 | PseudoUnit | 0 | 0 | 0 | 0 | 0 | 0
| Retrofit FOM Costs by Reporting Type | NWPP_NucRenew | West | HQ/Maritimes | FixedInterchange | 0 | 0 | 0 | 0 | 0 | 0 | FixedInterchange | 0 | 0 | 0 | 0 | 0 | 0
Retrofit FOM Costs by Reporting Type
| Retrofit FOM Costs by Reporting Type |  |  |  | Retrofit FOM Costs by Reporting Type: RMPA | [6 empty] | Retrofit FOM Costs by Reporting Type: RMPA
| Retrofit FOM Costs by Reporting Type |  |  |  | ReportingType | 2015 | 2020 | 2025 | 2030 | 2035 | 2040 | ReportingType | 2015 | 2020 | 2025 | 2030 | 2035 | 2040
| Retrofit FOM Costs by Reporting Type | RMPA | West | Other Renew | BM | 0 | 0 | 0 | 0 | 0 | 0 | BM | 0 | 0 | 0 | 0 | 0 | 0
| Retrofit FOM Costs by Reporting Type | RMPA | West | CC | CC | 0 | 0 | 0 | 0 | 0 | 0 | CC | 0 | 0 | 0 | 0 | 0 | 0
| Retrofit FOM Costs by Reporting Type | RMPA | West | Other Renew | CSP | 0 | 0 | 0 | 0 | 0 | 0 | CSP | 0 | 0 | 0 | 0 | 0 | 0
| Retrofit FOM Costs by Reporting Type | RMPA | West | CT | CT | 0 | 0 | 0 | 0 | 0 | 0 | CT | 0 | 0 | 0 | 0 | 0 | 0
| Retrofit FOM Costs by Reporting Type | RMPA | West | Coal | Coal | 21.06 | 22.42 | 6.93 | 6.18 | 6.17 | 6.17 | Coal | 21.06 | 22.19 | 6.64 | 6.17 | 6.17 | 6.17
| Retrofit FOM Costs by Reporting Type | RMPA | West | Other Renew | Geo | 0 | 0 | 0 | 0 | 0 | 0 | Geo | 0 | 0 | 0 | 0 | 0 | 0
| Retrofit FOM Costs by Reporting Type | RMPA | West | Hydro | H | 0 | 0 | 0 | 0 | 0 | 0 | H | 0 | 0 | 0 | 0 | 0 | 0
| Retrofit FOM Costs by Reporting Type | RMPA | West | Other Renew | LFG | 0 | 0 | 0 | 0 | 0 | 0 | LFG | 0 | 0 | 0 | 0 | 0 | 0
| Retrofit FOM Costs by Reporting Type | RMPA | West | Nuclear | Nuc | 0 | 0 | 0 | 0 | 0 | 0 | Nuc | 0 | 0 | 0 | 0 | 0 | 0
| Retrofit FOM Costs by Reporting Type | RMPA | West | Other | PS | 0 | 0 | 0 | 0 | 0 | 0 | PS | 0 | 0 | 0 | 0 | 0 | 0
| Retrofit FOM Costs by Reporting Type | RMPA | West | Other Renew | PV | 0 | 0 | 0 | 0 | 0 | 0 | PV | 0 | 0 | 0 | 0 | 0 | 0
| Retrofit FOM Costs by Reporting Type | RMPA | West | CT | PeakG | 0 | 0 | 0 | 0 | 0 | 0 | PeakG | 0 | 0 | 0 | 0 | 0 | 0
| Retrofit FOM Costs by Reporting Type | RMPA | West | CT | PeakO | 0 | 0 | 0 | 0 | 0 | 0 | PeakO | 0 | 0 | 0 | 0 | 0 | 0
| Retrofit FOM Costs by Reporting Type | RMPA | West | Other Renew | ST | 0 | 0 | 0 | 0 | 0 | 0 | ST | 0 | 0 | 0 | 0 | 0 | 0
| Retrofit FOM Costs by Reporting Type | RMPA | West | Steam O/G | STOG | 0 | 0 | 0 | 0 | 0 | 0 | STOG | 0 | 0 | 0 | 0 | 0 | 0
| Retrofit FOM Costs by Reporting Type | RMPA | West | Other Renew | STWD | 0 | 0 | 0 | 0 | 0 | 0 | STWD | 0 | 0 | 0 | 0 | 0 | 0
| Retrofit FOM Costs by Reporting Type | RMPA | West | On-shore Wind | WT | 0 | 0 | 0 | 0 | 0 | 0 | WT | 0 | 0 | 0 | 0 | 0 | 0
| Retrofit FOM Costs by Reporting Type | RMPA | West | Coal | IGCC | 0 | 0 | 0 | 0 | 0 | 0 | IGCC | 0 | 0 | 0 | 0 | 0 | 0
| Retrofit FOM Costs by Reporting Type | RMPA | West | DR | DemandResponse | 0 | 0 | 0 | 0 | 0 | 0 | DemandResponse | 0 | 0 | 0 | 0 | 0 | 0
| Retrofit FOM Costs by Reporting Type | RMPA | West | Coal-CCS | IGCC-CCS | 0 | 0 | 0 | 0 | 0 | 0 | IGCC-CCS | 0 | 0 | 0 | 0 | 0 | 0
| Retrofit FOM Costs by Reporting Type | RMPA | West | Off-shore Wind | WT_off | 0 | 0 | 0 | 0 | 0 | 0 | WT_off | 0 | 0 | 0 | 0 | 0 | 0
| Retrofit FOM Costs by Reporting Type | RMPA | West | Other | PseudoUnit | 0 | 0 | 0 | 0 | 0 | 0 | PseudoUnit | 0 | 0 | 0 | 0 | 0 | 0
| Retrofit FOM Costs by Reporting Type | RMPA | West | HQ/Maritimes | FixedInterchange | 0 | 0 | 0 | 0 | 0 | 0 | FixedInterchange | 0 | 0 | 0 | 0 | 0 | 0
Retrofit FOM Costs by Reporting Type
| Retrofit FOM Costs by Reporting Type |  |  |  | Retrofit FOM Costs by Reporting Type: SP15 | [6 empty] | Retrofit FOM Costs by Reporting Type: SP15
| Retrofit FOM Costs by Reporting Type |  |  |  | ReportingType | 2015 | 2020 | 2025 | 2030 | 2035 | 2040 | ReportingType | 2015 | 2020 | 2025 | 2030 | 2035 | 2040
| Retrofit FOM Costs by Reporting Type | SP15 | West | Other Renew | BM | 0 | 0 | 0 | 0 | 0 | 0 | BM | 0 | 0 | 0 | 0 | 0 | 0
| Retrofit FOM Costs by Reporting Type | SP15 | West | CC | CC | 0 | 0 | 0 | 0 | 0 | 0 | CC | 0 | 0 | 0 | 0 | 0 | 0
| Retrofit FOM Costs by Reporting Type | SP15 | West | Other Renew | CSP | 0 | 0 | 0 | 0 | 0 | 0 | CSP | 0 | 0 | 0 | 0 | 0 | 0
| Retrofit FOM Costs by Reporting Type | SP15 | West | CT | CT | 0 | 0 | 0 | 0 | 0 | 0 | CT | 0 | 0 | 0 | 0 | 0 | 0
| Retrofit FOM Costs by Reporting Type | SP15 | West | Coal | Coal | 0.23 | 0.41 | 0.41 | 0 | 0 | 0 | Coal | 0.23 | 0.41 | 0.41 | 0 | 0 | 0
| Retrofit FOM Costs by Reporting Type | SP15 | West | Other Renew | Geo | 0 | 0 | 0 | 0 | 0 | 0 | Geo | 0 | 0 | 0 | 0 | 0 | 0
| Retrofit FOM Costs by Reporting Type | SP15 | West | Hydro | H | 0 | 0 | 0 | 0 | 0 | 0 | H | 0 | 0 | 0 | 0 | 0 | 0
| Retrofit FOM Costs by Reporting Type | SP15 | West | Other Renew | LFG | 0 | 0 | 0 | 0 | 0 | 0 | LFG | 0 | 0 | 0 | 0 | 0 | 0
| Retrofit FOM Costs by Reporting Type | SP15 | West | Nuclear | Nuc | 0 | 0 | 0 | 0 | 0 | 0 | Nuc | 0 | 0 | 0 | 0 | 0 | 0
| Retrofit FOM Costs by Reporting Type | SP15 | West | Other | PS | 0 | 0 | 0 | 0 | 0 | 0 | PS | 0 | 0 | 0 | 0 | 0 | 0
| Retrofit FOM Costs by Reporting Type | SP15 | West | Other Renew | PV | 0 | 0 | 0 | 0 | 0 | 0 | PV | 0 | 0 | 0 | 0 | 0 | 0
| Retrofit FOM Costs by Reporting Type | SP15 | West | CT | PeakG | 0 | 0 | 0 | 0 | 0 | 0 | PeakG | 0 | 0 | 0 | 0 | 0 | 0
| Retrofit FOM Costs by Reporting Type | SP15 | West | CT | PeakO | 0 | 0 | 0 | 0 | 0 | 0 | PeakO | 0 | 0 | 0 | 0 | 0 | 0
| Retrofit FOM Costs by Reporting Type | SP15 | West | Other Renew | ST | 0 | 0 | 0 | 0 | 0 | 0 | ST | 0 | 0 | 0 | 0 | 0 | 0
| Retrofit FOM Costs by Reporting Type | SP15 | West | Steam O/G | STOG | 0 | 0 | 0 | 0 | 0 | 0 | STOG | 0 | 0 | 0 | 0 | 0 | 0
| Retrofit FOM Costs by Reporting Type | SP15 | West | Other Renew | STWD | 0 | 0 | 0 | 0 | 0 | 0 | STWD | 0 | 0 | 0 | 0 | 0 | 0
| Retrofit FOM Costs by Reporting Type | SP15 | West | On-shore Wind | WT | 0 | 0 | 0 | 0 | 0 | 0 | WT | 0 | 0 | 0 | 0 | 0 | 0
| Retrofit FOM Costs by Reporting Type | SP15 | West | Coal | IGCC | 0 | 0 | 0 | 0 | 0 | 0 | IGCC | 0 | 0 | 0 | 0 | 0 | 0
| Retrofit FOM Costs by Reporting Type | SP15 | West | DR | DemandResponse | 0 | 0 | 0 | 0 | 0 | 0 | DemandResponse | 0 | 0 | 0 | 0 | 0 | 0
| Retrofit FOM Costs by Reporting Type | SP15 | West | Coal-CCS | IGCC-CCS | 0 | 0 | 0 | 0 | 0 | 0 | IGCC-CCS | 0 | 0 | 0 | 0 | 0 | 0
| Retrofit FOM Costs by Reporting Type | SP15 | West | Off-shore Wind | WT_off | 0 | 0 | 0 | 0 | 0 | 0 | WT_off | 0 | 0 | 0 | 0 | 0 | 0
| Retrofit FOM Costs by Reporting Type | SP15 | West | Other | PseudoUnit | 0 | 0 | 0 | 0 | 0 | 0 | PseudoUnit | 0 | 0 | 0 | 0 | 0 | 0
| Retrofit FOM Costs by Reporting Type | SP15 | West | HQ/Maritimes | FixedInterchange | 0 | 0 | 0 | 0 | 0 | 0 | FixedInterchange | 0 | 0 | 0 | 0 | 0 | 0
Retrofit FOM Costs by Reporting Type
| Retrofit FOM Costs by Reporting Type |  |  |  | Retrofit FOM Costs by Reporting Type: ALB | [6 empty] | Retrofit FOM Costs by Reporting Type: ALB
| Retrofit FOM Costs by Reporting Type |  |  |  | ReportingType | 2015 | 2020 | 2025 | 2030 | 2035 | 2040 | ReportingType | 2015 | 2020 | 2025 | 2030 | 2035 | 2040
| Retrofit FOM Costs by Reporting Type | ALB | West | Other Renew | BM | 0 | 0 | 0 | 0 | 0 | 0 | BM | 0 | 0 | 0 | 0 | 0 | 0
| Retrofit FOM Costs by Reporting Type | ALB | West | CC | CC | 0 | 0 | 0 | 0 | 0 | 0 | CC | 0 | 0 | 0 | 0 | 0 | 0
| Retrofit FOM Costs by Reporting Type | ALB | West | Other Renew | CSP | 0 | 0 | 0 | 0 | 0 | 0 | CSP | 0 | 0 | 0 | 0 | 0 | 0
| Retrofit FOM Costs by Reporting Type | ALB | West | CT | CT | 0 | 0 | 0 | 0 | 0 | 0 | CT | 0 | 0 | 0 | 0 | 0 | 0
| Retrofit FOM Costs by Reporting Type | ALB | West | Coal | Coal | 0 | 0 | 0 | 0 | 0 | 0 | Coal | 0 | 0 | 0 | 0 | 0 | 0
| Retrofit FOM Costs by Reporting Type | ALB | West | Other Renew | Geo | 0 | 0 | 0 | 0 | 0 | 0 | Geo | 0 | 0 | 0 | 0 | 0 | 0
| Retrofit FOM Costs by Reporting Type | ALB | West | Hydro | H | 0 | 0 | 0 | 0 | 0 | 0 | H | 0 | 0 | 0 | 0 | 0 | 0
| Retrofit FOM Costs by Reporting Type | ALB | West | Other Renew | LFG | 0 | 0 | 0 | 0 | 0 | 0 | LFG | 0 | 0 | 0 | 0 | 0 | 0
| Retrofit FOM Costs by Reporting Type | ALB | West | Nuclear | Nuc | 0 | 0 | 0 | 0 | 0 | 0 | Nuc | 0 | 0 | 0 | 0 | 0 | 0
| Retrofit FOM Costs by Reporting Type | ALB | West | Other | PS | 0 | 0 | 0 | 0 | 0 | 0 | PS | 0 | 0 | 0 | 0 | 0 | 0
| Retrofit FOM Costs by Reporting Type | ALB | West | Other Renew | PV | 0 | 0 | 0 | 0 | 0 | 0 | PV | 0 | 0 | 0 | 0 | 0 | 0
| Retrofit FOM Costs by Reporting Type | ALB | West | CT | PeakG | 0 | 0 | 0 | 0 | 0 | 0 | PeakG | 0 | 0 | 0 | 0 | 0 | 0
| Retrofit FOM Costs by Reporting Type | ALB | West | CT | PeakO | 0 | 0 | 0 | 0 | 0 | 0 | PeakO | 0 | 0 | 0 | 0 | 0 | 0
| Retrofit FOM Costs by Reporting Type | ALB | West | Other Renew | ST | 0 | 0 | 0 | 0 | 0 | 0 | ST | 0 | 0 | 0 | 0 | 0 | 0
| Retrofit FOM Costs by Reporting Type | ALB | West | Steam O/G | STOG | 0 | 0 | 0 | 0 | 0 | 0 | STOG | 0 | 0 | 0 | 0 | 0 | 0
| Retrofit FOM Costs by Reporting Type | ALB | West | Other Renew | STWD | 0 | 0 | 0 | 0 | 0 | 0 | STWD | 0 | 0 | 0 | 0 | 0 | 0
| Retrofit FOM Costs by Reporting Type | ALB | West | On-shore Wind | WT | 0 | 0 | 0 | 0 | 0 | 0 | WT | 0 | 0 | 0 | 0 | 0 | 0
| Retrofit FOM Costs by Reporting Type | ALB | West | Coal | IGCC | 0 | 0 | 0 | 0 | 0 | 0 | IGCC | 0 | 0 | 0 | 0 | 0 | 0
| Retrofit FOM Costs by Reporting Type | ALB | West | DR | DemandResponse | 0 | 0 | 0 | 0 | 0 | 0 | DemandResponse | 0 | 0 | 0 | 0 | 0 | 0
| Retrofit FOM Costs by Reporting Type | ALB | West | Coal-CCS | IGCC-CCS | 0 | 0 | 0 | 0 | 0 | 0 | IGCC-CCS | 0 | 0 | 0 | 0 | 0 | 0
| Retrofit FOM Costs by Reporting Type | ALB | West | Off-shore Wind | WT_off | 0 | 0 | 0 | 0 | 0 | 0 | WT_off | 0 | 0 | 0 | 0 | 0 | 0
| Retrofit FOM Costs by Reporting Type | ALB | West | Other | PseudoUnit | 0 | 0 | 0 | 0 | 0 | 0 | PseudoUnit | 0 | 0 | 0 | 0 | 0 | 0
| Retrofit FOM Costs by Reporting Type | ALB | West | HQ/Maritimes | FixedInterchange | 0 | 0 | 0 | 0 | 0 | 0 | FixedInterchange | 0 | 0 | 0 | 0 | 0 | 0
Retrofit FOM Costs by Reporting Type
| Retrofit FOM Costs by Reporting Type |  |  |  | Retrofit FOM Costs by Reporting Type: BC | [6 empty] | Retrofit FOM Costs by Reporting Type: BC
| Retrofit FOM Costs by Reporting Type |  |  |  | ReportingType | 2015 | 2020 | 2025 | 2030 | 2035 | 2040 | ReportingType | 2015 | 2020 | 2025 | 2030 | 2035 | 2040
| Retrofit FOM Costs by Reporting Type | BC | West | Other Renew | BM | 0 | 0 | 0 | 0 | 0 | 0 | BM | 0 | 0 | 0 | 0 | 0 | 0
| Retrofit FOM Costs by Reporting Type | BC | West | CC | CC | 0 | 0 | 0 | 0 | 0 | 0 | CC | 0 | 0 | 0 | 0 | 0 | 0
| Retrofit FOM Costs by Reporting Type | BC | West | Other Renew | CSP | 0 | 0 | 0 | 0 | 0 | 0 | CSP | 0 | 0 | 0 | 0 | 0 | 0
| Retrofit FOM Costs by Reporting Type | BC | West | CT | CT | 0 | 0 | 0 | 0 | 0 | 0 | CT | 0 | 0 | 0 | 0 | 0 | 0
| Retrofit FOM Costs by Reporting Type | BC | West | Coal | Coal | 0 | 0 | 0 | 0 | 0 | 0 | Coal | 0 | 0 | 0 | 0 | 0 | 0
| Retrofit FOM Costs by Reporting Type | BC | West | Other Renew | Geo | 0 | 0 | 0 | 0 | 0 | 0 | Geo | 0 | 0 | 0 | 0 | 0 | 0
| Retrofit FOM Costs by Reporting Type | BC | West | Hydro | H | 0 | 0 | 0 | 0 | 0 | 0 | H | 0 | 0 | 0 | 0 | 0 | 0
| Retrofit FOM Costs by Reporting Type | BC | West | Other Renew | LFG | 0 | 0 | 0 | 0 | 0 | 0 | LFG | 0 | 0 | 0 | 0 | 0 | 0
| Retrofit FOM Costs by Reporting Type | BC | West | Nuclear | Nuc | 0 | 0 | 0 | 0 | 0 | 0 | Nuc | 0 | 0 | 0 | 0 | 0 | 0
| Retrofit FOM Costs by Reporting Type | BC | West | Other | PS | 0 | 0 | 0 | 0 | 0 | 0 | PS | 0 | 0 | 0 | 0 | 0 | 0
| Retrofit FOM Costs by Reporting Type | BC | West | Other Renew | PV | 0 | 0 | 0 | 0 | 0 | 0 | PV | 0 | 0 | 0 | 0 | 0 | 0
| Retrofit FOM Costs by Reporting Type | BC | West | CT | PeakG | 0 | 0 | 0 | 0 | 0 | 0 | PeakG | 0 | 0 | 0 | 0 | 0 | 0
| Retrofit FOM Costs by Reporting Type | BC | West | CT | PeakO | 0 | 0 | 0 | 0 | 0 | 0 | PeakO | 0 | 0 | 0 | 0 | 0 | 0
| Retrofit FOM Costs by Reporting Type | BC | West | Other Renew | ST | 0 | 0 | 0 | 0 | 0 | 0 | ST | 0 | 0 | 0 | 0 | 0 | 0
| Retrofit FOM Costs by Reporting Type | BC | West | Steam O/G | STOG | 0 | 0 | 0 | 0 | 0 | 0 | STOG | 0 | 0 | 0 | 0 | 0 | 0
| Retrofit FOM Costs by Reporting Type | BC | West | Other Renew | STWD | 0 | 0 | 0 | 0 | 0 | 0 | STWD | 0 | 0 | 0 | 0 | 0 | 0
| Retrofit FOM Costs by Reporting Type | BC | West | On-shore Wind | WT | 0 | 0 | 0 | 0 | 0 | 0 | WT | 0 | 0 | 0 | 0 | 0 | 0
| Retrofit FOM Costs by Reporting Type | BC | West | Coal | IGCC | 0 | 0 | 0 | 0 | 0 | 0 | IGCC | 0 | 0 | 0 | 0 | 0 | 0
| Retrofit FOM Costs by Reporting Type | BC | West | DR | DemandResponse | 0 | 0 | 0 | 0 | 0 | 0 | DemandResponse | 0 | 0 | 0 | 0 | 0 | 0
| Retrofit FOM Costs by Reporting Type | BC | West | Coal-CCS | IGCC-CCS | 0 | 0 | 0 | 0 | 0 | 0 | IGCC-CCS | 0 | 0 | 0 | 0 | 0 | 0
| Retrofit FOM Costs by Reporting Type | BC | West | Off-shore Wind | WT_off | 0 | 0 | 0 | 0 | 0 | 0 | WT_off | 0 | 0 | 0 | 0 | 0 | 0
| Retrofit FOM Costs by Reporting Type | BC | West | Other | PseudoUnit | 0 | 0 | 0 | 0 | 0 | 0 | PseudoUnit | 0 | 0 | 0 | 0 | 0 | 0
| Retrofit FOM Costs by Reporting Type | BC | West | HQ/Maritimes | FixedInterchange | 0 | 0 | 0 | 0 | 0 | 0 | FixedInterchange | 0 | 0 | 0 | 0 | 0 | 0
Retrofit FOM Costs by Reporting Type
| Retrofit FOM Costs by Reporting Type |  |  |  | Retrofit FOM Costs by Reporting Type: HQ_IESO | [6 empty] | Retrofit FOM Costs by Reporting Type: HQ_IESO
| Retrofit FOM Costs by Reporting Type |  |  |  | ReportingType | 2015 | 2020 | 2025 | 2030 | 2035 | 2040 | ReportingType | 2015 | 2020 | 2025 | 2030 | 2035 | 2040
| Retrofit FOM Costs by Reporting Type | HQ_IESO | HQ/Maritimes | Other Renew | BM | 0 | 0 | 0 | 0 | 0 | 0 | BM | 0 | 0 | 0 | 0 | 0 | 0
| Retrofit FOM Costs by Reporting Type | HQ_IESO | HQ/Maritimes | CC | CC | 0 | 0 | 0 | 0 | 0 | 0 | CC | 0 | 0 | 0 | 0 | 0 | 0
| Retrofit FOM Costs by Reporting Type | HQ_IESO | HQ/Maritimes | Other Renew | CSP | 0 | 0 | 0 | 0 | 0 | 0 | CSP | 0 | 0 | 0 | 0 | 0 | 0
| Retrofit FOM Costs by Reporting Type | HQ_IESO | HQ/Maritimes | CT | CT | 0 | 0 | 0 | 0 | 0 | 0 | CT | 0 | 0 | 0 | 0 | 0 | 0
| Retrofit FOM Costs by Reporting Type | HQ_IESO | HQ/Maritimes | Coal | Coal | 0 | 0 | 0 | 0 | 0 | 0 | Coal | 0 | 0 | 0 | 0 | 0 | 0
| Retrofit FOM Costs by Reporting Type | HQ_IESO | HQ/Maritimes | Other Renew | Geo | 0 | 0 | 0 | 0 | 0 | 0 | Geo | 0 | 0 | 0 | 0 | 0 | 0
| Retrofit FOM Costs by Reporting Type | HQ_IESO | HQ/Maritimes | Hydro | H | 0 | 0 | 0 | 0 | 0 | 0 | H | 0 | 0 | 0 | 0 | 0 | 0
| Retrofit FOM Costs by Reporting Type | HQ_IESO | HQ/Maritimes | Other Renew | LFG | 0 | 0 | 0 | 0 | 0 | 0 | LFG | 0 | 0 | 0 | 0 | 0 | 0
| Retrofit FOM Costs by Reporting Type | HQ_IESO | HQ/Maritimes | Nuclear | Nuc | 0 | 0 | 0 | 0 | 0 | 0 | Nuc | 0 | 0 | 0 | 0 | 0 | 0
| Retrofit FOM Costs by Reporting Type | HQ_IESO | HQ/Maritimes | Other | PS | 0 | 0 | 0 | 0 | 0 | 0 | PS | 0 | 0 | 0 | 0 | 0 | 0
| Retrofit FOM Costs by Reporting Type | HQ_IESO | HQ/Maritimes | Other Renew | PV | 0 | 0 | 0 | 0 | 0 | 0 | PV | 0 | 0 | 0 | 0 | 0 | 0
| Retrofit FOM Costs by Reporting Type | HQ_IESO | HQ/Maritimes | CT | PeakG | 0 | 0 | 0 | 0 | 0 | 0 | PeakG | 0 | 0 | 0 | 0 | 0 | 0
| Retrofit FOM Costs by Reporting Type | HQ_IESO | HQ/Maritimes | CT | PeakO | 0 | 0 | 0 | 0 | 0 | 0 | PeakO | 0 | 0 | 0 | 0 | 0 | 0
| Retrofit FOM Costs by Reporting Type | HQ_IESO | HQ/Maritimes | Other Renew | ST | 0 | 0 | 0 | 0 | 0 | 0 | ST | 0 | 0 | 0 | 0 | 0 | 0
| Retrofit FOM Costs by Reporting Type | HQ_IESO | HQ/Maritimes | Steam O/G | STOG | 0 | 0 | 0 | 0 | 0 | 0 | STOG | 0 | 0 | 0 | 0 | 0 | 0
| Retrofit FOM Costs by Reporting Type | HQ_IESO | HQ/Maritimes | Other Renew | STWD | 0 | 0 | 0 | 0 | 0 | 0 | STWD | 0 | 0 | 0 | 0 | 0 | 0
| Retrofit FOM Costs by Reporting Type | HQ_IESO | HQ/Maritimes | On-shore Wind | WT | 0 | 0 | 0 | 0 | 0 | 0 | WT | 0 | 0 | 0 | 0 | 0 | 0
| Retrofit FOM Costs by Reporting Type | HQ_IESO | HQ/Maritimes | Coal | IGCC | 0 | 0 | 0 | 0 | 0 | 0 | IGCC | 0 | 0 | 0 | 0 | 0 | 0
| Retrofit FOM Costs by Reporting Type | HQ_IESO | HQ/Maritimes | DR | DemandResponse | 0 | 0 | 0 | 0 | 0 | 0 | DemandResponse | 0 | 0 | 0 | 0 | 0 | 0
| Retrofit FOM Costs by Reporting Type | HQ_IESO | HQ/Maritimes | Coal-CCS | IGCC-CCS | 0 | 0 | 0 | 0 | 0 | 0 | IGCC-CCS | 0 | 0 | 0 | 0 | 0 | 0
| Retrofit FOM Costs by Reporting Type | HQ_IESO | HQ/Maritimes | Off-shore Wind | WT_off | 0 | 0 | 0 | 0 | 0 | 0 | WT_off | 0 | 0 | 0 | 0 | 0 | 0
| Retrofit FOM Costs by Reporting Type | HQ_IESO | HQ/Maritimes | Other | PseudoUnit | 0 | 0 | 0 | 0 | 0 | 0 | PseudoUnit | 0 | 0 | 0 | 0 | 0 | 0
| Retrofit FOM Costs by Reporting Type | HQ_IESO | HQ/Maritimes | HQ/Maritimes | FixedInterchange | 0 | 0 | 0 | 0 | 0 | 0 | FixedInterchange | 0 | 0 | 0 | 0 | 0 | 0
Retrofit FOM Costs by Reporting Type
| Retrofit FOM Costs by Reporting Type |  |  |  | Retrofit FOM Costs by Reporting Type: HQ_NEISO | [6 empty] | Retrofit FOM Costs by Reporting Type: HQ_NEISO
| Retrofit FOM Costs by Reporting Type |  |  |  | ReportingType | 2015 | 2020 | 2025 | 2030 | 2035 | 2040 | ReportingType | 2015 | 2020 | 2025 | 2030 | 2035 | 2040
| Retrofit FOM Costs by Reporting Type | HQ_NEISO | HQ/Maritimes | Other Renew | BM | 0 | 0 | 0 | 0 | 0 | 0 | BM | 0 | 0 | 0 | 0 | 0 | 0
| Retrofit FOM Costs by Reporting Type | HQ_NEISO | HQ/Maritimes | CC | CC | 0 | 0 | 0 | 0 | 0 | 0 | CC | 0 | 0 | 0 | 0 | 0 | 0
| Retrofit FOM Costs by Reporting Type | HQ_NEISO | HQ/Maritimes | Other Renew | CSP | 0 | 0 | 0 | 0 | 0 | 0 | CSP | 0 | 0 | 0 | 0 | 0 | 0
| Retrofit FOM Costs by Reporting Type | HQ_NEISO | HQ/Maritimes | CT | CT | 0 | 0 | 0 | 0 | 0 | 0 | CT | 0 | 0 | 0 | 0 | 0 | 0
| Retrofit FOM Costs by Reporting Type | HQ_NEISO | HQ/Maritimes | Coal | Coal | 0 | 0 | 0 | 0 | 0 | 0 | Coal | 0 | 0 | 0 | 0 | 0 | 0
| Retrofit FOM Costs by Reporting Type | HQ_NEISO | HQ/Maritimes | Other Renew | Geo | 0 | 0 | 0 | 0 | 0 | 0 | Geo | 0 | 0 | 0 | 0 | 0 | 0
| Retrofit FOM Costs by Reporting Type | HQ_NEISO | HQ/Maritimes | Hydro | H | 0 | 0 | 0 | 0 | 0 | 0 | H | 0 | 0 | 0 | 0 | 0 | 0
| Retrofit FOM Costs by Reporting Type | HQ_NEISO | HQ/Maritimes | Other Renew | LFG | 0 | 0 | 0 | 0 | 0 | 0 | LFG | 0 | 0 | 0 | 0 | 0 | 0
| Retrofit FOM Costs by Reporting Type | HQ_NEISO | HQ/Maritimes | Nuclear | Nuc | 0 | 0 | 0 | 0 | 0 | 0 | Nuc | 0 | 0 | 0 | 0 | 0 | 0
| Retrofit FOM Costs by Reporting Type | HQ_NEISO | HQ/Maritimes | Other | PS | 0 | 0 | 0 | 0 | 0 | 0 | PS | 0 | 0 | 0 | 0 | 0 | 0
| Retrofit FOM Costs by Reporting Type | HQ_NEISO | HQ/Maritimes | Other Renew | PV | 0 | 0 | 0 | 0 | 0 | 0 | PV | 0 | 0 | 0 | 0 | 0 | 0
| Retrofit FOM Costs by Reporting Type | HQ_NEISO | HQ/Maritimes | CT | PeakG | 0 | 0 | 0 | 0 | 0 | 0 | PeakG | 0 | 0 | 0 | 0 | 0 | 0
| Retrofit FOM Costs by Reporting Type | HQ_NEISO | HQ/Maritimes | CT | PeakO | 0 | 0 | 0 | 0 | 0 | 0 | PeakO | 0 | 0 | 0 | 0 | 0 | 0
| Retrofit FOM Costs by Reporting Type | HQ_NEISO | HQ/Maritimes | Other Renew | ST | 0 | 0 | 0 | 0 | 0 | 0 | ST | 0 | 0 | 0 | 0 | 0 | 0
| Retrofit FOM Costs by Reporting Type | HQ_NEISO | HQ/Maritimes | Steam O/G | STOG | 0 | 0 | 0 | 0 | 0 | 0 | STOG | 0 | 0 | 0 | 0 | 0 | 0
| Retrofit FOM Costs by Reporting Type | HQ_NEISO | HQ/Maritimes | Other Renew | STWD | 0 | 0 | 0 | 0 | 0 | 0 | STWD | 0 | 0 | 0 | 0 | 0 | 0
| Retrofit FOM Costs by Reporting Type | HQ_NEISO | HQ/Maritimes | On-shore Wind | WT | 0 | 0 | 0 | 0 | 0 | 0 | WT | 0 | 0 | 0 | 0 | 0 | 0
| Retrofit FOM Costs by Reporting Type | HQ_NEISO | HQ/Maritimes | Coal | IGCC | 0 | 0 | 0 | 0 | 0 | 0 | IGCC | 0 | 0 | 0 | 0 | 0 | 0
| Retrofit FOM Costs by Reporting Type | HQ_NEISO | HQ/Maritimes | DR | DemandResponse | 0 | 0 | 0 | 0 | 0 | 0 | DemandResponse | 0 | 0 | 0 | 0 | 0 | 0
| Retrofit FOM Costs by Reporting Type | HQ_NEISO | HQ/Maritimes | Coal-CCS | IGCC-CCS | 0 | 0 | 0 | 0 | 0 | 0 | IGCC-CCS | 0 | 0 | 0 | 0 | 0 | 0
| Retrofit FOM Costs by Reporting Type | HQ_NEISO | HQ/Maritimes | Off-shore Wind | WT_off | 0 | 0 | 0 | 0 | 0 | 0 | WT_off | 0 | 0 | 0 | 0 | 0 | 0
| Retrofit FOM Costs by Reporting Type | HQ_NEISO | HQ/Maritimes | Other | PseudoUnit | 0 | 0 | 0 | 0 | 0 | 0 | PseudoUnit | 0 | 0 | 0 | 0 | 0 | 0
| Retrofit FOM Costs by Reporting Type | HQ_NEISO | HQ/Maritimes | HQ/Maritimes | FixedInterchange | 0 | 0 | 0 | 0 | 0 | 0 | FixedInterchange | 0 | 0 | 0 | 0 | 0 | 0
Retrofit FOM Costs by Reporting Type
| Retrofit FOM Costs by Reporting Type |  |  |  | Retrofit FOM Costs by Reporting Type: HQ_NY | [6 empty] | Retrofit FOM Costs by Reporting Type: HQ_NY
| Retrofit FOM Costs by Reporting Type |  |  |  | ReportingType | 2015 | 2020 | 2025 | 2030 | 2035 | 2040 | ReportingType | 2015 | 2020 | 2025 | 2030 | 2035 | 2040
| Retrofit FOM Costs by Reporting Type | HQ_NY | HQ/Maritimes | Other Renew | BM | 0 | 0 | 0 | 0 | 0 | 0 | BM | 0 | 0 | 0 | 0 | 0 | 0
| Retrofit FOM Costs by Reporting Type | HQ_NY | HQ/Maritimes | CC | CC | 0 | 0 | 0 | 0 | 0 | 0 | CC | 0 | 0 | 0 | 0 | 0 | 0
| Retrofit FOM Costs by Reporting Type | HQ_NY | HQ/Maritimes | Other Renew | CSP | 0 | 0 | 0 | 0 | 0 | 0 | CSP | 0 | 0 | 0 | 0 | 0 | 0
| Retrofit FOM Costs by Reporting Type | HQ_NY | HQ/Maritimes | CT | CT | 0 | 0 | 0 | 0 | 0 | 0 | CT | 0 | 0 | 0 | 0 | 0 | 0
| Retrofit FOM Costs by Reporting Type | HQ_NY | HQ/Maritimes | Coal | Coal | 0 | 0 | 0 | 0 | 0 | 0 | Coal | 0 | 0 | 0 | 0 | 0 | 0
| Retrofit FOM Costs by Reporting Type | HQ_NY | HQ/Maritimes | Other Renew | Geo | 0 | 0 | 0 | 0 | 0 | 0 | Geo | 0 | 0 | 0 | 0 | 0 | 0
| Retrofit FOM Costs by Reporting Type | HQ_NY | HQ/Maritimes | Hydro | H | 0 | 0 | 0 | 0 | 0 | 0 | H | 0 | 0 | 0 | 0 | 0 | 0
| Retrofit FOM Costs by Reporting Type | HQ_NY | HQ/Maritimes | Other Renew | LFG | 0 | 0 | 0 | 0 | 0 | 0 | LFG | 0 | 0 | 0 | 0 | 0 | 0
| Retrofit FOM Costs by Reporting Type | HQ_NY | HQ/Maritimes | Nuclear | Nuc | 0 | 0 | 0 | 0 | 0 | 0 | Nuc | 0 | 0 | 0 | 0 | 0 | 0
| Retrofit FOM Costs by Reporting Type | HQ_NY | HQ/Maritimes | Other | PS | 0 | 0 | 0 | 0 | 0 | 0 | PS | 0 | 0 | 0 | 0 | 0 | 0
| Retrofit FOM Costs by Reporting Type | HQ_NY | HQ/Maritimes | Other Renew | PV | 0 | 0 | 0 | 0 | 0 | 0 | PV | 0 | 0 | 0 | 0 | 0 | 0
| Retrofit FOM Costs by Reporting Type | HQ_NY | HQ/Maritimes | CT | PeakG | 0 | 0 | 0 | 0 | 0 | 0 | PeakG | 0 | 0 | 0 | 0 | 0 | 0
| Retrofit FOM Costs by Reporting Type | HQ_NY | HQ/Maritimes | CT | PeakO | 0 | 0 | 0 | 0 | 0 | 0 | PeakO | 0 | 0 | 0 | 0 | 0 | 0
| Retrofit FOM Costs by Reporting Type | HQ_NY | HQ/Maritimes | Other Renew | ST | 0 | 0 | 0 | 0 | 0 | 0 | ST | 0 | 0 | 0 | 0 | 0 | 0
| Retrofit FOM Costs by Reporting Type | HQ_NY | HQ/Maritimes | Steam O/G | STOG | 0 | 0 | 0 | 0 | 0 | 0 | STOG | 0 | 0 | 0 | 0 | 0 | 0
| Retrofit FOM Costs by Reporting Type | HQ_NY | HQ/Maritimes | Other Renew | STWD | 0 | 0 | 0 | 0 | 0 | 0 | STWD | 0 | 0 | 0 | 0 | 0 | 0
| Retrofit FOM Costs by Reporting Type | HQ_NY | HQ/Maritimes | On-shore Wind | WT | 0 | 0 | 0 | 0 | 0 | 0 | WT | 0 | 0 | 0 | 0 | 0 | 0
| Retrofit FOM Costs by Reporting Type | HQ_NY | HQ/Maritimes | Coal | IGCC | 0 | 0 | 0 | 0 | 0 | 0 | IGCC | 0 | 0 | 0 | 0 | 0 | 0
| Retrofit FOM Costs by Reporting Type | HQ_NY | HQ/Maritimes | DR | DemandResponse | 0 | 0 | 0 | 0 | 0 | 0 | DemandResponse | 0 | 0 | 0 | 0 | 0 | 0
| Retrofit FOM Costs by Reporting Type | HQ_NY | HQ/Maritimes | Coal-CCS | IGCC-CCS | 0 | 0 | 0 | 0 | 0 | 0 | IGCC-CCS | 0 | 0 | 0 | 0 | 0 | 0
| Retrofit FOM Costs by Reporting Type | HQ_NY | HQ/Maritimes | Off-shore Wind | WT_off | 0 | 0 | 0 | 0 | 0 | 0 | WT_off | 0 | 0 | 0 | 0 | 0 | 0
| Retrofit FOM Costs by Reporting Type | HQ_NY | HQ/Maritimes | Other | PseudoUnit | 0 | 0 | 0 | 0 | 0 | 0 | PseudoUnit | 0 | 0 | 0 | 0 | 0 | 0
| Retrofit FOM Costs by Reporting Type | HQ_NY | HQ/Maritimes | HQ/Maritimes | FixedInterchange | 0 | 0 | 0 | 0 | 0 | 0 | FixedInterchange | 0 | 0 | 0 | 0 | 0 | 0
Retrofit FOM Costs by Reporting Type
| Retrofit FOM Costs by Reporting Type |  |  |  | Retrofit FOM Costs by Reporting Type: MARITIMES | [6 empty] | Retrofit FOM Costs by Reporting Type: MARITIMES
| Retrofit FOM Costs by Reporting Type |  |  |  | ReportingType | 2015 | 2020 | 2025 | 2030 | 2035 | 2040 | ReportingType | 2015 | 2020 | 2025 | 2030 | 2035 | 2040
| Retrofit FOM Costs by Reporting Type | MARITIMES | HQ/Maritimes | Other Renew | BM | 0 | 0 | 0 | 0 | 0 | 0 | BM | 0 | 0 | 0 | 0 | 0 | 0
| Retrofit FOM Costs by Reporting Type | MARITIMES | HQ/Maritimes | CC | CC | 0 | 0 | 0 | 0 | 0 | 0 | CC | 0 | 0 | 0 | 0 | 0 | 0
| Retrofit FOM Costs by Reporting Type | MARITIMES | HQ/Maritimes | Other Renew | CSP | 0 | 0 | 0 | 0 | 0 | 0 | CSP | 0 | 0 | 0 | 0 | 0 | 0
| Retrofit FOM Costs by Reporting Type | MARITIMES | HQ/Maritimes | CT | CT | 0 | 0 | 0 | 0 | 0 | 0 | CT | 0 | 0 | 0 | 0 | 0 | 0
| Retrofit FOM Costs by Reporting Type | MARITIMES | HQ/Maritimes | Coal | Coal | 0 | 0 | 0 | 0 | 0 | 0 | Coal | 0 | 0 | 0 | 0 | 0 | 0
| Retrofit FOM Costs by Reporting Type | MARITIMES | HQ/Maritimes | Other Renew | Geo | 0 | 0 | 0 | 0 | 0 | 0 | Geo | 0 | 0 | 0 | 0 | 0 | 0
| Retrofit FOM Costs by Reporting Type | MARITIMES | HQ/Maritimes | Hydro | H | 0 | 0 | 0 | 0 | 0 | 0 | H | 0 | 0 | 0 | 0 | 0 | 0
| Retrofit FOM Costs by Reporting Type | MARITIMES | HQ/Maritimes | Other Renew | LFG | 0 | 0 | 0 | 0 | 0 | 0 | LFG | 0 | 0 | 0 | 0 | 0 | 0
| Retrofit FOM Costs by Reporting Type | MARITIMES | HQ/Maritimes | Nuclear | Nuc | 0 | 0 | 0 | 0 | 0 | 0 | Nuc | 0 | 0 | 0 | 0 | 0 | 0
| Retrofit FOM Costs by Reporting Type | MARITIMES | HQ/Maritimes | Other | PS | 0 | 0 | 0 | 0 | 0 | 0 | PS | 0 | 0 | 0 | 0 | 0 | 0
| Retrofit FOM Costs by Reporting Type | MARITIMES | HQ/Maritimes | Other Renew | PV | 0 | 0 | 0 | 0 | 0 | 0 | PV | 0 | 0 | 0 | 0 | 0 | 0
| Retrofit FOM Costs by Reporting Type | MARITIMES | HQ/Maritimes | CT | PeakG | 0 | 0 | 0 | 0 | 0 | 0 | PeakG | 0 | 0 | 0 | 0 | 0 | 0
| Retrofit FOM Costs by Reporting Type | MARITIMES | HQ/Maritimes | CT | PeakO | 0 | 0 | 0 | 0 | 0 | 0 | PeakO | 0 | 0 | 0 | 0 | 0 | 0
| Retrofit FOM Costs by Reporting Type | MARITIMES | HQ/Maritimes | Other Renew | ST | 0 | 0 | 0 | 0 | 0 | 0 | ST | 0 | 0 | 0 | 0 | 0 | 0
| Retrofit FOM Costs by Reporting Type | MARITIMES | HQ/Maritimes | Steam O/G | STOG | 0 | 0 | 0 | 0 | 0 | 0 | STOG | 0 | 0 | 0 | 0 | 0 | 0
| Retrofit FOM Costs by Reporting Type | MARITIMES | HQ/Maritimes | Other Renew | STWD | 0 | 0 | 0 | 0 | 0 | 0 | STWD | 0 | 0 | 0 | 0 | 0 | 0
| Retrofit FOM Costs by Reporting Type | MARITIMES | HQ/Maritimes | On-shore Wind | WT | 0 | 0 | 0 | 0 | 0 | 0 | WT | 0 | 0 | 0 | 0 | 0 | 0
| Retrofit FOM Costs by Reporting Type | MARITIMES | HQ/Maritimes | Coal | IGCC | 0 | 0 | 0 | 0 | 0 | 0 | IGCC | 0 | 0 | 0 | 0 | 0 | 0
| Retrofit FOM Costs by Reporting Type | MARITIMES | HQ/Maritimes | DR | DemandResponse | 0 | 0 | 0 | 0 | 0 | 0 | DemandResponse | 0 | 0 | 0 | 0 | 0 | 0
| Retrofit FOM Costs by Reporting Type | MARITIMES | HQ/Maritimes | Coal-CCS | IGCC-CCS | 0 | 0 | 0 | 0 | 0 | 0 | IGCC-CCS | 0 | 0 | 0 | 0 | 0 | 0
| Retrofit FOM Costs by Reporting Type | MARITIMES | HQ/Maritimes | Off-shore Wind | WT_off | 0 | 0 | 0 | 0 | 0 | 0 | WT_off | 0 | 0 | 0 | 0 | 0 | 0
| Retrofit FOM Costs by Reporting Type | MARITIMES | HQ/Maritimes | Other | PseudoUnit | 0 | 0 | 0 | 0 | 0 | 0 | PseudoUnit | 0 | 0 | 0 | 0 | 0 | 0
| Retrofit FOM Costs by Reporting Type | MARITIMES | HQ/Maritimes | HQ/Maritimes | FixedInterchange | 0 | 0 | 0 | 0 | 0 | 0 | FixedInterchange | 0 | 0 | 0 | 0 | 0 | 0
Retrofit FOM Costs by Reporting Type
| Retrofit FOM Costs by Reporting Type |  |  |  | Retrofit FOM Costs by Reporting Type: All | [6 empty] | Retrofit FOM Costs by Reporting Type: All
| Retrofit FOM Costs by Reporting Type |  |  |  | ReportingType | 2015 | 2020 | 2025 | 2030 | 2035 | 2040 | ReportingType | 2015 | 2020 | 2025 | 2030 | 2035 | 2040
| Retrofit FOM Costs by Reporting Type | All | All | Other Renew | BM | 0 | 0 | 0 | 0 | 0 | 0 | BM | 0 | 0 | 0 | 0 | 0 | 0
| Retrofit FOM Costs by Reporting Type | All | All | CC | CC | 0 | 0 | 0 | 0 | 0 | 0 | CC | 0 | 0 | 0 | 0 | 0 | 0
| Retrofit FOM Costs by Reporting Type | All | All | Other Renew | CSP | 0 | 0 | 0 | 0 | 0 | 0 | CSP | 0 | 0 | 0 | 0 | 0 | 0
| Retrofit FOM Costs by Reporting Type | All | All | CT | CT | 0 | 0 | 0 | 0 | 0 | 0 | CT | 0 | 0 | 0 | 0 | 0 | 0
| Retrofit FOM Costs by Reporting Type | All | All | Coal | Coal | 735.54 | 661.18 | 303.35 | 210.53 | 219.15 | 219.72 | Coal | 657.63 | 548.85 | 304.95 | 209.3 | 218.15 | 218.93
| Retrofit FOM Costs by Reporting Type | All | All | Other Renew | Geo | 0 | 0 | 0 | 0 | 0 | 0 | Geo | 0 | 0 | 0 | 0 | 0 | 0
| Retrofit FOM Costs by Reporting Type | All | All | Hydro | H | 0 | 0 | 0 | 0 | 0 | 0 | H | 0 | 0 | 0 | 0 | 0 | 0
| Retrofit FOM Costs by Reporting Type | All | All | Other Renew | LFG | 0 | 0 | 0 | 0 | 0 | 0 | LFG | 0 | 0 | 0 | 0 | 0 | 0
| Retrofit FOM Costs by Reporting Type | All | All | Nuclear | Nuc | 0 | 0 | 0 | 0 | 0 | 0 | Nuc | 0 | 0 | 0 | 0 | 0 | 0
| Retrofit FOM Costs by Reporting Type | All | All | Other | PS | 0 | 0 | 0 | 0 | 0 | 0 | PS | 0 | 0 | 0 | 0 | 0 | 0
| Retrofit FOM Costs by Reporting Type | All | All | Other Renew | PV | 0 | 0 | 0 | 0 | 0 | 0 | PV | 0 | 0 | 0 | 0 | 0 | 0
| Retrofit FOM Costs by Reporting Type | All | All | CT | PeakG | 0 | 0 | 0 | 0 | 0 | 0 | PeakG | 0 | 0 | 0 | 0 | 0 | 0
| Retrofit FOM Costs by Reporting Type | All | All | CT | PeakO | 0 | 0 | 0 | 0 | 0 | 0 | PeakO | 0 | 0 | 0 | 0 | 0 | 0
| Retrofit FOM Costs by Reporting Type | All | All | Other Renew | ST | 0 | 0 | 0 | 0 | 0 | 0 | ST | 0 | 0 | 0 | 0 | 0 | 0
| Retrofit FOM Costs by Reporting Type | All | All | Steam O/G | STOG | 0 | 0 | 0 | 0 | 0 | 0 | STOG | 0 | 0 | 0 | 0 | 0 | 0
| Retrofit FOM Costs by Reporting Type | All | All | Other Renew | STWD | 0 | 0 | 0 | 0 | 0 | 0 | STWD | 0 | 0 | 0 | 0 | 0 | 0
| Retrofit FOM Costs by Reporting Type | All | All | On-shore Wind | WT | 0 | 0 | 0 | 0 | 0 | 0 | WT | 0 | 0 | 0 | 0 | 0 | 0
| Retrofit FOM Costs by Reporting Type | All | All | Coal | IGCC | 0 | 0 | 0 | 0 | 0 | 0 | IGCC | 0 | 0 | 0 | 0 | 0 | 0
| Retrofit FOM Costs by Reporting Type | All | All | DR | DemandResponse | 0 | 0 | 0 | 0 | 0 | 0 | DemandResponse | 0 | 0 | 0 | 0 | 0 | 0
| Retrofit FOM Costs by Reporting Type | All | All | Coal-CCS | IGCC-CCS | 0 | 0 | 0 | 0 | 0 | 0 | IGCC-CCS | 0 | 0 | 0 | 0 | 0 | 0
| Retrofit FOM Costs by Reporting Type | All | All | Off-shore Wind | WT_off | 0 | 0 | 0 | 0 | 0 | 0 | WT_off | 0 | 0 | 0 | 0 | 0 | 0
| Retrofit FOM Costs by Reporting Type | All | All | Other | PseudoUnit | 0 | 0 | 0 | 0 | 0 | 0 | PseudoUnit | 0 | 0 | 0 | 0 | 0 | 0
| Retrofit FOM Costs by Reporting Type | All | All | HQ/Maritimes | FixedInterchange | 0 | 0 | 0 | 0 | 0 | 0 | FixedInterchange | 0 | 0 | 0 | 0 | 0 | 0
Retrofit FOM Costs by Reporting Type
| Retrofit FOM Costs by Reporting Type |  |  |  | Retrofit FOM Costs by Reporting Type: EI_US | [6 empty] | Retrofit FOM Costs by Reporting Type: EI_US
| Retrofit FOM Costs by Reporting Type |  |  |  | ReportingType | 2015 | 2020 | 2025 | 2030 | 2035 | 2040 | ReportingType | 2015 | 2020 | 2025 | 2030 | 2035 | 2040
| Retrofit FOM Costs by Reporting Type | EI_US | EI_US | Other Renew | BM | 0 | 0 | 0 | 0 | 0 | 0 | BM | 0 | 0 | 0 | 0 | 0 | 0
| Retrofit FOM Costs by Reporting Type | EI_US | EI_US | CC | CC | 0 | 0 | 0 | 0 | 0 | 0 | CC | 0 | 0 | 0 | 0 | 0 | 0
| Retrofit FOM Costs by Reporting Type | EI_US | EI_US | Other Renew | CSP | 0 | 0 | 0 | 0 | 0 | 0 | CSP | 0 | 0 | 0 | 0 | 0 | 0
| Retrofit FOM Costs by Reporting Type | EI_US | EI_US | CT | CT | 0 | 0 | 0 | 0 | 0 | 0 | CT | 0 | 0 | 0 | 0 | 0 | 0
| Retrofit FOM Costs by Reporting Type | EI_US | EI_US | Coal | Coal | 605.92 | 532.75 | 250.04 | 181.43 | 189.52 | 190.08 | Coal | 527.98 | 420.67 | 251.8 | 180.04 | 188.01 | 188.78
| Retrofit FOM Costs by Reporting Type | EI_US | EI_US | Other Renew | Geo | 0 | 0 | 0 | 0 | 0 | 0 | Geo | 0 | 0 | 0 | 0 | 0 | 0
| Retrofit FOM Costs by Reporting Type | EI_US | EI_US | Hydro | H | 0 | 0 | 0 | 0 | 0 | 0 | H | 0 | 0 | 0 | 0 | 0 | 0
| Retrofit FOM Costs by Reporting Type | EI_US | EI_US | Other Renew | LFG | 0 | 0 | 0 | 0 | 0 | 0 | LFG | 0 | 0 | 0 | 0 | 0 | 0
| Retrofit FOM Costs by Reporting Type | EI_US | EI_US | Nuclear | Nuc | 0 | 0 | 0 | 0 | 0 | 0 | Nuc | 0 | 0 | 0 | 0 | 0 | 0
| Retrofit FOM Costs by Reporting Type | EI_US | EI_US | Other | PS | 0 | 0 | 0 | 0 | 0 | 0 | PS | 0 | 0 | 0 | 0 | 0 | 0
| Retrofit FOM Costs by Reporting Type | EI_US | EI_US | Other Renew | PV | 0 | 0 | 0 | 0 | 0 | 0 | PV | 0 | 0 | 0 | 0 | 0 | 0
| Retrofit FOM Costs by Reporting Type | EI_US | EI_US | CT | PeakG | 0 | 0 | 0 | 0 | 0 | 0 | PeakG | 0 | 0 | 0 | 0 | 0 | 0
| Retrofit FOM Costs by Reporting Type | EI_US | EI_US | CT | PeakO | 0 | 0 | 0 | 0 | 0 | 0 | PeakO | 0 | 0 | 0 | 0 | 0 | 0
| Retrofit FOM Costs by Reporting Type | EI_US | EI_US | Other Renew | ST | 0 | 0 | 0 | 0 | 0 | 0 | ST | 0 | 0 | 0 | 0 | 0 | 0
| Retrofit FOM Costs by Reporting Type | EI_US | EI_US | Steam O/G | STOG | 0 | 0 | 0 | 0 | 0 | 0 | STOG | 0 | 0 | 0 | 0 | 0 | 0
| Retrofit FOM Costs by Reporting Type | EI_US | EI_US | Other Renew | STWD | 0 | 0 | 0 | 0 | 0 | 0 | STWD | 0 | 0 | 0 | 0 | 0 | 0
| Retrofit FOM Costs by Reporting Type | EI_US | EI_US | On-shore Wind | WT | 0 | 0 | 0 | 0 | 0 | 0 | WT | 0 | 0 | 0 | 0 | 0 | 0
| Retrofit FOM Costs by Reporting Type | EI_US | EI_US | Coal | IGCC | 0 | 0 | 0 | 0 | 0 | 0 | IGCC | 0 | 0 | 0 | 0 | 0 | 0
| Retrofit FOM Costs by Reporting Type | EI_US | EI_US | DR | DemandResponse | 0 | 0 | 0 | 0 | 0 | 0 | DemandResponse | 0 | 0 | 0 | 0 | 0 | 0
| Retrofit FOM Costs by Reporting Type | EI_US | EI_US | Coal-CCS | IGCC-CCS | 0 | 0 | 0 | 0 | 0 | 0 | IGCC-CCS | 0 | 0 | 0 | 0 | 0 | 0
| Retrofit FOM Costs by Reporting Type | EI_US | EI_US | Off-shore Wind | WT_off | 0 | 0 | 0 | 0 | 0 | 0 | WT_off | 0 | 0 | 0 | 0 | 0 | 0
| Retrofit FOM Costs by Reporting Type | EI_US | EI_US | Other | PseudoUnit | 0 | 0 | 0 | 0 | 0 | 0 | PseudoUnit | 0 | 0 | 0 | 0 | 0 | 0
| Retrofit FOM Costs by Reporting Type | EI_US | EI_US | HQ/Maritimes | FixedInterchange | 0 | 0 | 0 | 0 | 0 | 0 | FixedInterchange | 0 | 0 | 0 | 0 | 0 | 0
Retrofit FOM Costs by Reporting Type
| Retrofit FOM Costs by Reporting Type |  |  |  | Retrofit FOM Costs by Reporting Type: EI_Canada | [6 empty] | Retrofit FOM Costs by Reporting Type: EI_Canada
| Retrofit FOM Costs by Reporting Type |  |  |  | ReportingType | 2015 | 2020 | 2025 | 2030 | 2035 | 2040 | ReportingType | 2015 | 2020 | 2025 | 2030 | 2035 | 2040
| Retrofit FOM Costs by Reporting Type | EI_Canada | EI_Canada | Other Renew | BM | 0 | 0 | 0 | 0 | 0 | 0 | BM | 0 | 0 | 0 | 0 | 0 | 0
| Retrofit FOM Costs by Reporting Type | EI_Canada | EI_Canada | CC | CC | 0 | 0 | 0 | 0 | 0 | 0 | CC | 0 | 0 | 0 | 0 | 0 | 0
| Retrofit FOM Costs by Reporting Type | EI_Canada | EI_Canada | Other Renew | CSP | 0 | 0 | 0 | 0 | 0 | 0 | CSP | 0 | 0 | 0 | 0 | 0 | 0
| Retrofit FOM Costs by Reporting Type | EI_Canada | EI_Canada | CT | CT | 0 | 0 | 0 | 0 | 0 | 0 | CT | 0 | 0 | 0 | 0 | 0 | 0
| Retrofit FOM Costs by Reporting Type | EI_Canada | EI_Canada | Coal | Coal | 0 | 0 | 0 | 0 | 0 | 0 | Coal | 0 | 0 | 0 | 0 | 0 | 0
| Retrofit FOM Costs by Reporting Type | EI_Canada | EI_Canada | Other Renew | Geo | 0 | 0 | 0 | 0 | 0 | 0 | Geo | 0 | 0 | 0 | 0 | 0 | 0
| Retrofit FOM Costs by Reporting Type | EI_Canada | EI_Canada | Hydro | H | 0 | 0 | 0 | 0 | 0 | 0 | H | 0 | 0 | 0 | 0 | 0 | 0
| Retrofit FOM Costs by Reporting Type | EI_Canada | EI_Canada | Other Renew | LFG | 0 | 0 | 0 | 0 | 0 | 0 | LFG | 0 | 0 | 0 | 0 | 0 | 0
| Retrofit FOM Costs by Reporting Type | EI_Canada | EI_Canada | Nuclear | Nuc | 0 | 0 | 0 | 0 | 0 | 0 | Nuc | 0 | 0 | 0 | 0 | 0 | 0
| Retrofit FOM Costs by Reporting Type | EI_Canada | EI_Canada | Other | PS | 0 | 0 | 0 | 0 | 0 | 0 | PS | 0 | 0 | 0 | 0 | 0 | 0
| Retrofit FOM Costs by Reporting Type | EI_Canada | EI_Canada | Other Renew | PV | 0 | 0 | 0 | 0 | 0 | 0 | PV | 0 | 0 | 0 | 0 | 0 | 0
| Retrofit FOM Costs by Reporting Type | EI_Canada | EI_Canada | CT | PeakG | 0 | 0 | 0 | 0 | 0 | 0 | PeakG | 0 | 0 | 0 | 0 | 0 | 0
| Retrofit FOM Costs by Reporting Type | EI_Canada | EI_Canada | CT | PeakO | 0 | 0 | 0 | 0 | 0 | 0 | PeakO | 0 | 0 | 0 | 0 | 0 | 0
| Retrofit FOM Costs by Reporting Type | EI_Canada | EI_Canada | Other Renew | ST | 0 | 0 | 0 | 0 | 0 | 0 | ST | 0 | 0 | 0 | 0 | 0 | 0
| Retrofit FOM Costs by Reporting Type | EI_Canada | EI_Canada | Steam O/G | STOG | 0 | 0 | 0 | 0 | 0 | 0 | STOG | 0 | 0 | 0 | 0 | 0 | 0
| Retrofit FOM Costs by Reporting Type | EI_Canada | EI_Canada | Other Renew | STWD | 0 | 0 | 0 | 0 | 0 | 0 | STWD | 0 | 0 | 0 | 0 | 0 | 0
| Retrofit FOM Costs by Reporting Type | EI_Canada | EI_Canada | On-shore Wind | WT | 0 | 0 | 0 | 0 | 0 | 0 | WT | 0 | 0 | 0 | 0 | 0 | 0
| Retrofit FOM Costs by Reporting Type | EI_Canada | EI_Canada | Coal | IGCC | 0 | 0 | 0 | 0 | 0 | 0 | IGCC | 0 | 0 | 0 | 0 | 0 | 0
| Retrofit FOM Costs by Reporting Type | EI_Canada | EI_Canada | DR | DemandResponse | 0 | 0 | 0 | 0 | 0 | 0 | DemandResponse | 0 | 0 | 0 | 0 | 0 | 0
| Retrofit FOM Costs by Reporting Type | EI_Canada | EI_Canada | Coal-CCS | IGCC-CCS | 0 | 0 | 0 | 0 | 0 | 0 | IGCC-CCS | 0 | 0 | 0 | 0 | 0 | 0
| Retrofit FOM Costs by Reporting Type | EI_Canada | EI_Canada | Off-shore Wind | WT_off | 0 | 0 | 0 | 0 | 0 | 0 | WT_off | 0 | 0 | 0 | 0 | 0 | 0
| Retrofit FOM Costs by Reporting Type | EI_Canada | EI_Canada | Other | PseudoUnit | 0 | 0 | 0 | 0 | 0 | 0 | PseudoUnit | 0 | 0 | 0 | 0 | 0 | 0
| Retrofit FOM Costs by Reporting Type | EI_Canada | EI_Canada | HQ/Maritimes | FixedInterchange | 0 | 0 | 0 | 0 | 0 | 0 | FixedInterchange | 0 | 0 | 0 | 0 | 0 | 0
Retrofit FOM Costs by Reporting Type
| Retrofit FOM Costs by Reporting Type |  |  |  | Retrofit FOM Costs by Reporting Type: EI | [6 empty] | Retrofit FOM Costs by Reporting Type: EI
| Retrofit FOM Costs by Reporting Type |  |  |  | ReportingType | 2015 | 2020 | 2025 | 2030 | 2035 | 2040 | ReportingType | 2015 | 2020 | 2025 | 2030 | 2035 | 2040
| Retrofit FOM Costs by Reporting Type | EI | EI | Other Renew | BM | 0 | 0 | 0 | 0 | 0 | 0 | BM | 0 | 0 | 0 | 0 | 0 | 0
| Retrofit FOM Costs by Reporting Type | EI | EI | CC | CC | 0 | 0 | 0 | 0 | 0 | 0 | CC | 0 | 0 | 0 | 0 | 0 | 0
| Retrofit FOM Costs by Reporting Type | EI | EI | Other Renew | CSP | 0 | 0 | 0 | 0 | 0 | 0 | CSP | 0 | 0 | 0 | 0 | 0 | 0
| Retrofit FOM Costs by Reporting Type | EI | EI | CT | CT | 0 | 0 | 0 | 0 | 0 | 0 | CT | 0 | 0 | 0 | 0 | 0 | 0
| Retrofit FOM Costs by Reporting Type | EI | EI | Coal | Coal | 605.92 | 532.75 | 250.04 | 181.43 | 189.52 | 190.08 | Coal | 527.98 | 420.67 | 251.8 | 180.04 | 188.01 | 188.78
| Retrofit FOM Costs by Reporting Type | EI | EI | Other Renew | Geo | 0 | 0 | 0 | 0 | 0 | 0 | Geo | 0 | 0 | 0 | 0 | 0 | 0
| Retrofit FOM Costs by Reporting Type | EI | EI | Hydro | H | 0 | 0 | 0 | 0 | 0 | 0 | H | 0 | 0 | 0 | 0 | 0 | 0
| Retrofit FOM Costs by Reporting Type | EI | EI | Other Renew | LFG | 0 | 0 | 0 | 0 | 0 | 0 | LFG | 0 | 0 | 0 | 0 | 0 | 0
| Retrofit FOM Costs by Reporting Type | EI | EI | Nuclear | Nuc | 0 | 0 | 0 | 0 | 0 | 0 | Nuc | 0 | 0 | 0 | 0 | 0 | 0
| Retrofit FOM Costs by Reporting Type | EI | EI | Other | PS | 0 | 0 | 0 | 0 | 0 | 0 | PS | 0 | 0 | 0 | 0 | 0 | 0
| Retrofit FOM Costs by Reporting Type | EI | EI | Other Renew | PV | 0 | 0 | 0 | 0 | 0 | 0 | PV | 0 | 0 | 0 | 0 | 0 | 0
| Retrofit FOM Costs by Reporting Type | EI | EI | CT | PeakG | 0 | 0 | 0 | 0 | 0 | 0 | PeakG | 0 | 0 | 0 | 0 | 0 | 0
| Retrofit FOM Costs by Reporting Type | EI | EI | CT | PeakO | 0 | 0 | 0 | 0 | 0 | 0 | PeakO | 0 | 0 | 0 | 0 | 0 | 0
| Retrofit FOM Costs by Reporting Type | EI | EI | Other Renew | ST | 0 | 0 | 0 | 0 | 0 | 0 | ST | 0 | 0 | 0 | 0 | 0 | 0
| Retrofit FOM Costs by Reporting Type | EI | EI | Steam O/G | STOG | 0 | 0 | 0 | 0 | 0 | 0 | STOG | 0 | 0 | 0 | 0 | 0 | 0
| Retrofit FOM Costs by Reporting Type | EI | EI | Other Renew | STWD | 0 | 0 | 0 | 0 | 0 | 0 | STWD | 0 | 0 | 0 | 0 | 0 | 0
| Retrofit FOM Costs by Reporting Type | EI | EI | On-shore Wind | WT | 0 | 0 | 0 | 0 | 0 | 0 | WT | 0 | 0 | 0 | 0 | 0 | 0
| Retrofit FOM Costs by Reporting Type | EI | EI | Coal | IGCC | 0 | 0 | 0 | 0 | 0 | 0 | IGCC | 0 | 0 | 0 | 0 | 0 | 0
| Retrofit FOM Costs by Reporting Type | EI | EI | DR | DemandResponse | 0 | 0 | 0 | 0 | 0 | 0 | DemandResponse | 0 | 0 | 0 | 0 | 0 | 0
| Retrofit FOM Costs by Reporting Type | EI | EI | Coal-CCS | IGCC-CCS | 0 | 0 | 0 | 0 | 0 | 0 | IGCC-CCS | 0 | 0 | 0 | 0 | 0 | 0
| Retrofit FOM Costs by Reporting Type | EI | EI | Off-shore Wind | WT_off | 0 | 0 | 0 | 0 | 0 | 0 | WT_off | 0 | 0 | 0 | 0 | 0 | 0
| Retrofit FOM Costs by Reporting Type | EI | EI | Other | PseudoUnit | 0 | 0 | 0 | 0 | 0 | 0 | PseudoUnit | 0 | 0 | 0 | 0 | 0 | 0
| Retrofit FOM Costs by Reporting Type | EI | EI | HQ/Maritimes | FixedInterchange | 0 | 0 | 0 | 0 | 0 | 0 | FixedInterchange | 0 | 0 | 0 | 0 | 0 | 0
Retrofit FOM Costs by Reporting Type
| Retrofit FOM Costs by Reporting Type |  |  |  | Retrofit FOM Costs by Reporting Type: Outside_EI | [6 empty] | Retrofit FOM Costs by Reporting Type: Outside_EI
| Retrofit FOM Costs by Reporting Type |  |  |  | ReportingType | 2015 | 2020 | 2025 | 2030 | 2035 | 2040 | ReportingType | 2015 | 2020 | 2025 | 2030 | 2035 | 2040
| Retrofit FOM Costs by Reporting Type | Outside_EI | Outside_EI | Other Renew | BM | 0 | 0 | 0 | 0 | 0 | 0 | BM | 0 | 0 | 0 | 0 | 0 | 0
| Retrofit FOM Costs by Reporting Type | Outside_EI | Outside_EI | CC | CC | 0 | 0 | 0 | 0 | 0 | 0 | CC | 0 | 0 | 0 | 0 | 0 | 0
| Retrofit FOM Costs by Reporting Type | Outside_EI | Outside_EI | Other Renew | CSP | 0 | 0 | 0 | 0 | 0 | 0 | CSP | 0 | 0 | 0 | 0 | 0 | 0
| Retrofit FOM Costs by Reporting Type | Outside_EI | Outside_EI | CT | CT | 0 | 0 | 0 | 0 | 0 | 0 | CT | 0 | 0 | 0 | 0 | 0 | 0
| Retrofit FOM Costs by Reporting Type | Outside_EI | Outside_EI | Coal | Coal | 129.63 | 128.44 | 53.31 | 29.1 | 29.64 | 29.63 | Coal | 129.65 | 128.18 | 53.15 | 29.26 | 30.14 | 30.14
| Retrofit FOM Costs by Reporting Type | Outside_EI | Outside_EI | Other Renew | Geo | 0 | 0 | 0 | 0 | 0 | 0 | Geo | 0 | 0 | 0 | 0 | 0 | 0
| Retrofit FOM Costs by Reporting Type | Outside_EI | Outside_EI | Hydro | H | 0 | 0 | 0 | 0 | 0 | 0 | H | 0 | 0 | 0 | 0 | 0 | 0
| Retrofit FOM Costs by Reporting Type | Outside_EI | Outside_EI | Other Renew | LFG | 0 | 0 | 0 | 0 | 0 | 0 | LFG | 0 | 0 | 0 | 0 | 0 | 0
| Retrofit FOM Costs by Reporting Type | Outside_EI | Outside_EI | Nuclear | Nuc | 0 | 0 | 0 | 0 | 0 | 0 | Nuc | 0 | 0 | 0 | 0 | 0 | 0
| Retrofit FOM Costs by Reporting Type | Outside_EI | Outside_EI | Other | PS | 0 | 0 | 0 | 0 | 0 | 0 | PS | 0 | 0 | 0 | 0 | 0 | 0
| Retrofit FOM Costs by Reporting Type | Outside_EI | Outside_EI | Other Renew | PV | 0 | 0 | 0 | 0 | 0 | 0 | PV | 0 | 0 | 0 | 0 | 0 | 0
| Retrofit FOM Costs by Reporting Type | Outside_EI | Outside_EI | CT | PeakG | 0 | 0 | 0 | 0 | 0 | 0 | PeakG | 0 | 0 | 0 | 0 | 0 | 0
| Retrofit FOM Costs by Reporting Type | Outside_EI | Outside_EI | CT | PeakO | 0 | 0 | 0 | 0 | 0 | 0 | PeakO | 0 | 0 | 0 | 0 | 0 | 0
| Retrofit FOM Costs by Reporting Type | Outside_EI | Outside_EI | Other Renew | ST | 0 | 0 | 0 | 0 | 0 | 0 | ST | 0 | 0 | 0 | 0 | 0 | 0
| Retrofit FOM Costs by Reporting Type | Outside_EI | Outside_EI | Steam O/G | STOG | 0 | 0 | 0 | 0 | 0 | 0 | STOG | 0 | 0 | 0 | 0 | 0 | 0
| Retrofit FOM Costs by Reporting Type | Outside_EI | Outside_EI | Other Renew | STWD | 0 | 0 | 0 | 0 | 0 | 0 | STWD | 0 | 0 | 0 | 0 | 0 | 0
| Retrofit FOM Costs by Reporting Type | Outside_EI | Outside_EI | On-shore Wind | WT | 0 | 0 | 0 | 0 | 0 | 0 | WT | 0 | 0 | 0 | 0 | 0 | 0
| Retrofit FOM Costs by Reporting Type | Outside_EI | Outside_EI | Coal | IGCC | 0 | 0 | 0 | 0 | 0 | 0 | IGCC | 0 | 0 | 0 | 0 | 0 | 0
| Retrofit FOM Costs by Reporting Type | Outside_EI | Outside_EI | DR | DemandResponse | 0 | 0 | 0 | 0 | 0 | 0 | DemandResponse | 0 | 0 | 0 | 0 | 0 | 0
| Retrofit FOM Costs by Reporting Type | Outside_EI | Outside_EI | Coal-CCS | IGCC-CCS | 0 | 0 | 0 | 0 | 0 | 0 | IGCC-CCS | 0 | 0 | 0 | 0 | 0 | 0
| Retrofit FOM Costs by Reporting Type | Outside_EI | Outside_EI | Off-shore Wind | WT_off | 0 | 0 | 0 | 0 | 0 | 0 | WT_off | 0 | 0 | 0 | 0 | 0 | 0
| Retrofit FOM Costs by Reporting Type | Outside_EI | Outside_EI | Other | PseudoUnit | 0 | 0 | 0 | 0 | 0 | 0 | PseudoUnit | 0 | 0 | 0 | 0 | 0 | 0
| Retrofit FOM Costs by Reporting Type | Outside_EI | Outside_EI | HQ/Maritimes | FixedInterchange | 0 | 0 | 0 | 0 | 0 | 0 | FixedInterchange | 0 | 0 | 0 | 0 | 0 | 0
#12 Levelized Capital Costs ($million) |  |  |  |  | #12 | 2015: Levelized Capital Costs ($million) | #12 | Levelized Capital Costs ($million)
[5 empty] | Levelized Capital Costs by Reporting Type: Entergy | [6 empty] | Levelized Capital Costs by Reporting Type: Entergy
[5 empty] | ReportingType | 2015 | 2020 | 2025 | 2030 | 2035 | 2040 | ReportingType | 2015 | 2020 | 2025 | 2030 | 2035 | 2040
| Levelized Capital Costs by Reporting Type | ENT | Southwest | Other Renew | BM | 0 | 0 | 0 | 0 | 0.02 | 1927.8 | BM | 0 | 0 | 0 | 0 | 1076.56 | 3232.98
| Levelized Capital Costs by Reporting Type | ENT | Southwest | CC | CC | 218.78 | 450.45 | 450.46 | 450.47 | 450.46 | 231.69 | CC | 375.9 | 849.63 | 849.63 | 849.63 | 849.63 | 473.73
| Levelized Capital Costs by Reporting Type | ENT | Southwest | Other Renew | CSP | 0 | 0 | 0 | 0 | 0 | 0 | CSP | 0 | 0 | 0 | 0 | 0 | 0
| Levelized Capital Costs by Reporting Type | ENT | Southwest | CT | CT | 0 | 0.01 | 0.01 | 0.01 | 0.01 | 0 | CT | 0 | 0 | 0 | 0 | 0 | 0
| Levelized Capital Costs by Reporting Type | ENT | Southwest | Coal | Coal | 202.06 | 202.06 | 202.06 | 202.06 | 202.06 | 202.06 | Coal | 202.06 | 202.06 | 202.06 | 202.06 | 202.06 | 202.06
| Levelized Capital Costs by Reporting Type | ENT | Southwest | Other Renew | Geo | 0 | 0 | 0 | 0 | 0 | 0 | Geo | 0 | 0 | 0 | 0 | 0 | 0
| Levelized Capital Costs by Reporting Type | ENT | Southwest | Hydro | H | 0 | 0 | 0.01 | 0.02 | 365.55 | 365.55 | H | 0 | 0 | 0 | 0 | 365.55 | 365.55
| Levelized Capital Costs by Reporting Type | ENT | Southwest | Other Renew | LFG | 0 | 0 | 20.14 | 20.14 | 20.14 | 20.14 | LFG | 0 | 0 | 20.14 | 20.14 | 20.14 | 20.14
| Levelized Capital Costs by Reporting Type | ENT | Southwest | Nuclear | Nuc | 0 | 0 | 0 | 0.01 | 0.03 | 0.11 | Nuc | 0 | 0 | 0 | 0 | 0 | 0
| Levelized Capital Costs by Reporting Type | ENT | Southwest | Other | PS | 0 | 0 | 0 | 0 | 0 | 0 | PS | 0 | 0 | 0 | 0 | 0 | 0
| Levelized Capital Costs by Reporting Type | ENT | Southwest | Other Renew | PV | 0.02 | 20.77 | 29.83 | 29.82 | 29.81 | 9.49 | PV | 0.11 | 20.77 | 29.85 | 29.85 | 29.74 | 9.5
| Levelized Capital Costs by Reporting Type | ENT | Southwest | CT | PeakG | 0 | 0 | 0 | 0 | 0 | 0 | PeakG | 0 | 0 | 0 | 0 | 0 | 0
| Levelized Capital Costs by Reporting Type | ENT | Southwest | CT | PeakO | 0 | 0 | 0 | 0 | 0 | 0 | PeakO | 0 | 0 | 0 | 0 | 0 | 0
| Levelized Capital Costs by Reporting Type | ENT | Southwest | Other Renew | ST | 0 | 0 | 0 | 0 | 0 | 0 | ST | 0 | 0 | 0 | 0 | 0 | 0
| Levelized Capital Costs by Reporting Type | ENT | Southwest | Steam O/G | STOG | 0 | 0 | 0 | 0 | 0 | 0 | STOG | 0 | 0 | 0 | 0 | 0 | 0
| Levelized Capital Costs by Reporting Type | ENT | Southwest | Other Renew | STWD | 0 | 0 | 0 | 0 | 0 | 0 | STWD | 0 | 0 | 0 | 0 | 0 | 0
| Levelized Capital Costs by Reporting Type | ENT | Southwest | On-shore Wind | WT | 0.01 | 0.02 | 0.02 | 0.02 | 0.01 | 0.01 | WT | 0 | 0 | 0 | 25.54 | 612.84 | 612.84
| Levelized Capital Costs by Reporting Type | ENT | Southwest | Coal | IGCC | 0 | 0 | 0 | 0 | 0 | 0 | IGCC | 0 | 0 | 0 | 0 | 0 | 0
| Levelized Capital Costs by Reporting Type | ENT | Southwest | DR | DemandResponse | 0 | 0 | 0 | 0 | 0 | 0 | DemandResponse | 0 | 0 | 0 | 0 | 0 | 0
| Levelized Capital Costs by Reporting Type | ENT | Southwest | Coal-CCS | IGCC-CCS | 0 | 0 | 0 | 0.01 | 0.01 | 0.01 | IGCC-CCS | 0 | 0 | 0 | 0 | 0 | 0
| Levelized Capital Costs by Reporting Type | ENT | Southwest | Off-shore Wind | WT_off | 0 | 0 | 0 | 0 | 0 | 0 | WT_off | 0 | 0 | 0 | 0 | 0 | 0
| Levelized Capital Costs by Reporting Type | ENT | Southwest | Other | PseudoUnit | 0 | 0 | 0 | 0 | 0 | 0 | PseudoUnit | 0 | 0 | 0 | 0 | 0 | 0
| Levelized Capital Costs by Reporting Type | ENT | Southwest | HQ/Maritimes | FixedInterchange | 0 | 0 | 0 | 0 | 0 | 0 | FixedInterchange | 0 | 0 | 0 | 0 | 0 | 0
Levelized Capital Costs by Reporting Type
| Levelized Capital Costs by Reporting Type |  |  |  | Levelized Capital Costs by Reporting Type: FRCC | [6 empty] | Levelized Capital Costs by Reporting Type: FRCC
| Levelized Capital Costs by Reporting Type |  |  |  | ReportingType | 2015 | 2020 | 2025 | 2030 | 2035 | 2040 | ReportingType | 2015 | 2020 | 2025 | 2030 | 2035 | 2040
| Levelized Capital Costs by Reporting Type | FRCC | South | Other Renew | BM | 0 | 0 | 0 | 0 | 0.06 | 684.66 | BM | 0 | 0 | 0 | 0 | 0 | 684.68
| Levelized Capital Costs by Reporting Type | FRCC | South | CC | CC | 1370.03 | 1370.65 | 1370.66 | 1370.66 | 1370.66 | 0.63 | CC | 1321.88 | 1323.12 | 1323.12 | 1323.12 | 1323.12 | 1.24
| Levelized Capital Costs by Reporting Type | FRCC | South | Other Renew | CSP | 0 | 0 | 0 | 0 | 0 | 0 | CSP | 0 | 0 | 0 | 0 | 0 | 0
| Levelized Capital Costs by Reporting Type | FRCC | South | CT | CT | 196.14 | 196.14 | 196.14 | 196.14 | 0 | 0 | CT | 196.14 | 196.14 | 196.14 | 196.14 | 0 | 0
| Levelized Capital Costs by Reporting Type | FRCC | South | Coal | Coal | 0 | 0 | 0 | 0 | 0 | 0 | Coal | 0 | 0 | 0 | 0 | 0 | 0
| Levelized Capital Costs by Reporting Type | FRCC | South | Other Renew | Geo | 0 | 0 | 0 | 0 | 0 | 0 | Geo | 0 | 0 | 0 | 0 | 0 | 0
| Levelized Capital Costs by Reporting Type | FRCC | South | Hydro | H | 0 | 0 | 0 | 0 | 0.02 | 0.04 | H | 0 | 0 | 0 | 0 | 0 | 0
| Levelized Capital Costs by Reporting Type | FRCC | South | Other Renew | LFG | 0 | 0 | 37.91 | 37.91 | 37.91 | 37.91 | LFG | 0 | 0 | 37.91 | 37.91 | 37.91 | 37.91
| Levelized Capital Costs by Reporting Type | FRCC | South | Nuclear | Nuc | 0 | 0 | 1724.91 | 8442.96 | 12697.51 | 15079.71 | Nuc | 0 | 0 | 1815.41 | 8609.11 | 12693.42 | 14740.18
| Levelized Capital Costs by Reporting Type | FRCC | South | Other | PS | 0 | 0 | 0 | 0 | 0 | 0 | PS | 0 | 0 | 0 | 0 | 0 | 0
| Levelized Capital Costs by Reporting Type | FRCC | South | Other Renew | PV | 0 | 0 | 0.01 | 0 | 0 | 0 | PV | 0 | 0 | 0 | 0 | 0 | 0
| Levelized Capital Costs by Reporting Type | FRCC | South | CT | PeakG | 0 | 0 | 0 | 0 | 0 | 0 | PeakG | 0 | 0 | 0 | 0 | 0 | 0
| Levelized Capital Costs by Reporting Type | FRCC | South | CT | PeakO | 0 | 0 | 0 | 0 | 0 | 0 | PeakO | 0 | 0 | 0 | 0 | 0 | 0
| Levelized Capital Costs by Reporting Type | FRCC | South | Other Renew | ST | 0 | 0 | 0 | 0 | 0 | 0 | ST | 0 | 0 | 0 | 0 | 0 | 0
| Levelized Capital Costs by Reporting Type | FRCC | South | Steam O/G | STOG | 0 | 0 | 0 | 0 | 0 | 0 | STOG | 0 | 0 | 0 | 0 | 0 | 0
| Levelized Capital Costs by Reporting Type | FRCC | South | Other Renew | STWD | 0 | 0 | 0 | 0 | 0 | 0 | STWD | 0 | 0 | 0 | 0 | 0 | 0
| Levelized Capital Costs by Reporting Type | FRCC | South | On-shore Wind | WT | 0 | 0 | 0 | 0 | 0 | 0 | WT | 0 | 0 | 0 | 0 | 0 | 0
| Levelized Capital Costs by Reporting Type | FRCC | South | Coal | IGCC | 0 | 0 | 0 | 0 | 0 | 0 | IGCC | 0 | 0 | 0 | 0 | 0 | 0
| Levelized Capital Costs by Reporting Type | FRCC | South | DR | DemandResponse | 0 | 0 | 0 | 0 | 0 | 0 | DemandResponse | 0 | 0 | 0 | 0 | 0 | 0
| Levelized Capital Costs by Reporting Type | FRCC | South | Coal-CCS | IGCC-CCS | 0 | 0 | 0.01 | 0.01 | 0.01 | 0.02 | IGCC-CCS | 0 | 0 | 0 | 0 | 0 | 0
| Levelized Capital Costs by Reporting Type | FRCC | South | Off-shore Wind | WT_off | 0 | 0 | 0 | 0 | 0 | 0 | WT_off | 0 | 0 | 0 | 0 | 0 | 0
| Levelized Capital Costs by Reporting Type | FRCC | South | Other | PseudoUnit | 0 | 0 | 0 | 0 | 0 | 0 | PseudoUnit | 0 | 0 | 0 | 0 | 0 | 0
| Levelized Capital Costs by Reporting Type | FRCC | South | HQ/Maritimes | FixedInterchange | 0 | 0 | 0 | 0 | 0 | 0 | FixedInterchange | 0 | 0 | 0 | 0 | 0 | 0
Levelized Capital Costs by Reporting Type
| Levelized Capital Costs by Reporting Type |  |  |  | Levelized Capital Costs by Reporting Type: MAPP_US | [6 empty] | Levelized Capital Costs by Reporting Type: MAPP_US
| Levelized Capital Costs by Reporting Type |  |  |  | ReportingType | 2015 | 2020 | 2025 | 2030 | 2035 | 2040 | ReportingType | 2015 | 2020 | 2025 | 2030 | 2035 | 2040
| Levelized Capital Costs by Reporting Type | MAPP_US | Midwest | Other Renew | BM | 0 | 0 | 0 | 0 | 0.01 | 6.26 | BM | 0 | 0 | 0 | 0 | 0 | 0
| Levelized Capital Costs by Reporting Type | MAPP_US | Midwest | CC | CC | 0.02 | 0.04 | 0.05 | 0.06 | 0.07 | 0.06 | CC | 0 | 0 | 8.88 | 8.88 | 12.73 | 16.2
| Levelized Capital Costs by Reporting Type | MAPP_US | Midwest | Other Renew | CSP | 0 | 0 | 0 | 0 | 0 | 0 | CSP | 0 | 0 | 0 | 0 | 0 | 0
| Levelized Capital Costs by Reporting Type | MAPP_US | Midwest | CT | CT | 25.9 | 34.5 | 34.5 | 46.38 | 24.24 | 15.64 | CT | 25.9 | 36.22 | 36.22 | 60.8 | 35.61 | 25.29
| Levelized Capital Costs by Reporting Type | MAPP_US | Midwest | Coal | Coal | 0 | 0.01 | 0.01 | 0.01 | 0.01 | 0.01 | Coal | 0 | 0 | 0 | 0 | 0 | 0
| Levelized Capital Costs by Reporting Type | MAPP_US | Midwest | Other Renew | Geo | 0 | 0 | 0 | 0 | 0 | 0 | Geo | 0 | 0 | 0 | 0 | 0 | 0
| Levelized Capital Costs by Reporting Type | MAPP_US | Midwest | Hydro | H | 0 | 0 | 0 | 0 | 0 | 0 | H | 0 | 0 | 0 | 0 | 0 | 0
| Levelized Capital Costs by Reporting Type | MAPP_US | Midwest | Other Renew | LFG | 0 | 0 | 0.01 | 13.25 | 13.25 | 13.25 | LFG | 0 | 0 | 0 | 13.26 | 13.26 | 13.26
| Levelized Capital Costs by Reporting Type | MAPP_US | Midwest | Nuclear | Nuc | 0 | 0 | 0 | 0 | 0.01 | 0.01 | Nuc | 0 | 0 | 0 | 0 | 0 | 0
| Levelized Capital Costs by Reporting Type | MAPP_US | Midwest | Other | PS | 0 | 0 | 0 | 0 | 0 | 0 | PS | 0 | 0 | 0 | 0 | 0 | 0
| Levelized Capital Costs by Reporting Type | MAPP_US | Midwest | Other Renew | PV | 0.01 | 0.01 | 0.01 | 0 | 0 | 0 | PV | 0 | 0 | 0 | 0 | 0 | 0
| Levelized Capital Costs by Reporting Type | MAPP_US | Midwest | CT | PeakG | 0 | 0 | 0 | 0 | 0 | 0 | PeakG | 0 | 0 | 0 | 0 | 0 | 0
| Levelized Capital Costs by Reporting Type | MAPP_US | Midwest | CT | PeakO | 0 | 0 | 0 | 0 | 0 | 0 | PeakO | 0 | 0 | 0 | 0 | 0 | 0
| Levelized Capital Costs by Reporting Type | MAPP_US | Midwest | Other Renew | ST | 0 | 0 | 0 | 0 | 0 | 0 | ST | 0 | 0 | 0 | 0 | 0 | 0
| Levelized Capital Costs by Reporting Type | MAPP_US | Midwest | Steam O/G | STOG | 0 | 0 | 0 | 0 | 0 | 0 | STOG | 0 | 0 | 0 | 0 | 0 | 0
| Levelized Capital Costs by Reporting Type | MAPP_US | Midwest | Other Renew | STWD | 0 | 0 | 0 | 0 | 0 | 0 | STWD | 0 | 0 | 0 | 0 | 0 | 0
| Levelized Capital Costs by Reporting Type | MAPP_US | Midwest | On-shore Wind | WT | 91.97 | 952.52 | 1561.12 | 1523.74 | 1469.16 | 621.84 | WT | 91.97 | 927.54 | 1053.06 | 1015.68 | 961.1 | 125.52
| Levelized Capital Costs by Reporting Type | MAPP_US | Midwest | Coal | IGCC | 0 | 0.01 | 0.01 | 0.01 | 0.01 | 0.01 | IGCC | 0 | 0 | 0 | 0 | 0 | 0
| Levelized Capital Costs by Reporting Type | MAPP_US | Midwest | DR | DemandResponse | 0 | 0 | 0 | 0 | 0 | 0 | DemandResponse | 0 | 0 | 0 | 0 | 0 | 0
| Levelized Capital Costs by Reporting Type | MAPP_US | Midwest | Coal-CCS | IGCC-CCS | 0 | 0.01 | 0.01 | 0.01 | 0.02 | 0.02 | IGCC-CCS | 0 | 0 | 0 | 0 | 0 | 0
| Levelized Capital Costs by Reporting Type | MAPP_US | Midwest | Off-shore Wind | WT_off | 0 | 0 | 0 | 0 | 0 | 0 | WT_off | 0 | 0 | 0 | 0 | 0 | 0
| Levelized Capital Costs by Reporting Type | MAPP_US | Midwest | Other | PseudoUnit | 0 | 0 | 0 | 0 | 0 | 0 | PseudoUnit | 0 | 0 | 0 | 0 | 0 | 0
| Levelized Capital Costs by Reporting Type | MAPP_US | Midwest | HQ/Maritimes | FixedInterchange | 0 | 0 | 0 | 0 | 0 | 0 | FixedInterchange | 0 | 0 | 0 | 0 | 0 | 0
Levelized Capital Costs by Reporting Type
| Levelized Capital Costs by Reporting Type |  |  |  | Levelized Capital Costs by Reporting Type: MISO_IN | [6 empty] | Levelized Capital Costs by Reporting Type: MISO_IN
| Levelized Capital Costs by Reporting Type |  |  |  | ReportingType | 2015 | 2020 | 2025 | 2030 | 2035 | 2040 | ReportingType | 2015 | 2020 | 2025 | 2030 | 2035 | 2040
| Levelized Capital Costs by Reporting Type | MISO_IN | Midwest | Other Renew | BM | 0 | 0 | 0 | 0 | 78.24 | 1285.51 | BM | 0 | 0 | 0 | 0 | 0 | 0
| Levelized Capital Costs by Reporting Type | MISO_IN | Midwest | CC | CC | 0.07 | 170.67 | 170.68 | 170.69 | 170.69 | 170.62 | CC | 213.71 | 1627.36 | 1627.36 | 1627.36 | 1627.36 | 1413.65
| Levelized Capital Costs by Reporting Type | MISO_IN | Midwest | Other Renew | CSP | 0 | 0 | 0 | 0 | 0 | 0 | CSP | 0 | 0 | 0 | 0 | 0 | 0
| Levelized Capital Costs by Reporting Type | MISO_IN | Midwest | CT | CT | 0 | 0.01 | 0.01 | 0.01 | 0.01 | 0 | CT | 0 | 0 | 0 | 0 | 0 | 0
| Levelized Capital Costs by Reporting Type | MISO_IN | Midwest | Coal | Coal | 0 | 0 | 0 | 0 | 0 | 0 | Coal | 0 | 0 | 0 | 0 | 0 | 0
| Levelized Capital Costs by Reporting Type | MISO_IN | Midwest | Other Renew | Geo | 0 | 0 | 0 | 0 | 0 | 0 | Geo | 0 | 0 | 0 | 0 | 0 | 0
| Levelized Capital Costs by Reporting Type | MISO_IN | Midwest | Hydro | H | 0 | 0 | 0 | 0 | 0 | 0 | H | 0 | 0 | 0 | 0 | 0 | 0
| Levelized Capital Costs by Reporting Type | MISO_IN | Midwest | Other Renew | LFG | 0 | 0 | 15.89 | 15.89 | 15.89 | 15.89 | LFG | 0 | 0 | 15.89 | 15.89 | 15.89 | 15.89
| Levelized Capital Costs by Reporting Type | MISO_IN | Midwest | Nuclear | Nuc | 0 | 0 | 0 | 0.02 | 0.06 | 0.06 | Nuc | 0 | 0 | 0 | 0 | 0 | 0
| Levelized Capital Costs by Reporting Type | MISO_IN | Midwest | Other | PS | 0 | 0 | 0 | 0 | 0 | 0 | PS | 0 | 0 | 0 | 0 | 0 | 0
| Levelized Capital Costs by Reporting Type | MISO_IN | Midwest | Other Renew | PV | 0 | 80.21 | 116.36 | 117.69 | 117.69 | 37.49 | PV | 0 | 80.17 | 116.35 | 117.71 | 117.71 | 37.54
| Levelized Capital Costs by Reporting Type | MISO_IN | Midwest | CT | PeakG | 0 | 0 | 0 | 0 | 0 | 0 | PeakG | 0 | 0 | 0 | 0 | 0 | 0
| Levelized Capital Costs by Reporting Type | MISO_IN | Midwest | CT | PeakO | 0 | 0 | 0 | 0 | 0 | 0 | PeakO | 0 | 0 | 0 | 0 | 0 | 0
| Levelized Capital Costs by Reporting Type | MISO_IN | Midwest | Other Renew | ST | 0 | 0 | 0 | 0 | 0 | 0 | ST | 0 | 0 | 0 | 0 | 0 | 0
| Levelized Capital Costs by Reporting Type | MISO_IN | Midwest | Steam O/G | STOG | 0 | 0 | 0 | 0 | 0 | 0 | STOG | 0 | 0 | 0 | 0 | 0 | 0
| Levelized Capital Costs by Reporting Type | MISO_IN | Midwest | Other Renew | STWD | 0 | 0 | 0 | 0 | 0 | 0 | STWD | 0 | 0 | 0 | 0 | 0 | 0
| Levelized Capital Costs by Reporting Type | MISO_IN | Midwest | On-shore Wind | WT | 0 | 0.01 | 0.01 | 0.02 | 0.01 | 0.01 | WT | 0 | 0 | 0 | 8677.7 | 8677.7 | 8677.7
| Levelized Capital Costs by Reporting Type | MISO_IN | Midwest | Coal | IGCC | 215.26 | 215.26 | 215.26 | 215.26 | 215.26 | 215.26 | IGCC | 215.26 | 215.26 | 215.26 | 215.26 | 215.26 | 215.26
| Levelized Capital Costs by Reporting Type | MISO_IN | Midwest | DR | DemandResponse | 0 | 0 | 0 | 0 | 0 | 0 | DemandResponse | 0 | 0 | 0 | 0 | 0 | 0
| Levelized Capital Costs by Reporting Type | MISO_IN | Midwest | Coal-CCS | IGCC-CCS | 0 | 0 | 0.01 | 0.01 | 0.02 | 0.02 | IGCC-CCS | 0 | 0 | 0 | 0 | 0 | 0
| Levelized Capital Costs by Reporting Type | MISO_IN | Midwest | Off-shore Wind | WT_off | 0.04 | 0.04 | 0.04 | 0.02 | 0 | 0 | WT_off | 0 | 0 | 0 | 0 | 0 | 0
| Levelized Capital Costs by Reporting Type | MISO_IN | Midwest | Other | PseudoUnit | 0 | 0 | 0 | 0 | 0 | 0 | PseudoUnit | 0 | 0 | 0 | 0 | 0 | 0
| Levelized Capital Costs by Reporting Type | MISO_IN | Midwest | HQ/Maritimes | FixedInterchange | 0 | 0 | 0 | 0 | 0 | 0 | FixedInterchange | 0 | 0 | 0 | 0 | 0 | 0
Levelized Capital Costs by Reporting Type
| Levelized Capital Costs by Reporting Type |  |  |  | Levelized Capital Costs by Reporting Type: MISO_MI | [6 empty] | Levelized Capital Costs by Reporting Type: MISO_MI
| Levelized Capital Costs by Reporting Type |  |  |  | ReportingType | 2015 | 2020 | 2025 | 2030 | 2035 | 2040 | ReportingType | 2015 | 2020 | 2025 | 2030 | 2035 | 2040
| Levelized Capital Costs by Reporting Type | MISO_MI | Midwest | Other Renew | BM | 0 | 0 | 0 | 0 | 0.05 | 2.45 | BM | 0 | 0 | 0 | 0 | 0 | 1449.47
| Levelized Capital Costs by Reporting Type | MISO_MI | Midwest | CC | CC | 0.03 | 0.06 | 0.07 | 0.08 | 0.08 | 0.05 | CC | 345.1 | 609.03 | 609.03 | 609.03 | 609.03 | 263.93
| Levelized Capital Costs by Reporting Type | MISO_MI | Midwest | Other Renew | CSP | 0 | 0 | 0 | 0 | 0 | 0 | CSP | 0 | 0 | 0 | 0 | 0 | 0
| Levelized Capital Costs by Reporting Type | MISO_MI | Midwest | CT | CT | 0 | 0.01 | 0.01 | 0.01 | 0.01 | 0 | CT | 0 | 0 | 0 | 0 | 0 | 0
| Levelized Capital Costs by Reporting Type | MISO_MI | Midwest | Coal | Coal | 0 | 0 | 0 | 0 | 0 | 0 | Coal | 0 | 0 | 0 | 0 | 0 | 0
| Levelized Capital Costs by Reporting Type | MISO_MI | Midwest | Other Renew | Geo | 0 | 0 | 0 | 0 | 0 | 0 | Geo | 0 | 0 | 0 | 0 | 0 | 0
| Levelized Capital Costs by Reporting Type | MISO_MI | Midwest | Hydro | H | 0 | 0 | 0 | 0 | 0 | 0 | H | 0 | 0 | 0 | 0 | 0 | 0
| Levelized Capital Costs by Reporting Type | MISO_MI | Midwest | Other Renew | LFG | 0 | 9.71 | 33.66 | 33.66 | 33.66 | 23.95 | LFG | 0 | 0 | 33.41 | 33.41 | 33.41 | 33.41
| Levelized Capital Costs by Reporting Type | MISO_MI | Midwest | Nuclear | Nuc | 0 | 0 | 0 | 0.02 | 0.31 | 0.35 | Nuc | 0 | 0 | 0 | 0 | 162.12 | 162.12
| Levelized Capital Costs by Reporting Type | MISO_MI | Midwest | Other | PS | 0 | 0 | 0 | 0 | 0 | 0 | PS | 0 | 0 | 0 | 0 | 0 | 0
| Levelized Capital Costs by Reporting Type | MISO_MI | Midwest | Other Renew | PV | 0 | 0 | 0.01 | 0 | 0 | 0 | PV | 0 | 0 | 0 | 0 | 0 | 0
| Levelized Capital Costs by Reporting Type | MISO_MI | Midwest | CT | PeakG | 0 | 0 | 0 | 0 | 0 | 0 | PeakG | 0 | 0 | 0 | 0 | 0 | 0
| Levelized Capital Costs by Reporting Type | MISO_MI | Midwest | CT | PeakO | 0 | 0 | 0 | 0 | 0 | 0 | PeakO | 0 | 0 | 0 | 0 | 0 | 0
| Levelized Capital Costs by Reporting Type | MISO_MI | Midwest | Other Renew | ST | 0 | 0 | 0 | 0 | 0 | 0 | ST | 0 | 0 | 0 | 0 | 0 | 0
| Levelized Capital Costs by Reporting Type | MISO_MI | Midwest | Steam O/G | STOG | 0 | 0 | 0 | 0 | 0 | 0 | STOG | 0 | 0 | 0 | 0 | 0 | 0
| Levelized Capital Costs by Reporting Type | MISO_MI | Midwest | Other Renew | STWD | 0 | 0 | 0 | 0 | 0 | 0 | STWD | 0 | 0 | 0 | 0 | 0 | 0
| Levelized Capital Costs by Reporting Type | MISO_MI | Midwest | On-shore Wind | WT | 480.98 | 509.36 | 509.36 | 509.35 | 28.38 | 0 | WT | 480.98 | 588.7 | 613.58 | 613.58 | 132.6 | 24.88
| Levelized Capital Costs by Reporting Type | MISO_MI | Midwest | Coal | IGCC | 0 | 0 | 0 | 0 | 0 | 0 | IGCC | 0 | 0 | 0 | 0 | 0 | 0
| Levelized Capital Costs by Reporting Type | MISO_MI | Midwest | DR | DemandResponse | 0 | 0 | 0 | 0 | 0 | 0 | DemandResponse | 0 | 0 | 0 | 0 | 0 | 0
| Levelized Capital Costs by Reporting Type | MISO_MI | Midwest | Coal-CCS | IGCC-CCS | 0 | 0 | 0.01 | 0.01 | 0.02 | 0.02 | IGCC-CCS | 0 | 0 | 0 | 0 | 0 | 0
| Levelized Capital Costs by Reporting Type | MISO_MI | Midwest | Off-shore Wind | WT_off | 0.04 | 0.04 | 0.04 | 0.03 | 0 | 0 | WT_off | 0 | 0 | 0 | 0 | 0 | 0
| Levelized Capital Costs by Reporting Type | MISO_MI | Midwest | Other | PseudoUnit | 0 | 0 | 0 | 0 | 0 | 0 | PseudoUnit | 0 | 0 | 0 | 0 | 0 | 0
| Levelized Capital Costs by Reporting Type | MISO_MI | Midwest | HQ/Maritimes | FixedInterchange | 0 | 0 | 0 | 0 | 0 | 0 | FixedInterchange | 0 | 0 | 0 | 0 | 0 | 0
Levelized Capital Costs by Reporting Type
| Levelized Capital Costs by Reporting Type |  |  |  | Levelized Capital Costs by Reporting Type: MISO_MO-IL | [6 empty] | Levelized Capital Costs by Reporting Type: MISO_MO-IL
| Levelized Capital Costs by Reporting Type |  |  |  | ReportingType | 2015 | 2020 | 2025 | 2030 | 2035 | 2040 | ReportingType | 2015 | 2020 | 2025 | 2030 | 2035 | 2040
| Levelized Capital Costs by Reporting Type | MISO_MO-IL | Midwest | Other Renew | BM | 0 | 0 | 0 | 0 | 0.02 | 0.02 | BM | 0 | 0 | 0 | 0 | 0 | 0
| Levelized Capital Costs by Reporting Type | MISO_MO-IL | Midwest | CC | CC | 0.02 | 0.03 | 0.04 | 0.04 | 0.04 | 0.03 | CC | 0 | 148.33 | 148.33 | 148.33 | 148.33 | 148.33
| Levelized Capital Costs by Reporting Type | MISO_MO-IL | Midwest | Other Renew | CSP | 0 | 0 | 0 | 0 | 0 | 0 | CSP | 0 | 0 | 0 | 0 | 0 | 0
| Levelized Capital Costs by Reporting Type | MISO_MO-IL | Midwest | CT | CT | 0 | 0.01 | 0.01 | 0.01 | 0.01 | 0 | CT | 0 | 0 | 0 | 0 | 0 | 0
| Levelized Capital Costs by Reporting Type | MISO_MO-IL | Midwest | Coal | Coal | 574.94 | 574.94 | 574.94 | 574.94 | 574.94 | 574.94 | Coal | 574.94 | 574.94 | 574.94 | 574.94 | 574.94 | 574.94
| Levelized Capital Costs by Reporting Type | MISO_MO-IL | Midwest | Other Renew | Geo | 0 | 0 | 0 | 0 | 0 | 0 | Geo | 0 | 0 | 0 | 0 | 0 | 0
| Levelized Capital Costs by Reporting Type | MISO_MO-IL | Midwest | Hydro | H | 0 | 0.18 | 0.18 | 92.3 | 92.3 | 92.3 | H | 0 | 11.64 | 92.88 | 92.88 | 92.88 | 92.88
| Levelized Capital Costs by Reporting Type | MISO_MO-IL | Midwest | Other Renew | LFG | 0 | 0 | 0.02 | 46.75 | 46.75 | 46.75 | LFG | 0 | 0 | 46.76 | 46.76 | 46.76 | 46.76
| Levelized Capital Costs by Reporting Type | MISO_MO-IL | Midwest | Nuclear | Nuc | 0 | 0 | 0 | 0.02 | 0.02 | 0.03 | Nuc | 0 | 0 | 0 | 0 | 0 | 0
| Levelized Capital Costs by Reporting Type | MISO_MO-IL | Midwest | Other | PS | 0 | 0 | 0 | 0 | 0 | 0 | PS | 0 | 0 | 0 | 0 | 0 | 0
| Levelized Capital Costs by Reporting Type | MISO_MO-IL | Midwest | Other Renew | PV | 0 | 0 | 0.01 | 0 | 0 | 0 | PV | 0 | 0 | 0 | 0 | 0 | 0
| Levelized Capital Costs by Reporting Type | MISO_MO-IL | Midwest | CT | PeakG | 0 | 0 | 0 | 0 | 0 | 0 | PeakG | 0 | 0 | 0 | 0 | 0 | 0
| Levelized Capital Costs by Reporting Type | MISO_MO-IL | Midwest | CT | PeakO | 0 | 0 | 0 | 0 | 0 | 0 | PeakO | 0 | 0 | 0 | 0 | 0 | 0
| Levelized Capital Costs by Reporting Type | MISO_MO-IL | Midwest | Other Renew | ST | 0 | 0 | 0 | 0 | 0 | 0 | ST | 0 | 0 | 0 | 0 | 0 | 0
| Levelized Capital Costs by Reporting Type | MISO_MO-IL | Midwest | Steam O/G | STOG | 0 | 0 | 0 | 0 | 0 | 0 | STOG | 0 | 0 | 0 | 0 | 0 | 0
| Levelized Capital Costs by Reporting Type | MISO_MO-IL | Midwest | Other Renew | STWD | 0 | 0 | 0 | 0 | 0 | 0 | STWD | 0 | 0 | 0 | 0 | 0 | 0
| Levelized Capital Costs by Reporting Type | MISO_MO-IL | Midwest | On-shore Wind | WT | 68.53 | 68.53 | 1227.94 | 1227.97 | 1159.45 | 1159.45 | WT | 68.52 | 68.52 | 2637.26 | 5661.8 | 5593.28 | 5593.28
| Levelized Capital Costs by Reporting Type | MISO_MO-IL | Midwest | Coal | IGCC | 0 | 0 | 0 | 0 | 0 | 0 | IGCC | 0 | 0 | 0 | 0 | 0 | 0
| Levelized Capital Costs by Reporting Type | MISO_MO-IL | Midwest | DR | DemandResponse | 0 | 0 | 0 | 0 | 0 | 0 | DemandResponse | 0 | 0 | 0 | 0 | 0 | 0
| Levelized Capital Costs by Reporting Type | MISO_MO-IL | Midwest | Coal-CCS | IGCC-CCS | 0 | 0 | 0 | 0.01 | 0.01 | 0.01 | IGCC-CCS | 0 | 0 | 0 | 0 | 0 | 0
| Levelized Capital Costs by Reporting Type | MISO_MO-IL | Midwest | Off-shore Wind | WT_off | 0 | 0 | 0 | 0 | 0 | 0 | WT_off | 0 | 0 | 0 | 0 | 0 | 0
| Levelized Capital Costs by Reporting Type | MISO_MO-IL | Midwest | Other | PseudoUnit | 0 | 0 | 0 | 0 | 0 | 0 | PseudoUnit | 0 | 0 | 0 | 0 | 0 | 0
| Levelized Capital Costs by Reporting Type | MISO_MO-IL | Midwest | HQ/Maritimes | FixedInterchange | 0 | 0 | 0 | 0 | 0 | 0 | FixedInterchange | 0 | 0 | 0 | 0 | 0 | 0
Levelized Capital Costs by Reporting Type
| Levelized Capital Costs by Reporting Type |  |  |  | Levelized Capital Costs by Reporting Type: MISO_W | [6 empty] | Levelized Capital Costs by Reporting Type: MISO_W
| Levelized Capital Costs by Reporting Type |  |  |  | ReportingType | 2015 | 2020 | 2025 | 2030 | 2035 | 2040 | ReportingType | 2015 | 2020 | 2025 | 2030 | 2035 | 2040
| Levelized Capital Costs by Reporting Type | MISO_W | Midwest | Other Renew | BM | 0 | 0 | 0 | 0 | 0.01 | 0.01 | BM | 0 | 0 | 0 | 0 | 0 | 0
| Levelized Capital Costs by Reporting Type | MISO_W | Midwest | CC | CC | 0.03 | 0.05 | 0.06 | 0.07 | 0.06 | 0.05 | CC | 0 | 88.81 | 88.81 | 88.81 | 88.81 | 88.81
| Levelized Capital Costs by Reporting Type | MISO_W | Midwest | Other Renew | CSP | 0 | 0 | 0 | 0 | 0 | 0 | CSP | 0 | 0 | 0 | 0 | 0 | 0
| Levelized Capital Costs by Reporting Type | MISO_W | Midwest | CT | CT | 0.01 | 0.02 | 0.02 | 0.03 | 0.03 | 0.01 | CT | 0 | 0 | 0 | 0 | 0 | 0
| Levelized Capital Costs by Reporting Type | MISO_W | Midwest | Coal | Coal | 0 | 0.01 | 0.01 | 0.01 | 0.01 | 0.01 | Coal | 0 | 0 | 0 | 0 | 0 | 0
| Levelized Capital Costs by Reporting Type | MISO_W | Midwest | Other Renew | Geo | 0 | 0 | 0 | 0 | 0 | 0 | Geo | 0 | 0 | 0 | 0 | 0 | 0
| Levelized Capital Costs by Reporting Type | MISO_W | Midwest | Hydro | H | 0 | 0 | 0 | 0 | 0 | 0 | H | 0 | 0 | 0 | 0 | 0 | 0
| Levelized Capital Costs by Reporting Type | MISO_W | Midwest | Other Renew | LFG | 0 | 0 | 0.01 | 14.86 | 14.86 | 14.86 | LFG | 0 | 0 | 0 | 14.86 | 14.86 | 14.86
| Levelized Capital Costs by Reporting Type | MISO_W | Midwest | Nuclear | Nuc | 0 | 0 | 0 | 0.01 | 0.01 | 0.01 | Nuc | 0 | 0 | 0 | 0 | 0 | 0
| Levelized Capital Costs by Reporting Type | MISO_W | Midwest | Other | PS | 0 | 0 | 0 | 0 | 0 | 0 | PS | 0 | 0 | 0 | 0 | 0 | 0
| Levelized Capital Costs by Reporting Type | MISO_W | Midwest | Other Renew | PV | 0 | 0.01 | 0.01 | 0 | 0 | 0 | PV | 0 | 0 | 0 | 0 | 0 | 0
| Levelized Capital Costs by Reporting Type | MISO_W | Midwest | CT | PeakG | 0 | 0 | 0 | 0 | 0 | 0 | PeakG | 0 | 0 | 0 | 0 | 0 | 0
| Levelized Capital Costs by Reporting Type | MISO_W | Midwest | CT | PeakO | 0 | 0 | 0 | 0 | 0 | 0 | PeakO | 0 | 0 | 0 | 0 | 0 | 0
| Levelized Capital Costs by Reporting Type | MISO_W | Midwest | Other Renew | ST | 0 | 0 | 0 | 0 | 0 | 0 | ST | 0 | 0 | 0 | 0 | 0 | 0
| Levelized Capital Costs by Reporting Type | MISO_W | Midwest | Steam O/G | STOG | 0 | 0 | 0 | 0 | 0 | 0 | STOG | 0 | 0 | 0 | 0 | 0 | 0
| Levelized Capital Costs by Reporting Type | MISO_W | Midwest | Other Renew | STWD | 0 | 0 | 0 | 0 | 0 | 0 | STWD | 0 | 0 | 0 | 0 | 0 | 0
| Levelized Capital Costs by Reporting Type | MISO_W | Midwest | On-shore Wind | WT | 658.74 | 658.74 | 22633.27 | 23466.85 | 22873.45 | 23584.12 | WT | 658.73 | 658.73 | 7057.1 | 6991.77 | 6398.37 | 6654.48
| Levelized Capital Costs by Reporting Type | MISO_W | Midwest | Coal | IGCC | 0 | 0.01 | 0.01 | 0.01 | 0.01 | 0.01 | IGCC | 0 | 0 | 0 | 0 | 0 | 0
| Levelized Capital Costs by Reporting Type | MISO_W | Midwest | DR | DemandResponse | 0 | 0 | 0 | 0 | 0 | 0 | DemandResponse | 0 | 0 | 0 | 0 | 0 | 0
| Levelized Capital Costs by Reporting Type | MISO_W | Midwest | Coal-CCS | IGCC-CCS | 0 | 0.01 | 0.01 | 0.01 | 0.02 | 0.02 | IGCC-CCS | 0 | 0 | 0 | 0 | 0 | 0
| Levelized Capital Costs by Reporting Type | MISO_W | Midwest | Off-shore Wind | WT_off | 0 | 0 | 0 | 0 | 0 | 0 | WT_off | 0 | 0 | 0 | 0 | 0 | 0
| Levelized Capital Costs by Reporting Type | MISO_W | Midwest | Other | PseudoUnit | 0 | 0 | 0 | 0 | 0 | 0 | PseudoUnit | 0 | 0 | 0 | 0 | 0 | 0
| Levelized Capital Costs by Reporting Type | MISO_W | Midwest | HQ/Maritimes | FixedInterchange | 0 | 0 | 0 | 0 | 0 | 0 | FixedInterchange | 0 | 0 | 0 | 0 | 0 | 0
Levelized Capital Costs by Reporting Type
| Levelized Capital Costs by Reporting Type |  |  |  | Levelized Capital Costs by Reporting Type: MISO_WUMS | [6 empty] | Levelized Capital Costs by Reporting Type: MISO_WUMS
| Levelized Capital Costs by Reporting Type |  |  |  | ReportingType | 2015 | 2020 | 2025 | 2030 | 2035 | 2040 | ReportingType | 2015 | 2020 | 2025 | 2030 | 2035 | 2040
| Levelized Capital Costs by Reporting Type | MISO_WUMS | Midwest | Other Renew | BM | 0 | 0 | 0 | 0 | 0.84 | 0.95 | BM | 0 | 0 | 0 | 0 | 0 | 612.2
| Levelized Capital Costs by Reporting Type | MISO_WUMS | Midwest | CC | CC | 1030.88 | 2793.57 | 2793.58 | 2793.59 | 2793.59 | 1762.71 | CC | 411.44 | 668.59 | 668.59 | 668.59 | 668.59 | 257.16
| Levelized Capital Costs by Reporting Type | MISO_WUMS | Midwest | Other Renew | CSP | 0 | 0 | 0 | 0 | 0 | 0 | CSP | 0 | 0 | 0 | 0 | 0 | 0
| Levelized Capital Costs by Reporting Type | MISO_WUMS | Midwest | CT | CT | 0 | 0.01 | 0.01 | 0.01 | 0.01 | 0 | CT | 0 | 0 | 0 | 0 | 0 | 0
| Levelized Capital Costs by Reporting Type | MISO_WUMS | Midwest | Coal | Coal | 184.51 | 184.51 | 184.51 | 184.51 | 184.51 | 184.51 | Coal | 184.51 | 184.51 | 184.51 | 184.51 | 184.51 | 184.51
| Levelized Capital Costs by Reporting Type | MISO_WUMS | Midwest | Other Renew | Geo | 0 | 0 | 0 | 0 | 0 | 0 | Geo | 0 | 0 | 0 | 0 | 0 | 0
| Levelized Capital Costs by Reporting Type | MISO_WUMS | Midwest | Hydro | H | 0 | 0.04 | 0.04 | 0.04 | 0.04 | 0.04 | H | 0 | 0.35 | 0.35 | 0.35 | 0.35 | 0.35
| Levelized Capital Costs by Reporting Type | MISO_WUMS | Midwest | Other Renew | LFG | 0 | 0 | 24.88 | 43.4 | 43.4 | 43.4 | LFG | 0 | 0 | 43.4 | 43.4 | 43.4 | 43.4
| Levelized Capital Costs by Reporting Type | MISO_WUMS | Midwest | Nuclear | Nuc | 0 | 0 | 0 | 0.02 | 0.05 | 0.06 | Nuc | 0 | 0 | 0 | 0 | 0 | 0
| Levelized Capital Costs by Reporting Type | MISO_WUMS | Midwest | Other | PS | 0 | 0 | 0 | 0 | 0 | 0 | PS | 0 | 0 | 0 | 0 | 0 | 0
| Levelized Capital Costs by Reporting Type | MISO_WUMS | Midwest | Other Renew | PV | 0 | 0 | 0.01 | 0 | 0 | 0 | PV | 0 | 0 | 0 | 0 | 0 | 0
| Levelized Capital Costs by Reporting Type | MISO_WUMS | Midwest | CT | PeakG | 0 | 0 | 0 | 0 | 0 | 0 | PeakG | 0 | 0 | 0 | 0 | 0 | 0
| Levelized Capital Costs by Reporting Type | MISO_WUMS | Midwest | CT | PeakO | 0 | 0 | 0 | 0 | 0 | 0 | PeakO | 0 | 0 | 0 | 0 | 0 | 0
| Levelized Capital Costs by Reporting Type | MISO_WUMS | Midwest | Other Renew | ST | 0 | 0 | 0 | 0 | 0 | 0 | ST | 0 | 0 | 0 | 0 | 0 | 0
| Levelized Capital Costs by Reporting Type | MISO_WUMS | Midwest | Steam O/G | STOG | 0 | 0 | 0 | 0 | 0 | 0 | STOG | 0 | 0 | 0 | 0 | 0 | 0
| Levelized Capital Costs by Reporting Type | MISO_WUMS | Midwest | Other Renew | STWD | 0 | 0 | 0 | 0 | 0 | 0 | STWD | 0 | 0 | 0 | 0 | 0 | 0
| Levelized Capital Costs by Reporting Type | MISO_WUMS | Midwest | On-shore Wind | WT | 218.37 | 218.37 | 218.37 | 224.5 | 6.13 | 6.13 | WT | 218.37 | 218.37 | 224.5 | 2331.07 | 2112.7 | 2722.38
| Levelized Capital Costs by Reporting Type | MISO_WUMS | Midwest | Coal | IGCC | 0 | 0 | 0 | 0 | 0 | 0 | IGCC | 0 | 0 | 0 | 0 | 0 | 0
| Levelized Capital Costs by Reporting Type | MISO_WUMS | Midwest | DR | DemandResponse | 0 | 0 | 0 | 0 | 0 | 0 | DemandResponse | 0 | 0 | 0 | 0 | 0 | 0
| Levelized Capital Costs by Reporting Type | MISO_WUMS | Midwest | Coal-CCS | IGCC-CCS | 0 | 0 | 0 | 0 | 0.01 | 0.01 | IGCC-CCS | 0 | 0 | 0 | 0 | 0 | 0
| Levelized Capital Costs by Reporting Type | MISO_WUMS | Midwest | Off-shore Wind | WT_off | 0.01 | 0.02 | 0.02 | 0.01 | 0 | 0 | WT_off | 0 | 0 | 0 | 0 | 0 | 0
| Levelized Capital Costs by Reporting Type | MISO_WUMS | Midwest | Other | PseudoUnit | 0 | 0 | 0 | 0 | 0 | 0 | PseudoUnit | 0 | 0 | 0 | 0 | 0 | 0
| Levelized Capital Costs by Reporting Type | MISO_WUMS | Midwest | HQ/Maritimes | FixedInterchange | 0 | 0 | 0 | 0 | 0 | 0 | FixedInterchange | 0 | 0 | 0 | 0 | 0 | 0
Levelized Capital Costs by Reporting Type
| Levelized Capital Costs by Reporting Type |  |  |  | Levelized Capital Costs by Reporting Type: Nebraska | [6 empty] | Levelized Capital Costs by Reporting Type: Nebraska
| Levelized Capital Costs by Reporting Type |  |  |  | ReportingType | 2015 | 2020 | 2025 | 2030 | 2035 | 2040 | ReportingType | 2015 | 2020 | 2025 | 2030 | 2035 | 2040
| Levelized Capital Costs by Reporting Type | NE | Southwest | Other Renew | BM | 0 | 0 | 0 | 0 | 0 | 0.01 | BM | 0 | 0 | 0 | 0 | 0 | 0
| Levelized Capital Costs by Reporting Type | NE | Southwest | CC | CC | 0.01 | 0.01 | 0.02 | 0.02 | 0.02 | 0.02 | CC | 0 | 0 | 0.01 | 16.11 | 16.11 | 16.11
| Levelized Capital Costs by Reporting Type | NE | Southwest | Other Renew | CSP | 0 | 0 | 0 | 0 | 0 | 0 | CSP | 0 | 0 | 0 | 0 | 0 | 0
| Levelized Capital Costs by Reporting Type | NE | Southwest | CT | CT | 0 | 0 | 0 | 0 | 0 | 0 | CT | 0 | 0 | 0 | 0 | 0 | 0
| Levelized Capital Costs by Reporting Type | NE | Southwest | Coal | Coal | 66.52 | 66.52 | 66.52 | 66.52 | 66.52 | 66.52 | Coal | 66.52 | 66.52 | 66.52 | 66.52 | 66.52 | 66.52
| Levelized Capital Costs by Reporting Type | NE | Southwest | Other Renew | Geo | 0 | 0 | 0 | 0 | 0 | 0 | Geo | 0 | 0 | 0 | 0 | 0 | 0
| Levelized Capital Costs by Reporting Type | NE | Southwest | Hydro | H | 0 | 0 | 0 | 0 | 0 | 0 | H | 0 | 0 | 0 | 0 | 0 | 0
| Levelized Capital Costs by Reporting Type | NE | Southwest | Other Renew | LFG | 0 | 0 | 0 | 13.78 | 13.78 | 13.78 | LFG | 0 | 0 | 0 | 13.78 | 13.78 | 13.78
| Levelized Capital Costs by Reporting Type | NE | Southwest | Nuclear | Nuc | 0 | 0 | 0 | 0 | 0.01 | 0.01 | Nuc | 0 | 0 | 0 | 0 | 0 | 0
| Levelized Capital Costs by Reporting Type | NE | Southwest | Other | PS | 0 | 0 | 0 | 0 | 0 | 0 | PS | 0 | 0 | 0 | 0 | 0 | 0
| Levelized Capital Costs by Reporting Type | NE | Southwest | Other Renew | PV | 0 | 0.01 | 0.01 | 0 | 0 | 0 | PV | 0 | 0 | 0 | 0 | 0 | 0
| Levelized Capital Costs by Reporting Type | NE | Southwest | CT | PeakG | 0 | 0 | 0 | 0 | 0 | 0 | PeakG | 0 | 0 | 0 | 0 | 0 | 0
| Levelized Capital Costs by Reporting Type | NE | Southwest | CT | PeakO | 0 | 0 | 0 | 0 | 0 | 0 | PeakO | 0 | 0 | 0 | 0 | 0 | 0
| Levelized Capital Costs by Reporting Type | NE | Southwest | Other Renew | ST | 0 | 0 | 0 | 0 | 0 | 0 | ST | 0 | 0 | 0 | 0 | 0 | 0
| Levelized Capital Costs by Reporting Type | NE | Southwest | Steam O/G | STOG | 0 | 0 | 0 | 0 | 0 | 0 | STOG | 0 | 0 | 0 | 0 | 0 | 0
| Levelized Capital Costs by Reporting Type | NE | Southwest | Other Renew | STWD | 0 | 0 | 0 | 0 | 0 | 0 | STWD | 0 | 0 | 0 | 0 | 0 | 0
| Levelized Capital Costs by Reporting Type | NE | Southwest | On-shore Wind | WT | 44.37 | 5554.91 | 5554.92 | 5545.42 | 5510.56 | 0.02 | WT | 44.36 | 2530.03 | 2585.19 | 2647.46 | 3644.99 | 1247.66
| Levelized Capital Costs by Reporting Type | NE | Southwest | Coal | IGCC | 0 | 0 | 0 | 0 | 0 | 0 | IGCC | 0 | 0 | 0 | 0 | 0 | 0
| Levelized Capital Costs by Reporting Type | NE | Southwest | DR | DemandResponse | 0 | 0 | 0 | 0 | 0 | 0 | DemandResponse | 0 | 0 | 0 | 0 | 0 | 0
| Levelized Capital Costs by Reporting Type | NE | Southwest | Coal-CCS | IGCC-CCS | 0 | 0 | 0 | 0 | 0 | 0 | IGCC-CCS | 0 | 0 | 0 | 0 | 0 | 0
| Levelized Capital Costs by Reporting Type | NE | Southwest | Off-shore Wind | WT_off | 0 | 0 | 0 | 0 | 0 | 0 | WT_off | 0 | 0 | 0 | 0 | 0 | 0
| Levelized Capital Costs by Reporting Type | NE | Southwest | Other | PseudoUnit | 0 | 0 | 0 | 0 | 0 | 0 | PseudoUnit | 0 | 0 | 0 | 0 | 0 | 0
| Levelized Capital Costs by Reporting Type | NE | Southwest | HQ/Maritimes | FixedInterchange | 0 | 0 | 0 | 0 | 0 | 0 | FixedInterchange | 0 | 0 | 0 | 0 | 0 | 0
Levelized Capital Costs by Reporting Type
| Levelized Capital Costs by Reporting Type |  |  |  | Levelized Capital Costs by Reporting Type: NEISO | [6 empty] | Levelized Capital Costs by Reporting Type: NEISO
| Levelized Capital Costs by Reporting Type |  |  |  | ReportingType | 2015 | 2020 | 2025 | 2030 | 2035 | 2040 | ReportingType | 2015 | 2020 | 2025 | 2030 | 2035 | 2040
| Levelized Capital Costs by Reporting Type | NEISO | Northeast | Other Renew | BM | 115.57 | 115.57 | 115.57 | 115.57 | 115.57 | 115.58 | BM | 115.57 | 115.57 | 115.57 | 115.57 | 115.57 | 115.57
| Levelized Capital Costs by Reporting Type | NEISO | Northeast | CC | CC | 273.5 | 273.5 | 273.51 | 273.52 | 273.51 | 0.02 | CC | 273.49 | 273.49 | 273.49 | 273.49 | 273.49 | 0
| Levelized Capital Costs by Reporting Type | NEISO | Northeast | Other Renew | CSP | 0 | 0 | 0 | 0 | 0 | 0 | CSP | 0 | 0 | 0 | 0 | 0 | 0
| Levelized Capital Costs by Reporting Type | NEISO | Northeast | CT | CT | 30 | 30 | 30 | 29.13 | 0 | 0 | CT | 30 | 30 | 30 | 29.13 | 0 | 0
| Levelized Capital Costs by Reporting Type | NEISO | Northeast | Coal | Coal | 0 | 0 | 0 | 0 | 0 | 0 | Coal | 0 | 0 | 0 | 0 | 0 | 0
| Levelized Capital Costs by Reporting Type | NEISO | Northeast | Other Renew | Geo | 0 | 0 | 0 | 0 | 0 | 0 | Geo | 0 | 0 | 0 | 0 | 0 | 0
| Levelized Capital Costs by Reporting Type | NEISO | Northeast | Hydro | H | 0 | 0 | 0.02 | 0.99 | 0.99 | 0.99 | H | 0 | 0 | 0 | 0.99 | 0.99 | 0.99
| Levelized Capital Costs by Reporting Type | NEISO | Northeast | Other Renew | LFG | 10.65 | 10.66 | 24.97 | 24.96 | 14.32 | 14.31 | LFG | 10.64 | 10.64 | 10.64 | 24.97 | 14.32 | 14.32
| Levelized Capital Costs by Reporting Type | NEISO | Northeast | Nuclear | Nuc | 0 | 0 | 0 | 0 | 0.01 | 0.01 | Nuc | 0 | 0 | 0 | 0 | 0 | 0
| Levelized Capital Costs by Reporting Type | NEISO | Northeast | Other | PS | 0 | 0 | 0 | 0 | 0 | 0 | PS | 0 | 0 | 0 | 0 | 0 | 0
| Levelized Capital Costs by Reporting Type | NEISO | Northeast | Other Renew | PV | 0.02 | 106.95 | 106.95 | 106.94 | 106.94 | 0.02 | PV | 0 | 108.45 | 108.45 | 108.45 | 108.45 | 0
| Levelized Capital Costs by Reporting Type | NEISO | Northeast | CT | PeakG | 0 | 0 | 0 | 0 | 0 | 0 | PeakG | 0 | 0 | 0 | 0 | 0 | 0
| Levelized Capital Costs by Reporting Type | NEISO | Northeast | CT | PeakO | 0 | 0 | 0 | 0 | 0 | 0 | PeakO | 0 | 0 | 0 | 0 | 0 | 0
| Levelized Capital Costs by Reporting Type | NEISO | Northeast | Other Renew | ST | 0 | 0 | 0 | 0 | 0 | 0 | ST | 0 | 0 | 0 | 0 | 0 | 0
| Levelized Capital Costs by Reporting Type | NEISO | Northeast | Steam O/G | STOG | 0 | 0 | 0 | 0 | 0 | 0 | STOG | 0 | 0 | 0 | 0 | 0 | 0
| Levelized Capital Costs by Reporting Type | NEISO | Northeast | Other Renew | STWD | 0 | 0 | 0 | 0 | 0 | 0 | STWD | 0 | 0 | 0 | 0 | 0 | 0
| Levelized Capital Costs by Reporting Type | NEISO | Northeast | On-shore Wind | WT | 54.51 | 609.45 | 1156.1 | 1148.9 | 4345.87 | 3790.94 | WT | 54.49 | 617.04 | 1072.31 | 1149.22 | 3668.74 | 3106.19
| Levelized Capital Costs by Reporting Type | NEISO | Northeast | Coal | IGCC | 0 | 0 | 0 | 0 | 0 | 0 | IGCC | 0 | 0 | 0 | 0 | 0 | 0
| Levelized Capital Costs by Reporting Type | NEISO | Northeast | DR | DemandResponse | 0 | 0 | 0 | 0 | 0 | 0 | DemandResponse | 0 | 0 | 0 | 0 | 0 | 0
| Levelized Capital Costs by Reporting Type | NEISO | Northeast | Coal-CCS | IGCC-CCS | 0 | 0 | 0 | 0 | 0 | 0 | IGCC-CCS | 0 | 0 | 0 | 0 | 0 | 0
| Levelized Capital Costs by Reporting Type | NEISO | Northeast | Off-shore Wind | WT_off | 283.45 | 283.47 | 283.48 | 283.43 | 0.06 | 0.05 | WT_off | 283.24 | 283.24 | 283.24 | 283.24 | 0 | 0
| Levelized Capital Costs by Reporting Type | NEISO | Northeast | Other | PseudoUnit | 0 | 0 | 0 | 0 | 0 | 0 | PseudoUnit | 0 | 0 | 0 | 0 | 0 | 0
| Levelized Capital Costs by Reporting Type | NEISO | Northeast | HQ/Maritimes | FixedInterchange | 0 | 0 | 0 | 0 | 0 | 0 | FixedInterchange | 0 | 0 | 0 | 0 | 0 | 0
Levelized Capital Costs by Reporting Type
| Levelized Capital Costs by Reporting Type |  |  |  | Levelized Capital Costs by Reporting Type: NonRTO_Midwest | [6 empty] | Levelized Capital Costs by Reporting Type: NonRTO_Midwest
| Levelized Capital Costs by Reporting Type |  |  |  | ReportingType | 2015 | 2020 | 2025 | 2030 | 2035 | 2040 | ReportingType | 2015 | 2020 | 2025 | 2030 | 2035 | 2040
| Levelized Capital Costs by Reporting Type | NonRTO_Midwest | MISO | Other Renew | BM | 0 | 0 | 0 | 0 | 117.8 | 1366.05 | BM | 0 | 0 | 0 | 0 | 404.25 | 1870.05
| Levelized Capital Costs by Reporting Type | NonRTO_Midwest | MISO | CC | CC | 226.32 | 482.62 | 482.62 | 482.63 | 482.62 | 256.31 | CC | 296.76 | 578.5 | 578.5 | 578.5 | 578.5 | 281.75
| Levelized Capital Costs by Reporting Type | NonRTO_Midwest | MISO | Other Renew | CSP | 0 | 0 | 0 | 0 | 0 | 0 | CSP | 0 | 0 | 0 | 0 | 0 | 0
| Levelized Capital Costs by Reporting Type | NonRTO_Midwest | MISO | CT | CT | 0 | 0 | 0 | 0 | 0 | 0 | CT | 0 | 0 | 0 | 0 | 0 | 0
| Levelized Capital Costs by Reporting Type | NonRTO_Midwest | MISO | Coal | Coal | 0 | 0 | 0 | 0 | 0 | 0 | Coal | 0 | 0 | 0 | 0 | 0 | 0
| Levelized Capital Costs by Reporting Type | NonRTO_Midwest | MISO | Other Renew | Geo | 0 | 0 | 0 | 0 | 0 | 0 | Geo | 0 | 0 | 0 | 0 | 0 | 0
| Levelized Capital Costs by Reporting Type | NonRTO_Midwest | MISO | Hydro | H | 0 | 0.01 | 245.89 | 245.9 | 245.9 | 245.9 | H | 0 | 0 | 245.9 | 245.9 | 245.9 | 245.9
| Levelized Capital Costs by Reporting Type | NonRTO_Midwest | MISO | Other Renew | LFG | 0 | 0 | 30.01 | 30 | 30 | 30 | LFG | 0 | 0 | 30 | 30 | 30 | 30
| Levelized Capital Costs by Reporting Type | NonRTO_Midwest | MISO | Nuclear | Nuc | 0 | 0 | 0.01 | 696.25 | 1272.46 | 1272.48 | Nuc | 0 | 0 | 0 | 0 | 0 | 0
| Levelized Capital Costs by Reporting Type | NonRTO_Midwest | MISO | Other | PS | 0 | 0 | 0 | 0 | 0 | 0 | PS | 0 | 0 | 0 | 0 | 0 | 0
| Levelized Capital Costs by Reporting Type | NonRTO_Midwest | MISO | Other Renew | PV | 0 | 0 | 0.01 | 0 | 0 | 0 | PV | 0 | 0 | 0 | 0 | 0 | 0
| Levelized Capital Costs by Reporting Type | NonRTO_Midwest | MISO | CT | PeakG | 0 | 0 | 0 | 0 | 0 | 0 | PeakG | 0 | 0 | 0 | 0 | 0 | 0
| Levelized Capital Costs by Reporting Type | NonRTO_Midwest | MISO | CT | PeakO | 0 | 0 | 0 | 0 | 0 | 0 | PeakO | 0 | 0 | 0 | 0 | 0 | 0
| Levelized Capital Costs by Reporting Type | NonRTO_Midwest | MISO | Other Renew | ST | 0 | 0 | 0 | 0 | 0 | 0 | ST | 0 | 0 | 0 | 0 | 0 | 0
| Levelized Capital Costs by Reporting Type | NonRTO_Midwest | MISO | Steam O/G | STOG | 0 | 0 | 0 | 0 | 0 | 0 | STOG | 0 | 0 | 0 | 0 | 0 | 0
| Levelized Capital Costs by Reporting Type | NonRTO_Midwest | MISO | Other Renew | STWD | 0 | 0 | 0 | 0 | 0 | 0 | STWD | 0 | 0 | 0 | 0 | 0 | 0
| Levelized Capital Costs by Reporting Type | NonRTO_Midwest | MISO | On-shore Wind | WT | 0 | 0.01 | 0.01 | 0.01 | 0 | 0 | WT | 0 | 0 | 0 | 0 | 0 | 0
| Levelized Capital Costs by Reporting Type | NonRTO_Midwest | MISO | Coal | IGCC | 0 | 0 | 0 | 0 | 0 | 0 | IGCC | 0 | 0 | 0 | 0 | 0 | 0
| Levelized Capital Costs by Reporting Type | NonRTO_Midwest | MISO | DR | DemandResponse | 0 | 0 | 0 | 0 | 0 | 0 | DemandResponse | 0 | 0 | 0 | 0 | 0 | 0
| Levelized Capital Costs by Reporting Type | NonRTO_Midwest | MISO | Coal-CCS | IGCC-CCS | 0 | 0 | 0.01 | 0.01 | 0.01 | 0.01 | IGCC-CCS | 0 | 0 | 0 | 0 | 0 | 0
| Levelized Capital Costs by Reporting Type | NonRTO_Midwest | MISO | Off-shore Wind | WT_off | 0 | 0 | 0 | 0 | 0 | 0 | WT_off | 0 | 0 | 0 | 0 | 0 | 0
| Levelized Capital Costs by Reporting Type | NonRTO_Midwest | MISO | Other | PseudoUnit | 0 | 0 | 0 | 0 | 0 | 0 | PseudoUnit | 0 | 0 | 0 | 0 | 0 | 0
| Levelized Capital Costs by Reporting Type | NonRTO_Midwest | MISO | HQ/Maritimes | FixedInterchange | 0 | 0 | 0 | 0 | 0 | 0 | FixedInterchange | 0 | 0 | 0 | 0 | 0 | 0
Levelized Capital Costs by Reporting Type
| Levelized Capital Costs by Reporting Type |  |  |  | Levelized Capital Costs by Reporting Type: NYISO_A-F | [6 empty] | Levelized Capital Costs by Reporting Type: NYISO_A-F
| Levelized Capital Costs by Reporting Type |  |  |  | ReportingType | 2015 | 2020 | 2025 | 2030 | 2035 | 2040 | ReportingType | 2015 | 2020 | 2025 | 2030 | 2035 | 2040
| Levelized Capital Costs by Reporting Type | NYISO_A-F | Northeast | Other Renew | BM | 0 | 0 | 0 | 0 | 0.01 | 0.02 | BM | 0 | 0 | 0 | 0 | 0 | 0
| Levelized Capital Costs by Reporting Type | NYISO_A-F | Northeast | CC | CC | 85.71 | 85.72 | 85.72 | 85.72 | 85.72 | 0.01 | CC | 85.71 | 85.71 | 85.71 | 85.71 | 85.71 | 0
| Levelized Capital Costs by Reporting Type | NYISO_A-F | Northeast | Other Renew | CSP | 0 | 0 | 0 | 0 | 0 | 0 | CSP | 0 | 0 | 0 | 0 | 0 | 0
| Levelized Capital Costs by Reporting Type | NYISO_A-F | Northeast | CT | CT | 0 | 0 | 0 | 0 | 0 | 0 | CT | 0 | 0 | 0 | 0 | 0 | 0
| Levelized Capital Costs by Reporting Type | NYISO_A-F | Northeast | Coal | Coal | 0 | 0 | 0 | 0 | 0 | 0 | Coal | 0 | 0 | 0 | 0 | 0 | 0
| Levelized Capital Costs by Reporting Type | NYISO_A-F | Northeast | Other Renew | Geo | 0 | 0 | 0 | 0 | 0 | 0 | Geo | 0 | 0 | 0 | 0 | 0 | 0
| Levelized Capital Costs by Reporting Type | NYISO_A-F | Northeast | Hydro | H | 0 | 0 | 0 | 0 | 0 | 0 | H | 0 | 0 | 0 | 0 | 0 | 0
| Levelized Capital Costs by Reporting Type | NYISO_A-F | Northeast | Other Renew | LFG | 1.35 | 1.35 | 14.91 | 14.91 | 13.57 | 13.57 | LFG | 1.35 | 1.35 | 14.91 | 14.91 | 13.57 | 13.57
| Levelized Capital Costs by Reporting Type | NYISO_A-F | Northeast | Nuclear | Nuc | 0 | 0 | 0 | 0 | 0.01 | 0.01 | Nuc | 0 | 0 | 0 | 0 | 0 | 0
| Levelized Capital Costs by Reporting Type | NYISO_A-F | Northeast | Other | PS | 0 | 0 | 0 | 0 | 0 | 0 | PS | 0 | 0 | 0 | 0 | 0 | 0
| Levelized Capital Costs by Reporting Type | NYISO_A-F | Northeast | Other Renew | PV | 0 | 0 | 0 | 0 | 0 | 0 | PV | 0 | 0 | 0 | 0 | 0 | 0
| Levelized Capital Costs by Reporting Type | NYISO_A-F | Northeast | CT | PeakG | 0 | 0 | 0 | 0 | 0 | 0 | PeakG | 0 | 0 | 0 | 0 | 0 | 0
| Levelized Capital Costs by Reporting Type | NYISO_A-F | Northeast | CT | PeakO | 0 | 0 | 0 | 0 | 0 | 0 | PeakO | 0 | 0 | 0 | 0 | 0 | 0
| Levelized Capital Costs by Reporting Type | NYISO_A-F | Northeast | Other Renew | ST | 0 | 0 | 0 | 0 | 0 | 0 | ST | 0 | 0 | 0 | 0 | 0 | 0
| Levelized Capital Costs by Reporting Type | NYISO_A-F | Northeast | Steam O/G | STOG | 0 | 0 | 0 | 0 | 0 | 0 | STOG | 0 | 0 | 0 | 0 | 0 | 0
| Levelized Capital Costs by Reporting Type | NYISO_A-F | Northeast | Other Renew | STWD | 0 | 0 | 0 | 0 | 0 | 0 | STWD | 0 | 0 | 0 | 0 | 0 | 0
| Levelized Capital Costs by Reporting Type | NYISO_A-F | Northeast | On-shore Wind | WT | 571.18 | 727.42 | 727.42 | 1918.78 | 2343.48 | 2187.24 | WT | 571.17 | 727.41 | 727.41 | 2081.36 | 2343.49 | 2187.25
| Levelized Capital Costs by Reporting Type | NYISO_A-F | Northeast | Coal | IGCC | 0 | 0 | 0 | 0 | 0 | 0 | IGCC | 0 | 0 | 0 | 0 | 0 | 0
| Levelized Capital Costs by Reporting Type | NYISO_A-F | Northeast | DR | DemandResponse | 0 | 0 | 0 | 0 | 0 | 0 | DemandResponse | 0 | 0 | 0 | 0 | 0 | 0
| Levelized Capital Costs by Reporting Type | NYISO_A-F | Northeast | Coal-CCS | IGCC-CCS | 0 | 0 | 0 | 0 | 0 | 0.01 | IGCC-CCS | 0 | 0 | 0 | 0 | 0 | 0
| Levelized Capital Costs by Reporting Type | NYISO_A-F | Northeast | Off-shore Wind | WT_off | 0.06 | 0.06 | 0.06 | 0.02 | 0.01 | 0.01 | WT_off | 0 | 0 | 0 | 0 | 0 | 0
| Levelized Capital Costs by Reporting Type | NYISO_A-F | Northeast | Other | PseudoUnit | 0 | 0 | 0 | 0 | 0 | 0 | PseudoUnit | 0 | 0 | 0 | 0 | 0 | 0
| Levelized Capital Costs by Reporting Type | NYISO_A-F | Northeast | HQ/Maritimes | FixedInterchange | 0 | 0 | 0 | 0 | 0 | 0 | FixedInterchange | 0 | 0 | 0 | 0 | 0 | 0
Levelized Capital Costs by Reporting Type
| Levelized Capital Costs by Reporting Type |  |  |  | Levelized Capital Costs by Reporting Type: NYISO_G-I | [6 empty] | Levelized Capital Costs by Reporting Type: NYISO_G-I
| Levelized Capital Costs by Reporting Type |  |  |  | ReportingType | 2015 | 2020 | 2025 | 2030 | 2035 | 2040 | ReportingType | 2015 | 2020 | 2025 | 2030 | 2035 | 2040
| Levelized Capital Costs by Reporting Type | NYISO_G-I | Northeast | Other Renew | BM | 0 | 0 | 0 | 0 | 219.25 | 219.29 | BM | 0 | 0 | 0 | 0 | 0.01 | 311.91
| Levelized Capital Costs by Reporting Type | NYISO_G-I | Northeast | CC | CC | 0.01 | 0.02 | 0.02 | 0.03 | 0.03 | 0.03 | CC | 0 | 46.4 | 46.4 | 46.4 | 46.4 | 46.4
| Levelized Capital Costs by Reporting Type | NYISO_G-I | Northeast | Other Renew | CSP | 0 | 0 | 0 | 0 | 0 | 0 | CSP | 0 | 0 | 0 | 0 | 0 | 0
| Levelized Capital Costs by Reporting Type | NYISO_G-I | Northeast | CT | CT | 0 | 0 | 0 | 0 | 0 | 0 | CT | 0 | 0 | 0 | 0 | 0 | 0
| Levelized Capital Costs by Reporting Type | NYISO_G-I | Northeast | Coal | Coal | 0 | 0 | 0 | 0 | 0 | 0 | Coal | 0 | 0 | 0 | 0 | 0 | 0
| Levelized Capital Costs by Reporting Type | NYISO_G-I | Northeast | Other Renew | Geo | 0 | 0 | 0 | 0 | 0 | 0 | Geo | 0 | 0 | 0 | 0 | 0 | 0
| Levelized Capital Costs by Reporting Type | NYISO_G-I | Northeast | Hydro | H | 0 | 0 | 0 | 0 | 0 | 0 | H | 0 | 0 | 0 | 0 | 0 | 0
| Levelized Capital Costs by Reporting Type | NYISO_G-I | Northeast | Other Renew | LFG | 0 | 0 | 14.85 | 14.84 | 14.84 | 14.84 | LFG | 0 | 0 | 14.85 | 14.85 | 14.85 | 14.85
| Levelized Capital Costs by Reporting Type | NYISO_G-I | Northeast | Nuclear | Nuc | 0 | 0 | 0 | 0.01 | 0.37 | 1095.91 | Nuc | 0 | 0 | 0 | 0 | 528.16 | 2250.27
| Levelized Capital Costs by Reporting Type | NYISO_G-I | Northeast | Other | PS | 0 | 0 | 0 | 0 | 0 | 0 | PS | 0 | 0 | 0 | 0 | 0 | 0
| Levelized Capital Costs by Reporting Type | NYISO_G-I | Northeast | Other Renew | PV | 0 | 0 | 0 | 0 | 0 | 0 | PV | 0 | 0 | 0 | 0 | 0 | 0
| Levelized Capital Costs by Reporting Type | NYISO_G-I | Northeast | CT | PeakG | 0 | 0 | 0 | 0 | 0 | 0 | PeakG | 0 | 0 | 0 | 0 | 0 | 0
| Levelized Capital Costs by Reporting Type | NYISO_G-I | Northeast | CT | PeakO | 0 | 0 | 0 | 0 | 0 | 0 | PeakO | 0 | 0 | 0 | 0 | 0 | 0
| Levelized Capital Costs by Reporting Type | NYISO_G-I | Northeast | Other Renew | ST | 0 | 0 | 0 | 0 | 0 | 0 | ST | 0 | 0 | 0 | 0 | 0 | 0
| Levelized Capital Costs by Reporting Type | NYISO_G-I | Northeast | Steam O/G | STOG | 0 | 0 | 0 | 0 | 0 | 0 | STOG | 0 | 0 | 0 | 0 | 0 | 0
| Levelized Capital Costs by Reporting Type | NYISO_G-I | Northeast | Other Renew | STWD | 0 | 0 | 0 | 0 | 0 | 0 | STWD | 0 | 0 | 0 | 0 | 0 | 0
| Levelized Capital Costs by Reporting Type | NYISO_G-I | Northeast | On-shore Wind | WT | 0.02 | 12.7 | 12.74 | 76.53 | 76.52 | 63.84 | WT | 0 | 12.72 | 12.72 | 76.54 | 76.54 | 63.83
| Levelized Capital Costs by Reporting Type | NYISO_G-I | Northeast | Coal | IGCC | 0 | 0 | 0 | 0 | 0 | 0 | IGCC | 0 | 0 | 0 | 0 | 0 | 0
| Levelized Capital Costs by Reporting Type | NYISO_G-I | Northeast | DR | DemandResponse | 0 | 0 | 0 | 0 | 0 | 0 | DemandResponse | 0 | 0 | 0 | 0 | 0 | 0
| Levelized Capital Costs by Reporting Type | NYISO_G-I | Northeast | Coal-CCS | IGCC-CCS | 0 | 0 | 0 | 0 | 0.01 | 0.01 | IGCC-CCS | 0 | 0 | 0 | 0 | 0 | 0
| Levelized Capital Costs by Reporting Type | NYISO_G-I | Northeast | Off-shore Wind | WT_off | 0.03 | 0.03 | 0.04 | 0.01 | 0.02 | 0.01 | WT_off | 0 | 0 | 0 | 0 | 0 | 0
| Levelized Capital Costs by Reporting Type | NYISO_G-I | Northeast | Other | PseudoUnit | 0 | 0 | 0 | 0 | 0 | 0 | PseudoUnit | 0 | 0 | 0 | 0 | 0 | 0
| Levelized Capital Costs by Reporting Type | NYISO_G-I | Northeast | HQ/Maritimes | FixedInterchange | 0 | 0 | 0 | 0 | 0 | 0 | FixedInterchange | 0 | 0 | 0 | 0 | 0 | 0
Levelized Capital Costs by Reporting Type
| Levelized Capital Costs by Reporting Type |  |  |  | Levelized Capital Costs by Reporting Type: NYISO_J-K | [6 empty] | Levelized Capital Costs by Reporting Type: NYISO_J-K
| Levelized Capital Costs by Reporting Type |  |  |  | ReportingType | 2015 | 2020 | 2025 | 2030 | 2035 | 2040 | ReportingType | 2015 | 2020 | 2025 | 2030 | 2035 | 2040
| Levelized Capital Costs by Reporting Type | NYISO_J-K | Northeast | Other Renew | BM | 0 | 0 | 0 | 0 | 0 | 0 | BM | 0 | 0 | 0 | 0 | 0 | 0
| Levelized Capital Costs by Reporting Type | NYISO_J-K | Northeast | CC | CC | 226.37 | 226.37 | 226.38 | 226.38 | 226.38 | 0.02 | CC | 226.37 | 226.37 | 233.35 | 233.35 | 233.35 | 6.99
| Levelized Capital Costs by Reporting Type | NYISO_J-K | Northeast | Other Renew | CSP | 0 | 0 | 0 | 0 | 0 | 0 | CSP | 0 | 0 | 0 | 0 | 0 | 0
| Levelized Capital Costs by Reporting Type | NYISO_J-K | Northeast | CT | CT | 0 | 0 | 0 | 0 | 0.03 | 0.03 | CT | 0 | 0 | 0 | 0 | 0 | 0
| Levelized Capital Costs by Reporting Type | NYISO_J-K | Northeast | Coal | Coal | 0 | 0 | 0 | 0 | 0 | 0 | Coal | 0 | 0 | 0 | 0 | 0 | 0
| Levelized Capital Costs by Reporting Type | NYISO_J-K | Northeast | Other Renew | Geo | 0 | 0 | 0 | 0 | 0 | 0 | Geo | 0 | 0 | 0 | 0 | 0 | 0
| Levelized Capital Costs by Reporting Type | NYISO_J-K | Northeast | Hydro | H | 0 | 0 | 0 | 0 | 0 | 0 | H | 0 | 0 | 0 | 0 | 0 | 0
| Levelized Capital Costs by Reporting Type | NYISO_J-K | Northeast | Other Renew | LFG | 0 | 0 | 20.45 | 20.47 | 20.47 | 20.47 | LFG | 0 | 0 | 4.43 | 20.47 | 20.47 | 20.47
| Levelized Capital Costs by Reporting Type | NYISO_J-K | Northeast | Nuclear | Nuc | 0 | 0 | 0 | 0 | 0 | 0 | Nuc | 0 | 0 | 0 | 0 | 0 | 0
| Levelized Capital Costs by Reporting Type | NYISO_J-K | Northeast | Other | PS | 0 | 0 | 0 | 0 | 0 | 0 | PS | 0 | 0 | 0 | 0 | 0 | 0
| Levelized Capital Costs by Reporting Type | NYISO_J-K | Northeast | Other Renew | PV | 16.99 | 16.99 | 16.99 | 16.99 | 0 | 0 | PV | 16.99 | 16.99 | 16.99 | 16.99 | 0 | 0
| Levelized Capital Costs by Reporting Type | NYISO_J-K | Northeast | CT | PeakG | 0 | 0 | 0 | 0 | 0 | 0 | PeakG | 0 | 0 | 0 | 0 | 0 | 0
| Levelized Capital Costs by Reporting Type | NYISO_J-K | Northeast | CT | PeakO | 0 | 0 | 0 | 0 | 0 | 0 | PeakO | 0 | 0 | 0 | 0 | 0 | 0
| Levelized Capital Costs by Reporting Type | NYISO_J-K | Northeast | Other Renew | ST | 0 | 0 | 0 | 0 | 0 | 0 | ST | 0 | 0 | 0 | 0 | 0 | 0
| Levelized Capital Costs by Reporting Type | NYISO_J-K | Northeast | Steam O/G | STOG | 0 | 0 | 0 | 0 | 0 | 0 | STOG | 0 | 0 | 0 | 0 | 0 | 0
| Levelized Capital Costs by Reporting Type | NYISO_J-K | Northeast | Other Renew | STWD | 0 | 0 | 0 | 0 | 0 | 0 | STWD | 0 | 0 | 0 | 0 | 0 | 0
| Levelized Capital Costs by Reporting Type | NYISO_J-K | Northeast | On-shore Wind | WT | 0.01 | 0.01 | 0.02 | 0.04 | 89.42 | 89.42 | WT | 0 | 0 | 0 | 45.61 | 89.6 | 89.6
| Levelized Capital Costs by Reporting Type | NYISO_J-K | Northeast | Coal | IGCC | 0 | 0 | 0 | 0 | 0 | 0 | IGCC | 0 | 0 | 0 | 0 | 0 | 0
| Levelized Capital Costs by Reporting Type | NYISO_J-K | Northeast | DR | DemandResponse | 0 | 0 | 0 | 0 | 0 | 0 | DemandResponse | 0 | 0 | 0 | 0 | 0 | 0
| Levelized Capital Costs by Reporting Type | NYISO_J-K | Northeast | Coal-CCS | IGCC-CCS | 0 | 0 | 0 | 0 | 0 | 0 | IGCC-CCS | 0 | 0 | 0 | 0 | 0 | 0
| Levelized Capital Costs by Reporting Type | NYISO_J-K | Northeast | Off-shore Wind | WT_off | 0.02 | 0.03 | 0.03 | 0 | 0.01 | 0.01 | WT_off | 0 | 0 | 0 | 0 | 0 | 0
| Levelized Capital Costs by Reporting Type | NYISO_J-K | Northeast | Other | PseudoUnit | 0 | 0 | 0 | 0 | 0 | 0 | PseudoUnit | 0 | 0 | 0 | 0 | 0 | 0
| Levelized Capital Costs by Reporting Type | NYISO_J-K | Northeast | HQ/Maritimes | FixedInterchange | 0 | 0 | 0 | 0 | 0 | 0 | FixedInterchange | 0 | 0 | 0 | 0 | 0 | 0
Levelized Capital Costs by Reporting Type
| Levelized Capital Costs by Reporting Type |  |  |  | Levelized Capital Costs by Reporting Type: PJM_E | [6 empty] | Levelized Capital Costs by Reporting Type: PJM_E
| Levelized Capital Costs by Reporting Type |  |  |  | ReportingType | 2015 | 2020 | 2025 | 2030 | 2035 | 2040 | ReportingType | 2015 | 2020 | 2025 | 2030 | 2035 | 2040
| Levelized Capital Costs by Reporting Type | PJM_E | PJM_MAAC | Other Renew | BM | 14.48 | 14.48 | 14.48 | 14.48 | 14.49 | 14.5 | BM | 14.48 | 14.48 | 14.48 | 14.48 | 14.48 | 14.48
| Levelized Capital Costs by Reporting Type | PJM_E | PJM_MAAC | CC | CC | 673.31 | 673.32 | 673.32 | 673.33 | 582.41 | 0.02 | CC | 673.31 | 673.31 | 673.31 | 673.31 | 582.39 | 0
| Levelized Capital Costs by Reporting Type | PJM_E | PJM_MAAC | Other Renew | CSP | 0 | 0 | 0 | 0 | 0 | 0 | CSP | 0 | 0 | 0 | 0 | 0 | 0
| Levelized Capital Costs by Reporting Type | PJM_E | PJM_MAAC | CT | CT | 2.28 | 2.28 | 2.28 | 0 | 0 | 0 | CT | 2.28 | 2.28 | 2.28 | 0 | 0 | 0
| Levelized Capital Costs by Reporting Type | PJM_E | PJM_MAAC | Coal | Coal | 9.09 | 9.09 | 9.09 | 9.09 | 9.09 | 9.09 | Coal | 9.09 | 9.09 | 9.09 | 9.09 | 9.09 | 9.09
| Levelized Capital Costs by Reporting Type | PJM_E | PJM_MAAC | Other Renew | Geo | 0 | 0 | 0 | 0 | 0 | 0 | Geo | 0 | 0 | 0 | 0 | 0 | 0
| Levelized Capital Costs by Reporting Type | PJM_E | PJM_MAAC | Hydro | H | 0 | 0 | 0 | 0 | 0 | 0 | H | 0 | 0 | 0 | 0 | 0 | 0
| Levelized Capital Costs by Reporting Type | PJM_E | PJM_MAAC | Other Renew | LFG | 2.19 | 32.86 | 32.86 | 30.67 | 30.67 | 0 | LFG | 2.19 | 32.86 | 32.86 | 30.67 | 30.67 | 0
| Levelized Capital Costs by Reporting Type | PJM_E | PJM_MAAC | Nuclear | Nuc | 0 | 0 | 0 | 0.02 | 0.05 | 0.11 | Nuc | 0 | 0 | 0 | 0 | 0 | 0
| Levelized Capital Costs by Reporting Type | PJM_E | PJM_MAAC | Other | PS | 0 | 0 | 0 | 0 | 0 | 0 | PS | 0 | 0 | 0 | 0 | 0 | 0
| Levelized Capital Costs by Reporting Type | PJM_E | PJM_MAAC | Other Renew | PV | 11.04 | 11.04 | 11.04 | 11.04 | 0 | 0 | PV | 11.04 | 11.04 | 11.04 | 11.04 | 0 | 0
| Levelized Capital Costs by Reporting Type | PJM_E | PJM_MAAC | CT | PeakG | 0 | 0 | 0 | 0 | 0 | 0 | PeakG | 0 | 0 | 0 | 0 | 0 | 0
| Levelized Capital Costs by Reporting Type | PJM_E | PJM_MAAC | CT | PeakO | 0 | 0 | 0 | 0 | 0 | 0 | PeakO | 0 | 0 | 0 | 0 | 0 | 0
| Levelized Capital Costs by Reporting Type | PJM_E | PJM_MAAC | Other Renew | ST | 0 | 0 | 0 | 0 | 0 | 0 | ST | 0 | 0 | 0 | 0 | 0 | 0
| Levelized Capital Costs by Reporting Type | PJM_E | PJM_MAAC | Steam O/G | STOG | 0 | 0 | 0 | 0 | 0 | 0 | STOG | 0 | 0 | 0 | 0 | 0 | 0
| Levelized Capital Costs by Reporting Type | PJM_E | PJM_MAAC | Other Renew | STWD | 0 | 0 | 0 | 0 | 0 | 0 | STWD | 0 | 0 | 0 | 0 | 0 | 0
| Levelized Capital Costs by Reporting Type | PJM_E | PJM_MAAC | On-shore Wind | WT | 300.12 | 300.13 | 300.13 | 300.12 | 0.01 | 0.01 | WT | 300.12 | 300.12 | 300.12 | 300.12 | 0 | 0
| Levelized Capital Costs by Reporting Type | PJM_E | PJM_MAAC | Coal | IGCC | 0 | 0 | 0 | 0 | 0 | 0 | IGCC | 0 | 0 | 0 | 0 | 0 | 0
| Levelized Capital Costs by Reporting Type | PJM_E | PJM_MAAC | DR | DemandResponse | 0 | 0 | 0 | 0 | 0 | 0 | DemandResponse | 0 | 0 | 0 | 0 | 0 | 0
| Levelized Capital Costs by Reporting Type | PJM_E | PJM_MAAC | Coal-CCS | IGCC-CCS | 0 | 0 | 0 | 0.01 | 0.01 | 0.01 | IGCC-CCS | 0 | 0 | 0 | 0 | 0 | 0
| Levelized Capital Costs by Reporting Type | PJM_E | PJM_MAAC | Off-shore Wind | WT_off | 0.02 | 0.02 | 540.37 | 540.36 | 540.35 | 540.35 | WT_off | 0 | 0 | 540.35 | 540.35 | 540.35 | 540.35
| Levelized Capital Costs by Reporting Type | PJM_E | PJM_MAAC | Other | PseudoUnit | 0 | 0 | 0 | 0 | 0 | 0 | PseudoUnit | 0 | 0 | 0 | 0 | 0 | 0
| Levelized Capital Costs by Reporting Type | PJM_E | PJM_MAAC | HQ/Maritimes | FixedInterchange | 0 | 0 | 0 | 0 | 0 | 0 | FixedInterchange | 0 | 0 | 0 | 0 | 0 | 0
Levelized Capital Costs by Reporting Type
| Levelized Capital Costs by Reporting Type |  |  |  | Levelized Capital Costs by Reporting Type: PJM_ROM | [6 empty] | Levelized Capital Costs by Reporting Type: PJM_ROM
| Levelized Capital Costs by Reporting Type |  |  |  | ReportingType | 2015 | 2020 | 2025 | 2030 | 2035 | 2040 | ReportingType | 2015 | 2020 | 2025 | 2030 | 2035 | 2040
| Levelized Capital Costs by Reporting Type | PJM_ROM | PJM_MAAC | Other Renew | BM | 7.8 | 7.8 | 7.8 | 424.43 | 424.99 | 869.93 | BM | 7.8 | 7.8 | 7.8 | 7.8 | 7.83 | 869.99
| Levelized Capital Costs by Reporting Type | PJM_ROM | PJM_MAAC | CC | CC | 232.92 | 232.93 | 232.94 | 232.94 | 232.94 | 0.02 | CC | 232.92 | 232.92 | 232.92 | 232.92 | 232.92 | 0
| Levelized Capital Costs by Reporting Type | PJM_ROM | PJM_MAAC | Other Renew | CSP | 0 | 0 | 0 | 0 | 0 | 0 | CSP | 0 | 0 | 0 | 0 | 0 | 0
| Levelized Capital Costs by Reporting Type | PJM_ROM | PJM_MAAC | CT | CT | 1.4 | 1.4 | 1.4 | 1.4 | 0 | 0 | CT | 1.4 | 1.4 | 1.4 | 1.4 | 0 | 0
| Levelized Capital Costs by Reporting Type | PJM_ROM | PJM_MAAC | Coal | Coal | 10.21 | 10.21 | 10.21 | 10.21 | 10.21 | 10.21 | Coal | 10.21 | 10.21 | 10.21 | 10.21 | 10.21 | 10.21
| Levelized Capital Costs by Reporting Type | PJM_ROM | PJM_MAAC | Other Renew | Geo | 0 | 0 | 0 | 0 | 0 | 0 | Geo | 0 | 0 | 0 | 0 | 0 | 0
| Levelized Capital Costs by Reporting Type | PJM_ROM | PJM_MAAC | Hydro | H | 0 | 0.02 | 0.03 | 223.48 | 223.48 | 223.48 | H | 0 | 0 | 223.48 | 223.48 | 223.48 | 223.48
| Levelized Capital Costs by Reporting Type | PJM_ROM | PJM_MAAC | Other Renew | LFG | 3.93 | 57.29 | 57.29 | 55.71 | 53.36 | 0 | LFG | 3.93 | 57.29 | 57.29 | 55.71 | 53.36 | 0
| Levelized Capital Costs by Reporting Type | PJM_ROM | PJM_MAAC | Nuclear | Nuc | 0 | 0 | 0 | 0.04 | 0.15 | 4983.86 | Nuc | 0 | 0 | 0 | 0 | 4101.73 | 6681.96
| Levelized Capital Costs by Reporting Type | PJM_ROM | PJM_MAAC | Other | PS | 0 | 0 | 0 | 0 | 0 | 0 | PS | 0 | 0 | 0 | 0 | 0 | 0
| Levelized Capital Costs by Reporting Type | PJM_ROM | PJM_MAAC | Other Renew | PV | 0 | 474.44 | 718.17 | 772.72 | 777.01 | 322.09 | PV | 0 | 474.24 | 718.14 | 772.76 | 776.95 | 322.3
| Levelized Capital Costs by Reporting Type | PJM_ROM | PJM_MAAC | CT | PeakG | 0 | 0 | 0 | 0 | 0 | 0 | PeakG | 0 | 0 | 0 | 0 | 0 | 0
| Levelized Capital Costs by Reporting Type | PJM_ROM | PJM_MAAC | CT | PeakO | 0 | 0 | 0 | 0 | 0 | 0 | PeakO | 0 | 0 | 0 | 0 | 0 | 0
| Levelized Capital Costs by Reporting Type | PJM_ROM | PJM_MAAC | Other Renew | ST | 0 | 0 | 0 | 0 | 0 | 0 | ST | 0 | 0 | 0 | 0 | 0 | 0
| Levelized Capital Costs by Reporting Type | PJM_ROM | PJM_MAAC | Steam O/G | STOG | 0 | 0 | 0 | 0 | 0 | 0 | STOG | 0 | 0 | 0 | 0 | 0 | 0
| Levelized Capital Costs by Reporting Type | PJM_ROM | PJM_MAAC | Other Renew | STWD | 0 | 0 | 0 | 0 | 0 | 0 | STWD | 0 | 0 | 0 | 0 | 0 | 0
| Levelized Capital Costs by Reporting Type | PJM_ROM | PJM_MAAC | On-shore Wind | WT | 113.57 | 281.75 | 281.75 | 254.34 | 168.19 | 0.01 | WT | 113.55 | 281.73 | 281.73 | 254.32 | 168.17 | 0
| Levelized Capital Costs by Reporting Type | PJM_ROM | PJM_MAAC | Coal | IGCC | 0 | 0 | 0 | 0 | 0 | 0 | IGCC | 0 | 0 | 0 | 0 | 0 | 0
| Levelized Capital Costs by Reporting Type | PJM_ROM | PJM_MAAC | DR | DemandResponse | 0 | 0 | 0 | 0 | 0 | 0 | DemandResponse | 0 | 0 | 0 | 0 | 0 | 0
| Levelized Capital Costs by Reporting Type | PJM_ROM | PJM_MAAC | Coal-CCS | IGCC-CCS | 0 | 0 | 0 | 0.01 | 0.01 | 0.01 | IGCC-CCS | 0 | 0 | 0 | 0 | 0 | 0
| Levelized Capital Costs by Reporting Type | PJM_ROM | PJM_MAAC | Off-shore Wind | WT_off | 0.02 | 0.02 | 0.03 | 0.01 | 0.01 | 0.01 | WT_off | 0 | 0 | 0 | 0 | 0 | 0
| Levelized Capital Costs by Reporting Type | PJM_ROM | PJM_MAAC | Other | PseudoUnit | 0 | 0 | 0 | 0 | 0 | 0 | PseudoUnit | 0 | 0 | 0 | 0 | 0 | 0
| Levelized Capital Costs by Reporting Type | PJM_ROM | PJM_MAAC | HQ/Maritimes | FixedInterchange | 0 | 0 | 0 | 0 | 0 | 0 | FixedInterchange | 0 | 0 | 0 | 0 | 0 | 0
Levelized Capital Costs by Reporting Type
| Levelized Capital Costs by Reporting Type |  |  |  | Levelized Capital Costs by Reporting Type: PJM_ROR | [6 empty] | Levelized Capital Costs by Reporting Type: PJM_ROR
| Levelized Capital Costs by Reporting Type |  |  |  | ReportingType | 2015 | 2020 | 2025 | 2030 | 2035 | 2040 | ReportingType | 2015 | 2020 | 2025 | 2030 | 2035 | 2040
| Levelized Capital Costs by Reporting Type | PJM_ROR | PJM_ROR | Other Renew | BM | 165.77 | 165.77 | 165.77 | 165.77 | 1416.37 | 3221.56 | BM | 165.77 | 165.77 | 165.77 | 165.77 | 165.77 | 3695.9
| Levelized Capital Costs by Reporting Type | PJM_ROR | PJM_ROR | CC | CC | 1523.94 | 2285.84 | 2285.85 | 2285.86 | 2265.77 | 761.92 | CC | 2345.56 | 3167.34 | 3167.34 | 3167.34 | 3147.24 | 821.78
| Levelized Capital Costs by Reporting Type | PJM_ROR | PJM_ROR | Other Renew | CSP | 0 | 0 | 0 | 0 | 0 | 0 | CSP | 0 | 0 | 0 | 0 | 0 | 0
| Levelized Capital Costs by Reporting Type | PJM_ROR | PJM_ROR | CT | CT | 2.4 | 2.4 | 2.4 | 2.4 | 0 | 0 | CT | 2.4 | 2.4 | 2.4 | 2.4 | 0 | 0
| Levelized Capital Costs by Reporting Type | PJM_ROR | PJM_ROR | Coal | Coal | 648.6 | 648.6 | 648.6 | 648.6 | 648.6 | 648.6 | Coal | 648.6 | 648.6 | 648.6 | 648.6 | 648.6 | 648.6
| Levelized Capital Costs by Reporting Type | PJM_ROR | PJM_ROR | Other Renew | Geo | 0 | 0 | 0 | 0 | 0 | 0 | Geo | 0 | 0 | 0 | 0 | 0 | 0
| Levelized Capital Costs by Reporting Type | PJM_ROR | PJM_ROR | Hydro | H | 0 | 174.52 | 174.52 | 174.52 | 174.52 | 174.52 | H | 0 | 174.52 | 174.52 | 174.52 | 174.52 | 174.52
| Levelized Capital Costs by Reporting Type | PJM_ROR | PJM_ROR | Other Renew | LFG | 11.72 | 113.04 | 113.04 | 107.38 | 101.31 | 0 | LFG | 11.72 | 113.04 | 113.04 | 107.38 | 101.31 | 0
| Levelized Capital Costs by Reporting Type | PJM_ROR | PJM_ROR | Nuclear | Nuc | 0 | 0 | 0 | 235.92 | 2803.81 | 4030.45 | Nuc | 0 | 0 | 0 | 0 | 2496.08 | 13845.28
| Levelized Capital Costs by Reporting Type | PJM_ROR | PJM_ROR | Other | PS | 0 | 0 | 0 | 0 | 0 | 0 | PS | 0 | 0 | 0 | 0 | 0 | 0
| Levelized Capital Costs by Reporting Type | PJM_ROR | PJM_ROR | Other Renew | PV | 0 | 0.01 | 0.01 | 0.01 | 0.01 | 0.01 | PV | 0 | 0 | 0 | 0 | 0 | 0
| Levelized Capital Costs by Reporting Type | PJM_ROR | PJM_ROR | CT | PeakG | 0 | 0 | 0 | 0 | 0 | 0 | PeakG | 0 | 0 | 0 | 0 | 0 | 0
| Levelized Capital Costs by Reporting Type | PJM_ROR | PJM_ROR | CT | PeakO | 0 | 0 | 0 | 0 | 0 | 0 | PeakO | 0 | 0 | 0 | 0 | 0 | 0
| Levelized Capital Costs by Reporting Type | PJM_ROR | PJM_ROR | Other Renew | ST | 0 | 0 | 0 | 0 | 0 | 0 | ST | 0 | 0 | 0 | 0 | 0 | 0
| Levelized Capital Costs by Reporting Type | PJM_ROR | PJM_ROR | Steam O/G | STOG | 0 | 0 | 0 | 0 | 0 | 0 | STOG | 0 | 0 | 0 | 0 | 0 | 0
| Levelized Capital Costs by Reporting Type | PJM_ROR | PJM_ROR | Other Renew | STWD | 0 | 0 | 0 | 0 | 0 | 0 | STWD | 0 | 0 | 0 | 0 | 0 | 0
| Levelized Capital Costs by Reporting Type | PJM_ROR | PJM_ROR | On-shore Wind | WT | 1894.89 | 1934.85 | 1934.85 | 1148 | 39.96 | 0 | WT | 1894.89 | 1934.85 | 3355.54 | 7596.83 | 6488.79 | 6448.83
| Levelized Capital Costs by Reporting Type | PJM_ROR | PJM_ROR | Coal | IGCC | 0 | 0 | 0 | 0 | 0 | 0 | IGCC | 0 | 0 | 0 | 0 | 0 | 0
| Levelized Capital Costs by Reporting Type | PJM_ROR | PJM_ROR | DR | DemandResponse | 0 | 0 | 0 | 0 | 0 | 0 | DemandResponse | 0 | 0 | 0 | 0 | 0 | 0
| Levelized Capital Costs by Reporting Type | PJM_ROR | PJM_ROR | Coal-CCS | IGCC-CCS | 0 | 0 | 0 | 0.01 | 0.01 | 0.01 | IGCC-CCS | 0 | 0 | 0 | 0 | 0 | 0
| Levelized Capital Costs by Reporting Type | PJM_ROR | PJM_ROR | Off-shore Wind | WT_off | 0.04 | 0.04 | 0.05 | 0.04 | 0.01 | 0 | WT_off | 0 | 0 | 0 | 0 | 0 | 0
| Levelized Capital Costs by Reporting Type | PJM_ROR | PJM_ROR | Other | PseudoUnit | 0 | 0 | 0 | 0 | 0 | 0 | PseudoUnit | 0 | 0 | 0 | 0 | 0 | 0
| Levelized Capital Costs by Reporting Type | PJM_ROR | PJM_ROR | HQ/Maritimes | FixedInterchange | 0 | 0 | 0 | 0 | 0 | 0 | FixedInterchange | 0 | 0 | 0 | 0 | 0 | 0
Levelized Capital Costs by Reporting Type
| Levelized Capital Costs by Reporting Type |  |  |  | Levelized Capital Costs by Reporting Type: SOCO | [6 empty] | Levelized Capital Costs by Reporting Type: SOCO
| Levelized Capital Costs by Reporting Type |  |  |  | ReportingType | 2015 | 2020 | 2025 | 2030 | 2035 | 2040 | ReportingType | 2015 | 2020 | 2025 | 2030 | 2035 | 2040
| Levelized Capital Costs by Reporting Type | SOCO | South | Other Renew | BM | 21 | 21 | 21 | 21 | 2130.87 | 2130.97 | BM | 21 | 21 | 21 | 21 | 1213.43 | 2130.99
| Levelized Capital Costs by Reporting Type | SOCO | South | CC | CC | 731.88 | 1258.54 | 1258.55 | 1258.56 | 1258.55 | 526.68 | CC | 815.13 | 1340.75 | 1340.75 | 1340.75 | 1340.75 | 525.62
| Levelized Capital Costs by Reporting Type | SOCO | South | Other Renew | CSP | 0 | 0 | 0 | 0 | 0 | 0 | CSP | 0 | 0 | 0 | 0 | 0 | 0
| Levelized Capital Costs by Reporting Type | SOCO | South | CT | CT | 0 | 0 | 0.01 | 0 | 0 | 0 | CT | 0 | 0 | 0 | 0 | 0 | 0
| Levelized Capital Costs by Reporting Type | SOCO | South | Coal | Coal | 0 | 0.01 | 0.01 | 0.01 | 0.01 | 0.01 | Coal | 0 | 0 | 0 | 0 | 0 | 0
| Levelized Capital Costs by Reporting Type | SOCO | South | Other Renew | Geo | 0 | 0 | 0 | 0 | 0 | 0 | Geo | 0 | 0 | 0 | 0 | 0 | 0
| Levelized Capital Costs by Reporting Type | SOCO | South | Hydro | H | 0 | 0 | 0 | 0.01 | 0.01 | 0.01 | H | 0 | 0 | 0 | 0 | 0 | 0
| Levelized Capital Costs by Reporting Type | SOCO | South | Other Renew | LFG | 0 | 0 | 19.65 | 19.65 | 19.65 | 19.65 | LFG | 0 | 0 | 19.65 | 19.65 | 19.65 | 19.65
| Levelized Capital Costs by Reporting Type | SOCO | South | Nuclear | Nuc | 0 | 1254.21 | 1254.21 | 1353.73 | 8197.28 | 12655.74 | Nuc | 0 | 1254.21 | 1254.21 | 5780.8 | 9007.73 | 11808.79
| Levelized Capital Costs by Reporting Type | SOCO | South | Other | PS | 0 | 0 | 0 | 0 | 0 | 0 | PS | 0 | 0 | 0 | 0 | 0 | 0
| Levelized Capital Costs by Reporting Type | SOCO | South | Other Renew | PV | 0 | 0 | 0.01 | 0 | 0 | 0 | PV | 0 | 0 | 0 | 0 | 0 | 0
| Levelized Capital Costs by Reporting Type | SOCO | South | CT | PeakG | 0 | 0 | 0 | 0 | 0 | 0 | PeakG | 0 | 0 | 0 | 0 | 0 | 0
| Levelized Capital Costs by Reporting Type | SOCO | South | CT | PeakO | 0 | 0 | 0 | 0 | 0 | 0 | PeakO | 0 | 0 | 0 | 0 | 0 | 0
| Levelized Capital Costs by Reporting Type | SOCO | South | Other Renew | ST | 0 | 0 | 0 | 0 | 0 | 0 | ST | 0 | 0 | 0 | 0 | 0 | 0
| Levelized Capital Costs by Reporting Type | SOCO | South | Steam O/G | STOG | 0 | 0 | 0 | 0 | 0 | 0 | STOG | 0 | 0 | 0 | 0 | 0 | 0
| Levelized Capital Costs by Reporting Type | SOCO | South | Other Renew | STWD | 0 | 0 | 0 | 0 | 0 | 0 | STWD | 0 | 0 | 0 | 0 | 0 | 0
| Levelized Capital Costs by Reporting Type | SOCO | South | On-shore Wind | WT | 0 | 0.01 | 0.01 | 0.01 | 0 | 0 | WT | 0 | 0 | 0 | 0 | 20.78 | 20.78
| Levelized Capital Costs by Reporting Type | SOCO | South | Coal | IGCC | 0 | 0.01 | 0.01 | 0.01 | 0.01 | 0.01 | IGCC | 0 | 0 | 0 | 0 | 0 | 0
| Levelized Capital Costs by Reporting Type | SOCO | South | DR | DemandResponse | 0 | 0 | 0 | 0 | 0 | 0 | DemandResponse | 0 | 0 | 0 | 0 | 0 | 0
| Levelized Capital Costs by Reporting Type | SOCO | South | Coal-CCS | IGCC-CCS | 0 | 0.01 | 0.01 | 0.01 | 0.02 | 0.02 | IGCC-CCS | 0 | 0 | 0 | 0 | 0 | 0
| Levelized Capital Costs by Reporting Type | SOCO | South | Off-shore Wind | WT_off | 0 | 0 | 0 | 0 | 0 | 0 | WT_off | 0 | 0 | 0 | 0 | 0 | 0
| Levelized Capital Costs by Reporting Type | SOCO | South | Other | PseudoUnit | 0 | 0 | 0 | 0 | 0 | 0 | PseudoUnit | 0 | 0 | 0 | 0 | 0 | 0
| Levelized Capital Costs by Reporting Type | SOCO | South | HQ/Maritimes | FixedInterchange | 0 | 0 | 0 | 0 | 0 | 0 | FixedInterchange | 0 | 0 | 0 | 0 | 0 | 0
Levelized Capital Costs by Reporting Type
| Levelized Capital Costs by Reporting Type |  |  |  | Levelized Capital Costs by Reporting Type: SPP_N | [6 empty] | Levelized Capital Costs by Reporting Type: SPP_N
| Levelized Capital Costs by Reporting Type |  |  |  | ReportingType | 2015 | 2020 | 2025 | 2030 | 2035 | 2040 | ReportingType | 2015 | 2020 | 2025 | 2030 | 2035 | 2040
| Levelized Capital Costs by Reporting Type | SPP_N | Southwest | Other Renew | BM | 0 | 0 | 0 | 0 | 0.01 | 0.01 | BM | 0 | 0 | 0 | 0 | 0 | 0
| Levelized Capital Costs by Reporting Type | SPP_N | Southwest | CC | CC | 0.02 | 0.03 | 0.04 | 0.05 | 0.05 | 0.04 | CC | 0.01 | 147.63 | 147.63 | 147.63 | 147.63 | 147.63
| Levelized Capital Costs by Reporting Type | SPP_N | Southwest | Other Renew | CSP | 0 | 0 | 0 | 0 | 0 | 0 | CSP | 0 | 0 | 0 | 0 | 0 | 0
| Levelized Capital Costs by Reporting Type | SPP_N | Southwest | CT | CT | 0 | 0.01 | 0.01 | 20.68 | 127.88 | 127.87 | CT | 0 | 0 | 0 | 22.59 | 34.76 | 34.76
| Levelized Capital Costs by Reporting Type | SPP_N | Southwest | Coal | Coal | 128.56 | 128.57 | 128.57 | 128.57 | 128.57 | 128.57 | Coal | 128.56 | 128.56 | 128.56 | 128.56 | 128.56 | 128.56
| Levelized Capital Costs by Reporting Type | SPP_N | Southwest | Other Renew | Geo | 0 | 0 | 0 | 0 | 0 | 0 | Geo | 0 | 0 | 0 | 0 | 0 | 0
| Levelized Capital Costs by Reporting Type | SPP_N | Southwest | Hydro | H | 0 | 0 | 0 | 0 | 0 | 0 | H | 0 | 0 | 0 | 0 | 0 | 0
| Levelized Capital Costs by Reporting Type | SPP_N | Southwest | Other Renew | LFG | 0 | 0 | 0 | 17.62 | 17.62 | 17.62 | LFG | 0 | 0 | 0 | 17.63 | 17.63 | 17.63
| Levelized Capital Costs by Reporting Type | SPP_N | Southwest | Nuclear | Nuc | 0 | 0 | 0 | 0 | 0.01 | 0.01 | Nuc | 0 | 0 | 0 | 0 | 0 | 0
| Levelized Capital Costs by Reporting Type | SPP_N | Southwest | Other | PS | 0 | 0 | 0 | 0 | 0 | 0 | PS | 0 | 0 | 0 | 0 | 0 | 0
| Levelized Capital Costs by Reporting Type | SPP_N | Southwest | Other Renew | PV | 0.01 | 0.01 | 0.01 | 0 | 0 | 0 | PV | 0 | 0 | 0 | 0 | 0 | 0
| Levelized Capital Costs by Reporting Type | SPP_N | Southwest | CT | PeakG | 0 | 0 | 0 | 0 | 0 | 0 | PeakG | 0 | 0 | 0 | 0 | 0 | 0
| Levelized Capital Costs by Reporting Type | SPP_N | Southwest | CT | PeakO | 0 | 0 | 0 | 0 | 0 | 0 | PeakO | 0 | 0 | 0 | 0 | 0 | 0
| Levelized Capital Costs by Reporting Type | SPP_N | Southwest | Other Renew | ST | 0 | 0 | 0 | 0 | 0 | 0 | ST | 0 | 0 | 0 | 0 | 0 | 0
| Levelized Capital Costs by Reporting Type | SPP_N | Southwest | Steam O/G | STOG | 0 | 0 | 0 | 0 | 0 | 0 | STOG | 0 | 0 | 0 | 0 | 0 | 0
| Levelized Capital Costs by Reporting Type | SPP_N | Southwest | Other Renew | STWD | 0 | 0 | 0 | 0 | 0 | 0 | STWD | 0 | 0 | 0 | 0 | 0 | 0
| Levelized Capital Costs by Reporting Type | SPP_N | Southwest | On-shore Wind | WT | 0.01 | 6731.2 | 13371.18 | 13371.19 | 13371.19 | 7339.78 | WT | 0 | 4469.13 | 5460.6 | 5738.87 | 7844.14 | 3605.56
| Levelized Capital Costs by Reporting Type | SPP_N | Southwest | Coal | IGCC | 0 | 0 | 0 | 0 | 0 | 0 | IGCC | 0 | 0 | 0 | 0 | 0 | 0
| Levelized Capital Costs by Reporting Type | SPP_N | Southwest | DR | DemandResponse | 0 | 0 | 0 | 0 | 0 | 0 | DemandResponse | 0 | 0 | 0 | 0 | 0 | 0
| Levelized Capital Costs by Reporting Type | SPP_N | Southwest | Coal-CCS | IGCC-CCS | 0 | 0 | 0 | 0 | 0.01 | 0.01 | IGCC-CCS | 0 | 0 | 0 | 0 | 0 | 0
| Levelized Capital Costs by Reporting Type | SPP_N | Southwest | Off-shore Wind | WT_off | 0 | 0 | 0 | 0 | 0 | 0 | WT_off | 0 | 0 | 0 | 0 | 0 | 0
| Levelized Capital Costs by Reporting Type | SPP_N | Southwest | Other | PseudoUnit | 0 | 0 | 0 | 0 | 0 | 0 | PseudoUnit | 0 | 0 | 0 | 0 | 0 | 0
| Levelized Capital Costs by Reporting Type | SPP_N | Southwest | HQ/Maritimes | FixedInterchange | 0 | 0 | 0 | 0 | 0 | 0 | FixedInterchange | 0 | 0 | 0 | 0 | 0 | 0
Levelized Capital Costs by Reporting Type
| Levelized Capital Costs by Reporting Type |  |  |  | Levelized Capital Costs by Reporting Type: SPP_S | [6 empty] | Levelized Capital Costs by Reporting Type: SPP_S
| Levelized Capital Costs by Reporting Type |  |  |  | ReportingType | 2015 | 2020 | 2025 | 2030 | 2035 | 2040 | ReportingType | 2015 | 2020 | 2025 | 2030 | 2035 | 2040
| Levelized Capital Costs by Reporting Type | SPP_S | Southwest | Other Renew | BM | 0 | 0 | 0 | 0 | 0.01 | 0.01 | BM | 0 | 0 | 0 | 0 | 0 | 0
| Levelized Capital Costs by Reporting Type | SPP_S | Southwest | CC | CC | 0.03 | 0.04 | 0.06 | 0.08 | 0.08 | 0.06 | CC | 0 | 478.4 | 478.4 | 478.4 | 478.4 | 478.4
| Levelized Capital Costs by Reporting Type | SPP_S | Southwest | Other Renew | CSP | 0 | 0 | 0 | 0 | 0 | 0 | CSP | 0 | 0 | 0 | 0 | 0 | 0
| Levelized Capital Costs by Reporting Type | SPP_S | Southwest | CT | CT | 33.21 | 56.93 | 56.93 | 69.73 | 159.63 | 135.92 | CT | 33.21 | 56.93 | 56.93 | 56.93 | 23.72 | 0.01
| Levelized Capital Costs by Reporting Type | SPP_S | Southwest | Coal | Coal | 273.14 | 273.15 | 273.15 | 273.15 | 273.15 | 273.15 | Coal | 273.14 | 273.14 | 273.14 | 273.14 | 273.14 | 273.14
| Levelized Capital Costs by Reporting Type | SPP_S | Southwest | Other Renew | Geo | 0 | 0 | 0 | 0 | 0 | 0 | Geo | 0 | 0 | 0 | 0 | 0 | 0
| Levelized Capital Costs by Reporting Type | SPP_S | Southwest | Hydro | H | 0 | 0 | 0 | 0.01 | 30 | 30 | H | 0 | 0 | 0 | 0 | 0 | 30
| Levelized Capital Costs by Reporting Type | SPP_S | Southwest | Other Renew | LFG | 0 | 0 | 0 | 17.62 | 17.62 | 17.62 | LFG | 0 | 0 | 0 | 17.63 | 17.63 | 17.63
| Levelized Capital Costs by Reporting Type | SPP_S | Southwest | Nuclear | Nuc | 0 | 0 | 0 | 0 | 0.01 | 0.01 | Nuc | 0 | 0 | 0 | 0 | 0 | 0
| Levelized Capital Costs by Reporting Type | SPP_S | Southwest | Other | PS | 0 | 0 | 0 | 0 | 0 | 0 | PS | 0 | 0 | 0 | 0 | 0 | 0
| Levelized Capital Costs by Reporting Type | SPP_S | Southwest | Other Renew | PV | 0.01 | 0.01 | 0.01 | 0 | 0 | 0 | PV | 0 | 0 | 0 | 0 | 0 | 0
| Levelized Capital Costs by Reporting Type | SPP_S | Southwest | CT | PeakG | 0 | 0 | 0 | 0 | 0 | 0 | PeakG | 0 | 0 | 0 | 0 | 0 | 0
| Levelized Capital Costs by Reporting Type | SPP_S | Southwest | CT | PeakO | 0 | 0 | 0 | 0 | 0 | 0 | PeakO | 0 | 0 | 0 | 0 | 0 | 0
| Levelized Capital Costs by Reporting Type | SPP_S | Southwest | Other Renew | ST | 0 | 0 | 0 | 0 | 0 | 0 | ST | 0 | 0 | 0 | 0 | 0 | 0
| Levelized Capital Costs by Reporting Type | SPP_S | Southwest | Steam O/G | STOG | 0 | 0 | 0 | 0 | 0 | 0 | STOG | 0 | 0 | 0 | 0 | 0 | 0
| Levelized Capital Costs by Reporting Type | SPP_S | Southwest | Other Renew | STWD | 0 | 0 | 0 | 0 | 0 | 0 | STWD | 0 | 0 | 0 | 0 | 0 | 0
| Levelized Capital Costs by Reporting Type | SPP_S | Southwest | On-shore Wind | WT | 92.65 | 9082.79 | 9082.81 | 9082.81 | 8990.17 | 0.04 | WT | 92.65 | 7134.97 | 7134.97 | 7816.63 | 8286.64 | 1611.45
| Levelized Capital Costs by Reporting Type | SPP_S | Southwest | Coal | IGCC | 0 | 0 | 0 | 0.01 | 0.01 | 0.01 | IGCC | 0 | 0 | 0 | 0 | 0 | 0
| Levelized Capital Costs by Reporting Type | SPP_S | Southwest | DR | DemandResponse | 0 | 0 | 0 | 0 | 0 | 0 | DemandResponse | 0 | 0 | 0 | 0 | 0 | 0
| Levelized Capital Costs by Reporting Type | SPP_S | Southwest | Coal-CCS | IGCC-CCS | 0 | 0 | 0 | 0.01 | 0.01 | 0.01 | IGCC-CCS | 0 | 0 | 0 | 0 | 0 | 0
| Levelized Capital Costs by Reporting Type | SPP_S | Southwest | Off-shore Wind | WT_off | 0 | 0 | 0 | 0 | 0 | 0 | WT_off | 0 | 0 | 0 | 0 | 0 | 0
| Levelized Capital Costs by Reporting Type | SPP_S | Southwest | Other | PseudoUnit | 0 | 0 | 0 | 0 | 0 | 0 | PseudoUnit | 0 | 0 | 0 | 0 | 0 | 0
| Levelized Capital Costs by Reporting Type | SPP_S | Southwest | HQ/Maritimes | FixedInterchange | 0 | 0 | 0 | 0 | 0 | 0 | FixedInterchange | 0 | 0 | 0 | 0 | 0 | 0
Levelized Capital Costs by Reporting Type
| Levelized Capital Costs by Reporting Type |  |  |  | Levelized Capital Costs by Reporting Type: TVA | [6 empty] | Levelized Capital Costs by Reporting Type: TVA
| Levelized Capital Costs by Reporting Type |  |  |  | ReportingType | 2015 | 2020 | 2025 | 2030 | 2035 | 2040 | ReportingType | 2015 | 2020 | 2025 | 2030 | 2035 | 2040
| Levelized Capital Costs by Reporting Type | TVA | South | Other Renew | BM | 0 | 0 | 0 | 0 | 2367.98 | 2368 | BM | 0 | 0 | 0 | 0 | 2368.02 | 2368.02
| Levelized Capital Costs by Reporting Type | TVA | South | CC | CC | 357.92 | 863.34 | 863.34 | 863.35 | 828.87 | 505.43 | CC | 472.04 | 976.17 | 976.17 | 976.17 | 941.7 | 504.14
| Levelized Capital Costs by Reporting Type | TVA | South | Other Renew | CSP | 0 | 0 | 0 | 0 | 0 | 0 | CSP | 0 | 0 | 0 | 0 | 0 | 0
| Levelized Capital Costs by Reporting Type | TVA | South | CT | CT | 0 | 0 | 0 | 0 | 0 | 0 | CT | 0 | 0 | 0 | 0 | 0 | 0
| Levelized Capital Costs by Reporting Type | TVA | South | Coal | Coal | 0 | 0 | 0 | 0 | 0 | 0 | Coal | 0 | 0 | 0 | 0 | 0 | 0
| Levelized Capital Costs by Reporting Type | TVA | South | Other Renew | Geo | 0 | 0 | 0 | 0 | 0 | 0 | Geo | 0 | 0 | 0 | 0 | 0 | 0
| Levelized Capital Costs by Reporting Type | TVA | South | Hydro | H | 0 | 0 | 8.87 | 8.9 | 8.9 | 8.9 | H | 0 | 0 | 8.9 | 8.9 | 8.9 | 8.9
| Levelized Capital Costs by Reporting Type | TVA | South | Other Renew | LFG | 0 | 0 | 19.35 | 19.35 | 19.35 | 19.35 | LFG | 0 | 0 | 19.35 | 19.35 | 19.35 | 19.35
| Levelized Capital Costs by Reporting Type | TVA | South | Nuclear | Nuc | 684.91 | 684.91 | 684.91 | 1368.21 | 2613.46 | 4561.65 | Nuc | 684.91 | 684.91 | 684.91 | 684.91 | 1420.01 | 3885.8
| Levelized Capital Costs by Reporting Type | TVA | South | Other | PS | 0 | 0 | 0 | 0 | 0 | 0 | PS | 0 | 0 | 0 | 0 | 0 | 0
| Levelized Capital Costs by Reporting Type | TVA | South | Other Renew | PV | 0 | 0 | 0.01 | 0 | 0 | 0 | PV | 0 | 0 | 0 | 0 | 0 | 0
| Levelized Capital Costs by Reporting Type | TVA | South | CT | PeakG | 0 | 0 | 0 | 0 | 0 | 0 | PeakG | 0 | 0 | 0 | 0 | 0 | 0
| Levelized Capital Costs by Reporting Type | TVA | South | CT | PeakO | 0 | 0 | 0 | 0 | 0 | 0 | PeakO | 0 | 0 | 0 | 0 | 0 | 0
| Levelized Capital Costs by Reporting Type | TVA | South | Other Renew | ST | 0 | 0 | 0 | 0 | 0 | 0 | ST | 0 | 0 | 0 | 0 | 0 | 0
| Levelized Capital Costs by Reporting Type | TVA | South | Steam O/G | STOG | 0 | 0 | 0 | 0 | 0 | 0 | STOG | 0 | 0 | 0 | 0 | 0 | 0
| Levelized Capital Costs by Reporting Type | TVA | South | Other Renew | STWD | 0 | 0 | 0 | 0 | 0 | 0 | STWD | 0 | 0 | 0 | 0 | 0 | 0
| Levelized Capital Costs by Reporting Type | TVA | South | On-shore Wind | WT | 0 | 0.01 | 0.01 | 0.01 | 0 | 0 | WT | 0 | 0 | 0 | 0 | 20.59 | 20.59
| Levelized Capital Costs by Reporting Type | TVA | South | Coal | IGCC | 0 | 0 | 0 | 0 | 0 | 0 | IGCC | 0 | 0 | 0 | 0 | 0 | 0
| Levelized Capital Costs by Reporting Type | TVA | South | DR | DemandResponse | 0 | 0 | 0 | 0 | 0 | 0 | DemandResponse | 0 | 0 | 0 | 0 | 0 | 0
| Levelized Capital Costs by Reporting Type | TVA | South | Coal-CCS | IGCC-CCS | 0 | 0 | 0.01 | 0.01 | 0.01 | 0.02 | IGCC-CCS | 0 | 0 | 0 | 0 | 0 | 0
| Levelized Capital Costs by Reporting Type | TVA | South | Off-shore Wind | WT_off | 0 | 0 | 0 | 0 | 0 | 0 | WT_off | 0 | 0 | 0 | 0 | 0 | 0
| Levelized Capital Costs by Reporting Type | TVA | South | Other | PseudoUnit | 0 | 0 | 0 | 0 | 0 | 0 | PseudoUnit | 0 | 0 | 0 | 0 | 0 | 0
| Levelized Capital Costs by Reporting Type | TVA | South | HQ/Maritimes | FixedInterchange | 0 | 0 | 0 | 0 | 0 | 0 | FixedInterchange | 0 | 0 | 0 | 0 | 0 | 0
Levelized Capital Costs by Reporting Type
| Levelized Capital Costs by Reporting Type |  |  |  | Levelized Capital Costs by Reporting Type: TVA_Transmission | [6 empty] | Levelized Capital Costs by Reporting Type: TVA_Transmission
| Levelized Capital Costs by Reporting Type |  |  |  | ReportingType | 2015 | 2020 | 2025 | 2030 | 2035 | 2040 | ReportingType | 2015 | 2020 | 2025 | 2030 | 2035 | 2040
| Levelized Capital Costs by Reporting Type | TVA_Transmission | South | Other Renew | BM | 0 | 0 | 0 | 0 | 0 | 0 | BM | 0 | 0 | 0 | 0 | 0 | 0
| Levelized Capital Costs by Reporting Type | TVA_Transmission | South | CC | CC | 0 | 0 | 0 | 0 | 0 | 0 | CC | 0 | 0 | 0 | 0 | 0 | 0
| Levelized Capital Costs by Reporting Type | TVA_Transmission | South | Other Renew | CSP | 0 | 0 | 0 | 0 | 0 | 0 | CSP | 0 | 0 | 0 | 0 | 0 | 0
| Levelized Capital Costs by Reporting Type | TVA_Transmission | South | CT | CT | 0 | 0 | 0 | 0 | 0 | 0 | CT | 0 | 0 | 0 | 0 | 0 | 0
| Levelized Capital Costs by Reporting Type | TVA_Transmission | South | Coal | Coal | 0 | 0 | 0 | 0 | 0 | 0 | Coal | 0 | 0 | 0 | 0 | 0 | 0
| Levelized Capital Costs by Reporting Type | TVA_Transmission | South | Other Renew | Geo | 0 | 0 | 0 | 0 | 0 | 0 | Geo | 0 | 0 | 0 | 0 | 0 | 0
| Levelized Capital Costs by Reporting Type | TVA_Transmission | South | Hydro | H | 0 | 0 | 0 | 0 | 0 | 0 | H | 0 | 0 | 0 | 0 | 0 | 0
| Levelized Capital Costs by Reporting Type | TVA_Transmission | South | Other Renew | LFG | 0 | 0 | 0 | 0 | 0 | 0 | LFG | 0 | 0 | 0 | 0 | 0 | 0
| Levelized Capital Costs by Reporting Type | TVA_Transmission | South | Nuclear | Nuc | 0 | 0 | 0 | 0 | 0 | 0 | Nuc | 0 | 0 | 0 | 0 | 0 | 0
| Levelized Capital Costs by Reporting Type | TVA_Transmission | South | Other | PS | 0 | 0 | 0 | 0 | 0 | 0 | PS | 0 | 0 | 0 | 0 | 0 | 0
| Levelized Capital Costs by Reporting Type | TVA_Transmission | South | Other Renew | PV | 0 | 0 | 0 | 0 | 0 | 0 | PV | 0 | 0 | 0 | 0 | 0 | 0
| Levelized Capital Costs by Reporting Type | TVA_Transmission | South | CT | PeakG | 0 | 0 | 0 | 0 | 0 | 0 | PeakG | 0 | 0 | 0 | 0 | 0 | 0
| Levelized Capital Costs by Reporting Type | TVA_Transmission | South | CT | PeakO | 0 | 0 | 0 | 0 | 0 | 0 | PeakO | 0 | 0 | 0 | 0 | 0 | 0
| Levelized Capital Costs by Reporting Type | TVA_Transmission | South | Other Renew | ST | 0 | 0 | 0 | 0 | 0 | 0 | ST | 0 | 0 | 0 | 0 | 0 | 0
| Levelized Capital Costs by Reporting Type | TVA_Transmission | South | Steam O/G | STOG | 0 | 0 | 0 | 0 | 0 | 0 | STOG | 0 | 0 | 0 | 0 | 0 | 0
| Levelized Capital Costs by Reporting Type | TVA_Transmission | South | Other Renew | STWD | 0 | 0 | 0 | 0 | 0 | 0 | STWD | 0 | 0 | 0 | 0 | 0 | 0
| Levelized Capital Costs by Reporting Type | TVA_Transmission | South | On-shore Wind | WT | 0 | 0 | 0 | 0 | 0 | 0 | WT | 0 | 0 | 0 | 0 | 0 | 0
| Levelized Capital Costs by Reporting Type | TVA_Transmission | South | Coal | IGCC | 0 | 0 | 0 | 0 | 0 | 0 | IGCC | 0 | 0 | 0 | 0 | 0 | 0
| Levelized Capital Costs by Reporting Type | TVA_Transmission | South | DR | DemandResponse | 0 | 0 | 0 | 0 | 0 | 0 | DemandResponse | 0 | 0 | 0 | 0 | 0 | 0
| Levelized Capital Costs by Reporting Type | TVA_Transmission | South | Coal-CCS | IGCC-CCS | 0 | 0 | 0 | 0 | 0 | 0 | IGCC-CCS | 0 | 0 | 0 | 0 | 0 | 0
| Levelized Capital Costs by Reporting Type | TVA_Transmission | South | Off-shore Wind | WT_off | 0 | 0 | 0 | 0 | 0 | 0 | WT_off | 0 | 0 | 0 | 0 | 0 | 0
| Levelized Capital Costs by Reporting Type | TVA_Transmission | South | Other | PseudoUnit | 0 | 0 | 0 | 0 | 0 | 0 | PseudoUnit | 0 | 0 | 0 | 0 | 0 | 0
| Levelized Capital Costs by Reporting Type | TVA_Transmission | South | HQ/Maritimes | FixedInterchange | 0 | 0 | 0 | 0 | 0 | 0 | FixedInterchange | 0 | 0 | 0 | 0 | 0 | 0
Levelized Capital Costs by Reporting Type
| Levelized Capital Costs by Reporting Type |  |  |  | Levelized Capital Costs by Reporting Type: VACAR | [6 empty] | Levelized Capital Costs by Reporting Type: VACAR
| Levelized Capital Costs by Reporting Type |  |  |  | ReportingType | 2015 | 2020 | 2025 | 2030 | 2035 | 2040 | ReportingType | 2015 | 2020 | 2025 | 2030 | 2035 | 2040
| Levelized Capital Costs by Reporting Type | VACAR | South | Other Renew | BM | 0.33 | 58.62 | 227.8 | 231.65 | 2199.04 | 2199.04 | BM | 0.34 | 58.37 | 227.66 | 231.54 | 231.54 | 2199.04
| Levelized Capital Costs by Reporting Type | VACAR | South | CC | CC | 1539.79 | 1539.81 | 1539.82 | 1539.82 | 1539.82 | 0.03 | CC | 1613.1 | 1613.1 | 1613.1 | 1613.1 | 1613.1 | 0
| Levelized Capital Costs by Reporting Type | VACAR | South | Other Renew | CSP | 0 | 0 | 0 | 0 | 0 | 0 | CSP | 0 | 0 | 0 | 0 | 0 | 0
| Levelized Capital Costs by Reporting Type | VACAR | South | CT | CT | 60.99 | 60.99 | 60.99 | 0 | 0 | 0 | CT | 60.99 | 60.99 | 60.99 | 0 | 0 | 0
| Levelized Capital Costs by Reporting Type | VACAR | South | Coal | Coal | 220.45 | 220.45 | 220.45 | 220.45 | 220.45 | 220.45 | Coal | 220.45 | 220.45 | 220.45 | 220.45 | 220.45 | 220.45
| Levelized Capital Costs by Reporting Type | VACAR | South | Other Renew | Geo | 0 | 0 | 0 | 0 | 0 | 0 | Geo | 0 | 0 | 0 | 0 | 0 | 0
| Levelized Capital Costs by Reporting Type | VACAR | South | Hydro | H | 0 | 0 | 0 | 0.01 | 0.01 | 0.02 | H | 0 | 0 | 0 | 0 | 0 | 0
| Levelized Capital Costs by Reporting Type | VACAR | South | Other Renew | LFG | 0 | 19.57 | 19.57 | 19.57 | 19.57 | 0 | LFG | 0.06 | 19.57 | 19.57 | 19.57 | 19.51 | 0
| Levelized Capital Costs by Reporting Type | VACAR | South | Nuclear | Nuc | 0 | 1320.06 | 1320.06 | 4298.61 | 6337.27 | 11810.15 | Nuc | 0 | 1320.06 | 2934.4 | 3912.81 | 3912.81 | 3912.81
| Levelized Capital Costs by Reporting Type | VACAR | South | Other | PS | 0 | 0 | 0 | 0 | 0 | 0 | PS | 0 | 0 | 0 | 0 | 0 | 0
| Levelized Capital Costs by Reporting Type | VACAR | South | Other Renew | PV | 0 | 42.44 | 43.12 | 43.35 | 43.35 | 1.79 | PV | 0 | 42.43 | 43.12 | 43.35 | 43.35 | 42.51
| Levelized Capital Costs by Reporting Type | VACAR | South | CT | PeakG | 0 | 0 | 0 | 0 | 0 | 0 | PeakG | 0 | 0 | 0 | 0 | 0 | 0
| Levelized Capital Costs by Reporting Type | VACAR | South | CT | PeakO | 0 | 0 | 0 | 0 | 0 | 0 | PeakO | 0 | 0 | 0 | 0 | 0 | 0
| Levelized Capital Costs by Reporting Type | VACAR | South | Other Renew | ST | 0 | 0 | 0 | 0 | 0 | 0 | ST | 0 | 0 | 0 | 0 | 0 | 0
| Levelized Capital Costs by Reporting Type | VACAR | South | Steam O/G | STOG | 0 | 0 | 0 | 0 | 0 | 0 | STOG | 0 | 0 | 0 | 0 | 0 | 0
| Levelized Capital Costs by Reporting Type | VACAR | South | Other Renew | STWD | 0 | 0 | 0 | 0 | 0 | 0 | STWD | 0 | 0 | 0 | 0 | 0 | 0
| Levelized Capital Costs by Reporting Type | VACAR | South | On-shore Wind | WT | 0.02 | 740.58 | 740.58 | 740.57 | 740.57 | 0 | WT | 0.19 | 740.59 | 740.59 | 740.59 | 740.4 | 0
| Levelized Capital Costs by Reporting Type | VACAR | South | Coal | IGCC | 0 | 0 | 0 | 0 | 0 | 0 | IGCC | 0 | 0 | 0 | 0 | 0 | 0
| Levelized Capital Costs by Reporting Type | VACAR | South | DR | DemandResponse | 0 | 0 | 0 | 0 | 0 | 0 | DemandResponse | 0 | 0 | 0 | 0 | 0 | 0
| Levelized Capital Costs by Reporting Type | VACAR | South | Coal-CCS | IGCC-CCS | 0 | 0 | 0 | 0 | 0.01 | 0.01 | IGCC-CCS | 0 | 0 | 0 | 0 | 0 | 0
| Levelized Capital Costs by Reporting Type | VACAR | South | Off-shore Wind | WT_off | 0.02 | 0.02 | 0.03 | 0.02 | 0.01 | 0 | WT_off | 0.53 | 0.53 | 0.53 | 0.53 | 11447.73 | 15537.88
| Levelized Capital Costs by Reporting Type | VACAR | South | Other | PseudoUnit | 0 | 0 | 0 | 0 | 0 | 0 | PseudoUnit | 0 | 0 | 0 | 0 | 0 | 0
| Levelized Capital Costs by Reporting Type | VACAR | South | HQ/Maritimes | FixedInterchange | 0 | 0 | 0 | 0 | 0 | 0 | FixedInterchange | 0 | 0 | 0 | 0 | 0 | 0
Levelized Capital Costs by Reporting Type
| Levelized Capital Costs by Reporting Type |  |  |  | Levelized Capital Costs by Reporting Type: IESO | [6 empty] | Levelized Capital Costs by Reporting Type: IESO
| Levelized Capital Costs by Reporting Type |  |  |  | ReportingType | 2015 | 2020 | 2025 | 2030 | 2035 | 2040 | ReportingType | 2015 | 2020 | 2025 | 2030 | 2035 | 2040
| Levelized Capital Costs by Reporting Type | IESO | Ontario | Other Renew | BM | 144.8 | 144.8 | 144.8 | 144.8 | 144.8 | 144.8 | BM | 144.8 | 144.8 | 144.8 | 144.8 | 144.8 | 144.8
| Levelized Capital Costs by Reporting Type | IESO | Ontario | CC | CC | 175.41 | 175.41 | 175.41 | 175.42 | 175.41 | 0.01 | CC | 175.41 | 175.41 | 175.41 | 175.41 | 175.41 | 0
| Levelized Capital Costs by Reporting Type | IESO | Ontario | Other Renew | CSP | 0 | 0 | 0 | 0 | 0 | 0 | CSP | 0 | 0 | 0 | 0 | 0 | 0
| Levelized Capital Costs by Reporting Type | IESO | Ontario | CT | CT | 41.8 | 41.8 | 41.8 | 41.8 | 0 | 0 | CT | 41.8 | 41.8 | 41.8 | 41.8 | 0 | 0
| Levelized Capital Costs by Reporting Type | IESO | Ontario | Coal | Coal | 0 | 0 | 0 | 0 | 0 | 0 | Coal | 0 | 0 | 0 | 0 | 0 | 0
| Levelized Capital Costs by Reporting Type | IESO | Ontario | Other Renew | Geo | 0 | 0 | 0 | 0 | 0 | 0 | Geo | 0 | 0 | 0 | 0 | 0 | 0
| Levelized Capital Costs by Reporting Type | IESO | Ontario | Hydro | H | 0 | 0 | 0.01 | 98.84 | 98.84 | 98.84 | H | 0 | 0 | 0 | 0 | 84.83 | 98.84
| Levelized Capital Costs by Reporting Type | IESO | Ontario | Other Renew | LFG | 5.12 | 5.12 | 5.12 | 5.28 | 0.17 | 0.17 | LFG | 5.12 | 5.12 | 5.12 | 5.12 | 0.17 | 0.17
| Levelized Capital Costs by Reporting Type | IESO | Ontario | Nuclear | Nuc | 0 | 0 | 0 | 0 | 0 | 0.01 | Nuc | 0 | 0 | 0 | 0 | 0 | 0
| Levelized Capital Costs by Reporting Type | IESO | Ontario | Other | PS | 0 | 0 | 0 | 0 | 0 | 0 | PS | 0 | 0 | 0 | 0 | 0 | 0
| Levelized Capital Costs by Reporting Type | IESO | Ontario | Other Renew | PV | 539.74 | 539.74 | 539.74 | 539.74 | 0 | 0 | PV | 539.74 | 539.74 | 539.74 | 539.74 | 0 | 0
| Levelized Capital Costs by Reporting Type | IESO | Ontario | CT | PeakG | 0 | 0 | 0 | 0 | 0 | 0 | PeakG | 0 | 0 | 0 | 0 | 0 | 0
| Levelized Capital Costs by Reporting Type | IESO | Ontario | CT | PeakO | 0 | 0 | 0 | 0 | 0 | 0 | PeakO | 0 | 0 | 0 | 0 | 0 | 0
| Levelized Capital Costs by Reporting Type | IESO | Ontario | Other Renew | ST | 0 | 0 | 0 | 0 | 0 | 0 | ST | 0 | 0 | 0 | 0 | 0 | 0
| Levelized Capital Costs by Reporting Type | IESO | Ontario | Steam O/G | STOG | 0 | 0 | 0 | 0 | 0 | 0 | STOG | 0 | 0 | 0 | 0 | 0 | 0
| Levelized Capital Costs by Reporting Type | IESO | Ontario | Other Renew | STWD | 0 | 0 | 0 | 0 | 0 | 0 | STWD | 0 | 0 | 0 | 0 | 0 | 0
| Levelized Capital Costs by Reporting Type | IESO | Ontario | On-shore Wind | WT | 660.4 | 660.4 | 660.4 | 660.39 | 0 | 2087.76 | WT | 660.4 | 660.4 | 660.4 | 660.4 | 0 | 0
| Levelized Capital Costs by Reporting Type | IESO | Ontario | Coal | IGCC | 0 | 0 | 0 | 0 | 0 | 0 | IGCC | 0 | 0 | 0 | 0 | 0 | 0
| Levelized Capital Costs by Reporting Type | IESO | Ontario | DR | DemandResponse | 0 | 0 | 0 | 0 | 0 | 0 | DemandResponse | 0 | 0 | 0 | 0 | 0 | 0
| Levelized Capital Costs by Reporting Type | IESO | Ontario | Coal-CCS | IGCC-CCS | 0 | 0 | 0 | 0 | 0 | 0 | IGCC-CCS | 0 | 0 | 0 | 0 | 0 | 0
| Levelized Capital Costs by Reporting Type | IESO | Ontario | Off-shore Wind | WT_off | 0.02 | 0.02 | 0.02 | 0 | 0.01 | 0.02 | WT_off | 0 | 0 | 0 | 0 | 0 | 0
| Levelized Capital Costs by Reporting Type | IESO | Ontario | Other | PseudoUnit | 0 | 0 | 0 | 0 | 0 | 0 | PseudoUnit | 0 | 0 | 0 | 0 | 0 | 0
| Levelized Capital Costs by Reporting Type | IESO | Ontario | HQ/Maritimes | FixedInterchange | 0 | 0 | 0 | 0 | 0 | 0 | FixedInterchange | 0 | 0 | 0 | 0 | 0 | 0
Levelized Capital Costs by Reporting Type
| Levelized Capital Costs by Reporting Type |  |  |  | Levelized Capital Costs by Reporting Type: MAPP_CA | [6 empty] | Levelized Capital Costs by Reporting Type: MAPP_CA
| Levelized Capital Costs by Reporting Type |  |  |  | ReportingType | 2015 | 2020 | 2025 | 2030 | 2035 | 2040 | ReportingType | 2015 | 2020 | 2025 | 2030 | 2035 | 2040
| Levelized Capital Costs by Reporting Type | MAPP_CA | Midwest | Other Renew | BM | 0 | 0 | 0 | 0 | 0 | 0 | BM | 0 | 0 | 0 | 0 | 0 | 0
| Levelized Capital Costs by Reporting Type | MAPP_CA | Midwest | CC | CC | 0 | 0.01 | 0.01 | 0.01 | 0.01 | 0 | CC | 0 | 0 | 0 | 0 | 0 | 0
| Levelized Capital Costs by Reporting Type | MAPP_CA | Midwest | Other Renew | CSP | 0 | 0 | 0 | 0 | 0 | 0 | CSP | 0 | 0 | 0 | 0 | 0 | 0
| Levelized Capital Costs by Reporting Type | MAPP_CA | Midwest | CT | CT | 0 | 0 | 0 | 0 | 0 | 0 | CT | 0 | 0 | 0 | 0 | 0 | 0
| Levelized Capital Costs by Reporting Type | MAPP_CA | Midwest | Coal | Coal | 0 | 0 | 0 | 0 | 0 | 0 | Coal | 0 | 0 | 0 | 0 | 0 | 0
| Levelized Capital Costs by Reporting Type | MAPP_CA | Midwest | Other Renew | Geo | 0 | 0 | 0 | 0 | 0 | 0 | Geo | 0 | 0 | 0 | 0 | 0 | 0
| Levelized Capital Costs by Reporting Type | MAPP_CA | Midwest | Hydro | H | 0 | 241.14 | 733.92 | 1544.78 | 1544.78 | 1544.78 | H | 0 | 241.14 | 733.92 | 1203.31 | 1264.83 | 1264.83
| Levelized Capital Costs by Reporting Type | MAPP_CA | Midwest | Other Renew | LFG | 0 | 0 | 0 | 0 | 0 | 0 | LFG | 0 | 0 | 0 | 0 | 0 | 0
| Levelized Capital Costs by Reporting Type | MAPP_CA | Midwest | Nuclear | Nuc | 0 | 0 | 0 | 0 | 0 | 0 | Nuc | 0 | 0 | 0 | 0 | 0 | 0
| Levelized Capital Costs by Reporting Type | MAPP_CA | Midwest | Other | PS | 0 | 0 | 0 | 0 | 0 | 0 | PS | 0 | 0 | 0 | 0 | 0 | 0
| Levelized Capital Costs by Reporting Type | MAPP_CA | Midwest | Other Renew | PV | 0 | 0 | 0 | 0 | 0 | 0 | PV | 0 | 0 | 0 | 0 | 0 | 0
| Levelized Capital Costs by Reporting Type | MAPP_CA | Midwest | CT | PeakG | 0 | 0 | 0 | 0 | 0 | 0 | PeakG | 0 | 0 | 0 | 0 | 0 | 0
| Levelized Capital Costs by Reporting Type | MAPP_CA | Midwest | CT | PeakO | 0 | 0 | 0 | 0 | 0 | 0 | PeakO | 0 | 0 | 0 | 0 | 0 | 0
| Levelized Capital Costs by Reporting Type | MAPP_CA | Midwest | Other Renew | ST | 0 | 0 | 0 | 0 | 0 | 0 | ST | 0 | 0 | 0 | 0 | 0 | 0
| Levelized Capital Costs by Reporting Type | MAPP_CA | Midwest | Steam O/G | STOG | 0 | 0 | 0 | 0 | 0 | 0 | STOG | 0 | 0 | 0 | 0 | 0 | 0
| Levelized Capital Costs by Reporting Type | MAPP_CA | Midwest | Other Renew | STWD | 0 | 0 | 0 | 0 | 0 | 0 | STWD | 0 | 0 | 0 | 0 | 0 | 0
| Levelized Capital Costs by Reporting Type | MAPP_CA | Midwest | On-shore Wind | WT | 87.23 | 87.23 | 87.23 | 87.22 | 0 | 0 | WT | 87.23 | 87.23 | 87.23 | 87.23 | 0 | 0
| Levelized Capital Costs by Reporting Type | MAPP_CA | Midwest | Coal | IGCC | 0 | 0 | 0 | 0 | 0 | 0 | IGCC | 0 | 0 | 0 | 0 | 0 | 0
| Levelized Capital Costs by Reporting Type | MAPP_CA | Midwest | DR | DemandResponse | 0 | 0 | 0 | 0 | 0 | 0 | DemandResponse | 0 | 0 | 0 | 0 | 0 | 0
| Levelized Capital Costs by Reporting Type | MAPP_CA | Midwest | Coal-CCS | IGCC-CCS | 0 | 0 | 0 | 0 | 0 | 0 | IGCC-CCS | 0 | 0 | 0 | 0 | 0 | 0
| Levelized Capital Costs by Reporting Type | MAPP_CA | Midwest | Off-shore Wind | WT_off | 0 | 0 | 0 | 0 | 0 | 0 | WT_off | 0 | 0 | 0 | 0 | 0 | 0
| Levelized Capital Costs by Reporting Type | MAPP_CA | Midwest | Other | PseudoUnit | 0 | 0 | 0 | 0 | 0 | 0 | PseudoUnit | 0 | 0 | 0 | 0 | 0 | 0
| Levelized Capital Costs by Reporting Type | MAPP_CA | Midwest | HQ/Maritimes | FixedInterchange | 0 | 0 | 0 | 0 | 0 | 0 | FixedInterchange | 0 | 0 | 0 | 0 | 0 | 0
Levelized Capital Costs by Reporting Type
| Levelized Capital Costs by Reporting Type |  |  |  | Levelized Capital Costs by Reporting Type: AZ_NM_SNV_Coal | [6 empty] | Levelized Capital Costs by Reporting Type: AZ_NM_SNV_Coal
| Levelized Capital Costs by Reporting Type |  |  |  | ReportingType | 2015 | 2020 | 2025 | 2030 | 2035 | 2040 | ReportingType | 2015 | 2020 | 2025 | 2030 | 2035 | 2040
| Levelized Capital Costs by Reporting Type | AZ_NM_SNV_Coal | West | Other Renew | BM | 0 | 0 | 0 | 0 | 0 | 0 | BM | 0 | 0 | 0 | 0 | 0 | 0
| Levelized Capital Costs by Reporting Type | AZ_NM_SNV_Coal | West | CC | CC | 0 | 0 | 0 | 0 | 0 | 0 | CC | 0 | 0 | 0 | 0 | 0 | 0
| Levelized Capital Costs by Reporting Type | AZ_NM_SNV_Coal | West | Other Renew | CSP | 0 | 0 | 0 | 0 | 0 | 0 | CSP | 0 | 0 | 0 | 0 | 0 | 0
| Levelized Capital Costs by Reporting Type | AZ_NM_SNV_Coal | West | CT | CT | 0 | 0 | 0 | 0 | 0 | 0 | CT | 0 | 0 | 0 | 0 | 0 | 0
| Levelized Capital Costs by Reporting Type | AZ_NM_SNV_Coal | West | Coal | Coal | 0 | 0 | 0 | 0 | 0 | 0 | Coal | 0 | 0 | 0 | 0 | 0 | 0
| Levelized Capital Costs by Reporting Type | AZ_NM_SNV_Coal | West | Other Renew | Geo | 0 | 0 | 0 | 0 | 0 | 0 | Geo | 0 | 0 | 0 | 0 | 0 | 0
| Levelized Capital Costs by Reporting Type | AZ_NM_SNV_Coal | West | Hydro | H | 0 | 0 | 0 | 0 | 0 | 0 | H | 0 | 0 | 0 | 0 | 0 | 0
| Levelized Capital Costs by Reporting Type | AZ_NM_SNV_Coal | West | Other Renew | LFG | 0 | 0 | 0 | 0 | 0 | 0 | LFG | 0 | 0 | 0 | 0 | 0 | 0
| Levelized Capital Costs by Reporting Type | AZ_NM_SNV_Coal | West | Nuclear | Nuc | 0 | 0 | 0 | 0 | 0 | 0 | Nuc | 0 | 0 | 0 | 0 | 0 | 0
| Levelized Capital Costs by Reporting Type | AZ_NM_SNV_Coal | West | Other | PS | 0 | 0 | 0 | 0 | 0 | 0 | PS | 0 | 0 | 0 | 0 | 0 | 0
| Levelized Capital Costs by Reporting Type | AZ_NM_SNV_Coal | West | Other Renew | PV | 0 | 0 | 0 | 0 | 0 | 0 | PV | 0 | 0 | 0 | 0 | 0 | 0
| Levelized Capital Costs by Reporting Type | AZ_NM_SNV_Coal | West | CT | PeakG | 0 | 0 | 0 | 0 | 0 | 0 | PeakG | 0 | 0 | 0 | 0 | 0 | 0
| Levelized Capital Costs by Reporting Type | AZ_NM_SNV_Coal | West | CT | PeakO | 0 | 0 | 0 | 0 | 0 | 0 | PeakO | 0 | 0 | 0 | 0 | 0 | 0
| Levelized Capital Costs by Reporting Type | AZ_NM_SNV_Coal | West | Other Renew | ST | 0 | 0 | 0 | 0 | 0 | 0 | ST | 0 | 0 | 0 | 0 | 0 | 0
| Levelized Capital Costs by Reporting Type | AZ_NM_SNV_Coal | West | Steam O/G | STOG | 0 | 0 | 0 | 0 | 0 | 0 | STOG | 0 | 0 | 0 | 0 | 0 | 0
| Levelized Capital Costs by Reporting Type | AZ_NM_SNV_Coal | West | Other Renew | STWD | 0 | 0 | 0 | 0 | 0 | 0 | STWD | 0 | 0 | 0 | 0 | 0 | 0
| Levelized Capital Costs by Reporting Type | AZ_NM_SNV_Coal | West | On-shore Wind | WT | 0 | 0 | 0 | 0 | 0 | 0 | WT | 0 | 0 | 0 | 0 | 0 | 0
| Levelized Capital Costs by Reporting Type | AZ_NM_SNV_Coal | West | Coal | IGCC | 0 | 0 | 0 | 0 | 0 | 0 | IGCC | 0 | 0 | 0 | 0 | 0 | 0
| Levelized Capital Costs by Reporting Type | AZ_NM_SNV_Coal | West | DR | DemandResponse | 0 | 0 | 0 | 0 | 0 | 0 | DemandResponse | 0 | 0 | 0 | 0 | 0 | 0
| Levelized Capital Costs by Reporting Type | AZ_NM_SNV_Coal | West | Coal-CCS | IGCC-CCS | 0 | 0 | 0 | 0.01 | 0.01 | 0.01 | IGCC-CCS | 0 | 0 | 0 | 0 | 0 | 0
| Levelized Capital Costs by Reporting Type | AZ_NM_SNV_Coal | West | Off-shore Wind | WT_off | 0 | 0 | 0 | 0 | 0 | 0 | WT_off | 0 | 0 | 0 | 0 | 0 | 0
| Levelized Capital Costs by Reporting Type | AZ_NM_SNV_Coal | West | Other | PseudoUnit | 0 | 0 | 0 | 0 | 0 | 0 | PseudoUnit | 0 | 0 | 0 | 0 | 0 | 0
| Levelized Capital Costs by Reporting Type | AZ_NM_SNV_Coal | West | HQ/Maritimes | FixedInterchange | 0 | 0 | 0 | 0 | 0 | 0 | FixedInterchange | 0 | 0 | 0 | 0 | 0 | 0
Levelized Capital Costs by Reporting Type
| Levelized Capital Costs by Reporting Type |  |  |  | Levelized Capital Costs by Reporting Type: AZ_NM_SNV_Gas | [6 empty] | Levelized Capital Costs by Reporting Type: AZ_NM_SNV_Gas
| Levelized Capital Costs by Reporting Type |  |  |  | ReportingType | 2015 | 2020 | 2025 | 2030 | 2035 | 2040 | ReportingType | 2015 | 2020 | 2025 | 2030 | 2035 | 2040
| Levelized Capital Costs by Reporting Type | AZ_NM_SNV_Gas | West | Other Renew | BM | 0 | 0 | 0 | 0 | 0 | 0 | BM | 0 | 0 | 0 | 0 | 0 | 0
| Levelized Capital Costs by Reporting Type | AZ_NM_SNV_Gas | West | CC | CC | 79.32 | 260.37 | 260.38 | 260.39 | 260.38 | 181.06 | CC | 79.32 | 260.39 | 260.39 | 260.39 | 260.39 | 181.07
| Levelized Capital Costs by Reporting Type | AZ_NM_SNV_Gas | West | Other Renew | CSP | 0 | 0 | 0 | 0 | 0 | 0 | CSP | 0 | 0 | 0 | 0 | 0 | 0
| Levelized Capital Costs by Reporting Type | AZ_NM_SNV_Gas | West | CT | CT | 63.7 | 63.7 | 63.7 | 63.7 | 0 | 0 | CT | 63.7 | 63.7 | 63.7 | 63.7 | 0 | 0
| Levelized Capital Costs by Reporting Type | AZ_NM_SNV_Gas | West | Coal | Coal | 0 | 0 | 0 | 0 | 0 | 0 | Coal | 0 | 0 | 0 | 0 | 0 | 0
| Levelized Capital Costs by Reporting Type | AZ_NM_SNV_Gas | West | Other Renew | Geo | 0 | 0 | 0 | 0 | 0 | 0 | Geo | 0 | 0 | 0 | 0 | 0 | 0
| Levelized Capital Costs by Reporting Type | AZ_NM_SNV_Gas | West | Hydro | H | 0 | 0 | 0 | 0 | 0 | 0 | H | 0 | 0 | 0 | 0 | 0 | 0
| Levelized Capital Costs by Reporting Type | AZ_NM_SNV_Gas | West | Other Renew | LFG | 0 | 0 | 0 | 0 | 0 | 0 | LFG | 0 | 0 | 0 | 0 | 0 | 0
| Levelized Capital Costs by Reporting Type | AZ_NM_SNV_Gas | West | Nuclear | Nuc | 0 | 0 | 0 | 0 | 0 | 0 | Nuc | 0 | 0 | 0 | 0 | 0 | 0
| Levelized Capital Costs by Reporting Type | AZ_NM_SNV_Gas | West | Other | PS | 0 | 0 | 0 | 0 | 0 | 0 | PS | 0 | 0 | 0 | 0 | 0 | 0
| Levelized Capital Costs by Reporting Type | AZ_NM_SNV_Gas | West | Other Renew | PV | 0 | 0 | 0 | 0 | 0 | 0 | PV | 0 | 0 | 0 | 0 | 0 | 0
| Levelized Capital Costs by Reporting Type | AZ_NM_SNV_Gas | West | CT | PeakG | 0 | 0 | 0 | 0 | 0 | 0 | PeakG | 0 | 0 | 0 | 0 | 0 | 0
| Levelized Capital Costs by Reporting Type | AZ_NM_SNV_Gas | West | CT | PeakO | 0 | 0 | 0 | 0 | 0 | 0 | PeakO | 0 | 0 | 0 | 0 | 0 | 0
| Levelized Capital Costs by Reporting Type | AZ_NM_SNV_Gas | West | Other Renew | ST | 0 | 0 | 0 | 0 | 0 | 0 | ST | 0 | 0 | 0 | 0 | 0 | 0
| Levelized Capital Costs by Reporting Type | AZ_NM_SNV_Gas | West | Steam O/G | STOG | 0 | 0 | 0 | 0 | 0 | 0 | STOG | 0 | 0 | 0 | 0 | 0 | 0
| Levelized Capital Costs by Reporting Type | AZ_NM_SNV_Gas | West | Other Renew | STWD | 0 | 0 | 0 | 0 | 0 | 0 | STWD | 0 | 0 | 0 | 0 | 0 | 0
| Levelized Capital Costs by Reporting Type | AZ_NM_SNV_Gas | West | On-shore Wind | WT | 0 | 0 | 0 | 0 | 0 | 0 | WT | 0 | 0 | 0 | 0 | 0 | 0
| Levelized Capital Costs by Reporting Type | AZ_NM_SNV_Gas | West | Coal | IGCC | 0 | 0 | 0 | 0 | 0 | 0 | IGCC | 0 | 0 | 0 | 0 | 0 | 0
| Levelized Capital Costs by Reporting Type | AZ_NM_SNV_Gas | West | DR | DemandResponse | 0 | 0 | 0 | 0 | 0 | 0 | DemandResponse | 0 | 0 | 0 | 0 | 0 | 0
| Levelized Capital Costs by Reporting Type | AZ_NM_SNV_Gas | West | Coal-CCS | IGCC-CCS | 0 | 0 | 0 | 0 | 0 | 0 | IGCC-CCS | 0 | 0 | 0 | 0 | 0 | 0
| Levelized Capital Costs by Reporting Type | AZ_NM_SNV_Gas | West | Off-shore Wind | WT_off | 0 | 0 | 0 | 0 | 0 | 0 | WT_off | 0 | 0 | 0 | 0 | 0 | 0
| Levelized Capital Costs by Reporting Type | AZ_NM_SNV_Gas | West | Other | PseudoUnit | 0 | 0 | 0 | 0 | 0 | 0 | PseudoUnit | 0 | 0 | 0 | 0 | 0 | 0
| Levelized Capital Costs by Reporting Type | AZ_NM_SNV_Gas | West | HQ/Maritimes | FixedInterchange | 0 | 0 | 0 | 0 | 0 | 0 | FixedInterchange | 0 | 0 | 0 | 0 | 0 | 0
Levelized Capital Costs by Reporting Type
| Levelized Capital Costs by Reporting Type |  |  |  | Levelized Capital Costs by Reporting Type: AZ_NM_SNV_NucRenew | [6 empty] | Levelized Capital Costs by Reporting Type: AZ_NM_SNV_NucRenew
| Levelized Capital Costs by Reporting Type |  |  |  | ReportingType | 2015 | 2020 | 2025 | 2030 | 2035 | 2040 | ReportingType | 2015 | 2020 | 2025 | 2030 | 2035 | 2040
| Levelized Capital Costs by Reporting Type | AZ_NM_SNV_NucRenew | West | Other Renew | BM | 0 | 0 | 0 | 0 | 0.03 | 0.23 | BM | 0 | 0 | 0 | 0 | 0 | 224.3
| Levelized Capital Costs by Reporting Type | AZ_NM_SNV_NucRenew | West | CC | CC | 0 | 0 | 0 | 0 | 0 | 0 | CC | 0 | 0 | 0 | 0 | 0 | 0
| Levelized Capital Costs by Reporting Type | AZ_NM_SNV_NucRenew | West | Other Renew | CSP | 0 | 0 | 0 | 0 | 0 | 0 | CSP | 0 | 0 | 0 | 0 | 0 | 0
| Levelized Capital Costs by Reporting Type | AZ_NM_SNV_NucRenew | West | CT | CT | 0 | 0 | 0 | 0 | 0 | 0 | CT | 0 | 0 | 0 | 0 | 0 | 0
| Levelized Capital Costs by Reporting Type | AZ_NM_SNV_NucRenew | West | Coal | Coal | 0 | 0 | 0 | 0 | 0 | 0 | Coal | 0 | 0 | 0 | 0 | 0 | 0
| Levelized Capital Costs by Reporting Type | AZ_NM_SNV_NucRenew | West | Other Renew | Geo | 0.01 | 0.04 | 369.64 | 369.63 | 369.63 | 369.6 | Geo | 0 | 0.32 | 369.66 | 369.66 | 369.66 | 369.34
| Levelized Capital Costs by Reporting Type | AZ_NM_SNV_NucRenew | West | Hydro | H | 0 | 0 | 0 | 0 | 0 | 0 | H | 0 | 0 | 0 | 0 | 0 | 0
| Levelized Capital Costs by Reporting Type | AZ_NM_SNV_NucRenew | West | Other Renew | LFG | 0.01 | 0.02 | 11.41 | 11.4 | 11.4 | 11.39 | LFG | 0 | 0 | 11.41 | 11.41 | 11.41 | 11.41
| Levelized Capital Costs by Reporting Type | AZ_NM_SNV_NucRenew | West | Nuclear | Nuc | 0 | 0 | 0.04 | 2399.69 | 6007.46 | 6191.05 | Nuc | 0 | 0 | 0 | 1794.05 | 5515.96 | 5515.96
| Levelized Capital Costs by Reporting Type | AZ_NM_SNV_NucRenew | West | Other | PS | 0 | 0 | 0 | 0 | 0 | 0 | PS | 0 | 0 | 0 | 0 | 0 | 0
| Levelized Capital Costs by Reporting Type | AZ_NM_SNV_NucRenew | West | Other Renew | PV | 34.89 | 34.89 | 34.89 | 34.89 | 0.01 | 0.01 | PV | 34.88 | 34.88 | 34.88 | 34.88 | 0 | 0
| Levelized Capital Costs by Reporting Type | AZ_NM_SNV_NucRenew | West | CT | PeakG | 0 | 0 | 0 | 0 | 0 | 0 | PeakG | 0 | 0 | 0 | 0 | 0 | 0
| Levelized Capital Costs by Reporting Type | AZ_NM_SNV_NucRenew | West | CT | PeakO | 0 | 0 | 0 | 0 | 0 | 0 | PeakO | 0 | 0 | 0 | 0 | 0 | 0
| Levelized Capital Costs by Reporting Type | AZ_NM_SNV_NucRenew | West | Other Renew | ST | 101.36 | 245.35 | 312.92 | 283.91 | 399.69 | 255.8 | ST | 101.35 | 245.34 | 312.91 | 283.77 | 399.77 | 255.78
| Levelized Capital Costs by Reporting Type | AZ_NM_SNV_NucRenew | West | Steam O/G | STOG | 0 | 0 | 0 | 0 | 0 | 0 | STOG | 0 | 0 | 0 | 0 | 0 | 0
| Levelized Capital Costs by Reporting Type | AZ_NM_SNV_NucRenew | West | Other Renew | STWD | 0 | 0 | 0 | 0 | 0 | 0 | STWD | 0 | 0 | 0 | 0 | 0 | 0
| Levelized Capital Costs by Reporting Type | AZ_NM_SNV_NucRenew | West | On-shore Wind | WT | 14.3 | 2482.23 | 2486.98 | 2486.97 | 2472.69 | 4.75 | WT | 14.29 | 2482.2 | 2486.92 | 2486.92 | 2472.64 | 4.72
| Levelized Capital Costs by Reporting Type | AZ_NM_SNV_NucRenew | West | Coal | IGCC | 0 | 0 | 0 | 0 | 0 | 0 | IGCC | 0 | 0 | 0 | 0 | 0 | 0
| Levelized Capital Costs by Reporting Type | AZ_NM_SNV_NucRenew | West | DR | DemandResponse | 0 | 0 | 0 | 0 | 0 | 0 | DemandResponse | 0 | 0 | 0 | 0 | 0 | 0
| Levelized Capital Costs by Reporting Type | AZ_NM_SNV_NucRenew | West | Coal-CCS | IGCC-CCS | 0 | 0 | 0 | 0 | 0 | 0 | IGCC-CCS | 0 | 0 | 0 | 0 | 0 | 0
| Levelized Capital Costs by Reporting Type | AZ_NM_SNV_NucRenew | West | Off-shore Wind | WT_off | 0 | 0 | 0 | 0 | 0 | 0 | WT_off | 0 | 0 | 0 | 0 | 0 | 0
| Levelized Capital Costs by Reporting Type | AZ_NM_SNV_NucRenew | West | Other | PseudoUnit | 0 | 0 | 0 | 0 | 0 | 0 | PseudoUnit | 0 | 0 | 0 | 0 | 0 | 0
| Levelized Capital Costs by Reporting Type | AZ_NM_SNV_NucRenew | West | HQ/Maritimes | FixedInterchange | 0 | 0 | 0 | 0 | 0 | 0 | FixedInterchange | 0 | 0 | 0 | 0 | 0 | 0
Levelized Capital Costs by Reporting Type
| Levelized Capital Costs by Reporting Type |  |  |  | Levelized Capital Costs by Reporting Type: ERCOT | [6 empty] | Levelized Capital Costs by Reporting Type: ERCOT
| Levelized Capital Costs by Reporting Type |  |  |  | ReportingType | 2015 | 2020 | 2025 | 2030 | 2035 | 2040 | ReportingType | 2015 | 2020 | 2025 | 2030 | 2035 | 2040
| Levelized Capital Costs by Reporting Type | ERCOT | Texas | Other Renew | BM | 54.69 | 54.69 | 54.69 | 54.69 | 1311.46 | 1311.48 | BM | 54.69 | 54.69 | 54.69 | 54.69 | 1311.48 | 1311.48
| Levelized Capital Costs by Reporting Type | ERCOT | Texas | CC | CC | 1679.05 | 1679.1 | 1679.11 | 1679.12 | 1679.12 | 0.06 | CC | 1772.17 | 1772.17 | 1772.17 | 1772.17 | 1772.17 | 0
| Levelized Capital Costs by Reporting Type | ERCOT | Texas | Other Renew | CSP | 0 | 0 | 0 | 0 | 0 | 0 | CSP | 0 | 0 | 0 | 0 | 0 | 0
| Levelized Capital Costs by Reporting Type | ERCOT | Texas | CT | CT | 20.97 | 20.97 | 20.97 | 20.97 | 0 | 0 | CT | 20.97 | 20.97 | 20.97 | 20.97 | 0 | 0
| Levelized Capital Costs by Reporting Type | ERCOT | Texas | Coal | Coal | 540.38 | 540.38 | 540.38 | 540.38 | 540.38 | 540.38 | Coal | 540.38 | 540.38 | 540.38 | 540.38 | 540.38 | 540.38
| Levelized Capital Costs by Reporting Type | ERCOT | Texas | Other Renew | Geo | 0 | 0 | 0 | 0 | 0 | 0 | Geo | 0 | 0 | 0 | 0 | 0 | 0
| Levelized Capital Costs by Reporting Type | ERCOT | Texas | Hydro | H | 0 | 0 | 0 | 0.01 | 0.02 | 0.03 | H | 0 | 0 | 0 | 0 | 0 | 0
| Levelized Capital Costs by Reporting Type | ERCOT | Texas | Other Renew | LFG | 0 | 0 | 63.77 | 63.77 | 63.77 | 63.77 | LFG | 0 | 0 | 29.45 | 63.77 | 63.77 | 63.77
| Levelized Capital Costs by Reporting Type | ERCOT | Texas | Nuclear | Nuc | 0 | 0 | 0.01 | 1733.08 | 5852.2 | 8197.76 | Nuc | 0 | 0 | 0 | 805.55 | 5851.99 | 8197.59
| Levelized Capital Costs by Reporting Type | ERCOT | Texas | Other | PS | 0 | 0 | 0 | 0 | 0 | 0 | PS | 0 | 0 | 0 | 0 | 0 | 0
| Levelized Capital Costs by Reporting Type | ERCOT | Texas | Other Renew | PV | 4.89 | 4.89 | 4.89 | 4.89 | 0 | 0 | PV | 4.89 | 4.89 | 4.89 | 4.89 | 0 | 0
| Levelized Capital Costs by Reporting Type | ERCOT | Texas | CT | PeakG | 0 | 0 | 0 | 0 | 0 | 0 | PeakG | 0 | 0 | 0 | 0 | 0 | 0
| Levelized Capital Costs by Reporting Type | ERCOT | Texas | CT | PeakO | 0 | 0 | 0 | 0 | 0 | 0 | PeakO | 0 | 0 | 0 | 0 | 0 | 0
| Levelized Capital Costs by Reporting Type | ERCOT | Texas | Other Renew | ST | 0 | 0 | 0 | 0 | 0 | 0 | ST | 0 | 0 | 0 | 0 | 0 | 0
| Levelized Capital Costs by Reporting Type | ERCOT | Texas | Steam O/G | STOG | 0 | 0 | 0 | 0 | 0 | 0 | STOG | 0 | 0 | 0 | 0 | 0 | 0
| Levelized Capital Costs by Reporting Type | ERCOT | Texas | Other Renew | STWD | 0 | 0 | 0 | 0 | 0 | 0 | STWD | 0 | 0 | 0 | 0 | 0 | 0
| Levelized Capital Costs by Reporting Type | ERCOT | Texas | On-shore Wind | WT | 72.71 | 72.71 | 3730.09 | 3730.08 | 3658.19 | 3734.7 | WT | 72.7 | 72.7 | 3729.11 | 3729.11 | 3658.15 | 3734.69
| Levelized Capital Costs by Reporting Type | ERCOT | Texas | Coal | IGCC | 0 | 0 | 0 | 0 | 0 | 0 | IGCC | 0 | 0 | 0 | 0 | 0 | 0
| Levelized Capital Costs by Reporting Type | ERCOT | Texas | DR | DemandResponse | 0 | 0 | 0 | 0 | 0 | 0 | DemandResponse | 0 | 0 | 0 | 0 | 0 | 0
| Levelized Capital Costs by Reporting Type | ERCOT | Texas | Coal-CCS | IGCC-CCS | 0 | 0 | 0 | 0 | 0.01 | 0.01 | IGCC-CCS | 0 | 0 | 0 | 0 | 0 | 0
| Levelized Capital Costs by Reporting Type | ERCOT | Texas | Off-shore Wind | WT_off | 0 | 0 | 0 | 0 | 0 | 0 | WT_off | 0 | 0 | 0 | 0 | 0 | 0
| Levelized Capital Costs by Reporting Type | ERCOT | Texas | Other | PseudoUnit | 0 | 0 | 0 | 0 | 0 | 0 | PseudoUnit | 0 | 0 | 0 | 0 | 0 | 0
| Levelized Capital Costs by Reporting Type | ERCOT | Texas | HQ/Maritimes | FixedInterchange | 0 | 0 | 0 | 0 | 0 | 0 | FixedInterchange | 0 | 0 | 0 | 0 | 0 | 0
Levelized Capital Costs by Reporting Type
| Levelized Capital Costs by Reporting Type |  |  |  | Levelized Capital Costs by Reporting Type: NP15 | [6 empty] | Levelized Capital Costs by Reporting Type: NP15
| Levelized Capital Costs by Reporting Type |  |  |  | ReportingType | 2015 | 2020 | 2025 | 2030 | 2035 | 2040 | ReportingType | 2015 | 2020 | 2025 | 2030 | 2035 | 2040
| Levelized Capital Costs by Reporting Type | NP15 | West | Other Renew | BM | 0 | 0 | 0 | 0 | 0.03 | 0.05 | BM | 0 | 0 | 0 | 0 | 0 | 0
| Levelized Capital Costs by Reporting Type | NP15 | West | CC | CC | 283.27 | 372.09 | 372.1 | 372.11 | 372.11 | 88.84 | CC | 218.42 | 304.01 | 304.01 | 304.01 | 304.01 | 85.59
| Levelized Capital Costs by Reporting Type | NP15 | West | Other Renew | CSP | 0 | 0 | 0 | 0 | 0 | 0 | CSP | 0 | 0 | 0 | 0 | 0 | 0
| Levelized Capital Costs by Reporting Type | NP15 | West | CT | CT | 17.85 | 17.85 | 17.85 | 17.85 | 0 | 0 | CT | 17.85 | 17.85 | 17.85 | 17.85 | 0 | 0
| Levelized Capital Costs by Reporting Type | NP15 | West | Coal | Coal | 0 | 0 | 0 | 0 | 0 | 0 | Coal | 0 | 0 | 0 | 0 | 0 | 0
| Levelized Capital Costs by Reporting Type | NP15 | West | Other Renew | Geo | 0 | 179.51 | 185.96 | 185.96 | 185.96 | 6.46 | Geo | 0 | 186.37 | 186.37 | 186.37 | 186.37 | 0
| Levelized Capital Costs by Reporting Type | NP15 | West | Hydro | H | 0 | 0 | 0 | 0 | 0 | 0 | H | 0 | 0 | 0 | 0 | 0 | 0
| Levelized Capital Costs by Reporting Type | NP15 | West | Other Renew | LFG | 0 | 74.03 | 124.49 | 124.48 | 124.48 | 50.46 | LFG | 0 | 84.26 | 124.75 | 124.75 | 124.75 | 40.49
| Levelized Capital Costs by Reporting Type | NP15 | West | Nuclear | Nuc | 0 | 0 | 0.03 | 3150.08 | 3987.25 | 4900.81 | Nuc | 0 | 0 | 0 | 2645.48 | 4384.44 | 4862.09
| Levelized Capital Costs by Reporting Type | NP15 | West | Other | PS | 0 | 0 | 0 | 0 | 0 | 0 | PS | 0 | 0 | 0 | 0 | 0 | 0
| Levelized Capital Costs by Reporting Type | NP15 | West | Other Renew | PV | 2.79 | 2.79 | 2.79 | 2.79 | 0 | 0 | PV | 2.79 | 2.79 | 2.79 | 2.79 | 0 | 0
| Levelized Capital Costs by Reporting Type | NP15 | West | CT | PeakG | 0 | 0 | 0 | 0 | 0 | 0 | PeakG | 0 | 0 | 0 | 0 | 0 | 0
| Levelized Capital Costs by Reporting Type | NP15 | West | CT | PeakO | 0 | 0 | 0 | 0 | 0 | 0 | PeakO | 0 | 0 | 0 | 0 | 0 | 0
| Levelized Capital Costs by Reporting Type | NP15 | West | Other Renew | ST | 12.6 | 12.6 | 12.6 | 12.6 | 0 | 0.02 | ST | 12.6 | 12.6 | 12.6 | 12.6 | 0 | 0
| Levelized Capital Costs by Reporting Type | NP15 | West | Steam O/G | STOG | 0 | 0 | 0 | 0 | 0 | 0 | STOG | 0 | 0 | 0 | 0 | 0 | 0
| Levelized Capital Costs by Reporting Type | NP15 | West | Other Renew | STWD | 0 | 0 | 0 | 0 | 0 | 0 | STWD | 0 | 0 | 0 | 0 | 0 | 0
| Levelized Capital Costs by Reporting Type | NP15 | West | On-shore Wind | WT | 26.07 | 837.92 | 837.93 | 838.13 | 3249.08 | 2645.81 | WT | 26.07 | 837.92 | 837.92 | 837.75 | 3249.11 | 2645.21
| Levelized Capital Costs by Reporting Type | NP15 | West | Coal | IGCC | 0 | 0 | 0 | 0 | 0 | 0 | IGCC | 0 | 0 | 0 | 0 | 0 | 0
| Levelized Capital Costs by Reporting Type | NP15 | West | DR | DemandResponse | 0 | 0 | 0 | 0 | 0 | 0 | DemandResponse | 0 | 0 | 0 | 0 | 0 | 0
| Levelized Capital Costs by Reporting Type | NP15 | West | Coal-CCS | IGCC-CCS | 0 | 0 | 0 | 0.01 | 0.01 | 0.01 | IGCC-CCS | 0 | 0 | 0 | 0 | 0 | 0
| Levelized Capital Costs by Reporting Type | NP15 | West | Off-shore Wind | WT_off | 0.02 | 0.02 | 0.03 | 0.01 | 0.01 | 0.01 | WT_off | 0 | 0 | 0 | 0 | 0 | 0
| Levelized Capital Costs by Reporting Type | NP15 | West | Other | PseudoUnit | 0 | 0 | 0 | 0 | 0 | 0 | PseudoUnit | 0 | 0 | 0 | 0 | 0 | 0
| Levelized Capital Costs by Reporting Type | NP15 | West | HQ/Maritimes | FixedInterchange | 0 | 0 | 0 | 0 | 0 | 0 | FixedInterchange | 0 | 0 | 0 | 0 | 0 | 0
Levelized Capital Costs by Reporting Type
| Levelized Capital Costs by Reporting Type |  |  |  | Levelized Capital Costs by Reporting Type: NWPP_Coal | [6 empty] | Levelized Capital Costs by Reporting Type: NWPP_Coal
| Levelized Capital Costs by Reporting Type |  |  |  | ReportingType | 2015 | 2020 | 2025 | 2030 | 2035 | 2040 | ReportingType | 2015 | 2020 | 2025 | 2030 | 2035 | 2040
| Levelized Capital Costs by Reporting Type | NWPP_Coal | West | Other Renew | BM | 0 | 0 | 0 | 0 | 0 | 0 | BM | 0 | 0 | 0 | 0 | 0 | 0
| Levelized Capital Costs by Reporting Type | NWPP_Coal | West | CC | CC | 0 | 0 | 0 | 0 | 0 | 0 | CC | 0 | 0 | 0 | 0 | 0 | 0
| Levelized Capital Costs by Reporting Type | NWPP_Coal | West | Other Renew | CSP | 0 | 0 | 0 | 0 | 0 | 0 | CSP | 0 | 0 | 0 | 0 | 0 | 0
| Levelized Capital Costs by Reporting Type | NWPP_Coal | West | CT | CT | 0 | 0 | 0 | 0 | 0 | 0 | CT | 0 | 0 | 0 | 0 | 0 | 0
| Levelized Capital Costs by Reporting Type | NWPP_Coal | West | Coal | Coal | 0 | 0 | 0 | 0 | 0 | 0 | Coal | 0 | 0 | 0 | 0 | 0 | 0
| Levelized Capital Costs by Reporting Type | NWPP_Coal | West | Other Renew | Geo | 0 | 0 | 0 | 0 | 0 | 0 | Geo | 0 | 0 | 0 | 0 | 0 | 0
| Levelized Capital Costs by Reporting Type | NWPP_Coal | West | Hydro | H | 0 | 0 | 0 | 0 | 0 | 0 | H | 0 | 0 | 0 | 0 | 0 | 0
| Levelized Capital Costs by Reporting Type | NWPP_Coal | West | Other Renew | LFG | 0 | 0 | 0 | 0 | 0 | 0 | LFG | 0 | 0 | 0 | 0 | 0 | 0
| Levelized Capital Costs by Reporting Type | NWPP_Coal | West | Nuclear | Nuc | 0 | 0 | 0 | 0 | 0 | 0 | Nuc | 0 | 0 | 0 | 0 | 0 | 0
| Levelized Capital Costs by Reporting Type | NWPP_Coal | West | Other | PS | 0 | 0 | 0 | 0 | 0 | 0 | PS | 0 | 0 | 0 | 0 | 0 | 0
| Levelized Capital Costs by Reporting Type | NWPP_Coal | West | Other Renew | PV | 0 | 0 | 0 | 0 | 0 | 0 | PV | 0 | 0 | 0 | 0 | 0 | 0
| Levelized Capital Costs by Reporting Type | NWPP_Coal | West | CT | PeakG | 0 | 0 | 0 | 0 | 0 | 0 | PeakG | 0 | 0 | 0 | 0 | 0 | 0
| Levelized Capital Costs by Reporting Type | NWPP_Coal | West | CT | PeakO | 0 | 0 | 0 | 0 | 0 | 0 | PeakO | 0 | 0 | 0 | 0 | 0 | 0
| Levelized Capital Costs by Reporting Type | NWPP_Coal | West | Other Renew | ST | 0 | 0 | 0 | 0 | 0 | 0 | ST | 0 | 0 | 0 | 0 | 0 | 0
| Levelized Capital Costs by Reporting Type | NWPP_Coal | West | Steam O/G | STOG | 0 | 0 | 0 | 0 | 0 | 0 | STOG | 0 | 0 | 0 | 0 | 0 | 0
| Levelized Capital Costs by Reporting Type | NWPP_Coal | West | Other Renew | STWD | 0 | 0 | 0 | 0 | 0 | 0 | STWD | 0 | 0 | 0 | 0 | 0 | 0
| Levelized Capital Costs by Reporting Type | NWPP_Coal | West | On-shore Wind | WT | 0 | 0 | 0 | 0 | 0 | 0 | WT | 0 | 0 | 0 | 0 | 0 | 0
| Levelized Capital Costs by Reporting Type | NWPP_Coal | West | Coal | IGCC | 0 | 0 | 0 | 0 | 0 | 0 | IGCC | 0 | 0 | 0 | 0 | 0 | 0
| Levelized Capital Costs by Reporting Type | NWPP_Coal | West | DR | DemandResponse | 0 | 0 | 0 | 0 | 0 | 0 | DemandResponse | 0 | 0 | 0 | 0 | 0 | 0
| Levelized Capital Costs by Reporting Type | NWPP_Coal | West | Coal-CCS | IGCC-CCS | 0 | 0 | 0 | 0 | 0 | 0 | IGCC-CCS | 0 | 0 | 0 | 0 | 0 | 0
| Levelized Capital Costs by Reporting Type | NWPP_Coal | West | Off-shore Wind | WT_off | 0 | 0 | 0 | 0 | 0 | 0 | WT_off | 0 | 0 | 0 | 0 | 0 | 0
| Levelized Capital Costs by Reporting Type | NWPP_Coal | West | Other | PseudoUnit | 0 | 0 | 0 | 0 | 0 | 0 | PseudoUnit | 0 | 0 | 0 | 0 | 0 | 0
| Levelized Capital Costs by Reporting Type | NWPP_Coal | West | HQ/Maritimes | FixedInterchange | 0 | 0 | 0 | 0 | 0 | 0 | FixedInterchange | 0 | 0 | 0 | 0 | 0 | 0
Levelized Capital Costs by Reporting Type
| Levelized Capital Costs by Reporting Type |  |  |  | Levelized Capital Costs by Reporting Type: NWPP_Gas | [6 empty] | Levelized Capital Costs by Reporting Type: NWPP_Gas
| Levelized Capital Costs by Reporting Type |  |  |  | ReportingType | 2015 | 2020 | 2025 | 2030 | 2035 | 2040 | ReportingType | 2015 | 2020 | 2025 | 2030 | 2035 | 2040
| Levelized Capital Costs by Reporting Type | NWPP_Gas | West | Other Renew | BM | 0 | 0 | 0 | 0 | 0 | 0 | BM | 0 | 0 | 0 | 0 | 0 | 0
| Levelized Capital Costs by Reporting Type | NWPP_Gas | West | CC | CC | 33.4 | 277.75 | 277.76 | 277.77 | 277.76 | 244.36 | CC | 33.4 | 283.53 | 283.53 | 283.53 | 283.53 | 250.12
| Levelized Capital Costs by Reporting Type | NWPP_Gas | West | Other Renew | CSP | 0 | 0 | 0 | 0 | 0 | 0 | CSP | 0 | 0 | 0 | 0 | 0 | 0
| Levelized Capital Costs by Reporting Type | NWPP_Gas | West | CT | CT | 13.02 | 13.02 | 13.02 | 13.02 | 0 | 0 | CT | 13.02 | 13.02 | 13.02 | 13.02 | 0 | 0
| Levelized Capital Costs by Reporting Type | NWPP_Gas | West | Coal | Coal | 0 | 0 | 0 | 0 | 0 | 0 | Coal | 0 | 0 | 0 | 0 | 0 | 0
| Levelized Capital Costs by Reporting Type | NWPP_Gas | West | Other Renew | Geo | 0 | 0 | 0 | 0 | 0 | 0 | Geo | 0 | 0 | 0 | 0 | 0 | 0
| Levelized Capital Costs by Reporting Type | NWPP_Gas | West | Hydro | H | 0 | 0 | 0 | 0 | 0 | 0 | H | 0 | 0 | 0 | 0 | 0 | 0
| Levelized Capital Costs by Reporting Type | NWPP_Gas | West | Other Renew | LFG | 0 | 0 | 0 | 0 | 0 | 0 | LFG | 0 | 0 | 0 | 0 | 0 | 0
| Levelized Capital Costs by Reporting Type | NWPP_Gas | West | Nuclear | Nuc | 0 | 0 | 0 | 0 | 0 | 0 | Nuc | 0 | 0 | 0 | 0 | 0 | 0
| Levelized Capital Costs by Reporting Type | NWPP_Gas | West | Other | PS | 0 | 0 | 0 | 0 | 0 | 0 | PS | 0 | 0 | 0 | 0 | 0 | 0
| Levelized Capital Costs by Reporting Type | NWPP_Gas | West | Other Renew | PV | 0 | 0 | 0 | 0 | 0 | 0 | PV | 0 | 0 | 0 | 0 | 0 | 0
| Levelized Capital Costs by Reporting Type | NWPP_Gas | West | CT | PeakG | 0 | 0 | 0 | 0 | 0 | 0 | PeakG | 0 | 0 | 0 | 0 | 0 | 0
| Levelized Capital Costs by Reporting Type | NWPP_Gas | West | CT | PeakO | 0 | 0 | 0 | 0 | 0 | 0 | PeakO | 0 | 0 | 0 | 0 | 0 | 0
| Levelized Capital Costs by Reporting Type | NWPP_Gas | West | Other Renew | ST | 0 | 0 | 0 | 0 | 0 | 0 | ST | 0 | 0 | 0 | 0 | 0 | 0
| Levelized Capital Costs by Reporting Type | NWPP_Gas | West | Steam O/G | STOG | 0 | 0 | 0 | 0 | 0 | 0 | STOG | 0 | 0 | 0 | 0 | 0 | 0
| Levelized Capital Costs by Reporting Type | NWPP_Gas | West | Other Renew | STWD | 0 | 0 | 0 | 0 | 0 | 0 | STWD | 0 | 0 | 0 | 0 | 0 | 0
| Levelized Capital Costs by Reporting Type | NWPP_Gas | West | On-shore Wind | WT | 0 | 0 | 0 | 0 | 0 | 0 | WT | 0 | 0 | 0 | 0 | 0 | 0
| Levelized Capital Costs by Reporting Type | NWPP_Gas | West | Coal | IGCC | 0 | 0 | 0 | 0 | 0 | 0 | IGCC | 0 | 0 | 0 | 0 | 0 | 0
| Levelized Capital Costs by Reporting Type | NWPP_Gas | West | DR | DemandResponse | 0 | 0 | 0 | 0 | 0 | 0 | DemandResponse | 0 | 0 | 0 | 0 | 0 | 0
| Levelized Capital Costs by Reporting Type | NWPP_Gas | West | Coal-CCS | IGCC-CCS | 0 | 0 | 0 | 0 | 0.01 | 0.01 | IGCC-CCS | 0 | 0 | 0 | 0 | 0 | 0
| Levelized Capital Costs by Reporting Type | NWPP_Gas | West | Off-shore Wind | WT_off | 0 | 0 | 0 | 0 | 0 | 0 | WT_off | 0 | 0 | 0 | 0 | 0 | 0
| Levelized Capital Costs by Reporting Type | NWPP_Gas | West | Other | PseudoUnit | 0 | 0 | 0 | 0 | 0 | 0 | PseudoUnit | 0 | 0 | 0 | 0 | 0 | 0
| Levelized Capital Costs by Reporting Type | NWPP_Gas | West | HQ/Maritimes | FixedInterchange | 0 | 0 | 0 | 0 | 0 | 0 | FixedInterchange | 0 | 0 | 0 | 0 | 0 | 0
Levelized Capital Costs by Reporting Type
| Levelized Capital Costs by Reporting Type |  |  |  | Levelized Capital Costs by Reporting Type: NWPP_NucRenew | [6 empty] | Levelized Capital Costs by Reporting Type: NWPP_NucRenew
| Levelized Capital Costs by Reporting Type |  |  |  | ReportingType | 2015 | 2020 | 2025 | 2030 | 2035 | 2040 | ReportingType | 2015 | 2020 | 2025 | 2030 | 2035 | 2040
| Levelized Capital Costs by Reporting Type | NWPP_NucRenew | West | Other Renew | BM | 13.89 | 13.89 | 13.89 | 13.89 | 13.91 | 308.51 | BM | 13.89 | 13.89 | 13.89 | 13.89 | 13.89 | 299.48
| Levelized Capital Costs by Reporting Type | NWPP_NucRenew | West | CC | CC | 0 | 0 | 0 | 0 | 0 | 0 | CC | 0 | 0 | 0 | 0 | 0 | 0
| Levelized Capital Costs by Reporting Type | NWPP_NucRenew | West | Other Renew | CSP | 0 | 0 | 0 | 0 | 0 | 0 | CSP | 0 | 0 | 0 | 0 | 0 | 0
| Levelized Capital Costs by Reporting Type | NWPP_NucRenew | West | CT | CT | 0 | 0 | 0 | 0 | 0 | 0 | CT | 0 | 0 | 0 | 0 | 0 | 0
| Levelized Capital Costs by Reporting Type | NWPP_NucRenew | West | Coal | Coal | 0 | 0 | 0 | 0 | 0 | 0 | Coal | 0 | 0 | 0 | 0 | 0 | 0
| Levelized Capital Costs by Reporting Type | NWPP_NucRenew | West | Other Renew | Geo | 24.88 | 24.89 | 135.71 | 135.7 | 110.83 | 110.82 | Geo | 24.88 | 24.88 | 135.71 | 135.71 | 110.83 | 110.83
| Levelized Capital Costs by Reporting Type | NWPP_NucRenew | West | Hydro | H | 0 | 0 | 0.01 | 0.02 | 110.42 | 110.42 | H | 0 | 0 | 0 | 0 | 110.42 | 110.42
| Levelized Capital Costs by Reporting Type | NWPP_NucRenew | West | Other Renew | LFG | 5.03 | 5.03 | 50.73 | 50.73 | 45.71 | 45.7 | LFG | 5.02 | 5.02 | 50.73 | 50.73 | 45.71 | 45.71
| Levelized Capital Costs by Reporting Type | NWPP_NucRenew | West | Nuclear | Nuc | 0 | 0 | 0.05 | 410.41 | 1801.46 | 2663.96 | Nuc | 0 | 0 | 0 | 0 | 1887.5 | 2662.83
| Levelized Capital Costs by Reporting Type | NWPP_NucRenew | West | Other | PS | 0 | 0 | 0 | 0 | 0 | 0 | PS | 0 | 0 | 0 | 0 | 0 | 0
| Levelized Capital Costs by Reporting Type | NWPP_NucRenew | West | Other Renew | PV | 0.01 | 0.01 | 0.01 | 0.01 | 0.01 | 0.02 | PV | 0 | 0 | 0 | 0 | 0 | 0
| Levelized Capital Costs by Reporting Type | NWPP_NucRenew | West | CT | PeakG | 0 | 0 | 0 | 0 | 0 | 0 | PeakG | 0 | 0 | 0 | 0 | 0 | 0
| Levelized Capital Costs by Reporting Type | NWPP_NucRenew | West | CT | PeakO | 0 | 0 | 0 | 0 | 0 | 0 | PeakO | 0 | 0 | 0 | 0 | 0 | 0
| Levelized Capital Costs by Reporting Type | NWPP_NucRenew | West | Other Renew | ST | 0 | 0 | 0 | 0.01 | 0.01 | 0.02 | ST | 0 | 0 | 0 | 0 | 0 | 0
| Levelized Capital Costs by Reporting Type | NWPP_NucRenew | West | Steam O/G | STOG | 0 | 0 | 0 | 0 | 0 | 0 | STOG | 0 | 0 | 0 | 0 | 0 | 0
| Levelized Capital Costs by Reporting Type | NWPP_NucRenew | West | Other Renew | STWD | 0 | 0 | 0 | 0 | 0 | 0 | STWD | 0 | 0 | 0 | 0 | 0 | 0
| Levelized Capital Costs by Reporting Type | NWPP_NucRenew | West | On-shore Wind | WT | 238.87 | 238.88 | 238.91 | 4997.18 | 4759.09 | 5276.05 | WT | 238.86 | 238.86 | 238.86 | 4998.6 | 4759.74 | 5276.08
| Levelized Capital Costs by Reporting Type | NWPP_NucRenew | West | Coal | IGCC | 0 | 0 | 0 | 0 | 0 | 0 | IGCC | 0 | 0 | 0 | 0 | 0 | 0
| Levelized Capital Costs by Reporting Type | NWPP_NucRenew | West | DR | DemandResponse | 0 | 0 | 0 | 0 | 0 | 0 | DemandResponse | 0 | 0 | 0 | 0 | 0 | 0
| Levelized Capital Costs by Reporting Type | NWPP_NucRenew | West | Coal-CCS | IGCC-CCS | 0 | 0 | 0 | 0 | 0 | 0 | IGCC-CCS | 0 | 0 | 0 | 0 | 0 | 0
| Levelized Capital Costs by Reporting Type | NWPP_NucRenew | West | Off-shore Wind | WT_off | 0.07 | 0.07 | 0.08 | 0.03 | 0.01 | 0.02 | WT_off | 0 | 0 | 0 | 0 | 0 | 0
| Levelized Capital Costs by Reporting Type | NWPP_NucRenew | West | Other | PseudoUnit | 0 | 0 | 0 | 0 | 0 | 0 | PseudoUnit | 0 | 0 | 0 | 0 | 0 | 0
| Levelized Capital Costs by Reporting Type | NWPP_NucRenew | West | HQ/Maritimes | FixedInterchange | 0 | 0 | 0 | 0 | 0 | 0 | FixedInterchange | 0 | 0 | 0 | 0 | 0 | 0
Levelized Capital Costs by Reporting Type
| Levelized Capital Costs by Reporting Type |  |  |  | Levelized Capital Costs by Reporting Type: RMPA | [6 empty] | Levelized Capital Costs by Reporting Type: RMPA
| Levelized Capital Costs by Reporting Type |  |  |  | ReportingType | 2015 | 2020 | 2025 | 2030 | 2035 | 2040 | ReportingType | 2015 | 2020 | 2025 | 2030 | 2035 | 2040
| Levelized Capital Costs by Reporting Type | RMPA | West | Other Renew | BM | 0 | 0 | 0 | 0 | 238.71 | 483.64 | BM | 0 | 0 | 0 | 0 | 294.99 | 495.5
| Levelized Capital Costs by Reporting Type | RMPA | West | CC | CC | 0.01 | 129.62 | 129.63 | 129.63 | 129.63 | 129.62 | CC | 0 | 149.8 | 149.8 | 149.8 | 149.8 | 149.8
| Levelized Capital Costs by Reporting Type | RMPA | West | Other Renew | CSP | 0 | 0 | 0 | 0 | 0 | 0 | CSP | 0 | 0 | 0 | 0 | 0 | 0
| Levelized Capital Costs by Reporting Type | RMPA | West | CT | CT | 15.2 | 15.2 | 15.2 | 15.2 | 0 | 0 | CT | 15.2 | 15.2 | 15.2 | 15.2 | 0 | 0
| Levelized Capital Costs by Reporting Type | RMPA | West | Coal | Coal | 108.63 | 108.63 | 108.63 | 108.63 | 108.63 | 108.63 | Coal | 108.63 | 108.63 | 108.63 | 108.63 | 108.63 | 108.63
| Levelized Capital Costs by Reporting Type | RMPA | West | Other Renew | Geo | 0.01 | 12.82 | 659.37 | 659.36 | 659.36 | 646.54 | Geo | 0 | 6.51 | 658.97 | 658.97 | 658.97 | 652.46
| Levelized Capital Costs by Reporting Type | RMPA | West | Hydro | H | 0 | 0 | 0 | 0 | 0 | 0 | H | 0 | 0 | 0 | 0 | 0 | 0
| Levelized Capital Costs by Reporting Type | RMPA | West | Other Renew | LFG | 0.28 | 0.3 | 5.7 | 5.7 | 5.42 | 5.4 | LFG | 0.28 | 0.28 | 5.7 | 5.7 | 5.43 | 5.43
| Levelized Capital Costs by Reporting Type | RMPA | West | Nuclear | Nuc | 0 | 0 | 0.23 | 1125.7 | 1125.73 | 1125.74 | Nuc | 0 | 0 | 70.15 | 1034.53 | 1034.53 | 1034.53
| Levelized Capital Costs by Reporting Type | RMPA | West | Other | PS | 0 | 0 | 0 | 0 | 0 | 0 | PS | 0 | 0 | 0 | 0 | 0 | 0
| Levelized Capital Costs by Reporting Type | RMPA | West | Other Renew | PV | 0.38 | 0.38 | 0.38 | 0.38 | 0.01 | 0.01 | PV | 0.37 | 0.37 | 0.37 | 0.37 | 0 | 0
| Levelized Capital Costs by Reporting Type | RMPA | West | CT | PeakG | 0 | 0 | 0 | 0 | 0 | 0 | PeakG | 0 | 0 | 0 | 0 | 0 | 0
| Levelized Capital Costs by Reporting Type | RMPA | West | CT | PeakO | 0 | 0 | 0 | 0 | 0 | 0 | PeakO | 0 | 0 | 0 | 0 | 0 | 0
| Levelized Capital Costs by Reporting Type | RMPA | West | Other Renew | ST | 1.07 | 121.81 | 121.81 | 123.5 | 122.43 | 1.7 | ST | 1.07 | 121.87 | 121.87 | 123.47 | 122.41 | 1.63
| Levelized Capital Costs by Reporting Type | RMPA | West | Steam O/G | STOG | 0 | 0 | 0 | 0 | 0 | 0 | STOG | 0 | 0 | 0 | 0 | 0 | 0
| Levelized Capital Costs by Reporting Type | RMPA | West | Other Renew | STWD | 0 | 0 | 0 | 0 | 0 | 0 | STWD | 0 | 0 | 0 | 0 | 0 | 0
| Levelized Capital Costs by Reporting Type | RMPA | West | On-shore Wind | WT | 172.68 | 935.14 | 935.14 | 1044.45 | 871.79 | 137.21 | WT | 172.66 | 934.84 | 934.84 | 1044.22 | 871.56 | 137.47
| Levelized Capital Costs by Reporting Type | RMPA | West | Coal | IGCC | 0 | 0 | 0 | 0 | 0 | 0 | IGCC | 0 | 0 | 0 | 0 | 0 | 0
| Levelized Capital Costs by Reporting Type | RMPA | West | DR | DemandResponse | 0 | 0 | 0 | 0 | 0 | 0 | DemandResponse | 0 | 0 | 0 | 0 | 0 | 0
| Levelized Capital Costs by Reporting Type | RMPA | West | Coal-CCS | IGCC-CCS | 0 | 0 | 0.01 | 0.01 | 0.01 | 0.01 | IGCC-CCS | 0 | 0 | 0 | 0 | 0 | 0
| Levelized Capital Costs by Reporting Type | RMPA | West | Off-shore Wind | WT_off | 0 | 0 | 0 | 0 | 0 | 0 | WT_off | 0 | 0 | 0 | 0 | 0 | 0
| Levelized Capital Costs by Reporting Type | RMPA | West | Other | PseudoUnit | 0 | 0 | 0 | 0 | 0 | 0 | PseudoUnit | 0 | 0 | 0 | 0 | 0 | 0
| Levelized Capital Costs by Reporting Type | RMPA | West | HQ/Maritimes | FixedInterchange | 0 | 0 | 0 | 0 | 0 | 0 | FixedInterchange | 0 | 0 | 0 | 0 | 0 | 0
Levelized Capital Costs by Reporting Type
| Levelized Capital Costs by Reporting Type |  |  |  | Levelized Capital Costs by Reporting Type: SP15 | [6 empty] | Levelized Capital Costs by Reporting Type: SP15
| Levelized Capital Costs by Reporting Type |  |  |  | ReportingType | 2015 | 2020 | 2025 | 2030 | 2035 | 2040 | ReportingType | 2015 | 2020 | 2025 | 2030 | 2035 | 2040
| Levelized Capital Costs by Reporting Type | SP15 | West | Other Renew | BM | 2.9 | 2.9 | 2.9 | 2.9 | 2.92 | 2.93 | BM | 2.9 | 2.9 | 2.9 | 2.9 | 2.9 | 142.91
| Levelized Capital Costs by Reporting Type | SP15 | West | CC | CC | 335.36 | 335.51 | 335.53 | 335.53 | 335.53 | 0.18 | CC | 405.36 | 405.36 | 405.36 | 405.36 | 405.36 | 0
| Levelized Capital Costs by Reporting Type | SP15 | West | Other Renew | CSP | 0 | 0 | 0 | 0 | 0 | 0 | CSP | 0 | 0 | 0 | 0 | 0 | 0
| Levelized Capital Costs by Reporting Type | SP15 | West | CT | CT | 0 | 0 | 0 | 0 | 0 | 0 | CT | 0 | 0 | 0 | 0 | 0 | 0
| Levelized Capital Costs by Reporting Type | SP15 | West | Coal | Coal | 0 | 0 | 0 | 0 | 0 | 0 | Coal | 0 | 0 | 0 | 0 | 0 | 0
| Levelized Capital Costs by Reporting Type | SP15 | West | Other Renew | Geo | 14.23 | 385.18 | 385.19 | 370.95 | 370.95 | 0 | Geo | 14.26 | 385.19 | 385.19 | 370.93 | 370.93 | 0
| Levelized Capital Costs by Reporting Type | SP15 | West | Hydro | H | 0 | 0 | 0 | 0 | 0 | 0 | H | 0 | 0 | 0 | 0 | 0 | 0
| Levelized Capital Costs by Reporting Type | SP15 | West | Other Renew | LFG | 2.09 | 125.03 | 125.03 | 124.89 | 122.95 | 0 | LFG | 2.09 | 125.04 | 125.04 | 124.8 | 122.95 | 0
| Levelized Capital Costs by Reporting Type | SP15 | West | Nuclear | Nuc | 0 | 0 | 0.02 | 671.31 | 898.12 | 3122.67 | Nuc | 0 | 0 | 0 | 528.53 | 1008.66 | 2757.61
| Levelized Capital Costs by Reporting Type | SP15 | West | Other | PS | 0 | 0 | 0 | 0 | 0 | 0 | PS | 0 | 0 | 0 | 0 | 0 | 0
| Levelized Capital Costs by Reporting Type | SP15 | West | Other Renew | PV | 1.62 | 1.62 | 1.62 | 1.62 | 0 | 0 | PV | 1.62 | 1.62 | 1.62 | 1.62 | 0 | 0
| Levelized Capital Costs by Reporting Type | SP15 | West | CT | PeakG | 0 | 0 | 0 | 0 | 0 | 0 | PeakG | 0 | 0 | 0 | 0 | 0 | 0
| Levelized Capital Costs by Reporting Type | SP15 | West | CT | PeakO | 0 | 0 | 0 | 0 | 0 | 0 | PeakO | 0 | 0 | 0 | 0 | 0 | 0
| Levelized Capital Costs by Reporting Type | SP15 | West | Other Renew | ST | 191.39 | 191.39 | 191.39 | 191.39 | 874.28 | 1177.76 | ST | 191.39 | 191.39 | 191.39 | 191.39 | 874.31 | 1177.56
| Levelized Capital Costs by Reporting Type | SP15 | West | Steam O/G | STOG | 0 | 0 | 0 | 0 | 0 | 0 | STOG | 0 | 0 | 0 | 0 | 0 | 0
| Levelized Capital Costs by Reporting Type | SP15 | West | Other Renew | STWD | 0 | 0 | 0 | 0 | 0 | 0 | STWD | 0 | 0 | 0 | 0 | 0 | 0
| Levelized Capital Costs by Reporting Type | SP15 | West | On-shore Wind | WT | 193.27 | 449.21 | 3601.22 | 3601.29 | 3408.03 | 3152.09 | WT | 193.26 | 416.1 | 3599.75 | 3599.75 | 3406.48 | 3183.65
| Levelized Capital Costs by Reporting Type | SP15 | West | Coal | IGCC | 0 | 0 | 0 | 0 | 0 | 0 | IGCC | 0 | 0 | 0 | 0 | 0 | 0
| Levelized Capital Costs by Reporting Type | SP15 | West | DR | DemandResponse | 0 | 0 | 0 | 0 | 0 | 0 | DemandResponse | 0 | 0 | 0 | 0 | 0 | 0
| Levelized Capital Costs by Reporting Type | SP15 | West | Coal-CCS | IGCC-CCS | 0 | 0 | 0.01 | 0.01 | 0.01 | 0.01 | IGCC-CCS | 0 | 0 | 0 | 0 | 0 | 0
| Levelized Capital Costs by Reporting Type | SP15 | West | Off-shore Wind | WT_off | 0 | 0 | 0 | 0 | 0 | 0 | WT_off | 0 | 0 | 0 | 0 | 0 | 0
| Levelized Capital Costs by Reporting Type | SP15 | West | Other | PseudoUnit | 0 | 0 | 0 | 0 | 0 | 0 | PseudoUnit | 0 | 0 | 0 | 0 | 0 | 0
| Levelized Capital Costs by Reporting Type | SP15 | West | HQ/Maritimes | FixedInterchange | 0 | 0 | 0 | 0 | 0 | 0 | FixedInterchange | 0 | 0 | 0 | 0 | 0 | 0
Levelized Capital Costs by Reporting Type
| Levelized Capital Costs by Reporting Type |  |  |  | Levelized Capital Costs by Reporting Type: ALB | [6 empty] | Levelized Capital Costs by Reporting Type: ALB
| Levelized Capital Costs by Reporting Type |  |  |  | ReportingType | 2015 | 2020 | 2025 | 2030 | 2035 | 2040 | ReportingType | 2015 | 2020 | 2025 | 2030 | 2035 | 2040
| Levelized Capital Costs by Reporting Type | ALB | West | Other Renew | BM | 0 | 0 | 0 | 0 | 0 | 0 | BM | 0 | 0 | 0 | 0 | 0 | 0
| Levelized Capital Costs by Reporting Type | ALB | West | CC | CC | 96.35 | 96.36 | 96.36 | 96.36 | 96.36 | 0.01 | CC | 96.42 | 96.42 | 96.42 | 96.42 | 96.42 | 0
| Levelized Capital Costs by Reporting Type | ALB | West | Other Renew | CSP | 0 | 0 | 0 | 0 | 0 | 0 | CSP | 0 | 0 | 0 | 0 | 0 | 0
| Levelized Capital Costs by Reporting Type | ALB | West | CT | CT | 16.71 | 16.71 | 16.71 | 16.7 | 0 | 0 | CT | 16.7 | 16.7 | 16.7 | 16.7 | 0 | 0
| Levelized Capital Costs by Reporting Type | ALB | West | Coal | Coal | 147.62 | 147.62 | 147.62 | 147.62 | 147.62 | 147.62 | Coal | 147.62 | 147.62 | 147.62 | 147.62 | 147.62 | 147.62
| Levelized Capital Costs by Reporting Type | ALB | West | Other Renew | Geo | 0 | 0 | 0 | 0 | 0 | 0 | Geo | 0 | 0 | 0 | 0 | 0 | 0
| Levelized Capital Costs by Reporting Type | ALB | West | Hydro | H | 0 | 0 | 0 | 0 | 0 | 0 | H | 0 | 0 | 0 | 0 | 0 | 0
| Levelized Capital Costs by Reporting Type | ALB | West | Other Renew | LFG | 0 | 0 | 0 | 0 | 0 | 0 | LFG | 0 | 0 | 0 | 0 | 0 | 0
| Levelized Capital Costs by Reporting Type | ALB | West | Nuclear | Nuc | 0 | 0 | 4149.97 | 4992.76 | 5080.52 | 5115.18 | Nuc | 0 | 0 | 4149.76 | 4994.73 | 5036.33 | 5115.18
| Levelized Capital Costs by Reporting Type | ALB | West | Other | PS | 0 | 0 | 0 | 0 | 0 | 0 | PS | 0 | 0 | 0 | 0 | 0 | 0
| Levelized Capital Costs by Reporting Type | ALB | West | Other Renew | PV | 0 | 0 | 0 | 0 | 0 | 0 | PV | 0 | 0 | 0 | 0 | 0 | 0
| Levelized Capital Costs by Reporting Type | ALB | West | CT | PeakG | 0 | 0 | 0 | 0 | 0 | 0 | PeakG | 0 | 0 | 0 | 0 | 0 | 0
| Levelized Capital Costs by Reporting Type | ALB | West | CT | PeakO | 0 | 0 | 0 | 0 | 0 | 0 | PeakO | 0 | 0 | 0 | 0 | 0 | 0
| Levelized Capital Costs by Reporting Type | ALB | West | Other Renew | ST | 0 | 0 | 0 | 0 | 0 | 0 | ST | 0 | 0 | 0 | 0 | 0 | 0
| Levelized Capital Costs by Reporting Type | ALB | West | Steam O/G | STOG | 0 | 0 | 0 | 0 | 0 | 0 | STOG | 0 | 0 | 0 | 0 | 0 | 0
| Levelized Capital Costs by Reporting Type | ALB | West | Other Renew | STWD | 0 | 0 | 0 | 0 | 0 | 0 | STWD | 0 | 0 | 0 | 0 | 0 | 0
| Levelized Capital Costs by Reporting Type | ALB | West | On-shore Wind | WT | 2.54 | 2.54 | 2.54 | 2.55 | 23.83 | 23.83 | WT | 2.54 | 2.54 | 2.54 | 2.54 | 23.83 | 23.83
| Levelized Capital Costs by Reporting Type | ALB | West | Coal | IGCC | 0 | 0 | 0 | 0 | 0 | 0 | IGCC | 0 | 0 | 0 | 0 | 0 | 0
| Levelized Capital Costs by Reporting Type | ALB | West | DR | DemandResponse | 0 | 0 | 0 | 0 | 0 | 0 | DemandResponse | 0 | 0 | 0 | 0 | 0 | 0
| Levelized Capital Costs by Reporting Type | ALB | West | Coal-CCS | IGCC-CCS | 0 | 0 | 0 | 0 | 0 | 0 | IGCC-CCS | 0 | 0 | 0 | 0 | 0 | 0
| Levelized Capital Costs by Reporting Type | ALB | West | Off-shore Wind | WT_off | 0 | 0 | 0 | 0 | 0 | 0 | WT_off | 0 | 0 | 0 | 0 | 0 | 0
| Levelized Capital Costs by Reporting Type | ALB | West | Other | PseudoUnit | 0 | 0 | 0 | 0 | 0 | 0 | PseudoUnit | 0 | 0 | 0 | 0 | 0 | 0
| Levelized Capital Costs by Reporting Type | ALB | West | HQ/Maritimes | FixedInterchange | 0 | 0 | 0 | 0 | 0 | 0 | FixedInterchange | 0 | 0 | 0 | 0 | 0 | 0
Levelized Capital Costs by Reporting Type
| Levelized Capital Costs by Reporting Type |  |  |  | Levelized Capital Costs by Reporting Type: BC | [6 empty] | Levelized Capital Costs by Reporting Type: BC
| Levelized Capital Costs by Reporting Type |  |  |  | ReportingType | 2015 | 2020 | 2025 | 2030 | 2035 | 2040 | ReportingType | 2015 | 2020 | 2025 | 2030 | 2035 | 2040
| Levelized Capital Costs by Reporting Type | BC | West | Other Renew | BM | 0 | 0 | 0 | 0 | 0 | 0 | BM | 0 | 0 | 0 | 0 | 0 | 0
| Levelized Capital Costs by Reporting Type | BC | West | CC | CC | 0.01 | 0.01 | 0.01 | 0.01 | 0.01 | 0.01 | CC | 0 | 0 | 0 | 0 | 0 | 0
| Levelized Capital Costs by Reporting Type | BC | West | Other Renew | CSP | 0 | 0 | 0 | 0 | 0 | 0 | CSP | 0 | 0 | 0 | 0 | 0 | 0
| Levelized Capital Costs by Reporting Type | BC | West | CT | CT | 0 | 0 | 0 | 0 | 0 | 0 | CT | 0 | 0 | 0 | 0 | 0 | 0
| Levelized Capital Costs by Reporting Type | BC | West | Coal | Coal | 0 | 0 | 0 | 0 | 0 | 0 | Coal | 0 | 0 | 0 | 0 | 0 | 0
| Levelized Capital Costs by Reporting Type | BC | West | Other Renew | Geo | 0 | 0 | 0 | 0 | 0 | 0 | Geo | 0 | 0 | 0 | 0 | 0 | 0
| Levelized Capital Costs by Reporting Type | BC | West | Hydro | H | 0 | 0 | 0 | 0 | 0 | 0 | H | 0 | 0 | 0 | 0 | 0 | 0
| Levelized Capital Costs by Reporting Type | BC | West | Other Renew | LFG | 0 | 0 | 0 | 0 | 0 | 0 | LFG | 0 | 0 | 0 | 0 | 0 | 0
| Levelized Capital Costs by Reporting Type | BC | West | Nuclear | Nuc | 0 | 0 | 340.48 | 582.81 | 582.82 | 777.46 | Nuc | 0 | 0 | 340.52 | 583.15 | 583.15 | 778.05
| Levelized Capital Costs by Reporting Type | BC | West | Other | PS | 0 | 0 | 0 | 0 | 0 | 0 | PS | 0 | 0 | 0 | 0 | 0 | 0
| Levelized Capital Costs by Reporting Type | BC | West | Other Renew | PV | 0 | 0 | 0 | 0 | 0 | 0 | PV | 0 | 0 | 0 | 0 | 0 | 0
| Levelized Capital Costs by Reporting Type | BC | West | CT | PeakG | 0 | 0 | 0 | 0 | 0 | 0 | PeakG | 0 | 0 | 0 | 0 | 0 | 0
| Levelized Capital Costs by Reporting Type | BC | West | CT | PeakO | 0 | 0 | 0 | 0 | 0 | 0 | PeakO | 0 | 0 | 0 | 0 | 0 | 0
| Levelized Capital Costs by Reporting Type | BC | West | Other Renew | ST | 0 | 0 | 0 | 0 | 0 | 0 | ST | 0 | 0 | 0 | 0 | 0 | 0
| Levelized Capital Costs by Reporting Type | BC | West | Steam O/G | STOG | 0 | 0 | 0 | 0 | 0 | 0 | STOG | 0 | 0 | 0 | 0 | 0 | 0
| Levelized Capital Costs by Reporting Type | BC | West | Other Renew | STWD | 0 | 0 | 0 | 0 | 0 | 0 | STWD | 0 | 0 | 0 | 0 | 0 | 0
| Levelized Capital Costs by Reporting Type | BC | West | On-shore Wind | WT | 40.68 | 40.68 | 40.68 | 40.68 | 40.85 | 40.85 | WT | 40.68 | 40.68 | 40.68 | 40.68 | 40.86 | 40.86
| Levelized Capital Costs by Reporting Type | BC | West | Coal | IGCC | 0 | 0 | 0 | 0 | 0 | 0 | IGCC | 0 | 0 | 0 | 0 | 0 | 0
| Levelized Capital Costs by Reporting Type | BC | West | DR | DemandResponse | 0 | 0 | 0 | 0 | 0 | 0 | DemandResponse | 0 | 0 | 0 | 0 | 0 | 0
| Levelized Capital Costs by Reporting Type | BC | West | Coal-CCS | IGCC-CCS | 0 | 0 | 0 | 0 | 0 | 0 | IGCC-CCS | 0 | 0 | 0 | 0 | 0 | 0
| Levelized Capital Costs by Reporting Type | BC | West | Off-shore Wind | WT_off | 0 | 0 | 0 | 0 | 0 | 0 | WT_off | 0 | 0 | 0 | 0 | 0 | 0
| Levelized Capital Costs by Reporting Type | BC | West | Other | PseudoUnit | 0 | 0 | 0 | 0 | 0 | 0 | PseudoUnit | 0 | 0 | 0 | 0 | 0 | 0
| Levelized Capital Costs by Reporting Type | BC | West | HQ/Maritimes | FixedInterchange | 0 | 0 | 0 | 0 | 0 | 0 | FixedInterchange | 0 | 0 | 0 | 0 | 0 | 0
Levelized Capital Costs by Reporting Type
| Levelized Capital Costs by Reporting Type |  |  |  | Levelized Capital Costs by Reporting Type: HQ_IESO | [6 empty] | Levelized Capital Costs by Reporting Type: HQ_IESO
| Levelized Capital Costs by Reporting Type |  |  |  | ReportingType | 2015 | 2020 | 2025 | 2030 | 2035 | 2040 | ReportingType | 2015 | 2020 | 2025 | 2030 | 2035 | 2040
| Levelized Capital Costs by Reporting Type | HQ_IESO | HQ/Maritimes | Other Renew | BM | 0 | 0 | 0 | 0 | 0 | 0 | BM | 0 | 0 | 0 | 0 | 0 | 0
| Levelized Capital Costs by Reporting Type | HQ_IESO | HQ/Maritimes | CC | CC | 0 | 0 | 0 | 0 | 0 | 0 | CC | 0 | 0 | 0 | 0 | 0 | 0
| Levelized Capital Costs by Reporting Type | HQ_IESO | HQ/Maritimes | Other Renew | CSP | 0 | 0 | 0 | 0 | 0 | 0 | CSP | 0 | 0 | 0 | 0 | 0 | 0
| Levelized Capital Costs by Reporting Type | HQ_IESO | HQ/Maritimes | CT | CT | 0 | 0 | 0 | 0 | 0 | 0 | CT | 0 | 0 | 0 | 0 | 0 | 0
| Levelized Capital Costs by Reporting Type | HQ_IESO | HQ/Maritimes | Coal | Coal | 0 | 0 | 0 | 0 | 0 | 0 | Coal | 0 | 0 | 0 | 0 | 0 | 0
| Levelized Capital Costs by Reporting Type | HQ_IESO | HQ/Maritimes | Other Renew | Geo | 0 | 0 | 0 | 0 | 0 | 0 | Geo | 0 | 0 | 0 | 0 | 0 | 0
| Levelized Capital Costs by Reporting Type | HQ_IESO | HQ/Maritimes | Hydro | H | 0 | 0 | 0 | 0 | 0 | 0 | H | 0 | 0 | 0 | 0 | 0 | 0
| Levelized Capital Costs by Reporting Type | HQ_IESO | HQ/Maritimes | Other Renew | LFG | 0 | 0 | 0 | 0 | 0 | 0 | LFG | 0 | 0 | 0 | 0 | 0 | 0
| Levelized Capital Costs by Reporting Type | HQ_IESO | HQ/Maritimes | Nuclear | Nuc | 0 | 0 | 0 | 0 | 0 | 0 | Nuc | 0 | 0 | 0 | 0 | 0 | 0
| Levelized Capital Costs by Reporting Type | HQ_IESO | HQ/Maritimes | Other | PS | 0 | 0 | 0 | 0 | 0 | 0 | PS | 0 | 0 | 0 | 0 | 0 | 0
| Levelized Capital Costs by Reporting Type | HQ_IESO | HQ/Maritimes | Other Renew | PV | 0 | 0 | 0 | 0 | 0 | 0 | PV | 0 | 0 | 0 | 0 | 0 | 0
| Levelized Capital Costs by Reporting Type | HQ_IESO | HQ/Maritimes | CT | PeakG | 0 | 0 | 0 | 0 | 0 | 0 | PeakG | 0 | 0 | 0 | 0 | 0 | 0
| Levelized Capital Costs by Reporting Type | HQ_IESO | HQ/Maritimes | CT | PeakO | 0 | 0 | 0 | 0 | 0 | 0 | PeakO | 0 | 0 | 0 | 0 | 0 | 0
| Levelized Capital Costs by Reporting Type | HQ_IESO | HQ/Maritimes | Other Renew | ST | 0 | 0 | 0 | 0 | 0 | 0 | ST | 0 | 0 | 0 | 0 | 0 | 0
| Levelized Capital Costs by Reporting Type | HQ_IESO | HQ/Maritimes | Steam O/G | STOG | 0 | 0 | 0 | 0 | 0 | 0 | STOG | 0 | 0 | 0 | 0 | 0 | 0
| Levelized Capital Costs by Reporting Type | HQ_IESO | HQ/Maritimes | Other Renew | STWD | 0 | 0 | 0 | 0 | 0 | 0 | STWD | 0 | 0 | 0 | 0 | 0 | 0
| Levelized Capital Costs by Reporting Type | HQ_IESO | HQ/Maritimes | On-shore Wind | WT | 0 | 0 | 0 | 0 | 0 | 0 | WT | 0 | 0 | 0 | 0 | 0 | 0
| Levelized Capital Costs by Reporting Type | HQ_IESO | HQ/Maritimes | Coal | IGCC | 0 | 0 | 0 | 0 | 0 | 0 | IGCC | 0 | 0 | 0 | 0 | 0 | 0
| Levelized Capital Costs by Reporting Type | HQ_IESO | HQ/Maritimes | DR | DemandResponse | 0 | 0 | 0 | 0 | 0 | 0 | DemandResponse | 0 | 0 | 0 | 0 | 0 | 0
| Levelized Capital Costs by Reporting Type | HQ_IESO | HQ/Maritimes | Coal-CCS | IGCC-CCS | 0 | 0 | 0 | 0 | 0 | 0 | IGCC-CCS | 0 | 0 | 0 | 0 | 0 | 0
| Levelized Capital Costs by Reporting Type | HQ_IESO | HQ/Maritimes | Off-shore Wind | WT_off | 0 | 0 | 0 | 0 | 0 | 0 | WT_off | 0 | 0 | 0 | 0 | 0 | 0
| Levelized Capital Costs by Reporting Type | HQ_IESO | HQ/Maritimes | Other | PseudoUnit | 0 | 0 | 0 | 0.89 | 824.05 | 824.05 | PseudoUnit | 0 | 0 | 0 | 0 | 0 | 0
| Levelized Capital Costs by Reporting Type | HQ_IESO | HQ/Maritimes | HQ/Maritimes | FixedInterchange | 0 | 0 | 0 | 0 | 0 | 0 | FixedInterchange | 0 | 0 | 0 | 0 | 0 | 0
Levelized Capital Costs by Reporting Type
| Levelized Capital Costs by Reporting Type |  |  |  | Levelized Capital Costs by Reporting Type: HQ_NEISO | [6 empty] | Levelized Capital Costs by Reporting Type: HQ_NEISO
| Levelized Capital Costs by Reporting Type |  |  |  | ReportingType | 2015 | 2020 | 2025 | 2030 | 2035 | 2040 | ReportingType | 2015 | 2020 | 2025 | 2030 | 2035 | 2040
| Levelized Capital Costs by Reporting Type | HQ_NEISO | HQ/Maritimes | Other Renew | BM | 0 | 0 | 0 | 0 | 0 | 0 | BM | 0 | 0 | 0 | 0 | 0 | 0
| Levelized Capital Costs by Reporting Type | HQ_NEISO | HQ/Maritimes | CC | CC | 0 | 0 | 0 | 0 | 0 | 0 | CC | 0 | 0 | 0 | 0 | 0 | 0
| Levelized Capital Costs by Reporting Type | HQ_NEISO | HQ/Maritimes | Other Renew | CSP | 0 | 0 | 0 | 0 | 0 | 0 | CSP | 0 | 0 | 0 | 0 | 0 | 0
| Levelized Capital Costs by Reporting Type | HQ_NEISO | HQ/Maritimes | CT | CT | 0 | 0 | 0 | 0 | 0 | 0 | CT | 0 | 0 | 0 | 0 | 0 | 0
| Levelized Capital Costs by Reporting Type | HQ_NEISO | HQ/Maritimes | Coal | Coal | 0 | 0 | 0 | 0 | 0 | 0 | Coal | 0 | 0 | 0 | 0 | 0 | 0
| Levelized Capital Costs by Reporting Type | HQ_NEISO | HQ/Maritimes | Other Renew | Geo | 0 | 0 | 0 | 0 | 0 | 0 | Geo | 0 | 0 | 0 | 0 | 0 | 0
| Levelized Capital Costs by Reporting Type | HQ_NEISO | HQ/Maritimes | Hydro | H | 0 | 0 | 0 | 0 | 0 | 0 | H | 0 | 0 | 0 | 0 | 0 | 0
| Levelized Capital Costs by Reporting Type | HQ_NEISO | HQ/Maritimes | Other Renew | LFG | 0 | 0 | 0 | 0 | 0 | 0 | LFG | 0 | 0 | 0 | 0 | 0 | 0
| Levelized Capital Costs by Reporting Type | HQ_NEISO | HQ/Maritimes | Nuclear | Nuc | 0 | 0 | 0 | 0 | 0 | 0 | Nuc | 0 | 0 | 0 | 0 | 0 | 0
| Levelized Capital Costs by Reporting Type | HQ_NEISO | HQ/Maritimes | Other | PS | 0 | 0 | 0 | 0 | 0 | 0 | PS | 0 | 0 | 0 | 0 | 0 | 0
| Levelized Capital Costs by Reporting Type | HQ_NEISO | HQ/Maritimes | Other Renew | PV | 0 | 0 | 0 | 0 | 0 | 0 | PV | 0 | 0 | 0 | 0 | 0 | 0
| Levelized Capital Costs by Reporting Type | HQ_NEISO | HQ/Maritimes | CT | PeakG | 0 | 0 | 0 | 0 | 0 | 0 | PeakG | 0 | 0 | 0 | 0 | 0 | 0
| Levelized Capital Costs by Reporting Type | HQ_NEISO | HQ/Maritimes | CT | PeakO | 0 | 0 | 0 | 0 | 0 | 0 | PeakO | 0 | 0 | 0 | 0 | 0 | 0
| Levelized Capital Costs by Reporting Type | HQ_NEISO | HQ/Maritimes | Other Renew | ST | 0 | 0 | 0 | 0 | 0 | 0 | ST | 0 | 0 | 0 | 0 | 0 | 0
| Levelized Capital Costs by Reporting Type | HQ_NEISO | HQ/Maritimes | Steam O/G | STOG | 0 | 0 | 0 | 0 | 0 | 0 | STOG | 0 | 0 | 0 | 0 | 0 | 0
| Levelized Capital Costs by Reporting Type | HQ_NEISO | HQ/Maritimes | Other Renew | STWD | 0 | 0 | 0 | 0 | 0 | 0 | STWD | 0 | 0 | 0 | 0 | 0 | 0
| Levelized Capital Costs by Reporting Type | HQ_NEISO | HQ/Maritimes | On-shore Wind | WT | 0 | 0 | 0 | 0 | 0 | 0 | WT | 0 | 0 | 0 | 0 | 0 | 0
| Levelized Capital Costs by Reporting Type | HQ_NEISO | HQ/Maritimes | Coal | IGCC | 0 | 0 | 0 | 0 | 0 | 0 | IGCC | 0 | 0 | 0 | 0 | 0 | 0
| Levelized Capital Costs by Reporting Type | HQ_NEISO | HQ/Maritimes | DR | DemandResponse | 0 | 0 | 0 | 0 | 0 | 0 | DemandResponse | 0 | 0 | 0 | 0 | 0 | 0
| Levelized Capital Costs by Reporting Type | HQ_NEISO | HQ/Maritimes | Coal-CCS | IGCC-CCS | 0 | 0 | 0 | 0 | 0 | 0 | IGCC-CCS | 0 | 0 | 0 | 0 | 0 | 0
| Levelized Capital Costs by Reporting Type | HQ_NEISO | HQ/Maritimes | Off-shore Wind | WT_off | 0 | 0 | 0 | 0 | 0 | 0 | WT_off | 0 | 0 | 0 | 0 | 0 | 0
| Levelized Capital Costs by Reporting Type | HQ_NEISO | HQ/Maritimes | Other | PseudoUnit | 0 | 0 | 0 | 5.55 | 98.89 | 98.89 | PseudoUnit | 0 | 0 | 0 | 0 | 0 | 0
| Levelized Capital Costs by Reporting Type | HQ_NEISO | HQ/Maritimes | HQ/Maritimes | FixedInterchange | 0 | 0 | 0 | 0 | 0 | 0 | FixedInterchange | 0 | 0 | 0 | 0 | 0 | 0
Levelized Capital Costs by Reporting Type
| Levelized Capital Costs by Reporting Type |  |  |  | Levelized Capital Costs by Reporting Type: HQ_NY | [6 empty] | Levelized Capital Costs by Reporting Type: HQ_NY
| Levelized Capital Costs by Reporting Type |  |  |  | ReportingType | 2015 | 2020 | 2025 | 2030 | 2035 | 2040 | ReportingType | 2015 | 2020 | 2025 | 2030 | 2035 | 2040
| Levelized Capital Costs by Reporting Type | HQ_NY | HQ/Maritimes | Other Renew | BM | 0 | 0 | 0 | 0 | 0 | 0 | BM | 0 | 0 | 0 | 0 | 0 | 0
| Levelized Capital Costs by Reporting Type | HQ_NY | HQ/Maritimes | CC | CC | 0 | 0 | 0 | 0 | 0 | 0 | CC | 0 | 0 | 0 | 0 | 0 | 0
| Levelized Capital Costs by Reporting Type | HQ_NY | HQ/Maritimes | Other Renew | CSP | 0 | 0 | 0 | 0 | 0 | 0 | CSP | 0 | 0 | 0 | 0 | 0 | 0
| Levelized Capital Costs by Reporting Type | HQ_NY | HQ/Maritimes | CT | CT | 0 | 0 | 0 | 0 | 0 | 0 | CT | 0 | 0 | 0 | 0 | 0 | 0
| Levelized Capital Costs by Reporting Type | HQ_NY | HQ/Maritimes | Coal | Coal | 0 | 0 | 0 | 0 | 0 | 0 | Coal | 0 | 0 | 0 | 0 | 0 | 0
| Levelized Capital Costs by Reporting Type | HQ_NY | HQ/Maritimes | Other Renew | Geo | 0 | 0 | 0 | 0 | 0 | 0 | Geo | 0 | 0 | 0 | 0 | 0 | 0
| Levelized Capital Costs by Reporting Type | HQ_NY | HQ/Maritimes | Hydro | H | 0 | 0 | 0 | 0 | 0 | 0 | H | 0 | 0 | 0 | 0 | 0 | 0
| Levelized Capital Costs by Reporting Type | HQ_NY | HQ/Maritimes | Other Renew | LFG | 0 | 0 | 0 | 0 | 0 | 0 | LFG | 0 | 0 | 0 | 0 | 0 | 0
| Levelized Capital Costs by Reporting Type | HQ_NY | HQ/Maritimes | Nuclear | Nuc | 0 | 0 | 0 | 0 | 0 | 0 | Nuc | 0 | 0 | 0 | 0 | 0 | 0
| Levelized Capital Costs by Reporting Type | HQ_NY | HQ/Maritimes | Other | PS | 0 | 0 | 0 | 0 | 0 | 0 | PS | 0 | 0 | 0 | 0 | 0 | 0
| Levelized Capital Costs by Reporting Type | HQ_NY | HQ/Maritimes | Other Renew | PV | 0 | 0 | 0 | 0 | 0 | 0 | PV | 0 | 0 | 0 | 0 | 0 | 0
| Levelized Capital Costs by Reporting Type | HQ_NY | HQ/Maritimes | CT | PeakG | 0 | 0 | 0 | 0 | 0 | 0 | PeakG | 0 | 0 | 0 | 0 | 0 | 0
| Levelized Capital Costs by Reporting Type | HQ_NY | HQ/Maritimes | CT | PeakO | 0 | 0 | 0 | 0 | 0 | 0 | PeakO | 0 | 0 | 0 | 0 | 0 | 0
| Levelized Capital Costs by Reporting Type | HQ_NY | HQ/Maritimes | Other Renew | ST | 0 | 0 | 0 | 0 | 0 | 0 | ST | 0 | 0 | 0 | 0 | 0 | 0
| Levelized Capital Costs by Reporting Type | HQ_NY | HQ/Maritimes | Steam O/G | STOG | 0 | 0 | 0 | 0 | 0 | 0 | STOG | 0 | 0 | 0 | 0 | 0 | 0
| Levelized Capital Costs by Reporting Type | HQ_NY | HQ/Maritimes | Other Renew | STWD | 0 | 0 | 0 | 0 | 0 | 0 | STWD | 0 | 0 | 0 | 0 | 0 | 0
| Levelized Capital Costs by Reporting Type | HQ_NY | HQ/Maritimes | On-shore Wind | WT | 0 | 0 | 0 | 0 | 0 | 0 | WT | 0 | 0 | 0 | 0 | 0 | 0
| Levelized Capital Costs by Reporting Type | HQ_NY | HQ/Maritimes | Coal | IGCC | 0 | 0 | 0 | 0 | 0 | 0 | IGCC | 0 | 0 | 0 | 0 | 0 | 0
| Levelized Capital Costs by Reporting Type | HQ_NY | HQ/Maritimes | DR | DemandResponse | 0 | 0 | 0 | 0 | 0 | 0 | DemandResponse | 0 | 0 | 0 | 0 | 0 | 0
| Levelized Capital Costs by Reporting Type | HQ_NY | HQ/Maritimes | Coal-CCS | IGCC-CCS | 0 | 0 | 0 | 0 | 0 | 0 | IGCC-CCS | 0 | 0 | 0 | 0 | 0 | 0
| Levelized Capital Costs by Reporting Type | HQ_NY | HQ/Maritimes | Off-shore Wind | WT_off | 0 | 0 | 0 | 0 | 0 | 0 | WT_off | 0 | 0 | 0 | 0 | 0 | 0
| Levelized Capital Costs by Reporting Type | HQ_NY | HQ/Maritimes | Other | PseudoUnit | 0 | 0 | 0.02 | 824.05 | 824.05 | 824.05 | PseudoUnit | 0 | 0 | 0 | 0 | 0 | 0
| Levelized Capital Costs by Reporting Type | HQ_NY | HQ/Maritimes | HQ/Maritimes | FixedInterchange | 0 | 0 | 0 | 0 | 0 | 0 | FixedInterchange | 0 | 0 | 0 | 0 | 0 | 0
Levelized Capital Costs by Reporting Type
| Levelized Capital Costs by Reporting Type |  |  |  | Levelized Capital Costs by Reporting Type: MARITIMES | [6 empty] | Levelized Capital Costs by Reporting Type: MARITIMES
| Levelized Capital Costs by Reporting Type |  |  |  | ReportingType | 2015 | 2020 | 2025 | 2030 | 2035 | 2040 | ReportingType | 2015 | 2020 | 2025 | 2030 | 2035 | 2040
| Levelized Capital Costs by Reporting Type | MARITIMES | HQ/Maritimes | Other Renew | BM | 0 | 0 | 0 | 0 | 0 | 0 | BM | 0 | 0 | 0 | 0 | 0 | 0
| Levelized Capital Costs by Reporting Type | MARITIMES | HQ/Maritimes | CC | CC | 0 | 0 | 0 | 0 | 0 | 0 | CC | 0 | 0 | 0 | 0 | 0 | 0
| Levelized Capital Costs by Reporting Type | MARITIMES | HQ/Maritimes | Other Renew | CSP | 0 | 0 | 0 | 0 | 0 | 0 | CSP | 0 | 0 | 0 | 0 | 0 | 0
| Levelized Capital Costs by Reporting Type | MARITIMES | HQ/Maritimes | CT | CT | 0 | 0 | 0 | 0 | 0 | 0 | CT | 0 | 0 | 0 | 0 | 0 | 0
| Levelized Capital Costs by Reporting Type | MARITIMES | HQ/Maritimes | Coal | Coal | 0 | 0 | 0 | 0 | 0 | 0 | Coal | 0 | 0 | 0 | 0 | 0 | 0
| Levelized Capital Costs by Reporting Type | MARITIMES | HQ/Maritimes | Other Renew | Geo | 0 | 0 | 0 | 0 | 0 | 0 | Geo | 0 | 0 | 0 | 0 | 0 | 0
| Levelized Capital Costs by Reporting Type | MARITIMES | HQ/Maritimes | Hydro | H | 0 | 0 | 0 | 0 | 0 | 0 | H | 0 | 0 | 0 | 0 | 0 | 0
| Levelized Capital Costs by Reporting Type | MARITIMES | HQ/Maritimes | Other Renew | LFG | 0 | 0 | 0 | 0 | 0 | 0 | LFG | 0 | 0 | 0 | 0 | 0 | 0
| Levelized Capital Costs by Reporting Type | MARITIMES | HQ/Maritimes | Nuclear | Nuc | 0 | 0 | 0 | 0 | 0 | 0 | Nuc | 0 | 0 | 0 | 0 | 0 | 0
| Levelized Capital Costs by Reporting Type | MARITIMES | HQ/Maritimes | Other | PS | 0 | 0 | 0 | 0 | 0 | 0 | PS | 0 | 0 | 0 | 0 | 0 | 0
| Levelized Capital Costs by Reporting Type | MARITIMES | HQ/Maritimes | Other Renew | PV | 0 | 0 | 0 | 0 | 0 | 0 | PV | 0 | 0 | 0 | 0 | 0 | 0
| Levelized Capital Costs by Reporting Type | MARITIMES | HQ/Maritimes | CT | PeakG | 0 | 0 | 0 | 0 | 0 | 0 | PeakG | 0 | 0 | 0 | 0 | 0 | 0
| Levelized Capital Costs by Reporting Type | MARITIMES | HQ/Maritimes | CT | PeakO | 0 | 0 | 0 | 0 | 0 | 0 | PeakO | 0 | 0 | 0 | 0 | 0 | 0
| Levelized Capital Costs by Reporting Type | MARITIMES | HQ/Maritimes | Other Renew | ST | 0 | 0 | 0 | 0 | 0 | 0 | ST | 0 | 0 | 0 | 0 | 0 | 0
| Levelized Capital Costs by Reporting Type | MARITIMES | HQ/Maritimes | Steam O/G | STOG | 0 | 0 | 0 | 0 | 0 | 0 | STOG | 0 | 0 | 0 | 0 | 0 | 0
| Levelized Capital Costs by Reporting Type | MARITIMES | HQ/Maritimes | Other Renew | STWD | 0 | 0 | 0 | 0 | 0 | 0 | STWD | 0 | 0 | 0 | 0 | 0 | 0
| Levelized Capital Costs by Reporting Type | MARITIMES | HQ/Maritimes | On-shore Wind | WT | 0 | 0 | 0 | 0 | 0 | 0 | WT | 0 | 0 | 0 | 0 | 0 | 0
| Levelized Capital Costs by Reporting Type | MARITIMES | HQ/Maritimes | Coal | IGCC | 0 | 0 | 0 | 0 | 0 | 0 | IGCC | 0 | 0 | 0 | 0 | 0 | 0
| Levelized Capital Costs by Reporting Type | MARITIMES | HQ/Maritimes | DR | DemandResponse | 0 | 0 | 0 | 0 | 0 | 0 | DemandResponse | 0 | 0 | 0 | 0 | 0 | 0
| Levelized Capital Costs by Reporting Type | MARITIMES | HQ/Maritimes | Coal-CCS | IGCC-CCS | 0 | 0 | 0 | 0 | 0 | 0 | IGCC-CCS | 0 | 0 | 0 | 0 | 0 | 0
| Levelized Capital Costs by Reporting Type | MARITIMES | HQ/Maritimes | Off-shore Wind | WT_off | 0 | 0 | 0 | 0 | 0 | 0 | WT_off | 0 | 0 | 0 | 0 | 0 | 0
| Levelized Capital Costs by Reporting Type | MARITIMES | HQ/Maritimes | Other | PseudoUnit | 0 | 0 | 0.01 | 5.74 | 164.81 | 164.81 | PseudoUnit | 0 | 0 | 0 | 0 | 0 | 0
| Levelized Capital Costs by Reporting Type | MARITIMES | HQ/Maritimes | HQ/Maritimes | FixedInterchange | 0 | 0 | 0 | 0 | 0 | 0 | FixedInterchange | 0 | 0 | 0 | 0 | 0 | 0
Levelized Capital Costs by Reporting Type
| Levelized Capital Costs by Reporting Type |  |  |  | Levelized Capital Costs by Reporting Type: All | [6 empty] | Levelized Capital Costs by Reporting Type: All
| Levelized Capital Costs by Reporting Type |  |  |  | ReportingType | 2015 | 2020 | 2025 | 2030 | 2035 | 2040 | ReportingType | 2015 | 2020 | 2025 | 2030 | 2035 | 2040
| Levelized Capital Costs by Reporting Type | All | All | Other Renew | BM | 541.24 | 599.55 | 768.74 | 1189.24 | 10797.49 | 18664.26 | BM | 541.24 | 599.28 | 768.56 | 772.44 | 7365.52 | 22173.75
| Levelized Capital Costs by Reporting Type | All | All | CC | CC | 11173.77 | 16033.84 | 16034.09 | 16034.3 | 15888.78 | 4860.59 | CC | 12482.93 | 18602.07 | 18617.93 | 18634.05 | 18492.42 | 6158.44
| Levelized Capital Costs by Reporting Type | All | All | Other Renew | CSP | 0 | 0 | 0 | 0 | 0 | 0 | CSP | 0 | 0 | 0 | 0 | 0 | 0
| Levelized Capital Costs by Reporting Type | All | All | CT | CT | 541.61 | 574.01 | 574.01 | 555.22 | 311.89 | 279.5 | CT | 541.57 | 575.61 | 575.61 | 558.65 | 94.09 | 60.06
| Levelized Capital Costs by Reporting Type | All | All | Coal | Coal | 3114.74 | 3114.76 | 3114.76 | 3114.77 | 3114.77 | 3114.77 | Coal | 3114.71 | 3114.71 | 3114.71 | 3114.71 | 3114.71 | 3114.71
| Levelized Capital Costs by Reporting Type | All | All | Other Renew | Geo | 39.14 | 602.44 | 1735.86 | 1721.61 | 1696.73 | 1133.42 | Geo | 39.14 | 603.27 | 1735.89 | 1721.64 | 1696.76 | 1132.63
| Levelized Capital Costs by Reporting Type | All | All | Hydro | H | 0 | 415.93 | 1163.51 | 2389.82 | 2895.78 | 2895.82 | H | 0 | 427.65 | 1479.95 | 1950.33 | 2572.64 | 2616.64
| Levelized Capital Costs by Reporting Type | All | All | Other Renew | LFG | 42.42 | 454.05 | 885.72 | 1018.66 | 985.9 | 574.27 | LFG | 42.41 | 454.45 | 886.29 | 1018.47 | 985.9 | 573.85
| Levelized Capital Costs by Reporting Type | All | All | Nuclear | Nuc | 684.91 | 3259.18 | 9474.96 | 31461.7 | 59258.44 | 87585.37 | Nuc | 684.91 | 3259.17 | 11249.36 | 31373.65 | 59624.63 | 88211.04
| Levelized Capital Costs by Reporting Type | All | All | Other | PS | 0 | 0 | 0 | 0 | 0 | 0 | PS | 0 | 0 | 0 | 0 | 0 | 0
| Levelized Capital Costs by Reporting Type | All | All | Other Renew | PV | 612.45 | 1337.22 | 1626.88 | 1682.9 | 1074.89 | 370.97 | PV | 612.43 | 1338.38 | 1628.24 | 1684.44 | 1076.2 | 411.86
| Levelized Capital Costs by Reporting Type | All | All | CT | PeakG | 0 | 0 | 0 | 0 | 0 | 0 | PeakG | 0 | 0 | 0 | 0 | 0 | 0
| Levelized Capital Costs by Reporting Type | All | All | CT | PeakO | 0 | 0 | 0 | 0 | 0 | 0 | PeakO | 0 | 0 | 0 | 0 | 0 | 0
| Levelized Capital Costs by Reporting Type | All | All | Other Renew | ST | 306.41 | 571.16 | 638.73 | 611.41 | 1396.41 | 1435.3 | ST | 306.41 | 571.2 | 638.77 | 611.24 | 1396.48 | 1434.97
| Levelized Capital Costs by Reporting Type | All | All | Steam O/G | STOG | 0 | 0 | 0 | 0 | 0 | 0 | STOG | 0 | 0 | 0 | 0 | 0 | 0
| Levelized Capital Costs by Reporting Type | All | All | Other Renew | STWD | 0 | 0 | 0 | 0 | 0 | 0 | STWD | 0 | 0 | 0 | 0 | 0 | 0
| Levelized Capital Costs by Reporting Type | All | All | On-shore Wind | WT | 6098.72 | 34190.31 | 71933.74 | 78028.13 | 79696.1 | 55945.92 | WT | 6098.69 | 26983.91 | 45874.92 | 71251.9 | 76363.82 | 57859.31
| Levelized Capital Costs by Reporting Type | All | All | Coal | IGCC | 215.29 | 215.32 | 215.33 | 215.33 | 215.33 | 215.34 | IGCC | 215.26 | 215.26 | 215.26 | 215.26 | 215.26 | 215.26
| Levelized Capital Costs by Reporting Type | All | All | DR | DemandResponse | 0 | 0 | 0 | 0 | 0 | 0 | DemandResponse | 0 | 0 | 0 | 0 | 0 | 0
| Levelized Capital Costs by Reporting Type | All | All | Coal-CCS | IGCC-CCS | 0 | 0.07 | 0.12 | 0.18 | 0.3 | 0.32 | IGCC-CCS | 0 | 0 | 0 | 0 | 0 | 0
| Levelized Capital Costs by Reporting Type | All | All | Off-shore Wind | WT_off | 283.87 | 283.92 | 824.31 | 824 | 540.52 | 540.5 | WT_off | 283.77 | 283.77 | 824.12 | 824.12 | 11988.08 | 16078.23
| Levelized Capital Costs by Reporting Type | All | All | Other | PseudoUnit | 0 | 0.01 | 0.03 | 836.23 | 1911.79 | 1911.79 | PseudoUnit | 0 | 0 | 0 | 0 | 0 | 0
| Levelized Capital Costs by Reporting Type | All | All | HQ/Maritimes | FixedInterchange | 0 | 0 | 0 | 0 | 0 | 0 | FixedInterchange | 0 | 0 | 0 | 0 | 0 | 0
Levelized Capital Costs by Reporting Type
| Levelized Capital Costs by Reporting Type |  |  |  | Levelized Capital Costs by Reporting Type: EI_US | [6 empty] | Levelized Capital Costs by Reporting Type: EI_US
| Levelized Capital Costs by Reporting Type |  |  |  | ReportingType | 2015 | 2020 | 2025 | 2030 | 2035 | 2040 | ReportingType | 2015 | 2020 | 2025 | 2030 | 2035 | 2040
| Levelized Capital Costs by Reporting Type | EI_US | EI_US | Other Renew | BM | 324.96 | 383.26 | 552.44 | 972.94 | 9085.62 | 16412.62 | BM | 324.96 | 382.99 | 552.28 | 556.16 | 5597.45 | 19555.27
| Levelized Capital Costs by Reporting Type | EI_US | EI_US | CC | CC | 8491.57 | 12707.61 | 12707.78 | 12707.95 | 12562.46 | 4216.44 | CC | 9702.42 | 15154.97 | 15170.84 | 15186.96 | 15045.32 | 5491.85
| Levelized Capital Costs by Reporting Type | EI_US | EI_US | Other Renew | CSP | 0 | 0 | 0 | 0 | 0 | 0 | CSP | 0 | 0 | 0 | 0 | 0 | 0
| Levelized Capital Costs by Reporting Type | EI_US | EI_US | CT | CT | 352.35 | 384.75 | 384.75 | 365.97 | 311.89 | 279.5 | CT | 352.32 | 386.36 | 386.36 | 369.4 | 94.09 | 60.06
| Levelized Capital Costs by Reporting Type | EI_US | EI_US | Coal | Coal | 2318.11 | 2318.12 | 2318.13 | 2318.13 | 2318.13 | 2318.13 | Coal | 2318.08 | 2318.08 | 2318.08 | 2318.08 | 2318.08 | 2318.08
| Levelized Capital Costs by Reporting Type | EI_US | EI_US | Other Renew | Geo | 0 | 0 | 0 | 0 | 0 | 0 | Geo | 0 | 0 | 0 | 0 | 0 | 0
| Levelized Capital Costs by Reporting Type | EI_US | EI_US | Hydro | H | 0 | 174.79 | 429.58 | 746.18 | 1141.72 | 1141.75 | H | 0 | 186.51 | 746.02 | 747.01 | 1112.56 | 1142.56
| Levelized Capital Costs by Reporting Type | EI_US | EI_US | Other Renew | LFG | 29.89 | 244.51 | 499.46 | 632.4 | 612 | 397.37 | LFG | 29.9 | 234.74 | 534.1 | 632.19 | 611.72 | 406.88
| Levelized Capital Costs by Reporting Type | EI_US | EI_US | Nuclear | Nuc | 684.91 | 3259.18 | 4984.14 | 16395.85 | 33922.87 | 55490.73 | Nuc | 684.91 | 3259.17 | 6688.92 | 18987.63 | 34322.07 | 57287.21
| Levelized Capital Costs by Reporting Type | EI_US | EI_US | Other | PS | 0 | 0 | 0 | 0 | 0 | 0 | PS | 0 | 0 | 0 | 0 | 0 | 0
| Levelized Capital Costs by Reporting Type | EI_US | EI_US | Other Renew | PV | 28.13 | 752.9 | 1042.55 | 1098.59 | 1074.86 | 370.93 | PV | 28.13 | 754.08 | 1043.94 | 1100.14 | 1076.2 | 411.86
| Levelized Capital Costs by Reporting Type | EI_US | EI_US | CT | PeakG | 0 | 0 | 0 | 0 | 0 | 0 | PeakG | 0 | 0 | 0 | 0 | 0 | 0
| Levelized Capital Costs by Reporting Type | EI_US | EI_US | CT | PeakO | 0 | 0 | 0 | 0 | 0 | 0 | PeakO | 0 | 0 | 0 | 0 | 0 | 0
| Levelized Capital Costs by Reporting Type | EI_US | EI_US | Other Renew | ST | 0 | 0 | 0 | 0 | 0 | 0 | ST | 0 | 0 | 0 | 0 | 0 | 0
| Levelized Capital Costs by Reporting Type | EI_US | EI_US | Steam O/G | STOG | 0 | 0 | 0 | 0 | 0 | 0 | STOG | 0 | 0 | 0 | 0 | 0 | 0
| Levelized Capital Costs by Reporting Type | EI_US | EI_US | Other Renew | STWD | 0 | 0 | 0 | 0 | 0 | 0 | STWD | 0 | 0 | 0 | 0 | 0 | 0
| Levelized Capital Costs by Reporting Type | EI_US | EI_US | On-shore Wind | WT | 4589.97 | 28383.36 | 59312.63 | 60539.17 | 61212.54 | 38842.87 | WT | 4589.99 | 21210.44 | 33256.67 | 53764.69 | 57881.44 | 42812.81
| Levelized Capital Costs by Reporting Type | EI_US | EI_US | Coal | IGCC | 215.29 | 215.32 | 215.32 | 215.32 | 215.33 | 215.33 | IGCC | 215.26 | 215.26 | 215.26 | 215.26 | 215.26 | 215.26
| Levelized Capital Costs by Reporting Type | EI_US | EI_US | DR | DemandResponse | 0 | 0 | 0 | 0 | 0 | 0 | DemandResponse | 0 | 0 | 0 | 0 | 0 | 0
| Levelized Capital Costs by Reporting Type | EI_US | EI_US | Coal-CCS | IGCC-CCS | 0 | 0.06 | 0.1 | 0.14 | 0.25 | 0.27 | IGCC-CCS | 0 | 0 | 0 | 0 | 0 | 0
| Levelized Capital Costs by Reporting Type | EI_US | EI_US | Off-shore Wind | WT_off | 283.76 | 283.8 | 824.18 | 823.96 | 540.49 | 540.46 | WT_off | 283.77 | 283.77 | 824.12 | 824.12 | 11988.08 | 16078.23
| Levelized Capital Costs by Reporting Type | EI_US | EI_US | Other | PseudoUnit | 0 | 0.01 | 0.03 | 835.34 | 1087.74 | 1087.74 | PseudoUnit | 0 | 0 | 0 | 0 | 0 | 0
| Levelized Capital Costs by Reporting Type | EI_US | EI_US | HQ/Maritimes | FixedInterchange | 0 | 0 | 0 | 0 | 0 | 0 | FixedInterchange | 0 | 0 | 0 | 0 | 0 | 0
Levelized Capital Costs by Reporting Type
| Levelized Capital Costs by Reporting Type |  |  |  | Levelized Capital Costs by Reporting Type: EI_Canada | [6 empty] | Levelized Capital Costs by Reporting Type: EI_Canada
| Levelized Capital Costs by Reporting Type |  |  |  | ReportingType | 2015 | 2020 | 2025 | 2030 | 2035 | 2040 | ReportingType | 2015 | 2020 | 2025 | 2030 | 2035 | 2040
| Levelized Capital Costs by Reporting Type | EI_Canada | EI_Canada | Other Renew | BM | 144.8 | 144.8 | 144.8 | 144.8 | 144.8 | 144.8 | BM | 144.8 | 144.8 | 144.8 | 144.8 | 144.8 | 144.8
| Levelized Capital Costs by Reporting Type | EI_Canada | EI_Canada | CC | CC | 175.41 | 175.42 | 175.42 | 175.42 | 175.42 | 0.01 | CC | 175.41 | 175.41 | 175.41 | 175.41 | 175.41 | 0
| Levelized Capital Costs by Reporting Type | EI_Canada | EI_Canada | Other Renew | CSP | 0 | 0 | 0 | 0 | 0 | 0 | CSP | 0 | 0 | 0 | 0 | 0 | 0
| Levelized Capital Costs by Reporting Type | EI_Canada | EI_Canada | CT | CT | 41.8 | 41.8 | 41.8 | 41.8 | 0 | 0 | CT | 41.8 | 41.8 | 41.8 | 41.8 | 0 | 0
| Levelized Capital Costs by Reporting Type | EI_Canada | EI_Canada | Coal | Coal | 0 | 0 | 0 | 0 | 0 | 0 | Coal | 0 | 0 | 0 | 0 | 0 | 0
| Levelized Capital Costs by Reporting Type | EI_Canada | EI_Canada | Other Renew | Geo | 0 | 0 | 0 | 0 | 0 | 0 | Geo | 0 | 0 | 0 | 0 | 0 | 0
| Levelized Capital Costs by Reporting Type | EI_Canada | EI_Canada | Hydro | H | 0 | 241.14 | 733.93 | 1643.62 | 1643.62 | 1643.62 | H | 0 | 241.14 | 733.92 | 1203.31 | 1349.66 | 1363.66
| Levelized Capital Costs by Reporting Type | EI_Canada | EI_Canada | Other Renew | LFG | 5.12 | 5.12 | 5.12 | 5.28 | 0.17 | 0.17 | LFG | 5.12 | 5.12 | 5.12 | 5.12 | 0.17 | 0.17
| Levelized Capital Costs by Reporting Type | EI_Canada | EI_Canada | Nuclear | Nuc | 0 | 0 | 0 | 0.01 | 0.01 | 0.01 | Nuc | 0 | 0 | 0 | 0 | 0 | 0
| Levelized Capital Costs by Reporting Type | EI_Canada | EI_Canada | Other | PS | 0 | 0 | 0 | 0 | 0 | 0 | PS | 0 | 0 | 0 | 0 | 0 | 0
| Levelized Capital Costs by Reporting Type | EI_Canada | EI_Canada | Other Renew | PV | 539.74 | 539.74 | 539.74 | 539.74 | 0 | 0 | PV | 539.74 | 539.74 | 539.74 | 539.74 | 0 | 0
| Levelized Capital Costs by Reporting Type | EI_Canada | EI_Canada | CT | PeakG | 0 | 0 | 0 | 0 | 0 | 0 | PeakG | 0 | 0 | 0 | 0 | 0 | 0
| Levelized Capital Costs by Reporting Type | EI_Canada | EI_Canada | CT | PeakO | 0 | 0 | 0 | 0 | 0 | 0 | PeakO | 0 | 0 | 0 | 0 | 0 | 0
| Levelized Capital Costs by Reporting Type | EI_Canada | EI_Canada | Other Renew | ST | 0 | 0 | 0 | 0 | 0 | 0 | ST | 0 | 0 | 0 | 0 | 0 | 0
| Levelized Capital Costs by Reporting Type | EI_Canada | EI_Canada | Steam O/G | STOG | 0 | 0 | 0 | 0 | 0 | 0 | STOG | 0 | 0 | 0 | 0 | 0 | 0
| Levelized Capital Costs by Reporting Type | EI_Canada | EI_Canada | Other Renew | STWD | 0 | 0 | 0 | 0 | 0 | 0 | STWD | 0 | 0 | 0 | 0 | 0 | 0
| Levelized Capital Costs by Reporting Type | EI_Canada | EI_Canada | On-shore Wind | WT | 747.62 | 747.62 | 747.62 | 747.62 | 0 | 2087.76 | WT | 747.62 | 747.62 | 747.62 | 747.62 | 0 | 0
| Levelized Capital Costs by Reporting Type | EI_Canada | EI_Canada | Coal | IGCC | 0 | 0 | 0 | 0 | 0 | 0 | IGCC | 0 | 0 | 0 | 0 | 0 | 0
| Levelized Capital Costs by Reporting Type | EI_Canada | EI_Canada | DR | DemandResponse | 0 | 0 | 0 | 0 | 0 | 0 | DemandResponse | 0 | 0 | 0 | 0 | 0 | 0
| Levelized Capital Costs by Reporting Type | EI_Canada | EI_Canada | Coal-CCS | IGCC-CCS | 0 | 0 | 0 | 0 | 0 | 0 | IGCC-CCS | 0 | 0 | 0 | 0 | 0 | 0
| Levelized Capital Costs by Reporting Type | EI_Canada | EI_Canada | Off-shore Wind | WT_off | 0.02 | 0.02 | 0.02 | 0 | 0.01 | 0.02 | WT_off | 0 | 0 | 0 | 0 | 0 | 0
| Levelized Capital Costs by Reporting Type | EI_Canada | EI_Canada | Other | PseudoUnit | 0 | 0 | 0 | 0.89 | 824.05 | 824.05 | PseudoUnit | 0 | 0 | 0 | 0 | 0 | 0
| Levelized Capital Costs by Reporting Type | EI_Canada | EI_Canada | HQ/Maritimes | FixedInterchange | 0 | 0 | 0 | 0 | 0 | 0 | FixedInterchange | 0 | 0 | 0 | 0 | 0 | 0
Levelized Capital Costs by Reporting Type
| Levelized Capital Costs by Reporting Type |  |  |  | Levelized Capital Costs by Reporting Type: EI | [6 empty] | Levelized Capital Costs by Reporting Type: EI
| Levelized Capital Costs by Reporting Type |  |  |  | ReportingType | 2015 | 2020 | 2025 | 2030 | 2035 | 2040 | ReportingType | 2015 | 2020 | 2025 | 2030 | 2035 | 2040
| Levelized Capital Costs by Reporting Type | EI | EI | Other Renew | BM | 469.76 | 528.06 | 697.25 | 1117.74 | 9230.42 | 16557.42 | BM | 469.76 | 527.8 | 697.08 | 700.96 | 5742.25 | 19700.08
| Levelized Capital Costs by Reporting Type | EI | EI | CC | CC | 8666.99 | 12883.03 | 12883.2 | 12883.38 | 12737.87 | 4216.45 | CC | 9877.83 | 15330.38 | 15346.25 | 15362.37 | 15220.73 | 5491.85
| Levelized Capital Costs by Reporting Type | EI | EI | Other Renew | CSP | 0 | 0 | 0 | 0 | 0 | 0 | CSP | 0 | 0 | 0 | 0 | 0 | 0
| Levelized Capital Costs by Reporting Type | EI | EI | CT | CT | 394.15 | 426.55 | 426.55 | 407.77 | 311.89 | 279.5 | CT | 394.12 | 428.16 | 428.16 | 411.2 | 94.09 | 60.06
| Levelized Capital Costs by Reporting Type | EI | EI | Coal | Coal | 2318.11 | 2318.12 | 2318.13 | 2318.13 | 2318.13 | 2318.13 | Coal | 2318.08 | 2318.08 | 2318.08 | 2318.08 | 2318.08 | 2318.08
| Levelized Capital Costs by Reporting Type | EI | EI | Other Renew | Geo | 0 | 0 | 0 | 0 | 0 | 0 | Geo | 0 | 0 | 0 | 0 | 0 | 0
| Levelized Capital Costs by Reporting Type | EI | EI | Hydro | H | 0 | 415.93 | 1163.5 | 2389.8 | 2785.34 | 2785.37 | H | 0 | 427.65 | 1479.95 | 1950.33 | 2462.22 | 2506.22
| Levelized Capital Costs by Reporting Type | EI | EI | Other Renew | LFG | 35.01 | 249.63 | 504.58 | 637.69 | 612.17 | 397.54 | LFG | 35.02 | 239.86 | 539.22 | 637.31 | 611.89 | 407.05
| Levelized Capital Costs by Reporting Type | EI | EI | Nuclear | Nuc | 684.91 | 3259.18 | 4984.14 | 16395.86 | 33922.88 | 55490.74 | Nuc | 684.91 | 3259.17 | 6688.92 | 18987.63 | 34322.07 | 57287.21
| Levelized Capital Costs by Reporting Type | EI | EI | Other | PS | 0 | 0 | 0 | 0 | 0 | 0 | PS | 0 | 0 | 0 | 0 | 0 | 0
| Levelized Capital Costs by Reporting Type | EI | EI | Other Renew | PV | 567.87 | 1292.64 | 1582.29 | 1638.33 | 1074.86 | 370.93 | PV | 567.88 | 1293.82 | 1583.68 | 1639.88 | 1076.2 | 411.86
| Levelized Capital Costs by Reporting Type | EI | EI | CT | PeakG | 0 | 0 | 0 | 0 | 0 | 0 | PeakG | 0 | 0 | 0 | 0 | 0 | 0
| Levelized Capital Costs by Reporting Type | EI | EI | CT | PeakO | 0 | 0 | 0 | 0 | 0 | 0 | PeakO | 0 | 0 | 0 | 0 | 0 | 0
| Levelized Capital Costs by Reporting Type | EI | EI | Other Renew | ST | 0 | 0 | 0 | 0 | 0 | 0 | ST | 0 | 0 | 0 | 0 | 0 | 0
| Levelized Capital Costs by Reporting Type | EI | EI | Steam O/G | STOG | 0 | 0 | 0 | 0 | 0 | 0 | STOG | 0 | 0 | 0 | 0 | 0 | 0
| Levelized Capital Costs by Reporting Type | EI | EI | Other Renew | STWD | 0 | 0 | 0 | 0 | 0 | 0 | STWD | 0 | 0 | 0 | 0 | 0 | 0
| Levelized Capital Costs by Reporting Type | EI | EI | On-shore Wind | WT | 5337.59 | 29130.98 | 60060.25 | 61286.79 | 61212.55 | 40930.64 | WT | 5337.61 | 21958.06 | 34004.3 | 54512.32 | 57881.44 | 42812.81
| Levelized Capital Costs by Reporting Type | EI | EI | Coal | IGCC | 215.29 | 215.32 | 215.32 | 215.32 | 215.33 | 215.33 | IGCC | 215.26 | 215.26 | 215.26 | 215.26 | 215.26 | 215.26
| Levelized Capital Costs by Reporting Type | EI | EI | DR | DemandResponse | 0 | 0 | 0 | 0 | 0 | 0 | DemandResponse | 0 | 0 | 0 | 0 | 0 | 0
| Levelized Capital Costs by Reporting Type | EI | EI | Coal-CCS | IGCC-CCS | 0 | 0.06 | 0.1 | 0.14 | 0.25 | 0.27 | IGCC-CCS | 0 | 0 | 0 | 0 | 0 | 0
| Levelized Capital Costs by Reporting Type | EI | EI | Off-shore Wind | WT_off | 283.78 | 283.82 | 824.2 | 823.97 | 540.5 | 540.47 | WT_off | 283.77 | 283.77 | 824.12 | 824.12 | 11988.08 | 16078.23
| Levelized Capital Costs by Reporting Type | EI | EI | Other | PseudoUnit | 0 | 0.01 | 0.03 | 836.23 | 1911.79 | 1911.79 | PseudoUnit | 0 | 0 | 0 | 0 | 0 | 0
| Levelized Capital Costs by Reporting Type | EI | EI | HQ/Maritimes | FixedInterchange | 0 | 0 | 0 | 0 | 0 | 0 | FixedInterchange | 0 | 0 | 0 | 0 | 0 | 0
Levelized Capital Costs by Reporting Type
| Levelized Capital Costs by Reporting Type |  |  |  | Levelized Capital Costs by Reporting Type: Outside_EI | [6 empty] | Levelized Capital Costs by Reporting Type: Outside_EI
| Levelized Capital Costs by Reporting Type |  |  |  | ReportingType | 2015 | 2020 | 2025 | 2030 | 2035 | 2040 | ReportingType | 2015 | 2020 | 2025 | 2030 | 2035 | 2040
| Levelized Capital Costs by Reporting Type | Outside_EI | Outside_EI | Other Renew | BM | 71.48 | 71.49 | 71.49 | 71.5 | 1567.07 | 2106.83 | BM | 71.48 | 71.48 | 71.48 | 71.48 | 1623.27 | 2473.67
| Levelized Capital Costs by Reporting Type | Outside_EI | Outside_EI | CC | CC | 2506.78 | 3150.81 | 3150.89 | 3150.92 | 3150.91 | 644.15 | CC | 2605.09 | 3271.68 | 3271.68 | 3271.68 | 3271.68 | 666.59
| Levelized Capital Costs by Reporting Type | Outside_EI | Outside_EI | Other Renew | CSP | 0 | 0 | 0 | 0 | 0 | 0 | CSP | 0 | 0 | 0 | 0 | 0 | 0
| Levelized Capital Costs by Reporting Type | Outside_EI | Outside_EI | CT | CT | 147.46 | 147.46 | 147.46 | 147.45 | 0 | 0 | CT | 147.45 | 147.45 | 147.45 | 147.45 | 0 | 0
| Levelized Capital Costs by Reporting Type | Outside_EI | Outside_EI | Coal | Coal | 796.64 | 796.64 | 796.64 | 796.64 | 796.64 | 796.64 | Coal | 796.63 | 796.63 | 796.63 | 796.63 | 796.63 | 796.63
| Levelized Capital Costs by Reporting Type | Outside_EI | Outside_EI | Other Renew | Geo | 39.14 | 602.44 | 1735.86 | 1721.61 | 1696.73 | 1133.42 | Geo | 39.14 | 603.27 | 1735.89 | 1721.64 | 1696.76 | 1132.63
| Levelized Capital Costs by Reporting Type | Outside_EI | Outside_EI | Hydro | H | 0 | 0 | 0.01 | 0.02 | 110.44 | 110.45 | H | 0 | 0 | 0 | 0 | 110.42 | 110.42
| Levelized Capital Costs by Reporting Type | Outside_EI | Outside_EI | Other Renew | LFG | 7.41 | 204.41 | 381.14 | 380.97 | 373.73 | 176.73 | LFG | 7.39 | 214.59 | 347.08 | 381.16 | 374.01 | 166.8
| Levelized Capital Costs by Reporting Type | Outside_EI | Outside_EI | Nuclear | Nuc | 0 | 0 | 4490.82 | 15065.84 | 25335.56 | 32094.63 | Nuc | 0 | 0 | 4560.43 | 12386.02 | 25302.56 | 30923.83
| Levelized Capital Costs by Reporting Type | Outside_EI | Outside_EI | Other | PS | 0 | 0 | 0 | 0 | 0 | 0 | PS | 0 | 0 | 0 | 0 | 0 | 0
| Levelized Capital Costs by Reporting Type | Outside_EI | Outside_EI | Other Renew | PV | 44.58 | 44.58 | 44.59 | 44.57 | 0.02 | 0.04 | PV | 44.56 | 44.56 | 44.56 | 44.56 | 0 | 0
| Levelized Capital Costs by Reporting Type | Outside_EI | Outside_EI | CT | PeakG | 0 | 0 | 0 | 0 | 0 | 0 | PeakG | 0 | 0 | 0 | 0 | 0 | 0
| Levelized Capital Costs by Reporting Type | Outside_EI | Outside_EI | CT | PeakO | 0 | 0 | 0 | 0 | 0 | 0 | PeakO | 0 | 0 | 0 | 0 | 0 | 0
| Levelized Capital Costs by Reporting Type | Outside_EI | Outside_EI | Other Renew | ST | 306.41 | 571.16 | 638.73 | 611.41 | 1396.41 | 1435.3 | ST | 306.41 | 571.2 | 638.77 | 611.24 | 1396.48 | 1434.97
| Levelized Capital Costs by Reporting Type | Outside_EI | Outside_EI | Steam O/G | STOG | 0 | 0 | 0 | 0 | 0 | 0 | STOG | 0 | 0 | 0 | 0 | 0 | 0
| Levelized Capital Costs by Reporting Type | Outside_EI | Outside_EI | Other Renew | STWD | 0 | 0 | 0 | 0 | 0 | 0 | STWD | 0 | 0 | 0 | 0 | 0 | 0
| Levelized Capital Costs by Reporting Type | Outside_EI | Outside_EI | On-shore Wind | WT | 761.12 | 5059.33 | 11873.49 | 16741.34 | 18483.55 | 15015.28 | WT | 761.07 | 5025.85 | 11870.63 | 16739.58 | 18482.38 | 15046.5
| Levelized Capital Costs by Reporting Type | Outside_EI | Outside_EI | Coal | IGCC | 0 | 0.01 | 0.01 | 0.01 | 0.01 | 0.01 | IGCC | 0 | 0 | 0 | 0 | 0 | 0
| Levelized Capital Costs by Reporting Type | Outside_EI | Outside_EI | DR | DemandResponse | 0 | 0 | 0 | 0 | 0 | 0 | DemandResponse | 0 | 0 | 0 | 0 | 0 | 0
| Levelized Capital Costs by Reporting Type | Outside_EI | Outside_EI | Coal-CCS | IGCC-CCS | 0 | 0.01 | 0.03 | 0.03 | 0.05 | 0.05 | IGCC-CCS | 0 | 0 | 0 | 0 | 0 | 0
| Levelized Capital Costs by Reporting Type | Outside_EI | Outside_EI | Off-shore Wind | WT_off | 0.09 | 0.1 | 0.1 | 0.04 | 0.02 | 0.03 | WT_off | 0 | 0 | 0 | 0 | 0 | 0
| Levelized Capital Costs by Reporting Type | Outside_EI | Outside_EI | Other | PseudoUnit | 0 | 0 | 0 | 0 | 0 | 0 | PseudoUnit | 0 | 0 | 0 | 0 | 0 | 0
| Levelized Capital Costs by Reporting Type | Outside_EI | Outside_EI | HQ/Maritimes | FixedInterchange | 0 | 0 | 0 | 0 | 0 | 0 | FixedInterchange | 0 | 0 | 0 | 0 | 0 | 0
#13 Levelized Retrofit Capital Costs ($million) |  |  |  |  | #13 | 2015: Levelized Retrofit Capital Costs ($million) | #13 | Levelized Retrofit Capital Costs ($million)
[5 empty] | Levelized Retrofit Capital Costs by Reporting Type: Entergy | [6 empty] | Levelized Retrofit Capital Costs by Reporting Type: Entergy
[5 empty] | ReportingType | 2015 | 2020 | 2025 | 2030 | 2035 | 2040 | ReportingType | 2015 | 2020 | 2025 | 2030 | 2035 | 2040
| Levelized Retrofit Capital Costs by Reporting Type | ENT | Southwest | Other Renew | BM | 0 | 0 | 0 | 0 | 0 | 0 | BM | 0 | 0 | 0 | 0 | 0 | 0
| Levelized Retrofit Capital Costs by Reporting Type | ENT | Southwest | CC | CC | 0 | 0 | 0 | 0 | 0 | 0 | CC | 0 | 0 | 0 | 0 | 0 | 0
| Levelized Retrofit Capital Costs by Reporting Type | ENT | Southwest | Other Renew | CSP | 0 | 0 | 0 | 0 | 0 | 0 | CSP | 0 | 0 | 0 | 0 | 0 | 0
| Levelized Retrofit Capital Costs by Reporting Type | ENT | Southwest | CT | CT | 0 | 0 | 0 | 0 | 0 | 0 | CT | 0 | 0 | 0 | 0 | 0 | 0
| Levelized Retrofit Capital Costs by Reporting Type | ENT | Southwest | Coal | Coal | 0.03 | 54.63 | 54.6 | 0 | 0 | 0 | Coal | 0 | 0 | 0 | 0 | 0 | 0
| Levelized Retrofit Capital Costs by Reporting Type | ENT | Southwest | Other Renew | Geo | 0 | 0 | 0 | 0 | 0 | 0 | Geo | 0 | 0 | 0 | 0 | 0 | 0
| Levelized Retrofit Capital Costs by Reporting Type | ENT | Southwest | Hydro | H | 0 | 0 | 0 | 0 | 0 | 0 | H | 0 | 0 | 0 | 0 | 0 | 0
| Levelized Retrofit Capital Costs by Reporting Type | ENT | Southwest | Other Renew | LFG | 0 | 0 | 0 | 0 | 0 | 0 | LFG | 0 | 0 | 0 | 0 | 0 | 0
| Levelized Retrofit Capital Costs by Reporting Type | ENT | Southwest | Nuclear | Nuc | 0 | 0 | 0 | 0 | 0 | 0 | Nuc | 0 | 0 | 0 | 0 | 0 | 0
| Levelized Retrofit Capital Costs by Reporting Type | ENT | Southwest | Other | PS | 0 | 0 | 0 | 0 | 0 | 0 | PS | 0 | 0 | 0 | 0 | 0 | 0
| Levelized Retrofit Capital Costs by Reporting Type | ENT | Southwest | Other Renew | PV | 0 | 0 | 0 | 0 | 0 | 0 | PV | 0 | 0 | 0 | 0 | 0 | 0
| Levelized Retrofit Capital Costs by Reporting Type | ENT | Southwest | CT | PeakG | 0 | 0 | 0 | 0 | 0 | 0 | PeakG | 0 | 0 | 0 | 0 | 0 | 0
| Levelized Retrofit Capital Costs by Reporting Type | ENT | Southwest | CT | PeakO | 0 | 0 | 0 | 0 | 0 | 0 | PeakO | 0 | 0 | 0 | 0 | 0 | 0
| Levelized Retrofit Capital Costs by Reporting Type | ENT | Southwest | Other Renew | ST | 0 | 0 | 0 | 0 | 0 | 0 | ST | 0 | 0 | 0 | 0 | 0 | 0
| Levelized Retrofit Capital Costs by Reporting Type | ENT | Southwest | Steam O/G | STOG | 0 | 0 | 0 | 0 | 0 | 0 | STOG | 0 | 0 | 0 | 0 | 0 | 0
| Levelized Retrofit Capital Costs by Reporting Type | ENT | Southwest | Other Renew | STWD | 0 | 0 | 0 | 0 | 0 | 0 | STWD | 0 | 0 | 0 | 0 | 0 | 0
| Levelized Retrofit Capital Costs by Reporting Type | ENT | Southwest | On-shore Wind | WT | 0 | 0 | 0 | 0 | 0 | 0 | WT | 0 | 0 | 0 | 0 | 0 | 0
| Levelized Retrofit Capital Costs by Reporting Type | ENT | Southwest | Coal | IGCC | 0 | 0 | 0 | 0 | 0 | 0 | IGCC | 0 | 0 | 0 | 0 | 0 | 0
| Levelized Retrofit Capital Costs by Reporting Type | ENT | Southwest | DR | DemandResponse | 0 | 0 | 0 | 0 | 0 | 0 | DemandResponse | 0 | 0 | 0 | 0 | 0 | 0
| Levelized Retrofit Capital Costs by Reporting Type | ENT | Southwest | Coal-CCS | IGCC-CCS | 0 | 0 | 0 | 0 | 0 | 0 | IGCC-CCS | 0 | 0 | 0 | 0 | 0 | 0
| Levelized Retrofit Capital Costs by Reporting Type | ENT | Southwest | Off-shore Wind | WT_off | 0 | 0 | 0 | 0 | 0 | 0 | WT_off | 0 | 0 | 0 | 0 | 0 | 0
| Levelized Retrofit Capital Costs by Reporting Type | ENT | Southwest | Other | PseudoUnit | 0 | 0 | 0 | 0 | 0 | 0 | PseudoUnit | 0 | 0 | 0 | 0 | 0 | 0
| Levelized Retrofit Capital Costs by Reporting Type | ENT | Southwest | HQ/Maritimes | FixedInterchange | 0 | 0 | 0 | 0 | 0 | 0 | FixedInterchange | 0 | 0 | 0 | 0 | 0 | 0
Levelized Retrofit Capital Costs by Reporting Type
| Levelized Retrofit Capital Costs by Reporting Type |  |  |  | Levelized Retrofit Capital Costs by Reporting Type: FRCC | [6 empty] | Levelized Retrofit Capital Costs by Reporting Type: FRCC
| Levelized Retrofit Capital Costs by Reporting Type |  |  |  | ReportingType | 2015 | 2020 | 2025 | 2030 | 2035 | 2040 | ReportingType | 2015 | 2020 | 2025 | 2030 | 2035 | 2040
| Levelized Retrofit Capital Costs by Reporting Type | FRCC | South | Other Renew | BM | 0 | 0 | 0 | 0 | 0 | 0 | BM | 0 | 0 | 0 | 0 | 0 | 0
| Levelized Retrofit Capital Costs by Reporting Type | FRCC | South | CC | CC | 0 | 0 | 0 | 0 | 0 | 0 | CC | 0 | 0 | 0 | 0 | 0 | 0
| Levelized Retrofit Capital Costs by Reporting Type | FRCC | South | Other Renew | CSP | 0 | 0 | 0 | 0 | 0 | 0 | CSP | 0 | 0 | 0 | 0 | 0 | 0
| Levelized Retrofit Capital Costs by Reporting Type | FRCC | South | CT | CT | 0 | 0 | 0 | 0 | 0 | 0 | CT | 0 | 0 | 0 | 0 | 0 | 0
| Levelized Retrofit Capital Costs by Reporting Type | FRCC | South | Coal | Coal | 73.12 | 13.92 | 13.96 | 0.2 | 0.4 | 0.28 | Coal | 73.1 | 19.4 | 19.4 | 74.55 | 219.32 | 192.84
| Levelized Retrofit Capital Costs by Reporting Type | FRCC | South | Other Renew | Geo | 0 | 0 | 0 | 0 | 0 | 0 | Geo | 0 | 0 | 0 | 0 | 0 | 0
| Levelized Retrofit Capital Costs by Reporting Type | FRCC | South | Hydro | H | 0 | 0 | 0 | 0 | 0 | 0 | H | 0 | 0 | 0 | 0 | 0 | 0
| Levelized Retrofit Capital Costs by Reporting Type | FRCC | South | Other Renew | LFG | 0 | 0 | 0 | 0 | 0 | 0 | LFG | 0 | 0 | 0 | 0 | 0 | 0
| Levelized Retrofit Capital Costs by Reporting Type | FRCC | South | Nuclear | Nuc | 0 | 0 | 0 | 0 | 0 | 0 | Nuc | 0 | 0 | 0 | 0 | 0 | 0
| Levelized Retrofit Capital Costs by Reporting Type | FRCC | South | Other | PS | 0 | 0 | 0 | 0 | 0 | 0 | PS | 0 | 0 | 0 | 0 | 0 | 0
| Levelized Retrofit Capital Costs by Reporting Type | FRCC | South | Other Renew | PV | 0 | 0 | 0 | 0 | 0 | 0 | PV | 0 | 0 | 0 | 0 | 0 | 0
| Levelized Retrofit Capital Costs by Reporting Type | FRCC | South | CT | PeakG | 0 | 0 | 0 | 0 | 0 | 0 | PeakG | 0 | 0 | 0 | 0 | 0 | 0
| Levelized Retrofit Capital Costs by Reporting Type | FRCC | South | CT | PeakO | 0 | 0 | 0 | 0 | 0 | 0 | PeakO | 0 | 0 | 0 | 0 | 0 | 0
| Levelized Retrofit Capital Costs by Reporting Type | FRCC | South | Other Renew | ST | 0 | 0 | 0 | 0 | 0 | 0 | ST | 0 | 0 | 0 | 0 | 0 | 0
| Levelized Retrofit Capital Costs by Reporting Type | FRCC | South | Steam O/G | STOG | 0 | 0 | 0 | 0 | 0 | 0 | STOG | 0 | 0 | 0 | 0 | 0 | 0
| Levelized Retrofit Capital Costs by Reporting Type | FRCC | South | Other Renew | STWD | 0 | 0 | 0 | 0 | 0 | 0 | STWD | 0 | 0 | 0 | 0 | 0 | 0
| Levelized Retrofit Capital Costs by Reporting Type | FRCC | South | On-shore Wind | WT | 0 | 0 | 0 | 0 | 0 | 0 | WT | 0 | 0 | 0 | 0 | 0 | 0
| Levelized Retrofit Capital Costs by Reporting Type | FRCC | South | Coal | IGCC | 0 | 0 | 0 | 0 | 0 | 0 | IGCC | 0 | 0 | 0 | 0 | 0 | 0
| Levelized Retrofit Capital Costs by Reporting Type | FRCC | South | DR | DemandResponse | 0 | 0 | 0 | 0 | 0 | 0 | DemandResponse | 0 | 0 | 0 | 0 | 0 | 0
| Levelized Retrofit Capital Costs by Reporting Type | FRCC | South | Coal-CCS | IGCC-CCS | 0 | 0 | 0 | 0 | 0 | 0 | IGCC-CCS | 0 | 0 | 0 | 0 | 0 | 0
| Levelized Retrofit Capital Costs by Reporting Type | FRCC | South | Off-shore Wind | WT_off | 0 | 0 | 0 | 0 | 0 | 0 | WT_off | 0 | 0 | 0 | 0 | 0 | 0
| Levelized Retrofit Capital Costs by Reporting Type | FRCC | South | Other | PseudoUnit | 0 | 0 | 0 | 0 | 0 | 0 | PseudoUnit | 0 | 0 | 0 | 0 | 0 | 0
| Levelized Retrofit Capital Costs by Reporting Type | FRCC | South | HQ/Maritimes | FixedInterchange | 0 | 0 | 0 | 0 | 0 | 0 | FixedInterchange | 0 | 0 | 0 | 0 | 0 | 0
Levelized Retrofit Capital Costs by Reporting Type
| Levelized Retrofit Capital Costs by Reporting Type |  |  |  | Levelized Retrofit Capital Costs by Reporting Type: MAPP_US | [6 empty] | Levelized Retrofit Capital Costs by Reporting Type: MAPP_US
| Levelized Retrofit Capital Costs by Reporting Type |  |  |  | ReportingType | 2015 | 2020 | 2025 | 2030 | 2035 | 2040 | ReportingType | 2015 | 2020 | 2025 | 2030 | 2035 | 2040
| Levelized Retrofit Capital Costs by Reporting Type | MAPP_US | Midwest | Other Renew | BM | 0 | 0 | 0 | 0 | 0 | 0 | BM | 0 | 0 | 0 | 0 | 0 | 0
| Levelized Retrofit Capital Costs by Reporting Type | MAPP_US | Midwest | CC | CC | 0 | 0 | 0 | 0 | 0 | 0 | CC | 0 | 0 | 0 | 0 | 0 | 0
| Levelized Retrofit Capital Costs by Reporting Type | MAPP_US | Midwest | Other Renew | CSP | 0 | 0 | 0 | 0 | 0 | 0 | CSP | 0 | 0 | 0 | 0 | 0 | 0
| Levelized Retrofit Capital Costs by Reporting Type | MAPP_US | Midwest | CT | CT | 0 | 0 | 0 | 0 | 0 | 0 | CT | 0 | 0 | 0 | 0 | 0 | 0
| Levelized Retrofit Capital Costs by Reporting Type | MAPP_US | Midwest | Coal | Coal | 22.37 | 29.51 | 7.14 | 0 | 0 | 0 | Coal | 22.36 | 29.53 | 7.17 | 0 | 0 | 0
| Levelized Retrofit Capital Costs by Reporting Type | MAPP_US | Midwest | Other Renew | Geo | 0 | 0 | 0 | 0 | 0 | 0 | Geo | 0 | 0 | 0 | 0 | 0 | 0
| Levelized Retrofit Capital Costs by Reporting Type | MAPP_US | Midwest | Hydro | H | 0 | 0 | 0 | 0 | 0 | 0 | H | 0 | 0 | 0 | 0 | 0 | 0
| Levelized Retrofit Capital Costs by Reporting Type | MAPP_US | Midwest | Other Renew | LFG | 0 | 0 | 0 | 0 | 0 | 0 | LFG | 0 | 0 | 0 | 0 | 0 | 0
| Levelized Retrofit Capital Costs by Reporting Type | MAPP_US | Midwest | Nuclear | Nuc | 0 | 0 | 0 | 0 | 0 | 0 | Nuc | 0 | 0 | 0 | 0 | 0 | 0
| Levelized Retrofit Capital Costs by Reporting Type | MAPP_US | Midwest | Other | PS | 0 | 0 | 0 | 0 | 0 | 0 | PS | 0 | 0 | 0 | 0 | 0 | 0
| Levelized Retrofit Capital Costs by Reporting Type | MAPP_US | Midwest | Other Renew | PV | 0 | 0 | 0 | 0 | 0 | 0 | PV | 0 | 0 | 0 | 0 | 0 | 0
| Levelized Retrofit Capital Costs by Reporting Type | MAPP_US | Midwest | CT | PeakG | 0 | 0 | 0 | 0 | 0 | 0 | PeakG | 0 | 0 | 0 | 0 | 0 | 0
| Levelized Retrofit Capital Costs by Reporting Type | MAPP_US | Midwest | CT | PeakO | 0 | 0 | 0 | 0 | 0 | 0 | PeakO | 0 | 0 | 0 | 0 | 0 | 0
| Levelized Retrofit Capital Costs by Reporting Type | MAPP_US | Midwest | Other Renew | ST | 0 | 0 | 0 | 0 | 0 | 0 | ST | 0 | 0 | 0 | 0 | 0 | 0
| Levelized Retrofit Capital Costs by Reporting Type | MAPP_US | Midwest | Steam O/G | STOG | 0 | 0 | 0 | 0 | 0 | 0 | STOG | 0 | 0 | 0 | 0 | 0 | 0
| Levelized Retrofit Capital Costs by Reporting Type | MAPP_US | Midwest | Other Renew | STWD | 0 | 0 | 0 | 0 | 0 | 0 | STWD | 0 | 0 | 0 | 0 | 0 | 0
| Levelized Retrofit Capital Costs by Reporting Type | MAPP_US | Midwest | On-shore Wind | WT | 0 | 0 | 0 | 0 | 0 | 0 | WT | 0 | 0 | 0 | 0 | 0 | 0
| Levelized Retrofit Capital Costs by Reporting Type | MAPP_US | Midwest | Coal | IGCC | 0 | 0 | 0 | 0 | 0 | 0 | IGCC | 0 | 0 | 0 | 0 | 0 | 0
| Levelized Retrofit Capital Costs by Reporting Type | MAPP_US | Midwest | DR | DemandResponse | 0 | 0 | 0 | 0 | 0 | 0 | DemandResponse | 0 | 0 | 0 | 0 | 0 | 0
| Levelized Retrofit Capital Costs by Reporting Type | MAPP_US | Midwest | Coal-CCS | IGCC-CCS | 0 | 0 | 0 | 0 | 0 | 0 | IGCC-CCS | 0 | 0 | 0 | 0 | 0 | 0
| Levelized Retrofit Capital Costs by Reporting Type | MAPP_US | Midwest | Off-shore Wind | WT_off | 0 | 0 | 0 | 0 | 0 | 0 | WT_off | 0 | 0 | 0 | 0 | 0 | 0
| Levelized Retrofit Capital Costs by Reporting Type | MAPP_US | Midwest | Other | PseudoUnit | 0 | 0 | 0 | 0 | 0 | 0 | PseudoUnit | 0 | 0 | 0 | 0 | 0 | 0
| Levelized Retrofit Capital Costs by Reporting Type | MAPP_US | Midwest | HQ/Maritimes | FixedInterchange | 0 | 0 | 0 | 0 | 0 | 0 | FixedInterchange | 0 | 0 | 0 | 0 | 0 | 0
Levelized Retrofit Capital Costs by Reporting Type
| Levelized Retrofit Capital Costs by Reporting Type |  |  |  | Levelized Retrofit Capital Costs by Reporting Type: MISO_IN | [6 empty] | Levelized Retrofit Capital Costs by Reporting Type: MISO_IN
| Levelized Retrofit Capital Costs by Reporting Type |  |  |  | ReportingType | 2015 | 2020 | 2025 | 2030 | 2035 | 2040 | ReportingType | 2015 | 2020 | 2025 | 2030 | 2035 | 2040
| Levelized Retrofit Capital Costs by Reporting Type | MISO_IN | Midwest | Other Renew | BM | 0 | 0 | 0 | 0 | 0 | 0 | BM | 0 | 0 | 0 | 0 | 0 | 0
| Levelized Retrofit Capital Costs by Reporting Type | MISO_IN | Midwest | CC | CC | 0 | 0 | 0 | 0 | 0 | 0 | CC | 0 | 0 | 0 | 0 | 0 | 0
| Levelized Retrofit Capital Costs by Reporting Type | MISO_IN | Midwest | Other Renew | CSP | 0 | 0 | 0 | 0 | 0 | 0 | CSP | 0 | 0 | 0 | 0 | 0 | 0
| Levelized Retrofit Capital Costs by Reporting Type | MISO_IN | Midwest | CT | CT | 0 | 0 | 0 | 0 | 0 | 0 | CT | 0 | 0 | 0 | 0 | 0 | 0
| Levelized Retrofit Capital Costs by Reporting Type | MISO_IN | Midwest | Coal | Coal | 0.04 | 91.19 | 99.4 | 187.14 | 541.92 | 363.03 | Coal | 0 | 76.33 | 83.98 | 128.18 | 556.16 | 456.01
| Levelized Retrofit Capital Costs by Reporting Type | MISO_IN | Midwest | Other Renew | Geo | 0 | 0 | 0 | 0 | 0 | 0 | Geo | 0 | 0 | 0 | 0 | 0 | 0
| Levelized Retrofit Capital Costs by Reporting Type | MISO_IN | Midwest | Hydro | H | 0 | 0 | 0 | 0 | 0 | 0 | H | 0 | 0 | 0 | 0 | 0 | 0
| Levelized Retrofit Capital Costs by Reporting Type | MISO_IN | Midwest | Other Renew | LFG | 0 | 0 | 0 | 0 | 0 | 0 | LFG | 0 | 0 | 0 | 0 | 0 | 0
| Levelized Retrofit Capital Costs by Reporting Type | MISO_IN | Midwest | Nuclear | Nuc | 0 | 0 | 0 | 0 | 0 | 0 | Nuc | 0 | 0 | 0 | 0 | 0 | 0
| Levelized Retrofit Capital Costs by Reporting Type | MISO_IN | Midwest | Other | PS | 0 | 0 | 0 | 0 | 0 | 0 | PS | 0 | 0 | 0 | 0 | 0 | 0
| Levelized Retrofit Capital Costs by Reporting Type | MISO_IN | Midwest | Other Renew | PV | 0 | 0 | 0 | 0 | 0 | 0 | PV | 0 | 0 | 0 | 0 | 0 | 0
| Levelized Retrofit Capital Costs by Reporting Type | MISO_IN | Midwest | CT | PeakG | 0 | 0 | 0 | 0 | 0 | 0 | PeakG | 0 | 0 | 0 | 0 | 0 | 0
| Levelized Retrofit Capital Costs by Reporting Type | MISO_IN | Midwest | CT | PeakO | 0 | 0 | 0 | 0 | 0 | 0 | PeakO | 0 | 0 | 0 | 0 | 0 | 0
| Levelized Retrofit Capital Costs by Reporting Type | MISO_IN | Midwest | Other Renew | ST | 0 | 0 | 0 | 0 | 0 | 0 | ST | 0 | 0 | 0 | 0 | 0 | 0
| Levelized Retrofit Capital Costs by Reporting Type | MISO_IN | Midwest | Steam O/G | STOG | 0 | 0 | 0 | 0 | 0 | 0 | STOG | 0 | 0 | 0 | 0 | 0 | 0
| Levelized Retrofit Capital Costs by Reporting Type | MISO_IN | Midwest | Other Renew | STWD | 0 | 0 | 0 | 0 | 0 | 0 | STWD | 0 | 0 | 0 | 0 | 0 | 0
| Levelized Retrofit Capital Costs by Reporting Type | MISO_IN | Midwest | On-shore Wind | WT | 0 | 0 | 0 | 0 | 0 | 0 | WT | 0 | 0 | 0 | 0 | 0 | 0
| Levelized Retrofit Capital Costs by Reporting Type | MISO_IN | Midwest | Coal | IGCC | 0 | 0 | 0 | 0 | 0 | 0 | IGCC | 0 | 0 | 0 | 0 | 0 | 0
| Levelized Retrofit Capital Costs by Reporting Type | MISO_IN | Midwest | DR | DemandResponse | 0 | 0 | 0 | 0 | 0 | 0 | DemandResponse | 0 | 0 | 0 | 0 | 0 | 0
| Levelized Retrofit Capital Costs by Reporting Type | MISO_IN | Midwest | Coal-CCS | IGCC-CCS | 0 | 0 | 0 | 0 | 0 | 0 | IGCC-CCS | 0 | 0 | 0 | 0 | 0 | 0
| Levelized Retrofit Capital Costs by Reporting Type | MISO_IN | Midwest | Off-shore Wind | WT_off | 0 | 0 | 0 | 0 | 0 | 0 | WT_off | 0 | 0 | 0 | 0 | 0 | 0
| Levelized Retrofit Capital Costs by Reporting Type | MISO_IN | Midwest | Other | PseudoUnit | 0 | 0 | 0 | 0 | 0 | 0 | PseudoUnit | 0 | 0 | 0 | 0 | 0 | 0
| Levelized Retrofit Capital Costs by Reporting Type | MISO_IN | Midwest | HQ/Maritimes | FixedInterchange | 0 | 0 | 0 | 0 | 0 | 0 | FixedInterchange | 0 | 0 | 0 | 0 | 0 | 0
Levelized Retrofit Capital Costs by Reporting Type
| Levelized Retrofit Capital Costs by Reporting Type |  |  |  | Levelized Retrofit Capital Costs by Reporting Type: MISO_MI | [6 empty] | Levelized Retrofit Capital Costs by Reporting Type: MISO_MI
| Levelized Retrofit Capital Costs by Reporting Type |  |  |  | ReportingType | 2015 | 2020 | 2025 | 2030 | 2035 | 2040 | ReportingType | 2015 | 2020 | 2025 | 2030 | 2035 | 2040
| Levelized Retrofit Capital Costs by Reporting Type | MISO_MI | Midwest | Other Renew | BM | 0 | 0 | 0 | 0 | 0 | 0 | BM | 0 | 0 | 0 | 0 | 0 | 0
| Levelized Retrofit Capital Costs by Reporting Type | MISO_MI | Midwest | CC | CC | 0 | 0 | 0 | 0 | 0 | 0 | CC | 0 | 0 | 0 | 0 | 0 | 0
| Levelized Retrofit Capital Costs by Reporting Type | MISO_MI | Midwest | Other Renew | CSP | 0 | 0 | 0 | 0 | 0 | 0 | CSP | 0 | 0 | 0 | 0 | 0 | 0
| Levelized Retrofit Capital Costs by Reporting Type | MISO_MI | Midwest | CT | CT | 0 | 0 | 0 | 0 | 0 | 0 | CT | 0 | 0 | 0 | 0 | 0 | 0
| Levelized Retrofit Capital Costs by Reporting Type | MISO_MI | Midwest | Coal | Coal | 15.19 | 15.24 | 0.07 | 0.06 | 0.12 | 0.09 | Coal | 15.14 | 15.14 | 0 | 0 | 0 | 0
| Levelized Retrofit Capital Costs by Reporting Type | MISO_MI | Midwest | Other Renew | Geo | 0 | 0 | 0 | 0 | 0 | 0 | Geo | 0 | 0 | 0 | 0 | 0 | 0
| Levelized Retrofit Capital Costs by Reporting Type | MISO_MI | Midwest | Hydro | H | 0 | 0 | 0 | 0 | 0 | 0 | H | 0 | 0 | 0 | 0 | 0 | 0
| Levelized Retrofit Capital Costs by Reporting Type | MISO_MI | Midwest | Other Renew | LFG | 0 | 0 | 0 | 0 | 0 | 0 | LFG | 0 | 0 | 0 | 0 | 0 | 0
| Levelized Retrofit Capital Costs by Reporting Type | MISO_MI | Midwest | Nuclear | Nuc | 0 | 0 | 0 | 0 | 0 | 0 | Nuc | 0 | 0 | 0 | 0 | 0 | 0
| Levelized Retrofit Capital Costs by Reporting Type | MISO_MI | Midwest | Other | PS | 0 | 0 | 0 | 0 | 0 | 0 | PS | 0 | 0 | 0 | 0 | 0 | 0
| Levelized Retrofit Capital Costs by Reporting Type | MISO_MI | Midwest | Other Renew | PV | 0 | 0 | 0 | 0 | 0 | 0 | PV | 0 | 0 | 0 | 0 | 0 | 0
| Levelized Retrofit Capital Costs by Reporting Type | MISO_MI | Midwest | CT | PeakG | 0 | 0 | 0 | 0 | 0 | 0 | PeakG | 0 | 0 | 0 | 0 | 0 | 0
| Levelized Retrofit Capital Costs by Reporting Type | MISO_MI | Midwest | CT | PeakO | 0 | 0 | 0 | 0 | 0 | 0 | PeakO | 0 | 0 | 0 | 0 | 0 | 0
| Levelized Retrofit Capital Costs by Reporting Type | MISO_MI | Midwest | Other Renew | ST | 0 | 0 | 0 | 0 | 0 | 0 | ST | 0 | 0 | 0 | 0 | 0 | 0
| Levelized Retrofit Capital Costs by Reporting Type | MISO_MI | Midwest | Steam O/G | STOG | 0 | 0 | 0 | 0 | 0 | 0 | STOG | 0 | 0 | 0 | 0 | 0 | 0
| Levelized Retrofit Capital Costs by Reporting Type | MISO_MI | Midwest | Other Renew | STWD | 0 | 0 | 0 | 0 | 0 | 0 | STWD | 0 | 0 | 0 | 0 | 0 | 0
| Levelized Retrofit Capital Costs by Reporting Type | MISO_MI | Midwest | On-shore Wind | WT | 0 | 0 | 0 | 0 | 0 | 0 | WT | 0 | 0 | 0 | 0 | 0 | 0
| Levelized Retrofit Capital Costs by Reporting Type | MISO_MI | Midwest | Coal | IGCC | 0 | 0 | 0 | 0 | 0 | 0 | IGCC | 0 | 0 | 0 | 0 | 0 | 0
| Levelized Retrofit Capital Costs by Reporting Type | MISO_MI | Midwest | DR | DemandResponse | 0 | 0 | 0 | 0 | 0 | 0 | DemandResponse | 0 | 0 | 0 | 0 | 0 | 0
| Levelized Retrofit Capital Costs by Reporting Type | MISO_MI | Midwest | Coal-CCS | IGCC-CCS | 0 | 0 | 0 | 0 | 0 | 0 | IGCC-CCS | 0 | 0 | 0 | 0 | 0 | 0
| Levelized Retrofit Capital Costs by Reporting Type | MISO_MI | Midwest | Off-shore Wind | WT_off | 0 | 0 | 0 | 0 | 0 | 0 | WT_off | 0 | 0 | 0 | 0 | 0 | 0
| Levelized Retrofit Capital Costs by Reporting Type | MISO_MI | Midwest | Other | PseudoUnit | 0 | 0 | 0 | 0 | 0 | 0 | PseudoUnit | 0 | 0 | 0 | 0 | 0 | 0
| Levelized Retrofit Capital Costs by Reporting Type | MISO_MI | Midwest | HQ/Maritimes | FixedInterchange | 0 | 0 | 0 | 0 | 0 | 0 | FixedInterchange | 0 | 0 | 0 | 0 | 0 | 0
Levelized Retrofit Capital Costs by Reporting Type
| Levelized Retrofit Capital Costs by Reporting Type |  |  |  | Levelized Retrofit Capital Costs by Reporting Type: MISO_MO-IL | [6 empty] | Levelized Retrofit Capital Costs by Reporting Type: MISO_MO-IL
| Levelized Retrofit Capital Costs by Reporting Type |  |  |  | ReportingType | 2015 | 2020 | 2025 | 2030 | 2035 | 2040 | ReportingType | 2015 | 2020 | 2025 | 2030 | 2035 | 2040
| Levelized Retrofit Capital Costs by Reporting Type | MISO_MO-IL | Midwest | Other Renew | BM | 0 | 0 | 0 | 0 | 0 | 0 | BM | 0 | 0 | 0 | 0 | 0 | 0
| Levelized Retrofit Capital Costs by Reporting Type | MISO_MO-IL | Midwest | CC | CC | 0 | 0 | 0 | 0 | 0 | 0 | CC | 0 | 0 | 0 | 0 | 0 | 0
| Levelized Retrofit Capital Costs by Reporting Type | MISO_MO-IL | Midwest | Other Renew | CSP | 0 | 0 | 0 | 0 | 0 | 0 | CSP | 0 | 0 | 0 | 0 | 0 | 0
| Levelized Retrofit Capital Costs by Reporting Type | MISO_MO-IL | Midwest | CT | CT | 0 | 0 | 0 | 0 | 0 | 0 | CT | 0 | 0 | 0 | 0 | 0 | 0
| Levelized Retrofit Capital Costs by Reporting Type | MISO_MO-IL | Midwest | Coal | Coal | 9.34 | 17.06 | 17.75 | 24.96 | 82.35 | 58.12 | Coal | 9.29 | 16.88 | 19.33 | 38.59 | 114.18 | 78.04
| Levelized Retrofit Capital Costs by Reporting Type | MISO_MO-IL | Midwest | Other Renew | Geo | 0 | 0 | 0 | 0 | 0 | 0 | Geo | 0 | 0 | 0 | 0 | 0 | 0
| Levelized Retrofit Capital Costs by Reporting Type | MISO_MO-IL | Midwest | Hydro | H | 0 | 0 | 0 | 0 | 0 | 0 | H | 0 | 0 | 0 | 0 | 0 | 0
| Levelized Retrofit Capital Costs by Reporting Type | MISO_MO-IL | Midwest | Other Renew | LFG | 0 | 0 | 0 | 0 | 0 | 0 | LFG | 0 | 0 | 0 | 0 | 0 | 0
| Levelized Retrofit Capital Costs by Reporting Type | MISO_MO-IL | Midwest | Nuclear | Nuc | 0 | 0 | 0 | 0 | 0 | 0 | Nuc | 0 | 0 | 0 | 0 | 0 | 0
| Levelized Retrofit Capital Costs by Reporting Type | MISO_MO-IL | Midwest | Other | PS | 0 | 0 | 0 | 0 | 0 | 0 | PS | 0 | 0 | 0 | 0 | 0 | 0
| Levelized Retrofit Capital Costs by Reporting Type | MISO_MO-IL | Midwest | Other Renew | PV | 0 | 0 | 0 | 0 | 0 | 0 | PV | 0 | 0 | 0 | 0 | 0 | 0
| Levelized Retrofit Capital Costs by Reporting Type | MISO_MO-IL | Midwest | CT | PeakG | 0 | 0 | 0 | 0 | 0 | 0 | PeakG | 0 | 0 | 0 | 0 | 0 | 0
| Levelized Retrofit Capital Costs by Reporting Type | MISO_MO-IL | Midwest | CT | PeakO | 0 | 0 | 0 | 0 | 0 | 0 | PeakO | 0 | 0 | 0 | 0 | 0 | 0
| Levelized Retrofit Capital Costs by Reporting Type | MISO_MO-IL | Midwest | Other Renew | ST | 0 | 0 | 0 | 0 | 0 | 0 | ST | 0 | 0 | 0 | 0 | 0 | 0
| Levelized Retrofit Capital Costs by Reporting Type | MISO_MO-IL | Midwest | Steam O/G | STOG | 0 | 0 | 0 | 0 | 0 | 0 | STOG | 0 | 0 | 0 | 0 | 0 | 0
| Levelized Retrofit Capital Costs by Reporting Type | MISO_MO-IL | Midwest | Other Renew | STWD | 0 | 0 | 0 | 0 | 0 | 0 | STWD | 0 | 0 | 0 | 0 | 0 | 0
| Levelized Retrofit Capital Costs by Reporting Type | MISO_MO-IL | Midwest | On-shore Wind | WT | 0 | 0 | 0 | 0 | 0 | 0 | WT | 0 | 0 | 0 | 0 | 0 | 0
| Levelized Retrofit Capital Costs by Reporting Type | MISO_MO-IL | Midwest | Coal | IGCC | 0 | 0 | 0 | 0 | 0 | 0 | IGCC | 0 | 0 | 0 | 0 | 0 | 0
| Levelized Retrofit Capital Costs by Reporting Type | MISO_MO-IL | Midwest | DR | DemandResponse | 0 | 0 | 0 | 0 | 0 | 0 | DemandResponse | 0 | 0 | 0 | 0 | 0 | 0
| Levelized Retrofit Capital Costs by Reporting Type | MISO_MO-IL | Midwest | Coal-CCS | IGCC-CCS | 0 | 0 | 0 | 0 | 0 | 0 | IGCC-CCS | 0 | 0 | 0 | 0 | 0 | 0
| Levelized Retrofit Capital Costs by Reporting Type | MISO_MO-IL | Midwest | Off-shore Wind | WT_off | 0 | 0 | 0 | 0 | 0 | 0 | WT_off | 0 | 0 | 0 | 0 | 0 | 0
| Levelized Retrofit Capital Costs by Reporting Type | MISO_MO-IL | Midwest | Other | PseudoUnit | 0 | 0 | 0 | 0 | 0 | 0 | PseudoUnit | 0 | 0 | 0 | 0 | 0 | 0
| Levelized Retrofit Capital Costs by Reporting Type | MISO_MO-IL | Midwest | HQ/Maritimes | FixedInterchange | 0 | 0 | 0 | 0 | 0 | 0 | FixedInterchange | 0 | 0 | 0 | 0 | 0 | 0
Levelized Retrofit Capital Costs by Reporting Type
| Levelized Retrofit Capital Costs by Reporting Type |  |  |  | Levelized Retrofit Capital Costs by Reporting Type: MISO_W | [6 empty] | Levelized Retrofit Capital Costs by Reporting Type: MISO_W
| Levelized Retrofit Capital Costs by Reporting Type |  |  |  | ReportingType | 2015 | 2020 | 2025 | 2030 | 2035 | 2040 | ReportingType | 2015 | 2020 | 2025 | 2030 | 2035 | 2040
| Levelized Retrofit Capital Costs by Reporting Type | MISO_W | Midwest | Other Renew | BM | 0 | 0 | 0 | 0 | 0 | 0 | BM | 0 | 0 | 0 | 0 | 0 | 0
| Levelized Retrofit Capital Costs by Reporting Type | MISO_W | Midwest | CC | CC | 0 | 0 | 0 | 0 | 0 | 0 | CC | 0 | 0 | 0 | 0 | 0 | 0
| Levelized Retrofit Capital Costs by Reporting Type | MISO_W | Midwest | Other Renew | CSP | 0 | 0 | 0 | 0 | 0 | 0 | CSP | 0 | 0 | 0 | 0 | 0 | 0
| Levelized Retrofit Capital Costs by Reporting Type | MISO_W | Midwest | CT | CT | 0 | 0 | 0 | 0 | 0 | 0 | CT | 0 | 0 | 0 | 0 | 0 | 0
| Levelized Retrofit Capital Costs by Reporting Type | MISO_W | Midwest | Coal | Coal | 26.71 | 21.57 | 179.26 | 157.72 | 12.42 | 12.42 | Coal | 26.68 | 21.52 | 147.5 | 125.98 | 0 | 0
| Levelized Retrofit Capital Costs by Reporting Type | MISO_W | Midwest | Other Renew | Geo | 0 | 0 | 0 | 0 | 0 | 0 | Geo | 0 | 0 | 0 | 0 | 0 | 0
| Levelized Retrofit Capital Costs by Reporting Type | MISO_W | Midwest | Hydro | H | 0 | 0 | 0 | 0 | 0 | 0 | H | 0 | 0 | 0 | 0 | 0 | 0
| Levelized Retrofit Capital Costs by Reporting Type | MISO_W | Midwest | Other Renew | LFG | 0 | 0 | 0 | 0 | 0 | 0 | LFG | 0 | 0 | 0 | 0 | 0 | 0
| Levelized Retrofit Capital Costs by Reporting Type | MISO_W | Midwest | Nuclear | Nuc | 0 | 0 | 0 | 0 | 0 | 0 | Nuc | 0 | 0 | 0 | 0 | 0 | 0
| Levelized Retrofit Capital Costs by Reporting Type | MISO_W | Midwest | Other | PS | 0 | 0 | 0 | 0 | 0 | 0 | PS | 0 | 0 | 0 | 0 | 0 | 0
| Levelized Retrofit Capital Costs by Reporting Type | MISO_W | Midwest | Other Renew | PV | 0 | 0 | 0 | 0 | 0 | 0 | PV | 0 | 0 | 0 | 0 | 0 | 0
| Levelized Retrofit Capital Costs by Reporting Type | MISO_W | Midwest | CT | PeakG | 0 | 0 | 0 | 0 | 0 | 0 | PeakG | 0 | 0 | 0 | 0 | 0 | 0
| Levelized Retrofit Capital Costs by Reporting Type | MISO_W | Midwest | CT | PeakO | 0 | 0 | 0 | 0 | 0 | 0 | PeakO | 0 | 0 | 0 | 0 | 0 | 0
| Levelized Retrofit Capital Costs by Reporting Type | MISO_W | Midwest | Other Renew | ST | 0 | 0 | 0 | 0 | 0 | 0 | ST | 0 | 0 | 0 | 0 | 0 | 0
| Levelized Retrofit Capital Costs by Reporting Type | MISO_W | Midwest | Steam O/G | STOG | 0 | 0 | 0 | 0 | 0 | 0 | STOG | 0 | 0 | 0 | 0 | 0 | 0
| Levelized Retrofit Capital Costs by Reporting Type | MISO_W | Midwest | Other Renew | STWD | 0 | 0 | 0 | 0 | 0 | 0 | STWD | 0 | 0 | 0 | 0 | 0 | 0
| Levelized Retrofit Capital Costs by Reporting Type | MISO_W | Midwest | On-shore Wind | WT | 0 | 0 | 0 | 0 | 0 | 0 | WT | 0 | 0 | 0 | 0 | 0 | 0
| Levelized Retrofit Capital Costs by Reporting Type | MISO_W | Midwest | Coal | IGCC | 0 | 0 | 0 | 0 | 0 | 0 | IGCC | 0 | 0 | 0 | 0 | 0 | 0
| Levelized Retrofit Capital Costs by Reporting Type | MISO_W | Midwest | DR | DemandResponse | 0 | 0 | 0 | 0 | 0 | 0 | DemandResponse | 0 | 0 | 0 | 0 | 0 | 0
| Levelized Retrofit Capital Costs by Reporting Type | MISO_W | Midwest | Coal-CCS | IGCC-CCS | 0 | 0 | 0 | 0 | 0 | 0 | IGCC-CCS | 0 | 0 | 0 | 0 | 0 | 0
| Levelized Retrofit Capital Costs by Reporting Type | MISO_W | Midwest | Off-shore Wind | WT_off | 0 | 0 | 0 | 0 | 0 | 0 | WT_off | 0 | 0 | 0 | 0 | 0 | 0
| Levelized Retrofit Capital Costs by Reporting Type | MISO_W | Midwest | Other | PseudoUnit | 0 | 0 | 0 | 0 | 0 | 0 | PseudoUnit | 0 | 0 | 0 | 0 | 0 | 0
| Levelized Retrofit Capital Costs by Reporting Type | MISO_W | Midwest | HQ/Maritimes | FixedInterchange | 0 | 0 | 0 | 0 | 0 | 0 | FixedInterchange | 0 | 0 | 0 | 0 | 0 | 0
Levelized Retrofit Capital Costs by Reporting Type
| Levelized Retrofit Capital Costs by Reporting Type |  |  |  | Levelized Retrofit Capital Costs by Reporting Type: MISO_WUMS | [6 empty] | Levelized Retrofit Capital Costs by Reporting Type: MISO_WUMS
| Levelized Retrofit Capital Costs by Reporting Type |  |  |  | ReportingType | 2015 | 2020 | 2025 | 2030 | 2035 | 2040 | ReportingType | 2015 | 2020 | 2025 | 2030 | 2035 | 2040
| Levelized Retrofit Capital Costs by Reporting Type | MISO_WUMS | Midwest | Other Renew | BM | 0 | 0 | 0 | 0 | 0 | 0 | BM | 0 | 0 | 0 | 0 | 0 | 0
| Levelized Retrofit Capital Costs by Reporting Type | MISO_WUMS | Midwest | CC | CC | 0 | 0 | 0 | 0 | 0 | 0 | CC | 0 | 0 | 0 | 0 | 0 | 0
| Levelized Retrofit Capital Costs by Reporting Type | MISO_WUMS | Midwest | Other Renew | CSP | 0 | 0 | 0 | 0 | 0 | 0 | CSP | 0 | 0 | 0 | 0 | 0 | 0
| Levelized Retrofit Capital Costs by Reporting Type | MISO_WUMS | Midwest | CT | CT | 0 | 0 | 0 | 0 | 0 | 0 | CT | 0 | 0 | 0 | 0 | 0 | 0
| Levelized Retrofit Capital Costs by Reporting Type | MISO_WUMS | Midwest | Coal | Coal | 197.28 | 175.93 | 26.23 | 39.99 | 88.04 | 113.91 | Coal | 197.26 | 175.87 | 28.95 | 38.54 | 114.02 | 144.75
| Levelized Retrofit Capital Costs by Reporting Type | MISO_WUMS | Midwest | Other Renew | Geo | 0 | 0 | 0 | 0 | 0 | 0 | Geo | 0 | 0 | 0 | 0 | 0 | 0
| Levelized Retrofit Capital Costs by Reporting Type | MISO_WUMS | Midwest | Hydro | H | 0 | 0 | 0 | 0 | 0 | 0 | H | 0 | 0 | 0 | 0 | 0 | 0
| Levelized Retrofit Capital Costs by Reporting Type | MISO_WUMS | Midwest | Other Renew | LFG | 0 | 0 | 0 | 0 | 0 | 0 | LFG | 0 | 0 | 0 | 0 | 0 | 0
| Levelized Retrofit Capital Costs by Reporting Type | MISO_WUMS | Midwest | Nuclear | Nuc | 0 | 0 | 0 | 0 | 0 | 0 | Nuc | 0 | 0 | 0 | 0 | 0 | 0
| Levelized Retrofit Capital Costs by Reporting Type | MISO_WUMS | Midwest | Other | PS | 0 | 0 | 0 | 0 | 0 | 0 | PS | 0 | 0 | 0 | 0 | 0 | 0
| Levelized Retrofit Capital Costs by Reporting Type | MISO_WUMS | Midwest | Other Renew | PV | 0 | 0 | 0 | 0 | 0 | 0 | PV | 0 | 0 | 0 | 0 | 0 | 0
| Levelized Retrofit Capital Costs by Reporting Type | MISO_WUMS | Midwest | CT | PeakG | 0 | 0 | 0 | 0 | 0 | 0 | PeakG | 0 | 0 | 0 | 0 | 0 | 0
| Levelized Retrofit Capital Costs by Reporting Type | MISO_WUMS | Midwest | CT | PeakO | 0 | 0 | 0 | 0 | 0 | 0 | PeakO | 0 | 0 | 0 | 0 | 0 | 0
| Levelized Retrofit Capital Costs by Reporting Type | MISO_WUMS | Midwest | Other Renew | ST | 0 | 0 | 0 | 0 | 0 | 0 | ST | 0 | 0 | 0 | 0 | 0 | 0
| Levelized Retrofit Capital Costs by Reporting Type | MISO_WUMS | Midwest | Steam O/G | STOG | 0 | 0 | 0 | 0 | 0 | 0 | STOG | 0 | 0 | 0 | 0 | 0 | 0
| Levelized Retrofit Capital Costs by Reporting Type | MISO_WUMS | Midwest | Other Renew | STWD | 0 | 0 | 0 | 0 | 0 | 0 | STWD | 0 | 0 | 0 | 0 | 0 | 0
| Levelized Retrofit Capital Costs by Reporting Type | MISO_WUMS | Midwest | On-shore Wind | WT | 0 | 0 | 0 | 0 | 0 | 0 | WT | 0 | 0 | 0 | 0 | 0 | 0
| Levelized Retrofit Capital Costs by Reporting Type | MISO_WUMS | Midwest | Coal | IGCC | 0 | 0 | 0 | 0 | 0 | 0 | IGCC | 0 | 0 | 0 | 0 | 0 | 0
| Levelized Retrofit Capital Costs by Reporting Type | MISO_WUMS | Midwest | DR | DemandResponse | 0 | 0 | 0 | 0 | 0 | 0 | DemandResponse | 0 | 0 | 0 | 0 | 0 | 0
| Levelized Retrofit Capital Costs by Reporting Type | MISO_WUMS | Midwest | Coal-CCS | IGCC-CCS | 0 | 0 | 0 | 0 | 0 | 0 | IGCC-CCS | 0 | 0 | 0 | 0 | 0 | 0
| Levelized Retrofit Capital Costs by Reporting Type | MISO_WUMS | Midwest | Off-shore Wind | WT_off | 0 | 0 | 0 | 0 | 0 | 0 | WT_off | 0 | 0 | 0 | 0 | 0 | 0
| Levelized Retrofit Capital Costs by Reporting Type | MISO_WUMS | Midwest | Other | PseudoUnit | 0 | 0 | 0 | 0 | 0 | 0 | PseudoUnit | 0 | 0 | 0 | 0 | 0 | 0
| Levelized Retrofit Capital Costs by Reporting Type | MISO_WUMS | Midwest | HQ/Maritimes | FixedInterchange | 0 | 0 | 0 | 0 | 0 | 0 | FixedInterchange | 0 | 0 | 0 | 0 | 0 | 0
Levelized Retrofit Capital Costs by Reporting Type
| Levelized Retrofit Capital Costs by Reporting Type |  |  |  | Levelized Retrofit Capital Costs by Reporting Type: Nebraska | [6 empty] | Levelized Retrofit Capital Costs by Reporting Type: Nebraska
| Levelized Retrofit Capital Costs by Reporting Type |  |  |  | ReportingType | 2015 | 2020 | 2025 | 2030 | 2035 | 2040 | ReportingType | 2015 | 2020 | 2025 | 2030 | 2035 | 2040
| Levelized Retrofit Capital Costs by Reporting Type | NE | Southwest | Other Renew | BM | 0 | 0 | 0 | 0 | 0 | 0 | BM | 0 | 0 | 0 | 0 | 0 | 0
| Levelized Retrofit Capital Costs by Reporting Type | NE | Southwest | CC | CC | 0 | 0 | 0 | 0 | 0 | 0 | CC | 0 | 0 | 0 | 0 | 0 | 0
| Levelized Retrofit Capital Costs by Reporting Type | NE | Southwest | Other Renew | CSP | 0 | 0 | 0 | 0 | 0 | 0 | CSP | 0 | 0 | 0 | 0 | 0 | 0
| Levelized Retrofit Capital Costs by Reporting Type | NE | Southwest | CT | CT | 0 | 0 | 0 | 0 | 0 | 0 | CT | 0 | 0 | 0 | 0 | 0 | 0
| Levelized Retrofit Capital Costs by Reporting Type | NE | Southwest | Coal | Coal | 0.01 | 22.6 | 76.85 | 54.25 | 30.53 | 30.53 | Coal | 0 | 88.77 | 88.77 | 0 | 0 | 18.66
| Levelized Retrofit Capital Costs by Reporting Type | NE | Southwest | Other Renew | Geo | 0 | 0 | 0 | 0 | 0 | 0 | Geo | 0 | 0 | 0 | 0 | 0 | 0
| Levelized Retrofit Capital Costs by Reporting Type | NE | Southwest | Hydro | H | 0 | 0 | 0 | 0 | 0 | 0 | H | 0 | 0 | 0 | 0 | 0 | 0
| Levelized Retrofit Capital Costs by Reporting Type | NE | Southwest | Other Renew | LFG | 0 | 0 | 0 | 0 | 0 | 0 | LFG | 0 | 0 | 0 | 0 | 0 | 0
| Levelized Retrofit Capital Costs by Reporting Type | NE | Southwest | Nuclear | Nuc | 0 | 0 | 0 | 0 | 0 | 0 | Nuc | 0 | 0 | 0 | 0 | 0 | 0
| Levelized Retrofit Capital Costs by Reporting Type | NE | Southwest | Other | PS | 0 | 0 | 0 | 0 | 0 | 0 | PS | 0 | 0 | 0 | 0 | 0 | 0
| Levelized Retrofit Capital Costs by Reporting Type | NE | Southwest | Other Renew | PV | 0 | 0 | 0 | 0 | 0 | 0 | PV | 0 | 0 | 0 | 0 | 0 | 0
| Levelized Retrofit Capital Costs by Reporting Type | NE | Southwest | CT | PeakG | 0 | 0 | 0 | 0 | 0 | 0 | PeakG | 0 | 0 | 0 | 0 | 0 | 0
| Levelized Retrofit Capital Costs by Reporting Type | NE | Southwest | CT | PeakO | 0 | 0 | 0 | 0 | 0 | 0 | PeakO | 0 | 0 | 0 | 0 | 0 | 0
| Levelized Retrofit Capital Costs by Reporting Type | NE | Southwest | Other Renew | ST | 0 | 0 | 0 | 0 | 0 | 0 | ST | 0 | 0 | 0 | 0 | 0 | 0
| Levelized Retrofit Capital Costs by Reporting Type | NE | Southwest | Steam O/G | STOG | 0 | 0 | 0 | 0 | 0 | 0 | STOG | 0 | 0 | 0 | 0 | 0 | 0
| Levelized Retrofit Capital Costs by Reporting Type | NE | Southwest | Other Renew | STWD | 0 | 0 | 0 | 0 | 0 | 0 | STWD | 0 | 0 | 0 | 0 | 0 | 0
| Levelized Retrofit Capital Costs by Reporting Type | NE | Southwest | On-shore Wind | WT | 0 | 0 | 0 | 0 | 0 | 0 | WT | 0 | 0 | 0 | 0 | 0 | 0
| Levelized Retrofit Capital Costs by Reporting Type | NE | Southwest | Coal | IGCC | 0 | 0 | 0 | 0 | 0 | 0 | IGCC | 0 | 0 | 0 | 0 | 0 | 0
| Levelized Retrofit Capital Costs by Reporting Type | NE | Southwest | DR | DemandResponse | 0 | 0 | 0 | 0 | 0 | 0 | DemandResponse | 0 | 0 | 0 | 0 | 0 | 0
| Levelized Retrofit Capital Costs by Reporting Type | NE | Southwest | Coal-CCS | IGCC-CCS | 0 | 0 | 0 | 0 | 0 | 0 | IGCC-CCS | 0 | 0 | 0 | 0 | 0 | 0
| Levelized Retrofit Capital Costs by Reporting Type | NE | Southwest | Off-shore Wind | WT_off | 0 | 0 | 0 | 0 | 0 | 0 | WT_off | 0 | 0 | 0 | 0 | 0 | 0
| Levelized Retrofit Capital Costs by Reporting Type | NE | Southwest | Other | PseudoUnit | 0 | 0 | 0 | 0 | 0 | 0 | PseudoUnit | 0 | 0 | 0 | 0 | 0 | 0
| Levelized Retrofit Capital Costs by Reporting Type | NE | Southwest | HQ/Maritimes | FixedInterchange | 0 | 0 | 0 | 0 | 0 | 0 | FixedInterchange | 0 | 0 | 0 | 0 | 0 | 0
Levelized Retrofit Capital Costs by Reporting Type
| Levelized Retrofit Capital Costs by Reporting Type |  |  |  | Levelized Retrofit Capital Costs by Reporting Type: NEISO | [6 empty] | Levelized Retrofit Capital Costs by Reporting Type: NEISO
| Levelized Retrofit Capital Costs by Reporting Type |  |  |  | ReportingType | 2015 | 2020 | 2025 | 2030 | 2035 | 2040 | ReportingType | 2015 | 2020 | 2025 | 2030 | 2035 | 2040
| Levelized Retrofit Capital Costs by Reporting Type | NEISO | Northeast | Other Renew | BM | 0 | 0 | 0 | 0 | 0 | 0 | BM | 0 | 0 | 0 | 0 | 0 | 0
| Levelized Retrofit Capital Costs by Reporting Type | NEISO | Northeast | CC | CC | 0 | 0 | 0 | 0 | 0 | 0 | CC | 0 | 0 | 0 | 0 | 0 | 0
| Levelized Retrofit Capital Costs by Reporting Type | NEISO | Northeast | Other Renew | CSP | 0 | 0 | 0 | 0 | 0 | 0 | CSP | 0 | 0 | 0 | 0 | 0 | 0
| Levelized Retrofit Capital Costs by Reporting Type | NEISO | Northeast | CT | CT | 0 | 0 | 0 | 0 | 0 | 0 | CT | 0 | 0 | 0 | 0 | 0 | 0
| Levelized Retrofit Capital Costs by Reporting Type | NEISO | Northeast | Coal | Coal | 29.15 | 29.16 | 0.01 | 0 | 0.01 | 0 | Coal | 29.15 | 29.15 | 0 | 0 | 0 | 0
| Levelized Retrofit Capital Costs by Reporting Type | NEISO | Northeast | Other Renew | Geo | 0 | 0 | 0 | 0 | 0 | 0 | Geo | 0 | 0 | 0 | 0 | 0 | 0
| Levelized Retrofit Capital Costs by Reporting Type | NEISO | Northeast | Hydro | H | 0 | 0 | 0 | 0 | 0 | 0 | H | 0 | 0 | 0 | 0 | 0 | 0
| Levelized Retrofit Capital Costs by Reporting Type | NEISO | Northeast | Other Renew | LFG | 0 | 0 | 0 | 0 | 0 | 0 | LFG | 0 | 0 | 0 | 0 | 0 | 0
| Levelized Retrofit Capital Costs by Reporting Type | NEISO | Northeast | Nuclear | Nuc | 0 | 0 | 0 | 0 | 0 | 0 | Nuc | 0 | 0 | 0 | 0 | 0 | 0
| Levelized Retrofit Capital Costs by Reporting Type | NEISO | Northeast | Other | PS | 0 | 0 | 0 | 0 | 0 | 0 | PS | 0 | 0 | 0 | 0 | 0 | 0
| Levelized Retrofit Capital Costs by Reporting Type | NEISO | Northeast | Other Renew | PV | 0 | 0 | 0 | 0 | 0 | 0 | PV | 0 | 0 | 0 | 0 | 0 | 0
| Levelized Retrofit Capital Costs by Reporting Type | NEISO | Northeast | CT | PeakG | 0 | 0 | 0 | 0 | 0 | 0 | PeakG | 0 | 0 | 0 | 0 | 0 | 0
| Levelized Retrofit Capital Costs by Reporting Type | NEISO | Northeast | CT | PeakO | 0 | 0 | 0 | 0 | 0 | 0 | PeakO | 0 | 0 | 0 | 0 | 0 | 0
| Levelized Retrofit Capital Costs by Reporting Type | NEISO | Northeast | Other Renew | ST | 0 | 0 | 0 | 0 | 0 | 0 | ST | 0 | 0 | 0 | 0 | 0 | 0
| Levelized Retrofit Capital Costs by Reporting Type | NEISO | Northeast | Steam O/G | STOG | 0 | 0 | 0 | 0 | 0 | 0 | STOG | 0 | 0 | 0 | 0 | 0 | 0
| Levelized Retrofit Capital Costs by Reporting Type | NEISO | Northeast | Other Renew | STWD | 0 | 0 | 0 | 0 | 0 | 0 | STWD | 0 | 0 | 0 | 0 | 0 | 0
| Levelized Retrofit Capital Costs by Reporting Type | NEISO | Northeast | On-shore Wind | WT | 0 | 0 | 0 | 0 | 0 | 0 | WT | 0 | 0 | 0 | 0 | 0 | 0
| Levelized Retrofit Capital Costs by Reporting Type | NEISO | Northeast | Coal | IGCC | 0 | 0 | 0 | 0 | 0 | 0 | IGCC | 0 | 0 | 0 | 0 | 0 | 0
| Levelized Retrofit Capital Costs by Reporting Type | NEISO | Northeast | DR | DemandResponse | 0 | 0 | 0 | 0 | 0 | 0 | DemandResponse | 0 | 0 | 0 | 0 | 0 | 0
| Levelized Retrofit Capital Costs by Reporting Type | NEISO | Northeast | Coal-CCS | IGCC-CCS | 0 | 0 | 0 | 0 | 0 | 0 | IGCC-CCS | 0 | 0 | 0 | 0 | 0 | 0
| Levelized Retrofit Capital Costs by Reporting Type | NEISO | Northeast | Off-shore Wind | WT_off | 0 | 0 | 0 | 0 | 0 | 0 | WT_off | 0 | 0 | 0 | 0 | 0 | 0
| Levelized Retrofit Capital Costs by Reporting Type | NEISO | Northeast | Other | PseudoUnit | 0 | 0 | 0 | 0 | 0 | 0 | PseudoUnit | 0 | 0 | 0 | 0 | 0 | 0
| Levelized Retrofit Capital Costs by Reporting Type | NEISO | Northeast | HQ/Maritimes | FixedInterchange | 0 | 0 | 0 | 0 | 0 | 0 | FixedInterchange | 0 | 0 | 0 | 0 | 0 | 0
Levelized Retrofit Capital Costs by Reporting Type
| Levelized Retrofit Capital Costs by Reporting Type |  |  |  | Levelized Retrofit Capital Costs by Reporting Type: NonRTO_Midwest | [6 empty] | Levelized Retrofit Capital Costs by Reporting Type: NonRTO_Midwest
| Levelized Retrofit Capital Costs by Reporting Type |  |  |  | ReportingType | 2015 | 2020 | 2025 | 2030 | 2035 | 2040 | ReportingType | 2015 | 2020 | 2025 | 2030 | 2035 | 2040
| Levelized Retrofit Capital Costs by Reporting Type | NonRTO_Midwest | MISO | Other Renew | BM | 0 | 0 | 0 | 0 | 0 | 0 | BM | 0 | 0 | 0 | 0 | 0 | 0
| Levelized Retrofit Capital Costs by Reporting Type | NonRTO_Midwest | MISO | CC | CC | 0 | 0 | 0 | 0 | 0 | 0 | CC | 0 | 0 | 0 | 0 | 0 | 0
| Levelized Retrofit Capital Costs by Reporting Type | NonRTO_Midwest | MISO | Other Renew | CSP | 0 | 0 | 0 | 0 | 0 | 0 | CSP | 0 | 0 | 0 | 0 | 0 | 0
| Levelized Retrofit Capital Costs by Reporting Type | NonRTO_Midwest | MISO | CT | CT | 0 | 0 | 0 | 0 | 0 | 0 | CT | 0 | 0 | 0 | 0 | 0 | 0
| Levelized Retrofit Capital Costs by Reporting Type | NonRTO_Midwest | MISO | Coal | Coal | 165.76 | 182.89 | 45.15 | 159.56 | 271.54 | 112.31 | Coal | 165.72 | 170.57 | 86.9 | 155.94 | 315.37 | 213.79
| Levelized Retrofit Capital Costs by Reporting Type | NonRTO_Midwest | MISO | Other Renew | Geo | 0 | 0 | 0 | 0 | 0 | 0 | Geo | 0 | 0 | 0 | 0 | 0 | 0
| Levelized Retrofit Capital Costs by Reporting Type | NonRTO_Midwest | MISO | Hydro | H | 0 | 0 | 0 | 0 | 0 | 0 | H | 0 | 0 | 0 | 0 | 0 | 0
| Levelized Retrofit Capital Costs by Reporting Type | NonRTO_Midwest | MISO | Other Renew | LFG | 0 | 0 | 0 | 0 | 0 | 0 | LFG | 0 | 0 | 0 | 0 | 0 | 0
| Levelized Retrofit Capital Costs by Reporting Type | NonRTO_Midwest | MISO | Nuclear | Nuc | 0 | 0 | 0 | 0 | 0 | 0 | Nuc | 0 | 0 | 0 | 0 | 0 | 0
| Levelized Retrofit Capital Costs by Reporting Type | NonRTO_Midwest | MISO | Other | PS | 0 | 0 | 0 | 0 | 0 | 0 | PS | 0 | 0 | 0 | 0 | 0 | 0
| Levelized Retrofit Capital Costs by Reporting Type | NonRTO_Midwest | MISO | Other Renew | PV | 0 | 0 | 0 | 0 | 0 | 0 | PV | 0 | 0 | 0 | 0 | 0 | 0
| Levelized Retrofit Capital Costs by Reporting Type | NonRTO_Midwest | MISO | CT | PeakG | 0 | 0 | 0 | 0 | 0 | 0 | PeakG | 0 | 0 | 0 | 0 | 0 | 0
| Levelized Retrofit Capital Costs by Reporting Type | NonRTO_Midwest | MISO | CT | PeakO | 0 | 0 | 0 | 0 | 0 | 0 | PeakO | 0 | 0 | 0 | 0 | 0 | 0
| Levelized Retrofit Capital Costs by Reporting Type | NonRTO_Midwest | MISO | Other Renew | ST | 0 | 0 | 0 | 0 | 0 | 0 | ST | 0 | 0 | 0 | 0 | 0 | 0
| Levelized Retrofit Capital Costs by Reporting Type | NonRTO_Midwest | MISO | Steam O/G | STOG | 0 | 0 | 0 | 0 | 0 | 0 | STOG | 0 | 0 | 0 | 0 | 0 | 0
| Levelized Retrofit Capital Costs by Reporting Type | NonRTO_Midwest | MISO | Other Renew | STWD | 0 | 0 | 0 | 0 | 0 | 0 | STWD | 0 | 0 | 0 | 0 | 0 | 0
| Levelized Retrofit Capital Costs by Reporting Type | NonRTO_Midwest | MISO | On-shore Wind | WT | 0 | 0 | 0 | 0 | 0 | 0 | WT | 0 | 0 | 0 | 0 | 0 | 0
| Levelized Retrofit Capital Costs by Reporting Type | NonRTO_Midwest | MISO | Coal | IGCC | 0 | 0 | 0 | 0 | 0 | 0 | IGCC | 0 | 0 | 0 | 0 | 0 | 0
| Levelized Retrofit Capital Costs by Reporting Type | NonRTO_Midwest | MISO | DR | DemandResponse | 0 | 0 | 0 | 0 | 0 | 0 | DemandResponse | 0 | 0 | 0 | 0 | 0 | 0
| Levelized Retrofit Capital Costs by Reporting Type | NonRTO_Midwest | MISO | Coal-CCS | IGCC-CCS | 0 | 0 | 0 | 0 | 0 | 0 | IGCC-CCS | 0 | 0 | 0 | 0 | 0 | 0
| Levelized Retrofit Capital Costs by Reporting Type | NonRTO_Midwest | MISO | Off-shore Wind | WT_off | 0 | 0 | 0 | 0 | 0 | 0 | WT_off | 0 | 0 | 0 | 0 | 0 | 0
| Levelized Retrofit Capital Costs by Reporting Type | NonRTO_Midwest | MISO | Other | PseudoUnit | 0 | 0 | 0 | 0 | 0 | 0 | PseudoUnit | 0 | 0 | 0 | 0 | 0 | 0
| Levelized Retrofit Capital Costs by Reporting Type | NonRTO_Midwest | MISO | HQ/Maritimes | FixedInterchange | 0 | 0 | 0 | 0 | 0 | 0 | FixedInterchange | 0 | 0 | 0 | 0 | 0 | 0
Levelized Retrofit Capital Costs by Reporting Type
| Levelized Retrofit Capital Costs by Reporting Type |  |  |  | Levelized Retrofit Capital Costs by Reporting Type: NYISO_A-F | [6 empty] | Levelized Retrofit Capital Costs by Reporting Type: NYISO_A-F
| Levelized Retrofit Capital Costs by Reporting Type |  |  |  | ReportingType | 2015 | 2020 | 2025 | 2030 | 2035 | 2040 | ReportingType | 2015 | 2020 | 2025 | 2030 | 2035 | 2040
| Levelized Retrofit Capital Costs by Reporting Type | NYISO_A-F | Northeast | Other Renew | BM | 0 | 0 | 0 | 0 | 0 | 0 | BM | 0 | 0 | 0 | 0 | 0 | 0
| Levelized Retrofit Capital Costs by Reporting Type | NYISO_A-F | Northeast | CC | CC | 0 | 0 | 0 | 0 | 0 | 0 | CC | 0 | 0 | 0 | 0 | 0 | 0
| Levelized Retrofit Capital Costs by Reporting Type | NYISO_A-F | Northeast | Other Renew | CSP | 0 | 0 | 0 | 0 | 0 | 0 | CSP | 0 | 0 | 0 | 0 | 0 | 0
| Levelized Retrofit Capital Costs by Reporting Type | NYISO_A-F | Northeast | CT | CT | 0 | 0 | 0 | 0 | 0 | 0 | CT | 0 | 0 | 0 | 0 | 0 | 0
| Levelized Retrofit Capital Costs by Reporting Type | NYISO_A-F | Northeast | Coal | Coal | 0 | 0.01 | 0.01 | 0.01 | 0.01 | 0 | Coal | 0 | 0 | 0 | 0 | 0 | 0
| Levelized Retrofit Capital Costs by Reporting Type | NYISO_A-F | Northeast | Other Renew | Geo | 0 | 0 | 0 | 0 | 0 | 0 | Geo | 0 | 0 | 0 | 0 | 0 | 0
| Levelized Retrofit Capital Costs by Reporting Type | NYISO_A-F | Northeast | Hydro | H | 0 | 0 | 0 | 0 | 0 | 0 | H | 0 | 0 | 0 | 0 | 0 | 0
| Levelized Retrofit Capital Costs by Reporting Type | NYISO_A-F | Northeast | Other Renew | LFG | 0 | 0 | 0 | 0 | 0 | 0 | LFG | 0 | 0 | 0 | 0 | 0 | 0
| Levelized Retrofit Capital Costs by Reporting Type | NYISO_A-F | Northeast | Nuclear | Nuc | 0 | 0 | 0 | 0 | 0 | 0 | Nuc | 0 | 0 | 0 | 0 | 0 | 0
| Levelized Retrofit Capital Costs by Reporting Type | NYISO_A-F | Northeast | Other | PS | 0 | 0 | 0 | 0 | 0 | 0 | PS | 0 | 0 | 0 | 0 | 0 | 0
| Levelized Retrofit Capital Costs by Reporting Type | NYISO_A-F | Northeast | Other Renew | PV | 0 | 0 | 0 | 0 | 0 | 0 | PV | 0 | 0 | 0 | 0 | 0 | 0
| Levelized Retrofit Capital Costs by Reporting Type | NYISO_A-F | Northeast | CT | PeakG | 0 | 0 | 0 | 0 | 0 | 0 | PeakG | 0 | 0 | 0 | 0 | 0 | 0
| Levelized Retrofit Capital Costs by Reporting Type | NYISO_A-F | Northeast | CT | PeakO | 0 | 0 | 0 | 0 | 0 | 0 | PeakO | 0 | 0 | 0 | 0 | 0 | 0
| Levelized Retrofit Capital Costs by Reporting Type | NYISO_A-F | Northeast | Other Renew | ST | 0 | 0 | 0 | 0 | 0 | 0 | ST | 0 | 0 | 0 | 0 | 0 | 0
| Levelized Retrofit Capital Costs by Reporting Type | NYISO_A-F | Northeast | Steam O/G | STOG | 0 | 0 | 0 | 0 | 0 | 0 | STOG | 0 | 0 | 0 | 0 | 0 | 0
| Levelized Retrofit Capital Costs by Reporting Type | NYISO_A-F | Northeast | Other Renew | STWD | 0 | 0 | 0 | 0 | 0 | 0 | STWD | 0 | 0 | 0 | 0 | 0 | 0
| Levelized Retrofit Capital Costs by Reporting Type | NYISO_A-F | Northeast | On-shore Wind | WT | 0 | 0 | 0 | 0 | 0 | 0 | WT | 0 | 0 | 0 | 0 | 0 | 0
| Levelized Retrofit Capital Costs by Reporting Type | NYISO_A-F | Northeast | Coal | IGCC | 0 | 0 | 0 | 0 | 0 | 0 | IGCC | 0 | 0 | 0 | 0 | 0 | 0
| Levelized Retrofit Capital Costs by Reporting Type | NYISO_A-F | Northeast | DR | DemandResponse | 0 | 0 | 0 | 0 | 0 | 0 | DemandResponse | 0 | 0 | 0 | 0 | 0 | 0
| Levelized Retrofit Capital Costs by Reporting Type | NYISO_A-F | Northeast | Coal-CCS | IGCC-CCS | 0 | 0 | 0 | 0 | 0 | 0 | IGCC-CCS | 0 | 0 | 0 | 0 | 0 | 0
| Levelized Retrofit Capital Costs by Reporting Type | NYISO_A-F | Northeast | Off-shore Wind | WT_off | 0 | 0 | 0 | 0 | 0 | 0 | WT_off | 0 | 0 | 0 | 0 | 0 | 0
| Levelized Retrofit Capital Costs by Reporting Type | NYISO_A-F | Northeast | Other | PseudoUnit | 0 | 0 | 0 | 0 | 0 | 0 | PseudoUnit | 0 | 0 | 0 | 0 | 0 | 0
| Levelized Retrofit Capital Costs by Reporting Type | NYISO_A-F | Northeast | HQ/Maritimes | FixedInterchange | 0 | 0 | 0 | 0 | 0 | 0 | FixedInterchange | 0 | 0 | 0 | 0 | 0 | 0
Levelized Retrofit Capital Costs by Reporting Type
| Levelized Retrofit Capital Costs by Reporting Type |  |  |  | Levelized Retrofit Capital Costs by Reporting Type: NYISO_G-I | [6 empty] | Levelized Retrofit Capital Costs by Reporting Type: NYISO_G-I
| Levelized Retrofit Capital Costs by Reporting Type |  |  |  | ReportingType | 2015 | 2020 | 2025 | 2030 | 2035 | 2040 | ReportingType | 2015 | 2020 | 2025 | 2030 | 2035 | 2040
| Levelized Retrofit Capital Costs by Reporting Type | NYISO_G-I | Northeast | Other Renew | BM | 0 | 0 | 0 | 0 | 0 | 0 | BM | 0 | 0 | 0 | 0 | 0 | 0
| Levelized Retrofit Capital Costs by Reporting Type | NYISO_G-I | Northeast | CC | CC | 0 | 0 | 0 | 0 | 0 | 0 | CC | 0 | 0 | 0 | 0 | 0 | 0
| Levelized Retrofit Capital Costs by Reporting Type | NYISO_G-I | Northeast | Other Renew | CSP | 0 | 0 | 0 | 0 | 0 | 0 | CSP | 0 | 0 | 0 | 0 | 0 | 0
| Levelized Retrofit Capital Costs by Reporting Type | NYISO_G-I | Northeast | CT | CT | 0 | 0 | 0 | 0 | 0 | 0 | CT | 0 | 0 | 0 | 0 | 0 | 0
| Levelized Retrofit Capital Costs by Reporting Type | NYISO_G-I | Northeast | Coal | Coal | 0 | 0 | 0 | 0 | 0 | 0 | Coal | 0 | 0 | 0 | 0 | 0 | 0
| Levelized Retrofit Capital Costs by Reporting Type | NYISO_G-I | Northeast | Other Renew | Geo | 0 | 0 | 0 | 0 | 0 | 0 | Geo | 0 | 0 | 0 | 0 | 0 | 0
| Levelized Retrofit Capital Costs by Reporting Type | NYISO_G-I | Northeast | Hydro | H | 0 | 0 | 0 | 0 | 0 | 0 | H | 0 | 0 | 0 | 0 | 0 | 0
| Levelized Retrofit Capital Costs by Reporting Type | NYISO_G-I | Northeast | Other Renew | LFG | 0 | 0 | 0 | 0 | 0 | 0 | LFG | 0 | 0 | 0 | 0 | 0 | 0
| Levelized Retrofit Capital Costs by Reporting Type | NYISO_G-I | Northeast | Nuclear | Nuc | 0 | 0 | 0 | 0 | 0 | 0 | Nuc | 0 | 0 | 0 | 0 | 0 | 0
| Levelized Retrofit Capital Costs by Reporting Type | NYISO_G-I | Northeast | Other | PS | 0 | 0 | 0 | 0 | 0 | 0 | PS | 0 | 0 | 0 | 0 | 0 | 0
| Levelized Retrofit Capital Costs by Reporting Type | NYISO_G-I | Northeast | Other Renew | PV | 0 | 0 | 0 | 0 | 0 | 0 | PV | 0 | 0 | 0 | 0 | 0 | 0
| Levelized Retrofit Capital Costs by Reporting Type | NYISO_G-I | Northeast | CT | PeakG | 0 | 0 | 0 | 0 | 0 | 0 | PeakG | 0 | 0 | 0 | 0 | 0 | 0
| Levelized Retrofit Capital Costs by Reporting Type | NYISO_G-I | Northeast | CT | PeakO | 0 | 0 | 0 | 0 | 0 | 0 | PeakO | 0 | 0 | 0 | 0 | 0 | 0
| Levelized Retrofit Capital Costs by Reporting Type | NYISO_G-I | Northeast | Other Renew | ST | 0 | 0 | 0 | 0 | 0 | 0 | ST | 0 | 0 | 0 | 0 | 0 | 0
| Levelized Retrofit Capital Costs by Reporting Type | NYISO_G-I | Northeast | Steam O/G | STOG | 0 | 0 | 0 | 0 | 0 | 0 | STOG | 0 | 0 | 0 | 0 | 0 | 0
| Levelized Retrofit Capital Costs by Reporting Type | NYISO_G-I | Northeast | Other Renew | STWD | 0 | 0 | 0 | 0 | 0 | 0 | STWD | 0 | 0 | 0 | 0 | 0 | 0
| Levelized Retrofit Capital Costs by Reporting Type | NYISO_G-I | Northeast | On-shore Wind | WT | 0 | 0 | 0 | 0 | 0 | 0 | WT | 0 | 0 | 0 | 0 | 0 | 0
| Levelized Retrofit Capital Costs by Reporting Type | NYISO_G-I | Northeast | Coal | IGCC | 0 | 0 | 0 | 0 | 0 | 0 | IGCC | 0 | 0 | 0 | 0 | 0 | 0
| Levelized Retrofit Capital Costs by Reporting Type | NYISO_G-I | Northeast | DR | DemandResponse | 0 | 0 | 0 | 0 | 0 | 0 | DemandResponse | 0 | 0 | 0 | 0 | 0 | 0
| Levelized Retrofit Capital Costs by Reporting Type | NYISO_G-I | Northeast | Coal-CCS | IGCC-CCS | 0 | 0 | 0 | 0 | 0 | 0 | IGCC-CCS | 0 | 0 | 0 | 0 | 0 | 0
| Levelized Retrofit Capital Costs by Reporting Type | NYISO_G-I | Northeast | Off-shore Wind | WT_off | 0 | 0 | 0 | 0 | 0 | 0 | WT_off | 0 | 0 | 0 | 0 | 0 | 0
| Levelized Retrofit Capital Costs by Reporting Type | NYISO_G-I | Northeast | Other | PseudoUnit | 0 | 0 | 0 | 0 | 0 | 0 | PseudoUnit | 0 | 0 | 0 | 0 | 0 | 0
| Levelized Retrofit Capital Costs by Reporting Type | NYISO_G-I | Northeast | HQ/Maritimes | FixedInterchange | 0 | 0 | 0 | 0 | 0 | 0 | FixedInterchange | 0 | 0 | 0 | 0 | 0 | 0
Levelized Retrofit Capital Costs by Reporting Type
| Levelized Retrofit Capital Costs by Reporting Type |  |  |  | Levelized Retrofit Capital Costs by Reporting Type: NYISO_J-K | [6 empty] | Levelized Retrofit Capital Costs by Reporting Type: NYISO_J-K
| Levelized Retrofit Capital Costs by Reporting Type |  |  |  | ReportingType | 2015 | 2020 | 2025 | 2030 | 2035 | 2040 | ReportingType | 2015 | 2020 | 2025 | 2030 | 2035 | 2040
| Levelized Retrofit Capital Costs by Reporting Type | NYISO_J-K | Northeast | Other Renew | BM | 0 | 0 | 0 | 0 | 0 | 0 | BM | 0 | 0 | 0 | 0 | 0 | 0
| Levelized Retrofit Capital Costs by Reporting Type | NYISO_J-K | Northeast | CC | CC | 0 | 0 | 0 | 0 | 0 | 0 | CC | 0 | 0 | 0 | 0 | 0 | 0
| Levelized Retrofit Capital Costs by Reporting Type | NYISO_J-K | Northeast | Other Renew | CSP | 0 | 0 | 0 | 0 | 0 | 0 | CSP | 0 | 0 | 0 | 0 | 0 | 0
| Levelized Retrofit Capital Costs by Reporting Type | NYISO_J-K | Northeast | CT | CT | 0 | 0 | 0 | 0 | 0 | 0 | CT | 0 | 0 | 0 | 0 | 0 | 0
| Levelized Retrofit Capital Costs by Reporting Type | NYISO_J-K | Northeast | Coal | Coal | 0 | 0 | 0 | 0 | 0 | 0 | Coal | 0 | 0 | 0 | 0 | 0 | 0
| Levelized Retrofit Capital Costs by Reporting Type | NYISO_J-K | Northeast | Other Renew | Geo | 0 | 0 | 0 | 0 | 0 | 0 | Geo | 0 | 0 | 0 | 0 | 0 | 0
| Levelized Retrofit Capital Costs by Reporting Type | NYISO_J-K | Northeast | Hydro | H | 0 | 0 | 0 | 0 | 0 | 0 | H | 0 | 0 | 0 | 0 | 0 | 0
| Levelized Retrofit Capital Costs by Reporting Type | NYISO_J-K | Northeast | Other Renew | LFG | 0 | 0 | 0 | 0 | 0 | 0 | LFG | 0 | 0 | 0 | 0 | 0 | 0
| Levelized Retrofit Capital Costs by Reporting Type | NYISO_J-K | Northeast | Nuclear | Nuc | 0 | 0 | 0 | 0 | 0 | 0 | Nuc | 0 | 0 | 0 | 0 | 0 | 0
| Levelized Retrofit Capital Costs by Reporting Type | NYISO_J-K | Northeast | Other | PS | 0 | 0 | 0 | 0 | 0 | 0 | PS | 0 | 0 | 0 | 0 | 0 | 0
| Levelized Retrofit Capital Costs by Reporting Type | NYISO_J-K | Northeast | Other Renew | PV | 0 | 0 | 0 | 0 | 0 | 0 | PV | 0 | 0 | 0 | 0 | 0 | 0
| Levelized Retrofit Capital Costs by Reporting Type | NYISO_J-K | Northeast | CT | PeakG | 0 | 0 | 0 | 0 | 0 | 0 | PeakG | 0 | 0 | 0 | 0 | 0 | 0
| Levelized Retrofit Capital Costs by Reporting Type | NYISO_J-K | Northeast | CT | PeakO | 0 | 0 | 0 | 0 | 0 | 0 | PeakO | 0 | 0 | 0 | 0 | 0 | 0
| Levelized Retrofit Capital Costs by Reporting Type | NYISO_J-K | Northeast | Other Renew | ST | 0 | 0 | 0 | 0 | 0 | 0 | ST | 0 | 0 | 0 | 0 | 0 | 0
| Levelized Retrofit Capital Costs by Reporting Type | NYISO_J-K | Northeast | Steam O/G | STOG | 0 | 0 | 0 | 0 | 0 | 0 | STOG | 0 | 0 | 0 | 0 | 0 | 0
| Levelized Retrofit Capital Costs by Reporting Type | NYISO_J-K | Northeast | Other Renew | STWD | 0 | 0 | 0 | 0 | 0 | 0 | STWD | 0 | 0 | 0 | 0 | 0 | 0
| Levelized Retrofit Capital Costs by Reporting Type | NYISO_J-K | Northeast | On-shore Wind | WT | 0 | 0 | 0 | 0 | 0 | 0 | WT | 0 | 0 | 0 | 0 | 0 | 0
| Levelized Retrofit Capital Costs by Reporting Type | NYISO_J-K | Northeast | Coal | IGCC | 0 | 0 | 0 | 0 | 0 | 0 | IGCC | 0 | 0 | 0 | 0 | 0 | 0
| Levelized Retrofit Capital Costs by Reporting Type | NYISO_J-K | Northeast | DR | DemandResponse | 0 | 0 | 0 | 0 | 0 | 0 | DemandResponse | 0 | 0 | 0 | 0 | 0 | 0
| Levelized Retrofit Capital Costs by Reporting Type | NYISO_J-K | Northeast | Coal-CCS | IGCC-CCS | 0 | 0 | 0 | 0 | 0 | 0 | IGCC-CCS | 0 | 0 | 0 | 0 | 0 | 0
| Levelized Retrofit Capital Costs by Reporting Type | NYISO_J-K | Northeast | Off-shore Wind | WT_off | 0 | 0 | 0 | 0 | 0 | 0 | WT_off | 0 | 0 | 0 | 0 | 0 | 0
| Levelized Retrofit Capital Costs by Reporting Type | NYISO_J-K | Northeast | Other | PseudoUnit | 0 | 0 | 0 | 0 | 0 | 0 | PseudoUnit | 0 | 0 | 0 | 0 | 0 | 0
| Levelized Retrofit Capital Costs by Reporting Type | NYISO_J-K | Northeast | HQ/Maritimes | FixedInterchange | 0 | 0 | 0 | 0 | 0 | 0 | FixedInterchange | 0 | 0 | 0 | 0 | 0 | 0
Levelized Retrofit Capital Costs by Reporting Type
| Levelized Retrofit Capital Costs by Reporting Type |  |  |  | Levelized Retrofit Capital Costs by Reporting Type: PJM_E | [6 empty] | Levelized Retrofit Capital Costs by Reporting Type: PJM_E
| Levelized Retrofit Capital Costs by Reporting Type |  |  |  | ReportingType | 2015 | 2020 | 2025 | 2030 | 2035 | 2040 | ReportingType | 2015 | 2020 | 2025 | 2030 | 2035 | 2040
| Levelized Retrofit Capital Costs by Reporting Type | PJM_E | PJM_MAAC | Other Renew | BM | 0 | 0 | 0 | 0 | 0 | 0 | BM | 0 | 0 | 0 | 0 | 0 | 0
| Levelized Retrofit Capital Costs by Reporting Type | PJM_E | PJM_MAAC | CC | CC | 0 | 0 | 0 | 0 | 0 | 0 | CC | 0 | 0 | 0 | 0 | 0 | 0
| Levelized Retrofit Capital Costs by Reporting Type | PJM_E | PJM_MAAC | Other Renew | CSP | 0 | 0 | 0 | 0 | 0 | 0 | CSP | 0 | 0 | 0 | 0 | 0 | 0
| Levelized Retrofit Capital Costs by Reporting Type | PJM_E | PJM_MAAC | CT | CT | 0 | 0 | 0 | 0 | 0 | 0 | CT | 0 | 0 | 0 | 0 | 0 | 0
| Levelized Retrofit Capital Costs by Reporting Type | PJM_E | PJM_MAAC | Coal | Coal | 22.46 | 22.47 | 0.02 | 0.04 | 21.13 | 54.15 | Coal | 22.45 | 22.45 | 0 | 2.25 | 44.28 | 51.92
| Levelized Retrofit Capital Costs by Reporting Type | PJM_E | PJM_MAAC | Other Renew | Geo | 0 | 0 | 0 | 0 | 0 | 0 | Geo | 0 | 0 | 0 | 0 | 0 | 0
| Levelized Retrofit Capital Costs by Reporting Type | PJM_E | PJM_MAAC | Hydro | H | 0 | 0 | 0 | 0 | 0 | 0 | H | 0 | 0 | 0 | 0 | 0 | 0
| Levelized Retrofit Capital Costs by Reporting Type | PJM_E | PJM_MAAC | Other Renew | LFG | 0 | 0 | 0 | 0 | 0 | 0 | LFG | 0 | 0 | 0 | 0 | 0 | 0
| Levelized Retrofit Capital Costs by Reporting Type | PJM_E | PJM_MAAC | Nuclear | Nuc | 0 | 0 | 0 | 0 | 0 | 0 | Nuc | 0 | 0 | 0 | 0 | 0 | 0
| Levelized Retrofit Capital Costs by Reporting Type | PJM_E | PJM_MAAC | Other | PS | 0 | 0 | 0 | 0 | 0 | 0 | PS | 0 | 0 | 0 | 0 | 0 | 0
| Levelized Retrofit Capital Costs by Reporting Type | PJM_E | PJM_MAAC | Other Renew | PV | 0 | 0 | 0 | 0 | 0 | 0 | PV | 0 | 0 | 0 | 0 | 0 | 0
| Levelized Retrofit Capital Costs by Reporting Type | PJM_E | PJM_MAAC | CT | PeakG | 0 | 0 | 0 | 0 | 0 | 0 | PeakG | 0 | 0 | 0 | 0 | 0 | 0
| Levelized Retrofit Capital Costs by Reporting Type | PJM_E | PJM_MAAC | CT | PeakO | 0 | 0 | 0 | 0 | 0 | 0 | PeakO | 0 | 0 | 0 | 0 | 0 | 0
| Levelized Retrofit Capital Costs by Reporting Type | PJM_E | PJM_MAAC | Other Renew | ST | 0 | 0 | 0 | 0 | 0 | 0 | ST | 0 | 0 | 0 | 0 | 0 | 0
| Levelized Retrofit Capital Costs by Reporting Type | PJM_E | PJM_MAAC | Steam O/G | STOG | 0 | 0 | 0 | 0 | 0 | 0 | STOG | 0 | 0 | 0 | 0 | 0 | 0
| Levelized Retrofit Capital Costs by Reporting Type | PJM_E | PJM_MAAC | Other Renew | STWD | 0 | 0 | 0 | 0 | 0 | 0 | STWD | 0 | 0 | 0 | 0 | 0 | 0
| Levelized Retrofit Capital Costs by Reporting Type | PJM_E | PJM_MAAC | On-shore Wind | WT | 0 | 0 | 0 | 0 | 0 | 0 | WT | 0 | 0 | 0 | 0 | 0 | 0
| Levelized Retrofit Capital Costs by Reporting Type | PJM_E | PJM_MAAC | Coal | IGCC | 0 | 0 | 0 | 0 | 0 | 0 | IGCC | 0 | 0 | 0 | 0 | 0 | 0
| Levelized Retrofit Capital Costs by Reporting Type | PJM_E | PJM_MAAC | DR | DemandResponse | 0 | 0 | 0 | 0 | 0 | 0 | DemandResponse | 0 | 0 | 0 | 0 | 0 | 0
| Levelized Retrofit Capital Costs by Reporting Type | PJM_E | PJM_MAAC | Coal-CCS | IGCC-CCS | 0 | 0 | 0 | 0 | 0 | 0 | IGCC-CCS | 0 | 0 | 0 | 0 | 0 | 0
| Levelized Retrofit Capital Costs by Reporting Type | PJM_E | PJM_MAAC | Off-shore Wind | WT_off | 0 | 0 | 0 | 0 | 0 | 0 | WT_off | 0 | 0 | 0 | 0 | 0 | 0
| Levelized Retrofit Capital Costs by Reporting Type | PJM_E | PJM_MAAC | Other | PseudoUnit | 0 | 0 | 0 | 0 | 0 | 0 | PseudoUnit | 0 | 0 | 0 | 0 | 0 | 0
| Levelized Retrofit Capital Costs by Reporting Type | PJM_E | PJM_MAAC | HQ/Maritimes | FixedInterchange | 0 | 0 | 0 | 0 | 0 | 0 | FixedInterchange | 0 | 0 | 0 | 0 | 0 | 0
Levelized Retrofit Capital Costs by Reporting Type
| Levelized Retrofit Capital Costs by Reporting Type |  |  |  | Levelized Retrofit Capital Costs by Reporting Type: PJM_ROM | [6 empty] | Levelized Retrofit Capital Costs by Reporting Type: PJM_ROM
| Levelized Retrofit Capital Costs by Reporting Type |  |  |  | ReportingType | 2015 | 2020 | 2025 | 2030 | 2035 | 2040 | ReportingType | 2015 | 2020 | 2025 | 2030 | 2035 | 2040
| Levelized Retrofit Capital Costs by Reporting Type | PJM_ROM | PJM_MAAC | Other Renew | BM | 0 | 0 | 0 | 0 | 0 | 0 | BM | 0 | 0 | 0 | 0 | 0 | 0
| Levelized Retrofit Capital Costs by Reporting Type | PJM_ROM | PJM_MAAC | CC | CC | 0 | 0 | 0 | 0 | 0 | 0 | CC | 0 | 0 | 0 | 0 | 0 | 0
| Levelized Retrofit Capital Costs by Reporting Type | PJM_ROM | PJM_MAAC | Other Renew | CSP | 0 | 0 | 0 | 0 | 0 | 0 | CSP | 0 | 0 | 0 | 0 | 0 | 0
| Levelized Retrofit Capital Costs by Reporting Type | PJM_ROM | PJM_MAAC | CT | CT | 0 | 0 | 0 | 0 | 0 | 0 | CT | 0 | 0 | 0 | 0 | 0 | 0
| Levelized Retrofit Capital Costs by Reporting Type | PJM_ROM | PJM_MAAC | Coal | Coal | 14.65 | 0.62 | 0.67 | 0.32 | 48.39 | 72.81 | Coal | 14.63 | 0.53 | 0.53 | 0 | 0.01 | 0
| Levelized Retrofit Capital Costs by Reporting Type | PJM_ROM | PJM_MAAC | Other Renew | Geo | 0 | 0 | 0 | 0 | 0 | 0 | Geo | 0 | 0 | 0 | 0 | 0 | 0
| Levelized Retrofit Capital Costs by Reporting Type | PJM_ROM | PJM_MAAC | Hydro | H | 0 | 0 | 0 | 0 | 0 | 0 | H | 0 | 0 | 0 | 0 | 0 | 0
| Levelized Retrofit Capital Costs by Reporting Type | PJM_ROM | PJM_MAAC | Other Renew | LFG | 0 | 0 | 0 | 0 | 0 | 0 | LFG | 0 | 0 | 0 | 0 | 0 | 0
| Levelized Retrofit Capital Costs by Reporting Type | PJM_ROM | PJM_MAAC | Nuclear | Nuc | 0 | 0 | 0 | 0 | 0 | 0 | Nuc | 0 | 0 | 0 | 0 | 0 | 0
| Levelized Retrofit Capital Costs by Reporting Type | PJM_ROM | PJM_MAAC | Other | PS | 0 | 0 | 0 | 0 | 0 | 0 | PS | 0 | 0 | 0 | 0 | 0 | 0
| Levelized Retrofit Capital Costs by Reporting Type | PJM_ROM | PJM_MAAC | Other Renew | PV | 0 | 0 | 0 | 0 | 0 | 0 | PV | 0 | 0 | 0 | 0 | 0 | 0
| Levelized Retrofit Capital Costs by Reporting Type | PJM_ROM | PJM_MAAC | CT | PeakG | 0 | 0 | 0 | 0 | 0 | 0 | PeakG | 0 | 0 | 0 | 0 | 0 | 0
| Levelized Retrofit Capital Costs by Reporting Type | PJM_ROM | PJM_MAAC | CT | PeakO | 0 | 0 | 0 | 0 | 0 | 0 | PeakO | 0 | 0 | 0 | 0 | 0 | 0
| Levelized Retrofit Capital Costs by Reporting Type | PJM_ROM | PJM_MAAC | Other Renew | ST | 0 | 0 | 0 | 0 | 0 | 0 | ST | 0 | 0 | 0 | 0 | 0 | 0
| Levelized Retrofit Capital Costs by Reporting Type | PJM_ROM | PJM_MAAC | Steam O/G | STOG | 0 | 0 | 0 | 0 | 0 | 0 | STOG | 0 | 0 | 0 | 0 | 0 | 0
| Levelized Retrofit Capital Costs by Reporting Type | PJM_ROM | PJM_MAAC | Other Renew | STWD | 0 | 0 | 0 | 0 | 0 | 0 | STWD | 0 | 0 | 0 | 0 | 0 | 0
| Levelized Retrofit Capital Costs by Reporting Type | PJM_ROM | PJM_MAAC | On-shore Wind | WT | 0 | 0 | 0 | 0 | 0 | 0 | WT | 0 | 0 | 0 | 0 | 0 | 0
| Levelized Retrofit Capital Costs by Reporting Type | PJM_ROM | PJM_MAAC | Coal | IGCC | 0 | 0 | 0 | 0 | 0 | 0 | IGCC | 0 | 0 | 0 | 0 | 0 | 0
| Levelized Retrofit Capital Costs by Reporting Type | PJM_ROM | PJM_MAAC | DR | DemandResponse | 0 | 0 | 0 | 0 | 0 | 0 | DemandResponse | 0 | 0 | 0 | 0 | 0 | 0
| Levelized Retrofit Capital Costs by Reporting Type | PJM_ROM | PJM_MAAC | Coal-CCS | IGCC-CCS | 0 | 0 | 0 | 0 | 0 | 0 | IGCC-CCS | 0 | 0 | 0 | 0 | 0 | 0
| Levelized Retrofit Capital Costs by Reporting Type | PJM_ROM | PJM_MAAC | Off-shore Wind | WT_off | 0 | 0 | 0 | 0 | 0 | 0 | WT_off | 0 | 0 | 0 | 0 | 0 | 0
| Levelized Retrofit Capital Costs by Reporting Type | PJM_ROM | PJM_MAAC | Other | PseudoUnit | 0 | 0 | 0 | 0 | 0 | 0 | PseudoUnit | 0 | 0 | 0 | 0 | 0 | 0
| Levelized Retrofit Capital Costs by Reporting Type | PJM_ROM | PJM_MAAC | HQ/Maritimes | FixedInterchange | 0 | 0 | 0 | 0 | 0 | 0 | FixedInterchange | 0 | 0 | 0 | 0 | 0 | 0
Levelized Retrofit Capital Costs by Reporting Type
| Levelized Retrofit Capital Costs by Reporting Type |  |  |  | Levelized Retrofit Capital Costs by Reporting Type: PJM_ROR | [6 empty] | Levelized Retrofit Capital Costs by Reporting Type: PJM_ROR
| Levelized Retrofit Capital Costs by Reporting Type |  |  |  | ReportingType | 2015 | 2020 | 2025 | 2030 | 2035 | 2040 | ReportingType | 2015 | 2020 | 2025 | 2030 | 2035 | 2040
| Levelized Retrofit Capital Costs by Reporting Type | PJM_ROR | PJM_ROR | Other Renew | BM | 0 | 0 | 0 | 0 | 0 | 0 | BM | 0 | 0 | 0 | 0 | 0 | 0
| Levelized Retrofit Capital Costs by Reporting Type | PJM_ROR | PJM_ROR | CC | CC | 0 | 0 | 0 | 0 | 0 | 0 | CC | 0 | 0 | 0 | 0 | 0 | 0
| Levelized Retrofit Capital Costs by Reporting Type | PJM_ROR | PJM_ROR | Other Renew | CSP | 0 | 0 | 0 | 0 | 0 | 0 | CSP | 0 | 0 | 0 | 0 | 0 | 0
| Levelized Retrofit Capital Costs by Reporting Type | PJM_ROR | PJM_ROR | CT | CT | 0 | 0 | 0 | 0 | 0 | 0 | CT | 0 | 0 | 0 | 0 | 0 | 0
| Levelized Retrofit Capital Costs by Reporting Type | PJM_ROR | PJM_ROR | Coal | Coal | 47.14 | 202.31 | 217.63 | 376.64 | 1170.69 | 824.33 | Coal | 47 | 142.68 | 434.1 | 543.74 | 778.06 | 525.74
| Levelized Retrofit Capital Costs by Reporting Type | PJM_ROR | PJM_ROR | Other Renew | Geo | 0 | 0 | 0 | 0 | 0 | 0 | Geo | 0 | 0 | 0 | 0 | 0 | 0
| Levelized Retrofit Capital Costs by Reporting Type | PJM_ROR | PJM_ROR | Hydro | H | 0 | 0 | 0 | 0 | 0 | 0 | H | 0 | 0 | 0 | 0 | 0 | 0
| Levelized Retrofit Capital Costs by Reporting Type | PJM_ROR | PJM_ROR | Other Renew | LFG | 0 | 0 | 0 | 0 | 0 | 0 | LFG | 0 | 0 | 0 | 0 | 0 | 0
| Levelized Retrofit Capital Costs by Reporting Type | PJM_ROR | PJM_ROR | Nuclear | Nuc | 0 | 0 | 0 | 0 | 0 | 0 | Nuc | 0 | 0 | 0 | 0 | 0 | 0
| Levelized Retrofit Capital Costs by Reporting Type | PJM_ROR | PJM_ROR | Other | PS | 0 | 0 | 0 | 0 | 0 | 0 | PS | 0 | 0 | 0 | 0 | 0 | 0
| Levelized Retrofit Capital Costs by Reporting Type | PJM_ROR | PJM_ROR | Other Renew | PV | 0 | 0 | 0 | 0 | 0 | 0 | PV | 0 | 0 | 0 | 0 | 0 | 0
| Levelized Retrofit Capital Costs by Reporting Type | PJM_ROR | PJM_ROR | CT | PeakG | 0 | 0 | 0 | 0 | 0 | 0 | PeakG | 0 | 0 | 0 | 0 | 0 | 0
| Levelized Retrofit Capital Costs by Reporting Type | PJM_ROR | PJM_ROR | CT | PeakO | 0 | 0 | 0 | 0 | 0 | 0 | PeakO | 0 | 0 | 0 | 0 | 0 | 0
| Levelized Retrofit Capital Costs by Reporting Type | PJM_ROR | PJM_ROR | Other Renew | ST | 0 | 0 | 0 | 0 | 0 | 0 | ST | 0 | 0 | 0 | 0 | 0 | 0
| Levelized Retrofit Capital Costs by Reporting Type | PJM_ROR | PJM_ROR | Steam O/G | STOG | 0 | 0 | 0 | 0 | 0 | 0 | STOG | 0 | 0 | 0 | 0 | 0 | 0
| Levelized Retrofit Capital Costs by Reporting Type | PJM_ROR | PJM_ROR | Other Renew | STWD | 0 | 0 | 0 | 0 | 0 | 0 | STWD | 0 | 0 | 0 | 0 | 0 | 0
| Levelized Retrofit Capital Costs by Reporting Type | PJM_ROR | PJM_ROR | On-shore Wind | WT | 0 | 0 | 0 | 0 | 0 | 0 | WT | 0 | 0 | 0 | 0 | 0 | 0
| Levelized Retrofit Capital Costs by Reporting Type | PJM_ROR | PJM_ROR | Coal | IGCC | 0 | 0 | 0 | 0 | 0 | 0 | IGCC | 0 | 0 | 0 | 0 | 0 | 0
| Levelized Retrofit Capital Costs by Reporting Type | PJM_ROR | PJM_ROR | DR | DemandResponse | 0 | 0 | 0 | 0 | 0 | 0 | DemandResponse | 0 | 0 | 0 | 0 | 0 | 0
| Levelized Retrofit Capital Costs by Reporting Type | PJM_ROR | PJM_ROR | Coal-CCS | IGCC-CCS | 0 | 0 | 0 | 0 | 0 | 0 | IGCC-CCS | 0 | 0 | 0 | 0 | 0 | 0
| Levelized Retrofit Capital Costs by Reporting Type | PJM_ROR | PJM_ROR | Off-shore Wind | WT_off | 0 | 0 | 0 | 0 | 0 | 0 | WT_off | 0 | 0 | 0 | 0 | 0 | 0
| Levelized Retrofit Capital Costs by Reporting Type | PJM_ROR | PJM_ROR | Other | PseudoUnit | 0 | 0 | 0 | 0 | 0 | 0 | PseudoUnit | 0 | 0 | 0 | 0 | 0 | 0
| Levelized Retrofit Capital Costs by Reporting Type | PJM_ROR | PJM_ROR | HQ/Maritimes | FixedInterchange | 0 | 0 | 0 | 0 | 0 | 0 | FixedInterchange | 0 | 0 | 0 | 0 | 0 | 0
Levelized Retrofit Capital Costs by Reporting Type
| Levelized Retrofit Capital Costs by Reporting Type |  |  |  | Levelized Retrofit Capital Costs by Reporting Type: SOCO | [6 empty] | Levelized Retrofit Capital Costs by Reporting Type: SOCO
| Levelized Retrofit Capital Costs by Reporting Type |  |  |  | ReportingType | 2015 | 2020 | 2025 | 2030 | 2035 | 2040 | ReportingType | 2015 | 2020 | 2025 | 2030 | 2035 | 2040
| Levelized Retrofit Capital Costs by Reporting Type | SOCO | South | Other Renew | BM | 0 | 0 | 0 | 0 | 0 | 0 | BM | 0 | 0 | 0 | 0 | 0 | 0
| Levelized Retrofit Capital Costs by Reporting Type | SOCO | South | CC | CC | 0 | 0 | 0 | 0 | 0 | 0 | CC | 0 | 0 | 0 | 0 | 0 | 0
| Levelized Retrofit Capital Costs by Reporting Type | SOCO | South | Other Renew | CSP | 0 | 0 | 0 | 0 | 0 | 0 | CSP | 0 | 0 | 0 | 0 | 0 | 0
| Levelized Retrofit Capital Costs by Reporting Type | SOCO | South | CT | CT | 0 | 0 | 0 | 0 | 0 | 0 | CT | 0 | 0 | 0 | 0 | 0 | 0
| Levelized Retrofit Capital Costs by Reporting Type | SOCO | South | Coal | Coal | 400.4 | 420.61 | 300.67 | 335.1 | 54.74 | 0.11 | Coal | 400.35 | 417.16 | 276.9 | 307.67 | 47.59 | 0
| Levelized Retrofit Capital Costs by Reporting Type | SOCO | South | Other Renew | Geo | 0 | 0 | 0 | 0 | 0 | 0 | Geo | 0 | 0 | 0 | 0 | 0 | 0
| Levelized Retrofit Capital Costs by Reporting Type | SOCO | South | Hydro | H | 0 | 0 | 0 | 0 | 0 | 0 | H | 0 | 0 | 0 | 0 | 0 | 0
| Levelized Retrofit Capital Costs by Reporting Type | SOCO | South | Other Renew | LFG | 0 | 0 | 0 | 0 | 0 | 0 | LFG | 0 | 0 | 0 | 0 | 0 | 0
| Levelized Retrofit Capital Costs by Reporting Type | SOCO | South | Nuclear | Nuc | 0 | 0 | 0 | 0 | 0 | 0 | Nuc | 0 | 0 | 0 | 0 | 0 | 0
| Levelized Retrofit Capital Costs by Reporting Type | SOCO | South | Other | PS | 0 | 0 | 0 | 0 | 0 | 0 | PS | 0 | 0 | 0 | 0 | 0 | 0
| Levelized Retrofit Capital Costs by Reporting Type | SOCO | South | Other Renew | PV | 0 | 0 | 0 | 0 | 0 | 0 | PV | 0 | 0 | 0 | 0 | 0 | 0
| Levelized Retrofit Capital Costs by Reporting Type | SOCO | South | CT | PeakG | 0 | 0 | 0 | 0 | 0 | 0 | PeakG | 0 | 0 | 0 | 0 | 0 | 0
| Levelized Retrofit Capital Costs by Reporting Type | SOCO | South | CT | PeakO | 0 | 0 | 0 | 0 | 0 | 0 | PeakO | 0 | 0 | 0 | 0 | 0 | 0
| Levelized Retrofit Capital Costs by Reporting Type | SOCO | South | Other Renew | ST | 0 | 0 | 0 | 0 | 0 | 0 | ST | 0 | 0 | 0 | 0 | 0 | 0
| Levelized Retrofit Capital Costs by Reporting Type | SOCO | South | Steam O/G | STOG | 0 | 0 | 0 | 0 | 0 | 0 | STOG | 0 | 0 | 0 | 0 | 0 | 0
| Levelized Retrofit Capital Costs by Reporting Type | SOCO | South | Other Renew | STWD | 0 | 0 | 0 | 0 | 0 | 0 | STWD | 0 | 0 | 0 | 0 | 0 | 0
| Levelized Retrofit Capital Costs by Reporting Type | SOCO | South | On-shore Wind | WT | 0 | 0 | 0 | 0 | 0 | 0 | WT | 0 | 0 | 0 | 0 | 0 | 0
| Levelized Retrofit Capital Costs by Reporting Type | SOCO | South | Coal | IGCC | 0 | 0 | 0 | 0 | 0 | 0 | IGCC | 0 | 0 | 0 | 0 | 0 | 0
| Levelized Retrofit Capital Costs by Reporting Type | SOCO | South | DR | DemandResponse | 0 | 0 | 0 | 0 | 0 | 0 | DemandResponse | 0 | 0 | 0 | 0 | 0 | 0
| Levelized Retrofit Capital Costs by Reporting Type | SOCO | South | Coal-CCS | IGCC-CCS | 0 | 0 | 0 | 0 | 0 | 0 | IGCC-CCS | 0 | 0 | 0 | 0 | 0 | 0
| Levelized Retrofit Capital Costs by Reporting Type | SOCO | South | Off-shore Wind | WT_off | 0 | 0 | 0 | 0 | 0 | 0 | WT_off | 0 | 0 | 0 | 0 | 0 | 0
| Levelized Retrofit Capital Costs by Reporting Type | SOCO | South | Other | PseudoUnit | 0 | 0 | 0 | 0 | 0 | 0 | PseudoUnit | 0 | 0 | 0 | 0 | 0 | 0
| Levelized Retrofit Capital Costs by Reporting Type | SOCO | South | HQ/Maritimes | FixedInterchange | 0 | 0 | 0 | 0 | 0 | 0 | FixedInterchange | 0 | 0 | 0 | 0 | 0 | 0
Levelized Retrofit Capital Costs by Reporting Type
| Levelized Retrofit Capital Costs by Reporting Type |  |  |  | Levelized Retrofit Capital Costs by Reporting Type: SPP_N | [6 empty] | Levelized Retrofit Capital Costs by Reporting Type: SPP_N
| Levelized Retrofit Capital Costs by Reporting Type |  |  |  | ReportingType | 2015 | 2020 | 2025 | 2030 | 2035 | 2040 | ReportingType | 2015 | 2020 | 2025 | 2030 | 2035 | 2040
| Levelized Retrofit Capital Costs by Reporting Type | SPP_N | Southwest | Other Renew | BM | 0 | 0 | 0 | 0 | 0 | 0 | BM | 0 | 0 | 0 | 0 | 0 | 0
| Levelized Retrofit Capital Costs by Reporting Type | SPP_N | Southwest | CC | CC | 0 | 0 | 0 | 0 | 0 | 0 | CC | 0 | 0 | 0 | 0 | 0 | 0
| Levelized Retrofit Capital Costs by Reporting Type | SPP_N | Southwest | Other Renew | CSP | 0 | 0 | 0 | 0 | 0 | 0 | CSP | 0 | 0 | 0 | 0 | 0 | 0
| Levelized Retrofit Capital Costs by Reporting Type | SPP_N | Southwest | CT | CT | 0 | 0 | 0 | 0 | 0 | 0 | CT | 0 | 0 | 0 | 0 | 0 | 0
| Levelized Retrofit Capital Costs by Reporting Type | SPP_N | Southwest | Coal | Coal | 0.01 | 32.12 | 32.11 | 0.02 | 0.05 | 0.05 | Coal | 0 | 24.12 | 26.37 | 48.31 | 57.37 | 25.01
| Levelized Retrofit Capital Costs by Reporting Type | SPP_N | Southwest | Other Renew | Geo | 0 | 0 | 0 | 0 | 0 | 0 | Geo | 0 | 0 | 0 | 0 | 0 | 0
| Levelized Retrofit Capital Costs by Reporting Type | SPP_N | Southwest | Hydro | H | 0 | 0 | 0 | 0 | 0 | 0 | H | 0 | 0 | 0 | 0 | 0 | 0
| Levelized Retrofit Capital Costs by Reporting Type | SPP_N | Southwest | Other Renew | LFG | 0 | 0 | 0 | 0 | 0 | 0 | LFG | 0 | 0 | 0 | 0 | 0 | 0
| Levelized Retrofit Capital Costs by Reporting Type | SPP_N | Southwest | Nuclear | Nuc | 0 | 0 | 0 | 0 | 0 | 0 | Nuc | 0 | 0 | 0 | 0 | 0 | 0
| Levelized Retrofit Capital Costs by Reporting Type | SPP_N | Southwest | Other | PS | 0 | 0 | 0 | 0 | 0 | 0 | PS | 0 | 0 | 0 | 0 | 0 | 0
| Levelized Retrofit Capital Costs by Reporting Type | SPP_N | Southwest | Other Renew | PV | 0 | 0 | 0 | 0 | 0 | 0 | PV | 0 | 0 | 0 | 0 | 0 | 0
| Levelized Retrofit Capital Costs by Reporting Type | SPP_N | Southwest | CT | PeakG | 0 | 0 | 0 | 0 | 0 | 0 | PeakG | 0 | 0 | 0 | 0 | 0 | 0
| Levelized Retrofit Capital Costs by Reporting Type | SPP_N | Southwest | CT | PeakO | 0 | 0 | 0 | 0 | 0 | 0 | PeakO | 0 | 0 | 0 | 0 | 0 | 0
| Levelized Retrofit Capital Costs by Reporting Type | SPP_N | Southwest | Other Renew | ST | 0 | 0 | 0 | 0 | 0 | 0 | ST | 0 | 0 | 0 | 0 | 0 | 0
| Levelized Retrofit Capital Costs by Reporting Type | SPP_N | Southwest | Steam O/G | STOG | 0 | 0 | 0 | 0 | 0 | 0 | STOG | 0 | 0 | 0 | 0 | 0 | 0
| Levelized Retrofit Capital Costs by Reporting Type | SPP_N | Southwest | Other Renew | STWD | 0 | 0 | 0 | 0 | 0 | 0 | STWD | 0 | 0 | 0 | 0 | 0 | 0
| Levelized Retrofit Capital Costs by Reporting Type | SPP_N | Southwest | On-shore Wind | WT | 0 | 0 | 0 | 0 | 0 | 0 | WT | 0 | 0 | 0 | 0 | 0 | 0
| Levelized Retrofit Capital Costs by Reporting Type | SPP_N | Southwest | Coal | IGCC | 0 | 0 | 0 | 0 | 0 | 0 | IGCC | 0 | 0 | 0 | 0 | 0 | 0
| Levelized Retrofit Capital Costs by Reporting Type | SPP_N | Southwest | DR | DemandResponse | 0 | 0 | 0 | 0 | 0 | 0 | DemandResponse | 0 | 0 | 0 | 0 | 0 | 0
| Levelized Retrofit Capital Costs by Reporting Type | SPP_N | Southwest | Coal-CCS | IGCC-CCS | 0 | 0 | 0 | 0 | 0 | 0 | IGCC-CCS | 0 | 0 | 0 | 0 | 0 | 0
| Levelized Retrofit Capital Costs by Reporting Type | SPP_N | Southwest | Off-shore Wind | WT_off | 0 | 0 | 0 | 0 | 0 | 0 | WT_off | 0 | 0 | 0 | 0 | 0 | 0
| Levelized Retrofit Capital Costs by Reporting Type | SPP_N | Southwest | Other | PseudoUnit | 0 | 0 | 0 | 0 | 0 | 0 | PseudoUnit | 0 | 0 | 0 | 0 | 0 | 0
| Levelized Retrofit Capital Costs by Reporting Type | SPP_N | Southwest | HQ/Maritimes | FixedInterchange | 0 | 0 | 0 | 0 | 0 | 0 | FixedInterchange | 0 | 0 | 0 | 0 | 0 | 0
Levelized Retrofit Capital Costs by Reporting Type
| Levelized Retrofit Capital Costs by Reporting Type |  |  |  | Levelized Retrofit Capital Costs by Reporting Type: SPP_S | [6 empty] | Levelized Retrofit Capital Costs by Reporting Type: SPP_S
| Levelized Retrofit Capital Costs by Reporting Type |  |  |  | ReportingType | 2015 | 2020 | 2025 | 2030 | 2035 | 2040 | ReportingType | 2015 | 2020 | 2025 | 2030 | 2035 | 2040
| Levelized Retrofit Capital Costs by Reporting Type | SPP_S | Southwest | Other Renew | BM | 0 | 0 | 0 | 0 | 0 | 0 | BM | 0 | 0 | 0 | 0 | 0 | 0
| Levelized Retrofit Capital Costs by Reporting Type | SPP_S | Southwest | CC | CC | 0 | 0 | 0 | 0 | 0 | 0 | CC | 0 | 0 | 0 | 0 | 0 | 0
| Levelized Retrofit Capital Costs by Reporting Type | SPP_S | Southwest | Other Renew | CSP | 0 | 0 | 0 | 0 | 0 | 0 | CSP | 0 | 0 | 0 | 0 | 0 | 0
| Levelized Retrofit Capital Costs by Reporting Type | SPP_S | Southwest | CT | CT | 0 | 0 | 0 | 0 | 0 | 0 | CT | 0 | 0 | 0 | 0 | 0 | 0
| Levelized Retrofit Capital Costs by Reporting Type | SPP_S | Southwest | Coal | Coal | 0.05 | 44.76 | 44.72 | 0 | 0 | 0 | Coal | 0 | 15.69 | 15.69 | 0 | 0 | 0
| Levelized Retrofit Capital Costs by Reporting Type | SPP_S | Southwest | Other Renew | Geo | 0 | 0 | 0 | 0 | 0 | 0 | Geo | 0 | 0 | 0 | 0 | 0 | 0
| Levelized Retrofit Capital Costs by Reporting Type | SPP_S | Southwest | Hydro | H | 0 | 0 | 0 | 0 | 0 | 0 | H | 0 | 0 | 0 | 0 | 0 | 0
| Levelized Retrofit Capital Costs by Reporting Type | SPP_S | Southwest | Other Renew | LFG | 0 | 0 | 0 | 0 | 0 | 0 | LFG | 0 | 0 | 0 | 0 | 0 | 0
| Levelized Retrofit Capital Costs by Reporting Type | SPP_S | Southwest | Nuclear | Nuc | 0 | 0 | 0 | 0 | 0 | 0 | Nuc | 0 | 0 | 0 | 0 | 0 | 0
| Levelized Retrofit Capital Costs by Reporting Type | SPP_S | Southwest | Other | PS | 0 | 0 | 0 | 0 | 0 | 0 | PS | 0 | 0 | 0 | 0 | 0 | 0
| Levelized Retrofit Capital Costs by Reporting Type | SPP_S | Southwest | Other Renew | PV | 0 | 0 | 0 | 0 | 0 | 0 | PV | 0 | 0 | 0 | 0 | 0 | 0
| Levelized Retrofit Capital Costs by Reporting Type | SPP_S | Southwest | CT | PeakG | 0 | 0 | 0 | 0 | 0 | 0 | PeakG | 0 | 0 | 0 | 0 | 0 | 0
| Levelized Retrofit Capital Costs by Reporting Type | SPP_S | Southwest | CT | PeakO | 0 | 0 | 0 | 0 | 0 | 0 | PeakO | 0 | 0 | 0 | 0 | 0 | 0
| Levelized Retrofit Capital Costs by Reporting Type | SPP_S | Southwest | Other Renew | ST | 0 | 0 | 0 | 0 | 0 | 0 | ST | 0 | 0 | 0 | 0 | 0 | 0
| Levelized Retrofit Capital Costs by Reporting Type | SPP_S | Southwest | Steam O/G | STOG | 0 | 0 | 0 | 0 | 0 | 0 | STOG | 0 | 0 | 0 | 0 | 0 | 0
| Levelized Retrofit Capital Costs by Reporting Type | SPP_S | Southwest | Other Renew | STWD | 0 | 0 | 0 | 0 | 0 | 0 | STWD | 0 | 0 | 0 | 0 | 0 | 0
| Levelized Retrofit Capital Costs by Reporting Type | SPP_S | Southwest | On-shore Wind | WT | 0 | 0 | 0 | 0 | 0 | 0 | WT | 0 | 0 | 0 | 0 | 0 | 0
| Levelized Retrofit Capital Costs by Reporting Type | SPP_S | Southwest | Coal | IGCC | 0 | 0 | 0 | 0 | 0 | 0 | IGCC | 0 | 0 | 0 | 0 | 0 | 0
| Levelized Retrofit Capital Costs by Reporting Type | SPP_S | Southwest | DR | DemandResponse | 0 | 0 | 0 | 0 | 0 | 0 | DemandResponse | 0 | 0 | 0 | 0 | 0 | 0
| Levelized Retrofit Capital Costs by Reporting Type | SPP_S | Southwest | Coal-CCS | IGCC-CCS | 0 | 0 | 0 | 0 | 0 | 0 | IGCC-CCS | 0 | 0 | 0 | 0 | 0 | 0
| Levelized Retrofit Capital Costs by Reporting Type | SPP_S | Southwest | Off-shore Wind | WT_off | 0 | 0 | 0 | 0 | 0 | 0 | WT_off | 0 | 0 | 0 | 0 | 0 | 0
| Levelized Retrofit Capital Costs by Reporting Type | SPP_S | Southwest | Other | PseudoUnit | 0 | 0 | 0 | 0 | 0 | 0 | PseudoUnit | 0 | 0 | 0 | 0 | 0 | 0
| Levelized Retrofit Capital Costs by Reporting Type | SPP_S | Southwest | HQ/Maritimes | FixedInterchange | 0 | 0 | 0 | 0 | 0 | 0 | FixedInterchange | 0 | 0 | 0 | 0 | 0 | 0
Levelized Retrofit Capital Costs by Reporting Type
| Levelized Retrofit Capital Costs by Reporting Type |  |  |  | Levelized Retrofit Capital Costs by Reporting Type: TVA | [6 empty] | Levelized Retrofit Capital Costs by Reporting Type: TVA
| Levelized Retrofit Capital Costs by Reporting Type |  |  |  | ReportingType | 2015 | 2020 | 2025 | 2030 | 2035 | 2040 | ReportingType | 2015 | 2020 | 2025 | 2030 | 2035 | 2040
| Levelized Retrofit Capital Costs by Reporting Type | TVA | South | Other Renew | BM | 0 | 0 | 0 | 0 | 0 | 0 | BM | 0 | 0 | 0 | 0 | 0 | 0
| Levelized Retrofit Capital Costs by Reporting Type | TVA | South | CC | CC | 0 | 0 | 0 | 0 | 0 | 0 | CC | 0 | 0 | 0 | 0 | 0 | 0
| Levelized Retrofit Capital Costs by Reporting Type | TVA | South | Other Renew | CSP | 0 | 0 | 0 | 0 | 0 | 0 | CSP | 0 | 0 | 0 | 0 | 0 | 0
| Levelized Retrofit Capital Costs by Reporting Type | TVA | South | CT | CT | 0 | 0 | 0 | 0 | 0 | 0 | CT | 0 | 0 | 0 | 0 | 0 | 0
| Levelized Retrofit Capital Costs by Reporting Type | TVA | South | Coal | Coal | 0.02 | 35.67 | 35.69 | 0.13 | 0.13 | 0.04 | Coal | 0 | 24.71 | 24.71 | 0 | 0 | 0
| Levelized Retrofit Capital Costs by Reporting Type | TVA | South | Other Renew | Geo | 0 | 0 | 0 | 0 | 0 | 0 | Geo | 0 | 0 | 0 | 0 | 0 | 0
| Levelized Retrofit Capital Costs by Reporting Type | TVA | South | Hydro | H | 0 | 0 | 0 | 0 | 0 | 0 | H | 0 | 0 | 0 | 0 | 0 | 0
| Levelized Retrofit Capital Costs by Reporting Type | TVA | South | Other Renew | LFG | 0 | 0 | 0 | 0 | 0 | 0 | LFG | 0 | 0 | 0 | 0 | 0 | 0
| Levelized Retrofit Capital Costs by Reporting Type | TVA | South | Nuclear | Nuc | 0 | 0 | 0 | 0 | 0 | 0 | Nuc | 0 | 0 | 0 | 0 | 0 | 0
| Levelized Retrofit Capital Costs by Reporting Type | TVA | South | Other | PS | 0 | 0 | 0 | 0 | 0 | 0 | PS | 0 | 0 | 0 | 0 | 0 | 0
| Levelized Retrofit Capital Costs by Reporting Type | TVA | South | Other Renew | PV | 0 | 0 | 0 | 0 | 0 | 0 | PV | 0 | 0 | 0 | 0 | 0 | 0
| Levelized Retrofit Capital Costs by Reporting Type | TVA | South | CT | PeakG | 0 | 0 | 0 | 0 | 0 | 0 | PeakG | 0 | 0 | 0 | 0 | 0 | 0
| Levelized Retrofit Capital Costs by Reporting Type | TVA | South | CT | PeakO | 0 | 0 | 0 | 0 | 0 | 0 | PeakO | 0 | 0 | 0 | 0 | 0 | 0
| Levelized Retrofit Capital Costs by Reporting Type | TVA | South | Other Renew | ST | 0 | 0 | 0 | 0 | 0 | 0 | ST | 0 | 0 | 0 | 0 | 0 | 0
| Levelized Retrofit Capital Costs by Reporting Type | TVA | South | Steam O/G | STOG | 0 | 0 | 0 | 0 | 0 | 0 | STOG | 0 | 0 | 0 | 0 | 0 | 0
| Levelized Retrofit Capital Costs by Reporting Type | TVA | South | Other Renew | STWD | 0 | 0 | 0 | 0 | 0 | 0 | STWD | 0 | 0 | 0 | 0 | 0 | 0
| Levelized Retrofit Capital Costs by Reporting Type | TVA | South | On-shore Wind | WT | 0 | 0 | 0 | 0 | 0 | 0 | WT | 0 | 0 | 0 | 0 | 0 | 0
| Levelized Retrofit Capital Costs by Reporting Type | TVA | South | Coal | IGCC | 0 | 0 | 0 | 0 | 0 | 0 | IGCC | 0 | 0 | 0 | 0 | 0 | 0
| Levelized Retrofit Capital Costs by Reporting Type | TVA | South | DR | DemandResponse | 0 | 0 | 0 | 0 | 0 | 0 | DemandResponse | 0 | 0 | 0 | 0 | 0 | 0
| Levelized Retrofit Capital Costs by Reporting Type | TVA | South | Coal-CCS | IGCC-CCS | 0 | 0 | 0 | 0 | 0 | 0 | IGCC-CCS | 0 | 0 | 0 | 0 | 0 | 0
| Levelized Retrofit Capital Costs by Reporting Type | TVA | South | Off-shore Wind | WT_off | 0 | 0 | 0 | 0 | 0 | 0 | WT_off | 0 | 0 | 0 | 0 | 0 | 0
| Levelized Retrofit Capital Costs by Reporting Type | TVA | South | Other | PseudoUnit | 0 | 0 | 0 | 0 | 0 | 0 | PseudoUnit | 0 | 0 | 0 | 0 | 0 | 0
| Levelized Retrofit Capital Costs by Reporting Type | TVA | South | HQ/Maritimes | FixedInterchange | 0 | 0 | 0 | 0 | 0 | 0 | FixedInterchange | 0 | 0 | 0 | 0 | 0 | 0
Levelized Retrofit Capital Costs by Reporting Type
| Levelized Retrofit Capital Costs by Reporting Type |  |  |  | Levelized Retrofit Capital Costs by Reporting Type: TVA_Transmission | [6 empty] | Levelized Retrofit Capital Costs by Reporting Type: TVA_Transmission
| Levelized Retrofit Capital Costs by Reporting Type |  |  |  | ReportingType | 2015 | 2020 | 2025 | 2030 | 2035 | 2040 | ReportingType | 2015 | 2020 | 2025 | 2030 | 2035 | 2040
| Levelized Retrofit Capital Costs by Reporting Type | TVA_Transmission | South | Other Renew | BM | 0 | 0 | 0 | 0 | 0 | 0 | BM | 0 | 0 | 0 | 0 | 0 | 0
| Levelized Retrofit Capital Costs by Reporting Type | TVA_Transmission | South | CC | CC | 0 | 0 | 0 | 0 | 0 | 0 | CC | 0 | 0 | 0 | 0 | 0 | 0
| Levelized Retrofit Capital Costs by Reporting Type | TVA_Transmission | South | Other Renew | CSP | 0 | 0 | 0 | 0 | 0 | 0 | CSP | 0 | 0 | 0 | 0 | 0 | 0
| Levelized Retrofit Capital Costs by Reporting Type | TVA_Transmission | South | CT | CT | 0 | 0 | 0 | 0 | 0 | 0 | CT | 0 | 0 | 0 | 0 | 0 | 0
| Levelized Retrofit Capital Costs by Reporting Type | TVA_Transmission | South | Coal | Coal | 0 | 0 | 0 | 0 | 0 | 0 | Coal | 0 | 0 | 0 | 0 | 0 | 0
| Levelized Retrofit Capital Costs by Reporting Type | TVA_Transmission | South | Other Renew | Geo | 0 | 0 | 0 | 0 | 0 | 0 | Geo | 0 | 0 | 0 | 0 | 0 | 0
| Levelized Retrofit Capital Costs by Reporting Type | TVA_Transmission | South | Hydro | H | 0 | 0 | 0 | 0 | 0 | 0 | H | 0 | 0 | 0 | 0 | 0 | 0
| Levelized Retrofit Capital Costs by Reporting Type | TVA_Transmission | South | Other Renew | LFG | 0 | 0 | 0 | 0 | 0 | 0 | LFG | 0 | 0 | 0 | 0 | 0 | 0
| Levelized Retrofit Capital Costs by Reporting Type | TVA_Transmission | South | Nuclear | Nuc | 0 | 0 | 0 | 0 | 0 | 0 | Nuc | 0 | 0 | 0 | 0 | 0 | 0
| Levelized Retrofit Capital Costs by Reporting Type | TVA_Transmission | South | Other | PS | 0 | 0 | 0 | 0 | 0 | 0 | PS | 0 | 0 | 0 | 0 | 0 | 0
| Levelized Retrofit Capital Costs by Reporting Type | TVA_Transmission | South | Other Renew | PV | 0 | 0 | 0 | 0 | 0 | 0 | PV | 0 | 0 | 0 | 0 | 0 | 0
| Levelized Retrofit Capital Costs by Reporting Type | TVA_Transmission | South | CT | PeakG | 0 | 0 | 0 | 0 | 0 | 0 | PeakG | 0 | 0 | 0 | 0 | 0 | 0
| Levelized Retrofit Capital Costs by Reporting Type | TVA_Transmission | South | CT | PeakO | 0 | 0 | 0 | 0 | 0 | 0 | PeakO | 0 | 0 | 0 | 0 | 0 | 0
| Levelized Retrofit Capital Costs by Reporting Type | TVA_Transmission | South | Other Renew | ST | 0 | 0 | 0 | 0 | 0 | 0 | ST | 0 | 0 | 0 | 0 | 0 | 0
| Levelized Retrofit Capital Costs by Reporting Type | TVA_Transmission | South | Steam O/G | STOG | 0 | 0 | 0 | 0 | 0 | 0 | STOG | 0 | 0 | 0 | 0 | 0 | 0
| Levelized Retrofit Capital Costs by Reporting Type | TVA_Transmission | South | Other Renew | STWD | 0 | 0 | 0 | 0 | 0 | 0 | STWD | 0 | 0 | 0 | 0 | 0 | 0
| Levelized Retrofit Capital Costs by Reporting Type | TVA_Transmission | South | On-shore Wind | WT | 0 | 0 | 0 | 0 | 0 | 0 | WT | 0 | 0 | 0 | 0 | 0 | 0
| Levelized Retrofit Capital Costs by Reporting Type | TVA_Transmission | South | Coal | IGCC | 0 | 0 | 0 | 0 | 0 | 0 | IGCC | 0 | 0 | 0 | 0 | 0 | 0
| Levelized Retrofit Capital Costs by Reporting Type | TVA_Transmission | South | DR | DemandResponse | 0 | 0 | 0 | 0 | 0 | 0 | DemandResponse | 0 | 0 | 0 | 0 | 0 | 0
| Levelized Retrofit Capital Costs by Reporting Type | TVA_Transmission | South | Coal-CCS | IGCC-CCS | 0 | 0 | 0 | 0 | 0 | 0 | IGCC-CCS | 0 | 0 | 0 | 0 | 0 | 0
| Levelized Retrofit Capital Costs by Reporting Type | TVA_Transmission | South | Off-shore Wind | WT_off | 0 | 0 | 0 | 0 | 0 | 0 | WT_off | 0 | 0 | 0 | 0 | 0 | 0
| Levelized Retrofit Capital Costs by Reporting Type | TVA_Transmission | South | Other | PseudoUnit | 0 | 0 | 0 | 0 | 0 | 0 | PseudoUnit | 0 | 0 | 0 | 0 | 0 | 0
| Levelized Retrofit Capital Costs by Reporting Type | TVA_Transmission | South | HQ/Maritimes | FixedInterchange | 0 | 0 | 0 | 0 | 0 | 0 | FixedInterchange | 0 | 0 | 0 | 0 | 0 | 0
Levelized Retrofit Capital Costs by Reporting Type
| Levelized Retrofit Capital Costs by Reporting Type |  |  |  | Levelized Retrofit Capital Costs by Reporting Type: VACAR | [6 empty] | Levelized Retrofit Capital Costs by Reporting Type: VACAR
| Levelized Retrofit Capital Costs by Reporting Type |  |  |  | ReportingType | 2015 | 2020 | 2025 | 2030 | 2035 | 2040 | ReportingType | 2015 | 2020 | 2025 | 2030 | 2035 | 2040
| Levelized Retrofit Capital Costs by Reporting Type | VACAR | South | Other Renew | BM | 0 | 0 | 0 | 0 | 0 | 0 | BM | 0 | 0 | 0 | 0 | 0 | 0
| Levelized Retrofit Capital Costs by Reporting Type | VACAR | South | CC | CC | 0 | 0 | 0 | 0 | 0 | 0 | CC | 0 | 0 | 0 | 0 | 0 | 0
| Levelized Retrofit Capital Costs by Reporting Type | VACAR | South | Other Renew | CSP | 0 | 0 | 0 | 0 | 0 | 0 | CSP | 0 | 0 | 0 | 0 | 0 | 0
| Levelized Retrofit Capital Costs by Reporting Type | VACAR | South | CT | CT | 0 | 0 | 0 | 0 | 0 | 0 | CT | 0 | 0 | 0 | 0 | 0 | 0
| Levelized Retrofit Capital Costs by Reporting Type | VACAR | South | Coal | Coal | 0.03 | 59.38 | 98.1 | 108.57 | 144.2 | 74.48 | Coal | 0 | 52.15 | 144.24 | 120.46 | 90.58 | 62.22
| Levelized Retrofit Capital Costs by Reporting Type | VACAR | South | Other Renew | Geo | 0 | 0 | 0 | 0 | 0 | 0 | Geo | 0 | 0 | 0 | 0 | 0 | 0
| Levelized Retrofit Capital Costs by Reporting Type | VACAR | South | Hydro | H | 0 | 0 | 0 | 0 | 0 | 0 | H | 0 | 0 | 0 | 0 | 0 | 0
| Levelized Retrofit Capital Costs by Reporting Type | VACAR | South | Other Renew | LFG | 0 | 0 | 0 | 0 | 0 | 0 | LFG | 0 | 0 | 0 | 0 | 0 | 0
| Levelized Retrofit Capital Costs by Reporting Type | VACAR | South | Nuclear | Nuc | 0 | 0 | 0 | 0 | 0 | 0 | Nuc | 0 | 0 | 0 | 0 | 0 | 0
| Levelized Retrofit Capital Costs by Reporting Type | VACAR | South | Other | PS | 0 | 0 | 0 | 0 | 0 | 0 | PS | 0 | 0 | 0 | 0 | 0 | 0
| Levelized Retrofit Capital Costs by Reporting Type | VACAR | South | Other Renew | PV | 0 | 0 | 0 | 0 | 0 | 0 | PV | 0 | 0 | 0 | 0 | 0 | 0
| Levelized Retrofit Capital Costs by Reporting Type | VACAR | South | CT | PeakG | 0 | 0 | 0 | 0 | 0 | 0 | PeakG | 0 | 0 | 0 | 0 | 0 | 0
| Levelized Retrofit Capital Costs by Reporting Type | VACAR | South | CT | PeakO | 0 | 0 | 0 | 0 | 0 | 0 | PeakO | 0 | 0 | 0 | 0 | 0 | 0
| Levelized Retrofit Capital Costs by Reporting Type | VACAR | South | Other Renew | ST | 0 | 0 | 0 | 0 | 0 | 0 | ST | 0 | 0 | 0 | 0 | 0 | 0
| Levelized Retrofit Capital Costs by Reporting Type | VACAR | South | Steam O/G | STOG | 0 | 0 | 0 | 0 | 0 | 0 | STOG | 0 | 0 | 0 | 0 | 0 | 0
| Levelized Retrofit Capital Costs by Reporting Type | VACAR | South | Other Renew | STWD | 0 | 0 | 0 | 0 | 0 | 0 | STWD | 0 | 0 | 0 | 0 | 0 | 0
| Levelized Retrofit Capital Costs by Reporting Type | VACAR | South | On-shore Wind | WT | 0 | 0 | 0 | 0 | 0 | 0 | WT | 0 | 0 | 0 | 0 | 0 | 0
| Levelized Retrofit Capital Costs by Reporting Type | VACAR | South | Coal | IGCC | 0 | 0 | 0 | 0 | 0 | 0 | IGCC | 0 | 0 | 0 | 0 | 0 | 0
| Levelized Retrofit Capital Costs by Reporting Type | VACAR | South | DR | DemandResponse | 0 | 0 | 0 | 0 | 0 | 0 | DemandResponse | 0 | 0 | 0 | 0 | 0 | 0
| Levelized Retrofit Capital Costs by Reporting Type | VACAR | South | Coal-CCS | IGCC-CCS | 0 | 0 | 0 | 0 | 0 | 0 | IGCC-CCS | 0 | 0 | 0 | 0 | 0 | 0
| Levelized Retrofit Capital Costs by Reporting Type | VACAR | South | Off-shore Wind | WT_off | 0 | 0 | 0 | 0 | 0 | 0 | WT_off | 0 | 0 | 0 | 0 | 0 | 0
| Levelized Retrofit Capital Costs by Reporting Type | VACAR | South | Other | PseudoUnit | 0 | 0 | 0 | 0 | 0 | 0 | PseudoUnit | 0 | 0 | 0 | 0 | 0 | 0
| Levelized Retrofit Capital Costs by Reporting Type | VACAR | South | HQ/Maritimes | FixedInterchange | 0 | 0 | 0 | 0 | 0 | 0 | FixedInterchange | 0 | 0 | 0 | 0 | 0 | 0
Levelized Retrofit Capital Costs by Reporting Type
| Levelized Retrofit Capital Costs by Reporting Type |  |  |  | Levelized Retrofit Capital Costs by Reporting Type: IESO | [6 empty] | Levelized Retrofit Capital Costs by Reporting Type: IESO
| Levelized Retrofit Capital Costs by Reporting Type |  |  |  | ReportingType | 2015 | 2020 | 2025 | 2030 | 2035 | 2040 | ReportingType | 2015 | 2020 | 2025 | 2030 | 2035 | 2040
| Levelized Retrofit Capital Costs by Reporting Type | IESO | Ontario | Other Renew | BM | 0 | 0 | 0 | 0 | 0 | 0 | BM | 0 | 0 | 0 | 0 | 0 | 0
| Levelized Retrofit Capital Costs by Reporting Type | IESO | Ontario | CC | CC | 0 | 0 | 0 | 0 | 0 | 0 | CC | 0 | 0 | 0 | 0 | 0 | 0
| Levelized Retrofit Capital Costs by Reporting Type | IESO | Ontario | Other Renew | CSP | 0 | 0 | 0 | 0 | 0 | 0 | CSP | 0 | 0 | 0 | 0 | 0 | 0
| Levelized Retrofit Capital Costs by Reporting Type | IESO | Ontario | CT | CT | 0 | 0 | 0 | 0 | 0 | 0 | CT | 0 | 0 | 0 | 0 | 0 | 0
| Levelized Retrofit Capital Costs by Reporting Type | IESO | Ontario | Coal | Coal | 0 | 0 | 0 | 0 | 0 | 0 | Coal | 0 | 0 | 0 | 0 | 0 | 0
| Levelized Retrofit Capital Costs by Reporting Type | IESO | Ontario | Other Renew | Geo | 0 | 0 | 0 | 0 | 0 | 0 | Geo | 0 | 0 | 0 | 0 | 0 | 0
| Levelized Retrofit Capital Costs by Reporting Type | IESO | Ontario | Hydro | H | 0 | 0 | 0 | 0 | 0 | 0 | H | 0 | 0 | 0 | 0 | 0 | 0
| Levelized Retrofit Capital Costs by Reporting Type | IESO | Ontario | Other Renew | LFG | 0 | 0 | 0 | 0 | 0 | 0 | LFG | 0 | 0 | 0 | 0 | 0 | 0
| Levelized Retrofit Capital Costs by Reporting Type | IESO | Ontario | Nuclear | Nuc | 0 | 0 | 0 | 0 | 0 | 0 | Nuc | 0 | 0 | 0 | 0 | 0 | 0
| Levelized Retrofit Capital Costs by Reporting Type | IESO | Ontario | Other | PS | 0 | 0 | 0 | 0 | 0 | 0 | PS | 0 | 0 | 0 | 0 | 0 | 0
| Levelized Retrofit Capital Costs by Reporting Type | IESO | Ontario | Other Renew | PV | 0 | 0 | 0 | 0 | 0 | 0 | PV | 0 | 0 | 0 | 0 | 0 | 0
| Levelized Retrofit Capital Costs by Reporting Type | IESO | Ontario | CT | PeakG | 0 | 0 | 0 | 0 | 0 | 0 | PeakG | 0 | 0 | 0 | 0 | 0 | 0
| Levelized Retrofit Capital Costs by Reporting Type | IESO | Ontario | CT | PeakO | 0 | 0 | 0 | 0 | 0 | 0 | PeakO | 0 | 0 | 0 | 0 | 0 | 0
| Levelized Retrofit Capital Costs by Reporting Type | IESO | Ontario | Other Renew | ST | 0 | 0 | 0 | 0 | 0 | 0 | ST | 0 | 0 | 0 | 0 | 0 | 0
| Levelized Retrofit Capital Costs by Reporting Type | IESO | Ontario | Steam O/G | STOG | 0 | 0 | 0 | 0 | 0 | 0 | STOG | 0 | 0 | 0 | 0 | 0 | 0
| Levelized Retrofit Capital Costs by Reporting Type | IESO | Ontario | Other Renew | STWD | 0 | 0 | 0 | 0 | 0 | 0 | STWD | 0 | 0 | 0 | 0 | 0 | 0
| Levelized Retrofit Capital Costs by Reporting Type | IESO | Ontario | On-shore Wind | WT | 0 | 0 | 0 | 0 | 0 | 0 | WT | 0 | 0 | 0 | 0 | 0 | 0
| Levelized Retrofit Capital Costs by Reporting Type | IESO | Ontario | Coal | IGCC | 0 | 0 | 0 | 0 | 0 | 0 | IGCC | 0 | 0 | 0 | 0 | 0 | 0
| Levelized Retrofit Capital Costs by Reporting Type | IESO | Ontario | DR | DemandResponse | 0 | 0 | 0 | 0 | 0 | 0 | DemandResponse | 0 | 0 | 0 | 0 | 0 | 0
| Levelized Retrofit Capital Costs by Reporting Type | IESO | Ontario | Coal-CCS | IGCC-CCS | 0 | 0 | 0 | 0 | 0 | 0 | IGCC-CCS | 0 | 0 | 0 | 0 | 0 | 0
| Levelized Retrofit Capital Costs by Reporting Type | IESO | Ontario | Off-shore Wind | WT_off | 0 | 0 | 0 | 0 | 0 | 0 | WT_off | 0 | 0 | 0 | 0 | 0 | 0
| Levelized Retrofit Capital Costs by Reporting Type | IESO | Ontario | Other | PseudoUnit | 0 | 0 | 0 | 0 | 0 | 0 | PseudoUnit | 0 | 0 | 0 | 0 | 0 | 0
| Levelized Retrofit Capital Costs by Reporting Type | IESO | Ontario | HQ/Maritimes | FixedInterchange | 0 | 0 | 0 | 0 | 0 | 0 | FixedInterchange | 0 | 0 | 0 | 0 | 0 | 0
Levelized Retrofit Capital Costs by Reporting Type
| Levelized Retrofit Capital Costs by Reporting Type |  |  |  | Levelized Retrofit Capital Costs by Reporting Type: MAPP_CA | [6 empty] | Levelized Retrofit Capital Costs by Reporting Type: MAPP_CA
| Levelized Retrofit Capital Costs by Reporting Type |  |  |  | ReportingType | 2015 | 2020 | 2025 | 2030 | 2035 | 2040 | ReportingType | 2015 | 2020 | 2025 | 2030 | 2035 | 2040
| Levelized Retrofit Capital Costs by Reporting Type | MAPP_CA | Midwest | Other Renew | BM | 0 | 0 | 0 | 0 | 0 | 0 | BM | 0 | 0 | 0 | 0 | 0 | 0
| Levelized Retrofit Capital Costs by Reporting Type | MAPP_CA | Midwest | CC | CC | 0 | 0 | 0 | 0 | 0 | 0 | CC | 0 | 0 | 0 | 0 | 0 | 0
| Levelized Retrofit Capital Costs by Reporting Type | MAPP_CA | Midwest | Other Renew | CSP | 0 | 0 | 0 | 0 | 0 | 0 | CSP | 0 | 0 | 0 | 0 | 0 | 0
| Levelized Retrofit Capital Costs by Reporting Type | MAPP_CA | Midwest | CT | CT | 0 | 0 | 0 | 0 | 0 | 0 | CT | 0 | 0 | 0 | 0 | 0 | 0
| Levelized Retrofit Capital Costs by Reporting Type | MAPP_CA | Midwest | Coal | Coal | 0 | 0 | 0 | 0 | 0 | 0 | Coal | 0 | 0 | 0 | 0 | 0 | 0
| Levelized Retrofit Capital Costs by Reporting Type | MAPP_CA | Midwest | Other Renew | Geo | 0 | 0 | 0 | 0 | 0 | 0 | Geo | 0 | 0 | 0 | 0 | 0 | 0
| Levelized Retrofit Capital Costs by Reporting Type | MAPP_CA | Midwest | Hydro | H | 0 | 0 | 0 | 0 | 0 | 0 | H | 0 | 0 | 0 | 0 | 0 | 0
| Levelized Retrofit Capital Costs by Reporting Type | MAPP_CA | Midwest | Other Renew | LFG | 0 | 0 | 0 | 0 | 0 | 0 | LFG | 0 | 0 | 0 | 0 | 0 | 0
| Levelized Retrofit Capital Costs by Reporting Type | MAPP_CA | Midwest | Nuclear | Nuc | 0 | 0 | 0 | 0 | 0 | 0 | Nuc | 0 | 0 | 0 | 0 | 0 | 0
| Levelized Retrofit Capital Costs by Reporting Type | MAPP_CA | Midwest | Other | PS | 0 | 0 | 0 | 0 | 0 | 0 | PS | 0 | 0 | 0 | 0 | 0 | 0
| Levelized Retrofit Capital Costs by Reporting Type | MAPP_CA | Midwest | Other Renew | PV | 0 | 0 | 0 | 0 | 0 | 0 | PV | 0 | 0 | 0 | 0 | 0 | 0
| Levelized Retrofit Capital Costs by Reporting Type | MAPP_CA | Midwest | CT | PeakG | 0 | 0 | 0 | 0 | 0 | 0 | PeakG | 0 | 0 | 0 | 0 | 0 | 0
| Levelized Retrofit Capital Costs by Reporting Type | MAPP_CA | Midwest | CT | PeakO | 0 | 0 | 0 | 0 | 0 | 0 | PeakO | 0 | 0 | 0 | 0 | 0 | 0
| Levelized Retrofit Capital Costs by Reporting Type | MAPP_CA | Midwest | Other Renew | ST | 0 | 0 | 0 | 0 | 0 | 0 | ST | 0 | 0 | 0 | 0 | 0 | 0
| Levelized Retrofit Capital Costs by Reporting Type | MAPP_CA | Midwest | Steam O/G | STOG | 0 | 0 | 0 | 0 | 0 | 0 | STOG | 0 | 0 | 0 | 0 | 0 | 0
| Levelized Retrofit Capital Costs by Reporting Type | MAPP_CA | Midwest | Other Renew | STWD | 0 | 0 | 0 | 0 | 0 | 0 | STWD | 0 | 0 | 0 | 0 | 0 | 0
| Levelized Retrofit Capital Costs by Reporting Type | MAPP_CA | Midwest | On-shore Wind | WT | 0 | 0 | 0 | 0 | 0 | 0 | WT | 0 | 0 | 0 | 0 | 0 | 0
| Levelized Retrofit Capital Costs by Reporting Type | MAPP_CA | Midwest | Coal | IGCC | 0 | 0 | 0 | 0 | 0 | 0 | IGCC | 0 | 0 | 0 | 0 | 0 | 0
| Levelized Retrofit Capital Costs by Reporting Type | MAPP_CA | Midwest | DR | DemandResponse | 0 | 0 | 0 | 0 | 0 | 0 | DemandResponse | 0 | 0 | 0 | 0 | 0 | 0
| Levelized Retrofit Capital Costs by Reporting Type | MAPP_CA | Midwest | Coal-CCS | IGCC-CCS | 0 | 0 | 0 | 0 | 0 | 0 | IGCC-CCS | 0 | 0 | 0 | 0 | 0 | 0
| Levelized Retrofit Capital Costs by Reporting Type | MAPP_CA | Midwest | Off-shore Wind | WT_off | 0 | 0 | 0 | 0 | 0 | 0 | WT_off | 0 | 0 | 0 | 0 | 0 | 0
| Levelized Retrofit Capital Costs by Reporting Type | MAPP_CA | Midwest | Other | PseudoUnit | 0 | 0 | 0 | 0 | 0 | 0 | PseudoUnit | 0 | 0 | 0 | 0 | 0 | 0
| Levelized Retrofit Capital Costs by Reporting Type | MAPP_CA | Midwest | HQ/Maritimes | FixedInterchange | 0 | 0 | 0 | 0 | 0 | 0 | FixedInterchange | 0 | 0 | 0 | 0 | 0 | 0
Levelized Retrofit Capital Costs by Reporting Type
| Levelized Retrofit Capital Costs by Reporting Type |  |  |  | Levelized Retrofit Capital Costs by Reporting Type: AZ_NM_SNV_Coal | [6 empty] | Levelized Retrofit Capital Costs by Reporting Type: AZ_NM_SNV_Coal
| Levelized Retrofit Capital Costs by Reporting Type |  |  |  | ReportingType | 2015 | 2020 | 2025 | 2030 | 2035 | 2040 | ReportingType | 2015 | 2020 | 2025 | 2030 | 2035 | 2040
| Levelized Retrofit Capital Costs by Reporting Type | AZ_NM_SNV_Coal | West | Other Renew | BM | 0 | 0 | 0 | 0 | 0 | 0 | BM | 0 | 0 | 0 | 0 | 0 | 0
| Levelized Retrofit Capital Costs by Reporting Type | AZ_NM_SNV_Coal | West | CC | CC | 0 | 0 | 0 | 0 | 0 | 0 | CC | 0 | 0 | 0 | 0 | 0 | 0
| Levelized Retrofit Capital Costs by Reporting Type | AZ_NM_SNV_Coal | West | Other Renew | CSP | 0 | 0 | 0 | 0 | 0 | 0 | CSP | 0 | 0 | 0 | 0 | 0 | 0
| Levelized Retrofit Capital Costs by Reporting Type | AZ_NM_SNV_Coal | West | CT | CT | 0 | 0 | 0 | 0 | 0 | 0 | CT | 0 | 0 | 0 | 0 | 0 | 0
| Levelized Retrofit Capital Costs by Reporting Type | AZ_NM_SNV_Coal | West | Coal | Coal | 49.69 | 60.71 | 27.78 | 18.58 | 76.32 | 57.75 | Coal | 49.67 | 60.69 | 27.76 | 21.95 | 146.91 | 124.96
| Levelized Retrofit Capital Costs by Reporting Type | AZ_NM_SNV_Coal | West | Other Renew | Geo | 0 | 0 | 0 | 0 | 0 | 0 | Geo | 0 | 0 | 0 | 0 | 0 | 0
| Levelized Retrofit Capital Costs by Reporting Type | AZ_NM_SNV_Coal | West | Hydro | H | 0 | 0 | 0 | 0 | 0 | 0 | H | 0 | 0 | 0 | 0 | 0 | 0
| Levelized Retrofit Capital Costs by Reporting Type | AZ_NM_SNV_Coal | West | Other Renew | LFG | 0 | 0 | 0 | 0 | 0 | 0 | LFG | 0 | 0 | 0 | 0 | 0 | 0
| Levelized Retrofit Capital Costs by Reporting Type | AZ_NM_SNV_Coal | West | Nuclear | Nuc | 0 | 0 | 0 | 0 | 0 | 0 | Nuc | 0 | 0 | 0 | 0 | 0 | 0
| Levelized Retrofit Capital Costs by Reporting Type | AZ_NM_SNV_Coal | West | Other | PS | 0 | 0 | 0 | 0 | 0 | 0 | PS | 0 | 0 | 0 | 0 | 0 | 0
| Levelized Retrofit Capital Costs by Reporting Type | AZ_NM_SNV_Coal | West | Other Renew | PV | 0 | 0 | 0 | 0 | 0 | 0 | PV | 0 | 0 | 0 | 0 | 0 | 0
| Levelized Retrofit Capital Costs by Reporting Type | AZ_NM_SNV_Coal | West | CT | PeakG | 0 | 0 | 0 | 0 | 0 | 0 | PeakG | 0 | 0 | 0 | 0 | 0 | 0
| Levelized Retrofit Capital Costs by Reporting Type | AZ_NM_SNV_Coal | West | CT | PeakO | 0 | 0 | 0 | 0 | 0 | 0 | PeakO | 0 | 0 | 0 | 0 | 0 | 0
| Levelized Retrofit Capital Costs by Reporting Type | AZ_NM_SNV_Coal | West | Other Renew | ST | 0 | 0 | 0 | 0 | 0 | 0 | ST | 0 | 0 | 0 | 0 | 0 | 0
| Levelized Retrofit Capital Costs by Reporting Type | AZ_NM_SNV_Coal | West | Steam O/G | STOG | 0 | 0 | 0 | 0 | 0 | 0 | STOG | 0 | 0 | 0 | 0 | 0 | 0
| Levelized Retrofit Capital Costs by Reporting Type | AZ_NM_SNV_Coal | West | Other Renew | STWD | 0 | 0 | 0 | 0 | 0 | 0 | STWD | 0 | 0 | 0 | 0 | 0 | 0
| Levelized Retrofit Capital Costs by Reporting Type | AZ_NM_SNV_Coal | West | On-shore Wind | WT | 0 | 0 | 0 | 0 | 0 | 0 | WT | 0 | 0 | 0 | 0 | 0 | 0
| Levelized Retrofit Capital Costs by Reporting Type | AZ_NM_SNV_Coal | West | Coal | IGCC | 0 | 0 | 0 | 0 | 0 | 0 | IGCC | 0 | 0 | 0 | 0 | 0 | 0
| Levelized Retrofit Capital Costs by Reporting Type | AZ_NM_SNV_Coal | West | DR | DemandResponse | 0 | 0 | 0 | 0 | 0 | 0 | DemandResponse | 0 | 0 | 0 | 0 | 0 | 0
| Levelized Retrofit Capital Costs by Reporting Type | AZ_NM_SNV_Coal | West | Coal-CCS | IGCC-CCS | 0 | 0 | 0 | 0 | 0 | 0 | IGCC-CCS | 0 | 0 | 0 | 0 | 0 | 0
| Levelized Retrofit Capital Costs by Reporting Type | AZ_NM_SNV_Coal | West | Off-shore Wind | WT_off | 0 | 0 | 0 | 0 | 0 | 0 | WT_off | 0 | 0 | 0 | 0 | 0 | 0
| Levelized Retrofit Capital Costs by Reporting Type | AZ_NM_SNV_Coal | West | Other | PseudoUnit | 0 | 0 | 0 | 0 | 0 | 0 | PseudoUnit | 0 | 0 | 0 | 0 | 0 | 0
| Levelized Retrofit Capital Costs by Reporting Type | AZ_NM_SNV_Coal | West | HQ/Maritimes | FixedInterchange | 0 | 0 | 0 | 0 | 0 | 0 | FixedInterchange | 0 | 0 | 0 | 0 | 0 | 0
Levelized Retrofit Capital Costs by Reporting Type
| Levelized Retrofit Capital Costs by Reporting Type |  |  |  | Levelized Retrofit Capital Costs by Reporting Type: AZ_NM_SNV_Gas | [6 empty] | Levelized Retrofit Capital Costs by Reporting Type: AZ_NM_SNV_Gas
| Levelized Retrofit Capital Costs by Reporting Type |  |  |  | ReportingType | 2015 | 2020 | 2025 | 2030 | 2035 | 2040 | ReportingType | 2015 | 2020 | 2025 | 2030 | 2035 | 2040
| Levelized Retrofit Capital Costs by Reporting Type | AZ_NM_SNV_Gas | West | Other Renew | BM | 0 | 0 | 0 | 0 | 0 | 0 | BM | 0 | 0 | 0 | 0 | 0 | 0
| Levelized Retrofit Capital Costs by Reporting Type | AZ_NM_SNV_Gas | West | CC | CC | 0 | 0 | 0 | 0 | 0 | 0 | CC | 0 | 0 | 0 | 0 | 0 | 0
| Levelized Retrofit Capital Costs by Reporting Type | AZ_NM_SNV_Gas | West | Other Renew | CSP | 0 | 0 | 0 | 0 | 0 | 0 | CSP | 0 | 0 | 0 | 0 | 0 | 0
| Levelized Retrofit Capital Costs by Reporting Type | AZ_NM_SNV_Gas | West | CT | CT | 0 | 0 | 0 | 0 | 0 | 0 | CT | 0 | 0 | 0 | 0 | 0 | 0
| Levelized Retrofit Capital Costs by Reporting Type | AZ_NM_SNV_Gas | West | Coal | Coal | 0 | 0 | 0 | 0 | 0 | 0 | Coal | 0 | 0 | 0 | 0 | 0 | 0
| Levelized Retrofit Capital Costs by Reporting Type | AZ_NM_SNV_Gas | West | Other Renew | Geo | 0 | 0 | 0 | 0 | 0 | 0 | Geo | 0 | 0 | 0 | 0 | 0 | 0
| Levelized Retrofit Capital Costs by Reporting Type | AZ_NM_SNV_Gas | West | Hydro | H | 0 | 0 | 0 | 0 | 0 | 0 | H | 0 | 0 | 0 | 0 | 0 | 0
| Levelized Retrofit Capital Costs by Reporting Type | AZ_NM_SNV_Gas | West | Other Renew | LFG | 0 | 0 | 0 | 0 | 0 | 0 | LFG | 0 | 0 | 0 | 0 | 0 | 0
| Levelized Retrofit Capital Costs by Reporting Type | AZ_NM_SNV_Gas | West | Nuclear | Nuc | 0 | 0 | 0 | 0 | 0 | 0 | Nuc | 0 | 0 | 0 | 0 | 0 | 0
| Levelized Retrofit Capital Costs by Reporting Type | AZ_NM_SNV_Gas | West | Other | PS | 0 | 0 | 0 | 0 | 0 | 0 | PS | 0 | 0 | 0 | 0 | 0 | 0
| Levelized Retrofit Capital Costs by Reporting Type | AZ_NM_SNV_Gas | West | Other Renew | PV | 0 | 0 | 0 | 0 | 0 | 0 | PV | 0 | 0 | 0 | 0 | 0 | 0
| Levelized Retrofit Capital Costs by Reporting Type | AZ_NM_SNV_Gas | West | CT | PeakG | 0 | 0 | 0 | 0 | 0 | 0 | PeakG | 0 | 0 | 0 | 0 | 0 | 0
| Levelized Retrofit Capital Costs by Reporting Type | AZ_NM_SNV_Gas | West | CT | PeakO | 0 | 0 | 0 | 0 | 0 | 0 | PeakO | 0 | 0 | 0 | 0 | 0 | 0
| Levelized Retrofit Capital Costs by Reporting Type | AZ_NM_SNV_Gas | West | Other Renew | ST | 0 | 0 | 0 | 0 | 0 | 0 | ST | 0 | 0 | 0 | 0 | 0 | 0
| Levelized Retrofit Capital Costs by Reporting Type | AZ_NM_SNV_Gas | West | Steam O/G | STOG | 0 | 0 | 0 | 0 | 0 | 0 | STOG | 0 | 0 | 0 | 0 | 0 | 0
| Levelized Retrofit Capital Costs by Reporting Type | AZ_NM_SNV_Gas | West | Other Renew | STWD | 0 | 0 | 0 | 0 | 0 | 0 | STWD | 0 | 0 | 0 | 0 | 0 | 0
| Levelized Retrofit Capital Costs by Reporting Type | AZ_NM_SNV_Gas | West | On-shore Wind | WT | 0 | 0 | 0 | 0 | 0 | 0 | WT | 0 | 0 | 0 | 0 | 0 | 0
| Levelized Retrofit Capital Costs by Reporting Type | AZ_NM_SNV_Gas | West | Coal | IGCC | 0 | 0 | 0 | 0 | 0 | 0 | IGCC | 0 | 0 | 0 | 0 | 0 | 0
| Levelized Retrofit Capital Costs by Reporting Type | AZ_NM_SNV_Gas | West | DR | DemandResponse | 0 | 0 | 0 | 0 | 0 | 0 | DemandResponse | 0 | 0 | 0 | 0 | 0 | 0
| Levelized Retrofit Capital Costs by Reporting Type | AZ_NM_SNV_Gas | West | Coal-CCS | IGCC-CCS | 0 | 0 | 0 | 0 | 0 | 0 | IGCC-CCS | 0 | 0 | 0 | 0 | 0 | 0
| Levelized Retrofit Capital Costs by Reporting Type | AZ_NM_SNV_Gas | West | Off-shore Wind | WT_off | 0 | 0 | 0 | 0 | 0 | 0 | WT_off | 0 | 0 | 0 | 0 | 0 | 0
| Levelized Retrofit Capital Costs by Reporting Type | AZ_NM_SNV_Gas | West | Other | PseudoUnit | 0 | 0 | 0 | 0 | 0 | 0 | PseudoUnit | 0 | 0 | 0 | 0 | 0 | 0
| Levelized Retrofit Capital Costs by Reporting Type | AZ_NM_SNV_Gas | West | HQ/Maritimes | FixedInterchange | 0 | 0 | 0 | 0 | 0 | 0 | FixedInterchange | 0 | 0 | 0 | 0 | 0 | 0
Levelized Retrofit Capital Costs by Reporting Type
| Levelized Retrofit Capital Costs by Reporting Type |  |  |  | Levelized Retrofit Capital Costs by Reporting Type: AZ_NM_SNV_NucRenew | [6 empty] | Levelized Retrofit Capital Costs by Reporting Type: AZ_NM_SNV_NucRenew
| Levelized Retrofit Capital Costs by Reporting Type |  |  |  | ReportingType | 2015 | 2020 | 2025 | 2030 | 2035 | 2040 | ReportingType | 2015 | 2020 | 2025 | 2030 | 2035 | 2040
| Levelized Retrofit Capital Costs by Reporting Type | AZ_NM_SNV_NucRenew | West | Other Renew | BM | 0 | 0 | 0 | 0 | 0 | 0 | BM | 0 | 0 | 0 | 0 | 0 | 0
| Levelized Retrofit Capital Costs by Reporting Type | AZ_NM_SNV_NucRenew | West | CC | CC | 0 | 0 | 0 | 0 | 0 | 0 | CC | 0 | 0 | 0 | 0 | 0 | 0
| Levelized Retrofit Capital Costs by Reporting Type | AZ_NM_SNV_NucRenew | West | Other Renew | CSP | 0 | 0 | 0 | 0 | 0 | 0 | CSP | 0 | 0 | 0 | 0 | 0 | 0
| Levelized Retrofit Capital Costs by Reporting Type | AZ_NM_SNV_NucRenew | West | CT | CT | 0 | 0 | 0 | 0 | 0 | 0 | CT | 0 | 0 | 0 | 0 | 0 | 0
| Levelized Retrofit Capital Costs by Reporting Type | AZ_NM_SNV_NucRenew | West | Coal | Coal | 0 | 0 | 0 | 0 | 0 | 0 | Coal | 0 | 0 | 0 | 0 | 0 | 0
| Levelized Retrofit Capital Costs by Reporting Type | AZ_NM_SNV_NucRenew | West | Other Renew | Geo | 0 | 0 | 0 | 0 | 0 | 0 | Geo | 0 | 0 | 0 | 0 | 0 | 0
| Levelized Retrofit Capital Costs by Reporting Type | AZ_NM_SNV_NucRenew | West | Hydro | H | 0 | 0 | 0 | 0 | 0 | 0 | H | 0 | 0 | 0 | 0 | 0 | 0
| Levelized Retrofit Capital Costs by Reporting Type | AZ_NM_SNV_NucRenew | West | Other Renew | LFG | 0 | 0 | 0 | 0 | 0 | 0 | LFG | 0 | 0 | 0 | 0 | 0 | 0
| Levelized Retrofit Capital Costs by Reporting Type | AZ_NM_SNV_NucRenew | West | Nuclear | Nuc | 0 | 0 | 0 | 0 | 0 | 0 | Nuc | 0 | 0 | 0 | 0 | 0 | 0
| Levelized Retrofit Capital Costs by Reporting Type | AZ_NM_SNV_NucRenew | West | Other | PS | 0 | 0 | 0 | 0 | 0 | 0 | PS | 0 | 0 | 0 | 0 | 0 | 0
| Levelized Retrofit Capital Costs by Reporting Type | AZ_NM_SNV_NucRenew | West | Other Renew | PV | 0 | 0 | 0 | 0 | 0 | 0 | PV | 0 | 0 | 0 | 0 | 0 | 0
| Levelized Retrofit Capital Costs by Reporting Type | AZ_NM_SNV_NucRenew | West | CT | PeakG | 0 | 0 | 0 | 0 | 0 | 0 | PeakG | 0 | 0 | 0 | 0 | 0 | 0
| Levelized Retrofit Capital Costs by Reporting Type | AZ_NM_SNV_NucRenew | West | CT | PeakO | 0 | 0 | 0 | 0 | 0 | 0 | PeakO | 0 | 0 | 0 | 0 | 0 | 0
| Levelized Retrofit Capital Costs by Reporting Type | AZ_NM_SNV_NucRenew | West | Other Renew | ST | 0 | 0 | 0 | 0 | 0 | 0 | ST | 0 | 0 | 0 | 0 | 0 | 0
| Levelized Retrofit Capital Costs by Reporting Type | AZ_NM_SNV_NucRenew | West | Steam O/G | STOG | 0 | 0 | 0 | 0 | 0 | 0 | STOG | 0 | 0 | 0 | 0 | 0 | 0
| Levelized Retrofit Capital Costs by Reporting Type | AZ_NM_SNV_NucRenew | West | Other Renew | STWD | 0 | 0 | 0 | 0 | 0 | 0 | STWD | 0 | 0 | 0 | 0 | 0 | 0
| Levelized Retrofit Capital Costs by Reporting Type | AZ_NM_SNV_NucRenew | West | On-shore Wind | WT | 0 | 0 | 0 | 0 | 0 | 0 | WT | 0 | 0 | 0 | 0 | 0 | 0
| Levelized Retrofit Capital Costs by Reporting Type | AZ_NM_SNV_NucRenew | West | Coal | IGCC | 0 | 0 | 0 | 0 | 0 | 0 | IGCC | 0 | 0 | 0 | 0 | 0 | 0
| Levelized Retrofit Capital Costs by Reporting Type | AZ_NM_SNV_NucRenew | West | DR | DemandResponse | 0 | 0 | 0 | 0 | 0 | 0 | DemandResponse | 0 | 0 | 0 | 0 | 0 | 0
| Levelized Retrofit Capital Costs by Reporting Type | AZ_NM_SNV_NucRenew | West | Coal-CCS | IGCC-CCS | 0 | 0 | 0 | 0 | 0 | 0 | IGCC-CCS | 0 | 0 | 0 | 0 | 0 | 0
| Levelized Retrofit Capital Costs by Reporting Type | AZ_NM_SNV_NucRenew | West | Off-shore Wind | WT_off | 0 | 0 | 0 | 0 | 0 | 0 | WT_off | 0 | 0 | 0 | 0 | 0 | 0
| Levelized Retrofit Capital Costs by Reporting Type | AZ_NM_SNV_NucRenew | West | Other | PseudoUnit | 0 | 0 | 0 | 0 | 0 | 0 | PseudoUnit | 0 | 0 | 0 | 0 | 0 | 0
| Levelized Retrofit Capital Costs by Reporting Type | AZ_NM_SNV_NucRenew | West | HQ/Maritimes | FixedInterchange | 0 | 0 | 0 | 0 | 0 | 0 | FixedInterchange | 0 | 0 | 0 | 0 | 0 | 0
Levelized Retrofit Capital Costs by Reporting Type
| Levelized Retrofit Capital Costs by Reporting Type |  |  |  | Levelized Retrofit Capital Costs by Reporting Type: ERCOT | [6 empty] | Levelized Retrofit Capital Costs by Reporting Type: ERCOT
| Levelized Retrofit Capital Costs by Reporting Type |  |  |  | ReportingType | 2015 | 2020 | 2025 | 2030 | 2035 | 2040 | ReportingType | 2015 | 2020 | 2025 | 2030 | 2035 | 2040
| Levelized Retrofit Capital Costs by Reporting Type | ERCOT | Texas | Other Renew | BM | 0 | 0 | 0 | 0 | 0 | 0 | BM | 0 | 0 | 0 | 0 | 0 | 0
| Levelized Retrofit Capital Costs by Reporting Type | ERCOT | Texas | CC | CC | 0 | 0 | 0 | 0 | 0 | 0 | CC | 0 | 0 | 0 | 0 | 0 | 0
| Levelized Retrofit Capital Costs by Reporting Type | ERCOT | Texas | Other Renew | CSP | 0 | 0 | 0 | 0 | 0 | 0 | CSP | 0 | 0 | 0 | 0 | 0 | 0
| Levelized Retrofit Capital Costs by Reporting Type | ERCOT | Texas | CT | CT | 0 | 0 | 0 | 0 | 0 | 0 | CT | 0 | 0 | 0 | 0 | 0 | 0
| Levelized Retrofit Capital Costs by Reporting Type | ERCOT | Texas | Coal | Coal | 82.52 | 5.86 | 181.97 | 254.01 | 127.82 | 49.95 | Coal | 82.51 | 5.82 | 181.97 | 285.01 | 158.78 | 49.92
| Levelized Retrofit Capital Costs by Reporting Type | ERCOT | Texas | Other Renew | Geo | 0 | 0 | 0 | 0 | 0 | 0 | Geo | 0 | 0 | 0 | 0 | 0 | 0
| Levelized Retrofit Capital Costs by Reporting Type | ERCOT | Texas | Hydro | H | 0 | 0 | 0 | 0 | 0 | 0 | H | 0 | 0 | 0 | 0 | 0 | 0
| Levelized Retrofit Capital Costs by Reporting Type | ERCOT | Texas | Other Renew | LFG | 0 | 0 | 0 | 0 | 0 | 0 | LFG | 0 | 0 | 0 | 0 | 0 | 0
| Levelized Retrofit Capital Costs by Reporting Type | ERCOT | Texas | Nuclear | Nuc | 0 | 0 | 0 | 0 | 0 | 0 | Nuc | 0 | 0 | 0 | 0 | 0 | 0
| Levelized Retrofit Capital Costs by Reporting Type | ERCOT | Texas | Other | PS | 0 | 0 | 0 | 0 | 0 | 0 | PS | 0 | 0 | 0 | 0 | 0 | 0
| Levelized Retrofit Capital Costs by Reporting Type | ERCOT | Texas | Other Renew | PV | 0 | 0 | 0 | 0 | 0 | 0 | PV | 0 | 0 | 0 | 0 | 0 | 0
| Levelized Retrofit Capital Costs by Reporting Type | ERCOT | Texas | CT | PeakG | 0 | 0 | 0 | 0 | 0 | 0 | PeakG | 0 | 0 | 0 | 0 | 0 | 0
| Levelized Retrofit Capital Costs by Reporting Type | ERCOT | Texas | CT | PeakO | 0 | 0 | 0 | 0 | 0 | 0 | PeakO | 0 | 0 | 0 | 0 | 0 | 0
| Levelized Retrofit Capital Costs by Reporting Type | ERCOT | Texas | Other Renew | ST | 0 | 0 | 0 | 0 | 0 | 0 | ST | 0 | 0 | 0 | 0 | 0 | 0
| Levelized Retrofit Capital Costs by Reporting Type | ERCOT | Texas | Steam O/G | STOG | 0 | 0 | 0 | 0 | 0 | 0 | STOG | 0 | 0 | 0 | 0 | 0 | 0
| Levelized Retrofit Capital Costs by Reporting Type | ERCOT | Texas | Other Renew | STWD | 0 | 0 | 0 | 0 | 0 | 0 | STWD | 0 | 0 | 0 | 0 | 0 | 0
| Levelized Retrofit Capital Costs by Reporting Type | ERCOT | Texas | On-shore Wind | WT | 0 | 0 | 0 | 0 | 0 | 0 | WT | 0 | 0 | 0 | 0 | 0 | 0
| Levelized Retrofit Capital Costs by Reporting Type | ERCOT | Texas | Coal | IGCC | 0 | 0 | 0 | 0 | 0 | 0 | IGCC | 0 | 0 | 0 | 0 | 0 | 0
| Levelized Retrofit Capital Costs by Reporting Type | ERCOT | Texas | DR | DemandResponse | 0 | 0 | 0 | 0 | 0 | 0 | DemandResponse | 0 | 0 | 0 | 0 | 0 | 0
| Levelized Retrofit Capital Costs by Reporting Type | ERCOT | Texas | Coal-CCS | IGCC-CCS | 0 | 0 | 0 | 0 | 0 | 0 | IGCC-CCS | 0 | 0 | 0 | 0 | 0 | 0
| Levelized Retrofit Capital Costs by Reporting Type | ERCOT | Texas | Off-shore Wind | WT_off | 0 | 0 | 0 | 0 | 0 | 0 | WT_off | 0 | 0 | 0 | 0 | 0 | 0
| Levelized Retrofit Capital Costs by Reporting Type | ERCOT | Texas | Other | PseudoUnit | 0 | 0 | 0 | 0 | 0 | 0 | PseudoUnit | 0 | 0 | 0 | 0 | 0 | 0
| Levelized Retrofit Capital Costs by Reporting Type | ERCOT | Texas | HQ/Maritimes | FixedInterchange | 0 | 0 | 0 | 0 | 0 | 0 | FixedInterchange | 0 | 0 | 0 | 0 | 0 | 0
Levelized Retrofit Capital Costs by Reporting Type
| Levelized Retrofit Capital Costs by Reporting Type |  |  |  | Levelized Retrofit Capital Costs by Reporting Type: NP15 | [6 empty] | Levelized Retrofit Capital Costs by Reporting Type: NP15
| Levelized Retrofit Capital Costs by Reporting Type |  |  |  | ReportingType | 2015 | 2020 | 2025 | 2030 | 2035 | 2040 | ReportingType | 2015 | 2020 | 2025 | 2030 | 2035 | 2040
| Levelized Retrofit Capital Costs by Reporting Type | NP15 | West | Other Renew | BM | 0 | 0 | 0 | 0 | 0 | 0 | BM | 0 | 0 | 0 | 0 | 0 | 0
| Levelized Retrofit Capital Costs by Reporting Type | NP15 | West | CC | CC | 0 | 0 | 0 | 0 | 0 | 0 | CC | 0 | 0 | 0 | 0 | 0 | 0
| Levelized Retrofit Capital Costs by Reporting Type | NP15 | West | Other Renew | CSP | 0 | 0 | 0 | 0 | 0 | 0 | CSP | 0 | 0 | 0 | 0 | 0 | 0
| Levelized Retrofit Capital Costs by Reporting Type | NP15 | West | CT | CT | 0 | 0 | 0 | 0 | 0 | 0 | CT | 0 | 0 | 0 | 0 | 0 | 0
| Levelized Retrofit Capital Costs by Reporting Type | NP15 | West | Coal | Coal | 0 | 0.01 | 0.01 | 0 | 0 | 0 | Coal | 0 | 0 | 0 | 0 | 0 | 0
| Levelized Retrofit Capital Costs by Reporting Type | NP15 | West | Other Renew | Geo | 0 | 0 | 0 | 0 | 0 | 0 | Geo | 0 | 0 | 0 | 0 | 0 | 0
| Levelized Retrofit Capital Costs by Reporting Type | NP15 | West | Hydro | H | 0 | 0 | 0 | 0 | 0 | 0 | H | 0 | 0 | 0 | 0 | 0 | 0
| Levelized Retrofit Capital Costs by Reporting Type | NP15 | West | Other Renew | LFG | 0 | 0 | 0 | 0 | 0 | 0 | LFG | 0 | 0 | 0 | 0 | 0 | 0
| Levelized Retrofit Capital Costs by Reporting Type | NP15 | West | Nuclear | Nuc | 0 | 0 | 0 | 0 | 0 | 0 | Nuc | 0 | 0 | 0 | 0 | 0 | 0
| Levelized Retrofit Capital Costs by Reporting Type | NP15 | West | Other | PS | 0 | 0 | 0 | 0 | 0 | 0 | PS | 0 | 0 | 0 | 0 | 0 | 0
| Levelized Retrofit Capital Costs by Reporting Type | NP15 | West | Other Renew | PV | 0 | 0 | 0 | 0 | 0 | 0 | PV | 0 | 0 | 0 | 0 | 0 | 0
| Levelized Retrofit Capital Costs by Reporting Type | NP15 | West | CT | PeakG | 0 | 0 | 0 | 0 | 0 | 0 | PeakG | 0 | 0 | 0 | 0 | 0 | 0
| Levelized Retrofit Capital Costs by Reporting Type | NP15 | West | CT | PeakO | 0 | 0 | 0 | 0 | 0 | 0 | PeakO | 0 | 0 | 0 | 0 | 0 | 0
| Levelized Retrofit Capital Costs by Reporting Type | NP15 | West | Other Renew | ST | 0 | 0 | 0 | 0 | 0 | 0 | ST | 0 | 0 | 0 | 0 | 0 | 0
| Levelized Retrofit Capital Costs by Reporting Type | NP15 | West | Steam O/G | STOG | 0 | 0 | 0 | 0 | 0 | 0 | STOG | 0 | 0 | 0 | 0 | 0 | 0
| Levelized Retrofit Capital Costs by Reporting Type | NP15 | West | Other Renew | STWD | 0 | 0 | 0 | 0 | 0 | 0 | STWD | 0 | 0 | 0 | 0 | 0 | 0
| Levelized Retrofit Capital Costs by Reporting Type | NP15 | West | On-shore Wind | WT | 0 | 0 | 0 | 0 | 0 | 0 | WT | 0 | 0 | 0 | 0 | 0 | 0
| Levelized Retrofit Capital Costs by Reporting Type | NP15 | West | Coal | IGCC | 0 | 0 | 0 | 0 | 0 | 0 | IGCC | 0 | 0 | 0 | 0 | 0 | 0
| Levelized Retrofit Capital Costs by Reporting Type | NP15 | West | DR | DemandResponse | 0 | 0 | 0 | 0 | 0 | 0 | DemandResponse | 0 | 0 | 0 | 0 | 0 | 0
| Levelized Retrofit Capital Costs by Reporting Type | NP15 | West | Coal-CCS | IGCC-CCS | 0 | 0 | 0 | 0 | 0 | 0 | IGCC-CCS | 0 | 0 | 0 | 0 | 0 | 0
| Levelized Retrofit Capital Costs by Reporting Type | NP15 | West | Off-shore Wind | WT_off | 0 | 0 | 0 | 0 | 0 | 0 | WT_off | 0 | 0 | 0 | 0 | 0 | 0
| Levelized Retrofit Capital Costs by Reporting Type | NP15 | West | Other | PseudoUnit | 0 | 0 | 0 | 0 | 0 | 0 | PseudoUnit | 0 | 0 | 0 | 0 | 0 | 0
| Levelized Retrofit Capital Costs by Reporting Type | NP15 | West | HQ/Maritimes | FixedInterchange | 0 | 0 | 0 | 0 | 0 | 0 | FixedInterchange | 0 | 0 | 0 | 0 | 0 | 0
Levelized Retrofit Capital Costs by Reporting Type
| Levelized Retrofit Capital Costs by Reporting Type |  |  |  | Levelized Retrofit Capital Costs by Reporting Type: NWPP_Coal | [6 empty] | Levelized Retrofit Capital Costs by Reporting Type: NWPP_Coal
| Levelized Retrofit Capital Costs by Reporting Type |  |  |  | ReportingType | 2015 | 2020 | 2025 | 2030 | 2035 | 2040 | ReportingType | 2015 | 2020 | 2025 | 2030 | 2035 | 2040
| Levelized Retrofit Capital Costs by Reporting Type | NWPP_Coal | West | Other Renew | BM | 0 | 0 | 0 | 0 | 0 | 0 | BM | 0 | 0 | 0 | 0 | 0 | 0
| Levelized Retrofit Capital Costs by Reporting Type | NWPP_Coal | West | CC | CC | 0 | 0 | 0 | 0 | 0 | 0 | CC | 0 | 0 | 0 | 0 | 0 | 0
| Levelized Retrofit Capital Costs by Reporting Type | NWPP_Coal | West | Other Renew | CSP | 0 | 0 | 0 | 0 | 0 | 0 | CSP | 0 | 0 | 0 | 0 | 0 | 0
| Levelized Retrofit Capital Costs by Reporting Type | NWPP_Coal | West | CT | CT | 0 | 0 | 0 | 0 | 0 | 0 | CT | 0 | 0 | 0 | 0 | 0 | 0
| Levelized Retrofit Capital Costs by Reporting Type | NWPP_Coal | West | Coal | Coal | 0.02 | 50.74 | 121.61 | 70.89 | 0 | 0 | Coal | 0 | 50.7 | 121.6 | 70.9 | 0 | 0
| Levelized Retrofit Capital Costs by Reporting Type | NWPP_Coal | West | Other Renew | Geo | 0 | 0 | 0 | 0 | 0 | 0 | Geo | 0 | 0 | 0 | 0 | 0 | 0
| Levelized Retrofit Capital Costs by Reporting Type | NWPP_Coal | West | Hydro | H | 0 | 0 | 0 | 0 | 0 | 0 | H | 0 | 0 | 0 | 0 | 0 | 0
| Levelized Retrofit Capital Costs by Reporting Type | NWPP_Coal | West | Other Renew | LFG | 0 | 0 | 0 | 0 | 0 | 0 | LFG | 0 | 0 | 0 | 0 | 0 | 0
| Levelized Retrofit Capital Costs by Reporting Type | NWPP_Coal | West | Nuclear | Nuc | 0 | 0 | 0 | 0 | 0 | 0 | Nuc | 0 | 0 | 0 | 0 | 0 | 0
| Levelized Retrofit Capital Costs by Reporting Type | NWPP_Coal | West | Other | PS | 0 | 0 | 0 | 0 | 0 | 0 | PS | 0 | 0 | 0 | 0 | 0 | 0
| Levelized Retrofit Capital Costs by Reporting Type | NWPP_Coal | West | Other Renew | PV | 0 | 0 | 0 | 0 | 0 | 0 | PV | 0 | 0 | 0 | 0 | 0 | 0
| Levelized Retrofit Capital Costs by Reporting Type | NWPP_Coal | West | CT | PeakG | 0 | 0 | 0 | 0 | 0 | 0 | PeakG | 0 | 0 | 0 | 0 | 0 | 0
| Levelized Retrofit Capital Costs by Reporting Type | NWPP_Coal | West | CT | PeakO | 0 | 0 | 0 | 0 | 0 | 0 | PeakO | 0 | 0 | 0 | 0 | 0 | 0
| Levelized Retrofit Capital Costs by Reporting Type | NWPP_Coal | West | Other Renew | ST | 0 | 0 | 0 | 0 | 0 | 0 | ST | 0 | 0 | 0 | 0 | 0 | 0
| Levelized Retrofit Capital Costs by Reporting Type | NWPP_Coal | West | Steam O/G | STOG | 0 | 0 | 0 | 0 | 0 | 0 | STOG | 0 | 0 | 0 | 0 | 0 | 0
| Levelized Retrofit Capital Costs by Reporting Type | NWPP_Coal | West | Other Renew | STWD | 0 | 0 | 0 | 0 | 0 | 0 | STWD | 0 | 0 | 0 | 0 | 0 | 0
| Levelized Retrofit Capital Costs by Reporting Type | NWPP_Coal | West | On-shore Wind | WT | 0 | 0 | 0 | 0 | 0 | 0 | WT | 0 | 0 | 0 | 0 | 0 | 0
| Levelized Retrofit Capital Costs by Reporting Type | NWPP_Coal | West | Coal | IGCC | 0 | 0 | 0 | 0 | 0 | 0 | IGCC | 0 | 0 | 0 | 0 | 0 | 0
| Levelized Retrofit Capital Costs by Reporting Type | NWPP_Coal | West | DR | DemandResponse | 0 | 0 | 0 | 0 | 0 | 0 | DemandResponse | 0 | 0 | 0 | 0 | 0 | 0
| Levelized Retrofit Capital Costs by Reporting Type | NWPP_Coal | West | Coal-CCS | IGCC-CCS | 0 | 0 | 0 | 0 | 0 | 0 | IGCC-CCS | 0 | 0 | 0 | 0 | 0 | 0
| Levelized Retrofit Capital Costs by Reporting Type | NWPP_Coal | West | Off-shore Wind | WT_off | 0 | 0 | 0 | 0 | 0 | 0 | WT_off | 0 | 0 | 0 | 0 | 0 | 0
| Levelized Retrofit Capital Costs by Reporting Type | NWPP_Coal | West | Other | PseudoUnit | 0 | 0 | 0 | 0 | 0 | 0 | PseudoUnit | 0 | 0 | 0 | 0 | 0 | 0
| Levelized Retrofit Capital Costs by Reporting Type | NWPP_Coal | West | HQ/Maritimes | FixedInterchange | 0 | 0 | 0 | 0 | 0 | 0 | FixedInterchange | 0 | 0 | 0 | 0 | 0 | 0
Levelized Retrofit Capital Costs by Reporting Type
| Levelized Retrofit Capital Costs by Reporting Type |  |  |  | Levelized Retrofit Capital Costs by Reporting Type: NWPP_Gas | [6 empty] | Levelized Retrofit Capital Costs by Reporting Type: NWPP_Gas
| Levelized Retrofit Capital Costs by Reporting Type |  |  |  | ReportingType | 2015 | 2020 | 2025 | 2030 | 2035 | 2040 | ReportingType | 2015 | 2020 | 2025 | 2030 | 2035 | 2040
| Levelized Retrofit Capital Costs by Reporting Type | NWPP_Gas | West | Other Renew | BM | 0 | 0 | 0 | 0 | 0 | 0 | BM | 0 | 0 | 0 | 0 | 0 | 0
| Levelized Retrofit Capital Costs by Reporting Type | NWPP_Gas | West | CC | CC | 0 | 0 | 0 | 0 | 0 | 0 | CC | 0 | 0 | 0 | 0 | 0 | 0
| Levelized Retrofit Capital Costs by Reporting Type | NWPP_Gas | West | Other Renew | CSP | 0 | 0 | 0 | 0 | 0 | 0 | CSP | 0 | 0 | 0 | 0 | 0 | 0
| Levelized Retrofit Capital Costs by Reporting Type | NWPP_Gas | West | CT | CT | 0 | 0 | 0 | 0 | 0 | 0 | CT | 0 | 0 | 0 | 0 | 0 | 0
| Levelized Retrofit Capital Costs by Reporting Type | NWPP_Gas | West | Coal | Coal | 0 | 0 | 0 | 0 | 0 | 0 | Coal | 0 | 0 | 0 | 0 | 0 | 0
| Levelized Retrofit Capital Costs by Reporting Type | NWPP_Gas | West | Other Renew | Geo | 0 | 0 | 0 | 0 | 0 | 0 | Geo | 0 | 0 | 0 | 0 | 0 | 0
| Levelized Retrofit Capital Costs by Reporting Type | NWPP_Gas | West | Hydro | H | 0 | 0 | 0 | 0 | 0 | 0 | H | 0 | 0 | 0 | 0 | 0 | 0
| Levelized Retrofit Capital Costs by Reporting Type | NWPP_Gas | West | Other Renew | LFG | 0 | 0 | 0 | 0 | 0 | 0 | LFG | 0 | 0 | 0 | 0 | 0 | 0
| Levelized Retrofit Capital Costs by Reporting Type | NWPP_Gas | West | Nuclear | Nuc | 0 | 0 | 0 | 0 | 0 | 0 | Nuc | 0 | 0 | 0 | 0 | 0 | 0
| Levelized Retrofit Capital Costs by Reporting Type | NWPP_Gas | West | Other | PS | 0 | 0 | 0 | 0 | 0 | 0 | PS | 0 | 0 | 0 | 0 | 0 | 0
| Levelized Retrofit Capital Costs by Reporting Type | NWPP_Gas | West | Other Renew | PV | 0 | 0 | 0 | 0 | 0 | 0 | PV | 0 | 0 | 0 | 0 | 0 | 0
| Levelized Retrofit Capital Costs by Reporting Type | NWPP_Gas | West | CT | PeakG | 0 | 0 | 0 | 0 | 0 | 0 | PeakG | 0 | 0 | 0 | 0 | 0 | 0
| Levelized Retrofit Capital Costs by Reporting Type | NWPP_Gas | West | CT | PeakO | 0 | 0 | 0 | 0 | 0 | 0 | PeakO | 0 | 0 | 0 | 0 | 0 | 0
| Levelized Retrofit Capital Costs by Reporting Type | NWPP_Gas | West | Other Renew | ST | 0 | 0 | 0 | 0 | 0 | 0 | ST | 0 | 0 | 0 | 0 | 0 | 0
| Levelized Retrofit Capital Costs by Reporting Type | NWPP_Gas | West | Steam O/G | STOG | 0 | 0 | 0 | 0 | 0 | 0 | STOG | 0 | 0 | 0 | 0 | 0 | 0
| Levelized Retrofit Capital Costs by Reporting Type | NWPP_Gas | West | Other Renew | STWD | 0 | 0 | 0 | 0 | 0 | 0 | STWD | 0 | 0 | 0 | 0 | 0 | 0
| Levelized Retrofit Capital Costs by Reporting Type | NWPP_Gas | West | On-shore Wind | WT | 0 | 0 | 0 | 0 | 0 | 0 | WT | 0 | 0 | 0 | 0 | 0 | 0
| Levelized Retrofit Capital Costs by Reporting Type | NWPP_Gas | West | Coal | IGCC | 0 | 0 | 0 | 0 | 0 | 0 | IGCC | 0 | 0 | 0 | 0 | 0 | 0
| Levelized Retrofit Capital Costs by Reporting Type | NWPP_Gas | West | DR | DemandResponse | 0 | 0 | 0 | 0 | 0 | 0 | DemandResponse | 0 | 0 | 0 | 0 | 0 | 0
| Levelized Retrofit Capital Costs by Reporting Type | NWPP_Gas | West | Coal-CCS | IGCC-CCS | 0 | 0 | 0 | 0 | 0 | 0 | IGCC-CCS | 0 | 0 | 0 | 0 | 0 | 0
| Levelized Retrofit Capital Costs by Reporting Type | NWPP_Gas | West | Off-shore Wind | WT_off | 0 | 0 | 0 | 0 | 0 | 0 | WT_off | 0 | 0 | 0 | 0 | 0 | 0
| Levelized Retrofit Capital Costs by Reporting Type | NWPP_Gas | West | Other | PseudoUnit | 0 | 0 | 0 | 0 | 0 | 0 | PseudoUnit | 0 | 0 | 0 | 0 | 0 | 0
| Levelized Retrofit Capital Costs by Reporting Type | NWPP_Gas | West | HQ/Maritimes | FixedInterchange | 0 | 0 | 0 | 0 | 0 | 0 | FixedInterchange | 0 | 0 | 0 | 0 | 0 | 0
Levelized Retrofit Capital Costs by Reporting Type
| Levelized Retrofit Capital Costs by Reporting Type |  |  |  | Levelized Retrofit Capital Costs by Reporting Type: NWPP_NucRenew | [6 empty] | Levelized Retrofit Capital Costs by Reporting Type: NWPP_NucRenew
| Levelized Retrofit Capital Costs by Reporting Type |  |  |  | ReportingType | 2015 | 2020 | 2025 | 2030 | 2035 | 2040 | ReportingType | 2015 | 2020 | 2025 | 2030 | 2035 | 2040
| Levelized Retrofit Capital Costs by Reporting Type | NWPP_NucRenew | West | Other Renew | BM | 0 | 0 | 0 | 0 | 0 | 0 | BM | 0 | 0 | 0 | 0 | 0 | 0
| Levelized Retrofit Capital Costs by Reporting Type | NWPP_NucRenew | West | CC | CC | 0 | 0 | 0 | 0 | 0 | 0 | CC | 0 | 0 | 0 | 0 | 0 | 0
| Levelized Retrofit Capital Costs by Reporting Type | NWPP_NucRenew | West | Other Renew | CSP | 0 | 0 | 0 | 0 | 0 | 0 | CSP | 0 | 0 | 0 | 0 | 0 | 0
| Levelized Retrofit Capital Costs by Reporting Type | NWPP_NucRenew | West | CT | CT | 0 | 0 | 0 | 0 | 0 | 0 | CT | 0 | 0 | 0 | 0 | 0 | 0
| Levelized Retrofit Capital Costs by Reporting Type | NWPP_NucRenew | West | Coal | Coal | 0 | 0 | 0 | 0 | 0 | 0 | Coal | 0 | 0 | 0 | 0 | 0 | 0
| Levelized Retrofit Capital Costs by Reporting Type | NWPP_NucRenew | West | Other Renew | Geo | 0 | 0 | 0 | 0 | 0 | 0 | Geo | 0 | 0 | 0 | 0 | 0 | 0
| Levelized Retrofit Capital Costs by Reporting Type | NWPP_NucRenew | West | Hydro | H | 0 | 0 | 0 | 0 | 0 | 0 | H | 0 | 0 | 0 | 0 | 0 | 0
| Levelized Retrofit Capital Costs by Reporting Type | NWPP_NucRenew | West | Other Renew | LFG | 0 | 0 | 0 | 0 | 0 | 0 | LFG | 0 | 0 | 0 | 0 | 0 | 0
| Levelized Retrofit Capital Costs by Reporting Type | NWPP_NucRenew | West | Nuclear | Nuc | 0 | 0 | 0 | 0 | 0 | 0 | Nuc | 0 | 0 | 0 | 0 | 0 | 0
| Levelized Retrofit Capital Costs by Reporting Type | NWPP_NucRenew | West | Other | PS | 0 | 0 | 0 | 0 | 0 | 0 | PS | 0 | 0 | 0 | 0 | 0 | 0
| Levelized Retrofit Capital Costs by Reporting Type | NWPP_NucRenew | West | Other Renew | PV | 0 | 0 | 0 | 0 | 0 | 0 | PV | 0 | 0 | 0 | 0 | 0 | 0
| Levelized Retrofit Capital Costs by Reporting Type | NWPP_NucRenew | West | CT | PeakG | 0 | 0 | 0 | 0 | 0 | 0 | PeakG | 0 | 0 | 0 | 0 | 0 | 0
| Levelized Retrofit Capital Costs by Reporting Type | NWPP_NucRenew | West | CT | PeakO | 0 | 0 | 0 | 0 | 0 | 0 | PeakO | 0 | 0 | 0 | 0 | 0 | 0
| Levelized Retrofit Capital Costs by Reporting Type | NWPP_NucRenew | West | Other Renew | ST | 0 | 0 | 0 | 0 | 0 | 0 | ST | 0 | 0 | 0 | 0 | 0 | 0
| Levelized Retrofit Capital Costs by Reporting Type | NWPP_NucRenew | West | Steam O/G | STOG | 0 | 0 | 0 | 0 | 0 | 0 | STOG | 0 | 0 | 0 | 0 | 0 | 0
| Levelized Retrofit Capital Costs by Reporting Type | NWPP_NucRenew | West | Other Renew | STWD | 0 | 0 | 0 | 0 | 0 | 0 | STWD | 0 | 0 | 0 | 0 | 0 | 0
| Levelized Retrofit Capital Costs by Reporting Type | NWPP_NucRenew | West | On-shore Wind | WT | 0 | 0 | 0 | 0 | 0 | 0 | WT | 0 | 0 | 0 | 0 | 0 | 0
| Levelized Retrofit Capital Costs by Reporting Type | NWPP_NucRenew | West | Coal | IGCC | 0 | 0 | 0 | 0 | 0 | 0 | IGCC | 0 | 0 | 0 | 0 | 0 | 0
| Levelized Retrofit Capital Costs by Reporting Type | NWPP_NucRenew | West | DR | DemandResponse | 0 | 0 | 0 | 0 | 0 | 0 | DemandResponse | 0 | 0 | 0 | 0 | 0 | 0
| Levelized Retrofit Capital Costs by Reporting Type | NWPP_NucRenew | West | Coal-CCS | IGCC-CCS | 0 | 0 | 0 | 0 | 0 | 0 | IGCC-CCS | 0 | 0 | 0 | 0 | 0 | 0
| Levelized Retrofit Capital Costs by Reporting Type | NWPP_NucRenew | West | Off-shore Wind | WT_off | 0 | 0 | 0 | 0 | 0 | 0 | WT_off | 0 | 0 | 0 | 0 | 0 | 0
| Levelized Retrofit Capital Costs by Reporting Type | NWPP_NucRenew | West | Other | PseudoUnit | 0 | 0 | 0 | 0 | 0 | 0 | PseudoUnit | 0 | 0 | 0 | 0 | 0 | 0
| Levelized Retrofit Capital Costs by Reporting Type | NWPP_NucRenew | West | HQ/Maritimes | FixedInterchange | 0 | 0 | 0 | 0 | 0 | 0 | FixedInterchange | 0 | 0 | 0 | 0 | 0 | 0
Levelized Retrofit Capital Costs by Reporting Type
| Levelized Retrofit Capital Costs by Reporting Type |  |  |  | Levelized Retrofit Capital Costs by Reporting Type: RMPA | [6 empty] | Levelized Retrofit Capital Costs by Reporting Type: RMPA
| Levelized Retrofit Capital Costs by Reporting Type |  |  |  | ReportingType | 2015 | 2020 | 2025 | 2030 | 2035 | 2040 | ReportingType | 2015 | 2020 | 2025 | 2030 | 2035 | 2040
| Levelized Retrofit Capital Costs by Reporting Type | RMPA | West | Other Renew | BM | 0 | 0 | 0 | 0 | 0 | 0 | BM | 0 | 0 | 0 | 0 | 0 | 0
| Levelized Retrofit Capital Costs by Reporting Type | RMPA | West | CC | CC | 0 | 0 | 0 | 0 | 0 | 0 | CC | 0 | 0 | 0 | 0 | 0 | 0
| Levelized Retrofit Capital Costs by Reporting Type | RMPA | West | Other Renew | CSP | 0 | 0 | 0 | 0 | 0 | 0 | CSP | 0 | 0 | 0 | 0 | 0 | 0
| Levelized Retrofit Capital Costs by Reporting Type | RMPA | West | CT | CT | 0 | 0 | 0 | 0 | 0 | 0 | CT | 0 | 0 | 0 | 0 | 0 | 0
| Levelized Retrofit Capital Costs by Reporting Type | RMPA | West | Coal | Coal | 29.12 | 23.4 | 196.6 | 173.22 | 0 | 0 | Coal | 29.11 | 21.65 | 194.88 | 173.22 | 0 | 0
| Levelized Retrofit Capital Costs by Reporting Type | RMPA | West | Other Renew | Geo | 0 | 0 | 0 | 0 | 0 | 0 | Geo | 0 | 0 | 0 | 0 | 0 | 0
| Levelized Retrofit Capital Costs by Reporting Type | RMPA | West | Hydro | H | 0 | 0 | 0 | 0 | 0 | 0 | H | 0 | 0 | 0 | 0 | 0 | 0
| Levelized Retrofit Capital Costs by Reporting Type | RMPA | West | Other Renew | LFG | 0 | 0 | 0 | 0 | 0 | 0 | LFG | 0 | 0 | 0 | 0 | 0 | 0
| Levelized Retrofit Capital Costs by Reporting Type | RMPA | West | Nuclear | Nuc | 0 | 0 | 0 | 0 | 0 | 0 | Nuc | 0 | 0 | 0 | 0 | 0 | 0
| Levelized Retrofit Capital Costs by Reporting Type | RMPA | West | Other | PS | 0 | 0 | 0 | 0 | 0 | 0 | PS | 0 | 0 | 0 | 0 | 0 | 0
| Levelized Retrofit Capital Costs by Reporting Type | RMPA | West | Other Renew | PV | 0 | 0 | 0 | 0 | 0 | 0 | PV | 0 | 0 | 0 | 0 | 0 | 0
| Levelized Retrofit Capital Costs by Reporting Type | RMPA | West | CT | PeakG | 0 | 0 | 0 | 0 | 0 | 0 | PeakG | 0 | 0 | 0 | 0 | 0 | 0
| Levelized Retrofit Capital Costs by Reporting Type | RMPA | West | CT | PeakO | 0 | 0 | 0 | 0 | 0 | 0 | PeakO | 0 | 0 | 0 | 0 | 0 | 0
| Levelized Retrofit Capital Costs by Reporting Type | RMPA | West | Other Renew | ST | 0 | 0 | 0 | 0 | 0 | 0 | ST | 0 | 0 | 0 | 0 | 0 | 0
| Levelized Retrofit Capital Costs by Reporting Type | RMPA | West | Steam O/G | STOG | 0 | 0 | 0 | 0 | 0 | 0 | STOG | 0 | 0 | 0 | 0 | 0 | 0
| Levelized Retrofit Capital Costs by Reporting Type | RMPA | West | Other Renew | STWD | 0 | 0 | 0 | 0 | 0 | 0 | STWD | 0 | 0 | 0 | 0 | 0 | 0
| Levelized Retrofit Capital Costs by Reporting Type | RMPA | West | On-shore Wind | WT | 0 | 0 | 0 | 0 | 0 | 0 | WT | 0 | 0 | 0 | 0 | 0 | 0
| Levelized Retrofit Capital Costs by Reporting Type | RMPA | West | Coal | IGCC | 0 | 0 | 0 | 0 | 0 | 0 | IGCC | 0 | 0 | 0 | 0 | 0 | 0
| Levelized Retrofit Capital Costs by Reporting Type | RMPA | West | DR | DemandResponse | 0 | 0 | 0 | 0 | 0 | 0 | DemandResponse | 0 | 0 | 0 | 0 | 0 | 0
| Levelized Retrofit Capital Costs by Reporting Type | RMPA | West | Coal-CCS | IGCC-CCS | 0 | 0 | 0 | 0 | 0 | 0 | IGCC-CCS | 0 | 0 | 0 | 0 | 0 | 0
| Levelized Retrofit Capital Costs by Reporting Type | RMPA | West | Off-shore Wind | WT_off | 0 | 0 | 0 | 0 | 0 | 0 | WT_off | 0 | 0 | 0 | 0 | 0 | 0
| Levelized Retrofit Capital Costs by Reporting Type | RMPA | West | Other | PseudoUnit | 0 | 0 | 0 | 0 | 0 | 0 | PseudoUnit | 0 | 0 | 0 | 0 | 0 | 0
| Levelized Retrofit Capital Costs by Reporting Type | RMPA | West | HQ/Maritimes | FixedInterchange | 0 | 0 | 0 | 0 | 0 | 0 | FixedInterchange | 0 | 0 | 0 | 0 | 0 | 0
Levelized Retrofit Capital Costs by Reporting Type
| Levelized Retrofit Capital Costs by Reporting Type |  |  |  | Levelized Retrofit Capital Costs by Reporting Type: SP15 | [6 empty] | Levelized Retrofit Capital Costs by Reporting Type: SP15
| Levelized Retrofit Capital Costs by Reporting Type |  |  |  | ReportingType | 2015 | 2020 | 2025 | 2030 | 2035 | 2040 | ReportingType | 2015 | 2020 | 2025 | 2030 | 2035 | 2040
| Levelized Retrofit Capital Costs by Reporting Type | SP15 | West | Other Renew | BM | 0 | 0 | 0 | 0 | 0 | 0 | BM | 0 | 0 | 0 | 0 | 0 | 0
| Levelized Retrofit Capital Costs by Reporting Type | SP15 | West | CC | CC | 0 | 0 | 0 | 0 | 0 | 0 | CC | 0 | 0 | 0 | 0 | 0 | 0
| Levelized Retrofit Capital Costs by Reporting Type | SP15 | West | Other Renew | CSP | 0 | 0 | 0 | 0 | 0 | 0 | CSP | 0 | 0 | 0 | 0 | 0 | 0
| Levelized Retrofit Capital Costs by Reporting Type | SP15 | West | CT | CT | 0 | 0 | 0 | 0 | 0 | 0 | CT | 0 | 0 | 0 | 0 | 0 | 0
| Levelized Retrofit Capital Costs by Reporting Type | SP15 | West | Coal | Coal | 0 | 2.92 | 2.92 | 0 | 0 | 0 | Coal | 0 | 2.92 | 2.92 | 0 | 0 | 0
| Levelized Retrofit Capital Costs by Reporting Type | SP15 | West | Other Renew | Geo | 0 | 0 | 0 | 0 | 0 | 0 | Geo | 0 | 0 | 0 | 0 | 0 | 0
| Levelized Retrofit Capital Costs by Reporting Type | SP15 | West | Hydro | H | 0 | 0 | 0 | 0 | 0 | 0 | H | 0 | 0 | 0 | 0 | 0 | 0
| Levelized Retrofit Capital Costs by Reporting Type | SP15 | West | Other Renew | LFG | 0 | 0 | 0 | 0 | 0 | 0 | LFG | 0 | 0 | 0 | 0 | 0 | 0
| Levelized Retrofit Capital Costs by Reporting Type | SP15 | West | Nuclear | Nuc | 0 | 0 | 0 | 0 | 0 | 0 | Nuc | 0 | 0 | 0 | 0 | 0 | 0
| Levelized Retrofit Capital Costs by Reporting Type | SP15 | West | Other | PS | 0 | 0 | 0 | 0 | 0 | 0 | PS | 0 | 0 | 0 | 0 | 0 | 0
| Levelized Retrofit Capital Costs by Reporting Type | SP15 | West | Other Renew | PV | 0 | 0 | 0 | 0 | 0 | 0 | PV | 0 | 0 | 0 | 0 | 0 | 0
| Levelized Retrofit Capital Costs by Reporting Type | SP15 | West | CT | PeakG | 0 | 0 | 0 | 0 | 0 | 0 | PeakG | 0 | 0 | 0 | 0 | 0 | 0
| Levelized Retrofit Capital Costs by Reporting Type | SP15 | West | CT | PeakO | 0 | 0 | 0 | 0 | 0 | 0 | PeakO | 0 | 0 | 0 | 0 | 0 | 0
| Levelized Retrofit Capital Costs by Reporting Type | SP15 | West | Other Renew | ST | 0 | 0 | 0 | 0 | 0 | 0 | ST | 0 | 0 | 0 | 0 | 0 | 0
| Levelized Retrofit Capital Costs by Reporting Type | SP15 | West | Steam O/G | STOG | 0 | 0 | 0 | 0 | 0 | 0 | STOG | 0 | 0 | 0 | 0 | 0 | 0
| Levelized Retrofit Capital Costs by Reporting Type | SP15 | West | Other Renew | STWD | 0 | 0 | 0 | 0 | 0 | 0 | STWD | 0 | 0 | 0 | 0 | 0 | 0
| Levelized Retrofit Capital Costs by Reporting Type | SP15 | West | On-shore Wind | WT | 0 | 0 | 0 | 0 | 0 | 0 | WT | 0 | 0 | 0 | 0 | 0 | 0
| Levelized Retrofit Capital Costs by Reporting Type | SP15 | West | Coal | IGCC | 0 | 0 | 0 | 0 | 0 | 0 | IGCC | 0 | 0 | 0 | 0 | 0 | 0
| Levelized Retrofit Capital Costs by Reporting Type | SP15 | West | DR | DemandResponse | 0 | 0 | 0 | 0 | 0 | 0 | DemandResponse | 0 | 0 | 0 | 0 | 0 | 0
| Levelized Retrofit Capital Costs by Reporting Type | SP15 | West | Coal-CCS | IGCC-CCS | 0 | 0 | 0 | 0 | 0 | 0 | IGCC-CCS | 0 | 0 | 0 | 0 | 0 | 0
| Levelized Retrofit Capital Costs by Reporting Type | SP15 | West | Off-shore Wind | WT_off | 0 | 0 | 0 | 0 | 0 | 0 | WT_off | 0 | 0 | 0 | 0 | 0 | 0
| Levelized Retrofit Capital Costs by Reporting Type | SP15 | West | Other | PseudoUnit | 0 | 0 | 0 | 0 | 0 | 0 | PseudoUnit | 0 | 0 | 0 | 0 | 0 | 0
| Levelized Retrofit Capital Costs by Reporting Type | SP15 | West | HQ/Maritimes | FixedInterchange | 0 | 0 | 0 | 0 | 0 | 0 | FixedInterchange | 0 | 0 | 0 | 0 | 0 | 0
Levelized Retrofit Capital Costs by Reporting Type
| Levelized Retrofit Capital Costs by Reporting Type |  |  |  | Levelized Retrofit Capital Costs by Reporting Type: ALB | [6 empty] | Levelized Retrofit Capital Costs by Reporting Type: ALB
| Levelized Retrofit Capital Costs by Reporting Type |  |  |  | ReportingType | 2015 | 2020 | 2025 | 2030 | 2035 | 2040 | ReportingType | 2015 | 2020 | 2025 | 2030 | 2035 | 2040
| Levelized Retrofit Capital Costs by Reporting Type | ALB | West | Other Renew | BM | 0 | 0 | 0 | 0 | 0 | 0 | BM | 0 | 0 | 0 | 0 | 0 | 0
| Levelized Retrofit Capital Costs by Reporting Type | ALB | West | CC | CC | 0 | 0 | 0 | 0 | 0 | 0 | CC | 0 | 0 | 0 | 0 | 0 | 0
| Levelized Retrofit Capital Costs by Reporting Type | ALB | West | Other Renew | CSP | 0 | 0 | 0 | 0 | 0 | 0 | CSP | 0 | 0 | 0 | 0 | 0 | 0
| Levelized Retrofit Capital Costs by Reporting Type | ALB | West | CT | CT | 0 | 0 | 0 | 0 | 0 | 0 | CT | 0 | 0 | 0 | 0 | 0 | 0
| Levelized Retrofit Capital Costs by Reporting Type | ALB | West | Coal | Coal | 0 | 0 | 0 | 0 | 0 | 0 | Coal | 0 | 0 | 0 | 0 | 0 | 0
| Levelized Retrofit Capital Costs by Reporting Type | ALB | West | Other Renew | Geo | 0 | 0 | 0 | 0 | 0 | 0 | Geo | 0 | 0 | 0 | 0 | 0 | 0
| Levelized Retrofit Capital Costs by Reporting Type | ALB | West | Hydro | H | 0 | 0 | 0 | 0 | 0 | 0 | H | 0 | 0 | 0 | 0 | 0 | 0
| Levelized Retrofit Capital Costs by Reporting Type | ALB | West | Other Renew | LFG | 0 | 0 | 0 | 0 | 0 | 0 | LFG | 0 | 0 | 0 | 0 | 0 | 0
| Levelized Retrofit Capital Costs by Reporting Type | ALB | West | Nuclear | Nuc | 0 | 0 | 0 | 0 | 0 | 0 | Nuc | 0 | 0 | 0 | 0 | 0 | 0
| Levelized Retrofit Capital Costs by Reporting Type | ALB | West | Other | PS | 0 | 0 | 0 | 0 | 0 | 0 | PS | 0 | 0 | 0 | 0 | 0 | 0
| Levelized Retrofit Capital Costs by Reporting Type | ALB | West | Other Renew | PV | 0 | 0 | 0 | 0 | 0 | 0 | PV | 0 | 0 | 0 | 0 | 0 | 0
| Levelized Retrofit Capital Costs by Reporting Type | ALB | West | CT | PeakG | 0 | 0 | 0 | 0 | 0 | 0 | PeakG | 0 | 0 | 0 | 0 | 0 | 0
| Levelized Retrofit Capital Costs by Reporting Type | ALB | West | CT | PeakO | 0 | 0 | 0 | 0 | 0 | 0 | PeakO | 0 | 0 | 0 | 0 | 0 | 0
| Levelized Retrofit Capital Costs by Reporting Type | ALB | West | Other Renew | ST | 0 | 0 | 0 | 0 | 0 | 0 | ST | 0 | 0 | 0 | 0 | 0 | 0
| Levelized Retrofit Capital Costs by Reporting Type | ALB | West | Steam O/G | STOG | 0 | 0 | 0 | 0 | 0 | 0 | STOG | 0 | 0 | 0 | 0 | 0 | 0
| Levelized Retrofit Capital Costs by Reporting Type | ALB | West | Other Renew | STWD | 0 | 0 | 0 | 0 | 0 | 0 | STWD | 0 | 0 | 0 | 0 | 0 | 0
| Levelized Retrofit Capital Costs by Reporting Type | ALB | West | On-shore Wind | WT | 0 | 0 | 0 | 0 | 0 | 0 | WT | 0 | 0 | 0 | 0 | 0 | 0
| Levelized Retrofit Capital Costs by Reporting Type | ALB | West | Coal | IGCC | 0 | 0 | 0 | 0 | 0 | 0 | IGCC | 0 | 0 | 0 | 0 | 0 | 0
| Levelized Retrofit Capital Costs by Reporting Type | ALB | West | DR | DemandResponse | 0 | 0 | 0 | 0 | 0 | 0 | DemandResponse | 0 | 0 | 0 | 0 | 0 | 0
| Levelized Retrofit Capital Costs by Reporting Type | ALB | West | Coal-CCS | IGCC-CCS | 0 | 0 | 0 | 0 | 0 | 0 | IGCC-CCS | 0 | 0 | 0 | 0 | 0 | 0
| Levelized Retrofit Capital Costs by Reporting Type | ALB | West | Off-shore Wind | WT_off | 0 | 0 | 0 | 0 | 0 | 0 | WT_off | 0 | 0 | 0 | 0 | 0 | 0
| Levelized Retrofit Capital Costs by Reporting Type | ALB | West | Other | PseudoUnit | 0 | 0 | 0 | 0 | 0 | 0 | PseudoUnit | 0 | 0 | 0 | 0 | 0 | 0
| Levelized Retrofit Capital Costs by Reporting Type | ALB | West | HQ/Maritimes | FixedInterchange | 0 | 0 | 0 | 0 | 0 | 0 | FixedInterchange | 0 | 0 | 0 | 0 | 0 | 0
Levelized Retrofit Capital Costs by Reporting Type
| Levelized Retrofit Capital Costs by Reporting Type |  |  |  | Levelized Retrofit Capital Costs by Reporting Type: BC | [6 empty] | Levelized Retrofit Capital Costs by Reporting Type: BC
| Levelized Retrofit Capital Costs by Reporting Type |  |  |  | ReportingType | 2015 | 2020 | 2025 | 2030 | 2035 | 2040 | ReportingType | 2015 | 2020 | 2025 | 2030 | 2035 | 2040
| Levelized Retrofit Capital Costs by Reporting Type | BC | West | Other Renew | BM | 0 | 0 | 0 | 0 | 0 | 0 | BM | 0 | 0 | 0 | 0 | 0 | 0
| Levelized Retrofit Capital Costs by Reporting Type | BC | West | CC | CC | 0 | 0 | 0 | 0 | 0 | 0 | CC | 0 | 0 | 0 | 0 | 0 | 0
| Levelized Retrofit Capital Costs by Reporting Type | BC | West | Other Renew | CSP | 0 | 0 | 0 | 0 | 0 | 0 | CSP | 0 | 0 | 0 | 0 | 0 | 0
| Levelized Retrofit Capital Costs by Reporting Type | BC | West | CT | CT | 0 | 0 | 0 | 0 | 0 | 0 | CT | 0 | 0 | 0 | 0 | 0 | 0
| Levelized Retrofit Capital Costs by Reporting Type | BC | West | Coal | Coal | 0 | 0 | 0 | 0 | 0 | 0 | Coal | 0 | 0 | 0 | 0 | 0 | 0
| Levelized Retrofit Capital Costs by Reporting Type | BC | West | Other Renew | Geo | 0 | 0 | 0 | 0 | 0 | 0 | Geo | 0 | 0 | 0 | 0 | 0 | 0
| Levelized Retrofit Capital Costs by Reporting Type | BC | West | Hydro | H | 0 | 0 | 0 | 0 | 0 | 0 | H | 0 | 0 | 0 | 0 | 0 | 0
| Levelized Retrofit Capital Costs by Reporting Type | BC | West | Other Renew | LFG | 0 | 0 | 0 | 0 | 0 | 0 | LFG | 0 | 0 | 0 | 0 | 0 | 0
| Levelized Retrofit Capital Costs by Reporting Type | BC | West | Nuclear | Nuc | 0 | 0 | 0 | 0 | 0 | 0 | Nuc | 0 | 0 | 0 | 0 | 0 | 0
| Levelized Retrofit Capital Costs by Reporting Type | BC | West | Other | PS | 0 | 0 | 0 | 0 | 0 | 0 | PS | 0 | 0 | 0 | 0 | 0 | 0
| Levelized Retrofit Capital Costs by Reporting Type | BC | West | Other Renew | PV | 0 | 0 | 0 | 0 | 0 | 0 | PV | 0 | 0 | 0 | 0 | 0 | 0
| Levelized Retrofit Capital Costs by Reporting Type | BC | West | CT | PeakG | 0 | 0 | 0 | 0 | 0 | 0 | PeakG | 0 | 0 | 0 | 0 | 0 | 0
| Levelized Retrofit Capital Costs by Reporting Type | BC | West | CT | PeakO | 0 | 0 | 0 | 0 | 0 | 0 | PeakO | 0 | 0 | 0 | 0 | 0 | 0
| Levelized Retrofit Capital Costs by Reporting Type | BC | West | Other Renew | ST | 0 | 0 | 0 | 0 | 0 | 0 | ST | 0 | 0 | 0 | 0 | 0 | 0
| Levelized Retrofit Capital Costs by Reporting Type | BC | West | Steam O/G | STOG | 0 | 0 | 0 | 0 | 0 | 0 | STOG | 0 | 0 | 0 | 0 | 0 | 0
| Levelized Retrofit Capital Costs by Reporting Type | BC | West | Other Renew | STWD | 0 | 0 | 0 | 0 | 0 | 0 | STWD | 0 | 0 | 0 | 0 | 0 | 0
| Levelized Retrofit Capital Costs by Reporting Type | BC | West | On-shore Wind | WT | 0 | 0 | 0 | 0 | 0 | 0 | WT | 0 | 0 | 0 | 0 | 0 | 0
| Levelized Retrofit Capital Costs by Reporting Type | BC | West | Coal | IGCC | 0 | 0 | 0 | 0 | 0 | 0 | IGCC | 0 | 0 | 0 | 0 | 0 | 0
| Levelized Retrofit Capital Costs by Reporting Type | BC | West | DR | DemandResponse | 0 | 0 | 0 | 0 | 0 | 0 | DemandResponse | 0 | 0 | 0 | 0 | 0 | 0
| Levelized Retrofit Capital Costs by Reporting Type | BC | West | Coal-CCS | IGCC-CCS | 0 | 0 | 0 | 0 | 0 | 0 | IGCC-CCS | 0 | 0 | 0 | 0 | 0 | 0
| Levelized Retrofit Capital Costs by Reporting Type | BC | West | Off-shore Wind | WT_off | 0 | 0 | 0 | 0 | 0 | 0 | WT_off | 0 | 0 | 0 | 0 | 0 | 0
| Levelized Retrofit Capital Costs by Reporting Type | BC | West | Other | PseudoUnit | 0 | 0 | 0 | 0 | 0 | 0 | PseudoUnit | 0 | 0 | 0 | 0 | 0 | 0
| Levelized Retrofit Capital Costs by Reporting Type | BC | West | HQ/Maritimes | FixedInterchange | 0 | 0 | 0 | 0 | 0 | 0 | FixedInterchange | 0 | 0 | 0 | 0 | 0 | 0
Levelized Retrofit Capital Costs by Reporting Type
| Levelized Retrofit Capital Costs by Reporting Type |  |  |  | Levelized Retrofit Capital Costs by Reporting Type: HQ_IESO | [6 empty] | Levelized Retrofit Capital Costs by Reporting Type: HQ_IESO
| Levelized Retrofit Capital Costs by Reporting Type |  |  |  | ReportingType | 2015 | 2020 | 2025 | 2030 | 2035 | 2040 | ReportingType | 2015 | 2020 | 2025 | 2030 | 2035 | 2040
| Levelized Retrofit Capital Costs by Reporting Type | HQ_IESO | HQ/Maritimes | Other Renew | BM | 0 | 0 | 0 | 0 | 0 | 0 | BM | 0 | 0 | 0 | 0 | 0 | 0
| Levelized Retrofit Capital Costs by Reporting Type | HQ_IESO | HQ/Maritimes | CC | CC | 0 | 0 | 0 | 0 | 0 | 0 | CC | 0 | 0 | 0 | 0 | 0 | 0
| Levelized Retrofit Capital Costs by Reporting Type | HQ_IESO | HQ/Maritimes | Other Renew | CSP | 0 | 0 | 0 | 0 | 0 | 0 | CSP | 0 | 0 | 0 | 0 | 0 | 0
| Levelized Retrofit Capital Costs by Reporting Type | HQ_IESO | HQ/Maritimes | CT | CT | 0 | 0 | 0 | 0 | 0 | 0 | CT | 0 | 0 | 0 | 0 | 0 | 0
| Levelized Retrofit Capital Costs by Reporting Type | HQ_IESO | HQ/Maritimes | Coal | Coal | 0 | 0 | 0 | 0 | 0 | 0 | Coal | 0 | 0 | 0 | 0 | 0 | 0
| Levelized Retrofit Capital Costs by Reporting Type | HQ_IESO | HQ/Maritimes | Other Renew | Geo | 0 | 0 | 0 | 0 | 0 | 0 | Geo | 0 | 0 | 0 | 0 | 0 | 0
| Levelized Retrofit Capital Costs by Reporting Type | HQ_IESO | HQ/Maritimes | Hydro | H | 0 | 0 | 0 | 0 | 0 | 0 | H | 0 | 0 | 0 | 0 | 0 | 0
| Levelized Retrofit Capital Costs by Reporting Type | HQ_IESO | HQ/Maritimes | Other Renew | LFG | 0 | 0 | 0 | 0 | 0 | 0 | LFG | 0 | 0 | 0 | 0 | 0 | 0
| Levelized Retrofit Capital Costs by Reporting Type | HQ_IESO | HQ/Maritimes | Nuclear | Nuc | 0 | 0 | 0 | 0 | 0 | 0 | Nuc | 0 | 0 | 0 | 0 | 0 | 0
| Levelized Retrofit Capital Costs by Reporting Type | HQ_IESO | HQ/Maritimes | Other | PS | 0 | 0 | 0 | 0 | 0 | 0 | PS | 0 | 0 | 0 | 0 | 0 | 0
| Levelized Retrofit Capital Costs by Reporting Type | HQ_IESO | HQ/Maritimes | Other Renew | PV | 0 | 0 | 0 | 0 | 0 | 0 | PV | 0 | 0 | 0 | 0 | 0 | 0
| Levelized Retrofit Capital Costs by Reporting Type | HQ_IESO | HQ/Maritimes | CT | PeakG | 0 | 0 | 0 | 0 | 0 | 0 | PeakG | 0 | 0 | 0 | 0 | 0 | 0
| Levelized Retrofit Capital Costs by Reporting Type | HQ_IESO | HQ/Maritimes | CT | PeakO | 0 | 0 | 0 | 0 | 0 | 0 | PeakO | 0 | 0 | 0 | 0 | 0 | 0
| Levelized Retrofit Capital Costs by Reporting Type | HQ_IESO | HQ/Maritimes | Other Renew | ST | 0 | 0 | 0 | 0 | 0 | 0 | ST | 0 | 0 | 0 | 0 | 0 | 0
| Levelized Retrofit Capital Costs by Reporting Type | HQ_IESO | HQ/Maritimes | Steam O/G | STOG | 0 | 0 | 0 | 0 | 0 | 0 | STOG | 0 | 0 | 0 | 0 | 0 | 0
| Levelized Retrofit Capital Costs by Reporting Type | HQ_IESO | HQ/Maritimes | Other Renew | STWD | 0 | 0 | 0 | 0 | 0 | 0 | STWD | 0 | 0 | 0 | 0 | 0 | 0
| Levelized Retrofit Capital Costs by Reporting Type | HQ_IESO | HQ/Maritimes | On-shore Wind | WT | 0 | 0 | 0 | 0 | 0 | 0 | WT | 0 | 0 | 0 | 0 | 0 | 0
| Levelized Retrofit Capital Costs by Reporting Type | HQ_IESO | HQ/Maritimes | Coal | IGCC | 0 | 0 | 0 | 0 | 0 | 0 | IGCC | 0 | 0 | 0 | 0 | 0 | 0
| Levelized Retrofit Capital Costs by Reporting Type | HQ_IESO | HQ/Maritimes | DR | DemandResponse | 0 | 0 | 0 | 0 | 0 | 0 | DemandResponse | 0 | 0 | 0 | 0 | 0 | 0
| Levelized Retrofit Capital Costs by Reporting Type | HQ_IESO | HQ/Maritimes | Coal-CCS | IGCC-CCS | 0 | 0 | 0 | 0 | 0 | 0 | IGCC-CCS | 0 | 0 | 0 | 0 | 0 | 0
| Levelized Retrofit Capital Costs by Reporting Type | HQ_IESO | HQ/Maritimes | Off-shore Wind | WT_off | 0 | 0 | 0 | 0 | 0 | 0 | WT_off | 0 | 0 | 0 | 0 | 0 | 0
| Levelized Retrofit Capital Costs by Reporting Type | HQ_IESO | HQ/Maritimes | Other | PseudoUnit | 0 | 0 | 0 | 0 | 0 | 0 | PseudoUnit | 0 | 0 | 0 | 0 | 0 | 0
| Levelized Retrofit Capital Costs by Reporting Type | HQ_IESO | HQ/Maritimes | HQ/Maritimes | FixedInterchange | 0 | 0 | 0 | 0 | 0 | 0 | FixedInterchange | 0 | 0 | 0 | 0 | 0 | 0
Levelized Retrofit Capital Costs by Reporting Type
| Levelized Retrofit Capital Costs by Reporting Type |  |  |  | Levelized Retrofit Capital Costs by Reporting Type: HQ_NEISO | [6 empty] | Levelized Retrofit Capital Costs by Reporting Type: HQ_NEISO
| Levelized Retrofit Capital Costs by Reporting Type |  |  |  | ReportingType | 2015 | 2020 | 2025 | 2030 | 2035 | 2040 | ReportingType | 2015 | 2020 | 2025 | 2030 | 2035 | 2040
| Levelized Retrofit Capital Costs by Reporting Type | HQ_NEISO | HQ/Maritimes | Other Renew | BM | 0 | 0 | 0 | 0 | 0 | 0 | BM | 0 | 0 | 0 | 0 | 0 | 0
| Levelized Retrofit Capital Costs by Reporting Type | HQ_NEISO | HQ/Maritimes | CC | CC | 0 | 0 | 0 | 0 | 0 | 0 | CC | 0 | 0 | 0 | 0 | 0 | 0
| Levelized Retrofit Capital Costs by Reporting Type | HQ_NEISO | HQ/Maritimes | Other Renew | CSP | 0 | 0 | 0 | 0 | 0 | 0 | CSP | 0 | 0 | 0 | 0 | 0 | 0
| Levelized Retrofit Capital Costs by Reporting Type | HQ_NEISO | HQ/Maritimes | CT | CT | 0 | 0 | 0 | 0 | 0 | 0 | CT | 0 | 0 | 0 | 0 | 0 | 0
| Levelized Retrofit Capital Costs by Reporting Type | HQ_NEISO | HQ/Maritimes | Coal | Coal | 0 | 0 | 0 | 0 | 0 | 0 | Coal | 0 | 0 | 0 | 0 | 0 | 0
| Levelized Retrofit Capital Costs by Reporting Type | HQ_NEISO | HQ/Maritimes | Other Renew | Geo | 0 | 0 | 0 | 0 | 0 | 0 | Geo | 0 | 0 | 0 | 0 | 0 | 0
| Levelized Retrofit Capital Costs by Reporting Type | HQ_NEISO | HQ/Maritimes | Hydro | H | 0 | 0 | 0 | 0 | 0 | 0 | H | 0 | 0 | 0 | 0 | 0 | 0
| Levelized Retrofit Capital Costs by Reporting Type | HQ_NEISO | HQ/Maritimes | Other Renew | LFG | 0 | 0 | 0 | 0 | 0 | 0 | LFG | 0 | 0 | 0 | 0 | 0 | 0
| Levelized Retrofit Capital Costs by Reporting Type | HQ_NEISO | HQ/Maritimes | Nuclear | Nuc | 0 | 0 | 0 | 0 | 0 | 0 | Nuc | 0 | 0 | 0 | 0 | 0 | 0
| Levelized Retrofit Capital Costs by Reporting Type | HQ_NEISO | HQ/Maritimes | Other | PS | 0 | 0 | 0 | 0 | 0 | 0 | PS | 0 | 0 | 0 | 0 | 0 | 0
| Levelized Retrofit Capital Costs by Reporting Type | HQ_NEISO | HQ/Maritimes | Other Renew | PV | 0 | 0 | 0 | 0 | 0 | 0 | PV | 0 | 0 | 0 | 0 | 0 | 0
| Levelized Retrofit Capital Costs by Reporting Type | HQ_NEISO | HQ/Maritimes | CT | PeakG | 0 | 0 | 0 | 0 | 0 | 0 | PeakG | 0 | 0 | 0 | 0 | 0 | 0
| Levelized Retrofit Capital Costs by Reporting Type | HQ_NEISO | HQ/Maritimes | CT | PeakO | 0 | 0 | 0 | 0 | 0 | 0 | PeakO | 0 | 0 | 0 | 0 | 0 | 0
| Levelized Retrofit Capital Costs by Reporting Type | HQ_NEISO | HQ/Maritimes | Other Renew | ST | 0 | 0 | 0 | 0 | 0 | 0 | ST | 0 | 0 | 0 | 0 | 0 | 0
| Levelized Retrofit Capital Costs by Reporting Type | HQ_NEISO | HQ/Maritimes | Steam O/G | STOG | 0 | 0 | 0 | 0 | 0 | 0 | STOG | 0 | 0 | 0 | 0 | 0 | 0
| Levelized Retrofit Capital Costs by Reporting Type | HQ_NEISO | HQ/Maritimes | Other Renew | STWD | 0 | 0 | 0 | 0 | 0 | 0 | STWD | 0 | 0 | 0 | 0 | 0 | 0
| Levelized Retrofit Capital Costs by Reporting Type | HQ_NEISO | HQ/Maritimes | On-shore Wind | WT | 0 | 0 | 0 | 0 | 0 | 0 | WT | 0 | 0 | 0 | 0 | 0 | 0
| Levelized Retrofit Capital Costs by Reporting Type | HQ_NEISO | HQ/Maritimes | Coal | IGCC | 0 | 0 | 0 | 0 | 0 | 0 | IGCC | 0 | 0 | 0 | 0 | 0 | 0
| Levelized Retrofit Capital Costs by Reporting Type | HQ_NEISO | HQ/Maritimes | DR | DemandResponse | 0 | 0 | 0 | 0 | 0 | 0 | DemandResponse | 0 | 0 | 0 | 0 | 0 | 0
| Levelized Retrofit Capital Costs by Reporting Type | HQ_NEISO | HQ/Maritimes | Coal-CCS | IGCC-CCS | 0 | 0 | 0 | 0 | 0 | 0 | IGCC-CCS | 0 | 0 | 0 | 0 | 0 | 0
| Levelized Retrofit Capital Costs by Reporting Type | HQ_NEISO | HQ/Maritimes | Off-shore Wind | WT_off | 0 | 0 | 0 | 0 | 0 | 0 | WT_off | 0 | 0 | 0 | 0 | 0 | 0
| Levelized Retrofit Capital Costs by Reporting Type | HQ_NEISO | HQ/Maritimes | Other | PseudoUnit | 0 | 0 | 0 | 0 | 0 | 0 | PseudoUnit | 0 | 0 | 0 | 0 | 0 | 0
| Levelized Retrofit Capital Costs by Reporting Type | HQ_NEISO | HQ/Maritimes | HQ/Maritimes | FixedInterchange | 0 | 0 | 0 | 0 | 0 | 0 | FixedInterchange | 0 | 0 | 0 | 0 | 0 | 0
Levelized Retrofit Capital Costs by Reporting Type
| Levelized Retrofit Capital Costs by Reporting Type |  |  |  | Levelized Retrofit Capital Costs by Reporting Type: HQ_NY | [6 empty] | Levelized Retrofit Capital Costs by Reporting Type: HQ_NY
| Levelized Retrofit Capital Costs by Reporting Type |  |  |  | ReportingType | 2015 | 2020 | 2025 | 2030 | 2035 | 2040 | ReportingType | 2015 | 2020 | 2025 | 2030 | 2035 | 2040
| Levelized Retrofit Capital Costs by Reporting Type | HQ_NY | HQ/Maritimes | Other Renew | BM | 0 | 0 | 0 | 0 | 0 | 0 | BM | 0 | 0 | 0 | 0 | 0 | 0
| Levelized Retrofit Capital Costs by Reporting Type | HQ_NY | HQ/Maritimes | CC | CC | 0 | 0 | 0 | 0 | 0 | 0 | CC | 0 | 0 | 0 | 0 | 0 | 0
| Levelized Retrofit Capital Costs by Reporting Type | HQ_NY | HQ/Maritimes | Other Renew | CSP | 0 | 0 | 0 | 0 | 0 | 0 | CSP | 0 | 0 | 0 | 0 | 0 | 0
| Levelized Retrofit Capital Costs by Reporting Type | HQ_NY | HQ/Maritimes | CT | CT | 0 | 0 | 0 | 0 | 0 | 0 | CT | 0 | 0 | 0 | 0 | 0 | 0
| Levelized Retrofit Capital Costs by Reporting Type | HQ_NY | HQ/Maritimes | Coal | Coal | 0 | 0 | 0 | 0 | 0 | 0 | Coal | 0 | 0 | 0 | 0 | 0 | 0
| Levelized Retrofit Capital Costs by Reporting Type | HQ_NY | HQ/Maritimes | Other Renew | Geo | 0 | 0 | 0 | 0 | 0 | 0 | Geo | 0 | 0 | 0 | 0 | 0 | 0
| Levelized Retrofit Capital Costs by Reporting Type | HQ_NY | HQ/Maritimes | Hydro | H | 0 | 0 | 0 | 0 | 0 | 0 | H | 0 | 0 | 0 | 0 | 0 | 0
| Levelized Retrofit Capital Costs by Reporting Type | HQ_NY | HQ/Maritimes | Other Renew | LFG | 0 | 0 | 0 | 0 | 0 | 0 | LFG | 0 | 0 | 0 | 0 | 0 | 0
| Levelized Retrofit Capital Costs by Reporting Type | HQ_NY | HQ/Maritimes | Nuclear | Nuc | 0 | 0 | 0 | 0 | 0 | 0 | Nuc | 0 | 0 | 0 | 0 | 0 | 0
| Levelized Retrofit Capital Costs by Reporting Type | HQ_NY | HQ/Maritimes | Other | PS | 0 | 0 | 0 | 0 | 0 | 0 | PS | 0 | 0 | 0 | 0 | 0 | 0
| Levelized Retrofit Capital Costs by Reporting Type | HQ_NY | HQ/Maritimes | Other Renew | PV | 0 | 0 | 0 | 0 | 0 | 0 | PV | 0 | 0 | 0 | 0 | 0 | 0
| Levelized Retrofit Capital Costs by Reporting Type | HQ_NY | HQ/Maritimes | CT | PeakG | 0 | 0 | 0 | 0 | 0 | 0 | PeakG | 0 | 0 | 0 | 0 | 0 | 0
| Levelized Retrofit Capital Costs by Reporting Type | HQ_NY | HQ/Maritimes | CT | PeakO | 0 | 0 | 0 | 0 | 0 | 0 | PeakO | 0 | 0 | 0 | 0 | 0 | 0
| Levelized Retrofit Capital Costs by Reporting Type | HQ_NY | HQ/Maritimes | Other Renew | ST | 0 | 0 | 0 | 0 | 0 | 0 | ST | 0 | 0 | 0 | 0 | 0 | 0
| Levelized Retrofit Capital Costs by Reporting Type | HQ_NY | HQ/Maritimes | Steam O/G | STOG | 0 | 0 | 0 | 0 | 0 | 0 | STOG | 0 | 0 | 0 | 0 | 0 | 0
| Levelized Retrofit Capital Costs by Reporting Type | HQ_NY | HQ/Maritimes | Other Renew | STWD | 0 | 0 | 0 | 0 | 0 | 0 | STWD | 0 | 0 | 0 | 0 | 0 | 0
| Levelized Retrofit Capital Costs by Reporting Type | HQ_NY | HQ/Maritimes | On-shore Wind | WT | 0 | 0 | 0 | 0 | 0 | 0 | WT | 0 | 0 | 0 | 0 | 0 | 0
| Levelized Retrofit Capital Costs by Reporting Type | HQ_NY | HQ/Maritimes | Coal | IGCC | 0 | 0 | 0 | 0 | 0 | 0 | IGCC | 0 | 0 | 0 | 0 | 0 | 0
| Levelized Retrofit Capital Costs by Reporting Type | HQ_NY | HQ/Maritimes | DR | DemandResponse | 0 | 0 | 0 | 0 | 0 | 0 | DemandResponse | 0 | 0 | 0 | 0 | 0 | 0
| Levelized Retrofit Capital Costs by Reporting Type | HQ_NY | HQ/Maritimes | Coal-CCS | IGCC-CCS | 0 | 0 | 0 | 0 | 0 | 0 | IGCC-CCS | 0 | 0 | 0 | 0 | 0 | 0
| Levelized Retrofit Capital Costs by Reporting Type | HQ_NY | HQ/Maritimes | Off-shore Wind | WT_off | 0 | 0 | 0 | 0 | 0 | 0 | WT_off | 0 | 0 | 0 | 0 | 0 | 0
| Levelized Retrofit Capital Costs by Reporting Type | HQ_NY | HQ/Maritimes | Other | PseudoUnit | 0 | 0 | 0 | 0 | 0 | 0 | PseudoUnit | 0 | 0 | 0 | 0 | 0 | 0
| Levelized Retrofit Capital Costs by Reporting Type | HQ_NY | HQ/Maritimes | HQ/Maritimes | FixedInterchange | 0 | 0 | 0 | 0 | 0 | 0 | FixedInterchange | 0 | 0 | 0 | 0 | 0 | 0
Levelized Retrofit Capital Costs by Reporting Type
| Levelized Retrofit Capital Costs by Reporting Type |  |  |  | Levelized Retrofit Capital Costs by Reporting Type: MARITIMES | [6 empty] | Levelized Retrofit Capital Costs by Reporting Type: MARITIMES
| Levelized Retrofit Capital Costs by Reporting Type |  |  |  | ReportingType | 2015 | 2020 | 2025 | 2030 | 2035 | 2040 | ReportingType | 2015 | 2020 | 2025 | 2030 | 2035 | 2040
| Levelized Retrofit Capital Costs by Reporting Type | MARITIMES | HQ/Maritimes | Other Renew | BM | 0 | 0 | 0 | 0 | 0 | 0 | BM | 0 | 0 | 0 | 0 | 0 | 0
| Levelized Retrofit Capital Costs by Reporting Type | MARITIMES | HQ/Maritimes | CC | CC | 0 | 0 | 0 | 0 | 0 | 0 | CC | 0 | 0 | 0 | 0 | 0 | 0
| Levelized Retrofit Capital Costs by Reporting Type | MARITIMES | HQ/Maritimes | Other Renew | CSP | 0 | 0 | 0 | 0 | 0 | 0 | CSP | 0 | 0 | 0 | 0 | 0 | 0
| Levelized Retrofit Capital Costs by Reporting Type | MARITIMES | HQ/Maritimes | CT | CT | 0 | 0 | 0 | 0 | 0 | 0 | CT | 0 | 0 | 0 | 0 | 0 | 0
| Levelized Retrofit Capital Costs by Reporting Type | MARITIMES | HQ/Maritimes | Coal | Coal | 0 | 0 | 0 | 0 | 0 | 0 | Coal | 0 | 0 | 0 | 0 | 0 | 0
| Levelized Retrofit Capital Costs by Reporting Type | MARITIMES | HQ/Maritimes | Other Renew | Geo | 0 | 0 | 0 | 0 | 0 | 0 | Geo | 0 | 0 | 0 | 0 | 0 | 0
| Levelized Retrofit Capital Costs by Reporting Type | MARITIMES | HQ/Maritimes | Hydro | H | 0 | 0 | 0 | 0 | 0 | 0 | H | 0 | 0 | 0 | 0 | 0 | 0
| Levelized Retrofit Capital Costs by Reporting Type | MARITIMES | HQ/Maritimes | Other Renew | LFG | 0 | 0 | 0 | 0 | 0 | 0 | LFG | 0 | 0 | 0 | 0 | 0 | 0
| Levelized Retrofit Capital Costs by Reporting Type | MARITIMES | HQ/Maritimes | Nuclear | Nuc | 0 | 0 | 0 | 0 | 0 | 0 | Nuc | 0 | 0 | 0 | 0 | 0 | 0
| Levelized Retrofit Capital Costs by Reporting Type | MARITIMES | HQ/Maritimes | Other | PS | 0 | 0 | 0 | 0 | 0 | 0 | PS | 0 | 0 | 0 | 0 | 0 | 0
| Levelized Retrofit Capital Costs by Reporting Type | MARITIMES | HQ/Maritimes | Other Renew | PV | 0 | 0 | 0 | 0 | 0 | 0 | PV | 0 | 0 | 0 | 0 | 0 | 0
| Levelized Retrofit Capital Costs by Reporting Type | MARITIMES | HQ/Maritimes | CT | PeakG | 0 | 0 | 0 | 0 | 0 | 0 | PeakG | 0 | 0 | 0 | 0 | 0 | 0
| Levelized Retrofit Capital Costs by Reporting Type | MARITIMES | HQ/Maritimes | CT | PeakO | 0 | 0 | 0 | 0 | 0 | 0 | PeakO | 0 | 0 | 0 | 0 | 0 | 0
| Levelized Retrofit Capital Costs by Reporting Type | MARITIMES | HQ/Maritimes | Other Renew | ST | 0 | 0 | 0 | 0 | 0 | 0 | ST | 0 | 0 | 0 | 0 | 0 | 0
| Levelized Retrofit Capital Costs by Reporting Type | MARITIMES | HQ/Maritimes | Steam O/G | STOG | 0 | 0 | 0 | 0 | 0 | 0 | STOG | 0 | 0 | 0 | 0 | 0 | 0
| Levelized Retrofit Capital Costs by Reporting Type | MARITIMES | HQ/Maritimes | Other Renew | STWD | 0 | 0 | 0 | 0 | 0 | 0 | STWD | 0 | 0 | 0 | 0 | 0 | 0
| Levelized Retrofit Capital Costs by Reporting Type | MARITIMES | HQ/Maritimes | On-shore Wind | WT | 0 | 0 | 0 | 0 | 0 | 0 | WT | 0 | 0 | 0 | 0 | 0 | 0
| Levelized Retrofit Capital Costs by Reporting Type | MARITIMES | HQ/Maritimes | Coal | IGCC | 0 | 0 | 0 | 0 | 0 | 0 | IGCC | 0 | 0 | 0 | 0 | 0 | 0
| Levelized Retrofit Capital Costs by Reporting Type | MARITIMES | HQ/Maritimes | DR | DemandResponse | 0 | 0 | 0 | 0 | 0 | 0 | DemandResponse | 0 | 0 | 0 | 0 | 0 | 0
| Levelized Retrofit Capital Costs by Reporting Type | MARITIMES | HQ/Maritimes | Coal-CCS | IGCC-CCS | 0 | 0 | 0 | 0 | 0 | 0 | IGCC-CCS | 0 | 0 | 0 | 0 | 0 | 0
| Levelized Retrofit Capital Costs by Reporting Type | MARITIMES | HQ/Maritimes | Off-shore Wind | WT_off | 0 | 0 | 0 | 0 | 0 | 0 | WT_off | 0 | 0 | 0 | 0 | 0 | 0
| Levelized Retrofit Capital Costs by Reporting Type | MARITIMES | HQ/Maritimes | Other | PseudoUnit | 0 | 0 | 0 | 0 | 0 | 0 | PseudoUnit | 0 | 0 | 0 | 0 | 0 | 0
| Levelized Retrofit Capital Costs by Reporting Type | MARITIMES | HQ/Maritimes | HQ/Maritimes | FixedInterchange | 0 | 0 | 0 | 0 | 0 | 0 | FixedInterchange | 0 | 0 | 0 | 0 | 0 | 0
Levelized Retrofit Capital Costs by Reporting Type
| Levelized Retrofit Capital Costs by Reporting Type |  |  |  | Levelized Retrofit Capital Costs by Reporting Type: All | [6 empty] | Levelized Retrofit Capital Costs by Reporting Type: All
| Levelized Retrofit Capital Costs by Reporting Type |  |  |  | ReportingType | 2015 | 2020 | 2025 | 2030 | 2035 | 2040 | ReportingType | 2015 | 2020 | 2025 | 2030 | 2035 | 2040
| Levelized Retrofit Capital Costs by Reporting Type | All | All | Other Renew | BM | 0 | 0 | 0 | 0 | 0 | 0 | BM | 0 | 0 | 0 | 0 | 0 | 0
| Levelized Retrofit Capital Costs by Reporting Type | All | All | CC | CC | 0 | 0 | 0 | 0 | 0 | 0 | CC | 0 | 0 | 0 | 0 | 0 | 0
| Levelized Retrofit Capital Costs by Reporting Type | All | All | Other Renew | CSP | 0 | 0 | 0 | 0 | 0 | 0 | CSP | 0 | 0 | 0 | 0 | 0 | 0
| Levelized Retrofit Capital Costs by Reporting Type | All | All | CT | CT | 0 | 0 | 0 | 0 | 0 | 0 | CT | 0 | 0 | 0 | 0 | 0 | 0
| Levelized Retrofit Capital Costs by Reporting Type | All | All | Coal | Coal | 1185.12 | 1615.29 | 1780.92 | 1961.42 | 2670.81 | 1824.38 | Coal | 1184.42 | 1484.44 | 1933.67 | 2135.3 | 2642.63 | 1943.86
| Levelized Retrofit Capital Costs by Reporting Type | All | All | Other Renew | Geo | 0 | 0 | 0 | 0 | 0 | 0 | Geo | 0 | 0 | 0 | 0 | 0 | 0
| Levelized Retrofit Capital Costs by Reporting Type | All | All | Hydro | H | 0 | 0 | 0 | 0 | 0 | 0 | H | 0 | 0 | 0 | 0 | 0 | 0
| Levelized Retrofit Capital Costs by Reporting Type | All | All | Other Renew | LFG | 0 | 0 | 0 | 0 | 0 | 0 | LFG | 0 | 0 | 0 | 0 | 0 | 0
| Levelized Retrofit Capital Costs by Reporting Type | All | All | Nuclear | Nuc | 0 | 0 | 0 | 0 | 0 | 0 | Nuc | 0 | 0 | 0 | 0 | 0 | 0
| Levelized Retrofit Capital Costs by Reporting Type | All | All | Other | PS | 0 | 0 | 0 | 0 | 0 | 0 | PS | 0 | 0 | 0 | 0 | 0 | 0
| Levelized Retrofit Capital Costs by Reporting Type | All | All | Other Renew | PV | 0 | 0 | 0 | 0 | 0 | 0 | PV | 0 | 0 | 0 | 0 | 0 | 0
| Levelized Retrofit Capital Costs by Reporting Type | All | All | CT | PeakG | 0 | 0 | 0 | 0 | 0 | 0 | PeakG | 0 | 0 | 0 | 0 | 0 | 0
| Levelized Retrofit Capital Costs by Reporting Type | All | All | CT | PeakO | 0 | 0 | 0 | 0 | 0 | 0 | PeakO | 0 | 0 | 0 | 0 | 0 | 0
| Levelized Retrofit Capital Costs by Reporting Type | All | All | Other Renew | ST | 0 | 0 | 0 | 0 | 0 | 0 | ST | 0 | 0 | 0 | 0 | 0 | 0
| Levelized Retrofit Capital Costs by Reporting Type | All | All | Steam O/G | STOG | 0 | 0 | 0 | 0 | 0 | 0 | STOG | 0 | 0 | 0 | 0 | 0 | 0
| Levelized Retrofit Capital Costs by Reporting Type | All | All | Other Renew | STWD | 0 | 0 | 0 | 0 | 0 | 0 | STWD | 0 | 0 | 0 | 0 | 0 | 0
| Levelized Retrofit Capital Costs by Reporting Type | All | All | On-shore Wind | WT | 0 | 0 | 0 | 0 | 0 | 0 | WT | 0 | 0 | 0 | 0 | 0 | 0
| Levelized Retrofit Capital Costs by Reporting Type | All | All | Coal | IGCC | 0 | 0 | 0 | 0 | 0 | 0 | IGCC | 0 | 0 | 0 | 0 | 0 | 0
| Levelized Retrofit Capital Costs by Reporting Type | All | All | DR | DemandResponse | 0 | 0 | 0 | 0 | 0 | 0 | DemandResponse | 0 | 0 | 0 | 0 | 0 | 0
| Levelized Retrofit Capital Costs by Reporting Type | All | All | Coal-CCS | IGCC-CCS | 0 | 0 | 0 | 0 | 0 | 0 | IGCC-CCS | 0 | 0 | 0 | 0 | 0 | 0
| Levelized Retrofit Capital Costs by Reporting Type | All | All | Off-shore Wind | WT_off | 0 | 0 | 0 | 0 | 0 | 0 | WT_off | 0 | 0 | 0 | 0 | 0 | 0
| Levelized Retrofit Capital Costs by Reporting Type | All | All | Other | PseudoUnit | 0 | 0 | 0 | 0 | 0 | 0 | PseudoUnit | 0 | 0 | 0 | 0 | 0 | 0
| Levelized Retrofit Capital Costs by Reporting Type | All | All | HQ/Maritimes | FixedInterchange | 0 | 0 | 0 | 0 | 0 | 0 | FixedInterchange | 0 | 0 | 0 | 0 | 0 | 0
Levelized Retrofit Capital Costs by Reporting Type
| Levelized Retrofit Capital Costs by Reporting Type |  |  |  | Levelized Retrofit Capital Costs by Reporting Type: EI_US | [6 empty] | Levelized Retrofit Capital Costs by Reporting Type: EI_US
| Levelized Retrofit Capital Costs by Reporting Type |  |  |  | ReportingType | 2015 | 2020 | 2025 | 2030 | 2035 | 2040 | ReportingType | 2015 | 2020 | 2025 | 2030 | 2035 | 2040
| Levelized Retrofit Capital Costs by Reporting Type | EI_US | EI_US | Other Renew | BM | 0 | 0 | 0 | 0 | 0 | 0 | BM | 0 | 0 | 0 | 0 | 0 | 0
| Levelized Retrofit Capital Costs by Reporting Type | EI_US | EI_US | CC | CC | 0 | 0 | 0 | 0 | 0 | 0 | CC | 0 | 0 | 0 | 0 | 0 | 0
| Levelized Retrofit Capital Costs by Reporting Type | EI_US | EI_US | Other Renew | CSP | 0 | 0 | 0 | 0 | 0 | 0 | CSP | 0 | 0 | 0 | 0 | 0 | 0
| Levelized Retrofit Capital Costs by Reporting Type | EI_US | EI_US | CT | CT | 0 | 0 | 0 | 0 | 0 | 0 | CT | 0 | 0 | 0 | 0 | 0 | 0
| Levelized Retrofit Capital Costs by Reporting Type | EI_US | EI_US | Coal | Coal | 1023.76 | 1471.66 | 1250.04 | 1444.72 | 2466.66 | 1716.67 | Coal | 1023.13 | 1342.65 | 1404.55 | 1584.22 | 2336.94 | 1768.98
| Levelized Retrofit Capital Costs by Reporting Type | EI_US | EI_US | Other Renew | Geo | 0 | 0 | 0 | 0 | 0 | 0 | Geo | 0 | 0 | 0 | 0 | 0 | 0
| Levelized Retrofit Capital Costs by Reporting Type | EI_US | EI_US | Hydro | H | 0 | 0 | 0 | 0 | 0 | 0 | H | 0 | 0 | 0 | 0 | 0 | 0
| Levelized Retrofit Capital Costs by Reporting Type | EI_US | EI_US | Other Renew | LFG | 0 | 0 | 0 | 0 | 0 | 0 | LFG | 0 | 0 | 0 | 0 | 0 | 0
| Levelized Retrofit Capital Costs by Reporting Type | EI_US | EI_US | Nuclear | Nuc | 0 | 0 | 0 | 0 | 0 | 0 | Nuc | 0 | 0 | 0 | 0 | 0 | 0
| Levelized Retrofit Capital Costs by Reporting Type | EI_US | EI_US | Other | PS | 0 | 0 | 0 | 0 | 0 | 0 | PS | 0 | 0 | 0 | 0 | 0 | 0
| Levelized Retrofit Capital Costs by Reporting Type | EI_US | EI_US | Other Renew | PV | 0 | 0 | 0 | 0 | 0 | 0 | PV | 0 | 0 | 0 | 0 | 0 | 0
| Levelized Retrofit Capital Costs by Reporting Type | EI_US | EI_US | CT | PeakG | 0 | 0 | 0 | 0 | 0 | 0 | PeakG | 0 | 0 | 0 | 0 | 0 | 0
| Levelized Retrofit Capital Costs by Reporting Type | EI_US | EI_US | CT | PeakO | 0 | 0 | 0 | 0 | 0 | 0 | PeakO | 0 | 0 | 0 | 0 | 0 | 0
| Levelized Retrofit Capital Costs by Reporting Type | EI_US | EI_US | Other Renew | ST | 0 | 0 | 0 | 0 | 0 | 0 | ST | 0 | 0 | 0 | 0 | 0 | 0
| Levelized Retrofit Capital Costs by Reporting Type | EI_US | EI_US | Steam O/G | STOG | 0 | 0 | 0 | 0 | 0 | 0 | STOG | 0 | 0 | 0 | 0 | 0 | 0
| Levelized Retrofit Capital Costs by Reporting Type | EI_US | EI_US | Other Renew | STWD | 0 | 0 | 0 | 0 | 0 | 0 | STWD | 0 | 0 | 0 | 0 | 0 | 0
| Levelized Retrofit Capital Costs by Reporting Type | EI_US | EI_US | On-shore Wind | WT | 0 | 0 | 0 | 0 | 0 | 0 | WT | 0 | 0 | 0 | 0 | 0 | 0
| Levelized Retrofit Capital Costs by Reporting Type | EI_US | EI_US | Coal | IGCC | 0 | 0 | 0 | 0 | 0 | 0 | IGCC | 0 | 0 | 0 | 0 | 0 | 0
| Levelized Retrofit Capital Costs by Reporting Type | EI_US | EI_US | DR | DemandResponse | 0 | 0 | 0 | 0 | 0 | 0 | DemandResponse | 0 | 0 | 0 | 0 | 0 | 0
| Levelized Retrofit Capital Costs by Reporting Type | EI_US | EI_US | Coal-CCS | IGCC-CCS | 0 | 0 | 0 | 0 | 0 | 0 | IGCC-CCS | 0 | 0 | 0 | 0 | 0 | 0
| Levelized Retrofit Capital Costs by Reporting Type | EI_US | EI_US | Off-shore Wind | WT_off | 0 | 0 | 0 | 0 | 0 | 0 | WT_off | 0 | 0 | 0 | 0 | 0 | 0
| Levelized Retrofit Capital Costs by Reporting Type | EI_US | EI_US | Other | PseudoUnit | 0 | 0 | 0 | 0 | 0 | 0 | PseudoUnit | 0 | 0 | 0 | 0 | 0 | 0
| Levelized Retrofit Capital Costs by Reporting Type | EI_US | EI_US | HQ/Maritimes | FixedInterchange | 0 | 0 | 0 | 0 | 0 | 0 | FixedInterchange | 0 | 0 | 0 | 0 | 0 | 0
Levelized Retrofit Capital Costs by Reporting Type
| Levelized Retrofit Capital Costs by Reporting Type |  |  |  | Levelized Retrofit Capital Costs by Reporting Type: EI_Canada | [6 empty] | Levelized Retrofit Capital Costs by Reporting Type: EI_Canada
| Levelized Retrofit Capital Costs by Reporting Type |  |  |  | ReportingType | 2015 | 2020 | 2025 | 2030 | 2035 | 2040 | ReportingType | 2015 | 2020 | 2025 | 2030 | 2035 | 2040
| Levelized Retrofit Capital Costs by Reporting Type | EI_Canada | EI_Canada | Other Renew | BM | 0 | 0 | 0 | 0 | 0 | 0 | BM | 0 | 0 | 0 | 0 | 0 | 0
| Levelized Retrofit Capital Costs by Reporting Type | EI_Canada | EI_Canada | CC | CC | 0 | 0 | 0 | 0 | 0 | 0 | CC | 0 | 0 | 0 | 0 | 0 | 0
| Levelized Retrofit Capital Costs by Reporting Type | EI_Canada | EI_Canada | Other Renew | CSP | 0 | 0 | 0 | 0 | 0 | 0 | CSP | 0 | 0 | 0 | 0 | 0 | 0
| Levelized Retrofit Capital Costs by Reporting Type | EI_Canada | EI_Canada | CT | CT | 0 | 0 | 0 | 0 | 0 | 0 | CT | 0 | 0 | 0 | 0 | 0 | 0
| Levelized Retrofit Capital Costs by Reporting Type | EI_Canada | EI_Canada | Coal | Coal | 0 | 0 | 0 | 0 | 0 | 0 | Coal | 0 | 0 | 0 | 0 | 0 | 0
| Levelized Retrofit Capital Costs by Reporting Type | EI_Canada | EI_Canada | Other Renew | Geo | 0 | 0 | 0 | 0 | 0 | 0 | Geo | 0 | 0 | 0 | 0 | 0 | 0
| Levelized Retrofit Capital Costs by Reporting Type | EI_Canada | EI_Canada | Hydro | H | 0 | 0 | 0 | 0 | 0 | 0 | H | 0 | 0 | 0 | 0 | 0 | 0
| Levelized Retrofit Capital Costs by Reporting Type | EI_Canada | EI_Canada | Other Renew | LFG | 0 | 0 | 0 | 0 | 0 | 0 | LFG | 0 | 0 | 0 | 0 | 0 | 0
| Levelized Retrofit Capital Costs by Reporting Type | EI_Canada | EI_Canada | Nuclear | Nuc | 0 | 0 | 0 | 0 | 0 | 0 | Nuc | 0 | 0 | 0 | 0 | 0 | 0
| Levelized Retrofit Capital Costs by Reporting Type | EI_Canada | EI_Canada | Other | PS | 0 | 0 | 0 | 0 | 0 | 0 | PS | 0 | 0 | 0 | 0 | 0 | 0
| Levelized Retrofit Capital Costs by Reporting Type | EI_Canada | EI_Canada | Other Renew | PV | 0 | 0 | 0 | 0 | 0 | 0 | PV | 0 | 0 | 0 | 0 | 0 | 0
| Levelized Retrofit Capital Costs by Reporting Type | EI_Canada | EI_Canada | CT | PeakG | 0 | 0 | 0 | 0 | 0 | 0 | PeakG | 0 | 0 | 0 | 0 | 0 | 0
| Levelized Retrofit Capital Costs by Reporting Type | EI_Canada | EI_Canada | CT | PeakO | 0 | 0 | 0 | 0 | 0 | 0 | PeakO | 0 | 0 | 0 | 0 | 0 | 0
| Levelized Retrofit Capital Costs by Reporting Type | EI_Canada | EI_Canada | Other Renew | ST | 0 | 0 | 0 | 0 | 0 | 0 | ST | 0 | 0 | 0 | 0 | 0 | 0
| Levelized Retrofit Capital Costs by Reporting Type | EI_Canada | EI_Canada | Steam O/G | STOG | 0 | 0 | 0 | 0 | 0 | 0 | STOG | 0 | 0 | 0 | 0 | 0 | 0
| Levelized Retrofit Capital Costs by Reporting Type | EI_Canada | EI_Canada | Other Renew | STWD | 0 | 0 | 0 | 0 | 0 | 0 | STWD | 0 | 0 | 0 | 0 | 0 | 0
| Levelized Retrofit Capital Costs by Reporting Type | EI_Canada | EI_Canada | On-shore Wind | WT | 0 | 0 | 0 | 0 | 0 | 0 | WT | 0 | 0 | 0 | 0 | 0 | 0
| Levelized Retrofit Capital Costs by Reporting Type | EI_Canada | EI_Canada | Coal | IGCC | 0 | 0 | 0 | 0 | 0 | 0 | IGCC | 0 | 0 | 0 | 0 | 0 | 0
| Levelized Retrofit Capital Costs by Reporting Type | EI_Canada | EI_Canada | DR | DemandResponse | 0 | 0 | 0 | 0 | 0 | 0 | DemandResponse | 0 | 0 | 0 | 0 | 0 | 0
| Levelized Retrofit Capital Costs by Reporting Type | EI_Canada | EI_Canada | Coal-CCS | IGCC-CCS | 0 | 0 | 0 | 0 | 0 | 0 | IGCC-CCS | 0 | 0 | 0 | 0 | 0 | 0
| Levelized Retrofit Capital Costs by Reporting Type | EI_Canada | EI_Canada | Off-shore Wind | WT_off | 0 | 0 | 0 | 0 | 0 | 0 | WT_off | 0 | 0 | 0 | 0 | 0 | 0
| Levelized Retrofit Capital Costs by Reporting Type | EI_Canada | EI_Canada | Other | PseudoUnit | 0 | 0 | 0 | 0 | 0 | 0 | PseudoUnit | 0 | 0 | 0 | 0 | 0 | 0
| Levelized Retrofit Capital Costs by Reporting Type | EI_Canada | EI_Canada | HQ/Maritimes | FixedInterchange | 0 | 0 | 0 | 0 | 0 | 0 | FixedInterchange | 0 | 0 | 0 | 0 | 0 | 0
Levelized Retrofit Capital Costs by Reporting Type
| Levelized Retrofit Capital Costs by Reporting Type |  |  |  | Levelized Retrofit Capital Costs by Reporting Type: EI | [6 empty] | Levelized Retrofit Capital Costs by Reporting Type: EI
| Levelized Retrofit Capital Costs by Reporting Type |  |  |  | ReportingType | 2015 | 2020 | 2025 | 2030 | 2035 | 2040 | ReportingType | 2015 | 2020 | 2025 | 2030 | 2035 | 2040
| Levelized Retrofit Capital Costs by Reporting Type | EI | EI | Other Renew | BM | 0 | 0 | 0 | 0 | 0 | 0 | BM | 0 | 0 | 0 | 0 | 0 | 0
| Levelized Retrofit Capital Costs by Reporting Type | EI | EI | CC | CC | 0 | 0 | 0 | 0 | 0 | 0 | CC | 0 | 0 | 0 | 0 | 0 | 0
| Levelized Retrofit Capital Costs by Reporting Type | EI | EI | Other Renew | CSP | 0 | 0 | 0 | 0 | 0 | 0 | CSP | 0 | 0 | 0 | 0 | 0 | 0
| Levelized Retrofit Capital Costs by Reporting Type | EI | EI | CT | CT | 0 | 0 | 0 | 0 | 0 | 0 | CT | 0 | 0 | 0 | 0 | 0 | 0
| Levelized Retrofit Capital Costs by Reporting Type | EI | EI | Coal | Coal | 1023.76 | 1471.66 | 1250.04 | 1444.72 | 2466.66 | 1716.67 | Coal | 1023.13 | 1342.65 | 1404.55 | 1584.22 | 2336.94 | 1768.98
| Levelized Retrofit Capital Costs by Reporting Type | EI | EI | Other Renew | Geo | 0 | 0 | 0 | 0 | 0 | 0 | Geo | 0 | 0 | 0 | 0 | 0 | 0
| Levelized Retrofit Capital Costs by Reporting Type | EI | EI | Hydro | H | 0 | 0 | 0 | 0 | 0 | 0 | H | 0 | 0 | 0 | 0 | 0 | 0
| Levelized Retrofit Capital Costs by Reporting Type | EI | EI | Other Renew | LFG | 0 | 0 | 0 | 0 | 0 | 0 | LFG | 0 | 0 | 0 | 0 | 0 | 0
| Levelized Retrofit Capital Costs by Reporting Type | EI | EI | Nuclear | Nuc | 0 | 0 | 0 | 0 | 0 | 0 | Nuc | 0 | 0 | 0 | 0 | 0 | 0
| Levelized Retrofit Capital Costs by Reporting Type | EI | EI | Other | PS | 0 | 0 | 0 | 0 | 0 | 0 | PS | 0 | 0 | 0 | 0 | 0 | 0
| Levelized Retrofit Capital Costs by Reporting Type | EI | EI | Other Renew | PV | 0 | 0 | 0 | 0 | 0 | 0 | PV | 0 | 0 | 0 | 0 | 0 | 0
| Levelized Retrofit Capital Costs by Reporting Type | EI | EI | CT | PeakG | 0 | 0 | 0 | 0 | 0 | 0 | PeakG | 0 | 0 | 0 | 0 | 0 | 0
| Levelized Retrofit Capital Costs by Reporting Type | EI | EI | CT | PeakO | 0 | 0 | 0 | 0 | 0 | 0 | PeakO | 0 | 0 | 0 | 0 | 0 | 0
| Levelized Retrofit Capital Costs by Reporting Type | EI | EI | Other Renew | ST | 0 | 0 | 0 | 0 | 0 | 0 | ST | 0 | 0 | 0 | 0 | 0 | 0
| Levelized Retrofit Capital Costs by Reporting Type | EI | EI | Steam O/G | STOG | 0 | 0 | 0 | 0 | 0 | 0 | STOG | 0 | 0 | 0 | 0 | 0 | 0
| Levelized Retrofit Capital Costs by Reporting Type | EI | EI | Other Renew | STWD | 0 | 0 | 0 | 0 | 0 | 0 | STWD | 0 | 0 | 0 | 0 | 0 | 0
| Levelized Retrofit Capital Costs by Reporting Type | EI | EI | On-shore Wind | WT | 0 | 0 | 0 | 0 | 0 | 0 | WT | 0 | 0 | 0 | 0 | 0 | 0
| Levelized Retrofit Capital Costs by Reporting Type | EI | EI | Coal | IGCC | 0 | 0 | 0 | 0 | 0 | 0 | IGCC | 0 | 0 | 0 | 0 | 0 | 0
| Levelized Retrofit Capital Costs by Reporting Type | EI | EI | DR | DemandResponse | 0 | 0 | 0 | 0 | 0 | 0 | DemandResponse | 0 | 0 | 0 | 0 | 0 | 0
| Levelized Retrofit Capital Costs by Reporting Type | EI | EI | Coal-CCS | IGCC-CCS | 0 | 0 | 0 | 0 | 0 | 0 | IGCC-CCS | 0 | 0 | 0 | 0 | 0 | 0
| Levelized Retrofit Capital Costs by Reporting Type | EI | EI | Off-shore Wind | WT_off | 0 | 0 | 0 | 0 | 0 | 0 | WT_off | 0 | 0 | 0 | 0 | 0 | 0
| Levelized Retrofit Capital Costs by Reporting Type | EI | EI | Other | PseudoUnit | 0 | 0 | 0 | 0 | 0 | 0 | PseudoUnit | 0 | 0 | 0 | 0 | 0 | 0
| Levelized Retrofit Capital Costs by Reporting Type | EI | EI | HQ/Maritimes | FixedInterchange | 0 | 0 | 0 | 0 | 0 | 0 | FixedInterchange | 0 | 0 | 0 | 0 | 0 | 0
Levelized Retrofit Capital Costs by Reporting Type
| Levelized Retrofit Capital Costs by Reporting Type |  |  |  | Levelized Retrofit Capital Costs by Reporting Type: Outside_EI | [6 empty] | Levelized Retrofit Capital Costs by Reporting Type: Outside_EI
| Levelized Retrofit Capital Costs by Reporting Type |  |  |  | ReportingType | 2015 | 2020 | 2025 | 2030 | 2035 | 2040 | ReportingType | 2015 | 2020 | 2025 | 2030 | 2035 | 2040
| Levelized Retrofit Capital Costs by Reporting Type | Outside_EI | Outside_EI | Other Renew | BM | 0 | 0 | 0 | 0 | 0 | 0 | BM | 0 | 0 | 0 | 0 | 0 | 0
| Levelized Retrofit Capital Costs by Reporting Type | Outside_EI | Outside_EI | CC | CC | 0 | 0 | 0 | 0 | 0 | 0 | CC | 0 | 0 | 0 | 0 | 0 | 0
| Levelized Retrofit Capital Costs by Reporting Type | Outside_EI | Outside_EI | Other Renew | CSP | 0 | 0 | 0 | 0 | 0 | 0 | CSP | 0 | 0 | 0 | 0 | 0 | 0
| Levelized Retrofit Capital Costs by Reporting Type | Outside_EI | Outside_EI | CT | CT | 0 | 0 | 0 | 0 | 0 | 0 | CT | 0 | 0 | 0 | 0 | 0 | 0
| Levelized Retrofit Capital Costs by Reporting Type | Outside_EI | Outside_EI | Coal | Coal | 161.35 | 143.64 | 530.88 | 516.7 | 204.14 | 107.71 | Coal | 161.28 | 141.79 | 529.13 | 551.07 | 305.69 | 174.88
| Levelized Retrofit Capital Costs by Reporting Type | Outside_EI | Outside_EI | Other Renew | Geo | 0 | 0 | 0 | 0 | 0 | 0 | Geo | 0 | 0 | 0 | 0 | 0 | 0
| Levelized Retrofit Capital Costs by Reporting Type | Outside_EI | Outside_EI | Hydro | H | 0 | 0 | 0 | 0 | 0 | 0 | H | 0 | 0 | 0 | 0 | 0 | 0
| Levelized Retrofit Capital Costs by Reporting Type | Outside_EI | Outside_EI | Other Renew | LFG | 0 | 0 | 0 | 0 | 0 | 0 | LFG | 0 | 0 | 0 | 0 | 0 | 0
| Levelized Retrofit Capital Costs by Reporting Type | Outside_EI | Outside_EI | Nuclear | Nuc | 0 | 0 | 0 | 0 | 0 | 0 | Nuc | 0 | 0 | 0 | 0 | 0 | 0
| Levelized Retrofit Capital Costs by Reporting Type | Outside_EI | Outside_EI | Other | PS | 0 | 0 | 0 | 0 | 0 | 0 | PS | 0 | 0 | 0 | 0 | 0 | 0
| Levelized Retrofit Capital Costs by Reporting Type | Outside_EI | Outside_EI | Other Renew | PV | 0 | 0 | 0 | 0 | 0 | 0 | PV | 0 | 0 | 0 | 0 | 0 | 0
| Levelized Retrofit Capital Costs by Reporting Type | Outside_EI | Outside_EI | CT | PeakG | 0 | 0 | 0 | 0 | 0 | 0 | PeakG | 0 | 0 | 0 | 0 | 0 | 0
| Levelized Retrofit Capital Costs by Reporting Type | Outside_EI | Outside_EI | CT | PeakO | 0 | 0 | 0 | 0 | 0 | 0 | PeakO | 0 | 0 | 0 | 0 | 0 | 0
| Levelized Retrofit Capital Costs by Reporting Type | Outside_EI | Outside_EI | Other Renew | ST | 0 | 0 | 0 | 0 | 0 | 0 | ST | 0 | 0 | 0 | 0 | 0 | 0
| Levelized Retrofit Capital Costs by Reporting Type | Outside_EI | Outside_EI | Steam O/G | STOG | 0 | 0 | 0 | 0 | 0 | 0 | STOG | 0 | 0 | 0 | 0 | 0 | 0
| Levelized Retrofit Capital Costs by Reporting Type | Outside_EI | Outside_EI | Other Renew | STWD | 0 | 0 | 0 | 0 | 0 | 0 | STWD | 0 | 0 | 0 | 0 | 0 | 0
| Levelized Retrofit Capital Costs by Reporting Type | Outside_EI | Outside_EI | On-shore Wind | WT | 0 | 0 | 0 | 0 | 0 | 0 | WT | 0 | 0 | 0 | 0 | 0 | 0
| Levelized Retrofit Capital Costs by Reporting Type | Outside_EI | Outside_EI | Coal | IGCC | 0 | 0 | 0 | 0 | 0 | 0 | IGCC | 0 | 0 | 0 | 0 | 0 | 0
| Levelized Retrofit Capital Costs by Reporting Type | Outside_EI | Outside_EI | DR | DemandResponse | 0 | 0 | 0 | 0 | 0 | 0 | DemandResponse | 0 | 0 | 0 | 0 | 0 | 0
| Levelized Retrofit Capital Costs by Reporting Type | Outside_EI | Outside_EI | Coal-CCS | IGCC-CCS | 0 | 0 | 0 | 0 | 0 | 0 | IGCC-CCS | 0 | 0 | 0 | 0 | 0 | 0
| Levelized Retrofit Capital Costs by Reporting Type | Outside_EI | Outside_EI | Off-shore Wind | WT_off | 0 | 0 | 0 | 0 | 0 | 0 | WT_off | 0 | 0 | 0 | 0 | 0 | 0
| Levelized Retrofit Capital Costs by Reporting Type | Outside_EI | Outside_EI | Other | PseudoUnit | 0 | 0 | 0 | 0 | 0 | 0 | PseudoUnit | 0 | 0 | 0 | 0 | 0 | 0
| Levelized Retrofit Capital Costs by Reporting Type | Outside_EI | Outside_EI | HQ/Maritimes | FixedInterchange | 0 | 0 | 0 | 0 | 0 | 0 | FixedInterchange | 0 | 0 | 0 | 0 | 0 | 0
#14 Total Costs ($million) |  |  |  |  | #14 | 2015: Total Costs ($million) | #14 | Total Costs ($million)
[5 empty] | Total Costs by Reporting Type: Entergy | [6 empty] | Total Costs by Reporting Type: Entergy
[5 empty] | ReportingType | 2015 | 2020 | 2025 | 2030 | 2035 | 2040 | ReportingType | 2015 | 2020 | 2025 | 2030 | 2035 | 2040
| Total Costs by Reporting Type | ENT | Southwest | Other Renew | BM | 0 | 0 | 0 | 0 | 0.05 | 5393.59 | BM | 0 | 0 | 0 | 0 | 3173.58 | 9338.31
| Total Costs by Reporting Type | ENT | Southwest | CC | CC | 4660.58 | 5111.29 | 3367.57 | 3789.12 | 3628.18 | 2978.93 | CC | 5012.78 | 7841.66 | 8273.34 | 7926.38 | 7078.92 | 3397.19
| Total Costs by Reporting Type | ENT | Southwest | Other Renew | CSP | 0 | 0 | 0 | 0 | 0 | 0 | CSP | 0 | 0 | 0 | 0 | 0 | 0
| Total Costs by Reporting Type | ENT | Southwest | CT | CT | 0 | 0.02 | 0.02 | 0.02 | 0.02 | 0.01 | CT | 0 | 0 | 0 | 0 | 0 | 0
| Total Costs by Reporting Type | ENT | Southwest | Coal | Coal | 3882.18 | 944.18 | 431.87 | 223.57 | 223.58 | 223.61 | Coal | 3594.04 | 548.97 | 264.92 | 223.42 | 223.42 | 223.42
| Total Costs by Reporting Type | ENT | Southwest | Other Renew | Geo | 0 | 0 | 0 | 0 | 0 | 0 | Geo | 0 | 0 | 0 | 0 | 0 | 0
| Total Costs by Reporting Type | ENT | Southwest | Hydro | H | 10.6 | 10.6 | 10.6 | 10.61 | 391.98 | 391.98 | H | 10.6 | 10.6 | 10.6 | 10.6 | 391.98 | 391.98
| Total Costs by Reporting Type | ENT | Southwest | Other Renew | LFG | 0.97 | 0.97 | 34.17 | 34.17 | 34.17 | 34.17 | LFG | 0.97 | 0.97 | 34.17 | 34.17 | 34.17 | 34.17
| Total Costs by Reporting Type | ENT | Southwest | Nuclear | Nuc | 1262.64 | 1285.77 | 1294.04 | 1301.94 | 1099.78 | 1464.31 | Nuc | 1262.64 | 1285.77 | 1294.03 | 1301.93 | 1099.75 | 1464.17
| Total Costs by Reporting Type | ENT | Southwest | Other | PS | 1.4 | 1.4 | 1.4 | 1.4 | 1.4 | 1.4 | PS | 1.4 | 1.4 | 1.4 | 1.4 | 1.4 | 1.4
| Total Costs by Reporting Type | ENT | Southwest | Other Renew | PV | 0.02 | 21.8 | 31.35 | 31.35 | 31.34 | 11.04 | PV | 0.11 | 21.81 | 31.37 | 31.37 | 31.27 | 11.05
| Total Costs by Reporting Type | ENT | Southwest | CT | PeakG | 47.54 | 69.99 | 49.3 | 63.11 | 67.01 | 67.01 | PeakG | 47.54 | 69.98 | 49.8 | 14.04 | 12.03 | 12.03
| Total Costs by Reporting Type | ENT | Southwest | CT | PeakO | 4.43 | 5.87 | 5.08 | 5.22 | 0.03 | 0.03 | PeakO | 4.42 | 5.87 | 0 | 0 | 0 | 0
| Total Costs by Reporting Type | ENT | Southwest | Other Renew | ST | 0 | 0 | 0 | 0 | 0 | 0 | ST | 0 | 0 | 0 | 0 | 0 | 0
| Total Costs by Reporting Type | ENT | Southwest | Steam O/G | STOG | 144.36 | 166 | 151.88 | 84.65 | 0.02 | 0.02 | STOG | 101.15 | 115.49 | 0 | 0 | 0 | 0
| Total Costs by Reporting Type | ENT | Southwest | Other Renew | STWD | 10.03 | 12.19 | 13.42 | 33.64 | 133.79 | 85.3 | STWD | 9.07 | 14.95 | 13.42 | 70.53 | 133.79 | 84.84
| Total Costs by Reporting Type | ENT | Southwest | On-shore Wind | WT | 3.68 | 3.68 | 3.69 | 3.69 | 3.68 | 3.68 | WT | 3.67 | 3.67 | 3.67 | 32.01 | 683.94 | 683.94
| Total Costs by Reporting Type | ENT | Southwest | Coal | IGCC | 0 | 0.01 | 0.01 | 0.01 | 0.01 | 0.01 | IGCC | 0 | 0 | 0 | 0 | 0 | 0
| Total Costs by Reporting Type | ENT | Southwest | DR | DemandResponse | 0 | 0 | 0 | 0 | 0 | 0 | DemandResponse | 0 | 0 | 0 | 0 | 0 | 0
| Total Costs by Reporting Type | ENT | Southwest | Coal-CCS | IGCC-CCS | 0 | 0 | 0.01 | 0.01 | 0.02 | 0.02 | IGCC-CCS | 0 | 0 | 0 | 0 | 0 | 0
| Total Costs by Reporting Type | ENT | Southwest | Off-shore Wind | WT_off | 0 | 0 | 0 | 0 | 0 | 0 | WT_off | 0 | 0 | 0 | 0 | 0 | 0
| Total Costs by Reporting Type | ENT | Southwest | Other | PseudoUnit | 0 | 0 | 0 | 0 | 0 | 0 | PseudoUnit | 0 | 0 | 0 | 0 | 0 | 0
| Total Costs by Reporting Type | ENT | Southwest | HQ/Maritimes | FixedInterchange | 0 | 0 | 0 | 0 | 0 | 0 | FixedInterchange | 0 | 0 | 0 | 0 | 0 | 0
Total Costs by Reporting Type
| Total Costs by Reporting Type |  |  |  | Total Costs by Reporting Type: FRCC | [6 empty] | Total Costs by Reporting Type: FRCC
| Total Costs by Reporting Type |  |  |  | ReportingType | 2015 | 2020 | 2025 | 2030 | 2035 | 2040 | ReportingType | 2015 | 2020 | 2025 | 2030 | 2035 | 2040
| Total Costs by Reporting Type | FRCC | South | Other Renew | BM | 0 | 0 | 0 | 0 | 0.18 | 1562.08 | BM | 0 | 0 | 0 | 0 | 0 | 1571.59
| Total Costs by Reporting Type | FRCC | South | CC | CC | 13927.56 | 16144.49 | 15932.84 | 11074.3 | 8161.65 | 5103.84 | CC | 13808.06 | 16027.96 | 16395.89 | 10775.05 | 7540.46 | 5443.93
| Total Costs by Reporting Type | FRCC | South | Other Renew | CSP | 0 | 0 | 0 | 0 | 0 | 0 | CSP | 0 | 0 | 0 | 0 | 0 | 0
| Total Costs by Reporting Type | FRCC | South | CT | CT | 262.19 | 268.12 | 244.95 | 250.91 | 0 | 0 | CT | 264.06 | 320.86 | 328.66 | 267.04 | 0 | 0
| Total Costs by Reporting Type | FRCC | South | Coal | Coal | 1249.73 | 532.96 | 14.73 | 0.88 | 1.53 | 1.64 | Coal | 1390.46 | 684.01 | 254.32 | 286.84 | 657.52 | 767.19
| Total Costs by Reporting Type | FRCC | South | Other Renew | Geo | 0 | 0 | 0 | 0 | 0 | 0 | Geo | 0 | 0 | 0 | 0 | 0 | 0
| Total Costs by Reporting Type | FRCC | South | Hydro | H | 0.78 | 0.79 | 0.79 | 0.79 | 0.8 | 0.82 | H | 0.78 | 0.78 | 0.78 | 0.78 | 0.78 | 0.78
| Total Costs by Reporting Type | FRCC | South | Other Renew | LFG | 58.68 | 58.68 | 120.69 | 120.69 | 120.69 | 120.69 | LFG | 58.68 | 58.68 | 120.69 | 120.69 | 120.69 | 120.69
| Total Costs by Reporting Type | FRCC | South | Nuclear | Nuc | 960.37 | 1000.2 | 3251.62 | 12109.72 | 17905.65 | 20309.27 | Nuc | 960.37 | 1000.19 | 3370.59 | 12328.55 | 17900.25 | 19862.1
| Total Costs by Reporting Type | FRCC | South | Other | PS | 0 | 0 | 0 | 0 | 0 | 0 | PS | 0 | 0 | 0 | 0 | 0 | 0
| Total Costs by Reporting Type | FRCC | South | Other Renew | PV | 0.75 | 0.75 | 0.76 | 0.75 | 0.75 | 0.75 | PV | 0.75 | 0.75 | 0.75 | 0.75 | 0.75 | 0.75
| Total Costs by Reporting Type | FRCC | South | CT | PeakG | 190.02 | 272.13 | 213.12 | 144.37 | 148.22 | 150.97 | PeakG | 190.12 | 289.46 | 225.37 | 168.53 | 180.74 | 180.51
| Total Costs by Reporting Type | FRCC | South | CT | PeakO | 64.61 | 83.43 | 68.43 | 0.01 | 0.01 | 0.01 | PeakO | 64.61 | 83.43 | 25.75 | 0 | 0 | 0
| Total Costs by Reporting Type | FRCC | South | Other Renew | ST | 0 | 0 | 0 | 0 | 0 | 0 | ST | 0 | 0 | 0 | 0 | 0 | 0
| Total Costs by Reporting Type | FRCC | South | Steam O/G | STOG | 11.91 | 13.45 | 0.02 | 0.01 | 0.01 | 0.01 | STOG | 0 | 0 | 0 | 0 | 0 | 0
| Total Costs by Reporting Type | FRCC | South | Other Renew | STWD | 16.26 | 24.56 | 110.45 | 110.45 | 110.46 | 70.64 | STWD | 16.26 | 29.9 | 110.46 | 110.46 | 110.46 | 70.64
| Total Costs by Reporting Type | FRCC | South | On-shore Wind | WT | 0 | 0 | 0 | 0 | 0 | 0 | WT | 0 | 0 | 0 | 0 | 0 | 0
| Total Costs by Reporting Type | FRCC | South | Coal | IGCC | 0 | 0.01 | 0.01 | 0.01 | 0.02 | 0.02 | IGCC | 0 | 0 | 0 | 0 | 0 | 0
| Total Costs by Reporting Type | FRCC | South | DR | DemandResponse | 0 | 0 | 0 | 0 | 0 | 0 | DemandResponse | 0 | 0 | 0 | 0 | 0 | 0
| Total Costs by Reporting Type | FRCC | South | Coal-CCS | IGCC-CCS | 0 | 0.01 | 0.01 | 0.02 | 0.03 | 0.03 | IGCC-CCS | 0 | 0 | 0 | 0 | 0 | 0
| Total Costs by Reporting Type | FRCC | South | Off-shore Wind | WT_off | 0 | 0 | 0 | 0 | 0 | 0 | WT_off | 0 | 0 | 0 | 0 | 0 | 0
| Total Costs by Reporting Type | FRCC | South | Other | PseudoUnit | 0 | 0 | 0 | 0 | 0 | 0 | PseudoUnit | 0 | 0 | 0 | 0 | 0 | 0
| Total Costs by Reporting Type | FRCC | South | HQ/Maritimes | FixedInterchange | 0 | 0 | 0 | 0 | 0 | 0 | FixedInterchange | 0 | 0 | 0 | 0 | 0 | 0
Total Costs by Reporting Type
| Total Costs by Reporting Type |  |  |  | Total Costs by Reporting Type: MAPP_US | [6 empty] | Total Costs by Reporting Type: MAPP_US
| Total Costs by Reporting Type |  |  |  | ReportingType | 2015 | 2020 | 2025 | 2030 | 2035 | 2040 | ReportingType | 2015 | 2020 | 2025 | 2030 | 2035 | 2040
| Total Costs by Reporting Type | MAPP_US | Midwest | Other Renew | BM | 0 | 0 | 0 | 0 | 0.02 | 16.27 | BM | 0 | 0 | 0 | 0 | 0 | 0
| Total Costs by Reporting Type | MAPP_US | Midwest | CC | CC | 91.55 | 23.4 | 21.89 | 18.64 | 24.48 | 16.33 | CC | 77.65 | 23.42 | 59.25 | 45.75 | 64.43 | 88.03
| Total Costs by Reporting Type | MAPP_US | Midwest | Other Renew | CSP | 0 | 0 | 0 | 0 | 0 | 0 | CSP | 0 | 0 | 0 | 0 | 0 | 0
| Total Costs by Reporting Type | MAPP_US | Midwest | CT | CT | 27.97 | 37.27 | 37.27 | 50.19 | 28.3 | 19.71 | CT | 27.96 | 39.12 | 39.12 | 65.79 | 41.51 | 46.68
| Total Costs by Reporting Type | MAPP_US | Midwest | Coal | Coal | 661.68 | 272.46 | 43.23 | 33.06 | 33.08 | 33.11 | Coal | 683.18 | 326.59 | 90.71 | 45.16 | 45.16 | 46.53
| Total Costs by Reporting Type | MAPP_US | Midwest | Other Renew | Geo | 3.95 | 3.95 | 3.95 | 3.95 | 3.95 | 3.95 | Geo | 3.95 | 3.95 | 3.95 | 3.95 | 3.95 | 3.95
| Total Costs by Reporting Type | MAPP_US | Midwest | Hydro | H | 31.14 | 31.14 | 31.14 | 31.14 | 31.14 | 31.14 | H | 31.14 | 31.14 | 31.14 | 31.14 | 31.14 | 31.14
| Total Costs by Reporting Type | MAPP_US | Midwest | Other Renew | LFG | 0.24 | 0.25 | 0.25 | 22.21 | 22.21 | 22.22 | LFG | 0.24 | 0.24 | 0.24 | 22.22 | 22.22 | 22.22
| Total Costs by Reporting Type | MAPP_US | Midwest | Nuclear | Nuc | 0.01 | 0.01 | 0.02 | 0.02 | 0.09 | 0.06 | Nuc | 0.01 | 0.01 | 0.01 | 0.02 | 0.04 | 0.04
| Total Costs by Reporting Type | MAPP_US | Midwest | Other | PS | 0 | 0 | 0 | 0 | 0 | 0 | PS | 0 | 0 | 0 | 0 | 0 | 0
| Total Costs by Reporting Type | MAPP_US | Midwest | Other Renew | PV | 0.01 | 0.01 | 0.01 | 0 | 0 | 0 | PV | 0 | 0 | 0 | 0 | 0 | 0
| Total Costs by Reporting Type | MAPP_US | Midwest | CT | PeakG | 16.07 | 23.45 | 14.17 | 16.35 | 26.04 | 29.07 | PeakG | 19.66 | 27.38 | 23.09 | 27.51 | 37.5 | 41.77
| Total Costs by Reporting Type | MAPP_US | Midwest | CT | PeakO | 9.5 | 12.94 | 10.38 | 10.38 | 10.38 | 10.38 | PeakO | 9.49 | 12.94 | 10.37 | 10.37 | 10.37 | 10.37
| Total Costs by Reporting Type | MAPP_US | Midwest | Other Renew | ST | 0 | 0 | 0 | 0 | 0 | 0 | ST | 0 | 0 | 0 | 0 | 0 | 0
| Total Costs by Reporting Type | MAPP_US | Midwest | Steam O/G | STOG | 1.58 | 1.87 | 1.6 | 1.6 | 1.6 | 1.6 | STOG | 0.02 | 0.02 | 0.02 | 0.02 | 0.02 | 0.02
| Total Costs by Reporting Type | MAPP_US | Midwest | Other Renew | STWD | 0 | 0 | 0 | 0 | 0 | 0 | STWD | 0 | 0 | 0 | 0 | 0 | 0
| Total Costs by Reporting Type | MAPP_US | Midwest | On-shore Wind | WT | 147.26 | 1126.16 | 1822.97 | 1785.6 | 1731.01 | 885.61 | WT | 147.25 | 1097.75 | 1241.46 | 1204.08 | 1149.5 | 313.92
| Total Costs by Reporting Type | MAPP_US | Midwest | Coal | IGCC | 0 | 0.01 | 0.01 | 0.02 | 0.02 | 0.02 | IGCC | 0 | 0 | 0 | 0 | 0 | 0
| Total Costs by Reporting Type | MAPP_US | Midwest | DR | DemandResponse | 0 | 0 | 0 | 0 | 0 | 0 | DemandResponse | 0 | 0 | 0 | 0 | 0 | 0
| Total Costs by Reporting Type | MAPP_US | Midwest | Coal-CCS | IGCC-CCS | 0 | 0.01 | 0.01 | 0.02 | 0.04 | 0.05 | IGCC-CCS | 0 | 0 | 0 | 0 | 0 | 0
| Total Costs by Reporting Type | MAPP_US | Midwest | Off-shore Wind | WT_off | 0 | 0 | 0 | 0 | 0 | 0 | WT_off | 0 | 0 | 0 | 0 | 0 | 0
| Total Costs by Reporting Type | MAPP_US | Midwest | Other | PseudoUnit | 0 | 0 | 0 | 0 | 0 | 0 | PseudoUnit | 0 | 0 | 0 | 0 | 0 | 0
| Total Costs by Reporting Type | MAPP_US | Midwest | HQ/Maritimes | FixedInterchange | 0 | 0 | 0 | 0 | 0 | 0 | FixedInterchange | 0 | 0 | 0 | 0 | 0 | 0
Total Costs by Reporting Type
| Total Costs by Reporting Type |  |  |  | Total Costs by Reporting Type: MISO_IN | [6 empty] | Total Costs by Reporting Type: MISO_IN
| Total Costs by Reporting Type |  |  |  | ReportingType | 2015 | 2020 | 2025 | 2030 | 2035 | 2040 | ReportingType | 2015 | 2020 | 2025 | 2030 | 2035 | 2040
| Total Costs by Reporting Type | MISO_IN | Midwest | Other Renew | BM | 0 | 0 | 0 | 0 | 216.23 | 3552.7 | BM | 0 | 0 | 0 | 0 | 0 | 0
| Total Costs by Reporting Type | MISO_IN | Midwest | CC | CC | 359.07 | 1204.65 | 874.71 | 1117.08 | 1042.17 | 677.13 | CC | 1210.78 | 8063.71 | 8660.64 | 5916.95 | 5688.48 | 5444.46
| Total Costs by Reporting Type | MISO_IN | Midwest | Other Renew | CSP | 0 | 0 | 0 | 0 | 0 | 0 | CSP | 0 | 0 | 0 | 0 | 0 | 0
| Total Costs by Reporting Type | MISO_IN | Midwest | CT | CT | 0 | 0.01 | 0.01 | 0.01 | 0.01 | 0.01 | CT | 0 | 0 | 0 | 0 | 0 | 0
| Total Costs by Reporting Type | MISO_IN | Midwest | Coal | Coal | 3926.96 | 2808.19 | 535.94 | 653.03 | 1538.19 | 1559.33 | Coal | 3758.05 | 2575.21 | 938.7 | 508.36 | 1513.46 | 1639.01
| Total Costs by Reporting Type | MISO_IN | Midwest | Other Renew | Geo | 0 | 0 | 0 | 0 | 0 | 0 | Geo | 0 | 0 | 0 | 0 | 0 | 0
| Total Costs by Reporting Type | MISO_IN | Midwest | Hydro | H | 1.07 | 1.07 | 1.07 | 1.07 | 1.07 | 1.07 | H | 1.07 | 1.07 | 1.07 | 1.07 | 1.07 | 1.07
| Total Costs by Reporting Type | MISO_IN | Midwest | Other Renew | LFG | 4.47 | 4.47 | 30.1 | 30.11 | 30.11 | 30.1 | LFG | 4.47 | 4.47 | 30.11 | 30.11 | 30.11 | 30.11
| Total Costs by Reporting Type | MISO_IN | Midwest | Nuclear | Nuc | 0.01 | 0.01 | 0.02 | 0.04 | 0.16 | 0.15 | Nuc | 0.01 | 0.01 | 0.01 | 0.02 | 0.08 | 0.07
| Total Costs by Reporting Type | MISO_IN | Midwest | Other | PS | 0 | 0 | 0 | 0 | 0 | 0 | PS | 0 | 0 | 0 | 0 | 0 | 0
| Total Costs by Reporting Type | MISO_IN | Midwest | Other Renew | PV | 0 | 83.98 | 121.99 | 123.39 | 123.39 | 43.19 | PV | 0 | 83.94 | 121.98 | 123.41 | 123.41 | 43.24
| Total Costs by Reporting Type | MISO_IN | Midwest | CT | PeakG | 52.36 | 76.94 | 54.28 | 73.4 | 73.4 | 73.4 | PeakG | 52.91 | 76.94 | 54.27 | 73.39 | 73.39 | 73.39
| Total Costs by Reporting Type | MISO_IN | Midwest | CT | PeakO | 10.59 | 13.5 | 10.82 | 10.82 | 10.82 | 10.82 | PeakO | 10.59 | 13.5 | 10.82 | 10.82 | 10.82 | 10.82
| Total Costs by Reporting Type | MISO_IN | Midwest | Other Renew | ST | 0 | 0 | 0 | 0 | 0 | 0 | ST | 0 | 0 | 0 | 0 | 0 | 0
| Total Costs by Reporting Type | MISO_IN | Midwest | Steam O/G | STOG | 14.75 | 17.34 | 12.85 | 16.42 | 12.44 | 12.44 | STOG | 16.54 | 17.35 | 15.52 | 12.44 | 12.44 | 11.84
| Total Costs by Reporting Type | MISO_IN | Midwest | Other Renew | STWD | 0 | 0 | 0 | 0 | 0 | 0 | STWD | 0 | 0 | 0 | 0 | 0 | 0
| Total Costs by Reporting Type | MISO_IN | Midwest | On-shore Wind | WT | 18.33 | 18.34 | 18.34 | 18.35 | 18.34 | 18.34 | WT | 18.33 | 18.33 | 18.33 | 9864.39 | 9864.39 | 9864.39
| Total Costs by Reporting Type | MISO_IN | Midwest | Coal | IGCC | 464.41 | 507.76 | 275.99 | 245.55 | 245.51 | 245.51 | IGCC | 464.4 | 498.24 | 320.57 | 245.48 | 245.48 | 245.48
| Total Costs by Reporting Type | MISO_IN | Midwest | DR | DemandResponse | 0 | 0 | 0 | 0 | 0 | 0 | DemandResponse | 0 | 0 | 0 | 0 | 0 | 0
| Total Costs by Reporting Type | MISO_IN | Midwest | Coal-CCS | IGCC-CCS | 0 | 0.01 | 0.01 | 0.02 | 0.03 | 0.04 | IGCC-CCS | 0 | 0 | 0 | 0 | 0 | 0
| Total Costs by Reporting Type | MISO_IN | Midwest | Off-shore Wind | WT_off | 0.04 | 0.04 | 0.04 | 0.02 | 0 | 0 | WT_off | 0 | 0 | 0 | 0 | 0 | 0
| Total Costs by Reporting Type | MISO_IN | Midwest | Other | PseudoUnit | 0 | 0 | 0 | 0 | 0 | 0 | PseudoUnit | 0 | 0 | 0 | 0 | 0 | 0
| Total Costs by Reporting Type | MISO_IN | Midwest | HQ/Maritimes | FixedInterchange | 0 | 0 | 0 | 0 | 0 | 0 | FixedInterchange | 0 | 0 | 0 | 0 | 0 | 0
Total Costs by Reporting Type
| Total Costs by Reporting Type |  |  |  | Total Costs by Reporting Type: MISO_MI | [6 empty] | Total Costs by Reporting Type: MISO_MI
| Total Costs by Reporting Type |  |  |  | ReportingType | 2015 | 2020 | 2025 | 2030 | 2035 | 2040 | ReportingType | 2015 | 2020 | 2025 | 2030 | 2035 | 2040
| Total Costs by Reporting Type | MISO_MI | Midwest | Other Renew | BM | 0 | 0 | 0 | 0 | 0.13 | 6.66 | BM | 0 | 0 | 0 | 0 | 0 | 3946.78
| Total Costs by Reporting Type | MISO_MI | Midwest | CC | CC | 797.66 | 784.01 | 464.28 | 433.69 | 404.8 | 329.52 | CC | 2244.65 | 3480.68 | 3896.59 | 2989.48 | 3773.09 | 1085.59
| Total Costs by Reporting Type | MISO_MI | Midwest | Other Renew | CSP | 0 | 0 | 0 | 0 | 0 | 0 | CSP | 0 | 0 | 0 | 0 | 0 | 0
| Total Costs by Reporting Type | MISO_MI | Midwest | CT | CT | 0 | 0.01 | 0.01 | 0.02 | 0.02 | 0.01 | CT | 0 | 0 | 0 | 0 | 0 | 0
| Total Costs by Reporting Type | MISO_MI | Midwest | Coal | Coal | 1661.32 | 16.1 | 0.64 | 0.65 | 0.94 | 1.02 | Coal | 1790.45 | 15.15 | 0.01 | 0 | 0.01 | 0.01
| Total Costs by Reporting Type | MISO_MI | Midwest | Other Renew | Geo | 0 | 0 | 0 | 0 | 0 | 0 | Geo | 0 | 0 | 0 | 0 | 0 | 0
| Total Costs by Reporting Type | MISO_MI | Midwest | Hydro | H | 2.01 | 2.01 | 2.01 | 2.01 | 2.01 | 2.01 | H | 2.01 | 2.01 | 2.01 | 2.01 | 2.01 | 2.01
| Total Costs by Reporting Type | MISO_MI | Midwest | Other Renew | LFG | 19.68 | 34.92 | 72.84 | 72.84 | 72.84 | 63.13 | LFG | 19.68 | 19.68 | 72.59 | 72.59 | 72.59 | 72.59
| Total Costs by Reporting Type | MISO_MI | Midwest | Nuclear | Nuc | 449.71 | 452.56 | 461.47 | 464.46 | 273.55 | 529.6 | Nuc | 449.71 | 452.56 | 461.47 | 464.43 | 484.8 | 740.78
| Total Costs by Reporting Type | MISO_MI | Midwest | Other | PS | 44.44 | 44.44 | 44.44 | 44.44 | 44.44 | 44.44 | PS | 44.44 | 44.44 | 44.44 | 44.44 | 44.44 | 44.44
| Total Costs by Reporting Type | MISO_MI | Midwest | Other Renew | PV | 0 | 0 | 0.01 | 0 | 0 | 0 | PV | 0 | 0 | 0 | 0 | 0 | 0
| Total Costs by Reporting Type | MISO_MI | Midwest | CT | PeakG | 63.94 | 89.89 | 71.68 | 85.64 | 85.64 | 85.64 | PeakG | 62.75 | 89.89 | 71.67 | 85.63 | 85.63 | 85.63
| Total Costs by Reporting Type | MISO_MI | Midwest | CT | PeakO | 15.67 | 19.97 | 16.01 | 16.01 | 16.01 | 16.01 | PeakO | 15.67 | 19.97 | 16.01 | 16.01 | 16.01 | 16.01
| Total Costs by Reporting Type | MISO_MI | Midwest | Other Renew | ST | 0 | 0 | 0 | 0 | 0 | 0 | ST | 0 | 0 | 0 | 0 | 0 | 0
| Total Costs by Reporting Type | MISO_MI | Midwest | Steam O/G | STOG | 149.88 | 169.86 | 127.14 | 127.14 | 127.13 | 127.13 | STOG | 149.88 | 161.1 | 146.63 | 127.13 | 127.13 | 109.07
| Total Costs by Reporting Type | MISO_MI | Midwest | Other Renew | STWD | 95.36 | 96.67 | 71.52 | 76.6 | 95.46 | 75.6 | STWD | 95.36 | 49.01 | 15.19 | 27.36 | 95.46 | 95.46
| Total Costs by Reporting Type | MISO_MI | Midwest | On-shore Wind | WT | 542.7 | 574.64 | 574.65 | 574.64 | 93.66 | 65.29 | WT | 542.69 | 663.98 | 692.15 | 692.15 | 211.17 | 103.45
| Total Costs by Reporting Type | MISO_MI | Midwest | Coal | IGCC | 0 | 0.01 | 0.01 | 0.01 | 0.02 | 0.02 | IGCC | 0 | 0 | 0 | 0 | 0 | 0
| Total Costs by Reporting Type | MISO_MI | Midwest | DR | DemandResponse | 0 | 0 | 0 | 0 | 0 | 0 | DemandResponse | 0 | 0 | 0 | 0 | 0 | 0
| Total Costs by Reporting Type | MISO_MI | Midwest | Coal-CCS | IGCC-CCS | 0 | 0.01 | 0.01 | 0.02 | 0.04 | 0.04 | IGCC-CCS | 0 | 0 | 0 | 0 | 0 | 0
| Total Costs by Reporting Type | MISO_MI | Midwest | Off-shore Wind | WT_off | 0.04 | 0.04 | 0.04 | 0.03 | 0 | 0 | WT_off | 0 | 0 | 0 | 0 | 0 | 0
| Total Costs by Reporting Type | MISO_MI | Midwest | Other | PseudoUnit | 0 | 0 | 0 | 0 | 0 | 0 | PseudoUnit | 0 | 0 | 0 | 0 | 0 | 0
| Total Costs by Reporting Type | MISO_MI | Midwest | HQ/Maritimes | FixedInterchange | 0 | 0 | 0 | 0 | 0 | 0 | FixedInterchange | 0 | 0 | 0 | 0 | 0 | 0
Total Costs by Reporting Type
| Total Costs by Reporting Type |  |  |  | Total Costs by Reporting Type: MISO_MO-IL | [6 empty] | Total Costs by Reporting Type: MISO_MO-IL
| Total Costs by Reporting Type |  |  |  | ReportingType | 2015 | 2020 | 2025 | 2030 | 2035 | 2040 | ReportingType | 2015 | 2020 | 2025 | 2030 | 2035 | 2040
| Total Costs by Reporting Type | MISO_MO-IL | Midwest | Other Renew | BM | 0 | 0 | 0 | 0 | 0.05 | 0.06 | BM | 0 | 0 | 0 | 0 | 0 | 0
| Total Costs by Reporting Type | MISO_MO-IL | Midwest | CC | CC | 203.15 | 241.65 | 110.19 | 122.92 | 121.25 | 94.62 | CC | 203.21 | 961.16 | 1033.09 | 501.21 | 504.79 | 465.24
| Total Costs by Reporting Type | MISO_MO-IL | Midwest | Other Renew | CSP | 0 | 0 | 0 | 0 | 0 | 0 | CSP | 0 | 0 | 0 | 0 | 0 | 0
| Total Costs by Reporting Type | MISO_MO-IL | Midwest | CT | CT | 0 | 0.01 | 0.01 | 0.01 | 0.01 | 0.01 | CT | 0 | 0 | 0 | 0 | 0 | 0
| Total Costs by Reporting Type | MISO_MO-IL | Midwest | Coal | Coal | 5009.21 | 2040.35 | 806.53 | 722.45 | 865.15 | 875.14 | Coal | 5174.99 | 2147.45 | 1007.76 | 755.38 | 943.88 | 950.26
| Total Costs by Reporting Type | MISO_MO-IL | Midwest | Other Renew | Geo | 0 | 0 | 0 | 0 | 0 | 0 | Geo | 0 | 0 | 0 | 0 | 0 | 0
| Total Costs by Reporting Type | MISO_MO-IL | Midwest | Hydro | H | 5.01 | 5.2 | 5.2 | 101.32 | 101.32 | 101.32 | H | 5.01 | 17.13 | 101.89 | 101.89 | 101.89 | 101.89
| Total Costs by Reporting Type | MISO_MO-IL | Midwest | Other Renew | LFG | 2.18 | 2.18 | 2.2 | 76.1 | 76.1 | 76.1 | LFG | 2.17 | 2.17 | 76.11 | 76.11 | 76.11 | 76.11
| Total Costs by Reporting Type | MISO_MO-IL | Midwest | Nuclear | Nuc | 493.74 | 512.79 | 521.94 | 524.99 | 525 | 525.01 | Nuc | 493.74 | 512.79 | 521.93 | 524.97 | 524.97 | 524.97
| Total Costs by Reporting Type | MISO_MO-IL | Midwest | Other | PS | 10.45 | 10.45 | 10.45 | 10.45 | 10.45 | 10.45 | PS | 10.45 | 10.45 | 10.45 | 10.45 | 10.45 | 10.45
| Total Costs by Reporting Type | MISO_MO-IL | Midwest | Other Renew | PV | 0 | 0 | 0.01 | 0 | 0 | 0 | PV | 0 | 0 | 0 | 0 | 0 | 0
| Total Costs by Reporting Type | MISO_MO-IL | Midwest | CT | PeakG | 90.32 | 117.85 | 80.73 | 112.93 | 110.73 | 110.49 | PeakG | 103.55 | 162.2 | 95.75 | 151.23 | 125.13 | 148.69
| Total Costs by Reporting Type | MISO_MO-IL | Midwest | CT | PeakO | 21.48 | 28.65 | 22.96 | 22.96 | 22.96 | 22.96 | PeakO | 21.48 | 28.65 | 22.96 | 22.96 | 22.96 | 22.96
| Total Costs by Reporting Type | MISO_MO-IL | Midwest | Other Renew | ST | 0 | 0 | 0 | 0 | 0 | 0 | ST | 0 | 0 | 0 | 0 | 0 | 0
| Total Costs by Reporting Type | MISO_MO-IL | Midwest | Steam O/G | STOG | 27.66 | 30.79 | 26.39 | 26.39 | 26.39 | 26.39 | STOG | 26.49 | 31.32 | 26.98 | 26.39 | 26.39 | 24.88
| Total Costs by Reporting Type | MISO_MO-IL | Midwest | Other Renew | STWD | 0 | 0 | 0 | 0 | 0 | 0 | STWD | 0 | 0 | 0 | 0 | 0 | 0
| Total Costs by Reporting Type | MISO_MO-IL | Midwest | On-shore Wind | WT | 89.91 | 89.91 | 1406.71 | 1406.74 | 1338.22 | 1338.22 | WT | 89.9 | 89.9 | 3001.06 | 6422.69 | 6354.17 | 6354.17
| Total Costs by Reporting Type | MISO_MO-IL | Midwest | Coal | IGCC | 0 | 0 | 0.01 | 0.01 | 0.01 | 0.01 | IGCC | 0 | 0 | 0 | 0 | 0 | 0
| Total Costs by Reporting Type | MISO_MO-IL | Midwest | DR | DemandResponse | 0 | 0 | 0 | 0 | 0 | 0 | DemandResponse | 0 | 0 | 0 | 0 | 0 | 0
| Total Costs by Reporting Type | MISO_MO-IL | Midwest | Coal-CCS | IGCC-CCS | 0 | 0 | 0 | 0.01 | 0.02 | 0.02 | IGCC-CCS | 0 | 0 | 0 | 0 | 0 | 0
| Total Costs by Reporting Type | MISO_MO-IL | Midwest | Off-shore Wind | WT_off | 0 | 0 | 0 | 0 | 0 | 0 | WT_off | 0 | 0 | 0 | 0 | 0 | 0
| Total Costs by Reporting Type | MISO_MO-IL | Midwest | Other | PseudoUnit | 0 | 0 | 0 | 0 | 0 | 0 | PseudoUnit | 0 | 0 | 0 | 0 | 0 | 0
| Total Costs by Reporting Type | MISO_MO-IL | Midwest | HQ/Maritimes | FixedInterchange | 0 | 0 | 0 | 0 | 0 | 0 | FixedInterchange | 0 | 0 | 0 | 0 | 0 | 0
Total Costs by Reporting Type
| Total Costs by Reporting Type |  |  |  | Total Costs by Reporting Type: MISO_W | [6 empty] | Total Costs by Reporting Type: MISO_W
| Total Costs by Reporting Type |  |  |  | ReportingType | 2015 | 2020 | 2025 | 2030 | 2035 | 2040 | ReportingType | 2015 | 2020 | 2025 | 2030 | 2035 | 2040
| Total Costs by Reporting Type | MISO_W | Midwest | Other Renew | BM | 0 | 0 | 0 | 0 | 0.02 | 0.02 | BM | 0 | 0 | 0 | 0 | 0 | 0
| Total Costs by Reporting Type | MISO_W | Midwest | CC | CC | 701 | 523.08 | 308.41 | 266.69 | 262.1 | 217.91 | CC | 585.86 | 1325.18 | 805.42 | 596.02 | 638.73 | 689.98
| Total Costs by Reporting Type | MISO_W | Midwest | Other Renew | CSP | 0 | 0 | 0 | 0 | 0 | 0 | CSP | 0 | 0 | 0 | 0 | 0 | 0
| Total Costs by Reporting Type | MISO_W | Midwest | CT | CT | 0.01 | 0.03 | 0.03 | 0.04 | 0.04 | 0.02 | CT | 0 | 0 | 0 | 0 | 0 | 0
| Total Costs by Reporting Type | MISO_W | Midwest | Coal | Coal | 4335.86 | 1917.61 | 323.85 | 330.33 | 243.3 | 290.66 | Coal | 4310.88 | 2293.41 | 814.72 | 268.54 | 183.19 | 219.74
| Total Costs by Reporting Type | MISO_W | Midwest | Other Renew | Geo | 0 | 0 | 0 | 0 | 0 | 0 | Geo | 0 | 0 | 0 | 0 | 0 | 0
| Total Costs by Reporting Type | MISO_W | Midwest | Hydro | H | 7.08 | 7.08 | 7.08 | 7.08 | 7.08 | 7.08 | H | 7.08 | 7.08 | 7.08 | 7.08 | 7.08 | 7.08
| Total Costs by Reporting Type | MISO_W | Midwest | Other Renew | LFG | 24.75 | 24.75 | 24.76 | 48.33 | 48.33 | 48.33 | LFG | 24.75 | 24.75 | 24.75 | 48.33 | 48.33 | 48.33
| Total Costs by Reporting Type | MISO_W | Midwest | Nuclear | Nuc | 539.99 | 543.1 | 552.83 | 814.84 | 0.06 | 0.07 | Nuc | 539.99 | 543.1 | 552.83 | 814.83 | 0.05 | 0.05
| Total Costs by Reporting Type | MISO_W | Midwest | Other | PS | 0 | 0 | 0 | 0 | 0 | 0 | PS | 0 | 0 | 0 | 0 | 0 | 0
| Total Costs by Reporting Type | MISO_W | Midwest | Other Renew | PV | 0 | 0.01 | 0.01 | 0 | 0 | 0 | PV | 0 | 0 | 0 | 0 | 0 | 0
| Total Costs by Reporting Type | MISO_W | Midwest | CT | PeakG | 105.44 | 123.56 | 89.98 | 105.18 | 108.72 | 108.73 | PeakG | 109.69 | 156.84 | 93.64 | 144.64 | 148.08 | 160.32
| Total Costs by Reporting Type | MISO_W | Midwest | CT | PeakO | 56.39 | 79.08 | 64.57 | 64.57 | 64.57 | 64.58 | PeakO | 56.38 | 79.08 | 64.57 | 64.57 | 64.57 | 64.57
| Total Costs by Reporting Type | MISO_W | Midwest | Other Renew | ST | 0 | 0 | 0 | 0 | 0 | 0 | ST | 0 | 0 | 0 | 0 | 0 | 0
| Total Costs by Reporting Type | MISO_W | Midwest | Steam O/G | STOG | 7.7 | 8.95 | 7.67 | 7.67 | 7.67 | 7.67 | STOG | 7.57 | 8.96 | 7.67 | 7.67 | 7.67 | 7.34
| Total Costs by Reporting Type | MISO_W | Midwest | Other Renew | STWD | 14.57 | 21.4 | 19.08 | 50.92 | 178.27 | 141.22 | STWD | 19.72 | 24.97 | 34.72 | 88.57 | 126.69 | 110.83
| Total Costs by Reporting Type | MISO_W | Midwest | On-shore Wind | WT | 927.87 | 927.87 | 25812.95 | 26765.6 | 26172.2 | 26976.99 | WT | 927.86 | 927.86 | 8173.71 | 8108.38 | 7514.98 | 7805
| Total Costs by Reporting Type | MISO_W | Midwest | Coal | IGCC | 0 | 0.01 | 0.01 | 0.02 | 0.02 | 0.02 | IGCC | 0 | 0 | 0 | 0 | 0 | 0
| Total Costs by Reporting Type | MISO_W | Midwest | DR | DemandResponse | 0 | 0 | 0 | 0 | 0 | 0 | DemandResponse | 0 | 0 | 0 | 0 | 0 | 0
| Total Costs by Reporting Type | MISO_W | Midwest | Coal-CCS | IGCC-CCS | 0 | 0.01 | 0.01 | 0.02 | 0.04 | 0.04 | IGCC-CCS | 0 | 0 | 0 | 0 | 0 | 0
| Total Costs by Reporting Type | MISO_W | Midwest | Off-shore Wind | WT_off | 0 | 0 | 0 | 0 | 0 | 0 | WT_off | 0 | 0 | 0 | 0 | 0 | 0
| Total Costs by Reporting Type | MISO_W | Midwest | Other | PseudoUnit | 0 | 0 | 0 | 0 | 0 | 0 | PseudoUnit | 0 | 0 | 0 | 0 | 0 | 0
| Total Costs by Reporting Type | MISO_W | Midwest | HQ/Maritimes | FixedInterchange | 0 | 0 | 0 | 0 | 0 | 0 | FixedInterchange | 0 | 0 | 0 | 0 | 0 | 0
Total Costs by Reporting Type
| Total Costs by Reporting Type |  |  |  | Total Costs by Reporting Type: MISO_WUMS | [6 empty] | Total Costs by Reporting Type: MISO_WUMS
| Total Costs by Reporting Type |  |  |  | ReportingType | 2015 | 2020 | 2025 | 2030 | 2035 | 2040 | ReportingType | 2015 | 2020 | 2025 | 2030 | 2035 | 2040
| Total Costs by Reporting Type | MISO_WUMS | Midwest | Other Renew | BM | 0 | 0 | 0 | 0 | 2.35 | 2.66 | BM | 0 | 0 | 0 | 0 | 0.01 | 1695.25
| Total Costs by Reporting Type | MISO_WUMS | Midwest | CC | CC | 5314.12 | 14243.46 | 10809.68 | 13024.92 | 10523.21 | 6968.93 | CC | 2571.84 | 3984 | 4131.28 | 2992.65 | 4096.63 | 2381.48
| Total Costs by Reporting Type | MISO_WUMS | Midwest | Other Renew | CSP | 0 | 0 | 0 | 0 | 0 | 0 | CSP | 0 | 0 | 0 | 0 | 0 | 0
| Total Costs by Reporting Type | MISO_WUMS | Midwest | CT | CT | 0 | 0.02 | 0.02 | 0.02 | 0.02 | 0.01 | CT | 0 | 0 | 0 | 0 | 0 | 0
| Total Costs by Reporting Type | MISO_WUMS | Midwest | Coal | Coal | 1341.07 | 607.33 | 345.26 | 356.78 | 510.61 | 637.4 | Coal | 1295.4 | 609.48 | 401.68 | 344.79 | 566.57 | 702.96
| Total Costs by Reporting Type | MISO_WUMS | Midwest | Other Renew | Geo | 0 | 0 | 0 | 0 | 0 | 0 | Geo | 0 | 0 | 0 | 0 | 0 | 0
| Total Costs by Reporting Type | MISO_WUMS | Midwest | Hydro | H | 4.79 | 4.83 | 4.83 | 4.83 | 4.83 | 4.83 | H | 4.79 | 5.15 | 5.15 | 5.15 | 5.15 | 5.15
| Total Costs by Reporting Type | MISO_WUMS | Midwest | Other Renew | LFG | 8.57 | 8.58 | 49.04 | 79.15 | 79.15 | 79.15 | LFG | 8.57 | 8.57 | 79.15 | 79.15 | 79.15 | 79.15
| Total Costs by Reporting Type | MISO_WUMS | Midwest | Nuclear | Nuc | 419.03 | 444.73 | 429.21 | 738 | 0.12 | 0.13 | Nuc | 419.03 | 444.73 | 429.21 | 737.97 | 0.05 | 0.05
| Total Costs by Reporting Type | MISO_WUMS | Midwest | Other | PS | 0 | 0 | 0 | 0 | 0 | 0 | PS | 0 | 0 | 0 | 0 | 0 | 0
| Total Costs by Reporting Type | MISO_WUMS | Midwest | Other Renew | PV | 0 | 0 | 0.01 | 0 | 0 | 0 | PV | 0 | 0 | 0 | 0 | 0 | 0
| Total Costs by Reporting Type | MISO_WUMS | Midwest | CT | PeakG | 55.95 | 81.66 | 65.09 | 77.65 | 77.66 | 77.66 | PeakG | 55.64 | 81.65 | 65.08 | 77.65 | 77.65 | 77.65
| Total Costs by Reporting Type | MISO_WUMS | Midwest | CT | PeakO | 13.52 | 17.78 | 14.69 | 14.69 | 14.69 | 14.69 | PeakO | 13.52 | 17.78 | 14.69 | 14.69 | 14.69 | 14.69
| Total Costs by Reporting Type | MISO_WUMS | Midwest | Other Renew | ST | 0 | 0 | 0 | 0 | 0 | 0 | ST | 0 | 0 | 0 | 0 | 0 | 0
| Total Costs by Reporting Type | MISO_WUMS | Midwest | Steam O/G | STOG | 13.21 | 15.63 | 13.4 | 13.4 | 13.4 | 13.4 | STOG | 13.21 | 15.63 | 13.39 | 13.39 | 13.39 | 13.02
| Total Costs by Reporting Type | MISO_WUMS | Midwest | Other Renew | STWD | 7.14 | 7.64 | 6.86 | 13.06 | 68.51 | 54.16 | STWD | 7.14 | 7.85 | 6.86 | 9.28 | 68.51 | 54.05
| Total Costs by Reporting Type | MISO_WUMS | Midwest | On-shore Wind | WT | 264.78 | 264.78 | 264.78 | 271.77 | 53.4 | 53.4 | WT | 264.78 | 264.78 | 271.78 | 2664.31 | 2445.94 | 3138.38
| Total Costs by Reporting Type | MISO_WUMS | Midwest | Coal | IGCC | 0 | 0.01 | 0.01 | 0.01 | 0.01 | 0.01 | IGCC | 0 | 0 | 0 | 0 | 0 | 0
| Total Costs by Reporting Type | MISO_WUMS | Midwest | DR | DemandResponse | 0 | 0 | 0 | 0 | 0 | 0 | DemandResponse | 0 | 0 | 0 | 0 | 0 | 0
| Total Costs by Reporting Type | MISO_WUMS | Midwest | Coal-CCS | IGCC-CCS | 0 | 0 | 0 | 0.01 | 0.01 | 0.01 | IGCC-CCS | 0 | 0 | 0 | 0 | 0 | 0
| Total Costs by Reporting Type | MISO_WUMS | Midwest | Off-shore Wind | WT_off | 0.01 | 0.02 | 0.02 | 0.01 | 0 | 0 | WT_off | 0 | 0 | 0 | 0 | 0 | 0
| Total Costs by Reporting Type | MISO_WUMS | Midwest | Other | PseudoUnit | 0 | 0 | 0 | 0 | 0 | 0 | PseudoUnit | 0 | 0 | 0 | 0 | 0 | 0
| Total Costs by Reporting Type | MISO_WUMS | Midwest | HQ/Maritimes | FixedInterchange | 0 | 0 | 0 | 0 | 0 | 0 | FixedInterchange | 0 | 0 | 0 | 0 | 0 | 0
Total Costs by Reporting Type
| Total Costs by Reporting Type |  |  |  | Total Costs by Reporting Type: Nebraska | [6 empty] | Total Costs by Reporting Type: Nebraska
| Total Costs by Reporting Type |  |  |  | ReportingType | 2015 | 2020 | 2025 | 2030 | 2035 | 2040 | ReportingType | 2015 | 2020 | 2025 | 2030 | 2035 | 2040
| Total Costs by Reporting Type | NE | Southwest | Other Renew | BM | 0 | 0 | 0 | 0 | 0.01 | 0.01 | BM | 0 | 0 | 0 | 0 | 0 | 0
| Total Costs by Reporting Type | NE | Southwest | CC | CC | 47.31 | 22.93 | 21.09 | 24.11 | 23.12 | 20.6 | CC | 47.29 | 30.33 | 29.16 | 77.57 | 69.16 | 82.23
| Total Costs by Reporting Type | NE | Southwest | Other Renew | CSP | 0 | 0 | 0 | 0 | 0 | 0 | CSP | 0 | 0 | 0 | 0 | 0 | 0
| Total Costs by Reporting Type | NE | Southwest | CT | CT | 0 | 0 | 0 | 0.01 | 0.01 | 0.01 | CT | 0 | 0 | 0 | 0 | 0 | 0
| Total Costs by Reporting Type | NE | Southwest | Coal | Coal | 1742.47 | 284.18 | 251.68 | 233.45 | 267.5 | 303.95 | Coal | 1742.38 | 353.51 | 278.69 | 195.17 | 197.47 | 223.8
| Total Costs by Reporting Type | NE | Southwest | Other Renew | Geo | 0 | 0 | 0 | 0 | 0 | 0 | Geo | 0 | 0 | 0 | 0 | 0 | 0
| Total Costs by Reporting Type | NE | Southwest | Hydro | H | 2.38 | 2.38 | 2.38 | 2.38 | 2.38 | 2.38 | H | 2.38 | 2.38 | 2.38 | 2.38 | 2.38 | 2.38
| Total Costs by Reporting Type | NE | Southwest | Other Renew | LFG | 0.73 | 0.73 | 0.73 | 23.23 | 23.23 | 23.23 | LFG | 0.72 | 0.72 | 0.72 | 23.23 | 23.19 | 23.19
| Total Costs by Reporting Type | NE | Southwest | Nuclear | Nuc | 289.1 | 306.81 | 296.14 | 364.85 | 0.11 | 0.11 | Nuc | 289.1 | 306.81 | 283.25 | 339.54 | 0.1 | 0.1
| Total Costs by Reporting Type | NE | Southwest | Other | PS | 0 | 0 | 0 | 0 | 0 | 0 | PS | 0 | 0 | 0 | 0 | 0 | 0
| Total Costs by Reporting Type | NE | Southwest | Other Renew | PV | 0 | 0.01 | 0.01 | 0 | 0 | 0 | PV | 0 | 0 | 0 | 0 | 0 | 0
| Total Costs by Reporting Type | NE | Southwest | CT | PeakG | 28 | 37.31 | 31.37 | 31.38 | 31.38 | 31.38 | PeakG | 27.33 | 37.31 | 31.37 | 31.37 | 31.37 | 31.37
| Total Costs by Reporting Type | NE | Southwest | CT | PeakO | 9.57 | 12.19 | 9.77 | 9.77 | 9.77 | 9.77 | PeakO | 9.57 | 12.19 | 9.77 | 9.77 | 9.77 | 9.77
| Total Costs by Reporting Type | NE | Southwest | Other Renew | ST | 0 | 0 | 0 | 0 | 0 | 0 | ST | 0 | 0 | 0 | 0 | 0 | 0
| Total Costs by Reporting Type | NE | Southwest | Steam O/G | STOG | 0.13 | 0.13 | 0.11 | 0.11 | 0.11 | 0.11 | STOG | 14.35 | 14.04 | 12.04 | 12.04 | 12.04 | 12.04
| Total Costs by Reporting Type | NE | Southwest | Other Renew | STWD | 0 | 0 | 0 | 0 | 0 | 0 | STWD | 0 | 0 | 0 | 0 | 0 | 0
| Total Costs by Reporting Type | NE | Southwest | On-shore Wind | WT | 54.91 | 6313.3 | 6313.31 | 6303.81 | 6268.95 | 758.39 | WT | 54.91 | 2877.91 | 2940.95 | 3013.5 | 4158.64 | 1773.93
| Total Costs by Reporting Type | NE | Southwest | Coal | IGCC | 0 | 0 | 0 | 0 | 0 | 0 | IGCC | 0 | 0 | 0 | 0 | 0 | 0
| Total Costs by Reporting Type | NE | Southwest | DR | DemandResponse | 0 | 0 | 0 | 0 | 0 | 0 | DemandResponse | 0 | 0 | 0 | 0 | 0 | 0
| Total Costs by Reporting Type | NE | Southwest | Coal-CCS | IGCC-CCS | 0 | 0 | 0 | 0 | 0.01 | 0.01 | IGCC-CCS | 0 | 0 | 0 | 0 | 0 | 0
| Total Costs by Reporting Type | NE | Southwest | Off-shore Wind | WT_off | 0 | 0 | 0 | 0 | 0 | 0 | WT_off | 0 | 0 | 0 | 0 | 0 | 0
| Total Costs by Reporting Type | NE | Southwest | Other | PseudoUnit | 0 | 0 | 0 | 0 | 0 | 0 | PseudoUnit | 0 | 0 | 0 | 0 | 0 | 0
| Total Costs by Reporting Type | NE | Southwest | HQ/Maritimes | FixedInterchange | 0 | 0 | 0 | 0 | 0 | 0 | FixedInterchange | 0 | 0 | 0 | 0 | 0 | 0
Total Costs by Reporting Type
| Total Costs by Reporting Type |  |  |  | Total Costs by Reporting Type: NEISO | [6 empty] | Total Costs by Reporting Type: NEISO
| Total Costs by Reporting Type |  |  |  | ReportingType | 2015 | 2020 | 2025 | 2030 | 2035 | 2040 | ReportingType | 2015 | 2020 | 2025 | 2030 | 2035 | 2040
| Total Costs by Reporting Type | NEISO | Northeast | Other Renew | BM | 279.31 | 228.67 | 148.37 | 279.29 | 279.31 | 279.32 | BM | 279.31 | 230.82 | 146.66 | 279.31 | 203.68 | 279.31
| Total Costs by Reporting Type | NEISO | Northeast | CC | CC | 3014.19 | 2315.62 | 1939.08 | 1772.65 | 1369.43 | 984.84 | CC | 2911.82 | 2218.46 | 1961.81 | 1804.58 | 1460.41 | 1124.77
| Total Costs by Reporting Type | NEISO | Northeast | Other Renew | CSP | 0 | 0 | 0 | 0 | 0 | 0 | CSP | 0 | 0 | 0 | 0 | 0 | 0
| Total Costs by Reporting Type | NEISO | Northeast | CT | CT | 32.29 | 32.53 | 32.24 | 32.55 | 0.01 | 0.01 | CT | 32.5 | 33.27 | 33.33 | 31.31 | 2.17 | 2.66
| Total Costs by Reporting Type | NEISO | Northeast | Coal | Coal | 60.52 | 29.24 | 0.09 | 0.09 | 0.11 | 0.12 | Coal | 58.34 | 29.15 | 0 | 0 | 0 | 0
| Total Costs by Reporting Type | NEISO | Northeast | Other Renew | Geo | 0 | 0 | 0 | 0 | 0 | 0 | Geo | 0 | 0 | 0 | 0 | 0 | 0
| Total Costs by Reporting Type | NEISO | Northeast | Hydro | H | 46.4 | 46.41 | 46.42 | 47.43 | 47.43 | 47.43 | H | 46.4 | 46.4 | 46.4 | 47.43 | 47.43 | 47.43
| Total Costs by Reporting Type | NEISO | Northeast | Other Renew | LFG | 80.88 | 80.89 | 103.68 | 103.67 | 93.02 | 93.03 | LFG | 80.87 | 80.87 | 80.87 | 103.68 | 93.04 | 93.04
| Total Costs by Reporting Type | NEISO | Northeast | Nuclear | Nuc | 1055.43 | 1120.79 | 1080.11 | 1086.32 | 784.87 | 1150.99 | Nuc | 1055.43 | 1120.79 | 1080.11 | 1086.32 | 784.86 | 1150.98
| Total Costs by Reporting Type | NEISO | Northeast | Other | PS | 39.74 | 39.74 | 39.74 | 39.74 | 39.74 | 39.74 | PS | 39.74 | 39.74 | 39.74 | 39.74 | 39.74 | 39.74
| Total Costs by Reporting Type | NEISO | Northeast | Other Renew | PV | 0.05 | 111.8 | 111.8 | 111.79 | 111.79 | 4.87 | PV | 0.03 | 113.37 | 113.37 | 113.37 | 113.37 | 4.92
| Total Costs by Reporting Type | NEISO | Northeast | CT | PeakG | 22.11 | 33.69 | 29.55 | 34.04 | 45.86 | 53.81 | PeakG | 22.24 | 32.82 | 24.08 | 22.76 | 28.85 | 34.01
| Total Costs by Reporting Type | NEISO | Northeast | CT | PeakO | 0.02 | 0.02 | 0.02 | 0.02 | 0.02 | 0.02 | PeakO | 0 | 0 | 0 | 0 | 0 | 0
| Total Costs by Reporting Type | NEISO | Northeast | Other Renew | ST | 0 | 0 | 0 | 0 | 0 | 0 | ST | 0 | 0 | 0 | 0 | 0 | 0
| Total Costs by Reporting Type | NEISO | Northeast | Steam O/G | STOG | 0.01 | 0.01 | 0.01 | 0.01 | 0.01 | 0.01 | STOG | 0 | 0 | 0 | 0 | 0 | 0
| Total Costs by Reporting Type | NEISO | Northeast | Other Renew | STWD | 367.79 | 130.69 | 31.48 | 123.79 | 368.16 | 358.09 | STWD | 367.79 | 119.68 | 28.28 | 117.68 | 184.16 | 289.07
| Total Costs by Reporting Type | NEISO | Northeast | On-shore Wind | WT | 67.97 | 692.63 | 1311.43 | 1304.25 | 4908.57 | 4353.64 | WT | 67.94 | 701.17 | 1216.54 | 1304.56 | 4146.37 | 3583.82
| Total Costs by Reporting Type | NEISO | Northeast | Coal | IGCC | 0 | 0 | 0 | 0 | 0 | 0 | IGCC | 0 | 0 | 0 | 0 | 0 | 0
| Total Costs by Reporting Type | NEISO | Northeast | DR | DemandResponse | 0 | 0 | 0 | 0 | 0 | 0 | DemandResponse | 0 | 0 | 0 | 0 | 0 | 0
| Total Costs by Reporting Type | NEISO | Northeast | Coal-CCS | IGCC-CCS | 0 | 0 | 0 | 0 | 0.01 | 0.01 | IGCC-CCS | 0 | 0 | 0 | 0 | 0 | 0
| Total Costs by Reporting Type | NEISO | Northeast | Off-shore Wind | WT_off | 308.43 | 308.45 | 308.46 | 308.41 | 25.04 | 25.04 | WT_off | 308.22 | 308.22 | 308.22 | 308.22 | 24.98 | 24.98
| Total Costs by Reporting Type | NEISO | Northeast | Other | PseudoUnit | 0 | 0 | 0 | 0 | 0 | 0 | PseudoUnit | 0 | 0 | 0 | 0 | 0 | 0
| Total Costs by Reporting Type | NEISO | Northeast | HQ/Maritimes | FixedInterchange | 0 | 0 | 0 | 0 | 0 | 0 | FixedInterchange | 0 | 0 | 0 | 0 | 0 | 0
Total Costs by Reporting Type
| Total Costs by Reporting Type |  |  |  | Total Costs by Reporting Type: NonRTO_Midwest | [6 empty] | Total Costs by Reporting Type: NonRTO_Midwest
| Total Costs by Reporting Type |  |  |  | ReportingType | 2015 | 2020 | 2025 | 2030 | 2035 | 2040 | ReportingType | 2015 | 2020 | 2025 | 2030 | 2035 | 2040
| Total Costs by Reporting Type | NonRTO_Midwest | MISO | Other Renew | BM | 0 | 0 | 0 | 0 | 346.02 | 4012.55 | BM | 0 | 0 | 0 | 0 | 1187.41 | 5492.97
| Total Costs by Reporting Type | NonRTO_Midwest | MISO | CC | CC | 1069.26 | 2523.46 | 2677.56 | 3215.65 | 3580.15 | 734.11 | CC | 1402.03 | 3024.38 | 3199.37 | 3731.11 | 4520.94 | 990.13
| Total Costs by Reporting Type | NonRTO_Midwest | MISO | Other Renew | CSP | 0 | 0 | 0 | 0 | 0 | 0 | CSP | 0 | 0 | 0 | 0 | 0 | 0
| Total Costs by Reporting Type | NonRTO_Midwest | MISO | CT | CT | 0 | 0.01 | 0.01 | 0.01 | 0.01 | 0 | CT | 0 | 0 | 0 | 0 | 0 | 0
| Total Costs by Reporting Type | NonRTO_Midwest | MISO | Coal | Coal | 3183.77 | 2288.73 | 570.28 | 432.42 | 720.34 | 633.89 | Coal | 2854.01 | 1725.66 | 738.8 | 453.03 | 888.98 | 891.76
| Total Costs by Reporting Type | NonRTO_Midwest | MISO | Other Renew | Geo | 0 | 0 | 0 | 0 | 0 | 0 | Geo | 0 | 0 | 0 | 0 | 0 | 0
| Total Costs by Reporting Type | NonRTO_Midwest | MISO | Hydro | H | 2.04 | 2.04 | 258.59 | 258.59 | 258.59 | 258.59 | H | 2.04 | 2.04 | 258.59 | 258.59 | 258.59 | 258.59
| Total Costs by Reporting Type | NonRTO_Midwest | MISO | Other Renew | LFG | 1.69 | 1.69 | 51.2 | 51.19 | 51.19 | 51.19 | LFG | 1.69 | 1.69 | 51.19 | 51.19 | 51.19 | 51.19
| Total Costs by Reporting Type | NonRTO_Midwest | MISO | Nuclear | Nuc | 0.01 | 0.01 | 0.03 | 917.7 | 1677.18 | 1677.18 | Nuc | 0.01 | 0.01 | 0.02 | 0.03 | 0.08 | 0.07
| Total Costs by Reporting Type | NonRTO_Midwest | MISO | Other | PS | 0 | 0 | 0 | 0 | 0 | 0 | PS | 0 | 0 | 0 | 0 | 0 | 0
| Total Costs by Reporting Type | NonRTO_Midwest | MISO | Other Renew | PV | 0 | 0 | 0.01 | 0 | 0 | 0 | PV | 0 | 0 | 0 | 0 | 0 | 0
| Total Costs by Reporting Type | NonRTO_Midwest | MISO | CT | PeakG | 70.69 | 90.15 | 58.52 | 109.03 | 66.81 | 32.08 | PeakG | 70.24 | 90.44 | 86.66 | 71.11 | 63.75 | 38.03
| Total Costs by Reporting Type | NonRTO_Midwest | MISO | CT | PeakO | 0.35 | 0.45 | 0.36 | 0.36 | 0.01 | 0.01 | PeakO | 0.35 | 0.45 | 0.36 | 0.36 | 0 | 0
| Total Costs by Reporting Type | NonRTO_Midwest | MISO | Other Renew | ST | 0 | 0 | 0 | 0 | 0 | 0 | ST | 0 | 0 | 0 | 0 | 0 | 0
| Total Costs by Reporting Type | NonRTO_Midwest | MISO | Steam O/G | STOG | 0 | 0 | 0 | 0 | 0 | 0 | STOG | 0 | 0 | 0 | 0 | 0 | 0
| Total Costs by Reporting Type | NonRTO_Midwest | MISO | Other Renew | STWD | 0 | 0 | 0 | 0 | 0 | 0 | STWD | 0 | 0 | 0 | 0 | 0 | 0
| Total Costs by Reporting Type | NonRTO_Midwest | MISO | On-shore Wind | WT | 2.27 | 2.27 | 2.27 | 2.27 | 2.27 | 2.26 | WT | 2.26 | 2.26 | 2.26 | 2.26 | 2.26 | 2.26
| Total Costs by Reporting Type | NonRTO_Midwest | MISO | Coal | IGCC | 0 | 0.01 | 0.01 | 0.01 | 0.01 | 0.01 | IGCC | 0 | 0 | 0 | 0 | 0 | 0
| Total Costs by Reporting Type | NonRTO_Midwest | MISO | DR | DemandResponse | 0 | 0 | 0 | 0 | 0 | 0 | DemandResponse | 0 | 0 | 0 | 0 | 0 | 0
| Total Costs by Reporting Type | NonRTO_Midwest | MISO | Coal-CCS | IGCC-CCS | 0 | 0.01 | 0.01 | 0.01 | 0.03 | 0.03 | IGCC-CCS | 0 | 0 | 0 | 0 | 0 | 0
| Total Costs by Reporting Type | NonRTO_Midwest | MISO | Off-shore Wind | WT_off | 0 | 0 | 0 | 0 | 0 | 0 | WT_off | 0 | 0 | 0 | 0 | 0 | 0
| Total Costs by Reporting Type | NonRTO_Midwest | MISO | Other | PseudoUnit | 0 | 0 | 0 | 0 | 0 | 0 | PseudoUnit | 0 | 0 | 0 | 0 | 0 | 0
| Total Costs by Reporting Type | NonRTO_Midwest | MISO | HQ/Maritimes | FixedInterchange | 0 | 0 | 0 | 0 | 0 | 0 | FixedInterchange | 0 | 0 | 0 | 0 | 0 | 0
Total Costs by Reporting Type
| Total Costs by Reporting Type |  |  |  | Total Costs by Reporting Type: NYISO_A-F | [6 empty] | Total Costs by Reporting Type: NYISO_A-F
| Total Costs by Reporting Type |  |  |  | ReportingType | 2015 | 2020 | 2025 | 2030 | 2035 | 2040 | ReportingType | 2015 | 2020 | 2025 | 2030 | 2035 | 2040
| Total Costs by Reporting Type | NYISO_A-F | Northeast | Other Renew | BM | 0 | 0 | 0 | 0.01 | 0.02 | 0.04 | BM | 0 | 0 | 0 | 0 | 0 | 0
| Total Costs by Reporting Type | NYISO_A-F | Northeast | CC | CC | 614.25 | 868.68 | 786.21 | 619.51 | 339.16 | 101.5 | CC | 534.76 | 640.58 | 652.81 | 615.71 | 351.57 | 172.73
| Total Costs by Reporting Type | NYISO_A-F | Northeast | Other Renew | CSP | 0 | 0 | 0 | 0 | 0 | 0 | CSP | 0 | 0 | 0 | 0 | 0 | 0
| Total Costs by Reporting Type | NYISO_A-F | Northeast | CT | CT | 0 | 0 | 0 | 0 | 0 | 0 | CT | 0 | 0 | 0 | 0 | 0 | 0
| Total Costs by Reporting Type | NYISO_A-F | Northeast | Coal | Coal | 0.1 | 0.1 | 0.08 | 0.08 | 0.1 | 0.11 | Coal | 0 | 0 | 0 | 0 | 0 | 0
| Total Costs by Reporting Type | NYISO_A-F | Northeast | Other Renew | Geo | 0 | 0 | 0 | 0 | 0 | 0 | Geo | 0 | 0 | 0 | 0 | 0 | 0
| Total Costs by Reporting Type | NYISO_A-F | Northeast | Hydro | H | 62.6 | 62.6 | 62.6 | 62.6 | 62.6 | 62.6 | H | 62.6 | 62.6 | 62.6 | 62.6 | 62.6 | 62.6
| Total Costs by Reporting Type | NYISO_A-F | Northeast | Other Renew | LFG | 22.17 | 22.17 | 44 | 44 | 42.66 | 42.66 | LFG | 22.17 | 22.17 | 44 | 44 | 42.66 | 42.66
| Total Costs by Reporting Type | NYISO_A-F | Northeast | Nuclear | Nuc | 769.17 | 792.88 | 787.44 | 645.82 | 746.26 | 695.89 | Nuc | 769.17 | 792.88 | 787.44 | 645.82 | 746.25 | 695.88
| Total Costs by Reporting Type | NYISO_A-F | Northeast | Other | PS | 33.52 | 33.52 | 33.52 | 33.52 | 33.52 | 33.52 | PS | 33.52 | 33.52 | 33.52 | 33.52 | 33.52 | 33.52
| Total Costs by Reporting Type | NYISO_A-F | Northeast | Other Renew | PV | 0 | 0 | 0 | 0 | 0 | 0 | PV | 0 | 0 | 0 | 0 | 0 | 0
| Total Costs by Reporting Type | NYISO_A-F | Northeast | CT | PeakG | 3.94 | 6.17 | 7.35 | 7.9 | 9.15 | 10.39 | PeakG | 3.78 | 5.56 | 5.31 | 5.31 | 5.31 | 6.47
| Total Costs by Reporting Type | NYISO_A-F | Northeast | CT | PeakO | 1.14 | 1.46 | 1.17 | 0.02 | 0.02 | 0.02 | PeakO | 1.14 | 1.46 | 1.17 | 1.17 | 1.17 | 1.17
| Total Costs by Reporting Type | NYISO_A-F | Northeast | Other Renew | ST | 0 | 0 | 0 | 0 | 0 | 0 | ST | 0 | 0 | 0 | 0 | 0 | 0
| Total Costs by Reporting Type | NYISO_A-F | Northeast | Steam O/G | STOG | 0 | 0 | 0 | 0 | 0 | 0.01 | STOG | 0 | 0 | 0 | 0 | 0 | 0
| Total Costs by Reporting Type | NYISO_A-F | Northeast | Other Renew | STWD | 2.83 | 4.81 | 4.18 | 7.6 | 53.4 | 50.08 | STWD | 2.76 | 3.45 | 3.53 | 10.02 | 26.67 | 53.4
| Total Costs by Reporting Type | NYISO_A-F | Northeast | On-shore Wind | WT | 684.71 | 860.89 | 860.9 | 2209.97 | 2766.48 | 2610.25 | WT | 684.71 | 860.89 | 860.89 | 2394.06 | 2766.49 | 2610.26
| Total Costs by Reporting Type | NYISO_A-F | Northeast | Coal | IGCC | 0 | 0 | 0 | 0 | 0 | 0 | IGCC | 0 | 0 | 0 | 0 | 0 | 0
| Total Costs by Reporting Type | NYISO_A-F | Northeast | DR | DemandResponse | 0 | 0 | 0 | 0 | 0 | 0 | DemandResponse | 0 | 0 | 0 | 0 | 0 | 0
| Total Costs by Reporting Type | NYISO_A-F | Northeast | Coal-CCS | IGCC-CCS | 0 | 0 | 0 | 0.01 | 0.01 | 0.01 | IGCC-CCS | 0 | 0 | 0 | 0 | 0 | 0
| Total Costs by Reporting Type | NYISO_A-F | Northeast | Off-shore Wind | WT_off | 0.06 | 0.06 | 0.07 | 0.02 | 0.01 | 0.01 | WT_off | 0 | 0 | 0 | 0 | 0 | 0
| Total Costs by Reporting Type | NYISO_A-F | Northeast | Other | PseudoUnit | 0 | 0 | 0 | 0 | 0 | 0 | PseudoUnit | 0 | 0 | 0 | 0 | 0 | 0
| Total Costs by Reporting Type | NYISO_A-F | Northeast | HQ/Maritimes | FixedInterchange | 0 | 0 | 0 | 0 | 0 | 0 | FixedInterchange | 0 | 0 | 0 | 0 | 0 | 0
Total Costs by Reporting Type
| Total Costs by Reporting Type |  |  |  | Total Costs by Reporting Type: NYISO_G-I | [6 empty] | Total Costs by Reporting Type: NYISO_G-I
| Total Costs by Reporting Type |  |  |  | ReportingType | 2015 | 2020 | 2025 | 2030 | 2035 | 2040 | ReportingType | 2015 | 2020 | 2025 | 2030 | 2035 | 2040
| Total Costs by Reporting Type | NYISO_G-I | Northeast | Other Renew | BM | 0 | 0 | 0 | 0.01 | 584.33 | 584.44 | BM | 0 | 0 | 0 | 0 | 0.01 | 831.3
| Total Costs by Reporting Type | NYISO_G-I | Northeast | CC | CC | 169.28 | 449.91 | 337.21 | 147.18 | 193.33 | 171.41 | CC | 341.72 | 640.48 | 675.67 | 584.56 | 765.92 | 309.52
| Total Costs by Reporting Type | NYISO_G-I | Northeast | Other Renew | CSP | 0 | 0 | 0 | 0 | 0 | 0 | CSP | 0 | 0 | 0 | 0 | 0 | 0
| Total Costs by Reporting Type | NYISO_G-I | Northeast | CT | CT | 0 | 0 | 0 | 0 | 0.01 | 0.01 | CT | 0 | 0 | 0 | 0 | 0 | 0
| Total Costs by Reporting Type | NYISO_G-I | Northeast | Coal | Coal | 0.03 | 0.02 | 0.02 | 0.02 | 0.02 | 0.03 | Coal | 0 | 0 | 0 | 0 | 0 | 0
| Total Costs by Reporting Type | NYISO_G-I | Northeast | Other Renew | Geo | 0 | 0 | 0 | 0 | 0 | 0 | Geo | 0 | 0 | 0 | 0 | 0 | 0
| Total Costs by Reporting Type | NYISO_G-I | Northeast | Hydro | H | 0.46 | 0.46 | 0.46 | 0.46 | 0.46 | 0.46 | H | 0.46 | 0.46 | 0.46 | 0.46 | 0.46 | 0.46
| Total Costs by Reporting Type | NYISO_G-I | Northeast | Other Renew | LFG | 7.73 | 7.73 | 31.62 | 31.62 | 31.62 | 31.62 | LFG | 7.73 | 7.73 | 31.62 | 31.62 | 31.62 | 31.62
| Total Costs by Reporting Type | NYISO_G-I | Northeast | Nuclear | Nuc | 466.19 | 495 | 477.19 | 479.96 | 544.03 | 1415.2 | Nuc | 466.19 | 495 | 477.19 | 479.96 | 1225.48 | 2905.65
| Total Costs by Reporting Type | NYISO_G-I | Northeast | Other | PS | 0 | 0 | 0 | 0 | 0 | 0 | PS | 0 | 0 | 0 | 0 | 0 | 0
| Total Costs by Reporting Type | NYISO_G-I | Northeast | Other Renew | PV | 0 | 0 | 0 | 0 | 0.01 | 0.01 | PV | 0 | 0 | 0 | 0 | 0 | 0
| Total Costs by Reporting Type | NYISO_G-I | Northeast | CT | PeakG | 1.52 | 2.04 | 1.56 | 1.58 | 1.59 | 1.59 | PeakG | 1.52 | 2.04 | 1.65 | 1.99 | 1.76 | 1.57
| Total Costs by Reporting Type | NYISO_G-I | Northeast | CT | PeakO | 2.55 | 3.25 | 2.61 | 2.61 | 2.61 | 2.61 | PeakO | 2.55 | 3.25 | 2.61 | 2.61 | 2.61 | 2.61
| Total Costs by Reporting Type | NYISO_G-I | Northeast | Other Renew | ST | 0 | 0 | 0 | 0 | 0 | 0 | ST | 0 | 0 | 0 | 0 | 0 | 0
| Total Costs by Reporting Type | NYISO_G-I | Northeast | Steam O/G | STOG | 0.02 | 0.02 | 0.02 | 0.02 | 0.02 | 0.02 | STOG | 0 | 0 | 0 | 0 | 0 | 0
| Total Costs by Reporting Type | NYISO_G-I | Northeast | Other Renew | STWD | 0 | 0 | 0 | 0 | 0 | 0 | STWD | 0 | 0 | 0 | 0 | 0 | 0
| Total Costs by Reporting Type | NYISO_G-I | Northeast | On-shore Wind | WT | 0.02 | 14.39 | 14.43 | 86.64 | 86.64 | 73.96 | WT | 0 | 14.4 | 14.4 | 86.66 | 86.66 | 73.95
| Total Costs by Reporting Type | NYISO_G-I | Northeast | Coal | IGCC | 0 | 0 | 0 | 0 | 0 | 0 | IGCC | 0 | 0 | 0 | 0 | 0 | 0
| Total Costs by Reporting Type | NYISO_G-I | Northeast | DR | DemandResponse | 0 | 0 | 0 | 0 | 0 | 0 | DemandResponse | 0 | 0 | 0 | 0 | 0 | 0
| Total Costs by Reporting Type | NYISO_G-I | Northeast | Coal-CCS | IGCC-CCS | 0 | 0 | 0 | 0.01 | 0.01 | 0.01 | IGCC-CCS | 0 | 0 | 0 | 0 | 0 | 0
| Total Costs by Reporting Type | NYISO_G-I | Northeast | Off-shore Wind | WT_off | 0.03 | 0.03 | 0.04 | 0.02 | 0.02 | 0.01 | WT_off | 0 | 0 | 0 | 0 | 0 | 0
| Total Costs by Reporting Type | NYISO_G-I | Northeast | Other | PseudoUnit | 0 | 0 | 0 | 0 | 0 | 0 | PseudoUnit | 0 | 0 | 0 | 0 | 0 | 0
| Total Costs by Reporting Type | NYISO_G-I | Northeast | HQ/Maritimes | FixedInterchange | 0 | 0 | 0 | 0 | 0 | 0 | FixedInterchange | 0 | 0 | 0 | 0 | 0 | 0
Total Costs by Reporting Type
| Total Costs by Reporting Type |  |  |  | Total Costs by Reporting Type: NYISO_J-K | [6 empty] | Total Costs by Reporting Type: NYISO_J-K
| Total Costs by Reporting Type |  |  |  | ReportingType | 2015 | 2020 | 2025 | 2030 | 2035 | 2040 | ReportingType | 2015 | 2020 | 2025 | 2030 | 2035 | 2040
| Total Costs by Reporting Type | NYISO_J-K | Northeast | Other Renew | BM | 0 | 0 | 0 | 0 | 0 | 0 | BM | 0 | 0 | 0 | 0 | 0 | 0
| Total Costs by Reporting Type | NYISO_J-K | Northeast | CC | CC | 1497.71 | 1785.87 | 1771.29 | 1307.47 | 1394.85 | 1037.26 | CC | 1616.16 | 1869.91 | 1980.44 | 1971.79 | 2476.35 | 1964.36
| Total Costs by Reporting Type | NYISO_J-K | Northeast | Other Renew | CSP | 0 | 0 | 0 | 0 | 0 | 0 | CSP | 0 | 0 | 0 | 0 | 0 | 0
| Total Costs by Reporting Type | NYISO_J-K | Northeast | CT | CT | 0 | 0 | 0.01 | 0 | 0.04 | 0.04 | CT | 0 | 0 | 0 | 0 | 0 | 0
| Total Costs by Reporting Type | NYISO_J-K | Northeast | Coal | Coal | 0 | 0 | 0 | 0 | 0 | 0 | Coal | 0 | 0 | 0 | 0 | 0 | 0
| Total Costs by Reporting Type | NYISO_J-K | Northeast | Other Renew | Geo | 0 | 0 | 0 | 0 | 0 | 0 | Geo | 0 | 0 | 0 | 0 | 0 | 0
| Total Costs by Reporting Type | NYISO_J-K | Northeast | Hydro | H | 0 | 0 | 0 | 0 | 0 | 0 | H | 0 | 0 | 0 | 0 | 0 | 0
| Total Costs by Reporting Type | NYISO_J-K | Northeast | Other Renew | LFG | 14.97 | 14.98 | 44.45 | 44.49 | 44.49 | 44.49 | LFG | 14.97 | 14.97 | 21.36 | 44.49 | 44.49 | 44.49
| Total Costs by Reporting Type | NYISO_J-K | Northeast | Nuclear | Nuc | 0.01 | 0.01 | 0.01 | 0.02 | 0.08 | 0.07 | Nuc | 0.01 | 0.01 | 0.02 | 0.03 | 0.08 | 0.07
| Total Costs by Reporting Type | NYISO_J-K | Northeast | Other | PS | 0 | 0 | 0 | 0 | 0 | 0 | PS | 0 | 0 | 0 | 0 | 0 | 0
| Total Costs by Reporting Type | NYISO_J-K | Northeast | Other Renew | PV | 17.52 | 17.52 | 17.52 | 17.52 | 0 | 0 | PV | 17.52 | 17.52 | 17.52 | 17.52 | 0.54 | 0.54
| Total Costs by Reporting Type | NYISO_J-K | Northeast | CT | PeakG | 68.02 | 99.49 | 71.83 | 99.81 | 96.26 | 106.12 | PeakG | 68.02 | 99.34 | 91.49 | 104.4 | 154.99 | 150.67
| Total Costs by Reporting Type | NYISO_J-K | Northeast | CT | PeakO | 61.69 | 79.16 | 63.78 | 65.02 | 65.02 | 65.02 | PeakO | 61.69 | 79.16 | 63.78 | 65.54 | 65.02 | 65.02
| Total Costs by Reporting Type | NYISO_J-K | Northeast | Other Renew | ST | 0 | 0 | 0 | 0 | 0 | 0 | ST | 0 | 0 | 0 | 0 | 0 | 0
| Total Costs by Reporting Type | NYISO_J-K | Northeast | Steam O/G | STOG | 188.13 | 233.35 | 212.07 | 229.82 | 214.36 | 235.9 | STOG | 187.46 | 223.63 | 245.59 | 258.99 | 206.82 | 160.78
| Total Costs by Reporting Type | NYISO_J-K | Northeast | Other Renew | STWD | 0 | 0 | 0 | 0 | 0 | 0 | STWD | 0 | 0 | 0 | 0 | 0 | 0
| Total Costs by Reporting Type | NYISO_J-K | Northeast | On-shore Wind | WT | 0.01 | 0.01 | 0.02 | 0.04 | 98.68 | 98.68 | WT | 0 | 0 | 0 | 50.39 | 98.87 | 98.87
| Total Costs by Reporting Type | NYISO_J-K | Northeast | Coal | IGCC | 0 | 0 | 0 | 0 | 0 | 0 | IGCC | 0 | 0 | 0 | 0 | 0 | 0
| Total Costs by Reporting Type | NYISO_J-K | Northeast | DR | DemandResponse | 0 | 0 | 0 | 0 | 0 | 0 | DemandResponse | 0 | 0 | 0 | 0 | 0 | 0
| Total Costs by Reporting Type | NYISO_J-K | Northeast | Coal-CCS | IGCC-CCS | 0 | 0 | 0 | 0 | 0 | 0 | IGCC-CCS | 0 | 0 | 0 | 0 | 0 | 0
| Total Costs by Reporting Type | NYISO_J-K | Northeast | Off-shore Wind | WT_off | 0.02 | 0.03 | 0.03 | 0 | 0.01 | 0.01 | WT_off | 0 | 0 | 0 | 0 | 0 | 0
| Total Costs by Reporting Type | NYISO_J-K | Northeast | Other | PseudoUnit | 0 | 0 | 0 | 0 | 0 | 0 | PseudoUnit | 0 | 0 | 0 | 0 | 0 | 0
| Total Costs by Reporting Type | NYISO_J-K | Northeast | HQ/Maritimes | FixedInterchange | 0 | 0 | 0 | 0 | 0 | 0 | FixedInterchange | 0 | 0 | 0 | 0 | 0 | 0
Total Costs by Reporting Type
| Total Costs by Reporting Type |  |  |  | Total Costs by Reporting Type: PJM_E | [6 empty] | Total Costs by Reporting Type: PJM_E
| Total Costs by Reporting Type |  |  |  | ReportingType | 2015 | 2020 | 2025 | 2030 | 2035 | 2040 | ReportingType | 2015 | 2020 | 2025 | 2030 | 2035 | 2040
| Total Costs by Reporting Type | PJM_E | PJM_MAAC | Other Renew | BM | 18.41 | 33.95 | 33.96 | 33.96 | 33.99 | 34 | BM | 18.42 | 33.95 | 33.95 | 33.95 | 33.95 | 33.95
| Total Costs by Reporting Type | PJM_E | PJM_MAAC | CC | CC | 3504.02 | 4056.95 | 4076.55 | 3848.28 | 4966.49 | 3056.78 | CC | 3678.33 | 4167.66 | 4741.33 | 4808.73 | 5487.97 | 3296.4
| Total Costs by Reporting Type | PJM_E | PJM_MAAC | Other Renew | CSP | 0 | 0 | 0 | 0 | 0 | 0 | CSP | 0 | 0 | 0 | 0 | 0 | 0
| Total Costs by Reporting Type | PJM_E | PJM_MAAC | CT | CT | 2.53 | 2.73 | 2.74 | 0.54 | 0.71 | 0.01 | CT | 2.48 | 2.73 | 3 | 0 | 0 | 0
| Total Costs by Reporting Type | PJM_E | PJM_MAAC | Coal | Coal | 143.35 | 81.68 | 52.77 | 42.86 | 98.58 | 194.23 | Coal | 144.03 | 97.39 | 61.83 | 46.99 | 153.18 | 187.5
| Total Costs by Reporting Type | PJM_E | PJM_MAAC | Other Renew | Geo | 0 | 0 | 0 | 0 | 0 | 0 | Geo | 0 | 0 | 0 | 0 | 0 | 0
| Total Costs by Reporting Type | PJM_E | PJM_MAAC | Hydro | H | 3.85 | 3.85 | 3.85 | 3.85 | 3.85 | 3.85 | H | 3.85 | 3.85 | 3.85 | 3.85 | 3.85 | 3.85
| Total Costs by Reporting Type | PJM_E | PJM_MAAC | Other Renew | LFG | 59.08 | 105.92 | 105.92 | 103.73 | 103.73 | 73.06 | LFG | 59.08 | 105.92 | 105.92 | 103.73 | 103.73 | 73.06
| Total Costs by Reporting Type | PJM_E | PJM_MAAC | Nuclear | Nuc | 1960.16 | 1864.06 | 1862.65 | 1873.75 | 1346 | 2395.96 | Nuc | 1960.16 | 1864.06 | 1862.64 | 1873.72 | 1345.93 | 2395.82
| Total Costs by Reporting Type | PJM_E | PJM_MAAC | Other | PS | 9.5 | 9.5 | 9.5 | 9.5 | 9.5 | 9.5 | PS | 9.5 | 9.5 | 9.5 | 9.5 | 9.5 | 9.5
| Total Costs by Reporting Type | PJM_E | PJM_MAAC | Other Renew | PV | 11.79 | 11.79 | 11.79 | 11.79 | 0.75 | 0.75 | PV | 11.79 | 11.79 | 11.79 | 11.79 | 0.75 | 0.75
| Total Costs by Reporting Type | PJM_E | PJM_MAAC | CT | PeakG | 82.45 | 131.19 | 104.14 | 123.39 | 143.16 | 159.51 | PeakG | 81.11 | 142.82 | 130.51 | 159.62 | 166.91 | 159.51
| Total Costs by Reporting Type | PJM_E | PJM_MAAC | CT | PeakO | 75.92 | 100.78 | 82.41 | 82.41 | 82.41 | 82.41 | PeakO | 75.92 | 100.78 | 82.41 | 84.79 | 82.41 | 82.41
| Total Costs by Reporting Type | PJM_E | PJM_MAAC | Other Renew | ST | 0 | 0 | 0 | 0 | 0 | 0 | ST | 0 | 0 | 0 | 0 | 0 | 0
| Total Costs by Reporting Type | PJM_E | PJM_MAAC | Steam O/G | STOG | 138.63 | 161.94 | 144.38 | 165 | 170.16 | 0.05 | STOG | 70.84 | 94.66 | 0 | 0 | 0 | 0
| Total Costs by Reporting Type | PJM_E | PJM_MAAC | Other Renew | STWD | 0 | 0 | 0 | 0 | 0 | 0 | STWD | 0 | 0 | 0 | 0 | 0 | 0
| Total Costs by Reporting Type | PJM_E | PJM_MAAC | On-shore Wind | WT | 332.77 | 332.78 | 332.78 | 332.77 | 0.36 | 0.36 | WT | 332.76 | 332.76 | 332.76 | 332.76 | 32.65 | 32.65
| Total Costs by Reporting Type | PJM_E | PJM_MAAC | Coal | IGCC | 0 | 0 | 0 | 0 | 0 | 0 | IGCC | 0 | 0 | 0 | 0 | 0 | 0
| Total Costs by Reporting Type | PJM_E | PJM_MAAC | DR | DemandResponse | 0 | 0 | 0 | 0 | 0 | 0 | DemandResponse | 0 | 0 | 0 | 0 | 0 | 0
| Total Costs by Reporting Type | PJM_E | PJM_MAAC | Coal-CCS | IGCC-CCS | 0 | 0 | 0.01 | 0.01 | 0.02 | 0.02 | IGCC-CCS | 0 | 0 | 0 | 0 | 0 | 0
| Total Costs by Reporting Type | PJM_E | PJM_MAAC | Off-shore Wind | WT_off | 0.02 | 0.02 | 599.08 | 599.07 | 599.06 | 599.06 | WT_off | 0 | 0 | 599.06 | 599.06 | 599.06 | 599.06
| Total Costs by Reporting Type | PJM_E | PJM_MAAC | Other | PseudoUnit | 0 | 0 | 0 | 0 | 0 | 0 | PseudoUnit | 0 | 0 | 0 | 0 | 0 | 0
| Total Costs by Reporting Type | PJM_E | PJM_MAAC | HQ/Maritimes | FixedInterchange | 0 | 0 | 0 | 0 | 0 | 0 | FixedInterchange | 0 | 0 | 0 | 0 | 0 | 0
Total Costs by Reporting Type
| Total Costs by Reporting Type |  |  |  | Total Costs by Reporting Type: PJM_ROM | [6 empty] | Total Costs by Reporting Type: PJM_ROM
| Total Costs by Reporting Type |  |  |  | ReportingType | 2015 | 2020 | 2025 | 2030 | 2035 | 2040 | ReportingType | 2015 | 2020 | 2025 | 2030 | 2035 | 2040
| Total Costs by Reporting Type | PJM_ROM | PJM_MAAC | Other Renew | BM | 10.17 | 19.49 | 19.49 | 1170.18 | 1171.71 | 2400.6 | BM | 10.17 | 19.49 | 19.49 | 19.49 | 19.56 | 2400.76
| Total Costs by Reporting Type | PJM_ROM | PJM_MAAC | CC | CC | 1452.08 | 1918.91 | 1792.47 | 1556.89 | 2150.38 | 1130.41 | CC | 1599.43 | 1872.79 | 2119.55 | 1975 | 2363.52 | 1590.43
| Total Costs by Reporting Type | PJM_ROM | PJM_MAAC | Other Renew | CSP | 0 | 0 | 0 | 0 | 0 | 0 | CSP | 0 | 0 | 0 | 0 | 0 | 0
| Total Costs by Reporting Type | PJM_ROM | PJM_MAAC | CT | CT | 1.53 | 1.67 | 1.68 | 1.73 | 0.44 | 0.54 | CT | 1.52 | 1.67 | 1.84 | 1.93 | 0 | 0
| Total Costs by Reporting Type | PJM_ROM | PJM_MAAC | Coal | Coal | 804.29 | 215.95 | 86.9 | 64.88 | 180.39 | 255.07 | Coal | 657.85 | 130.59 | 13.9 | 11.35 | 11.46 | 11.19
| Total Costs by Reporting Type | PJM_ROM | PJM_MAAC | Other Renew | Geo | 0 | 0 | 0 | 0 | 0 | 0 | Geo | 0 | 0 | 0 | 0 | 0 | 0
| Total Costs by Reporting Type | PJM_ROM | PJM_MAAC | Hydro | H | 19.83 | 19.85 | 19.86 | 253 | 253 | 253 | H | 19.83 | 19.83 | 253 | 253 | 253 | 253
| Total Costs by Reporting Type | PJM_ROM | PJM_MAAC | Other Renew | LFG | 47.04 | 132.66 | 132.66 | 131.08 | 128.72 | 75.37 | LFG | 47.04 | 132.66 | 132.66 | 131.08 | 128.72 | 75.37
| Total Costs by Reporting Type | PJM_ROM | PJM_MAAC | Nuclear | Nuc | 1163.94 | 1194.41 | 1192.36 | 1199.55 | 963.79 | 7763.07 | Nuc | 1163.94 | 1194.41 | 1192.35 | 1199.5 | 6296.5 | 9970.87
| Total Costs by Reporting Type | PJM_ROM | PJM_MAAC | Other | PS | 35.92 | 35.92 | 35.92 | 35.92 | 35.92 | 35.92 | PS | 35.92 | 35.92 | 35.92 | 35.92 | 35.92 | 35.92
| Total Costs by Reporting Type | PJM_ROM | PJM_MAAC | Other Renew | PV | 0.06 | 497.16 | 753.57 | 810.95 | 815.48 | 361.56 | PV | 0.06 | 496.95 | 753.54 | 811 | 815.41 | 361.78
| Total Costs by Reporting Type | PJM_ROM | PJM_MAAC | CT | PeakG | 30.83 | 44.68 | 41.33 | 62.62 | 73.07 | 83.45 | PeakG | 31.97 | 49.69 | 47.16 | 84.07 | 73.91 | 83.47
| Total Costs by Reporting Type | PJM_ROM | PJM_MAAC | CT | PeakO | 45.96 | 58.57 | 46.94 | 46.94 | 46.94 | 46.94 | PeakO | 45.95 | 58.57 | 46.94 | 46.94 | 13.96 | 0
| Total Costs by Reporting Type | PJM_ROM | PJM_MAAC | Other Renew | ST | 0 | 0 | 0 | 0 | 0 | 0 | ST | 0 | 0 | 0 | 0 | 0 | 0
| Total Costs by Reporting Type | PJM_ROM | PJM_MAAC | Steam O/G | STOG | 212.25 | 246.01 | 224.47 | 243.42 | 225.26 | 0.02 | STOG | 212.25 | 272.13 | 96.08 | 77.09 | 0 | 0
| Total Costs by Reporting Type | PJM_ROM | PJM_MAAC | Other Renew | STWD | 4.28 | 39.07 | 38.55 | 38.55 | 38.55 | 38.55 | STWD | 4.35 | 39.07 | 38.55 | 38.55 | 38.55 | 38.55
| Total Costs by Reporting Type | PJM_ROM | PJM_MAAC | On-shore Wind | WT | 152.09 | 341.35 | 341.36 | 313.94 | 227.79 | 59.61 | WT | 152.07 | 341.33 | 341.33 | 313.92 | 227.77 | 59.6
| Total Costs by Reporting Type | PJM_ROM | PJM_MAAC | Coal | IGCC | 0 | 0.01 | 0.01 | 0.01 | 0.01 | 0.01 | IGCC | 0 | 0 | 0 | 0 | 0 | 0
| Total Costs by Reporting Type | PJM_ROM | PJM_MAAC | DR | DemandResponse | 0 | 0 | 0 | 0 | 0 | 0 | DemandResponse | 0 | 0 | 0 | 0 | 0 | 0
| Total Costs by Reporting Type | PJM_ROM | PJM_MAAC | Coal-CCS | IGCC-CCS | 0 | 0 | 0.01 | 0.01 | 0.02 | 0.03 | IGCC-CCS | 0 | 0 | 0 | 0 | 0 | 0
| Total Costs by Reporting Type | PJM_ROM | PJM_MAAC | Off-shore Wind | WT_off | 0.02 | 0.02 | 0.03 | 0.01 | 0.01 | 0.01 | WT_off | 0 | 0 | 0 | 0 | 0 | 0
| Total Costs by Reporting Type | PJM_ROM | PJM_MAAC | Other | PseudoUnit | 0 | 0 | 0 | 0 | 0 | 0 | PseudoUnit | 0 | 0 | 0 | 0 | 0 | 0
| Total Costs by Reporting Type | PJM_ROM | PJM_MAAC | HQ/Maritimes | FixedInterchange | 0 | 0 | 0 | 0 | 0 | 0 | FixedInterchange | 0 | 0 | 0 | 0 | 0 | 0
Total Costs by Reporting Type
| Total Costs by Reporting Type |  |  |  | Total Costs by Reporting Type: PJM_ROR | [6 empty] | Total Costs by Reporting Type: PJM_ROR
| Total Costs by Reporting Type |  |  |  | ReportingType | 2015 | 2020 | 2025 | 2030 | 2035 | 2040 | ReportingType | 2015 | 2020 | 2025 | 2030 | 2035 | 2040
| Total Costs by Reporting Type | PJM_ROR | PJM_ROR | Other Renew | BM | 216.32 | 415.73 | 415.73 | 415.73 | 3950.71 | 9208.71 | BM | 216.32 | 415.73 | 382.8 | 415.73 | 415.73 | 10549.51
| Total Costs by Reporting Type | PJM_ROR | PJM_ROR | CC | CC | 9278.9 | 14075.91 | 13110.27 | 13754.95 | 15644.93 | 9487.88 | CC | 12382.27 | 17794.47 | 19419.87 | 22107.56 | 26536.6 | 3844.95
| Total Costs by Reporting Type | PJM_ROR | PJM_ROR | Other Renew | CSP | 0 | 0 | 0 | 0 | 0 | 0 | CSP | 0 | 0 | 0 | 0 | 0 | 0
| Total Costs by Reporting Type | PJM_ROR | PJM_ROR | CT | CT | 2.85 | 2.89 | 2.91 | 3 | 0.8 | 1 | CT | 2.85 | 3.15 | 3.19 | 3.36 | 0 | 0
| Total Costs by Reporting Type | PJM_ROR | PJM_ROR | Coal | Coal | 14750.72 | 10071.33 | 2120.31 | 2079.49 | 3930.53 | 4092.7 | Coal | 12063.34 | 7684.2 | 2547.92 | 2253.45 | 3197.42 | 3337.93
| Total Costs by Reporting Type | PJM_ROR | PJM_ROR | Other Renew | Geo | 0 | 0 | 0 | 0 | 0 | 0 | Geo | 0 | 0 | 0 | 0 | 0 | 0
| Total Costs by Reporting Type | PJM_ROR | PJM_ROR | Hydro | H | 26.17 | 207.89 | 207.89 | 207.89 | 207.89 | 207.89 | H | 26.17 | 207.89 | 207.89 | 207.89 | 207.89 | 207.89
| Total Costs by Reporting Type | PJM_ROR | PJM_ROR | Other Renew | LFG | 76.9 | 240.73 | 240.73 | 235.07 | 229.01 | 127.69 | LFG | 76.9 | 240.73 | 240.73 | 235.07 | 229.01 | 127.69
| Total Costs by Reporting Type | PJM_ROR | PJM_ROR | Nuclear | Nuc | 4607.58 | 4731.16 | 4718.65 | 4849.78 | 7195.67 | 10600.93 | Nuc | 4607.58 | 4731.16 | 4718.65 | 4541.22 | 6793.2 | 23437.79
| Total Costs by Reporting Type | PJM_ROR | PJM_ROR | Other | PS | 73.14 | 73.14 | 73.14 | 73.14 | 73.14 | 73.14 | PS | 73.14 | 73.14 | 73.14 | 73.14 | 73.14 | 73.14
| Total Costs by Reporting Type | PJM_ROR | PJM_ROR | Other Renew | PV | 0.36 | 0.36 | 0.36 | 0.36 | 0.36 | 0.36 | PV | 0.35 | 0.35 | 0.35 | 0.35 | 0.35 | 0.35
| Total Costs by Reporting Type | PJM_ROR | PJM_ROR | CT | PeakG | 412.42 | 593.72 | 393.37 | 519.82 | 497.88 | 486.44 | PeakG | 405.24 | 604.41 | 561.94 | 632.85 | 689.63 | 614.72
| Total Costs by Reporting Type | PJM_ROR | PJM_ROR | CT | PeakO | 48.69 | 65.15 | 52.22 | 52.22 | 52.22 | 52.22 | PeakO | 48.69 | 65.15 | 52.22 | 52.22 | 23.66 | 0
| Total Costs by Reporting Type | PJM_ROR | PJM_ROR | Other Renew | ST | 0 | 0 | 0 | 0 | 0 | 0 | ST | 0 | 0 | 0 | 0 | 0 | 0
| Total Costs by Reporting Type | PJM_ROR | PJM_ROR | Steam O/G | STOG | 147.65 | 146.24 | 133.51 | 145.21 | 135.32 | 0.03 | STOG | 127.62 | 178.56 | 0 | 0 | 0 | 0
| Total Costs by Reporting Type | PJM_ROR | PJM_ROR | Other Renew | STWD | 9.11 | 114.87 | 113.43 | 113.43 | 113.43 | 89.84 | STWD | 9.45 | 114.87 | 96.08 | 85.03 | 113.43 | 113.43
| Total Costs by Reporting Type | PJM_ROR | PJM_ROR | On-shore Wind | WT | 2217.8 | 2263.14 | 2263.14 | 1476.29 | 368.25 | 328.29 | WT | 2217.8 | 2263.14 | 3876.28 | 8798.69 | 7690.65 | 7650.69
| Total Costs by Reporting Type | PJM_ROR | PJM_ROR | Coal | IGCC | 0 | 0.01 | 0.01 | 0.01 | 0.01 | 0.01 | IGCC | 0 | 0 | 0 | 0 | 0 | 0
| Total Costs by Reporting Type | PJM_ROR | PJM_ROR | DR | DemandResponse | 0 | 0 | 0 | 0 | 0 | 0 | DemandResponse | 0 | 0 | 0 | 0 | 0 | 0
| Total Costs by Reporting Type | PJM_ROR | PJM_ROR | Coal-CCS | IGCC-CCS | 0 | 0.01 | 0.01 | 0.02 | 0.03 | 0.03 | IGCC-CCS | 0 | 0 | 0 | 0 | 0 | 0
| Total Costs by Reporting Type | PJM_ROR | PJM_ROR | Off-shore Wind | WT_off | 0.04 | 0.04 | 0.05 | 0.04 | 0.01 | 0 | WT_off | 0 | 0 | 0 | 0 | 0 | 0
| Total Costs by Reporting Type | PJM_ROR | PJM_ROR | Other | PseudoUnit | 0 | 0 | 0 | 0 | 0 | 0 | PseudoUnit | 0 | 0 | 0 | 0 | 0 | 0
| Total Costs by Reporting Type | PJM_ROR | PJM_ROR | HQ/Maritimes | FixedInterchange | 0 | 0 | 0 | 0 | 0 | 0 | FixedInterchange | 0 | 0 | 0 | 0 | 0 | 0
Total Costs by Reporting Type
| Total Costs by Reporting Type |  |  |  | Total Costs by Reporting Type: SOCO | [6 empty] | Total Costs by Reporting Type: SOCO
| Total Costs by Reporting Type |  |  |  | ReportingType | 2015 | 2020 | 2025 | 2030 | 2035 | 2040 | ReportingType | 2015 | 2020 | 2025 | 2030 | 2035 | 2040
| Total Costs by Reporting Type | SOCO | South | Other Renew | BM | 29.34 | 33.07 | 40.72 | 56.71 | 6386.55 | 6122.49 | BM | 29.34 | 33.07 | 48.54 | 56.71 | 3634.12 | 6386.92
| Total Costs by Reporting Type | SOCO | South | CC | CC | 9785.33 | 13004.22 | 10958.11 | 12042.31 | 5585.01 | 1797.99 | CC | 10024.35 | 13454.13 | 14539.75 | 12326.35 | 7515.23 | 2504.05
| Total Costs by Reporting Type | SOCO | South | Other Renew | CSP | 0 | 0 | 0 | 0 | 0 | 0 | CSP | 0 | 0 | 0 | 0 | 0 | 0
| Total Costs by Reporting Type | SOCO | South | CT | CT | 0 | 0.01 | 0.01 | 0.01 | 0.01 | 0.01 | CT | 0 | 0 | 0 | 0 | 0 | 0
| Total Costs by Reporting Type | SOCO | South | Coal | Coal | 3224.45 | 1666.19 | 696.22 | 839.22 | 679.48 | 704.86 | Coal | 3021.87 | 1444.77 | 611.34 | 736.44 | 574.17 | 599.98
| Total Costs by Reporting Type | SOCO | South | Other Renew | Geo | 0 | 0 | 0 | 0 | 0 | 0 | Geo | 0 | 0 | 0 | 0 | 0 | 0
| Total Costs by Reporting Type | SOCO | South | Hydro | H | 59.74 | 59.74 | 59.74 | 59.74 | 59.75 | 59.75 | H | 59.74 | 59.74 | 59.74 | 59.74 | 59.74 | 59.74
| Total Costs by Reporting Type | SOCO | South | Other Renew | LFG | 4.47 | 4.47 | 37.19 | 37.19 | 37.19 | 37.19 | LFG | 4.47 | 4.47 | 37.19 | 37.19 | 37.19 | 37.19
| Total Costs by Reporting Type | SOCO | South | Nuclear | Nuc | 1355.07 | 2993.98 | 3028.43 | 3171.4 | 12216 | 18014.46 | Nuc | 1355.07 | 2993.98 | 3028.43 | 9022.32 | 13287.12 | 16895.11
| Total Costs by Reporting Type | SOCO | South | Other | PS | 39.76 | 39.76 | 39.76 | 39.76 | 39.76 | 39.76 | PS | 39.76 | 39.76 | 39.76 | 39.76 | 39.76 | 39.76
| Total Costs by Reporting Type | SOCO | South | Other Renew | PV | 0 | 0 | 0.01 | 0 | 0 | 0 | PV | 0 | 0 | 0 | 0 | 0 | 0
| Total Costs by Reporting Type | SOCO | South | CT | PeakG | 246.96 | 270.97 | 254.93 | 329.92 | 127.44 | 117.33 | PeakG | 248.82 | 380.32 | 417.33 | 73.53 | 85.63 | 71.55
| Total Costs by Reporting Type | SOCO | South | CT | PeakO | 4.16 | 5.65 | 5 | 5.07 | 0.02 | 0.02 | PeakO | 0 | 0 | 0 | 0 | 0 | 0
| Total Costs by Reporting Type | SOCO | South | Other Renew | ST | 0 | 0 | 0 | 0 | 0 | 0 | ST | 0 | 0 | 0 | 0 | 0 | 0
| Total Costs by Reporting Type | SOCO | South | Steam O/G | STOG | 0.01 | 0.01 | 0.01 | 0.01 | 0.01 | 0.01 | STOG | 0 | 0 | 0 | 0 | 0 | 0
| Total Costs by Reporting Type | SOCO | South | Other Renew | STWD | 43.96 | 48.05 | 79.91 | 238.82 | 425.48 | 269.97 | STWD | 43.96 | 65.76 | 81.53 | 360.06 | 425.48 | 271.07
| Total Costs by Reporting Type | SOCO | South | On-shore Wind | WT | 0.01 | 0.01 | 0.01 | 0.01 | 0.01 | 0 | WT | 0 | 0 | 0 | 0 | 23.58 | 23.58
| Total Costs by Reporting Type | SOCO | South | Coal | IGCC | 0 | 0.01 | 0.02 | 0.02 | 0.02 | 0.02 | IGCC | 0 | 0 | 0 | 0 | 0 | 0
| Total Costs by Reporting Type | SOCO | South | DR | DemandResponse | 0 | 0 | 0 | 0 | 0 | 0 | DemandResponse | 0 | 0 | 0 | 0 | 0 | 0
| Total Costs by Reporting Type | SOCO | South | Coal-CCS | IGCC-CCS | 0 | 0.01 | 0.02 | 0.03 | 0.05 | 0.05 | IGCC-CCS | 0 | 0 | 0 | 0 | 0 | 0
| Total Costs by Reporting Type | SOCO | South | Off-shore Wind | WT_off | 0 | 0 | 0 | 0 | 0 | 0 | WT_off | 0 | 0 | 0 | 0 | 0 | 0
| Total Costs by Reporting Type | SOCO | South | Other | PseudoUnit | 0 | 0 | 0 | 0 | 0 | 0 | PseudoUnit | 0 | 0 | 0 | 0 | 0 | 0
| Total Costs by Reporting Type | SOCO | South | HQ/Maritimes | FixedInterchange | 0 | 0 | 0 | 0 | 0 | 0 | FixedInterchange | 0 | 0 | 0 | 0 | 0 | 0
Total Costs by Reporting Type
| Total Costs by Reporting Type |  |  |  | Total Costs by Reporting Type: SPP_N | [6 empty] | Total Costs by Reporting Type: SPP_N
| Total Costs by Reporting Type |  |  |  | ReportingType | 2015 | 2020 | 2025 | 2030 | 2035 | 2040 | ReportingType | 2015 | 2020 | 2025 | 2030 | 2035 | 2040
| Total Costs by Reporting Type | SPP_N | Southwest | Other Renew | BM | 0 | 0 | 0 | 0 | 0.01 | 0.02 | BM | 0 | 0 | 0 | 0 | 0 | 0
| Total Costs by Reporting Type | SPP_N | Southwest | CC | CC | 278.12 | 114.88 | 107.49 | 95.33 | 125.37 | 91.95 | CC | 426.96 | 700.23 | 632.57 | 564.15 | 586.02 | 571.63
| Total Costs by Reporting Type | SPP_N | Southwest | Other Renew | CSP | 0 | 0 | 0 | 0 | 0 | 0 | CSP | 0 | 0 | 0 | 0 | 0 | 0
| Total Costs by Reporting Type | SPP_N | Southwest | CT | CT | 0 | 0.01 | 0.01 | 22.47 | 138.9 | 138.9 | CT | 0 | 0 | 0 | 31.22 | 44.33 | 46.5
| Total Costs by Reporting Type | SPP_N | Southwest | Coal | Coal | 3554.01 | 1098.7 | 188.91 | 142.56 | 142.65 | 142.7 | Coal | 3553.85 | 1127.7 | 282.58 | 285.71 | 305.28 | 307.69
| Total Costs by Reporting Type | SPP_N | Southwest | Other Renew | Geo | 0 | 0 | 0 | 0 | 0 | 0 | Geo | 0 | 0 | 0 | 0 | 0 | 0
| Total Costs by Reporting Type | SPP_N | Southwest | Hydro | H | 0.3 | 0.3 | 0.3 | 0.3 | 0.3 | 0.3 | H | 0.3 | 0.3 | 0.3 | 0.3 | 0.3 | 0.3
| Total Costs by Reporting Type | SPP_N | Southwest | Other Renew | LFG | 0.85 | 0.85 | 0.85 | 30.03 | 30.03 | 30.03 | LFG | 0.85 | 0.85 | 0.85 | 30.02 | 29.99 | 29.98
| Total Costs by Reporting Type | SPP_N | Southwest | Nuclear | Nuc | 256.73 | 266.63 | 271.4 | 272.98 | 272.98 | 272.99 | Nuc | 256.73 | 266.63 | 259.79 | 250.59 | 230.51 | 229.48
| Total Costs by Reporting Type | SPP_N | Southwest | Other | PS | 0 | 0 | 0 | 0 | 0 | 0 | PS | 0 | 0 | 0 | 0 | 0 | 0
| Total Costs by Reporting Type | SPP_N | Southwest | Other Renew | PV | 0.01 | 0.01 | 0.01 | 0 | 0 | 0 | PV | 0 | 0 | 0 | 0 | 0 | 0
| Total Costs by Reporting Type | SPP_N | Southwest | CT | PeakG | 74.99 | 117.7 | 105.71 | 105.71 | 105.71 | 105.71 | PeakG | 82.18 | 117.69 | 105.7 | 105.7 | 105.7 | 105.7
| Total Costs by Reporting Type | SPP_N | Southwest | CT | PeakO | 34.89 | 44.84 | 35.94 | 35.94 | 35.94 | 35.95 | PeakO | 34.89 | 44.84 | 35.94 | 35.94 | 35.94 | 35.94
| Total Costs by Reporting Type | SPP_N | Southwest | Other Renew | ST | 0 | 0 | 0 | 0 | 0 | 0 | ST | 0 | 0 | 0 | 0 | 0 | 0
| Total Costs by Reporting Type | SPP_N | Southwest | Steam O/G | STOG | 0.47 | 0.5 | 0.43 | 0.43 | 0.43 | 0.43 | STOG | 101.29 | 91.11 | 74.11 | 93.09 | 74.11 | 74.11
| Total Costs by Reporting Type | SPP_N | Southwest | Other Renew | STWD | 0 | 0 | 0 | 0 | 0 | 0 | STWD | 0 | 0 | 0 | 0 | 0 | 0
| Total Costs by Reporting Type | SPP_N | Southwest | On-shore Wind | WT | 42.05 | 7695.37 | 15293.72 | 15293.73 | 15293.73 | 9363.32 | WT | 42.04 | 5123.41 | 6257.96 | 6576.4 | 8985.38 | 4780.07
| Total Costs by Reporting Type | SPP_N | Southwest | Coal | IGCC | 0 | 0.01 | 0.01 | 0.01 | 0.01 | 0.01 | IGCC | 0 | 0 | 0 | 0 | 0 | 0
| Total Costs by Reporting Type | SPP_N | Southwest | DR | DemandResponse | 0 | 0 | 0 | 0 | 0 | 0 | DemandResponse | 0 | 0 | 0 | 0 | 0 | 0
| Total Costs by Reporting Type | SPP_N | Southwest | Coal-CCS | IGCC-CCS | 0 | 0 | 0 | 0.01 | 0.01 | 0.02 | IGCC-CCS | 0 | 0 | 0 | 0 | 0 | 0
| Total Costs by Reporting Type | SPP_N | Southwest | Off-shore Wind | WT_off | 0 | 0 | 0 | 0 | 0 | 0 | WT_off | 0 | 0 | 0 | 0 | 0 | 0
| Total Costs by Reporting Type | SPP_N | Southwest | Other | PseudoUnit | 0 | 0 | 0 | 0 | 0 | 0 | PseudoUnit | 0 | 0 | 0 | 0 | 0 | 0
| Total Costs by Reporting Type | SPP_N | Southwest | HQ/Maritimes | FixedInterchange | 0 | 0 | 0 | 0 | 0 | 0 | FixedInterchange | 0 | 0 | 0 | 0 | 0 | 0
Total Costs by Reporting Type
| Total Costs by Reporting Type |  |  |  | Total Costs by Reporting Type: SPP_S | [6 empty] | Total Costs by Reporting Type: SPP_S
| Total Costs by Reporting Type |  |  |  | ReportingType | 2015 | 2020 | 2025 | 2030 | 2035 | 2040 | ReportingType | 2015 | 2020 | 2025 | 2030 | 2035 | 2040
| Total Costs by Reporting Type | SPP_S | Southwest | Other Renew | BM | 0 | 0 | 0 | 0 | 0.01 | 0.02 | BM | 0 | 0 | 0 | 0 | 0 | 0
| Total Costs by Reporting Type | SPP_S | Southwest | CC | CC | 2877.78 | 1017.83 | 850.03 | 910.09 | 1162.53 | 982.73 | CC | 3606.98 | 3025.32 | 3088.62 | 2847.17 | 3060.41 | 3420.01
| Total Costs by Reporting Type | SPP_S | Southwest | Other Renew | CSP | 0 | 0 | 0 | 0 | 0 | 0 | CSP | 0 | 0 | 0 | 0 | 0 | 0
| Total Costs by Reporting Type | SPP_S | Southwest | CT | CT | 37.15 | 61.71 | 61.71 | 75.62 | 176.13 | 152.42 | CT | 36.19 | 61.7 | 61.7 | 61.71 | 28.5 | 4.78
| Total Costs by Reporting Type | SPP_S | Southwest | Coal | Coal | 5480.77 | 1012.87 | 379.63 | 302.7 | 302.73 | 302.77 | Coal | 4336.23 | 843.97 | 349.65 | 302.46 | 302.46 | 302.46
| Total Costs by Reporting Type | SPP_S | Southwest | Other Renew | Geo | 0 | 0 | 0 | 0 | 0 | 0 | Geo | 0 | 0 | 0 | 0 | 0 | 0
| Total Costs by Reporting Type | SPP_S | Southwest | Hydro | H | 30.03 | 30.03 | 30.03 | 30.04 | 61.32 | 61.32 | H | 30.03 | 30.03 | 30.03 | 30.03 | 30.03 | 61.32
| Total Costs by Reporting Type | SPP_S | Southwest | Other Renew | LFG | 2.3 | 2.3 | 2.3 | 31.48 | 31.48 | 31.48 | LFG | 2.29 | 2.29 | 2.29 | 31.46 | 31.44 | 31.42
| Total Costs by Reporting Type | SPP_S | Southwest | Nuclear | Nuc | 0.01 | 0.01 | 0.02 | 0.02 | 0.05 | 0.06 | Nuc | 0.01 | 0.01 | 0.01 | 0.02 | 0.04 | 0.03
| Total Costs by Reporting Type | SPP_S | Southwest | Other | PS | 10.59 | 10.59 | 10.59 | 10.59 | 10.59 | 10.59 | PS | 10.59 | 10.59 | 10.59 | 10.59 | 10.59 | 10.59
| Total Costs by Reporting Type | SPP_S | Southwest | Other Renew | PV | 0.01 | 0.01 | 0.01 | 0 | 0 | 0 | PV | 0 | 0 | 0 | 0 | 0 | 0
| Total Costs by Reporting Type | SPP_S | Southwest | CT | PeakG | 60.22 | 87.94 | 62.38 | 76.79 | 82.78 | 82.79 | PeakG | 60.2 | 87.93 | 62.37 | 76.78 | 82.77 | 82.77
| Total Costs by Reporting Type | SPP_S | Southwest | CT | PeakO | 3.36 | 4.54 | 3.63 | 3.63 | 3.65 | 3.66 | PeakO | 3.36 | 4.54 | 3.63 | 3.63 | 3.64 | 3.66
| Total Costs by Reporting Type | SPP_S | Southwest | Other Renew | ST | 0 | 0 | 0 | 0 | 0 | 0 | ST | 0 | 0 | 0 | 0 | 0 | 0
| Total Costs by Reporting Type | SPP_S | Southwest | Steam O/G | STOG | 544.35 | 505.09 | 365.98 | 398.71 | 421.94 | 421.91 | STOG | 613.73 | 492.87 | 489.19 | 476.54 | 445.1 | 454.46
| Total Costs by Reporting Type | SPP_S | Southwest | Other Renew | STWD | 7.64 | 4.76 | 4.13 | 7.44 | 38.79 | 34.38 | STWD | 7.66 | 6.01 | 5.39 | 13.55 | 22.31 | 20.16
| Total Costs by Reporting Type | SPP_S | Southwest | On-shore Wind | WT | 183.44 | 10407.03 | 10407.06 | 10407.06 | 10314.42 | 1324.29 | WT | 183.43 | 8191.97 | 8191.97 | 8972.15 | 9523.46 | 2901.32
| Total Costs by Reporting Type | SPP_S | Southwest | Coal | IGCC | 0 | 0.01 | 0.01 | 0.01 | 0.01 | 0.02 | IGCC | 0 | 0 | 0 | 0 | 0 | 0
| Total Costs by Reporting Type | SPP_S | Southwest | DR | DemandResponse | 0 | 0 | 0 | 0 | 0 | 0 | DemandResponse | 0 | 0 | 0 | 0 | 0 | 0
| Total Costs by Reporting Type | SPP_S | Southwest | Coal-CCS | IGCC-CCS | 0 | 0.01 | 0.01 | 0.01 | 0.02 | 0.02 | IGCC-CCS | 0 | 0 | 0 | 0 | 0 | 0
| Total Costs by Reporting Type | SPP_S | Southwest | Off-shore Wind | WT_off | 0 | 0 | 0 | 0 | 0 | 0 | WT_off | 0 | 0 | 0 | 0 | 0 | 0
| Total Costs by Reporting Type | SPP_S | Southwest | Other | PseudoUnit | 0 | 0 | 0 | 0 | 0 | 0 | PseudoUnit | 0 | 0 | 0 | 0 | 0 | 0
| Total Costs by Reporting Type | SPP_S | Southwest | HQ/Maritimes | FixedInterchange | 0 | 0 | 0 | 0 | 0 | 0 | FixedInterchange | 0 | 0 | 0 | 0 | 0 | 0
Total Costs by Reporting Type
| Total Costs by Reporting Type |  |  |  | Total Costs by Reporting Type: TVA | [6 empty] | Total Costs by Reporting Type: TVA
| Total Costs by Reporting Type |  |  |  | ReportingType | 2015 | 2020 | 2025 | 2030 | 2035 | 2040 | ReportingType | 2015 | 2020 | 2025 | 2030 | 2035 | 2040
| Total Costs by Reporting Type | TVA | South | Other Renew | BM | 0 | 0 | 0 | 0 | 7168.58 | 7168.64 | BM | 0 | 0 | 0 | 0 | 7168.7 | 7168.7
| Total Costs by Reporting Type | TVA | South | CC | CC | 2793.63 | 5237.37 | 5698.27 | 6414.45 | 3831.65 | 1332.98 | CC | 3288.45 | 5809.77 | 6620.45 | 6709.18 | 4613.25 | 1852.02
| Total Costs by Reporting Type | TVA | South | Other Renew | CSP | 0 | 0 | 0 | 0 | 0 | 0 | CSP | 0 | 0 | 0 | 0 | 0 | 0
| Total Costs by Reporting Type | TVA | South | CT | CT | 0 | 0.01 | 0.01 | 0.01 | 0.01 | 0 | CT | 0 | 0 | 0 | 0 | 0 | 0
| Total Costs by Reporting Type | TVA | South | Coal | Coal | 2846.08 | 1869.07 | 290.96 | 0.61 | 0.73 | 0.72 | Coal | 2340.55 | 1225.9 | 139.68 | 11.63 | 0.01 | 0.01
| Total Costs by Reporting Type | TVA | South | Other Renew | Geo | 0 | 0 | 0 | 0 | 0 | 0 | Geo | 0 | 0 | 0 | 0 | 0 | 0
| Total Costs by Reporting Type | TVA | South | Hydro | H | 72.8 | 72.8 | 82.05 | 82.09 | 82.09 | 82.09 | H | 72.8 | 72.8 | 82.09 | 82.09 | 82.09 | 82.09
| Total Costs by Reporting Type | TVA | South | Other Renew | LFG | 1.57 | 1.57 | 33.99 | 33.98 | 33.98 | 33.98 | LFG | 1.57 | 1.57 | 33.99 | 33.99 | 33.99 | 33.99
| Total Costs by Reporting Type | TVA | South | Nuclear | Nuc | 2533.71 | 2590.04 | 2579.4 | 3494.41 | 4549.44 | 7607.83 | Nuc | 2533.71 | 2590.04 | 2579.4 | 2590.89 | 2971.36 | 6714.16
| Total Costs by Reporting Type | TVA | South | Other | PS | 41.38 | 41.38 | 41.38 | 41.38 | 41.38 | 41.38 | PS | 41.38 | 41.38 | 41.38 | 41.38 | 41.38 | 41.38
| Total Costs by Reporting Type | TVA | South | Other Renew | PV | 0 | 0 | 0.01 | 0 | 0 | 0 | PV | 0 | 0 | 0 | 0 | 0 | 0.01
| Total Costs by Reporting Type | TVA | South | CT | PeakG | 99.25 | 153.37 | 141 | 141 | 138.5 | 138.5 | PeakG | 99.24 | 153.37 | 140.99 | 140.99 | 116.85 | 116.85
| Total Costs by Reporting Type | TVA | South | CT | PeakO | 1.87 | 2.54 | 1.92 | 2.49 | 0.01 | 0.01 | PeakO | 1.87 | 2.54 | 1.92 | 2.49 | 0 | 0
| Total Costs by Reporting Type | TVA | South | Other Renew | ST | 0 | 0 | 0 | 0 | 0 | 0 | ST | 0 | 0 | 0 | 0 | 0 | 0
| Total Costs by Reporting Type | TVA | South | Steam O/G | STOG | 0 | 0 | 0 | 0 | 0 | 0 | STOG | 0 | 0 | 0 | 0 | 0 | 0
| Total Costs by Reporting Type | TVA | South | Other Renew | STWD | 0.32 | 0.36 | 0.43 | 2.25 | 2.99 | 2.56 | STWD | 0.32 | 0.36 | 0.44 | 2.24 | 3 | 2.36
| Total Costs by Reporting Type | TVA | South | On-shore Wind | WT | [6 empty] | WT | 0.99 | 0.99 | 0.99 | 0.99 | 24.39 | 24.39 | bar: 2015 to 2040
| Total Costs by Reporting Type | TVA | South | Coal | IGCC | 0 | 0.01 | 0.01 | 0.01 | 0.01 | 0.02 | IGCC | 0 | 0 | 0 | 0 | 0 | 0
| Total Costs by Reporting Type | TVA | South | DR | DemandResponse | 0 | 0 | 0 | 0 | 0 | 0 | DemandResponse | 0 | 0 | 0 | 0 | 0 | 0
| Total Costs by Reporting Type | TVA | South | Coal-CCS | IGCC-CCS | 0 | 0.01 | 0.01 | 0.02 | 0.03 | 0.03 | IGCC-CCS | 0 | 0 | 0 | 0 | 0 | 0
| Total Costs by Reporting Type | TVA | South | Off-shore Wind | WT_off | 0 | 0 | 0 | 0 | 0 | 0 | WT_off | 0 | 0 | 0 | 0 | 0 | 0
| Total Costs by Reporting Type | TVA | South | Other | PseudoUnit | 0 | 0 | 0 | 0 | 0 | 0 | PseudoUnit | 0 | 0 | 0 | 0 | 0 | 0
| Total Costs by Reporting Type | TVA | South | HQ/Maritimes | FixedInterchange | 0 | 0 | 0 | 0 | 0 | 0 | FixedInterchange | 0 | 0 | 0 | 0 | 0 | 0
Total Costs by Reporting Type
| Total Costs by Reporting Type |  |  |  | Total Costs by Reporting Type: TVA_Transmission | [6 empty] | Total Costs by Reporting Type: TVA_Transmission
| Total Costs by Reporting Type |  |  |  | ReportingType | 2015 | 2020 | 2025 | 2030 | 2035 | 2040 | ReportingType | 2015 | 2020 | 2025 | 2030 | 2035 | 2040
| Total Costs by Reporting Type | TVA_Transmission | South | Other Renew | BM | 0 | 0 | 0 | 0 | 0 | 0 | BM | 0 | 0 | 0 | 0 | 0 | 0
| Total Costs by Reporting Type | TVA_Transmission | South | CC | CC | 0 | 0 | 0 | 0 | 0 | 0 | CC | 0 | 0 | 0 | 0 | 0 | 0
| Total Costs by Reporting Type | TVA_Transmission | South | Other Renew | CSP | 0 | 0 | 0 | 0 | 0 | 0 | CSP | 0 | 0 | 0 | 0 | 0 | 0
| Total Costs by Reporting Type | TVA_Transmission | South | CT | CT | 0 | 0 | 0 | 0 | 0 | 0 | CT | 0 | 0 | 0 | 0 | 0 | 0
| Total Costs by Reporting Type | TVA_Transmission | South | Coal | Coal | 0 | 0 | 0 | 0 | 0 | 0 | Coal | 0 | 0 | 0 | 0 | 0 | 0
| Total Costs by Reporting Type | TVA_Transmission | South | Other Renew | Geo | 0 | 0 | 0 | 0 | 0 | 0 | Geo | 0 | 0 | 0 | 0 | 0 | 0
| Total Costs by Reporting Type | TVA_Transmission | South | Hydro | H | 0 | 0 | 0 | 0 | 0 | 0 | H | 0 | 0 | 0 | 0 | 0 | 0
| Total Costs by Reporting Type | TVA_Transmission | South | Other Renew | LFG | 0 | 0 | 0 | 0 | 0 | 0 | LFG | 0 | 0 | 0 | 0 | 0 | 0
| Total Costs by Reporting Type | TVA_Transmission | South | Nuclear | Nuc | 0 | 0 | 0 | 0 | 0 | 0 | Nuc | 0 | 0 | 0 | 0 | 0 | 0
| Total Costs by Reporting Type | TVA_Transmission | South | Other | PS | 0 | 0 | 0 | 0 | 0 | 0 | PS | 0 | 0 | 0 | 0 | 0 | 0
| Total Costs by Reporting Type | TVA_Transmission | South | Other Renew | PV | 0 | 0 | 0 | 0 | 0 | 0 | PV | 0 | 0 | 0 | 0 | 0 | 0
| Total Costs by Reporting Type | TVA_Transmission | South | CT | PeakG | 0 | 0 | 0 | 0 | 0 | 0 | PeakG | 0 | 0 | 0 | 0 | 0 | 0
| Total Costs by Reporting Type | TVA_Transmission | South | CT | PeakO | 0 | 0 | 0 | 0 | 0 | 0 | PeakO | 0 | 0 | 0 | 0 | 0 | 0
| Total Costs by Reporting Type | TVA_Transmission | South | Other Renew | ST | 0 | 0 | 0 | 0 | 0 | 0 | ST | 0 | 0 | 0 | 0 | 0 | 0
| Total Costs by Reporting Type | TVA_Transmission | South | Steam O/G | STOG | 0 | 0 | 0 | 0 | 0 | 0 | STOG | 0 | 0 | 0 | 0 | 0 | 0
| Total Costs by Reporting Type | TVA_Transmission | South | Other Renew | STWD | 0 | 0 | 0 | 0 | 0 | 0 | STWD | 0 | 0 | 0 | 0 | 0 | 0
| Total Costs by Reporting Type | TVA_Transmission | South | On-shore Wind | WT | 0 | 0 | 0 | 0 | 0 | 0 | WT | 0 | 0 | 0 | 0 | 0 | 0
| Total Costs by Reporting Type | TVA_Transmission | South | Coal | IGCC | 0 | 0 | 0 | 0 | 0 | 0 | IGCC | 0 | 0 | 0 | 0 | 0 | 0
| Total Costs by Reporting Type | TVA_Transmission | South | DR | DemandResponse | 0 | 0 | 0 | 0 | 0 | 0 | DemandResponse | 0 | 0 | 0 | 0 | 0 | 0
| Total Costs by Reporting Type | TVA_Transmission | South | Coal-CCS | IGCC-CCS | 0 | 0 | 0 | 0 | 0 | 0 | IGCC-CCS | 0 | 0 | 0 | 0 | 0 | 0
| Total Costs by Reporting Type | TVA_Transmission | South | Off-shore Wind | WT_off | 0 | 0 | 0 | 0 | 0 | 0 | WT_off | 0 | 0 | 0 | 0 | 0 | 0
| Total Costs by Reporting Type | TVA_Transmission | South | Other | PseudoUnit | 0 | 0 | 0 | 0 | 0 | 0 | PseudoUnit | 0 | 0 | 0 | 0 | 0 | 0
| Total Costs by Reporting Type | TVA_Transmission | South | HQ/Maritimes | FixedInterchange | 0 | 0 | 0 | 0 | 0 | 0 | FixedInterchange | 0 | 0 | 0 | 0 | 0 | 0
Total Costs by Reporting Type
| Total Costs by Reporting Type |  |  |  | Total Costs by Reporting Type: VACAR | [6 empty] | Total Costs by Reporting Type: VACAR
| Total Costs by Reporting Type |  |  |  | ReportingType | 2015 | 2020 | 2025 | 2030 | 2035 | 2040 | ReportingType | 2015 | 2020 | 2025 | 2030 | 2035 | 2040
| Total Costs by Reporting Type | VACAR | South | Other Renew | BM | 0.92 | 169.95 | 688.82 | 700.64 | 6734.8 | 6630.19 | BM | 0.93 | 169.23 | 688.45 | 700.35 | 700.35 | 6423.89
| Total Costs by Reporting Type | VACAR | South | CC | CC | 8503.14 | 9247.98 | 8566.1 | 7924.83 | 6035.37 | 1312.51 | CC | 8814.9 | 9588.45 | 9817.18 | 10177.65 | 6986.26 | 1811.12
| Total Costs by Reporting Type | VACAR | South | Other Renew | CSP | 0 | 0 | 0 | 0 | 0 | 0 | CSP | 0 | 0 | 0 | 0 | 0 | 0
| Total Costs by Reporting Type | VACAR | South | CT | CT | 68.09 | 65.8 | 65.79 | 0 | 0 | 0 | CT | 73.03 | 73.88 | 82.34 | 0 | 0 | 0
| Total Costs by Reporting Type | VACAR | South | Coal | Coal | 2991.68 | 2246.67 | 1037.92 | 562.96 | 745.04 | 729.14 | Coal | 2721.45 | 2021.83 | 777.4 | 606.24 | 679.77 | 704.85
| Total Costs by Reporting Type | VACAR | South | Other Renew | Geo | 0 | 0 | 0 | 0 | 0 | 0 | Geo | 0 | 0 | 0 | 0 | 0 | 0
| Total Costs by Reporting Type | VACAR | South | Hydro | H | 30.23 | 30.23 | 30.23 | 30.23 | 30.24 | 30.24 | H | 30.23 | 30.23 | 30.23 | 30.23 | 30.23 | 30.23
| Total Costs by Reporting Type | VACAR | South | Other Renew | LFG | 7.61 | 40.25 | 40.25 | 40.24 | 40.24 | 20.68 | LFG | 7.71 | 40.25 | 40.25 | 40.25 | 40.18 | 20.68
| Total Costs by Reporting Type | VACAR | South | Nuclear | Nuc | 2606.17 | 4424.34 | 4396.29 | 8357.5 | 10293.5 | 18969.46 | Nuc | 2606.17 | 4424.34 | 6529 | 7846.84 | 7084.39 | 8516.25
| Total Costs by Reporting Type | VACAR | South | Other | PS | 62.1 | 62.1 | 62.1 | 62.1 | 62.1 | 62.1 | PS | 62.1 | 62.1 | 62.1 | 62.1 | 62.1 | 62.1
| Total Costs by Reporting Type | VACAR | South | Other Renew | PV | 0.24 | 44.91 | 45.63 | 45.87 | 45.87 | 4.37 | PV | 0.24 | 44.9 | 45.63 | 45.87 | 45.87 | 47.42
| Total Costs by Reporting Type | VACAR | South | CT | PeakG | 146.16 | 209.85 | 148.17 | 188.39 | 106.87 | 106.89 | PeakG | 153.38 | 235.21 | 193.96 | 248.46 | 197.55 | 206.03
| Total Costs by Reporting Type | VACAR | South | CT | PeakO | 36.13 | 46.34 | 37.33 | 38.01 | 0.01 | 0.02 | PeakO | 36.13 | 46.34 | 37.33 | 38.01 | 0 | 0
| Total Costs by Reporting Type | VACAR | South | Other Renew | ST | 0 | 0 | 0 | 0 | 0 | 0 | ST | 0 | 0 | 0 | 0 | 0 | 0
| Total Costs by Reporting Type | VACAR | South | Steam O/G | STOG | 4.04 | 4.79 | 4.1 | 0.06 | 0 | 0.01 | STOG | 4.04 | 4.78 | 4.1 | 1.26 | 0 | 0
| Total Costs by Reporting Type | VACAR | South | Other Renew | STWD | 173.41 | 175.67 | 173.58 | 173.58 | 173.58 | 137.34 | STWD | 173.41 | 175.67 | 173.58 | 173.58 | 173.58 | 136.89
| Total Costs by Reporting Type | VACAR | South | On-shore Wind | WT | 0.02 | 838.92 | 838.92 | 838.91 | 838.9 | 98.34 | WT | 0.22 | 838.93 | 838.93 | 838.93 | 838.73 | 98.34
| Total Costs by Reporting Type | VACAR | South | Coal | IGCC | 0 | 0.01 | 0.01 | 0.01 | 0.01 | 0.01 | IGCC | 0 | 0 | 0 | 0 | 0 | 0
| Total Costs by Reporting Type | VACAR | South | DR | DemandResponse | 0 | 0 | 0 | 0 | 0 | 0 | DemandResponse | 0 | 0 | 0 | 0 | 0 | 0
| Total Costs by Reporting Type | VACAR | South | Coal-CCS | IGCC-CCS | 0 | 0 | 0.01 | 0.01 | 0.02 | 0.02 | IGCC-CCS | 0 | 0 | 0 | 0 | 0 | 0
| Total Costs by Reporting Type | VACAR | South | Off-shore Wind | WT_off | 0.02 | 0.03 | 0.03 | 0.02 | 0.01 | 0.01 | WT_off | 0.59 | 0.59 | 0.59 | 0.59 | 12829.84 | 17413.79
| Total Costs by Reporting Type | VACAR | South | Other | PseudoUnit | 0 | 0 | 0 | 0 | 0 | 0 | PseudoUnit | 0 | 0 | 0 | 0 | 0 | 0
| Total Costs by Reporting Type | VACAR | South | HQ/Maritimes | FixedInterchange | 0 | 0 | 0 | 0 | 0 | 0 | FixedInterchange | 0 | 0 | 0 | 0 | 0 | 0
Total Costs by Reporting Type
| Total Costs by Reporting Type |  |  |  | Total Costs by Reporting Type: IESO | [6 empty] | Total Costs by Reporting Type: IESO
| Total Costs by Reporting Type |  |  |  | ReportingType | 2015 | 2020 | 2025 | 2030 | 2035 | 2040 | ReportingType | 2015 | 2020 | 2025 | 2030 | 2035 | 2040
| Total Costs by Reporting Type | IESO | Ontario | Other Renew | BM | 177.6 | 177.7 | 177.69 | 188.69 | 396.55 | 311.99 | BM | 177.6 | 177.6 | 177.6 | 180.58 | 180.58 | 189.3
| Total Costs by Reporting Type | IESO | Ontario | CC | CC | 245.23 | 216.47 | 201.17 | 193.6 | 193.6 | 18.2 | CC | 210.24 | 201.74 | 196.45 | 193.58 | 193.58 | 18.17
| Total Costs by Reporting Type | IESO | Ontario | Other Renew | CSP | 0 | 0 | 0 | 0 | 0 | 0 | CSP | 0 | 0 | 0 | 0 | 0 | 0
| Total Costs by Reporting Type | IESO | Ontario | CT | CT | 44.26 | 44.26 | 44.26 | 44.26 | 0.01 | 0.01 | CT | 44.26 | 44.26 | 44.26 | 44.26 | 0 | 0
| Total Costs by Reporting Type | IESO | Ontario | Coal | Coal | 0 | 0 | 0 | 0 | 0 | 0.01 | Coal | 0 | 0 | 0 | 0 | 0 | 0
| Total Costs by Reporting Type | IESO | Ontario | Other Renew | Geo | 0 | 0 | 0 | 0 | 0 | 0 | Geo | 0 | 0 | 0 | 0 | 0 | 0
| Total Costs by Reporting Type | IESO | Ontario | Hydro | H | 123.83 | 123.83 | 123.83 | 226.24 | 226.24 | 226.24 | H | 123.83 | 123.83 | 123.83 | 123.83 | 211.73 | 226.24
| Total Costs by Reporting Type | IESO | Ontario | Other Renew | LFG | 19.32 | 19.32 | 19.32 | 19.55 | 14.43 | 14.43 | LFG | 19.32 | 19.32 | 19.32 | 19.32 | 14.43 | 14.43
| Total Costs by Reporting Type | IESO | Ontario | Nuclear | Nuc | 2990.3 | 3007.72 | 3062.2 | 3080.29 | 2836.57 | 3030.71 | Nuc | 2990.3 | 2997.91 | 3036.78 | 3080.28 | 2836.57 | 3030.7
| Total Costs by Reporting Type | IESO | Ontario | Other | PS | 2.92 | 2.92 | 2.92 | 2.92 | 2.92 | 2.92 | PS | 2.92 | 2.92 | 2.92 | 2.92 | 2.92 | 2.92
| Total Costs by Reporting Type | IESO | Ontario | Other Renew | PV | 558.01 | 558.01 | 558.01 | 558.01 | 0.44 | 0.44 | PV | 558.01 | 558.01 | 558.01 | 558.01 | 0.44 | 0.44
| Total Costs by Reporting Type | IESO | Ontario | CT | PeakG | 0.04 | 0.05 | 0.05 | 0.05 | 0.05 | 0.05 | PeakG | 0 | 0 | 0 | 0 | 0 | 0
| Total Costs by Reporting Type | IESO | Ontario | CT | PeakO | 0.01 | 0.01 | 0.01 | 0.01 | 0.01 | 0.01 | PeakO | 0 | 0 | 0 | 0 | 0 | 0
| Total Costs by Reporting Type | IESO | Ontario | Other Renew | ST | 0 | 0 | 0 | 0 | 0 | 0 | ST | 0 | 0 | 0 | 0 | 0 | 0
| Total Costs by Reporting Type | IESO | Ontario | Steam O/G | STOG | 0 | 0 | 0 | 0 | 0 | 0 | STOG | 0 | 0 | 0 | 0 | 0 | 0
| Total Costs by Reporting Type | IESO | Ontario | Other Renew | STWD | 6.34 | 6.34 | 6.34 | 22.17 | 74.14 | 58.78 | STWD | 4.77 | 4.77 | 5.44 | 6.33 | 6.33 | 74.15
| Total Costs by Reporting Type | IESO | Ontario | On-shore Wind | WT | 763.41 | 763.41 | 763.41 | 763.41 | 103.02 | 2392.58 | WT | 763.41 | 763.41 | 763.41 | 763.41 | 103.02 | 103.02
| Total Costs by Reporting Type | IESO | Ontario | Coal | IGCC | 0 | 0 | 0 | 0 | 0 | 0 | IGCC | 0 | 0 | 0 | 0 | 0 | 0
| Total Costs by Reporting Type | IESO | Ontario | DR | DemandResponse | 0 | 0 | 0 | 0 | 0 | 0 | DemandResponse | 0 | 0 | 0 | 0 | 0 | 0
| Total Costs by Reporting Type | IESO | Ontario | Coal-CCS | IGCC-CCS | 0 | 0 | 0 | 0 | 0 | 0 | IGCC-CCS | 0 | 0 | 0 | 0 | 0 | 0
| Total Costs by Reporting Type | IESO | Ontario | Off-shore Wind | WT_off | 0.02 | 0.02 | 0.02 | 0.01 | 0.01 | 0.02 | WT_off | 0 | 0 | 0 | 0 | 0 | 0
| Total Costs by Reporting Type | IESO | Ontario | Other | PseudoUnit | 0 | 0 | 0 | 0 | 0 | 0 | PseudoUnit | 0 | 0 | 0 | 0 | 0 | 0
| Total Costs by Reporting Type | IESO | Ontario | HQ/Maritimes | FixedInterchange | 0 | 0 | 0 | 0 | 0 | 0 | FixedInterchange | 0 | 0 | 0 | 0 | 0 | 0
Total Costs by Reporting Type
| Total Costs by Reporting Type |  |  |  | Total Costs by Reporting Type: MAPP_CA | [6 empty] | Total Costs by Reporting Type: MAPP_CA
| Total Costs by Reporting Type |  |  |  | ReportingType | 2015 | 2020 | 2025 | 2030 | 2035 | 2040 | ReportingType | 2015 | 2020 | 2025 | 2030 | 2035 | 2040
| Total Costs by Reporting Type | MAPP_CA | Midwest | Other Renew | BM | 0 | 0 | 0 | 0 | 0 | 0 | BM | 0 | 0 | 0 | 0 | 0 | 0
| Total Costs by Reporting Type | MAPP_CA | Midwest | CC | CC | 83.2 | 42.76 | 0.02 | 0.02 | 0.02 | 0.02 | CC | 119.74 | 57.02 | 0 | 0 | 0 | 0
| Total Costs by Reporting Type | MAPP_CA | Midwest | Other Renew | CSP | 0 | 0 | 0 | 0 | 0 | 0 | CSP | 0 | 0 | 0 | 0 | 0 | 0
| Total Costs by Reporting Type | MAPP_CA | Midwest | CT | CT | 0 | 0 | 0 | 0 | 0 | 0 | CT | 0 | 0 | 0 | 0 | 0 | 0
| Total Costs by Reporting Type | MAPP_CA | Midwest | Coal | Coal | 62.9 | 26.26 | 0.01 | 0.01 | 0.02 | 0.02 | Coal | 62.89 | 26.25 | 0 | 0 | 0 | 0
| Total Costs by Reporting Type | MAPP_CA | Midwest | Other Renew | Geo | 0 | 0 | 0 | 0 | 0 | 0 | Geo | 0 | 0 | 0 | 0 | 0 | 0
| Total Costs by Reporting Type | MAPP_CA | Midwest | Hydro | H | 92.24 | 343.32 | 857.5 | 1703.56 | 1703.56 | 1703.56 | H | 92.24 | 343.32 | 857.5 | 1347.27 | 1411.45 | 1411.45
| Total Costs by Reporting Type | MAPP_CA | Midwest | Other Renew | LFG | 0 | 0 | 0 | 0 | 0 | 0 | LFG | 0 | 0 | 0 | 0 | 0 | 0
| Total Costs by Reporting Type | MAPP_CA | Midwest | Nuclear | Nuc | 0.01 | 0.01 | 0.02 | 0.02 | 0.08 | 0.06 | Nuc | 0.01 | 0.01 | 0.01 | 0.01 | 0.03 | 0.01
| Total Costs by Reporting Type | MAPP_CA | Midwest | Other | PS | 0 | 0 | 0 | 0 | 0 | 0 | PS | 0 | 0 | 0 | 0 | 0 | 0
| Total Costs by Reporting Type | MAPP_CA | Midwest | Other Renew | PV | 0 | 0 | 0 | 0 | 0 | 0 | PV | 0 | 0 | 0 | 0 | 0 | 0
| Total Costs by Reporting Type | MAPP_CA | Midwest | CT | PeakG | 10.21 | 9.88 | 0.1 | 0 | 0 | 0 | PeakG | 9.88 | 9.88 | 0.1 | 0 | 0 | 0
| Total Costs by Reporting Type | MAPP_CA | Midwest | CT | PeakO | 0.09 | 0.09 | 0 | 0 | 0 | 0 | PeakO | 0.09 | 0.09 | 0 | 0 | 0 | 0
| Total Costs by Reporting Type | MAPP_CA | Midwest | Other Renew | ST | 0 | 0 | 0 | 0 | 0 | 0 | ST | 0 | 0 | 0 | 0 | 0 | 0
| Total Costs by Reporting Type | MAPP_CA | Midwest | Steam O/G | STOG | 5.54 | 5.54 | 0 | 0 | 0 | 0 | STOG | 5.54 | 5.54 | 0 | 0 | 0 | 0
| Total Costs by Reporting Type | MAPP_CA | Midwest | Other Renew | STWD | 0 | 0 | 0 | 0 | 0 | 0 | STWD | 0 | 0 | 0 | 0 | 0 | 0
| Total Costs by Reporting Type | MAPP_CA | Midwest | On-shore Wind | WT | 105.14 | 105.14 | 105.14 | 105.14 | 9.42 | 9.42 | WT | 105.14 | 105.14 | 105.14 | 105.14 | 9.42 | 9.42
| Total Costs by Reporting Type | MAPP_CA | Midwest | Coal | IGCC | 0 | 0 | 0 | 0 | 0 | 0 | IGCC | 0 | 0 | 0 | 0 | 0 | 0
| Total Costs by Reporting Type | MAPP_CA | Midwest | DR | DemandResponse | 0 | 0 | 0 | 0 | 0 | 0 | DemandResponse | 0 | 0 | 0 | 0 | 0 | 0
| Total Costs by Reporting Type | MAPP_CA | Midwest | Coal-CCS | IGCC-CCS | 0 | 0 | 0 | 0 | 0 | 0 | IGCC-CCS | 0 | 0 | 0 | 0 | 0 | 0
| Total Costs by Reporting Type | MAPP_CA | Midwest | Off-shore Wind | WT_off | 0 | 0 | 0 | 0 | 0 | 0 | WT_off | 0 | 0 | 0 | 0 | 0 | 0
| Total Costs by Reporting Type | MAPP_CA | Midwest | Other | PseudoUnit | 0 | 0 | 0 | 0 | 0 | 0 | PseudoUnit | 0 | 0 | 0 | 0 | 0 | 0
| Total Costs by Reporting Type | MAPP_CA | Midwest | HQ/Maritimes | FixedInterchange | 0 | 0 | 0 | 0 | 0 | 0 | FixedInterchange | 0 | 0 | 0 | 0 | 0 | 0
Total Costs by Reporting Type
| Total Costs by Reporting Type |  |  |  | Total Costs by Reporting Type: AZ_NM_SNV_Coal | [6 empty] | Total Costs by Reporting Type: AZ_NM_SNV_Coal
| Total Costs by Reporting Type |  |  |  | ReportingType | 2015 | 2020 | 2025 | 2030 | 2035 | 2040 | ReportingType | 2015 | 2020 | 2025 | 2030 | 2035 | 2040
| Total Costs by Reporting Type | AZ_NM_SNV_Coal | West | Other Renew | BM | 0 | 0 | 0 | 0 | 0 | 0 | BM | 0 | 0 | 0 | 0 | 0 | 0
| Total Costs by Reporting Type | AZ_NM_SNV_Coal | West | CC | CC | 0 | 0 | 0 | 0 | 0 | 0 | CC | 0 | 0 | 0 | 0 | 0 | 0
| Total Costs by Reporting Type | AZ_NM_SNV_Coal | West | Other Renew | CSP | 0 | 0 | 0 | 0 | 0 | 0 | CSP | 0 | 0 | 0 | 0 | 0 | 0
| Total Costs by Reporting Type | AZ_NM_SNV_Coal | West | CT | CT | 0 | 0 | 0 | 0 | 0 | 0 | CT | 0 | 0 | 0 | 0 | 0 | 0
| Total Costs by Reporting Type | AZ_NM_SNV_Coal | West | Coal | Coal | 3126.18 | 3329.4 | 1133.55 | 82.92 | 219.14 | 169.66 | Coal | 3123.83 | 3321.43 | 1142.02 | 89.78 | 376.98 | 286.81
| Total Costs by Reporting Type | AZ_NM_SNV_Coal | West | Other Renew | Geo | 0 | 0 | 0 | 0 | 0 | 0 | Geo | 0 | 0 | 0 | 0 | 0 | 0
| Total Costs by Reporting Type | AZ_NM_SNV_Coal | West | Hydro | H | 0 | 0 | 0 | 0 | 0 | 0 | H | 0 | 0 | 0 | 0 | 0 | 0
| Total Costs by Reporting Type | AZ_NM_SNV_Coal | West | Other Renew | LFG | 0 | 0 | 0 | 0 | 0 | 0 | LFG | 0 | 0 | 0 | 0 | 0 | 0
| Total Costs by Reporting Type | AZ_NM_SNV_Coal | West | Nuclear | Nuc | 0 | 0 | 0 | 0 | 0 | 0 | Nuc | 0 | 0 | 0 | 0 | 0 | 0
| Total Costs by Reporting Type | AZ_NM_SNV_Coal | West | Other | PS | 0 | 0 | 0 | 0 | 0 | 0 | PS | 0 | 0 | 0 | 0 | 0 | 0
| Total Costs by Reporting Type | AZ_NM_SNV_Coal | West | Other Renew | PV | 0 | 0 | 0 | 0 | 0 | 0 | PV | 0 | 0 | 0 | 0 | 0 | 0
| Total Costs by Reporting Type | AZ_NM_SNV_Coal | West | CT | PeakG | 0 | 0 | 0 | 0 | 0 | 0 | PeakG | 0 | 0 | 0 | 0 | 0 | 0
| Total Costs by Reporting Type | AZ_NM_SNV_Coal | West | CT | PeakO | 5.77 | 7.38 | 6 | 6 | 6 | 6 | PeakO | 5.77 | 7.38 | 6 | 6 | 6 | 6
| Total Costs by Reporting Type | AZ_NM_SNV_Coal | West | Other Renew | ST | 0 | 0 | 0 | 0 | 0 | 0 | ST | 0 | 0 | 0 | 0 | 0 | 0
| Total Costs by Reporting Type | AZ_NM_SNV_Coal | West | Steam O/G | STOG | 0 | 0 | 0 | 0 | 0 | 0 | STOG | 0 | 0 | 0 | 0 | 0 | 0
| Total Costs by Reporting Type | AZ_NM_SNV_Coal | West | Other Renew | STWD | 0 | 0 | 0 | 0 | 0 | 0 | STWD | 0 | 0 | 0 | 0 | 0 | 0
| Total Costs by Reporting Type | AZ_NM_SNV_Coal | West | On-shore Wind | WT | 0 | 0 | 0 | 0 | 0 | 0 | WT | 0 | 0 | 0 | 0 | 0 | 0
| Total Costs by Reporting Type | AZ_NM_SNV_Coal | West | Coal | IGCC | 0 | 0 | 0.01 | 0.01 | 0.01 | 0.01 | IGCC | 0 | 0 | 0 | 0 | 0 | 0
| Total Costs by Reporting Type | AZ_NM_SNV_Coal | West | DR | DemandResponse | 0 | 0 | 0 | 0 | 0 | 0 | DemandResponse | 0 | 0 | 0 | 0 | 0 | 0
| Total Costs by Reporting Type | AZ_NM_SNV_Coal | West | Coal-CCS | IGCC-CCS | 0 | 0 | 0.01 | 0.01 | 0.02 | 0.02 | IGCC-CCS | 0 | 0 | 0 | 0 | 0 | 0
| Total Costs by Reporting Type | AZ_NM_SNV_Coal | West | Off-shore Wind | WT_off | 0 | 0 | 0 | 0 | 0 | 0 | WT_off | 0 | 0 | 0 | 0 | 0 | 0
| Total Costs by Reporting Type | AZ_NM_SNV_Coal | West | Other | PseudoUnit | 0 | 0 | 0 | 0 | 0 | 0 | PseudoUnit | 0 | 0 | 0 | 0 | 0 | 0
| Total Costs by Reporting Type | AZ_NM_SNV_Coal | West | HQ/Maritimes | FixedInterchange | 0 | 0 | 0 | 0 | 0 | 0 | FixedInterchange | 0 | 0 | 0 | 0 | 0 | 0
Total Costs by Reporting Type
| Total Costs by Reporting Type |  |  |  | Total Costs by Reporting Type: AZ_NM_SNV_Gas | [6 empty] | Total Costs by Reporting Type: AZ_NM_SNV_Gas
| Total Costs by Reporting Type |  |  |  | ReportingType | 2015 | 2020 | 2025 | 2030 | 2035 | 2040 | ReportingType | 2015 | 2020 | 2025 | 2030 | 2035 | 2040
| Total Costs by Reporting Type | AZ_NM_SNV_Gas | West | Other Renew | BM | 0 | 0 | 0 | 0 | 0 | 0 | BM | 0 | 0 | 0 | 0 | 0 | 0
| Total Costs by Reporting Type | AZ_NM_SNV_Gas | West | CC | CC | 4454.38 | 4412.83 | 6454.01 | 4610.49 | 2762.54 | 2634.86 | CC | 4463.45 | 4397.72 | 6442.85 | 5314.51 | 2759.72 | 2765.32
| Total Costs by Reporting Type | AZ_NM_SNV_Gas | West | Other Renew | CSP | 0 | 0 | 0 | 0 | 0 | 0 | CSP | 0 | 0 | 0 | 0 | 0 | 0
| Total Costs by Reporting Type | AZ_NM_SNV_Gas | West | CT | CT | 68.63 | 68.63 | 68.63 | 68.63 | 0 | 0 | CT | 68.63 | 68.63 | 68.63 | 68.63 | 0 | 0
| Total Costs by Reporting Type | AZ_NM_SNV_Gas | West | Coal | Coal | 0 | 0 | 0 | 0 | 0 | 0 | Coal | 0 | 0 | 0 | 0 | 0 | 0
| Total Costs by Reporting Type | AZ_NM_SNV_Gas | West | Other Renew | Geo | 0 | 0 | 0 | 0 | 0 | 0 | Geo | 0 | 0 | 0 | 0 | 0 | 0
| Total Costs by Reporting Type | AZ_NM_SNV_Gas | West | Hydro | H | 0 | 0 | 0 | 0 | 0 | 0 | H | 0 | 0 | 0 | 0 | 0 | 0
| Total Costs by Reporting Type | AZ_NM_SNV_Gas | West | Other Renew | LFG | 0 | 0 | 0 | 0 | 0 | 0 | LFG | 0 | 0 | 0 | 0 | 0 | 0
| Total Costs by Reporting Type | AZ_NM_SNV_Gas | West | Nuclear | Nuc | 0 | 0 | 0 | 0 | 0 | 0 | Nuc | 0 | 0 | 0 | 0 | 0 | 0
| Total Costs by Reporting Type | AZ_NM_SNV_Gas | West | Other | PS | 0 | 0 | 0 | 0 | 0 | 0 | PS | 0 | 0 | 0 | 0 | 0 | 0
| Total Costs by Reporting Type | AZ_NM_SNV_Gas | West | Other Renew | PV | 0 | 0 | 0 | 0 | 0 | 0 | PV | 0 | 0 | 0 | 0 | 0 | 0
| Total Costs by Reporting Type | AZ_NM_SNV_Gas | West | CT | PeakG | 63.98 | 93.45 | 74.34 | 87.99 | 87.99 | 87.99 | PeakG | 63.97 | 93.45 | 74.33 | 87.99 | 87.99 | 87.99
| Total Costs by Reporting Type | AZ_NM_SNV_Gas | West | CT | PeakO | 0 | 0 | 0 | 0 | 0 | 0 | PeakO | 0 | 0 | 0 | 0 | 0 | 0
| Total Costs by Reporting Type | AZ_NM_SNV_Gas | West | Other Renew | ST | 0 | 0 | 0 | 0 | 0 | 0 | ST | 0 | 0 | 0 | 0 | 0 | 0
| Total Costs by Reporting Type | AZ_NM_SNV_Gas | West | Steam O/G | STOG | 0.01 | 0.01 | 0.01 | 0.01 | 0.01 | 0.01 | STOG | 0 | 0 | 0 | 0 | 0 | 0
| Total Costs by Reporting Type | AZ_NM_SNV_Gas | West | Other Renew | STWD | 0 | 0 | 0 | 0 | 0 | 0 | STWD | 0 | 0 | 0 | 0 | 0 | 0
| Total Costs by Reporting Type | AZ_NM_SNV_Gas | West | On-shore Wind | WT | 0 | 0 | 0 | 0 | 0 | 0 | WT | 0 | 0 | 0 | 0 | 0 | 0
| Total Costs by Reporting Type | AZ_NM_SNV_Gas | West | Coal | IGCC | 0 | 0 | 0 | 0 | 0 | 0 | IGCC | 0 | 0 | 0 | 0 | 0 | 0
| Total Costs by Reporting Type | AZ_NM_SNV_Gas | West | DR | DemandResponse | 0 | 0 | 0 | 0 | 0 | 0 | DemandResponse | 0 | 0 | 0 | 0 | 0 | 0
| Total Costs by Reporting Type | AZ_NM_SNV_Gas | West | Coal-CCS | IGCC-CCS | 0 | 0 | 0 | 0 | 0 | 0 | IGCC-CCS | 0 | 0 | 0 | 0 | 0 | 0
| Total Costs by Reporting Type | AZ_NM_SNV_Gas | West | Off-shore Wind | WT_off | 0 | 0 | 0 | 0 | 0 | 0 | WT_off | 0 | 0 | 0 | 0 | 0 | 0
| Total Costs by Reporting Type | AZ_NM_SNV_Gas | West | Other | PseudoUnit | 0 | 0 | 0 | 0 | 0 | 0 | PseudoUnit | 0 | 0 | 0 | 0 | 0 | 0
| Total Costs by Reporting Type | AZ_NM_SNV_Gas | West | HQ/Maritimes | FixedInterchange | 0 | 0 | 0 | 0 | 0 | 0 | FixedInterchange | 0 | 0 | 0 | 0 | 0 | 0
Total Costs by Reporting Type
| Total Costs by Reporting Type |  |  |  | Total Costs by Reporting Type: AZ_NM_SNV_NucRenew | [6 empty] | Total Costs by Reporting Type: AZ_NM_SNV_NucRenew
| Total Costs by Reporting Type |  |  |  | ReportingType | 2015 | 2020 | 2025 | 2030 | 2035 | 2040 | ReportingType | 2015 | 2020 | 2025 | 2030 | 2035 | 2040
| Total Costs by Reporting Type | AZ_NM_SNV_NucRenew | West | Other Renew | BM | 0 | 0 | 0.01 | 0.01 | 0.09 | 0.62 | BM | 0 | 0 | 0 | 0 | 0 | 625.81
| Total Costs by Reporting Type | AZ_NM_SNV_NucRenew | West | CC | CC | 0 | 0 | 0 | 0 | 0 | 0 | CC | 0 | 0 | 0 | 0 | 0 | 0
| Total Costs by Reporting Type | AZ_NM_SNV_NucRenew | West | Other Renew | CSP | 0 | 0 | 0 | 0 | 0 | 0 | CSP | 0 | 0 | 0 | 0 | 0 | 0
| Total Costs by Reporting Type | AZ_NM_SNV_NucRenew | West | CT | CT | 0 | 0 | 0 | 0 | 0 | 0 | CT | 0 | 0 | 0 | 0 | 0 | 0
| Total Costs by Reporting Type | AZ_NM_SNV_NucRenew | West | Coal | Coal | 0 | 0 | 0 | 0 | 0 | 0 | Coal | 0 | 0 | 0 | 0 | 0 | 0
| Total Costs by Reporting Type | AZ_NM_SNV_NucRenew | West | Other Renew | Geo | 0.01 | 0.06 | 608.13 | 608.12 | 608.12 | 608.09 | Geo | 0 | 0.51 | 608.15 | 608.15 | 608.15 | 607.83
| Total Costs by Reporting Type | AZ_NM_SNV_NucRenew | West | Hydro | H | 44.6 | 44.6 | 44.6 | 44.6 | 44.6 | 44.6 | H | 44.6 | 44.6 | 44.6 | 44.6 | 44.6 | 44.6
| Total Costs by Reporting Type | AZ_NM_SNV_NucRenew | West | Other Renew | LFG | 0.85 | 0.88 | 19.63 | 19.63 | 19.63 | 19.61 | LFG | 0.85 | 0.85 | 19.64 | 19.64 | 19.64 | 19.64
| Total Costs by Reporting Type | AZ_NM_SNV_NucRenew | West | Nuclear | Nuc | 810.72 | 895.93 | 912.24 | 4080.38 | 8835.42 | 9077.4 | Nuc | 810.72 | 895.93 | 912.19 | 3282.14 | 8187.62 | 8187.62
| Total Costs by Reporting Type | AZ_NM_SNV_NucRenew | West | Other | PS | 5.13 | 5.13 | 5.13 | 5.13 | 5.13 | 5.13 | PS | 5.13 | 5.13 | 5.13 | 5.13 | 5.13 | 5.13
| Total Costs by Reporting Type | AZ_NM_SNV_NucRenew | West | Other Renew | PV | 37.27 | 37.27 | 37.27 | 37.27 | 2.39 | 2.39 | PV | 37.26 | 37.26 | 37.26 | 37.26 | 2.38 | 2.38
| Total Costs by Reporting Type | AZ_NM_SNV_NucRenew | West | CT | PeakG | 0 | 0 | 0 | 0 | 0 | 0 | PeakG | 0 | 0 | 0 | 0 | 0 | 0
| Total Costs by Reporting Type | AZ_NM_SNV_NucRenew | West | CT | PeakO | 0 | 0 | 0 | 0 | 0 | 0 | PeakO | 0 | 0 | 0 | 0 | 0 | 0
| Total Costs by Reporting Type | AZ_NM_SNV_NucRenew | West | Other Renew | ST | 119.29 | 291.82 | 373.98 | 352.11 | 501.34 | 357.48 | ST | 119.29 | 291.82 | 373.96 | 351.94 | 501.44 | 357.45
| Total Costs by Reporting Type | AZ_NM_SNV_NucRenew | West | Steam O/G | STOG | 0 | 0 | 0 | 0 | 0 | 0 | STOG | 0 | 0 | 0 | 0 | 0 | 0
| Total Costs by Reporting Type | AZ_NM_SNV_NucRenew | West | Other Renew | STWD | 12.81 | 13.02 | 12.82 | 12.82 | 12.82 | 12.82 | STWD | 12.81 | 13.02 | 12.82 | 12.82 | 12.82 | 12.82
| Total Costs by Reporting Type | AZ_NM_SNV_NucRenew | West | On-shore Wind | WT | 31.89 | 2831.17 | 2836.58 | 2836.58 | 2822.29 | 354.36 | WT | 31.87 | 2831.14 | 2836.52 | 2836.52 | 2822.24 | 354.32
| Total Costs by Reporting Type | AZ_NM_SNV_NucRenew | West | Coal | IGCC | 0 | 0 | 0 | 0 | 0 | 0 | IGCC | 0 | 0 | 0 | 0 | 0 | 0
| Total Costs by Reporting Type | AZ_NM_SNV_NucRenew | West | DR | DemandResponse | 0 | 0 | 0 | 0 | 0 | 0 | DemandResponse | 0 | 0 | 0 | 0 | 0 | 0
| Total Costs by Reporting Type | AZ_NM_SNV_NucRenew | West | Coal-CCS | IGCC-CCS | 0 | 0 | 0 | 0 | 0 | 0 | IGCC-CCS | 0 | 0 | 0 | 0 | 0 | 0
| Total Costs by Reporting Type | AZ_NM_SNV_NucRenew | West | Off-shore Wind | WT_off | 0 | 0 | 0 | 0 | 0 | 0 | WT_off | 0 | 0 | 0 | 0 | 0 | 0
| Total Costs by Reporting Type | AZ_NM_SNV_NucRenew | West | Other | PseudoUnit | 0 | 0 | 0 | 0 | 0 | 0 | PseudoUnit | 0 | 0 | 0 | 0 | 0 | 0
| Total Costs by Reporting Type | AZ_NM_SNV_NucRenew | West | HQ/Maritimes | FixedInterchange | 0 | 0 | 0 | 0 | 0 | 0 | FixedInterchange | 0 | 0 | 0 | 0 | 0 | 0
Total Costs by Reporting Type
| Total Costs by Reporting Type |  |  |  | Total Costs by Reporting Type: ERCOT | [6 empty] | Total Costs by Reporting Type: ERCOT
| Total Costs by Reporting Type |  |  |  | ReportingType | 2015 | 2020 | 2025 | 2030 | 2035 | 2040 | ReportingType | 2015 | 2020 | 2025 | 2030 | 2035 | 2040
| Total Costs by Reporting Type | ERCOT | Texas | Other Renew | BM | 76.48 | 76.66 | 80.44 | 148.83 | 3950.56 | 3440.7 | BM | 73.54 | 76.66 | 80.59 | 148.83 | 3950.63 | 3440.71
| Total Costs by Reporting Type | ERCOT | Texas | CC | CC | 14405.05 | 17166.51 | 15739.75 | 16822.96 | 12686.37 | 10238.37 | CC | 14493.55 | 17329.05 | 16065.35 | 18069.5 | 12857.53 | 10370.02
| Total Costs by Reporting Type | ERCOT | Texas | Other Renew | CSP | 0 | 0 | 0 | 0 | 0 | 0 | CSP | 0 | 0 | 0 | 0 | 0 | 0
| Total Costs by Reporting Type | ERCOT | Texas | CT | CT | 22.65 | 22.89 | 22.82 | 23.79 | 0 | 0 | CT | 22.65 | 22.89 | 22.81 | 23.79 | 0 | 0
| Total Costs by Reporting Type | ERCOT | Texas | Coal | Coal | 3152.94 | 2478.9 | 1136.53 | 1253.71 | 1265.22 | 1307.9 | Coal | 3146.53 | 2461.24 | 1112.3 | 1313.24 | 1333.08 | 1352.5
| Total Costs by Reporting Type | ERCOT | Texas | Other Renew | Geo | 0 | 0 | 0 | 0 | 0 | 0 | Geo | 0 | 0 | 0 | 0 | 0 | 0
| Total Costs by Reporting Type | ERCOT | Texas | Hydro | H | 8.05 | 8.05 | 8.05 | 8.05 | 8.06 | 8.08 | H | 8.05 | 8.05 | 8.05 | 8.05 | 8.05 | 8.05
| Total Costs by Reporting Type | ERCOT | Texas | Other Renew | LFG | 9.06 | 9.06 | 115.9 | 115.9 | 115.9 | 115.9 | LFG | 9.06 | 9.06 | 58.4 | 115.9 | 115.9 | 115.9
| Total Costs by Reporting Type | ERCOT | Texas | Nuclear | Nuc | 1007.36 | 1174.9 | 1203.04 | 3503.01 | 8952.45 | 12055.55 | Nuc | 1007.36 | 1174.9 | 1203.03 | 2275.93 | 8952.19 | 12055.32
| Total Costs by Reporting Type | ERCOT | Texas | Other | PS | 0 | 0 | 0 | 0 | 0 | 0 | PS | 0 | 0 | 0 | 0 | 0 | 0
| Total Costs by Reporting Type | ERCOT | Texas | Other Renew | PV | 5.14 | 5.14 | 5.14 | 5.14 | 0.02 | 0.02 | PV | 5.14 | 5.14 | 5.14 | 5.14 | 0.01 | 0.01
| Total Costs by Reporting Type | ERCOT | Texas | CT | PeakG | 80.63 | 119.73 | 114.63 | 120.48 | 123.69 | 126.47 | PeakG | 80.63 | 119.71 | 114.62 | 120.75 | 123.68 | 126.45
| Total Costs by Reporting Type | ERCOT | Texas | CT | PeakO | 1.29 | 1.86 | 1.53 | 1.53 | 1.53 | 1.53 | PeakO | 1.29 | 1.86 | 1.53 | 1.53 | 1.53 | 1.53
| Total Costs by Reporting Type | ERCOT | Texas | Other Renew | ST | 0 | 0 | 0 | 0 | 0 | 0 | ST | 0 | 0 | 0 | 0 | 0 | 0
| Total Costs by Reporting Type | ERCOT | Texas | Steam O/G | STOG | 781.71 | 1040.63 | 509.02 | 303.61 | 0.01 | 0.01 | STOG | 712.07 | 944.67 | 476.12 | 373.38 | 0 | 0
| Total Costs by Reporting Type | ERCOT | Texas | Other Renew | STWD | 0 | 0 | 0 | 0 | 0 | 0 | STWD | 0 | 0 | 0 | 0 | 0 | 0
| Total Costs by Reporting Type | ERCOT | Texas | On-shore Wind | WT | 388.45 | 388.46 | 4592.45 | 4592.45 | 4520.68 | 4608.61 | WT | 388.45 | 388.45 | 4591.33 | 4591.33 | 4520.63 | 4608.6
| Total Costs by Reporting Type | ERCOT | Texas | Coal | IGCC | 0 | 0 | 0 | 0 | 0 | 0 | IGCC | 0 | 0 | 0 | 0 | 0 | 0
| Total Costs by Reporting Type | ERCOT | Texas | DR | DemandResponse | 0 | 0 | 0 | 0 | 0 | 0 | DemandResponse | 0 | 0 | 0 | 0 | 0 | 0
| Total Costs by Reporting Type | ERCOT | Texas | Coal-CCS | IGCC-CCS | 0 | 0 | 0 | 0 | 0.01 | 0.01 | IGCC-CCS | 0 | 0 | 0 | 0 | 0 | 0
| Total Costs by Reporting Type | ERCOT | Texas | Off-shore Wind | WT_off | 0 | 0 | 0 | 0 | 0 | 0 | WT_off | 0 | 0 | 0 | 0 | 0 | 0
| Total Costs by Reporting Type | ERCOT | Texas | Other | PseudoUnit | 0 | 0 | 0 | 0 | 0 | 0 | PseudoUnit | 0 | 0 | 0 | 0 | 0 | 0
| Total Costs by Reporting Type | ERCOT | Texas | HQ/Maritimes | FixedInterchange | 0 | 0 | 0 | 0 | 0 | 0 | FixedInterchange | 0 | 0 | 0 | 0 | 0 | 0
Total Costs by Reporting Type
| Total Costs by Reporting Type |  |  |  | Total Costs by Reporting Type: NP15 | [6 empty] | Total Costs by Reporting Type: NP15
| Total Costs by Reporting Type |  |  |  | ReportingType | 2015 | 2020 | 2025 | 2030 | 2035 | 2040 | ReportingType | 2015 | 2020 | 2025 | 2030 | 2035 | 2040
| Total Costs by Reporting Type | NP15 | West | Other Renew | BM | 0 | 0 | 0 | 0.01 | 0.08 | 0.13 | BM | 0 | 0 | 0 | 0 | 0 | 0.01
| Total Costs by Reporting Type | NP15 | West | CC | CC | 4134.32 | 4769.61 | 5084.45 | 3879.91 | 2638 | 1226.2 | CC | 3878.33 | 4468.36 | 4776.6 | 4163.38 | 2034.21 | 1582.89
| Total Costs by Reporting Type | NP15 | West | Other Renew | CSP | 0 | 0 | 0 | 0 | 0 | 0 | CSP | 0 | 0 | 0 | 0 | 0 | 0
| Total Costs by Reporting Type | NP15 | West | CT | CT | 19.28 | 19.28 | 19.28 | 19.28 | 0.01 | 0.01 | CT | 19.28 | 19.28 | 19.28 | 19.28 | 0 | 0
| Total Costs by Reporting Type | NP15 | West | Coal | Coal | 95.99 | 0.05 | 0.03 | 0.01 | 0.01 | 0.01 | Coal | 95.99 | 0 | 0 | 0 | 0 | 0
| Total Costs by Reporting Type | NP15 | West | Other Renew | Geo | 100.91 | 375.46 | 385.55 | 385.55 | 385.55 | 206.05 | Geo | 100.91 | 385.96 | 385.96 | 385.96 | 385.96 | 199.59
| Total Costs by Reporting Type | NP15 | West | Hydro | H | 125.7 | 125.7 | 125.7 | 125.7 | 125.7 | 125.7 | H | 125.7 | 125.7 | 125.7 | 125.7 | 125.7 | 125.7
| Total Costs by Reporting Type | NP15 | West | Other Renew | LFG | 10.27 | 124.74 | 203.5 | 203.5 | 203.5 | 129.48 | LFG | 10.26 | 140.57 | 203.76 | 203.76 | 203.76 | 119.5
| Total Costs by Reporting Type | NP15 | West | Nuclear | Nuc | 495.59 | 560.5 | 540.74 | 4611.98 | 5693.12 | 6872.92 | Nuc | 495.59 | 560.5 | 540.7 | 3960.33 | 6206.06 | 6822.91
| Total Costs by Reporting Type | NP15 | West | Other | PS | 53.58 | 53.58 | 53.58 | 53.58 | 53.58 | 53.58 | PS | 53.58 | 53.58 | 53.58 | 53.58 | 53.58 | 53.58
| Total Costs by Reporting Type | NP15 | West | Other Renew | PV | 3.68 | 3.68 | 3.68 | 3.68 | 0.89 | 0.89 | PV | 3.68 | 3.68 | 3.68 | 3.68 | 0.89 | 0.89
| Total Costs by Reporting Type | NP15 | West | CT | PeakG | 56.05 | 82.34 | 58.11 | 74.01 | 78.49 | 78.5 | PeakG | 56.04 | 82.34 | 58.1 | 74.01 | 78.49 | 78.49
| Total Costs by Reporting Type | NP15 | West | CT | PeakO | 10.26 | 13.08 | 10.49 | 10.49 | 10.49 | 10.49 | PeakO | 10.26 | 13.08 | 10.48 | 10.49 | 10.49 | 10.49
| Total Costs by Reporting Type | NP15 | West | Other Renew | ST | 14.46 | 14.46 | 14.46 | 14.46 | 1.86 | 1.88 | ST | 14.46 | 14.46 | 14.46 | 14.46 | 1.86 | 1.86
| Total Costs by Reporting Type | NP15 | West | Steam O/G | STOG | 167.56 | 195.23 | 170.76 | 95.1 | 66.44 | 66.45 | STOG | 174 | 203.25 | 181.92 | 137.57 | 44.13 | 44.13
| Total Costs by Reporting Type | NP15 | West | Other Renew | STWD | 265.97 | 269.52 | 132 | 266.24 | 266.24 | 266.24 | STWD | 265.97 | 269.53 | 131.99 | 266.24 | 266.24 | 266.24
| Total Costs by Reporting Type | NP15 | West | On-shore Wind | WT | 66.32 | 970.87 | 970.87 | 971.1 | 3618.68 | 3035.66 | WT | 66.32 | 970.87 | 970.87 | 970.7 | 3618.71 | 3035
| Total Costs by Reporting Type | NP15 | West | Coal | IGCC | 0 | 0 | 0 | 0 | 0 | 0 | IGCC | 0 | 0 | 0 | 0 | 0 | 0
| Total Costs by Reporting Type | NP15 | West | DR | DemandResponse | 0 | 0 | 0 | 0 | 0 | 0 | DemandResponse | 0 | 0 | 0 | 0 | 0 | 0
| Total Costs by Reporting Type | NP15 | West | Coal-CCS | IGCC-CCS | 0 | 0 | 0.01 | 0.01 | 0.01 | 0.01 | IGCC-CCS | 0 | 0 | 0 | 0 | 0 | 0
| Total Costs by Reporting Type | NP15 | West | Off-shore Wind | WT_off | 0.02 | 0.02 | 0.03 | 0.01 | 0.01 | 0.01 | WT_off | 0 | 0 | 0 | 0 | 0 | 0
| Total Costs by Reporting Type | NP15 | West | Other | PseudoUnit | 0 | 0 | 0 | 0 | 0 | 0 | PseudoUnit | 0 | 0 | 0 | 0 | 0 | 0
| Total Costs by Reporting Type | NP15 | West | HQ/Maritimes | FixedInterchange | 0 | 0 | 0 | 0 | 0 | 0 | FixedInterchange | 0 | 0 | 0 | 0 | 0 | 0
Total Costs by Reporting Type
| Total Costs by Reporting Type |  |  |  | Total Costs by Reporting Type: NWPP_Coal | [6 empty] | Total Costs by Reporting Type: NWPP_Coal
| Total Costs by Reporting Type |  |  |  | ReportingType | 2015 | 2020 | 2025 | 2030 | 2035 | 2040 | ReportingType | 2015 | 2020 | 2025 | 2030 | 2035 | 2040
| Total Costs by Reporting Type | NWPP_Coal | West | Other Renew | BM | 0 | 0 | 0 | 0 | 0 | 0 | BM | 0 | 0 | 0 | 0 | 0 | 0
| Total Costs by Reporting Type | NWPP_Coal | West | CC | CC | 0 | 0 | 0 | 0 | 0 | 0 | CC | 0 | 0 | 0 | 0 | 0 | 0
| Total Costs by Reporting Type | NWPP_Coal | West | Other Renew | CSP | 0 | 0 | 0 | 0 | 0 | 0 | CSP | 0 | 0 | 0 | 0 | 0 | 0
| Total Costs by Reporting Type | NWPP_Coal | West | CT | CT | 0 | 0 | 0 | 0 | 0 | 0 | CT | 0 | 0 | 0 | 0 | 0 | 0
| Total Costs by Reporting Type | NWPP_Coal | West | Coal | Coal | 2926.89 | 2654.56 | 184.97 | 146.54 | 94.88 | 114.43 | Coal | 2926.69 | 2654.22 | 184.52 | 146.39 | 94.71 | 114.25
| Total Costs by Reporting Type | NWPP_Coal | West | Other Renew | Geo | 0 | 0 | 0 | 0 | 0 | 0 | Geo | 0 | 0 | 0 | 0 | 0 | 0
| Total Costs by Reporting Type | NWPP_Coal | West | Hydro | H | 0 | 0 | 0 | 0 | 0 | 0 | H | 0 | 0 | 0 | 0 | 0 | 0
| Total Costs by Reporting Type | NWPP_Coal | West | Other Renew | LFG | 0 | 0 | 0 | 0 | 0 | 0 | LFG | 0 | 0 | 0 | 0 | 0 | 0
| Total Costs by Reporting Type | NWPP_Coal | West | Nuclear | Nuc | 0 | 0 | 0 | 0 | 0 | 0 | Nuc | 0 | 0 | 0 | 0 | 0 | 0
| Total Costs by Reporting Type | NWPP_Coal | West | Other | PS | 0 | 0 | 0 | 0 | 0 | 0 | PS | 0 | 0 | 0 | 0 | 0 | 0
| Total Costs by Reporting Type | NWPP_Coal | West | Other Renew | PV | 0 | 0 | 0 | 0 | 0 | 0 | PV | 0 | 0 | 0 | 0 | 0 | 0
| Total Costs by Reporting Type | NWPP_Coal | West | CT | PeakG | 0 | 0 | 0 | 0 | 0 | 0 | PeakG | 0 | 0 | 0 | 0 | 0 | 0
| Total Costs by Reporting Type | NWPP_Coal | West | CT | PeakO | 0 | 0 | 0 | 0 | 0 | 0 | PeakO | 0 | 0 | 0 | 0 | 0 | 0
| Total Costs by Reporting Type | NWPP_Coal | West | Other Renew | ST | 0 | 0 | 0 | 0 | 0 | 0 | ST | 0 | 0 | 0 | 0 | 0 | 0
| Total Costs by Reporting Type | NWPP_Coal | West | Steam O/G | STOG | 0 | 0 | 0 | 0 | 0 | 0 | STOG | 0 | 0 | 0 | 0 | 0 | 0
| Total Costs by Reporting Type | NWPP_Coal | West | Other Renew | STWD | 0 | 0 | 0 | 0 | 0 | 0 | STWD | 0 | 0 | 0 | 0 | 0 | 0
| Total Costs by Reporting Type | NWPP_Coal | West | On-shore Wind | WT | 0 | 0 | 0 | 0 | 0 | 0 | WT | 0 | 0 | 0 | 0 | 0 | 0
| Total Costs by Reporting Type | NWPP_Coal | West | Coal | IGCC | 0 | 0 | 0 | 0 | 0 | 0 | IGCC | 0 | 0 | 0 | 0 | 0 | 0
| Total Costs by Reporting Type | NWPP_Coal | West | DR | DemandResponse | 0 | 0 | 0 | 0 | 0 | 0 | DemandResponse | 0 | 0 | 0 | 0 | 0 | 0
| Total Costs by Reporting Type | NWPP_Coal | West | Coal-CCS | IGCC-CCS | 0 | 0 | 0 | 0 | 0 | 0 | IGCC-CCS | 0 | 0 | 0 | 0 | 0 | 0
| Total Costs by Reporting Type | NWPP_Coal | West | Off-shore Wind | WT_off | 0 | 0 | 0 | 0 | 0 | 0 | WT_off | 0 | 0 | 0 | 0 | 0 | 0
| Total Costs by Reporting Type | NWPP_Coal | West | Other | PseudoUnit | 0 | 0 | 0 | 0 | 0 | 0 | PseudoUnit | 0 | 0 | 0 | 0 | 0 | 0
| Total Costs by Reporting Type | NWPP_Coal | West | HQ/Maritimes | FixedInterchange | 0 | 0 | 0 | 0 | 0 | 0 | FixedInterchange | 0 | 0 | 0 | 0 | 0 | 0
Total Costs by Reporting Type
| Total Costs by Reporting Type |  |  |  | Total Costs by Reporting Type: NWPP_Gas | [6 empty] | Total Costs by Reporting Type: NWPP_Gas
| Total Costs by Reporting Type |  |  |  | ReportingType | 2015 | 2020 | 2025 | 2030 | 2035 | 2040 | ReportingType | 2015 | 2020 | 2025 | 2030 | 2035 | 2040
| Total Costs by Reporting Type | NWPP_Gas | West | Other Renew | BM | 0 | 0 | 0 | 0 | 0 | 0 | BM | 0 | 0 | 0 | 0 | 0 | 0
| Total Costs by Reporting Type | NWPP_Gas | West | CC | CC | 3068.29 | 4849.5 | 5172.94 | 3309.57 | 1340.86 | 1488.09 | CC | 3068.34 | 4879.24 | 5204.6 | 3858.24 | 1368.62 | 1523.08
| Total Costs by Reporting Type | NWPP_Gas | West | Other Renew | CSP | 0 | 0 | 0 | 0 | 0 | 0 | CSP | 0 | 0 | 0 | 0 | 0 | 0
| Total Costs by Reporting Type | NWPP_Gas | West | CT | CT | 14.03 | 14.03 | 14.03 | 14.03 | 0 | 0 | CT | 14.02 | 14.02 | 14.02 | 14.02 | 0 | 0
| Total Costs by Reporting Type | NWPP_Gas | West | Coal | Coal | 0 | 0 | 0 | 0 | 0 | 0 | Coal | 0 | 0 | 0 | 0 | 0 | 0
| Total Costs by Reporting Type | NWPP_Gas | West | Other Renew | Geo | 0 | 0 | 0 | 0 | 0 | 0 | Geo | 0 | 0 | 0 | 0 | 0 | 0
| Total Costs by Reporting Type | NWPP_Gas | West | Hydro | H | 0 | 0 | 0 | 0 | 0 | 0 | H | 0 | 0 | 0 | 0 | 0 | 0
| Total Costs by Reporting Type | NWPP_Gas | West | Other Renew | LFG | 0 | 0 | 0 | 0 | 0 | 0 | LFG | 0 | 0 | 0 | 0 | 0 | 0
| Total Costs by Reporting Type | NWPP_Gas | West | Nuclear | Nuc | 0 | 0 | 0 | 0 | 0 | 0 | Nuc | 0 | 0 | 0 | 0 | 0 | 0
| Total Costs by Reporting Type | NWPP_Gas | West | Other | PS | 0 | 0 | 0 | 0 | 0 | 0 | PS | 0 | 0 | 0 | 0 | 0 | 0
| Total Costs by Reporting Type | NWPP_Gas | West | Other Renew | PV | 0 | 0 | 0 | 0 | 0 | 0 | PV | 0 | 0 | 0 | 0 | 0 | 0
| Total Costs by Reporting Type | NWPP_Gas | West | CT | PeakG | 0 | 0 | 0 | 0 | 0.01 | 0.01 | PeakG | 0 | 0 | 0 | 0 | 0 | 0
| Total Costs by Reporting Type | NWPP_Gas | West | CT | PeakO | 0 | 0 | 0 | 0 | 0 | 0 | PeakO | 0 | 0 | 0 | 0 | 0 | 0
| Total Costs by Reporting Type | NWPP_Gas | West | Other Renew | ST | 0 | 0 | 0 | 0 | 0 | 0 | ST | 0 | 0 | 0 | 0 | 0 | 0
| Total Costs by Reporting Type | NWPP_Gas | West | Steam O/G | STOG | 0 | 0 | 0 | 0 | 0 | 0 | STOG | 0 | 0 | 0 | 0 | 0 | 0
| Total Costs by Reporting Type | NWPP_Gas | West | Other Renew | STWD | 0 | 0 | 0 | 0 | 0 | 0 | STWD | 0 | 0 | 0 | 0 | 0 | 0
| Total Costs by Reporting Type | NWPP_Gas | West | On-shore Wind | WT | 0 | 0 | 0 | 0 | 0 | 0 | WT | 0 | 0 | 0 | 0 | 0 | 0
| Total Costs by Reporting Type | NWPP_Gas | West | Coal | IGCC | 0 | 0 | 0 | 0 | 0 | 0 | IGCC | 0 | 0 | 0 | 0 | 0 | 0
| Total Costs by Reporting Type | NWPP_Gas | West | DR | DemandResponse | 0 | 0 | 0 | 0 | 0 | 0 | DemandResponse | 0 | 0 | 0 | 0 | 0 | 0
| Total Costs by Reporting Type | NWPP_Gas | West | Coal-CCS | IGCC-CCS | 0 | 0 | 0 | 0.01 | 0.01 | 0.01 | IGCC-CCS | 0 | 0 | 0 | 0 | 0 | 0
| Total Costs by Reporting Type | NWPP_Gas | West | Off-shore Wind | WT_off | 0 | 0 | 0 | 0 | 0 | 0 | WT_off | 0 | 0 | 0 | 0 | 0 | 0
| Total Costs by Reporting Type | NWPP_Gas | West | Other | PseudoUnit | 0 | 0 | 0 | 0 | 0 | 0 | PseudoUnit | 0 | 0 | 0 | 0 | 0 | 0
| Total Costs by Reporting Type | NWPP_Gas | West | HQ/Maritimes | FixedInterchange | 0 | 0 | 0 | 0 | 0 | 0 | FixedInterchange | 0 | 0 | 0 | 0 | 0 | 0
Total Costs by Reporting Type
| Total Costs by Reporting Type |  |  |  | Total Costs by Reporting Type: NWPP_NucRenew | [6 empty] | Total Costs by Reporting Type: NWPP_NucRenew
| Total Costs by Reporting Type |  |  |  | ReportingType | 2015 | 2020 | 2025 | 2030 | 2035 | 2040 | ReportingType | 2015 | 2020 | 2025 | 2030 | 2035 | 2040
| Total Costs by Reporting Type | NWPP_NucRenew | West | Other Renew | BM | 17.16 | 22.03 | 35.02 | 35.02 | 35.08 | 857.04 | BM | 17.16 | 22 | 35.02 | 35.02 | 35.02 | 831.84
| Total Costs by Reporting Type | NWPP_NucRenew | West | CC | CC | 0 | 0 | 0 | 0 | 0 | 0 | CC | 0 | 0 | 0 | 0 | 0 | 0
| Total Costs by Reporting Type | NWPP_NucRenew | West | Other Renew | CSP | 0 | 0 | 0 | 0 | 0 | 0 | CSP | 0 | 0 | 0 | 0 | 0 | 0
| Total Costs by Reporting Type | NWPP_NucRenew | West | CT | CT | 0 | 0 | 0 | 0 | 0 | 0 | CT | 0 | 0 | 0 | 0 | 0 | 0
| Total Costs by Reporting Type | NWPP_NucRenew | West | Coal | Coal | 0 | 0 | 0 | 0 | 0 | 0 | Coal | 0 | 0 | 0 | 0 | 0 | 0
| Total Costs by Reporting Type | NWPP_NucRenew | West | Other Renew | Geo | 67.62 | 67.63 | 249.83 | 249.82 | 224.94 | 224.94 | Geo | 67.62 | 67.62 | 249.83 | 249.83 | 224.95 | 224.95
| Total Costs by Reporting Type | NWPP_NucRenew | West | Hydro | H | 480.54 | 480.54 | 480.54 | 480.55 | 595.74 | 595.74 | H | 480.54 | 480.54 | 480.54 | 480.54 | 595.74 | 595.74
| Total Costs by Reporting Type | NWPP_NucRenew | West | Other Renew | LFG | 20.57 | 20.57 | 96.02 | 96.02 | 91 | 90.99 | LFG | 20.56 | 20.56 | 96.02 | 96.02 | 91 | 91
| Total Costs by Reporting Type | NWPP_NucRenew | West | Nuclear | Nuc | 256.71 | 258.16 | 262.77 | 803.93 | 2633.29 | 3828.02 | Nuc | 256.71 | 258.17 | 262.7 | 264.21 | 2746.45 | 3826.53
| Total Costs by Reporting Type | NWPP_NucRenew | West | Other | PS | 6.12 | 6.12 | 6.12 | 6.12 | 6.12 | 6.12 | PS | 6.12 | 6.12 | 6.12 | 6.12 | 6.12 | 6.12
| Total Costs by Reporting Type | NWPP_NucRenew | West | Other Renew | PV | 0.05 | 0.05 | 0.06 | 0.05 | 0.05 | 0.06 | PV | 0.04 | 0.04 | 0.04 | 0.04 | 0.04 | 0.04
| Total Costs by Reporting Type | NWPP_NucRenew | West | CT | PeakG | 0 | 0 | 0 | 0 | 0 | 0 | PeakG | 0 | 0 | 0 | 0 | 0 | 0
| Total Costs by Reporting Type | NWPP_NucRenew | West | CT | PeakO | 0 | 0 | 0 | 0 | 0 | 0 | PeakO | 0 | 0 | 0 | 0 | 0 | 0
| Total Costs by Reporting Type | NWPP_NucRenew | West | Other Renew | ST | 0 | 0 | 0.01 | 0.01 | 0.01 | 0.03 | ST | 0 | 0 | 0 | 0 | 0 | 0
| Total Costs by Reporting Type | NWPP_NucRenew | West | Steam O/G | STOG | 0 | 0 | 0 | 0 | 0 | 0 | STOG | 0 | 0 | 0 | 0 | 0 | 0
| Total Costs by Reporting Type | NWPP_NucRenew | West | Other Renew | STWD | 17.98 | 23.9 | 329.12 | 329.12 | 329.12 | 329.12 | STWD | 17.98 | 23.89 | 329.12 | 329.12 | 329.12 | 329.12
| Total Costs by Reporting Type | NWPP_NucRenew | West | On-shore Wind | WT | 467.99 | 468 | 468.03 | 5825.77 | 5587.77 | 6169.86 | WT | 467.97 | 467.97 | 467.97 | 5827.36 | 5588.51 | 6169.9
| Total Costs by Reporting Type | NWPP_NucRenew | West | Coal | IGCC | 0 | 0 | 0 | 0 | 0 | 0 | IGCC | 0 | 0 | 0 | 0 | 0 | 0
| Total Costs by Reporting Type | NWPP_NucRenew | West | DR | DemandResponse | 0 | 0 | 0 | 0 | 0 | 0 | DemandResponse | 0 | 0 | 0 | 0 | 0 | 0
| Total Costs by Reporting Type | NWPP_NucRenew | West | Coal-CCS | IGCC-CCS | 0 | 0 | 0 | 0 | 0 | 0 | IGCC-CCS | 0 | 0 | 0 | 0 | 0 | 0
| Total Costs by Reporting Type | NWPP_NucRenew | West | Off-shore Wind | WT_off | 0.07 | 0.07 | 0.08 | 0.03 | 0.02 | 0.02 | WT_off | 0 | 0 | 0 | 0 | 0 | 0
| Total Costs by Reporting Type | NWPP_NucRenew | West | Other | PseudoUnit | 0 | 0 | 0 | 0 | 0 | 0 | PseudoUnit | 0 | 0 | 0 | 0 | 0 | 0
| Total Costs by Reporting Type | NWPP_NucRenew | West | HQ/Maritimes | FixedInterchange | 0 | 0 | 0 | 0 | 0 | 0 | FixedInterchange | 0 | 0 | 0 | 0 | 0 | 0
Total Costs by Reporting Type
| Total Costs by Reporting Type |  |  |  | Total Costs by Reporting Type: RMPA | [6 empty] | Total Costs by Reporting Type: RMPA
| Total Costs by Reporting Type |  |  |  | ReportingType | 2015 | 2020 | 2025 | 2030 | 2035 | 2040 | ReportingType | 2015 | 2020 | 2025 | 2030 | 2035 | 2040
| Total Costs by Reporting Type | RMPA | West | Other Renew | BM | 0 | 0 | 0.01 | 0.01 | 704.18 | 1426.74 | BM | 0 | 0 | 0 | 0 | 870.23 | 1461.73
| Total Costs by Reporting Type | RMPA | West | CC | CC | 755.13 | 899.37 | 1599.31 | 1136.83 | 867.57 | 758.89 | CC | 746.03 | 1018.88 | 1537.57 | 1309.88 | 962.77 | 899.34
| Total Costs by Reporting Type | RMPA | West | Other Renew | CSP | 0 | 0 | 0 | 0 | 0 | 0 | CSP | 0 | 0 | 0 | 0 | 0 | 0
| Total Costs by Reporting Type | RMPA | West | CT | CT | 16.22 | 16.22 | 16.22 | 16.22 | 0 | 0 | CT | 16.21 | 16.21 | 16.21 | 16.21 | 0 | 0
| Total Costs by Reporting Type | RMPA | West | Coal | Coal | 2918.89 | 2956.11 | 769.77 | 478.51 | 354.56 | 401.81 | Coal | 2918.72 | 2898.12 | 742.62 | 478.48 | 354.46 | 397.83
| Total Costs by Reporting Type | RMPA | West | Other Renew | Geo | 0.01 | 20.54 | 1082.07 | 1082.06 | 1082.06 | 1069.24 | Geo | 0 | 10.43 | 1081.68 | 1081.68 | 1081.68 | 1075.16
| Total Costs by Reporting Type | RMPA | West | Hydro | H | 13.99 | 13.99 | 13.99 | 13.99 | 13.99 | 13.99 | H | 13.99 | 13.99 | 13.99 | 13.99 | 13.99 | 13.99
| Total Costs by Reporting Type | RMPA | West | Other Renew | LFG | 1.18 | 1.21 | 10.12 | 10.11 | 9.84 | 9.81 | LFG | 1.17 | 1.17 | 10.12 | 10.12 | 9.84 | 9.84
| Total Costs by Reporting Type | RMPA | West | Nuclear | Nuc | 0.01 | 0.01 | 0.31 | 1484.45 | 1484.53 | 1484.53 | Nuc | 0.01 | 0.01 | 92.35 | 1364.24 | 1364.27 | 1364.26
| Total Costs by Reporting Type | RMPA | West | Other | PS | 13.37 | 13.37 | 13.37 | 13.37 | 13.37 | 13.37 | PS | 13.37 | 13.37 | 13.37 | 13.37 | 13.37 | 13.37
| Total Costs by Reporting Type | RMPA | West | Other Renew | PV | 0.69 | 0.69 | 0.69 | 0.69 | 0.32 | 0.32 | PV | 0.68 | 0.68 | 0.68 | 0.68 | 0.31 | 0.31
| Total Costs by Reporting Type | RMPA | West | CT | PeakG | 48.87 | 72.26 | 50.7 | 61.61 | 69.82 | 69.82 | PeakG | 48.87 | 72.26 | 51.15 | 61.6 | 69.81 | 69.81
| Total Costs by Reporting Type | RMPA | West | CT | PeakO | 0.35 | 0.44 | 0.35 | 0.35 | 0.35 | 0.35 | PeakO | 0 | 0 | 0 | 0 | 0 | 0
| Total Costs by Reporting Type | RMPA | West | Other Renew | ST | 1.26 | 145.53 | 145.53 | 147.57 | 146.5 | 25.77 | ST | 1.26 | 145.59 | 145.59 | 147.54 | 146.47 | 25.71
| Total Costs by Reporting Type | RMPA | West | Steam O/G | STOG | 0.01 | 0.01 | 0.01 | 0.01 | 0.01 | 0.01 | STOG | 0 | 0 | 0 | 0 | 0 | 0
| Total Costs by Reporting Type | RMPA | West | Other Renew | STWD | 0 | 0 | 0 | 0 | 0 | 0 | STWD | 0 | 0 | 0 | 0 | 0 | 0
| Total Costs by Reporting Type | RMPA | West | On-shore Wind | WT | 240.37 | 1102.5 | 1102.51 | 1226.85 | 1054.18 | 323.43 | WT | 240.35 | 1102.17 | 1102.17 | 1226.59 | 1053.93 | 323.69
| Total Costs by Reporting Type | RMPA | West | Coal | IGCC | 0 | 0 | 0 | 0 | 0 | 0.01 | IGCC | 0 | 0 | 0 | 0 | 0 | 0
| Total Costs by Reporting Type | RMPA | West | DR | DemandResponse | 0 | 0 | 0 | 0 | 0 | 0 | DemandResponse | 0 | 0 | 0 | 0 | 0 | 0
| Total Costs by Reporting Type | RMPA | West | Coal-CCS | IGCC-CCS | 0 | 0 | 0.01 | 0.01 | 0.02 | 0.02 | IGCC-CCS | 0 | 0 | 0 | 0 | 0 | 0
| Total Costs by Reporting Type | RMPA | West | Off-shore Wind | WT_off | 0 | 0 | 0 | 0 | 0 | 0 | WT_off | 0 | 0 | 0 | 0 | 0 | 0
| Total Costs by Reporting Type | RMPA | West | Other | PseudoUnit | 0 | 0 | 0 | 0 | 0 | 0 | PseudoUnit | 0 | 0 | 0 | 0 | 0 | 0
| Total Costs by Reporting Type | RMPA | West | HQ/Maritimes | FixedInterchange | 0 | 0 | 0 | 0 | 0 | 0 | FixedInterchange | 0 | 0 | 0 | 0 | 0 | 0
Total Costs by Reporting Type
| Total Costs by Reporting Type |  |  |  | Total Costs by Reporting Type: SP15 | [6 empty] | Total Costs by Reporting Type: SP15
| Total Costs by Reporting Type |  |  |  | ReportingType | 2015 | 2020 | 2025 | 2030 | 2035 | 2040 | ReportingType | 2015 | 2020 | 2025 | 2030 | 2035 | 2040
| Total Costs by Reporting Type | SP15 | West | Other Renew | BM | 6.8 | 6.8 | 6.8 | 6.8 | 6.85 | 6.87 | BM | 6.8 | 6.8 | 6.8 | 6.8 | 6.8 | 367.83
| Total Costs by Reporting Type | SP15 | West | CC | CC | 5407.53 | 5672.45 | 5935.97 | 6068.75 | 4443.42 | 3539.63 | CC | 5670.17 | 5988.36 | 6246.88 | 6731.57 | 4855.98 | 3523.81
| Total Costs by Reporting Type | SP15 | West | Other Renew | CSP | 0 | 0 | 0 | 0 | 0 | 0 | CSP | 0 | 0 | 0 | 0 | 0 | 0
| Total Costs by Reporting Type | SP15 | West | CT | CT | 0 | 0 | 0.01 | 0.01 | 0.01 | 0 | CT | 0 | 0 | 0 | 0 | 0 | 0
| Total Costs by Reporting Type | SP15 | West | Coal | Coal | 82.24 | 55.14 | 39.53 | 0.01 | 0.01 | 0.01 | Coal | 82.23 | 55.13 | 39.54 | 0 | 0 | 0
| Total Costs by Reporting Type | SP15 | West | Other Renew | Geo | 104.48 | 713.94 | 713.94 | 699.71 | 699.71 | 328.75 | Geo | 104.52 | 713.94 | 713.94 | 699.68 | 699.68 | 328.75
| Total Costs by Reporting Type | SP15 | West | Hydro | H | 16.57 | 16.57 | 16.57 | 16.57 | 16.57 | 16.57 | H | 16.57 | 16.57 | 16.57 | 16.57 | 16.57 | 16.57
| Total Costs by Reporting Type | SP15 | West | Other Renew | LFG | 29.05 | 219.62 | 219.63 | 219.48 | 217.54 | 94.59 | LFG | 29.05 | 219.63 | 219.63 | 219.4 | 217.54 | 94.59
| Total Costs by Reporting Type | SP15 | West | Nuclear | Nuc | 508.22 | 539.82 | 519.94 | 1384.44 | 1675.55 | 4650.9 | Nuc | 508.22 | 539.82 | 519.92 | 1201.2 | 1817.41 | 4182.37
| Total Costs by Reporting Type | SP15 | West | Other | PS | 34.19 | 34.19 | 34.19 | 34.19 | 34.19 | 34.19 | PS | 34.19 | 34.19 | 34.19 | 34.19 | 34.19 | 34.19
| Total Costs by Reporting Type | SP15 | West | Other Renew | PV | 3.49 | 3.49 | 3.49 | 3.49 | 1.87 | 1.87 | PV | 3.49 | 3.49 | 3.49 | 3.49 | 1.87 | 1.87
| Total Costs by Reporting Type | SP15 | West | CT | PeakG | 76.74 | 111.44 | 93.23 | 103.59 | 103.59 | 103.59 | PeakG | 76.73 | 111.44 | 93.22 | 103.59 | 103.59 | 103.59
| Total Costs by Reporting Type | SP15 | West | CT | PeakO | 1.47 | 1.91 | 1.53 | 1.53 | 1.53 | 1.53 | PeakO | 1.47 | 1.91 | 1.53 | 1.53 | 1.53 | 1.53
| Total Costs by Reporting Type | SP15 | West | Other Renew | ST | 220.08 | 220.08 | 220.08 | 220.08 | 1057.26 | 1414.3 | ST | 220.08 | 220.08 | 220.08 | 220.08 | 1057.3 | 1414.06
| Total Costs by Reporting Type | SP15 | West | Steam O/G | STOG | 358.04 | 391.87 | 359.66 | 290.56 | 196.09 | 190.34 | STOG | 341.44 | 380.41 | 349.66 | 296.1 | 179.35 | 176.98
| Total Costs by Reporting Type | SP15 | West | Other Renew | STWD | 68.43 | 69.38 | 61.83 | 68.5 | 68.5 | 68.5 | STWD | 68.43 | 69.39 | 61.84 | 68.5 | 68.5 | 68.5
| Total Costs by Reporting Type | SP15 | West | On-shore Wind | WT | 264.37 | 548.94 | 4070.35 | 4070.43 | 3877.17 | 3621.23 | WT | 264.36 | 512.12 | 4068.88 | 4068.88 | 3875.62 | 3652.79
| Total Costs by Reporting Type | SP15 | West | Coal | IGCC | 0 | 0 | 0 | 0 | 0 | 0 | IGCC | 0 | 0 | 0 | 0 | 0 | 0
| Total Costs by Reporting Type | SP15 | West | DR | DemandResponse | 0 | 0 | 0 | 0 | 0 | 0 | DemandResponse | 0 | 0 | 0 | 0 | 0 | 0
| Total Costs by Reporting Type | SP15 | West | Coal-CCS | IGCC-CCS | 0 | 0 | 0.01 | 0.01 | 0.02 | 0.02 | IGCC-CCS | 0 | 0 | 0 | 0 | 0 | 0
| Total Costs by Reporting Type | SP15 | West | Off-shore Wind | WT_off | 0 | 0 | 0 | 0 | 0 | 0 | WT_off | 0 | 0 | 0 | 0 | 0 | 0
| Total Costs by Reporting Type | SP15 | West | Other | PseudoUnit | 0 | 0 | 0 | 0 | 0 | 0 | PseudoUnit | 0 | 0 | 0 | 0 | 0 | 0
| Total Costs by Reporting Type | SP15 | West | HQ/Maritimes | FixedInterchange | 0 | 0 | 0 | 0 | 0 | 0 | FixedInterchange | 0 | 0 | 0 | 0 | 0 | 0
Total Costs by Reporting Type
| Total Costs by Reporting Type |  |  |  | Total Costs by Reporting Type: ALB | [6 empty] | Total Costs by Reporting Type: ALB
| Total Costs by Reporting Type |  |  |  | ReportingType | 2015 | 2020 | 2025 | 2030 | 2035 | 2040 | ReportingType | 2015 | 2020 | 2025 | 2030 | 2035 | 2040
| Total Costs by Reporting Type | ALB | West | Other Renew | BM | 0 | 0 | 0 | 0 | 0 | 0 | BM | 0 | 0 | 0 | 0 | 0 | 0
| Total Costs by Reporting Type | ALB | West | CC | CC | 1287.48 | 1517.09 | 462.14 | 108.35 | 108.35 | 0.03 | CC | 1287.74 | 1517.37 | 462.43 | 108.41 | 108.41 | 0
| Total Costs by Reporting Type | ALB | West | Other Renew | CSP | 0 | 0 | 0 | 0 | 0 | 0 | CSP | 0 | 0 | 0 | 0 | 0 | 0
| Total Costs by Reporting Type | ALB | West | CT | CT | 18.06 | 18.06 | 18.06 | 18.05 | 0 | 0 | CT | 18.05 | 18.05 | 18.05 | 18.05 | 0 | 0
| Total Costs by Reporting Type | ALB | West | Coal | Coal | 1601.16 | 1990.63 | 162.36 | 162.35 | 162.36 | 162.36 | Coal | 1600.94 | 1990.45 | 162.31 | 162.31 | 162.31 | 162.31
| Total Costs by Reporting Type | ALB | West | Other Renew | Geo | 0 | 0 | 0 | 0 | 0 | 0 | Geo | 0 | 0 | 0 | 0 | 0 | 0
| Total Costs by Reporting Type | ALB | West | Hydro | H | 12.99 | 12.99 | 12.99 | 12.99 | 12.99 | 12.99 | H | 12.99 | 12.99 | 12.99 | 12.99 | 12.99 | 12.99
| Total Costs by Reporting Type | ALB | West | Other Renew | LFG | 1.21 | 1.21 | 1.21 | 1.21 | 1.21 | 1.21 | LFG | 1.21 | 1.21 | 1.21 | 1.21 | 1.21 | 1.21
| Total Costs by Reporting Type | ALB | West | Nuclear | Nuc | 0.01 | 0.07 | 5427.97 | 6542.42 | 6657.44 | 6702.85 | Nuc | 0.01 | 0.08 | 5427.7 | 6544.99 | 6599.53 | 6702.85
| Total Costs by Reporting Type | ALB | West | Other | PS | 0 | 0 | 0 | 0 | 0 | 0 | PS | 0 | 0 | 0 | 0 | 0 | 0
| Total Costs by Reporting Type | ALB | West | Other Renew | PV | 0 | 0 | 0 | 0 | 0 | 0 | PV | 0 | 0 | 0 | 0 | 0 | 0
| Total Costs by Reporting Type | ALB | West | CT | PeakG | 28.74 | 28.74 | 24.2 | 24.2 | 34.1 | 36.77 | PeakG | 28.74 | 28.74 | 24.22 | 24.22 | 34.11 | 36.79
| Total Costs by Reporting Type | ALB | West | CT | PeakO | 0 | 0 | 0 | 0 | 0 | 0 | PeakO | 0 | 0 | 0 | 0 | 0 | 0
| Total Costs by Reporting Type | ALB | West | Other Renew | ST | 0 | 0 | 0 | 0 | 0 | 0 | ST | 0 | 0 | 0 | 0 | 0 | 0
| Total Costs by Reporting Type | ALB | West | Steam O/G | STOG | 0 | 0 | 0 | 0 | 0 | 0 | STOG | 0 | 0 | 0 | 0 | 0 | 0
| Total Costs by Reporting Type | ALB | West | Other Renew | STWD | 70.15 | 93.47 | 93.47 | 93.47 | 93.47 | 93.47 | STWD | 70.16 | 93.47 | 93.47 | 93.47 | 93.47 | 93.47
| Total Costs by Reporting Type | ALB | West | On-shore Wind | WT | 25.5 | 25.5 | 25.5 | 25.51 | 49.35 | 49.35 | WT | 25.5 | 25.5 | 25.5 | 25.5 | 49.35 | 49.35
| Total Costs by Reporting Type | ALB | West | Coal | IGCC | 0 | 0 | 0 | 0 | 0 | 0 | IGCC | 0 | 0 | 0 | 0 | 0 | 0
| Total Costs by Reporting Type | ALB | West | DR | DemandResponse | 0 | 0 | 0 | 0 | 0 | 0 | DemandResponse | 0 | 0 | 0 | 0 | 0 | 0
| Total Costs by Reporting Type | ALB | West | Coal-CCS | IGCC-CCS | 0 | 0 | 0 | 0 | 0 | 0 | IGCC-CCS | 0 | 0 | 0 | 0 | 0 | 0
| Total Costs by Reporting Type | ALB | West | Off-shore Wind | WT_off | 0 | 0 | 0 | 0 | 0 | 0 | WT_off | 0 | 0 | 0 | 0 | 0 | 0
| Total Costs by Reporting Type | ALB | West | Other | PseudoUnit | 0 | 0 | 0 | 0 | 0 | 0 | PseudoUnit | 0 | 0 | 0 | 0 | 0 | 0
| Total Costs by Reporting Type | ALB | West | HQ/Maritimes | FixedInterchange | 0 | 0 | 0 | 0 | 0 | 0 | FixedInterchange | 0 | 0 | 0 | 0 | 0 | 0
Total Costs by Reporting Type
| Total Costs by Reporting Type |  |  |  | Total Costs by Reporting Type: BC | [6 empty] | Total Costs by Reporting Type: BC
| Total Costs by Reporting Type |  |  |  | ReportingType | 2015 | 2020 | 2025 | 2030 | 2035 | 2040 | ReportingType | 2015 | 2020 | 2025 | 2030 | 2035 | 2040
| Total Costs by Reporting Type | BC | West | Other Renew | BM | 0 | 0 | 0 | 0 | 0 | 0 | BM | 0 | 0 | 0 | 0 | 0 | 0
| Total Costs by Reporting Type | BC | West | CC | CC | 79.84 | 95.04 | 0.06 | 0.03 | 0.02 | 0.02 | CC | 79.81 | 94.99 | 0 | 0 | 0 | 0
| Total Costs by Reporting Type | BC | West | Other Renew | CSP | 0 | 0 | 0 | 0 | 0 | 0 | CSP | 0 | 0 | 0 | 0 | 0 | 0
| Total Costs by Reporting Type | BC | West | CT | CT | 0 | 0 | 0 | 0 | 0 | 0 | CT | 0 | 0 | 0 | 0 | 0 | 0
| Total Costs by Reporting Type | BC | West | Coal | Coal | 0 | 0 | 0 | 0 | 0 | 0 | Coal | 0 | 0 | 0 | 0 | 0 | 0
| Total Costs by Reporting Type | BC | West | Other Renew | Geo | 0 | 0 | 0 | 0 | 0 | 0 | Geo | 0 | 0 | 0 | 0 | 0 | 0
| Total Costs by Reporting Type | BC | West | Hydro | H | 173.22 | 173.22 | 173.22 | 173.22 | 173.22 | 173.22 | H | 173.22 | 173.22 | 173.22 | 173.22 | 173.22 | 173.22
| Total Costs by Reporting Type | BC | West | Other Renew | LFG | 2.9 | 2.9 | 2.9 | 2.9 | 2.9 | 2.9 | LFG | 2.9 | 2.9 | 2.9 | 2.9 | 2.9 | 2.9
| Total Costs by Reporting Type | BC | West | Nuclear | Nuc | 0.01 | 0.03 | 445.36 | 763.78 | 763.79 | 1018.83 | Nuc | 0.01 | 0.03 | 445.41 | 764.23 | 764.23 | 1019.61
| Total Costs by Reporting Type | BC | West | Other | PS | 0 | 0 | 0 | 0 | 0 | 0 | PS | 0 | 0 | 0 | 0 | 0 | 0
| Total Costs by Reporting Type | BC | West | Other Renew | PV | 0 | 0 | 0 | 0 | 0 | 0 | PV | 0 | 0 | 0 | 0 | 0 | 0
| Total Costs by Reporting Type | BC | West | CT | PeakG | 2.66 | 2.77 | 0.02 | 0.02 | 0.02 | 0.02 | PeakG | 2.66 | 2.77 | 0 | 0 | 0 | 0
| Total Costs by Reporting Type | BC | West | CT | PeakO | 1.16 | 1.29 | 0 | 0 | 0 | 0 | PeakO | 1.16 | 1.29 | 0 | 0 | 0 | 0
| Total Costs by Reporting Type | BC | West | Other Renew | ST | 0 | 0 | 0 | 0 | 0 | 0 | ST | 0 | 0 | 0 | 0 | 0 | 0
| Total Costs by Reporting Type | BC | West | Steam O/G | STOG | 4.91 | 1.35 | 0 | 0 | 0 | 0 | STOG | 4.91 | 1.35 | 0 | 0 | 0 | 0
| Total Costs by Reporting Type | BC | West | Other Renew | STWD | 16.35 | 296.26 | 296.26 | 296.26 | 296.27 | 296.27 | STWD | 16.35 | 296.27 | 296.27 | 296.27 | 296.27 | 296.27
| Total Costs by Reporting Type | BC | West | On-shore Wind | WT | 48.22 | 48.22 | 48.22 | 48.22 | 52.78 | 52.78 | WT | 48.22 | 48.22 | 48.22 | 48.22 | 52.78 | 52.78
| Total Costs by Reporting Type | BC | West | Coal | IGCC | 0 | 0 | 0 | 0 | 0 | 0 | IGCC | 0 | 0 | 0 | 0 | 0 | 0
| Total Costs by Reporting Type | BC | West | DR | DemandResponse | 0 | 0 | 0 | 0 | 0 | 0 | DemandResponse | 0 | 0 | 0 | 0 | 0 | 0
| Total Costs by Reporting Type | BC | West | Coal-CCS | IGCC-CCS | 0 | 0 | 0 | 0 | 0 | 0 | IGCC-CCS | 0 | 0 | 0 | 0 | 0 | 0
| Total Costs by Reporting Type | BC | West | Off-shore Wind | WT_off | 0 | 0 | 0 | 0 | 0 | 0 | WT_off | 0 | 0 | 0 | 0 | 0 | 0
| Total Costs by Reporting Type | BC | West | Other | PseudoUnit | 0 | 0 | 0 | 0 | 0 | 0 | PseudoUnit | 0 | 0 | 0 | 0 | 0 | 0
| Total Costs by Reporting Type | BC | West | HQ/Maritimes | FixedInterchange | 0 | 0 | 0 | 0 | 0 | 0 | FixedInterchange | 0 | 0 | 0 | 0 | 0 | 0
Total Costs by Reporting Type
| Total Costs by Reporting Type |  |  |  | Total Costs by Reporting Type: HQ_IESO | [6 empty] | Total Costs by Reporting Type: HQ_IESO
| Total Costs by Reporting Type |  |  |  | ReportingType | 2015 | 2020 | 2025 | 2030 | 2035 | 2040 | ReportingType | 2015 | 2020 | 2025 | 2030 | 2035 | 2040
| Total Costs by Reporting Type | HQ_IESO | HQ/Maritimes | Other Renew | BM | 0 | 0 | 0 | 0 | 0 | 0 | BM | 0 | 0 | 0 | 0 | 0 | 0
| Total Costs by Reporting Type | HQ_IESO | HQ/Maritimes | CC | CC | 0 | 0 | 0 | 0 | 0 | 0 | CC | 0 | 0 | 0 | 0 | 0 | 0
| Total Costs by Reporting Type | HQ_IESO | HQ/Maritimes | Other Renew | CSP | 0 | 0 | 0 | 0 | 0 | 0 | CSP | 0 | 0 | 0 | 0 | 0 | 0
| Total Costs by Reporting Type | HQ_IESO | HQ/Maritimes | CT | CT | 0 | 0 | 0 | 0 | 0 | 0 | CT | 0 | 0 | 0 | 0 | 0 | 0
| Total Costs by Reporting Type | HQ_IESO | HQ/Maritimes | Coal | Coal | 0 | 0 | 0 | 0 | 0 | 0 | Coal | 0 | 0 | 0 | 0 | 0 | 0
| Total Costs by Reporting Type | HQ_IESO | HQ/Maritimes | Other Renew | Geo | 0 | 0 | 0 | 0 | 0 | 0 | Geo | 0 | 0 | 0 | 0 | 0 | 0
| Total Costs by Reporting Type | HQ_IESO | HQ/Maritimes | Hydro | H | 0 | 0 | 0 | 0 | 0 | 0 | H | 0 | 0 | 0 | 0 | 0 | 0
| Total Costs by Reporting Type | HQ_IESO | HQ/Maritimes | Other Renew | LFG | 0 | 0 | 0 | 0 | 0 | 0 | LFG | 0 | 0 | 0 | 0 | 0 | 0
| Total Costs by Reporting Type | HQ_IESO | HQ/Maritimes | Nuclear | Nuc | 0.01 | 0.01 | 0.01 | 0.01 | 0.08 | 0.05 | Nuc | 0.01 | 0.01 | 0.01 | 0.01 | 0.01 | 0.01
| Total Costs by Reporting Type | HQ_IESO | HQ/Maritimes | Other | PS | 0 | 0 | 0 | 0 | 0 | 0 | PS | 0 | 0 | 0 | 0 | 0 | 0
| Total Costs by Reporting Type | HQ_IESO | HQ/Maritimes | Other Renew | PV | 0 | 0 | 0 | 0 | 0 | 0 | PV | 0 | 0 | 0 | 0 | 0 | 0
| Total Costs by Reporting Type | HQ_IESO | HQ/Maritimes | CT | PeakG | 0 | 0 | 0 | 0 | 0 | 0 | PeakG | 0 | 0 | 0 | 0 | 0 | 0
| Total Costs by Reporting Type | HQ_IESO | HQ/Maritimes | CT | PeakO | 0 | 0 | 0 | 0 | 0 | 0 | PeakO | 0 | 0 | 0 | 0 | 0 | 0
| Total Costs by Reporting Type | HQ_IESO | HQ/Maritimes | Other Renew | ST | 0 | 0 | 0 | 0 | 0 | 0 | ST | 0 | 0 | 0 | 0 | 0 | 0
| Total Costs by Reporting Type | HQ_IESO | HQ/Maritimes | Steam O/G | STOG | 0 | 0 | 0 | 0 | 0 | 0 | STOG | 0 | 0 | 0 | 0 | 0 | 0
| Total Costs by Reporting Type | HQ_IESO | HQ/Maritimes | Other Renew | STWD | 0 | 0 | 0 | 0 | 0 | 0 | STWD | 0 | 0 | 0 | 0 | 0 | 0
| Total Costs by Reporting Type | HQ_IESO | HQ/Maritimes | On-shore Wind | WT | 0 | 0 | 0 | 0 | 0 | 0 | WT | 0 | 0 | 0 | 0 | 0 | 0
| Total Costs by Reporting Type | HQ_IESO | HQ/Maritimes | Coal | IGCC | 0 | 0 | 0 | 0 | 0 | 0 | IGCC | 0 | 0 | 0 | 0 | 0 | 0
| Total Costs by Reporting Type | HQ_IESO | HQ/Maritimes | DR | DemandResponse | 0 | 0 | 0 | 0 | 0 | 0 | DemandResponse | 0 | 0 | 0 | 0 | 0 | 0
| Total Costs by Reporting Type | HQ_IESO | HQ/Maritimes | Coal-CCS | IGCC-CCS | 0 | 0 | 0 | 0 | 0 | 0 | IGCC-CCS | 0 | 0 | 0 | 0 | 0 | 0
| Total Costs by Reporting Type | HQ_IESO | HQ/Maritimes | Off-shore Wind | WT_off | 0 | 0 | 0 | 0 | 0 | 0 | WT_off | 0 | 0 | 0 | 0 | 0 | 0
| Total Costs by Reporting Type | HQ_IESO | HQ/Maritimes | Other | PseudoUnit | 0 | 0 | 0 | 1.2 | 1114.16 | 1153.61 | PseudoUnit | 0 | 0 | 0 | 0 | 0 | 0
| Total Costs by Reporting Type | HQ_IESO | HQ/Maritimes | HQ/Maritimes | FixedInterchange | 0 | 0 | 0 | 0 | 0 | 0 | FixedInterchange | 0 | 0 | 0 | 0 | 0 | 0
Total Costs by Reporting Type
| Total Costs by Reporting Type |  |  |  | Total Costs by Reporting Type: HQ_NEISO | [6 empty] | Total Costs by Reporting Type: HQ_NEISO
| Total Costs by Reporting Type |  |  |  | ReportingType | 2015 | 2020 | 2025 | 2030 | 2035 | 2040 | ReportingType | 2015 | 2020 | 2025 | 2030 | 2035 | 2040
| Total Costs by Reporting Type | HQ_NEISO | HQ/Maritimes | Other Renew | BM | 0 | 0 | 0 | 0 | 0 | 0 | BM | 0 | 0 | 0 | 0 | 0 | 0
| Total Costs by Reporting Type | HQ_NEISO | HQ/Maritimes | CC | CC | 0 | 0 | 0 | 0 | 0 | 0 | CC | 0 | 0 | 0 | 0 | 0 | 0
| Total Costs by Reporting Type | HQ_NEISO | HQ/Maritimes | Other Renew | CSP | 0 | 0 | 0 | 0 | 0 | 0 | CSP | 0 | 0 | 0 | 0 | 0 | 0
| Total Costs by Reporting Type | HQ_NEISO | HQ/Maritimes | CT | CT | 0 | 0 | 0 | 0 | 0 | 0 | CT | 0 | 0 | 0 | 0 | 0 | 0
| Total Costs by Reporting Type | HQ_NEISO | HQ/Maritimes | Coal | Coal | 0 | 0 | 0 | 0 | 0 | 0 | Coal | 0 | 0 | 0 | 0 | 0 | 0
| Total Costs by Reporting Type | HQ_NEISO | HQ/Maritimes | Other Renew | Geo | 0 | 0 | 0 | 0 | 0 | 0 | Geo | 0 | 0 | 0 | 0 | 0 | 0
| Total Costs by Reporting Type | HQ_NEISO | HQ/Maritimes | Hydro | H | 0 | 0 | 0 | 0 | 0 | 0 | H | 0 | 0 | 0 | 0 | 0 | 0
| Total Costs by Reporting Type | HQ_NEISO | HQ/Maritimes | Other Renew | LFG | 0 | 0 | 0 | 0 | 0 | 0 | LFG | 0 | 0 | 0 | 0 | 0 | 0
| Total Costs by Reporting Type | HQ_NEISO | HQ/Maritimes | Nuclear | Nuc | 0.01 | 0.01 | 0.01 | 0.02 | 0.08 | 0.07 | Nuc | 0.01 | 0.01 | 0.01 | 0.01 | 0.04 | 0.04
| Total Costs by Reporting Type | HQ_NEISO | HQ/Maritimes | Other | PS | 0 | 0 | 0 | 0 | 0 | 0 | PS | 0 | 0 | 0 | 0 | 0 | 0
| Total Costs by Reporting Type | HQ_NEISO | HQ/Maritimes | Other Renew | PV | 0 | 0 | 0 | 0 | 0 | 0 | PV | 0 | 0 | 0 | 0 | 0 | 0
| Total Costs by Reporting Type | HQ_NEISO | HQ/Maritimes | CT | PeakG | 0 | 0 | 0 | 0 | 0 | 0 | PeakG | 0 | 0 | 0 | 0 | 0 | 0
| Total Costs by Reporting Type | HQ_NEISO | HQ/Maritimes | CT | PeakO | 0 | 0 | 0 | 0 | 0 | 0 | PeakO | 0 | 0 | 0 | 0 | 0 | 0
| Total Costs by Reporting Type | HQ_NEISO | HQ/Maritimes | Other Renew | ST | 0 | 0 | 0 | 0 | 0 | 0 | ST | 0 | 0 | 0 | 0 | 0 | 0
| Total Costs by Reporting Type | HQ_NEISO | HQ/Maritimes | Steam O/G | STOG | 0 | 0 | 0 | 0 | 0 | 0 | STOG | 0 | 0 | 0 | 0 | 0 | 0
| Total Costs by Reporting Type | HQ_NEISO | HQ/Maritimes | Other Renew | STWD | 0 | 0 | 0 | 0 | 0 | 0 | STWD | 0 | 0 | 0 | 0 | 0 | 0
| Total Costs by Reporting Type | HQ_NEISO | HQ/Maritimes | On-shore Wind | WT | 0 | 0 | 0 | 0 | 0 | 0 | WT | 0 | 0 | 0 | 0 | 0 | 0
| Total Costs by Reporting Type | HQ_NEISO | HQ/Maritimes | Coal | IGCC | 0 | 0 | 0 | 0 | 0 | 0 | IGCC | 0 | 0 | 0 | 0 | 0 | 0
| Total Costs by Reporting Type | HQ_NEISO | HQ/Maritimes | DR | DemandResponse | 0 | 0 | 0 | 0 | 0 | 0 | DemandResponse | 0 | 0 | 0 | 0 | 0 | 0
| Total Costs by Reporting Type | HQ_NEISO | HQ/Maritimes | Coal-CCS | IGCC-CCS | 0 | 0 | 0 | 0 | 0 | 0 | IGCC-CCS | 0 | 0 | 0 | 0 | 0 | 0
| Total Costs by Reporting Type | HQ_NEISO | HQ/Maritimes | Off-shore Wind | WT_off | 0 | 0 | 0 | 0 | 0 | 0 | WT_off | 0 | 0 | 0 | 0 | 0 | 0
| Total Costs by Reporting Type | HQ_NEISO | HQ/Maritimes | Other | PseudoUnit | 0 | 0 | 0.01 | 7.16 | 127.62 | 131.41 | PseudoUnit | 0 | 0 | 0 | 0 | 0 | 0
| Total Costs by Reporting Type | HQ_NEISO | HQ/Maritimes | HQ/Maritimes | FixedInterchange | 0 | 0 | 0 | 0 | 0 | 0 | FixedInterchange | 0 | 0 | 0 | 0 | 0 | 0
Total Costs by Reporting Type
| Total Costs by Reporting Type |  |  |  | Total Costs by Reporting Type: HQ_NY | [6 empty] | Total Costs by Reporting Type: HQ_NY
| Total Costs by Reporting Type |  |  |  | ReportingType | 2015 | 2020 | 2025 | 2030 | 2035 | 2040 | ReportingType | 2015 | 2020 | 2025 | 2030 | 2035 | 2040
| Total Costs by Reporting Type | HQ_NY | HQ/Maritimes | Other Renew | BM | 0 | 0 | 0 | 0 | 0 | 0 | BM | 0 | 0 | 0 | 0 | 0 | 0
| Total Costs by Reporting Type | HQ_NY | HQ/Maritimes | CC | CC | 0 | 0 | 0 | 0 | 0 | 0 | CC | 0 | 0 | 0 | 0 | 0 | 0
| Total Costs by Reporting Type | HQ_NY | HQ/Maritimes | Other Renew | CSP | 0 | 0 | 0 | 0 | 0 | 0 | CSP | 0 | 0 | 0 | 0 | 0 | 0
| Total Costs by Reporting Type | HQ_NY | HQ/Maritimes | CT | CT | 0 | 0 | 0 | 0 | 0 | 0 | CT | 0 | 0 | 0 | 0 | 0 | 0
| Total Costs by Reporting Type | HQ_NY | HQ/Maritimes | Coal | Coal | 0 | 0 | 0 | 0 | 0 | 0 | Coal | 0 | 0 | 0 | 0 | 0 | 0
| Total Costs by Reporting Type | HQ_NY | HQ/Maritimes | Other Renew | Geo | 0 | 0 | 0 | 0 | 0 | 0 | Geo | 0 | 0 | 0 | 0 | 0 | 0
| Total Costs by Reporting Type | HQ_NY | HQ/Maritimes | Hydro | H | 0 | 0 | 0 | 0 | 0 | 0 | H | 0 | 0 | 0 | 0 | 0 | 0
| Total Costs by Reporting Type | HQ_NY | HQ/Maritimes | Other Renew | LFG | 0 | 0 | 0 | 0 | 0 | 0 | LFG | 0 | 0 | 0 | 0 | 0 | 0
| Total Costs by Reporting Type | HQ_NY | HQ/Maritimes | Nuclear | Nuc | 0.01 | 0.01 | 0.01 | 0.02 | 0.08 | 0.07 | Nuc | 0.01 | 0.01 | 0.01 | 0.01 | 0.04 | 0.05
| Total Costs by Reporting Type | HQ_NY | HQ/Maritimes | Other | PS | 0 | 0 | 0 | 0 | 0 | 0 | PS | 0 | 0 | 0 | 0 | 0 | 0
| Total Costs by Reporting Type | HQ_NY | HQ/Maritimes | Other Renew | PV | 0 | 0 | 0 | 0 | 0 | 0 | PV | 0 | 0 | 0 | 0 | 0 | 0
| Total Costs by Reporting Type | HQ_NY | HQ/Maritimes | CT | PeakG | 0 | 0 | 0 | 0 | 0 | 0 | PeakG | 0 | 0 | 0 | 0 | 0 | 0
| Total Costs by Reporting Type | HQ_NY | HQ/Maritimes | CT | PeakO | 0 | 0 | 0 | 0 | 0 | 0 | PeakO | 0 | 0 | 0 | 0 | 0 | 0
| Total Costs by Reporting Type | HQ_NY | HQ/Maritimes | Other Renew | ST | 0 | 0 | 0 | 0 | 0 | 0 | ST | 0 | 0 | 0 | 0 | 0 | 0
| Total Costs by Reporting Type | HQ_NY | HQ/Maritimes | Steam O/G | STOG | 0 | 0 | 0 | 0 | 0 | 0 | STOG | 0 | 0 | 0 | 0 | 0 | 0
| Total Costs by Reporting Type | HQ_NY | HQ/Maritimes | Other Renew | STWD | 0 | 0 | 0 | 0 | 0 | 0 | STWD | 0 | 0 | 0 | 0 | 0 | 0
| Total Costs by Reporting Type | HQ_NY | HQ/Maritimes | On-shore Wind | WT | 0 | 0 | 0 | 0 | 0 | 0 | WT | 0 | 0 | 0 | 0 | 0 | 0
| Total Costs by Reporting Type | HQ_NY | HQ/Maritimes | Coal | IGCC | 0 | 0 | 0 | 0 | 0 | 0 | IGCC | 0 | 0 | 0 | 0 | 0 | 0
| Total Costs by Reporting Type | HQ_NY | HQ/Maritimes | DR | DemandResponse | 0 | 0 | 0 | 0 | 0 | 0 | DemandResponse | 0 | 0 | 0 | 0 | 0 | 0
| Total Costs by Reporting Type | HQ_NY | HQ/Maritimes | Coal-CCS | IGCC-CCS | 0 | 0 | 0 | 0 | 0 | 0 | IGCC-CCS | 0 | 0 | 0 | 0 | 0 | 0
| Total Costs by Reporting Type | HQ_NY | HQ/Maritimes | Off-shore Wind | WT_off | 0 | 0 | 0 | 0 | 0 | 0 | WT_off | 0 | 0 | 0 | 0 | 0 | 0
| Total Costs by Reporting Type | HQ_NY | HQ/Maritimes | Other | PseudoUnit | 0 | 0 | 0.03 | 1097.59 | 1099.06 | 1136.17 | PseudoUnit | 0 | 0 | 0 | 0 | 0 | 0
| Total Costs by Reporting Type | HQ_NY | HQ/Maritimes | HQ/Maritimes | FixedInterchange | 0 | 0 | 0 | 0 | 0 | 0 | FixedInterchange | 0 | 0 | 0 | 0 | 0 | 0
Total Costs by Reporting Type
| Total Costs by Reporting Type |  |  |  | Total Costs by Reporting Type: MARITIMES | [6 empty] | Total Costs by Reporting Type: MARITIMES
| Total Costs by Reporting Type |  |  |  | ReportingType | 2015 | 2020 | 2025 | 2030 | 2035 | 2040 | ReportingType | 2015 | 2020 | 2025 | 2030 | 2035 | 2040
| Total Costs by Reporting Type | MARITIMES | HQ/Maritimes | Other Renew | BM | 0 | 0 | 0 | 0 | 0 | 0 | BM | 0 | 0 | 0 | 0 | 0 | 0
| Total Costs by Reporting Type | MARITIMES | HQ/Maritimes | CC | CC | 0 | 0 | 0 | 0 | 0 | 0 | CC | 0 | 0 | 0 | 0 | 0 | 0
| Total Costs by Reporting Type | MARITIMES | HQ/Maritimes | Other Renew | CSP | 0 | 0 | 0 | 0 | 0 | 0 | CSP | 0 | 0 | 0 | 0 | 0 | 0
| Total Costs by Reporting Type | MARITIMES | HQ/Maritimes | CT | CT | 0 | 0 | 0 | 0 | 0 | 0 | CT | 0 | 0 | 0 | 0 | 0 | 0
| Total Costs by Reporting Type | MARITIMES | HQ/Maritimes | Coal | Coal | 0 | 0 | 0 | 0 | 0 | 0 | Coal | 0 | 0 | 0 | 0 | 0 | 0
| Total Costs by Reporting Type | MARITIMES | HQ/Maritimes | Other Renew | Geo | 0 | 0 | 0 | 0 | 0 | 0 | Geo | 0 | 0 | 0 | 0 | 0 | 0
| Total Costs by Reporting Type | MARITIMES | HQ/Maritimes | Hydro | H | 0 | 0 | 0 | 0 | 0 | 0 | H | 0 | 0 | 0 | 0 | 0 | 0
| Total Costs by Reporting Type | MARITIMES | HQ/Maritimes | Other Renew | LFG | 0 | 0 | 0 | 0 | 0 | 0 | LFG | 0 | 0 | 0 | 0 | 0 | 0
| Total Costs by Reporting Type | MARITIMES | HQ/Maritimes | Nuclear | Nuc | 0.01 | 0.01 | 0.01 | 0.02 | 0.08 | 0.07 | Nuc | 0.01 | 0.01 | 0.01 | 0.01 | 0.04 | 0.04
| Total Costs by Reporting Type | MARITIMES | HQ/Maritimes | Other | PS | 0 | 0 | 0 | 0 | 0 | 0 | PS | 0 | 0 | 0 | 0 | 0 | 0
| Total Costs by Reporting Type | MARITIMES | HQ/Maritimes | Other Renew | PV | 0 | 0 | 0 | 0 | 0 | 0 | PV | 0 | 0 | 0 | 0 | 0 | 0
| Total Costs by Reporting Type | MARITIMES | HQ/Maritimes | CT | PeakG | 0 | 0 | 0 | 0 | 0 | 0 | PeakG | 0 | 0 | 0 | 0 | 0 | 0
| Total Costs by Reporting Type | MARITIMES | HQ/Maritimes | CT | PeakO | 0 | 0 | 0 | 0 | 0 | 0 | PeakO | 0 | 0 | 0 | 0 | 0 | 0
| Total Costs by Reporting Type | MARITIMES | HQ/Maritimes | Other Renew | ST | 0 | 0 | 0 | 0 | 0 | 0 | ST | 0 | 0 | 0 | 0 | 0 | 0
| Total Costs by Reporting Type | MARITIMES | HQ/Maritimes | Steam O/G | STOG | 0 | 0 | 0 | 0 | 0 | 0 | STOG | 0 | 0 | 0 | 0 | 0 | 0
| Total Costs by Reporting Type | MARITIMES | HQ/Maritimes | Other Renew | STWD | 0 | 0 | 0 | 0 | 0 | 0 | STWD | 0 | 0 | 0 | 0 | 0 | 0
| Total Costs by Reporting Type | MARITIMES | HQ/Maritimes | On-shore Wind | WT | 0 | 0 | 0 | 0 | 0 | 0 | WT | 0 | 0 | 0 | 0 | 0 | 0
| Total Costs by Reporting Type | MARITIMES | HQ/Maritimes | Coal | IGCC | 0 | 0 | 0 | 0 | 0 | 0 | IGCC | 0 | 0 | 0 | 0 | 0 | 0
| Total Costs by Reporting Type | MARITIMES | HQ/Maritimes | DR | DemandResponse | 0 | 0 | 0 | 0 | 0 | 0 | DemandResponse | 0 | 0 | 0 | 0 | 0 | 0
| Total Costs by Reporting Type | MARITIMES | HQ/Maritimes | Coal-CCS | IGCC-CCS | 0 | 0 | 0 | 0 | 0 | 0 | IGCC-CCS | 0 | 0 | 0 | 0 | 0 | 0
| Total Costs by Reporting Type | MARITIMES | HQ/Maritimes | Off-shore Wind | WT_off | 0 | 0 | 0 | 0 | 0 | 0 | WT_off | 0 | 0 | 0 | 0 | 0 | 0
| Total Costs by Reporting Type | MARITIMES | HQ/Maritimes | Other | PseudoUnit | 0 | 0 | 0.01 | 7.4 | 212.69 | 219.01 | PseudoUnit | 0 | 0 | 0 | 0 | 0 | 0
| Total Costs by Reporting Type | MARITIMES | HQ/Maritimes | HQ/Maritimes | FixedInterchange | 0 | 0 | 0 | 0 | 0 | 0 | FixedInterchange | 0 | 0 | 0 | 0 | 0 | 0
Total Costs by Reporting Type
| Total Costs by Reporting Type |  |  |  | Total Costs by Reporting Type: All | [6 empty] | Total Costs by Reporting Type: All
| Total Costs by Reporting Type |  |  |  | ReportingType | 2015 | 2020 | 2025 | 2030 | 2035 | 2040 | ReportingType | 2015 | 2020 | 2025 | 2030 | 2035 | 2040
| Total Costs by Reporting Type | All | All | Other Renew | BM | 832.52 | 1184.09 | 1647.08 | 3035.93 | 31968.48 | 53019.15 | BM | 829.58 | 1185.34 | 1619.89 | 1876.76 | 21580.35 | 63036.49
| Total Costs by Reporting Type | All | All | CC | CC | 104860.13 | 134558.16 | 125231.11 | 119611.54 | 95610.36 | 58534.45 | CC | 110407.68 | 146497.48 | 153666.81 | 141793.67 | 121319.94 | 63212.88
| Total Costs by Reporting Type | All | All | Other Renew | CSP | 0 | 0 | 0 | 0 | 0 | 0 | CSP | 0 | 0 | 0 | 0 | 0 | 0
| Total Costs by Reporting Type | All | All | CT | CT | 637.78 | 676.23 | 652.75 | 641.41 | 345.53 | 312.78 | CT | 643.71 | 739.72 | 756.46 | 666.6 | 116.51 | 100.63
| Total Costs by Reporting Type | All | All | Coal | Coal | 74817.44 | 43494.97 | 11604.56 | 9146.19 | 12580.79 | 13138.42 | Coal | 69449.19 | 39291.77 | 12957.94 | 9525.19 | 12764.95 | 13429.99
| Total Costs by Reporting Type | All | All | Other Renew | Geo | 276.98 | 1181.58 | 3043.47 | 3029.21 | 3004.34 | 2441.03 | Geo | 277 | 1182.42 | 3043.51 | 3029.25 | 3004.37 | 2440.25
| Total Costs by Reporting Type | All | All | Hydro | H | 1511 | 1944.08 | 2724.1 | 4002.91 | 4530.79 | 4530.83 | H | 1511 | 1956.28 | 3054.23 | 3545.03 | 4193.7 | 4239.51
| Total Costs by Reporting Type | All | All | Other Renew | LFG | 541.94 | 1191.22 | 1891.83 | 2112.87 | 2080.12 | 1668.5 | LFG | 541.97 | 1191.67 | 1892.44 | 2112.63 | 2080.02 | 1667.95
| Total Costs by Reporting Type | All | All | Nuclear | Nuc | 27257.77 | 31456.54 | 39575.89 | 68922.83 | 99926.94 | 142114.81 | Nuc | 27257.77 | 31446.73 | 41869.22 | 68787.12 | 100250.41 | 142696.83
| Total Costs by Reporting Type | All | All | Other | PS | 517.25 | 517.25 | 517.25 | 517.25 | 517.25 | 517.25 | PS | 517.25 | 517.25 | 517.25 | 517.25 | 517.25 | 517.25
| Total Costs by Reporting Type | All | All | Other Renew | PV | 639.16 | 1398.47 | 1703.19 | 1762.13 | 1135.76 | 432.93 | PV | 639.15 | 1399.68 | 1704.61 | 1763.74 | 1137.65 | 476.74
| Total Costs by Reporting Type | All | All | CT | PeakG | 2337.12 | 3254.42 | 2504.94 | 2981.96 | 2721.63 | 2722.17 | PeakG | 2364.66 | 3513.88 | 2994.97 | 2973.72 | 3042.83 | 2985.84
| Total Costs by Reporting Type | All | All | CT | PeakO | 542.87 | 712.23 | 575.96 | 509.1 | 458.07 | 458.1 | PeakO | 538.32 | 706.09 | 522.78 | 502.43 | 397.14 | 359.53
| Total Costs by Reporting Type | All | All | Other Renew | ST | 355.08 | 671.89 | 754.05 | 734.22 | 1706.98 | 1799.46 | ST | 355.08 | 671.95 | 754.1 | 734.02 | 1707.07 | 1799.08
| Total Costs by Reporting Type | All | All | Steam O/G | STOG | 2924.52 | 3356.62 | 2465.52 | 2149.4 | 1618.91 | 1104.02 | STOG | 2884.41 | 3256.86 | 2139.03 | 1913.09 | 1148.58 | 1088.66
| Total Costs by Reporting Type | All | All | Other Renew | STWD | 1210.7 | 1452.62 | 1598.87 | 2078.72 | 2941.45 | 2532.92 | STWD | 1213.69 | 1421.89 | 1538.97 | 2179.69 | 2594.86 | 2481.34
| Total Costs by Reporting Type | All | All | On-shore Wind | WT | 8135.24 | 40020.7 | 82867.52 | 89862.52 | 92281.9 | 69031.19 | WT | 8135.22 | 31830.43 | 53257.45 | 82136.95 | 88524.19 | 70335.84
| Total Costs by Reporting Type | All | All | Coal | IGCC | 464.45 | 507.9 | 276.15 | 245.73 | 245.72 | 245.75 | IGCC | 464.4 | 498.24 | 320.57 | 245.48 | 245.48 | 245.48
| Total Costs by Reporting Type | All | All | DR | DemandResponse | 0.01 | 0.02 | 0.02 | 0.03 | 0.04 | 0.05 | DemandResponse | 0 | 0 | 0 | 0 | 0 | 0
| Total Costs by Reporting Type | All | All | Coal-CCS | IGCC-CCS | 0 | 0.12 | 0.2 | 0.31 | 0.58 | 0.65 | IGCC-CCS | 0 | 0 | 0 | 0 | 0 | 0
| Total Costs by Reporting Type | All | All | Off-shore Wind | WT_off | 308.85 | 308.9 | 908 | 907.7 | 624.22 | 624.21 | WT_off | 308.81 | 308.81 | 907.86 | 907.86 | 13453.88 | 18037.83
| Total Costs by Reporting Type | All | All | Other | PseudoUnit | 0 | 0.01 | 0.04 | 1113.34 | 2553.52 | 2640.19 | PseudoUnit | 0 | 0 | 0 | 0 | 0 | 0
| Total Costs by Reporting Type | All | All | HQ/Maritimes | FixedInterchange | 0 | 0 | 0 | 0 | 0 | 0 | FixedInterchange | 0 | 0 | 0 | 0 | 0 | 0
Total Costs by Reporting Type
| Total Costs by Reporting Type |  |  |  | Total Costs by Reporting Type: EI_US | [6 empty] | Total Costs by Reporting Type: EI_US
| Total Costs by Reporting Type |  |  |  | ReportingType | 2015 | 2020 | 2025 | 2030 | 2035 | 2040 | ReportingType | 2015 | 2020 | 2025 | 2030 | 2035 | 2040
| Total Costs by Reporting Type | EI_US | EI_US | Other Renew | BM | 554.47 | 900.89 | 1347.13 | 2656.57 | 26875.09 | 46975.07 | BM | 554.48 | 902.29 | 1319.89 | 1505.53 | 16537.1 | 56119.26
| Total Costs by Reporting Type | EI_US | EI_US | CC | CC | 70939.69 | 94916.55 | 84581.29 | 83481.04 | 70569.62 | 38630.17 | CC | 76390.28 | 106544.74 | 112734.08 | 102044.58 | 96179.14 | 42530.25
| Total Costs by Reporting Type | EI_US | EI_US | Other Renew | CSP | 0 | 0 | 0 | 0 | 0 | 0 | CSP | 0 | 0 | 0 | 0 | 0 | 0
| Total Costs by Reporting Type | EI_US | EI_US | CT | CT | 434.65 | 472.86 | 449.45 | 437.15 | 345.49 | 312.73 | CT | 440.6 | 536.37 | 553.19 | 462.36 | 116.51 | 100.63
| Total Costs by Reporting Type | EI_US | EI_US | Coal | Coal | 60850.24 | 30003.92 | 8177.81 | 7022.11 | 10484.58 | 10982.21 | Coal | 55491.36 | 25884.93 | 9574.61 | 7334.99 | 10443.41 | 11116.29
| Total Costs by Reporting Type | EI_US | EI_US | Other Renew | Geo | 3.95 | 3.95 | 3.95 | 3.95 | 3.95 | 3.95 | Geo | 3.95 | 3.95 | 3.95 | 3.95 | 3.95 | 3.95
| Total Costs by Reporting Type | EI_US | EI_US | Hydro | H | 419.29 | 601.28 | 867.11 | 1197.44 | 1610.12 | 1610.15 | H | 419.29 | 613.48 | 1197.25 | 1198.29 | 1579.67 | 1610.96
| Total Costs by Reporting Type | EI_US | EI_US | Other Renew | LFG | 447.55 | 791.72 | 1203.6 | 1424.59 | 1404.19 | 1189.58 | LFG | 447.6 | 776.41 | 1261.45 | 1424.36 | 1403.8 | 1198.93
| Total Costs by Reporting Type | EI_US | EI_US | Nuclear | Nuc | 21188.81 | 25019.36 | 27201.29 | 42668.12 | 60394.61 | 93392.99 | Nuc | 21188.81 | 25019.36 | 29428.42 | 46049.56 | 60776.04 | 95504.62
| Total Costs by Reporting Type | EI_US | EI_US | Other | PS | 401.94 | 401.94 | 401.94 | 401.94 | 401.94 | 401.94 | PS | 401.94 | 401.94 | 401.94 | 401.94 | 401.94 | 401.94
| Total Costs by Reporting Type | EI_US | EI_US | Other Renew | PV | 30.84 | 790.14 | 1094.85 | 1153.81 | 1129.78 | 426.94 | PV | 30.85 | 791.38 | 1096.3 | 1155.43 | 1131.71 | 470.8
| Total Costs by Reporting Type | EI_US | EI_US | CT | PeakG | 1969.21 | 2733.74 | 2089.56 | 2510 | 2223.87 | 2218.95 | PeakG | 1997.14 | 2993.29 | 2579.22 | 2501.57 | 2545.16 | 2482.72
| Total Costs by Reporting Type | EI_US | EI_US | CT | PeakO | 522.47 | 686.17 | 556.05 | 489.18 | 438.14 | 438.17 | PeakO | 518.28 | 680.47 | 503.25 | 482.88 | 377.59 | 339.99
| Total Costs by Reporting Type | EI_US | EI_US | Other Renew | ST | 0 | 0 | 0 | 0 | 0 | 0 | ST | 0 | 0 | 0 | 0 | 0 | 0
| Total Costs by Reporting Type | EI_US | EI_US | Steam O/G | STOG | 1606.74 | 1721.98 | 1426.05 | 1460.1 | 1356.33 | 847.19 | STOG | 1646.44 | 1721.66 | 1131.32 | 1106.04 | 925.1 | 867.55
| Total Costs by Reporting Type | EI_US | EI_US | Other Renew | STWD | 752.69 | 680.74 | 667.04 | 990.14 | 1800.88 | 1407.73 | STWD | 757.23 | 651.56 | 608.02 | 1106.93 | 1522.1 | 1340.77
| Total Costs by Reporting Type | EI_US | EI_US | On-shore Wind | WT | 5733.58 | 32768.48 | 67884.44 | 69397.07 | 70586.57 | 48413.93 | WT | 5733.61 | 24615.43 | 38277.42 | 61673.28 | 66829.99 | 51976.99
| Total Costs by Reporting Type | EI_US | EI_US | Coal | IGCC | 464.45 | 507.89 | 276.14 | 245.71 | 245.7 | 245.73 | IGCC | 464.4 | 498.24 | 320.57 | 245.48 | 245.48 | 245.48
| Total Costs by Reporting Type | EI_US | EI_US | DR | DemandResponse | 0.01 | 0.01 | 0.02 | 0.02 | 0.03 | 0.03 | DemandResponse | 0 | 0 | 0 | 0 | 0 | 0
| Total Costs by Reporting Type | EI_US | EI_US | Coal-CCS | IGCC-CCS | 0 | 0.11 | 0.17 | 0.26 | 0.5 | 0.55 | IGCC-CCS | 0 | 0 | 0 | 0 | 0 | 0
| Total Costs by Reporting Type | EI_US | EI_US | Off-shore Wind | WT_off | 308.74 | 308.78 | 907.88 | 907.66 | 624.19 | 624.16 | WT_off | 308.81 | 308.81 | 907.86 | 907.86 | 13453.88 | 18037.83
| Total Costs by Reporting Type | EI_US | EI_US | Other | PseudoUnit | 0 | 0.01 | 0.04 | 1112.14 | 1439.37 | 1486.58 | PseudoUnit | 0 | 0 | 0 | 0 | 0 | 0
| Total Costs by Reporting Type | EI_US | EI_US | HQ/Maritimes | FixedInterchange | 0 | 0 | 0 | 0 | 0 | 0 | FixedInterchange | 0 | 0 | 0 | 0 | 0 | 0
Total Costs by Reporting Type
| Total Costs by Reporting Type |  |  |  | Total Costs by Reporting Type: EI_Canada | [6 empty] | Total Costs by Reporting Type: EI_Canada
| Total Costs by Reporting Type |  |  |  | ReportingType | 2015 | 2020 | 2025 | 2030 | 2035 | 2040 | ReportingType | 2015 | 2020 | 2025 | 2030 | 2035 | 2040
| Total Costs by Reporting Type | EI_Canada | EI_Canada | Other Renew | BM | 177.6 | 177.7 | 177.69 | 188.69 | 396.55 | 311.99 | BM | 177.6 | 177.6 | 177.6 | 180.58 | 180.58 | 189.3
| Total Costs by Reporting Type | EI_Canada | EI_Canada | CC | CC | 328.43 | 259.23 | 201.19 | 193.62 | 193.62 | 18.21 | CC | 329.97 | 258.76 | 196.45 | 193.58 | 193.58 | 18.17
| Total Costs by Reporting Type | EI_Canada | EI_Canada | Other Renew | CSP | 0 | 0 | 0 | 0 | 0 | 0 | CSP | 0 | 0 | 0 | 0 | 0 | 0
| Total Costs by Reporting Type | EI_Canada | EI_Canada | CT | CT | 44.26 | 44.26 | 44.26 | 44.26 | 0.01 | 0.01 | CT | 44.26 | 44.26 | 44.26 | 44.26 | 0 | 0
| Total Costs by Reporting Type | EI_Canada | EI_Canada | Coal | Coal | 62.9 | 26.26 | 0.02 | 0.02 | 0.02 | 0.02 | Coal | 62.89 | 26.25 | 0 | 0 | 0 | 0
| Total Costs by Reporting Type | EI_Canada | EI_Canada | Other Renew | Geo | 0 | 0 | 0 | 0 | 0 | 0 | Geo | 0 | 0 | 0 | 0 | 0 | 0
| Total Costs by Reporting Type | EI_Canada | EI_Canada | Hydro | H | 216.06 | 467.15 | 981.33 | 1929.8 | 1929.8 | 1929.8 | H | 216.06 | 467.15 | 981.32 | 1471.09 | 1623.18 | 1637.69
| Total Costs by Reporting Type | EI_Canada | EI_Canada | Other Renew | LFG | 19.32 | 19.32 | 19.32 | 19.55 | 14.43 | 14.43 | LFG | 19.32 | 19.32 | 19.32 | 19.32 | 14.43 | 14.43
| Total Costs by Reporting Type | EI_Canada | EI_Canada | Nuclear | Nuc | 2990.32 | 3007.74 | 3062.22 | 3080.32 | 2836.73 | 3030.82 | Nuc | 2990.32 | 2997.94 | 3036.8 | 3080.31 | 2836.61 | 3030.73
| Total Costs by Reporting Type | EI_Canada | EI_Canada | Other | PS | 2.92 | 2.92 | 2.92 | 2.92 | 2.92 | 2.92 | PS | 2.92 | 2.92 | 2.92 | 2.92 | 2.92 | 2.92
| Total Costs by Reporting Type | EI_Canada | EI_Canada | Other Renew | PV | 558.01 | 558.01 | 558.01 | 558.01 | 0.44 | 0.44 | PV | 558.01 | 558.01 | 558.01 | 558.01 | 0.44 | 0.44
| Total Costs by Reporting Type | EI_Canada | EI_Canada | CT | PeakG | 10.25 | 9.93 | 0.15 | 0.05 | 0.05 | 0.05 | PeakG | 9.88 | 9.88 | 0.1 | 0 | 0 | 0
| Total Costs by Reporting Type | EI_Canada | EI_Canada | CT | PeakO | 0.1 | 0.1 | 0.01 | 0.01 | 0.01 | 0.01 | PeakO | 0.09 | 0.09 | 0 | 0 | 0 | 0
| Total Costs by Reporting Type | EI_Canada | EI_Canada | Other Renew | ST | 0 | 0 | 0 | 0 | 0 | 0 | ST | 0 | 0 | 0 | 0 | 0 | 0
| Total Costs by Reporting Type | EI_Canada | EI_Canada | Steam O/G | STOG | 5.54 | 5.54 | 0 | 0 | 0 | 0 | STOG | 5.54 | 5.54 | 0 | 0 | 0 | 0
| Total Costs by Reporting Type | EI_Canada | EI_Canada | Other Renew | STWD | 6.34 | 6.34 | 6.34 | 22.17 | 74.14 | 58.78 | STWD | 4.77 | 4.77 | 5.44 | 6.33 | 6.33 | 74.15
| Total Costs by Reporting Type | EI_Canada | EI_Canada | On-shore Wind | WT | 868.55 | 868.55 | 868.55 | 868.55 | 112.44 | 2402 | WT | 868.55 | 868.55 | 868.55 | 868.55 | 112.43 | 112.43
| Total Costs by Reporting Type | EI_Canada | EI_Canada | Coal | IGCC | 0 | 0 | 0 | 0 | 0 | 0 | IGCC | 0 | 0 | 0 | 0 | 0 | 0
| Total Costs by Reporting Type | EI_Canada | EI_Canada | DR | DemandResponse | 0 | 0 | 0 | 0 | 0 | 0 | DemandResponse | 0 | 0 | 0 | 0 | 0 | 0
| Total Costs by Reporting Type | EI_Canada | EI_Canada | Coal-CCS | IGCC-CCS | 0 | 0 | 0 | 0 | 0 | 0 | IGCC-CCS | 0 | 0 | 0 | 0 | 0 | 0
| Total Costs by Reporting Type | EI_Canada | EI_Canada | Off-shore Wind | WT_off | 0.02 | 0.02 | 0.02 | 0.01 | 0.01 | 0.02 | WT_off | 0 | 0 | 0 | 0 | 0 | 0
| Total Costs by Reporting Type | EI_Canada | EI_Canada | Other | PseudoUnit | 0 | 0 | 0 | 1.2 | 1114.16 | 1153.61 | PseudoUnit | 0 | 0 | 0 | 0 | 0 | 0
| Total Costs by Reporting Type | EI_Canada | EI_Canada | HQ/Maritimes | FixedInterchange | 0 | 0 | 0 | 0 | 0 | 0 | FixedInterchange | 0 | 0 | 0 | 0 | 0 | 0
Total Costs by Reporting Type
| Total Costs by Reporting Type |  |  |  | Total Costs by Reporting Type: EI | [6 empty] | Total Costs by Reporting Type: EI
| Total Costs by Reporting Type |  |  |  | ReportingType | 2015 | 2020 | 2025 | 2030 | 2035 | 2040 | ReportingType | 2015 | 2020 | 2025 | 2030 | 2035 | 2040
| Total Costs by Reporting Type | EI | EI | Other Renew | BM | 732.08 | 1078.59 | 1524.82 | 2845.26 | 27271.64 | 47287.06 | BM | 732.08 | 1079.89 | 1497.49 | 1686.11 | 16717.67 | 56308.56
| Total Costs by Reporting Type | EI | EI | CC | CC | 71268.12 | 95175.78 | 84782.49 | 83674.66 | 70763.24 | 38648.38 | CC | 76720.26 | 106803.5 | 112930.53 | 102238.16 | 96372.72 | 42548.42
| Total Costs by Reporting Type | EI | EI | Other Renew | CSP | 0 | 0 | 0 | 0 | 0 | 0 | CSP | 0 | 0 | 0 | 0 | 0 | 0
| Total Costs by Reporting Type | EI | EI | CT | CT | 478.92 | 517.12 | 493.71 | 481.41 | 345.5 | 312.74 | CT | 484.86 | 580.63 | 597.45 | 506.62 | 116.51 | 100.63
| Total Costs by Reporting Type | EI | EI | Coal | Coal | 60913.14 | 30030.19 | 8177.83 | 7022.13 | 10484.6 | 10982.23 | Coal | 55554.24 | 25911.18 | 9574.61 | 7334.99 | 10443.41 | 11116.29
| Total Costs by Reporting Type | EI | EI | Other Renew | Geo | 3.95 | 3.95 | 3.95 | 3.95 | 3.95 | 3.95 | Geo | 3.95 | 3.95 | 3.95 | 3.95 | 3.95 | 3.95
| Total Costs by Reporting Type | EI | EI | Hydro | H | 635.35 | 1068.43 | 1848.44 | 3127.24 | 3539.92 | 3539.95 | H | 635.35 | 1080.63 | 2178.58 | 2669.38 | 3202.85 | 3248.65
| Total Costs by Reporting Type | EI | EI | Other Renew | LFG | 466.87 | 811.04 | 1222.92 | 1444.13 | 1418.62 | 1204.01 | LFG | 466.92 | 795.73 | 1280.77 | 1443.68 | 1418.23 | 1213.36
| Total Costs by Reporting Type | EI | EI | Nuclear | Nuc | 24179.14 | 28027.11 | 30263.52 | 45748.44 | 63231.35 | 96423.81 | Nuc | 24179.14 | 28017.3 | 32465.23 | 49129.86 | 63612.65 | 98535.34
| Total Costs by Reporting Type | EI | EI | Other | PS | 404.86 | 404.86 | 404.86 | 404.86 | 404.86 | 404.86 | PS | 404.86 | 404.86 | 404.86 | 404.86 | 404.86 | 404.86
| Total Costs by Reporting Type | EI | EI | Other Renew | PV | 588.85 | 1348.15 | 1652.86 | 1711.82 | 1130.22 | 427.38 | PV | 588.85 | 1349.38 | 1654.31 | 1713.44 | 1132.15 | 471.24
| Total Costs by Reporting Type | EI | EI | CT | PeakG | 1979.46 | 2743.67 | 2089.71 | 2510.05 | 2223.92 | 2219 | PeakG | 2007.02 | 3003.17 | 2579.32 | 2501.57 | 2545.16 | 2482.72
| Total Costs by Reporting Type | EI | EI | CT | PeakO | 522.57 | 686.26 | 556.06 | 489.19 | 438.15 | 438.18 | PeakO | 518.37 | 680.56 | 503.25 | 482.88 | 377.59 | 339.99
| Total Costs by Reporting Type | EI | EI | Other Renew | ST | 0 | 0 | 0 | 0 | 0 | 0 | ST | 0 | 0 | 0 | 0 | 0 | 0
| Total Costs by Reporting Type | EI | EI | Steam O/G | STOG | 1612.28 | 1727.52 | 1426.05 | 1460.1 | 1356.33 | 847.19 | STOG | 1651.98 | 1727.19 | 1131.32 | 1106.04 | 925.1 | 867.55
| Total Costs by Reporting Type | EI | EI | Other Renew | STWD | 759.03 | 687.07 | 673.38 | 1012.31 | 1875.03 | 1466.51 | STWD | 762 | 656.33 | 613.46 | 1113.26 | 1528.44 | 1414.91
| Total Costs by Reporting Type | EI | EI | On-shore Wind | WT | 6602.13 | 33637.03 | 68753 | 70265.62 | 70699 | 50815.92 | WT | 6602.17 | 25483.99 | 39145.97 | 62541.84 | 66942.42 | 52089.42
| Total Costs by Reporting Type | EI | EI | Coal | IGCC | 464.45 | 507.89 | 276.14 | 245.71 | 245.7 | 245.73 | IGCC | 464.4 | 498.24 | 320.57 | 245.48 | 245.48 | 245.48
| Total Costs by Reporting Type | EI | EI | DR | DemandResponse | 0.01 | 0.01 | 0.02 | 0.02 | 0.03 | 0.04 | DemandResponse | 0 | 0 | 0 | 0 | 0 | 0
| Total Costs by Reporting Type | EI | EI | Coal-CCS | IGCC-CCS | 0 | 0.11 | 0.17 | 0.26 | 0.5 | 0.55 | IGCC-CCS | 0 | 0 | 0 | 0 | 0 | 0
| Total Costs by Reporting Type | EI | EI | Off-shore Wind | WT_off | 308.76 | 308.8 | 907.9 | 907.66 | 624.2 | 624.17 | WT_off | 308.81 | 308.81 | 907.86 | 907.86 | 13453.88 | 18037.83
| Total Costs by Reporting Type | EI | EI | Other | PseudoUnit | 0 | 0.01 | 0.04 | 1113.34 | 2553.52 | 2640.19 | PseudoUnit | 0 | 0 | 0 | 0 | 0 | 0
| Total Costs by Reporting Type | EI | EI | HQ/Maritimes | FixedInterchange | 0 | 0 | 0 | 0 | 0 | 0 | FixedInterchange | 0 | 0 | 0 | 0 | 0 | 0
Total Costs by Reporting Type
| Total Costs by Reporting Type |  |  |  | Total Costs by Reporting Type: Outside_EI | [6 empty] | Total Costs by Reporting Type: Outside_EI
| Total Costs by Reporting Type |  |  |  | ReportingType | 2015 | 2020 | 2025 | 2030 | 2035 | 2040 | ReportingType | 2015 | 2020 | 2025 | 2030 | 2035 | 2040
| Total Costs by Reporting Type | Outside_EI | Outside_EI | Other Renew | BM | 100.45 | 105.5 | 122.27 | 190.67 | 4696.85 | 5732.09 | BM | 97.5 | 105.46 | 122.41 | 190.65 | 4862.68 | 6727.93
| Total Costs by Reporting Type | Outside_EI | Outside_EI | CC | CC | 33592.01 | 39382.38 | 40448.62 | 35936.88 | 24847.13 | 19886.07 | CC | 33687.43 | 39693.98 | 40736.28 | 39555.51 | 24947.22 | 20664.46
| Total Costs by Reporting Type | Outside_EI | Outside_EI | Other Renew | CSP | 0 | 0 | 0 | 0 | 0 | 0 | CSP | 0 | 0 | 0 | 0 | 0 | 0
| Total Costs by Reporting Type | Outside_EI | Outside_EI | CT | CT | 158.86 | 159.11 | 159.04 | 160 | 0.03 | 0.04 | CT | 158.85 | 159.09 | 159.01 | 159.99 | 0 | 0
| Total Costs by Reporting Type | Outside_EI | Outside_EI | Coal | Coal | 13904.29 | 13464.79 | 3426.73 | 2124.06 | 2096.19 | 2156.19 | Coal | 13894.94 | 13380.59 | 3383.32 | 2190.21 | 2321.54 | 2313.71
| Total Costs by Reporting Type | Outside_EI | Outside_EI | Other Renew | Geo | 273.03 | 1177.63 | 3039.51 | 3025.26 | 3000.38 | 2437.07 | Geo | 273.05 | 1178.46 | 3039.56 | 3025.3 | 3000.42 | 2436.29
| Total Costs by Reporting Type | Outside_EI | Outside_EI | Hydro | H | 875.65 | 875.65 | 875.66 | 875.67 | 990.87 | 990.88 | H | 875.65 | 875.65 | 875.65 | 875.65 | 990.86 | 990.86
| Total Costs by Reporting Type | Outside_EI | Outside_EI | Other Renew | LFG | 75.07 | 380.19 | 668.91 | 668.74 | 661.5 | 464.5 | LFG | 75.05 | 395.94 | 611.67 | 668.95 | 661.79 | 454.58
| Total Costs by Reporting Type | Outside_EI | Outside_EI | Nuclear | Nuc | 3078.64 | 3429.43 | 9312.37 | 23174.39 | 36695.59 | 45691 | Nuc | 3078.63 | 3429.44 | 9404 | 19657.26 | 36637.76 | 44161.49
| Total Costs by Reporting Type | Outside_EI | Outside_EI | Other | PS | 112.39 | 112.39 | 112.39 | 112.39 | 112.39 | 112.39 | PS | 112.39 | 112.39 | 112.39 | 112.39 | 112.39 | 112.39
| Total Costs by Reporting Type | Outside_EI | Outside_EI | Other Renew | PV | 50.32 | 50.32 | 50.33 | 50.31 | 5.54 | 5.55 | PV | 50.3 | 50.3 | 50.3 | 50.3 | 5.51 | 5.51
| Total Costs by Reporting Type | Outside_EI | Outside_EI | CT | PeakG | 357.66 | 510.74 | 415.23 | 471.91 | 497.71 | 503.16 | PeakG | 357.64 | 510.71 | 415.65 | 472.15 | 497.67 | 503.12
| Total Costs by Reporting Type | Outside_EI | Outside_EI | CT | PeakO | 20.3 | 25.97 | 19.9 | 19.91 | 19.92 | 19.92 | PeakO | 19.95 | 25.52 | 19.54 | 19.54 | 19.54 | 19.54
| Total Costs by Reporting Type | Outside_EI | Outside_EI | Other Renew | ST | 355.08 | 671.89 | 754.05 | 734.22 | 1706.98 | 1799.46 | ST | 355.08 | 671.95 | 754.1 | 734.02 | 1707.07 | 1799.08
| Total Costs by Reporting Type | Outside_EI | Outside_EI | Steam O/G | STOG | 1312.23 | 1629.1 | 1039.47 | 689.29 | 262.58 | 256.82 | STOG | 1232.43 | 1529.67 | 1007.71 | 807.05 | 223.48 | 221.11
| Total Costs by Reporting Type | Outside_EI | Outside_EI | Other Renew | STWD | 451.68 | 765.55 | 925.5 | 1066.41 | 1066.42 | 1066.42 | STWD | 451.68 | 765.56 | 925.51 | 1066.43 | 1066.43 | 1066.43
| Total Costs by Reporting Type | Outside_EI | Outside_EI | On-shore Wind | WT | 1533.11 | 6383.66 | 14114.53 | 19596.9 | 21582.9 | 18215.27 | WT | 1533.05 | 6346.44 | 14111.48 | 19595.12 | 21581.77 | 18246.42
| Total Costs by Reporting Type | Outside_EI | Outside_EI | Coal | IGCC | 0 | 0.01 | 0.02 | 0.02 | 0.02 | 0.02 | IGCC | 0 | 0 | 0 | 0 | 0 | 0
| Total Costs by Reporting Type | Outside_EI | Outside_EI | DR | DemandResponse | 0 | 0 | 0.01 | 0.01 | 0.01 | 0.01 | DemandResponse | 0 | 0 | 0 | 0 | 0 | 0
| Total Costs by Reporting Type | Outside_EI | Outside_EI | Coal-CCS | IGCC-CCS | 0 | 0.02 | 0.04 | 0.05 | 0.09 | 0.1 | IGCC-CCS | 0 | 0 | 0 | 0 | 0 | 0
| Total Costs by Reporting Type | Outside_EI | Outside_EI | Off-shore Wind | WT_off | 0.09 | 0.1 | 0.1 | 0.04 | 0.03 | 0.03 | WT_off | 0 | 0 | 0 | 0 | 0 | 0
| Total Costs by Reporting Type | Outside_EI | Outside_EI | Other | PseudoUnit | 0 | 0 | 0 | 0 | 0 | 0 | PseudoUnit | 0 | 0 | 0 | 0 | 0 | 0
| Total Costs by Reporting Type | Outside_EI | Outside_EI | HQ/Maritimes | FixedInterchange | 0 | 0 | 0 | 0 | 0 | 0 | FixedInterchange | 0 | 0 | 0 | 0 | 0 | 0
#15 A RPS Generation Compliance Payments ($) |  |  |  |  | #15 A | 2015: RPS Generation Compliance Payments ($) | #15 A | RPS Generation Compliance Payments ($)
[5 empty] | RPS Program | 2015 | 2020 | 2025 | 2030 | 2035 | 2040 | RPS Program | 2015 | 2020 | 2025 | 2030 | 2035 | 2040
| RPS Generation Compliance Payments ($) | NEISO | Northeast |  | NEISO | 2 | 0 | 0 | 0 | 0 | 0 | NEISO | 2.04 | 0 | 0 | 0 | 0 | 0
| RPS Generation Compliance Payments ($) | CA | West |  | CA | 1658.1 | 0 | 0 | 0 | 0 | 0 | CA | 1657.99 | 0 | 0 | 0 | 0 | 0
| RPS Generation Compliance Payments ($) | NWPP | West |  | NWPP | 0 | 0 | 0 | 0 | 0 | 0 | NWPP | 0 | 0 | 0 | 0 | 0 | 0
| RPS Generation Compliance Payments ($) | PJM | PJM |  | PJM | 0 | 222.44 | 332.59 | 0 | 0 | 0 | PJM | 0 | 221.73 | 0 | 0 | 0 | 0
| RPS Generation Compliance Payments ($) | ALL | All |  | US | 0 | 0 | 0 | 0 | 0 | 0 | US | 0 | 0 | 0 | 0 | 0 | 0
| RPS Generation Compliance Payments ($) | PJM | PJM |  | PJM_Solar | 361.92 | 0 | 0 | 0 | 0 | 0 | PJM_Solar | 361.78 | 0 | 0 | 0 | 0 | 0
| RPS Generation Compliance Payments ($) | NEISO | Northeast |  | MA_Solar | 160.43 | 2.19 | 0 | 0 | 0 | 0 | MA_Solar | 160.44 | 0 | 0 | 0 | 0 | 0
| RPS Generation Compliance Payments ($) | NEISO | Northeast |  | NH_Solar | 10.8 | 0.13 | 0 | 0 | 0 | 0 | NH_Solar | 10.8 | 0 | 0 | 0 | 0 | 0
| RPS Generation Compliance Payments ($) | MISO_W | Midwest |  | MRETS_Solar | 0 | 0 | 0 | 0 | 0 | 0 | MRETS_Solar | 0 | 0 | 0 | 0 | 0 | 0
| RPS Generation Compliance Payments ($) | AZ_NM_SNV | West |  | AZNMSNV | 211.6 | 0 | 0 | 0 | 0 | 0 | AZNMSNV | 211.61 | 0 | 0 | 0 | 0 | 0
| RPS Generation Compliance Payments ($) | AZ_NM_SNV | West |  | AZNMSNV_Solar | 52.17 | 0 | 0 | 0 | 0 | 0 | AZNMSNV_Solar | 52.19 | 0 | 0 | 0 | 0 | 0
| RPS Generation Compliance Payments ($) | MISO_W | Midwest |  | MRETS | 0 | 0 | 0 | 0 | 0 | 0 | MRETS | 0 | 0 | 0 | 0 | 0 | 0
| RPS Generation Compliance Payments ($) | MISO_MI | Midwest |  | MI | 36.92 | 0 | 0 | 0 | 0 | 0 | MI | 36.98 | 0 | 0 | 0 | 0 | 0
| RPS Generation Compliance Payments ($) | PJM_ROR | PJM_ROR |  | Ohio | 0 | 0 | 0 | 0 | 0 | 0 | Ohio | 0 | 0 | 0 | 0 | 0 | 0
| RPS Generation Compliance Payments ($) | PJM_ROR | PJM_ROR |  | Ohio_Solar | 52.28 | 0 | 0 | 0 | 0 | 0 | Ohio_Solar | 52.28 | 0 | 0 | 0 | 0 | 0
| RPS Generation Compliance Payments ($) | SPP_N | Southwest |  | MOKSOKNE | 162.21 | 0 | 0 | 0 | 0 | 0 | MOKSOKNE | 162.23 | 0 | 0 | 0 | 0 | 0
| RPS Generation Compliance Payments ($) | SPP_N | Southwest |  | MO_Solar | 29 | 0 | 0 | 0 | 0 | 0 | MO_Solar | 28.73 | 0 | 0 | 0 | 0 | 0
| RPS Generation Compliance Payments ($) | VACAR | South |  | NC | 786.97 | 0 | 0 | 0 | 0 | 0 | NC | 785.54 | 0 | 0 | 0 | 0 | 0
| RPS Generation Compliance Payments ($) | VACAR | South |  | NC_Solar | 26.33 | 0 | 0 | 0 | 0 | 0 | NC_Solar | 26.33 | 0 | 0 | 0 | 0 | 0
| RPS Generation Compliance Payments ($) | RMPA | West |  | CO | 21.31 | 0 | 0 | 0 | 0 | 0 | CO | 21.33 | 0 | 0 | 0 | 0 | 0
| RPS Generation Compliance Payments ($) | RMPA | West |  | CO_Solar | 183.87 | 0 | 0 | 0 | 0 | 0 | CO_Solar | 183.89 | 0 | 0 | 0 | 0 | 0
| RPS Generation Compliance Payments ($) | NYISO_A-F | Northeast |  | NY | 0 | 0 | 0 | 0 | 0 | 0 | NY | 0 | 0 | 0 | 0 | 0 | 0
| RPS Generation Compliance Payments ($) | ERCOT | Texas |  | TX | 0 | 0 | 0 | 0 | 0 | 0 | TX | 0 | 0 | 0 | 0 | 0 | 0
#15 B RPS Capacity Compliance Payments ($) |  |  |  |  | #15 B | RPS Generation Compliance Payments ($) 2015: RPS Capacity Compliance Payments ($) | #15 B | RPS Capacity Compliance Payments ($)
[5 empty] | RPS Program | 2015 | 2020 | 2025 | 2030 | 2035 | 2040 | RPS Program | 2015 | 2020 | 2025 | 2030 | 2035 | 2040
| RPS Capacity Compliance Payments ($) | NEISO | Northeast |  | NEISO | 0 | 0 | 0 | 0 | 0 | 0 | NEISO | 0 | 0 | 0 | 0 | 0 | 0
| RPS Capacity Compliance Payments ($) | CA | West |  | CA | 0 | 0 | 0 | 0 | 0 | 0 | CA | 0 | 0 | 0 | 0 | 0 | 0
| RPS Capacity Compliance Payments ($) | NWPP | West |  | NWPP | 0 | 0 | 0 | 0 | 0 | 0 | NWPP | 0 | 0 | 0 | 0 | 0 | 0
| RPS Capacity Compliance Payments ($) | PJM | PJM |  | PJM | 0 | 0 | 0 | 0 | 0 | 0 | PJM | 0 | 0 | 0 | 0 | 0 | 0
| RPS Capacity Compliance Payments ($) | ALL | All |  | US | 0 | 0 | 0 | 0 | 0 | 0 | US | 0 | 0 | 0 | 0 | 0 | 0
| RPS Capacity Compliance Payments ($) | PJM | PJM |  | PJM_Solar | 0 | 0 | 0 | 0 | 0 | 0 | PJM_Solar | 0 | 0 | 0 | 0 | 0 | 0
| RPS Capacity Compliance Payments ($) | NEISO | Northeast |  | MA_Solar | 0 | 0 | 0 | 0 | 0 | 0 | MA_Solar | 0 | 0 | 0 | 0 | 0 | 0
| RPS Capacity Compliance Payments ($) | NEISO | Northeast |  | NH_Solar | 0 | 0 | 0 | 0 | 0 | 0 | NH_Solar | 0 | 0 | 0 | 0 | 0 | 0
| RPS Capacity Compliance Payments ($) | MISO_W | Midwest |  | MRETS_Solar | 0 | 0 | 0 | 0 | 0 | 0 | MRETS_Solar | 0 | 0 | 0 | 0 | 0 | 0
| RPS Capacity Compliance Payments ($) | AZ_NM_SNV | West |  | AZNMSNV | 0 | 0 | 0 | 0 | 0 | 0 | AZNMSNV | 0 | 0 | 0 | 0 | 0 | 0
| RPS Capacity Compliance Payments ($) | AZ_NM_SNV | West |  | AZNMSNV_Solar | 0 | 0 | 0 | 0 | 0 | 0 | AZNMSNV_Solar | 0 | 0 | 0 | 0 | 0 | 0
| RPS Capacity Compliance Payments ($) | MISO_W | Midwest |  | MRETS | 0 | 0 | 0 | 0 | 0 | 0 | MRETS | 0 | 0 | 0 | 0 | 0 | 0
| RPS Capacity Compliance Payments ($) | MISO_MI | Midwest |  | MI | 0 | 0 | 0 | 0 | 0 | 0 | MI | 0 | 0 | 0 | 0 | 0 | 0
| RPS Capacity Compliance Payments ($) | PJM_ROR | PJM_ROR |  | Ohio | 0 | 0 | 0 | 0 | 0 | 0 | Ohio | 0 | 0 | 0 | 0 | 0 | 0
| RPS Capacity Compliance Payments ($) | PJM_ROR | PJM_ROR |  | Ohio_Solar | 0 | 0 | 0 | 0 | 0 | 0 | Ohio_Solar | 0 | 0 | 0 | 0 | 0 | 0
| RPS Capacity Compliance Payments ($) | SPP_N | Southwest |  | MOKSOKNE | 0 | 0 | 0 | 0 | 0 | 0 | MOKSOKNE | 0 | 0 | 0 | 0 | 0 | 0
| RPS Capacity Compliance Payments ($) | SPP_N | Southwest |  | MO_Solar | 0 | 0 | 0 | 0 | 0 | 0 | MO_Solar | 0 | 0 | 0 | 0 | 0 | 0
| RPS Capacity Compliance Payments ($) | VACAR | South |  | NC | 0 | 0 | 0 | 0 | 0 | 0 | NC | 0 | 0 | 0 | 0 | 0 | 0
| RPS Capacity Compliance Payments ($) | VACAR | South |  | NC_Solar | 0 | 0 | 0 | 0 | 0 | 0 | NC_Solar | 0 | 0 | 0 | 0 | 0 | 0
| RPS Capacity Compliance Payments ($) | RMPA | West |  | CO | 0 | 0 | 0 | 0 | 0 | 0 | CO | 0 | 0 | 0 | 0 | 0 | 0
| RPS Capacity Compliance Payments ($) | RMPA | West |  | CO_Solar | 0 | 0 | 0 | 0 | 0 | 0 | CO_Solar | 0 | 0 | 0 | 0 | 0 | 0
| RPS Capacity Compliance Payments ($) | NYISO_A-F | Northeast |  | NY | 0 | 0 | 0 | 0 | 0 | 0 | NY | 0 | 0 | 0 | 0 | 0 | 0
| RPS Capacity Compliance Payments ($) | ERCOT | Texas |  | TX | 0 | 0 | 0 | 0 | 0 | 0 | TX | 0 | 0 | 0 | 0 | 0 | 0
#16a Transmission Costs ($million) [excludes shadow cost] |  |  |  |  | #16a | RPS Capacity Compliance Payments ($) 2015: Transmission Costs ($million) [excludes shadow cost] | #16a | Transmission Costs ($million) [excludes shadow cost]
| Transmission Costs | ENT | Southwest |  | Transmission Costs: Entergy | [6 empty] | Transmission Costs: Entergy
| Transmission Costs | ENT | Southwest |  | Cost | 2015 | 2020 | 2025 | 2030 | 2035 | 2040 | Cost | 2015 | 2020 | 2025 | 2030 | 2035 | 2040
| Transmission Costs | ENT | Southwest |  | a. Wheel Share | 6.19 | 97.56 | 609.68 | 832.27 | 734.11 | 527.39 | a. Wheel Share | 5.17 | 21.43 | 24.88 | 57.66 | 35.9 | 39.19
| Transmission Costs | ENT | Southwest |  | b. Friction Share | 9.35 | 111.45 | 410.74 | 393.29 | 172.39 | 128.6 | b. Friction Share | 8.6 | 32.97 | 35.82 | 53.25 | 40.23 | 42.71
| Transmission Costs | ENT | Southwest
| Transmission Costs | FRCC | South |  | Transmission Costs: FRCC | [6 empty] | Transmission Costs: FRCC
| Transmission Costs | FRCC | South |  | Cost | 2015 | 2020 | 2025 | 2030 | 2035 | 2040 | Cost | 2015 | 2020 | 2025 | 2030 | 2035 | 2040
| Transmission Costs | FRCC | South |  | a. Wheel Share | 1.92 | 3.44 | 24.1 | 7.79 | 3.21 | 37.51 | a. Wheel Share | 1.77 | 1.8 | 0.55 | 0.06 | 1.27 | 23.28
| Transmission Costs | FRCC | South |  | b. Friction Share | 1.92 | 3.44 | 24.09 | 8.75 | 4.08 | 39.19 | b. Friction Share | 1.77 | 1.8 | 0.55 | 0.06 | 1.68 | 23.49
| Transmission Costs | FRCC | South
| Transmission Costs | MAPP_US | Midwest |  | Transmission Costs: MAPP_US | [6 empty] | Transmission Costs: MAPP_US
| Transmission Costs | MAPP_US | Midwest |  | Cost | 2015 | 2020 | 2025 | 2030 | 2035 | 2040 | Cost | 2015 | 2020 | 2025 | 2030 | 2035 | 2040
| Transmission Costs | MAPP_US | Midwest |  | a. Wheel Share | 2.51 | 9.84 | 27.26 | 25.63 | 54.19 | 57.88 | a. Wheel Share | 2.87 | 17.42 | 20.79 | 25.43 | 40.5 | 44.62
| Transmission Costs | MAPP_US | Midwest |  | b. Friction Share | 2.03 | 6.9 | 19.56 | 18.64 | 47.24 | 50.86 | b. Friction Share | 2.31 | 14.39 | 17.31 | 22.19 | 36.25 | 40.89
| Transmission Costs | MAPP_US | Midwest
| Transmission Costs | MISO_IN | Midwest |  | Transmission Costs: MISO_IN | [6 empty] | Transmission Costs: MISO_IN
| Transmission Costs | MISO_IN | Midwest |  | Cost | 2015 | 2020 | 2025 | 2030 | 2035 | 2040 | Cost | 2015 | 2020 | 2025 | 2030 | 2035 | 2040
| Transmission Costs | MISO_IN | Midwest |  | a. Wheel Share | 1.52 | 2.82 | 67.1 | 19.16 | 36.22 | 108.4 | a. Wheel Share | 1.31 | 2.17 | 31.16 | 31.43 | 19.38 | 12.63
| Transmission Costs | MISO_IN | Midwest |  | b. Friction Share | 1.08 | 16.12 | 35.95 | 12.13 | 9.12 | 8.56 | b. Friction Share | 1.24 | 8.15 | 23.07 | 26.63 | 19.59 | 15.82
| Transmission Costs | MISO_IN | Midwest
| Transmission Costs | MISO_MI | Midwest |  | Transmission Costs: MISO_MI | [6 empty] | Transmission Costs: MISO_MI
| Transmission Costs | MISO_MI | Midwest |  | Cost | 2015 | 2020 | 2025 | 2030 | 2035 | 2040 | Cost | 2015 | 2020 | 2025 | 2030 | 2035 | 2040
| Transmission Costs | MISO_MI | Midwest |  | a. Wheel Share | 13.72 | 42.01 | 84.02 | 77.32 | 231.37 | 282.55 | a. Wheel Share | 11.01 | 15.74 | 16.12 | 15.56 | 16.12 | 12.18
| Transmission Costs | MISO_MI | Midwest |  | b. Friction Share | 19.6 | 46.84 | 45.62 | 42.23 | 106.04 | 109.22 | b. Friction Share | 28.13 | 44.54 | 43.49 | 46.03 | 47.27 | 37.68
| Transmission Costs | MISO_MI | Midwest
| Transmission Costs | MISO_MO-IL | Midwest |  | Transmission Costs: MISO_MO-IL | [6 empty] | Transmission Costs: MISO_MO-IL
| Transmission Costs | MISO_MO-IL | Midwest |  | Cost | 2015 | 2020 | 2025 | 2030 | 2035 | 2040 | Cost | 2015 | 2020 | 2025 | 2030 | 2035 | 2040
| Transmission Costs | MISO_MO-IL | Midwest |  | a. Wheel Share | 0.98 | 27.21 | 263.92 | 17.53 | 772.43 | 1152.36 | a. Wheel Share | 0.41 | 8.24 | 21.53 | 84.38 | 79.51 | 69.42
| Transmission Costs | MISO_MO-IL | Midwest |  | b. Friction Share | 2.69 | 37.92 | 64.36 | 26.55 | 133.71 | 174.52 | b. Friction Share | 1.86 | 15.63 | 28.78 | 65.89 | 69.55 | 62.2
| Transmission Costs | MISO_MO-IL | Midwest
| Transmission Costs | MISO_W | Midwest |  | Transmission Costs: MISO_W | [6 empty] | Transmission Costs: MISO_W
| Transmission Costs | MISO_W | Midwest |  | Cost | 2015 | 2020 | 2025 | 2030 | 2035 | 2040 | Cost | 2015 | 2020 | 2025 | 2030 | 2035 | 2040
| Transmission Costs | MISO_W | Midwest |  | a. Wheel Share | 11.62 | 80.2 | 571.97 | 1206.1 | 975.35 | 1427.97 | a. Wheel Share | 5.61 | 26.17 | 24.29 | 25.84 | 39.8 | 43.53
| Transmission Costs | MISO_W | Midwest |  | b. Friction Share | 15.16 | 83.85 | 260.85 | 345.73 | 293.73 | 314.23 | b. Friction Share | 6.27 | 34.25 | 34.84 | 34.63 | 50.16 | 51.81
| Transmission Costs | MISO_W | Midwest
| Transmission Costs | MISO_WUMS | Midwest |  | Transmission Costs: MISO_WUMS | [6 empty] | Transmission Costs: MISO_WUMS
| Transmission Costs | MISO_WUMS | Midwest |  | Cost | 2015 | 2020 | 2025 | 2030 | 2035 | 2040 | Cost | 2015 | 2020 | 2025 | 2030 | 2035 | 2040
| Transmission Costs | MISO_WUMS | Midwest |  | a. Wheel Share | 6.86 | 31.22 | 47.18 | 299.31 | 167.82 | 269.83 | a. Wheel Share | 0 | 0 | 0 | 0 | 0 | 0
| Transmission Costs | MISO_WUMS | Midwest |  | b. Friction Share | 6.9 | 10.09 | 11.92 | 1.12 | 2.46 | 14.37 | b. Friction Share | 3.65 | 3.44 | 12.95 | 10.35 | 7.36 | 7.47
| Transmission Costs | MISO_WUMS | Midwest
| Transmission Costs | NE | Southwest |  | Transmission Costs: Nebraska | [6 empty] | Transmission Costs: Nebraska
| Transmission Costs | NE | Southwest |  | Cost | 2015 | 2020 | 2025 | 2030 | 2035 | 2040 | Cost | 2015 | 2020 | 2025 | 2030 | 2035 | 2040
| Transmission Costs | NE | Southwest |  | a. Wheel Share | 2.41 | 62.95 | 76.6 | 140.11 | 87.61 | 172.12 | a. Wheel Share | 2.84 | 14.94 | 15.34 | 16.82 | 22.16 | 23.69
| Transmission Costs | NE | Southwest |  | b. Friction Share | 2.02 | 65.43 | 68.72 | 87.72 | 48.26 | 61.11 | b. Friction Share | 2.62 | 22.49 | 22.49 | 24.74 | 32.81 | 35.42
| Transmission Costs | NE | Southwest
| Transmission Costs | NEISO | Northeast |  | Transmission Costs: NEISO | [6 empty] | Transmission Costs: NEISO
| Transmission Costs | NEISO | Northeast |  | Cost | 2015 | 2020 | 2025 | 2030 | 2035 | 2040 | Cost | 2015 | 2020 | 2025 | 2030 | 2035 | 2040
| Transmission Costs | NEISO | Northeast |  | a. Wheel Share | 0.5 | 0.84 | 1.8 | 2.12 | 67.62 | 68.37 | a. Wheel Share | 0 | 0 | 0 | 0 | 0 | 0
| Transmission Costs | NEISO | Northeast |  | b. Friction Share | 5.47 | 6.57 | 9.82 | 8.73 | 36.59 | 34.55 | b. Friction Share | 4.56 | 6.11 | 7.6 | 11.96 | 16.01 | 13.93
| Transmission Costs | NEISO | Northeast
| Transmission Costs | NonRTO_Midwest | MISO |  | Transmission Costs: NonRTO_Midwest | [6 empty] | Transmission Costs: NonRTO_Midwest
| Transmission Costs | NonRTO_Midwest | MISO |  | Cost | 2015 | 2020 | 2025 | 2030 | 2035 | 2040 | Cost | 2015 | 2020 | 2025 | 2030 | 2035 | 2040
| Transmission Costs | NonRTO_Midwest | MISO |  | a. Wheel Share | 1.52 | 2.33 | 56.36 | 19.11 | 13.07 | 10.78 | a. Wheel Share | 1.43 | 2.37 | 31.38 | 31.59 | 19.53 | 16.91
| Transmission Costs | NonRTO_Midwest | MISO |  | b. Friction Share | 0.96 | 1.4 | 33.82 | 11.47 | 8.23 | 7.95 | b. Friction Share | 0.95 | 1.59 | 18.97 | 19.09 | 11.98 | 13.35
| Transmission Costs | NonRTO_Midwest | MISO
| Transmission Costs | NYISO_A-F | Northeast |  | Transmission Costs: NYISO_A-F | [6 empty] | Transmission Costs: NYISO_A-F
| Transmission Costs | NYISO_A-F | Northeast |  | Cost | 2015 | 2020 | 2025 | 2030 | 2035 | 2040 | Cost | 2015 | 2020 | 2025 | 2030 | 2035 | 2040
| Transmission Costs | NYISO_A-F | Northeast |  | a. Wheel Share | 21.96 | 22.25 | 37.01 | 54.12 | 65.36 | 90.72 | a. Wheel Share | 16.94 | 17.23 | 19.04 | 25.99 | 26.9 | 21.87
| Transmission Costs | NYISO_A-F | Northeast |  | b. Friction Share | 46 | 40.88 | 46.08 | 45.2 | 28.23 | 47.94 | b. Friction Share | 40.19 | 41.1 | 41.34 | 47.72 | 40.02 | 34.13
| Transmission Costs | NYISO_A-F | Northeast
| Transmission Costs | NYISO_G-I | Northeast |  | Transmission Costs: NYISO_G-I | [6 empty] | Transmission Costs: NYISO_G-I
| Transmission Costs | NYISO_G-I | Northeast |  | Cost | 2015 | 2020 | 2025 | 2030 | 2035 | 2040 | Cost | 2015 | 2020 | 2025 | 2030 | 2035 | 2040
| Transmission Costs | NYISO_G-I | Northeast |  | a. Wheel Share | 3.97 | 5.92 | 8.08 | 22.93 | 22.12 | 49.33 | a. Wheel Share | 1.12 | 1.14 | 2.16 | 2.26 | 1.79 | 6.52
| Transmission Costs | NYISO_G-I | Northeast |  | b. Friction Share | 3.24 | 3.74 | 4.73 | 4.16 | 10.64 | 21.15 | b. Friction Share | 2.45 | 3.24 | 5.16 | 6.58 | 9.87 | 9.72
| Transmission Costs | NYISO_G-I | Northeast
| Transmission Costs | NYISO_J-K | Northeast |  | Transmission Costs: NYISO_J-K | [6 empty] | Transmission Costs: NYISO_J-K
| Transmission Costs | NYISO_J-K | Northeast |  | Cost | 2015 | 2020 | 2025 | 2030 | 2035 | 2040 | Cost | 2015 | 2020 | 2025 | 2030 | 2035 | 2040
| Transmission Costs | NYISO_J-K | Northeast |  | a. Wheel Share | 0.95 | 3.31 | 11.14 | 6.2 | 68.1 | 49.24 | a. Wheel Share | 0.48 | 0.63 | 0 | 0.77 | 1 | 3.01
| Transmission Costs | NYISO_J-K | Northeast |  | b. Friction Share | 2.76 | 5.81 | 14.91 | 7.97 | 28.79 | 21.8 | b. Friction Share | 2.24 | 3.02 | 3.19 | 5.6 | 6.92 | 8.16
| Transmission Costs | NYISO_J-K | Northeast
| Transmission Costs | PJM_E | PJM_MAAC |  | Transmission Costs: PJM_E | [6 empty] | Transmission Costs: PJM_E
| Transmission Costs | PJM_E | PJM_MAAC |  | Cost | 2015 | 2020 | 2025 | 2030 | 2035 | 2040 | Cost | 2015 | 2020 | 2025 | 2030 | 2035 | 2040
| Transmission Costs | PJM_E | PJM_MAAC |  | a. Wheel Share | 2.98 | 5.24 | 13.35 | 5.12 | 4.19 | 20.05 | a. Wheel Share | 1.6 | 1.77 | 2.17 | 3.03 | 2.79 | 9.53
| Transmission Costs | PJM_E | PJM_MAAC |  | b. Friction Share | 2.18 | 3.48 | 10.26 | 3.16 | 2.67 | 12.37 | b. Friction Share | 1.34 | 1.57 | 1.41 | 2.58 | 2.72 | 7.61
| Transmission Costs | PJM_E | PJM_MAAC
| Transmission Costs | PJM_ROM | PJM_MAAC |  | Transmission Costs: PJM_ROM | [6 empty] | Transmission Costs: PJM_ROM
| Transmission Costs | PJM_ROM | PJM_MAAC |  | Cost | 2015 | 2020 | 2025 | 2030 | 2035 | 2040 | Cost | 2015 | 2020 | 2025 | 2030 | 2035 | 2040
| Transmission Costs | PJM_ROM | PJM_MAAC |  | a. Wheel Share | 3.43 | 2.32 | 3.02 | 10.19 | 61.98 | 85.47 | a. Wheel Share | 2.15 | 2.15 | 3.98 | 10.99 | 15.74 | 13.82
| Transmission Costs | PJM_ROM | PJM_MAAC |  | b. Friction Share | 1.54 | 1.46 | 2.15 | 3.77 | 15.89 | 19.75 | b. Friction Share | 1.69 | 1.68 | 2.73 | 7.51 | 9.86 | 10.42
| Transmission Costs | PJM_ROM | PJM_MAAC
| Transmission Costs | PJM_ROR | PJM_ROR |  | Transmission Costs: PJM_ROR | [6 empty] | Transmission Costs: PJM_ROR
| Transmission Costs | PJM_ROR | PJM_ROR |  | Cost | 2015 | 2020 | 2025 | 2030 | 2035 | 2040 | Cost | 2015 | 2020 | 2025 | 2030 | 2035 | 2040
| Transmission Costs | PJM_ROR | PJM_ROR |  | a. Wheel Share | 14.12 | 10.6 | 370.26 | 859.93 | 745.53 | 829.21 | a. Wheel Share | 11.24 | 8.18 | 7.07 | 13.02 | 9.24 | 18.33
| Transmission Costs | PJM_ROR | PJM_ROR |  | b. Friction Share | 25.8 | 50.37 | 261.61 | 296.05 | 251.38 | 261.66 | b. Friction Share | 18.28 | 28.21 | 38.84 | 51.49 | 53.61 | 73.63
| Transmission Costs | PJM_ROR | PJM_ROR
| Transmission Costs | SOCO | South |  | Transmission Costs: SOCO | [6 empty] | Transmission Costs: SOCO
| Transmission Costs | SOCO | South |  | Cost | 2015 | 2020 | 2025 | 2030 | 2035 | 2040 | Cost | 2015 | 2020 | 2025 | 2030 | 2035 | 2040
| Transmission Costs | SOCO | South |  | a. Wheel Share | 9.49 | 23.52 | 162.59 | 111.45 | 10.16 | 63.77 | a. Wheel Share | 8.45 | 9.6 | 9.74 | 5.55 | 3.08 | 41.49
| Transmission Costs | SOCO | South |  | b. Friction Share | 14.99 | 30.43 | 187.39 | 182.17 | 16.72 | 76.1 | b. Friction Share | 13.32 | 15.24 | 16.3 | 8.94 | 4.86 | 55.99
| Transmission Costs | SOCO | South
| Transmission Costs | SPP_N | Southwest |  | Transmission Costs: SPP_N | [6 empty] | Transmission Costs: SPP_N
| Transmission Costs | SPP_N | Southwest |  | Cost | 2015 | 2020 | 2025 | 2030 | 2035 | 2040 | Cost | 2015 | 2020 | 2025 | 2030 | 2035 | 2040
| Transmission Costs | SPP_N | Southwest |  | a. Wheel Share | 2.74 | 53.4 | 498.09 | 710.82 | 1330.8 | 1277.45 | a. Wheel Share | 5.15 | 24.73 | 27.37 | 22.07 | 33.1 | 33.83
| Transmission Costs | SPP_N | Southwest |  | b. Friction Share | 2.11 | 65.83 | 260.34 | 230.69 | 245.81 | 224.1 | b. Friction Share | 4.2 | 37.25 | 41.21 | 33.28 | 49.81 | 49.74
| Transmission Costs | SPP_N | Southwest
| Transmission Costs | SPP_S | Southwest |  | Transmission Costs: SPP_S | [6 empty] | Transmission Costs: SPP_S
| Transmission Costs | SPP_S | Southwest |  | Cost | 2015 | 2020 | 2025 | 2030 | 2035 | 2040 | Cost | 2015 | 2020 | 2025 | 2030 | 2035 | 2040
| Transmission Costs | SPP_S | Southwest |  | a. Wheel Share | 0.84 | 71.69 | 44.73 | 78.8 | 123.43 | 331.51 | a. Wheel Share | 1.03 | 10.24 | 10.24 | 10.45 | 11.44 | 11.56
| Transmission Costs | SPP_S | Southwest |  | b. Friction Share | 1.01 | 73.98 | 34.89 | 35.03 | 35.19 | 62.24 | b. Friction Share | 1.8 | 15.46 | 15.48 | 15.81 | 17.36 | 17.6
| Transmission Costs | SPP_S | Southwest
| Transmission Costs | TVA | South |  | Transmission Costs: TVA | [6 empty] | Transmission Costs: TVA
| Transmission Costs | TVA | South |  | Cost | 2015 | 2020 | 2025 | 2030 | 2035 | 2040 | Cost | 2015 | 2020 | 2025 | 2030 | 2035 | 2040
| Transmission Costs | TVA | South |  | a. Wheel Share | 0.96 | 4.23 | 1.75 | 2.79 | 4.56 | 6.43 | a. Wheel Share | 0.99 | 1.74 | 2.21 | 0.4 | 2.69 | 3.06
| Transmission Costs | TVA | South |  | b. Friction Share | 1.2 | 4.4 | 1.89 | 3.54 | 4.77 | 6.06 | b. Friction Share | 1.25 | 2.18 | 2.78 | 0.59 | 3.48 | 3.9
| Transmission Costs | TVA | South
| Transmission Costs | TVA_Transmission | South |  | Transmission Costs: TVA_Transmission | [6 empty] | Transmission Costs: TVA_Transmission
| Transmission Costs | TVA_Transmission | South |  | Cost | 2015 | 2020 | 2025 | 2030 | 2035 | 2040 | Cost | 2015 | 2020 | 2025 | 2030 | 2035 | 2040
| Transmission Costs | TVA_Transmission | South |  | a. Wheel Share | 4.7 | 2.03 | 28.46 | 13.8 | 11.79 | 18.02 | a. Wheel Share | 5.08 | 0.63 | 9.94 | 41.76 | 56.96 | 57.05
| Transmission Costs | TVA_Transmission | South |  | b. Friction Share | 4.66 | 1.39 | 29.4 | 17.55 | 19.36 | 13.08 | b. Friction Share | 5.16 | 0.81 | 7.03 | 26.66 | 38.3 | 46.2
| Transmission Costs | TVA_Transmission | South
| Transmission Costs | VACAR | South |  | Transmission Costs: VACAR | [6 empty] | Transmission Costs: VACAR
| Transmission Costs | VACAR | South |  | Cost | 2015 | 2020 | 2025 | 2030 | 2035 | 2040 | Cost | 2015 | 2020 | 2025 | 2030 | 2035 | 2040
| Transmission Costs | VACAR | South |  | a. Wheel Share | 9.43 | 9.49 | 70.25 | 53.33 | 22.81 | 16.81 | a. Wheel Share | 7.35 | 9.52 | 8.43 | 18.2 | 4.86 | 22.25
| Transmission Costs | VACAR | South |  | b. Friction Share | 11.24 | 9.36 | 65.34 | 53.48 | 24.56 | 32.87 | b. Friction Share | 8.81 | 11.58 | 11.25 | 20.92 | 11.6 | 54.11
| Transmission Costs | VACAR | South
| Transmission Costs | IESO | Ontario |  | Transmission Costs: IESO | [6 empty] | Transmission Costs: IESO
| Transmission Costs | IESO | Ontario |  | Cost | 2015 | 2020 | 2025 | 2030 | 2035 | 2040 | Cost | 2015 | 2020 | 2025 | 2030 | 2035 | 2040
| Transmission Costs | IESO | Ontario |  | a. Wheel Share | 32.98 | 43.27 | 69.58 | 65.21 | 205.41 | 269.56 | a. Wheel Share | 28.85 | 34.34 | 34.53 | 34.3 | 29.9 | 26.08
| Transmission Costs | IESO | Ontario |  | b. Friction Share | 74.18 | 88.92 | 92.07 | 83.26 | 121.87 | 133.92 | b. Friction Share | 72.13 | 85.87 | 86.33 | 81.85 | 74.43 | 55.59
| Transmission Costs | IESO | Ontario
| Transmission Costs | MAPP_CA | Midwest |  | Transmission Costs: MAPP_CA | [6 empty] | Transmission Costs: MAPP_CA
| Transmission Costs | MAPP_CA | Midwest |  | Cost | 2015 | 2020 | 2025 | 2030 | 2035 | 2040 | Cost | 2015 | 2020 | 2025 | 2030 | 2035 | 2040
| Transmission Costs | MAPP_CA | Midwest |  | a. Wheel Share | 3.85 | 3.89 | 4.24 | 10.01 | 14.11 | 67.98 | a. Wheel Share | 2.29 | 4.07 | 4.21 | 4.62 | 5.93 | 8.74
| Transmission Costs | MAPP_CA | Midwest |  | b. Friction Share | 3.08 | 5.81 | 5.46 | 0.08 | 2.93 | 2.03 | b. Friction Share | 5.77 | 7.11 | 7.24 | 4.88 | 6.92 | 6.27
| Transmission Costs | MAPP_CA | Midwest
| Transmission Costs | AZ_NM_SNV_Coal | West |  | Transmission Costs: AZ_NM_SNV_Coal | [6 empty] | Transmission Costs: AZ_NM_SNV_Coal
| Transmission Costs | AZ_NM_SNV_Coal | West |  | Cost | 2015 | 2020 | 2025 | 2030 | 2035 | 2040 | Cost | 2015 | 2020 | 2025 | 2030 | 2035 | 2040
| Transmission Costs | AZ_NM_SNV_Coal | West |  | a. Wheel Share | 21.07 | 22.36 | 22.35 | 0.7 | 10.05 | 13.69 | a. Wheel Share | 21.03 | 22.44 | 22.49 | 0.84 | 10.24 | 11.82
| Transmission Costs | AZ_NM_SNV_Coal | West |  | b. Friction Share | 35.66 | 37.92 | 38.14 | 2.04 | 17.69 | 23.78 | b. Friction Share | 35.59 | 38.06 | 38.38 | 2.29 | 18 | 20.64
| Transmission Costs | AZ_NM_SNV_Coal | West
| Transmission Costs | AZ_NM_SNV_Gas | West |  | Transmission Costs: AZ_NM_SNV_Gas | [6 empty] | Transmission Costs: AZ_NM_SNV_Gas
| Transmission Costs | AZ_NM_SNV_Gas | West |  | Cost | 2015 | 2020 | 2025 | 2030 | 2035 | 2040 | Cost | 2015 | 2020 | 2025 | 2030 | 2035 | 2040
| Transmission Costs | AZ_NM_SNV_Gas | West |  | a. Wheel Share | 11.84 | 11.29 | 9.91 | 8.75 | 5.06 | 2.7 | a. Wheel Share | 11.14 | 10.12 | 8.69 | 7.45 | 2.58 | 1.72
| Transmission Costs | AZ_NM_SNV_Gas | West |  | b. Friction Share | 20.09 | 19.11 | 16.97 | 14.82 | 8.51 | 4.56 | b. Friction Share | 18.93 | 17.17 | 14.94 | 12.7 | 4.39 | 2.94
| Transmission Costs | AZ_NM_SNV_Gas | West
| Transmission Costs | AZ_NM_SNV_NucRenew | West |  | Transmission Costs: AZ_NM_SNV_NucRenew | [6 empty] | Transmission Costs: AZ_NM_SNV_NucRenew
| Transmission Costs | AZ_NM_SNV_NucRenew | West |  | Cost | 2015 | 2020 | 2025 | 2030 | 2035 | 2040 | Cost | 2015 | 2020 | 2025 | 2030 | 2035 | 2040
| Transmission Costs | AZ_NM_SNV_NucRenew | West |  | a. Wheel Share | 20.1 | 21.32 | 19.91 | 21.07 | 44.02 | 40.35 | a. Wheel Share | 20.9 | 21.91 | 20.7 | 20.41 | 37.73 | 39.59
| Transmission Costs | AZ_NM_SNV_NucRenew | West |  | b. Friction Share | 33.67 | 35.89 | 33.63 | 35.77 | 74.23 | 68.14 | b. Friction Share | 35.01 | 36.87 | 34.95 | 34.62 | 63.73 | 66.85
| Transmission Costs | AZ_NM_SNV_NucRenew | West
| Transmission Costs | ERCOT | Texas |  | Transmission Costs: ERCOT | [6 empty] | Transmission Costs: ERCOT
| Transmission Costs | ERCOT | Texas |  | Cost | 2015 | 2020 | 2025 | 2030 | 2035 | 2040 | Cost | 2015 | 2020 | 2025 | 2030 | 2035 | 2040
| Transmission Costs | ERCOT | Texas |  | a. Wheel Share | 0.04 | 5.82 | 6.88 | 6.43 | 6.64 | 6.55 | a. Wheel Share | 0.18 | 4.88 | 4.58 | 5.11 | 5.53 | 5.55
| Transmission Costs | ERCOT | Texas |  | b. Friction Share | 0.06 | 8.73 | 10.32 | 9.65 | 9.99 | 9.84 | b. Friction Share | 0.3 | 7.32 | 6.87 | 7.66 | 8.37 | 8.39
| Transmission Costs | ERCOT | Texas
| Transmission Costs | NP15 | West |  | Transmission Costs: NP15 | [6 empty] | Transmission Costs: NP15
| Transmission Costs | NP15 | West |  | Cost | 2015 | 2020 | 2025 | 2030 | 2035 | 2040 | Cost | 2015 | 2020 | 2025 | 2030 | 2035 | 2040
| Transmission Costs | NP15 | West |  | a. Wheel Share | 4.89 | 1.43 | 3.51 | 0.26 | 0.78 | 16.41 | a. Wheel Share | 5.21 | 1.65 | 2.35 | 0.51 | 0.74 | 15.17
| Transmission Costs | NP15 | West |  | b. Friction Share | 8.21 | 2.48 | 5.93 | 0.57 | 1.48 | 27.45 | b. Friction Share | 8.73 | 2.84 | 4 | 0.97 | 1.41 | 25.4
| Transmission Costs | NP15 | West
| Transmission Costs | NWPP_Coal | West |  | Transmission Costs: NWPP_Coal | [6 empty] | Transmission Costs: NWPP_Coal
| Transmission Costs | NWPP_Coal | West |  | Cost | 2015 | 2020 | 2025 | 2030 | 2035 | 2040 | Cost | 2015 | 2020 | 2025 | 2030 | 2035 | 2040
| Transmission Costs | NWPP_Coal | West |  | a. Wheel Share | 48.3 | 39.63 | 33.56 | 8.69 | 27.89 | 74.76 | a. Wheel Share | 48.27 | 39.64 | 33.22 | 8.89 | 30.54 | 70.88
| Transmission Costs | NWPP_Coal | West |  | b. Friction Share | 81.77 | 67.41 | 57.35 | 16.03 | 48.01 | 126.26 | b. Friction Share | 81.72 | 67.43 | 56.79 | 16.37 | 52.42 | 119.78
| Transmission Costs | NWPP_Coal | West
| Transmission Costs | NWPP_Gas | West |  | Transmission Costs: NWPP_Gas | [6 empty] | Transmission Costs: NWPP_Gas
| Transmission Costs | NWPP_Gas | West |  | Cost | 2015 | 2020 | 2025 | 2030 | 2035 | 2040 | Cost | 2015 | 2020 | 2025 | 2030 | 2035 | 2040
| Transmission Costs | NWPP_Gas | West |  | a. Wheel Share | 0 | 0 | 0 | 0 | 0 | 0 | a. Wheel Share | 0 | 0 | 0 | 0 | 0 | 0
| Transmission Costs | NWPP_Gas | West |  | b. Friction Share | 0.3 | 0.4 | 0.4 | 0.2 | 0.05 | 0.05 | b. Friction Share | 0.3 | 0.4 | 0.4 | 0.24 | 0.05 | 0.05
| Transmission Costs | NWPP_Gas | West
| Transmission Costs | NWPP_NucRenew | West |  | Transmission Costs: NWPP_NucRenew | [6 empty] | Transmission Costs: NWPP_NucRenew
| Transmission Costs | NWPP_NucRenew | West |  | Cost | 2015 | 2020 | 2025 | 2030 | 2035 | 2040 | Cost | 2015 | 2020 | 2025 | 2030 | 2035 | 2040
| Transmission Costs | NWPP_NucRenew | West |  | a. Wheel Share | 0 | 0 | 0 | 0 | 0 | 0 | a. Wheel Share | 0 | 0 | 0 | 0 | 0 | 0
| Transmission Costs | NWPP_NucRenew | West |  | b. Friction Share | 0.96 | 0.96 | 1.02 | 1.35 | 1.47 | 1.61 | b. Friction Share | 0.96 | 0.96 | 1.02 | 1.31 | 1.48 | 1.61
| Transmission Costs | NWPP_NucRenew | West
| Transmission Costs | RMPA | West |  | Transmission Costs: RMPA | [6 empty] | Transmission Costs: RMPA
| Transmission Costs | RMPA | West |  | Cost | 2015 | 2020 | 2025 | 2030 | 2035 | 2040 | Cost | 2015 | 2020 | 2025 | 2030 | 2035 | 2040
| Transmission Costs | RMPA | West |  | a. Wheel Share | 0.91 | 10.59 | 13.55 | 11.7 | 10.92 | 16.57 | a. Wheel Share | 1.19 | 9.15 | 12.66 | 11.75 | 11.82 | 14.82
| Transmission Costs | RMPA | West |  | b. Friction Share | 1.51 | 13.22 | 17.33 | 14.28 | 13.53 | 24.08 | b. Friction Share | 1.96 | 11.78 | 16.34 | 14.62 | 15.16 | 20.41
| Transmission Costs | RMPA | West
| Transmission Costs | SP15 | West |  | Transmission Costs: SP15 | [6 empty] | Transmission Costs: SP15
| Transmission Costs | SP15 | West |  | Cost | 2015 | 2020 | 2025 | 2030 | 2035 | 2040 | Cost | 2015 | 2020 | 2025 | 2030 | 2035 | 2040
| Transmission Costs | SP15 | West |  | a. Wheel Share | 83.89 | 75.37 | 39.08 | 34.26 | 59.96 | 70.5 | a. Wheel Share | 83.7 | 74.7 | 39.76 | 31.79 | 52.2 | 67.32
| Transmission Costs | SP15 | West |  | b. Friction Share | 139.88 | 125.72 | 65.21 | 57.24 | 100.11 | 117.6 | b. Friction Share | 139.55 | 124.59 | 66.34 | 53.09 | 87.19 | 112.31
| Transmission Costs | SP15 | West
| Transmission Costs | ALB | West |  | Transmission Costs: ALB | [6 empty] | Transmission Costs: ALB
| Transmission Costs | ALB | West |  | Cost | 2015 | 2020 | 2025 | 2030 | 2035 | 2040 | Cost | 2015 | 2020 | 2025 | 2030 | 2035 | 2040
| Transmission Costs | ALB | West |  | a. Wheel Share | 2.42 | 5.49 | 1.96 | 3.47 | 2.68 | 10.25 | a. Wheel Share | 2.42 | 5.49 | 1.96 | 3.46 | 2.8 | 10.25
| Transmission Costs | ALB | West |  | b. Friction Share | 4.03 | 9.15 | 3.27 | 5.79 | 4.47 | 17.08 | b. Friction Share | 4.03 | 9.15 | 3.27 | 5.76 | 4.67 | 17.08
| Transmission Costs | ALB | West
| Transmission Costs | BC | West |  | Transmission Costs: BC | [6 empty] | Transmission Costs: BC
| Transmission Costs | BC | West |  | Cost | 2015 | 2020 | 2025 | 2030 | 2035 | 2040 | Cost | 2015 | 2020 | 2025 | 2030 | 2035 | 2040
| Transmission Costs | BC | West |  | a. Wheel Share | 12.79 | 14.78 | 2.34 | 3.88 | 7.98 | 25.51 | a. Wheel Share | 12.79 | 14.77 | 2.34 | 3.91 | 9.03 | 25.51
| Transmission Costs | BC | West |  | b. Friction Share | 21.31 | 24.63 | 3.9 | 6.46 | 13.31 | 42.52 | b. Friction Share | 21.31 | 24.62 | 3.89 | 6.51 | 15.06 | 42.51
| Transmission Costs | BC | West
| Transmission Costs | HQ_IESO | HQ/Maritimes |  | Transmission Costs: HQ_IESO | [6 empty] | Transmission Costs: HQ_IESO
| Transmission Costs | HQ_IESO | HQ/Maritimes |  | Cost | 2015 | 2020 | 2025 | 2030 | 2035 | 2040 | Cost | 2015 | 2020 | 2025 | 2030 | 2035 | 2040
| Transmission Costs | HQ_IESO | HQ/Maritimes |  | a. Wheel Share | 0 | 0 | 0 | 0 | 0 | 0 | a. Wheel Share | 0 | 0 | 0 | 0 | 0 | 0
| Transmission Costs | HQ_IESO | HQ/Maritimes |  | b. Friction Share | 0.01 | 0.01 | 0.01 | 0.01 | 0.11 | 0.11 | b. Friction Share | 0.01 | 0.01 | 0.01 | 0.01 | 0.01 | 0.01
| Transmission Costs | HQ_IESO | HQ/Maritimes
| Transmission Costs | HQ_NEISO | HQ/Maritimes |  | Transmission Costs: HQ_NEISO | [6 empty] | Transmission Costs: HQ_NEISO
| Transmission Costs | HQ_NEISO | HQ/Maritimes |  | Cost | 2015 | 2020 | 2025 | 2030 | 2035 | 2040 | Cost | 2015 | 2020 | 2025 | 2030 | 2035 | 2040
| Transmission Costs | HQ_NEISO | HQ/Maritimes |  | a. Wheel Share | 0 | 0 | 0 | 0 | 0 | 0 | a. Wheel Share | 0 | 0 | 0 | 0 | 0 | 0
| Transmission Costs | HQ_NEISO | HQ/Maritimes |  | b. Friction Share | 0.11 | 0.11 | 0.11 | 0.11 | 0.12 | 0.12 | b. Friction Share | 0.11 | 0.11 | 0.11 | 0.11 | 0.11 | 0.11
| Transmission Costs | HQ_NEISO | HQ/Maritimes
| Transmission Costs | HQ_NY | HQ/Maritimes |  | Transmission Costs: HQ_NY | [6 empty] | Transmission Costs: HQ_NY
| Transmission Costs | HQ_NY | HQ/Maritimes |  | Cost | 2015 | 2020 | 2025 | 2030 | 2035 | 2040 | Cost | 2015 | 2020 | 2025 | 2030 | 2035 | 2040
| Transmission Costs | HQ_NY | HQ/Maritimes |  | a. Wheel Share | 0 | 0 | 0 | 0 | 0 | 0 | a. Wheel Share | 0 | 0 | 0 | 0 | 0 | 0
| Transmission Costs | HQ_NY | HQ/Maritimes |  | b. Friction Share | 0.03 | 0.03 | 0.03 | 0.12 | 0.12 | 0.12 | b. Friction Share | 0.03 | 0.03 | 0.03 | 0.03 | 0.03 | 0.03
| Transmission Costs | HQ_NY | HQ/Maritimes
| Transmission Costs | MARITIMES | HQ/Maritimes |  | Transmission Costs: MARITIMES | [6 empty] | Transmission Costs: MARITIMES
| Transmission Costs | MARITIMES | HQ/Maritimes |  | Cost | 2015 | 2020 | 2025 | 2030 | 2035 | 2040 | Cost | 2015 | 2020 | 2025 | 2030 | 2035 | 2040
| Transmission Costs | MARITIMES | HQ/Maritimes |  | a. Wheel Share | 0 | 0 | 0 | 0 | 0 | 0 | a. Wheel Share | 0 | 0 | 0 | 0 | 0 | 0
| Transmission Costs | MARITIMES | HQ/Maritimes |  | b. Friction Share | 0.05 | 0.05 | 0.05 | 0.05 | 0.07 | 0.07 | b. Friction Share | 0.05 | 0.05 | 0.05 | 0.05 | 0.05 | 0.05
| Transmission Costs | MARITIMES | HQ/Maritimes
| Transmission Costs | All | All |  | Transmission Costs: All | [6 empty] | Transmission Costs: All
| Transmission Costs | All | All |  | Cost | 2015 | 2020 | 2025 | 2030 | 2035 | 2040 | Cost | 2015 | 2020 | 2025 | 2030 | 2035 | 2040
| Transmission Costs | All | All |  | a. Wheel Share | 368.38 | 829.66 | 3305.57 | 4750.38 | 6009.34 | 7568.01 | a. Wheel Share | 331.95 | 441.01 | 475.85 | 576.3 | 642.8 | 825.2
| Transmission Costs | All | All |  | b. Friction Share | 608.86 | 1121.73 | 2255.63 | 2086.98 | 1963.94 | 2341.61 | b. Friction Share | 589.2 | 781.08 | 773.56 | 785.57 | 934.81 | 1216.04
| Transmission Costs | All | All
| Transmission Costs | EI_US | EI_US |  | Transmission Costs: EI_US | [6 empty] | Transmission Costs: EI_US
| Transmission Costs | EI_US | EI_US |  | Cost | 2015 | 2020 | 2025 | 2030 | 2035 | 2040 | Cost | 2015 | 2020 | 2025 | 2030 | 2035 | 2040
| Transmission Costs | EI_US | EI_US |  | a. Wheel Share | 125.31 | 574.43 | 3078.71 | 4575.94 | 5613.84 | 6953.18 | a. Wheel Share | 93.98 | 197.85 | 288.37 | 443.27 | 443.75 | 527.78
| Transmission Costs | EI_US | EI_US |  | b. Friction Share | 184.12 | 681.35 | 1904.61 | 1839.43 | 1546.19 | 1742.58 | b. Friction Share | 162.9 | 346.9 | 432.79 | 542.69 | 581.51 | 716.2
| Transmission Costs | EI_US | EI_US
| Transmission Costs | EI_Canada | EI_Canada |  | Transmission Costs: EI_Canada | [6 empty] | Transmission Costs: EI_Canada
| Transmission Costs | EI_Canada | EI_Canada |  | Cost | 2015 | 2020 | 2025 | 2030 | 2035 | 2040 | Cost | 2015 | 2020 | 2025 | 2030 | 2035 | 2040
| Transmission Costs | EI_Canada | EI_Canada |  | a. Wheel Share | 36.82 | 47.16 | 73.82 | 75.22 | 219.52 | 337.54 | a. Wheel Share | 31.14 | 38.41 | 38.74 | 38.92 | 35.83 | 34.82
| Transmission Costs | EI_Canada | EI_Canada |  | b. Friction Share | 77.28 | 94.75 | 97.55 | 83.36 | 124.91 | 136.06 | b. Friction Share | 77.92 | 92.99 | 93.58 | 86.75 | 81.36 | 61.87
| Transmission Costs | EI_Canada | EI_Canada
| Transmission Costs | EI | EI |  | Transmission Costs: EI | [6 empty] | Transmission Costs: EI
| Transmission Costs | EI | EI |  | Cost | 2015 | 2020 | 2025 | 2030 | 2035 | 2040 | Cost | 2015 | 2020 | 2025 | 2030 | 2035 | 2040
| Transmission Costs | EI | EI |  | a. Wheel Share | 162.14 | 621.59 | 3152.54 | 4651.16 | 5833.36 | 7290.72 | a. Wheel Share | 125.12 | 236.26 | 327.11 | 482.18 | 479.58 | 562.6
| Transmission Costs | EI | EI |  | b. Friction Share | 261.39 | 776.1 | 2002.16 | 1922.79 | 1671.09 | 1878.64 | b. Friction Share | 240.82 | 439.89 | 526.37 | 629.43 | 662.87 | 778.08
| Transmission Costs | EI | EI
| Transmission Costs | Outside_EI | Outside_EI |  | Transmission Costs: Outside_EI | [6 empty] | Transmission Costs: Outside_EI
| Transmission Costs | Outside_EI | Outside_EI |  | Cost | 2015 | 2020 | 2025 | 2030 | 2035 | 2040 | Cost | 2015 | 2020 | 2025 | 2030 | 2035 | 2040
| Transmission Costs | Outside_EI | Outside_EI |  | a. Wheel Share | 206.24 | 208.07 | 153.04 | 99.22 | 175.98 | 277.29 | a. Wheel Share | 206.83 | 204.75 | 148.74 | 94.12 | 163.22 | 262.6
| Transmission Costs | Outside_EI | Outside_EI |  | b. Friction Share | 347.47 | 345.63 | 253.46 | 164.19 | 292.85 | 462.97 | b. Friction Share | 348.39 | 341.19 | 247.19 | 156.14 | 271.94 | 437.96

## Capacity
[5 empty] | Future 2, Sensitivity 2: Federal Carbon, Soft Transmission Constraint, 25% Overload Charges | [6 empty] | Future 2 Base: Federal Carbon Constraint
Section | Table Title | Region | Super-Region | Technology Summary | Reporting Type | 2015 | 2020 | 2025 | 2030 | 2035 | 2040 | Reporting Type | 2015 | 2020 | 2025 | 2030 | 2035 | 2040
#1 New Build Capacity (MW) |  |  |  |  | #1 | 2015: New Build Capacity (MW) | #1 | New Build Capacity (MW)
[5 empty] | New Build Capacity by Reporting Type: Entergy | [6 empty] | New Build Capacity by Reporting Type: Entergy
[5 empty] | ReportingType | 2015 | 2020 | 2025 | 2030 | 2035 | 2040 | ReportingType | 2015 | 2020 | 2025 | 2030 | 2035 | 2040
| New Build Capacity | ENT | Southwest | Other Renew | BM | 0 | 0 | 0 | 0 | 0.05 | 5783.81 | BM | 0 | 0 | 0 | 0 | 3229.95 | 6469.79
| New Build Capacity | ENT | Southwest | CC | CC | 2026.08 | 2183.52 | 0.1 | 0.07 | 0 | 0 | CC | 3481.15 | 4464.97 | 0 | 0 | 0 | 0
| New Build Capacity | ENT | Southwest | Other Renew | CSP | 0 | 0 | 0 | 0 | 0 | 0 | CSP | 0 | 0 | 0 | 0 | 0 | 0
| New Build Capacity | ENT | Southwest | CT | CT | 0.03 | 0.12 | 0 | 0 | 0 | 0 | CT | 0 | 0 | 0 | 0 | 0 | 0
| New Build Capacity | ENT | Southwest | Coal | Coal | 720.01 | 0 | 0 | 0 | 0 | 0 | Coal | 720 | 0 | 0 | 0 | 0 | 0
| New Build Capacity | ENT | Southwest | Other Renew | Geo | 0 | 0 | 0 | 0 | 0 | 0 | Geo | 0 | 0 | 0 | 0 | 0 | 0
| New Build Capacity | ENT | Southwest | Hydro | H | 0 | 0.01 | 0.01 | 0.03 | 1108.95 | 0 | H | 0 | 0 | 0 | 0 | 1109 | 0
| New Build Capacity | ENT | Southwest | Other Renew | LFG | 0.01 | 0 | 107.39 | 0 | 0 | 0 | LFG | 0 | 0 | 107.4 | 0 | 0 | 0
| New Build Capacity | ENT | Southwest | Nuclear | Nuc | 170 | 0 | 0.01 | 0.01 | 0.03 | 0.14 | Nuc | 170 | 0 | 0 | 0 | 0 | 0
| New Build Capacity | ENT | Southwest | Other | PS | 0 | 0 | 0 | 0 | 0 | 0 | PS | 0 | 0 | 0 | 0 | 0 | 0
| New Build Capacity | ENT | Southwest | Other Renew | PV | 0.05 | 61.77 | 29.36 | 0 | 0 | 1.39 | PV | 0.29 | 61.51 | 29.41 | 0 | 0 | 1.37
| New Build Capacity | ENT | Southwest | CT | PeakG | 0 | 0 | 0 | 0 | 0 | 0 | PeakG | 0 | 0 | 0 | 0 | 0 | 0
| New Build Capacity | ENT | Southwest | CT | PeakO | 0 | 0 | 0 | 0 | 0 | 0 | PeakO | 0 | 0 | 0 | 0 | 0 | 0
| New Build Capacity | ENT | Southwest | Other Renew | ST | 0 | 0 | 0 | 0 | 0 | 0 | ST | 0 | 0 | 0 | 0 | 0 | 0
| New Build Capacity | ENT | Southwest | Steam O/G | STOG | 0 | 0 | 0 | 0 | 0 | 0 | STOG | 0 | 0 | 0 | 0 | 0 | 0
| New Build Capacity | ENT | Southwest | Other Renew | STWD | 0 | 0 | 0 | 0 | 0 | 0 | STWD | 0 | 0 | 0 | 0 | 0 | 0
| New Build Capacity | ENT | Southwest | On-shore Wind | WT | 0.05 | 0.02 | 0.02 | 0.02 | 0 | 0 | WT | 0 | 0 | 0 | 100 | 2300 | 0
| New Build Capacity | ENT | Southwest | Coal | IGCC | 0.01 | 0 | 0 | 0 | 0 | 0 | IGCC | 0 | 0 | 0 | 0 | 0 | 0
| New Build Capacity | ENT | Southwest | DR | DemandResponse | 0 | 0 | 0 | 0 | 0 | 0 | DemandResponse | 0 | 0 | 0 | 0 | 0 | 0
| New Build Capacity | ENT | Southwest | Coal-CCS | IGCC-CCS | 0 | 0.01 | 0 | 0 | 0.01 | 0 | IGCC-CCS | 0 | 0 | 0 | 0 | 0 | 0
| New Build Capacity | ENT | Southwest | Off-shore Wind | WT_off | 0 | 0 | 0 | 0 | 0 | 0 | WT_off | 0 | 0 | 0 | 0 | 0 | 0
| New Build Capacity | ENT | Southwest | Other | PseudoUnit | 0 | 0 | 0 | 0 | 0 | 0 | PseudoUnit | 0 | 0 | 0 | 0 | 0 | 0
| New Build Capacity | ENT | Southwest | HQ/Maritimes | FixedInterchange | 0 | 0 | 0 | 0 | 0 | 0 | FixedInterchange | 0 | 0 | 0 | 0 | 0 | 0
[5 empty] | New Build Capacity by Reporting Type: FRCC | [6 empty] | New Build Capacity by Reporting Type: FRCC
[5 empty] | ReportingType | 2015 | 2020 | 2025 | 2030 | 2035 | 2040 | ReportingType | 2015 | 2020 | 2025 | 2030 | 2035 | 2040
| New Build Capacity | FRCC | South | Other Renew | BM | 0 | 0 | 0 | 0 | 0.18 | 2001.69 | BM | 0 | 0 | 0 | 0 | 0 | 2001.91
| New Build Capacity | FRCC | South | CC | CC | 12566.32 | 5.79 | 0.06 | 0.03 | 0 | 0 | CC | 12124.66 | 11.6 | 0 | 0 | 0 | 0
| New Build Capacity | FRCC | South | Other Renew | CSP | 0 | 0 | 0 | 0 | 0 | 0 | CSP | 0 | 0 | 0 | 0 | 0 | 0
| New Build Capacity | FRCC | South | CT | CT | 2480 | 0 | 0 | 0 | 0 | 0 | CT | 2480 | 0 | 0 | 0 | 0 | 0
| New Build Capacity | FRCC | South | Coal | Coal | 0.01 | 0.01 | 0 | 0 | 0 | 0 | Coal | 0 | 0 | 0 | 0 | 0 | 0
| New Build Capacity | FRCC | South | Other Renew | Geo | 0 | 0 | 0 | 0 | 0 | 0 | Geo | 0 | 0 | 0 | 0 | 0 | 0
| New Build Capacity | FRCC | South | Hydro | H | 0 | 0.01 | 0 | 0 | 0.04 | 0.05 | H | 0 | 0 | 0 | 0 | 0 | 0
| New Build Capacity | FRCC | South | Other Renew | LFG | 0.01 | 0 | 197.99 | 0 | 0 | 0 | LFG | 0 | 0 | 198 | 0 | 0 | 0
| New Build Capacity | FRCC | South | Nuclear | Nuc | 229.33 | 0.01 | 3094.18 | 12051.04 | 7631.95 | 4273.26 | Nuc | 229.33 | 0 | 3256.54 | 12186.74 | 7326.55 | 3671.54
| New Build Capacity | FRCC | South | Other | PS | 0 | 0 | 0 | 0 | 0 | 0 | PS | 0 | 0 | 0 | 0 | 0 | 0
| New Build Capacity | FRCC | South | Other Renew | PV | 0.01 | 0 | 0 | 0 | 0 | 0.01 | PV | 0 | 0 | 0 | 0 | 0 | 0
| New Build Capacity | FRCC | South | CT | PeakG | 0 | 0 | 0 | 0 | 0 | 0 | PeakG | 0 | 0 | 0 | 0 | 0 | 0
| New Build Capacity | FRCC | South | CT | PeakO | 0 | 0 | 0 | 0 | 0 | 0 | PeakO | 0 | 0 | 0 | 0 | 0 | 0
| New Build Capacity | FRCC | South | Other Renew | ST | 0 | 0 | 0 | 0 | 0 | 0 | ST | 0 | 0 | 0 | 0 | 0 | 0
| New Build Capacity | FRCC | South | Steam O/G | STOG | 0 | 0 | 0 | 0 | 0 | 0 | STOG | 0 | 0 | 0 | 0 | 0 | 0
| New Build Capacity | FRCC | South | Other Renew | STWD | 0 | 0 | 0 | 0 | 0 | 0 | STWD | 0 | 0 | 0 | 0 | 0 | 0
| New Build Capacity | FRCC | South | On-shore Wind | WT | 0 | 0 | 0 | 0 | 0 | 0 | WT | 0 | 0 | 0 | 0 | 0 | 0
| New Build Capacity | FRCC | South | Coal | IGCC | 0.01 | 0.01 | 0 | 0 | 0 | 0 | IGCC | 0 | 0 | 0 | 0 | 0 | 0
| New Build Capacity | FRCC | South | DR | DemandResponse | 0 | 0 | 0 | 0 | 0 | 0 | DemandResponse | 0 | 0 | 0 | 0 | 0 | 0
| New Build Capacity | FRCC | South | Coal-CCS | IGCC-CCS | 0 | 0.01 | 0.01 | 0 | 0.01 | 0 | IGCC-CCS | 0 | 0 | 0 | 0 | 0 | 0
| New Build Capacity | FRCC | South | Off-shore Wind | WT_off | 0 | 0 | 0 | 0 | 0 | 0 | WT_off | 0 | 0 | 0 | 0 | 0 | 0
| New Build Capacity | FRCC | South | Other | PseudoUnit | 0 | 0 | 0 | 0 | 0 | 0 | PseudoUnit | 0 | 0 | 0 | 0 | 0 | 0
| New Build Capacity | FRCC | South | HQ/Maritimes | FixedInterchange | 0 | 0 | 0 | 0 | 0 | 0 | FixedInterchange | 0 | 0 | 0 | 0 | 0 | 0
[5 empty] | New Build Capacity by Reporting Type: MAPP_US | [6 empty] | New Build Capacity by Reporting Type: MAPP_US
[5 empty] | ReportingType | 2015 | 2020 | 2025 | 2030 | 2035 | 2040 | ReportingType | 2015 | 2020 | 2025 | 2030 | 2035 | 2040
| New Build Capacity | MAPP_US | Midwest | Other Renew | BM | 0 | 0 | 0 | 0 | 0.01 | 19.09 | BM | 0 | 0 | 0 | 0 | 0 | 0
| New Build Capacity | MAPP_US | Midwest | CC | CC | 0.17 | 0.18 | 0.13 | 0.1 | 0.16 | 0.01 | CC | 0 | 0.02 | 83.87 | 0.01 | 36.38 | 32.78
| New Build Capacity | MAPP_US | Midwest | Other Renew | CSP | 0 | 0 | 0 | 0 | 0 | 0 | CSP | 0 | 0 | 0 | 0 | 0 | 0
| New Build Capacity | MAPP_US | Midwest | CT | CT | 308.32 | 104.18 | 0 | 155.11 | 37.62 | 0.01 | CT | 308.3 | 124.97 | 0 | 311.7 | 0 | 0
| New Build Capacity | MAPP_US | Midwest | Coal | Coal | 0.01 | 0.01 | 0 | 0 | 0 | 0 | Coal | 0 | 0 | 0 | 0 | 0 | 0
| New Build Capacity | MAPP_US | Midwest | Other Renew | Geo | 0 | 0 | 0 | 0 | 0 | 0 | Geo | 0 | 0 | 0 | 0 | 0 | 0
| New Build Capacity | MAPP_US | Midwest | Hydro | H | 0 | 0 | 0 | 0 | 0 | 0 | H | 0 | 0 | 0 | 0 | 0 | 0
| New Build Capacity | MAPP_US | Midwest | Other Renew | LFG | 0.01 | 0 | 0.01 | 71.64 | 0 | 0 | LFG | 0 | 0 | 0 | 71.67 | 0 | 0
| New Build Capacity | MAPP_US | Midwest | Nuclear | Nuc | 0 | 0 | 0 | 0 | 0.01 | 0 | Nuc | 0 | 0 | 0 | 0 | 0 | 0
| New Build Capacity | MAPP_US | Midwest | Other | PS | 0 | 0 | 0 | 0 | 0 | 0 | PS | 0 | 0 | 0 | 0 | 0 | 0
| New Build Capacity | MAPP_US | Midwest | Other Renew | PV | 0.01 | 0 | 0 | 0 | 0 | 0 | PV | 0 | 0 | 0 | 0 | 0 | 0
| New Build Capacity | MAPP_US | Midwest | CT | PeakG | 0 | 0 | 0 | 0 | 0 | 0 | PeakG | 0 | 0 | 0 | 0 | 0 | 0
| New Build Capacity | MAPP_US | Midwest | CT | PeakO | 0 | 0 | 0 | 0 | 0 | 0 | PeakO | 0 | 0 | 0 | 0 | 0 | 0
| New Build Capacity | MAPP_US | Midwest | Other Renew | ST | 0 | 0 | 0 | 0 | 0 | 0 | ST | 0 | 0 | 0 | 0 | 0 | 0
| New Build Capacity | MAPP_US | Midwest | Steam O/G | STOG | 0 | 0 | 0 | 0 | 0 | 0 | STOG | 0 | 0 | 0 | 0 | 0 | 0
| New Build Capacity | MAPP_US | Midwest | Other Renew | STWD | 0 | 0 | 0 | 0 | 0 | 0 | STWD | 0 | 0 | 0 | 0 | 0 | 0
| New Build Capacity | MAPP_US | Midwest | On-shore Wind | WT | 421.32 | 4210.34 | 3138.17 | 0.02 | 0 | 68.26 | WT | 421.3 | 4088.15 | 647.23 | 0 | 0 | 0
| New Build Capacity | MAPP_US | Midwest | Coal | IGCC | 0.01 | 0.01 | 0 | 0 | 0 | 0 | IGCC | 0 | 0 | 0 | 0 | 0 | 0
| New Build Capacity | MAPP_US | Midwest | DR | DemandResponse | 0 | 0 | 0 | 0 | 0 | 0 | DemandResponse | 0 | 0 | 0 | 0 | 0 | 0
| New Build Capacity | MAPP_US | Midwest | Coal-CCS | IGCC-CCS | 0 | 0.01 | 0 | 0.01 | 0.02 | 0 | IGCC-CCS | 0 | 0 | 0 | 0 | 0 | 0
| New Build Capacity | MAPP_US | Midwest | Off-shore Wind | WT_off | 0 | 0 | 0 | 0 | 0 | 0 | WT_off | 0 | 0 | 0 | 0 | 0 | 0
| New Build Capacity | MAPP_US | Midwest | Other | PseudoUnit | 0 | 0 | 0 | 0 | 0 | 0 | PseudoUnit | 0 | 0 | 0 | 0 | 0 | 0
| New Build Capacity | MAPP_US | Midwest | HQ/Maritimes | FixedInterchange | 0 | 0 | 0 | 0 | 0 | 0 | FixedInterchange | 0 | 0 | 0 | 0 | 0 | 0
[5 empty] | New Build Capacity by Reporting Type: MISO_IN | [6 empty] | New Build Capacity by Reporting Type: MISO_IN
[5 empty] | ReportingType | 2015 | 2020 | 2025 | 2030 | 2035 | 2040 | ReportingType | 2015 | 2020 | 2025 | 2030 | 2035 | 2040
| New Build Capacity | MISO_IN | Midwest | Other Renew | BM | 0 | 0 | 0 | 0 | 212.53 | 3279.52 | BM | 0 | 0 | 0 | 0 | 0 | 0
| New Build Capacity | MISO_IN | Midwest | CC | CC | 0.62 | 1486.84 | 0.06 | 0.1 | 0 | 0 | CC | 1830.06 | 12320.32 | 0 | 0 | 0 | 0
| New Build Capacity | MISO_IN | Midwest | Other Renew | CSP | 0 | 0 | 0 | 0 | 0 | 0 | CSP | 0 | 0 | 0 | 0 | 0 | 0
| New Build Capacity | MISO_IN | Midwest | CT | CT | 0.02 | 0.06 | 0 | 0.03 | 0 | 0 | CT | 0 | 0 | 0 | 0 | 0 | 0
| New Build Capacity | MISO_IN | Midwest | Coal | Coal | 0.01 | 0.01 | 0 | 0 | 0 | 0 | Coal | 0 | 0 | 0 | 0 | 0 | 0
| New Build Capacity | MISO_IN | Midwest | Other Renew | Geo | 0 | 0 | 0 | 0 | 0 | 0 | Geo | 0 | 0 | 0 | 0 | 0 | 0
| New Build Capacity | MISO_IN | Midwest | Hydro | H | 0 | 0 | 0 | 0 | 0 | 0 | H | 0 | 0 | 0 | 0 | 0 | 0
| New Build Capacity | MISO_IN | Midwest | Other Renew | LFG | 0.01 | 0 | 80.1 | 0.02 | 0 | 0 | LFG | 0 | 0 | 80.12 | 0 | 0 | 0
| New Build Capacity | MISO_IN | Midwest | Nuclear | Nuc | 0 | 0 | 0 | 0.03 | 0.07 | 0.01 | Nuc | 0 | 0 | 0 | 0 | 0 | 0
| New Build Capacity | MISO_IN | Midwest | Other | PS | 0 | 0 | 0 | 0 | 0 | 0 | PS | 0 | 0 | 0 | 0 | 0 | 0
| New Build Capacity | MISO_IN | Midwest | Other Renew | PV | 0 | 225.92 | 110.87 | 4.11 | 0 | 0 | PV | 0 | 225.81 | 110.98 | 4.15 | 0 | 0
| New Build Capacity | MISO_IN | Midwest | CT | PeakG | 0 | 0 | 0 | 0 | 0 | 0 | PeakG | 0 | 0 | 0 | 0 | 0 | 0
| New Build Capacity | MISO_IN | Midwest | CT | PeakO | 0 | 0 | 0 | 0 | 0 | 0 | PeakO | 0 | 0 | 0 | 0 | 0 | 0
| New Build Capacity | MISO_IN | Midwest | Other Renew | ST | 0 | 0 | 0 | 0 | 0 | 0 | ST | 0 | 0 | 0 | 0 | 0 | 0
| New Build Capacity | MISO_IN | Midwest | Steam O/G | STOG | 0 | 0 | 0 | 0 | 0 | 0 | STOG | 0 | 0 | 0 | 0 | 0 | 0
| New Build Capacity | MISO_IN | Midwest | Other Renew | STWD | 0 | 0 | 0 | 0 | 0 | 0 | STWD | 0 | 0 | 0 | 0 | 0 | 0
| New Build Capacity | MISO_IN | Midwest | On-shore Wind | WT | 0.02 | 0.01 | 0.02 | 0.03 | 0 | 0 | WT | 0 | 0 | 0 | 41578.97 | 0 | 0
| New Build Capacity | MISO_IN | Midwest | Coal | IGCC | 618 | 0 | 0 | 0 | 0 | 0 | IGCC | 618 | 0 | 0 | 0 | 0 | 0
| New Build Capacity | MISO_IN | Midwest | DR | DemandResponse | 0 | 0 | 0 | 0 | 0 | 0 | DemandResponse | 0 | 0 | 0 | 0 | 0 | 0
| New Build Capacity | MISO_IN | Midwest | Coal-CCS | IGCC-CCS | 0 | 0.01 | 0 | 0.01 | 0.01 | 0 | IGCC-CCS | 0 | 0 | 0 | 0 | 0 | 0
| New Build Capacity | MISO_IN | Midwest | Off-shore Wind | WT_off | 0.06 | 0 | 0 | 0 | 0 | 0 | WT_off | 0 | 0 | 0 | 0 | 0 | 0
| New Build Capacity | MISO_IN | Midwest | Other | PseudoUnit | 0 | 0 | 0 | 0 | 0 | 0 | PseudoUnit | 0 | 0 | 0 | 0 | 0 | 0
| New Build Capacity | MISO_IN | Midwest | HQ/Maritimes | FixedInterchange | 0 | 0 | 0 | 0 | 0 | 0 | FixedInterchange | 0 | 0 | 0 | 0 | 0 | 0
[5 empty] | New Build Capacity by Reporting Type: MISO_MI | [6 empty] | New Build Capacity by Reporting Type: MISO_MI
[5 empty] | ReportingType | 2015 | 2020 | 2025 | 2030 | 2035 | 2040 | ReportingType | 2015 | 2020 | 2025 | 2030 | 2035 | 2040
| New Build Capacity | MISO_MI | Midwest | Other Renew | BM | 0 | 0 | 0 | 0 | 0.12 | 6.37 | BM | 0 | 0 | 0 | 0 | 0 | 3846.5
| New Build Capacity | MISO_MI | Midwest | CC | CC | 0.24 | 0.28 | 0.05 | 0.07 | 0 | 0 | CC | 2834.35 | 2206.2 | 0 | 0 | 0 | 0
| New Build Capacity | MISO_MI | Midwest | Other Renew | CSP | 0 | 0 | 0 | 0 | 0 | 0 | CSP | 0 | 0 | 0 | 0 | 0 | 0
| New Build Capacity | MISO_MI | Midwest | CT | CT | 0.02 | 0.1 | 0 | 0.04 | 0 | 0 | CT | 0 | 0 | 0 | 0 | 0 | 0
| New Build Capacity | MISO_MI | Midwest | Coal | Coal | 0.01 | 0.01 | 0 | 0 | 0 | 0 | Coal | 0 | 0 | 0 | 0 | 0 | 0
| New Build Capacity | MISO_MI | Midwest | Other Renew | Geo | 0 | 0 | 0 | 0 | 0 | 0 | Geo | 0 | 0 | 0 | 0 | 0 | 0
| New Build Capacity | MISO_MI | Midwest | Hydro | H | 0 | 0 | 0 | 0 | 0 | 0 | H | 0 | 0 | 0 | 0 | 0 | 0
| New Build Capacity | MISO_MI | Midwest | Other Renew | LFG | 0.01 | 45.39 | 114.86 | 0 | 0 | 0 | LFG | 0 | 0 | 160.25 | 0 | 0 | 0
| New Build Capacity | MISO_MI | Midwest | Nuclear | Nuc | 0 | 0 | 0 | 0.03 | 0.49 | 0.08 | Nuc | 0 | 0 | 0 | 0 | 280.23 | 0
| New Build Capacity | MISO_MI | Midwest | Other | PS | 0 | 0 | 0 | 0 | 0 | 0 | PS | 0 | 0 | 0 | 0 | 0 | 0
| New Build Capacity | MISO_MI | Midwest | Other Renew | PV | 0.01 | 0 | 0 | 0 | 0 | 0 | PV | 0 | 0 | 0 | 0 | 0 | 0
| New Build Capacity | MISO_MI | Midwest | CT | PeakG | 0 | 0 | 0 | 0 | 0 | 0 | PeakG | 0 | 0 | 0 | 0 | 0 | 0
| New Build Capacity | MISO_MI | Midwest | CT | PeakO | 0 | 0 | 0 | 0 | 0 | 0 | PeakO | 0 | 0 | 0 | 0 | 0 | 0
| New Build Capacity | MISO_MI | Midwest | Other Renew | ST | 0 | 0 | 0 | 0 | 0 | 0 | ST | 0 | 0 | 0 | 0 | 0 | 0
| New Build Capacity | MISO_MI | Midwest | Steam O/G | STOG | 0 | 0 | 0 | 0 | 0 | 0 | STOG | 0 | 0 | 0 | 0 | 0 | 0
| New Build Capacity | MISO_MI | Midwest | Other Renew | STWD | 0 | 0 | 0 | 0 | 0 | 0 | STWD | 0 | 0 | 0 | 0 | 0 | 0
| New Build Capacity | MISO_MI | Midwest | On-shore Wind | WT | 2000.02 | 127.21 | 0 | 0 | 0 | 0 | WT | 2000 | 482.95 | 117.05 | 0 | 0 | 0
| New Build Capacity | MISO_MI | Midwest | Coal | IGCC | 0.01 | 0.01 | 0 | 0 | 0 | 0 | IGCC | 0 | 0 | 0 | 0 | 0 | 0
| New Build Capacity | MISO_MI | Midwest | DR | DemandResponse | 0 | 0 | 0 | 0 | 0 | 0 | DemandResponse | 0 | 0 | 0 | 0 | 0 | 0
| New Build Capacity | MISO_MI | Midwest | Coal-CCS | IGCC-CCS | 0 | 0.01 | 0 | 0.01 | 0.02 | 0 | IGCC-CCS | 0 | 0 | 0 | 0 | 0 | 0
| New Build Capacity | MISO_MI | Midwest | Off-shore Wind | WT_off | 0.07 | 0 | 0 | 0 | 0 | 0 | WT_off | 0 | 0 | 0 | 0 | 0 | 0
| New Build Capacity | MISO_MI | Midwest | Other | PseudoUnit | 0 | 0 | 0 | 0 | 0 | 0 | PseudoUnit | 0 | 0 | 0 | 0 | 0 | 0
| New Build Capacity | MISO_MI | Midwest | HQ/Maritimes | FixedInterchange | 0 | 0 | 0 | 0 | 0 | 0 | FixedInterchange | 0 | 0 | 0 | 0 | 0 | 0
[5 empty] | New Build Capacity by Reporting Type: MISO_MO-IL | [6 empty] | New Build Capacity by Reporting Type: MISO_MO-IL
[5 empty] | ReportingType | 2015 | 2020 | 2025 | 2030 | 2035 | 2040 | ReportingType | 2015 | 2020 | 2025 | 2030 | 2035 | 2040
| New Build Capacity | MISO_MO-IL | Midwest | Other Renew | BM | 0 | 0 | 0 | 0 | 0.05 | 0.01 | BM | 0 | 0 | 0 | 0 | 0 | 0
| New Build Capacity | MISO_MO-IL | Midwest | CC | CC | 0.12 | 0.13 | 0.04 | 0.06 | 0 | 0 | CC | 0 | 1237.54 | 0 | 0 | 0 | 0
| New Build Capacity | MISO_MO-IL | Midwest | Other Renew | CSP | 0 | 0 | 0 | 0 | 0 | 0 | CSP | 0 | 0 | 0 | 0 | 0 | 0
| New Build Capacity | MISO_MO-IL | Midwest | CT | CT | 0.02 | 0.06 | 0 | 0.03 | 0 | 0 | CT | 0 | 0 | 0 | 0 | 0 | 0
| New Build Capacity | MISO_MO-IL | Midwest | Coal | Coal | 1790 | 0 | 0 | 0 | 0 | 0 | Coal | 1790 | 0 | 0 | 0 | 0 | 0
| New Build Capacity | MISO_MO-IL | Midwest | Other Renew | Geo | 0 | 0 | 0 | 0 | 0 | 0 | Geo | 0 | 0 | 0 | 0 | 0 | 0
| New Build Capacity | MISO_MO-IL | Midwest | Hydro | H | 0 | 0.51 | 0 | 279.49 | 0 | 0 | H | 0 | 33.55 | 246.45 | 0 | 0 | 0
| New Build Capacity | MISO_MO-IL | Midwest | Other Renew | LFG | 0.01 | 0 | 0.07 | 223.25 | 0 | 0 | LFG | 0 | 0 | 223.33 | 0 | 0 | 0
| New Build Capacity | MISO_MO-IL | Midwest | Nuclear | Nuc | 0 | 0 | 0 | 0.02 | 0.01 | 0 | Nuc | 0 | 0 | 0 | 0 | 0 | 0
| New Build Capacity | MISO_MO-IL | Midwest | Other | PS | 0 | 0 | 0 | 0 | 0 | 0 | PS | 0 | 0 | 0 | 0 | 0 | 0
| New Build Capacity | MISO_MO-IL | Midwest | Other Renew | PV | 0.01 | 0 | 0 | 0 | 0 | 0 | PV | 0 | 0 | 0 | 0 | 0 | 0
| New Build Capacity | MISO_MO-IL | Midwest | CT | PeakG | 0 | 0 | 0 | 0 | 0 | 0 | PeakG | 0 | 0 | 0 | 0 | 0 | 0
| New Build Capacity | MISO_MO-IL | Midwest | CT | PeakO | 0 | 0 | 0 | 0 | 0 | 0 | PeakO | 0 | 0 | 0 | 0 | 0 | 0
| New Build Capacity | MISO_MO-IL | Midwest | Other Renew | ST | 0 | 0 | 0 | 0 | 0 | 0 | ST | 0 | 0 | 0 | 0 | 0 | 0
| New Build Capacity | MISO_MO-IL | Midwest | Steam O/G | STOG | 0 | 0 | 0 | 0 | 0 | 0 | STOG | 0 | 0 | 0 | 0 | 0 | 0
| New Build Capacity | MISO_MO-IL | Midwest | Other Renew | STWD | 0 | 0 | 0 | 0 | 0 | 0 | STWD | 0 | 0 | 0 | 0 | 0 | 0
| New Build Capacity | MISO_MO-IL | Midwest | On-shore Wind | WT | 300.02 | 0.01 | 5599.87 | 0.17 | 0 | 0 | WT | 300 | 0 | 12184.25 | 14130.66 | 0 | 0
| New Build Capacity | MISO_MO-IL | Midwest | Coal | IGCC | 0 | 0 | 0 | 0 | 0 | 0 | IGCC | 0 | 0 | 0 | 0 | 0 | 0
| New Build Capacity | MISO_MO-IL | Midwest | DR | DemandResponse | 0 | 0 | 0 | 0 | 0 | 0 | DemandResponse | 0 | 0 | 0 | 0 | 0 | 0
| New Build Capacity | MISO_MO-IL | Midwest | Coal-CCS | IGCC-CCS | 0 | 0 | 0 | 0 | 0.01 | 0 | IGCC-CCS | 0 | 0 | 0 | 0 | 0 | 0
| New Build Capacity | MISO_MO-IL | Midwest | Off-shore Wind | WT_off | 0 | 0 | 0 | 0 | 0 | 0 | WT_off | 0 | 0 | 0 | 0 | 0 | 0
| New Build Capacity | MISO_MO-IL | Midwest | Other | PseudoUnit | 0 | 0 | 0 | 0 | 0 | 0 | PseudoUnit | 0 | 0 | 0 | 0 | 0 | 0
| New Build Capacity | MISO_MO-IL | Midwest | HQ/Maritimes | FixedInterchange | 0 | 0 | 0 | 0 | 0 | 0 | FixedInterchange | 0 | 0 | 0 | 0 | 0 | 0
[5 empty] | New Build Capacity by Reporting Type: MISO_W | [6 empty] | New Build Capacity by Reporting Type: MISO_W
[5 empty] | ReportingType | 2015 | 2020 | 2025 | 2030 | 2035 | 2040 | ReportingType | 2015 | 2020 | 2025 | 2030 | 2035 | 2040
| New Build Capacity | MISO_W | Midwest | Other Renew | BM | 0 | 0 | 0 | 0 | 0.01 | 0.01 | BM | 0 | 0 | 0 | 0 | 0 | 0
| New Build Capacity | MISO_W | Midwest | CC | CC | 0.21 | 0.17 | 0.09 | 0.12 | 0 | 0 | CC | 0.01 | 748.05 | 0 | 0 | 0 | 0
| New Build Capacity | MISO_W | Midwest | Other Renew | CSP | 0 | 0 | 0 | 0 | 0 | 0 | CSP | 0 | 0 | 0 | 0 | 0 | 0
| New Build Capacity | MISO_W | Midwest | CT | CT | 0.06 | 0.21 | 0 | 0.1 | 0 | 0 | CT | 0 | 0 | 0 | 0 | 0 | 0
| New Build Capacity | MISO_W | Midwest | Coal | Coal | 0.01 | 0.01 | 0 | 0 | 0 | 0 | Coal | 0 | 0 | 0 | 0 | 0 | 0
| New Build Capacity | MISO_W | Midwest | Other Renew | Geo | 0 | 0 | 0 | 0 | 0 | 0 | Geo | 0 | 0 | 0 | 0 | 0 | 0
| New Build Capacity | MISO_W | Midwest | Hydro | H | 0 | 0 | 0 | 0 | 0 | 0 | H | 0 | 0 | 0 | 0 | 0 | 0
| New Build Capacity | MISO_W | Midwest | Other Renew | LFG | 0.01 | 0 | 0.02 | 71.64 | 0 | 0 | LFG | 0 | 0 | 0 | 71.67 | 0 | 0
| New Build Capacity | MISO_W | Midwest | Nuclear | Nuc | 94.33 | 0 | 0 | 0.01 | 0.01 | 0 | Nuc | 94.33 | 0 | 0 | 0 | 0 | 0
| New Build Capacity | MISO_W | Midwest | Other | PS | 0 | 0 | 0 | 0 | 0 | 0 | PS | 0 | 0 | 0 | 0 | 0 | 0
| New Build Capacity | MISO_W | Midwest | Other Renew | PV | 0.01 | 0 | 0 | 0 | 0 | 0 | PV | 0 | 0 | 0 | 0 | 0 | 0
| New Build Capacity | MISO_W | Midwest | CT | PeakG | 0 | 0 | 0 | 0 | 0 | 0 | PeakG | 0 | 0 | 0 | 0 | 0 | 0
| New Build Capacity | MISO_W | Midwest | CT | PeakO | 0 | 0 | 0 | 0 | 0 | 0 | PeakO | 0 | 0 | 0 | 0 | 0 | 0
| New Build Capacity | MISO_W | Midwest | Other Renew | ST | 0 | 0 | 0 | 0 | 0 | 0 | ST | 0 | 0 | 0 | 0 | 0 | 0
| New Build Capacity | MISO_W | Midwest | Steam O/G | STOG | 0 | 0 | 0 | 0 | 0 | 0 | STOG | 0 | 0 | 0 | 0 | 0 | 0
| New Build Capacity | MISO_W | Midwest | Other Renew | STWD | 0 | 0 | 0 | 0 | 0 | 0 | STWD | 0 | 0 | 0 | 0 | 0 | 0
| New Build Capacity | MISO_W | Midwest | On-shore Wind | WT | 2800.53 | 0.02 | 103550.08 | 4235.93 | 0.03 | 3348.86 | WT | 2800.5 | 0 | 30150.9 | 0 | 0 | 1206.83
| New Build Capacity | MISO_W | Midwest | Coal | IGCC | 0.01 | 0.01 | 0 | 0 | 0 | 0 | IGCC | 0 | 0 | 0 | 0 | 0 | 0
| New Build Capacity | MISO_W | Midwest | DR | DemandResponse | 0 | 0 | 0 | 0 | 0 | 0 | DemandResponse | 0 | 0 | 0 | 0 | 0 | 0
| New Build Capacity | MISO_W | Midwest | Coal-CCS | IGCC-CCS | 0 | 0.01 | 0 | 0.01 | 0.02 | 0 | IGCC-CCS | 0 | 0 | 0 | 0 | 0 | 0
| New Build Capacity | MISO_W | Midwest | Off-shore Wind | WT_off | 0 | 0 | 0 | 0 | 0 | 0 | WT_off | 0 | 0 | 0 | 0 | 0 | 0
| New Build Capacity | MISO_W | Midwest | Other | PseudoUnit | 0 | 0 | 0 | 0 | 0 | 0 | PseudoUnit | 0 | 0 | 0 | 0 | 0 | 0
| New Build Capacity | MISO_W | Midwest | HQ/Maritimes | FixedInterchange | 0 | 0 | 0 | 0 | 0 | 0 | FixedInterchange | 0 | 0 | 0 | 0 | 0 | 0
[5 empty] | New Build Capacity by Reporting Type: MISO_WUMS | [6 empty] | New Build Capacity by Reporting Type: MISO_WUMS
[5 empty] | ReportingType | 2015 | 2020 | 2025 | 2030 | 2035 | 2040 | ReportingType | 2015 | 2020 | 2025 | 2030 | 2035 | 2040
| New Build Capacity | MISO_WUMS | Midwest | Other Renew | BM | 0 | 0 | 0 | 0 | 2.33 | 0.31 | BM | 0 | 0 | 0 | 0 | 0.01 | 1705
| New Build Capacity | MISO_WUMS | Midwest | CC | CC | 9024.45 | 15704.7 | 0.06 | 0.1 | 0 | 0 | CC | 3601.75 | 2291.12 | 0 | 0 | 0 | 0
| New Build Capacity | MISO_WUMS | Midwest | Other Renew | CSP | 0 | 0 | 0 | 0 | 0 | 0 | CSP | 0 | 0 | 0 | 0 | 0 | 0
| New Build Capacity | MISO_WUMS | Midwest | CT | CT | 0.02 | 0.14 | 0 | 0.04 | 0 | 0 | CT | 0 | 0 | 0 | 0 | 0 | 0
| New Build Capacity | MISO_WUMS | Midwest | Coal | Coal | 615 | 0 | 0 | 0 | 0 | 0 | Coal | 615 | 0 | 0 | 0 | 0 | 0
| New Build Capacity | MISO_WUMS | Midwest | Other Renew | Geo | 0 | 0 | 0 | 0 | 0 | 0 | Geo | 0 | 0 | 0 | 0 | 0 | 0
| New Build Capacity | MISO_WUMS | Midwest | Hydro | H | 0 | 0.12 | 0 | 0 | 0 | 0 | H | 0 | 1 | 0 | 0 | 0 | 0
| New Build Capacity | MISO_WUMS | Midwest | Other Renew | LFG | 0.01 | 0 | 128.03 | 95.29 | 0 | 0 | LFG | 0 | 0 | 223.33 | 0 | 0 | 0
| New Build Capacity | MISO_WUMS | Midwest | Nuclear | Nuc | 235 | 0 | 0 | 0.03 | 0.05 | 0.01 | Nuc | 235 | 0 | 0 | 0 | 0 | 0
| New Build Capacity | MISO_WUMS | Midwest | Other | PS | 0 | 0 | 0 | 0 | 0 | 0 | PS | 0 | 0 | 0 | 0 | 0 | 0
| New Build Capacity | MISO_WUMS | Midwest | Other Renew | PV | 0.01 | 0 | 0 | 0 | 0 | 0 | PV | 0 | 0 | 0 | 0 | 0 | 0
| New Build Capacity | MISO_WUMS | Midwest | CT | PeakG | 0 | 0 | 0 | 0 | 0 | 0 | PeakG | 0 | 0 | 0 | 0 | 0 | 0
| New Build Capacity | MISO_WUMS | Midwest | CT | PeakO | 0 | 0 | 0 | 0 | 0 | 0 | PeakO | 0 | 0 | 0 | 0 | 0 | 0
| New Build Capacity | MISO_WUMS | Midwest | Other Renew | ST | 0 | 0 | 0 | 0 | 0 | 0 | ST | 0 | 0 | 0 | 0 | 0 | 0
| New Build Capacity | MISO_WUMS | Midwest | Steam O/G | STOG | 0 | 0 | 0 | 0 | 0 | 0 | STOG | 0 | 0 | 0 | 0 | 0 | 0
| New Build Capacity | MISO_WUMS | Midwest | Other Renew | STWD | 0 | 0 | 0 | 0 | 0 | 0 | STWD | 0 | 0 | 0 | 0 | 0 | 0
| New Build Capacity | MISO_WUMS | Midwest | On-shore Wind | WT | 968.9 | 0 | 0 | 30.77 | 0 | 0 | WT | 968.9 | 0 | 30.8 | 10177.05 | 0 | 2945.43
| New Build Capacity | MISO_WUMS | Midwest | Coal | IGCC | 0 | 0 | 0 | 0 | 0 | 0 | IGCC | 0 | 0 | 0 | 0 | 0 | 0
| New Build Capacity | MISO_WUMS | Midwest | DR | DemandResponse | 0 | 0 | 0 | 0 | 0 | 0 | DemandResponse | 0 | 0 | 0 | 0 | 0 | 0
| New Build Capacity | MISO_WUMS | Midwest | Coal-CCS | IGCC-CCS | 0 | 0 | 0 | 0 | 0 | 0 | IGCC-CCS | 0 | 0 | 0 | 0 | 0 | 0
| New Build Capacity | MISO_WUMS | Midwest | Off-shore Wind | WT_off | 0.02 | 0 | 0 | 0 | 0 | 0 | WT_off | 0 | 0 | 0 | 0 | 0 | 0
| New Build Capacity | MISO_WUMS | Midwest | Other | PseudoUnit | 0 | 0 | 0 | 0 | 0 | 0 | PseudoUnit | 0 | 0 | 0 | 0 | 0 | 0
| New Build Capacity | MISO_WUMS | Midwest | HQ/Maritimes | FixedInterchange | 0 | 0 | 0 | 0 | 0 | 0 | FixedInterchange | 0 | 0 | 0 | 0 | 0 | 0
[5 empty] | New Build Capacity by Reporting Type: Nebraska | [6 empty] | New Build Capacity by Reporting Type: Nebraska
[5 empty] | ReportingType | 2015 | 2020 | 2025 | 2030 | 2035 | 2040 | ReportingType | 2015 | 2020 | 2025 | 2030 | 2035 | 2040
| New Build Capacity | NE | Southwest | Other Renew | BM | 0 | 0 | 0 | 0 | 0.01 | 0 | BM | 0 | 0 | 0 | 0 | 0 | 0
| New Build Capacity | NE | Southwest | CC | CC | 0.08 | 0.05 | 0.04 | 0.05 | 0.03 | 0 | CC | 0.01 | 0.04 | 0 | 146.28 | 0 | 0
| New Build Capacity | NE | Southwest | Other Renew | CSP | 0 | 0 | 0 | 0 | 0 | 0 | CSP | 0 | 0 | 0 | 0 | 0 | 0
| New Build Capacity | NE | Southwest | CT | CT | 0.01 | 0.01 | 0 | 0.02 | 0.01 | 0 | CT | 0 | 0 | 0 | 0 | 0 | 0
| New Build Capacity | NE | Southwest | Coal | Coal | 232.1 | 0 | 0 | 0 | 0 | 0 | Coal | 232.1 | 0 | 0 | 0 | 0 | 0
| New Build Capacity | NE | Southwest | Other Renew | Geo | 0 | 0 | 0 | 0 | 0 | 0 | Geo | 0 | 0 | 0 | 0 | 0 | 0
| New Build Capacity | NE | Southwest | Hydro | H | 0 | 0 | 0 | 0 | 0 | 0 | H | 0 | 0 | 0 | 0 | 0 | 0
| New Build Capacity | NE | Southwest | Other Renew | LFG | 0.01 | 0 | 0.01 | 71.65 | 0 | 0 | LFG | 0 | 0 | 0 | 71.67 | 0 | 0
| New Build Capacity | NE | Southwest | Nuclear | Nuc | 0 | 0 | 0 | 0 | 0 | 0 | Nuc | 0 | 0 | 0 | 0 | 0 | 0
| New Build Capacity | NE | Southwest | Other | PS | 0 | 0 | 0 | 0 | 0 | 0 | PS | 0 | 0 | 0 | 0 | 0 | 0
| New Build Capacity | NE | Southwest | Other Renew | PV | 0.01 | 0 | 0 | 0 | 0 | 0 | PV | 0 | 0 | 0 | 0 | 0 | 0
| New Build Capacity | NE | Southwest | CT | PeakG | 0 | 0 | 0 | 0 | 0 | 0 | PeakG | 0 | 0 | 0 | 0 | 0 | 0
| New Build Capacity | NE | Southwest | CT | PeakO | 0 | 0 | 0 | 0 | 0 | 0 | PeakO | 0 | 0 | 0 | 0 | 0 | 0
| New Build Capacity | NE | Southwest | Other Renew | ST | 0 | 0 | 0 | 0 | 0 | 0 | ST | 0 | 0 | 0 | 0 | 0 | 0
| New Build Capacity | NE | Southwest | Steam O/G | STOG | 0 | 0 | 0 | 0 | 0 | 0 | STOG | 0 | 0 | 0 | 0 | 0 | 0
| New Build Capacity | NE | Southwest | Other Renew | STWD | 0 | 0 | 0 | 0 | 0 | 0 | STWD | 0 | 0 | 0 | 0 | 0 | 0
| New Build Capacity | NE | Southwest | On-shore Wind | WT | 202.02 | 26603.99 | 0.05 | 0.02 | 0 | 0.02 | WT | 202 | 12000.38 | 280.65 | 365.24 | 5252.96 | 449.47
| New Build Capacity | NE | Southwest | Coal | IGCC | 0 | 0 | 0 | 0 | 0 | 0 | IGCC | 0 | 0 | 0 | 0 | 0 | 0
| New Build Capacity | NE | Southwest | DR | DemandResponse | 0 | 0 | 0 | 0 | 0 | 0 | DemandResponse | 0 | 0 | 0 | 0 | 0 | 0
| New Build Capacity | NE | Southwest | Coal-CCS | IGCC-CCS | 0 | 0 | 0 | 0 | 0 | 0 | IGCC-CCS | 0 | 0 | 0 | 0 | 0 | 0
| New Build Capacity | NE | Southwest | Off-shore Wind | WT_off | 0 | 0 | 0 | 0 | 0 | 0 | WT_off | 0 | 0 | 0 | 0 | 0 | 0
| New Build Capacity | NE | Southwest | Other | PseudoUnit | 0 | 0 | 0 | 0 | 0 | 0 | PseudoUnit | 0 | 0 | 0 | 0 | 0 | 0
| New Build Capacity | NE | Southwest | HQ/Maritimes | FixedInterchange | 0 | 0 | 0 | 0 | 0 | 0 | FixedInterchange | 0 | 0 | 0 | 0 | 0 | 0
[5 empty] | New Build Capacity by Reporting Type: NEISO | [6 empty] | New Build Capacity by Reporting Type: NEISO
[5 empty] | ReportingType | 2015 | 2020 | 2025 | 2030 | 2035 | 2040 | ReportingType | 2015 | 2020 | 2025 | 2030 | 2035 | 2040
| New Build Capacity | NEISO | Northeast | Other Renew | BM | 252.2 | 0 | 0 | 0 | 0 | 0.01 | BM | 252.2 | 0 | 0 | 0 | 0 | 0
| New Build Capacity | NEISO | Northeast | CC | CC | 2049.53 | 0.05 | 0.05 | 0.04 | 0 | 0.01 | CC | 2049.5 | 0 | 0 | 0 | 0 | 0
| New Build Capacity | NEISO | Northeast | Other Renew | CSP | 0 | 0 | 0 | 0 | 0 | 0 | CSP | 0 | 0 | 0 | 0 | 0 | 0
| New Build Capacity | NEISO | Northeast | CT | CT | 334 | 0 | 0 | 0 | 0 | 0 | CT | 334 | 0 | 0 | 0 | 0 | 0
| New Build Capacity | NEISO | Northeast | Coal | Coal | 0 | 0 | 0 | 0 | 0 | 0 | Coal | 0 | 0 | 0 | 0 | 0 | 0
| New Build Capacity | NEISO | Northeast | Other Renew | Geo | 0 | 0 | 0 | 0 | 0 | 0 | Geo | 0 | 0 | 0 | 0 | 0 | 0
| New Build Capacity | NEISO | Northeast | Hydro | H | 0 | 0.01 | 0.05 | 2.94 | 0 | 0 | H | 0 | 0 | 0 | 3 | 0 | 0
| New Build Capacity | NEISO | Northeast | Other Renew | LFG | 49.31 | 0.02 | 69.67 | 0.01 | 0 | 0 | LFG | 49.26 | 0 | 0 | 69.74 | 0 | 0
| New Build Capacity | NEISO | Northeast | Nuclear | Nuc | 0 | 0 | 0 | 0 | 0 | 0.01 | Nuc | 0 | 0 | 0 | 0 | 0 | 0
| New Build Capacity | NEISO | Northeast | Other | PS | 0 | 0 | 0 | 0 | 0 | 0 | PS | 0 | 0 | 0 | 0 | 0 | 0
| New Build Capacity | NEISO | Northeast | Other Renew | PV | 0.04 | 288.35 | 0.01 | 0.01 | 0.02 | 0.01 | PV | 0 | 292.45 | 0 | 0 | 0 | 0
| New Build Capacity | NEISO | Northeast | CT | PeakG | 0 | 0 | 0 | 0 | 0 | 0 | PeakG | 0 | 0 | 0 | 0 | 0 | 0
| New Build Capacity | NEISO | Northeast | CT | PeakO | 0 | 0 | 0 | 0 | 0 | 0 | PeakO | 0 | 0 | 0 | 0 | 0 | 0
| New Build Capacity | NEISO | Northeast | Other Renew | ST | 0 | 0 | 0 | 0 | 0 | 0 | ST | 0 | 0 | 0 | 0 | 0 | 0
| New Build Capacity | NEISO | Northeast | Steam O/G | STOG | 0 | 0 | 0 | 0 | 0 | 0 | STOG | 0 | 0 | 0 | 0 | 0 | 0
| New Build Capacity | NEISO | Northeast | Other Renew | STWD | 0 | 0 | 0 | 0 | 0 | 0 | STWD | 0 | 0 | 0 | 0 | 0 | 0
| New Build Capacity | NEISO | Northeast | On-shore Wind | WT | 231.3 | 2481.05 | 2567.42 | 0.5 | 14497.17 | 0.01 | WT | 231.2 | 2515.08 | 2138.28 | 395.44 | 11469.81 | 0.01
| New Build Capacity | NEISO | Northeast | Coal | IGCC | 0 | 0 | 0 | 0 | 0 | 0 | IGCC | 0 | 0 | 0 | 0 | 0 | 0
| New Build Capacity | NEISO | Northeast | DR | DemandResponse | 0 | 0 | 0 | 0 | 0 | 0 | DemandResponse | 0 | 0 | 0 | 0 | 0 | 0
| New Build Capacity | NEISO | Northeast | Coal-CCS | IGCC-CCS | 0 | 0 | 0 | 0 | 0 | 0 | IGCC-CCS | 0 | 0 | 0 | 0 | 0 | 0
| New Build Capacity | NEISO | Northeast | Off-shore Wind | WT_off | 468.35 | 0.02 | 0.02 | 0.03 | 0.04 | 0.01 | WT_off | 468 | 0 | 0 | 0 | 0 | 0
| New Build Capacity | NEISO | Northeast | Other | PseudoUnit | 0 | 0 | 0 | 0 | 0 | 0 | PseudoUnit | 0 | 0 | 0 | 0 | 0 | 0
| New Build Capacity | NEISO | Northeast | HQ/Maritimes | FixedInterchange | 0 | 0 | 0 | 0 | 0 | 0 | FixedInterchange | 0 | 0 | 0 | 0 | 0 | 0
[5 empty] | New Build Capacity by Reporting Type: NonRTO_Midwest | [6 empty] | New Build Capacity by Reporting Type: NonRTO_Midwest
[5 empty] | ReportingType | 2015 | 2020 | 2025 | 2030 | 2035 | 2040 | ReportingType | 2015 | 2020 | 2025 | 2030 | 2035 | 2040
| New Build Capacity | NonRTO_Midwest | MISO | Other Renew | BM | 0 | 0 | 0 | 0 | 351.51 | 3724.78 | BM | 0 | 0 | 0 | 0 | 1206.28 | 4373.97
| New Build Capacity | NonRTO_Midwest | MISO | CC | CC | 2062.75 | 2377.39 | 0.07 | 0.04 | 0 | 0 | CC | 2704.7 | 2613.49 | 0 | 0 | 0 | 0
| New Build Capacity | NonRTO_Midwest | MISO | Other Renew | CSP | 0 | 0 | 0 | 0 | 0 | 0 | CSP | 0 | 0 | 0 | 0 | 0 | 0
| New Build Capacity | NonRTO_Midwest | MISO | CT | CT | 0.02 | 0.03 | 0 | 0 | 0 | 0 | CT | 0 | 0 | 0 | 0 | 0 | 0
| New Build Capacity | NonRTO_Midwest | MISO | Coal | Coal | 0.01 | 0.01 | 0 | 0 | 0 | 0 | Coal | 0 | 0 | 0 | 0 | 0 | 0
| New Build Capacity | NonRTO_Midwest | MISO | Other Renew | Geo | 0 | 0 | 0 | 0 | 0 | 0 | Geo | 0 | 0 | 0 | 0 | 0 | 0
| New Build Capacity | NonRTO_Midwest | MISO | Hydro | H | 0 | 0.02 | 745.98 | 0.01 | 0 | 0 | H | 0 | 0 | 746 | 0 | 0 | 0
| New Build Capacity | NonRTO_Midwest | MISO | Other Renew | LFG | 0.02 | 0 | 160.24 | 0 | 0 | 0 | LFG | 0 | 0 | 160.25 | 0 | 0 | 0
| New Build Capacity | NonRTO_Midwest | MISO | Nuclear | Nuc | 0 | 0 | 0.02 | 1252.78 | 1036.79 | 0.04 | Nuc | 0 | 0 | 0 | 0 | 0 | 0
| New Build Capacity | NonRTO_Midwest | MISO | Other | PS | 0 | 0 | 0 | 0 | 0 | 0 | PS | 0 | 0 | 0 | 0 | 0 | 0
| New Build Capacity | NonRTO_Midwest | MISO | Other Renew | PV | 0.01 | 0 | 0 | 0 | 0 | 0 | PV | 0 | 0 | 0 | 0 | 0 | 0
| New Build Capacity | NonRTO_Midwest | MISO | CT | PeakG | 0 | 0 | 0 | 0 | 0 | 0 | PeakG | 0 | 0 | 0 | 0 | 0 | 0
| New Build Capacity | NonRTO_Midwest | MISO | CT | PeakO | 0 | 0 | 0 | 0 | 0 | 0 | PeakO | 0 | 0 | 0 | 0 | 0 | 0
| New Build Capacity | NonRTO_Midwest | MISO | Other Renew | ST | 0 | 0 | 0 | 0 | 0 | 0 | ST | 0 | 0 | 0 | 0 | 0 | 0
| New Build Capacity | NonRTO_Midwest | MISO | Steam O/G | STOG | 0 | 0 | 0 | 0 | 0 | 0 | STOG | 0 | 0 | 0 | 0 | 0 | 0
| New Build Capacity | NonRTO_Midwest | MISO | Other Renew | STWD | 0 | 0 | 0 | 0 | 0 | 0 | STWD | 0 | 0 | 0 | 0 | 0 | 0
| New Build Capacity | NonRTO_Midwest | MISO | On-shore Wind | WT | 0.02 | 0.01 | 0.01 | 0 | 0 | 0 | WT | 0 | 0 | 0 | 0 | 0 | 0
| New Build Capacity | NonRTO_Midwest | MISO | Coal | IGCC | 0.01 | 0 | 0 | 0 | 0 | 0 | IGCC | 0 | 0 | 0 | 0 | 0 | 0
| New Build Capacity | NonRTO_Midwest | MISO | DR | DemandResponse | 0 | 0 | 0 | 0 | 0 | 0 | DemandResponse | 0 | 0 | 0 | 0 | 0 | 0
| New Build Capacity | NonRTO_Midwest | MISO | Coal-CCS | IGCC-CCS | 0 | 0.01 | 0.01 | 0 | 0.01 | 0 | IGCC-CCS | 0 | 0 | 0 | 0 | 0 | 0
| New Build Capacity | NonRTO_Midwest | MISO | Off-shore Wind | WT_off | 0 | 0 | 0 | 0 | 0 | 0 | WT_off | 0 | 0 | 0 | 0 | 0 | 0
| New Build Capacity | NonRTO_Midwest | MISO | Other | PseudoUnit | 0 | 0 | 0 | 0 | 0 | 0 | PseudoUnit | 0 | 0 | 0 | 0 | 0 | 0
| New Build Capacity | NonRTO_Midwest | MISO | HQ/Maritimes | FixedInterchange | 0 | 0 | 0 | 0 | 0 | 0 | FixedInterchange | 0 | 0 | 0 | 0 | 0 | 0
[5 empty] | New Build Capacity by Reporting Type: NYISO_A-F | [6 empty] | New Build Capacity by Reporting Type: NYISO_A-F
[5 empty] | ReportingType | 2015 | 2020 | 2025 | 2030 | 2035 | 2040 | ReportingType | 2015 | 2020 | 2025 | 2030 | 2035 | 2040
| New Build Capacity | NYISO_A-F | Northeast | Other Renew | BM | 0 | 0 | 0 | 0 | 0.01 | 0.03 | BM | 0 | 0 | 0 | 0 | 0 | 0
| New Build Capacity | NYISO_A-F | Northeast | CC | CC | 639 | 0.03 | 0.02 | 0.02 | 0 | 0 | CC | 639 | 0 | 0 | 0 | 0 | 0
| New Build Capacity | NYISO_A-F | Northeast | Other Renew | CSP | 0 | 0 | 0 | 0 | 0 | 0 | CSP | 0 | 0 | 0 | 0 | 0 | 0
| New Build Capacity | NYISO_A-F | Northeast | CT | CT | 0.01 | 0.01 | 0 | 0 | 0 | 0.01 | CT | 0 | 0 | 0 | 0 | 0 | 0
| New Build Capacity | NYISO_A-F | Northeast | Coal | Coal | 0 | 0 | 0 | 0 | 0 | 0 | Coal | 0 | 0 | 0 | 0 | 0 | 0
| New Build Capacity | NYISO_A-F | Northeast | Other Renew | Geo | 0 | 0 | 0 | 0 | 0 | 0 | Geo | 0 | 0 | 0 | 0 | 0 | 0
| New Build Capacity | NYISO_A-F | Northeast | Hydro | H | 0 | 0 | 0 | 0 | 0 | 0 | H | 0 | 0 | 0 | 0 | 0 | 0
| New Build Capacity | NYISO_A-F | Northeast | Other Renew | LFG | 6.4 | 0 | 67.93 | 0 | 0 | 0 | LFG | 6.4 | 0 | 67.93 | 0 | 0 | 0
| New Build Capacity | NYISO_A-F | Northeast | Nuclear | Nuc | 168 | 0 | 0 | 0 | 0 | 0.01 | Nuc | 168 | 0 | 0 | 0 | 0 | 0
| New Build Capacity | NYISO_A-F | Northeast | Other | PS | 0 | 0 | 0 | 0 | 0 | 0 | PS | 0 | 0 | 0 | 0 | 0 | 0
| New Build Capacity | NYISO_A-F | Northeast | Other Renew | PV | 0.01 | 0 | 0 | 0 | 0 | 0 | PV | 0 | 0 | 0 | 0 | 0 | 0
| New Build Capacity | NYISO_A-F | Northeast | CT | PeakG | 0 | 0 | 0 | 0 | 0 | 0 | PeakG | 0 | 0 | 0 | 0 | 0 | 0
| New Build Capacity | NYISO_A-F | Northeast | CT | PeakO | 0 | 0 | 0 | 0 | 0 | 0 | PeakO | 0 | 0 | 0 | 0 | 0 | 0
| New Build Capacity | NYISO_A-F | Northeast | Other Renew | ST | 0 | 0 | 0 | 0 | 0 | 0 | ST | 0 | 0 | 0 | 0 | 0 | 0
| New Build Capacity | NYISO_A-F | Northeast | Steam O/G | STOG | 0 | 0 | 0 | 0 | 0 | 0 | STOG | 0 | 0 | 0 | 0 | 0 | 0
| New Build Capacity | NYISO_A-F | Northeast | Other Renew | STWD | 0 | 0 | 0 | 0 | 0 | 0 | STWD | 0 | 0 | 0 | 0 | 0 | 0
| New Build Capacity | NYISO_A-F | Northeast | On-shore Wind | WT | 2476.33 | 709.8 | 0.03 | 5612.42 | 4691.4 | 0 | WT | 2476.3 | 709.8 | 0 | 6378.31 | 3925.59 | 0
| New Build Capacity | NYISO_A-F | Northeast | Coal | IGCC | 0 | 0 | 0 | 0 | 0 | 0 | IGCC | 0 | 0 | 0 | 0 | 0 | 0
| New Build Capacity | NYISO_A-F | Northeast | DR | DemandResponse | 0 | 0 | 0 | 0 | 0 | 0 | DemandResponse | 0 | 0 | 0 | 0 | 0 | 0
| New Build Capacity | NYISO_A-F | Northeast | Coal-CCS | IGCC-CCS | 0 | 0 | 0 | 0 | 0 | 0 | IGCC-CCS | 0 | 0 | 0 | 0 | 0 | 0
| New Build Capacity | NYISO_A-F | Northeast | Off-shore Wind | WT_off | 0.1 | 0.01 | 0.01 | 0.01 | 0.01 | 0 | WT_off | 0 | 0 | 0 | 0 | 0 | 0
| New Build Capacity | NYISO_A-F | Northeast | Other | PseudoUnit | 0 | 0 | 0 | 0 | 0 | 0 | PseudoUnit | 0 | 0 | 0 | 0 | 0 | 0
| New Build Capacity | NYISO_A-F | Northeast | HQ/Maritimes | FixedInterchange | 0 | 0 | 0 | 0 | 0 | 0 | FixedInterchange | 0 | 0 | 0 | 0 | 0 | 0
[5 empty] | New Build Capacity by Reporting Type: NYISO_G-I | [6 empty] | New Build Capacity by Reporting Type: NYISO_G-I
[5 empty] | ReportingType | 2015 | 2020 | 2025 | 2030 | 2035 | 2040 | ReportingType | 2015 | 2020 | 2025 | 2030 | 2035 | 2040
| New Build Capacity | NYISO_G-I | Northeast | Other Renew | BM | 0 | 0 | 0 | 0 | 562.33 | 0.11 | BM | 0 | 0 | 0 | 0 | 0.01 | 799.99
| New Build Capacity | NYISO_G-I | Northeast | CC | CC | 0.05 | 0.08 | 0.06 | 0.03 | 0.02 | 0 | CC | 0 | 352.05 | 0.01 | 0 | 0 | 0
| New Build Capacity | NYISO_G-I | Northeast | Other Renew | CSP | 0 | 0 | 0 | 0 | 0 | 0 | CSP | 0 | 0 | 0 | 0 | 0 | 0
| New Build Capacity | NYISO_G-I | Northeast | CT | CT | 0.01 | 0.02 | 0 | 0 | 0.03 | 0 | CT | 0 | 0 | 0 | 0 | 0 | 0
| New Build Capacity | NYISO_G-I | Northeast | Coal | Coal | 0 | 0 | 0 | 0 | 0 | 0 | Coal | 0 | 0 | 0 | 0 | 0 | 0
| New Build Capacity | NYISO_G-I | Northeast | Other Renew | Geo | 0 | 0 | 0 | 0 | 0 | 0 | Geo | 0 | 0 | 0 | 0 | 0 | 0
| New Build Capacity | NYISO_G-I | Northeast | Hydro | H | 0 | 0 | 0 | 0 | 0 | 0 | H | 0 | 0 | 0 | 0 | 0 | 0
| New Build Capacity | NYISO_G-I | Northeast | Other Renew | LFG | 0.01 | 0 | 74.32 | 0 | 0 | 0 | LFG | 0 | 0 | 74.33 | 0 | 0 | 0
| New Build Capacity | NYISO_G-I | Northeast | Nuclear | Nuc | 0 | 0 | 0.01 | 0 | 0.6 | 1804.82 | Nuc | 0 | 0 | 0 | 0 | 870.1 | 2837.05
| New Build Capacity | NYISO_G-I | Northeast | Other | PS | 0 | 0 | 0 | 0 | 0 | 0 | PS | 0 | 0 | 0 | 0 | 0 | 0
| New Build Capacity | NYISO_G-I | Northeast | Other Renew | PV | 0.01 | 0 | 0 | 0 | 0.01 | 0 | PV | 0 | 0 | 0 | 0 | 0 | 0
| New Build Capacity | NYISO_G-I | Northeast | CT | PeakG | 0 | 0 | 0 | 0 | 0 | 0 | PeakG | 0 | 0 | 0 | 0 | 0 | 0
| New Build Capacity | NYISO_G-I | Northeast | CT | PeakO | 0 | 0 | 0 | 0 | 0 | 0 | PeakO | 0 | 0 | 0 | 0 | 0 | 0
| New Build Capacity | NYISO_G-I | Northeast | Other Renew | ST | 0 | 0 | 0 | 0 | 0 | 0 | ST | 0 | 0 | 0 | 0 | 0 | 0
| New Build Capacity | NYISO_G-I | Northeast | Steam O/G | STOG | 0 | 0 | 0 | 0 | 0 | 0 | STOG | 0 | 0 | 0 | 0 | 0 | 0
| New Build Capacity | NYISO_G-I | Northeast | Other Renew | STWD | 0 | 0 | 0 | 0 | 0 | 0 | STWD | 0 | 0 | 0 | 0 | 0 | 0
| New Build Capacity | NYISO_G-I | Northeast | On-shore Wind | WT | 0.09 | 59.85 | 0.18 | 299.86 | 0.02 | 0 | WT | 0 | 60 | 0 | 300 | 0 | 0
| New Build Capacity | NYISO_G-I | Northeast | Coal | IGCC | 0 | 0 | 0 | 0 | 0 | 0 | IGCC | 0 | 0 | 0 | 0 | 0 | 0
| New Build Capacity | NYISO_G-I | Northeast | DR | DemandResponse | 0 | 0 | 0 | 0 | 0 | 0 | DemandResponse | 0 | 0 | 0 | 0 | 0 | 0
| New Build Capacity | NYISO_G-I | Northeast | Coal-CCS | IGCC-CCS | 0 | 0 | 0 | 0 | 0.01 | 0 | IGCC-CCS | 0 | 0 | 0 | 0 | 0 | 0
| New Build Capacity | NYISO_G-I | Northeast | Off-shore Wind | WT_off | 0.04 | 0.01 | 0 | 0.01 | 0.01 | 0 | WT_off | 0 | 0 | 0 | 0 | 0 | 0
| New Build Capacity | NYISO_G-I | Northeast | Other | PseudoUnit | 0 | 0 | 0 | 0 | 0 | 0 | PseudoUnit | 0 | 0 | 0 | 0 | 0 | 0
| New Build Capacity | NYISO_G-I | Northeast | HQ/Maritimes | FixedInterchange | 0 | 0 | 0 | 0 | 0 | 0 | FixedInterchange | 0 | 0 | 0 | 0 | 0 | 0
[5 empty] | New Build Capacity by Reporting Type: NYISO_J-K | [6 empty] | New Build Capacity by Reporting Type: NYISO_J-K
[5 empty] | ReportingType | 2015 | 2020 | 2025 | 2030 | 2035 | 2040 | ReportingType | 2015 | 2020 | 2025 | 2030 | 2035 | 2040
| New Build Capacity | NYISO_J-K | Northeast | Other Renew | BM | 0 | 0 | 0 | 0 | 0 | 0 | BM | 0 | 0 | 0 | 0 | 0 | 0
| New Build Capacity | NYISO_J-K | Northeast | CC | CC | 1175.4 | 0.03 | 0.03 | 0.02 | 0.02 | 0 | CC | 1175.4 | 0 | 37.61 | 0 | 0 | 0
| New Build Capacity | NYISO_J-K | Northeast | Other Renew | CSP | 0 | 0 | 0 | 0 | 0 | 0 | CSP | 0 | 0 | 0 | 0 | 0 | 0
| New Build Capacity | NYISO_J-K | Northeast | CT | CT | 0.01 | 0.03 | 0 | 0 | 0.38 | 0 | CT | 0 | 0 | 0 | 0 | 0 | 0
| New Build Capacity | NYISO_J-K | Northeast | Coal | Coal | 0 | 0 | 0 | 0 | 0 | 0 | Coal | 0 | 0 | 0 | 0 | 0 | 0
| New Build Capacity | NYISO_J-K | Northeast | Other Renew | Geo | 0 | 0 | 0 | 0 | 0 | 0 | Geo | 0 | 0 | 0 | 0 | 0 | 0
| New Build Capacity | NYISO_J-K | Northeast | Hydro | H | 0 | 0 | 0 | 0 | 0 | 0 | H | 0 | 0 | 0 | 0 | 0 | 0
| New Build Capacity | NYISO_J-K | Northeast | Other Renew | LFG | 0.01 | 0 | 74.22 | 0.1 | 0 | 0 | LFG | 0 | 0 | 16.09 | 58.24 | 0 | 0
| New Build Capacity | NYISO_J-K | Northeast | Nuclear | Nuc | 0 | 0 | 0 | 0 | 0 | 0 | Nuc | 0 | 0 | 0 | 0 | 0 | 0
| New Build Capacity | NYISO_J-K | Northeast | Other | PS | 0 | 0 | 0 | 0 | 0 | 0 | PS | 0 | 0 | 0 | 0 | 0 | 0
| New Build Capacity | NYISO_J-K | Northeast | Other Renew | PV | 32 | 0 | 0 | 0 | 0 | 0 | PV | 32 | 0 | 0 | 0 | 0 | 0
| New Build Capacity | NYISO_J-K | Northeast | CT | PeakG | 0 | 0 | 0 | 0 | 0 | 0 | PeakG | 0 | 0 | 0 | 0 | 0 | 0
| New Build Capacity | NYISO_J-K | Northeast | CT | PeakO | 0 | 0 | 0 | 0 | 0 | 0 | PeakO | 0 | 0 | 0 | 0 | 0 | 0
| New Build Capacity | NYISO_J-K | Northeast | Other Renew | ST | 0 | 0 | 0 | 0 | 0 | 0 | ST | 0 | 0 | 0 | 0 | 0 | 0
| New Build Capacity | NYISO_J-K | Northeast | Steam O/G | STOG | 0 | 0 | 0 | 0 | 0 | 0 | STOG | 0 | 0 | 0 | 0 | 0 | 0
| New Build Capacity | NYISO_J-K | Northeast | Other Renew | STWD | 0 | 0 | 0 | 0 | 0 | 0 | STWD | 0 | 0 | 0 | 0 | 0 | 0
| New Build Capacity | NYISO_J-K | Northeast | On-shore Wind | WT | 0.03 | 0.01 | 0.02 | 0.11 | 329.23 | 0 | WT | 0 | 0 | 0 | 170 | 160 | 0
| New Build Capacity | NYISO_J-K | Northeast | Coal | IGCC | 0 | 0 | 0 | 0 | 0 | 0 | IGCC | 0 | 0 | 0 | 0 | 0 | 0
| New Build Capacity | NYISO_J-K | Northeast | DR | DemandResponse | 0 | 0 | 0 | 0 | 0 | 0 | DemandResponse | 0 | 0 | 0 | 0 | 0 | 0
| New Build Capacity | NYISO_J-K | Northeast | Coal-CCS | IGCC-CCS | 0 | 0 | 0 | 0 | 0 | 0 | IGCC-CCS | 0 | 0 | 0 | 0 | 0 | 0
| New Build Capacity | NYISO_J-K | Northeast | Off-shore Wind | WT_off | 0.03 | 0 | 0 | 0 | 0 | 0 | WT_off | 0 | 0 | 0 | 0 | 0 | 0
| New Build Capacity | NYISO_J-K | Northeast | Other | PseudoUnit | 0 | 0 | 0 | 0 | 0 | 0 | PseudoUnit | 0 | 0 | 0 | 0 | 0 | 0
| New Build Capacity | NYISO_J-K | Northeast | HQ/Maritimes | FixedInterchange | 0 | 0 | 0 | 0 | 0 | 0 | FixedInterchange | 0 | 0 | 0 | 0 | 0 | 0
[5 empty] | New Build Capacity by Reporting Type: PJM_E | [6 empty] | New Build Capacity by Reporting Type: PJM_E
[5 empty] | ReportingType | 2015 | 2020 | 2025 | 2030 | 2035 | 2040 | ReportingType | 2015 | 2020 | 2025 | 2030 | 2035 | 2040
| New Build Capacity | PJM_E | PJM_MAAC | Other Renew | BM | 30 | 0 | 0 | 0 | 0.03 | 0.01 | BM | 30 | 0 | 0 | 0 | 0 | 0
| New Build Capacity | PJM_E | PJM_MAAC | CC | CC | 4634.3 | 0.05 | 0.04 | 0.06 | 0 | 0 | CC | 4634.3 | 0 | 0 | 0 | 0 | 0
| New Build Capacity | PJM_E | PJM_MAAC | Other Renew | CSP | 0 | 0 | 0 | 0 | 0 | 0 | CSP | 0 | 0 | 0 | 0 | 0 | 0
| New Build Capacity | PJM_E | PJM_MAAC | CT | CT | 26.2 | 0 | 0 | 0 | 0 | 0 | CT | 26.2 | 0 | 0 | 0 | 0 | 0
| New Build Capacity | PJM_E | PJM_MAAC | Coal | Coal | 27 | 0 | 0 | 0 | 0 | 0 | Coal | 27 | 0 | 0 | 0 | 0 | 0
| New Build Capacity | PJM_E | PJM_MAAC | Other Renew | Geo | 0 | 0 | 0 | 0 | 0 | 0 | Geo | 0 | 0 | 0 | 0 | 0 | 0
| New Build Capacity | PJM_E | PJM_MAAC | Hydro | H | 0 | 0 | 0 | 0 | 0 | 0 | H | 0 | 0 | 0 | 0 | 0 | 0
| New Build Capacity | PJM_E | PJM_MAAC | Other Renew | LFG | 9.1 | 132.9 | 0 | 0 | 0 | 0 | LFG | 9.1 | 132.9 | 0 | 0 | 0 | 0
| New Build Capacity | PJM_E | PJM_MAAC | Nuclear | Nuc | 38 | 0 | 0 | 0.03 | 0.05 | 0.09 | Nuc | 38 | 0 | 0 | 0 | 0 | 0
| New Build Capacity | PJM_E | PJM_MAAC | Other | PS | 0 | 0 | 0 | 0 | 0 | 0 | PS | 0 | 0 | 0 | 0 | 0 | 0
| New Build Capacity | PJM_E | PJM_MAAC | Other Renew | PV | 25.45 | 0 | 0 | 0 | 0 | 0 | PV | 25.45 | 0 | 0 | 0 | 0 | 0
| New Build Capacity | PJM_E | PJM_MAAC | CT | PeakG | 0 | 0 | 0 | 0 | 0 | 0 | PeakG | 0 | 0 | 0 | 0 | 0 | 0
| New Build Capacity | PJM_E | PJM_MAAC | CT | PeakO | 0 | 0 | 0 | 0 | 0 | 0 | PeakO | 0 | 0 | 0 | 0 | 0 | 0
| New Build Capacity | PJM_E | PJM_MAAC | Other Renew | ST | 0 | 0 | 0 | 0 | 0 | 0 | ST | 0 | 0 | 0 | 0 | 0 | 0
| New Build Capacity | PJM_E | PJM_MAAC | Steam O/G | STOG | 0 | 0 | 0 | 0 | 0 | 0 | STOG | 0 | 0 | 0 | 0 | 0 | 0
| New Build Capacity | PJM_E | PJM_MAAC | Other Renew | STWD | 0 | 0 | 0 | 0 | 0 | 0 | STWD | 0 | 0 | 0 | 0 | 0 | 0
| New Build Capacity | PJM_E | PJM_MAAC | On-shore Wind | WT | 1150.03 | 0.01 | 0.01 | 0.01 | 0 | 0.01 | WT | 1150 | 0 | 0 | 0 | 0 | 0
| New Build Capacity | PJM_E | PJM_MAAC | Coal | IGCC | 0 | 0 | 0 | 0 | 0 | 0 | IGCC | 0 | 0 | 0 | 0 | 0 | 0
| New Build Capacity | PJM_E | PJM_MAAC | DR | DemandResponse | 0 | 0 | 0 | 0 | 0 | 0 | DemandResponse | 0 | 0 | 0 | 0 | 0 | 0
| New Build Capacity | PJM_E | PJM_MAAC | Coal-CCS | IGCC-CCS | 0 | 0 | 0 | 0 | 0.01 | 0 | IGCC-CCS | 0 | 0 | 0 | 0 | 0 | 0
| New Build Capacity | PJM_E | PJM_MAAC | Off-shore Wind | WT_off | 0.03 | 0.01 | 1100 | 0 | 0 | 0 | WT_off | 0 | 0 | 1100 | 0 | 0 | 0
| New Build Capacity | PJM_E | PJM_MAAC | Other | PseudoUnit | 0 | 0 | 0 | 0 | 0 | 0 | PseudoUnit | 0 | 0 | 0 | 0 | 0 | 0
| New Build Capacity | PJM_E | PJM_MAAC | HQ/Maritimes | FixedInterchange | 0 | 0 | 0 | 0 | 0 | 0 | FixedInterchange | 0 | 0 | 0 | 0 | 0 | 0
[5 empty] | New Build Capacity by Reporting Type: PJM_ROM | [6 empty] | New Build Capacity by Reporting Type: PJM_ROM
[5 empty] | ReportingType | 2015 | 2020 | 2025 | 2030 | 2035 | 2040 | ReportingType | 2015 | 2020 | 2025 | 2030 | 2035 | 2040
| New Build Capacity | PJM_ROM | PJM_MAAC | Other Renew | BM | 18 | 0 | 0 | 1130.64 | 1.51 | 1207.48 | BM | 18 | 0 | 0 | 0 | 0.07 | 2339.72
| New Build Capacity | PJM_ROM | PJM_MAAC | CC | CC | 1678.5 | 0.06 | 0.04 | 0.06 | 0 | 0 | CC | 1678.5 | 0 | 0 | 0 | 0 | 0
| New Build Capacity | PJM_ROM | PJM_MAAC | Other Renew | CSP | 0 | 0 | 0 | 0 | 0 | 0 | CSP | 0 | 0 | 0 | 0 | 0 | 0
| New Build Capacity | PJM_ROM | PJM_MAAC | CT | CT | 16 | 0 | 0 | 0 | 0 | 0 | CT | 16 | 0 | 0 | 0 | 0 | 0
| New Build Capacity | PJM_ROM | PJM_MAAC | Coal | Coal | 32.5 | 0 | 0 | 0 | 0 | 0 | Coal | 32.5 | 0 | 0 | 0 | 0 | 0
| New Build Capacity | PJM_ROM | PJM_MAAC | Other Renew | Geo | 0 | 0 | 0 | 0 | 0 | 0 | Geo | 0 | 0 | 0 | 0 | 0 | 0
| New Build Capacity | PJM_ROM | PJM_MAAC | Hydro | H | 0 | 0.05 | 0.04 | 677.91 | 0 | 0 | H | 0 | 0 | 678 | 0 | 0 | 0
| New Build Capacity | PJM_ROM | PJM_MAAC | Other Renew | LFG | 18.9 | 265.1 | 0 | 0 | 0 | 0 | LFG | 18.9 | 265.1 | 0 | 0 | 0 | 0
| New Build Capacity | PJM_ROM | PJM_MAAC | Nuclear | Nuc | 0 | 0 | 0 | 0.06 | 0.2 | 8464.4 | Nuc | 0 | 0 | 0 | 0 | 6966.43 | 4382.3
| New Build Capacity | PJM_ROM | PJM_MAAC | Other | PS | 0 | 0 | 0 | 0 | 0 | 0 | PS | 0 | 0 | 0 | 0 | 0 | 0
| New Build Capacity | PJM_ROM | PJM_MAAC | Other Renew | PV | 0.01 | 1355.59 | 758.2 | 169.69 | 13.37 | 60.69 | PV | 0 | 1355.02 | 758.73 | 169.92 | 13.03 | 60.93
| New Build Capacity | PJM_ROM | PJM_MAAC | CT | PeakG | 0 | 0 | 0 | 0 | 0 | 0 | PeakG | 0 | 0 | 0 | 0 | 0 | 0
| New Build Capacity | PJM_ROM | PJM_MAAC | CT | PeakO | 0 | 0 | 0 | 0 | 0 | 0 | PeakO | 0 | 0 | 0 | 0 | 0 | 0
| New Build Capacity | PJM_ROM | PJM_MAAC | Other Renew | ST | 0 | 0 | 0 | 0 | 0 | 0 | ST | 0 | 0 | 0 | 0 | 0 | 0
| New Build Capacity | PJM_ROM | PJM_MAAC | Steam O/G | STOG | 0 | 0 | 0 | 0 | 0 | 0 | STOG | 0 | 0 | 0 | 0 | 0 | 0
| New Build Capacity | PJM_ROM | PJM_MAAC | Other Renew | STWD | 0 | 0 | 0 | 0 | 0 | 0 | STWD | 0 | 0 | 0 | 0 | 0 | 0
| New Build Capacity | PJM_ROM | PJM_MAAC | On-shore Wind | WT | 479.86 | 750.24 | 0.02 | 0.01 | 0 | 0 | WT | 479.8 | 750.2 | 0 | 0 | 0 | 0
| New Build Capacity | PJM_ROM | PJM_MAAC | Coal | IGCC | 0 | 0 | 0 | 0 | 0 | 0 | IGCC | 0 | 0 | 0 | 0 | 0 | 0
| New Build Capacity | PJM_ROM | PJM_MAAC | DR | DemandResponse | 0 | 0 | 0 | 0 | 0 | 0 | DemandResponse | 0 | 0 | 0 | 0 | 0 | 0
| New Build Capacity | PJM_ROM | PJM_MAAC | Coal-CCS | IGCC-CCS | 0 | 0 | 0 | 0.01 | 0.01 | 0 | IGCC-CCS | 0 | 0 | 0 | 0 | 0 | 0
| New Build Capacity | PJM_ROM | PJM_MAAC | Off-shore Wind | WT_off | 0.03 | 0.01 | 0.01 | 0 | 0 | 0 | WT_off | 0 | 0 | 0 | 0 | 0 | 0
| New Build Capacity | PJM_ROM | PJM_MAAC | Other | PseudoUnit | 0 | 0 | 0 | 0 | 0 | 0 | PseudoUnit | 0 | 0 | 0 | 0 | 0 | 0
| New Build Capacity | PJM_ROM | PJM_MAAC | HQ/Maritimes | FixedInterchange | 0 | 0 | 0 | 0 | 0 | 0 | FixedInterchange | 0 | 0 | 0 | 0 | 0 | 0
[5 empty] | New Build Capacity by Reporting Type: PJM_ROR | [6 empty] | New Build Capacity by Reporting Type: PJM_ROR
[5 empty] | ReportingType | 2015 | 2020 | 2025 | 2030 | 2035 | 2040 | ReportingType | 2015 | 2020 | 2025 | 2030 | 2035 | 2040
| New Build Capacity | PJM_ROR | PJM_ROR | Other Renew | BM | 385 | 0 | 0 | 0 | 3518.55 | 5318.23 | BM | 385 | 0 | 0 | 0 | 0 | 10171.34
| New Build Capacity | PJM_ROR | PJM_ROR | CC | CC | 13378.96 | 6808.84 | 0.07 | 0.13 | 0 | 0 | CC | 20593.43 | 7343.97 | 0 | 0 | 0 | 0
| New Build Capacity | PJM_ROR | PJM_ROR | Other Renew | CSP | 0 | 0 | 0 | 0 | 0 | 0 | CSP | 0 | 0 | 0 | 0 | 0 | 0
| New Build Capacity | PJM_ROR | PJM_ROR | CT | CT | 29 | 0 | 0 | 0 | 0 | 0 | CT | 29 | 0 | 0 | 0 | 0 | 0
| New Build Capacity | PJM_ROR | PJM_ROR | Coal | Coal | 2164 | 0 | 0 | 0 | 0 | 0 | Coal | 2164 | 0 | 0 | 0 | 0 | 0
| New Build Capacity | PJM_ROR | PJM_ROR | Other Renew | Geo | 0 | 0 | 0 | 0 | 0 | 0 | Geo | 0 | 0 | 0 | 0 | 0 | 0
| New Build Capacity | PJM_ROR | PJM_ROR | Hydro | H | 0 | 503 | 0 | 0 | 0 | 0 | H | 0 | 503 | 0 | 0 | 0 | 0
| New Build Capacity | PJM_ROR | PJM_ROR | Other Renew | LFG | 57.4 | 513.7 | 0 | 0 | 0 | 0 | LFG | 57.4 | 513.71 | 0 | 0 | 0 | 0
| New Build Capacity | PJM_ROR | PJM_ROR | Nuclear | Nuc | 38 | 0 | 0 | 411.02 | 4473.83 | 2137.09 | Nuc | 38 | 0 | 0 | 0 | 4348.73 | 19772.81
| New Build Capacity | PJM_ROR | PJM_ROR | Other | PS | 0 | 0 | 0 | 0 | 0 | 0 | PS | 0 | 0 | 0 | 0 | 0 | 0
| New Build Capacity | PJM_ROR | PJM_ROR | Other Renew | PV | 0.01 | 0.01 | 0.01 | 0 | 0 | 0 | PV | 0 | 0 | 0 | 0 | 0 | 0
| New Build Capacity | PJM_ROR | PJM_ROR | CT | PeakG | 0 | 0 | 0 | 0 | 0 | 0 | PeakG | 0 | 0 | 0 | 0 | 0 | 0
| New Build Capacity | PJM_ROR | PJM_ROR | CT | PeakO | 0 | 0 | 0 | 0 | 0 | 0 | PeakO | 0 | 0 | 0 | 0 | 0 | 0
| New Build Capacity | PJM_ROR | PJM_ROR | Other Renew | ST | 0 | 0 | 0 | 0 | 0 | 0 | ST | 0 | 0 | 0 | 0 | 0 | 0
| New Build Capacity | PJM_ROR | PJM_ROR | Steam O/G | STOG | 0 | 0 | 0 | 0 | 0 | 0 | STOG | 0 | 0 | 0 | 0 | 0 | 0
| New Build Capacity | PJM_ROR | PJM_ROR | Other Renew | STWD | 0 | 0 | 0 | 0 | 0 | 0 | STWD | 0 | 0 | 0 | 0 | 0 | 0
| New Build Capacity | PJM_ROR | PJM_ROR | On-shore Wind | WT | 8325.7 | 191.7 | 0 | 0 | 0 | 0 | WT | 8325.7 | 191.7 | 6849.27 | 24241.06 | 0 | 0
| New Build Capacity | PJM_ROR | PJM_ROR | Coal | IGCC | 0.01 | 0 | 0 | 0 | 0 | 0 | IGCC | 0 | 0 | 0 | 0 | 0 | 0
| New Build Capacity | PJM_ROR | PJM_ROR | DR | DemandResponse | 0 | 0 | 0 | 0 | 0 | 0 | DemandResponse | 0 | 0 | 0 | 0 | 0 | 0
| New Build Capacity | PJM_ROR | PJM_ROR | Coal-CCS | IGCC-CCS | 0 | 0.01 | 0 | 0.01 | 0.01 | 0 | IGCC-CCS | 0 | 0 | 0 | 0 | 0 | 0
| New Build Capacity | PJM_ROR | PJM_ROR | Off-shore Wind | WT_off | 0.07 | 0 | 0 | 0 | 0 | 0 | WT_off | 0 | 0 | 0 | 0 | 0 | 0
| New Build Capacity | PJM_ROR | PJM_ROR | Other | PseudoUnit | 0 | 0 | 0 | 0 | 0 | 0 | PseudoUnit | 0 | 0 | 0 | 0 | 0 | 0
| New Build Capacity | PJM_ROR | PJM_ROR | HQ/Maritimes | FixedInterchange | 0 | 0 | 0 | 0 | 0 | 0 | FixedInterchange | 0 | 0 | 0 | 0 | 0 | 0
[5 empty] | New Build Capacity by Reporting Type: SOCO | [6 empty] | New Build Capacity by Reporting Type: SOCO
[5 empty] | ReportingType | 2015 | 2020 | 2025 | 2030 | 2035 | 2040 | ReportingType | 2015 | 2020 | 2025 | 2030 | 2035 | 2040
| New Build Capacity | SOCO | South | Other Renew | BM | 55 | 0 | 0 | 0 | 6499.86 | 0.31 | BM | 55 | 0 | 0 | 0 | 3673.49 | 2826.75
| New Build Capacity | SOCO | South | CC | CC | 6748.82 | 4942.64 | 0.13 | 0.08 | 0 | 0 | CC | 7516.52 | 4932.87 | 0 | 0 | 0 | 0
| New Build Capacity | SOCO | South | Other Renew | CSP | 0 | 0 | 0 | 0 | 0 | 0 | CSP | 0 | 0 | 0 | 0 | 0 | 0
| New Build Capacity | SOCO | South | CT | CT | 0.02 | 0.04 | 0 | 0 | 0 | 0 | CT | 0 | 0 | 0 | 0 | 0 | 0
| New Build Capacity | SOCO | South | Coal | Coal | 0.01 | 0.01 | 0 | 0 | 0 | 0 | Coal | 0 | 0 | 0 | 0 | 0 | 0
| New Build Capacity | SOCO | South | Other Renew | Geo | 0 | 0 | 0 | 0 | 0 | 0 | Geo | 0 | 0 | 0 | 0 | 0 | 0
| New Build Capacity | SOCO | South | Hydro | H | 0 | 0 | 0.01 | 0.01 | 0.02 | 0 | H | 0 | 0 | 0 | 0 | 0 | 0
| New Build Capacity | SOCO | South | Other Renew | LFG | 0.02 | 0 | 107.39 | 0 | 0 | 0 | LFG | 0 | 0 | 107.4 | 0 | 0 | 0
| New Build Capacity | SOCO | South | Nuclear | Nuc | 70 | 2200 | 0 | 181.12 | 12454.26 | 8113.76 | Nuc | 70 | 2200 | 0 | 8237.74 | 5872.55 | 5097.52
| New Build Capacity | SOCO | South | Other | PS | 0 | 0 | 0 | 0 | 0 | 0 | PS | 0 | 0 | 0 | 0 | 0 | 0
| New Build Capacity | SOCO | South | Other Renew | PV | 0.01 | 0 | 0 | 0 | 0 | 0.01 | PV | 0 | 0 | 0 | 0 | 0 | 0
| New Build Capacity | SOCO | South | CT | PeakG | 0 | 0 | 0 | 0 | 0 | 0 | PeakG | 0 | 0 | 0 | 0 | 0 | 0
| New Build Capacity | SOCO | South | CT | PeakO | 0 | 0 | 0 | 0 | 0 | 0 | PeakO | 0 | 0 | 0 | 0 | 0 | 0
| New Build Capacity | SOCO | South | Other Renew | ST | 0 | 0 | 0 | 0 | 0 | 0 | ST | 0 | 0 | 0 | 0 | 0 | 0
| New Build Capacity | SOCO | South | Steam O/G | STOG | 0 | 0 | 0 | 0 | 0 | 0 | STOG | 0 | 0 | 0 | 0 | 0 | 0
| New Build Capacity | SOCO | South | Other Renew | STWD | 0 | 0 | 0 | 0 | 0 | 0 | STWD | 0 | 0 | 0 | 0 | 0 | 0
| New Build Capacity | SOCO | South | On-shore Wind | WT | 0.02 | 0.01 | 0.01 | 0 | 0 | 0 | WT | 0 | 0 | 0 | 0 | 100 | 0
| New Build Capacity | SOCO | South | Coal | IGCC | 0.01 | 0.01 | 0 | 0 | 0 | 0 | IGCC | 0 | 0 | 0 | 0 | 0 | 0
| New Build Capacity | SOCO | South | DR | DemandResponse | 0 | 0 | 0 | 0 | 0 | 0 | DemandResponse | 0 | 0 | 0 | 0 | 0 | 0
| New Build Capacity | SOCO | South | Coal-CCS | IGCC-CCS | 0 | 0.01 | 0.01 | 0.01 | 0.02 | 0 | IGCC-CCS | 0 | 0 | 0 | 0 | 0 | 0
| New Build Capacity | SOCO | South | Off-shore Wind | WT_off | 0 | 0 | 0 | 0 | 0 | 0 | WT_off | 0 | 0 | 0 | 0 | 0 | 0
| New Build Capacity | SOCO | South | Other | PseudoUnit | 0 | 0 | 0 | 0 | 0 | 0 | PseudoUnit | 0 | 0 | 0 | 0 | 0 | 0
| New Build Capacity | SOCO | South | HQ/Maritimes | FixedInterchange | 0 | 0 | 0 | 0 | 0 | 0 | FixedInterchange | 0 | 0 | 0 | 0 | 0 | 0
[5 empty] | New Build Capacity by Reporting Type: SPP_N | [6 empty] | New Build Capacity by Reporting Type: SPP_N
[5 empty] | ReportingType | 2015 | 2020 | 2025 | 2030 | 2035 | 2040 | ReportingType | 2015 | 2020 | 2025 | 2030 | 2035 | 2040
| New Build Capacity | SPP_N | Southwest | Other Renew | BM | 0 | 0 | 0 | 0 | 0.01 | 0 | BM | 0 | 0 | 0 | 0 | 0 | 0
| New Build Capacity | SPP_N | Southwest | CC | CC | 0.16 | 0.11 | 0.08 | 0.11 | 0.08 | 0 | CC | 0.06 | 1356.49 | 0 | 0.02 | 0 | 0
| New Build Capacity | SPP_N | Southwest | Other Renew | CSP | 0 | 0 | 0 | 0 | 0 | 0 | CSP | 0 | 0 | 0 | 0 | 0 | 0
| New Build Capacity | SPP_N | Southwest | CT | CT | 0.03 | 0.06 | 0 | 266.07 | 1379.77 | 0 | CT | 0 | 0 | 0 | 290.76 | 156.63 | 0
| New Build Capacity | SPP_N | Southwest | Coal | Coal | 465.04 | 0 | 0 | 0 | 0 | 0 | Coal | 465.04 | 0 | 0 | 0 | 0 | 0
| New Build Capacity | SPP_N | Southwest | Other Renew | Geo | 0 | 0 | 0 | 0 | 0 | 0 | Geo | 0 | 0 | 0 | 0 | 0 | 0
| New Build Capacity | SPP_N | Southwest | Hydro | H | 0 | 0 | 0 | 0 | 0 | 0 | H | 0 | 0 | 0 | 0 | 0 | 0
| New Build Capacity | SPP_N | Southwest | Other Renew | LFG | 0.01 | 0 | 0.01 | 94.98 | 0 | 0 | LFG | 0 | 0 | 0 | 95 | 0 | 0
| New Build Capacity | SPP_N | Southwest | Nuclear | Nuc | 0 | 0 | 0 | 0 | 0 | 0 | Nuc | 0 | 0 | 0 | 0 | 0 | 0
| New Build Capacity | SPP_N | Southwest | Other | PS | 0 | 0 | 0 | 0 | 0 | 0 | PS | 0 | 0 | 0 | 0 | 0 | 0
| New Build Capacity | SPP_N | Southwest | Other Renew | PV | 0.01 | 0 | 0 | 0 | 0 | 0 | PV | 0 | 0 | 0 | 0 | 0 | 0
| New Build Capacity | SPP_N | Southwest | CT | PeakG | 0 | 0 | 0 | 0 | 0 | 0 | PeakG | 0 | 0 | 0 | 0 | 0 | 0
| New Build Capacity | SPP_N | Southwest | CT | PeakO | 0 | 0 | 0 | 0 | 0 | 0 | PeakO | 0 | 0 | 0 | 0 | 0 | 0
| New Build Capacity | SPP_N | Southwest | Other Renew | ST | 0 | 0 | 0 | 0 | 0 | 0 | ST | 0 | 0 | 0 | 0 | 0 | 0
| New Build Capacity | SPP_N | Southwest | Steam O/G | STOG | 0 | 0 | 0 | 0 | 0 | 0 | STOG | 0 | 0 | 0 | 0 | 0 | 0
| New Build Capacity | SPP_N | Southwest | Other Renew | STWD | 0 | 0 | 0 | 0 | 0 | 0 | STWD | 0 | 0 | 0 | 0 | 0 | 0
| New Build Capacity | SPP_N | Southwest | On-shore Wind | WT | 0.04 | 32805.39 | 34094.72 | 0.08 | 0 | 3593.23 | WT | 0 | 21780.92 | 5090.94 | 1428.86 | 10810.05 | 1183.87
| New Build Capacity | SPP_N | Southwest | Coal | IGCC | 0.01 | 0 | 0 | 0 | 0 | 0 | IGCC | 0 | 0 | 0 | 0 | 0 | 0
| New Build Capacity | SPP_N | Southwest | DR | DemandResponse | 0 | 0 | 0 | 0 | 0 | 0 | DemandResponse | 0 | 0 | 0 | 0 | 0 | 0
| New Build Capacity | SPP_N | Southwest | Coal-CCS | IGCC-CCS | 0 | 0 | 0 | 0 | 0.01 | 0 | IGCC-CCS | 0 | 0 | 0 | 0 | 0 | 0
| New Build Capacity | SPP_N | Southwest | Off-shore Wind | WT_off | 0 | 0 | 0 | 0 | 0 | 0 | WT_off | 0 | 0 | 0 | 0 | 0 | 0
| New Build Capacity | SPP_N | Southwest | Other | PseudoUnit | 0 | 0 | 0 | 0 | 0 | 0 | PseudoUnit | 0 | 0 | 0 | 0 | 0 | 0
| New Build Capacity | SPP_N | Southwest | HQ/Maritimes | FixedInterchange | 0 | 0 | 0 | 0 | 0 | 0 | FixedInterchange | 0 | 0 | 0 | 0 | 0 | 0
[5 empty] | New Build Capacity by Reporting Type: SPP_S | [6 empty] | New Build Capacity by Reporting Type: SPP_S
[5 empty] | ReportingType | 2015 | 2020 | 2025 | 2030 | 2035 | 2040 | ReportingType | 2015 | 2020 | 2025 | 2030 | 2035 | 2040
| New Build Capacity | SPP_S | Southwest | Other Renew | BM | 0 | 0 | 0 | 0 | 0.01 | 0.01 | BM | 0 | 0 | 0 | 0 | 0 | 0
| New Build Capacity | SPP_S | Southwest | CC | CC | 0.24 | 0.17 | 0.12 | 0.18 | 0.13 | 0 | CC | 0.01 | 4395.87 | 0.01 | 0.06 | 0 | 0
| New Build Capacity | SPP_S | Southwest | Other Renew | CSP | 0 | 0 | 0 | 0 | 0 | 0 | CSP | 0 | 0 | 0 | 0 | 0 | 0
| New Build Capacity | SPP_S | Southwest | CT | CT | 413.03 | 300.02 | 0 | 164.79 | 1584.58 | 0 | CT | 412.99 | 300 | 0 | 0.05 | 0.04 | 0
| New Build Capacity | SPP_S | Southwest | Coal | Coal | 988.01 | 0 | 0 | 0 | 0 | 0 | Coal | 988 | 0 | 0 | 0 | 0 | 0
| New Build Capacity | SPP_S | Southwest | Other Renew | Geo | 0 | 0 | 0 | 0 | 0 | 0 | Geo | 0 | 0 | 0 | 0 | 0 | 0
| New Build Capacity | SPP_S | Southwest | Hydro | H | 0 | 0.01 | 0 | 0.02 | 90.97 | 0 | H | 0 | 0 | 0 | 0 | 0 | 91
| New Build Capacity | SPP_S | Southwest | Other Renew | LFG | 0.01 | 0 | 0.01 | 94.98 | 0 | 0 | LFG | 0 | 0 | 0 | 95 | 0 | 0
| New Build Capacity | SPP_S | Southwest | Nuclear | Nuc | 0 | 0 | 0 | 0 | 0 | 0 | Nuc | 0 | 0 | 0 | 0 | 0 | 0
| New Build Capacity | SPP_S | Southwest | Other | PS | 0 | 0 | 0 | 0 | 0 | 0 | PS | 0 | 0 | 0 | 0 | 0 | 0
| New Build Capacity | SPP_S | Southwest | Other Renew | PV | 0.02 | 0 | 0 | 0 | 0 | 0 | PV | 0 | 0 | 0 | 0 | 0 | 0
| New Build Capacity | SPP_S | Southwest | CT | PeakG | 0 | 0 | 0 | 0 | 0 | 0 | PeakG | 0 | 0 | 0 | 0 | 0 | 0
| New Build Capacity | SPP_S | Southwest | CT | PeakO | 0 | 0 | 0 | 0 | 0 | 0 | PeakO | 0 | 0 | 0 | 0 | 0 | 0
| New Build Capacity | SPP_S | Southwest | Other Renew | ST | 0 | 0 | 0 | 0 | 0 | 0 | ST | 0 | 0 | 0 | 0 | 0 | 0
| New Build Capacity | SPP_S | Southwest | Steam O/G | STOG | 0 | 0 | 0 | 0 | 0 | 0 | STOG | 0 | 0 | 0 | 0 | 0 | 0
| New Build Capacity | SPP_S | Southwest | Other Renew | STWD | 0 | 0 | 0 | 0 | 0 | 0 | STWD | 0 | 0 | 0 | 0 | 0 | 0
| New Build Capacity | SPP_S | Southwest | On-shore Wind | WT | 430.02 | 43880.73 | 0.12 | 0.04 | 0 | 0.06 | WT | 430 | 34373.5 | 0 | 3505.73 | 2893.66 | 1888.18
| New Build Capacity | SPP_S | Southwest | Coal | IGCC | 0.01 | 0.01 | 0 | 0 | 0 | 0 | IGCC | 0 | 0 | 0 | 0 | 0 | 0
| New Build Capacity | SPP_S | Southwest | DR | DemandResponse | 0 | 0 | 0 | 0 | 0 | 0 | DemandResponse | 0 | 0 | 0 | 0 | 0 | 0
| New Build Capacity | SPP_S | Southwest | Coal-CCS | IGCC-CCS | 0 | 0.01 | 0 | 0 | 0.01 | 0 | IGCC-CCS | 0 | 0 | 0 | 0 | 0 | 0
| New Build Capacity | SPP_S | Southwest | Off-shore Wind | WT_off | 0 | 0 | 0 | 0 | 0 | 0 | WT_off | 0 | 0 | 0 | 0 | 0 | 0
| New Build Capacity | SPP_S | Southwest | Other | PseudoUnit | 0 | 0 | 0 | 0 | 0 | 0 | PseudoUnit | 0 | 0 | 0 | 0 | 0 | 0
| New Build Capacity | SPP_S | Southwest | HQ/Maritimes | FixedInterchange | 0 | 0 | 0 | 0 | 0 | 0 | FixedInterchange | 0 | 0 | 0 | 0 | 0 | 0
[5 empty] | New Build Capacity by Reporting Type: TVA | [6 empty] | New Build Capacity by Reporting Type: TVA
[5 empty] | ReportingType | 2015 | 2020 | 2025 | 2030 | 2035 | 2040 | ReportingType | 2015 | 2020 | 2025 | 2030 | 2035 | 2040
| New Build Capacity | TVA | South | Other Renew | BM | 0 | 0 | 0 | 0 | 7394.16 | 0.07 | BM | 0 | 0 | 0 | 0 | 7394.28 | 0
| New Build Capacity | TVA | South | CC | CC | 3364.3 | 4841.47 | 0.07 | 0.04 | 0 | 0 | CC | 4438.38 | 4829.21 | 0 | 0 | 0 | 0
| New Build Capacity | TVA | South | Other Renew | CSP | 0 | 0 | 0 | 0 | 0 | 0 | CSP | 0 | 0 | 0 | 0 | 0 | 0
| New Build Capacity | TVA | South | CT | CT | 0.01 | 0.04 | 0 | 0 | 0 | 0 | CT | 0 | 0 | 0 | 0 | 0 | 0
| New Build Capacity | TVA | South | Coal | Coal | 0.01 | 0.01 | 0 | 0 | 0 | 0 | Coal | 0 | 0 | 0 | 0 | 0 | 0
| New Build Capacity | TVA | South | Other Renew | Geo | 0 | 0 | 0 | 0 | 0 | 0 | Geo | 0 | 0 | 0 | 0 | 0 | 0
| New Build Capacity | TVA | South | Hydro | H | 0 | 0.01 | 26.88 | 0.1 | 0 | 0 | H | 0 | 0 | 27 | 0 | 0 | 0
| New Build Capacity | TVA | South | Other Renew | LFG | 0.01 | 0 | 107.39 | 0 | 0 | 0 | LFG | 0 | 0 | 107.4 | 0 | 0 | 0
| New Build Capacity | TVA | South | Nuclear | Nuc | 1697.89 | 0 | 0 | 1246.09 | 2270.89 | 3552.79 | Nuc | 1697.89 | 0 | 0 | 0 | 1340.57 | 4496.7
| New Build Capacity | TVA | South | Other | PS | 0 | 0 | 0 | 0 | 0 | 0 | PS | 0 | 0 | 0 | 0 | 0 | 0
| New Build Capacity | TVA | South | Other Renew | PV | 0.01 | 0 | 0 | 0 | 0 | 0.01 | PV | 0 | 0 | 0 | 0 | 0 | 0.02
| New Build Capacity | TVA | South | CT | PeakG | 0 | 0 | 0 | 0 | 0 | 0 | PeakG | 0 | 0 | 0 | 0 | 0 | 0
| New Build Capacity | TVA | South | CT | PeakO | 0 | 0 | 0 | 0 | 0 | 0 | PeakO | 0 | 0 | 0 | 0 | 0 | 0
| New Build Capacity | TVA | South | Other Renew | ST | 0 | 0 | 0 | 0 | 0 | 0 | ST | 0 | 0 | 0 | 0 | 0 | 0
| New Build Capacity | TVA | South | Steam O/G | STOG | 0 | 0 | 0 | 0 | 0 | 0 | STOG | 0 | 0 | 0 | 0 | 0 | 0
| New Build Capacity | TVA | South | Other Renew | STWD | 0 | 0 | 0 | 0 | 0 | 0 | STWD | 0 | 0 | 0 | 0 | 0 | 0
| New Build Capacity | TVA | South | On-shore Wind | WT | 0.02 | 0.01 | 0.01 | 0.01 | 0 | 0 | WT | 0 | 0 | 0 | 0 | 100 | 0
| New Build Capacity | TVA | South | Coal | IGCC | 0.01 | 0 | 0 | 0 | 0 | 0 | IGCC | 0 | 0 | 0 | 0 | 0 | 0
| New Build Capacity | TVA | South | DR | DemandResponse | 0 | 0 | 0 | 0 | 0 | 0 | DemandResponse | 0 | 0 | 0 | 0 | 0 | 0
| New Build Capacity | TVA | South | Coal-CCS | IGCC-CCS | 0 | 0.01 | 0.01 | 0 | 0.01 | 0 | IGCC-CCS | 0 | 0 | 0 | 0 | 0 | 0
| New Build Capacity | TVA | South | Off-shore Wind | WT_off | 0 | 0 | 0 | 0 | 0 | 0 | WT_off | 0 | 0 | 0 | 0 | 0 | 0
| New Build Capacity | TVA | South | Other | PseudoUnit | 0 | 0 | 0 | 0 | 0 | 0 | PseudoUnit | 0 | 0 | 0 | 0 | 0 | 0
| New Build Capacity | TVA | South | HQ/Maritimes | FixedInterchange | 0 | 0 | 0 | 0 | 0 | 0 | FixedInterchange | 0 | 0 | 0 | 0 | 0 | 0
[5 empty] | New Build Capacity by Reporting Type: TVA_Transmission | [6 empty] | New Build Capacity by Reporting Type: TVA_Transmission
[5 empty] | ReportingType | 2015 | 2020 | 2025 | 2030 | 2035 | 2040 | ReportingType | 2015 | 2020 | 2025 | 2030 | 2035 | 2040
| New Build Capacity | TVA_Transmission | South | Other Renew | BM | 0 | 0 | 0 | 0 | 0 | 0 | BM | 0 | 0 | 0 | 0 | 0 | 0
| New Build Capacity | TVA_Transmission | South | CC | CC | 0 | 0 | 0 | 0 | 0 | 0 | CC | 0 | 0 | 0 | 0 | 0 | 0
| New Build Capacity | TVA_Transmission | South | Other Renew | CSP | 0 | 0 | 0 | 0 | 0 | 0 | CSP | 0 | 0 | 0 | 0 | 0 | 0
| New Build Capacity | TVA_Transmission | South | CT | CT | 0 | 0 | 0 | 0 | 0 | 0 | CT | 0 | 0 | 0 | 0 | 0 | 0
| New Build Capacity | TVA_Transmission | South | Coal | Coal | 0 | 0 | 0 | 0 | 0 | 0 | Coal | 0 | 0 | 0 | 0 | 0 | 0
| New Build Capacity | TVA_Transmission | South | Other Renew | Geo | 0 | 0 | 0 | 0 | 0 | 0 | Geo | 0 | 0 | 0 | 0 | 0 | 0
| New Build Capacity | TVA_Transmission | South | Hydro | H | 0 | 0 | 0 | 0 | 0 | 0 | H | 0 | 0 | 0 | 0 | 0 | 0
| New Build Capacity | TVA_Transmission | South | Other Renew | LFG | 0 | 0 | 0 | 0 | 0 | 0 | LFG | 0 | 0 | 0 | 0 | 0 | 0
| New Build Capacity | TVA_Transmission | South | Nuclear | Nuc | 0 | 0 | 0 | 0 | 0 | 0 | Nuc | 0 | 0 | 0 | 0 | 0 | 0
| New Build Capacity | TVA_Transmission | South | Other | PS | 0 | 0 | 0 | 0 | 0 | 0 | PS | 0 | 0 | 0 | 0 | 0 | 0
| New Build Capacity | TVA_Transmission | South | Other Renew | PV | 0 | 0 | 0 | 0 | 0 | 0 | PV | 0 | 0 | 0 | 0 | 0 | 0
| New Build Capacity | TVA_Transmission | South | CT | PeakG | 0 | 0 | 0 | 0 | 0 | 0 | PeakG | 0 | 0 | 0 | 0 | 0 | 0
| New Build Capacity | TVA_Transmission | South | CT | PeakO | 0 | 0 | 0 | 0 | 0 | 0 | PeakO | 0 | 0 | 0 | 0 | 0 | 0
| New Build Capacity | TVA_Transmission | South | Other Renew | ST | 0 | 0 | 0 | 0 | 0 | 0 | ST | 0 | 0 | 0 | 0 | 0 | 0
| New Build Capacity | TVA_Transmission | South | Steam O/G | STOG | 0 | 0 | 0 | 0 | 0 | 0 | STOG | 0 | 0 | 0 | 0 | 0 | 0
| New Build Capacity | TVA_Transmission | South | Other Renew | STWD | 0 | 0 | 0 | 0 | 0 | 0 | STWD | 0 | 0 | 0 | 0 | 0 | 0
| New Build Capacity | TVA_Transmission | South | On-shore Wind | WT | 0 | 0 | 0 | 0 | 0 | 0 | WT | 0 | 0 | 0 | 0 | 0 | 0
| New Build Capacity | TVA_Transmission | South | Coal | IGCC | 0 | 0 | 0 | 0 | 0 | 0 | IGCC | 0 | 0 | 0 | 0 | 0 | 0
| New Build Capacity | TVA_Transmission | South | DR | DemandResponse | 0 | 0 | 0 | 0 | 0 | 0 | DemandResponse | 0 | 0 | 0 | 0 | 0 | 0
| New Build Capacity | TVA_Transmission | South | Coal-CCS | IGCC-CCS | 0 | 0 | 0 | 0 | 0 | 0 | IGCC-CCS | 0 | 0 | 0 | 0 | 0 | 0
| New Build Capacity | TVA_Transmission | South | Off-shore Wind | WT_off | 0 | 0 | 0 | 0 | 0 | 0 | WT_off | 0 | 0 | 0 | 0 | 0 | 0
| New Build Capacity | TVA_Transmission | South | Other | PseudoUnit | 0 | 0 | 0 | 0 | 0 | 0 | PseudoUnit | 0 | 0 | 0 | 0 | 0 | 0
| New Build Capacity | TVA_Transmission | South | HQ/Maritimes | FixedInterchange | 0 | 0 | 0 | 0 | 0 | 0 | FixedInterchange | 0 | 0 | 0 | 0 | 0 | 0
[5 empty] | New Build Capacity by Reporting Type: VACAR | [6 empty] | New Build Capacity by Reporting Type: VACAR
[5 empty] | ReportingType | 2015 | 2020 | 2025 | 2030 | 2035 | 2040 | ReportingType | 2015 | 2020 | 2025 | 2030 | 2035 | 2040
| New Build Capacity | VACAR | South | Other Renew | BM | 0.91 | 170.57 | 538.62 | 12.27 | 6263.88 | 0.03 | BM | 0.92 | 169.83 | 538.99 | 12.35 | 0 | 6264.23
| New Build Capacity | VACAR | South | CC | CC | 14636.18 | 0.2 | 0.05 | 0.03 | 0 | 0 | CC | 15332.96 | 0 | 0 | 0 | 0 | 0
| New Build Capacity | VACAR | South | Other Renew | CSP | 0 | 0 | 0 | 0 | 0 | 0 | CSP | 0 | 0 | 0 | 0 | 0 | 0
| New Build Capacity | VACAR | South | CT | CT | 717.21 | 0 | 0 | 0 | 0 | 0 | CT | 717.2 | 0 | 0 | 0 | 0 | 0
| New Build Capacity | VACAR | South | Coal | Coal | 825 | 0 | 0 | 0 | 0 | 0 | Coal | 825 | 0 | 0 | 0 | 0 | 0
| New Build Capacity | VACAR | South | Other Renew | Geo | 0 | 0 | 0 | 0 | 0 | 0 | Geo | 0 | 0 | 0 | 0 | 0 | 0
| New Build Capacity | VACAR | South | Hydro | H | 0 | 0.01 | 0.01 | 0 | 0.02 | 0.01 | H | 0 | 0 | 0 | 0 | 0 | 0
| New Build Capacity | VACAR | South | Other Renew | LFG | 0.02 | 107.4 | 0 | 0 | 0 | 0 | LFG | 0.34 | 107.06 | 0 | 0 | 0 | 0
| New Build Capacity | VACAR | South | Nuclear | Nuc | 0 | 2330 | 0 | 5454.44 | 3733.29 | 10022.14 | Nuc | 0 | 2330 | 2956.24 | 1791.71 | 0 | 0
| New Build Capacity | VACAR | South | Other | PS | 0 | 0 | 0 | 0 | 0 | 0 | PS | 0 | 0 | 0 | 0 | 0 | 0
| New Build Capacity | VACAR | South | Other Renew | PV | 0.01 | 133.6 | 2.35 | 0.77 | 0 | 3.03 | PV | 0 | 133.58 | 2.37 | 0.78 | 0 | 142.57
| New Build Capacity | VACAR | South | CT | PeakG | 0 | 0 | 0 | 0 | 0 | 0 | PeakG | 0 | 0 | 0 | 0 | 0 | 0
| New Build Capacity | VACAR | South | CT | PeakO | 0 | 0 | 0 | 0 | 0 | 0 | PeakO | 0 | 0 | 0 | 0 | 0 | 0
| New Build Capacity | VACAR | South | Other Renew | ST | 0 | 0 | 0 | 0 | 0 | 0 | ST | 0 | 0 | 0 | 0 | 0 | 0
| New Build Capacity | VACAR | South | Steam O/G | STOG | 0 | 0 | 0 | 0 | 0 | 0 | STOG | 0 | 0 | 0 | 0 | 0 | 0
| New Build Capacity | VACAR | South | Other Renew | STWD | 0 | 0 | 0 | 0 | 0 | 0 | STWD | 0 | 0 | 0 | 0 | 0 | 0
| New Build Capacity | VACAR | South | On-shore Wind | WT | 0.07 | 3499.93 | 0 | 0 | 0 | 0 | WT | 0.9 | 3499.1 | 0 | 0 | 0 | 0
| New Build Capacity | VACAR | South | Coal | IGCC | 0 | 0.01 | 0 | 0 | 0 | 0 | IGCC | 0 | 0 | 0 | 0 | 0 | 0
| New Build Capacity | VACAR | South | DR | DemandResponse | 0 | 0 | 0 | 0 | 0 | 0 | DemandResponse | 0 | 0 | 0 | 0 | 0 | 0
| New Build Capacity | VACAR | South | Coal-CCS | IGCC-CCS | 0 | 0 | 0 | 0 | 0.01 | 0 | IGCC-CCS | 0 | 0 | 0 | 0 | 0 | 0
| New Build Capacity | VACAR | South | Off-shore Wind | WT_off | 0.04 | 0.01 | 0.01 | 0 | 0 | 0 | WT_off | 1 | 0 | 0 | 0 | 25896.54 | 9252.56
| New Build Capacity | VACAR | South | Other | PseudoUnit | 0 | 0 | 0 | 0 | 0 | 0 | PseudoUnit | 0 | 0 | 0 | 0 | 0 | 0
| New Build Capacity | VACAR | South | HQ/Maritimes | FixedInterchange | 0 | 0 | 0 | 0 | 0 | 0 | FixedInterchange | 0 | 0 | 0 | 0 | 0 | 0
[5 empty] | New Build Capacity by Reporting Type: IESO | [6 empty] | New Build Capacity by Reporting Type: IESO
[5 empty] | ReportingType | 2015 | 2020 | 2025 | 2030 | 2035 | 2040 | ReportingType | 2015 | 2020 | 2025 | 2030 | 2035 | 2040
| New Build Capacity | IESO | Ontario | Other Renew | BM | 326.33 | 0 | 0 | 0 | 0 | 0 | BM | 326.33 | 0 | 0 | 0 | 0 | 0
| New Build Capacity | IESO | Ontario | CC | CC | 1263 | 0.01 | 0.01 | 0.01 | 0 | 0 | CC | 1263 | 0 | 0 | 0 | 0 | 0
| New Build Capacity | IESO | Ontario | Other Renew | CSP | 0 | 0 | 0 | 0 | 0 | 0 | CSP | 0 | 0 | 0 | 0 | 0 | 0
| New Build Capacity | IESO | Ontario | CT | CT | 368 | 0 | 0 | 0 | 0 | 0 | CT | 368 | 0 | 0 | 0 | 0 | 0
| New Build Capacity | IESO | Ontario | Coal | Coal | 0 | 0 | 0 | 0 | 0 | 0 | Coal | 0 | 0 | 0 | 0 | 0 | 0
| New Build Capacity | IESO | Ontario | Other Renew | Geo | 0 | 0 | 0 | 0 | 0 | 0 | Geo | 0 | 0 | 0 | 0 | 0 | 0
| New Build Capacity | IESO | Ontario | Hydro | H | 0 | 0.01 | 0.01 | 249.99 | 0 | 0 | H | 0 | 0 | 0 | 0 | 214.58 | 35.42
| New Build Capacity | IESO | Ontario | Other Renew | LFG | 14.5 | 0 | 0 | 0.5 | 0 | 0 | LFG | 14.5 | 0 | 0 | 0 | 0.5 | 0
| New Build Capacity | IESO | Ontario | Nuclear | Nuc | 0 | 0 | 0 | 0 | 0 | 0 | Nuc | 0 | 0 | 0 | 0 | 0 | 0
| New Build Capacity | IESO | Ontario | Other | PS | 0 | 0 | 0 | 0 | 0 | 0 | PS | 0 | 0 | 0 | 0 | 0 | 0
| New Build Capacity | IESO | Ontario | Other Renew | PV | 1067.26 | 0 | 0 | 0 | 0 | 0 | PV | 1067.26 | 0 | 0 | 0 | 0 | 0
| New Build Capacity | IESO | Ontario | CT | PeakG | 0 | 0 | 0 | 0 | 0 | 0 | PeakG | 0 | 0 | 0 | 0 | 0 | 0
| New Build Capacity | IESO | Ontario | CT | PeakO | 0 | 0 | 0 | 0 | 0 | 0 | PeakO | 0 | 0 | 0 | 0 | 0 | 0
| New Build Capacity | IESO | Ontario | Other Renew | ST | 0 | 0 | 0 | 0 | 0 | 0 | ST | 0 | 0 | 0 | 0 | 0 | 0
| New Build Capacity | IESO | Ontario | Steam O/G | STOG | 0 | 0 | 0 | 0 | 0 | 0 | STOG | 0 | 0 | 0 | 0 | 0 | 0
| New Build Capacity | IESO | Ontario | Other Renew | STWD | 0 | 0 | 0 | 0 | 0 | 0 | STWD | 0 | 0 | 0 | 0 | 0 | 0
| New Build Capacity | IESO | Ontario | On-shore Wind | WT | 2105.9 | 0 | 0 | 0 | 0 | 7181.74 | WT | 2105.9 | 0 | 0 | 0 | 0 | 0
| New Build Capacity | IESO | Ontario | Coal | IGCC | 0 | 0 | 0 | 0 | 0 | 0 | IGCC | 0 | 0 | 0 | 0 | 0 | 0
| New Build Capacity | IESO | Ontario | DR | DemandResponse | 0 | 0 | 0 | 0 | 0 | 0 | DemandResponse | 0 | 0 | 0 | 0 | 0 | 0
| New Build Capacity | IESO | Ontario | Coal-CCS | IGCC-CCS | 0 | 0 | 0 | 0 | 0 | 0 | IGCC-CCS | 0 | 0 | 0 | 0 | 0 | 0
| New Build Capacity | IESO | Ontario | Off-shore Wind | WT_off | 0.03 | 0 | 0 | 0 | 0.01 | 0.02 | WT_off | 0 | 0 | 0 | 0 | 0 | 0
| New Build Capacity | IESO | Ontario | Other | PseudoUnit | 0 | 0 | 0 | 0 | 0 | 0 | PseudoUnit | 0 | 0 | 0 | 0 | 0 | 0
| New Build Capacity | IESO | Ontario | HQ/Maritimes | FixedInterchange | 0 | 0 | 0 | 0 | 0 | 0 | FixedInterchange | 0 | 0 | 0 | 0 | 0 | 0
[5 empty] | New Build Capacity by Reporting Type: MAPP_CA | [6 empty] | New Build Capacity by Reporting Type: MAPP_CA
[5 empty] | ReportingType | 2015 | 2020 | 2025 | 2030 | 2035 | 2040 | ReportingType | 2015 | 2020 | 2025 | 2030 | 2035 | 2040
| New Build Capacity | MAPP_CA | Midwest | Other Renew | BM | 0 | 0 | 0 | 0 | 0 | 0 | BM | 0 | 0 | 0 | 0 | 0 | 0
| New Build Capacity | MAPP_CA | Midwest | CC | CC | 0.04 | 0.01 | 0.01 | 0.01 | 0 | 0 | CC | 0 | 0 | 0 | 0 | 0 | 0
| New Build Capacity | MAPP_CA | Midwest | Other Renew | CSP | 0 | 0 | 0 | 0 | 0 | 0 | CSP | 0 | 0 | 0 | 0 | 0 | 0
| New Build Capacity | MAPP_CA | Midwest | CT | CT | 0.03 | 0 | 0 | 0 | 0 | 0 | CT | 0 | 0 | 0 | 0 | 0 | 0
| New Build Capacity | MAPP_CA | Midwest | Coal | Coal | 0 | 0 | 0 | 0 | 0 | 0 | Coal | 0 | 0 | 0 | 0 | 0 | 0
| New Build Capacity | MAPP_CA | Midwest | Other Renew | Geo | 0 | 0 | 0 | 0 | 0 | 0 | Geo | 0 | 0 | 0 | 0 | 0 | 0
| New Build Capacity | MAPP_CA | Midwest | Hydro | H | 0 | 695 | 1495 | 2460 | 0 | 0 | H | 0 | 695 | 1495 | 1424.04 | 186.62 | 0
| New Build Capacity | MAPP_CA | Midwest | Other Renew | LFG | 0 | 0 | 0 | 0 | 0 | 0 | LFG | 0 | 0 | 0 | 0 | 0 | 0
| New Build Capacity | MAPP_CA | Midwest | Nuclear | Nuc | 0 | 0 | 0 | 0 | 0 | 0 | Nuc | 0 | 0 | 0 | 0 | 0 | 0
| New Build Capacity | MAPP_CA | Midwest | Other | PS | 0 | 0 | 0 | 0 | 0 | 0 | PS | 0 | 0 | 0 | 0 | 0 | 0
| New Build Capacity | MAPP_CA | Midwest | Other Renew | PV | 0 | 0 | 0 | 0 | 0 | 0 | PV | 0 | 0 | 0 | 0 | 0 | 0
| New Build Capacity | MAPP_CA | Midwest | CT | PeakG | 0 | 0 | 0 | 0 | 0 | 0 | PeakG | 0 | 0 | 0 | 0 | 0 | 0
| New Build Capacity | MAPP_CA | Midwest | CT | PeakO | 0 | 0 | 0 | 0 | 0 | 0 | PeakO | 0 | 0 | 0 | 0 | 0 | 0
| New Build Capacity | MAPP_CA | Midwest | Other Renew | ST | 0 | 0 | 0 | 0 | 0 | 0 | ST | 0 | 0 | 0 | 0 | 0 | 0
| New Build Capacity | MAPP_CA | Midwest | Steam O/G | STOG | 0 | 0 | 0 | 0 | 0 | 0 | STOG | 0 | 0 | 0 | 0 | 0 | 0
| New Build Capacity | MAPP_CA | Midwest | Other Renew | STWD | 0 | 0 | 0 | 0 | 0 | 0 | STWD | 0 | 0 | 0 | 0 | 0 | 0
| New Build Capacity | MAPP_CA | Midwest | On-shore Wind | WT | 302.4 | 0 | 0 | 0 | 0 | 0 | WT | 302.4 | 0 | 0 | 0 | 0 | 0
| New Build Capacity | MAPP_CA | Midwest | Coal | IGCC | 0 | 0 | 0 | 0 | 0 | 0 | IGCC | 0 | 0 | 0 | 0 | 0 | 0
| New Build Capacity | MAPP_CA | Midwest | DR | DemandResponse | 0 | 0 | 0 | 0 | 0 | 0 | DemandResponse | 0 | 0 | 0 | 0 | 0 | 0
| New Build Capacity | MAPP_CA | Midwest | Coal-CCS | IGCC-CCS | 0 | 0 | 0 | 0 | 0 | 0 | IGCC-CCS | 0 | 0 | 0 | 0 | 0 | 0
| New Build Capacity | MAPP_CA | Midwest | Off-shore Wind | WT_off | 0 | 0 | 0 | 0 | 0 | 0 | WT_off | 0 | 0 | 0 | 0 | 0 | 0
| New Build Capacity | MAPP_CA | Midwest | Other | PseudoUnit | 0 | 0 | 0 | 0 | 0 | 0 | PseudoUnit | 0 | 0 | 0 | 0 | 0 | 0
| New Build Capacity | MAPP_CA | Midwest | HQ/Maritimes | FixedInterchange | 0 | 0 | 0 | 0 | 0 | 0 | FixedInterchange | 0 | 0 | 0 | 0 | 0 | 0
[5 empty] | New Build Capacity by Reporting Type: AZ_NM_SNV_Coal | [6 empty] | New Build Capacity by Reporting Type: AZ_NM_SNV_Coal
[5 empty] | ReportingType | 2015 | 2020 | 2025 | 2030 | 2035 | 2040 | ReportingType | 2015 | 2020 | 2025 | 2030 | 2035 | 2040
| New Build Capacity | AZ_NM_SNV_Coal | West | Other Renew | BM | 0 | 0 | 0 | 0 | 0 | 0 | BM | 0 | 0 | 0 | 0 | 0 | 0
| New Build Capacity | AZ_NM_SNV_Coal | West | CC | CC | 0 | 0 | 0 | 0 | 0 | 0 | CC | 0 | 0 | 0 | 0 | 0 | 0
| New Build Capacity | AZ_NM_SNV_Coal | West | Other Renew | CSP | 0 | 0 | 0 | 0 | 0 | 0 | CSP | 0 | 0 | 0 | 0 | 0 | 0
| New Build Capacity | AZ_NM_SNV_Coal | West | CT | CT | 0 | 0 | 0 | 0 | 0 | 0 | CT | 0 | 0 | 0 | 0 | 0 | 0
| New Build Capacity | AZ_NM_SNV_Coal | West | Coal | Coal | 0 | 0 | 0 | 0 | 0 | 0 | Coal | 0 | 0 | 0 | 0 | 0 | 0
| New Build Capacity | AZ_NM_SNV_Coal | West | Other Renew | Geo | 0 | 0 | 0 | 0 | 0 | 0 | Geo | 0 | 0 | 0 | 0 | 0 | 0
| New Build Capacity | AZ_NM_SNV_Coal | West | Hydro | H | 0 | 0 | 0 | 0 | 0 | 0 | H | 0 | 0 | 0 | 0 | 0 | 0
| New Build Capacity | AZ_NM_SNV_Coal | West | Other Renew | LFG | 0 | 0 | 0 | 0 | 0 | 0 | LFG | 0 | 0 | 0 | 0 | 0 | 0
| New Build Capacity | AZ_NM_SNV_Coal | West | Nuclear | Nuc | 0 | 0 | 0 | 0 | 0 | 0 | Nuc | 0 | 0 | 0 | 0 | 0 | 0
| New Build Capacity | AZ_NM_SNV_Coal | West | Other | PS | 0 | 0 | 0 | 0 | 0 | 0 | PS | 0 | 0 | 0 | 0 | 0 | 0
| New Build Capacity | AZ_NM_SNV_Coal | West | Other Renew | PV | 0 | 0 | 0 | 0 | 0 | 0 | PV | 0 | 0 | 0 | 0 | 0 | 0
| New Build Capacity | AZ_NM_SNV_Coal | West | CT | PeakG | 0 | 0 | 0 | 0 | 0 | 0 | PeakG | 0 | 0 | 0 | 0 | 0 | 0
| New Build Capacity | AZ_NM_SNV_Coal | West | CT | PeakO | 0 | 0 | 0 | 0 | 0 | 0 | PeakO | 0 | 0 | 0 | 0 | 0 | 0
| New Build Capacity | AZ_NM_SNV_Coal | West | Other Renew | ST | 0 | 0 | 0 | 0 | 0 | 0 | ST | 0 | 0 | 0 | 0 | 0 | 0
| New Build Capacity | AZ_NM_SNV_Coal | West | Steam O/G | STOG | 0 | 0 | 0 | 0 | 0 | 0 | STOG | 0 | 0 | 0 | 0 | 0 | 0
| New Build Capacity | AZ_NM_SNV_Coal | West | Other Renew | STWD | 0 | 0 | 0 | 0 | 0 | 0 | STWD | 0 | 0 | 0 | 0 | 0 | 0
| New Build Capacity | AZ_NM_SNV_Coal | West | On-shore Wind | WT | 0 | 0 | 0 | 0 | 0 | 0 | WT | 0 | 0 | 0 | 0 | 0 | 0
| New Build Capacity | AZ_NM_SNV_Coal | West | Coal | IGCC | 0 | 0 | 0 | 0 | 0 | 0 | IGCC | 0 | 0 | 0 | 0 | 0 | 0
| New Build Capacity | AZ_NM_SNV_Coal | West | DR | DemandResponse | 0 | 0 | 0 | 0 | 0 | 0 | DemandResponse | 0 | 0 | 0 | 0 | 0 | 0
| New Build Capacity | AZ_NM_SNV_Coal | West | Coal-CCS | IGCC-CCS | 0 | 0 | 0 | 0 | 0.01 | 0 | IGCC-CCS | 0 | 0 | 0 | 0 | 0 | 0
| New Build Capacity | AZ_NM_SNV_Coal | West | Off-shore Wind | WT_off | 0 | 0 | 0 | 0 | 0 | 0 | WT_off | 0 | 0 | 0 | 0 | 0 | 0
| New Build Capacity | AZ_NM_SNV_Coal | West | Other | PseudoUnit | 0 | 0 | 0 | 0 | 0 | 0 | PseudoUnit | 0 | 0 | 0 | 0 | 0 | 0
| New Build Capacity | AZ_NM_SNV_Coal | West | HQ/Maritimes | FixedInterchange | 0 | 0 | 0 | 0 | 0 | 0 | FixedInterchange | 0 | 0 | 0 | 0 | 0 | 0
[5 empty] | New Build Capacity by Reporting Type: AZ_NM_SNV_Gas | [6 empty] | New Build Capacity by Reporting Type: AZ_NM_SNV_Gas
[5 empty] | ReportingType | 2015 | 2020 | 2025 | 2030 | 2035 | 2040 | ReportingType | 2015 | 2020 | 2025 | 2030 | 2035 | 2040
| New Build Capacity | AZ_NM_SNV_Gas | West | Other Renew | BM | 0 | 0 | 0 | 0 | 0 | 0 | BM | 0 | 0 | 0 | 0 | 0 | 0
| New Build Capacity | AZ_NM_SNV_Gas | West | CC | CC | 668 | 1551.72 | 0.11 | 0.04 | 0 | 0 | CC | 668 | 1551.93 | 0 | 0 | 0 | 0
| New Build Capacity | AZ_NM_SNV_Gas | West | Other Renew | CSP | 0 | 0 | 0 | 0 | 0 | 0 | CSP | 0 | 0 | 0 | 0 | 0 | 0
| New Build Capacity | AZ_NM_SNV_Gas | West | CT | CT | 736 | 0 | 0 | 0 | 0 | 0 | CT | 736 | 0 | 0 | 0 | 0 | 0
| New Build Capacity | AZ_NM_SNV_Gas | West | Coal | Coal | 0 | 0 | 0 | 0 | 0 | 0 | Coal | 0 | 0 | 0 | 0 | 0 | 0
| New Build Capacity | AZ_NM_SNV_Gas | West | Other Renew | Geo | 0 | 0 | 0 | 0 | 0 | 0 | Geo | 0 | 0 | 0 | 0 | 0 | 0
| New Build Capacity | AZ_NM_SNV_Gas | West | Hydro | H | 0 | 0 | 0 | 0 | 0 | 0 | H | 0 | 0 | 0 | 0 | 0 | 0
| New Build Capacity | AZ_NM_SNV_Gas | West | Other Renew | LFG | 0 | 0 | 0 | 0 | 0 | 0 | LFG | 0 | 0 | 0 | 0 | 0 | 0
| New Build Capacity | AZ_NM_SNV_Gas | West | Nuclear | Nuc | 0 | 0 | 0 | 0 | 0 | 0 | Nuc | 0 | 0 | 0 | 0 | 0 | 0
| New Build Capacity | AZ_NM_SNV_Gas | West | Other | PS | 0 | 0 | 0 | 0 | 0 | 0 | PS | 0 | 0 | 0 | 0 | 0 | 0
| New Build Capacity | AZ_NM_SNV_Gas | West | Other Renew | PV | 0 | 0 | 0 | 0 | 0 | 0 | PV | 0 | 0 | 0 | 0 | 0 | 0
| New Build Capacity | AZ_NM_SNV_Gas | West | CT | PeakG | 0 | 0 | 0 | 0 | 0 | 0 | PeakG | 0 | 0 | 0 | 0 | 0 | 0
| New Build Capacity | AZ_NM_SNV_Gas | West | CT | PeakO | 0 | 0 | 0 | 0 | 0 | 0 | PeakO | 0 | 0 | 0 | 0 | 0 | 0
| New Build Capacity | AZ_NM_SNV_Gas | West | Other Renew | ST | 0 | 0 | 0 | 0 | 0 | 0 | ST | 0 | 0 | 0 | 0 | 0 | 0
| New Build Capacity | AZ_NM_SNV_Gas | West | Steam O/G | STOG | 0 | 0 | 0 | 0 | 0 | 0 | STOG | 0 | 0 | 0 | 0 | 0 | 0
| New Build Capacity | AZ_NM_SNV_Gas | West | Other Renew | STWD | 0 | 0 | 0 | 0 | 0 | 0 | STWD | 0 | 0 | 0 | 0 | 0 | 0
| New Build Capacity | AZ_NM_SNV_Gas | West | On-shore Wind | WT | 0 | 0 | 0 | 0 | 0 | 0 | WT | 0 | 0 | 0 | 0 | 0 | 0
| New Build Capacity | AZ_NM_SNV_Gas | West | Coal | IGCC | 0 | 0 | 0 | 0 | 0 | 0 | IGCC | 0 | 0 | 0 | 0 | 0 | 0
| New Build Capacity | AZ_NM_SNV_Gas | West | DR | DemandResponse | 0 | 0 | 0 | 0 | 0 | 0 | DemandResponse | 0 | 0 | 0 | 0 | 0 | 0
| New Build Capacity | AZ_NM_SNV_Gas | West | Coal-CCS | IGCC-CCS | 0 | 0 | 0 | 0 | 0 | 0 | IGCC-CCS | 0 | 0 | 0 | 0 | 0 | 0
| New Build Capacity | AZ_NM_SNV_Gas | West | Off-shore Wind | WT_off | 0 | 0 | 0 | 0 | 0 | 0 | WT_off | 0 | 0 | 0 | 0 | 0 | 0
| New Build Capacity | AZ_NM_SNV_Gas | West | Other | PseudoUnit | 0 | 0 | 0 | 0 | 0 | 0 | PseudoUnit | 0 | 0 | 0 | 0 | 0 | 0
| New Build Capacity | AZ_NM_SNV_Gas | West | HQ/Maritimes | FixedInterchange | 0 | 0 | 0 | 0 | 0 | 0 | FixedInterchange | 0 | 0 | 0 | 0 | 0 | 0
[5 empty] | New Build Capacity by Reporting Type: AZ_NM_SNV_NucRenew | [6 empty] | New Build Capacity by Reporting Type: AZ_NM_SNV_NucRenew
[5 empty] | ReportingType | 2015 | 2020 | 2025 | 2030 | 2035 | 2040 | ReportingType | 2015 | 2020 | 2025 | 2030 | 2035 | 2040
| New Build Capacity | AZ_NM_SNV_NucRenew | West | Other Renew | BM | 0 | 0 | 0 | 0 | 0.08 | 0.53 | BM | 0 | 0 | 0 | 0 | 0 | 618.44
| New Build Capacity | AZ_NM_SNV_NucRenew | West | CC | CC | 0 | 0 | 0 | 0 | 0 | 0 | CC | 0 | 0 | 0 | 0 | 0 | 0
| New Build Capacity | AZ_NM_SNV_NucRenew | West | Other Renew | CSP | 0 | 0 | 0 | 0 | 0 | 0 | CSP | 0 | 0 | 0 | 0 | 0 | 0
| New Build Capacity | AZ_NM_SNV_NucRenew | West | CT | CT | 0 | 0 | 0 | 0 | 0 | 0 | CT | 0 | 0 | 0 | 0 | 0 | 0
| New Build Capacity | AZ_NM_SNV_NucRenew | West | Coal | Coal | 0 | 0 | 0 | 0 | 0 | 0 | Coal | 0 | 0 | 0 | 0 | 0 | 0
| New Build Capacity | AZ_NM_SNV_NucRenew | West | Other Renew | Geo | 0.03 | 0.12 | 1449.85 | 0 | 0 | 0 | Geo | 0 | 1.17 | 1448.83 | 0 | 0 | 0
| New Build Capacity | AZ_NM_SNV_NucRenew | West | Hydro | H | 0 | 0 | 0 | 0 | 0 | 0 | H | 0 | 0 | 0 | 0 | 0 | 0
| New Build Capacity | AZ_NM_SNV_NucRenew | West | Other Renew | LFG | 0.04 | 0.07 | 60.55 | 0 | 0 | 0 | LFG | 0 | 0 | 60.67 | 0 | 0 | 0
| New Build Capacity | AZ_NM_SNV_NucRenew | West | Nuclear | Nuc | 0 | 0 | 0.07 | 4317.79 | 6491.63 | 330.35 | Nuc | 0 | 0 | 0 | 3228.11 | 6697 | 0
| New Build Capacity | AZ_NM_SNV_NucRenew | West | Other | PS | 0 | 0 | 0 | 0 | 0 | 0 | PS | 0 | 0 | 0 | 0 | 0 | 0
| New Build Capacity | AZ_NM_SNV_NucRenew | West | Other Renew | PV | 95.71 | 0 | 0.01 | 0.01 | 0.01 | 0.01 | PV | 95.7 | 0 | 0 | 0 | 0 | 0
| New Build Capacity | AZ_NM_SNV_NucRenew | West | CT | PeakG | 0 | 0 | 0 | 0 | 0 | 0 | PeakG | 0 | 0 | 0 | 0 | 0 | 0
| New Build Capacity | AZ_NM_SNV_NucRenew | West | CT | PeakO | 0 | 0 | 0 | 0 | 0 | 0 | PeakO | 0 | 0 | 0 | 0 | 0 | 0
| New Build Capacity | AZ_NM_SNV_NucRenew | West | Other Renew | ST | 280 | 445.72 | 227.71 | 111.43 | 522.51 | 0.36 | ST | 280 | 445.71 | 227.68 | 111.03 | 523.23 | 0
| New Build Capacity | AZ_NM_SNV_NucRenew | West | Steam O/G | STOG | 0 | 0 | 0 | 0 | 0 | 0 | STOG | 0 | 0 | 0 | 0 | 0 | 0
| New Build Capacity | AZ_NM_SNV_NucRenew | West | Other Renew | STWD | 0 | 0 | 0 | 0 | 0 | 0 | STWD | 0 | 0 | 0 | 0 | 0 | 0
| New Build Capacity | AZ_NM_SNV_NucRenew | West | On-shore Wind | WT | 65.15 | 11791.35 | 23.81 | 0.03 | 0 | 0 | WT | 65.1 | 11791.29 | 23.68 | 0 | 0 | 0
| New Build Capacity | AZ_NM_SNV_NucRenew | West | Coal | IGCC | 0 | 0 | 0 | 0 | 0 | 0 | IGCC | 0 | 0 | 0 | 0 | 0 | 0
| New Build Capacity | AZ_NM_SNV_NucRenew | West | DR | DemandResponse | 0 | 0 | 0 | 0 | 0 | 0 | DemandResponse | 0 | 0 | 0 | 0 | 0 | 0
| New Build Capacity | AZ_NM_SNV_NucRenew | West | Coal-CCS | IGCC-CCS | 0 | 0 | 0 | 0 | 0 | 0 | IGCC-CCS | 0 | 0 | 0 | 0 | 0 | 0
| New Build Capacity | AZ_NM_SNV_NucRenew | West | Off-shore Wind | WT_off | 0 | 0 | 0 | 0 | 0 | 0 | WT_off | 0 | 0 | 0 | 0 | 0 | 0
| New Build Capacity | AZ_NM_SNV_NucRenew | West | Other | PseudoUnit | 0 | 0 | 0 | 0 | 0 | 0 | PseudoUnit | 0 | 0 | 0 | 0 | 0 | 0
| New Build Capacity | AZ_NM_SNV_NucRenew | West | HQ/Maritimes | FixedInterchange | 0 | 0 | 0 | 0 | 0 | 0 | FixedInterchange | 0 | 0 | 0 | 0 | 0 | 0
[5 empty] | New Build Capacity by Reporting Type: ERCOT | [6 empty] | New Build Capacity by Reporting Type: ERCOT
[5 empty] | ReportingType | 2015 | 2020 | 2025 | 2030 | 2035 | 2040 | ReportingType | 2015 | 2020 | 2025 | 2030 | 2035 | 2040
| New Build Capacity | ERCOT | Texas | Other Renew | BM | 145 | 0 | 0 | 0 | 3919.9 | 0.06 | BM | 145 | 0 | 0 | 0 | 3919.97 | 0
| New Build Capacity | ERCOT | Texas | CC | CC | 15855.23 | 0.48 | 0.09 | 0.06 | 0 | 0 | CC | 16734.47 | 0 | 0 | 0 | 0 | 0
| New Build Capacity | ERCOT | Texas | Other Renew | CSP | 0 | 0 | 0 | 0 | 0 | 0 | CSP | 0 | 0 | 0 | 0 | 0 | 0
| New Build Capacity | ERCOT | Texas | CT | CT | 250 | 0 | 0 | 0 | 0 | 0 | CT | 250 | 0 | 0 | 0 | 0 | 0
| New Build Capacity | ERCOT | Texas | Coal | Coal | 2020 | 0 | 0 | 0 | 0 | 0 | Coal | 2020 | 0 | 0 | 0 | 0 | 0
| New Build Capacity | ERCOT | Texas | Other Renew | Geo | 0 | 0 | 0 | 0 | 0 | 0 | Geo | 0 | 0 | 0 | 0 | 0 | 0
| New Build Capacity | ERCOT | Texas | Hydro | H | 0 | 0 | 0 | 0.01 | 0.03 | 0.04 | H | 0 | 0 | 0 | 0 | 0 | 0
| New Build Capacity | ERCOT | Texas | Other Renew | LFG | 0.01 | 0 | 353.99 | 0 | 0 | 0 | LFG | 0 | 0 | 163.48 | 190.52 | 0 | 0
| New Build Capacity | ERCOT | Texas | Nuclear | Nuc | 0 | 0 | 0.01 | 3167.07 | 7527.4 | 4286.35 | Nuc | 0 | 0 | 0 | 1472.09 | 9222.02 | 4286.41
| New Build Capacity | ERCOT | Texas | Other | PS | 0 | 0 | 0 | 0 | 0 | 0 | PS | 0 | 0 | 0 | 0 | 0 | 0
| New Build Capacity | ERCOT | Texas | Other Renew | PV | 14 | 0 | 0 | 0 | 0 | 0 | PV | 14 | 0 | 0 | 0 | 0 | 0
| New Build Capacity | ERCOT | Texas | CT | PeakG | 0 | 0 | 0 | 0 | 0 | 0 | PeakG | 0 | 0 | 0 | 0 | 0 | 0
| New Build Capacity | ERCOT | Texas | CT | PeakO | 0 | 0 | 0 | 0 | 0 | 0 | PeakO | 0 | 0 | 0 | 0 | 0 | 0
| New Build Capacity | ERCOT | Texas | Other Renew | ST | 0 | 0 | 0 | 0 | 0 | 0 | ST | 0 | 0 | 0 | 0 | 0 | 0
| New Build Capacity | ERCOT | Texas | Steam O/G | STOG | 0 | 0 | 0 | 0 | 0 | 0 | STOG | 0 | 0 | 0 | 0 | 0 | 0
| New Build Capacity | ERCOT | Texas | Other Renew | STWD | 0 | 0 | 0 | 0 | 0 | 0 | STWD | 0 | 0 | 0 | 0 | 0 | 0
| New Build Capacity | ERCOT | Texas | On-shore Wind | WT | 350.12 | 0.02 | 19450.19 | 0 | 4.32 | 406.87 | WT | 350.1 | 0 | 19445.03 | 0 | 9.3 | 407.02
| New Build Capacity | ERCOT | Texas | Coal | IGCC | 0 | 0 | 0 | 0 | 0 | 0 | IGCC | 0 | 0 | 0 | 0 | 0 | 0
| New Build Capacity | ERCOT | Texas | DR | DemandResponse | 0 | 0 | 0 | 0 | 0 | 0 | DemandResponse | 0 | 0 | 0 | 0 | 0 | 0
| New Build Capacity | ERCOT | Texas | Coal-CCS | IGCC-CCS | 0 | 0 | 0 | 0 | 0.01 | 0 | IGCC-CCS | 0 | 0 | 0 | 0 | 0 | 0
| New Build Capacity | ERCOT | Texas | Off-shore Wind | WT_off | 0 | 0 | 0 | 0 | 0 | 0 | WT_off | 0 | 0 | 0 | 0 | 0 | 0
| New Build Capacity | ERCOT | Texas | Other | PseudoUnit | 0 | 0 | 0 | 0 | 0 | 0 | PseudoUnit | 0 | 0 | 0 | 0 | 0 | 0
| New Build Capacity | ERCOT | Texas | HQ/Maritimes | FixedInterchange | 0 | 0 | 0 | 0 | 0 | 0 | FixedInterchange | 0 | 0 | 0 | 0 | 0 | 0
[5 empty] | New Build Capacity by Reporting Type: NP15 | [6 empty] | New Build Capacity by Reporting Type: NP15
[5 empty] | ReportingType | 2015 | 2020 | 2025 | 2030 | 2035 | 2040 | ReportingType | 2015 | 2020 | 2025 | 2030 | 2035 | 2040
| New Build Capacity | NP15 | West | Other Renew | BM | 0 | 0 | 0 | 0 | 0.07 | 0.05 | BM | 0 | 0 | 0 | 0 | 0 | 0.01
| New Build Capacity | NP15 | West | CC | CC | 2041.28 | 651.45 | 0.1 | 0.04 | 0 | 0 | CC | 1573.99 | 627.71 | 0 | 0 | 0 | 0
| New Build Capacity | NP15 | West | Other Renew | CSP | 0 | 0 | 0 | 0 | 0 | 0 | CSP | 0 | 0 | 0 | 0 | 0 | 0
| New Build Capacity | NP15 | West | CT | CT | 212.6 | 0 | 0 | 0 | 0 | 0 | CT | 212.6 | 0 | 0 | 0 | 0 | 0
| New Build Capacity | NP15 | West | Coal | Coal | 0 | 0 | 0 | 0 | 0 | 0 | Coal | 0 | 0 | 0 | 0 | 0 | 0
| New Build Capacity | NP15 | West | Other Renew | Geo | 0.01 | 577.89 | 22.1 | 0 | 0 | 0 | Geo | 0 | 600 | 0 | 0 | 0 | 0
| New Build Capacity | NP15 | West | Hydro | H | 0 | 0 | 0 | 0 | 0 | 0 | H | 0 | 0 | 0 | 0 | 0 | 0
| New Build Capacity | NP15 | West | Other Renew | LFG | 0.02 | 332.46 | 232.52 | 0 | 0 | 0 | LFG | 0 | 378.43 | 186.57 | 0 | 0 | 0
| New Build Capacity | NP15 | West | Nuclear | Nuc | 0 | 0 | 0.06 | 5194.34 | 1380.48 | 1506.44 | Nuc | 0 | 0 | 0 | 4362.33 | 2867.5 | 787.64
| New Build Capacity | NP15 | West | Other | PS | 0 | 0 | 0 | 0 | 0 | 0 | PS | 0 | 0 | 0 | 0 | 0 | 0
| New Build Capacity | NP15 | West | Other Renew | PV | 6.5 | 0 | 0 | 0 | 0 | 0 | PV | 6.5 | 0 | 0 | 0 | 0 | 0
| New Build Capacity | NP15 | West | CT | PeakG | 0 | 0 | 0 | 0 | 0 | 0 | PeakG | 0 | 0 | 0 | 0 | 0 | 0
| New Build Capacity | NP15 | West | CT | PeakO | 0 | 0 | 0 | 0 | 0 | 0 | PeakO | 0 | 0 | 0 | 0 | 0 | 0
| New Build Capacity | NP15 | West | Other Renew | ST | 29 | 0 | 0 | 0 | 0 | 0.04 | ST | 29 | 0 | 0 | 0 | 0 | 0
| New Build Capacity | NP15 | West | Steam O/G | STOG | 0 | 0 | 0 | 0 | 0 | 0 | STOG | 0 | 0 | 0 | 0 | 0 | 0
| New Build Capacity | NP15 | West | Other Renew | STWD | 0 | 0 | 0 | 0 | 0 | 0 | STWD | 0 | 0 | 0 | 0 | 0 | 0
| New Build Capacity | NP15 | West | On-shore Wind | WT | 101.22 | 3298.8 | 0.02 | 0.73 | 8421.05 | 720.75 | WT | 101.2 | 3298.8 | 0 | 0.15 | 8421.79 | 718.55
| New Build Capacity | NP15 | West | Coal | IGCC | 0 | 0 | 0 | 0 | 0 | 0 | IGCC | 0 | 0 | 0 | 0 | 0 | 0
| New Build Capacity | NP15 | West | DR | DemandResponse | 0 | 0 | 0 | 0 | 0 | 0 | DemandResponse | 0 | 0 | 0 | 0 | 0 | 0
| New Build Capacity | NP15 | West | Coal-CCS | IGCC-CCS | 0 | 0 | 0 | 0 | 0 | 0 | IGCC-CCS | 0 | 0 | 0 | 0 | 0 | 0
| New Build Capacity | NP15 | West | Off-shore Wind | WT_off | 0.03 | 0 | 0 | 0.01 | 0 | 0.01 | WT_off | 0 | 0 | 0 | 0 | 0 | 0
| New Build Capacity | NP15 | West | Other | PseudoUnit | 0 | 0 | 0 | 0 | 0 | 0 | PseudoUnit | 0 | 0 | 0 | 0 | 0 | 0
| New Build Capacity | NP15 | West | HQ/Maritimes | FixedInterchange | 0 | 0 | 0 | 0 | 0 | 0 | FixedInterchange | 0 | 0 | 0 | 0 | 0 | 0
[5 empty] | New Build Capacity by Reporting Type: NWPP_Coal | [6 empty] | New Build Capacity by Reporting Type: NWPP_Coal
[5 empty] | ReportingType | 2015 | 2020 | 2025 | 2030 | 2035 | 2040 | ReportingType | 2015 | 2020 | 2025 | 2030 | 2035 | 2040
| New Build Capacity | NWPP_Coal | West | Other Renew | BM | 0 | 0 | 0 | 0 | 0 | 0 | BM | 0 | 0 | 0 | 0 | 0 | 0
| New Build Capacity | NWPP_Coal | West | CC | CC | 0 | 0 | 0 | 0 | 0 | 0 | CC | 0 | 0 | 0 | 0 | 0 | 0
| New Build Capacity | NWPP_Coal | West | Other Renew | CSP | 0 | 0 | 0 | 0 | 0 | 0 | CSP | 0 | 0 | 0 | 0 | 0 | 0
| New Build Capacity | NWPP_Coal | West | CT | CT | 0 | 0 | 0 | 0 | 0 | 0 | CT | 0 | 0 | 0 | 0 | 0 | 0
| New Build Capacity | NWPP_Coal | West | Coal | Coal | 0 | 0 | 0 | 0 | 0 | 0 | Coal | 0 | 0 | 0 | 0 | 0 | 0
| New Build Capacity | NWPP_Coal | West | Other Renew | Geo | 0 | 0 | 0 | 0 | 0 | 0 | Geo | 0 | 0 | 0 | 0 | 0 | 0
| New Build Capacity | NWPP_Coal | West | Hydro | H | 0 | 0 | 0 | 0 | 0 | 0 | H | 0 | 0 | 0 | 0 | 0 | 0
| New Build Capacity | NWPP_Coal | West | Other Renew | LFG | 0 | 0 | 0 | 0 | 0 | 0 | LFG | 0 | 0 | 0 | 0 | 0 | 0
| New Build Capacity | NWPP_Coal | West | Nuclear | Nuc | 0 | 0 | 0 | 0 | 0 | 0 | Nuc | 0 | 0 | 0 | 0 | 0 | 0
| New Build Capacity | NWPP_Coal | West | Other | PS | 0 | 0 | 0 | 0 | 0 | 0 | PS | 0 | 0 | 0 | 0 | 0 | 0
| New Build Capacity | NWPP_Coal | West | Other Renew | PV | 0 | 0 | 0 | 0 | 0 | 0 | PV | 0 | 0 | 0 | 0 | 0 | 0
| New Build Capacity | NWPP_Coal | West | CT | PeakG | 0 | 0 | 0 | 0 | 0 | 0 | PeakG | 0 | 0 | 0 | 0 | 0 | 0
| New Build Capacity | NWPP_Coal | West | CT | PeakO | 0 | 0 | 0 | 0 | 0 | 0 | PeakO | 0 | 0 | 0 | 0 | 0 | 0
| New Build Capacity | NWPP_Coal | West | Other Renew | ST | 0 | 0 | 0 | 0 | 0 | 0 | ST | 0 | 0 | 0 | 0 | 0 | 0
| New Build Capacity | NWPP_Coal | West | Steam O/G | STOG | 0 | 0 | 0 | 0 | 0 | 0 | STOG | 0 | 0 | 0 | 0 | 0 | 0
| New Build Capacity | NWPP_Coal | West | Other Renew | STWD | 0 | 0 | 0 | 0 | 0 | 0 | STWD | 0 | 0 | 0 | 0 | 0 | 0
| New Build Capacity | NWPP_Coal | West | On-shore Wind | WT | 0 | 0 | 0 | 0 | 0 | 0 | WT | 0 | 0 | 0 | 0 | 0 | 0
| New Build Capacity | NWPP_Coal | West | Coal | IGCC | 0 | 0 | 0 | 0 | 0 | 0 | IGCC | 0 | 0 | 0 | 0 | 0 | 0
| New Build Capacity | NWPP_Coal | West | DR | DemandResponse | 0 | 0 | 0 | 0 | 0 | 0 | DemandResponse | 0 | 0 | 0 | 0 | 0 | 0
| New Build Capacity | NWPP_Coal | West | Coal-CCS | IGCC-CCS | 0 | 0 | 0 | 0 | 0 | 0 | IGCC-CCS | 0 | 0 | 0 | 0 | 0 | 0
| New Build Capacity | NWPP_Coal | West | Off-shore Wind | WT_off | 0 | 0 | 0 | 0 | 0 | 0 | WT_off | 0 | 0 | 0 | 0 | 0 | 0
| New Build Capacity | NWPP_Coal | West | Other | PseudoUnit | 0 | 0 | 0 | 0 | 0 | 0 | PseudoUnit | 0 | 0 | 0 | 0 | 0 | 0
| New Build Capacity | NWPP_Coal | West | HQ/Maritimes | FixedInterchange | 0 | 0 | 0 | 0 | 0 | 0 | FixedInterchange | 0 | 0 | 0 | 0 | 0 | 0
[5 empty] | New Build Capacity by Reporting Type: NWPP_Gas | [6 empty] | New Build Capacity by Reporting Type: NWPP_Gas
[5 empty] | ReportingType | 2015 | 2020 | 2025 | 2030 | 2035 | 2040 | ReportingType | 2015 | 2020 | 2025 | 2030 | 2035 | 2040
| New Build Capacity | NWPP_Gas | West | Other Renew | BM | 0 | 0 | 0 | 0 | 0 | 0 | BM | 0 | 0 | 0 | 0 | 0 | 0
| New Build Capacity | NWPP_Gas | West | CC | CC | 300 | 2233.6 | 0.11 | 0.03 | 0 | 0 | CC | 300 | 2286.39 | 0 | 0 | 0 | 0
| New Build Capacity | NWPP_Gas | West | Other Renew | CSP | 0 | 0 | 0 | 0 | 0 | 0 | CSP | 0 | 0 | 0 | 0 | 0 | 0
| New Build Capacity | NWPP_Gas | West | CT | CT | 150 | 0 | 0 | 0 | 0 | 0 | CT | 150 | 0 | 0 | 0 | 0 | 0
| New Build Capacity | NWPP_Gas | West | Coal | Coal | 0.01 | 0 | 0 | 0 | 0 | 0 | Coal | 0 | 0 | 0 | 0 | 0 | 0
| New Build Capacity | NWPP_Gas | West | Other Renew | Geo | 0 | 0 | 0 | 0 | 0 | 0 | Geo | 0 | 0 | 0 | 0 | 0 | 0
| New Build Capacity | NWPP_Gas | West | Hydro | H | 0 | 0 | 0 | 0 | 0 | 0 | H | 0 | 0 | 0 | 0 | 0 | 0
| New Build Capacity | NWPP_Gas | West | Other Renew | LFG | 0 | 0 | 0 | 0 | 0 | 0 | LFG | 0 | 0 | 0 | 0 | 0 | 0
| New Build Capacity | NWPP_Gas | West | Nuclear | Nuc | 0 | 0 | 0 | 0 | 0 | 0 | Nuc | 0 | 0 | 0 | 0 | 0 | 0
| New Build Capacity | NWPP_Gas | West | Other | PS | 0 | 0 | 0 | 0 | 0 | 0 | PS | 0 | 0 | 0 | 0 | 0 | 0
| New Build Capacity | NWPP_Gas | West | Other Renew | PV | 0 | 0 | 0 | 0 | 0 | 0 | PV | 0 | 0 | 0 | 0 | 0 | 0
| New Build Capacity | NWPP_Gas | West | CT | PeakG | 0 | 0 | 0 | 0 | 0 | 0 | PeakG | 0 | 0 | 0 | 0 | 0 | 0
| New Build Capacity | NWPP_Gas | West | CT | PeakO | 0 | 0 | 0 | 0 | 0 | 0 | PeakO | 0 | 0 | 0 | 0 | 0 | 0
| New Build Capacity | NWPP_Gas | West | Other Renew | ST | 0 | 0 | 0 | 0 | 0 | 0 | ST | 0 | 0 | 0 | 0 | 0 | 0
| New Build Capacity | NWPP_Gas | West | Steam O/G | STOG | 0 | 0 | 0 | 0 | 0 | 0 | STOG | 0 | 0 | 0 | 0 | 0 | 0
| New Build Capacity | NWPP_Gas | West | Other Renew | STWD | 0 | 0 | 0 | 0 | 0 | 0 | STWD | 0 | 0 | 0 | 0 | 0 | 0
| New Build Capacity | NWPP_Gas | West | On-shore Wind | WT | 0 | 0 | 0 | 0 | 0 | 0 | WT | 0 | 0 | 0 | 0 | 0 | 0
| New Build Capacity | NWPP_Gas | West | Coal | IGCC | 0 | 0 | 0 | 0 | 0 | 0 | IGCC | 0 | 0 | 0 | 0 | 0 | 0
| New Build Capacity | NWPP_Gas | West | DR | DemandResponse | 0 | 0 | 0 | 0 | 0 | 0 | DemandResponse | 0 | 0 | 0 | 0 | 0 | 0
| New Build Capacity | NWPP_Gas | West | Coal-CCS | IGCC-CCS | 0 | 0 | 0 | 0 | 0.01 | 0 | IGCC-CCS | 0 | 0 | 0 | 0 | 0 | 0
| New Build Capacity | NWPP_Gas | West | Off-shore Wind | WT_off | 0 | 0 | 0 | 0 | 0 | 0 | WT_off | 0 | 0 | 0 | 0 | 0 | 0
| New Build Capacity | NWPP_Gas | West | Other | PseudoUnit | 0 | 0 | 0 | 0 | 0 | 0 | PseudoUnit | 0 | 0 | 0 | 0 | 0 | 0
| New Build Capacity | NWPP_Gas | West | HQ/Maritimes | FixedInterchange | 0 | 0 | 0 | 0 | 0 | 0 | FixedInterchange | 0 | 0 | 0 | 0 | 0 | 0
[5 empty] | New Build Capacity by Reporting Type: NWPP_NucRenew | [6 empty] | New Build Capacity by Reporting Type: NWPP_NucRenew
[5 empty] | ReportingType | 2015 | 2020 | 2025 | 2030 | 2035 | 2040 | ReportingType | 2015 | 2020 | 2025 | 2030 | 2035 | 2040
| New Build Capacity | NWPP_NucRenew | West | Other Renew | BM | 32.55 | 0 | 0 | 0 | 0.06 | 812.27 | BM | 32.55 | 0 | 0 | 0 | 0 | 787.43
| New Build Capacity | NWPP_NucRenew | West | CC | CC | 0 | 0 | 0 | 0 | 0 | 0 | CC | 0 | 0 | 0 | 0 | 0 | 0
| New Build Capacity | NWPP_NucRenew | West | Other Renew | CSP | 0 | 0 | 0 | 0 | 0 | 0 | CSP | 0 | 0 | 0 | 0 | 0 | 0
| New Build Capacity | NWPP_NucRenew | West | CT | CT | 0 | 0 | 0 | 0 | 0 | 0 | CT | 0 | 0 | 0 | 0 | 0 | 0
| New Build Capacity | NWPP_NucRenew | West | Coal | Coal | 0 | 0 | 0 | 0 | 0 | 0 | Coal | 0 | 0 | 0 | 0 | 0 | 0
| New Build Capacity | NWPP_NucRenew | West | Other Renew | Geo | 86.01 | 0.02 | 433.97 | 0 | 0 | 0 | Geo | 86 | 0 | 434 | 0 | 0 | 0
| New Build Capacity | NWPP_NucRenew | West | Hydro | H | 0 | 0.01 | 0.01 | 0.03 | 334.95 | 0 | H | 0 | 0 | 0 | 0 | 335 | 0
| New Build Capacity | NWPP_NucRenew | West | Other Renew | LFG | 25.52 | 0.02 | 244.46 | 0 | 0 | 0 | LFG | 25.5 | 0 | 244.5 | 0 | 0 | 0
| New Build Capacity | NWPP_NucRenew | West | Nuclear | Nuc | 0 | 0 | 0.09 | 731.63 | 2480.1 | 1537.75 | Nuc | 0 | 0 | 0 | 0 | 3365.23 | 1382.32
| New Build Capacity | NWPP_NucRenew | West | Other | PS | 0 | 0 | 0 | 0 | 0 | 0 | PS | 0 | 0 | 0 | 0 | 0 | 0
| New Build Capacity | NWPP_NucRenew | West | Other Renew | PV | 0.02 | 0 | 0.01 | 0.01 | 0.01 | 0.03 | PV | 0 | 0 | 0 | 0 | 0 | 0
| New Build Capacity | NWPP_NucRenew | West | CT | PeakG | 0 | 0 | 0 | 0 | 0 | 0 | PeakG | 0 | 0 | 0 | 0 | 0 | 0
| New Build Capacity | NWPP_NucRenew | West | CT | PeakO | 0 | 0 | 0 | 0 | 0 | 0 | PeakO | 0 | 0 | 0 | 0 | 0 | 0
| New Build Capacity | NWPP_NucRenew | West | Other Renew | ST | 0 | 0.01 | 0.01 | 0.01 | 0.01 | 0.06 | ST | 0 | 0 | 0 | 0 | 0 | 0
| New Build Capacity | NWPP_NucRenew | West | Steam O/G | STOG | 0 | 0 | 0 | 0 | 0 | 0 | STOG | 0 | 0 | 0 | 0 | 0 | 0
| New Build Capacity | NWPP_NucRenew | West | Other Renew | STWD | 0 | 0 | 0 | 0 | 0 | 0 | STWD | 0 | 0 | 0 | 0 | 0 | 0
| New Build Capacity | NWPP_NucRenew | West | On-shore Wind | WT | 977.35 | 0.04 | 0.1 | 21335.39 | 3.43 | 2317.99 | WT | 977.3 | 0 | 0 | 21341.92 | 0 | 2315.19
| New Build Capacity | NWPP_NucRenew | West | Coal | IGCC | 0 | 0 | 0 | 0 | 0 | 0 | IGCC | 0 | 0 | 0 | 0 | 0 | 0
| New Build Capacity | NWPP_NucRenew | West | DR | DemandResponse | 0 | 0 | 0 | 0 | 0 | 0 | DemandResponse | 0 | 0 | 0 | 0 | 0 | 0
| New Build Capacity | NWPP_NucRenew | West | Coal-CCS | IGCC-CCS | 0 | 0 | 0 | 0 | 0 | 0 | IGCC-CCS | 0 | 0 | 0 | 0 | 0 | 0
| New Build Capacity | NWPP_NucRenew | West | Off-shore Wind | WT_off | 0.11 | 0.01 | 0.01 | 0.01 | 0.01 | 0.01 | WT_off | 0 | 0 | 0 | 0 | 0 | 0
| New Build Capacity | NWPP_NucRenew | West | Other | PseudoUnit | 0 | 0 | 0 | 0 | 0 | 0 | PseudoUnit | 0 | 0 | 0 | 0 | 0 | 0
| New Build Capacity | NWPP_NucRenew | West | HQ/Maritimes | FixedInterchange | 0 | 0 | 0 | 0 | 0 | 0 | FixedInterchange | 0 | 0 | 0 | 0 | 0 | 0
[5 empty] | New Build Capacity by Reporting Type: RMPA | [6 empty] | New Build Capacity by Reporting Type: RMPA
[5 empty] | ReportingType | 2015 | 2020 | 2025 | 2030 | 2035 | 2040 | ReportingType | 2015 | 2020 | 2025 | 2030 | 2035 | 2040
| New Build Capacity | RMPA | West | Other Renew | BM | 0 | 0 | 0 | 0 | 716.94 | 735.66 | BM | 0 | 0 | 0 | 0 | 886.01 | 602.23
| New Build Capacity | RMPA | West | CC | CC | 0.12 | 1116.25 | 0.1 | 0.04 | 0 | 0 | CC | 0 | 1290.23 | 0 | 0 | 0 | 0
| New Build Capacity | RMPA | West | Other Renew | CSP | 0 | 0 | 0 | 0 | 0 | 0 | CSP | 0 | 0 | 0 | 0 | 0 | 0
| New Build Capacity | RMPA | West | CT | CT | 152 | 0 | 0 | 0 | 0 | 0 | CT | 152 | 0 | 0 | 0 | 0 | 0
| New Build Capacity | RMPA | West | Coal | Coal | 390 | 0 | 0 | 0 | 0 | 0 | Coal | 390 | 0 | 0 | 0 | 0 | 0
| New Build Capacity | RMPA | West | Other Renew | Geo | 0.03 | 46.89 | 2523.08 | 0 | 0 | 0 | Geo | 0 | 23.83 | 2546.17 | 0 | 0 | 0
| New Build Capacity | RMPA | West | Hydro | H | 0 | 0 | 0 | 0 | 0 | 0 | H | 0 | 0 | 0 | 0 | 0 | 0
| New Build Capacity | RMPA | West | Other Renew | LFG | 1.42 | 0.11 | 28.8 | 0 | 0 | 0 | LFG | 1.4 | 0 | 28.93 | 0 | 0 | 0
| New Build Capacity | RMPA | West | Nuclear | Nuc | 0 | 0 | 0.41 | 2029.27 | 0.05 | 0.03 | Nuc | 0 | 0 | 126.49 | 1738.81 | 0 | 0
| New Build Capacity | RMPA | West | Other | PS | 0 | 0 | 0 | 0 | 0 | 0 | PS | 0 | 0 | 0 | 0 | 0 | 0
| New Build Capacity | RMPA | West | Other Renew | PV | 1.01 | 0.01 | 0 | 0.01 | 0 | 0.01 | PV | 1 | 0 | 0 | 0 | 0 | 0
| New Build Capacity | RMPA | West | CT | PeakG | 0 | 0 | 0 | 0 | 0 | 0 | PeakG | 0 | 0 | 0 | 0 | 0 | 0
| New Build Capacity | RMPA | West | CT | PeakO | 0 | 0 | 0 | 0 | 0 | 0 | PeakO | 0 | 0 | 0 | 0 | 0 | 0
| New Build Capacity | RMPA | West | Other Renew | ST | 3 | 367.31 | 0 | 5.57 | 0 | 0.06 | ST | 3 | 367.48 | 0 | 5.31 | 0 | 0.1
| New Build Capacity | RMPA | West | Steam O/G | STOG | 0 | 0 | 0 | 0 | 0 | 0 | STOG | 0 | 0 | 0 | 0 | 0 | 0
| New Build Capacity | RMPA | West | Other Renew | STWD | 0 | 0 | 0 | 0 | 0 | 0 | STWD | 0 | 0 | 0 | 0 | 0 | 0
| New Build Capacity | RMPA | West | On-shore Wind | WT | 765.45 | 3546.71 | 0 | 534.58 | 0 | 136.31 | WT | 765.4 | 3545.41 | 0 | 534.86 | 0 | 137.31
| New Build Capacity | RMPA | West | Coal | IGCC | 0 | 0 | 0 | 0 | 0 | 0 | IGCC | 0 | 0 | 0 | 0 | 0 | 0
| New Build Capacity | RMPA | West | DR | DemandResponse | 0 | 0 | 0 | 0 | 0 | 0 | DemandResponse | 0 | 0 | 0 | 0 | 0 | 0
| New Build Capacity | RMPA | West | Coal-CCS | IGCC-CCS | 0 | 0 | 0.01 | 0 | 0.01 | 0 | IGCC-CCS | 0 | 0 | 0 | 0 | 0 | 0
| New Build Capacity | RMPA | West | Off-shore Wind | WT_off | 0 | 0 | 0 | 0 | 0 | 0 | WT_off | 0 | 0 | 0 | 0 | 0 | 0
| New Build Capacity | RMPA | West | Other | PseudoUnit | 0 | 0 | 0 | 0 | 0 | 0 | PseudoUnit | 0 | 0 | 0 | 0 | 0 | 0
| New Build Capacity | RMPA | West | HQ/Maritimes | FixedInterchange | 0 | 0 | 0 | 0 | 0 | 0 | FixedInterchange | 0 | 0 | 0 | 0 | 0 | 0
[5 empty] | New Build Capacity by Reporting Type: SP15 | [6 empty] | New Build Capacity by Reporting Type: SP15
[5 empty] | ReportingType | 2015 | 2020 | 2025 | 2030 | 2035 | 2040 | ReportingType | 2015 | 2020 | 2025 | 2030 | 2035 | 2040
| New Build Capacity | SP15 | West | Other Renew | BM | 6 | 0 | 0 | 0 | 0.05 | 0.01 | BM | 6 | 0 | 0 | 0 | 0 | 340.43
| New Build Capacity | SP15 | West | CC | CC | 2260.2 | 1.06 | 0.12 | 0.04 | 0 | 0 | CC | 2732.02 | 0.01 | 0 | 0 | 0 | 0
| New Build Capacity | SP15 | West | Other Renew | CSP | 0 | 0 | 0 | 0 | 0 | 0 | CSP | 0 | 0 | 0 | 0 | 0 | 0
| New Build Capacity | SP15 | West | CT | CT | 0.01 | 0.02 | 0.01 | 0 | 0 | 0 | CT | 0 | 0 | 0 | 0 | 0 | 0
| New Build Capacity | SP15 | West | Coal | Coal | 0 | 0 | 0 | 0 | 0 | 0 | Coal | 0 | 0 | 0 | 0 | 0 | 0
| New Build Capacity | SP15 | West | Other Renew | Geo | 49.9 | 1450.1 | 0 | 0 | 0 | 0 | Geo | 50 | 1450 | 0 | 0 | 0 | 0
| New Build Capacity | SP15 | West | Hydro | H | 0 | 0 | 0 | 0 | 0 | 0 | H | 0 | 0 | 0 | 0 | 0 | 0
| New Build Capacity | SP15 | West | Other Renew | LFG | 9.2 | 555.79 | 0.01 | 0 | 0 | 0 | LFG | 9.2 | 555.8 | 0 | 0 | 0 | 0
| New Build Capacity | SP15 | West | Nuclear | Nuc | 0 | 0 | 0.03 | 1076.61 | 363.77 | 3567.73 | Nuc | 0 | 0 | 0 | 847.66 | 770.03 | 2804.97
| New Build Capacity | SP15 | West | Other | PS | 0 | 0 | 0 | 0 | 0 | 0 | PS | 0 | 0 | 0 | 0 | 0 | 0
| New Build Capacity | SP15 | West | Other Renew | PV | 3.8 | 0 | 0 | 0 | 0 | 0 | PV | 3.8 | 0 | 0 | 0 | 0 | 0
| New Build Capacity | SP15 | West | CT | PeakG | 0 | 0 | 0 | 0 | 0 | 0 | PeakG | 0 | 0 | 0 | 0 | 0 | 0
| New Build Capacity | SP15 | West | CT | PeakO | 0 | 0 | 0 | 0 | 0 | 0 | PeakO | 0 | 0 | 0 | 0 | 0 | 0
| New Build Capacity | SP15 | West | Other Renew | ST | 448 | 0 | 0 | 0.01 | 2409.32 | 836.32 | ST | 448 | 0 | 0 | 0 | 2409.4 | 835.69
| New Build Capacity | SP15 | West | Steam O/G | STOG | 0 | 0 | 0 | 0 | 0 | 0 | STOG | 0 | 0 | 0 | 0 | 0 | 0
| New Build Capacity | SP15 | West | Other Renew | STWD | 0 | 0 | 0 | 0 | 0 | 0 | STWD | 0 | 0 | 0 | 0 | 0 | 0
| New Build Capacity | SP15 | West | On-shore Wind | WT | 735.02 | 1018.58 | 13146.21 | 0.3 | 0.01 | 0 | WT | 735 | 886.81 | 13278.19 | 0 | 0 | 0
| New Build Capacity | SP15 | West | Coal | IGCC | 0 | 0 | 0 | 0 | 0 | 0 | IGCC | 0 | 0 | 0 | 0 | 0 | 0
| New Build Capacity | SP15 | West | DR | DemandResponse | 0 | 0 | 0 | 0 | 0 | 0 | DemandResponse | 0 | 0 | 0 | 0 | 0 | 0
| New Build Capacity | SP15 | West | Coal-CCS | IGCC-CCS | 0 | 0 | 0.01 | 0 | 0.01 | 0 | IGCC-CCS | 0 | 0 | 0 | 0 | 0 | 0
| New Build Capacity | SP15 | West | Off-shore Wind | WT_off | 0 | 0 | 0 | 0 | 0 | 0 | WT_off | 0 | 0 | 0 | 0 | 0 | 0
| New Build Capacity | SP15 | West | Other | PseudoUnit | 0 | 0 | 0 | 0 | 0 | 0 | PseudoUnit | 0 | 0 | 0 | 0 | 0 | 0
| New Build Capacity | SP15 | West | HQ/Maritimes | FixedInterchange | 0 | 0 | 0 | 0 | 0 | 0 | FixedInterchange | 0 | 0 | 0 | 0 | 0 | 0
[5 empty] | New Build Capacity by Reporting Type: ALB | [6 empty] | New Build Capacity by Reporting Type: ALB
[5 empty] | ReportingType | 2015 | 2020 | 2025 | 2030 | 2035 | 2040 | ReportingType | 2015 | 2020 | 2025 | 2030 | 2035 | 2040
| New Build Capacity | ALB | West | Other Renew | BM | 0 | 0 | 0 | 0 | 0 | 0 | BM | 0 | 0 | 0 | 0 | 0 | 0
| New Build Capacity | ALB | West | CC | CC | 832.52 | 0.04 | 0.02 | 0.01 | 0 | 0 | CC | 833.11 | 0 | 0 | 0 | 0 | 0
| New Build Capacity | ALB | West | Other Renew | CSP | 0 | 0 | 0 | 0 | 0 | 0 | CSP | 0 | 0 | 0 | 0 | 0 | 0
| New Build Capacity | ALB | West | CT | CT | 201.5 | 0 | 0 | 0 | 0 | 0 | CT | 201.5 | 0 | 0 | 0 | 0 | 0
| New Build Capacity | ALB | West | Coal | Coal | 495 | 0 | 0 | 0 | 0 | 0 | Coal | 495 | 0 | 0 | 0 | 0 | 0
| New Build Capacity | ALB | West | Other Renew | Geo | 0 | 0 | 0 | 0 | 0 | 0 | Geo | 0 | 0 | 0 | 0 | 0 | 0
| New Build Capacity | ALB | West | Hydro | H | 0 | 0 | 0 | 0 | 0 | 0 | H | 0 | 0 | 0 | 0 | 0 | 0
| New Build Capacity | ALB | West | Other Renew | LFG | 0 | 0 | 0 | 0 | 0 | 0 | LFG | 0 | 0 | 0 | 0 | 0 | 0
| New Build Capacity | ALB | West | Nuclear | Nuc | 0 | 0 | 7288.01 | 1480.08 | 154.12 | 60.86 | Nuc | 0 | 0 | 7287.64 | 1483.9 | 73.06 | 138.48
| New Build Capacity | ALB | West | Other | PS | 0 | 0 | 0 | 0 | 0 | 0 | PS | 0 | 0 | 0 | 0 | 0 | 0
| New Build Capacity | ALB | West | Other Renew | PV | 0 | 0 | 0 | 0 | 0 | 0 | PV | 0 | 0 | 0 | 0 | 0 | 0
| New Build Capacity | ALB | West | CT | PeakG | 0 | 0 | 0 | 0 | 0 | 0 | PeakG | 0 | 0 | 0 | 0 | 0 | 0
| New Build Capacity | ALB | West | CT | PeakO | 0 | 0 | 0 | 0 | 0 | 0 | PeakO | 0 | 0 | 0 | 0 | 0 | 0
| New Build Capacity | ALB | West | Other Renew | ST | 0 | 0 | 0 | 0 | 0 | 0 | ST | 0 | 0 | 0 | 0 | 0 | 0
| New Build Capacity | ALB | West | Steam O/G | STOG | 0 | 0 | 0 | 0 | 0 | 0 | STOG | 0 | 0 | 0 | 0 | 0 | 0
| New Build Capacity | ALB | West | Other Renew | STWD | 0 | 0 | 0 | 0 | 0 | 0 | STWD | 0 | 0 | 0 | 0 | 0 | 0
| New Build Capacity | ALB | West | On-shore Wind | WT | 9 | 0 | 0 | 0.02 | 90.98 | 0 | WT | 9 | 0 | 0 | 0 | 91 | 0
| New Build Capacity | ALB | West | Coal | IGCC | 0 | 0 | 0 | 0 | 0 | 0 | IGCC | 0 | 0 | 0 | 0 | 0 | 0
| New Build Capacity | ALB | West | DR | DemandResponse | 0 | 0 | 0 | 0 | 0 | 0 | DemandResponse | 0 | 0 | 0 | 0 | 0 | 0
| New Build Capacity | ALB | West | Coal-CCS | IGCC-CCS | 0 | 0 | 0 | 0 | 0 | 0 | IGCC-CCS | 0 | 0 | 0 | 0 | 0 | 0
| New Build Capacity | ALB | West | Off-shore Wind | WT_off | 0 | 0 | 0 | 0 | 0 | 0 | WT_off | 0 | 0 | 0 | 0 | 0 | 0
| New Build Capacity | ALB | West | Other | PseudoUnit | 0 | 0 | 0 | 0 | 0 | 0 | PseudoUnit | 0 | 0 | 0 | 0 | 0 | 0
| New Build Capacity | ALB | West | HQ/Maritimes | FixedInterchange | 0 | 0 | 0 | 0 | 0 | 0 | FixedInterchange | 0 | 0 | 0 | 0 | 0 | 0
[5 empty] | New Build Capacity by Reporting Type: BC | [6 empty] | New Build Capacity by Reporting Type: BC
[5 empty] | ReportingType | 2015 | 2020 | 2025 | 2030 | 2035 | 2040 | ReportingType | 2015 | 2020 | 2025 | 2030 | 2035 | 2040
| New Build Capacity | BC | West | Other Renew | BM | 0 | 0 | 0 | 0 | 0 | 0 | BM | 0 | 0 | 0 | 0 | 0 | 0
| New Build Capacity | BC | West | CC | CC | 0.08 | 0.02 | 0.02 | 0.01 | 0 | 0 | CC | 0 | 0 | 0 | 0 | 0 | 0
| New Build Capacity | BC | West | Other Renew | CSP | 0 | 0 | 0 | 0 | 0 | 0 | CSP | 0 | 0 | 0 | 0 | 0 | 0
| New Build Capacity | BC | West | CT | CT | 0.02 | 0 | 0 | 0 | 0 | 0 | CT | 0 | 0 | 0 | 0 | 0 | 0
| New Build Capacity | BC | West | Coal | Coal | 0 | 0 | 0 | 0 | 0 | 0 | Coal | 0 | 0 | 0 | 0 | 0 | 0
| New Build Capacity | BC | West | Other Renew | Geo | 0 | 0 | 0 | 0 | 0 | 0 | Geo | 0 | 0 | 0 | 0 | 0 | 0
| New Build Capacity | BC | West | Hydro | H | 0 | 0 | 0 | 0 | 0 | 0 | H | 0 | 0 | 0 | 0 | 0 | 0
| New Build Capacity | BC | West | Other Renew | LFG | 0 | 0 | 0 | 0 | 0 | 0 | LFG | 0 | 0 | 0 | 0 | 0 | 0
| New Build Capacity | BC | West | Nuclear | Nuc | 0 | 0 | 597.93 | 425.58 | 0.01 | 341.81 | Nuc | 0 | 0 | 598.01 | 426.1 | 0 | 342.26
| New Build Capacity | BC | West | Other | PS | 0 | 0 | 0 | 0 | 0 | 0 | PS | 0 | 0 | 0 | 0 | 0 | 0
| New Build Capacity | BC | West | Other Renew | PV | 0 | 0 | 0 | 0 | 0 | 0 | PV | 0 | 0 | 0 | 0 | 0 | 0
| New Build Capacity | BC | West | CT | PeakG | 0 | 0 | 0 | 0 | 0 | 0 | PeakG | 0 | 0 | 0 | 0 | 0 | 0
| New Build Capacity | BC | West | CT | PeakO | 0 | 0 | 0 | 0 | 0 | 0 | PeakO | 0 | 0 | 0 | 0 | 0 | 0
| New Build Capacity | BC | West | Other Renew | ST | 0 | 0 | 0 | 0 | 0 | 0 | ST | 0 | 0 | 0 | 0 | 0 | 0
| New Build Capacity | BC | West | Steam O/G | STOG | 0 | 0 | 0 | 0 | 0 | 0 | STOG | 0 | 0 | 0 | 0 | 0 | 0
| New Build Capacity | BC | West | Other Renew | STWD | 0 | 0 | 0 | 0 | 0 | 0 | STWD | 0 | 0 | 0 | 0 | 0 | 0
| New Build Capacity | BC | West | On-shore Wind | WT | 144 | 0 | 0 | 0.01 | 155.99 | 0 | WT | 144 | 0 | 0 | 0 | 156 | 0
| New Build Capacity | BC | West | Coal | IGCC | 0 | 0 | 0 | 0 | 0 | 0 | IGCC | 0 | 0 | 0 | 0 | 0 | 0
| New Build Capacity | BC | West | DR | DemandResponse | 0 | 0 | 0 | 0 | 0 | 0 | DemandResponse | 0 | 0 | 0 | 0 | 0 | 0
| New Build Capacity | BC | West | Coal-CCS | IGCC-CCS | 0 | 0 | 0 | 0 | 0 | 0 | IGCC-CCS | 0 | 0 | 0 | 0 | 0 | 0
| New Build Capacity | BC | West | Off-shore Wind | WT_off | 0 | 0 | 0 | 0 | 0 | 0 | WT_off | 0 | 0 | 0 | 0 | 0 | 0
| New Build Capacity | BC | West | Other | PseudoUnit | 0 | 0 | 0 | 0 | 0 | 0 | PseudoUnit | 0 | 0 | 0 | 0 | 0 | 0
| New Build Capacity | BC | West | HQ/Maritimes | FixedInterchange | 0 | 0 | 0 | 0 | 0 | 0 | FixedInterchange | 0 | 0 | 0 | 0 | 0 | 0
[5 empty] | New Build Capacity by Reporting Type: HQ_IESO | [6 empty] | New Build Capacity by Reporting Type: HQ_IESO
[5 empty] | ReportingType | 2015 | 2020 | 2025 | 2030 | 2035 | 2040 | ReportingType | 2015 | 2020 | 2025 | 2030 | 2035 | 2040
| New Build Capacity | HQ_IESO | HQ/Maritimes | Other Renew | BM | 0 | 0 | 0 | 0 | 0 | 0 | BM | 0 | 0 | 0 | 0 | 0 | 0
| New Build Capacity | HQ_IESO | HQ/Maritimes | CC | CC | 0 | 0 | 0 | 0 | 0 | 0 | CC | 0 | 0 | 0 | 0 | 0 | 0
| New Build Capacity | HQ_IESO | HQ/Maritimes | Other Renew | CSP | 0 | 0 | 0 | 0 | 0 | 0 | CSP | 0 | 0 | 0 | 0 | 0 | 0
| New Build Capacity | HQ_IESO | HQ/Maritimes | CT | CT | 0 | 0 | 0 | 0 | 0 | 0 | CT | 0 | 0 | 0 | 0 | 0 | 0
| New Build Capacity | HQ_IESO | HQ/Maritimes | Coal | Coal | 0 | 0 | 0 | 0 | 0 | 0 | Coal | 0 | 0 | 0 | 0 | 0 | 0
| New Build Capacity | HQ_IESO | HQ/Maritimes | Other Renew | Geo | 0 | 0 | 0 | 0 | 0 | 0 | Geo | 0 | 0 | 0 | 0 | 0 | 0
| New Build Capacity | HQ_IESO | HQ/Maritimes | Hydro | H | 0 | 0 | 0 | 0 | 0 | 0 | H | 0 | 0 | 0 | 0 | 0 | 0
| New Build Capacity | HQ_IESO | HQ/Maritimes | Other Renew | LFG | 0 | 0 | 0 | 0 | 0 | 0 | LFG | 0 | 0 | 0 | 0 | 0 | 0
| New Build Capacity | HQ_IESO | HQ/Maritimes | Nuclear | Nuc | 0 | 0 | 0 | 0 | 0 | 0 | Nuc | 0 | 0 | 0 | 0 | 0 | 0
| New Build Capacity | HQ_IESO | HQ/Maritimes | Other | PS | 0 | 0 | 0 | 0 | 0 | 0 | PS | 0 | 0 | 0 | 0 | 0 | 0
| New Build Capacity | HQ_IESO | HQ/Maritimes | Other Renew | PV | 0 | 0 | 0 | 0 | 0 | 0 | PV | 0 | 0 | 0 | 0 | 0 | 0
| New Build Capacity | HQ_IESO | HQ/Maritimes | CT | PeakG | 0 | 0 | 0 | 0 | 0 | 0 | PeakG | 0 | 0 | 0 | 0 | 0 | 0
| New Build Capacity | HQ_IESO | HQ/Maritimes | CT | PeakO | 0 | 0 | 0 | 0 | 0 | 0 | PeakO | 0 | 0 | 0 | 0 | 0 | 0
| New Build Capacity | HQ_IESO | HQ/Maritimes | Other Renew | ST | 0 | 0 | 0 | 0 | 0 | 0 | ST | 0 | 0 | 0 | 0 | 0 | 0
| New Build Capacity | HQ_IESO | HQ/Maritimes | Steam O/G | STOG | 0 | 0 | 0 | 0 | 0 | 0 | STOG | 0 | 0 | 0 | 0 | 0 | 0
| New Build Capacity | HQ_IESO | HQ/Maritimes | Other Renew | STWD | 0 | 0 | 0 | 0 | 0 | 0 | STWD | 0 | 0 | 0 | 0 | 0 | 0
| New Build Capacity | HQ_IESO | HQ/Maritimes | On-shore Wind | WT | 0 | 0 | 0 | 0 | 0 | 0 | WT | 0 | 0 | 0 | 0 | 0 | 0
| New Build Capacity | HQ_IESO | HQ/Maritimes | Coal | IGCC | 0 | 0 | 0 | 0 | 0 | 0 | IGCC | 0 | 0 | 0 | 0 | 0 | 0
| New Build Capacity | HQ_IESO | HQ/Maritimes | DR | DemandResponse | 0 | 0 | 0 | 0 | 0 | 0 | DemandResponse | 0 | 0 | 0 | 0 | 0 | 0
| New Build Capacity | HQ_IESO | HQ/Maritimes | Coal-CCS | IGCC-CCS | 0 | 0 | 0 | 0 | 0 | 0 | IGCC-CCS | 0 | 0 | 0 | 0 | 0 | 0
| New Build Capacity | HQ_IESO | HQ/Maritimes | Off-shore Wind | WT_off | 0 | 0 | 0 | 0 | 0 | 0 | WT_off | 0 | 0 | 0 | 0 | 0 | 0
| New Build Capacity | HQ_IESO | HQ/Maritimes | Other | PseudoUnit | 0 | 0 | 0 | 2.68 | 2497.31 | 0 | PseudoUnit | 0 | 0 | 0 | 0 | 0 | 0
| New Build Capacity | HQ_IESO | HQ/Maritimes | HQ/Maritimes | FixedInterchange | 0 | 0 | 0 | 0 | 0 | 0 | FixedInterchange | 0 | 0 | 0 | 0 | 0 | 0
[5 empty] | New Build Capacity by Reporting Type: HQ_NEISO | [6 empty] | New Build Capacity by Reporting Type: HQ_NEISO
[5 empty] | ReportingType | 2015 | 2020 | 2025 | 2030 | 2035 | 2040 | ReportingType | 2015 | 2020 | 2025 | 2030 | 2035 | 2040
| New Build Capacity | HQ_NEISO | HQ/Maritimes | Other Renew | BM | 0 | 0 | 0 | 0 | 0 | 0 | BM | 0 | 0 | 0 | 0 | 0 | 0
| New Build Capacity | HQ_NEISO | HQ/Maritimes | CC | CC | 0 | 0 | 0 | 0 | 0 | 0 | CC | 0 | 0 | 0 | 0 | 0 | 0
| New Build Capacity | HQ_NEISO | HQ/Maritimes | Other Renew | CSP | 0 | 0 | 0 | 0 | 0 | 0 | CSP | 0 | 0 | 0 | 0 | 0 | 0
| New Build Capacity | HQ_NEISO | HQ/Maritimes | CT | CT | 0 | 0 | 0 | 0 | 0 | 0 | CT | 0 | 0 | 0 | 0 | 0 | 0
| New Build Capacity | HQ_NEISO | HQ/Maritimes | Coal | Coal | 0 | 0 | 0 | 0 | 0 | 0 | Coal | 0 | 0 | 0 | 0 | 0 | 0
| New Build Capacity | HQ_NEISO | HQ/Maritimes | Other Renew | Geo | 0 | 0 | 0 | 0 | 0 | 0 | Geo | 0 | 0 | 0 | 0 | 0 | 0
| New Build Capacity | HQ_NEISO | HQ/Maritimes | Hydro | H | 0 | 0 | 0 | 0 | 0 | 0 | H | 0 | 0 | 0 | 0 | 0 | 0
| New Build Capacity | HQ_NEISO | HQ/Maritimes | Other Renew | LFG | 0 | 0 | 0 | 0 | 0 | 0 | LFG | 0 | 0 | 0 | 0 | 0 | 0
| New Build Capacity | HQ_NEISO | HQ/Maritimes | Nuclear | Nuc | 0 | 0 | 0 | 0 | 0 | 0 | Nuc | 0 | 0 | 0 | 0 | 0 | 0
| New Build Capacity | HQ_NEISO | HQ/Maritimes | Other | PS | 0 | 0 | 0 | 0 | 0 | 0 | PS | 0 | 0 | 0 | 0 | 0 | 0
| New Build Capacity | HQ_NEISO | HQ/Maritimes | Other Renew | PV | 0 | 0 | 0 | 0 | 0 | 0 | PV | 0 | 0 | 0 | 0 | 0 | 0
| New Build Capacity | HQ_NEISO | HQ/Maritimes | CT | PeakG | 0 | 0 | 0 | 0 | 0 | 0 | PeakG | 0 | 0 | 0 | 0 | 0 | 0
| New Build Capacity | HQ_NEISO | HQ/Maritimes | CT | PeakO | 0 | 0 | 0 | 0 | 0 | 0 | PeakO | 0 | 0 | 0 | 0 | 0 | 0
| New Build Capacity | HQ_NEISO | HQ/Maritimes | Other Renew | ST | 0 | 0 | 0 | 0 | 0 | 0 | ST | 0 | 0 | 0 | 0 | 0 | 0
| New Build Capacity | HQ_NEISO | HQ/Maritimes | Steam O/G | STOG | 0 | 0 | 0 | 0 | 0 | 0 | STOG | 0 | 0 | 0 | 0 | 0 | 0
| New Build Capacity | HQ_NEISO | HQ/Maritimes | Other Renew | STWD | 0 | 0 | 0 | 0 | 0 | 0 | STWD | 0 | 0 | 0 | 0 | 0 | 0
| New Build Capacity | HQ_NEISO | HQ/Maritimes | On-shore Wind | WT | 0 | 0 | 0 | 0 | 0 | 0 | WT | 0 | 0 | 0 | 0 | 0 | 0
| New Build Capacity | HQ_NEISO | HQ/Maritimes | Coal | IGCC | 0 | 0 | 0 | 0 | 0 | 0 | IGCC | 0 | 0 | 0 | 0 | 0 | 0
| New Build Capacity | HQ_NEISO | HQ/Maritimes | DR | DemandResponse | 0 | 0 | 0 | 0 | 0 | 0 | DemandResponse | 0 | 0 | 0 | 0 | 0 | 0
| New Build Capacity | HQ_NEISO | HQ/Maritimes | Coal-CCS | IGCC-CCS | 0 | 0 | 0 | 0 | 0 | 0 | IGCC-CCS | 0 | 0 | 0 | 0 | 0 | 0
| New Build Capacity | HQ_NEISO | HQ/Maritimes | Off-shore Wind | WT_off | 0 | 0 | 0 | 0 | 0 | 0 | WT_off | 0 | 0 | 0 | 0 | 0 | 0
| New Build Capacity | HQ_NEISO | HQ/Maritimes | Other | PseudoUnit | 0 | 0.01 | 0.01 | 16.83 | 283.16 | 0 | PseudoUnit | 0 | 0 | 0 | 0 | 0 | 0
| New Build Capacity | HQ_NEISO | HQ/Maritimes | HQ/Maritimes | FixedInterchange | 0 | 0 | 0 | 0 | 0 | 0 | FixedInterchange | 0 | 0 | 0 | 0 | 0 | 0
[5 empty] | New Build Capacity by Reporting Type: HQ_NY | [6 empty] | New Build Capacity by Reporting Type: HQ_NY
[5 empty] | ReportingType | 2015 | 2020 | 2025 | 2030 | 2035 | 2040 | ReportingType | 2015 | 2020 | 2025 | 2030 | 2035 | 2040
| New Build Capacity | HQ_NY | HQ/Maritimes | Other Renew | BM | 0 | 0 | 0 | 0 | 0 | 0 | BM | 0 | 0 | 0 | 0 | 0 | 0
| New Build Capacity | HQ_NY | HQ/Maritimes | CC | CC | 0 | 0 | 0 | 0 | 0 | 0 | CC | 0 | 0 | 0 | 0 | 0 | 0
| New Build Capacity | HQ_NY | HQ/Maritimes | Other Renew | CSP | 0 | 0 | 0 | 0 | 0 | 0 | CSP | 0 | 0 | 0 | 0 | 0 | 0
| New Build Capacity | HQ_NY | HQ/Maritimes | CT | CT | 0 | 0 | 0 | 0 | 0 | 0 | CT | 0 | 0 | 0 | 0 | 0 | 0
| New Build Capacity | HQ_NY | HQ/Maritimes | Coal | Coal | 0 | 0 | 0 | 0 | 0 | 0 | Coal | 0 | 0 | 0 | 0 | 0 | 0
| New Build Capacity | HQ_NY | HQ/Maritimes | Other Renew | Geo | 0 | 0 | 0 | 0 | 0 | 0 | Geo | 0 | 0 | 0 | 0 | 0 | 0
| New Build Capacity | HQ_NY | HQ/Maritimes | Hydro | H | 0 | 0 | 0 | 0 | 0 | 0 | H | 0 | 0 | 0 | 0 | 0 | 0
| New Build Capacity | HQ_NY | HQ/Maritimes | Other Renew | LFG | 0 | 0 | 0 | 0 | 0 | 0 | LFG | 0 | 0 | 0 | 0 | 0 | 0
| New Build Capacity | HQ_NY | HQ/Maritimes | Nuclear | Nuc | 0 | 0 | 0 | 0 | 0 | 0 | Nuc | 0 | 0 | 0 | 0 | 0 | 0
| New Build Capacity | HQ_NY | HQ/Maritimes | Other | PS | 0 | 0 | 0 | 0 | 0 | 0 | PS | 0 | 0 | 0 | 0 | 0 | 0
| New Build Capacity | HQ_NY | HQ/Maritimes | Other Renew | PV | 0 | 0 | 0 | 0 | 0 | 0 | PV | 0 | 0 | 0 | 0 | 0 | 0
| New Build Capacity | HQ_NY | HQ/Maritimes | CT | PeakG | 0 | 0 | 0 | 0 | 0 | 0 | PeakG | 0 | 0 | 0 | 0 | 0 | 0
| New Build Capacity | HQ_NY | HQ/Maritimes | CT | PeakO | 0 | 0 | 0 | 0 | 0 | 0 | PeakO | 0 | 0 | 0 | 0 | 0 | 0
| New Build Capacity | HQ_NY | HQ/Maritimes | Other Renew | ST | 0 | 0 | 0 | 0 | 0 | 0 | ST | 0 | 0 | 0 | 0 | 0 | 0
| New Build Capacity | HQ_NY | HQ/Maritimes | Steam O/G | STOG | 0 | 0 | 0 | 0 | 0 | 0 | STOG | 0 | 0 | 0 | 0 | 0 | 0
| New Build Capacity | HQ_NY | HQ/Maritimes | Other Renew | STWD | 0 | 0 | 0 | 0 | 0 | 0 | STWD | 0 | 0 | 0 | 0 | 0 | 0
| New Build Capacity | HQ_NY | HQ/Maritimes | On-shore Wind | WT | 0 | 0 | 0 | 0 | 0 | 0 | WT | 0 | 0 | 0 | 0 | 0 | 0
| New Build Capacity | HQ_NY | HQ/Maritimes | Coal | IGCC | 0 | 0 | 0 | 0 | 0 | 0 | IGCC | 0 | 0 | 0 | 0 | 0 | 0
| New Build Capacity | HQ_NY | HQ/Maritimes | DR | DemandResponse | 0 | 0 | 0 | 0 | 0 | 0 | DemandResponse | 0 | 0 | 0 | 0 | 0 | 0
| New Build Capacity | HQ_NY | HQ/Maritimes | Coal-CCS | IGCC-CCS | 0 | 0 | 0 | 0 | 0 | 0 | IGCC-CCS | 0 | 0 | 0 | 0 | 0 | 0
| New Build Capacity | HQ_NY | HQ/Maritimes | Off-shore Wind | WT_off | 0 | 0 | 0 | 0 | 0 | 0 | WT_off | 0 | 0 | 0 | 0 | 0 | 0
| New Build Capacity | HQ_NY | HQ/Maritimes | Other | PseudoUnit | 0 | 0.01 | 0.05 | 2499.94 | 0 | 0 | PseudoUnit | 0 | 0 | 0 | 0 | 0 | 0
| New Build Capacity | HQ_NY | HQ/Maritimes | HQ/Maritimes | FixedInterchange | 0 | 0 | 0 | 0 | 0 | 0 | FixedInterchange | 0 | 0 | 0 | 0 | 0 | 0
[5 empty] | New Build Capacity by Reporting Type: MARITIMES | [6 empty] | New Build Capacity by Reporting Type: MARITIMES
[5 empty] | ReportingType | 2015 | 2020 | 2025 | 2030 | 2035 | 2040 | ReportingType | 2015 | 2020 | 2025 | 2030 | 2035 | 2040
| New Build Capacity | MARITIMES | HQ/Maritimes | Other Renew | BM | 0 | 0 | 0 | 0 | 0 | 0 | BM | 0 | 0 | 0 | 0 | 0 | 0
| New Build Capacity | MARITIMES | HQ/Maritimes | CC | CC | 0 | 0 | 0 | 0 | 0 | 0 | CC | 0 | 0 | 0 | 0 | 0 | 0
| New Build Capacity | MARITIMES | HQ/Maritimes | Other Renew | CSP | 0 | 0 | 0 | 0 | 0 | 0 | CSP | 0 | 0 | 0 | 0 | 0 | 0
| New Build Capacity | MARITIMES | HQ/Maritimes | CT | CT | 0 | 0 | 0 | 0 | 0 | 0 | CT | 0 | 0 | 0 | 0 | 0 | 0
| New Build Capacity | MARITIMES | HQ/Maritimes | Coal | Coal | 0 | 0 | 0 | 0 | 0 | 0 | Coal | 0 | 0 | 0 | 0 | 0 | 0
| New Build Capacity | MARITIMES | HQ/Maritimes | Other Renew | Geo | 0 | 0 | 0 | 0 | 0 | 0 | Geo | 0 | 0 | 0 | 0 | 0 | 0
| New Build Capacity | MARITIMES | HQ/Maritimes | Hydro | H | 0 | 0 | 0 | 0 | 0 | 0 | H | 0 | 0 | 0 | 0 | 0 | 0
| New Build Capacity | MARITIMES | HQ/Maritimes | Other Renew | LFG | 0 | 0 | 0 | 0 | 0 | 0 | LFG | 0 | 0 | 0 | 0 | 0 | 0
| New Build Capacity | MARITIMES | HQ/Maritimes | Nuclear | Nuc | 0 | 0 | 0 | 0 | 0 | 0 | Nuc | 0 | 0 | 0 | 0 | 0 | 0
| New Build Capacity | MARITIMES | HQ/Maritimes | Other | PS | 0 | 0 | 0 | 0 | 0 | 0 | PS | 0 | 0 | 0 | 0 | 0 | 0
| New Build Capacity | MARITIMES | HQ/Maritimes | Other Renew | PV | 0 | 0 | 0 | 0 | 0 | 0 | PV | 0 | 0 | 0 | 0 | 0 | 0
| New Build Capacity | MARITIMES | HQ/Maritimes | CT | PeakG | 0 | 0 | 0 | 0 | 0 | 0 | PeakG | 0 | 0 | 0 | 0 | 0 | 0
| New Build Capacity | MARITIMES | HQ/Maritimes | CT | PeakO | 0 | 0 | 0 | 0 | 0 | 0 | PeakO | 0 | 0 | 0 | 0 | 0 | 0
| New Build Capacity | MARITIMES | HQ/Maritimes | Other Renew | ST | 0 | 0 | 0 | 0 | 0 | 0 | ST | 0 | 0 | 0 | 0 | 0 | 0
| New Build Capacity | MARITIMES | HQ/Maritimes | Steam O/G | STOG | 0 | 0 | 0 | 0 | 0 | 0 | STOG | 0 | 0 | 0 | 0 | 0 | 0
| New Build Capacity | MARITIMES | HQ/Maritimes | Other Renew | STWD | 0 | 0 | 0 | 0 | 0 | 0 | STWD | 0 | 0 | 0 | 0 | 0 | 0
| New Build Capacity | MARITIMES | HQ/Maritimes | On-shore Wind | WT | 0 | 0 | 0 | 0 | 0 | 0 | WT | 0 | 0 | 0 | 0 | 0 | 0
| New Build Capacity | MARITIMES | HQ/Maritimes | Coal | IGCC | 0 | 0 | 0 | 0 | 0 | 0 | IGCC | 0 | 0 | 0 | 0 | 0 | 0
| New Build Capacity | MARITIMES | HQ/Maritimes | DR | DemandResponse | 0 | 0 | 0 | 0 | 0 | 0 | DemandResponse | 0 | 0 | 0 | 0 | 0 | 0
| New Build Capacity | MARITIMES | HQ/Maritimes | Coal-CCS | IGCC-CCS | 0 | 0 | 0 | 0 | 0 | 0 | IGCC-CCS | 0 | 0 | 0 | 0 | 0 | 0
| New Build Capacity | MARITIMES | HQ/Maritimes | Off-shore Wind | WT_off | 0 | 0 | 0 | 0 | 0 | 0 | WT_off | 0 | 0 | 0 | 0 | 0 | 0
| New Build Capacity | MARITIMES | HQ/Maritimes | Other | PseudoUnit | 0 | 0.01 | 0.01 | 17.4 | 482.59 | 0 | PseudoUnit | 0 | 0 | 0 | 0 | 0 | 0
| New Build Capacity | MARITIMES | HQ/Maritimes | HQ/Maritimes | FixedInterchange | 0 | 0 | 0 | 0 | 0 | 0 | FixedInterchange | 0 | 0 | 0 | 0 | 0 | 0
[5 empty] | New Build Capacity by Reporting Type: All | [6 empty] | New Build Capacity by Reporting Type: All
[5 empty] | ReportingType | 2015 | 2020 | 2025 | 2030 | 2035 | 2040 | ReportingType | 2015 | 2020 | 2025 | 2030 | 2035 | 2040
| New Build Capacity | All | All | Other Renew | BM | 1251.01 | 170.61 | 538.66 | 1142.97 | 29444.25 | 22890.47 | BM | 1251 | 169.83 | 538.99 | 12.35 | 20310.09 | 43147.72
| New Build Capacity | All | All | CC | CC | 97206.95 | 43907.42 | 2.16 | 1.83 | 0.49 | 0.07 | CC | 108739.37 | 54860.09 | 121.52 | 146.38 | 36.38 | 32.78
| New Build Capacity | All | All | Other Renew | CSP | 0 | 0 | 0 | 0 | 0 | 0 | CSP | 0 | 0 | 0 | 0 | 0 | 0
| New Build Capacity | All | All | CT | CT | 6394.24 | 405.16 | 0.06 | 586.28 | 3002.43 | 0.06 | CT | 6393.79 | 424.98 | 0 | 602.51 | 156.67 | 0
| New Build Capacity | All | All | Coal | Coal | 10763.75 | 0.07 | 0.01 | 0.01 | 0.01 | 0.01 | Coal | 10763.64 | 0 | 0 | 0 | 0 | 0
| New Build Capacity | All | All | Other Renew | Geo | 135.98 | 2075.02 | 4429 | 0 | 0 | 0 | Geo | 136 | 2075 | 4429 | 0 | 0 | 0
| New Build Capacity | All | All | Hydro | H | 0 | 1198.77 | 2268.01 | 3670.53 | 1534.99 | 0.11 | H | 0 | 1232.55 | 3192.45 | 1427.04 | 1845.2 | 126.42
| New Build Capacity | All | All | Other Renew | LFG | 192.01 | 1953 | 2210 | 724.06 | 0 | 0 | LFG | 192 | 1953 | 2210 | 723.5 | 0.5 | 0
| New Build Capacity | All | All | Nuclear | Nuc | 2740.56 | 4530.01 | 10980.89 | 39019.11 | 50000.09 | 49999.99 | Nuc | 2740.56 | 4530 | 14224.92 | 35775.19 | 50000 | 50000
| New Build Capacity | All | All | Other | PS | 0 | 0 | 0 | 0 | 0 | 0 | PS | 0 | 0 | 0 | 0 | 0 | 0
| New Build Capacity | All | All | Other Renew | PV | 1246.01 | 2065.29 | 900.85 | 174.65 | 13.44 | 65.23 | PV | 1246 | 2068.37 | 901.49 | 174.85 | 13.03 | 204.89
| New Build Capacity | All | All | CT | PeakG | 0 | 0 | 0 | 0 | 0 | 0 | PeakG | 0 | 0 | 0 | 0 | 0 | 0
| New Build Capacity | All | All | CT | PeakO | 0 | 0 | 0 | 0 | 0 | 0 | PeakO | 0 | 0 | 0 | 0 | 0 | 0
| New Build Capacity | All | All | Other Renew | ST | 760 | 813.05 | 227.72 | 117.02 | 2931.84 | 836.83 | ST | 760 | 813.19 | 227.68 | 116.34 | 2932.63 | 835.79
| New Build Capacity | All | All | Steam O/G | STOG | 0 | 0 | 0 | 0 | 0 | 0 | STOG | 0 | 0 | 0 | 0 | 0 | 0
| New Build Capacity | All | All | Other Renew | STWD | 0 | 0 | 0 | 0 | 0 | 0 | STWD | 0 | 0 | 0 | 0 | 0 | 0
| New Build Capacity | All | All | On-shore Wind | WT | 25342.02 | 134975.84 | 181571.11 | 32051.08 | 28193.66 | 17774.14 | WT | 25342 | 99974.09 | 90236.3 | 124648.25 | 45690.15 | 11251.86
| New Build Capacity | All | All | Coal | IGCC | 618.1 | 0.09 | 0.01 | 0.01 | 0.01 | 0.01 | IGCC | 618 | 0 | 0 | 0 | 0 | 0
| New Build Capacity | All | All | DR | DemandResponse | 0 | 0 | 0 | 0 | 0 | 0 | DemandResponse | 0 | 0 | 0 | 0 | 0 | 0
| New Build Capacity | All | All | Coal-CCS | IGCC-CCS | 0 | 0.14 | 0.1 | 0.11 | 0.26 | 0.04 | IGCC-CCS | 0 | 0 | 0 | 0 | 0 | 0
| New Build Capacity | All | All | Off-shore Wind | WT_off | 469.01 | 0.09 | 1100.08 | 0.08 | 0.09 | 0.06 | WT_off | 469 | 0 | 1100 | 0 | 25896.54 | 9252.56
| New Build Capacity | All | All | Other | PseudoUnit | 0 | 0.03 | 0.07 | 2536.85 | 3263.05 | 0 | PseudoUnit | 0 | 0 | 0 | 0 | 0 | 0
| New Build Capacity | All | All | HQ/Maritimes | FixedInterchange | 0 | 0 | 0 | 0 | 0 | 0 | FixedInterchange | 0 | 0 | 0 | 0 | 0 | 0
[5 empty] | New Build Capacity by Reporting Type: EI_US | [6 empty] | New Build Capacity by Reporting Type: EI_US
[5 empty] | ReportingType | 2015 | 2020 | 2025 | 2030 | 2035 | 2040 | ReportingType | 2015 | 2020 | 2025 | 2030 | 2035 | 2040
| New Build Capacity | EI_US | EI_US | Other Renew | BM | 741.12 | 170.6 | 538.65 | 1142.95 | 24807.14 | 21341.89 | BM | 741.12 | 169.83 | 538.99 | 12.35 | 15504.1 | 40799.2
| New Build Capacity | EI_US | EI_US | CC | CC | 73986.47 | 38352.77 | 1.48 | 1.55 | 0.47 | 0.05 | CC | 84634.77 | 49103.81 | 121.51 | 146.38 | 36.38 | 32.78
| New Build Capacity | EI_US | EI_US | Other Renew | CSP | 0 | 0 | 0 | 0 | 0 | 0 | CSP | 0 | 0 | 0 | 0 | 0 | 0
| New Build Capacity | EI_US | EI_US | CT | CT | 4324.07 | 405.14 | 0.04 | 586.27 | 3002.42 | 0.05 | CT | 4323.7 | 424.98 | 0 | 602.51 | 156.67 | 0
| New Build Capacity | EI_US | EI_US | Coal | Coal | 7858.74 | 0.06 | 0.01 | 0.01 | 0.01 | 0.01 | Coal | 7858.64 | 0 | 0 | 0 | 0 | 0
| New Build Capacity | EI_US | EI_US | Other Renew | Geo | 0 | 0 | 0 | 0 | 0 | 0 | Geo | 0 | 0 | 0 | 0 | 0 | 0
| New Build Capacity | EI_US | EI_US | Hydro | H | 0 | 503.76 | 772.98 | 960.51 | 1200.01 | 0.07 | H | 0 | 537.55 | 1697.45 | 3 | 1109 | 91
| New Build Capacity | EI_US | EI_US | Other Renew | LFG | 141.3 | 1064.55 | 1289.66 | 723.56 | 0 | 0 | LFG | 141.4 | 1018.77 | 1525.85 | 532.98 | 0 | 0
| New Build Capacity | EI_US | EI_US | Nuclear | Nuc | 2740.56 | 4530.01 | 3094.28 | 20596.72 | 31602.54 | 38368.67 | Nuc | 2740.56 | 4530 | 6212.78 | 22216.19 | 27005.17 | 40257.92
| New Build Capacity | EI_US | EI_US | Other | PS | 0 | 0 | 0 | 0 | 0 | 0 | PS | 0 | 0 | 0 | 0 | 0 | 0
| New Build Capacity | EI_US | EI_US | Other Renew | PV | 57.71 | 2065.27 | 900.84 | 174.62 | 13.42 | 65.17 | PV | 57.74 | 2068.37 | 901.49 | 174.85 | 13.03 | 204.89
| New Build Capacity | EI_US | EI_US | CT | PeakG | 0 | 0 | 0 | 0 | 0 | 0 | PeakG | 0 | 0 | 0 | 0 | 0 | 0
| New Build Capacity | EI_US | EI_US | CT | PeakO | 0 | 0 | 0 | 0 | 0 | 0 | PeakO | 0 | 0 | 0 | 0 | 0 | 0
| New Build Capacity | EI_US | EI_US | Other Renew | ST | 0 | 0 | 0 | 0 | 0 | 0 | ST | 0 | 0 | 0 | 0 | 0 | 0
| New Build Capacity | EI_US | EI_US | Steam O/G | STOG | 0 | 0 | 0 | 0 | 0 | 0 | STOG | 0 | 0 | 0 | 0 | 0 | 0
| New Build Capacity | EI_US | EI_US | Other Renew | STWD | 0 | 0 | 0 | 0 | 0 | 0 | STWD | 0 | 0 | 0 | 0 | 0 | 0
| New Build Capacity | EI_US | EI_US | On-shore Wind | WT | 19786.41 | 115320.32 | 148950.77 | 10180.02 | 19517.87 | 7010.47 | WT | 19786.6 | 80451.78 | 57489.39 | 102771.33 | 37012.07 | 7673.79
| New Build Capacity | EI_US | EI_US | Coal | IGCC | 618.09 | 0.08 | 0.01 | 0.01 | 0.01 | 0.01 | IGCC | 618 | 0 | 0 | 0 | 0 | 0
| New Build Capacity | EI_US | EI_US | DR | DemandResponse | 0 | 0 | 0 | 0 | 0 | 0 | DemandResponse | 0 | 0 | 0 | 0 | 0 | 0
| New Build Capacity | EI_US | EI_US | Coal-CCS | IGCC-CCS | 0 | 0.12 | 0.07 | 0.09 | 0.22 | 0.03 | IGCC-CCS | 0 | 0 | 0 | 0 | 0 | 0
| New Build Capacity | EI_US | EI_US | Off-shore Wind | WT_off | 468.83 | 0.07 | 1100.06 | 0.06 | 0.06 | 0.02 | WT_off | 469 | 0 | 1100 | 0 | 25896.54 | 9252.56
| New Build Capacity | EI_US | EI_US | Other | PseudoUnit | 0 | 0.03 | 0.06 | 2534.16 | 765.75 | 0 | PseudoUnit | 0 | 0 | 0 | 0 | 0 | 0
| New Build Capacity | EI_US | EI_US | HQ/Maritimes | FixedInterchange | 0 | 0 | 0 | 0 | 0 | 0 | FixedInterchange | 0 | 0 | 0 | 0 | 0 | 0
[5 empty] | New Build Capacity by Reporting Type: EI_Canada | [6 empty] | New Build Capacity by Reporting Type: EI_Canada
[5 empty] | ReportingType | 2015 | 2020 | 2025 | 2030 | 2035 | 2040 | ReportingType | 2015 | 2020 | 2025 | 2030 | 2035 | 2040
| New Build Capacity | EI_Canada | EI_Canada | Other Renew | BM | 326.33 | 0 | 0 | 0 | 0 | 0 | BM | 326.33 | 0 | 0 | 0 | 0 | 0
| New Build Capacity | EI_Canada | EI_Canada | CC | CC | 1263.04 | 0.03 | 0.03 | 0.02 | 0.01 | 0.01 | CC | 1263 | 0 | 0 | 0 | 0 | 0
| New Build Capacity | EI_Canada | EI_Canada | Other Renew | CSP | 0 | 0 | 0 | 0 | 0 | 0 | CSP | 0 | 0 | 0 | 0 | 0 | 0
| New Build Capacity | EI_Canada | EI_Canada | CT | CT | 368.03 | 0 | 0 | 0 | 0 | 0 | CT | 368 | 0 | 0 | 0 | 0 | 0
| New Build Capacity | EI_Canada | EI_Canada | Coal | Coal | 0 | 0 | 0 | 0 | 0 | 0 | Coal | 0 | 0 | 0 | 0 | 0 | 0
| New Build Capacity | EI_Canada | EI_Canada | Other Renew | Geo | 0 | 0 | 0 | 0 | 0 | 0 | Geo | 0 | 0 | 0 | 0 | 0 | 0
| New Build Capacity | EI_Canada | EI_Canada | Hydro | H | 0 | 695 | 1495.01 | 2709.98 | 0 | 0 | H | 0 | 695 | 1495 | 1424.04 | 401.2 | 35.42
| New Build Capacity | EI_Canada | EI_Canada | Other Renew | LFG | 14.5 | 0 | 0 | 0.5 | 0 | 0 | LFG | 14.5 | 0 | 0 | 0 | 0.5 | 0
| New Build Capacity | EI_Canada | EI_Canada | Nuclear | Nuc | 0 | 0 | 0.01 | 0 | 0 | 0 | Nuc | 0 | 0 | 0 | 0 | 0 | 0
| New Build Capacity | EI_Canada | EI_Canada | Other | PS | 0 | 0 | 0 | 0 | 0 | 0 | PS | 0 | 0 | 0 | 0 | 0 | 0
| New Build Capacity | EI_Canada | EI_Canada | Other Renew | PV | 1067.26 | 0 | 0 | 0 | 0 | 0 | PV | 1067.26 | 0 | 0 | 0 | 0 | 0
| New Build Capacity | EI_Canada | EI_Canada | CT | PeakG | 0 | 0 | 0 | 0 | 0 | 0 | PeakG | 0 | 0 | 0 | 0 | 0 | 0
| New Build Capacity | EI_Canada | EI_Canada | CT | PeakO | 0 | 0 | 0 | 0 | 0 | 0 | PeakO | 0 | 0 | 0 | 0 | 0 | 0
| New Build Capacity | EI_Canada | EI_Canada | Other Renew | ST | 0 | 0 | 0 | 0 | 0 | 0 | ST | 0 | 0 | 0 | 0 | 0 | 0
| New Build Capacity | EI_Canada | EI_Canada | Steam O/G | STOG | 0 | 0 | 0 | 0 | 0 | 0 | STOG | 0 | 0 | 0 | 0 | 0 | 0
| New Build Capacity | EI_Canada | EI_Canada | Other Renew | STWD | 0 | 0 | 0 | 0 | 0 | 0 | STWD | 0 | 0 | 0 | 0 | 0 | 0
| New Build Capacity | EI_Canada | EI_Canada | On-shore Wind | WT | 2408.3 | 0 | 0 | 0 | 0 | 7181.74 | WT | 2408.3 | 0 | 0 | 0 | 0 | 0
| New Build Capacity | EI_Canada | EI_Canada | Coal | IGCC | 0 | 0 | 0 | 0 | 0 | 0 | IGCC | 0 | 0 | 0 | 0 | 0 | 0
| New Build Capacity | EI_Canada | EI_Canada | DR | DemandResponse | 0 | 0 | 0 | 0 | 0 | 0 | DemandResponse | 0 | 0 | 0 | 0 | 0 | 0
| New Build Capacity | EI_Canada | EI_Canada | Coal-CCS | IGCC-CCS | 0 | 0 | 0 | 0 | 0 | 0 | IGCC-CCS | 0 | 0 | 0 | 0 | 0 | 0
| New Build Capacity | EI_Canada | EI_Canada | Off-shore Wind | WT_off | 0.03 | 0 | 0 | 0 | 0.01 | 0.02 | WT_off | 0 | 0 | 0 | 0 | 0 | 0
| New Build Capacity | EI_Canada | EI_Canada | Other | PseudoUnit | 0 | 0 | 0 | 2.68 | 2497.31 | 0 | PseudoUnit | 0 | 0 | 0 | 0 | 0 | 0
| New Build Capacity | EI_Canada | EI_Canada | HQ/Maritimes | FixedInterchange | 0 | 0 | 0 | 0 | 0 | 0 | FixedInterchange | 0 | 0 | 0 | 0 | 0 | 0
[5 empty] | New Build Capacity by Reporting Type: EI | [6 empty] | New Build Capacity by Reporting Type: EI
[5 empty] | ReportingType | 2015 | 2020 | 2025 | 2030 | 2035 | 2040 | ReportingType | 2015 | 2020 | 2025 | 2030 | 2035 | 2040
| New Build Capacity | EI | EI | Other Renew | BM | 1067.45 | 170.6 | 538.65 | 1142.95 | 24807.14 | 21341.89 | BM | 1067.45 | 169.83 | 538.99 | 12.35 | 15504.1 | 40799.2
| New Build Capacity | EI | EI | CC | CC | 75249.51 | 38352.8 | 1.5 | 1.56 | 0.48 | 0.05 | CC | 85897.77 | 49103.81 | 121.51 | 146.38 | 36.38 | 32.78
| New Build Capacity | EI | EI | Other Renew | CSP | 0 | 0 | 0 | 0 | 0 | 0 | CSP | 0 | 0 | 0 | 0 | 0 | 0
| New Build Capacity | EI | EI | CT | CT | 4692.11 | 405.14 | 0.04 | 586.28 | 3002.43 | 0.05 | CT | 4691.7 | 424.98 | 0 | 602.51 | 156.67 | 0
| New Build Capacity | EI | EI | Coal | Coal | 7858.74 | 0.06 | 0.01 | 0.01 | 0.01 | 0.01 | Coal | 7858.64 | 0 | 0 | 0 | 0 | 0
| New Build Capacity | EI | EI | Other Renew | Geo | 0 | 0 | 0 | 0 | 0 | 0 | Geo | 0 | 0 | 0 | 0 | 0 | 0
| New Build Capacity | EI | EI | Hydro | H | 0 | 1198.76 | 2267.99 | 3670.49 | 1200.01 | 0.07 | H | 0 | 1232.55 | 3192.45 | 1427.04 | 1510.2 | 126.42
| New Build Capacity | EI | EI | Other Renew | LFG | 155.8 | 1064.55 | 1289.66 | 724.06 | 0 | 0 | LFG | 155.9 | 1018.77 | 1525.85 | 532.98 | 0.5 | 0
| New Build Capacity | EI | EI | Nuclear | Nuc | 2740.56 | 4530.01 | 3094.29 | 20596.72 | 31602.54 | 38368.67 | Nuc | 2740.56 | 4530 | 6212.78 | 22216.19 | 27005.17 | 40257.92
| New Build Capacity | EI | EI | Other | PS | 0 | 0 | 0 | 0 | 0 | 0 | PS | 0 | 0 | 0 | 0 | 0 | 0
| New Build Capacity | EI | EI | Other Renew | PV | 1124.97 | 2065.27 | 900.84 | 174.62 | 13.42 | 65.17 | PV | 1125 | 2068.37 | 901.49 | 174.85 | 13.03 | 204.89
| New Build Capacity | EI | EI | CT | PeakG | 0 | 0 | 0 | 0 | 0 | 0 | PeakG | 0 | 0 | 0 | 0 | 0 | 0
| New Build Capacity | EI | EI | CT | PeakO | 0 | 0 | 0 | 0 | 0 | 0 | PeakO | 0 | 0 | 0 | 0 | 0 | 0
| New Build Capacity | EI | EI | Other Renew | ST | 0 | 0 | 0 | 0 | 0 | 0 | ST | 0 | 0 | 0 | 0 | 0 | 0
| New Build Capacity | EI | EI | Steam O/G | STOG | 0 | 0 | 0 | 0 | 0 | 0 | STOG | 0 | 0 | 0 | 0 | 0 | 0
| New Build Capacity | EI | EI | Other Renew | STWD | 0 | 0 | 0 | 0 | 0 | 0 | STWD | 0 | 0 | 0 | 0 | 0 | 0
| New Build Capacity | EI | EI | On-shore Wind | WT | 22194.71 | 115320.32 | 148950.77 | 10180.02 | 19517.88 | 14192.21 | WT | 22194.9 | 80451.78 | 57489.39 | 102771.33 | 37012.07 | 7673.79
| New Build Capacity | EI | EI | Coal | IGCC | 618.09 | 0.08 | 0.01 | 0.01 | 0.01 | 0.01 | IGCC | 618 | 0 | 0 | 0 | 0 | 0
| New Build Capacity | EI | EI | DR | DemandResponse | 0 | 0 | 0 | 0 | 0 | 0 | DemandResponse | 0 | 0 | 0 | 0 | 0 | 0
| New Build Capacity | EI | EI | Coal-CCS | IGCC-CCS | 0 | 0.12 | 0.07 | 0.09 | 0.22 | 0.03 | IGCC-CCS | 0 | 0 | 0 | 0 | 0 | 0
| New Build Capacity | EI | EI | Off-shore Wind | WT_off | 468.86 | 0.08 | 1100.07 | 0.06 | 0.08 | 0.04 | WT_off | 469 | 0 | 1100 | 0 | 25896.54 | 9252.56
| New Build Capacity | EI | EI | Other | PseudoUnit | 0 | 0.03 | 0.07 | 2536.85 | 3263.05 | 0 | PseudoUnit | 0 | 0 | 0 | 0 | 0 | 0
| New Build Capacity | EI | EI | HQ/Maritimes | FixedInterchange | 0 | 0 | 0 | 0 | 0 | 0 | FixedInterchange | 0 | 0 | 0 | 0 | 0 | 0
[5 empty] | New Build Capacity by Reporting Type: Outside_EI | [6 empty] | New Build Capacity by Reporting Type: Outside_EI
[5 empty] | ReportingType | 2015 | 2020 | 2025 | 2030 | 2035 | 2040 | ReportingType | 2015 | 2020 | 2025 | 2030 | 2035 | 2040
| New Build Capacity | Outside_EI | Outside_EI | Other Renew | BM | 183.55 | 0.01 | 0.01 | 0.01 | 4637.11 | 1548.58 | BM | 183.55 | 0 | 0 | 0 | 4805.99 | 2348.53
| New Build Capacity | Outside_EI | Outside_EI | CC | CC | 21957.44 | 5554.63 | 0.66 | 0.26 | 0.01 | 0.01 | CC | 22841.6 | 5756.28 | 0.01 | 0 | 0 | 0
| New Build Capacity | Outside_EI | Outside_EI | Other Renew | CSP | 0 | 0 | 0 | 0 | 0 | 0 | CSP | 0 | 0 | 0 | 0 | 0 | 0
| New Build Capacity | Outside_EI | Outside_EI | CT | CT | 1702.13 | 0.02 | 0.01 | 0.01 | 0.01 | 0.01 | CT | 1702.1 | 0 | 0 | 0 | 0 | 0
| New Build Capacity | Outside_EI | Outside_EI | Coal | Coal | 2905.01 | 0.01 | 0 | 0 | 0 | 0 | Coal | 2905 | 0 | 0 | 0 | 0 | 0
| New Build Capacity | Outside_EI | Outside_EI | Other Renew | Geo | 135.98 | 2075.02 | 4429 | 0 | 0 | 0 | Geo | 136 | 2075 | 4429 | 0 | 0 | 0
| New Build Capacity | Outside_EI | Outside_EI | Hydro | H | 0 | 0.01 | 0.02 | 0.04 | 334.98 | 0.04 | H | 0 | 0 | 0 | 0 | 335 | 0
| New Build Capacity | Outside_EI | Outside_EI | Other Renew | LFG | 36.21 | 888.45 | 920.34 | 0 | 0 | 0 | LFG | 36.1 | 934.23 | 684.15 | 190.52 | 0 | 0
| New Build Capacity | Outside_EI | Outside_EI | Nuclear | Nuc | 0 | 0 | 7886.6 | 18422.39 | 18397.55 | 11631.32 | Nuc | 0 | 0 | 8012.14 | 13559 | 22994.83 | 9742.08
| New Build Capacity | Outside_EI | Outside_EI | Other | PS | 0 | 0 | 0 | 0 | 0 | 0 | PS | 0 | 0 | 0 | 0 | 0 | 0
| New Build Capacity | Outside_EI | Outside_EI | Other Renew | PV | 121.05 | 0.01 | 0.02 | 0.02 | 0.02 | 0.06 | PV | 121 | 0 | 0 | 0 | 0 | 0
| New Build Capacity | Outside_EI | Outside_EI | CT | PeakG | 0 | 0 | 0 | 0 | 0 | 0 | PeakG | 0 | 0 | 0 | 0 | 0 | 0
| New Build Capacity | Outside_EI | Outside_EI | CT | PeakO | 0 | 0 | 0 | 0 | 0 | 0 | PeakO | 0 | 0 | 0 | 0 | 0 | 0
| New Build Capacity | Outside_EI | Outside_EI | Other Renew | ST | 760 | 813.05 | 227.72 | 117.02 | 2931.84 | 836.83 | ST | 760 | 813.19 | 227.68 | 116.34 | 2932.63 | 835.79
| New Build Capacity | Outside_EI | Outside_EI | Steam O/G | STOG | 0 | 0 | 0 | 0 | 0 | 0 | STOG | 0 | 0 | 0 | 0 | 0 | 0
| New Build Capacity | Outside_EI | Outside_EI | Other Renew | STWD | 0 | 0 | 0 | 0 | 0 | 0 | STWD | 0 | 0 | 0 | 0 | 0 | 0
| New Build Capacity | Outside_EI | Outside_EI | On-shore Wind | WT | 3147.31 | 19655.52 | 32620.34 | 21871.06 | 8675.78 | 3581.93 | WT | 3147.1 | 19522.31 | 32746.91 | 21876.92 | 8678.09 | 3578.07
| New Build Capacity | Outside_EI | Outside_EI | Coal | IGCC | 0.01 | 0.01 | 0 | 0 | 0 | 0 | IGCC | 0 | 0 | 0 | 0 | 0 | 0
| New Build Capacity | Outside_EI | Outside_EI | DR | DemandResponse | 0 | 0 | 0 | 0 | 0 | 0 | DemandResponse | 0 | 0 | 0 | 0 | 0 | 0
| New Build Capacity | Outside_EI | Outside_EI | Coal-CCS | IGCC-CCS | 0 | 0.02 | 0.03 | 0.01 | 0.04 | 0.01 | IGCC-CCS | 0 | 0 | 0 | 0 | 0 | 0
| New Build Capacity | Outside_EI | Outside_EI | Off-shore Wind | WT_off | 0.15 | 0.01 | 0.01 | 0.01 | 0.01 | 0.02 | WT_off | 0 | 0 | 0 | 0 | 0 | 0
| New Build Capacity | Outside_EI | Outside_EI | Other | PseudoUnit | 0 | 0 | 0 | 0 | 0 | 0 | PseudoUnit | 0 | 0 | 0 | 0 | 0 | 0
| New Build Capacity | Outside_EI | Outside_EI | HQ/Maritimes | FixedInterchange | 0 | 0 | 0 | 0 | 0 | 0 | FixedInterchange | 0 | 0 | 0 | 0 | 0 | 0
#2 |  |  |  |  | #2 | 2015: Cumulative New Build Capacity (MW) | #2 | Cumulative New Build Capacity (MW)
[5 empty] | Cumulative New Build Capacity by Reporting Type: Entergy | [6 empty] | Cumulative New Build Capacity by Reporting Type: Entergy
[5 empty] | ReportingType | 2015 | 2020 | 2025 | 2030 | 2035 | 2040 | ReportingType | 2015 | 2020 | 2025 | 2030 | 2035 | 2040
| Cumulative New Build Capacity | ENT | Southwest | Other Renew | BM | 0 | 0 | 0 | 0.01 | 0.05 | 5783.86 | BM | 0 | 0 | 0 | 0 | 3229.95 | 9699.73
| Cumulative New Build Capacity | ENT | Southwest | CC | CC | 2026.08 | 4209.6 | 4209.7 | 4209.78 | 4209.78 | 4209.78 | CC | 3481.15 | 7946.12 | 7946.12 | 7946.13 | 7946.13 | 7946.13
| Cumulative New Build Capacity | ENT | Southwest | Other Renew | CSP | 0 | 0 | 0 | 0 | 0 | 0 | CSP | 0 | 0 | 0 | 0 | 0 | 0
| Cumulative New Build Capacity | ENT | Southwest | CT | CT | 0.03 | 0.15 | 0.15 | 0.16 | 0.16 | 0.16 | CT | 0 | 0 | 0 | 0 | 0 | 0
| Cumulative New Build Capacity | ENT | Southwest | Coal | Coal | 720.01 | 720.01 | 720.01 | 720.01 | 720.01 | 720.01 | Coal | 720 | 720 | 720 | 720 | 720 | 720
| Cumulative New Build Capacity | ENT | Southwest | Other Renew | Geo | 0 | 0 | 0 | 0 | 0 | 0 | Geo | 0 | 0 | 0 | 0 | 0 | 0
| Cumulative New Build Capacity | ENT | Southwest | Hydro | H | 0 | 0.01 | 0.02 | 0.05 | 1109 | 1109 | H | 0 | 0 | 0 | 0 | 1109 | 1109
| Cumulative New Build Capacity | ENT | Southwest | Other Renew | LFG | 0.01 | 0.01 | 107.4 | 107.4 | 107.4 | 107.4 | LFG | 0 | 0 | 107.4 | 107.4 | 107.4 | 107.4
| Cumulative New Build Capacity | ENT | Southwest | Nuclear | Nuc | 170 | 170 | 170.01 | 170.02 | 170.05 | 170.19 | Nuc | 170 | 170 | 170 | 170 | 170 | 170
| Cumulative New Build Capacity | ENT | Southwest | Other | PS | 0 | 0 | 0 | 0 | 0 | 0 | PS | 0 | 0 | 0 | 0 | 0 | 0
| Cumulative New Build Capacity | ENT | Southwest | Other Renew | PV | 0.05 | 61.82 | 91.17 | 91.18 | 91.18 | 92.57 | PV | 0.29 | 61.81 | 91.22 | 91.22 | 91.22 | 92.58
| Cumulative New Build Capacity | ENT | Southwest | CT | PeakG | 0 | 0 | 0 | 0 | 0 | 0 | PeakG | 0 | 0 | 0 | 0 | 0 | 0
| Cumulative New Build Capacity | ENT | Southwest | CT | PeakO | 0 | 0 | 0 | 0 | 0 | 0 | PeakO | 0 | 0 | 0 | 0 | 0 | 0
| Cumulative New Build Capacity | ENT | Southwest | Other Renew | ST | 0 | 0 | 0 | 0 | 0 | 0 | ST | 0 | 0 | 0 | 0 | 0 | 0
| Cumulative New Build Capacity | ENT | Southwest | Steam O/G | STOG | 0 | 0 | 0 | 0 | 0 | 0 | STOG | 0 | 0 | 0 | 0 | 0 | 0
| Cumulative New Build Capacity | ENT | Southwest | Other Renew | STWD | 0 | 0 | 0 | 0 | 0 | 0 | STWD | 0 | 0 | 0 | 0 | 0 | 0
| Cumulative New Build Capacity | ENT | Southwest | On-shore Wind | WT | 0.05 | 0.06 | 0.08 | 0.1 | 0.1 | 0.1 | WT | 0 | 0 | 0 | 100 | 2400 | 2400
| Cumulative New Build Capacity | ENT | Southwest | Coal | IGCC | 0.01 | 0.01 | 0.01 | 0.01 | 0.01 | 0.01 | IGCC | 0 | 0 | 0 | 0 | 0 | 0
| Cumulative New Build Capacity | ENT | Southwest | DR | DemandResponse | 0 | 0 | 0 | 0 | 0 | 0 | DemandResponse | 0 | 0 | 0 | 0 | 0 | 0
| Cumulative New Build Capacity | ENT | Southwest | Coal-CCS | IGCC-CCS | 0 | 0.01 | 0.01 | 0.01 | 0.02 | 0.02 | IGCC-CCS | 0 | 0 | 0 | 0 | 0 | 0
| Cumulative New Build Capacity | ENT | Southwest | Off-shore Wind | WT_off | 0 | 0 | 0 | 0 | 0 | 0 | WT_off | 0 | 0 | 0 | 0 | 0 | 0
| Cumulative New Build Capacity | ENT | Southwest | Other | PseudoUnit | 0 | 0 | 0 | 0 | 0 | 0 | PseudoUnit | 0 | 0 | 0 | 0 | 0 | 0
| Cumulative New Build Capacity | ENT | Southwest | HQ/Maritimes | FixedInterchange | 0 | 0 | 0 | 0 | 0 | 0 | FixedInterchange | 0 | 0 | 0 | 0 | 0 | 0
Cumulative New Build Capacity
| Cumulative New Build Capacity |  |  |  | Cumulative New Build Capacity by Reporting Type: FRCC | [6 empty] | Cumulative New Build Capacity by Reporting Type: FRCC
| Cumulative New Build Capacity |  |  |  | ReportingType | 2015 | 2020 | 2025 | 2030 | 2035 | 2040 | ReportingType | 2015 | 2020 | 2025 | 2030 | 2035 | 2040
| Cumulative New Build Capacity | FRCC | South | Other Renew | BM | 0 | 0 | 0 | 0.01 | 0.19 | 2001.88 | BM | 0 | 0 | 0 | 0 | 0 | 2001.91
| Cumulative New Build Capacity | FRCC | South | CC | CC | 12566.32 | 12572.11 | 12572.17 | 12572.21 | 12572.21 | 12572.21 | CC | 12124.66 | 12136.26 | 12136.27 | 12136.27 | 12136.27 | 12136.27
| Cumulative New Build Capacity | FRCC | South | Other Renew | CSP | 0 | 0 | 0 | 0 | 0 | 0 | CSP | 0 | 0 | 0 | 0 | 0 | 0
| Cumulative New Build Capacity | FRCC | South | CT | CT | 2480 | 2480 | 2480 | 2480 | 2480 | 2480 | CT | 2480 | 2480 | 2480 | 2480 | 2480 | 2480
| Cumulative New Build Capacity | FRCC | South | Coal | Coal | 0.01 | 0.01 | 0.01 | 0.01 | 0.01 | 0.02 | Coal | 0 | 0 | 0 | 0 | 0 | 0
| Cumulative New Build Capacity | FRCC | South | Other Renew | Geo | 0 | 0 | 0 | 0 | 0 | 0 | Geo | 0 | 0 | 0 | 0 | 0 | 0
| Cumulative New Build Capacity | FRCC | South | Hydro | H | 0 | 0.01 | 0.01 | 0.01 | 0.06 | 0.11 | H | 0 | 0 | 0 | 0 | 0 | 0
| Cumulative New Build Capacity | FRCC | South | Other Renew | LFG | 0.01 | 0.01 | 198 | 198 | 198 | 198 | LFG | 0 | 0 | 198 | 198 | 198 | 198
| Cumulative New Build Capacity | FRCC | South | Nuclear | Nuc | 229.33 | 229.34 | 3323.52 | 15374.56 | 23006.51 | 27279.77 | Nuc | 229.33 | 229.33 | 3485.87 | 15672.61 | 22999.17 | 26670.7
| Cumulative New Build Capacity | FRCC | South | Other | PS | 0 | 0 | 0 | 0 | 0 | 0 | PS | 0 | 0 | 0 | 0 | 0 | 0
| Cumulative New Build Capacity | FRCC | South | Other Renew | PV | 0.01 | 0.01 | 0.02 | 0.02 | 0.02 | 0.02 | PV | 0 | 0 | 0 | 0 | 0 | 0
| Cumulative New Build Capacity | FRCC | South | CT | PeakG | 0 | 0 | 0 | 0 | 0 | 0 | PeakG | 0 | 0 | 0 | 0 | 0 | 0
| Cumulative New Build Capacity | FRCC | South | CT | PeakO | 0 | 0 | 0 | 0 | 0 | 0 | PeakO | 0 | 0 | 0 | 0 | 0 | 0
| Cumulative New Build Capacity | FRCC | South | Other Renew | ST | 0 | 0 | 0 | 0 | 0 | 0 | ST | 0 | 0 | 0 | 0 | 0 | 0
| Cumulative New Build Capacity | FRCC | South | Steam O/G | STOG | 0 | 0 | 0 | 0 | 0 | 0 | STOG | 0 | 0 | 0 | 0 | 0 | 0
| Cumulative New Build Capacity | FRCC | South | Other Renew | STWD | 0 | 0 | 0 | 0 | 0 | 0 | STWD | 0 | 0 | 0 | 0 | 0 | 0
| Cumulative New Build Capacity | FRCC | South | On-shore Wind | WT | 0 | 0 | 0 | 0 | 0 | 0 | WT | 0 | 0 | 0 | 0 | 0 | 0
| Cumulative New Build Capacity | FRCC | South | Coal | IGCC | 0.01 | 0.01 | 0.01 | 0.01 | 0.01 | 0.01 | IGCC | 0 | 0 | 0 | 0 | 0 | 0
| Cumulative New Build Capacity | FRCC | South | DR | DemandResponse | 0 | 0 | 0 | 0 | 0 | 0 | DemandResponse | 0 | 0 | 0 | 0 | 0 | 0
| Cumulative New Build Capacity | FRCC | South | Coal-CCS | IGCC-CCS | 0 | 0.01 | 0.01 | 0.02 | 0.03 | 0.03 | IGCC-CCS | 0 | 0 | 0 | 0 | 0 | 0
| Cumulative New Build Capacity | FRCC | South | Off-shore Wind | WT_off | 0 | 0 | 0 | 0 | 0 | 0 | WT_off | 0 | 0 | 0 | 0 | 0 | 0
| Cumulative New Build Capacity | FRCC | South | Other | PseudoUnit | 0 | 0 | 0 | 0 | 0 | 0 | PseudoUnit | 0 | 0 | 0 | 0 | 0 | 0
| Cumulative New Build Capacity | FRCC | South | HQ/Maritimes | FixedInterchange | 0 | 0 | 0 | 0 | 0 | 0 | FixedInterchange | 0 | 0 | 0 | 0 | 0 | 0
Cumulative New Build Capacity
| Cumulative New Build Capacity |  |  |  | Cumulative New Build Capacity by Reporting Type: MAPP_US | [6 empty] | Cumulative New Build Capacity by Reporting Type: MAPP_US
| Cumulative New Build Capacity |  |  |  | ReportingType | 2015 | 2020 | 2025 | 2030 | 2035 | 2040 | ReportingType | 2015 | 2020 | 2025 | 2030 | 2035 | 2040
| Cumulative New Build Capacity | MAPP_US | Midwest | Other Renew | BM | 0 | 0 | 0 | 0.01 | 0.02 | 19.11 | BM | 0 | 0 | 0 | 0 | 0 | 0
| Cumulative New Build Capacity | MAPP_US | Midwest | CC | CC | 0.17 | 0.34 | 0.48 | 0.58 | 0.74 | 0.74 | CC | 0 | 0.02 | 83.89 | 83.9 | 120.27 | 153.05
| Cumulative New Build Capacity | MAPP_US | Midwest | Other Renew | CSP | 0 | 0 | 0 | 0 | 0 | 0 | CSP | 0 | 0 | 0 | 0 | 0 | 0
| Cumulative New Build Capacity | MAPP_US | Midwest | CT | CT | 308.32 | 412.5 | 412.51 | 567.62 | 605.24 | 605.25 | CT | 308.3 | 433.27 | 433.28 | 744.98 | 744.98 | 744.98
| Cumulative New Build Capacity | MAPP_US | Midwest | Coal | Coal | 0.01 | 0.02 | 0.03 | 0.03 | 0.03 | 0.03 | Coal | 0 | 0 | 0 | 0 | 0 | 0
| Cumulative New Build Capacity | MAPP_US | Midwest | Other Renew | Geo | 0 | 0 | 0 | 0 | 0 | 0 | Geo | 0 | 0 | 0 | 0 | 0 | 0
| Cumulative New Build Capacity | MAPP_US | Midwest | Hydro | H | 0 | 0 | 0 | 0 | 0 | 0 | H | 0 | 0 | 0 | 0 | 0 | 0
| Cumulative New Build Capacity | MAPP_US | Midwest | Other Renew | LFG | 0.01 | 0.02 | 0.03 | 71.67 | 71.67 | 71.67 | LFG | 0 | 0 | 0 | 71.67 | 71.67 | 71.67
| Cumulative New Build Capacity | MAPP_US | Midwest | Nuclear | Nuc | 0 | 0 | 0 | 0.01 | 0.01 | 0.01 | Nuc | 0 | 0 | 0 | 0 | 0 | 0
| Cumulative New Build Capacity | MAPP_US | Midwest | Other | PS | 0 | 0 | 0 | 0 | 0 | 0 | PS | 0 | 0 | 0 | 0 | 0 | 0
| Cumulative New Build Capacity | MAPP_US | Midwest | Other Renew | PV | 0.01 | 0.02 | 0.02 | 0.02 | 0.02 | 0.03 | PV | 0 | 0 | 0 | 0 | 0 | 0
| Cumulative New Build Capacity | MAPP_US | Midwest | CT | PeakG | 0 | 0 | 0 | 0 | 0 | 0 | PeakG | 0 | 0 | 0 | 0 | 0 | 0
| Cumulative New Build Capacity | MAPP_US | Midwest | CT | PeakO | 0 | 0 | 0 | 0 | 0 | 0 | PeakO | 0 | 0 | 0 | 0 | 0 | 0
| Cumulative New Build Capacity | MAPP_US | Midwest | Other Renew | ST | 0 | 0 | 0 | 0 | 0 | 0 | ST | 0 | 0 | 0 | 0 | 0 | 0
| Cumulative New Build Capacity | MAPP_US | Midwest | Steam O/G | STOG | 0 | 0 | 0 | 0 | 0 | 0 | STOG | 0 | 0 | 0 | 0 | 0 | 0
| Cumulative New Build Capacity | MAPP_US | Midwest | Other Renew | STWD | 0 | 0 | 0 | 0 | 0 | 0 | STWD | 0 | 0 | 0 | 0 | 0 | 0
| Cumulative New Build Capacity | MAPP_US | Midwest | On-shore Wind | WT | 421.32 | 4631.66 | 7769.83 | 7769.85 | 7769.85 | 7838.11 | WT | 421.3 | 4509.45 | 5156.68 | 5156.68 | 5156.68 | 5156.68
| Cumulative New Build Capacity | MAPP_US | Midwest | Coal | IGCC | 0.01 | 0.02 | 0.02 | 0.02 | 0.02 | 0.02 | IGCC | 0 | 0 | 0 | 0 | 0 | 0
| Cumulative New Build Capacity | MAPP_US | Midwest | DR | DemandResponse | 0 | 0 | 0 | 0 | 0 | 0 | DemandResponse | 0 | 0 | 0 | 0 | 0 | 0
| Cumulative New Build Capacity | MAPP_US | Midwest | Coal-CCS | IGCC-CCS | 0 | 0.01 | 0.02 | 0.02 | 0.05 | 0.05 | IGCC-CCS | 0 | 0 | 0 | 0 | 0 | 0
| Cumulative New Build Capacity | MAPP_US | Midwest | Off-shore Wind | WT_off | 0 | 0 | 0 | 0 | 0 | 0 | WT_off | 0 | 0 | 0 | 0 | 0 | 0
| Cumulative New Build Capacity | MAPP_US | Midwest | Other | PseudoUnit | 0 | 0 | 0 | 0 | 0 | 0 | PseudoUnit | 0 | 0 | 0 | 0 | 0 | 0
| Cumulative New Build Capacity | MAPP_US | Midwest | HQ/Maritimes | FixedInterchange | 0 | 0 | 0 | 0 | 0 | 0 | FixedInterchange | 0 | 0 | 0 | 0 | 0 | 0
Cumulative New Build Capacity
| Cumulative New Build Capacity |  |  |  | Cumulative New Build Capacity by Reporting Type: MISO_IN | [6 empty] | Cumulative New Build Capacity by Reporting Type: MISO_IN
| Cumulative New Build Capacity |  |  |  | ReportingType | 2015 | 2020 | 2025 | 2030 | 2035 | 2040 | ReportingType | 2015 | 2020 | 2025 | 2030 | 2035 | 2040
| Cumulative New Build Capacity | MISO_IN | Midwest | Other Renew | BM | 0 | 0 | 0 | 0.01 | 212.54 | 3492.06 | BM | 0 | 0 | 0 | 0 | 0 | 0
| Cumulative New Build Capacity | MISO_IN | Midwest | CC | CC | 0.62 | 1487.46 | 1487.52 | 1487.62 | 1487.62 | 1487.62 | CC | 1830.06 | 14150.38 | 14150.38 | 14150.38 | 14150.38 | 14150.38
| Cumulative New Build Capacity | MISO_IN | Midwest | Other Renew | CSP | 0 | 0 | 0 | 0 | 0 | 0 | CSP | 0 | 0 | 0 | 0 | 0 | 0
| Cumulative New Build Capacity | MISO_IN | Midwest | CT | CT | 0.02 | 0.08 | 0.08 | 0.11 | 0.12 | 0.12 | CT | 0 | 0 | 0 | 0 | 0 | 0
| Cumulative New Build Capacity | MISO_IN | Midwest | Coal | Coal | 0.01 | 0.01 | 0.01 | 0.01 | 0.01 | 0.01 | Coal | 0 | 0 | 0 | 0 | 0 | 0
| Cumulative New Build Capacity | MISO_IN | Midwest | Other Renew | Geo | 0 | 0 | 0 | 0 | 0 | 0 | Geo | 0 | 0 | 0 | 0 | 0 | 0
| Cumulative New Build Capacity | MISO_IN | Midwest | Hydro | H | 0 | 0 | 0 | 0 | 0 | 0 | H | 0 | 0 | 0 | 0 | 0 | 0
| Cumulative New Build Capacity | MISO_IN | Midwest | Other Renew | LFG | 0.01 | 0.01 | 80.11 | 80.13 | 80.13 | 80.13 | LFG | 0 | 0 | 80.12 | 80.13 | 80.13 | 80.13
| Cumulative New Build Capacity | MISO_IN | Midwest | Nuclear | Nuc | 0 | 0 | 0 | 0.03 | 0.1 | 0.11 | Nuc | 0 | 0 | 0 | 0 | 0 | 0
| Cumulative New Build Capacity | MISO_IN | Midwest | Other | PS | 0 | 0 | 0 | 0 | 0 | 0 | PS | 0 | 0 | 0 | 0 | 0 | 0
| Cumulative New Build Capacity | MISO_IN | Midwest | Other Renew | PV | 0 | 225.92 | 336.79 | 340.89 | 340.89 | 340.9 | PV | 0 | 225.81 | 336.79 | 340.94 | 340.94 | 340.94
| Cumulative New Build Capacity | MISO_IN | Midwest | CT | PeakG | 0 | 0 | 0 | 0 | 0 | 0 | PeakG | 0 | 0 | 0 | 0 | 0 | 0
| Cumulative New Build Capacity | MISO_IN | Midwest | CT | PeakO | 0 | 0 | 0 | 0 | 0 | 0 | PeakO | 0 | 0 | 0 | 0 | 0 | 0
| Cumulative New Build Capacity | MISO_IN | Midwest | Other Renew | ST | 0 | 0 | 0 | 0 | 0 | 0 | ST | 0 | 0 | 0 | 0 | 0 | 0
| Cumulative New Build Capacity | MISO_IN | Midwest | Steam O/G | STOG | 0 | 0 | 0 | 0 | 0 | 0 | STOG | 0 | 0 | 0 | 0 | 0 | 0
| Cumulative New Build Capacity | MISO_IN | Midwest | Other Renew | STWD | 0 | 0 | 0 | 0 | 0 | 0 | STWD | 0 | 0 | 0 | 0 | 0 | 0
| Cumulative New Build Capacity | MISO_IN | Midwest | On-shore Wind | WT | 0.02 | 0.03 | 0.06 | 0.09 | 0.09 | 0.1 | WT | 0 | 0 | 0 | 41578.98 | 41578.98 | 41578.98
| Cumulative New Build Capacity | MISO_IN | Midwest | Coal | IGCC | 618 | 618 | 618 | 618 | 618 | 618 | IGCC | 618 | 618 | 618 | 618 | 618 | 618
| Cumulative New Build Capacity | MISO_IN | Midwest | DR | DemandResponse | 0 | 0 | 0 | 0 | 0 | 0 | DemandResponse | 0 | 0 | 0 | 0 | 0 | 0
| Cumulative New Build Capacity | MISO_IN | Midwest | Coal-CCS | IGCC-CCS | 0 | 0.01 | 0.01 | 0.02 | 0.03 | 0.03 | IGCC-CCS | 0 | 0 | 0 | 0 | 0 | 0
| Cumulative New Build Capacity | MISO_IN | Midwest | Off-shore Wind | WT_off | 0.06 | 0.07 | 0.07 | 0.07 | 0.07 | 0.07 | WT_off | 0 | 0 | 0 | 0 | 0 | 0
| Cumulative New Build Capacity | MISO_IN | Midwest | Other | PseudoUnit | 0 | 0 | 0 | 0 | 0 | 0 | PseudoUnit | 0 | 0 | 0 | 0 | 0 | 0
| Cumulative New Build Capacity | MISO_IN | Midwest | HQ/Maritimes | FixedInterchange | 0 | 0 | 0 | 0 | 0 | 0 | FixedInterchange | 0 | 0 | 0 | 0 | 0 | 0
Cumulative New Build Capacity
| Cumulative New Build Capacity |  |  |  | Cumulative New Build Capacity by Reporting Type: MISO_MI | [6 empty] | Cumulative New Build Capacity by Reporting Type: MISO_MI
| Cumulative New Build Capacity |  |  |  | ReportingType | 2015 | 2020 | 2025 | 2030 | 2035 | 2040 | ReportingType | 2015 | 2020 | 2025 | 2030 | 2035 | 2040
| Cumulative New Build Capacity | MISO_MI | Midwest | Other Renew | BM | 0 | 0 | 0 | 0.01 | 0.13 | 6.5 | BM | 0 | 0 | 0 | 0 | 0 | 3846.5
| Cumulative New Build Capacity | MISO_MI | Midwest | CC | CC | 0.24 | 0.53 | 0.58 | 0.65 | 0.66 | 0.66 | CC | 2834.35 | 5040.56 | 5040.56 | 5040.56 | 5040.56 | 5040.56
| Cumulative New Build Capacity | MISO_MI | Midwest | Other Renew | CSP | 0 | 0 | 0 | 0 | 0 | 0 | CSP | 0 | 0 | 0 | 0 | 0 | 0
| Cumulative New Build Capacity | MISO_MI | Midwest | CT | CT | 0.02 | 0.12 | 0.12 | 0.16 | 0.17 | 0.17 | CT | 0 | 0 | 0 | 0 | 0 | 0
| Cumulative New Build Capacity | MISO_MI | Midwest | Coal | Coal | 0.01 | 0.01 | 0.02 | 0.02 | 0.02 | 0.02 | Coal | 0 | 0 | 0 | 0 | 0 | 0
| Cumulative New Build Capacity | MISO_MI | Midwest | Other Renew | Geo | 0 | 0 | 0 | 0 | 0 | 0 | Geo | 0 | 0 | 0 | 0 | 0 | 0
| Cumulative New Build Capacity | MISO_MI | Midwest | Hydro | H | 0 | 0 | 0 | 0 | 0 | 0 | H | 0 | 0 | 0 | 0 | 0 | 0
| Cumulative New Build Capacity | MISO_MI | Midwest | Other Renew | LFG | 0.01 | 45.4 | 160.26 | 160.26 | 160.26 | 160.26 | LFG | 0 | 0 | 160.25 | 160.25 | 160.25 | 160.25
| Cumulative New Build Capacity | MISO_MI | Midwest | Nuclear | Nuc | 0 | 0 | 0 | 0.04 | 0.53 | 0.61 | Nuc | 0 | 0 | 0 | 0 | 280.23 | 280.23
| Cumulative New Build Capacity | MISO_MI | Midwest | Other | PS | 0 | 0 | 0 | 0 | 0 | 0 | PS | 0 | 0 | 0 | 0 | 0 | 0
| Cumulative New Build Capacity | MISO_MI | Midwest | Other Renew | PV | 0.01 | 0.01 | 0.01 | 0.01 | 0.02 | 0.02 | PV | 0 | 0 | 0 | 0 | 0 | 0
| Cumulative New Build Capacity | MISO_MI | Midwest | CT | PeakG | 0 | 0 | 0 | 0 | 0 | 0 | PeakG | 0 | 0 | 0 | 0 | 0 | 0
| Cumulative New Build Capacity | MISO_MI | Midwest | CT | PeakO | 0 | 0 | 0 | 0 | 0 | 0 | PeakO | 0 | 0 | 0 | 0 | 0 | 0
| Cumulative New Build Capacity | MISO_MI | Midwest | Other Renew | ST | 0 | 0 | 0 | 0 | 0 | 0 | ST | 0 | 0 | 0 | 0 | 0 | 0
| Cumulative New Build Capacity | MISO_MI | Midwest | Steam O/G | STOG | 0 | 0 | 0 | 0 | 0 | 0 | STOG | 0 | 0 | 0 | 0 | 0 | 0
| Cumulative New Build Capacity | MISO_MI | Midwest | Other Renew | STWD | 0 | 0 | 0 | 0 | 0 | 0 | STWD | 0 | 0 | 0 | 0 | 0 | 0
| Cumulative New Build Capacity | MISO_MI | Midwest | On-shore Wind | WT | 2000.02 | 2127.24 | 2127.24 | 2127.24 | 2127.24 | 2127.24 | WT | 2000 | 2482.95 | 2600 | 2600 | 2600 | 2600
| Cumulative New Build Capacity | MISO_MI | Midwest | Coal | IGCC | 0.01 | 0.01 | 0.01 | 0.01 | 0.01 | 0.01 | IGCC | 0 | 0 | 0 | 0 | 0 | 0
| Cumulative New Build Capacity | MISO_MI | Midwest | DR | DemandResponse | 0 | 0 | 0 | 0 | 0 | 0 | DemandResponse | 0 | 0 | 0 | 0 | 0 | 0
| Cumulative New Build Capacity | MISO_MI | Midwest | Coal-CCS | IGCC-CCS | 0 | 0.01 | 0.01 | 0.02 | 0.04 | 0.04 | IGCC-CCS | 0 | 0 | 0 | 0 | 0 | 0
| Cumulative New Build Capacity | MISO_MI | Midwest | Off-shore Wind | WT_off | 0.07 | 0.07 | 0.07 | 0.07 | 0.07 | 0.07 | WT_off | 0 | 0 | 0 | 0 | 0 | 0
| Cumulative New Build Capacity | MISO_MI | Midwest | Other | PseudoUnit | 0 | 0 | 0 | 0 | 0 | 0 | PseudoUnit | 0 | 0 | 0 | 0 | 0 | 0
| Cumulative New Build Capacity | MISO_MI | Midwest | HQ/Maritimes | FixedInterchange | 0 | 0 | 0 | 0 | 0 | 0 | FixedInterchange | 0 | 0 | 0 | 0 | 0 | 0
Cumulative New Build Capacity
| Cumulative New Build Capacity |  |  |  | Cumulative New Build Capacity by Reporting Type: MISO_MO-IL | [6 empty] | Cumulative New Build Capacity by Reporting Type: MISO_MO-IL
| Cumulative New Build Capacity |  |  |  | ReportingType | 2015 | 2020 | 2025 | 2030 | 2035 | 2040 | ReportingType | 2015 | 2020 | 2025 | 2030 | 2035 | 2040
| Cumulative New Build Capacity | MISO_MO-IL | Midwest | Other Renew | BM | 0 | 0 | 0 | 0.01 | 0.05 | 0.06 | BM | 0 | 0 | 0 | 0 | 0 | 0
| Cumulative New Build Capacity | MISO_MO-IL | Midwest | CC | CC | 0.12 | 0.26 | 0.3 | 0.37 | 0.37 | 0.37 | CC | 0 | 1237.54 | 1237.54 | 1237.54 | 1237.54 | 1237.54
| Cumulative New Build Capacity | MISO_MO-IL | Midwest | Other Renew | CSP | 0 | 0 | 0 | 0 | 0 | 0 | CSP | 0 | 0 | 0 | 0 | 0 | 0
| Cumulative New Build Capacity | MISO_MO-IL | Midwest | CT | CT | 0.02 | 0.08 | 0.08 | 0.12 | 0.12 | 0.12 | CT | 0 | 0 | 0 | 0 | 0 | 0
| Cumulative New Build Capacity | MISO_MO-IL | Midwest | Coal | Coal | 1790 | 1790 | 1790 | 1790 | 1790 | 1790 | Coal | 1790 | 1790 | 1790 | 1790 | 1790 | 1790
| Cumulative New Build Capacity | MISO_MO-IL | Midwest | Other Renew | Geo | 0 | 0 | 0 | 0 | 0 | 0 | Geo | 0 | 0 | 0 | 0 | 0 | 0
| Cumulative New Build Capacity | MISO_MO-IL | Midwest | Hydro | H | 0 | 0.51 | 0.51 | 280 | 280 | 280 | H | 0 | 33.55 | 280 | 280 | 280 | 280
| Cumulative New Build Capacity | MISO_MO-IL | Midwest | Other Renew | LFG | 0.01 | 0.01 | 0.08 | 223.33 | 223.33 | 223.33 | LFG | 0 | 0 | 223.33 | 223.33 | 223.33 | 223.33
| Cumulative New Build Capacity | MISO_MO-IL | Midwest | Nuclear | Nuc | 0 | 0 | 0 | 0.03 | 0.04 | 0.04 | Nuc | 0 | 0 | 0 | 0 | 0 | 0
| Cumulative New Build Capacity | MISO_MO-IL | Midwest | Other | PS | 0 | 0 | 0 | 0 | 0 | 0 | PS | 0 | 0 | 0 | 0 | 0 | 0
| Cumulative New Build Capacity | MISO_MO-IL | Midwest | Other Renew | PV | 0.01 | 0.01 | 0.01 | 0.01 | 0.02 | 0.02 | PV | 0 | 0 | 0 | 0 | 0 | 0
| Cumulative New Build Capacity | MISO_MO-IL | Midwest | CT | PeakG | 0 | 0 | 0 | 0 | 0 | 0 | PeakG | 0 | 0 | 0 | 0 | 0 | 0
| Cumulative New Build Capacity | MISO_MO-IL | Midwest | CT | PeakO | 0 | 0 | 0 | 0 | 0 | 0 | PeakO | 0 | 0 | 0 | 0 | 0 | 0
| Cumulative New Build Capacity | MISO_MO-IL | Midwest | Other Renew | ST | 0 | 0 | 0 | 0 | 0 | 0 | ST | 0 | 0 | 0 | 0 | 0 | 0
| Cumulative New Build Capacity | MISO_MO-IL | Midwest | Steam O/G | STOG | 0 | 0 | 0 | 0 | 0 | 0 | STOG | 0 | 0 | 0 | 0 | 0 | 0
| Cumulative New Build Capacity | MISO_MO-IL | Midwest | Other Renew | STWD | 0 | 0 | 0 | 0 | 0 | 0 | STWD | 0 | 0 | 0 | 0 | 0 | 0
| Cumulative New Build Capacity | MISO_MO-IL | Midwest | On-shore Wind | WT | 300.02 | 300.03 | 5899.9 | 5900.07 | 5900.07 | 5900.07 | WT | 300 | 300 | 12484.25 | 26614.92 | 26614.92 | 26614.92
| Cumulative New Build Capacity | MISO_MO-IL | Midwest | Coal | IGCC | 0 | 0.01 | 0.01 | 0.01 | 0.01 | 0.01 | IGCC | 0 | 0 | 0 | 0 | 0 | 0
| Cumulative New Build Capacity | MISO_MO-IL | Midwest | DR | DemandResponse | 0 | 0 | 0 | 0 | 0 | 0 | DemandResponse | 0 | 0 | 0 | 0 | 0 | 0
| Cumulative New Build Capacity | MISO_MO-IL | Midwest | Coal-CCS | IGCC-CCS | 0 | 0 | 0.01 | 0.01 | 0.02 | 0.02 | IGCC-CCS | 0 | 0 | 0 | 0 | 0 | 0
| Cumulative New Build Capacity | MISO_MO-IL | Midwest | Off-shore Wind | WT_off | 0 | 0 | 0 | 0 | 0 | 0 | WT_off | 0 | 0 | 0 | 0 | 0 | 0
| Cumulative New Build Capacity | MISO_MO-IL | Midwest | Other | PseudoUnit | 0 | 0 | 0 | 0 | 0 | 0 | PseudoUnit | 0 | 0 | 0 | 0 | 0 | 0
| Cumulative New Build Capacity | MISO_MO-IL | Midwest | HQ/Maritimes | FixedInterchange | 0 | 0 | 0 | 0 | 0 | 0 | FixedInterchange | 0 | 0 | 0 | 0 | 0 | 0
Cumulative New Build Capacity
| Cumulative New Build Capacity |  |  |  | Cumulative New Build Capacity by Reporting Type: MISO_W | [6 empty] | Cumulative New Build Capacity by Reporting Type: MISO_W
| Cumulative New Build Capacity |  |  |  | ReportingType | 2015 | 2020 | 2025 | 2030 | 2035 | 2040 | ReportingType | 2015 | 2020 | 2025 | 2030 | 2035 | 2040
| Cumulative New Build Capacity | MISO_W | Midwest | Other Renew | BM | 0 | 0 | 0 | 0.01 | 0.02 | 0.03 | BM | 0 | 0 | 0 | 0 | 0 | 0
| Cumulative New Build Capacity | MISO_W | Midwest | CC | CC | 0.21 | 0.38 | 0.47 | 0.6 | 0.6 | 0.61 | CC | 0.01 | 748.06 | 748.06 | 748.06 | 748.06 | 748.06
| Cumulative New Build Capacity | MISO_W | Midwest | Other Renew | CSP | 0 | 0 | 0 | 0 | 0 | 0 | CSP | 0 | 0 | 0 | 0 | 0 | 0
| Cumulative New Build Capacity | MISO_W | Midwest | CT | CT | 0.06 | 0.28 | 0.28 | 0.38 | 0.39 | 0.39 | CT | 0 | 0 | 0 | 0 | 0 | 0
| Cumulative New Build Capacity | MISO_W | Midwest | Coal | Coal | 0.01 | 0.02 | 0.02 | 0.02 | 0.03 | 0.03 | Coal | 0 | 0 | 0 | 0 | 0 | 0
| Cumulative New Build Capacity | MISO_W | Midwest | Other Renew | Geo | 0 | 0 | 0 | 0 | 0 | 0 | Geo | 0 | 0 | 0 | 0 | 0 | 0
| Cumulative New Build Capacity | MISO_W | Midwest | Hydro | H | 0 | 0 | 0 | 0 | 0 | 0 | H | 0 | 0 | 0 | 0 | 0 | 0
| Cumulative New Build Capacity | MISO_W | Midwest | Other Renew | LFG | 0.01 | 0.01 | 0.03 | 71.67 | 71.67 | 71.67 | LFG | 0 | 0 | 0 | 71.67 | 71.67 | 71.67
| Cumulative New Build Capacity | MISO_W | Midwest | Nuclear | Nuc | 94.33 | 94.33 | 94.34 | 94.34 | 94.35 | 94.35 | Nuc | 94.33 | 94.33 | 94.33 | 94.33 | 94.33 | 94.33
| Cumulative New Build Capacity | MISO_W | Midwest | Other | PS | 0 | 0 | 0 | 0 | 0 | 0 | PS | 0 | 0 | 0 | 0 | 0 | 0
| Cumulative New Build Capacity | MISO_W | Midwest | Other Renew | PV | 0.01 | 0.01 | 0.02 | 0.02 | 0.02 | 0.02 | PV | 0 | 0 | 0 | 0 | 0 | 0
| Cumulative New Build Capacity | MISO_W | Midwest | CT | PeakG | 0 | 0 | 0 | 0 | 0 | 0 | PeakG | 0 | 0 | 0 | 0 | 0 | 0
| Cumulative New Build Capacity | MISO_W | Midwest | CT | PeakO | 0 | 0 | 0 | 0 | 0 | 0 | PeakO | 0 | 0 | 0 | 0 | 0 | 0
| Cumulative New Build Capacity | MISO_W | Midwest | Other Renew | ST | 0 | 0 | 0 | 0 | 0 | 0 | ST | 0 | 0 | 0 | 0 | 0 | 0
| Cumulative New Build Capacity | MISO_W | Midwest | Steam O/G | STOG | 0 | 0 | 0 | 0 | 0 | 0 | STOG | 0 | 0 | 0 | 0 | 0 | 0
| Cumulative New Build Capacity | MISO_W | Midwest | Other Renew | STWD | 0 | 0 | 0 | 0 | 0 | 0 | STWD | 0 | 0 | 0 | 0 | 0 | 0
| Cumulative New Build Capacity | MISO_W | Midwest | On-shore Wind | WT | 2800.53 | 2800.55 | 106350.63 | 110586.56 | 110586.59 | 113935.45 | WT | 2800.5 | 2800.5 | 32951.4 | 32951.4 | 32951.4 | 34158.24
| Cumulative New Build Capacity | MISO_W | Midwest | Coal | IGCC | 0.01 | 0.02 | 0.02 | 0.02 | 0.02 | 0.02 | IGCC | 0 | 0 | 0 | 0 | 0 | 0
| Cumulative New Build Capacity | MISO_W | Midwest | DR | DemandResponse | 0 | 0 | 0 | 0 | 0 | 0 | DemandResponse | 0 | 0 | 0 | 0 | 0 | 0
| Cumulative New Build Capacity | MISO_W | Midwest | Coal-CCS | IGCC-CCS | 0 | 0.01 | 0.01 | 0.02 | 0.04 | 0.04 | IGCC-CCS | 0 | 0 | 0 | 0 | 0 | 0
| Cumulative New Build Capacity | MISO_W | Midwest | Off-shore Wind | WT_off | 0 | 0 | 0 | 0 | 0 | 0 | WT_off | 0 | 0 | 0 | 0 | 0 | 0
| Cumulative New Build Capacity | MISO_W | Midwest | Other | PseudoUnit | 0 | 0 | 0 | 0 | 0 | 0 | PseudoUnit | 0 | 0 | 0 | 0 | 0 | 0
| Cumulative New Build Capacity | MISO_W | Midwest | HQ/Maritimes | FixedInterchange | 0 | 0 | 0 | 0 | 0 | 0 | FixedInterchange | 0 | 0 | 0 | 0 | 0 | 0
Cumulative New Build Capacity
| Cumulative New Build Capacity |  |  |  | Cumulative New Build Capacity by Reporting Type: MISO_WUMS | [6 empty] | Cumulative New Build Capacity by Reporting Type: MISO_WUMS
| Cumulative New Build Capacity |  |  |  | ReportingType | 2015 | 2020 | 2025 | 2030 | 2035 | 2040 | ReportingType | 2015 | 2020 | 2025 | 2030 | 2035 | 2040
| Cumulative New Build Capacity | MISO_WUMS | Midwest | Other Renew | BM | 0 | 0 | 0 | 0.01 | 2.33 | 2.65 | BM | 0 | 0 | 0 | 0 | 0.01 | 1705.01
| Cumulative New Build Capacity | MISO_WUMS | Midwest | CC | CC | 9024.45 | 24729.15 | 24729.21 | 24729.31 | 24729.31 | 24729.31 | CC | 3601.75 | 5892.88 | 5892.88 | 5892.88 | 5892.88 | 5892.88
| Cumulative New Build Capacity | MISO_WUMS | Midwest | Other Renew | CSP | 0 | 0 | 0 | 0 | 0 | 0 | CSP | 0 | 0 | 0 | 0 | 0 | 0
| Cumulative New Build Capacity | MISO_WUMS | Midwest | CT | CT | 0.02 | 0.17 | 0.17 | 0.21 | 0.21 | 0.21 | CT | 0 | 0 | 0 | 0 | 0 | 0
| Cumulative New Build Capacity | MISO_WUMS | Midwest | Coal | Coal | 615 | 615 | 615 | 615 | 615 | 615 | Coal | 615 | 615 | 615 | 615 | 615 | 615
| Cumulative New Build Capacity | MISO_WUMS | Midwest | Other Renew | Geo | 0 | 0 | 0 | 0 | 0 | 0 | Geo | 0 | 0 | 0 | 0 | 0 | 0
| Cumulative New Build Capacity | MISO_WUMS | Midwest | Hydro | H | 0 | 0.12 | 0.12 | 0.12 | 0.12 | 0.12 | H | 0 | 1 | 1 | 1 | 1 | 1
| Cumulative New Build Capacity | MISO_WUMS | Midwest | Other Renew | LFG | 0.01 | 0.01 | 128.05 | 223.33 | 223.33 | 223.33 | LFG | 0 | 0 | 223.33 | 223.33 | 223.33 | 223.33
| Cumulative New Build Capacity | MISO_WUMS | Midwest | Nuclear | Nuc | 235 | 235 | 235 | 235.04 | 235.09 | 235.1 | Nuc | 235 | 235 | 235 | 235 | 235 | 235
| Cumulative New Build Capacity | MISO_WUMS | Midwest | Other | PS | 0 | 0 | 0 | 0 | 0 | 0 | PS | 0 | 0 | 0 | 0 | 0 | 0
| Cumulative New Build Capacity | MISO_WUMS | Midwest | Other Renew | PV | 0.01 | 0.01 | 0.01 | 0.02 | 0.02 | 0.02 | PV | 0 | 0 | 0 | 0 | 0 | 0
| Cumulative New Build Capacity | MISO_WUMS | Midwest | CT | PeakG | 0 | 0 | 0 | 0 | 0 | 0 | PeakG | 0 | 0 | 0 | 0 | 0 | 0
| Cumulative New Build Capacity | MISO_WUMS | Midwest | CT | PeakO | 0 | 0 | 0 | 0 | 0 | 0 | PeakO | 0 | 0 | 0 | 0 | 0 | 0
| Cumulative New Build Capacity | MISO_WUMS | Midwest | Other Renew | ST | 0 | 0 | 0 | 0 | 0 | 0 | ST | 0 | 0 | 0 | 0 | 0 | 0
| Cumulative New Build Capacity | MISO_WUMS | Midwest | Steam O/G | STOG | 0 | 0 | 0 | 0 | 0 | 0 | STOG | 0 | 0 | 0 | 0 | 0 | 0
| Cumulative New Build Capacity | MISO_WUMS | Midwest | Other Renew | STWD | 0 | 0 | 0 | 0 | 0 | 0 | STWD | 0 | 0 | 0 | 0 | 0 | 0
| Cumulative New Build Capacity | MISO_WUMS | Midwest | On-shore Wind | WT | 968.9 | 968.9 | 968.91 | 999.68 | 999.68 | 999.69 | WT | 968.9 | 968.9 | 999.7 | 11176.75 | 11176.75 | 14122.19
| Cumulative New Build Capacity | MISO_WUMS | Midwest | Coal | IGCC | 0 | 0.01 | 0.01 | 0.01 | 0.01 | 0.01 | IGCC | 0 | 0 | 0 | 0 | 0 | 0
| Cumulative New Build Capacity | MISO_WUMS | Midwest | DR | DemandResponse | 0 | 0 | 0 | 0 | 0 | 0 | DemandResponse | 0 | 0 | 0 | 0 | 0 | 0
| Cumulative New Build Capacity | MISO_WUMS | Midwest | Coal-CCS | IGCC-CCS | 0 | 0 | 0 | 0.01 | 0.01 | 0.01 | IGCC-CCS | 0 | 0 | 0 | 0 | 0 | 0
| Cumulative New Build Capacity | MISO_WUMS | Midwest | Off-shore Wind | WT_off | 0.02 | 0.03 | 0.03 | 0.03 | 0.03 | 0.03 | WT_off | 0 | 0 | 0 | 0 | 0 | 0
| Cumulative New Build Capacity | MISO_WUMS | Midwest | Other | PseudoUnit | 0 | 0 | 0 | 0 | 0 | 0 | PseudoUnit | 0 | 0 | 0 | 0 | 0 | 0
| Cumulative New Build Capacity | MISO_WUMS | Midwest | HQ/Maritimes | FixedInterchange | 0 | 0 | 0 | 0 | 0 | 0 | FixedInterchange | 0 | 0 | 0 | 0 | 0 | 0
Cumulative New Build Capacity
| Cumulative New Build Capacity |  |  |  | Cumulative New Build Capacity by Reporting Type: Nebraska | [6 empty] | Cumulative New Build Capacity by Reporting Type: Nebraska
| Cumulative New Build Capacity |  |  |  | ReportingType | 2015 | 2020 | 2025 | 2030 | 2035 | 2040 | ReportingType | 2015 | 2020 | 2025 | 2030 | 2035 | 2040
| Cumulative New Build Capacity | NE | Southwest | Other Renew | BM | 0 | 0 | 0 | 0.01 | 0.01 | 0.02 | BM | 0 | 0 | 0 | 0 | 0 | 0
| Cumulative New Build Capacity | NE | Southwest | CC | CC | 0.08 | 0.12 | 0.16 | 0.2 | 0.24 | 0.24 | CC | 0.01 | 0.04 | 0.04 | 146.33 | 146.33 | 146.33
| Cumulative New Build Capacity | NE | Southwest | Other Renew | CSP | 0 | 0 | 0 | 0 | 0 | 0 | CSP | 0 | 0 | 0 | 0 | 0 | 0
| Cumulative New Build Capacity | NE | Southwest | CT | CT | 0.01 | 0.02 | 0.02 | 0.04 | 0.05 | 0.05 | CT | 0 | 0 | 0 | 0 | 0 | 0
| Cumulative New Build Capacity | NE | Southwest | Coal | Coal | 232.1 | 232.1 | 232.1 | 232.1 | 232.1 | 232.1 | Coal | 232.1 | 232.1 | 232.1 | 232.1 | 232.1 | 232.1
| Cumulative New Build Capacity | NE | Southwest | Other Renew | Geo | 0 | 0 | 0 | 0 | 0 | 0 | Geo | 0 | 0 | 0 | 0 | 0 | 0
| Cumulative New Build Capacity | NE | Southwest | Hydro | H | 0 | 0 | 0 | 0 | 0 | 0 | H | 0 | 0 | 0 | 0 | 0 | 0
| Cumulative New Build Capacity | NE | Southwest | Other Renew | LFG | 0.01 | 0.01 | 0.02 | 71.67 | 71.67 | 71.67 | LFG | 0 | 0 | 0 | 71.67 | 71.67 | 71.67
| Cumulative New Build Capacity | NE | Southwest | Nuclear | Nuc | 0 | 0 | 0 | 0.01 | 0.01 | 0.01 | Nuc | 0 | 0 | 0 | 0 | 0 | 0
| Cumulative New Build Capacity | NE | Southwest | Other | PS | 0 | 0 | 0 | 0 | 0 | 0 | PS | 0 | 0 | 0 | 0 | 0 | 0
| Cumulative New Build Capacity | NE | Southwest | Other Renew | PV | 0.01 | 0.01 | 0.01 | 0.02 | 0.02 | 0.02 | PV | 0 | 0 | 0 | 0 | 0 | 0
| Cumulative New Build Capacity | NE | Southwest | CT | PeakG | 0 | 0 | 0 | 0 | 0 | 0 | PeakG | 0 | 0 | 0 | 0 | 0 | 0
| Cumulative New Build Capacity | NE | Southwest | CT | PeakO | 0 | 0 | 0 | 0 | 0 | 0 | PeakO | 0 | 0 | 0 | 0 | 0 | 0
| Cumulative New Build Capacity | NE | Southwest | Other Renew | ST | 0 | 0 | 0 | 0 | 0 | 0 | ST | 0 | 0 | 0 | 0 | 0 | 0
| Cumulative New Build Capacity | NE | Southwest | Steam O/G | STOG | 0 | 0 | 0 | 0 | 0 | 0 | STOG | 0 | 0 | 0 | 0 | 0 | 0
| Cumulative New Build Capacity | NE | Southwest | Other Renew | STWD | 0 | 0 | 0 | 0 | 0 | 0 | STWD | 0 | 0 | 0 | 0 | 0 | 0
| Cumulative New Build Capacity | NE | Southwest | On-shore Wind | WT | 202.02 | 26806.01 | 26806.07 | 26806.09 | 26806.1 | 26806.11 | WT | 202 | 12202.38 | 12483.03 | 12848.27 | 18101.23 | 18550.7
| Cumulative New Build Capacity | NE | Southwest | Coal | IGCC | 0 | 0 | 0 | 0.01 | 0.01 | 0.01 | IGCC | 0 | 0 | 0 | 0 | 0 | 0
| Cumulative New Build Capacity | NE | Southwest | DR | DemandResponse | 0 | 0 | 0 | 0 | 0 | 0 | DemandResponse | 0 | 0 | 0 | 0 | 0 | 0
| Cumulative New Build Capacity | NE | Southwest | Coal-CCS | IGCC-CCS | 0 | 0 | 0 | 0 | 0.01 | 0.01 | IGCC-CCS | 0 | 0 | 0 | 0 | 0 | 0
| Cumulative New Build Capacity | NE | Southwest | Off-shore Wind | WT_off | 0 | 0 | 0 | 0 | 0 | 0 | WT_off | 0 | 0 | 0 | 0 | 0 | 0
| Cumulative New Build Capacity | NE | Southwest | Other | PseudoUnit | 0 | 0 | 0 | 0 | 0 | 0 | PseudoUnit | 0 | 0 | 0 | 0 | 0 | 0
| Cumulative New Build Capacity | NE | Southwest | HQ/Maritimes | FixedInterchange | 0 | 0 | 0 | 0 | 0 | 0 | FixedInterchange | 0 | 0 | 0 | 0 | 0 | 0
Cumulative New Build Capacity
| Cumulative New Build Capacity |  |  |  | Cumulative New Build Capacity by Reporting Type: NEISO | [6 empty] | Cumulative New Build Capacity by Reporting Type: NEISO
| Cumulative New Build Capacity |  |  |  | ReportingType | 2015 | 2020 | 2025 | 2030 | 2035 | 2040 | ReportingType | 2015 | 2020 | 2025 | 2030 | 2035 | 2040
| Cumulative New Build Capacity | NEISO | Northeast | Other Renew | BM | 252.2 | 252.2 | 252.2 | 252.21 | 252.21 | 252.22 | BM | 252.2 | 252.2 | 252.2 | 252.2 | 252.2 | 252.2
| Cumulative New Build Capacity | NEISO | Northeast | CC | CC | 2049.53 | 2049.58 | 2049.63 | 2049.66 | 2049.67 | 2049.68 | CC | 2049.5 | 2049.5 | 2049.5 | 2049.5 | 2049.5 | 2049.5
| Cumulative New Build Capacity | NEISO | Northeast | Other Renew | CSP | 0 | 0 | 0 | 0 | 0 | 0 | CSP | 0 | 0 | 0 | 0 | 0 | 0
| Cumulative New Build Capacity | NEISO | Northeast | CT | CT | 334 | 334 | 334 | 334.01 | 334.01 | 334.01 | CT | 334 | 334 | 334 | 334 | 334 | 334
| Cumulative New Build Capacity | NEISO | Northeast | Coal | Coal | 0 | 0 | 0 | 0 | 0 | 0 | Coal | 0 | 0 | 0 | 0 | 0 | 0
| Cumulative New Build Capacity | NEISO | Northeast | Other Renew | Geo | 0 | 0 | 0 | 0 | 0 | 0 | Geo | 0 | 0 | 0 | 0 | 0 | 0
| Cumulative New Build Capacity | NEISO | Northeast | Hydro | H | 0 | 0.01 | 0.06 | 3 | 3 | 3 | H | 0 | 0 | 0 | 3 | 3 | 3
| Cumulative New Build Capacity | NEISO | Northeast | Other Renew | LFG | 49.31 | 49.32 | 118.99 | 119 | 119 | 119 | LFG | 49.26 | 49.26 | 49.26 | 119 | 119 | 119
| Cumulative New Build Capacity | NEISO | Northeast | Nuclear | Nuc | 0 | 0 | 0 | 0.01 | 0.01 | 0.02 | Nuc | 0 | 0 | 0 | 0 | 0 | 0
| Cumulative New Build Capacity | NEISO | Northeast | Other | PS | 0 | 0 | 0 | 0 | 0 | 0 | PS | 0 | 0 | 0 | 0 | 0 | 0
| Cumulative New Build Capacity | NEISO | Northeast | Other Renew | PV | 0.04 | 288.39 | 288.4 | 288.41 | 288.43 | 288.44 | PV | 0 | 292.45 | 292.45 | 292.45 | 292.45 | 292.45
| Cumulative New Build Capacity | NEISO | Northeast | CT | PeakG | 0 | 0 | 0 | 0 | 0 | 0 | PeakG | 0 | 0 | 0 | 0 | 0 | 0
| Cumulative New Build Capacity | NEISO | Northeast | CT | PeakO | 0 | 0 | 0 | 0 | 0 | 0 | PeakO | 0 | 0 | 0 | 0 | 0 | 0
| Cumulative New Build Capacity | NEISO | Northeast | Other Renew | ST | 0 | 0 | 0 | 0 | 0 | 0 | ST | 0 | 0 | 0 | 0 | 0 | 0
| Cumulative New Build Capacity | NEISO | Northeast | Steam O/G | STOG | 0 | 0 | 0 | 0 | 0 | 0 | STOG | 0 | 0 | 0 | 0 | 0 | 0
| Cumulative New Build Capacity | NEISO | Northeast | Other Renew | STWD | 0 | 0 | 0 | 0 | 0 | 0 | STWD | 0 | 0 | 0 | 0 | 0 | 0
| Cumulative New Build Capacity | NEISO | Northeast | On-shore Wind | WT | 231.3 | 2712.34 | 5279.77 | 5280.27 | 19777.44 | 19777.44 | WT | 231.2 | 2746.28 | 4884.56 | 5280 | 16749.81 | 16749.82
| Cumulative New Build Capacity | NEISO | Northeast | Coal | IGCC | 0 | 0 | 0 | 0 | 0 | 0 | IGCC | 0 | 0 | 0 | 0 | 0 | 0
| Cumulative New Build Capacity | NEISO | Northeast | DR | DemandResponse | 0 | 0 | 0 | 0 | 0 | 0 | DemandResponse | 0 | 0 | 0 | 0 | 0 | 0
| Cumulative New Build Capacity | NEISO | Northeast | Coal-CCS | IGCC-CCS | 0 | 0 | 0 | 0 | 0.01 | 0.01 | IGCC-CCS | 0 | 0 | 0 | 0 | 0 | 0
| Cumulative New Build Capacity | NEISO | Northeast | Off-shore Wind | WT_off | 468.35 | 468.37 | 468.39 | 468.42 | 468.46 | 468.47 | WT_off | 468 | 468 | 468 | 468 | 468 | 468
| Cumulative New Build Capacity | NEISO | Northeast | Other | PseudoUnit | 0 | 0 | 0 | 0 | 0 | 0 | PseudoUnit | 0 | 0 | 0 | 0 | 0 | 0
| Cumulative New Build Capacity | NEISO | Northeast | HQ/Maritimes | FixedInterchange | 0 | 0 | 0 | 0 | 0 | 0 | FixedInterchange | 0 | 0 | 0 | 0 | 0 | 0
Cumulative New Build Capacity
| Cumulative New Build Capacity |  |  |  | Cumulative New Build Capacity by Reporting Type: NonRTO_Midwest | [6 empty] | Cumulative New Build Capacity by Reporting Type: NonRTO_Midwest
| Cumulative New Build Capacity |  |  |  | ReportingType | 2015 | 2020 | 2025 | 2030 | 2035 | 2040 | ReportingType | 2015 | 2020 | 2025 | 2030 | 2035 | 2040
| Cumulative New Build Capacity | NonRTO_Midwest | MISO | Other Renew | BM | 0 | 0 | 0 | 0.01 | 351.52 | 4076.3 | BM | 0 | 0 | 0 | 0 | 1206.28 | 5580.25
| Cumulative New Build Capacity | NonRTO_Midwest | MISO | CC | CC | 2062.75 | 4440.14 | 4440.21 | 4440.24 | 4440.25 | 4440.25 | CC | 2704.7 | 5318.18 | 5318.18 | 5318.18 | 5318.18 | 5318.18
| Cumulative New Build Capacity | NonRTO_Midwest | MISO | Other Renew | CSP | 0 | 0 | 0 | 0 | 0 | 0 | CSP | 0 | 0 | 0 | 0 | 0 | 0
| Cumulative New Build Capacity | NonRTO_Midwest | MISO | CT | CT | 0.02 | 0.05 | 0.05 | 0.05 | 0.05 | 0.05 | CT | 0 | 0 | 0 | 0 | 0 | 0
| Cumulative New Build Capacity | NonRTO_Midwest | MISO | Coal | Coal | 0.01 | 0.01 | 0.01 | 0.01 | 0.01 | 0.01 | Coal | 0 | 0 | 0 | 0 | 0 | 0
| Cumulative New Build Capacity | NonRTO_Midwest | MISO | Other Renew | Geo | 0 | 0 | 0 | 0 | 0 | 0 | Geo | 0 | 0 | 0 | 0 | 0 | 0
| Cumulative New Build Capacity | NonRTO_Midwest | MISO | Hydro | H | 0 | 0.02 | 745.99 | 746 | 746 | 746 | H | 0 | 0 | 746 | 746 | 746 | 746
| Cumulative New Build Capacity | NonRTO_Midwest | MISO | Other Renew | LFG | 0.02 | 0.02 | 160.26 | 160.26 | 160.26 | 160.26 | LFG | 0 | 0 | 160.25 | 160.25 | 160.25 | 160.25
| Cumulative New Build Capacity | NonRTO_Midwest | MISO | Nuclear | Nuc | 0 | 0 | 0.02 | 1252.8 | 2289.59 | 2289.63 | Nuc | 0 | 0 | 0 | 0 | 0 | 0
| Cumulative New Build Capacity | NonRTO_Midwest | MISO | Other | PS | 0 | 0 | 0 | 0 | 0 | 0 | PS | 0 | 0 | 0 | 0 | 0 | 0
| Cumulative New Build Capacity | NonRTO_Midwest | MISO | Other Renew | PV | 0.01 | 0.01 | 0.01 | 0.02 | 0.02 | 0.02 | PV | 0 | 0 | 0 | 0 | 0 | 0
| Cumulative New Build Capacity | NonRTO_Midwest | MISO | CT | PeakG | 0 | 0 | 0 | 0 | 0 | 0 | PeakG | 0 | 0 | 0 | 0 | 0 | 0
| Cumulative New Build Capacity | NonRTO_Midwest | MISO | CT | PeakO | 0 | 0 | 0 | 0 | 0 | 0 | PeakO | 0 | 0 | 0 | 0 | 0 | 0
| Cumulative New Build Capacity | NonRTO_Midwest | MISO | Other Renew | ST | 0 | 0 | 0 | 0 | 0 | 0 | ST | 0 | 0 | 0 | 0 | 0 | 0
| Cumulative New Build Capacity | NonRTO_Midwest | MISO | Steam O/G | STOG | 0 | 0 | 0 | 0 | 0 | 0 | STOG | 0 | 0 | 0 | 0 | 0 | 0
| Cumulative New Build Capacity | NonRTO_Midwest | MISO | Other Renew | STWD | 0 | 0 | 0 | 0 | 0 | 0 | STWD | 0 | 0 | 0 | 0 | 0 | 0
| Cumulative New Build Capacity | NonRTO_Midwest | MISO | On-shore Wind | WT | 0.02 | 0.03 | 0.03 | 0.04 | 0.04 | 0.04 | WT | 0 | 0 | 0 | 0 | 0 | 0
| Cumulative New Build Capacity | NonRTO_Midwest | MISO | Coal | IGCC | 0.01 | 0.01 | 0.01 | 0.01 | 0.01 | 0.01 | IGCC | 0 | 0 | 0 | 0 | 0 | 0
| Cumulative New Build Capacity | NonRTO_Midwest | MISO | DR | DemandResponse | 0 | 0 | 0 | 0 | 0 | 0 | DemandResponse | 0 | 0 | 0 | 0 | 0 | 0
| Cumulative New Build Capacity | NonRTO_Midwest | MISO | Coal-CCS | IGCC-CCS | 0 | 0.01 | 0.01 | 0.02 | 0.03 | 0.03 | IGCC-CCS | 0 | 0 | 0 | 0 | 0 | 0
| Cumulative New Build Capacity | NonRTO_Midwest | MISO | Off-shore Wind | WT_off | 0 | 0 | 0 | 0 | 0 | 0 | WT_off | 0 | 0 | 0 | 0 | 0 | 0
| Cumulative New Build Capacity | NonRTO_Midwest | MISO | Other | PseudoUnit | 0 | 0 | 0 | 0 | 0 | 0 | PseudoUnit | 0 | 0 | 0 | 0 | 0 | 0
| Cumulative New Build Capacity | NonRTO_Midwest | MISO | HQ/Maritimes | FixedInterchange | 0 | 0 | 0 | 0 | 0 | 0 | FixedInterchange | 0 | 0 | 0 | 0 | 0 | 0
Cumulative New Build Capacity
| Cumulative New Build Capacity |  |  |  | Cumulative New Build Capacity by Reporting Type: NYISO_A-F | [6 empty] | Cumulative New Build Capacity by Reporting Type: NYISO_A-F
| Cumulative New Build Capacity |  |  |  | ReportingType | 2015 | 2020 | 2025 | 2030 | 2035 | 2040 | ReportingType | 2015 | 2020 | 2025 | 2030 | 2035 | 2040
| Cumulative New Build Capacity | NYISO_A-F | Northeast | Other Renew | BM | 0 | 0 | 0.01 | 0.01 | 0.02 | 0.04 | BM | 0 | 0 | 0 | 0 | 0 | 0
| Cumulative New Build Capacity | NYISO_A-F | Northeast | CC | CC | 639 | 639.03 | 639.05 | 639.07 | 639.07 | 639.08 | CC | 639 | 639 | 639 | 639 | 639 | 639
| Cumulative New Build Capacity | NYISO_A-F | Northeast | Other Renew | CSP | 0 | 0 | 0 | 0 | 0 | 0 | CSP | 0 | 0 | 0 | 0 | 0 | 0
| Cumulative New Build Capacity | NYISO_A-F | Northeast | CT | CT | 0.01 | 0.02 | 0.03 | 0.03 | 0.03 | 0.04 | CT | 0 | 0 | 0 | 0 | 0 | 0
| Cumulative New Build Capacity | NYISO_A-F | Northeast | Coal | Coal | 0 | 0 | 0 | 0 | 0 | 0 | Coal | 0 | 0 | 0 | 0 | 0 | 0
| Cumulative New Build Capacity | NYISO_A-F | Northeast | Other Renew | Geo | 0 | 0 | 0 | 0 | 0 | 0 | Geo | 0 | 0 | 0 | 0 | 0 | 0
| Cumulative New Build Capacity | NYISO_A-F | Northeast | Hydro | H | 0 | 0 | 0 | 0 | 0 | 0 | H | 0 | 0 | 0 | 0 | 0 | 0
| Cumulative New Build Capacity | NYISO_A-F | Northeast | Other Renew | LFG | 6.4 | 6.4 | 74.33 | 74.33 | 74.33 | 74.33 | LFG | 6.4 | 6.4 | 74.33 | 74.33 | 74.33 | 74.33
| Cumulative New Build Capacity | NYISO_A-F | Northeast | Nuclear | Nuc | 168 | 168 | 168 | 168.01 | 168.01 | 168.02 | Nuc | 168 | 168 | 168 | 168 | 168 | 168
| Cumulative New Build Capacity | NYISO_A-F | Northeast | Other | PS | 0 | 0 | 0 | 0 | 0 | 0 | PS | 0 | 0 | 0 | 0 | 0 | 0
| Cumulative New Build Capacity | NYISO_A-F | Northeast | Other Renew | PV | 0.01 | 0.01 | 0.01 | 0.02 | 0.02 | 0.02 | PV | 0 | 0 | 0 | 0 | 0 | 0
| Cumulative New Build Capacity | NYISO_A-F | Northeast | CT | PeakG | 0 | 0 | 0 | 0 | 0 | 0 | PeakG | 0 | 0 | 0 | 0 | 0 | 0
| Cumulative New Build Capacity | NYISO_A-F | Northeast | CT | PeakO | 0 | 0 | 0 | 0 | 0 | 0 | PeakO | 0 | 0 | 0 | 0 | 0 | 0
| Cumulative New Build Capacity | NYISO_A-F | Northeast | Other Renew | ST | 0 | 0 | 0 | 0 | 0 | 0 | ST | 0 | 0 | 0 | 0 | 0 | 0
| Cumulative New Build Capacity | NYISO_A-F | Northeast | Steam O/G | STOG | 0 | 0 | 0 | 0 | 0 | 0 | STOG | 0 | 0 | 0 | 0 | 0 | 0
| Cumulative New Build Capacity | NYISO_A-F | Northeast | Other Renew | STWD | 0 | 0 | 0 | 0 | 0 | 0 | STWD | 0 | 0 | 0 | 0 | 0 | 0
| Cumulative New Build Capacity | NYISO_A-F | Northeast | On-shore Wind | WT | 2476.33 | 3186.13 | 3186.16 | 8798.58 | 13489.98 | 13489.99 | WT | 2476.3 | 3186.1 | 3186.1 | 9564.41 | 13490 | 13490
| Cumulative New Build Capacity | NYISO_A-F | Northeast | Coal | IGCC | 0 | 0 | 0 | 0 | 0 | 0 | IGCC | 0 | 0 | 0 | 0 | 0 | 0
| Cumulative New Build Capacity | NYISO_A-F | Northeast | DR | DemandResponse | 0 | 0 | 0 | 0 | 0 | 0 | DemandResponse | 0 | 0 | 0 | 0 | 0 | 0
| Cumulative New Build Capacity | NYISO_A-F | Northeast | Coal-CCS | IGCC-CCS | 0 | 0 | 0 | 0.01 | 0.01 | 0.01 | IGCC-CCS | 0 | 0 | 0 | 0 | 0 | 0
| Cumulative New Build Capacity | NYISO_A-F | Northeast | Off-shore Wind | WT_off | 0.1 | 0.1 | 0.11 | 0.11 | 0.12 | 0.12 | WT_off | 0 | 0 | 0 | 0 | 0 | 0
| Cumulative New Build Capacity | NYISO_A-F | Northeast | Other | PseudoUnit | 0 | 0 | 0 | 0 | 0 | 0 | PseudoUnit | 0 | 0 | 0 | 0 | 0 | 0
| Cumulative New Build Capacity | NYISO_A-F | Northeast | HQ/Maritimes | FixedInterchange | 0 | 0 | 0 | 0 | 0 | 0 | FixedInterchange | 0 | 0 | 0 | 0 | 0 | 0
Cumulative New Build Capacity
| Cumulative New Build Capacity |  |  |  | Cumulative New Build Capacity by Reporting Type: NYISO_G-I | [6 empty] | Cumulative New Build Capacity by Reporting Type: NYISO_G-I
| Cumulative New Build Capacity |  |  |  | ReportingType | 2015 | 2020 | 2025 | 2030 | 2035 | 2040 | ReportingType | 2015 | 2020 | 2025 | 2030 | 2035 | 2040
| Cumulative New Build Capacity | NYISO_G-I | Northeast | Other Renew | BM | 0 | 0 | 0.01 | 0.01 | 562.34 | 562.44 | BM | 0 | 0 | 0 | 0 | 0.01 | 800
| Cumulative New Build Capacity | NYISO_G-I | Northeast | CC | CC | 0.05 | 0.13 | 0.19 | 0.22 | 0.25 | 0.25 | CC | 0 | 352.05 | 352.06 | 352.06 | 352.06 | 352.06
| Cumulative New Build Capacity | NYISO_G-I | Northeast | Other Renew | CSP | 0 | 0 | 0 | 0 | 0 | 0 | CSP | 0 | 0 | 0 | 0 | 0 | 0
| Cumulative New Build Capacity | NYISO_G-I | Northeast | CT | CT | 0.01 | 0.03 | 0.03 | 0.03 | 0.06 | 0.07 | CT | 0 | 0 | 0 | 0 | 0 | 0
| Cumulative New Build Capacity | NYISO_G-I | Northeast | Coal | Coal | 0 | 0 | 0 | 0 | 0 | 0 | Coal | 0 | 0 | 0 | 0 | 0 | 0
| Cumulative New Build Capacity | NYISO_G-I | Northeast | Other Renew | Geo | 0 | 0 | 0 | 0 | 0 | 0 | Geo | 0 | 0 | 0 | 0 | 0 | 0
| Cumulative New Build Capacity | NYISO_G-I | Northeast | Hydro | H | 0 | 0 | 0 | 0 | 0 | 0 | H | 0 | 0 | 0 | 0 | 0 | 0
| Cumulative New Build Capacity | NYISO_G-I | Northeast | Other Renew | LFG | 0.01 | 0.01 | 74.33 | 74.33 | 74.33 | 74.33 | LFG | 0 | 0 | 74.33 | 74.33 | 74.33 | 74.33
| Cumulative New Build Capacity | NYISO_G-I | Northeast | Nuclear | Nuc | 0 | 0 | 0.01 | 0.01 | 0.61 | 1805.43 | Nuc | 0 | 0 | 0 | 0 | 870.1 | 3707.15
| Cumulative New Build Capacity | NYISO_G-I | Northeast | Other | PS | 0 | 0 | 0 | 0 | 0 | 0 | PS | 0 | 0 | 0 | 0 | 0 | 0
| Cumulative New Build Capacity | NYISO_G-I | Northeast | Other Renew | PV | 0.01 | 0.01 | 0.01 | 0.02 | 0.02 | 0.02 | PV | 0 | 0 | 0 | 0 | 0 | 0
| Cumulative New Build Capacity | NYISO_G-I | Northeast | CT | PeakG | 0 | 0 | 0 | 0 | 0 | 0 | PeakG | 0 | 0 | 0 | 0 | 0 | 0
| Cumulative New Build Capacity | NYISO_G-I | Northeast | CT | PeakO | 0 | 0 | 0 | 0 | 0 | 0 | PeakO | 0 | 0 | 0 | 0 | 0 | 0
| Cumulative New Build Capacity | NYISO_G-I | Northeast | Other Renew | ST | 0 | 0 | 0 | 0 | 0 | 0 | ST | 0 | 0 | 0 | 0 | 0 | 0
| Cumulative New Build Capacity | NYISO_G-I | Northeast | Steam O/G | STOG | 0 | 0 | 0 | 0 | 0 | 0 | STOG | 0 | 0 | 0 | 0 | 0 | 0
| Cumulative New Build Capacity | NYISO_G-I | Northeast | Other Renew | STWD | 0 | 0 | 0 | 0 | 0 | 0 | STWD | 0 | 0 | 0 | 0 | 0 | 0
| Cumulative New Build Capacity | NYISO_G-I | Northeast | On-shore Wind | WT | 0.09 | 59.94 | 60.12 | 359.98 | 360 | 360 | WT | 0 | 60 | 60 | 360 | 360 | 360
| Cumulative New Build Capacity | NYISO_G-I | Northeast | Coal | IGCC | 0 | 0 | 0 | 0 | 0 | 0 | IGCC | 0 | 0 | 0 | 0 | 0 | 0
| Cumulative New Build Capacity | NYISO_G-I | Northeast | DR | DemandResponse | 0 | 0 | 0 | 0 | 0 | 0 | DemandResponse | 0 | 0 | 0 | 0 | 0 | 0
| Cumulative New Build Capacity | NYISO_G-I | Northeast | Coal-CCS | IGCC-CCS | 0 | 0 | 0 | 0.01 | 0.01 | 0.01 | IGCC-CCS | 0 | 0 | 0 | 0 | 0 | 0
| Cumulative New Build Capacity | NYISO_G-I | Northeast | Off-shore Wind | WT_off | 0.04 | 0.05 | 0.05 | 0.06 | 0.07 | 0.07 | WT_off | 0 | 0 | 0 | 0 | 0 | 0
| Cumulative New Build Capacity | NYISO_G-I | Northeast | Other | PseudoUnit | 0 | 0 | 0 | 0 | 0 | 0 | PseudoUnit | 0 | 0 | 0 | 0 | 0 | 0
| Cumulative New Build Capacity | NYISO_G-I | Northeast | HQ/Maritimes | FixedInterchange | 0 | 0 | 0 | 0 | 0 | 0 | FixedInterchange | 0 | 0 | 0 | 0 | 0 | 0
Cumulative New Build Capacity
| Cumulative New Build Capacity |  |  |  | Cumulative New Build Capacity by Reporting Type: NYISO_J-K | [6 empty] | Cumulative New Build Capacity by Reporting Type: NYISO_J-K
| Cumulative New Build Capacity |  |  |  | ReportingType | 2015 | 2020 | 2025 | 2030 | 2035 | 2040 | ReportingType | 2015 | 2020 | 2025 | 2030 | 2035 | 2040
| Cumulative New Build Capacity | NYISO_J-K | Northeast | Other Renew | BM | 0 | 0 | 0 | 0 | 0 | 0 | BM | 0 | 0 | 0 | 0 | 0 | 0
| Cumulative New Build Capacity | NYISO_J-K | Northeast | CC | CC | 1175.4 | 1175.43 | 1175.45 | 1175.47 | 1175.49 | 1175.49 | CC | 1175.4 | 1175.4 | 1213.02 | 1213.02 | 1213.02 | 1213.02
| Cumulative New Build Capacity | NYISO_J-K | Northeast | Other Renew | CSP | 0 | 0 | 0 | 0 | 0 | 0 | CSP | 0 | 0 | 0 | 0 | 0 | 0
| Cumulative New Build Capacity | NYISO_J-K | Northeast | CT | CT | 0.01 | 0.04 | 0.04 | 0.04 | 0.43 | 0.43 | CT | 0 | 0 | 0 | 0 | 0 | 0
| Cumulative New Build Capacity | NYISO_J-K | Northeast | Coal | Coal | 0 | 0 | 0 | 0 | 0 | 0 | Coal | 0 | 0 | 0 | 0 | 0 | 0
| Cumulative New Build Capacity | NYISO_J-K | Northeast | Other Renew | Geo | 0 | 0 | 0 | 0 | 0 | 0 | Geo | 0 | 0 | 0 | 0 | 0 | 0
| Cumulative New Build Capacity | NYISO_J-K | Northeast | Hydro | H | 0 | 0 | 0 | 0 | 0 | 0 | H | 0 | 0 | 0 | 0 | 0 | 0
| Cumulative New Build Capacity | NYISO_J-K | Northeast | Other Renew | LFG | 0.01 | 0.01 | 74.23 | 74.33 | 74.33 | 74.33 | LFG | 0 | 0 | 16.09 | 74.33 | 74.33 | 74.33
| Cumulative New Build Capacity | NYISO_J-K | Northeast | Nuclear | Nuc | 0 | 0 | 0 | 0 | 0 | 0 | Nuc | 0 | 0 | 0 | 0 | 0 | 0
| Cumulative New Build Capacity | NYISO_J-K | Northeast | Other | PS | 0 | 0 | 0 | 0 | 0 | 0 | PS | 0 | 0 | 0 | 0 | 0 | 0
| Cumulative New Build Capacity | NYISO_J-K | Northeast | Other Renew | PV | 32 | 32 | 32 | 32 | 32 | 32 | PV | 32 | 32 | 32 | 32 | 32 | 32
| Cumulative New Build Capacity | NYISO_J-K | Northeast | CT | PeakG | 0 | 0 | 0 | 0 | 0 | 0 | PeakG | 0 | 0 | 0 | 0 | 0 | 0
| Cumulative New Build Capacity | NYISO_J-K | Northeast | CT | PeakO | 0 | 0 | 0 | 0 | 0 | 0 | PeakO | 0 | 0 | 0 | 0 | 0 | 0
| Cumulative New Build Capacity | NYISO_J-K | Northeast | Other Renew | ST | 0 | 0 | 0 | 0 | 0 | 0 | ST | 0 | 0 | 0 | 0 | 0 | 0
| Cumulative New Build Capacity | NYISO_J-K | Northeast | Steam O/G | STOG | 0 | 0 | 0 | 0 | 0 | 0 | STOG | 0 | 0 | 0 | 0 | 0 | 0
| Cumulative New Build Capacity | NYISO_J-K | Northeast | Other Renew | STWD | 0 | 0 | 0 | 0 | 0 | 0 | STWD | 0 | 0 | 0 | 0 | 0 | 0
| Cumulative New Build Capacity | NYISO_J-K | Northeast | On-shore Wind | WT | 0.03 | 0.04 | 0.06 | 0.17 | 329.4 | 329.4 | WT | 0 | 0 | 0 | 170 | 330 | 330
| Cumulative New Build Capacity | NYISO_J-K | Northeast | Coal | IGCC | 0 | 0 | 0 | 0 | 0 | 0 | IGCC | 0 | 0 | 0 | 0 | 0 | 0
| Cumulative New Build Capacity | NYISO_J-K | Northeast | DR | DemandResponse | 0 | 0 | 0 | 0 | 0 | 0 | DemandResponse | 0 | 0 | 0 | 0 | 0 | 0
| Cumulative New Build Capacity | NYISO_J-K | Northeast | Coal-CCS | IGCC-CCS | 0 | 0 | 0 | 0 | 0 | 0 | IGCC-CCS | 0 | 0 | 0 | 0 | 0 | 0
| Cumulative New Build Capacity | NYISO_J-K | Northeast | Off-shore Wind | WT_off | 0.03 | 0.03 | 0.03 | 0.04 | 0.04 | 0.04 | WT_off | 0 | 0 | 0 | 0 | 0 | 0
| Cumulative New Build Capacity | NYISO_J-K | Northeast | Other | PseudoUnit | 0 | 0 | 0 | 0 | 0 | 0 | PseudoUnit | 0 | 0 | 0 | 0 | 0 | 0
| Cumulative New Build Capacity | NYISO_J-K | Northeast | HQ/Maritimes | FixedInterchange | 0 | 0 | 0 | 0 | 0 | 0 | FixedInterchange | 0 | 0 | 0 | 0 | 0 | 0
Cumulative New Build Capacity
| Cumulative New Build Capacity |  |  |  | Cumulative New Build Capacity by Reporting Type: PJM_E | [6 empty] | Cumulative New Build Capacity by Reporting Type: PJM_E
| Cumulative New Build Capacity |  |  |  | ReportingType | 2015 | 2020 | 2025 | 2030 | 2035 | 2040 | ReportingType | 2015 | 2020 | 2025 | 2030 | 2035 | 2040
| Cumulative New Build Capacity | PJM_E | PJM_MAAC | Other Renew | BM | 30 | 30 | 30 | 30.01 | 30.03 | 30.05 | BM | 30 | 30 | 30 | 30 | 30 | 30
| Cumulative New Build Capacity | PJM_E | PJM_MAAC | CC | CC | 4634.3 | 4634.35 | 4634.39 | 4634.44 | 4634.44 | 4634.45 | CC | 4634.3 | 4634.3 | 4634.3 | 4634.3 | 4634.3 | 4634.3
| Cumulative New Build Capacity | PJM_E | PJM_MAAC | Other Renew | CSP | 0 | 0 | 0 | 0 | 0 | 0 | CSP | 0 | 0 | 0 | 0 | 0 | 0
| Cumulative New Build Capacity | PJM_E | PJM_MAAC | CT | CT | 26.2 | 26.2 | 26.2 | 26.21 | 26.21 | 26.21 | CT | 26.2 | 26.2 | 26.2 | 26.2 | 26.2 | 26.2
| Cumulative New Build Capacity | PJM_E | PJM_MAAC | Coal | Coal | 27 | 27 | 27 | 27 | 27 | 27 | Coal | 27 | 27 | 27 | 27 | 27 | 27
| Cumulative New Build Capacity | PJM_E | PJM_MAAC | Other Renew | Geo | 0 | 0 | 0 | 0 | 0 | 0 | Geo | 0 | 0 | 0 | 0 | 0 | 0
| Cumulative New Build Capacity | PJM_E | PJM_MAAC | Hydro | H | 0 | 0 | 0 | 0 | 0 | 0 | H | 0 | 0 | 0 | 0 | 0 | 0
| Cumulative New Build Capacity | PJM_E | PJM_MAAC | Other Renew | LFG | 9.1 | 142 | 142 | 142 | 142 | 142 | LFG | 9.1 | 142 | 142 | 142 | 142 | 142
| Cumulative New Build Capacity | PJM_E | PJM_MAAC | Nuclear | Nuc | 38 | 38 | 38 | 38.04 | 38.09 | 38.18 | Nuc | 38 | 38 | 38 | 38 | 38 | 38
| Cumulative New Build Capacity | PJM_E | PJM_MAAC | Other | PS | 0 | 0 | 0 | 0 | 0 | 0 | PS | 0 | 0 | 0 | 0 | 0 | 0
| Cumulative New Build Capacity | PJM_E | PJM_MAAC | Other Renew | PV | 25.45 | 25.45 | 25.45 | 25.45 | 25.45 | 25.45 | PV | 25.45 | 25.45 | 25.45 | 25.45 | 25.45 | 25.45
| Cumulative New Build Capacity | PJM_E | PJM_MAAC | CT | PeakG | 0 | 0 | 0 | 0 | 0 | 0 | PeakG | 0 | 0 | 0 | 0 | 0 | 0
| Cumulative New Build Capacity | PJM_E | PJM_MAAC | CT | PeakO | 0 | 0 | 0 | 0 | 0 | 0 | PeakO | 0 | 0 | 0 | 0 | 0 | 0
| Cumulative New Build Capacity | PJM_E | PJM_MAAC | Other Renew | ST | 0 | 0 | 0 | 0 | 0 | 0 | ST | 0 | 0 | 0 | 0 | 0 | 0
| Cumulative New Build Capacity | PJM_E | PJM_MAAC | Steam O/G | STOG | 0 | 0 | 0 | 0 | 0 | 0 | STOG | 0 | 0 | 0 | 0 | 0 | 0
| Cumulative New Build Capacity | PJM_E | PJM_MAAC | Other Renew | STWD | 0 | 0 | 0 | 0 | 0 | 0 | STWD | 0 | 0 | 0 | 0 | 0 | 0
| Cumulative New Build Capacity | PJM_E | PJM_MAAC | On-shore Wind | WT | 1150.03 | 1150.04 | 1150.05 | 1150.06 | 1150.06 | 1150.07 | WT | 1150 | 1150 | 1150 | 1150 | 1150 | 1150
| Cumulative New Build Capacity | PJM_E | PJM_MAAC | Coal | IGCC | 0 | 0 | 0 | 0 | 0 | 0 | IGCC | 0 | 0 | 0 | 0 | 0 | 0
| Cumulative New Build Capacity | PJM_E | PJM_MAAC | DR | DemandResponse | 0 | 0 | 0 | 0 | 0 | 0 | DemandResponse | 0 | 0 | 0 | 0 | 0 | 0
| Cumulative New Build Capacity | PJM_E | PJM_MAAC | Coal-CCS | IGCC-CCS | 0 | 0 | 0.01 | 0.01 | 0.02 | 0.02 | IGCC-CCS | 0 | 0 | 0 | 0 | 0 | 0
| Cumulative New Build Capacity | PJM_E | PJM_MAAC | Off-shore Wind | WT_off | 0.03 | 0.04 | 1100.04 | 1100.04 | 1100.04 | 1100.04 | WT_off | 0 | 0 | 1100 | 1100 | 1100 | 1100
| Cumulative New Build Capacity | PJM_E | PJM_MAAC | Other | PseudoUnit | 0 | 0 | 0 | 0 | 0 | 0 | PseudoUnit | 0 | 0 | 0 | 0 | 0 | 0
| Cumulative New Build Capacity | PJM_E | PJM_MAAC | HQ/Maritimes | FixedInterchange | 0 | 0 | 0 | 0 | 0 | 0 | FixedInterchange | 0 | 0 | 0 | 0 | 0 | 0
Cumulative New Build Capacity
| Cumulative New Build Capacity |  |  |  | Cumulative New Build Capacity by Reporting Type: PJM_ROM | [6 empty] | Cumulative New Build Capacity by Reporting Type: PJM_ROM
| Cumulative New Build Capacity |  |  |  | ReportingType | 2015 | 2020 | 2025 | 2030 | 2035 | 2040 | ReportingType | 2015 | 2020 | 2025 | 2030 | 2035 | 2040
| Cumulative New Build Capacity | PJM_ROM | PJM_MAAC | Other Renew | BM | 18 | 18 | 18 | 1148.65 | 1150.16 | 2357.63 | BM | 18 | 18 | 18 | 18 | 18.07 | 2357.79
| Cumulative New Build Capacity | PJM_ROM | PJM_MAAC | CC | CC | 1678.5 | 1678.56 | 1678.6 | 1678.67 | 1678.67 | 1678.67 | CC | 1678.5 | 1678.5 | 1678.5 | 1678.5 | 1678.5 | 1678.5
| Cumulative New Build Capacity | PJM_ROM | PJM_MAAC | Other Renew | CSP | 0 | 0 | 0 | 0 | 0 | 0 | CSP | 0 | 0 | 0 | 0 | 0 | 0
| Cumulative New Build Capacity | PJM_ROM | PJM_MAAC | CT | CT | 16 | 16 | 16 | 16.01 | 16.01 | 16.01 | CT | 16 | 16 | 16 | 16 | 16 | 16
| Cumulative New Build Capacity | PJM_ROM | PJM_MAAC | Coal | Coal | 32.5 | 32.5 | 32.5 | 32.5 | 32.5 | 32.5 | Coal | 32.5 | 32.5 | 32.5 | 32.5 | 32.5 | 32.5
| Cumulative New Build Capacity | PJM_ROM | PJM_MAAC | Other Renew | Geo | 0 | 0 | 0 | 0 | 0 | 0 | Geo | 0 | 0 | 0 | 0 | 0 | 0
| Cumulative New Build Capacity | PJM_ROM | PJM_MAAC | Hydro | H | 0 | 0.05 | 0.09 | 678 | 678 | 678 | H | 0 | 0 | 678 | 678 | 678 | 678
| Cumulative New Build Capacity | PJM_ROM | PJM_MAAC | Other Renew | LFG | 18.9 | 284 | 284 | 284 | 284 | 284 | LFG | 18.9 | 284 | 284 | 284 | 284 | 284
| Cumulative New Build Capacity | PJM_ROM | PJM_MAAC | Nuclear | Nuc | 0 | 0 | 0 | 0.06 | 0.26 | 8464.66 | Nuc | 0 | 0 | 0 | 0 | 6966.43 | 11348.73
| Cumulative New Build Capacity | PJM_ROM | PJM_MAAC | Other | PS | 0 | 0 | 0 | 0 | 0 | 0 | PS | 0 | 0 | 0 | 0 | 0 | 0
| Cumulative New Build Capacity | PJM_ROM | PJM_MAAC | Other Renew | PV | 0.01 | 1355.6 | 2113.8 | 2283.49 | 2296.87 | 2357.55 | PV | 0 | 1355.02 | 2113.75 | 2283.67 | 2296.7 | 2357.64
| Cumulative New Build Capacity | PJM_ROM | PJM_MAAC | CT | PeakG | 0 | 0 | 0 | 0 | 0 | 0 | PeakG | 0 | 0 | 0 | 0 | 0 | 0
| Cumulative New Build Capacity | PJM_ROM | PJM_MAAC | CT | PeakO | 0 | 0 | 0 | 0 | 0 | 0 | PeakO | 0 | 0 | 0 | 0 | 0 | 0
| Cumulative New Build Capacity | PJM_ROM | PJM_MAAC | Other Renew | ST | 0 | 0 | 0 | 0 | 0 | 0 | ST | 0 | 0 | 0 | 0 | 0 | 0
| Cumulative New Build Capacity | PJM_ROM | PJM_MAAC | Steam O/G | STOG | 0 | 0 | 0 | 0 | 0 | 0 | STOG | 0 | 0 | 0 | 0 | 0 | 0
| Cumulative New Build Capacity | PJM_ROM | PJM_MAAC | Other Renew | STWD | 0 | 0 | 0 | 0 | 0 | 0 | STWD | 0 | 0 | 0 | 0 | 0 | 0
| Cumulative New Build Capacity | PJM_ROM | PJM_MAAC | On-shore Wind | WT | 479.86 | 1230.1 | 1230.12 | 1230.13 | 1230.13 | 1230.14 | WT | 479.8 | 1230 | 1230 | 1230 | 1230 | 1230
| Cumulative New Build Capacity | PJM_ROM | PJM_MAAC | Coal | IGCC | 0 | 0.01 | 0.01 | 0.01 | 0.01 | 0.01 | IGCC | 0 | 0 | 0 | 0 | 0 | 0
| Cumulative New Build Capacity | PJM_ROM | PJM_MAAC | DR | DemandResponse | 0 | 0 | 0 | 0 | 0 | 0 | DemandResponse | 0 | 0 | 0 | 0 | 0 | 0
| Cumulative New Build Capacity | PJM_ROM | PJM_MAAC | Coal-CCS | IGCC-CCS | 0 | 0 | 0.01 | 0.01 | 0.02 | 0.02 | IGCC-CCS | 0 | 0 | 0 | 0 | 0 | 0
| Cumulative New Build Capacity | PJM_ROM | PJM_MAAC | Off-shore Wind | WT_off | 0.03 | 0.03 | 0.04 | 0.05 | 0.05 | 0.05 | WT_off | 0 | 0 | 0 | 0 | 0 | 0
| Cumulative New Build Capacity | PJM_ROM | PJM_MAAC | Other | PseudoUnit | 0 | 0 | 0 | 0 | 0 | 0 | PseudoUnit | 0 | 0 | 0 | 0 | 0 | 0
| Cumulative New Build Capacity | PJM_ROM | PJM_MAAC | HQ/Maritimes | FixedInterchange | 0 | 0 | 0 | 0 | 0 | 0 | FixedInterchange | 0 | 0 | 0 | 0 | 0 | 0
Cumulative New Build Capacity
| Cumulative New Build Capacity |  |  |  | Cumulative New Build Capacity by Reporting Type: PJM_ROR | [6 empty] | Cumulative New Build Capacity by Reporting Type: PJM_ROR
| Cumulative New Build Capacity |  |  |  | ReportingType | 2015 | 2020 | 2025 | 2030 | 2035 | 2040 | ReportingType | 2015 | 2020 | 2025 | 2030 | 2035 | 2040
| Cumulative New Build Capacity | PJM_ROR | PJM_ROR | Other Renew | BM | 385 | 385 | 385 | 385 | 3903.55 | 9221.78 | BM | 385 | 385 | 385 | 385 | 385 | 10556.34
| Cumulative New Build Capacity | PJM_ROR | PJM_ROR | CC | CC | 13378.96 | 20187.8 | 20187.87 | 20188 | 20188 | 20188 | CC | 20593.43 | 27937.4 | 27937.4 | 27937.4 | 27937.4 | 27937.4
| Cumulative New Build Capacity | PJM_ROR | PJM_ROR | Other Renew | CSP | 0 | 0 | 0 | 0 | 0 | 0 | CSP | 0 | 0 | 0 | 0 | 0 | 0
| Cumulative New Build Capacity | PJM_ROR | PJM_ROR | CT | CT | 29 | 29 | 29 | 29.01 | 29.01 | 29.01 | CT | 29 | 29 | 29 | 29 | 29 | 29
| Cumulative New Build Capacity | PJM_ROR | PJM_ROR | Coal | Coal | 2164 | 2164 | 2164 | 2164 | 2164 | 2164 | Coal | 2164 | 2164 | 2164 | 2164 | 2164 | 2164
| Cumulative New Build Capacity | PJM_ROR | PJM_ROR | Other Renew | Geo | 0 | 0 | 0 | 0 | 0 | 0 | Geo | 0 | 0 | 0 | 0 | 0 | 0
| Cumulative New Build Capacity | PJM_ROR | PJM_ROR | Hydro | H | 0 | 503 | 503 | 503 | 503 | 503 | H | 0 | 503 | 503 | 503 | 503 | 503
| Cumulative New Build Capacity | PJM_ROR | PJM_ROR | Other Renew | LFG | 57.4 | 571.1 | 571.11 | 571.11 | 571.11 | 571.11 | LFG | 57.4 | 571.11 | 571.11 | 571.11 | 571.11 | 571.11
| Cumulative New Build Capacity | PJM_ROR | PJM_ROR | Nuclear | Nuc | 38 | 38 | 38 | 449.02 | 4922.85 | 7059.94 | Nuc | 38 | 38 | 38 | 38 | 4386.73 | 24159.54
| Cumulative New Build Capacity | PJM_ROR | PJM_ROR | Other | PS | 0 | 0 | 0 | 0 | 0 | 0 | PS | 0 | 0 | 0 | 0 | 0 | 0
| Cumulative New Build Capacity | PJM_ROR | PJM_ROR | Other Renew | PV | 0.01 | 0.02 | 0.03 | 0.03 | 0.03 | 0.04 | PV | 0 | 0 | 0 | 0 | 0 | 0
| Cumulative New Build Capacity | PJM_ROR | PJM_ROR | CT | PeakG | 0 | 0 | 0 | 0 | 0 | 0 | PeakG | 0 | 0 | 0 | 0 | 0 | 0
| Cumulative New Build Capacity | PJM_ROR | PJM_ROR | CT | PeakO | 0 | 0 | 0 | 0 | 0 | 0 | PeakO | 0 | 0 | 0 | 0 | 0 | 0
| Cumulative New Build Capacity | PJM_ROR | PJM_ROR | Other Renew | ST | 0 | 0 | 0 | 0 | 0 | 0 | ST | 0 | 0 | 0 | 0 | 0 | 0
| Cumulative New Build Capacity | PJM_ROR | PJM_ROR | Steam O/G | STOG | 0 | 0 | 0 | 0 | 0 | 0 | STOG | 0 | 0 | 0 | 0 | 0 | 0
| Cumulative New Build Capacity | PJM_ROR | PJM_ROR | Other Renew | STWD | 0 | 0 | 0 | 0 | 0 | 0 | STWD | 0 | 0 | 0 | 0 | 0 | 0
| Cumulative New Build Capacity | PJM_ROR | PJM_ROR | On-shore Wind | WT | 8325.7 | 8517.4 | 8517.4 | 8517.4 | 8517.4 | 8517.4 | WT | 8325.7 | 8517.4 | 15366.67 | 39607.73 | 39607.73 | 39607.73
| Cumulative New Build Capacity | PJM_ROR | PJM_ROR | Coal | IGCC | 0.01 | 0.01 | 0.01 | 0.01 | 0.01 | 0.01 | IGCC | 0 | 0 | 0 | 0 | 0 | 0
| Cumulative New Build Capacity | PJM_ROR | PJM_ROR | DR | DemandResponse | 0 | 0 | 0 | 0 | 0 | 0 | DemandResponse | 0 | 0 | 0 | 0 | 0 | 0
| Cumulative New Build Capacity | PJM_ROR | PJM_ROR | Coal-CCS | IGCC-CCS | 0 | 0.01 | 0.01 | 0.02 | 0.03 | 0.03 | IGCC-CCS | 0 | 0 | 0 | 0 | 0 | 0
| Cumulative New Build Capacity | PJM_ROR | PJM_ROR | Off-shore Wind | WT_off | 0.07 | 0.07 | 0.08 | 0.08 | 0.08 | 0.08 | WT_off | 0 | 0 | 0 | 0 | 0 | 0
| Cumulative New Build Capacity | PJM_ROR | PJM_ROR | Other | PseudoUnit | 0 | 0 | 0 | 0 | 0 | 0 | PseudoUnit | 0 | 0 | 0 | 0 | 0 | 0
| Cumulative New Build Capacity | PJM_ROR | PJM_ROR | HQ/Maritimes | FixedInterchange | 0 | 0 | 0 | 0 | 0 | 0 | FixedInterchange | 0 | 0 | 0 | 0 | 0 | 0
Cumulative New Build Capacity
| Cumulative New Build Capacity |  |  |  | Cumulative New Build Capacity by Reporting Type: SOCO | [6 empty] | Cumulative New Build Capacity by Reporting Type: SOCO
| Cumulative New Build Capacity |  |  |  | ReportingType | 2015 | 2020 | 2025 | 2030 | 2035 | 2040 | ReportingType | 2015 | 2020 | 2025 | 2030 | 2035 | 2040
| Cumulative New Build Capacity | SOCO | South | Other Renew | BM | 55 | 55 | 55 | 55 | 6554.86 | 6555.17 | BM | 55 | 55 | 55 | 55 | 3728.49 | 6555.24
| Cumulative New Build Capacity | SOCO | South | CC | CC | 6748.82 | 11691.46 | 11691.6 | 11691.67 | 11691.68 | 11691.68 | CC | 7516.52 | 12449.39 | 12449.39 | 12449.39 | 12449.39 | 12449.39
| Cumulative New Build Capacity | SOCO | South | Other Renew | CSP | 0 | 0 | 0 | 0 | 0 | 0 | CSP | 0 | 0 | 0 | 0 | 0 | 0
| Cumulative New Build Capacity | SOCO | South | CT | CT | 0.02 | 0.06 | 0.06 | 0.07 | 0.07 | 0.07 | CT | 0 | 0 | 0 | 0 | 0 | 0
| Cumulative New Build Capacity | SOCO | South | Coal | Coal | 0.01 | 0.02 | 0.02 | 0.02 | 0.02 | 0.02 | Coal | 0 | 0 | 0 | 0 | 0 | 0
| Cumulative New Build Capacity | SOCO | South | Other Renew | Geo | 0 | 0 | 0 | 0 | 0 | 0 | Geo | 0 | 0 | 0 | 0 | 0 | 0
| Cumulative New Build Capacity | SOCO | South | Hydro | H | 0 | 0 | 0.01 | 0.02 | 0.04 | 0.04 | H | 0 | 0 | 0 | 0 | 0 | 0
| Cumulative New Build Capacity | SOCO | South | Other Renew | LFG | 0.02 | 0.02 | 107.41 | 107.41 | 107.41 | 107.41 | LFG | 0 | 0 | 107.4 | 107.4 | 107.4 | 107.4
| Cumulative New Build Capacity | SOCO | South | Nuclear | Nuc | 70 | 2270 | 2270 | 2451.12 | 14905.38 | 23019.14 | Nuc | 70 | 2270 | 2270 | 10507.74 | 16380.29 | 21477.81
| Cumulative New Build Capacity | SOCO | South | Other | PS | 0 | 0 | 0 | 0 | 0 | 0 | PS | 0 | 0 | 0 | 0 | 0 | 0
| Cumulative New Build Capacity | SOCO | South | Other Renew | PV | 0.01 | 0.01 | 0.02 | 0.02 | 0.02 | 0.03 | PV | 0 | 0 | 0 | 0 | 0 | 0
| Cumulative New Build Capacity | SOCO | South | CT | PeakG | 0 | 0 | 0 | 0 | 0 | 0 | PeakG | 0 | 0 | 0 | 0 | 0 | 0
| Cumulative New Build Capacity | SOCO | South | CT | PeakO | 0 | 0 | 0 | 0 | 0 | 0 | PeakO | 0 | 0 | 0 | 0 | 0 | 0
| Cumulative New Build Capacity | SOCO | South | Other Renew | ST | 0 | 0 | 0 | 0 | 0 | 0 | ST | 0 | 0 | 0 | 0 | 0 | 0
| Cumulative New Build Capacity | SOCO | South | Steam O/G | STOG | 0 | 0 | 0 | 0 | 0 | 0 | STOG | 0 | 0 | 0 | 0 | 0 | 0
| Cumulative New Build Capacity | SOCO | South | Other Renew | STWD | 0 | 0 | 0 | 0 | 0 | 0 | STWD | 0 | 0 | 0 | 0 | 0 | 0
| Cumulative New Build Capacity | SOCO | South | On-shore Wind | WT | 0.02 | 0.03 | 0.04 | 0.04 | 0.04 | 0.04 | WT | 0 | 0 | 0 | 0 | 100 | 100
| Cumulative New Build Capacity | SOCO | South | Coal | IGCC | 0.01 | 0.02 | 0.02 | 0.02 | 0.02 | 0.02 | IGCC | 0 | 0 | 0 | 0 | 0 | 0
| Cumulative New Build Capacity | SOCO | South | DR | DemandResponse | 0 | 0 | 0 | 0 | 0 | 0 | DemandResponse | 0 | 0 | 0 | 0 | 0 | 0
| Cumulative New Build Capacity | SOCO | South | Coal-CCS | IGCC-CCS | 0 | 0.01 | 0.02 | 0.03 | 0.05 | 0.05 | IGCC-CCS | 0 | 0 | 0 | 0 | 0 | 0
| Cumulative New Build Capacity | SOCO | South | Off-shore Wind | WT_off | 0 | 0 | 0 | 0 | 0 | 0 | WT_off | 0 | 0 | 0 | 0 | 0 | 0
| Cumulative New Build Capacity | SOCO | South | Other | PseudoUnit | 0 | 0 | 0 | 0 | 0 | 0 | PseudoUnit | 0 | 0 | 0 | 0 | 0 | 0
| Cumulative New Build Capacity | SOCO | South | HQ/Maritimes | FixedInterchange | 0 | 0 | 0 | 0 | 0 | 0 | FixedInterchange | 0 | 0 | 0 | 0 | 0 | 0
Cumulative New Build Capacity
| Cumulative New Build Capacity |  |  |  | Cumulative New Build Capacity by Reporting Type: SPP_N | [6 empty] | Cumulative New Build Capacity by Reporting Type: SPP_N
| Cumulative New Build Capacity |  |  |  | ReportingType | 2015 | 2020 | 2025 | 2030 | 2035 | 2040 | ReportingType | 2015 | 2020 | 2025 | 2030 | 2035 | 2040
| Cumulative New Build Capacity | SPP_N | Southwest | Other Renew | BM | 0 | 0 | 0 | 0.01 | 0.02 | 0.02 | BM | 0 | 0 | 0 | 0 | 0 | 0
| Cumulative New Build Capacity | SPP_N | Southwest | CC | CC | 0.16 | 0.27 | 0.34 | 0.46 | 0.53 | 0.53 | CC | 0.06 | 1356.55 | 1356.56 | 1356.58 | 1356.58 | 1356.58
| Cumulative New Build Capacity | SPP_N | Southwest | Other Renew | CSP | 0 | 0 | 0 | 0 | 0 | 0 | CSP | 0 | 0 | 0 | 0 | 0 | 0
| Cumulative New Build Capacity | SPP_N | Southwest | CT | CT | 0.03 | 0.1 | 0.1 | 266.17 | 1645.94 | 1645.95 | CT | 0 | 0 | 0 | 290.76 | 447.39 | 447.39
| Cumulative New Build Capacity | SPP_N | Southwest | Coal | Coal | 465.04 | 465.04 | 465.04 | 465.04 | 465.04 | 465.04 | Coal | 465.04 | 465.04 | 465.04 | 465.04 | 465.04 | 465.04
| Cumulative New Build Capacity | SPP_N | Southwest | Other Renew | Geo | 0 | 0 | 0 | 0 | 0 | 0 | Geo | 0 | 0 | 0 | 0 | 0 | 0
| Cumulative New Build Capacity | SPP_N | Southwest | Hydro | H | 0 | 0 | 0 | 0 | 0 | 0 | H | 0 | 0 | 0 | 0 | 0 | 0
| Cumulative New Build Capacity | SPP_N | Southwest | Other Renew | LFG | 0.01 | 0.01 | 0.02 | 95 | 95 | 95 | LFG | 0 | 0 | 0 | 95 | 95 | 95
| Cumulative New Build Capacity | SPP_N | Southwest | Nuclear | Nuc | 0 | 0 | 0 | 0.01 | 0.01 | 0.01 | Nuc | 0 | 0 | 0 | 0 | 0 | 0
| Cumulative New Build Capacity | SPP_N | Southwest | Other | PS | 0 | 0 | 0 | 0 | 0 | 0 | PS | 0 | 0 | 0 | 0 | 0 | 0
| Cumulative New Build Capacity | SPP_N | Southwest | Other Renew | PV | 0.01 | 0.02 | 0.02 | 0.02 | 0.02 | 0.03 | PV | 0 | 0 | 0 | 0 | 0 | 0
| Cumulative New Build Capacity | SPP_N | Southwest | CT | PeakG | 0 | 0 | 0 | 0 | 0 | 0 | PeakG | 0 | 0 | 0 | 0 | 0 | 0
| Cumulative New Build Capacity | SPP_N | Southwest | CT | PeakO | 0 | 0 | 0 | 0 | 0 | 0 | PeakO | 0 | 0 | 0 | 0 | 0 | 0
| Cumulative New Build Capacity | SPP_N | Southwest | Other Renew | ST | 0 | 0 | 0 | 0 | 0 | 0 | ST | 0 | 0 | 0 | 0 | 0 | 0
| Cumulative New Build Capacity | SPP_N | Southwest | Steam O/G | STOG | 0 | 0 | 0 | 0 | 0 | 0 | STOG | 0 | 0 | 0 | 0 | 0 | 0
| Cumulative New Build Capacity | SPP_N | Southwest | Other Renew | STWD | 0 | 0 | 0 | 0 | 0 | 0 | STWD | 0 | 0 | 0 | 0 | 0 | 0
| Cumulative New Build Capacity | SPP_N | Southwest | On-shore Wind | WT | 0.04 | 32805.43 | 66900.15 | 66900.22 | 66900.23 | 70493.45 | WT | 0 | 21780.92 | 26871.87 | 28300.72 | 39110.77 | 40294.65
| Cumulative New Build Capacity | SPP_N | Southwest | Coal | IGCC | 0.01 | 0.01 | 0.01 | 0.01 | 0.01 | 0.01 | IGCC | 0 | 0 | 0 | 0 | 0 | 0
| Cumulative New Build Capacity | SPP_N | Southwest | DR | DemandResponse | 0 | 0 | 0 | 0 | 0 | 0 | DemandResponse | 0 | 0 | 0 | 0 | 0 | 0
| Cumulative New Build Capacity | SPP_N | Southwest | Coal-CCS | IGCC-CCS | 0 | 0 | 0.01 | 0.01 | 0.02 | 0.02 | IGCC-CCS | 0 | 0 | 0 | 0 | 0 | 0
| Cumulative New Build Capacity | SPP_N | Southwest | Off-shore Wind | WT_off | 0 | 0 | 0 | 0 | 0 | 0 | WT_off | 0 | 0 | 0 | 0 | 0 | 0
| Cumulative New Build Capacity | SPP_N | Southwest | Other | PseudoUnit | 0 | 0 | 0 | 0 | 0 | 0 | PseudoUnit | 0 | 0 | 0 | 0 | 0 | 0
| Cumulative New Build Capacity | SPP_N | Southwest | HQ/Maritimes | FixedInterchange | 0 | 0 | 0 | 0 | 0 | 0 | FixedInterchange | 0 | 0 | 0 | 0 | 0 | 0
Cumulative New Build Capacity
| Cumulative New Build Capacity |  |  |  | Cumulative New Build Capacity by Reporting Type: SPP_S | [6 empty] | Cumulative New Build Capacity by Reporting Type: SPP_S
| Cumulative New Build Capacity |  |  |  | ReportingType | 2015 | 2020 | 2025 | 2030 | 2035 | 2040 | ReportingType | 2015 | 2020 | 2025 | 2030 | 2035 | 2040
| Cumulative New Build Capacity | SPP_S | Southwest | Other Renew | BM | 0 | 0 | 0 | 0.01 | 0.02 | 0.02 | BM | 0 | 0 | 0 | 0 | 0 | 0
| Cumulative New Build Capacity | SPP_S | Southwest | CC | CC | 0.24 | 0.4 | 0.52 | 0.71 | 0.84 | 0.84 | CC | 0.01 | 4395.88 | 4395.89 | 4395.95 | 4395.95 | 4395.95
| Cumulative New Build Capacity | SPP_S | Southwest | Other Renew | CSP | 0 | 0 | 0 | 0 | 0 | 0 | CSP | 0 | 0 | 0 | 0 | 0 | 0
| Cumulative New Build Capacity | SPP_S | Southwest | CT | CT | 413.03 | 713.04 | 713.05 | 877.83 | 2462.41 | 2462.41 | CT | 412.99 | 712.99 | 712.99 | 713.04 | 713.08 | 713.08
| Cumulative New Build Capacity | SPP_S | Southwest | Coal | Coal | 988.01 | 988.01 | 988.01 | 988.02 | 988.02 | 988.02 | Coal | 988 | 988 | 988 | 988 | 988 | 988
| Cumulative New Build Capacity | SPP_S | Southwest | Other Renew | Geo | 0 | 0 | 0 | 0 | 0 | 0 | Geo | 0 | 0 | 0 | 0 | 0 | 0
| Cumulative New Build Capacity | SPP_S | Southwest | Hydro | H | 0 | 0.01 | 0.01 | 0.03 | 91 | 91 | H | 0 | 0 | 0 | 0 | 0 | 91
| Cumulative New Build Capacity | SPP_S | Southwest | Other Renew | LFG | 0.01 | 0.01 | 0.02 | 95 | 95 | 95 | LFG | 0 | 0 | 0 | 95 | 95 | 95
| Cumulative New Build Capacity | SPP_S | Southwest | Nuclear | Nuc | 0 | 0 | 0 | 0.01 | 0.01 | 0.01 | Nuc | 0 | 0 | 0 | 0 | 0 | 0
| Cumulative New Build Capacity | SPP_S | Southwest | Other | PS | 0 | 0 | 0 | 0 | 0 | 0 | PS | 0 | 0 | 0 | 0 | 0 | 0
| Cumulative New Build Capacity | SPP_S | Southwest | Other Renew | PV | 0.02 | 0.02 | 0.02 | 0.03 | 0.03 | 0.03 | PV | 0 | 0 | 0 | 0 | 0 | 0
| Cumulative New Build Capacity | SPP_S | Southwest | CT | PeakG | 0 | 0 | 0 | 0 | 0 | 0 | PeakG | 0 | 0 | 0 | 0 | 0 | 0
| Cumulative New Build Capacity | SPP_S | Southwest | CT | PeakO | 0 | 0 | 0 | 0 | 0 | 0 | PeakO | 0 | 0 | 0 | 0 | 0 | 0
| Cumulative New Build Capacity | SPP_S | Southwest | Other Renew | ST | 0 | 0 | 0 | 0 | 0 | 0 | ST | 0 | 0 | 0 | 0 | 0 | 0
| Cumulative New Build Capacity | SPP_S | Southwest | Steam O/G | STOG | 0 | 0 | 0 | 0 | 0 | 0 | STOG | 0 | 0 | 0 | 0 | 0 | 0
| Cumulative New Build Capacity | SPP_S | Southwest | Other Renew | STWD | 0 | 0 | 0 | 0 | 0 | 0 | STWD | 0 | 0 | 0 | 0 | 0 | 0
| Cumulative New Build Capacity | SPP_S | Southwest | On-shore Wind | WT | 430.02 | 44310.75 | 44310.87 | 44310.91 | 44310.91 | 44310.97 | WT | 430 | 34803.5 | 34803.5 | 38309.23 | 41202.89 | 43091.07
| Cumulative New Build Capacity | SPP_S | Southwest | Coal | IGCC | 0.01 | 0.01 | 0.01 | 0.02 | 0.02 | 0.02 | IGCC | 0 | 0 | 0 | 0 | 0 | 0
| Cumulative New Build Capacity | SPP_S | Southwest | DR | DemandResponse | 0 | 0 | 0 | 0 | 0 | 0 | DemandResponse | 0 | 0 | 0 | 0 | 0 | 0
| Cumulative New Build Capacity | SPP_S | Southwest | Coal-CCS | IGCC-CCS | 0 | 0.01 | 0.01 | 0.01 | 0.03 | 0.03 | IGCC-CCS | 0 | 0 | 0 | 0 | 0 | 0
| Cumulative New Build Capacity | SPP_S | Southwest | Off-shore Wind | WT_off | 0 | 0 | 0 | 0 | 0 | 0 | WT_off | 0 | 0 | 0 | 0 | 0 | 0
| Cumulative New Build Capacity | SPP_S | Southwest | Other | PseudoUnit | 0 | 0 | 0 | 0 | 0 | 0 | PseudoUnit | 0 | 0 | 0 | 0 | 0 | 0
| Cumulative New Build Capacity | SPP_S | Southwest | HQ/Maritimes | FixedInterchange | 0 | 0 | 0 | 0 | 0 | 0 | FixedInterchange | 0 | 0 | 0 | 0 | 0 | 0
Cumulative New Build Capacity
| Cumulative New Build Capacity |  |  |  | Cumulative New Build Capacity by Reporting Type: TVA | [6 empty] | Cumulative New Build Capacity by Reporting Type: TVA
| Cumulative New Build Capacity |  |  |  | ReportingType | 2015 | 2020 | 2025 | 2030 | 2035 | 2040 | ReportingType | 2015 | 2020 | 2025 | 2030 | 2035 | 2040
| Cumulative New Build Capacity | TVA | South | Other Renew | BM | 0 | 0 | 0 | 0.01 | 7394.16 | 7394.23 | BM | 0 | 0 | 0 | 0 | 7394.28 | 7394.28
| Cumulative New Build Capacity | TVA | South | CC | CC | 3364.3 | 8205.77 | 8205.84 | 8205.88 | 8205.88 | 8205.88 | CC | 4438.38 | 9267.59 | 9267.59 | 9267.59 | 9267.59 | 9267.59
| Cumulative New Build Capacity | TVA | South | Other Renew | CSP | 0 | 0 | 0 | 0 | 0 | 0 | CSP | 0 | 0 | 0 | 0 | 0 | 0
| Cumulative New Build Capacity | TVA | South | CT | CT | 0.01 | 0.05 | 0.05 | 0.05 | 0.05 | 0.05 | CT | 0 | 0 | 0 | 0 | 0 | 0
| Cumulative New Build Capacity | TVA | South | Coal | Coal | 0.01 | 0.01 | 0.01 | 0.02 | 0.02 | 0.02 | Coal | 0 | 0 | 0 | 0 | 0 | 0
| Cumulative New Build Capacity | TVA | South | Other Renew | Geo | 0 | 0 | 0 | 0 | 0 | 0 | Geo | 0 | 0 | 0 | 0 | 0 | 0
| Cumulative New Build Capacity | TVA | South | Hydro | H | 0 | 0.01 | 26.9 | 27 | 27 | 27 | H | 0 | 0 | 27 | 27 | 27 | 27
| Cumulative New Build Capacity | TVA | South | Other Renew | LFG | 0.01 | 0.01 | 107.4 | 107.4 | 107.4 | 107.4 | LFG | 0 | 0 | 107.4 | 107.4 | 107.4 | 107.4
| Cumulative New Build Capacity | TVA | South | Nuclear | Nuc | 1697.89 | 1697.89 | 1697.89 | 2943.98 | 5214.86 | 8767.66 | Nuc | 1697.89 | 1697.89 | 1697.89 | 1697.89 | 3038.46 | 7535.15
| Cumulative New Build Capacity | TVA | South | Other | PS | 0 | 0 | 0 | 0 | 0 | 0 | PS | 0 | 0 | 0 | 0 | 0 | 0
| Cumulative New Build Capacity | TVA | South | Other Renew | PV | 0.01 | 0.01 | 0.02 | 0.02 | 0.02 | 0.03 | PV | 0 | 0 | 0 | 0 | 0 | 0.02
| Cumulative New Build Capacity | TVA | South | CT | PeakG | 0 | 0 | 0 | 0 | 0 | 0 | PeakG | 0 | 0 | 0 | 0 | 0 | 0
| Cumulative New Build Capacity | TVA | South | CT | PeakO | 0 | 0 | 0 | 0 | 0 | 0 | PeakO | 0 | 0 | 0 | 0 | 0 | 0
| Cumulative New Build Capacity | TVA | South | Other Renew | ST | 0 | 0 | 0 | 0 | 0 | 0 | ST | 0 | 0 | 0 | 0 | 0 | 0
| Cumulative New Build Capacity | TVA | South | Steam O/G | STOG | 0 | 0 | 0 | 0 | 0 | 0 | STOG | 0 | 0 | 0 | 0 | 0 | 0
| Cumulative New Build Capacity | TVA | South | Other Renew | STWD | 0 | 0 | 0 | 0 | 0 | 0 | STWD | 0 | 0 | 0 | 0 | 0 | 0
| Cumulative New Build Capacity | TVA | South | On-shore Wind | WT | 0.02 | 0.03 | 0.04 | 0.04 | 0.04 | 0.05 | WT | 0 | 0 | 0 | 0 | 100 | 100
| Cumulative New Build Capacity | TVA | South | Coal | IGCC | 0.01 | 0.01 | 0.01 | 0.01 | 0.01 | 0.01 | IGCC | 0 | 0 | 0 | 0 | 0 | 0
| Cumulative New Build Capacity | TVA | South | DR | DemandResponse | 0 | 0 | 0 | 0 | 0 | 0 | DemandResponse | 0 | 0 | 0 | 0 | 0 | 0
| Cumulative New Build Capacity | TVA | South | Coal-CCS | IGCC-CCS | 0 | 0.01 | 0.01 | 0.02 | 0.03 | 0.03 | IGCC-CCS | 0 | 0 | 0 | 0 | 0 | 0
| Cumulative New Build Capacity | TVA | South | Off-shore Wind | WT_off | 0 | 0 | 0 | 0 | 0 | 0 | WT_off | 0 | 0 | 0 | 0 | 0 | 0
| Cumulative New Build Capacity | TVA | South | Other | PseudoUnit | 0 | 0 | 0 | 0 | 0 | 0 | PseudoUnit | 0 | 0 | 0 | 0 | 0 | 0
| Cumulative New Build Capacity | TVA | South | HQ/Maritimes | FixedInterchange | 0 | 0 | 0 | 0 | 0 | 0 | FixedInterchange | 0 | 0 | 0 | 0 | 0 | 0
Cumulative New Build Capacity
| Cumulative New Build Capacity |  |  |  | Cumulative New Build Capacity by Reporting Type: TVA_Transmission | [6 empty] | Cumulative New Build Capacity by Reporting Type: TVA_Transmission
| Cumulative New Build Capacity |  |  |  | ReportingType | 2015 | 2020 | 2025 | 2030 | 2035 | 2040 | ReportingType | 2015 | 2020 | 2025 | 2030 | 2035 | 2040
| Cumulative New Build Capacity | TVA_Transmission | South | Other Renew | BM | 0 | 0 | 0 | 0 | 0 | 0 | BM | 0 | 0 | 0 | 0 | 0 | 0
| Cumulative New Build Capacity | TVA_Transmission | South | CC | CC | 0 | 0 | 0 | 0 | 0 | 0 | CC | 0 | 0 | 0 | 0 | 0 | 0
| Cumulative New Build Capacity | TVA_Transmission | South | Other Renew | CSP | 0 | 0 | 0 | 0 | 0 | 0 | CSP | 0 | 0 | 0 | 0 | 0 | 0
| Cumulative New Build Capacity | TVA_Transmission | South | CT | CT | 0 | 0 | 0 | 0 | 0 | 0 | CT | 0 | 0 | 0 | 0 | 0 | 0
| Cumulative New Build Capacity | TVA_Transmission | South | Coal | Coal | 0 | 0 | 0 | 0 | 0 | 0 | Coal | 0 | 0 | 0 | 0 | 0 | 0
| Cumulative New Build Capacity | TVA_Transmission | South | Other Renew | Geo | 0 | 0 | 0 | 0 | 0 | 0 | Geo | 0 | 0 | 0 | 0 | 0 | 0
| Cumulative New Build Capacity | TVA_Transmission | South | Hydro | H | 0 | 0 | 0 | 0 | 0 | 0 | H | 0 | 0 | 0 | 0 | 0 | 0
| Cumulative New Build Capacity | TVA_Transmission | South | Other Renew | LFG | 0 | 0 | 0 | 0 | 0 | 0 | LFG | 0 | 0 | 0 | 0 | 0 | 0
| Cumulative New Build Capacity | TVA_Transmission | South | Nuclear | Nuc | 0 | 0 | 0 | 0 | 0 | 0 | Nuc | 0 | 0 | 0 | 0 | 0 | 0
| Cumulative New Build Capacity | TVA_Transmission | South | Other | PS | 0 | 0 | 0 | 0 | 0 | 0 | PS | 0 | 0 | 0 | 0 | 0 | 0
| Cumulative New Build Capacity | TVA_Transmission | South | Other Renew | PV | 0 | 0 | 0 | 0 | 0 | 0 | PV | 0 | 0 | 0 | 0 | 0 | 0
| Cumulative New Build Capacity | TVA_Transmission | South | CT | PeakG | 0 | 0 | 0 | 0 | 0 | 0 | PeakG | 0 | 0 | 0 | 0 | 0 | 0
| Cumulative New Build Capacity | TVA_Transmission | South | CT | PeakO | 0 | 0 | 0 | 0 | 0 | 0 | PeakO | 0 | 0 | 0 | 0 | 0 | 0
| Cumulative New Build Capacity | TVA_Transmission | South | Other Renew | ST | 0 | 0 | 0 | 0 | 0 | 0 | ST | 0 | 0 | 0 | 0 | 0 | 0
| Cumulative New Build Capacity | TVA_Transmission | South | Steam O/G | STOG | 0 | 0 | 0 | 0 | 0 | 0 | STOG | 0 | 0 | 0 | 0 | 0 | 0
| Cumulative New Build Capacity | TVA_Transmission | South | Other Renew | STWD | 0 | 0 | 0 | 0 | 0 | 0 | STWD | 0 | 0 | 0 | 0 | 0 | 0
| Cumulative New Build Capacity | TVA_Transmission | South | On-shore Wind | WT | 0 | 0 | 0 | 0 | 0 | 0 | WT | 0 | 0 | 0 | 0 | 0 | 0
| Cumulative New Build Capacity | TVA_Transmission | South | Coal | IGCC | 0 | 0 | 0 | 0 | 0 | 0 | IGCC | 0 | 0 | 0 | 0 | 0 | 0
| Cumulative New Build Capacity | TVA_Transmission | South | DR | DemandResponse | 0 | 0 | 0 | 0 | 0 | 0 | DemandResponse | 0 | 0 | 0 | 0 | 0 | 0
| Cumulative New Build Capacity | TVA_Transmission | South | Coal-CCS | IGCC-CCS | 0 | 0 | 0 | 0 | 0 | 0 | IGCC-CCS | 0 | 0 | 0 | 0 | 0 | 0
| Cumulative New Build Capacity | TVA_Transmission | South | Off-shore Wind | WT_off | 0 | 0 | 0 | 0 | 0 | 0 | WT_off | 0 | 0 | 0 | 0 | 0 | 0
| Cumulative New Build Capacity | TVA_Transmission | South | Other | PseudoUnit | 0 | 0 | 0 | 0 | 0 | 0 | PseudoUnit | 0 | 0 | 0 | 0 | 0 | 0
| Cumulative New Build Capacity | TVA_Transmission | South | HQ/Maritimes | FixedInterchange | 0 | 0 | 0 | 0 | 0 | 0 | FixedInterchange | 0 | 0 | 0 | 0 | 0 | 0
Cumulative New Build Capacity
| Cumulative New Build Capacity |  |  |  | Cumulative New Build Capacity by Reporting Type: VACAR | [6 empty] | Cumulative New Build Capacity by Reporting Type: VACAR
| Cumulative New Build Capacity |  |  |  | ReportingType | 2015 | 2020 | 2025 | 2030 | 2035 | 2040 | ReportingType | 2015 | 2020 | 2025 | 2030 | 2035 | 2040
| Cumulative New Build Capacity | VACAR | South | Other Renew | BM | 0.91 | 171.48 | 710.1 | 722.37 | 6986.25 | 6986.28 | BM | 0.92 | 170.74 | 709.73 | 722.08 | 722.08 | 6986.31
| Cumulative New Build Capacity | VACAR | South | CC | CC | 14636.18 | 14636.38 | 14636.43 | 14636.46 | 14636.46 | 14636.47 | CC | 15332.96 | 15332.97 | 15332.97 | 15332.97 | 15332.97 | 15332.97
| Cumulative New Build Capacity | VACAR | South | Other Renew | CSP | 0 | 0 | 0 | 0 | 0 | 0 | CSP | 0 | 0 | 0 | 0 | 0 | 0
| Cumulative New Build Capacity | VACAR | South | CT | CT | 717.21 | 717.21 | 717.21 | 717.21 | 717.21 | 717.21 | CT | 717.2 | 717.2 | 717.2 | 717.2 | 717.2 | 717.2
| Cumulative New Build Capacity | VACAR | South | Coal | Coal | 825 | 825 | 825 | 825 | 825 | 825 | Coal | 825 | 825 | 825 | 825 | 825 | 825
| Cumulative New Build Capacity | VACAR | South | Other Renew | Geo | 0 | 0 | 0 | 0 | 0 | 0 | Geo | 0 | 0 | 0 | 0 | 0 | 0
| Cumulative New Build Capacity | VACAR | South | Hydro | H | 0 | 0.01 | 0.01 | 0.02 | 0.04 | 0.05 | H | 0 | 0 | 0 | 0 | 0 | 0
| Cumulative New Build Capacity | VACAR | South | Other Renew | LFG | 0.02 | 107.42 | 107.42 | 107.42 | 107.42 | 107.42 | LFG | 0.34 | 107.4 | 107.4 | 107.4 | 107.4 | 107.4
| Cumulative New Build Capacity | VACAR | South | Nuclear | Nuc | 0 | 2330 | 2330 | 7784.44 | 11517.73 | 21539.87 | Nuc | 0 | 2330 | 5286.24 | 7077.95 | 7077.95 | 7077.95
| Cumulative New Build Capacity | VACAR | South | Other | PS | 0 | 0 | 0 | 0 | 0 | 0 | PS | 0 | 0 | 0 | 0 | 0 | 0
| Cumulative New Build Capacity | VACAR | South | Other Renew | PV | 0.01 | 133.61 | 135.95 | 136.73 | 136.73 | 139.76 | PV | 0 | 133.58 | 135.95 | 136.73 | 136.73 | 279.29
| Cumulative New Build Capacity | VACAR | South | CT | PeakG | 0 | 0 | 0 | 0 | 0 | 0 | PeakG | 0 | 0 | 0 | 0 | 0 | 0
| Cumulative New Build Capacity | VACAR | South | CT | PeakO | 0 | 0 | 0 | 0 | 0 | 0 | PeakO | 0 | 0 | 0 | 0 | 0 | 0
| Cumulative New Build Capacity | VACAR | South | Other Renew | ST | 0 | 0 | 0 | 0 | 0 | 0 | ST | 0 | 0 | 0 | 0 | 0 | 0
| Cumulative New Build Capacity | VACAR | South | Steam O/G | STOG | 0 | 0 | 0 | 0 | 0 | 0 | STOG | 0 | 0 | 0 | 0 | 0 | 0
| Cumulative New Build Capacity | VACAR | South | Other Renew | STWD | 0 | 0 | 0 | 0 | 0 | 0 | STWD | 0 | 0 | 0 | 0 | 0 | 0
| Cumulative New Build Capacity | VACAR | South | On-shore Wind | WT | 0.07 | 3500 | 3500 | 3500 | 3500 | 3500 | WT | 0.9 | 3500 | 3500 | 3500 | 3500 | 3500
| Cumulative New Build Capacity | VACAR | South | Coal | IGCC | 0 | 0.01 | 0.01 | 0.01 | 0.01 | 0.01 | IGCC | 0 | 0 | 0 | 0 | 0 | 0
| Cumulative New Build Capacity | VACAR | South | DR | DemandResponse | 0 | 0 | 0 | 0 | 0 | 0 | DemandResponse | 0 | 0 | 0 | 0 | 0 | 0
| Cumulative New Build Capacity | VACAR | South | Coal-CCS | IGCC-CCS | 0 | 0 | 0.01 | 0.01 | 0.02 | 0.02 | IGCC-CCS | 0 | 0 | 0 | 0 | 0 | 0
| Cumulative New Build Capacity | VACAR | South | Off-shore Wind | WT_off | 0.04 | 0.05 | 0.05 | 0.06 | 0.06 | 0.06 | WT_off | 1 | 1 | 1 | 1 | 25897.54 | 35150.1
| Cumulative New Build Capacity | VACAR | South | Other | PseudoUnit | 0 | 0 | 0 | 0 | 0 | 0 | PseudoUnit | 0 | 0 | 0 | 0 | 0 | 0
| Cumulative New Build Capacity | VACAR | South | HQ/Maritimes | FixedInterchange | 0 | 0 | 0 | 0 | 0 | 0 | FixedInterchange | 0 | 0 | 0 | 0 | 0 | 0
Cumulative New Build Capacity
| Cumulative New Build Capacity |  |  |  | Cumulative New Build Capacity by Reporting Type: IESO | [6 empty] | Cumulative New Build Capacity by Reporting Type: IESO
| Cumulative New Build Capacity |  |  |  | ReportingType | 2015 | 2020 | 2025 | 2030 | 2035 | 2040 | ReportingType | 2015 | 2020 | 2025 | 2030 | 2035 | 2040
| Cumulative New Build Capacity | IESO | Ontario | Other Renew | BM | 326.33 | 326.33 | 326.33 | 326.33 | 326.33 | 326.33 | BM | 326.33 | 326.33 | 326.33 | 326.33 | 326.33 | 326.33
| Cumulative New Build Capacity | IESO | Ontario | CC | CC | 1263 | 1263.01 | 1263.03 | 1263.03 | 1263.04 | 1263.04 | CC | 1263 | 1263 | 1263 | 1263 | 1263 | 1263
| Cumulative New Build Capacity | IESO | Ontario | Other Renew | CSP | 0 | 0 | 0 | 0 | 0 | 0 | CSP | 0 | 0 | 0 | 0 | 0 | 0
| Cumulative New Build Capacity | IESO | Ontario | CT | CT | 368 | 368 | 368 | 368 | 368 | 368 | CT | 368 | 368 | 368 | 368 | 368 | 368
| Cumulative New Build Capacity | IESO | Ontario | Coal | Coal | 0 | 0 | 0 | 0 | 0 | 0 | Coal | 0 | 0 | 0 | 0 | 0 | 0
| Cumulative New Build Capacity | IESO | Ontario | Other Renew | Geo | 0 | 0 | 0 | 0 | 0 | 0 | Geo | 0 | 0 | 0 | 0 | 0 | 0
| Cumulative New Build Capacity | IESO | Ontario | Hydro | H | 0 | 0.01 | 0.01 | 250 | 250 | 250 | H | 0 | 0 | 0 | 0 | 214.58 | 250
| Cumulative New Build Capacity | IESO | Ontario | Other Renew | LFG | 14.5 | 14.5 | 14.5 | 15 | 15 | 15 | LFG | 14.5 | 14.5 | 14.5 | 14.5 | 15 | 15
| Cumulative New Build Capacity | IESO | Ontario | Nuclear | Nuc | 0 | 0 | 0 | 0 | 0.01 | 0.01 | Nuc | 0 | 0 | 0 | 0 | 0 | 0
| Cumulative New Build Capacity | IESO | Ontario | Other | PS | 0 | 0 | 0 | 0 | 0 | 0 | PS | 0 | 0 | 0 | 0 | 0 | 0
| Cumulative New Build Capacity | IESO | Ontario | Other Renew | PV | 1067.26 | 1067.26 | 1067.26 | 1067.26 | 1067.26 | 1067.26 | PV | 1067.26 | 1067.26 | 1067.26 | 1067.26 | 1067.26 | 1067.26
| Cumulative New Build Capacity | IESO | Ontario | CT | PeakG | 0 | 0 | 0 | 0 | 0 | 0 | PeakG | 0 | 0 | 0 | 0 | 0 | 0
| Cumulative New Build Capacity | IESO | Ontario | CT | PeakO | 0 | 0 | 0 | 0 | 0 | 0 | PeakO | 0 | 0 | 0 | 0 | 0 | 0
| Cumulative New Build Capacity | IESO | Ontario | Other Renew | ST | 0 | 0 | 0 | 0 | 0 | 0 | ST | 0 | 0 | 0 | 0 | 0 | 0
| Cumulative New Build Capacity | IESO | Ontario | Steam O/G | STOG | 0 | 0 | 0 | 0 | 0 | 0 | STOG | 0 | 0 | 0 | 0 | 0 | 0
| Cumulative New Build Capacity | IESO | Ontario | Other Renew | STWD | 0 | 0 | 0 | 0 | 0 | 0 | STWD | 0 | 0 | 0 | 0 | 0 | 0
| Cumulative New Build Capacity | IESO | Ontario | On-shore Wind | WT | 2105.9 | 2105.9 | 2105.9 | 2105.9 | 2105.9 | 9287.64 | WT | 2105.9 | 2105.9 | 2105.9 | 2105.9 | 2105.9 | 2105.9
| Cumulative New Build Capacity | IESO | Ontario | Coal | IGCC | 0 | 0 | 0 | 0 | 0 | 0 | IGCC | 0 | 0 | 0 | 0 | 0 | 0
| Cumulative New Build Capacity | IESO | Ontario | DR | DemandResponse | 0 | 0 | 0 | 0 | 0 | 0 | DemandResponse | 0 | 0 | 0 | 0 | 0 | 0
| Cumulative New Build Capacity | IESO | Ontario | Coal-CCS | IGCC-CCS | 0 | 0 | 0 | 0 | 0 | 0 | IGCC-CCS | 0 | 0 | 0 | 0 | 0 | 0
| Cumulative New Build Capacity | IESO | Ontario | Off-shore Wind | WT_off | 0.03 | 0.04 | 0.04 | 0.04 | 0.06 | 0.08 | WT_off | 0 | 0 | 0 | 0 | 0 | 0
| Cumulative New Build Capacity | IESO | Ontario | Other | PseudoUnit | 0 | 0 | 0 | 0 | 0 | 0 | PseudoUnit | 0 | 0 | 0 | 0 | 0 | 0
| Cumulative New Build Capacity | IESO | Ontario | HQ/Maritimes | FixedInterchange | 0 | 0 | 0 | 0 | 0 | 0 | FixedInterchange | 0 | 0 | 0 | 0 | 0 | 0
Cumulative New Build Capacity
| Cumulative New Build Capacity |  |  |  | Cumulative New Build Capacity by Reporting Type: MAPP_CA | [6 empty] | Cumulative New Build Capacity by Reporting Type: MAPP_CA
| Cumulative New Build Capacity |  |  |  | ReportingType | 2015 | 2020 | 2025 | 2030 | 2035 | 2040 | ReportingType | 2015 | 2020 | 2025 | 2030 | 2035 | 2040
| Cumulative New Build Capacity | MAPP_CA | Midwest | Other Renew | BM | 0 | 0 | 0 | 0 | 0 | 0 | BM | 0 | 0 | 0 | 0 | 0 | 0
| Cumulative New Build Capacity | MAPP_CA | Midwest | CC | CC | 0.04 | 0.05 | 0.07 | 0.08 | 0.08 | 0.08 | CC | 0 | 0 | 0 | 0 | 0 | 0
| Cumulative New Build Capacity | MAPP_CA | Midwest | Other Renew | CSP | 0 | 0 | 0 | 0 | 0 | 0 | CSP | 0 | 0 | 0 | 0 | 0 | 0
| Cumulative New Build Capacity | MAPP_CA | Midwest | CT | CT | 0.03 | 0.03 | 0.03 | 0.03 | 0.03 | 0.04 | CT | 0 | 0 | 0 | 0 | 0 | 0
| Cumulative New Build Capacity | MAPP_CA | Midwest | Coal | Coal | 0 | 0 | 0 | 0 | 0 | 0 | Coal | 0 | 0 | 0 | 0 | 0 | 0
| Cumulative New Build Capacity | MAPP_CA | Midwest | Other Renew | Geo | 0 | 0 | 0 | 0 | 0 | 0 | Geo | 0 | 0 | 0 | 0 | 0 | 0
| Cumulative New Build Capacity | MAPP_CA | Midwest | Hydro | H | 0 | 695 | 2190 | 4650 | 4650 | 4650 | H | 0 | 695 | 2190 | 3614.04 | 3800.66 | 3800.66
| Cumulative New Build Capacity | MAPP_CA | Midwest | Other Renew | LFG | 0 | 0 | 0 | 0 | 0 | 0 | LFG | 0 | 0 | 0 | 0 | 0 | 0
| Cumulative New Build Capacity | MAPP_CA | Midwest | Nuclear | Nuc | 0 | 0 | 0 | 0.01 | 0.01 | 0.01 | Nuc | 0 | 0 | 0 | 0 | 0 | 0
| Cumulative New Build Capacity | MAPP_CA | Midwest | Other | PS | 0 | 0 | 0 | 0 | 0 | 0 | PS | 0 | 0 | 0 | 0 | 0 | 0
| Cumulative New Build Capacity | MAPP_CA | Midwest | Other Renew | PV | 0 | 0 | 0 | 0 | 0 | 0 | PV | 0 | 0 | 0 | 0 | 0 | 0
| Cumulative New Build Capacity | MAPP_CA | Midwest | CT | PeakG | 0 | 0 | 0 | 0 | 0 | 0 | PeakG | 0 | 0 | 0 | 0 | 0 | 0
| Cumulative New Build Capacity | MAPP_CA | Midwest | CT | PeakO | 0 | 0 | 0 | 0 | 0 | 0 | PeakO | 0 | 0 | 0 | 0 | 0 | 0
| Cumulative New Build Capacity | MAPP_CA | Midwest | Other Renew | ST | 0 | 0 | 0 | 0 | 0 | 0 | ST | 0 | 0 | 0 | 0 | 0 | 0
| Cumulative New Build Capacity | MAPP_CA | Midwest | Steam O/G | STOG | 0 | 0 | 0 | 0 | 0 | 0 | STOG | 0 | 0 | 0 | 0 | 0 | 0
| Cumulative New Build Capacity | MAPP_CA | Midwest | Other Renew | STWD | 0 | 0 | 0 | 0 | 0 | 0 | STWD | 0 | 0 | 0 | 0 | 0 | 0
| Cumulative New Build Capacity | MAPP_CA | Midwest | On-shore Wind | WT | 302.4 | 302.4 | 302.4 | 302.4 | 302.4 | 302.4 | WT | 302.4 | 302.4 | 302.4 | 302.4 | 302.4 | 302.4
| Cumulative New Build Capacity | MAPP_CA | Midwest | Coal | IGCC | 0 | 0 | 0 | 0 | 0 | 0 | IGCC | 0 | 0 | 0 | 0 | 0 | 0
| Cumulative New Build Capacity | MAPP_CA | Midwest | DR | DemandResponse | 0 | 0 | 0 | 0 | 0 | 0 | DemandResponse | 0 | 0 | 0 | 0 | 0 | 0
| Cumulative New Build Capacity | MAPP_CA | Midwest | Coal-CCS | IGCC-CCS | 0 | 0 | 0 | 0 | 0 | 0 | IGCC-CCS | 0 | 0 | 0 | 0 | 0 | 0
| Cumulative New Build Capacity | MAPP_CA | Midwest | Off-shore Wind | WT_off | 0 | 0 | 0 | 0 | 0 | 0 | WT_off | 0 | 0 | 0 | 0 | 0 | 0
| Cumulative New Build Capacity | MAPP_CA | Midwest | Other | PseudoUnit | 0 | 0 | 0 | 0 | 0 | 0 | PseudoUnit | 0 | 0 | 0 | 0 | 0 | 0
| Cumulative New Build Capacity | MAPP_CA | Midwest | HQ/Maritimes | FixedInterchange | 0 | 0 | 0 | 0 | 0 | 0 | FixedInterchange | 0 | 0 | 0 | 0 | 0 | 0
Cumulative New Build Capacity
| Cumulative New Build Capacity |  |  |  | Cumulative New Build Capacity by Reporting Type: AZ_NM_SNV_Coal | [6 empty] | Cumulative New Build Capacity by Reporting Type: AZ_NM_SNV_Coal
| Cumulative New Build Capacity |  |  |  | ReportingType | 2015 | 2020 | 2025 | 2030 | 2035 | 2040 | ReportingType | 2015 | 2020 | 2025 | 2030 | 2035 | 2040
| Cumulative New Build Capacity | AZ_NM_SNV_Coal | West | Other Renew | BM | 0 | 0 | 0 | 0 | 0 | 0 | BM | 0 | 0 | 0 | 0 | 0 | 0
| Cumulative New Build Capacity | AZ_NM_SNV_Coal | West | CC | CC | 0 | 0 | 0 | 0 | 0 | 0 | CC | 0 | 0 | 0 | 0 | 0 | 0
| Cumulative New Build Capacity | AZ_NM_SNV_Coal | West | Other Renew | CSP | 0 | 0 | 0 | 0 | 0 | 0 | CSP | 0 | 0 | 0 | 0 | 0 | 0
| Cumulative New Build Capacity | AZ_NM_SNV_Coal | West | CT | CT | 0 | 0 | 0 | 0 | 0 | 0 | CT | 0 | 0 | 0 | 0 | 0 | 0
| Cumulative New Build Capacity | AZ_NM_SNV_Coal | West | Coal | Coal | 0 | 0.01 | 0.01 | 0.01 | 0.01 | 0.01 | Coal | 0 | 0 | 0 | 0 | 0 | 0
| Cumulative New Build Capacity | AZ_NM_SNV_Coal | West | Other Renew | Geo | 0 | 0 | 0 | 0 | 0 | 0 | Geo | 0 | 0 | 0 | 0 | 0 | 0
| Cumulative New Build Capacity | AZ_NM_SNV_Coal | West | Hydro | H | 0 | 0 | 0 | 0 | 0 | 0 | H | 0 | 0 | 0 | 0 | 0 | 0
| Cumulative New Build Capacity | AZ_NM_SNV_Coal | West | Other Renew | LFG | 0 | 0 | 0 | 0 | 0 | 0 | LFG | 0 | 0 | 0 | 0 | 0 | 0
| Cumulative New Build Capacity | AZ_NM_SNV_Coal | West | Nuclear | Nuc | 0 | 0 | 0 | 0 | 0 | 0 | Nuc | 0 | 0 | 0 | 0 | 0 | 0
| Cumulative New Build Capacity | AZ_NM_SNV_Coal | West | Other | PS | 0 | 0 | 0 | 0 | 0 | 0 | PS | 0 | 0 | 0 | 0 | 0 | 0
| Cumulative New Build Capacity | AZ_NM_SNV_Coal | West | Other Renew | PV | 0 | 0 | 0 | 0 | 0 | 0 | PV | 0 | 0 | 0 | 0 | 0 | 0
| Cumulative New Build Capacity | AZ_NM_SNV_Coal | West | CT | PeakG | 0 | 0 | 0 | 0 | 0 | 0 | PeakG | 0 | 0 | 0 | 0 | 0 | 0
| Cumulative New Build Capacity | AZ_NM_SNV_Coal | West | CT | PeakO | 0 | 0 | 0 | 0 | 0 | 0 | PeakO | 0 | 0 | 0 | 0 | 0 | 0
| Cumulative New Build Capacity | AZ_NM_SNV_Coal | West | Other Renew | ST | 0 | 0 | 0 | 0 | 0 | 0 | ST | 0 | 0 | 0 | 0 | 0 | 0
| Cumulative New Build Capacity | AZ_NM_SNV_Coal | West | Steam O/G | STOG | 0 | 0 | 0 | 0 | 0 | 0 | STOG | 0 | 0 | 0 | 0 | 0 | 0
| Cumulative New Build Capacity | AZ_NM_SNV_Coal | West | Other Renew | STWD | 0 | 0 | 0 | 0 | 0 | 0 | STWD | 0 | 0 | 0 | 0 | 0 | 0
| Cumulative New Build Capacity | AZ_NM_SNV_Coal | West | On-shore Wind | WT | 0 | 0 | 0 | 0 | 0 | 0 | WT | 0 | 0 | 0 | 0 | 0 | 0
| Cumulative New Build Capacity | AZ_NM_SNV_Coal | West | Coal | IGCC | 0 | 0.01 | 0.01 | 0.01 | 0.01 | 0.01 | IGCC | 0 | 0 | 0 | 0 | 0 | 0
| Cumulative New Build Capacity | AZ_NM_SNV_Coal | West | DR | DemandResponse | 0 | 0 | 0 | 0 | 0 | 0 | DemandResponse | 0 | 0 | 0 | 0 | 0 | 0
| Cumulative New Build Capacity | AZ_NM_SNV_Coal | West | Coal-CCS | IGCC-CCS | 0 | 0 | 0.01 | 0.01 | 0.02 | 0.02 | IGCC-CCS | 0 | 0 | 0 | 0 | 0 | 0
| Cumulative New Build Capacity | AZ_NM_SNV_Coal | West | Off-shore Wind | WT_off | 0 | 0 | 0 | 0 | 0 | 0 | WT_off | 0 | 0 | 0 | 0 | 0 | 0
| Cumulative New Build Capacity | AZ_NM_SNV_Coal | West | Other | PseudoUnit | 0 | 0 | 0 | 0 | 0 | 0 | PseudoUnit | 0 | 0 | 0 | 0 | 0 | 0
| Cumulative New Build Capacity | AZ_NM_SNV_Coal | West | HQ/Maritimes | FixedInterchange | 0 | 0 | 0 | 0 | 0 | 0 | FixedInterchange | 0 | 0 | 0 | 0 | 0 | 0
Cumulative New Build Capacity
| Cumulative New Build Capacity |  |  |  | Cumulative New Build Capacity by Reporting Type: AZ_NM_SNV_Gas | [6 empty] | Cumulative New Build Capacity by Reporting Type: AZ_NM_SNV_Gas
| Cumulative New Build Capacity |  |  |  | ReportingType | 2015 | 2020 | 2025 | 2030 | 2035 | 2040 | ReportingType | 2015 | 2020 | 2025 | 2030 | 2035 | 2040
| Cumulative New Build Capacity | AZ_NM_SNV_Gas | West | Other Renew | BM | 0 | 0 | 0 | 0 | 0 | 0 | BM | 0 | 0 | 0 | 0 | 0 | 0
| Cumulative New Build Capacity | AZ_NM_SNV_Gas | West | CC | CC | 668 | 2219.72 | 2219.84 | 2219.88 | 2219.88 | 2219.88 | CC | 668 | 2219.93 | 2219.93 | 2219.93 | 2219.93 | 2219.93
| Cumulative New Build Capacity | AZ_NM_SNV_Gas | West | Other Renew | CSP | 0 | 0 | 0 | 0 | 0 | 0 | CSP | 0 | 0 | 0 | 0 | 0 | 0
| Cumulative New Build Capacity | AZ_NM_SNV_Gas | West | CT | CT | 736 | 736 | 736 | 736 | 736 | 736 | CT | 736 | 736 | 736 | 736 | 736 | 736
| Cumulative New Build Capacity | AZ_NM_SNV_Gas | West | Coal | Coal | 0 | 0 | 0 | 0 | 0 | 0 | Coal | 0 | 0 | 0 | 0 | 0 | 0
| Cumulative New Build Capacity | AZ_NM_SNV_Gas | West | Other Renew | Geo | 0 | 0 | 0 | 0 | 0 | 0 | Geo | 0 | 0 | 0 | 0 | 0 | 0
| Cumulative New Build Capacity | AZ_NM_SNV_Gas | West | Hydro | H | 0 | 0 | 0 | 0 | 0 | 0 | H | 0 | 0 | 0 | 0 | 0 | 0
| Cumulative New Build Capacity | AZ_NM_SNV_Gas | West | Other Renew | LFG | 0 | 0 | 0 | 0 | 0 | 0 | LFG | 0 | 0 | 0 | 0 | 0 | 0
| Cumulative New Build Capacity | AZ_NM_SNV_Gas | West | Nuclear | Nuc | 0 | 0 | 0 | 0 | 0 | 0 | Nuc | 0 | 0 | 0 | 0 | 0 | 0
| Cumulative New Build Capacity | AZ_NM_SNV_Gas | West | Other | PS | 0 | 0 | 0 | 0 | 0 | 0 | PS | 0 | 0 | 0 | 0 | 0 | 0
| Cumulative New Build Capacity | AZ_NM_SNV_Gas | West | Other Renew | PV | 0 | 0 | 0 | 0 | 0 | 0 | PV | 0 | 0 | 0 | 0 | 0 | 0
| Cumulative New Build Capacity | AZ_NM_SNV_Gas | West | CT | PeakG | 0 | 0 | 0 | 0 | 0 | 0 | PeakG | 0 | 0 | 0 | 0 | 0 | 0
| Cumulative New Build Capacity | AZ_NM_SNV_Gas | West | CT | PeakO | 0 | 0 | 0 | 0 | 0 | 0 | PeakO | 0 | 0 | 0 | 0 | 0 | 0
| Cumulative New Build Capacity | AZ_NM_SNV_Gas | West | Other Renew | ST | 0 | 0 | 0 | 0 | 0 | 0 | ST | 0 | 0 | 0 | 0 | 0 | 0
| Cumulative New Build Capacity | AZ_NM_SNV_Gas | West | Steam O/G | STOG | 0 | 0 | 0 | 0 | 0 | 0 | STOG | 0 | 0 | 0 | 0 | 0 | 0
| Cumulative New Build Capacity | AZ_NM_SNV_Gas | West | Other Renew | STWD | 0 | 0 | 0 | 0 | 0 | 0 | STWD | 0 | 0 | 0 | 0 | 0 | 0
| Cumulative New Build Capacity | AZ_NM_SNV_Gas | West | On-shore Wind | WT | 0 | 0 | 0 | 0 | 0 | 0 | WT | 0 | 0 | 0 | 0 | 0 | 0
| Cumulative New Build Capacity | AZ_NM_SNV_Gas | West | Coal | IGCC | 0 | 0 | 0 | 0 | 0 | 0 | IGCC | 0 | 0 | 0 | 0 | 0 | 0
| Cumulative New Build Capacity | AZ_NM_SNV_Gas | West | DR | DemandResponse | 0 | 0 | 0 | 0 | 0 | 0 | DemandResponse | 0 | 0 | 0 | 0 | 0 | 0
| Cumulative New Build Capacity | AZ_NM_SNV_Gas | West | Coal-CCS | IGCC-CCS | 0 | 0 | 0 | 0 | 0 | 0 | IGCC-CCS | 0 | 0 | 0 | 0 | 0 | 0
| Cumulative New Build Capacity | AZ_NM_SNV_Gas | West | Off-shore Wind | WT_off | 0 | 0 | 0 | 0 | 0 | 0 | WT_off | 0 | 0 | 0 | 0 | 0 | 0
| Cumulative New Build Capacity | AZ_NM_SNV_Gas | West | Other | PseudoUnit | 0 | 0 | 0 | 0 | 0 | 0 | PseudoUnit | 0 | 0 | 0 | 0 | 0 | 0
| Cumulative New Build Capacity | AZ_NM_SNV_Gas | West | HQ/Maritimes | FixedInterchange | 0 | 0 | 0 | 0 | 0 | 0 | FixedInterchange | 0 | 0 | 0 | 0 | 0 | 0
Cumulative New Build Capacity
| Cumulative New Build Capacity |  |  |  | Cumulative New Build Capacity by Reporting Type: AZ_NM_SNV_NucRenew | [6 empty] | Cumulative New Build Capacity by Reporting Type: AZ_NM_SNV_NucRenew
| Cumulative New Build Capacity |  |  |  | ReportingType | 2015 | 2020 | 2025 | 2030 | 2035 | 2040 | ReportingType | 2015 | 2020 | 2025 | 2030 | 2035 | 2040
| Cumulative New Build Capacity | AZ_NM_SNV_NucRenew | West | Other Renew | BM | 0 | 0 | 0.01 | 0.01 | 0.1 | 0.62 | BM | 0 | 0 | 0 | 0 | 0 | 618.44
| Cumulative New Build Capacity | AZ_NM_SNV_NucRenew | West | CC | CC | 0 | 0 | 0 | 0 | 0 | 0 | CC | 0 | 0 | 0 | 0 | 0 | 0
| Cumulative New Build Capacity | AZ_NM_SNV_NucRenew | West | Other Renew | CSP | 0 | 0 | 0 | 0 | 0 | 0 | CSP | 0 | 0 | 0 | 0 | 0 | 0
| Cumulative New Build Capacity | AZ_NM_SNV_NucRenew | West | CT | CT | 0 | 0 | 0 | 0 | 0 | 0 | CT | 0 | 0 | 0 | 0 | 0 | 0
| Cumulative New Build Capacity | AZ_NM_SNV_NucRenew | West | Coal | Coal | 0 | 0 | 0 | 0 | 0 | 0 | Coal | 0 | 0 | 0 | 0 | 0 | 0
| Cumulative New Build Capacity | AZ_NM_SNV_NucRenew | West | Other Renew | Geo | 0.03 | 0.15 | 1450 | 1450 | 1450 | 1450 | Geo | 0 | 1.17 | 1450 | 1450 | 1450 | 1450
| Cumulative New Build Capacity | AZ_NM_SNV_NucRenew | West | Hydro | H | 0 | 0 | 0 | 0 | 0 | 0 | H | 0 | 0 | 0 | 0 | 0 | 0
| Cumulative New Build Capacity | AZ_NM_SNV_NucRenew | West | Other Renew | LFG | 0.04 | 0.11 | 60.67 | 60.67 | 60.67 | 60.67 | LFG | 0 | 0 | 60.67 | 60.67 | 60.67 | 60.67
| Cumulative New Build Capacity | AZ_NM_SNV_NucRenew | West | Nuclear | Nuc | 0 | 0 | 0.07 | 4317.86 | 10809.49 | 11139.84 | Nuc | 0 | 0 | 0 | 3228.11 | 9925.11 | 9925.11
| Cumulative New Build Capacity | AZ_NM_SNV_NucRenew | West | Other | PS | 0 | 0 | 0 | 0 | 0 | 0 | PS | 0 | 0 | 0 | 0 | 0 | 0
| Cumulative New Build Capacity | AZ_NM_SNV_NucRenew | West | Other Renew | PV | 95.71 | 95.72 | 95.72 | 95.73 | 95.74 | 95.74 | PV | 95.7 | 95.7 | 95.7 | 95.7 | 95.7 | 95.7
| Cumulative New Build Capacity | AZ_NM_SNV_NucRenew | West | CT | PeakG | 0 | 0 | 0 | 0 | 0 | 0 | PeakG | 0 | 0 | 0 | 0 | 0 | 0
| Cumulative New Build Capacity | AZ_NM_SNV_NucRenew | West | CT | PeakO | 0 | 0 | 0 | 0 | 0 | 0 | PeakO | 0 | 0 | 0 | 0 | 0 | 0
| Cumulative New Build Capacity | AZ_NM_SNV_NucRenew | West | Other Renew | ST | 280 | 725.73 | 953.44 | 1064.87 | 1587.38 | 1587.74 | ST | 280 | 725.71 | 953.39 | 1064.42 | 1587.65 | 1587.65
| Cumulative New Build Capacity | AZ_NM_SNV_NucRenew | West | Steam O/G | STOG | 0 | 0 | 0 | 0 | 0 | 0 | STOG | 0 | 0 | 0 | 0 | 0 | 0
| Cumulative New Build Capacity | AZ_NM_SNV_NucRenew | West | Other Renew | STWD | 0 | 0 | 0 | 0 | 0 | 0 | STWD | 0 | 0 | 0 | 0 | 0 | 0
| Cumulative New Build Capacity | AZ_NM_SNV_NucRenew | West | On-shore Wind | WT | 65.15 | 11856.5 | 11880.31 | 11880.34 | 11880.34 | 11880.35 | WT | 65.1 | 11856.39 | 11880.07 | 11880.07 | 11880.07 | 11880.07
| Cumulative New Build Capacity | AZ_NM_SNV_NucRenew | West | Coal | IGCC | 0 | 0 | 0 | 0 | 0 | 0 | IGCC | 0 | 0 | 0 | 0 | 0 | 0
| Cumulative New Build Capacity | AZ_NM_SNV_NucRenew | West | DR | DemandResponse | 0 | 0 | 0 | 0 | 0 | 0 | DemandResponse | 0 | 0 | 0 | 0 | 0 | 0
| Cumulative New Build Capacity | AZ_NM_SNV_NucRenew | West | Coal-CCS | IGCC-CCS | 0 | 0 | 0 | 0 | 0 | 0 | IGCC-CCS | 0 | 0 | 0 | 0 | 0 | 0
| Cumulative New Build Capacity | AZ_NM_SNV_NucRenew | West | Off-shore Wind | WT_off | 0 | 0 | 0 | 0 | 0 | 0 | WT_off | 0 | 0 | 0 | 0 | 0 | 0
| Cumulative New Build Capacity | AZ_NM_SNV_NucRenew | West | Other | PseudoUnit | 0 | 0 | 0 | 0 | 0 | 0 | PseudoUnit | 0 | 0 | 0 | 0 | 0 | 0
| Cumulative New Build Capacity | AZ_NM_SNV_NucRenew | West | HQ/Maritimes | FixedInterchange | 0 | 0 | 0 | 0 | 0 | 0 | FixedInterchange | 0 | 0 | 0 | 0 | 0 | 0
Cumulative New Build Capacity
| Cumulative New Build Capacity |  |  |  | Cumulative New Build Capacity by Reporting Type: ERCOT | [6 empty] | Cumulative New Build Capacity by Reporting Type: ERCOT
| Cumulative New Build Capacity |  |  |  | ReportingType | 2015 | 2020 | 2025 | 2030 | 2035 | 2040 | ReportingType | 2015 | 2020 | 2025 | 2030 | 2035 | 2040
| Cumulative New Build Capacity | ERCOT | Texas | Other Renew | BM | 145 | 145 | 145 | 145 | 4064.9 | 4064.96 | BM | 145 | 145 | 145 | 145 | 4064.97 | 4064.97
| Cumulative New Build Capacity | ERCOT | Texas | CC | CC | 15855.23 | 15855.71 | 15855.79 | 15855.85 | 15855.85 | 15855.85 | CC | 16734.47 | 16734.48 | 16734.48 | 16734.48 | 16734.48 | 16734.48
| Cumulative New Build Capacity | ERCOT | Texas | Other Renew | CSP | 0 | 0 | 0 | 0 | 0 | 0 | CSP | 0 | 0 | 0 | 0 | 0 | 0
| Cumulative New Build Capacity | ERCOT | Texas | CT | CT | 250 | 250 | 250 | 250 | 250 | 250 | CT | 250 | 250 | 250 | 250 | 250 | 250
| Cumulative New Build Capacity | ERCOT | Texas | Coal | Coal | 2020 | 2020 | 2020 | 2020 | 2020 | 2020 | Coal | 2020 | 2020 | 2020 | 2020 | 2020 | 2020
| Cumulative New Build Capacity | ERCOT | Texas | Other Renew | Geo | 0 | 0 | 0 | 0 | 0 | 0 | Geo | 0 | 0 | 0 | 0 | 0 | 0
| Cumulative New Build Capacity | ERCOT | Texas | Hydro | H | 0 | 0 | 0.01 | 0.02 | 0.05 | 0.08 | H | 0 | 0 | 0 | 0 | 0 | 0
| Cumulative New Build Capacity | ERCOT | Texas | Other Renew | LFG | 0.01 | 0.01 | 354 | 354 | 354 | 354 | LFG | 0 | 0 | 163.48 | 354 | 354 | 354
| Cumulative New Build Capacity | ERCOT | Texas | Nuclear | Nuc | 0 | 0 | 0.01 | 3167.08 | 10694.48 | 14980.83 | Nuc | 0 | 0 | 0 | 1472.09 | 10694.11 | 14980.51
| Cumulative New Build Capacity | ERCOT | Texas | Other | PS | 0 | 0 | 0 | 0 | 0 | 0 | PS | 0 | 0 | 0 | 0 | 0 | 0
| Cumulative New Build Capacity | ERCOT | Texas | Other Renew | PV | 14 | 14 | 14 | 14 | 14 | 14 | PV | 14 | 14 | 14 | 14 | 14 | 14
| Cumulative New Build Capacity | ERCOT | Texas | CT | PeakG | 0 | 0 | 0 | 0 | 0 | 0 | PeakG | 0 | 0 | 0 | 0 | 0 | 0
| Cumulative New Build Capacity | ERCOT | Texas | CT | PeakO | 0 | 0 | 0 | 0 | 0 | 0 | PeakO | 0 | 0 | 0 | 0 | 0 | 0
| Cumulative New Build Capacity | ERCOT | Texas | Other Renew | ST | 0 | 0 | 0 | 0 | 0 | 0 | ST | 0 | 0 | 0 | 0 | 0 | 0
| Cumulative New Build Capacity | ERCOT | Texas | Steam O/G | STOG | 0 | 0 | 0 | 0 | 0 | 0 | STOG | 0 | 0 | 0 | 0 | 0 | 0
| Cumulative New Build Capacity | ERCOT | Texas | Other Renew | STWD | 0 | 0 | 0 | 0 | 0 | 0 | STWD | 0 | 0 | 0 | 0 | 0 | 0
| Cumulative New Build Capacity | ERCOT | Texas | On-shore Wind | WT | 350.12 | 350.14 | 19800.33 | 19800.33 | 19804.65 | 20211.52 | WT | 350.1 | 350.1 | 19795.13 | 19795.13 | 19804.43 | 20211.45
| Cumulative New Build Capacity | ERCOT | Texas | Coal | IGCC | 0 | 0 | 0 | 0.01 | 0.01 | 0.01 | IGCC | 0 | 0 | 0 | 0 | 0 | 0
| Cumulative New Build Capacity | ERCOT | Texas | DR | DemandResponse | 0 | 0 | 0 | 0 | 0 | 0 | DemandResponse | 0 | 0 | 0 | 0 | 0 | 0
| Cumulative New Build Capacity | ERCOT | Texas | Coal-CCS | IGCC-CCS | 0 | 0 | 0 | 0.01 | 0.01 | 0.01 | IGCC-CCS | 0 | 0 | 0 | 0 | 0 | 0
| Cumulative New Build Capacity | ERCOT | Texas | Off-shore Wind | WT_off | 0 | 0 | 0 | 0 | 0 | 0 | WT_off | 0 | 0 | 0 | 0 | 0 | 0
| Cumulative New Build Capacity | ERCOT | Texas | Other | PseudoUnit | 0 | 0 | 0 | 0 | 0 | 0 | PseudoUnit | 0 | 0 | 0 | 0 | 0 | 0
| Cumulative New Build Capacity | ERCOT | Texas | HQ/Maritimes | FixedInterchange | 0 | 0 | 0 | 0 | 0 | 0 | FixedInterchange | 0 | 0 | 0 | 0 | 0 | 0
Cumulative New Build Capacity
| Cumulative New Build Capacity |  |  |  | Cumulative New Build Capacity by Reporting Type: NP15 | [6 empty] | Cumulative New Build Capacity by Reporting Type: NP15
| Cumulative New Build Capacity |  |  |  | ReportingType | 2015 | 2020 | 2025 | 2030 | 2035 | 2040 | ReportingType | 2015 | 2020 | 2025 | 2030 | 2035 | 2040
| Cumulative New Build Capacity | NP15 | West | Other Renew | BM | 0 | 0 | 0 | 0.01 | 0.08 | 0.13 | BM | 0 | 0 | 0 | 0 | 0 | 0.01
| Cumulative New Build Capacity | NP15 | West | CC | CC | 2041.28 | 2692.74 | 2692.84 | 2692.87 | 2692.87 | 2692.87 | CC | 1573.99 | 2201.71 | 2201.71 | 2201.71 | 2201.71 | 2201.71
| Cumulative New Build Capacity | NP15 | West | Other Renew | CSP | 0 | 0 | 0 | 0 | 0 | 0 | CSP | 0 | 0 | 0 | 0 | 0 | 0
| Cumulative New Build Capacity | NP15 | West | CT | CT | 212.6 | 212.6 | 212.6 | 212.6 | 212.6 | 212.6 | CT | 212.6 | 212.6 | 212.6 | 212.6 | 212.6 | 212.6
| Cumulative New Build Capacity | NP15 | West | Coal | Coal | 0 | 0 | 0 | 0 | 0 | 0 | Coal | 0 | 0 | 0 | 0 | 0 | 0
| Cumulative New Build Capacity | NP15 | West | Other Renew | Geo | 0.01 | 577.9 | 600 | 600 | 600 | 600 | Geo | 0 | 600 | 600 | 600 | 600 | 600
| Cumulative New Build Capacity | NP15 | West | Hydro | H | 0 | 0 | 0 | 0 | 0 | 0 | H | 0 | 0 | 0 | 0 | 0 | 0
| Cumulative New Build Capacity | NP15 | West | Other Renew | LFG | 0.02 | 332.48 | 565 | 565 | 565 | 565 | LFG | 0 | 378.43 | 565 | 565 | 565 | 565
| Cumulative New Build Capacity | NP15 | West | Nuclear | Nuc | 0 | 0 | 0.06 | 5194.4 | 6574.88 | 8081.33 | Nuc | 0 | 0 | 0 | 4362.33 | 7229.83 | 8017.47
| Cumulative New Build Capacity | NP15 | West | Other | PS | 0 | 0 | 0 | 0 | 0 | 0 | PS | 0 | 0 | 0 | 0 | 0 | 0
| Cumulative New Build Capacity | NP15 | West | Other Renew | PV | 6.5 | 6.5 | 6.5 | 6.5 | 6.5 | 6.51 | PV | 6.5 | 6.5 | 6.5 | 6.5 | 6.5 | 6.5
| Cumulative New Build Capacity | NP15 | West | CT | PeakG | 0 | 0 | 0 | 0 | 0 | 0 | PeakG | 0 | 0 | 0 | 0 | 0 | 0
| Cumulative New Build Capacity | NP15 | West | CT | PeakO | 0 | 0 | 0 | 0 | 0 | 0 | PeakO | 0 | 0 | 0 | 0 | 0 | 0
| Cumulative New Build Capacity | NP15 | West | Other Renew | ST | 29 | 29 | 29 | 29 | 29.01 | 29.05 | ST | 29 | 29 | 29 | 29 | 29 | 29
| Cumulative New Build Capacity | NP15 | West | Steam O/G | STOG | 0 | 0 | 0 | 0 | 0 | 0 | STOG | 0 | 0 | 0 | 0 | 0 | 0
| Cumulative New Build Capacity | NP15 | West | Other Renew | STWD | 0 | 0 | 0 | 0 | 0 | 0 | STWD | 0 | 0 | 0 | 0 | 0 | 0
| Cumulative New Build Capacity | NP15 | West | On-shore Wind | WT | 101.22 | 3400.02 | 3400.04 | 3400.77 | 11821.83 | 12542.57 | WT | 101.2 | 3400 | 3400 | 3400.15 | 11821.93 | 12540.48
| Cumulative New Build Capacity | NP15 | West | Coal | IGCC | 0 | 0 | 0 | 0 | 0 | 0 | IGCC | 0 | 0 | 0 | 0 | 0 | 0
| Cumulative New Build Capacity | NP15 | West | DR | DemandResponse | 0 | 0 | 0 | 0 | 0 | 0 | DemandResponse | 0 | 0 | 0 | 0 | 0 | 0
| Cumulative New Build Capacity | NP15 | West | Coal-CCS | IGCC-CCS | 0 | 0 | 0.01 | 0.01 | 0.01 | 0.01 | IGCC-CCS | 0 | 0 | 0 | 0 | 0 | 0
| Cumulative New Build Capacity | NP15 | West | Off-shore Wind | WT_off | 0.03 | 0.04 | 0.04 | 0.05 | 0.05 | 0.06 | WT_off | 0 | 0 | 0 | 0 | 0 | 0
| Cumulative New Build Capacity | NP15 | West | Other | PseudoUnit | 0 | 0 | 0 | 0 | 0 | 0 | PseudoUnit | 0 | 0 | 0 | 0 | 0 | 0
| Cumulative New Build Capacity | NP15 | West | HQ/Maritimes | FixedInterchange | 0 | 0 | 0 | 0 | 0 | 0 | FixedInterchange | 0 | 0 | 0 | 0 | 0 | 0
Cumulative New Build Capacity
| Cumulative New Build Capacity |  |  |  | Cumulative New Build Capacity by Reporting Type: NWPP_Coal | [6 empty] | Cumulative New Build Capacity by Reporting Type: NWPP_Coal
| Cumulative New Build Capacity |  |  |  | ReportingType | 2015 | 2020 | 2025 | 2030 | 2035 | 2040 | ReportingType | 2015 | 2020 | 2025 | 2030 | 2035 | 2040
| Cumulative New Build Capacity | NWPP_Coal | West | Other Renew | BM | 0 | 0 | 0 | 0 | 0 | 0 | BM | 0 | 0 | 0 | 0 | 0 | 0
| Cumulative New Build Capacity | NWPP_Coal | West | CC | CC | 0 | 0 | 0 | 0 | 0 | 0 | CC | 0 | 0 | 0 | 0 | 0 | 0
| Cumulative New Build Capacity | NWPP_Coal | West | Other Renew | CSP | 0 | 0 | 0 | 0 | 0 | 0 | CSP | 0 | 0 | 0 | 0 | 0 | 0
| Cumulative New Build Capacity | NWPP_Coal | West | CT | CT | 0 | 0 | 0 | 0 | 0 | 0 | CT | 0 | 0 | 0 | 0 | 0 | 0
| Cumulative New Build Capacity | NWPP_Coal | West | Coal | Coal | 0 | 0 | 0 | 0 | 0 | 0 | Coal | 0 | 0 | 0 | 0 | 0 | 0
| Cumulative New Build Capacity | NWPP_Coal | West | Other Renew | Geo | 0 | 0 | 0 | 0 | 0 | 0 | Geo | 0 | 0 | 0 | 0 | 0 | 0
| Cumulative New Build Capacity | NWPP_Coal | West | Hydro | H | 0 | 0 | 0 | 0 | 0 | 0 | H | 0 | 0 | 0 | 0 | 0 | 0
| Cumulative New Build Capacity | NWPP_Coal | West | Other Renew | LFG | 0 | 0 | 0 | 0 | 0 | 0 | LFG | 0 | 0 | 0 | 0 | 0 | 0
| Cumulative New Build Capacity | NWPP_Coal | West | Nuclear | Nuc | 0 | 0 | 0 | 0 | 0 | 0 | Nuc | 0 | 0 | 0 | 0 | 0 | 0
| Cumulative New Build Capacity | NWPP_Coal | West | Other | PS | 0 | 0 | 0 | 0 | 0 | 0 | PS | 0 | 0 | 0 | 0 | 0 | 0
| Cumulative New Build Capacity | NWPP_Coal | West | Other Renew | PV | 0 | 0 | 0 | 0 | 0 | 0 | PV | 0 | 0 | 0 | 0 | 0 | 0
| Cumulative New Build Capacity | NWPP_Coal | West | CT | PeakG | 0 | 0 | 0 | 0 | 0 | 0 | PeakG | 0 | 0 | 0 | 0 | 0 | 0
| Cumulative New Build Capacity | NWPP_Coal | West | CT | PeakO | 0 | 0 | 0 | 0 | 0 | 0 | PeakO | 0 | 0 | 0 | 0 | 0 | 0
| Cumulative New Build Capacity | NWPP_Coal | West | Other Renew | ST | 0 | 0 | 0 | 0 | 0 | 0 | ST | 0 | 0 | 0 | 0 | 0 | 0
| Cumulative New Build Capacity | NWPP_Coal | West | Steam O/G | STOG | 0 | 0 | 0 | 0 | 0 | 0 | STOG | 0 | 0 | 0 | 0 | 0 | 0
| Cumulative New Build Capacity | NWPP_Coal | West | Other Renew | STWD | 0 | 0 | 0 | 0 | 0 | 0 | STWD | 0 | 0 | 0 | 0 | 0 | 0
| Cumulative New Build Capacity | NWPP_Coal | West | On-shore Wind | WT | 0 | 0 | 0 | 0 | 0 | 0 | WT | 0 | 0 | 0 | 0 | 0 | 0
| Cumulative New Build Capacity | NWPP_Coal | West | Coal | IGCC | 0 | 0 | 0 | 0 | 0 | 0 | IGCC | 0 | 0 | 0 | 0 | 0 | 0
| Cumulative New Build Capacity | NWPP_Coal | West | DR | DemandResponse | 0 | 0 | 0 | 0 | 0 | 0 | DemandResponse | 0 | 0 | 0 | 0 | 0 | 0
| Cumulative New Build Capacity | NWPP_Coal | West | Coal-CCS | IGCC-CCS | 0 | 0 | 0 | 0 | 0 | 0 | IGCC-CCS | 0 | 0 | 0 | 0 | 0 | 0
| Cumulative New Build Capacity | NWPP_Coal | West | Off-shore Wind | WT_off | 0 | 0 | 0 | 0 | 0 | 0 | WT_off | 0 | 0 | 0 | 0 | 0 | 0
| Cumulative New Build Capacity | NWPP_Coal | West | Other | PseudoUnit | 0 | 0 | 0 | 0 | 0 | 0 | PseudoUnit | 0 | 0 | 0 | 0 | 0 | 0
| Cumulative New Build Capacity | NWPP_Coal | West | HQ/Maritimes | FixedInterchange | 0 | 0 | 0 | 0 | 0 | 0 | FixedInterchange | 0 | 0 | 0 | 0 | 0 | 0
Cumulative New Build Capacity
| Cumulative New Build Capacity |  |  |  | Cumulative New Build Capacity by Reporting Type: NWPP_Gas | [6 empty] | Cumulative New Build Capacity by Reporting Type: NWPP_Gas
| Cumulative New Build Capacity |  |  |  | ReportingType | 2015 | 2020 | 2025 | 2030 | 2035 | 2040 | ReportingType | 2015 | 2020 | 2025 | 2030 | 2035 | 2040
| Cumulative New Build Capacity | NWPP_Gas | West | Other Renew | BM | 0 | 0 | 0 | 0 | 0 | 0 | BM | 0 | 0 | 0 | 0 | 0 | 0
| Cumulative New Build Capacity | NWPP_Gas | West | CC | CC | 300 | 2533.6 | 2533.71 | 2533.74 | 2533.74 | 2533.75 | CC | 300 | 2586.39 | 2586.39 | 2586.39 | 2586.39 | 2586.39
| Cumulative New Build Capacity | NWPP_Gas | West | Other Renew | CSP | 0 | 0 | 0 | 0 | 0 | 0 | CSP | 0 | 0 | 0 | 0 | 0 | 0
| Cumulative New Build Capacity | NWPP_Gas | West | CT | CT | 150 | 150 | 150 | 150 | 150 | 150 | CT | 150 | 150 | 150 | 150 | 150 | 150
| Cumulative New Build Capacity | NWPP_Gas | West | Coal | Coal | 0.01 | 0.01 | 0.01 | 0.01 | 0.01 | 0.01 | Coal | 0 | 0 | 0 | 0 | 0 | 0
| Cumulative New Build Capacity | NWPP_Gas | West | Other Renew | Geo | 0 | 0 | 0 | 0 | 0 | 0 | Geo | 0 | 0 | 0 | 0 | 0 | 0
| Cumulative New Build Capacity | NWPP_Gas | West | Hydro | H | 0 | 0 | 0 | 0 | 0 | 0 | H | 0 | 0 | 0 | 0 | 0 | 0
| Cumulative New Build Capacity | NWPP_Gas | West | Other Renew | LFG | 0 | 0 | 0 | 0 | 0 | 0 | LFG | 0 | 0 | 0 | 0 | 0 | 0
| Cumulative New Build Capacity | NWPP_Gas | West | Nuclear | Nuc | 0 | 0 | 0 | 0 | 0 | 0 | Nuc | 0 | 0 | 0 | 0 | 0 | 0
| Cumulative New Build Capacity | NWPP_Gas | West | Other | PS | 0 | 0 | 0 | 0 | 0 | 0 | PS | 0 | 0 | 0 | 0 | 0 | 0
| Cumulative New Build Capacity | NWPP_Gas | West | Other Renew | PV | 0 | 0 | 0 | 0 | 0 | 0 | PV | 0 | 0 | 0 | 0 | 0 | 0
| Cumulative New Build Capacity | NWPP_Gas | West | CT | PeakG | 0 | 0 | 0 | 0 | 0 | 0 | PeakG | 0 | 0 | 0 | 0 | 0 | 0
| Cumulative New Build Capacity | NWPP_Gas | West | CT | PeakO | 0 | 0 | 0 | 0 | 0 | 0 | PeakO | 0 | 0 | 0 | 0 | 0 | 0
| Cumulative New Build Capacity | NWPP_Gas | West | Other Renew | ST | 0 | 0 | 0 | 0 | 0 | 0 | ST | 0 | 0 | 0 | 0 | 0 | 0
| Cumulative New Build Capacity | NWPP_Gas | West | Steam O/G | STOG | 0 | 0 | 0 | 0 | 0 | 0 | STOG | 0 | 0 | 0 | 0 | 0 | 0
| Cumulative New Build Capacity | NWPP_Gas | West | Other Renew | STWD | 0 | 0 | 0 | 0 | 0 | 0 | STWD | 0 | 0 | 0 | 0 | 0 | 0
| Cumulative New Build Capacity | NWPP_Gas | West | On-shore Wind | WT | 0 | 0 | 0 | 0 | 0 | 0 | WT | 0 | 0 | 0 | 0 | 0 | 0
| Cumulative New Build Capacity | NWPP_Gas | West | Coal | IGCC | 0 | 0 | 0 | 0 | 0.01 | 0.01 | IGCC | 0 | 0 | 0 | 0 | 0 | 0
| Cumulative New Build Capacity | NWPP_Gas | West | DR | DemandResponse | 0 | 0 | 0 | 0 | 0 | 0 | DemandResponse | 0 | 0 | 0 | 0 | 0 | 0
| Cumulative New Build Capacity | NWPP_Gas | West | Coal-CCS | IGCC-CCS | 0 | 0 | 0.01 | 0.01 | 0.01 | 0.01 | IGCC-CCS | 0 | 0 | 0 | 0 | 0 | 0
| Cumulative New Build Capacity | NWPP_Gas | West | Off-shore Wind | WT_off | 0 | 0 | 0 | 0 | 0 | 0 | WT_off | 0 | 0 | 0 | 0 | 0 | 0
| Cumulative New Build Capacity | NWPP_Gas | West | Other | PseudoUnit | 0 | 0 | 0 | 0 | 0 | 0 | PseudoUnit | 0 | 0 | 0 | 0 | 0 | 0
| Cumulative New Build Capacity | NWPP_Gas | West | HQ/Maritimes | FixedInterchange | 0 | 0 | 0 | 0 | 0 | 0 | FixedInterchange | 0 | 0 | 0 | 0 | 0 | 0
Cumulative New Build Capacity
| Cumulative New Build Capacity |  |  |  | Cumulative New Build Capacity by Reporting Type: NWPP_NucRenew | [6 empty] | Cumulative New Build Capacity by Reporting Type: NWPP_NucRenew
| Cumulative New Build Capacity |  |  |  | ReportingType | 2015 | 2020 | 2025 | 2030 | 2035 | 2040 | ReportingType | 2015 | 2020 | 2025 | 2030 | 2035 | 2040
| Cumulative New Build Capacity | NWPP_NucRenew | West | Other Renew | BM | 32.55 | 32.55 | 32.55 | 32.56 | 32.61 | 844.89 | BM | 32.55 | 32.55 | 32.55 | 32.55 | 32.55 | 819.98
| Cumulative New Build Capacity | NWPP_NucRenew | West | CC | CC | 0 | 0 | 0 | 0 | 0 | 0 | CC | 0 | 0 | 0 | 0 | 0 | 0
| Cumulative New Build Capacity | NWPP_NucRenew | West | Other Renew | CSP | 0 | 0 | 0 | 0 | 0 | 0 | CSP | 0 | 0 | 0 | 0 | 0 | 0
| Cumulative New Build Capacity | NWPP_NucRenew | West | CT | CT | 0 | 0 | 0 | 0 | 0 | 0 | CT | 0 | 0 | 0 | 0 | 0 | 0
| Cumulative New Build Capacity | NWPP_NucRenew | West | Coal | Coal | 0 | 0 | 0 | 0 | 0 | 0 | Coal | 0 | 0 | 0 | 0 | 0 | 0
| Cumulative New Build Capacity | NWPP_NucRenew | West | Other Renew | Geo | 86.01 | 86.03 | 520 | 520 | 520 | 520 | Geo | 86 | 86 | 520 | 520 | 520 | 520
| Cumulative New Build Capacity | NWPP_NucRenew | West | Hydro | H | 0 | 0.01 | 0.02 | 0.05 | 335 | 335 | H | 0 | 0 | 0 | 0 | 335 | 335
| Cumulative New Build Capacity | NWPP_NucRenew | West | Other Renew | LFG | 25.52 | 25.54 | 270 | 270 | 270 | 270 | LFG | 25.5 | 25.5 | 270 | 270 | 270 | 270
| Cumulative New Build Capacity | NWPP_NucRenew | West | Nuclear | Nuc | 0 | 0 | 0.09 | 731.72 | 3211.82 | 4749.58 | Nuc | 0 | 0 | 0 | 0 | 3365.23 | 4747.56
| Cumulative New Build Capacity | NWPP_NucRenew | West | Other | PS | 0 | 0 | 0 | 0 | 0 | 0 | PS | 0 | 0 | 0 | 0 | 0 | 0
| Cumulative New Build Capacity | NWPP_NucRenew | West | Other Renew | PV | 0.02 | 0.02 | 0.03 | 0.04 | 0.05 | 0.08 | PV | 0 | 0 | 0 | 0 | 0 | 0
| Cumulative New Build Capacity | NWPP_NucRenew | West | CT | PeakG | 0 | 0 | 0 | 0 | 0 | 0 | PeakG | 0 | 0 | 0 | 0 | 0 | 0
| Cumulative New Build Capacity | NWPP_NucRenew | West | CT | PeakO | 0 | 0 | 0 | 0 | 0 | 0 | PeakO | 0 | 0 | 0 | 0 | 0 | 0
| Cumulative New Build Capacity | NWPP_NucRenew | West | Other Renew | ST | 0 | 0.01 | 0.01 | 0.02 | 0.03 | 0.09 | ST | 0 | 0 | 0 | 0 | 0 | 0
| Cumulative New Build Capacity | NWPP_NucRenew | West | Steam O/G | STOG | 0 | 0 | 0 | 0 | 0 | 0 | STOG | 0 | 0 | 0 | 0 | 0 | 0
| Cumulative New Build Capacity | NWPP_NucRenew | West | Other Renew | STWD | 0 | 0 | 0 | 0 | 0 | 0 | STWD | 0 | 0 | 0 | 0 | 0 | 0
| Cumulative New Build Capacity | NWPP_NucRenew | West | On-shore Wind | WT | 977.35 | 977.39 | 977.5 | 22312.89 | 22316.33 | 24634.32 | WT | 977.3 | 977.3 | 977.3 | 22319.22 | 22319.22 | 24634.41
| Cumulative New Build Capacity | NWPP_NucRenew | West | Coal | IGCC | 0 | 0 | 0 | 0 | 0 | 0 | IGCC | 0 | 0 | 0 | 0 | 0 | 0
| Cumulative New Build Capacity | NWPP_NucRenew | West | DR | DemandResponse | 0 | 0 | 0 | 0 | 0 | 0 | DemandResponse | 0 | 0 | 0 | 0 | 0 | 0
| Cumulative New Build Capacity | NWPP_NucRenew | West | Coal-CCS | IGCC-CCS | 0 | 0 | 0 | 0 | 0 | 0 | IGCC-CCS | 0 | 0 | 0 | 0 | 0 | 0
| Cumulative New Build Capacity | NWPP_NucRenew | West | Off-shore Wind | WT_off | 0.11 | 0.12 | 0.13 | 0.13 | 0.14 | 0.15 | WT_off | 0 | 0 | 0 | 0 | 0 | 0
| Cumulative New Build Capacity | NWPP_NucRenew | West | Other | PseudoUnit | 0 | 0 | 0 | 0 | 0 | 0 | PseudoUnit | 0 | 0 | 0 | 0 | 0 | 0
| Cumulative New Build Capacity | NWPP_NucRenew | West | HQ/Maritimes | FixedInterchange | 0 | 0 | 0 | 0 | 0 | 0 | FixedInterchange | 0 | 0 | 0 | 0 | 0 | 0
Cumulative New Build Capacity
| Cumulative New Build Capacity |  |  |  | Cumulative New Build Capacity by Reporting Type: RMPA | [6 empty] | Cumulative New Build Capacity by Reporting Type: RMPA
| Cumulative New Build Capacity |  |  |  | ReportingType | 2015 | 2020 | 2025 | 2030 | 2035 | 2040 | ReportingType | 2015 | 2020 | 2025 | 2030 | 2035 | 2040
| Cumulative New Build Capacity | RMPA | West | Other Renew | BM | 0 | 0.01 | 0.01 | 0.01 | 716.96 | 1452.62 | BM | 0 | 0 | 0 | 0 | 886.01 | 1488.24
| Cumulative New Build Capacity | RMPA | West | CC | CC | 0.12 | 1116.36 | 1116.46 | 1116.5 | 1116.5 | 1116.5 | CC | 0 | 1290.23 | 1290.24 | 1290.24 | 1290.24 | 1290.24
| Cumulative New Build Capacity | RMPA | West | Other Renew | CSP | 0 | 0 | 0 | 0 | 0 | 0 | CSP | 0 | 0 | 0 | 0 | 0 | 0
| Cumulative New Build Capacity | RMPA | West | CT | CT | 152 | 152 | 152 | 152 | 152 | 152 | CT | 152 | 152 | 152 | 152 | 152 | 152
| Cumulative New Build Capacity | RMPA | West | Coal | Coal | 390 | 390 | 390 | 390 | 390 | 390 | Coal | 390 | 390 | 390 | 390 | 390 | 390
| Cumulative New Build Capacity | RMPA | West | Other Renew | Geo | 0.03 | 46.92 | 2570 | 2570 | 2570 | 2570 | Geo | 0 | 23.83 | 2570 | 2570 | 2570 | 2570
| Cumulative New Build Capacity | RMPA | West | Hydro | H | 0 | 0 | 0 | 0 | 0 | 0 | H | 0 | 0 | 0 | 0 | 0 | 0
| Cumulative New Build Capacity | RMPA | West | Other Renew | LFG | 1.42 | 1.53 | 30.33 | 30.33 | 30.33 | 30.33 | LFG | 1.4 | 1.4 | 30.33 | 30.33 | 30.33 | 30.33
| Cumulative New Build Capacity | RMPA | West | Nuclear | Nuc | 0 | 0 | 0.41 | 2029.68 | 2029.73 | 2029.76 | Nuc | 0 | 0 | 126.49 | 1865.3 | 1865.3 | 1865.3
| Cumulative New Build Capacity | RMPA | West | Other | PS | 0 | 0 | 0 | 0 | 0 | 0 | PS | 0 | 0 | 0 | 0 | 0 | 0
| Cumulative New Build Capacity | RMPA | West | Other Renew | PV | 1.01 | 1.02 | 1.02 | 1.03 | 1.03 | 1.04 | PV | 1 | 1 | 1 | 1 | 1 | 1
| Cumulative New Build Capacity | RMPA | West | CT | PeakG | 0 | 0 | 0 | 0 | 0 | 0 | PeakG | 0 | 0 | 0 | 0 | 0 | 0
| Cumulative New Build Capacity | RMPA | West | CT | PeakO | 0 | 0 | 0 | 0 | 0 | 0 | PeakO | 0 | 0 | 0 | 0 | 0 | 0
| Cumulative New Build Capacity | RMPA | West | Other Renew | ST | 3 | 370.32 | 370.32 | 375.89 | 375.89 | 375.94 | ST | 3 | 370.48 | 370.48 | 375.79 | 375.79 | 375.89
| Cumulative New Build Capacity | RMPA | West | Steam O/G | STOG | 0 | 0 | 0 | 0 | 0 | 0 | STOG | 0 | 0 | 0 | 0 | 0 | 0
| Cumulative New Build Capacity | RMPA | West | Other Renew | STWD | 0 | 0 | 0 | 0 | 0 | 0 | STWD | 0 | 0 | 0 | 0 | 0 | 0
| Cumulative New Build Capacity | RMPA | West | On-shore Wind | WT | 765.45 | 4312.16 | 4312.17 | 4846.74 | 4846.75 | 4983.06 | WT | 765.4 | 4310.81 | 4310.81 | 4845.67 | 4845.67 | 4982.98
| Cumulative New Build Capacity | RMPA | West | Coal | IGCC | 0 | 0.01 | 0.01 | 0.01 | 0.01 | 0.01 | IGCC | 0 | 0 | 0 | 0 | 0 | 0
| Cumulative New Build Capacity | RMPA | West | DR | DemandResponse | 0 | 0 | 0 | 0 | 0 | 0 | DemandResponse | 0 | 0 | 0 | 0 | 0 | 0
| Cumulative New Build Capacity | RMPA | West | Coal-CCS | IGCC-CCS | 0 | 0 | 0.01 | 0.01 | 0.02 | 0.02 | IGCC-CCS | 0 | 0 | 0 | 0 | 0 | 0
| Cumulative New Build Capacity | RMPA | West | Off-shore Wind | WT_off | 0 | 0 | 0 | 0 | 0 | 0 | WT_off | 0 | 0 | 0 | 0 | 0 | 0
| Cumulative New Build Capacity | RMPA | West | Other | PseudoUnit | 0 | 0 | 0 | 0 | 0 | 0 | PseudoUnit | 0 | 0 | 0 | 0 | 0 | 0
| Cumulative New Build Capacity | RMPA | West | HQ/Maritimes | FixedInterchange | 0 | 0 | 0 | 0 | 0 | 0 | FixedInterchange | 0 | 0 | 0 | 0 | 0 | 0
Cumulative New Build Capacity
| Cumulative New Build Capacity |  |  |  | Cumulative New Build Capacity by Reporting Type: SP15 | [6 empty] | Cumulative New Build Capacity by Reporting Type: SP15
| Cumulative New Build Capacity |  |  |  | ReportingType | 2015 | 2020 | 2025 | 2030 | 2035 | 2040 | ReportingType | 2015 | 2020 | 2025 | 2030 | 2035 | 2040
| Cumulative New Build Capacity | SP15 | West | Other Renew | BM | 6 | 6 | 6 | 6 | 6.05 | 6.07 | BM | 6 | 6 | 6 | 6 | 6 | 346.43
| Cumulative New Build Capacity | SP15 | West | CC | CC | 2260.2 | 2261.26 | 2261.38 | 2261.42 | 2261.42 | 2261.42 | CC | 2732.02 | 2732.02 | 2732.03 | 2732.03 | 2732.03 | 2732.03
| Cumulative New Build Capacity | SP15 | West | Other Renew | CSP | 0 | 0 | 0 | 0 | 0 | 0 | CSP | 0 | 0 | 0 | 0 | 0 | 0
| Cumulative New Build Capacity | SP15 | West | CT | CT | 0.01 | 0.03 | 0.04 | 0.04 | 0.04 | 0.05 | CT | 0 | 0 | 0 | 0 | 0 | 0
| Cumulative New Build Capacity | SP15 | West | Coal | Coal | 0 | 0 | 0 | 0 | 0 | 0 | Coal | 0 | 0 | 0 | 0 | 0 | 0
| Cumulative New Build Capacity | SP15 | West | Other Renew | Geo | 49.9 | 1500 | 1500 | 1500 | 1500 | 1500 | Geo | 50 | 1500 | 1500 | 1500 | 1500 | 1500
| Cumulative New Build Capacity | SP15 | West | Hydro | H | 0 | 0 | 0 | 0 | 0 | 0 | H | 0 | 0 | 0 | 0 | 0 | 0
| Cumulative New Build Capacity | SP15 | West | Other Renew | LFG | 9.2 | 564.99 | 565 | 565 | 565 | 565 | LFG | 9.2 | 565 | 565 | 565 | 565 | 565
| Cumulative New Build Capacity | SP15 | West | Nuclear | Nuc | 0 | 0 | 0.03 | 1076.64 | 1440.41 | 5008.13 | Nuc | 0 | 0 | 0 | 847.66 | 1617.68 | 4422.65
| Cumulative New Build Capacity | SP15 | West | Other | PS | 0 | 0 | 0 | 0 | 0 | 0 | PS | 0 | 0 | 0 | 0 | 0 | 0
| Cumulative New Build Capacity | SP15 | West | Other Renew | PV | 3.8 | 3.8 | 3.8 | 3.8 | 3.8 | 3.81 | PV | 3.8 | 3.8 | 3.8 | 3.8 | 3.8 | 3.8
| Cumulative New Build Capacity | SP15 | West | CT | PeakG | 0 | 0 | 0 | 0 | 0 | 0 | PeakG | 0 | 0 | 0 | 0 | 0 | 0
| Cumulative New Build Capacity | SP15 | West | CT | PeakO | 0 | 0 | 0 | 0 | 0 | 0 | PeakO | 0 | 0 | 0 | 0 | 0 | 0
| Cumulative New Build Capacity | SP15 | West | Other Renew | ST | 448 | 448 | 448 | 448.01 | 2857.32 | 3693.64 | ST | 448 | 448 | 448 | 448 | 2857.4 | 3693.09
| Cumulative New Build Capacity | SP15 | West | Steam O/G | STOG | 0 | 0 | 0 | 0 | 0 | 0 | STOG | 0 | 0 | 0 | 0 | 0 | 0
| Cumulative New Build Capacity | SP15 | West | Other Renew | STWD | 0 | 0 | 0 | 0 | 0 | 0 | STWD | 0 | 0 | 0 | 0 | 0 | 0
| Cumulative New Build Capacity | SP15 | West | On-shore Wind | WT | 735.02 | 1753.6 | 14899.81 | 14900.12 | 14900.12 | 14900.12 | WT | 735 | 1621.81 | 14900 | 14900 | 14900 | 14900
| Cumulative New Build Capacity | SP15 | West | Coal | IGCC | 0 | 0 | 0 | 0 | 0 | 0 | IGCC | 0 | 0 | 0 | 0 | 0 | 0
| Cumulative New Build Capacity | SP15 | West | DR | DemandResponse | 0 | 0 | 0 | 0 | 0 | 0 | DemandResponse | 0 | 0 | 0 | 0 | 0 | 0
| Cumulative New Build Capacity | SP15 | West | Coal-CCS | IGCC-CCS | 0 | 0 | 0.01 | 0.02 | 0.02 | 0.02 | IGCC-CCS | 0 | 0 | 0 | 0 | 0 | 0
| Cumulative New Build Capacity | SP15 | West | Off-shore Wind | WT_off | 0 | 0 | 0 | 0 | 0 | 0 | WT_off | 0 | 0 | 0 | 0 | 0 | 0
| Cumulative New Build Capacity | SP15 | West | Other | PseudoUnit | 0 | 0 | 0 | 0 | 0 | 0 | PseudoUnit | 0 | 0 | 0 | 0 | 0 | 0
| Cumulative New Build Capacity | SP15 | West | HQ/Maritimes | FixedInterchange | 0 | 0 | 0 | 0 | 0 | 0 | FixedInterchange | 0 | 0 | 0 | 0 | 0 | 0
Cumulative New Build Capacity
| Cumulative New Build Capacity |  |  |  | Cumulative New Build Capacity by Reporting Type: ALB | [6 empty] | Cumulative New Build Capacity by Reporting Type: ALB
| Cumulative New Build Capacity |  |  |  | ReportingType | 2015 | 2020 | 2025 | 2030 | 2035 | 2040 | ReportingType | 2015 | 2020 | 2025 | 2030 | 2035 | 2040
| Cumulative New Build Capacity | ALB | West | Other Renew | BM | 0 | 0 | 0 | 0 | 0 | 0 | BM | 0 | 0 | 0 | 0 | 0 | 0
| Cumulative New Build Capacity | ALB | West | CC | CC | 832.52 | 832.57 | 832.58 | 832.6 | 832.6 | 832.6 | CC | 833.11 | 833.12 | 833.12 | 833.12 | 833.12 | 833.12
| Cumulative New Build Capacity | ALB | West | Other Renew | CSP | 0 | 0 | 0 | 0 | 0 | 0 | CSP | 0 | 0 | 0 | 0 | 0 | 0
| Cumulative New Build Capacity | ALB | West | CT | CT | 201.5 | 201.5 | 201.5 | 201.5 | 201.5 | 201.5 | CT | 201.5 | 201.5 | 201.5 | 201.5 | 201.5 | 201.5
| Cumulative New Build Capacity | ALB | West | Coal | Coal | 495 | 495 | 495 | 495 | 495 | 495 | Coal | 495 | 495 | 495 | 495 | 495 | 495
| Cumulative New Build Capacity | ALB | West | Other Renew | Geo | 0 | 0 | 0 | 0 | 0 | 0 | Geo | 0 | 0 | 0 | 0 | 0 | 0
| Cumulative New Build Capacity | ALB | West | Hydro | H | 0 | 0 | 0 | 0 | 0 | 0 | H | 0 | 0 | 0 | 0 | 0 | 0
| Cumulative New Build Capacity | ALB | West | Other Renew | LFG | 0 | 0 | 0 | 0 | 0 | 0 | LFG | 0 | 0 | 0 | 0 | 0 | 0
| Cumulative New Build Capacity | ALB | West | Nuclear | Nuc | 0 | 0 | 7288.01 | 8768.09 | 8922.21 | 8983.07 | Nuc | 0 | 0 | 7287.64 | 8771.54 | 8844.6 | 8983.07
| Cumulative New Build Capacity | ALB | West | Other | PS | 0 | 0 | 0 | 0 | 0 | 0 | PS | 0 | 0 | 0 | 0 | 0 | 0
| Cumulative New Build Capacity | ALB | West | Other Renew | PV | 0 | 0 | 0 | 0 | 0 | 0 | PV | 0 | 0 | 0 | 0 | 0 | 0
| Cumulative New Build Capacity | ALB | West | CT | PeakG | 0 | 0 | 0 | 0 | 0 | 0 | PeakG | 0 | 0 | 0 | 0 | 0 | 0
| Cumulative New Build Capacity | ALB | West | CT | PeakO | 0 | 0 | 0 | 0 | 0 | 0 | PeakO | 0 | 0 | 0 | 0 | 0 | 0
| Cumulative New Build Capacity | ALB | West | Other Renew | ST | 0 | 0 | 0 | 0 | 0 | 0 | ST | 0 | 0 | 0 | 0 | 0 | 0
| Cumulative New Build Capacity | ALB | West | Steam O/G | STOG | 0 | 0 | 0 | 0 | 0 | 0 | STOG | 0 | 0 | 0 | 0 | 0 | 0
| Cumulative New Build Capacity | ALB | West | Other Renew | STWD | 0 | 0 | 0 | 0 | 0 | 0 | STWD | 0 | 0 | 0 | 0 | 0 | 0
| Cumulative New Build Capacity | ALB | West | On-shore Wind | WT | 9 | 9 | 9.01 | 9.02 | 100 | 100 | WT | 9 | 9 | 9 | 9 | 100 | 100
| Cumulative New Build Capacity | ALB | West | Coal | IGCC | 0 | 0 | 0 | 0 | 0 | 0 | IGCC | 0 | 0 | 0 | 0 | 0 | 0
| Cumulative New Build Capacity | ALB | West | DR | DemandResponse | 0 | 0 | 0 | 0 | 0 | 0 | DemandResponse | 0 | 0 | 0 | 0 | 0 | 0
| Cumulative New Build Capacity | ALB | West | Coal-CCS | IGCC-CCS | 0 | 0 | 0 | 0 | 0 | 0 | IGCC-CCS | 0 | 0 | 0 | 0 | 0 | 0
| Cumulative New Build Capacity | ALB | West | Off-shore Wind | WT_off | 0 | 0 | 0 | 0 | 0 | 0 | WT_off | 0 | 0 | 0 | 0 | 0 | 0
| Cumulative New Build Capacity | ALB | West | Other | PseudoUnit | 0 | 0 | 0 | 0 | 0 | 0 | PseudoUnit | 0 | 0 | 0 | 0 | 0 | 0
| Cumulative New Build Capacity | ALB | West | HQ/Maritimes | FixedInterchange | 0 | 0 | 0 | 0 | 0 | 0 | FixedInterchange | 0 | 0 | 0 | 0 | 0 | 0
Cumulative New Build Capacity
| Cumulative New Build Capacity |  |  |  | Cumulative New Build Capacity by Reporting Type: BC | [6 empty] | Cumulative New Build Capacity by Reporting Type: BC
| Cumulative New Build Capacity |  |  |  | ReportingType | 2015 | 2020 | 2025 | 2030 | 2035 | 2040 | ReportingType | 2015 | 2020 | 2025 | 2030 | 2035 | 2040
| Cumulative New Build Capacity | BC | West | Other Renew | BM | 0 | 0 | 0 | 0 | 0 | 0 | BM | 0 | 0 | 0 | 0 | 0 | 0
| Cumulative New Build Capacity | BC | West | CC | CC | 0.08 | 0.1 | 0.12 | 0.13 | 0.13 | 0.14 | CC | 0 | 0 | 0 | 0 | 0 | 0
| Cumulative New Build Capacity | BC | West | Other Renew | CSP | 0 | 0 | 0 | 0 | 0 | 0 | CSP | 0 | 0 | 0 | 0 | 0 | 0
| Cumulative New Build Capacity | BC | West | CT | CT | 0.02 | 0.02 | 0.02 | 0.02 | 0.02 | 0.03 | CT | 0 | 0 | 0 | 0 | 0 | 0
| Cumulative New Build Capacity | BC | West | Coal | Coal | 0 | 0 | 0 | 0 | 0 | 0 | Coal | 0 | 0 | 0 | 0 | 0 | 0
| Cumulative New Build Capacity | BC | West | Other Renew | Geo | 0 | 0 | 0 | 0 | 0 | 0 | Geo | 0 | 0 | 0 | 0 | 0 | 0
| Cumulative New Build Capacity | BC | West | Hydro | H | 0 | 0 | 0 | 0 | 0 | 0 | H | 0 | 0 | 0 | 0 | 0 | 0
| Cumulative New Build Capacity | BC | West | Other Renew | LFG | 0 | 0 | 0 | 0 | 0 | 0 | LFG | 0 | 0 | 0 | 0 | 0 | 0
| Cumulative New Build Capacity | BC | West | Nuclear | Nuc | 0 | 0 | 597.93 | 1023.51 | 1023.53 | 1365.34 | Nuc | 0 | 0 | 598.01 | 1024.11 | 1024.11 | 1366.37
| Cumulative New Build Capacity | BC | West | Other | PS | 0 | 0 | 0 | 0 | 0 | 0 | PS | 0 | 0 | 0 | 0 | 0 | 0
| Cumulative New Build Capacity | BC | West | Other Renew | PV | 0 | 0 | 0 | 0 | 0 | 0 | PV | 0 | 0 | 0 | 0 | 0 | 0
| Cumulative New Build Capacity | BC | West | CT | PeakG | 0 | 0 | 0 | 0 | 0 | 0 | PeakG | 0 | 0 | 0 | 0 | 0 | 0
| Cumulative New Build Capacity | BC | West | CT | PeakO | 0 | 0 | 0 | 0 | 0 | 0 | PeakO | 0 | 0 | 0 | 0 | 0 | 0
| Cumulative New Build Capacity | BC | West | Other Renew | ST | 0 | 0 | 0 | 0 | 0 | 0 | ST | 0 | 0 | 0 | 0 | 0 | 0
| Cumulative New Build Capacity | BC | West | Steam O/G | STOG | 0 | 0 | 0 | 0 | 0 | 0 | STOG | 0 | 0 | 0 | 0 | 0 | 0
| Cumulative New Build Capacity | BC | West | Other Renew | STWD | 0 | 0 | 0 | 0 | 0 | 0 | STWD | 0 | 0 | 0 | 0 | 0 | 0
| Cumulative New Build Capacity | BC | West | On-shore Wind | WT | 144 | 144 | 144 | 144.01 | 300 | 300 | WT | 144 | 144 | 144 | 144 | 300 | 300
| Cumulative New Build Capacity | BC | West | Coal | IGCC | 0 | 0 | 0 | 0 | 0 | 0 | IGCC | 0 | 0 | 0 | 0 | 0 | 0
| Cumulative New Build Capacity | BC | West | DR | DemandResponse | 0 | 0 | 0 | 0 | 0 | 0 | DemandResponse | 0 | 0 | 0 | 0 | 0 | 0
| Cumulative New Build Capacity | BC | West | Coal-CCS | IGCC-CCS | 0 | 0 | 0 | 0 | 0 | 0 | IGCC-CCS | 0 | 0 | 0 | 0 | 0 | 0
| Cumulative New Build Capacity | BC | West | Off-shore Wind | WT_off | 0 | 0 | 0 | 0 | 0 | 0 | WT_off | 0 | 0 | 0 | 0 | 0 | 0
| Cumulative New Build Capacity | BC | West | Other | PseudoUnit | 0 | 0 | 0 | 0 | 0 | 0 | PseudoUnit | 0 | 0 | 0 | 0 | 0 | 0
| Cumulative New Build Capacity | BC | West | HQ/Maritimes | FixedInterchange | 0 | 0 | 0 | 0 | 0 | 0 | FixedInterchange | 0 | 0 | 0 | 0 | 0 | 0
Cumulative New Build Capacity
| Cumulative New Build Capacity |  |  |  | Cumulative New Build Capacity by Reporting Type: HQ_IESO | [6 empty] | Cumulative New Build Capacity by Reporting Type: HQ_IESO
| Cumulative New Build Capacity |  |  |  | ReportingType | 2015 | 2020 | 2025 | 2030 | 2035 | 2040 | ReportingType | 2015 | 2020 | 2025 | 2030 | 2035 | 2040
| Cumulative New Build Capacity | HQ_IESO | HQ/Maritimes | Other Renew | BM | 0 | 0 | 0 | 0 | 0 | 0 | BM | 0 | 0 | 0 | 0 | 0 | 0
| Cumulative New Build Capacity | HQ_IESO | HQ/Maritimes | CC | CC | 0 | 0 | 0 | 0 | 0 | 0 | CC | 0 | 0 | 0 | 0 | 0 | 0
| Cumulative New Build Capacity | HQ_IESO | HQ/Maritimes | Other Renew | CSP | 0 | 0 | 0 | 0 | 0 | 0 | CSP | 0 | 0 | 0 | 0 | 0 | 0
| Cumulative New Build Capacity | HQ_IESO | HQ/Maritimes | CT | CT | 0 | 0 | 0 | 0 | 0 | 0 | CT | 0 | 0 | 0 | 0 | 0 | 0
| Cumulative New Build Capacity | HQ_IESO | HQ/Maritimes | Coal | Coal | 0 | 0 | 0 | 0 | 0 | 0 | Coal | 0 | 0 | 0 | 0 | 0 | 0
| Cumulative New Build Capacity | HQ_IESO | HQ/Maritimes | Other Renew | Geo | 0 | 0 | 0 | 0 | 0 | 0 | Geo | 0 | 0 | 0 | 0 | 0 | 0
| Cumulative New Build Capacity | HQ_IESO | HQ/Maritimes | Hydro | H | 0 | 0 | 0 | 0 | 0 | 0 | H | 0 | 0 | 0 | 0 | 0 | 0
| Cumulative New Build Capacity | HQ_IESO | HQ/Maritimes | Other Renew | LFG | 0 | 0 | 0 | 0 | 0 | 0 | LFG | 0 | 0 | 0 | 0 | 0 | 0
| Cumulative New Build Capacity | HQ_IESO | HQ/Maritimes | Nuclear | Nuc | 0 | 0 | 0 | 0 | 0 | 0 | Nuc | 0 | 0 | 0 | 0 | 0 | 0
| Cumulative New Build Capacity | HQ_IESO | HQ/Maritimes | Other | PS | 0 | 0 | 0 | 0 | 0 | 0 | PS | 0 | 0 | 0 | 0 | 0 | 0
| Cumulative New Build Capacity | HQ_IESO | HQ/Maritimes | Other Renew | PV | 0 | 0 | 0 | 0 | 0 | 0 | PV | 0 | 0 | 0 | 0 | 0 | 0
| Cumulative New Build Capacity | HQ_IESO | HQ/Maritimes | CT | PeakG | 0 | 0 | 0 | 0 | 0 | 0 | PeakG | 0 | 0 | 0 | 0 | 0 | 0
| Cumulative New Build Capacity | HQ_IESO | HQ/Maritimes | CT | PeakO | 0 | 0 | 0 | 0 | 0 | 0 | PeakO | 0 | 0 | 0 | 0 | 0 | 0
| Cumulative New Build Capacity | HQ_IESO | HQ/Maritimes | Other Renew | ST | 0 | 0 | 0 | 0 | 0 | 0 | ST | 0 | 0 | 0 | 0 | 0 | 0
| Cumulative New Build Capacity | HQ_IESO | HQ/Maritimes | Steam O/G | STOG | 0 | 0 | 0 | 0 | 0 | 0 | STOG | 0 | 0 | 0 | 0 | 0 | 0
| Cumulative New Build Capacity | HQ_IESO | HQ/Maritimes | Other Renew | STWD | 0 | 0 | 0 | 0 | 0 | 0 | STWD | 0 | 0 | 0 | 0 | 0 | 0
| Cumulative New Build Capacity | HQ_IESO | HQ/Maritimes | On-shore Wind | WT | 0 | 0 | 0 | 0 | 0 | 0 | WT | 0 | 0 | 0 | 0 | 0 | 0
| Cumulative New Build Capacity | HQ_IESO | HQ/Maritimes | Coal | IGCC | 0 | 0 | 0 | 0 | 0 | 0 | IGCC | 0 | 0 | 0 | 0 | 0 | 0
| Cumulative New Build Capacity | HQ_IESO | HQ/Maritimes | DR | DemandResponse | 0 | 0 | 0 | 0 | 0 | 0 | DemandResponse | 0 | 0 | 0 | 0 | 0 | 0
| Cumulative New Build Capacity | HQ_IESO | HQ/Maritimes | Coal-CCS | IGCC-CCS | 0 | 0 | 0 | 0 | 0 | 0 | IGCC-CCS | 0 | 0 | 0 | 0 | 0 | 0
| Cumulative New Build Capacity | HQ_IESO | HQ/Maritimes | Off-shore Wind | WT_off | 0 | 0 | 0 | 0 | 0 | 0 | WT_off | 0 | 0 | 0 | 0 | 0 | 0
| Cumulative New Build Capacity | HQ_IESO | HQ/Maritimes | Other | PseudoUnit | 0 | 0 | 0.01 | 2.69 | 2500 | 2500 | PseudoUnit | 0 | 0 | 0 | 0 | 0 | 0
| Cumulative New Build Capacity | HQ_IESO | HQ/Maritimes | HQ/Maritimes | FixedInterchange | 0 | 0 | 0 | 0 | 0 | 0 | FixedInterchange | 0 | 0 | 0 | 0 | 0 | 0
Cumulative New Build Capacity
| Cumulative New Build Capacity |  |  |  | Cumulative New Build Capacity by Reporting Type: HQ_NEISO | [6 empty] | Cumulative New Build Capacity by Reporting Type: HQ_NEISO
| Cumulative New Build Capacity |  |  |  | ReportingType | 2015 | 2020 | 2025 | 2030 | 2035 | 2040 | ReportingType | 2015 | 2020 | 2025 | 2030 | 2035 | 2040
| Cumulative New Build Capacity | HQ_NEISO | HQ/Maritimes | Other Renew | BM | 0 | 0 | 0 | 0 | 0 | 0 | BM | 0 | 0 | 0 | 0 | 0 | 0
| Cumulative New Build Capacity | HQ_NEISO | HQ/Maritimes | CC | CC | 0 | 0 | 0 | 0 | 0 | 0 | CC | 0 | 0 | 0 | 0 | 0 | 0
| Cumulative New Build Capacity | HQ_NEISO | HQ/Maritimes | Other Renew | CSP | 0 | 0 | 0 | 0 | 0 | 0 | CSP | 0 | 0 | 0 | 0 | 0 | 0
| Cumulative New Build Capacity | HQ_NEISO | HQ/Maritimes | CT | CT | 0 | 0 | 0 | 0 | 0 | 0 | CT | 0 | 0 | 0 | 0 | 0 | 0
| Cumulative New Build Capacity | HQ_NEISO | HQ/Maritimes | Coal | Coal | 0 | 0 | 0 | 0 | 0 | 0 | Coal | 0 | 0 | 0 | 0 | 0 | 0
| Cumulative New Build Capacity | HQ_NEISO | HQ/Maritimes | Other Renew | Geo | 0 | 0 | 0 | 0 | 0 | 0 | Geo | 0 | 0 | 0 | 0 | 0 | 0
| Cumulative New Build Capacity | HQ_NEISO | HQ/Maritimes | Hydro | H | 0 | 0 | 0 | 0 | 0 | 0 | H | 0 | 0 | 0 | 0 | 0 | 0
| Cumulative New Build Capacity | HQ_NEISO | HQ/Maritimes | Other Renew | LFG | 0 | 0 | 0 | 0 | 0 | 0 | LFG | 0 | 0 | 0 | 0 | 0 | 0
| Cumulative New Build Capacity | HQ_NEISO | HQ/Maritimes | Nuclear | Nuc | 0 | 0 | 0 | 0 | 0 | 0 | Nuc | 0 | 0 | 0 | 0 | 0 | 0
| Cumulative New Build Capacity | HQ_NEISO | HQ/Maritimes | Other | PS | 0 | 0 | 0 | 0 | 0 | 0 | PS | 0 | 0 | 0 | 0 | 0 | 0
| Cumulative New Build Capacity | HQ_NEISO | HQ/Maritimes | Other Renew | PV | 0 | 0 | 0 | 0 | 0 | 0 | PV | 0 | 0 | 0 | 0 | 0 | 0
| Cumulative New Build Capacity | HQ_NEISO | HQ/Maritimes | CT | PeakG | 0 | 0 | 0 | 0 | 0 | 0 | PeakG | 0 | 0 | 0 | 0 | 0 | 0
| Cumulative New Build Capacity | HQ_NEISO | HQ/Maritimes | CT | PeakO | 0 | 0 | 0 | 0 | 0 | 0 | PeakO | 0 | 0 | 0 | 0 | 0 | 0
| Cumulative New Build Capacity | HQ_NEISO | HQ/Maritimes | Other Renew | ST | 0 | 0 | 0 | 0 | 0 | 0 | ST | 0 | 0 | 0 | 0 | 0 | 0
| Cumulative New Build Capacity | HQ_NEISO | HQ/Maritimes | Steam O/G | STOG | 0 | 0 | 0 | 0 | 0 | 0 | STOG | 0 | 0 | 0 | 0 | 0 | 0
| Cumulative New Build Capacity | HQ_NEISO | HQ/Maritimes | Other Renew | STWD | 0 | 0 | 0 | 0 | 0 | 0 | STWD | 0 | 0 | 0 | 0 | 0 | 0
| Cumulative New Build Capacity | HQ_NEISO | HQ/Maritimes | On-shore Wind | WT | 0 | 0 | 0 | 0 | 0 | 0 | WT | 0 | 0 | 0 | 0 | 0 | 0
| Cumulative New Build Capacity | HQ_NEISO | HQ/Maritimes | Coal | IGCC | 0 | 0 | 0 | 0 | 0 | 0 | IGCC | 0 | 0 | 0 | 0 | 0 | 0
| Cumulative New Build Capacity | HQ_NEISO | HQ/Maritimes | DR | DemandResponse | 0 | 0 | 0 | 0 | 0 | 0 | DemandResponse | 0 | 0 | 0 | 0 | 0 | 0
| Cumulative New Build Capacity | HQ_NEISO | HQ/Maritimes | Coal-CCS | IGCC-CCS | 0 | 0 | 0 | 0 | 0 | 0 | IGCC-CCS | 0 | 0 | 0 | 0 | 0 | 0
| Cumulative New Build Capacity | HQ_NEISO | HQ/Maritimes | Off-shore Wind | WT_off | 0 | 0 | 0 | 0 | 0 | 0 | WT_off | 0 | 0 | 0 | 0 | 0 | 0
| Cumulative New Build Capacity | HQ_NEISO | HQ/Maritimes | Other | PseudoUnit | 0 | 0.01 | 0.01 | 16.84 | 300 | 300 | PseudoUnit | 0 | 0 | 0 | 0 | 0 | 0
| Cumulative New Build Capacity | HQ_NEISO | HQ/Maritimes | HQ/Maritimes | FixedInterchange | 0 | 0 | 0 | 0 | 0 | 0 | FixedInterchange | 0 | 0 | 0 | 0 | 0 | 0
Cumulative New Build Capacity
| Cumulative New Build Capacity |  |  |  | Cumulative New Build Capacity by Reporting Type: HQ_NY | [6 empty] | Cumulative New Build Capacity by Reporting Type: HQ_NY
| Cumulative New Build Capacity |  |  |  | ReportingType | 2015 | 2020 | 2025 | 2030 | 2035 | 2040 | ReportingType | 2015 | 2020 | 2025 | 2030 | 2035 | 2040
| Cumulative New Build Capacity | HQ_NY | HQ/Maritimes | Other Renew | BM | 0 | 0 | 0 | 0 | 0 | 0 | BM | 0 | 0 | 0 | 0 | 0 | 0
| Cumulative New Build Capacity | HQ_NY | HQ/Maritimes | CC | CC | 0 | 0 | 0 | 0 | 0 | 0 | CC | 0 | 0 | 0 | 0 | 0 | 0
| Cumulative New Build Capacity | HQ_NY | HQ/Maritimes | Other Renew | CSP | 0 | 0 | 0 | 0 | 0 | 0 | CSP | 0 | 0 | 0 | 0 | 0 | 0
| Cumulative New Build Capacity | HQ_NY | HQ/Maritimes | CT | CT | 0 | 0 | 0 | 0 | 0 | 0 | CT | 0 | 0 | 0 | 0 | 0 | 0
| Cumulative New Build Capacity | HQ_NY | HQ/Maritimes | Coal | Coal | 0 | 0 | 0 | 0 | 0 | 0 | Coal | 0 | 0 | 0 | 0 | 0 | 0
| Cumulative New Build Capacity | HQ_NY | HQ/Maritimes | Other Renew | Geo | 0 | 0 | 0 | 0 | 0 | 0 | Geo | 0 | 0 | 0 | 0 | 0 | 0
| Cumulative New Build Capacity | HQ_NY | HQ/Maritimes | Hydro | H | 0 | 0 | 0 | 0 | 0 | 0 | H | 0 | 0 | 0 | 0 | 0 | 0
| Cumulative New Build Capacity | HQ_NY | HQ/Maritimes | Other Renew | LFG | 0 | 0 | 0 | 0 | 0 | 0 | LFG | 0 | 0 | 0 | 0 | 0 | 0
| Cumulative New Build Capacity | HQ_NY | HQ/Maritimes | Nuclear | Nuc | 0 | 0 | 0 | 0 | 0 | 0 | Nuc | 0 | 0 | 0 | 0 | 0 | 0
| Cumulative New Build Capacity | HQ_NY | HQ/Maritimes | Other | PS | 0 | 0 | 0 | 0 | 0 | 0 | PS | 0 | 0 | 0 | 0 | 0 | 0
| Cumulative New Build Capacity | HQ_NY | HQ/Maritimes | Other Renew | PV | 0 | 0 | 0 | 0 | 0 | 0 | PV | 0 | 0 | 0 | 0 | 0 | 0
| Cumulative New Build Capacity | HQ_NY | HQ/Maritimes | CT | PeakG | 0 | 0 | 0 | 0 | 0 | 0 | PeakG | 0 | 0 | 0 | 0 | 0 | 0
| Cumulative New Build Capacity | HQ_NY | HQ/Maritimes | CT | PeakO | 0 | 0 | 0 | 0 | 0 | 0 | PeakO | 0 | 0 | 0 | 0 | 0 | 0
| Cumulative New Build Capacity | HQ_NY | HQ/Maritimes | Other Renew | ST | 0 | 0 | 0 | 0 | 0 | 0 | ST | 0 | 0 | 0 | 0 | 0 | 0
| Cumulative New Build Capacity | HQ_NY | HQ/Maritimes | Steam O/G | STOG | 0 | 0 | 0 | 0 | 0 | 0 | STOG | 0 | 0 | 0 | 0 | 0 | 0
| Cumulative New Build Capacity | HQ_NY | HQ/Maritimes | Other Renew | STWD | 0 | 0 | 0 | 0 | 0 | 0 | STWD | 0 | 0 | 0 | 0 | 0 | 0
| Cumulative New Build Capacity | HQ_NY | HQ/Maritimes | On-shore Wind | WT | 0 | 0 | 0 | 0 | 0 | 0 | WT | 0 | 0 | 0 | 0 | 0 | 0
| Cumulative New Build Capacity | HQ_NY | HQ/Maritimes | Coal | IGCC | 0 | 0 | 0 | 0 | 0 | 0 | IGCC | 0 | 0 | 0 | 0 | 0 | 0
| Cumulative New Build Capacity | HQ_NY | HQ/Maritimes | DR | DemandResponse | 0 | 0 | 0 | 0 | 0 | 0 | DemandResponse | 0 | 0 | 0 | 0 | 0 | 0
| Cumulative New Build Capacity | HQ_NY | HQ/Maritimes | Coal-CCS | IGCC-CCS | 0 | 0 | 0 | 0 | 0 | 0 | IGCC-CCS | 0 | 0 | 0 | 0 | 0 | 0
| Cumulative New Build Capacity | HQ_NY | HQ/Maritimes | Off-shore Wind | WT_off | 0 | 0 | 0 | 0 | 0 | 0 | WT_off | 0 | 0 | 0 | 0 | 0 | 0
| Cumulative New Build Capacity | HQ_NY | HQ/Maritimes | Other | PseudoUnit | 0 | 0.01 | 0.06 | 2500 | 2500 | 2500 | PseudoUnit | 0 | 0 | 0 | 0 | 0 | 0
| Cumulative New Build Capacity | HQ_NY | HQ/Maritimes | HQ/Maritimes | FixedInterchange | 0 | 0 | 0 | 0 | 0 | 0 | FixedInterchange | 0 | 0 | 0 | 0 | 0 | 0
Cumulative New Build Capacity
| Cumulative New Build Capacity |  |  |  | Cumulative New Build Capacity by Reporting Type: MARITIMES | [6 empty] | Cumulative New Build Capacity by Reporting Type: MARITIMES
| Cumulative New Build Capacity |  |  |  | ReportingType | 2015 | 2020 | 2025 | 2030 | 2035 | 2040 | ReportingType | 2015 | 2020 | 2025 | 2030 | 2035 | 2040
| Cumulative New Build Capacity | MARITIMES | HQ/Maritimes | Other Renew | BM | 0 | 0 | 0 | 0 | 0 | 0 | BM | 0 | 0 | 0 | 0 | 0 | 0
| Cumulative New Build Capacity | MARITIMES | HQ/Maritimes | CC | CC | 0 | 0 | 0 | 0 | 0 | 0 | CC | 0 | 0 | 0 | 0 | 0 | 0
| Cumulative New Build Capacity | MARITIMES | HQ/Maritimes | Other Renew | CSP | 0 | 0 | 0 | 0 | 0 | 0 | CSP | 0 | 0 | 0 | 0 | 0 | 0
| Cumulative New Build Capacity | MARITIMES | HQ/Maritimes | CT | CT | 0 | 0 | 0 | 0 | 0 | 0 | CT | 0 | 0 | 0 | 0 | 0 | 0
| Cumulative New Build Capacity | MARITIMES | HQ/Maritimes | Coal | Coal | 0 | 0 | 0 | 0 | 0 | 0 | Coal | 0 | 0 | 0 | 0 | 0 | 0
| Cumulative New Build Capacity | MARITIMES | HQ/Maritimes | Other Renew | Geo | 0 | 0 | 0 | 0 | 0 | 0 | Geo | 0 | 0 | 0 | 0 | 0 | 0
| Cumulative New Build Capacity | MARITIMES | HQ/Maritimes | Hydro | H | 0 | 0 | 0 | 0 | 0 | 0 | H | 0 | 0 | 0 | 0 | 0 | 0
| Cumulative New Build Capacity | MARITIMES | HQ/Maritimes | Other Renew | LFG | 0 | 0 | 0 | 0 | 0 | 0 | LFG | 0 | 0 | 0 | 0 | 0 | 0
| Cumulative New Build Capacity | MARITIMES | HQ/Maritimes | Nuclear | Nuc | 0 | 0 | 0 | 0 | 0 | 0 | Nuc | 0 | 0 | 0 | 0 | 0 | 0
| Cumulative New Build Capacity | MARITIMES | HQ/Maritimes | Other | PS | 0 | 0 | 0 | 0 | 0 | 0 | PS | 0 | 0 | 0 | 0 | 0 | 0
| Cumulative New Build Capacity | MARITIMES | HQ/Maritimes | Other Renew | PV | 0 | 0 | 0 | 0 | 0 | 0 | PV | 0 | 0 | 0 | 0 | 0 | 0
| Cumulative New Build Capacity | MARITIMES | HQ/Maritimes | CT | PeakG | 0 | 0 | 0 | 0 | 0 | 0 | PeakG | 0 | 0 | 0 | 0 | 0 | 0
| Cumulative New Build Capacity | MARITIMES | HQ/Maritimes | CT | PeakO | 0 | 0 | 0 | 0 | 0 | 0 | PeakO | 0 | 0 | 0 | 0 | 0 | 0
| Cumulative New Build Capacity | MARITIMES | HQ/Maritimes | Other Renew | ST | 0 | 0 | 0 | 0 | 0 | 0 | ST | 0 | 0 | 0 | 0 | 0 | 0
| Cumulative New Build Capacity | MARITIMES | HQ/Maritimes | Steam O/G | STOG | 0 | 0 | 0 | 0 | 0 | 0 | STOG | 0 | 0 | 0 | 0 | 0 | 0
| Cumulative New Build Capacity | MARITIMES | HQ/Maritimes | Other Renew | STWD | 0 | 0 | 0 | 0 | 0 | 0 | STWD | 0 | 0 | 0 | 0 | 0 | 0
| Cumulative New Build Capacity | MARITIMES | HQ/Maritimes | On-shore Wind | WT | 0 | 0 | 0 | 0 | 0 | 0 | WT | 0 | 0 | 0 | 0 | 0 | 0
| Cumulative New Build Capacity | MARITIMES | HQ/Maritimes | Coal | IGCC | 0 | 0 | 0 | 0 | 0 | 0 | IGCC | 0 | 0 | 0 | 0 | 0 | 0
| Cumulative New Build Capacity | MARITIMES | HQ/Maritimes | DR | DemandResponse | 0 | 0 | 0 | 0 | 0 | 0 | DemandResponse | 0 | 0 | 0 | 0 | 0 | 0
| Cumulative New Build Capacity | MARITIMES | HQ/Maritimes | Coal-CCS | IGCC-CCS | 0 | 0 | 0 | 0 | 0 | 0 | IGCC-CCS | 0 | 0 | 0 | 0 | 0 | 0
| Cumulative New Build Capacity | MARITIMES | HQ/Maritimes | Off-shore Wind | WT_off | 0 | 0 | 0 | 0 | 0 | 0 | WT_off | 0 | 0 | 0 | 0 | 0 | 0
| Cumulative New Build Capacity | MARITIMES | HQ/Maritimes | Other | PseudoUnit | 0 | 0.01 | 0.02 | 17.41 | 500 | 500 | PseudoUnit | 0 | 0 | 0 | 0 | 0 | 0
| Cumulative New Build Capacity | MARITIMES | HQ/Maritimes | HQ/Maritimes | FixedInterchange | 0 | 0 | 0 | 0 | 0 | 0 | FixedInterchange | 0 | 0 | 0 | 0 | 0 | 0
Cumulative New Build Capacity
| Cumulative New Build Capacity |  |  |  | Cumulative New Build Capacity by Reporting Type: All | [6 empty] | Cumulative New Build Capacity by Reporting Type: All
| Cumulative New Build Capacity |  |  |  | ReportingType | 2015 | 2020 | 2025 | 2030 | 2035 | 2040 | ReportingType | 2015 | 2020 | 2025 | 2030 | 2035 | 2040
| Cumulative New Build Capacity | All | All | Other Renew | BM | 1251.01 | 1421.62 | 1960.28 | 3103.25 | 32547.49 | 55437.96 | BM | 1251 | 1420.83 | 1959.82 | 1972.17 | 22282.25 | 65429.98
| Cumulative New Build Capacity | All | All | CC | CC | 97206.95 | 141114.38 | 141116.54 | 141118.36 | 141118.85 | 141118.92 | CC | 108739.37 | 163599.46 | 163720.98 | 163867.36 | 163903.73 | 163936.52
| Cumulative New Build Capacity | All | All | Other Renew | CSP | 0 | 0 | 0 | 0 | 0 | 0 | CSP | 0 | 0 | 0 | 0 | 0 | 0
| Cumulative New Build Capacity | All | All | CT | CT | 6394.24 | 6799.4 | 6799.46 | 7385.74 | 10388.18 | 10388.23 | CT | 6393.79 | 6818.78 | 6818.78 | 7421.29 | 7577.96 | 7577.96
| Cumulative New Build Capacity | All | All | Coal | Coal | 10763.75 | 10763.82 | 10763.83 | 10763.84 | 10763.84 | 10763.85 | Coal | 10763.64 | 10763.64 | 10763.64 | 10763.64 | 10763.64 | 10763.64
| Cumulative New Build Capacity | All | All | Other Renew | Geo | 135.98 | 2211 | 6640 | 6640 | 6640 | 6640.01 | Geo | 136 | 2211 | 6640 | 6640 | 6640 | 6640
| Cumulative New Build Capacity | All | All | Hydro | H | 0 | 1198.77 | 3466.78 | 7137.31 | 8672.3 | 8672.41 | H | 0 | 1232.55 | 4425 | 5852.05 | 7697.24 | 7823.66
| Cumulative New Build Capacity | All | All | Other Renew | LFG | 192.01 | 2145.01 | 4355.02 | 5079.08 | 5079.09 | 5079.09 | LFG | 192 | 2145 | 4355 | 5078.5 | 5079 | 5079
| Cumulative New Build Capacity | All | All | Nuclear | Nuc | 2740.56 | 7270.57 | 18251.46 | 57270.57 | 107270.65 | 157270.65 | Nuc | 2740.56 | 7270.56 | 21495.47 | 57270.67 | 107270.67 | 157270.67
| Cumulative New Build Capacity | All | All | Other | PS | 0 | 0 | 0 | 0 | 0 | 0 | PS | 0 | 0 | 0 | 0 | 0 | 0
| Cumulative New Build Capacity | All | All | Other Renew | PV | 1246.01 | 3311.3 | 4212.15 | 4386.8 | 4400.24 | 4465.46 | PV | 1246 | 3314.37 | 4215.86 | 4390.71 | 4403.75 | 4608.64
| Cumulative New Build Capacity | All | All | CT | PeakG | 0 | 0 | 0 | 0 | 0 | 0 | PeakG | 0 | 0 | 0 | 0 | 0 | 0
| Cumulative New Build Capacity | All | All | CT | PeakO | 0 | 0 | 0 | 0 | 0 | 0 | PeakO | 0 | 0 | 0 | 0 | 0 | 0
| Cumulative New Build Capacity | All | All | Other Renew | ST | 760 | 1573.05 | 1800.77 | 1917.79 | 4849.62 | 5686.46 | ST | 760 | 1573.19 | 1800.87 | 1917.21 | 4849.84 | 5685.63
| Cumulative New Build Capacity | All | All | Steam O/G | STOG | 0 | 0 | 0 | 0 | 0 | 0 | STOG | 0 | 0 | 0 | 0 | 0 | 0
| Cumulative New Build Capacity | All | All | Other Renew | STWD | 0 | 0 | 0 | 0 | 0 | 0 | STWD | 0 | 0 | 0 | 0 | 0 | 0
| Cumulative New Build Capacity | All | All | On-shore Wind | WT | 25342.02 | 160317.86 | 341888.97 | 373940.06 | 402133.72 | 419907.85 | WT | 25342 | 125316.09 | 215552.39 | 340200.64 | 385890.8 | 397142.66
| Cumulative New Build Capacity | All | All | Coal | IGCC | 618.1 | 618.19 | 618.21 | 618.22 | 618.23 | 618.24 | IGCC | 618 | 618 | 618 | 618 | 618 | 618
| Cumulative New Build Capacity | All | All | DR | DemandResponse | 0 | 0 | 0 | 0 | 0 | 0 | DemandResponse | 0 | 0 | 0 | 0 | 0 | 0
| Cumulative New Build Capacity | All | All | Coal-CCS | IGCC-CCS | 0 | 0.14 | 0.24 | 0.35 | 0.6 | 0.64 | IGCC-CCS | 0 | 0 | 0 | 0 | 0 | 0
| Cumulative New Build Capacity | All | All | Off-shore Wind | WT_off | 469.01 | 469.09 | 1569.17 | 1569.25 | 1569.34 | 1569.4 | WT_off | 469 | 469 | 1569 | 1569 | 27465.55 | 36718.11
| Cumulative New Build Capacity | All | All | Other | PseudoUnit | 0 | 0.03 | 0.1 | 2536.95 | 5800 | 5800 | PseudoUnit | 0 | 0 | 0 | 0 | 0 | 0
| Cumulative New Build Capacity | All | All | HQ/Maritimes | FixedInterchange | 0 | 0 | 0 | 0 | 0 | 0 | FixedInterchange | 0 | 0 | 0 | 0 | 0 | 0
Cumulative New Build Capacity
| Cumulative New Build Capacity |  |  |  | Cumulative New Build Capacity by Reporting Type: EI_US | [6 empty] | Cumulative New Build Capacity by Reporting Type: EI_US
| Cumulative New Build Capacity |  |  |  | ReportingType | 2015 | 2020 | 2025 | 2030 | 2035 | 2040 | ReportingType | 2015 | 2020 | 2025 | 2030 | 2035 | 2040
| Cumulative New Build Capacity | EI_US | EI_US | Other Renew | BM | 741.12 | 911.72 | 1450.37 | 2593.32 | 27400.46 | 48742.35 | BM | 741.12 | 910.94 | 1449.93 | 1462.29 | 16966.38 | 57765.58
| Cumulative New Build Capacity | EI_US | EI_US | CC | CC | 73986.47 | 112339.25 | 112340.72 | 112342.27 | 112342.74 | 112342.79 | CC | 84634.77 | 133738.58 | 133860.09 | 134006.47 | 134042.85 | 134075.63
| Cumulative New Build Capacity | EI_US | EI_US | Other Renew | CSP | 0 | 0 | 0 | 0 | 0 | 0 | CSP | 0 | 0 | 0 | 0 | 0 | 0
| Cumulative New Build Capacity | EI_US | EI_US | CT | CT | 4324.07 | 4729.21 | 4729.25 | 5315.53 | 8317.95 | 8318 | CT | 4323.7 | 4748.68 | 4748.68 | 5351.19 | 5507.86 | 5507.86
| Cumulative New Build Capacity | EI_US | EI_US | Coal | Coal | 7858.74 | 7858.8 | 7858.81 | 7858.82 | 7858.83 | 7858.83 | Coal | 7858.64 | 7858.64 | 7858.64 | 7858.64 | 7858.64 | 7858.64
| Cumulative New Build Capacity | EI_US | EI_US | Other Renew | Geo | 0 | 0 | 0 | 0 | 0 | 0 | Geo | 0 | 0 | 0 | 0 | 0 | 0
| Cumulative New Build Capacity | EI_US | EI_US | Hydro | H | 0 | 503.76 | 1276.74 | 2237.24 | 3437.25 | 3437.33 | H | 0 | 537.55 | 2235 | 2238 | 3347 | 3438
| Cumulative New Build Capacity | EI_US | EI_US | Other Renew | LFG | 141.3 | 1205.85 | 2495.52 | 3219.08 | 3219.08 | 3219.08 | LFG | 141.4 | 1160.17 | 2686.02 | 3219 | 3219 | 3219
| Cumulative New Build Capacity | EI_US | EI_US | Nuclear | Nuc | 2740.56 | 7270.56 | 10364.84 | 30961.56 | 62564.1 | 100932.77 | Nuc | 2740.56 | 7270.56 | 13483.33 | 35699.53 | 62704.69 | 102962.61
| Cumulative New Build Capacity | EI_US | EI_US | Other | PS | 0 | 0 | 0 | 0 | 0 | 0 | PS | 0 | 0 | 0 | 0 | 0 | 0
| Cumulative New Build Capacity | EI_US | EI_US | Other Renew | PV | 57.71 | 2122.98 | 3023.82 | 3198.44 | 3211.86 | 3277.03 | PV | 57.74 | 2126.12 | 3027.61 | 3202.46 | 3215.49 | 3420.38
| Cumulative New Build Capacity | EI_US | EI_US | CT | PeakG | 0 | 0 | 0 | 0 | 0 | 0 | PeakG | 0 | 0 | 0 | 0 | 0 | 0
| Cumulative New Build Capacity | EI_US | EI_US | CT | PeakO | 0 | 0 | 0 | 0 | 0 | 0 | PeakO | 0 | 0 | 0 | 0 | 0 | 0
| Cumulative New Build Capacity | EI_US | EI_US | Other Renew | ST | 0 | 0 | 0 | 0 | 0 | 0 | ST | 0 | 0 | 0 | 0 | 0 | 0
| Cumulative New Build Capacity | EI_US | EI_US | Steam O/G | STOG | 0 | 0 | 0 | 0 | 0 | 0 | STOG | 0 | 0 | 0 | 0 | 0 | 0
| Cumulative New Build Capacity | EI_US | EI_US | Other Renew | STWD | 0 | 0 | 0 | 0 | 0 | 0 | STWD | 0 | 0 | 0 | 0 | 0 | 0
| Cumulative New Build Capacity | EI_US | EI_US | On-shore Wind | WT | 19786.41 | 135106.74 | 284057.5 | 294237.53 | 313755.4 | 320765.87 | WT | 19786.6 | 100238.38 | 157727.77 | 260499.1 | 297511.17 | 305184.96
| Cumulative New Build Capacity | EI_US | EI_US | Coal | IGCC | 618.09 | 618.17 | 618.18 | 618.19 | 618.21 | 618.22 | IGCC | 618 | 618 | 618 | 618 | 618 | 618
| Cumulative New Build Capacity | EI_US | EI_US | DR | DemandResponse | 0 | 0 | 0 | 0 | 0 | 0 | DemandResponse | 0 | 0 | 0 | 0 | 0 | 0
| Cumulative New Build Capacity | EI_US | EI_US | Coal-CCS | IGCC-CCS | 0 | 0.12 | 0.19 | 0.28 | 0.5 | 0.54 | IGCC-CCS | 0 | 0 | 0 | 0 | 0 | 0
| Cumulative New Build Capacity | EI_US | EI_US | Off-shore Wind | WT_off | 468.83 | 468.9 | 1568.96 | 1569.02 | 1569.09 | 1569.11 | WT_off | 469 | 469 | 1569 | 1569 | 27465.55 | 36718.11
| Cumulative New Build Capacity | EI_US | EI_US | Other | PseudoUnit | 0 | 0.03 | 0.09 | 2534.25 | 3300 | 3300 | PseudoUnit | 0 | 0 | 0 | 0 | 0 | 0
| Cumulative New Build Capacity | EI_US | EI_US | HQ/Maritimes | FixedInterchange | 0 | 0 | 0 | 0 | 0 | 0 | FixedInterchange | 0 | 0 | 0 | 0 | 0 | 0
Cumulative New Build Capacity
| Cumulative New Build Capacity |  |  |  | Cumulative New Build Capacity by Reporting Type: EI_Canada | [6 empty] | Cumulative New Build Capacity by Reporting Type: EI_Canada
| Cumulative New Build Capacity |  |  |  | ReportingType | 2015 | 2020 | 2025 | 2030 | 2035 | 2040 | ReportingType | 2015 | 2020 | 2025 | 2030 | 2035 | 2040
| Cumulative New Build Capacity | EI_Canada | EI_Canada | Other Renew | BM | 326.33 | 326.33 | 326.33 | 326.33 | 326.33 | 326.33 | BM | 326.33 | 326.33 | 326.33 | 326.33 | 326.33 | 326.33
| Cumulative New Build Capacity | EI_Canada | EI_Canada | CC | CC | 1263.04 | 1263.06 | 1263.09 | 1263.11 | 1263.12 | 1263.12 | CC | 1263 | 1263 | 1263 | 1263 | 1263 | 1263
| Cumulative New Build Capacity | EI_Canada | EI_Canada | Other Renew | CSP | 0 | 0 | 0 | 0 | 0 | 0 | CSP | 0 | 0 | 0 | 0 | 0 | 0
| Cumulative New Build Capacity | EI_Canada | EI_Canada | CT | CT | 368.03 | 368.03 | 368.03 | 368.04 | 368.04 | 368.04 | CT | 368 | 368 | 368 | 368 | 368 | 368
| Cumulative New Build Capacity | EI_Canada | EI_Canada | Coal | Coal | 0 | 0 | 0 | 0 | 0 | 0 | Coal | 0 | 0 | 0 | 0 | 0 | 0
| Cumulative New Build Capacity | EI_Canada | EI_Canada | Other Renew | Geo | 0 | 0 | 0 | 0 | 0 | 0 | Geo | 0 | 0 | 0 | 0 | 0 | 0
| Cumulative New Build Capacity | EI_Canada | EI_Canada | Hydro | H | 0 | 695 | 2190.01 | 4900 | 4900 | 4900 | H | 0 | 695 | 2190 | 3614.04 | 4015.24 | 4050.66
| Cumulative New Build Capacity | EI_Canada | EI_Canada | Other Renew | LFG | 14.5 | 14.5 | 14.5 | 15 | 15 | 15 | LFG | 14.5 | 14.5 | 14.5 | 14.5 | 15 | 15
| Cumulative New Build Capacity | EI_Canada | EI_Canada | Nuclear | Nuc | 0 | 0 | 0.01 | 0.01 | 0.01 | 0.02 | Nuc | 0 | 0 | 0 | 0 | 0 | 0
| Cumulative New Build Capacity | EI_Canada | EI_Canada | Other | PS | 0 | 0 | 0 | 0 | 0 | 0 | PS | 0 | 0 | 0 | 0 | 0 | 0
| Cumulative New Build Capacity | EI_Canada | EI_Canada | Other Renew | PV | 1067.26 | 1067.26 | 1067.26 | 1067.26 | 1067.26 | 1067.26 | PV | 1067.26 | 1067.26 | 1067.26 | 1067.26 | 1067.26 | 1067.26
| Cumulative New Build Capacity | EI_Canada | EI_Canada | CT | PeakG | 0 | 0 | 0 | 0 | 0 | 0 | PeakG | 0 | 0 | 0 | 0 | 0 | 0
| Cumulative New Build Capacity | EI_Canada | EI_Canada | CT | PeakO | 0 | 0 | 0 | 0 | 0 | 0 | PeakO | 0 | 0 | 0 | 0 | 0 | 0
| Cumulative New Build Capacity | EI_Canada | EI_Canada | Other Renew | ST | 0 | 0 | 0 | 0 | 0 | 0 | ST | 0 | 0 | 0 | 0 | 0 | 0
| Cumulative New Build Capacity | EI_Canada | EI_Canada | Steam O/G | STOG | 0 | 0 | 0 | 0 | 0 | 0 | STOG | 0 | 0 | 0 | 0 | 0 | 0
| Cumulative New Build Capacity | EI_Canada | EI_Canada | Other Renew | STWD | 0 | 0 | 0 | 0 | 0 | 0 | STWD | 0 | 0 | 0 | 0 | 0 | 0
| Cumulative New Build Capacity | EI_Canada | EI_Canada | On-shore Wind | WT | 2408.3 | 2408.3 | 2408.3 | 2408.3 | 2408.31 | 9590.04 | WT | 2408.3 | 2408.3 | 2408.3 | 2408.3 | 2408.3 | 2408.3
| Cumulative New Build Capacity | EI_Canada | EI_Canada | Coal | IGCC | 0 | 0 | 0 | 0 | 0 | 0 | IGCC | 0 | 0 | 0 | 0 | 0 | 0
| Cumulative New Build Capacity | EI_Canada | EI_Canada | DR | DemandResponse | 0 | 0 | 0 | 0 | 0 | 0 | DemandResponse | 0 | 0 | 0 | 0 | 0 | 0
| Cumulative New Build Capacity | EI_Canada | EI_Canada | Coal-CCS | IGCC-CCS | 0 | 0 | 0 | 0 | 0 | 0 | IGCC-CCS | 0 | 0 | 0 | 0 | 0 | 0
| Cumulative New Build Capacity | EI_Canada | EI_Canada | Off-shore Wind | WT_off | 0.03 | 0.04 | 0.04 | 0.04 | 0.06 | 0.08 | WT_off | 0 | 0 | 0 | 0 | 0 | 0
| Cumulative New Build Capacity | EI_Canada | EI_Canada | Other | PseudoUnit | 0 | 0 | 0.01 | 2.69 | 2500 | 2500 | PseudoUnit | 0 | 0 | 0 | 0 | 0 | 0
| Cumulative New Build Capacity | EI_Canada | EI_Canada | HQ/Maritimes | FixedInterchange | 0 | 0 | 0 | 0 | 0 | 0 | FixedInterchange | 0 | 0 | 0 | 0 | 0 | 0
Cumulative New Build Capacity
| Cumulative New Build Capacity |  |  |  | Cumulative New Build Capacity by Reporting Type: EI | [6 empty] | Cumulative New Build Capacity by Reporting Type: EI
| Cumulative New Build Capacity |  |  |  | ReportingType | 2015 | 2020 | 2025 | 2030 | 2035 | 2040 | ReportingType | 2015 | 2020 | 2025 | 2030 | 2035 | 2040
| Cumulative New Build Capacity | EI | EI | Other Renew | BM | 1067.45 | 1238.06 | 1776.7 | 2919.66 | 27726.8 | 49068.68 | BM | 1067.45 | 1237.28 | 1776.27 | 1788.62 | 17292.72 | 58091.92
| Cumulative New Build Capacity | EI | EI | CC | CC | 75249.51 | 113602.31 | 113603.82 | 113605.38 | 113605.86 | 113605.91 | CC | 85897.77 | 135001.58 | 135123.09 | 135269.47 | 135305.85 | 135338.63
| Cumulative New Build Capacity | EI | EI | Other Renew | CSP | 0 | 0 | 0 | 0 | 0 | 0 | CSP | 0 | 0 | 0 | 0 | 0 | 0
| Cumulative New Build Capacity | EI | EI | CT | CT | 4692.11 | 5097.25 | 5097.29 | 5683.56 | 8685.99 | 8686.04 | CT | 4691.7 | 5116.68 | 5116.68 | 5719.19 | 5875.86 | 5875.86
| Cumulative New Build Capacity | EI | EI | Coal | Coal | 7858.74 | 7858.8 | 7858.81 | 7858.82 | 7858.83 | 7858.83 | Coal | 7858.64 | 7858.64 | 7858.64 | 7858.64 | 7858.64 | 7858.64
| Cumulative New Build Capacity | EI | EI | Other Renew | Geo | 0 | 0 | 0 | 0 | 0 | 0 | Geo | 0 | 0 | 0 | 0 | 0 | 0
| Cumulative New Build Capacity | EI | EI | Hydro | H | 0 | 1198.76 | 3466.75 | 7137.24 | 8337.25 | 8337.33 | H | 0 | 1232.55 | 4425 | 5852.05 | 7362.24 | 7488.66
| Cumulative New Build Capacity | EI | EI | Other Renew | LFG | 155.8 | 1220.35 | 2510.02 | 3234.08 | 3234.08 | 3234.08 | LFG | 155.9 | 1174.67 | 2700.52 | 3233.5 | 3234 | 3234
| Cumulative New Build Capacity | EI | EI | Nuclear | Nuc | 2740.56 | 7270.56 | 10364.85 | 30961.57 | 62564.11 | 100932.78 | Nuc | 2740.56 | 7270.56 | 13483.33 | 35699.53 | 62704.69 | 102962.61
| Cumulative New Build Capacity | EI | EI | Other | PS | 0 | 0 | 0 | 0 | 0 | 0 | PS | 0 | 0 | 0 | 0 | 0 | 0
| Cumulative New Build Capacity | EI | EI | Other Renew | PV | 1124.97 | 3190.24 | 4091.07 | 4265.7 | 4279.12 | 4344.28 | PV | 1125 | 3193.37 | 4094.86 | 4269.71 | 4282.75 | 4487.63
| Cumulative New Build Capacity | EI | EI | CT | PeakG | 0 | 0 | 0 | 0 | 0 | 0 | PeakG | 0 | 0 | 0 | 0 | 0 | 0
| Cumulative New Build Capacity | EI | EI | CT | PeakO | 0 | 0 | 0 | 0 | 0 | 0 | PeakO | 0 | 0 | 0 | 0 | 0 | 0
| Cumulative New Build Capacity | EI | EI | Other Renew | ST | 0 | 0 | 0 | 0 | 0 | 0 | ST | 0 | 0 | 0 | 0 | 0 | 0
| Cumulative New Build Capacity | EI | EI | Steam O/G | STOG | 0 | 0 | 0 | 0 | 0 | 0 | STOG | 0 | 0 | 0 | 0 | 0 | 0
| Cumulative New Build Capacity | EI | EI | Other Renew | STWD | 0 | 0 | 0 | 0 | 0 | 0 | STWD | 0 | 0 | 0 | 0 | 0 | 0
| Cumulative New Build Capacity | EI | EI | On-shore Wind | WT | 22194.71 | 137515.04 | 286465.81 | 296645.83 | 316163.71 | 330355.91 | WT | 22194.9 | 102646.68 | 160136.07 | 262907.4 | 299919.47 | 307593.26
| Cumulative New Build Capacity | EI | EI | Coal | IGCC | 618.09 | 618.17 | 618.18 | 618.19 | 618.21 | 618.22 | IGCC | 618 | 618 | 618 | 618 | 618 | 618
| Cumulative New Build Capacity | EI | EI | DR | DemandResponse | 0 | 0 | 0 | 0 | 0 | 0 | DemandResponse | 0 | 0 | 0 | 0 | 0 | 0
| Cumulative New Build Capacity | EI | EI | Coal-CCS | IGCC-CCS | 0 | 0.12 | 0.19 | 0.28 | 0.5 | 0.54 | IGCC-CCS | 0 | 0 | 0 | 0 | 0 | 0
| Cumulative New Build Capacity | EI | EI | Off-shore Wind | WT_off | 468.86 | 468.94 | 1569 | 1569.07 | 1569.15 | 1569.19 | WT_off | 469 | 469 | 1569 | 1569 | 27465.55 | 36718.11
| Cumulative New Build Capacity | EI | EI | Other | PseudoUnit | 0 | 0.03 | 0.1 | 2536.95 | 5800 | 5800 | PseudoUnit | 0 | 0 | 0 | 0 | 0 | 0
| Cumulative New Build Capacity | EI | EI | HQ/Maritimes | FixedInterchange | 0 | 0 | 0 | 0 | 0 | 0 | FixedInterchange | 0 | 0 | 0 | 0 | 0 | 0
Cumulative New Build Capacity
| Cumulative New Build Capacity |  |  |  | Cumulative New Build Capacity by Reporting Type: Outside_EI | [6 empty] | Cumulative New Build Capacity by Reporting Type: Outside_EI
| Cumulative New Build Capacity |  |  |  | ReportingType | 2015 | 2020 | 2025 | 2030 | 2035 | 2040 | ReportingType | 2015 | 2020 | 2025 | 2030 | 2035 | 2040
| Cumulative New Build Capacity | Outside_EI | Outside_EI | Other Renew | BM | 183.55 | 183.57 | 183.58 | 183.59 | 4820.69 | 6369.28 | BM | 183.55 | 183.55 | 183.55 | 183.55 | 4989.54 | 7338.06
| Cumulative New Build Capacity | Outside_EI | Outside_EI | CC | CC | 21957.44 | 27512.07 | 27512.72 | 27512.98 | 27513 | 27513.01 | CC | 22841.6 | 28597.88 | 28597.89 | 28597.89 | 28597.89 | 28597.89
| Cumulative New Build Capacity | Outside_EI | Outside_EI | Other Renew | CSP | 0 | 0 | 0 | 0 | 0 | 0 | CSP | 0 | 0 | 0 | 0 | 0 | 0
| Cumulative New Build Capacity | Outside_EI | Outside_EI | CT | CT | 1702.13 | 1702.15 | 1702.17 | 1702.18 | 1702.18 | 1702.2 | CT | 1702.1 | 1702.1 | 1702.1 | 1702.1 | 1702.1 | 1702.1
| Cumulative New Build Capacity | Outside_EI | Outside_EI | Coal | Coal | 2905.01 | 2905.02 | 2905.02 | 2905.02 | 2905.02 | 2905.02 | Coal | 2905 | 2905 | 2905 | 2905 | 2905 | 2905
| Cumulative New Build Capacity | Outside_EI | Outside_EI | Other Renew | Geo | 135.98 | 2211 | 6640 | 6640 | 6640 | 6640.01 | Geo | 136 | 2211 | 6640 | 6640 | 6640 | 6640
| Cumulative New Build Capacity | Outside_EI | Outside_EI | Hydro | H | 0 | 0.01 | 0.03 | 0.07 | 335.05 | 335.08 | H | 0 | 0 | 0 | 0 | 335 | 335
| Cumulative New Build Capacity | Outside_EI | Outside_EI | Other Renew | LFG | 36.21 | 924.66 | 1845 | 1845.01 | 1845.01 | 1845.01 | LFG | 36.1 | 970.33 | 1654.48 | 1845 | 1845 | 1845
| Cumulative New Build Capacity | Outside_EI | Outside_EI | Nuclear | Nuc | 0 | 0 | 7886.61 | 26308.99 | 44706.54 | 56337.87 | Nuc | 0 | 0 | 8012.14 | 21571.14 | 44565.97 | 54308.05
| Cumulative New Build Capacity | Outside_EI | Outside_EI | Other | PS | 0 | 0 | 0 | 0 | 0 | 0 | PS | 0 | 0 | 0 | 0 | 0 | 0
| Cumulative New Build Capacity | Outside_EI | Outside_EI | Other Renew | PV | 121.05 | 121.06 | 121.08 | 121.1 | 121.12 | 121.18 | PV | 121 | 121 | 121 | 121 | 121 | 121
| Cumulative New Build Capacity | Outside_EI | Outside_EI | CT | PeakG | 0 | 0 | 0 | 0 | 0 | 0 | PeakG | 0 | 0 | 0 | 0 | 0 | 0
| Cumulative New Build Capacity | Outside_EI | Outside_EI | CT | PeakO | 0 | 0 | 0 | 0 | 0 | 0 | PeakO | 0 | 0 | 0 | 0 | 0 | 0
| Cumulative New Build Capacity | Outside_EI | Outside_EI | Other Renew | ST | 760 | 1573.05 | 1800.77 | 1917.79 | 4849.62 | 5686.46 | ST | 760 | 1573.19 | 1800.87 | 1917.21 | 4849.84 | 5685.63
| Cumulative New Build Capacity | Outside_EI | Outside_EI | Steam O/G | STOG | 0 | 0 | 0 | 0 | 0 | 0 | STOG | 0 | 0 | 0 | 0 | 0 | 0
| Cumulative New Build Capacity | Outside_EI | Outside_EI | Other Renew | STWD | 0 | 0 | 0 | 0 | 0 | 0 | STWD | 0 | 0 | 0 | 0 | 0 | 0
| Cumulative New Build Capacity | Outside_EI | Outside_EI | On-shore Wind | WT | 3147.31 | 22802.83 | 55423.17 | 77294.23 | 85970.01 | 89551.94 | WT | 3147.1 | 22669.41 | 55416.32 | 77293.24 | 85971.33 | 89549.4
| Cumulative New Build Capacity | Outside_EI | Outside_EI | Coal | IGCC | 0.01 | 0.02 | 0.02 | 0.02 | 0.03 | 0.03 | IGCC | 0 | 0 | 0 | 0 | 0 | 0
| Cumulative New Build Capacity | Outside_EI | Outside_EI | DR | DemandResponse | 0 | 0 | 0 | 0 | 0 | 0 | DemandResponse | 0 | 0 | 0 | 0 | 0 | 0
| Cumulative New Build Capacity | Outside_EI | Outside_EI | Coal-CCS | IGCC-CCS | 0 | 0.02 | 0.05 | 0.06 | 0.1 | 0.1 | IGCC-CCS | 0 | 0 | 0 | 0 | 0 | 0
| Cumulative New Build Capacity | Outside_EI | Outside_EI | Off-shore Wind | WT_off | 0.15 | 0.16 | 0.17 | 0.18 | 0.19 | 0.21 | WT_off | 0 | 0 | 0 | 0 | 0 | 0
| Cumulative New Build Capacity | Outside_EI | Outside_EI | Other | PseudoUnit | 0 | 0 | 0 | 0 | 0 | 0 | PseudoUnit | 0 | 0 | 0 | 0 | 0 | 0
| Cumulative New Build Capacity | Outside_EI | Outside_EI | HQ/Maritimes | FixedInterchange | 0 | 0 | 0 | 0 | 0 | 0 | FixedInterchange | 0 | 0 | 0 | 0 | 0 | 0
#3 |  |  |  |  | #3 | 0.15: Retirements of Capacity (MW) | #3 | Retirements of Capacity (MW)
[5 empty] | Retirements of Capacity by Reporting Type: Entergy | [6 empty] | Retirements of Capacity by Reporting Type: Entergy
[5 empty] | ReportingType | 2015 | 2020 | 2025 | 2030 | 2035 | 2040 | ReportingType | 2015 | 2020 | 2025 | 2030 | 2035 | 2040
| Retirements of Capacity | ENT | Southwest | Other Renew | BM | 0 | 0 | 0 | 0 | 0 | 0 | BM | 0 | 0 | 0 | 0 | 0 | 0
| Retirements of Capacity | ENT | Southwest | CC | CC | 0 | 0 | 0.01 | 0.04 | 587.2 | 3567.27 | CC | 0 | 0 | 165.52 | 43.48 | 5420.22 | 4250.12
| Retirements of Capacity | ENT | Southwest | Other Renew | CSP | 0 | 0 | 0 | 0 | 0 | 0 | CSP | 0 | 0 | 0 | 0 | 0 | 0
| Retirements of Capacity | ENT | Southwest | CT | CT | 0 | 0 | 0 | 0 | 0 | 0.01 | CT | 0 | 0 | 0 | 0 | 0 | 0
| Retirements of Capacity | ENT | Southwest | Coal | Coal | 952.79 | 4452.77 | 1856.1 | 1046.59 | 0.12 | 0.07 | Coal | 1532.86 | 6776.02 | 0.02 | 0 | 0 | 0
| Retirements of Capacity | ENT | Southwest | Other Renew | Geo | 0 | 0 | 0 | 0 | 0 | 0 | Geo | 0 | 0 | 0 | 0 | 0 | 0
| Retirements of Capacity | ENT | Southwest | Hydro | H | 0 | 0 | 0 | 0 | 0 | 0 | H | 0 | 0 | 0 | 0 | 0 | 0
| Retirements of Capacity | ENT | Southwest | Other Renew | LFG | 0 | 0 | 0 | 0 | 0 | 0 | LFG | 0 | 0 | 0 | 0 | 0 | 0
| Retirements of Capacity | ENT | Southwest | Nuclear | Nuc | 0 | 0 | 0 | 0 | 842 | 997 | Nuc | 0 | 0 | 0 | 0 | 842 | 997
| Retirements of Capacity | ENT | Southwest | Other | PS | 0 | 0 | 0 | 0 | 0 | 0 | PS | 0 | 0 | 0 | 0 | 0 | 0
| Retirements of Capacity | ENT | Southwest | Other Renew | PV | 0 | 0 | 0 | 0 | 0 | 0 | PV | 0 | 0 | 0 | 0 | 0 | 0
| Retirements of Capacity | ENT | Southwest | CT | PeakG | 0 | 0 | 0 | 0.04 | 0.04 | 0.03 | PeakG | 0 | 0 | 0 | 2164.35 | 122.19 | 0
| Retirements of Capacity | ENT | Southwest | CT | PeakO | 0 | 0 | 0 | 0.01 | 173.06 | 0.06 | PeakO | 0 | 0 | 173.99 | 0 | 0 | 0
| Retirements of Capacity | ENT | Southwest | Other Renew | ST | 0 | 0 | 0 | 0 | 0 | 0 | ST | 0 | 0 | 0 | 0 | 0 | 0
| Retirements of Capacity | ENT | Southwest | Steam O/G | STOG | 12513.07 | 0 | 0.01 | 1148.78 | 1202.89 | 0.02 | STOG | 13386.24 | 0 | 1478.76 | 0 | 0 | 0
| Retirements of Capacity | ENT | Southwest | Other Renew | STWD | 0 | 0 | 0 | 0 | 0 | 0 | STWD | 0 | 0 | 0 | 0 | 0 | 0
| Retirements of Capacity | ENT | Southwest | On-shore Wind | WT | 0 | 0 | 0 | 0 | 0 | 0 | WT | 0 | 0 | 0 | 0 | 0 | 0
| Retirements of Capacity | ENT | Southwest | Coal | IGCC | 0 | 0 | 0 | 0 | 0 | 0 | IGCC | 0 | 0 | 0 | 0 | 0 | 0
| Retirements of Capacity | ENT | Southwest | DR | DemandResponse | 0 | 0 | 0 | 0 | 0 | 0 | DemandResponse | 0 | 0 | 0 | 0 | 0 | 0
| Retirements of Capacity | ENT | Southwest | Coal-CCS | IGCC-CCS | 0 | 0 | 0 | 0 | 0 | 0 | IGCC-CCS | 0 | 0 | 0 | 0 | 0 | 0
| Retirements of Capacity | ENT | Southwest | Off-shore Wind | WT_off | 0 | 0 | 0 | 0 | 0 | 0 | WT_off | 0 | 0 | 0 | 0 | 0 | 0
| Retirements of Capacity | ENT | Southwest | Other | PseudoUnit | 0 | 0 | 0 | 0 | 0 | 0 | PseudoUnit | 0 | 0 | 0 | 0 | 0 | 0
| Retirements of Capacity | ENT | Southwest | HQ/Maritimes | FixedInterchange | 0 | 0 | 0 | 0 | 0 | 0 | FixedInterchange | 0 | 0 | 0 | 0 | 0 | 0
Retirements of Capacity
| Retirements of Capacity |  |  |  | Retirements of Capacity by Reporting Type: FRCC | [6 empty] | Retirements of Capacity by Reporting Type: FRCC
| Retirements of Capacity |  |  |  | ReportingType | 2015 | 2020 | 2025 | 2030 | 2035 | 2040 | ReportingType | 2015 | 2020 | 2025 | 2030 | 2035 | 2040
| Retirements of Capacity | FRCC | South | Other Renew | BM | 0 | 0 | 0 | 0 | 0 | 0 | BM | 0 | 0 | 0 | 0 | 0 | 0
| Retirements of Capacity | FRCC | South | CC | CC | 0 | 0 | 0 | 7333.63 | 5930.05 | 708.37 | CC | 0 | 0 | 0 | 9483.84 | 5533.22 | 46.86
| Retirements of Capacity | FRCC | South | Other Renew | CSP | 0 | 0 | 0 | 0 | 0 | 0 | CSP | 0 | 0 | 0 | 0 | 0 | 0
| Retirements of Capacity | FRCC | South | CT | CT | 0 | 0 | 0 | 0.07 | 2479.84 | 0 | CT | 0 | 0 | 0 | 0 | 2480 | 0
| Retirements of Capacity | FRCC | South | Coal | Coal | 7104.15 | 1104.01 | 1251.59 | 0.16 | 0.03 | 0.03 | Coal | 6508.65 | 1104 | 152.73 | 0 | 0 | 0
| Retirements of Capacity | FRCC | South | Other Renew | Geo | 0 | 0 | 0 | 0 | 0 | 0 | Geo | 0 | 0 | 0 | 0 | 0 | 0
| Retirements of Capacity | FRCC | South | Hydro | H | 0 | 0 | 0 | 0 | 0 | 0 | H | 0 | 0 | 0 | 0 | 0 | 0
| Retirements of Capacity | FRCC | South | Other Renew | LFG | 0 | 0 | 0 | 0 | 0 | 0 | LFG | 0 | 0 | 0 | 0 | 0 | 0
| Retirements of Capacity | FRCC | South | Nuclear | Nuc | 0 | 0 | 0 | 0 | 1615.33 | 1677 | Nuc | 0 | 0 | 0 | 0 | 1615.33 | 1677
| Retirements of Capacity | FRCC | South | Other | PS | 0 | 0 | 0 | 0 | 0 | 0 | PS | 0 | 0 | 0 | 0 | 0 | 0
| Retirements of Capacity | FRCC | South | Other Renew | PV | 0 | 0 | 0 | 0 | 0 | 0 | PV | 0 | 0 | 0 | 0 | 0 | 0
| Retirements of Capacity | FRCC | South | CT | PeakG | 0 | 0 | 0 | 2519.28 | 0.01 | 0.01 | PeakG | 0 | 0 | 0 | 1872.52 | 0 | 0
| Retirements of Capacity | FRCC | South | CT | PeakO | 0.01 | 0.01 | 0.02 | 2282.61 | 0.01 | 0.01 | PeakO | 0 | 0 | 1423.97 | 859.02 | 0 | 0
| Retirements of Capacity | FRCC | South | Other Renew | ST | 0 | 0 | 0 | 0 | 0 | 0 | ST | 0 | 0 | 0 | 0 | 0 | 0
| Retirements of Capacity | FRCC | South | Steam O/G | STOG | 9685 | 0 | 147.74 | 0.13 | 0 | 0 | STOG | 9832.99 | 0 | 0.01 | 0 | 0 | 0
| Retirements of Capacity | FRCC | South | Other Renew | STWD | 0 | 0 | 0 | 0 | 0 | 0 | STWD | 0 | 0 | 0 | 0 | 0 | 0
| Retirements of Capacity | FRCC | South | On-shore Wind | WT | 0 | 0 | 0 | 0 | 0 | 0 | WT | 0 | 0 | 0 | 0 | 0 | 0
| Retirements of Capacity | FRCC | South | Coal | IGCC | 0 | 0 | 0 | 0 | 0 | 0 | IGCC | 0 | 0 | 0 | 0 | 0 | 0
| Retirements of Capacity | FRCC | South | DR | DemandResponse | 0 | 0 | 0 | 0 | 0 | 0 | DemandResponse | 0 | 0 | 0 | 0 | 0 | 0
| Retirements of Capacity | FRCC | South | Coal-CCS | IGCC-CCS | 0 | 0 | 0 | 0 | 0 | 0 | IGCC-CCS | 0 | 0 | 0 | 0 | 0 | 0
| Retirements of Capacity | FRCC | South | Off-shore Wind | WT_off | 0 | 0 | 0 | 0 | 0 | 0 | WT_off | 0 | 0 | 0 | 0 | 0 | 0
| Retirements of Capacity | FRCC | South | Other | PseudoUnit | 0 | 0 | 0 | 0 | 0 | 0 | PseudoUnit | 0 | 0 | 0 | 0 | 0 | 0
| Retirements of Capacity | FRCC | South | HQ/Maritimes | FixedInterchange | 0 | 0 | 0 | 0 | 0 | 0 | FixedInterchange | 0 | 0 | 0 | 0 | 0 | 0
Retirements of Capacity
| Retirements of Capacity |  |  |  | Retirements of Capacity by Reporting Type: MAPP_US | [6 empty] | Retirements of Capacity by Reporting Type: MAPP_US
| Retirements of Capacity |  |  |  | ReportingType | 2015 | 2020 | 2025 | 2030 | 2035 | 2040 | ReportingType | 2015 | 2020 | 2025 | 2030 | 2035 | 2040
| Retirements of Capacity | MAPP_US | Midwest | Other Renew | BM | 0 | 0 | 0 | 0 | 0 | 0 | BM | 0 | 0 | 0 | 0 | 0 | 0
| Retirements of Capacity | MAPP_US | Midwest | CC | CC | 0 | 0 | 0 | 0 | 0 | 0 | CC | 0 | 0 | 0 | 0 | 0 | 0
| Retirements of Capacity | MAPP_US | Midwest | Other Renew | CSP | 0 | 0 | 0 | 0 | 0 | 0 | CSP | 0 | 0 | 0 | 0 | 0 | 0
| Retirements of Capacity | MAPP_US | Midwest | CT | CT | 0 | 0 | 0 | 0 | 0 | 0 | CT | 0 | 0 | 0 | 0 | 0 | 0
| Retirements of Capacity | MAPP_US | Midwest | Coal | Coal | 1925.23 | 470.96 | 697.81 | 0.02 | 0.02 | 0.02 | Coal | 1891.43 | 471 | 406.53 | 158.47 | 0 | 0
| Retirements of Capacity | MAPP_US | Midwest | Other Renew | Geo | 0 | 0 | 0 | 0 | 0 | 0 | Geo | 0 | 0 | 0 | 0 | 0 | 0
| Retirements of Capacity | MAPP_US | Midwest | Hydro | H | 0 | 0 | 0 | 0 | 0 | 0 | H | 0 | 0 | 0 | 0 | 0 | 0
| Retirements of Capacity | MAPP_US | Midwest | Other Renew | LFG | 0 | 0 | 0 | 0 | 0 | 0 | LFG | 0 | 0 | 0 | 0 | 0 | 0
| Retirements of Capacity | MAPP_US | Midwest | Nuclear | Nuc | 0 | 0 | 0 | 0 | 0 | 0 | Nuc | 0 | 0 | 0 | 0 | 0 | 0
| Retirements of Capacity | MAPP_US | Midwest | Other | PS | 0 | 0 | 0 | 0 | 0 | 0 | PS | 0 | 0 | 0 | 0 | 0 | 0
| Retirements of Capacity | MAPP_US | Midwest | Other Renew | PV | 0 | 0 | 0 | 0 | 0 | 0 | PV | 0 | 0 | 0 | 0 | 0 | 0
| Retirements of Capacity | MAPP_US | Midwest | CT | PeakG | 0 | 0 | 0 | 0 | 0 | 0 | PeakG | 0 | 0 | 0 | 0 | 0 | 0
| Retirements of Capacity | MAPP_US | Midwest | CT | PeakO | 0.01 | 0 | 0 | 0 | 0 | 0 | PeakO | 0 | 0 | 0 | 0 | 0 | 0
| Retirements of Capacity | MAPP_US | Midwest | Other Renew | ST | 0 | 0 | 0 | 0 | 0 | 0 | ST | 0 | 0 | 0 | 0 | 0 | 0
| Retirements of Capacity | MAPP_US | Midwest | Steam O/G | STOG | 0.13 | 0 | 0 | 0 | 0 | 0 | STOG | 35.54 | 0 | 0 | 0 | 0 | 0
| Retirements of Capacity | MAPP_US | Midwest | Other Renew | STWD | 0 | 0 | 0 | 0 | 0 | 0 | STWD | 0 | 0 | 0 | 0 | 0 | 0
| Retirements of Capacity | MAPP_US | Midwest | On-shore Wind | WT | 0 | 0 | 0 | 0 | 0 | 0 | WT | 0 | 0 | 0 | 0 | 0 | 0
| Retirements of Capacity | MAPP_US | Midwest | Coal | IGCC | 0 | 0 | 0 | 0 | 0 | 0 | IGCC | 0 | 0 | 0 | 0 | 0 | 0
| Retirements of Capacity | MAPP_US | Midwest | DR | DemandResponse | 0 | 0 | 0 | 0 | 0 | 0 | DemandResponse | 0 | 0 | 0 | 0 | 0 | 0
| Retirements of Capacity | MAPP_US | Midwest | Coal-CCS | IGCC-CCS | 0 | 0 | 0 | 0 | 0 | 0 | IGCC-CCS | 0 | 0 | 0 | 0 | 0 | 0
| Retirements of Capacity | MAPP_US | Midwest | Off-shore Wind | WT_off | 0 | 0 | 0 | 0 | 0 | 0 | WT_off | 0 | 0 | 0 | 0 | 0 | 0
| Retirements of Capacity | MAPP_US | Midwest | Other | PseudoUnit | 0 | 0 | 0 | 0 | 0 | 0 | PseudoUnit | 0 | 0 | 0 | 0 | 0 | 0
| Retirements of Capacity | MAPP_US | Midwest | HQ/Maritimes | FixedInterchange | 0 | 0 | 0 | 0 | 0 | 0 | FixedInterchange | 0 | 0 | 0 | 0 | 0 | 0
Retirements of Capacity
| Retirements of Capacity |  |  |  | Retirements of Capacity by Reporting Type: MISO_IN | [6 empty] | Retirements of Capacity by Reporting Type: MISO_IN
| Retirements of Capacity |  |  |  | ReportingType | 2015 | 2020 | 2025 | 2030 | 2035 | 2040 | ReportingType | 2015 | 2020 | 2025 | 2030 | 2035 | 2040
| Retirements of Capacity | MISO_IN | Midwest | Other Renew | BM | 0 | 0 | 0 | 0 | 0 | 0 | BM | 0 | 0 | 0 | 0 | 0 | 0
| Retirements of Capacity | MISO_IN | Midwest | CC | CC | 0 | 0 | 0 | 0 | 0 | 0.01 | CC | 0 | 0 | 0 | 0 | 0 | 0
| Retirements of Capacity | MISO_IN | Midwest | Other Renew | CSP | 0 | 0 | 0 | 0 | 0 | 0 | CSP | 0 | 0 | 0 | 0 | 0 | 0
| Retirements of Capacity | MISO_IN | Midwest | CT | CT | 0 | 0 | 0 | 0 | 0 | 0 | CT | 0 | 0 | 0 | 0 | 0 | 0
| Retirements of Capacity | MISO_IN | Midwest | Coal | Coal | 5485.07 | 1803.2 | 3823.64 | 0.04 | 0.1 | 0.25 | Coal | 5937.63 | 2275.99 | 350.63 | 2848.61 | 0 | 0
| Retirements of Capacity | MISO_IN | Midwest | Other Renew | Geo | 0 | 0 | 0 | 0 | 0 | 0 | Geo | 0 | 0 | 0 | 0 | 0 | 0
| Retirements of Capacity | MISO_IN | Midwest | Hydro | H | 0 | 0 | 0 | 0 | 0 | 0 | H | 0 | 0 | 0 | 0 | 0 | 0
| Retirements of Capacity | MISO_IN | Midwest | Other Renew | LFG | 0 | 0 | 0 | 0 | 0 | 0 | LFG | 0 | 0 | 0 | 0 | 0 | 0
| Retirements of Capacity | MISO_IN | Midwest | Nuclear | Nuc | 0 | 0 | 0 | 0 | 0 | 0 | Nuc | 0 | 0 | 0 | 0 | 0 | 0
| Retirements of Capacity | MISO_IN | Midwest | Other | PS | 0 | 0 | 0 | 0 | 0 | 0 | PS | 0 | 0 | 0 | 0 | 0 | 0
| Retirements of Capacity | MISO_IN | Midwest | Other Renew | PV | 0 | 0 | 0 | 0 | 0 | 0 | PV | 0 | 0 | 0 | 0 | 0 | 0
| Retirements of Capacity | MISO_IN | Midwest | CT | PeakG | 0 | 0 | 0 | 0 | 0 | 0 | PeakG | 0 | 0 | 0 | 0 | 0 | 0
| Retirements of Capacity | MISO_IN | Midwest | CT | PeakO | 0 | 0 | 0 | 0 | 0 | 0 | PeakO | 0 | 0 | 0 | 0 | 0 | 0
| Retirements of Capacity | MISO_IN | Midwest | Other Renew | ST | 0 | 0 | 0 | 0 | 0 | 0 | ST | 0 | 0 | 0 | 0 | 0 | 0
| Retirements of Capacity | MISO_IN | Midwest | Steam O/G | STOG | 0 | 0 | 0 | 0 | 0 | 0.01 | STOG | 0 | 0 | 0 | 0 | 0 | 13.42
| Retirements of Capacity | MISO_IN | Midwest | Other Renew | STWD | 0 | 0 | 0 | 0 | 0 | 0 | STWD | 0 | 0 | 0 | 0 | 0 | 0
| Retirements of Capacity | MISO_IN | Midwest | On-shore Wind | WT | 0 | 0 | 0 | 0 | 0 | 0 | WT | 0 | 0 | 0 | 0 | 0 | 0
| Retirements of Capacity | MISO_IN | Midwest | Coal | IGCC | 0 | 0 | 0 | 0 | 0 | 0 | IGCC | 0 | 0 | 0 | 0 | 0 | 0
| Retirements of Capacity | MISO_IN | Midwest | DR | DemandResponse | 0 | 0 | 0 | 0 | 0 | 0 | DemandResponse | 0 | 0 | 0 | 0 | 0 | 0
| Retirements of Capacity | MISO_IN | Midwest | Coal-CCS | IGCC-CCS | 0 | 0 | 0 | 0 | 0 | 0 | IGCC-CCS | 0 | 0 | 0 | 0 | 0 | 0
| Retirements of Capacity | MISO_IN | Midwest | Off-shore Wind | WT_off | 0 | 0 | 0 | 0 | 0 | 0 | WT_off | 0 | 0 | 0 | 0 | 0 | 0
| Retirements of Capacity | MISO_IN | Midwest | Other | PseudoUnit | 0 | 0 | 0 | 0 | 0 | 0 | PseudoUnit | 0 | 0 | 0 | 0 | 0 | 0
| Retirements of Capacity | MISO_IN | Midwest | HQ/Maritimes | FixedInterchange | 0 | 0 | 0 | 0 | 0 | 0 | FixedInterchange | 0 | 0 | 0 | 0 | 0 | 0
Retirements of Capacity
| Retirements of Capacity |  |  |  | Retirements of Capacity by Reporting Type: MISO_MI | [6 empty] | Retirements of Capacity by Reporting Type: MISO_MI
| Retirements of Capacity |  |  |  | ReportingType | 2015 | 2020 | 2025 | 2030 | 2035 | 2040 | ReportingType | 2015 | 2020 | 2025 | 2030 | 2035 | 2040
| Retirements of Capacity | MISO_MI | Midwest | Other Renew | BM | 0 | 0 | 0 | 0 | 0 | 0 | BM | 0 | 0 | 0 | 0 | 0 | 0
| Retirements of Capacity | MISO_MI | Midwest | CC | CC | 0 | 0 | 0.01 | 0 | 0 | 0.01 | CC | 0 | 0 | 0 | 0 | 0 | 1906.1
| Retirements of Capacity | MISO_MI | Midwest | Other Renew | CSP | 0 | 0 | 0 | 0 | 0 | 0 | CSP | 0 | 0 | 0 | 0 | 0 | 0
| Retirements of Capacity | MISO_MI | Midwest | CT | CT | 0 | 0 | 0 | 0 | 0 | 0 | CT | 0 | 0 | 0 | 0 | 0 | 0
| Retirements of Capacity | MISO_MI | Midwest | Coal | Coal | 6973.33 | 3816.12 | 0.52 | 0.03 | 0.04 | 0.08 | Coal | 6339.98 | 4452 | 0 | 0 | 0 | 0
| Retirements of Capacity | MISO_MI | Midwest | Other Renew | Geo | 0 | 0 | 0 | 0 | 0 | 0 | Geo | 0 | 0 | 0 | 0 | 0 | 0
| Retirements of Capacity | MISO_MI | Midwest | Hydro | H | 0 | 0 | 0 | 0 | 0 | 0 | H | 0 | 0 | 0 | 0 | 0 | 0
| Retirements of Capacity | MISO_MI | Midwest | Other Renew | LFG | 0 | 0 | 0 | 0 | 0 | 0 | LFG | 0 | 0 | 0 | 0 | 0 | 0
| Retirements of Capacity | MISO_MI | Midwest | Nuclear | Nuc | 0 | 0 | 0 | 0 | 778 | 0 | Nuc | 0 | 0 | 0 | 0 | 778 | 0
| Retirements of Capacity | MISO_MI | Midwest | Other | PS | 0 | 0 | 0 | 0 | 0 | 0 | PS | 0 | 0 | 0 | 0 | 0 | 0
| Retirements of Capacity | MISO_MI | Midwest | Other Renew | PV | 0 | 0 | 0 | 0 | 0 | 0 | PV | 0 | 0 | 0 | 0 | 0 | 0
| Retirements of Capacity | MISO_MI | Midwest | CT | PeakG | 0 | 0 | 0 | 0 | 0 | 0 | PeakG | 0 | 0 | 0 | 0 | 0 | 0
| Retirements of Capacity | MISO_MI | Midwest | CT | PeakO | 0 | 0 | 0 | 0 | 0 | 0 | PeakO | 0 | 0 | 0 | 0 | 0 | 0
| Retirements of Capacity | MISO_MI | Midwest | Other Renew | ST | 0 | 0 | 0 | 0 | 0 | 0 | ST | 0 | 0 | 0 | 0 | 0 | 0
| Retirements of Capacity | MISO_MI | Midwest | Steam O/G | STOG | 0.02 | 0 | 0.05 | 0 | 0 | 0.02 | STOG | 0 | 0 | 0 | 0 | 0 | 405.2
| Retirements of Capacity | MISO_MI | Midwest | Other Renew | STWD | 0 | 0 | 0 | 0 | 0 | 0 | STWD | 0 | 0 | 0 | 0 | 0 | 0
| Retirements of Capacity | MISO_MI | Midwest | On-shore Wind | WT | 0 | 0 | 0 | 0 | 0 | 0 | WT | 0 | 0 | 0 | 0 | 0 | 0
| Retirements of Capacity | MISO_MI | Midwest | Coal | IGCC | 0 | 0 | 0 | 0 | 0 | 0 | IGCC | 0 | 0 | 0 | 0 | 0 | 0
| Retirements of Capacity | MISO_MI | Midwest | DR | DemandResponse | 0 | 0 | 0 | 0 | 0 | 0 | DemandResponse | 0 | 0 | 0 | 0 | 0 | 0
| Retirements of Capacity | MISO_MI | Midwest | Coal-CCS | IGCC-CCS | 0 | 0 | 0 | 0 | 0 | 0 | IGCC-CCS | 0 | 0 | 0 | 0 | 0 | 0
| Retirements of Capacity | MISO_MI | Midwest | Off-shore Wind | WT_off | 0 | 0 | 0 | 0 | 0 | 0 | WT_off | 0 | 0 | 0 | 0 | 0 | 0
| Retirements of Capacity | MISO_MI | Midwest | Other | PseudoUnit | 0 | 0 | 0 | 0 | 0 | 0 | PseudoUnit | 0 | 0 | 0 | 0 | 0 | 0
| Retirements of Capacity | MISO_MI | Midwest | HQ/Maritimes | FixedInterchange | 0 | 0 | 0 | 0 | 0 | 0 | FixedInterchange | 0 | 0 | 0 | 0 | 0 | 0
Retirements of Capacity
| Retirements of Capacity |  |  |  | Retirements of Capacity by Reporting Type: MISO_MO-IL | [6 empty] | Retirements of Capacity by Reporting Type: MISO_MO-IL
| Retirements of Capacity |  |  |  | ReportingType | 2015 | 2020 | 2025 | 2030 | 2035 | 2040 | ReportingType | 2015 | 2020 | 2025 | 2030 | 2035 | 2040
| Retirements of Capacity | MISO_MO-IL | Midwest | Other Renew | BM | 0 | 0 | 0 | 0 | 0 | 0 | BM | 0 | 0 | 0 | 0 | 0 | 0
| Retirements of Capacity | MISO_MO-IL | Midwest | CC | CC | 0 | 0 | 0 | 0 | 0 | 0.01 | CC | 0 | 0 | 0 | 0 | 0 | 0
| Retirements of Capacity | MISO_MO-IL | Midwest | Other Renew | CSP | 0 | 0 | 0 | 0 | 0 | 0 | CSP | 0 | 0 | 0 | 0 | 0 | 0
| Retirements of Capacity | MISO_MO-IL | Midwest | CT | CT | 0 | 0 | 0 | 0 | 0 | 0 | CT | 0 | 0 | 0 | 0 | 0 | 0
| Retirements of Capacity | MISO_MO-IL | Midwest | Coal | Coal | 4803.92 | 6571.33 | 1947.87 | 0.04 | 0.1 | 0.18 | Coal | 4201.69 | 7180.96 | 993 | 847.41 | 0 | 0
| Retirements of Capacity | MISO_MO-IL | Midwest | Other Renew | Geo | 0 | 0 | 0 | 0 | 0 | 0 | Geo | 0 | 0 | 0 | 0 | 0 | 0
| Retirements of Capacity | MISO_MO-IL | Midwest | Hydro | H | 0 | 0 | 0 | 0 | 0 | 0 | H | 0 | 0 | 0 | 0 | 0 | 0
| Retirements of Capacity | MISO_MO-IL | Midwest | Other Renew | LFG | 0 | 0 | 0 | 0 | 0 | 0 | LFG | 0 | 0 | 0 | 0 | 0 | 0
| Retirements of Capacity | MISO_MO-IL | Midwest | Nuclear | Nuc | 0 | 0 | 0 | 0 | 0 | 0 | Nuc | 0 | 0 | 0 | 0 | 0 | 0
| Retirements of Capacity | MISO_MO-IL | Midwest | Other | PS | 0 | 0 | 0 | 0 | 0 | 0 | PS | 0 | 0 | 0 | 0 | 0 | 0
| Retirements of Capacity | MISO_MO-IL | Midwest | Other Renew | PV | 0 | 0 | 0 | 0 | 0 | 0 | PV | 0 | 0 | 0 | 0 | 0 | 0
| Retirements of Capacity | MISO_MO-IL | Midwest | CT | PeakG | 0 | 0 | 0.01 | 0 | 0 | 0 | PeakG | 0 | 0 | 0 | 0 | 0 | 0
| Retirements of Capacity | MISO_MO-IL | Midwest | CT | PeakO | 0 | 0 | 0 | 0 | 0 | 0 | PeakO | 0 | 0 | 0 | 0 | 0 | 0
| Retirements of Capacity | MISO_MO-IL | Midwest | Other Renew | ST | 0 | 0 | 0 | 0 | 0 | 0 | ST | 0 | 0 | 0 | 0 | 0 | 0
| Retirements of Capacity | MISO_MO-IL | Midwest | Steam O/G | STOG | 0 | 0 | 0.01 | 0 | 0 | 0.01 | STOG | 0 | 0 | 0 | 0 | 0 | 33.83
| Retirements of Capacity | MISO_MO-IL | Midwest | Other Renew | STWD | 0 | 0 | 0 | 0 | 0 | 0 | STWD | 0 | 0 | 0 | 0 | 0 | 0
| Retirements of Capacity | MISO_MO-IL | Midwest | On-shore Wind | WT | 0 | 0 | 0 | 0 | 0 | 0 | WT | 0 | 0 | 0 | 0 | 0 | 0
| Retirements of Capacity | MISO_MO-IL | Midwest | Coal | IGCC | 0 | 0 | 0 | 0 | 0 | 0 | IGCC | 0 | 0 | 0 | 0 | 0 | 0
| Retirements of Capacity | MISO_MO-IL | Midwest | DR | DemandResponse | 0 | 0 | 0 | 0 | 0 | 0 | DemandResponse | 0 | 0 | 0 | 0 | 0 | 0
| Retirements of Capacity | MISO_MO-IL | Midwest | Coal-CCS | IGCC-CCS | 0 | 0 | 0 | 0 | 0 | 0 | IGCC-CCS | 0 | 0 | 0 | 0 | 0 | 0
| Retirements of Capacity | MISO_MO-IL | Midwest | Off-shore Wind | WT_off | 0 | 0 | 0 | 0 | 0 | 0 | WT_off | 0 | 0 | 0 | 0 | 0 | 0
| Retirements of Capacity | MISO_MO-IL | Midwest | Other | PseudoUnit | 0 | 0 | 0 | 0 | 0 | 0 | PseudoUnit | 0 | 0 | 0 | 0 | 0 | 0
| Retirements of Capacity | MISO_MO-IL | Midwest | HQ/Maritimes | FixedInterchange | 0 | 0 | 0 | 0 | 0 | 0 | FixedInterchange | 0 | 0 | 0 | 0 | 0 | 0
Retirements of Capacity
| Retirements of Capacity |  |  |  | Retirements of Capacity by Reporting Type: MISO_W | [6 empty] | Retirements of Capacity by Reporting Type: MISO_W
| Retirements of Capacity |  |  |  | ReportingType | 2015 | 2020 | 2025 | 2030 | 2035 | 2040 | ReportingType | 2015 | 2020 | 2025 | 2030 | 2035 | 2040
| Retirements of Capacity | MISO_W | Midwest | Other Renew | BM | 0 | 0 | 0 | 0 | 0 | 0 | BM | 0 | 0 | 0 | 0 | 0 | 0
| Retirements of Capacity | MISO_W | Midwest | CC | CC | 0 | 0 | 0 | 0 | 0 | 0.01 | CC | 0 | 0 | 0 | 0 | 0 | 0
| Retirements of Capacity | MISO_W | Midwest | Other Renew | CSP | 0 | 0 | 0 | 0 | 0 | 0 | CSP | 0 | 0 | 0 | 0 | 0 | 0
| Retirements of Capacity | MISO_W | Midwest | CT | CT | 0 | 0 | 0 | 0 | 0 | 0.01 | CT | 0 | 0 | 0 | 0 | 0 | 0
| Retirements of Capacity | MISO_W | Midwest | Coal | Coal | 3725.18 | 4425.44 | 4982.59 | 0.04 | 0.09 | 0.27 | Coal | 3725.65 | 4425.9 | 350.52 | 4632.52 | 0 | 0
| Retirements of Capacity | MISO_W | Midwest | Other Renew | Geo | 0 | 0 | 0 | 0 | 0 | 0 | Geo | 0 | 0 | 0 | 0 | 0 | 0
| Retirements of Capacity | MISO_W | Midwest | Hydro | H | 0 | 0 | 0 | 0 | 0 | 0 | H | 0 | 0 | 0 | 0 | 0 | 0
| Retirements of Capacity | MISO_W | Midwest | Other Renew | LFG | 0 | 0 | 0 | 0 | 0 | 0 | LFG | 0 | 0 | 0 | 0 | 0 | 0
| Retirements of Capacity | MISO_W | Midwest | Nuclear | Nuc | 0 | 0 | 0 | 0 | 2361.23 | 0 | Nuc | 0 | 0 | 0 | 0 | 2361.23 | 0
| Retirements of Capacity | MISO_W | Midwest | Other | PS | 0 | 0 | 0 | 0 | 0 | 0 | PS | 0 | 0 | 0 | 0 | 0 | 0
| Retirements of Capacity | MISO_W | Midwest | Other Renew | PV | 0 | 0 | 0 | 0 | 0 | 0 | PV | 0 | 0 | 0 | 0 | 0 | 0
| Retirements of Capacity | MISO_W | Midwest | CT | PeakG | 0 | 0 | 0 | 0 | 0 | 0.01 | PeakG | 0 | 0 | 0 | 0 | 0 | 0
| Retirements of Capacity | MISO_W | Midwest | CT | PeakO | 0 | 0 | 0 | 0 | 0 | 0.01 | PeakO | 0 | 0 | 0 | 0 | 0 | 0
| Retirements of Capacity | MISO_W | Midwest | Other Renew | ST | 0 | 0 | 0 | 0 | 0 | 0 | ST | 0 | 0 | 0 | 0 | 0 | 0
| Retirements of Capacity | MISO_W | Midwest | Steam O/G | STOG | 0 | 0 | 0 | 0 | 0 | 0.02 | STOG | 0 | 0 | 0 | 0 | 0 | 7.4
| Retirements of Capacity | MISO_W | Midwest | Other Renew | STWD | 0 | 0 | 0 | 0 | 0 | 0 | STWD | 0 | 0 | 0 | 0 | 0 | 0
| Retirements of Capacity | MISO_W | Midwest | On-shore Wind | WT | 0 | 0 | 0 | 0 | 0 | 0 | WT | 0 | 0 | 0 | 0 | 0 | 0
| Retirements of Capacity | MISO_W | Midwest | Coal | IGCC | 0 | 0 | 0 | 0 | 0 | 0 | IGCC | 0 | 0 | 0 | 0 | 0 | 0
| Retirements of Capacity | MISO_W | Midwest | DR | DemandResponse | 0 | 0 | 0 | 0 | 0 | 0 | DemandResponse | 0 | 0 | 0 | 0 | 0 | 0
| Retirements of Capacity | MISO_W | Midwest | Coal-CCS | IGCC-CCS | 0 | 0 | 0 | 0 | 0 | 0 | IGCC-CCS | 0 | 0 | 0 | 0 | 0 | 0
| Retirements of Capacity | MISO_W | Midwest | Off-shore Wind | WT_off | 0 | 0 | 0 | 0 | 0 | 0 | WT_off | 0 | 0 | 0 | 0 | 0 | 0
| Retirements of Capacity | MISO_W | Midwest | Other | PseudoUnit | 0 | 0 | 0 | 0 | 0 | 0 | PseudoUnit | 0 | 0 | 0 | 0 | 0 | 0
| Retirements of Capacity | MISO_W | Midwest | HQ/Maritimes | FixedInterchange | 0 | 0 | 0 | 0 | 0 | 0 | FixedInterchange | 0 | 0 | 0 | 0 | 0 | 0
Retirements of Capacity
| Retirements of Capacity |  |  |  | Retirements of Capacity by Reporting Type: MISO_WUMS | [6 empty] | Retirements of Capacity by Reporting Type: MISO_WUMS
| Retirements of Capacity |  |  |  | ReportingType | 2015 | 2020 | 2025 | 2030 | 2035 | 2040 | ReportingType | 2015 | 2020 | 2025 | 2030 | 2035 | 2040
| Retirements of Capacity | MISO_WUMS | Midwest | Other Renew | BM | 0 | 0 | 0 | 0 | 0 | 0 | BM | 0 | 0 | 0 | 0 | 0 | 0
| Retirements of Capacity | MISO_WUMS | Midwest | CC | CC | 0 | 0 | 0 | 0 | 0 | 0.01 | CC | 0 | 0 | 0 | 0 | 0 | 0
| Retirements of Capacity | MISO_WUMS | Midwest | Other Renew | CSP | 0 | 0 | 0 | 0 | 0 | 0 | CSP | 0 | 0 | 0 | 0 | 0 | 0
| Retirements of Capacity | MISO_WUMS | Midwest | CT | CT | 0 | 0 | 0 | 0 | 0 | 0 | CT | 0 | 0 | 0 | 0 | 0 | 0
| Retirements of Capacity | MISO_WUMS | Midwest | Coal | Coal | 4190.01 | 1867.99 | 334.03 | 0.01 | 0.04 | 0.13 | Coal | 4191.09 | 1869 | 0 | 333.11 | 0 | 0
| Retirements of Capacity | MISO_WUMS | Midwest | Other Renew | Geo | 0 | 0 | 0 | 0 | 0 | 0 | Geo | 0 | 0 | 0 | 0 | 0 | 0
| Retirements of Capacity | MISO_WUMS | Midwest | Hydro | H | 0 | 0 | 0 | 0 | 0 | 0 | H | 0 | 0 | 0 | 0 | 0 | 0
| Retirements of Capacity | MISO_WUMS | Midwest | Other Renew | LFG | 0 | 0 | 0 | 0 | 0 | 0 | LFG | 0 | 0 | 0 | 0 | 0 | 0
| Retirements of Capacity | MISO_WUMS | Midwest | Nuclear | Nuc | 0 | 0 | 0 | 0 | 1816.9 | 0 | Nuc | 0 | 0 | 0 | 0 | 1816.9 | 0
| Retirements of Capacity | MISO_WUMS | Midwest | Other | PS | 0 | 0 | 0 | 0 | 0 | 0 | PS | 0 | 0 | 0 | 0 | 0 | 0
| Retirements of Capacity | MISO_WUMS | Midwest | Other Renew | PV | 0 | 0 | 0 | 0 | 0 | 0 | PV | 0 | 0 | 0 | 0 | 0 | 0
| Retirements of Capacity | MISO_WUMS | Midwest | CT | PeakG | 0 | 0 | 0 | 0 | 0 | 0 | PeakG | 0 | 0 | 0 | 0 | 0 | 0
| Retirements of Capacity | MISO_WUMS | Midwest | CT | PeakO | 0 | 0 | 0 | 0 | 0 | 0 | PeakO | 0 | 0 | 0 | 0 | 0 | 0
| Retirements of Capacity | MISO_WUMS | Midwest | Other Renew | ST | 0 | 0 | 0 | 0 | 0 | 0 | ST | 0 | 0 | 0 | 0 | 0 | 0
| Retirements of Capacity | MISO_WUMS | Midwest | Steam O/G | STOG | 59.5 | 0 | 0 | 0 | 0 | 0.01 | STOG | 59.5 | 0 | 0 | 0 | 0 | 8.41
| Retirements of Capacity | MISO_WUMS | Midwest | Other Renew | STWD | 0 | 0 | 0 | 0 | 0 | 0 | STWD | 0 | 0 | 0 | 0 | 0 | 0
| Retirements of Capacity | MISO_WUMS | Midwest | On-shore Wind | WT | 0 | 0 | 0 | 0 | 0 | 0 | WT | 0 | 0 | 0 | 0 | 0 | 0
| Retirements of Capacity | MISO_WUMS | Midwest | Coal | IGCC | 0 | 0 | 0 | 0 | 0 | 0 | IGCC | 0 | 0 | 0 | 0 | 0 | 0
| Retirements of Capacity | MISO_WUMS | Midwest | DR | DemandResponse | 0 | 0 | 0 | 0 | 0 | 0 | DemandResponse | 0 | 0 | 0 | 0 | 0 | 0
| Retirements of Capacity | MISO_WUMS | Midwest | Coal-CCS | IGCC-CCS | 0 | 0 | 0 | 0 | 0 | 0 | IGCC-CCS | 0 | 0 | 0 | 0 | 0 | 0
| Retirements of Capacity | MISO_WUMS | Midwest | Off-shore Wind | WT_off | 0 | 0 | 0 | 0 | 0 | 0 | WT_off | 0 | 0 | 0 | 0 | 0 | 0
| Retirements of Capacity | MISO_WUMS | Midwest | Other | PseudoUnit | 0 | 0 | 0 | 0 | 0 | 0 | PseudoUnit | 0 | 0 | 0 | 0 | 0 | 0
| Retirements of Capacity | MISO_WUMS | Midwest | HQ/Maritimes | FixedInterchange | 0 | 0 | 0 | 0 | 0 | 0 | FixedInterchange | 0 | 0 | 0 | 0 | 0 | 0
Retirements of Capacity
| Retirements of Capacity |  |  |  | Retirements of Capacity by Reporting Type: Nebraska | [6 empty] | Retirements of Capacity by Reporting Type: Nebraska
| Retirements of Capacity |  |  |  | ReportingType | 2015 | 2020 | 2025 | 2030 | 2035 | 2040 | ReportingType | 2015 | 2020 | 2025 | 2030 | 2035 | 2040
| Retirements of Capacity | NE | Southwest | Other Renew | BM | 0 | 0 | 0 | 0 | 0 | 0 | BM | 0 | 0 | 0 | 0 | 0 | 0
| Retirements of Capacity | NE | Southwest | CC | CC | 0 | 0 | 0 | 0 | 0 | 0 | CC | 0 | 0 | 0 | 0 | 0 | 0
| Retirements of Capacity | NE | Southwest | Other Renew | CSP | 0 | 0 | 0 | 0 | 0 | 0 | CSP | 0 | 0 | 0 | 0 | 0 | 0
| Retirements of Capacity | NE | Southwest | CT | CT | 0 | 0 | 0 | 0 | 0 | 0 | CT | 0 | 0 | 0 | 0 | 0 | 0
| Retirements of Capacity | NE | Southwest | Coal | Coal | 0.01 | 3195.56 | 0.03 | 0.01 | 0.01 | 0.01 | Coal | 0 | 3195.8 | 0 | 0 | 0 | 0
| Retirements of Capacity | NE | Southwest | Other Renew | Geo | 0 | 0 | 0 | 0 | 0 | 0 | Geo | 0 | 0 | 0 | 0 | 0 | 0
| Retirements of Capacity | NE | Southwest | Hydro | H | 0 | 0 | 0 | 0 | 0 | 0 | H | 0 | 0 | 0 | 0 | 0 | 0
| Retirements of Capacity | NE | Southwest | Other Renew | LFG | 0 | 0 | 0 | 0 | 0 | 0 | LFG | 0 | 0 | 0 | 0 | 0 | 0
| Retirements of Capacity | NE | Southwest | Nuclear | Nuc | 0 | 0 | 0 | 0 | 1251.8 | 0 | Nuc | 0 | 0 | 0 | 0 | 1251.8 | 0
| Retirements of Capacity | NE | Southwest | Other | PS | 0 | 0 | 0 | 0 | 0 | 0 | PS | 0 | 0 | 0 | 0 | 0 | 0
| Retirements of Capacity | NE | Southwest | Other Renew | PV | 0 | 0 | 0 | 0 | 0 | 0 | PV | 0 | 0 | 0 | 0 | 0 | 0
| Retirements of Capacity | NE | Southwest | CT | PeakG | 0 | 0 | 0 | 0 | 0 | 0 | PeakG | 0 | 0 | 0 | 0 | 0 | 0
| Retirements of Capacity | NE | Southwest | CT | PeakO | 0 | 0 | 0 | 0 | 0 | 0 | PeakO | 0 | 0 | 0 | 0 | 0 | 0
| Retirements of Capacity | NE | Southwest | Other Renew | ST | 0 | 0 | 0 | 0 | 0 | 0 | ST | 0 | 0 | 0 | 0 | 0 | 0
| Retirements of Capacity | NE | Southwest | Steam O/G | STOG | 267.49 | 0 | 0 | 0 | 0 | 0 | STOG | 0 | 0 | 0 | 0 | 0 | 0
| Retirements of Capacity | NE | Southwest | Other Renew | STWD | 0 | 0 | 0 | 0 | 0 | 0 | STWD | 0 | 0 | 0 | 0 | 0 | 0
| Retirements of Capacity | NE | Southwest | On-shore Wind | WT | 0 | 0 | 0 | 0 | 0 | 0 | WT | 0 | 0 | 0 | 0 | 0 | 0
| Retirements of Capacity | NE | Southwest | Coal | IGCC | 0 | 0 | 0 | 0 | 0 | 0 | IGCC | 0 | 0 | 0 | 0 | 0 | 0
| Retirements of Capacity | NE | Southwest | DR | DemandResponse | 0 | 0 | 0 | 0 | 0 | 0 | DemandResponse | 0 | 0 | 0 | 0 | 0 | 0
| Retirements of Capacity | NE | Southwest | Coal-CCS | IGCC-CCS | 0 | 0 | 0 | 0 | 0 | 0 | IGCC-CCS | 0 | 0 | 0 | 0 | 0 | 0
| Retirements of Capacity | NE | Southwest | Off-shore Wind | WT_off | 0 | 0 | 0 | 0 | 0 | 0 | WT_off | 0 | 0 | 0 | 0 | 0 | 0
| Retirements of Capacity | NE | Southwest | Other | PseudoUnit | 0 | 0 | 0 | 0 | 0 | 0 | PseudoUnit | 0 | 0 | 0 | 0 | 0 | 0
| Retirements of Capacity | NE | Southwest | HQ/Maritimes | FixedInterchange | 0 | 0 | 0 | 0 | 0 | 0 | FixedInterchange | 0 | 0 | 0 | 0 | 0 | 0
Retirements of Capacity
| Retirements of Capacity |  |  |  | Retirements of Capacity by Reporting Type: NEISO | [6 empty] | Retirements of Capacity by Reporting Type: NEISO
| Retirements of Capacity |  |  |  | ReportingType | 2015 | 2020 | 2025 | 2030 | 2035 | 2040 | ReportingType | 2015 | 2020 | 2025 | 2030 | 2035 | 2040
| Retirements of Capacity | NEISO | Northeast | Other Renew | BM | 0 | 0 | 0 | 0 | 0 | 0 | BM | 0 | 0 | 0 | 0 | 0 | 0
| Retirements of Capacity | NEISO | Northeast | CC | CC | 1043.02 | 3009.65 | 1514.28 | 583.99 | 282.02 | 63.13 | CC | 1040.74 | 3021.15 | 1377.35 | 62.1 | 0 | 68.15
| Retirements of Capacity | NEISO | Northeast | Other Renew | CSP | 0 | 0 | 0 | 0 | 0 | 0 | CSP | 0 | 0 | 0 | 0 | 0 | 0
| Retirements of Capacity | NEISO | Northeast | CT | CT | 0 | 0 | 0 | 9.46 | 324.43 | 0 | CT | 0 | 0 | 0 | 9.5 | 0 | 0
| Retirements of Capacity | NEISO | Northeast | Coal | Coal | 2249.87 | 320.03 | 0.02 | 0.01 | 0.01 | 0.01 | Coal | 2250.13 | 320 | 0 | 0 | 0 | 0
| Retirements of Capacity | NEISO | Northeast | Other Renew | Geo | 0 | 0 | 0 | 0 | 0 | 0 | Geo | 0 | 0 | 0 | 0 | 0 | 0
| Retirements of Capacity | NEISO | Northeast | Hydro | H | 0 | 0 | 0 | 0 | 0 | 0 | H | 0 | 0 | 0 | 0 | 0 | 0
| Retirements of Capacity | NEISO | Northeast | Other Renew | LFG | 0 | 0 | 0 | 0 | 0 | 0 | LFG | 0 | 0 | 0 | 0 | 0 | 0
| Retirements of Capacity | NEISO | Northeast | Nuclear | Nuc | 0 | 0 | 0 | 0 | 1289 | 876.92 | Nuc | 0 | 0 | 0 | 0 | 1289 | 876.92
| Retirements of Capacity | NEISO | Northeast | Other | PS | 0 | 0 | 0 | 0 | 0 | 0 | PS | 0 | 0 | 0 | 0 | 0 | 0
| Retirements of Capacity | NEISO | Northeast | Other Renew | PV | 0 | 0 | 0 | 0 | 0 | 0 | PV | 0 | 0 | 0 | 0 | 0 | 0
| Retirements of Capacity | NEISO | Northeast | CT | PeakG | 0 | 0.01 | 0.01 | 0.02 | 0.01 | 0 | PeakG | 0 | 0 | 0 | 0 | 0 | 0
| Retirements of Capacity | NEISO | Northeast | CT | PeakO | 1182.54 | 0.03 | 0.01 | 0.01 | 0.01 | 0 | PeakO | 1182.89 | 0 | 0 | 0 | 0 | 0
| Retirements of Capacity | NEISO | Northeast | Other Renew | ST | 0 | 0 | 0 | 0 | 0 | 0 | ST | 0 | 0 | 0 | 0 | 0 | 0
| Retirements of Capacity | NEISO | Northeast | Steam O/G | STOG | 6236.85 | 0 | 0 | 0 | 0 | 0 | STOG | 6237 | 0 | 0 | 0 | 0 | 0
| Retirements of Capacity | NEISO | Northeast | Other Renew | STWD | 0 | 0 | 0 | 0 | 0 | 0 | STWD | 0 | 0 | 0 | 0 | 0 | 0
| Retirements of Capacity | NEISO | Northeast | On-shore Wind | WT | 0 | 0 | 0 | 0 | 0 | 0 | WT | 0 | 0 | 0 | 0 | 0 | 0
| Retirements of Capacity | NEISO | Northeast | Coal | IGCC | 0 | 0 | 0 | 0 | 0 | 0 | IGCC | 0 | 0 | 0 | 0 | 0 | 0
| Retirements of Capacity | NEISO | Northeast | DR | DemandResponse | 0 | 0 | 0 | 0 | 0 | 0 | DemandResponse | 0 | 0 | 0 | 0 | 0 | 0
| Retirements of Capacity | NEISO | Northeast | Coal-CCS | IGCC-CCS | 0 | 0 | 0 | 0 | 0 | 0 | IGCC-CCS | 0 | 0 | 0 | 0 | 0 | 0
| Retirements of Capacity | NEISO | Northeast | Off-shore Wind | WT_off | 0 | 0 | 0 | 0 | 0 | 0 | WT_off | 0 | 0 | 0 | 0 | 0 | 0
| Retirements of Capacity | NEISO | Northeast | Other | PseudoUnit | 0 | 0 | 0 | 0 | 0 | 0 | PseudoUnit | 0 | 0 | 0 | 0 | 0 | 0
| Retirements of Capacity | NEISO | Northeast | HQ/Maritimes | FixedInterchange | 0 | 0 | 0 | 0 | 0 | 0 | FixedInterchange | 0 | 0 | 0 | 0 | 0 | 0
Retirements of Capacity
| Retirements of Capacity |  |  |  | Retirements of Capacity by Reporting Type: NonRTO_Midwest | [6 empty] | Retirements of Capacity by Reporting Type: NonRTO_Midwest
| Retirements of Capacity |  |  |  | ReportingType | 2015 | 2020 | 2025 | 2030 | 2035 | 2040 | ReportingType | 2015 | 2020 | 2025 | 2030 | 2035 | 2040
| Retirements of Capacity | NonRTO_Midwest | MISO | Other Renew | BM | 0 | 0 | 0 | 0 | 0 | 0 | BM | 0 | 0 | 0 | 0 | 0 | 0
| Retirements of Capacity | NonRTO_Midwest | MISO | CC | CC | 0 | 0 | 0 | 0 | 0 | 2062.59 | CC | 0 | 0 | 0 | 0 | 0 | 2704.7
| Retirements of Capacity | NonRTO_Midwest | MISO | Other Renew | CSP | 0 | 0 | 0 | 0 | 0 | 0 | CSP | 0 | 0 | 0 | 0 | 0 | 0
| Retirements of Capacity | NonRTO_Midwest | MISO | CT | CT | 0 | 0 | 0 | 0 | 0 | 0 | CT | 0 | 0 | 0 | 0 | 0 | 0
| Retirements of Capacity | NonRTO_Midwest | MISO | Coal | Coal | 3381.48 | 2483.2 | 822.88 | 2215.15 | 0.32 | 0.08 | Coal | 4023.41 | 2720.08 | 782.81 | 1004.33 | 0 | 0
| Retirements of Capacity | NonRTO_Midwest | MISO | Other Renew | Geo | 0 | 0 | 0 | 0 | 0 | 0 | Geo | 0 | 0 | 0 | 0 | 0 | 0
| Retirements of Capacity | NonRTO_Midwest | MISO | Hydro | H | 0 | 0 | 0 | 0 | 0 | 0 | H | 0 | 0 | 0 | 0 | 0 | 0
| Retirements of Capacity | NonRTO_Midwest | MISO | Other Renew | LFG | 0 | 0 | 0 | 0 | 0 | 0 | LFG | 0 | 0 | 0 | 0 | 0 | 0
| Retirements of Capacity | NonRTO_Midwest | MISO | Nuclear | Nuc | 0 | 0 | 0 | 0 | 0 | 0 | Nuc | 0 | 0 | 0 | 0 | 0 | 0
| Retirements of Capacity | NonRTO_Midwest | MISO | Other | PS | 0 | 0 | 0 | 0 | 0 | 0 | PS | 0 | 0 | 0 | 0 | 0 | 0
| Retirements of Capacity | NonRTO_Midwest | MISO | Other Renew | PV | 0 | 0 | 0 | 0 | 0 | 0 | PV | 0 | 0 | 0 | 0 | 0 | 0
| Retirements of Capacity | NonRTO_Midwest | MISO | CT | PeakG | 0.01 | 0 | 0 | 0.06 | 958.05 | 1061.55 | PeakG | 0 | 0 | 0 | 0 | 701.14 | 1069.97
| Retirements of Capacity | NonRTO_Midwest | MISO | CT | PeakO | 0 | 0 | 0 | 0 | 11.79 | 0.03 | PeakO | 0 | 0 | 0 | 0 | 12 | 0
| Retirements of Capacity | NonRTO_Midwest | MISO | Other Renew | ST | 0 | 0 | 0 | 0 | 0 | 0 | ST | 0 | 0 | 0 | 0 | 0 | 0
| Retirements of Capacity | NonRTO_Midwest | MISO | Steam O/G | STOG | 0 | 0 | 0 | 0 | 0 | 0 | STOG | 0 | 0 | 0 | 0 | 0 | 0
| Retirements of Capacity | NonRTO_Midwest | MISO | Other Renew | STWD | 0 | 0 | 0 | 0 | 0 | 0 | STWD | 0 | 0 | 0 | 0 | 0 | 0
| Retirements of Capacity | NonRTO_Midwest | MISO | On-shore Wind | WT | 0 | 0 | 0 | 0 | 0 | 0 | WT | 0 | 0 | 0 | 0 | 0 | 0
| Retirements of Capacity | NonRTO_Midwest | MISO | Coal | IGCC | 0 | 0 | 0 | 0 | 0 | 0 | IGCC | 0 | 0 | 0 | 0 | 0 | 0
| Retirements of Capacity | NonRTO_Midwest | MISO | DR | DemandResponse | 0 | 0 | 0 | 0 | 0 | 0 | DemandResponse | 0 | 0 | 0 | 0 | 0 | 0
| Retirements of Capacity | NonRTO_Midwest | MISO | Coal-CCS | IGCC-CCS | 0 | 0 | 0 | 0 | 0 | 0 | IGCC-CCS | 0 | 0 | 0 | 0 | 0 | 0
| Retirements of Capacity | NonRTO_Midwest | MISO | Off-shore Wind | WT_off | 0 | 0 | 0 | 0 | 0 | 0 | WT_off | 0 | 0 | 0 | 0 | 0 | 0
| Retirements of Capacity | NonRTO_Midwest | MISO | Other | PseudoUnit | 0 | 0 | 0 | 0 | 0 | 0 | PseudoUnit | 0 | 0 | 0 | 0 | 0 | 0
| Retirements of Capacity | NonRTO_Midwest | MISO | HQ/Maritimes | FixedInterchange | 0 | 0 | 0 | 0 | 0 | 0 | FixedInterchange | 0 | 0 | 0 | 0 | 0 | 0
Retirements of Capacity
| Retirements of Capacity |  |  |  | Retirements of Capacity by Reporting Type: NYISO_A-F | [6 empty] | Retirements of Capacity by Reporting Type: NYISO_A-F
| Retirements of Capacity |  |  |  | ReportingType | 2015 | 2020 | 2025 | 2030 | 2035 | 2040 | ReportingType | 2015 | 2020 | 2025 | 2030 | 2035 | 2040
| Retirements of Capacity | NYISO_A-F | Northeast | Other Renew | BM | 0 | 0 | 0 | 0 | 0 | 0 | BM | 0 | 0 | 0 | 0 | 0 | 0
| Retirements of Capacity | NYISO_A-F | Northeast | CC | CC | 139.47 | 0 | 0.01 | 1803.84 | 96.63 | 638.23 | CC | 0 | 0 | 0 | 0 | 748.97 | 1804.02
| Retirements of Capacity | NYISO_A-F | Northeast | Other Renew | CSP | 0 | 0 | 0 | 0 | 0 | 0 | CSP | 0 | 0 | 0 | 0 | 0 | 0
| Retirements of Capacity | NYISO_A-F | Northeast | CT | CT | 0 | 0 | 0 | 0 | 0 | 0 | CT | 0 | 0 | 0 | 0 | 0 | 0
| Retirements of Capacity | NYISO_A-F | Northeast | Coal | Coal | 2251.67 | 0.02 | 0.01 | 0.01 | 0 | 0 | Coal | 2251.9 | 0 | 0 | 0 | 0 | 0
| Retirements of Capacity | NYISO_A-F | Northeast | Other Renew | Geo | 0 | 0 | 0 | 0 | 0 | 0 | Geo | 0 | 0 | 0 | 0 | 0 | 0
| Retirements of Capacity | NYISO_A-F | Northeast | Hydro | H | 0 | 0 | 0 | 0 | 0 | 0 | H | 0 | 0 | 0 | 0 | 0 | 0
| Retirements of Capacity | NYISO_A-F | Northeast | Other Renew | LFG | 0 | 0 | 0 | 0 | 0 | 0 | LFG | 0 | 0 | 0 | 0 | 0 | 0
| Retirements of Capacity | NYISO_A-F | Northeast | Nuclear | Nuc | 0 | 0 | 0 | 621.2 | 580.5 | 852.2 | Nuc | 0 | 0 | 0 | 621.2 | 580.5 | 852.2
| Retirements of Capacity | NYISO_A-F | Northeast | Other | PS | 0 | 0 | 0 | 0 | 0 | 0 | PS | 0 | 0 | 0 | 0 | 0 | 0
| Retirements of Capacity | NYISO_A-F | Northeast | Other Renew | PV | 0 | 0 | 0 | 0 | 0 | 0 | PV | 0 | 0 | 0 | 0 | 0 | 0
| Retirements of Capacity | NYISO_A-F | Northeast | CT | PeakG | 0 | 0 | 0 | 0.01 | 0.01 | 0 | PeakG | 0 | 0 | 0 | 0 | 0 | 0
| Retirements of Capacity | NYISO_A-F | Northeast | CT | PeakO | 0.12 | 0 | 0 | 38.14 | 0.02 | 0 | PeakO | 0 | 0 | 0 | 0 | 0 | 0
| Retirements of Capacity | NYISO_A-F | Northeast | Other Renew | ST | 0 | 0 | 0 | 0 | 0 | 0 | ST | 0 | 0 | 0 | 0 | 0 | 0
| Retirements of Capacity | NYISO_A-F | Northeast | Steam O/G | STOG | 1700.94 | 0 | 0 | 0 | 0 | 0 | STOG | 1701 | 0 | 0 | 0 | 0 | 0
| Retirements of Capacity | NYISO_A-F | Northeast | Other Renew | STWD | 0 | 0 | 0 | 0 | 0 | 0 | STWD | 0 | 0 | 0 | 0 | 0 | 0
| Retirements of Capacity | NYISO_A-F | Northeast | On-shore Wind | WT | 0 | 0 | 0 | 0 | 0 | 0 | WT | 0 | 0 | 0 | 0 | 0 | 0
| Retirements of Capacity | NYISO_A-F | Northeast | Coal | IGCC | 0 | 0 | 0 | 0 | 0 | 0 | IGCC | 0 | 0 | 0 | 0 | 0 | 0
| Retirements of Capacity | NYISO_A-F | Northeast | DR | DemandResponse | 0 | 0 | 0 | 0 | 0 | 0 | DemandResponse | 0 | 0 | 0 | 0 | 0 | 0
| Retirements of Capacity | NYISO_A-F | Northeast | Coal-CCS | IGCC-CCS | 0 | 0 | 0 | 0 | 0 | 0 | IGCC-CCS | 0 | 0 | 0 | 0 | 0 | 0
| Retirements of Capacity | NYISO_A-F | Northeast | Off-shore Wind | WT_off | 0 | 0 | 0 | 0 | 0 | 0 | WT_off | 0 | 0 | 0 | 0 | 0 | 0
| Retirements of Capacity | NYISO_A-F | Northeast | Other | PseudoUnit | 0 | 0 | 0 | 0 | 0 | 0 | PseudoUnit | 0 | 0 | 0 | 0 | 0 | 0
| Retirements of Capacity | NYISO_A-F | Northeast | HQ/Maritimes | FixedInterchange | 0 | 0 | 0 | 0 | 0 | 0 | FixedInterchange | 0 | 0 | 0 | 0 | 0 | 0
Retirements of Capacity
| Retirements of Capacity |  |  |  | Retirements of Capacity by Reporting Type: NYISO_G-I | [6 empty] | Retirements of Capacity by Reporting Type: NYISO_G-I
| Retirements of Capacity |  |  |  | ReportingType | 2015 | 2020 | 2025 | 2030 | 2035 | 2040 | ReportingType | 2015 | 2020 | 2025 | 2030 | 2035 | 2040
| Retirements of Capacity | NYISO_G-I | Northeast | Other Renew | BM | 0 | 0 | 0 | 0 | 0 | 0 | BM | 0 | 0 | 0 | 0 | 0 | 0
| Retirements of Capacity | NYISO_G-I | Northeast | CC | CC | 0 | 0 | 0 | 0 | 0 | 0.01 | CC | 0 | 0 | 0 | 0 | 0 | 0
| Retirements of Capacity | NYISO_G-I | Northeast | Other Renew | CSP | 0 | 0 | 0 | 0 | 0 | 0 | CSP | 0 | 0 | 0 | 0 | 0 | 0
| Retirements of Capacity | NYISO_G-I | Northeast | CT | CT | 0 | 0 | 0 | 0 | 0 | 0 | CT | 0 | 0 | 0 | 0 | 0 | 0
| Retirements of Capacity | NYISO_G-I | Northeast | Coal | Coal | 368.13 | 0.01 | 0 | 0 | 0 | 0 | Coal | 368.2 | 0 | 0 | 0 | 0 | 0
| Retirements of Capacity | NYISO_G-I | Northeast | Other Renew | Geo | 0 | 0 | 0 | 0 | 0 | 0 | Geo | 0 | 0 | 0 | 0 | 0 | 0
| Retirements of Capacity | NYISO_G-I | Northeast | Hydro | H | 0 | 0 | 0 | 0 | 0 | 0 | H | 0 | 0 | 0 | 0 | 0 | 0
| Retirements of Capacity | NYISO_G-I | Northeast | Other Renew | LFG | 0 | 0 | 0 | 0 | 0 | 0 | LFG | 0 | 0 | 0 | 0 | 0 | 0
| Retirements of Capacity | NYISO_G-I | Northeast | Nuclear | Nuc | 0 | 0 | 0 | 0 | 1019.6 | 1025 | Nuc | 0 | 0 | 0 | 0 | 1019.6 | 1025
| Retirements of Capacity | NYISO_G-I | Northeast | Other | PS | 0 | 0 | 0 | 0 | 0 | 0 | PS | 0 | 0 | 0 | 0 | 0 | 0
| Retirements of Capacity | NYISO_G-I | Northeast | Other Renew | PV | 0 | 0 | 0 | 0 | 0 | 0 | PV | 0 | 0 | 0 | 0 | 0 | 0
| Retirements of Capacity | NYISO_G-I | Northeast | CT | PeakG | 0 | 0 | 0 | 0 | 0 | 0 | PeakG | 0 | 0 | 0 | 0 | 0 | 0
| Retirements of Capacity | NYISO_G-I | Northeast | CT | PeakO | 0 | 0 | 0 | 0 | 0 | 0 | PeakO | 0 | 0 | 0 | 0 | 0 | 0
| Retirements of Capacity | NYISO_G-I | Northeast | Other Renew | ST | 0 | 0 | 0 | 0 | 0 | 0 | ST | 0 | 0 | 0 | 0 | 0 | 0
| Retirements of Capacity | NYISO_G-I | Northeast | Steam O/G | STOG | 2430.64 | 0 | 0 | 0 | 0 | 0.01 | STOG | 2431 | 0 | 0 | 0 | 0 | 0
| Retirements of Capacity | NYISO_G-I | Northeast | Other Renew | STWD | 0 | 0 | 0 | 0 | 0 | 0 | STWD | 0 | 0 | 0 | 0 | 0 | 0
| Retirements of Capacity | NYISO_G-I | Northeast | On-shore Wind | WT | 0 | 0 | 0 | 0 | 0 | 0 | WT | 0 | 0 | 0 | 0 | 0 | 0
| Retirements of Capacity | NYISO_G-I | Northeast | Coal | IGCC | 0 | 0 | 0 | 0 | 0 | 0 | IGCC | 0 | 0 | 0 | 0 | 0 | 0
| Retirements of Capacity | NYISO_G-I | Northeast | DR | DemandResponse | 0 | 0 | 0 | 0 | 0 | 0 | DemandResponse | 0 | 0 | 0 | 0 | 0 | 0
| Retirements of Capacity | NYISO_G-I | Northeast | Coal-CCS | IGCC-CCS | 0 | 0 | 0 | 0 | 0 | 0 | IGCC-CCS | 0 | 0 | 0 | 0 | 0 | 0
| Retirements of Capacity | NYISO_G-I | Northeast | Off-shore Wind | WT_off | 0 | 0 | 0 | 0 | 0 | 0 | WT_off | 0 | 0 | 0 | 0 | 0 | 0
| Retirements of Capacity | NYISO_G-I | Northeast | Other | PseudoUnit | 0 | 0 | 0 | 0 | 0 | 0 | PseudoUnit | 0 | 0 | 0 | 0 | 0 | 0
| Retirements of Capacity | NYISO_G-I | Northeast | HQ/Maritimes | FixedInterchange | 0 | 0 | 0 | 0 | 0 | 0 | FixedInterchange | 0 | 0 | 0 | 0 | 0 | 0
Retirements of Capacity
| Retirements of Capacity |  |  |  | Retirements of Capacity by Reporting Type: NYISO_J-K | [6 empty] | Retirements of Capacity by Reporting Type: NYISO_J-K
| Retirements of Capacity |  |  |  | ReportingType | 2015 | 2020 | 2025 | 2030 | 2035 | 2040 | ReportingType | 2015 | 2020 | 2025 | 2030 | 2035 | 2040
| Retirements of Capacity | NYISO_J-K | Northeast | Other Renew | BM | 0 | 0 | 0 | 0 | 0 | 0 | BM | 0 | 0 | 0 | 0 | 0 | 0
| Retirements of Capacity | NYISO_J-K | Northeast | CC | CC | 0 | 0 | 0 | 0 | 0 | 0 | CC | 0 | 0 | 0 | 0 | 0 | 0
| Retirements of Capacity | NYISO_J-K | Northeast | Other Renew | CSP | 0 | 0 | 0 | 0 | 0 | 0 | CSP | 0 | 0 | 0 | 0 | 0 | 0
| Retirements of Capacity | NYISO_J-K | Northeast | CT | CT | 0 | 0 | 0 | 0 | 0 | 0 | CT | 0 | 0 | 0 | 0 | 0 | 0
| Retirements of Capacity | NYISO_J-K | Northeast | Coal | Coal | 0 | 0 | 0 | 0 | 0 | 0 | Coal | 0 | 0 | 0 | 0 | 0 | 0
| Retirements of Capacity | NYISO_J-K | Northeast | Other Renew | Geo | 0 | 0 | 0 | 0 | 0 | 0 | Geo | 0 | 0 | 0 | 0 | 0 | 0
| Retirements of Capacity | NYISO_J-K | Northeast | Hydro | H | 0 | 0 | 0 | 0 | 0 | 0 | H | 0 | 0 | 0 | 0 | 0 | 0
| Retirements of Capacity | NYISO_J-K | Northeast | Other Renew | LFG | 0 | 0 | 0 | 0 | 0 | 0 | LFG | 0 | 0 | 0 | 0 | 0 | 0
| Retirements of Capacity | NYISO_J-K | Northeast | Nuclear | Nuc | 0 | 0 | 0 | 0 | 0 | 0 | Nuc | 0 | 0 | 0 | 0 | 0 | 0
| Retirements of Capacity | NYISO_J-K | Northeast | Other | PS | 0 | 0 | 0 | 0 | 0 | 0 | PS | 0 | 0 | 0 | 0 | 0 | 0
| Retirements of Capacity | NYISO_J-K | Northeast | Other Renew | PV | 0 | 0 | 0 | 0 | 31.79 | 0 | PV | 0 | 0 | 0 | 0 | 0 | 0
| Retirements of Capacity | NYISO_J-K | Northeast | CT | PeakG | 0 | 0 | 0 | 0 | 0 | 0 | PeakG | 0 | 0 | 0 | 0 | 0 | 0
| Retirements of Capacity | NYISO_J-K | Northeast | CT | PeakO | 0 | 0 | 0 | 0 | 0 | 0 | PeakO | 0 | 0 | 0 | 0 | 0 | 0
| Retirements of Capacity | NYISO_J-K | Northeast | Other Renew | ST | 0 | 0 | 0 | 0 | 0 | 0 | ST | 0 | 0 | 0 | 0 | 0 | 0
| Retirements of Capacity | NYISO_J-K | Northeast | Steam O/G | STOG | 3386.05 | 0 | 0 | 0 | 0 | 0 | STOG | 3856.84 | 0 | 0 | 32.65 | 202.79 | 0
| Retirements of Capacity | NYISO_J-K | Northeast | Other Renew | STWD | 0 | 0 | 0 | 0 | 0 | 0 | STWD | 0 | 0 | 0 | 0 | 0 | 0
| Retirements of Capacity | NYISO_J-K | Northeast | On-shore Wind | WT | 0 | 0 | 0 | 0 | 0 | 0 | WT | 0 | 0 | 0 | 0 | 0 | 0
| Retirements of Capacity | NYISO_J-K | Northeast | Coal | IGCC | 0 | 0 | 0 | 0 | 0 | 0 | IGCC | 0 | 0 | 0 | 0 | 0 | 0
| Retirements of Capacity | NYISO_J-K | Northeast | DR | DemandResponse | 0 | 0 | 0 | 0 | 0 | 0 | DemandResponse | 0 | 0 | 0 | 0 | 0 | 0
| Retirements of Capacity | NYISO_J-K | Northeast | Coal-CCS | IGCC-CCS | 0 | 0 | 0 | 0 | 0 | 0 | IGCC-CCS | 0 | 0 | 0 | 0 | 0 | 0
| Retirements of Capacity | NYISO_J-K | Northeast | Off-shore Wind | WT_off | 0 | 0 | 0 | 0 | 0 | 0 | WT_off | 0 | 0 | 0 | 0 | 0 | 0
| Retirements of Capacity | NYISO_J-K | Northeast | Other | PseudoUnit | 0 | 0 | 0 | 0 | 0 | 0 | PseudoUnit | 0 | 0 | 0 | 0 | 0 | 0
| Retirements of Capacity | NYISO_J-K | Northeast | HQ/Maritimes | FixedInterchange | 0 | 0 | 0 | 0 | 0 | 0 | FixedInterchange | 0 | 0 | 0 | 0 | 0 | 0
Retirements of Capacity
| Retirements of Capacity |  |  |  | Retirements of Capacity by Reporting Type: PJM_E | [6 empty] | Retirements of Capacity by Reporting Type: PJM_E
| Retirements of Capacity |  |  |  | ReportingType | 2015 | 2020 | 2025 | 2030 | 2035 | 2040 | ReportingType | 2015 | 2020 | 2025 | 2030 | 2035 | 2040
| Retirements of Capacity | PJM_E | PJM_MAAC | Other Renew | BM | 0 | 0 | 0 | 0 | 0 | 0 | BM | 0 | 0 | 0 | 0 | 0 | 0
| Retirements of Capacity | PJM_E | PJM_MAAC | CC | CC | 0 | 0 | 0 | 0 | 0.02 | 0.02 | CC | 0 | 0 | 0 | 0 | 618.3 | 522.52
| Retirements of Capacity | PJM_E | PJM_MAAC | Other Renew | CSP | 0 | 0 | 0 | 0 | 0 | 0 | CSP | 0 | 0 | 0 | 0 | 0 | 0
| Retirements of Capacity | PJM_E | PJM_MAAC | CT | CT | 0 | 0 | 0 | 0 | 0 | 25.94 | CT | 0 | 0 | 0 | 26.2 | 0 | 0
| Retirements of Capacity | PJM_E | PJM_MAAC | Coal | Coal | 2803.51 | 567.56 | 0.55 | 0.01 | 0.01 | 0.05 | Coal | 2804 | 568 | 0 | 0 | 0 | 0
| Retirements of Capacity | PJM_E | PJM_MAAC | Other Renew | Geo | 0 | 0 | 0 | 0 | 0 | 0 | Geo | 0 | 0 | 0 | 0 | 0 | 0
| Retirements of Capacity | PJM_E | PJM_MAAC | Hydro | H | 0 | 0 | 0 | 0 | 0 | 0 | H | 0 | 0 | 0 | 0 | 0 | 0
| Retirements of Capacity | PJM_E | PJM_MAAC | Other Renew | LFG | 0 | 0 | 0 | 0 | 0 | 0 | LFG | 0 | 0 | 0 | 0 | 0 | 0
| Retirements of Capacity | PJM_E | PJM_MAAC | Nuclear | Nuc | 0 | 614.5 | 0 | 0 | 2224 | 1174 | Nuc | 0 | 614.5 | 0 | 0 | 2224 | 1174
| Retirements of Capacity | PJM_E | PJM_MAAC | Other | PS | 0 | 0 | 0 | 0 | 0 | 0 | PS | 0 | 0 | 0 | 0 | 0 | 0
| Retirements of Capacity | PJM_E | PJM_MAAC | Other Renew | PV | 0 | 0 | 0 | 0 | 0 | 0 | PV | 0 | 0 | 0 | 0 | 0 | 0
| Retirements of Capacity | PJM_E | PJM_MAAC | CT | PeakG | 268.5 | 0 | 0 | 0 | 0 | 0 | PeakG | 268.5 | 0 | 0 | 0 | 0 | 0
| Retirements of Capacity | PJM_E | PJM_MAAC | CT | PeakO | 2.71 | 0 | 0 | 0 | 0 | 0.01 | PeakO | 2.7 | 0 | 0 | 0 | 0 | 0
| Retirements of Capacity | PJM_E | PJM_MAAC | Other Renew | ST | 0 | 0 | 0 | 0 | 0 | 0 | ST | 0 | 0 | 0 | 0 | 0 | 0
| Retirements of Capacity | PJM_E | PJM_MAAC | Steam O/G | STOG | 629.57 | 0 | 0.01 | 0 | 0 | 2621.69 | STOG | 1912.39 | 0 | 1339.6 | 0 | 0 | 0
| Retirements of Capacity | PJM_E | PJM_MAAC | Other Renew | STWD | 0 | 0 | 0 | 0 | 0 | 0 | STWD | 0 | 0 | 0 | 0 | 0 | 0
| Retirements of Capacity | PJM_E | PJM_MAAC | On-shore Wind | WT | 0 | 0 | 0 | 0 | 1149.67 | 0 | WT | 0 | 0 | 0 | 0 | 0 | 0
| Retirements of Capacity | PJM_E | PJM_MAAC | Coal | IGCC | 0 | 0 | 0 | 0 | 0 | 0 | IGCC | 0 | 0 | 0 | 0 | 0 | 0
| Retirements of Capacity | PJM_E | PJM_MAAC | DR | DemandResponse | 0 | 0 | 0 | 0 | 0 | 0 | DemandResponse | 0 | 0 | 0 | 0 | 0 | 0
| Retirements of Capacity | PJM_E | PJM_MAAC | Coal-CCS | IGCC-CCS | 0 | 0 | 0 | 0 | 0 | 0 | IGCC-CCS | 0 | 0 | 0 | 0 | 0 | 0
| Retirements of Capacity | PJM_E | PJM_MAAC | Off-shore Wind | WT_off | 0 | 0 | 0 | 0 | 0.01 | 0.01 | WT_off | 0 | 0 | 0 | 0 | 0 | 0
| Retirements of Capacity | PJM_E | PJM_MAAC | Other | PseudoUnit | 0 | 0 | 0 | 0 | 0 | 0 | PseudoUnit | 0 | 0 | 0 | 0 | 0 | 0
| Retirements of Capacity | PJM_E | PJM_MAAC | HQ/Maritimes | FixedInterchange | 0 | 0 | 0 | 0 | 0 | 0 | FixedInterchange | 0 | 0 | 0 | 0 | 0 | 0
Retirements of Capacity
| Retirements of Capacity |  |  |  | Retirements of Capacity by Reporting Type: PJM_ROM | [6 empty] | Retirements of Capacity by Reporting Type: PJM_ROM
| Retirements of Capacity |  |  |  | ReportingType | 2015 | 2020 | 2025 | 2030 | 2035 | 2040 | ReportingType | 2015 | 2020 | 2025 | 2030 | 2035 | 2040
| Retirements of Capacity | PJM_ROM | PJM_MAAC | Other Renew | BM | 0 | 0 | 0 | 0 | 0 | 0 | BM | 0 | 0 | 0 | 0 | 0 | 0
| Retirements of Capacity | PJM_ROM | PJM_MAAC | CC | CC | 0 | 0 | 0 | 0 | 0 | 0.02 | CC | 0 | 0 | 0 | 0 | 0 | 1396.89
| Retirements of Capacity | PJM_ROM | PJM_MAAC | Other Renew | CSP | 0 | 0 | 0 | 0 | 0 | 0 | CSP | 0 | 0 | 0 | 0 | 0 | 0
| Retirements of Capacity | PJM_ROM | PJM_MAAC | CT | CT | 0 | 0 | 0 | 0 | 0 | 0 | CT | 0 | 0 | 0 | 0 | 16 | 0
| Retirements of Capacity | PJM_ROM | PJM_MAAC | Coal | Coal | 13976.51 | 1234.06 | 521.11 | 0.02 | 0.06 | 0.72 | Coal | 14625.44 | 1234.01 | 521 | 0 | 0 | 0
| Retirements of Capacity | PJM_ROM | PJM_MAAC | Other Renew | Geo | 0 | 0 | 0 | 0 | 0 | 0 | Geo | 0 | 0 | 0 | 0 | 0 | 0
| Retirements of Capacity | PJM_ROM | PJM_MAAC | Hydro | H | 0 | 0 | 0 | 0 | 0 | 0 | H | 0 | 0 | 0 | 0 | 0 | 0
| Retirements of Capacity | PJM_ROM | PJM_MAAC | Other Renew | LFG | 0 | 0 | 0 | 0 | 0 | 0 | LFG | 0 | 0 | 0 | 0 | 0 | 0
| Retirements of Capacity | PJM_ROM | PJM_MAAC | Nuclear | Nuc | 0 | 0 | 0 | 0 | 1732 | 899 | Nuc | 0 | 0 | 0 | 0 | 1732 | 899
| Retirements of Capacity | PJM_ROM | PJM_MAAC | Other | PS | 0 | 0 | 0 | 0 | 0 | 0 | PS | 0 | 0 | 0 | 0 | 0 | 0
| Retirements of Capacity | PJM_ROM | PJM_MAAC | Other Renew | PV | 0 | 0 | 0 | 0 | 0 | 0 | PV | 0 | 0 | 0 | 0 | 0 | 0
| Retirements of Capacity | PJM_ROM | PJM_MAAC | CT | PeakG | 0 | 0 | 0 | 0 | 0 | 0.01 | PeakG | 0 | 0 | 0 | 0 | 0 | 0
| Retirements of Capacity | PJM_ROM | PJM_MAAC | CT | PeakO | 270.01 | 0 | 0 | 0 | 0 | 0.02 | PeakO | 270 | 0 | 0 | 0 | 1100.2 | 465.8
| Retirements of Capacity | PJM_ROM | PJM_MAAC | Other Renew | ST | 0 | 0 | 0 | 0 | 0 | 0 | ST | 0 | 0 | 0 | 0 | 0 | 0
| Retirements of Capacity | PJM_ROM | PJM_MAAC | Steam O/G | STOG | 580.08 | 0 | 0.01 | 0 | 0 | 3528.63 | STOG | 580 | 0 | 2353.5 | 339.62 | 835.88 | 0
| Retirements of Capacity | PJM_ROM | PJM_MAAC | Other Renew | STWD | 0 | 0 | 0 | 0 | 0 | 0 | STWD | 0 | 0 | 0 | 0 | 0 | 0
| Retirements of Capacity | PJM_ROM | PJM_MAAC | On-shore Wind | WT | 0 | 0 | 0 | 0 | 0 | 0 | WT | 0 | 0 | 0 | 0 | 0 | 0
| Retirements of Capacity | PJM_ROM | PJM_MAAC | Coal | IGCC | 0 | 0 | 0 | 0 | 0 | 0 | IGCC | 0 | 0 | 0 | 0 | 0 | 0
| Retirements of Capacity | PJM_ROM | PJM_MAAC | DR | DemandResponse | 0 | 0 | 0 | 0 | 0 | 0 | DemandResponse | 0 | 0 | 0 | 0 | 0 | 0
| Retirements of Capacity | PJM_ROM | PJM_MAAC | Coal-CCS | IGCC-CCS | 0 | 0 | 0 | 0 | 0 | 0 | IGCC-CCS | 0 | 0 | 0 | 0 | 0 | 0
| Retirements of Capacity | PJM_ROM | PJM_MAAC | Off-shore Wind | WT_off | 0 | 0 | 0 | 0 | 0 | 0 | WT_off | 0 | 0 | 0 | 0 | 0 | 0
| Retirements of Capacity | PJM_ROM | PJM_MAAC | Other | PseudoUnit | 0 | 0 | 0 | 0 | 0 | 0 | PseudoUnit | 0 | 0 | 0 | 0 | 0 | 0
| Retirements of Capacity | PJM_ROM | PJM_MAAC | HQ/Maritimes | FixedInterchange | 0 | 0 | 0 | 0 | 0 | 0 | FixedInterchange | 0 | 0 | 0 | 0 | 0 | 0
Retirements of Capacity
| Retirements of Capacity |  |  |  | Retirements of Capacity by Reporting Type: PJM_ROR | [6 empty] | Retirements of Capacity by Reporting Type: PJM_ROR
| Retirements of Capacity |  |  |  | ReportingType | 2015 | 2020 | 2025 | 2030 | 2035 | 2040 | ReportingType | 2015 | 2020 | 2025 | 2030 | 2035 | 2040
| Retirements of Capacity | PJM_ROR | PJM_ROR | Other Renew | BM | 0 | 0 | 0 | 0 | 0 | 0 | BM | 0 | 0 | 0 | 0 | 0 | 0
| Retirements of Capacity | PJM_ROR | PJM_ROR | CC | CC | 0 | 0 | 0 | 0 | 0.01 | 0.03 | CC | 0 | 0 | 0 | 0 | 174 | 24694.12
| Retirements of Capacity | PJM_ROR | PJM_ROR | Other Renew | CSP | 0 | 0 | 0 | 0 | 0 | 0 | CSP | 0 | 0 | 0 | 0 | 0 | 0
| Retirements of Capacity | PJM_ROR | PJM_ROR | CT | CT | 0 | 0 | 0 | 0 | 0 | 0.01 | CT | 0 | 0 | 0 | 0 | 29 | 0
| Retirements of Capacity | PJM_ROR | PJM_ROR | Coal | Coal | 29830.61 | 11834.54 | 10447.88 | 0.09 | 0.24 | 0.32 | Coal | 35112.83 | 12407.92 | 6588.27 | 0 | 0 | 0
| Retirements of Capacity | PJM_ROR | PJM_ROR | Other Renew | Geo | 0 | 0 | 0 | 0 | 0 | 0 | Geo | 0 | 0 | 0 | 0 | 0 | 0
| Retirements of Capacity | PJM_ROR | PJM_ROR | Hydro | H | 0 | 0 | 0 | 0 | 0 | 0 | H | 0 | 0 | 0 | 0 | 0 | 0
| Retirements of Capacity | PJM_ROR | PJM_ROR | Other Renew | LFG | 0 | 0 | 0 | 0 | 0 | 0 | LFG | 0 | 0 | 0 | 0 | 0 | 0
| Retirements of Capacity | PJM_ROR | PJM_ROR | Nuclear | Nuc | 0 | 0 | 0 | 867 | 4275 | 4883.16 | Nuc | 0 | 0 | 0 | 867 | 4275 | 4883.16
| Retirements of Capacity | PJM_ROR | PJM_ROR | Other | PS | 0 | 0 | 0 | 0 | 0 | 0 | PS | 0 | 0 | 0 | 0 | 0 | 0
| Retirements of Capacity | PJM_ROR | PJM_ROR | Other Renew | PV | 0 | 0 | 0 | 0 | 0 | 0 | PV | 0 | 0 | 0 | 0 | 0 | 0
| Retirements of Capacity | PJM_ROR | PJM_ROR | CT | PeakG | 0.03 | 0 | 0.02 | 0 | 0 | 0.02 | PeakG | 0 | 0 | 0 | 0 | 0 | 0
| Retirements of Capacity | PJM_ROR | PJM_ROR | CT | PeakO | 19 | 0 | 0 | 0 | 0 | 0.01 | PeakO | 19 | 0 | 0 | 0 | 952.73 | 789.26
| Retirements of Capacity | PJM_ROR | PJM_ROR | Other Renew | ST | 0 | 0 | 0 | 0 | 0 | 0 | ST | 0 | 0 | 0 | 0 | 0 | 0
| Retirements of Capacity | PJM_ROR | PJM_ROR | Steam O/G | STOG | 0.03 | 0 | 0.02 | 0 | 0 | 2121.52 | STOG | 34.99 | 0 | 2086.99 | 0.01 | 0 | 0
| Retirements of Capacity | PJM_ROR | PJM_ROR | Other Renew | STWD | 0 | 0 | 0 | 0 | 0 | 0 | STWD | 0 | 0 | 0 | 0 | 0 | 0
| Retirements of Capacity | PJM_ROR | PJM_ROR | On-shore Wind | WT | 0 | 0 | 0 | 0 | 0 | 0 | WT | 0 | 0 | 0 | 0 | 0 | 0
| Retirements of Capacity | PJM_ROR | PJM_ROR | Coal | IGCC | 0 | 0 | 0 | 0 | 0 | 0 | IGCC | 0 | 0 | 0 | 0 | 0 | 0
| Retirements of Capacity | PJM_ROR | PJM_ROR | DR | DemandResponse | 0 | 0 | 0 | 0 | 0 | 0 | DemandResponse | 0 | 0 | 0 | 0 | 0 | 0
| Retirements of Capacity | PJM_ROR | PJM_ROR | Coal-CCS | IGCC-CCS | 0 | 0 | 0 | 0 | 0 | 0 | IGCC-CCS | 0 | 0 | 0 | 0 | 0 | 0
| Retirements of Capacity | PJM_ROR | PJM_ROR | Off-shore Wind | WT_off | 0 | 0 | 0 | 0 | 0 | 0 | WT_off | 0 | 0 | 0 | 0 | 0 | 0
| Retirements of Capacity | PJM_ROR | PJM_ROR | Other | PseudoUnit | 0 | 0 | 0 | 0 | 0 | 0 | PseudoUnit | 0 | 0 | 0 | 0 | 0 | 0
| Retirements of Capacity | PJM_ROR | PJM_ROR | HQ/Maritimes | FixedInterchange | 0 | 0 | 0 | 0 | 0 | 0 | FixedInterchange | 0 | 0 | 0 | 0 | 0 | 0
Retirements of Capacity
| Retirements of Capacity |  |  |  | Retirements of Capacity by Reporting Type: SOCO | [6 empty] | Retirements of Capacity by Reporting Type: SOCO
| Retirements of Capacity |  |  |  | ReportingType | 2015 | 2020 | 2025 | 2030 | 2035 | 2040 | ReportingType | 2015 | 2020 | 2025 | 2030 | 2035 | 2040
| Retirements of Capacity | SOCO | South | Other Renew | BM | 0 | 0 | 0 | 0 | 0 | 0 | BM | 0 | 0 | 0 | 0 | 0 | 0
| Retirements of Capacity | SOCO | South | CC | CC | 0.01 | 0 | 0 | 0.17 | 13660.63 | 6746.83 | CC | 48.28 | 0 | 0 | 137.73 | 9934.25 | 6562.36
| Retirements of Capacity | SOCO | South | Other Renew | CSP | 0 | 0 | 0 | 0 | 0 | 0 | CSP | 0 | 0 | 0 | 0 | 0 | 0
| Retirements of Capacity | SOCO | South | CT | CT | 0 | 0 | 0 | 0 | 0 | 0 | CT | 0 | 0 | 0 | 0 | 0 | 0
| Retirements of Capacity | SOCO | South | Coal | Coal | 17197.13 | 4112.1 | 2044.95 | 0.22 | 0.08 | 0.06 | Coal | 17524.71 | 4112.41 | 2046.28 | 0 | 0 | 0
| Retirements of Capacity | SOCO | South | Other Renew | Geo | 0 | 0 | 0 | 0 | 0 | 0 | Geo | 0 | 0 | 0 | 0 | 0 | 0
| Retirements of Capacity | SOCO | South | Hydro | H | 0 | 0 | 0 | 0 | 0 | 0 | H | 0 | 0 | 0 | 0 | 0 | 0
| Retirements of Capacity | SOCO | South | Other Renew | LFG | 0 | 0 | 0 | 0 | 0 | 0 | LFG | 0 | 0 | 0 | 0 | 0 | 0
| Retirements of Capacity | SOCO | South | Nuclear | Nuc | 0 | 0 | 0 | 0 | 0 | 2645.05 | Nuc | 0 | 0 | 0 | 0 | 0 | 2645.05
| Retirements of Capacity | SOCO | South | Other | PS | 0 | 0 | 0 | 0 | 0 | 0 | PS | 0 | 0 | 0 | 0 | 0 | 0
| Retirements of Capacity | SOCO | South | Other Renew | PV | 0 | 0 | 0 | 0 | 0 | 0 | PV | 0 | 0 | 0 | 0 | 0 | 0
| Retirements of Capacity | SOCO | South | CT | PeakG | 0.13 | 0 | 0.01 | 0.31 | 6042.93 | 0.03 | PeakG | 210 | 0 | 0 | 7941.19 | 541.68 | 0
| Retirements of Capacity | SOCO | South | CT | PeakO | 954.48 | 0 | 0 | 15.52 | 168.43 | 0.02 | PeakO | 1139 | 0 | 0 | 0 | 0 | 0
| Retirements of Capacity | SOCO | South | Other Renew | ST | 0 | 0 | 0 | 0 | 0 | 0 | ST | 0 | 0 | 0 | 0 | 0 | 0
| Retirements of Capacity | SOCO | South | Steam O/G | STOG | 853.89 | 0 | 0 | 0 | 0 | 0 | STOG | 854 | 0 | 0 | 0 | 0 | 0
| Retirements of Capacity | SOCO | South | Other Renew | STWD | 0 | 0 | 0 | 0 | 0 | 0 | STWD | 0 | 0 | 0 | 0 | 0 | 0
| Retirements of Capacity | SOCO | South | On-shore Wind | WT | 0 | 0 | 0 | 0 | 0 | 0 | WT | 0 | 0 | 0 | 0 | 0 | 0
| Retirements of Capacity | SOCO | South | Coal | IGCC | 0 | 0 | 0 | 0 | 0 | 0 | IGCC | 0 | 0 | 0 | 0 | 0 | 0
| Retirements of Capacity | SOCO | South | DR | DemandResponse | 0 | 0 | 0 | 0 | 0 | 0 | DemandResponse | 0 | 0 | 0 | 0 | 0 | 0
| Retirements of Capacity | SOCO | South | Coal-CCS | IGCC-CCS | 0 | 0 | 0 | 0 | 0 | 0 | IGCC-CCS | 0 | 0 | 0 | 0 | 0 | 0
| Retirements of Capacity | SOCO | South | Off-shore Wind | WT_off | 0 | 0 | 0 | 0 | 0 | 0 | WT_off | 0 | 0 | 0 | 0 | 0 | 0
| Retirements of Capacity | SOCO | South | Other | PseudoUnit | 0 | 0 | 0 | 0 | 0 | 0 | PseudoUnit | 0 | 0 | 0 | 0 | 0 | 0
| Retirements of Capacity | SOCO | South | HQ/Maritimes | FixedInterchange | 0 | 0 | 0 | 0 | 0 | 0 | FixedInterchange | 0 | 0 | 0 | 0 | 0 | 0
Retirements of Capacity
| Retirements of Capacity |  |  |  | Retirements of Capacity by Reporting Type: SPP_N | [6 empty] | Retirements of Capacity by Reporting Type: SPP_N
| Retirements of Capacity |  |  |  | ReportingType | 2015 | 2020 | 2025 | 2030 | 2035 | 2040 | ReportingType | 2015 | 2020 | 2025 | 2030 | 2035 | 2040
| Retirements of Capacity | SPP_N | Southwest | Other Renew | BM | 0 | 0 | 0 | 0 | 0 | 0 | BM | 0 | 0 | 0 | 0 | 0 | 0
| Retirements of Capacity | SPP_N | Southwest | CC | CC | 0 | 0 | 0 | 0 | 0 | 0 | CC | 0 | 0 | 0 | 0 | 0 | 0
| Retirements of Capacity | SPP_N | Southwest | Other Renew | CSP | 0 | 0 | 0 | 0 | 0 | 0 | CSP | 0 | 0 | 0 | 0 | 0 | 0
| Retirements of Capacity | SPP_N | Southwest | CT | CT | 0 | 0 | 0 | 0 | 0 | 0 | CT | 0 | 0 | 0 | 0 | 0 | 0
| Retirements of Capacity | SPP_N | Southwest | Coal | Coal | 620.91 | 2833.21 | 4427.22 | 0.02 | 0.02 | 0.07 | Coal | 621 | 3553.47 | 3057.02 | 0 | 0 | 0
| Retirements of Capacity | SPP_N | Southwest | Other Renew | Geo | 0 | 0 | 0 | 0 | 0 | 0 | Geo | 0 | 0 | 0 | 0 | 0 | 0
| Retirements of Capacity | SPP_N | Southwest | Hydro | H | 0 | 0 | 0 | 0 | 0 | 0 | H | 0 | 0 | 0 | 0 | 0 | 0
| Retirements of Capacity | SPP_N | Southwest | Other Renew | LFG | 0 | 0 | 0 | 0 | 0 | 0 | LFG | 0 | 0 | 0 | 0 | 0 | 0
| Retirements of Capacity | SPP_N | Southwest | Nuclear | Nuc | 0 | 0 | 0 | 0 | 0 | 0 | Nuc | 0 | 0 | 0 | 0 | 0 | 0
| Retirements of Capacity | SPP_N | Southwest | Other | PS | 0 | 0 | 0 | 0 | 0 | 0 | PS | 0 | 0 | 0 | 0 | 0 | 0
| Retirements of Capacity | SPP_N | Southwest | Other Renew | PV | 0 | 0 | 0 | 0 | 0 | 0 | PV | 0 | 0 | 0 | 0 | 0 | 0
| Retirements of Capacity | SPP_N | Southwest | CT | PeakG | 0 | 0 | 0.01 | 0 | 0 | 0 | PeakG | 0 | 0 | 0 | 0 | 0 | 0
| Retirements of Capacity | SPP_N | Southwest | CT | PeakO | 0 | 0 | 0 | 0 | 0 | 0 | PeakO | 0 | 0 | 0 | 0 | 0 | 0
| Retirements of Capacity | SPP_N | Southwest | Other Renew | ST | 0 | 0 | 0 | 0 | 0 | 0 | ST | 0 | 0 | 0 | 0 | 0 | 0
| Retirements of Capacity | SPP_N | Southwest | Steam O/G | STOG | 1739.5 | 0 | 0.01 | 0 | 0 | 0 | STOG | 86.38 | 0 | 0 | 0 | 0 | 0
| Retirements of Capacity | SPP_N | Southwest | Other Renew | STWD | 0 | 0 | 0 | 0 | 0 | 0 | STWD | 0 | 0 | 0 | 0 | 0 | 0
| Retirements of Capacity | SPP_N | Southwest | On-shore Wind | WT | 0 | 0 | 0 | 0 | 0 | 0 | WT | 0 | 0 | 0 | 0 | 0 | 0
| Retirements of Capacity | SPP_N | Southwest | Coal | IGCC | 0 | 0 | 0 | 0 | 0 | 0 | IGCC | 0 | 0 | 0 | 0 | 0 | 0
| Retirements of Capacity | SPP_N | Southwest | DR | DemandResponse | 0 | 0 | 0 | 0 | 0 | 0 | DemandResponse | 0 | 0 | 0 | 0 | 0 | 0
| Retirements of Capacity | SPP_N | Southwest | Coal-CCS | IGCC-CCS | 0 | 0 | 0 | 0 | 0 | 0 | IGCC-CCS | 0 | 0 | 0 | 0 | 0 | 0
| Retirements of Capacity | SPP_N | Southwest | Off-shore Wind | WT_off | 0 | 0 | 0 | 0 | 0 | 0 | WT_off | 0 | 0 | 0 | 0 | 0 | 0
| Retirements of Capacity | SPP_N | Southwest | Other | PseudoUnit | 0 | 0 | 0 | 0 | 0 | 0 | PseudoUnit | 0 | 0 | 0 | 0 | 0 | 0
| Retirements of Capacity | SPP_N | Southwest | HQ/Maritimes | FixedInterchange | 0 | 0 | 0 | 0 | 0 | 0 | FixedInterchange | 0 | 0 | 0 | 0 | 0 | 0
Retirements of Capacity
| Retirements of Capacity |  |  |  | Retirements of Capacity by Reporting Type: SPP_S | [6 empty] | Retirements of Capacity by Reporting Type: SPP_S
| Retirements of Capacity |  |  |  | ReportingType | 2015 | 2020 | 2025 | 2030 | 2035 | 2040 | ReportingType | 2015 | 2020 | 2025 | 2030 | 2035 | 2040
| Retirements of Capacity | SPP_S | Southwest | Other Renew | BM | 0 | 0 | 0 | 0 | 0 | 0 | BM | 0 | 0 | 0 | 0 | 0 | 0
| Retirements of Capacity | SPP_S | Southwest | CC | CC | 0.01 | 0 | 0.02 | 0 | 0 | 0.01 | CC | 0 | 0 | 0 | 0 | 0 | 0
| Retirements of Capacity | SPP_S | Southwest | Other Renew | CSP | 0 | 0 | 0 | 0 | 0 | 0 | CSP | 0 | 0 | 0 | 0 | 0 | 0
| Retirements of Capacity | SPP_S | Southwest | CT | CT | 0 | 0 | 0 | 0 | 0 | 0 | CT | 0 | 0 | 0 | 0 | 0 | 0
| Retirements of Capacity | SPP_S | Southwest | Coal | Coal | 2097.98 | 6883.73 | 4156.36 | 0.04 | 0.04 | 0.26 | Coal | 4537.8 | 6608.79 | 1993.31 | 0 | 0 | 0
| Retirements of Capacity | SPP_S | Southwest | Other Renew | Geo | 0 | 0 | 0 | 0 | 0 | 0 | Geo | 0 | 0 | 0 | 0 | 0 | 0
| Retirements of Capacity | SPP_S | Southwest | Hydro | H | 0 | 0 | 0 | 0 | 0 | 0 | H | 0 | 0 | 0 | 0 | 0 | 0
| Retirements of Capacity | SPP_S | Southwest | Other Renew | LFG | 0 | 0 | 0 | 0 | 0 | 0 | LFG | 0 | 0 | 0 | 0 | 0 | 0
| Retirements of Capacity | SPP_S | Southwest | Nuclear | Nuc | 0 | 0 | 0 | 0 | 0 | 0 | Nuc | 0 | 0 | 0 | 0 | 0 | 0
| Retirements of Capacity | SPP_S | Southwest | Other | PS | 0 | 0 | 0 | 0 | 0 | 0 | PS | 0 | 0 | 0 | 0 | 0 | 0
| Retirements of Capacity | SPP_S | Southwest | Other Renew | PV | 0 | 0 | 0 | 0 | 0 | 0 | PV | 0 | 0 | 0 | 0 | 0 | 0
| Retirements of Capacity | SPP_S | Southwest | CT | PeakG | 0 | 0 | 0 | 0 | 0 | 0.01 | PeakG | 0 | 0 | 0 | 0 | 0 | 0
| Retirements of Capacity | SPP_S | Southwest | CT | PeakO | 0 | 0 | 0 | 0 | 0 | 0 | PeakO | 0 | 0 | 0 | 0 | 0 | 0
| Retirements of Capacity | SPP_S | Southwest | Other Renew | ST | 0 | 0 | 0 | 0 | 0 | 0 | ST | 0 | 0 | 0 | 0 | 0 | 0
| Retirements of Capacity | SPP_S | Southwest | Steam O/G | STOG | 2360.98 | 0 | 0.06 | 0 | 0 | 0.01 | STOG | 1846.79 | 0 | 0 | 0 | 0 | 0
| Retirements of Capacity | SPP_S | Southwest | Other Renew | STWD | 0 | 0 | 0 | 0 | 0 | 0 | STWD | 0 | 0 | 0 | 0 | 0 | 0
| Retirements of Capacity | SPP_S | Southwest | On-shore Wind | WT | 0 | 0 | 0 | 0 | 0 | 0 | WT | 0 | 0 | 0 | 0 | 0 | 0
| Retirements of Capacity | SPP_S | Southwest | Coal | IGCC | 0 | 0 | 0 | 0 | 0 | 0 | IGCC | 0 | 0 | 0 | 0 | 0 | 0
| Retirements of Capacity | SPP_S | Southwest | DR | DemandResponse | 0 | 0 | 0 | 0 | 0 | 0 | DemandResponse | 0 | 0 | 0 | 0 | 0 | 0
| Retirements of Capacity | SPP_S | Southwest | Coal-CCS | IGCC-CCS | 0 | 0 | 0 | 0 | 0 | 0 | IGCC-CCS | 0 | 0 | 0 | 0 | 0 | 0
| Retirements of Capacity | SPP_S | Southwest | Off-shore Wind | WT_off | 0 | 0 | 0 | 0 | 0 | 0 | WT_off | 0 | 0 | 0 | 0 | 0 | 0
| Retirements of Capacity | SPP_S | Southwest | Other | PseudoUnit | 0 | 0 | 0 | 0 | 0 | 0 | PseudoUnit | 0 | 0 | 0 | 0 | 0 | 0
| Retirements of Capacity | SPP_S | Southwest | HQ/Maritimes | FixedInterchange | 0 | 0 | 0 | 0 | 0 | 0 | FixedInterchange | 0 | 0 | 0 | 0 | 0 | 0
Retirements of Capacity
| Retirements of Capacity |  |  |  | Retirements of Capacity by Reporting Type: TVA | [6 empty] | Retirements of Capacity by Reporting Type: TVA
| Retirements of Capacity |  |  |  | ReportingType | 2015 | 2020 | 2025 | 2030 | 2035 | 2040 | ReportingType | 2015 | 2020 | 2025 | 2030 | 2035 | 2040
| Retirements of Capacity | TVA | South | Other Renew | BM | 0 | 0 | 0 | 0 | 0 | 0 | BM | 0 | 0 | 0 | 0 | 0 | 0
| Retirements of Capacity | TVA | South | CC | CC | 0 | 0 | 0 | 0.01 | 4637.59 | 3188.24 | CC | 0 | 0 | 0 | 0 | 2644.99 | 4118.38
| Retirements of Capacity | TVA | South | Other Renew | CSP | 0 | 0 | 0 | 0 | 0 | 0 | CSP | 0 | 0 | 0 | 0 | 0 | 0
| Retirements of Capacity | TVA | South | CT | CT | 0 | 0 | 0 | 0 | 0 | 0 | CT | 0 | 0 | 0 | 0 | 0 | 0
| Retirements of Capacity | TVA | South | Coal | Coal | 9165.1 | 2104.2 | 1867.33 | 2020.7 | 0.15 | 0.03 | Coal | 10238.44 | 2104.01 | 1856.35 | 765.57 | 194.62 | 0
| Retirements of Capacity | TVA | South | Other Renew | Geo | 0 | 0 | 0 | 0 | 0 | 0 | Geo | 0 | 0 | 0 | 0 | 0 | 0
| Retirements of Capacity | TVA | South | Hydro | H | 0 | 0 | 0 | 0 | 0 | 0 | H | 0 | 0 | 0 | 0 | 0 | 0
| Retirements of Capacity | TVA | South | Other Renew | LFG | 0 | 0 | 0 | 0 | 0 | 0 | LFG | 0 | 0 | 0 | 0 | 0 | 0
| Retirements of Capacity | TVA | South | Nuclear | Nuc | 0 | 0 | 0 | 0 | 2512.33 | 1278.67 | Nuc | 0 | 0 | 0 | 0 | 2512.33 | 1278.67
| Retirements of Capacity | TVA | South | Other | PS | 0 | 0 | 0 | 0 | 0 | 0 | PS | 0 | 0 | 0 | 0 | 0 | 0
| Retirements of Capacity | TVA | South | Other Renew | PV | 0 | 0 | 0 | 0 | 0 | 0 | PV | 0 | 0 | 0 | 0 | 0 | 0
| Retirements of Capacity | TVA | South | CT | PeakG | 0 | 0 | 0 | 0.02 | 103.89 | 0.05 | PeakG | 0 | 0 | 0 | 0 | 1004.2 | 0
| Retirements of Capacity | TVA | South | CT | PeakO | 0 | 0 | 0 | 0 | 82.81 | 0.01 | PeakO | 0 | 0 | 0 | 0 | 83 | 0
| Retirements of Capacity | TVA | South | Other Renew | ST | 0 | 0 | 0 | 0 | 0 | 0 | ST | 0 | 0 | 0 | 0 | 0 | 0
| Retirements of Capacity | TVA | South | Steam O/G | STOG | 0 | 0 | 0 | 0 | 0 | 0 | STOG | 0 | 0 | 0 | 0 | 0 | 0
| Retirements of Capacity | TVA | South | Other Renew | STWD | 0 | 0 | 0 | 0 | 0 | 0 | STWD | 0 | 0 | 0 | 0 | 0 | 0
| Retirements of Capacity | TVA | South | On-shore Wind | WT | 0 | 0 | 0 | 0 | 0 | 0 | WT | 0 | 0 | 0 | 0 | 0 | 0
| Retirements of Capacity | TVA | South | Coal | IGCC | 0 | 0 | 0 | 0 | 0 | 0 | IGCC | 0 | 0 | 0 | 0 | 0 | 0
| Retirements of Capacity | TVA | South | DR | DemandResponse | 0 | 0 | 0 | 0 | 0 | 0 | DemandResponse | 0 | 0 | 0 | 0 | 0 | 0
| Retirements of Capacity | TVA | South | Coal-CCS | IGCC-CCS | 0 | 0 | 0 | 0 | 0 | 0 | IGCC-CCS | 0 | 0 | 0 | 0 | 0 | 0
| Retirements of Capacity | TVA | South | Off-shore Wind | WT_off | 0 | 0 | 0 | 0 | 0 | 0 | WT_off | 0 | 0 | 0 | 0 | 0 | 0
| Retirements of Capacity | TVA | South | Other | PseudoUnit | 0 | 0 | 0 | 0 | 0 | 0 | PseudoUnit | 0 | 0 | 0 | 0 | 0 | 0
| Retirements of Capacity | TVA | South | HQ/Maritimes | FixedInterchange | 0 | 0 | 0 | 0 | 0 | 0 | FixedInterchange | 0 | 0 | 0 | 0 | 0 | 0
Retirements of Capacity
| Retirements of Capacity |  |  |  | Retirements of Capacity by Reporting Type: TVA_Transmission | [6 empty] | Retirements of Capacity by Reporting Type: TVA_Transmission
| Retirements of Capacity |  |  |  | ReportingType | 2015 | 2020 | 2025 | 2030 | 2035 | 2040 | ReportingType | 2015 | 2020 | 2025 | 2030 | 2035 | 2040
| Retirements of Capacity | TVA_Transmission | South | Other Renew | BM | 0 | 0 | 0 | 0 | 0 | 0 | BM | 0 | 0 | 0 | 0 | 0 | 0
| Retirements of Capacity | TVA_Transmission | South | CC | CC | 0 | 0 | 0 | 0 | 0 | 0 | CC | 0 | 0 | 0 | 0 | 0 | 0
| Retirements of Capacity | TVA_Transmission | South | Other Renew | CSP | 0 | 0 | 0 | 0 | 0 | 0 | CSP | 0 | 0 | 0 | 0 | 0 | 0
| Retirements of Capacity | TVA_Transmission | South | CT | CT | 0 | 0 | 0 | 0 | 0 | 0 | CT | 0 | 0 | 0 | 0 | 0 | 0
| Retirements of Capacity | TVA_Transmission | South | Coal | Coal | 0 | 0 | 0 | 0 | 0 | 0 | Coal | 0 | 0 | 0 | 0 | 0 | 0
| Retirements of Capacity | TVA_Transmission | South | Other Renew | Geo | 0 | 0 | 0 | 0 | 0 | 0 | Geo | 0 | 0 | 0 | 0 | 0 | 0
| Retirements of Capacity | TVA_Transmission | South | Hydro | H | 0 | 0 | 0 | 0 | 0 | 0 | H | 0 | 0 | 0 | 0 | 0 | 0
| Retirements of Capacity | TVA_Transmission | South | Other Renew | LFG | 0 | 0 | 0 | 0 | 0 | 0 | LFG | 0 | 0 | 0 | 0 | 0 | 0
| Retirements of Capacity | TVA_Transmission | South | Nuclear | Nuc | 0 | 0 | 0 | 0 | 0 | 0 | Nuc | 0 | 0 | 0 | 0 | 0 | 0
| Retirements of Capacity | TVA_Transmission | South | Other | PS | 0 | 0 | 0 | 0 | 0 | 0 | PS | 0 | 0 | 0 | 0 | 0 | 0
| Retirements of Capacity | TVA_Transmission | South | Other Renew | PV | 0 | 0 | 0 | 0 | 0 | 0 | PV | 0 | 0 | 0 | 0 | 0 | 0
| Retirements of Capacity | TVA_Transmission | South | CT | PeakG | 0 | 0 | 0 | 0 | 0 | 0 | PeakG | 0 | 0 | 0 | 0 | 0 | 0
| Retirements of Capacity | TVA_Transmission | South | CT | PeakO | 0 | 0 | 0 | 0 | 0 | 0 | PeakO | 0 | 0 | 0 | 0 | 0 | 0
| Retirements of Capacity | TVA_Transmission | South | Other Renew | ST | 0 | 0 | 0 | 0 | 0 | 0 | ST | 0 | 0 | 0 | 0 | 0 | 0
| Retirements of Capacity | TVA_Transmission | South | Steam O/G | STOG | 0 | 0 | 0 | 0 | 0 | 0 | STOG | 0 | 0 | 0 | 0 | 0 | 0
| Retirements of Capacity | TVA_Transmission | South | Other Renew | STWD | 0 | 0 | 0 | 0 | 0 | 0 | STWD | 0 | 0 | 0 | 0 | 0 | 0
| Retirements of Capacity | TVA_Transmission | South | On-shore Wind | WT | 0 | 0 | 0 | 0 | 0 | 0 | WT | 0 | 0 | 0 | 0 | 0 | 0
| Retirements of Capacity | TVA_Transmission | South | Coal | IGCC | 0 | 0 | 0 | 0 | 0 | 0 | IGCC | 0 | 0 | 0 | 0 | 0 | 0
| Retirements of Capacity | TVA_Transmission | South | DR | DemandResponse | 0 | 0 | 0 | 0 | 0 | 0 | DemandResponse | 0 | 0 | 0 | 0 | 0 | 0
| Retirements of Capacity | TVA_Transmission | South | Coal-CCS | IGCC-CCS | 0 | 0 | 0 | 0 | 0 | 0 | IGCC-CCS | 0 | 0 | 0 | 0 | 0 | 0
| Retirements of Capacity | TVA_Transmission | South | Off-shore Wind | WT_off | 0 | 0 | 0 | 0 | 0 | 0 | WT_off | 0 | 0 | 0 | 0 | 0 | 0
| Retirements of Capacity | TVA_Transmission | South | Other | PseudoUnit | 0 | 0 | 0 | 0 | 0 | 0 | PseudoUnit | 0 | 0 | 0 | 0 | 0 | 0
| Retirements of Capacity | TVA_Transmission | South | HQ/Maritimes | FixedInterchange | 0 | 0 | 0 | 0 | 0 | 0 | FixedInterchange | 0 | 0 | 0 | 0 | 0 | 0
Retirements of Capacity
| Retirements of Capacity |  |  |  | Retirements of Capacity by Reporting Type: VACAR | [6 empty] | Retirements of Capacity by Reporting Type: VACAR
| Retirements of Capacity |  |  |  | ReportingType | 2015 | 2020 | 2025 | 2030 | 2035 | 2040 | ReportingType | 2015 | 2020 | 2025 | 2030 | 2035 | 2040
| Retirements of Capacity | VACAR | South | Other Renew | BM | 0 | 0 | 0 | 0 | 0 | 0 | BM | 0 | 0 | 0 | 0 | 0 | 0
| Retirements of Capacity | VACAR | South | CC | CC | 0 | 0 | 0 | 0.03 | 2696.32 | 6456.33 | CC | 0 | 0 | 0 | 0 | 3265.13 | 5496.2
| Retirements of Capacity | VACAR | South | Other Renew | CSP | 0 | 0 | 0 | 0 | 0 | 0 | CSP | 0 | 0 | 0 | 0 | 0 | 0
| Retirements of Capacity | VACAR | South | CT | CT | 0 | 0 | 0 | 717.12 | 0 | 0 | CT | 0 | 0 | 0 | 717.2 | 0 | 0
| Retirements of Capacity | VACAR | South | Coal | Coal | 11478.39 | 1852.31 | 994.26 | 4647.13 | 0.08 | 0.04 | Coal | 12176.09 | 1858.87 | 3900.94 | 1040.06 | 0 | 0
| Retirements of Capacity | VACAR | South | Other Renew | Geo | 0 | 0 | 0 | 0 | 0 | 0 | Geo | 0 | 0 | 0 | 0 | 0 | 0
| Retirements of Capacity | VACAR | South | Hydro | H | 0 | 0 | 0 | 0 | 0 | 0 | H | 0 | 0 | 0 | 0 | 0 | 0
| Retirements of Capacity | VACAR | South | Other Renew | LFG | 0 | 0 | 0 | 0 | 0 | 0 | LFG | 0 | 0 | 0 | 0 | 0 | 0
| Retirements of Capacity | VACAR | South | Nuclear | Nuc | 0 | 0 | 0 | 0 | 3248 | 1858 | Nuc | 0 | 0 | 0 | 0 | 3248 | 1858
| Retirements of Capacity | VACAR | South | Other | PS | 0 | 0 | 0 | 0 | 0 | 0 | PS | 0 | 0 | 0 | 0 | 0 | 0
| Retirements of Capacity | VACAR | South | Other Renew | PV | 0 | 0 | 0 | 0 | 0 | 0 | PV | 0 | 0 | 0 | 0 | 0 | 0
| Retirements of Capacity | VACAR | South | CT | PeakG | 0 | 0 | 0 | 0.05 | 3863.09 | 0.01 | PeakG | 0 | 0 | 0 | 0 | 1071.56 | 0
| Retirements of Capacity | VACAR | South | CT | PeakO | 0 | 0 | 0 | 0.06 | 1267.53 | 0.01 | PeakO | 0 | 0 | 0 | 0 | 1268 | 0
| Retirements of Capacity | VACAR | South | Other Renew | ST | 0 | 0 | 0 | 0 | 0 | 0 | ST | 0 | 0 | 0 | 0 | 0 | 0
| Retirements of Capacity | VACAR | South | Steam O/G | STOG | 0 | 0 | 0 | 90.75 | 1.18 | 0 | STOG | 0 | 0 | 0 | 63.78 | 28.22 | 0
| Retirements of Capacity | VACAR | South | Other Renew | STWD | 0 | 0 | 0 | 0 | 0 | 0 | STWD | 0 | 0 | 0 | 0 | 0 | 0
| Retirements of Capacity | VACAR | South | On-shore Wind | WT | 0 | 0 | 0 | 0 | 0 | 0 | WT | 0 | 0 | 0 | 0 | 0 | 0
| Retirements of Capacity | VACAR | South | Coal | IGCC | 0 | 0 | 0 | 0 | 0 | 0 | IGCC | 0 | 0 | 0 | 0 | 0 | 0
| Retirements of Capacity | VACAR | South | DR | DemandResponse | 0 | 0 | 0 | 0 | 0 | 0 | DemandResponse | 0 | 0 | 0 | 0 | 0 | 0
| Retirements of Capacity | VACAR | South | Coal-CCS | IGCC-CCS | 0 | 0 | 0 | 0 | 0 | 0 | IGCC-CCS | 0 | 0 | 0 | 0 | 0 | 0
| Retirements of Capacity | VACAR | South | Off-shore Wind | WT_off | 0 | 0 | 0 | 0 | 0 | 0 | WT_off | 0 | 0 | 0 | 0 | 0 | 0
| Retirements of Capacity | VACAR | South | Other | PseudoUnit | 0 | 0 | 0 | 0 | 0 | 0 | PseudoUnit | 0 | 0 | 0 | 0 | 0 | 0
| Retirements of Capacity | VACAR | South | HQ/Maritimes | FixedInterchange | 0 | 0 | 0 | 0 | 0 | 0 | FixedInterchange | 0 | 0 | 0 | 0 | 0 | 0
Retirements of Capacity
| Retirements of Capacity |  |  |  | Retirements of Capacity by Reporting Type: IESO | [6 empty] | Retirements of Capacity by Reporting Type: IESO
| Retirements of Capacity |  |  |  | ReportingType | 2015 | 2020 | 2025 | 2030 | 2035 | 2040 | ReportingType | 2015 | 2020 | 2025 | 2030 | 2035 | 2040
| Retirements of Capacity | IESO | Ontario | Other Renew | BM | 0 | 0 | 0 | 0 | 0 | 0 | BM | 0 | 0 | 0 | 0 | 0 | 0
| Retirements of Capacity | IESO | Ontario | CC | CC | 5942.73 | 0 | 0 | 0 | 0 | 0 | CC | 5943 | 0 | 0 | 0 | 0 | 0
| Retirements of Capacity | IESO | Ontario | Other Renew | CSP | 0 | 0 | 0 | 0 | 0 | 0 | CSP | 0 | 0 | 0 | 0 | 0 | 0
| Retirements of Capacity | IESO | Ontario | CT | CT | 0 | 0 | 0 | 0 | 367.35 | 0 | CT | 0 | 0 | 0 | 0 | 367.99 | 0
| Retirements of Capacity | IESO | Ontario | Coal | Coal | 6415.98 | 0 | 0 | 0 | 0 | 0 | Coal | 6416 | 0 | 0 | 0 | 0 | 0
| Retirements of Capacity | IESO | Ontario | Other Renew | Geo | 0 | 0 | 0 | 0 | 0 | 0 | Geo | 0 | 0 | 0 | 0 | 0 | 0
| Retirements of Capacity | IESO | Ontario | Hydro | H | 0 | 0 | 0 | 0 | 0 | 0 | H | 0 | 0 | 0 | 0 | 0 | 0
| Retirements of Capacity | IESO | Ontario | Other Renew | LFG | 0 | 0 | 0 | 0 | 0 | 0 | LFG | 0 | 0 | 0 | 0 | 0 | 0
| Retirements of Capacity | IESO | Ontario | Nuclear | Nuc | 0 | 0 | 0 | 0 | 1030 | 1540 | Nuc | 0 | 0 | 0 | 0 | 1030 | 1540
| Retirements of Capacity | IESO | Ontario | Other | PS | 0 | 0 | 0 | 0 | 0 | 0 | PS | 0 | 0 | 0 | 0 | 0 | 0
| Retirements of Capacity | IESO | Ontario | Other Renew | PV | 0 | 0 | 0 | 0 | 1067.26 | 0 | PV | 0 | 0 | 0 | 0 | 1067.26 | 0
| Retirements of Capacity | IESO | Ontario | CT | PeakG | 581.99 | 0 | 0 | 0 | 0 | 0 | PeakG | 583.98 | 0 | 0 | 0 | 0 | 0
| Retirements of Capacity | IESO | Ontario | CT | PeakO | 174.73 | 0 | 0 | 0 | 0 | 0 | PeakO | 175 | 0 | 0 | 0 | 0 | 0
| Retirements of Capacity | IESO | Ontario | Other Renew | ST | 0 | 0 | 0 | 0 | 0 | 0 | ST | 0 | 0 | 0 | 0 | 0 | 0
| Retirements of Capacity | IESO | Ontario | Steam O/G | STOG | 2125.96 | 0 | 0 | 0 | 0 | 0 | STOG | 2126 | 0 | 0 | 0 | 0 | 0
| Retirements of Capacity | IESO | Ontario | Other Renew | STWD | 0 | 0 | 0 | 0 | 0 | 0 | STWD | 0 | 0 | 0 | 0 | 0 | 0
| Retirements of Capacity | IESO | Ontario | On-shore Wind | WT | 0 | 0 | 0 | 0 | 0 | 0 | WT | 0 | 0 | 0 | 0 | 0 | 0
| Retirements of Capacity | IESO | Ontario | Coal | IGCC | 0 | 0 | 0 | 0 | 0 | 0 | IGCC | 0 | 0 | 0 | 0 | 0 | 0
| Retirements of Capacity | IESO | Ontario | DR | DemandResponse | 0 | 0 | 0 | 0 | 0 | 0 | DemandResponse | 0 | 0 | 0 | 0 | 0 | 0
| Retirements of Capacity | IESO | Ontario | Coal-CCS | IGCC-CCS | 0 | 0 | 0 | 0 | 0 | 0 | IGCC-CCS | 0 | 0 | 0 | 0 | 0 | 0
| Retirements of Capacity | IESO | Ontario | Off-shore Wind | WT_off | 0 | 0 | 0 | 0 | 0 | 0 | WT_off | 0 | 0 | 0 | 0 | 0 | 0
| Retirements of Capacity | IESO | Ontario | Other | PseudoUnit | 0 | 0 | 0 | 0 | 0 | 0 | PseudoUnit | 0 | 0 | 0 | 0 | 0 | 0
| Retirements of Capacity | IESO | Ontario | HQ/Maritimes | FixedInterchange | 0 | 0 | 0 | 0 | 0 | 0 | FixedInterchange | 0 | 0 | 0 | 0 | 0 | 0
Retirements of Capacity
| Retirements of Capacity |  |  |  | Retirements of Capacity by Reporting Type: MAPP_CA | [6 empty] | Retirements of Capacity by Reporting Type: MAPP_CA
| Retirements of Capacity |  |  |  | ReportingType | 2015 | 2020 | 2025 | 2030 | 2035 | 2040 | ReportingType | 2015 | 2020 | 2025 | 2030 | 2035 | 2040
| Retirements of Capacity | MAPP_CA | Midwest | Other Renew | BM | 0 | 0 | 0 | 0 | 0 | 0 | BM | 0 | 0 | 0 | 0 | 0 | 0
| Retirements of Capacity | MAPP_CA | Midwest | CC | CC | 0 | 0 | 730.89 | 0.03 | 0.01 | 0.01 | CC | 0 | 0 | 731 | 0 | 0 | 0
| Retirements of Capacity | MAPP_CA | Midwest | Other Renew | CSP | 0 | 0 | 0 | 0 | 0 | 0 | CSP | 0 | 0 | 0 | 0 | 0 | 0
| Retirements of Capacity | MAPP_CA | Midwest | CT | CT | 0 | 0 | 0 | 0 | 0 | 0 | CT | 0 | 0 | 0 | 0 | 0 | 0
| Retirements of Capacity | MAPP_CA | Midwest | Coal | Coal | 795.15 | 560.33 | 390.36 | 0.01 | 0 | 0 | Coal | 795.09 | 560.33 | 390.48 | 0 | 0 | 0
| Retirements of Capacity | MAPP_CA | Midwest | Other Renew | Geo | 0 | 0 | 0 | 0 | 0 | 0 | Geo | 0 | 0 | 0 | 0 | 0 | 0
| Retirements of Capacity | MAPP_CA | Midwest | Hydro | H | 0 | 0 | 0 | 0 | 0 | 0 | H | 0 | 0 | 0 | 0 | 0 | 0
| Retirements of Capacity | MAPP_CA | Midwest | Other Renew | LFG | 0 | 0 | 0 | 0 | 0 | 0 | LFG | 0 | 0 | 0 | 0 | 0 | 0
| Retirements of Capacity | MAPP_CA | Midwest | Nuclear | Nuc | 0 | 0 | 0 | 0 | 0 | 0 | Nuc | 0 | 0 | 0 | 0 | 0 | 0
| Retirements of Capacity | MAPP_CA | Midwest | Other | PS | 0 | 0 | 0 | 0 | 0 | 0 | PS | 0 | 0 | 0 | 0 | 0 | 0
| Retirements of Capacity | MAPP_CA | Midwest | Other Renew | PV | 0 | 0 | 0 | 0 | 0 | 0 | PV | 0 | 0 | 0 | 0 | 0 | 0
| Retirements of Capacity | MAPP_CA | Midwest | CT | PeakG | 0 | 0 | 553.24 | 5.64 | 0.01 | 0.01 | PeakG | 0 | 0 | 553 | 6 | 0 | 0
| Retirements of Capacity | MAPP_CA | Midwest | CT | PeakO | 0 | 0 | 3.93 | 0.04 | 0 | 0 | PeakO | 0 | 0 | 4 | 0 | 0 | 0
| Retirements of Capacity | MAPP_CA | Midwest | Other Renew | ST | 0 | 0 | 0 | 0 | 0 | 0 | ST | 0 | 0 | 0 | 0 | 0 | 0
| Retirements of Capacity | MAPP_CA | Midwest | Steam O/G | STOG | 0 | 0 | 125.97 | 0 | 0 | 0 | STOG | 0 | 0 | 126 | 0 | 0 | 0
| Retirements of Capacity | MAPP_CA | Midwest | Other Renew | STWD | 0 | 0 | 0 | 0 | 0 | 0 | STWD | 0 | 0 | 0 | 0 | 0 | 0
| Retirements of Capacity | MAPP_CA | Midwest | On-shore Wind | WT | 0 | 0 | 0 | 0 | 302.35 | 0 | WT | 0 | 0 | 0 | 0 | 302.4 | 0
| Retirements of Capacity | MAPP_CA | Midwest | Coal | IGCC | 0 | 0 | 0 | 0 | 0 | 0 | IGCC | 0 | 0 | 0 | 0 | 0 | 0
| Retirements of Capacity | MAPP_CA | Midwest | DR | DemandResponse | 0 | 0 | 0 | 0 | 0 | 0 | DemandResponse | 0 | 0 | 0 | 0 | 0 | 0
| Retirements of Capacity | MAPP_CA | Midwest | Coal-CCS | IGCC-CCS | 0 | 0 | 0 | 0 | 0 | 0 | IGCC-CCS | 0 | 0 | 0 | 0 | 0 | 0
| Retirements of Capacity | MAPP_CA | Midwest | Off-shore Wind | WT_off | 0 | 0 | 0 | 0 | 0 | 0 | WT_off | 0 | 0 | 0 | 0 | 0 | 0
| Retirements of Capacity | MAPP_CA | Midwest | Other | PseudoUnit | 0 | 0 | 0 | 0 | 0 | 0 | PseudoUnit | 0 | 0 | 0 | 0 | 0 | 0
| Retirements of Capacity | MAPP_CA | Midwest | HQ/Maritimes | FixedInterchange | 0 | 0 | 0 | 0 | 0 | 0 | FixedInterchange | 0 | 0 | 0 | 0 | 0 | 0
Retirements of Capacity
| Retirements of Capacity |  |  |  | Retirements of Capacity by Reporting Type: AZ_NM_SNV_Coal | [6 empty] | Retirements of Capacity by Reporting Type: AZ_NM_SNV_Coal
| Retirements of Capacity |  |  |  | ReportingType | 2015 | 2020 | 2025 | 2030 | 2035 | 2040 | ReportingType | 2015 | 2020 | 2025 | 2030 | 2035 | 2040
| Retirements of Capacity | AZ_NM_SNV_Coal | West | Other Renew | BM | 0 | 0 | 0 | 0 | 0 | 0 | BM | 0 | 0 | 0 | 0 | 0 | 0
| Retirements of Capacity | AZ_NM_SNV_Coal | West | CC | CC | 0 | 0 | 0 | 0 | 0 | 0 | CC | 0 | 0 | 0 | 0 | 0 | 0
| Retirements of Capacity | AZ_NM_SNV_Coal | West | Other Renew | CSP | 0 | 0 | 0 | 0 | 0 | 0 | CSP | 0 | 0 | 0 | 0 | 0 | 0
| Retirements of Capacity | AZ_NM_SNV_Coal | West | CT | CT | 0 | 0 | 0 | 0 | 0 | 0 | CT | 0 | 0 | 0 | 0 | 0 | 0
| Retirements of Capacity | AZ_NM_SNV_Coal | West | Coal | Coal | 2991.88 | 597.14 | 2682.25 | 3382.1 | 0.12 | 0.11 | Coal | 2989.73 | 600.26 | 2647.33 | 3410.67 | 0 | 0
| Retirements of Capacity | AZ_NM_SNV_Coal | West | Other Renew | Geo | 0 | 0 | 0 | 0 | 0 | 0 | Geo | 0 | 0 | 0 | 0 | 0 | 0
| Retirements of Capacity | AZ_NM_SNV_Coal | West | Hydro | H | 0 | 0 | 0 | 0 | 0 | 0 | H | 0 | 0 | 0 | 0 | 0 | 0
| Retirements of Capacity | AZ_NM_SNV_Coal | West | Other Renew | LFG | 0 | 0 | 0 | 0 | 0 | 0 | LFG | 0 | 0 | 0 | 0 | 0 | 0
| Retirements of Capacity | AZ_NM_SNV_Coal | West | Nuclear | Nuc | 0 | 0 | 0 | 0 | 0 | 0 | Nuc | 0 | 0 | 0 | 0 | 0 | 0
| Retirements of Capacity | AZ_NM_SNV_Coal | West | Other | PS | 0 | 0 | 0 | 0 | 0 | 0 | PS | 0 | 0 | 0 | 0 | 0 | 0
| Retirements of Capacity | AZ_NM_SNV_Coal | West | Other Renew | PV | 0 | 0 | 0 | 0 | 0 | 0 | PV | 0 | 0 | 0 | 0 | 0 | 0
| Retirements of Capacity | AZ_NM_SNV_Coal | West | CT | PeakG | 0 | 0 | 0 | 0 | 0 | 0 | PeakG | 0 | 0 | 0 | 0 | 0 | 0
| Retirements of Capacity | AZ_NM_SNV_Coal | West | CT | PeakO | 0 | 0 | 0 | 0.01 | 0.01 | 0.01 | PeakO | 0 | 0 | 0 | 0 | 0 | 0
| Retirements of Capacity | AZ_NM_SNV_Coal | West | Other Renew | ST | 0 | 0 | 0 | 0 | 0 | 0 | ST | 0 | 0 | 0 | 0 | 0 | 0
| Retirements of Capacity | AZ_NM_SNV_Coal | West | Steam O/G | STOG | 0 | 0 | 0 | 0 | 0 | 0 | STOG | 0 | 0 | 0 | 0 | 0 | 0
| Retirements of Capacity | AZ_NM_SNV_Coal | West | Other Renew | STWD | 0 | 0 | 0 | 0 | 0 | 0 | STWD | 0 | 0 | 0 | 0 | 0 | 0
| Retirements of Capacity | AZ_NM_SNV_Coal | West | On-shore Wind | WT | 0 | 0 | 0 | 0 | 0 | 0 | WT | 0 | 0 | 0 | 0 | 0 | 0
| Retirements of Capacity | AZ_NM_SNV_Coal | West | Coal | IGCC | 0 | 0 | 0 | 0 | 0 | 0 | IGCC | 0 | 0 | 0 | 0 | 0 | 0
| Retirements of Capacity | AZ_NM_SNV_Coal | West | DR | DemandResponse | 0 | 0 | 0 | 0 | 0 | 0 | DemandResponse | 0 | 0 | 0 | 0 | 0 | 0
| Retirements of Capacity | AZ_NM_SNV_Coal | West | Coal-CCS | IGCC-CCS | 0 | 0 | 0 | 0 | 0 | 0 | IGCC-CCS | 0 | 0 | 0 | 0 | 0 | 0
| Retirements of Capacity | AZ_NM_SNV_Coal | West | Off-shore Wind | WT_off | 0 | 0 | 0 | 0 | 0 | 0 | WT_off | 0 | 0 | 0 | 0 | 0 | 0
| Retirements of Capacity | AZ_NM_SNV_Coal | West | Other | PseudoUnit | 0 | 0 | 0 | 0 | 0 | 0 | PseudoUnit | 0 | 0 | 0 | 0 | 0 | 0
| Retirements of Capacity | AZ_NM_SNV_Coal | West | HQ/Maritimes | FixedInterchange | 0 | 0 | 0 | 0 | 0 | 0 | FixedInterchange | 0 | 0 | 0 | 0 | 0 | 0
Retirements of Capacity
| Retirements of Capacity |  |  |  | Retirements of Capacity by Reporting Type: AZ_NM_SNV_Gas | [6 empty] | Retirements of Capacity by Reporting Type: AZ_NM_SNV_Gas
| Retirements of Capacity |  |  |  | ReportingType | 2015 | 2020 | 2025 | 2030 | 2035 | 2040 | ReportingType | 2015 | 2020 | 2025 | 2030 | 2035 | 2040
| Retirements of Capacity | AZ_NM_SNV_Gas | West | Other Renew | BM | 0 | 0 | 0 | 0 | 0 | 0 | BM | 0 | 0 | 0 | 0 | 0 | 0
| Retirements of Capacity | AZ_NM_SNV_Gas | West | CC | CC | 1094.67 | 0 | 0 | 1410.08 | 4261.95 | 477.44 | CC | 1095 | 0 | 0 | 324.94 | 4415.42 | 766.97
| Retirements of Capacity | AZ_NM_SNV_Gas | West | Other Renew | CSP | 0 | 0 | 0 | 0 | 0 | 0 | CSP | 0 | 0 | 0 | 0 | 0 | 0
| Retirements of Capacity | AZ_NM_SNV_Gas | West | CT | CT | 0 | 0 | 0 | 0 | 735.89 | 0 | CT | 0 | 0 | 0 | 0 | 736 | 0
| Retirements of Capacity | AZ_NM_SNV_Gas | West | Coal | Coal | 0 | 0 | 0 | 0 | 0 | 0 | Coal | 0 | 0 | 0 | 0 | 0 | 0
| Retirements of Capacity | AZ_NM_SNV_Gas | West | Other Renew | Geo | 0 | 0 | 0 | 0 | 0 | 0 | Geo | 0 | 0 | 0 | 0 | 0 | 0
| Retirements of Capacity | AZ_NM_SNV_Gas | West | Hydro | H | 0 | 0 | 0 | 0 | 0 | 0 | H | 0 | 0 | 0 | 0 | 0 | 0
| Retirements of Capacity | AZ_NM_SNV_Gas | West | Other Renew | LFG | 0 | 0 | 0 | 0 | 0 | 0 | LFG | 0 | 0 | 0 | 0 | 0 | 0
| Retirements of Capacity | AZ_NM_SNV_Gas | West | Nuclear | Nuc | 0 | 0 | 0 | 0 | 0 | 0 | Nuc | 0 | 0 | 0 | 0 | 0 | 0
| Retirements of Capacity | AZ_NM_SNV_Gas | West | Other | PS | 0 | 0 | 0 | 0 | 0 | 0 | PS | 0 | 0 | 0 | 0 | 0 | 0
| Retirements of Capacity | AZ_NM_SNV_Gas | West | Other Renew | PV | 0 | 0 | 0 | 0 | 0 | 0 | PV | 0 | 0 | 0 | 0 | 0 | 0
| Retirements of Capacity | AZ_NM_SNV_Gas | West | CT | PeakG | 0.01 | 0 | 0 | 0.01 | 0 | 0.01 | PeakG | 0 | 0 | 0 | 0 | 0 | 0
| Retirements of Capacity | AZ_NM_SNV_Gas | West | CT | PeakO | 0 | 0 | 0 | 0 | 0 | 0 | PeakO | 0 | 0 | 0 | 0 | 0 | 0
| Retirements of Capacity | AZ_NM_SNV_Gas | West | Other Renew | ST | 0 | 0 | 0 | 0 | 0 | 0 | ST | 0 | 0 | 0 | 0 | 0 | 0
| Retirements of Capacity | AZ_NM_SNV_Gas | West | Steam O/G | STOG | 2063.89 | 0 | 0 | 0 | 0 | 0 | STOG | 2064 | 0 | 0 | 0 | 0 | 0
| Retirements of Capacity | AZ_NM_SNV_Gas | West | Other Renew | STWD | 0 | 0 | 0 | 0 | 0 | 0 | STWD | 0 | 0 | 0 | 0 | 0 | 0
| Retirements of Capacity | AZ_NM_SNV_Gas | West | On-shore Wind | WT | 0 | 0 | 0 | 0 | 0 | 0 | WT | 0 | 0 | 0 | 0 | 0 | 0
| Retirements of Capacity | AZ_NM_SNV_Gas | West | Coal | IGCC | 0 | 0 | 0 | 0 | 0 | 0 | IGCC | 0 | 0 | 0 | 0 | 0 | 0
| Retirements of Capacity | AZ_NM_SNV_Gas | West | DR | DemandResponse | 0 | 0 | 0 | 0 | 0 | 0 | DemandResponse | 0 | 0 | 0 | 0 | 0 | 0
| Retirements of Capacity | AZ_NM_SNV_Gas | West | Coal-CCS | IGCC-CCS | 0 | 0 | 0 | 0 | 0 | 0 | IGCC-CCS | 0 | 0 | 0 | 0 | 0 | 0
| Retirements of Capacity | AZ_NM_SNV_Gas | West | Off-shore Wind | WT_off | 0 | 0 | 0 | 0 | 0 | 0 | WT_off | 0 | 0 | 0 | 0 | 0 | 0
| Retirements of Capacity | AZ_NM_SNV_Gas | West | Other | PseudoUnit | 0 | 0 | 0 | 0 | 0 | 0 | PseudoUnit | 0 | 0 | 0 | 0 | 0 | 0
| Retirements of Capacity | AZ_NM_SNV_Gas | West | HQ/Maritimes | FixedInterchange | 0 | 0 | 0 | 0 | 0 | 0 | FixedInterchange | 0 | 0 | 0 | 0 | 0 | 0
Retirements of Capacity
| Retirements of Capacity |  |  |  | Retirements of Capacity by Reporting Type: AZ_NM_SNV_NucRenew | [6 empty] | Retirements of Capacity by Reporting Type: AZ_NM_SNV_NucRenew
| Retirements of Capacity |  |  |  | ReportingType | 2015 | 2020 | 2025 | 2030 | 2035 | 2040 | ReportingType | 2015 | 2020 | 2025 | 2030 | 2035 | 2040
| Retirements of Capacity | AZ_NM_SNV_NucRenew | West | Other Renew | BM | 0 | 0 | 0 | 0 | 0 | 0 | BM | 0 | 0 | 0 | 0 | 0 | 0
| Retirements of Capacity | AZ_NM_SNV_NucRenew | West | CC | CC | 0 | 0 | 0 | 0 | 0 | 0 | CC | 0 | 0 | 0 | 0 | 0 | 0
| Retirements of Capacity | AZ_NM_SNV_NucRenew | West | Other Renew | CSP | 65 | 0 | 0 | 0 | 0 | 0 | CSP | 65 | 0 | 0 | 0 | 0 | 0
| Retirements of Capacity | AZ_NM_SNV_NucRenew | West | CT | CT | 0 | 0 | 0 | 0 | 0 | 0 | CT | 0 | 0 | 0 | 0 | 0 | 0
| Retirements of Capacity | AZ_NM_SNV_NucRenew | West | Coal | Coal | 0 | 0 | 0 | 0 | 0 | 0 | Coal | 0 | 0 | 0 | 0 | 0 | 0
| Retirements of Capacity | AZ_NM_SNV_NucRenew | West | Other Renew | Geo | 0 | 0 | 0 | 0 | 0 | 0 | Geo | 0 | 0 | 0 | 0 | 0 | 0
| Retirements of Capacity | AZ_NM_SNV_NucRenew | West | Hydro | H | 0 | 0 | 0 | 0 | 0 | 0 | H | 0 | 0 | 0 | 0 | 0 | 0
| Retirements of Capacity | AZ_NM_SNV_NucRenew | West | Other Renew | LFG | 0 | 0 | 0 | 0 | 0 | 0 | LFG | 0 | 0 | 0 | 0 | 0 | 0
| Retirements of Capacity | AZ_NM_SNV_NucRenew | West | Nuclear | Nuc | 0 | 0 | 0 | 0 | 0 | 0 | Nuc | 0 | 0 | 0 | 0 | 0 | 0
| Retirements of Capacity | AZ_NM_SNV_NucRenew | West | Other | PS | 0 | 0 | 0 | 0 | 0 | 0 | PS | 0 | 0 | 0 | 0 | 0 | 0
| Retirements of Capacity | AZ_NM_SNV_NucRenew | West | Other Renew | PV | 0 | 0 | 0 | 0 | 0 | 0 | PV | 0 | 0 | 0 | 0 | 0 | 0
| Retirements of Capacity | AZ_NM_SNV_NucRenew | West | CT | PeakG | 0 | 0 | 0 | 0 | 0 | 0 | PeakG | 0 | 0 | 0 | 0 | 0 | 0
| Retirements of Capacity | AZ_NM_SNV_NucRenew | West | CT | PeakO | 0 | 0 | 0 | 0 | 0 | 0 | PeakO | 0 | 0 | 0 | 0 | 0 | 0
| Retirements of Capacity | AZ_NM_SNV_NucRenew | West | Other Renew | ST | 0 | 0 | 0 | 0 | 0 | 0 | ST | 0 | 0 | 0 | 0 | 0 | 0
| Retirements of Capacity | AZ_NM_SNV_NucRenew | West | Steam O/G | STOG | 0 | 0 | 0 | 0 | 0 | 0 | STOG | 0 | 0 | 0 | 0 | 0 | 0
| Retirements of Capacity | AZ_NM_SNV_NucRenew | West | Other Renew | STWD | 0 | 0 | 0 | 0 | 0 | 0 | STWD | 0 | 0 | 0 | 0 | 0 | 0
| Retirements of Capacity | AZ_NM_SNV_NucRenew | West | On-shore Wind | WT | 0 | 0 | 0 | 0 | 0 | 0 | WT | 0 | 0 | 0 | 0 | 0 | 0
| Retirements of Capacity | AZ_NM_SNV_NucRenew | West | Coal | IGCC | 0 | 0 | 0 | 0 | 0 | 0 | IGCC | 0 | 0 | 0 | 0 | 0 | 0
| Retirements of Capacity | AZ_NM_SNV_NucRenew | West | DR | DemandResponse | 0 | 0 | 0 | 0 | 0 | 0 | DemandResponse | 0 | 0 | 0 | 0 | 0 | 0
| Retirements of Capacity | AZ_NM_SNV_NucRenew | West | Coal-CCS | IGCC-CCS | 0 | 0 | 0 | 0 | 0 | 0 | IGCC-CCS | 0 | 0 | 0 | 0 | 0 | 0
| Retirements of Capacity | AZ_NM_SNV_NucRenew | West | Off-shore Wind | WT_off | 0 | 0 | 0 | 0 | 0 | 0 | WT_off | 0 | 0 | 0 | 0 | 0 | 0
| Retirements of Capacity | AZ_NM_SNV_NucRenew | West | Other | PseudoUnit | 0 | 0 | 0 | 0 | 0 | 0 | PseudoUnit | 0 | 0 | 0 | 0 | 0 | 0
| Retirements of Capacity | AZ_NM_SNV_NucRenew | West | HQ/Maritimes | FixedInterchange | 0 | 0 | 0 | 0 | 0 | 0 | FixedInterchange | 0 | 0 | 0 | 0 | 0 | 0
Retirements of Capacity
| Retirements of Capacity |  |  |  | Retirements of Capacity by Reporting Type: ERCOT | [6 empty] | Retirements of Capacity by Reporting Type: ERCOT
| Retirements of Capacity |  |  |  | ReportingType | 2015 | 2020 | 2025 | 2030 | 2035 | 2040 | ReportingType | 2015 | 2020 | 2025 | 2030 | 2035 | 2040
| Retirements of Capacity | ERCOT | Texas | Other Renew | BM | 0 | 0 | 0 | 0 | 0 | 0 | BM | 0 | 0 | 0 | 0 | 0 | 0
| Retirements of Capacity | ERCOT | Texas | CC | CC | 0 | 0 | 0 | 0.02 | 6330.06 | 3875.01 | CC | 0 | 0 | 0 | 0 | 7185.37 | 3874.52
| Retirements of Capacity | ERCOT | Texas | Other Renew | CSP | 0 | 0 | 0 | 0 | 0 | 0 | CSP | 0 | 0 | 0 | 0 | 0 | 0
| Retirements of Capacity | ERCOT | Texas | CT | CT | 0 | 0 | 0 | 0 | 249.89 | 0 | CT | 0 | 0 | 0 | 0 | 250 | 0
| Retirements of Capacity | ERCOT | Texas | Coal | Coal | 13962.56 | 1538.09 | 559.9 | 0.22 | 0.12 | 0.09 | Coal | 13966.72 | 1535.14 | 560 | 0 | 0 | 0
| Retirements of Capacity | ERCOT | Texas | Other Renew | Geo | 0 | 0 | 0 | 0 | 0 | 0 | Geo | 0 | 0 | 0 | 0 | 0 | 0
| Retirements of Capacity | ERCOT | Texas | Hydro | H | 0 | 0 | 0 | 0 | 0 | 0 | H | 0 | 0 | 0 | 0 | 0 | 0
| Retirements of Capacity | ERCOT | Texas | Other Renew | LFG | 0 | 0 | 0 | 0 | 0 | 0 | LFG | 0 | 0 | 0 | 0 | 0 | 0
| Retirements of Capacity | ERCOT | Texas | Nuclear | Nuc | 0 | 0 | 0 | 0 | 0 | 0 | Nuc | 0 | 0 | 0 | 0 | 0 | 0
| Retirements of Capacity | ERCOT | Texas | Other | PS | 0 | 0 | 0 | 0 | 0 | 0 | PS | 0 | 0 | 0 | 0 | 0 | 0
| Retirements of Capacity | ERCOT | Texas | Other Renew | PV | 0 | 0 | 0 | 0 | 13.56 | 0 | PV | 0 | 0 | 0 | 0 | 14 | 0
| Retirements of Capacity | ERCOT | Texas | CT | PeakG | 0 | 0 | 0 | 0.01 | 0.01 | 0.01 | PeakG | 0 | 0 | 0 | 0 | 0 | 0
| Retirements of Capacity | ERCOT | Texas | CT | PeakO | 0 | 0 | 0 | 0 | 0.01 | 0.01 | PeakO | 0 | 0 | 0 | 0 | 0 | 0
| Retirements of Capacity | ERCOT | Texas | Other Renew | ST | 0 | 0 | 0 | 0 | 0 | 0 | ST | 0 | 0 | 0 | 0 | 0 | 0
| Retirements of Capacity | ERCOT | Texas | Steam O/G | STOG | 5474.56 | 0.02 | 4343.23 | 4045.27 | 5069.7 | 0.02 | STOG | 6348.8 | 0 | 4154.58 | 2532.86 | 5896.76 | 0
| Retirements of Capacity | ERCOT | Texas | Other Renew | STWD | 0 | 0 | 0 | 0 | 0 | 0 | STWD | 0 | 0 | 0 | 0 | 0 | 0
| Retirements of Capacity | ERCOT | Texas | On-shore Wind | WT | 0 | 0 | 0 | 0 | 0 | 0 | WT | 0 | 0 | 0 | 0 | 0 | 0
| Retirements of Capacity | ERCOT | Texas | Coal | IGCC | 0 | 0 | 0 | 0 | 0 | 0 | IGCC | 0 | 0 | 0 | 0 | 0 | 0
| Retirements of Capacity | ERCOT | Texas | DR | DemandResponse | 0 | 0 | 0 | 0 | 0 | 0 | DemandResponse | 0 | 0 | 0 | 0 | 0 | 0
| Retirements of Capacity | ERCOT | Texas | Coal-CCS | IGCC-CCS | 0 | 0 | 0 | 0 | 0 | 0 | IGCC-CCS | 0 | 0 | 0 | 0 | 0 | 0
| Retirements of Capacity | ERCOT | Texas | Off-shore Wind | WT_off | 0 | 0 | 0 | 0 | 0 | 0 | WT_off | 0 | 0 | 0 | 0 | 0 | 0
| Retirements of Capacity | ERCOT | Texas | Other | PseudoUnit | 0 | 0 | 0 | 0 | 0 | 0 | PseudoUnit | 0 | 0 | 0 | 0 | 0 | 0
| Retirements of Capacity | ERCOT | Texas | HQ/Maritimes | FixedInterchange | 0 | 0 | 0 | 0 | 0 | 0 | FixedInterchange | 0 | 0 | 0 | 0 | 0 | 0
Retirements of Capacity
| Retirements of Capacity |  |  |  | Retirements of Capacity by Reporting Type: NP15 | [6 empty] | Retirements of Capacity by Reporting Type: NP15
| Retirements of Capacity |  |  |  | ReportingType | 2015 | 2020 | 2025 | 2030 | 2035 | 2040 | ReportingType | 2015 | 2020 | 2025 | 2030 | 2035 | 2040
| Retirements of Capacity | NP15 | West | Other Renew | BM | 0 | 0 | 0 | 0 | 0 | 0 | BM | 0 | 0 | 0 | 0 | 0 | 0
| Retirements of Capacity | NP15 | West | CC | CC | 0 | 0 | 0 | 0.01 | 0.01 | 1159.67 | CC | 0 | 0 | 0 | 0 | 0 | 25.59
| Retirements of Capacity | NP15 | West | Other Renew | CSP | 0 | 0 | 0 | 0 | 0 | 0 | CSP | 0 | 0 | 0 | 0 | 0 | 0
| Retirements of Capacity | NP15 | West | CT | CT | 0 | 0 | 0 | 0 | 211.2 | 0 | CT | 0 | 0 | 0 | 0 | 212.58 | 0
| Retirements of Capacity | NP15 | West | Coal | Coal | 0 | 191.81 | 0 | 0.03 | 0 | 0 | Coal | 0 | 191.9 | 0 | 0 | 0 | 0
| Retirements of Capacity | NP15 | West | Other Renew | Geo | 0 | 0 | 0 | 0 | 0 | 0 | Geo | 0 | 0 | 0 | 0 | 0 | 0
| Retirements of Capacity | NP15 | West | Hydro | H | 0 | 0 | 0 | 0 | 0 | 0 | H | 0 | 0 | 0 | 0 | 0 | 0
| Retirements of Capacity | NP15 | West | Other Renew | LFG | 0 | 0 | 0 | 0 | 0 | 0 | LFG | 0 | 0 | 0 | 0 | 0 | 0
| Retirements of Capacity | NP15 | West | Nuclear | Nuc | 0 | 0 | 0 | 0 | 0 | 0 | Nuc | 0 | 0 | 0 | 0 | 0 | 0
| Retirements of Capacity | NP15 | West | Other | PS | 0 | 0 | 0 | 0 | 0 | 0 | PS | 0 | 0 | 0 | 0 | 0 | 0
| Retirements of Capacity | NP15 | West | Other Renew | PV | 0 | 0 | 0 | 0 | 0 | 0 | PV | 0 | 0 | 0 | 0 | 0 | 0
| Retirements of Capacity | NP15 | West | CT | PeakG | 0 | 0 | 0 | 0 | 0 | 0 | PeakG | 0 | 0 | 0 | 0 | 0 | 0
| Retirements of Capacity | NP15 | West | CT | PeakO | 156 | 0 | 0 | 0 | 0 | 0 | PeakO | 156 | 0 | 0 | 0 | 0 | 0
| Retirements of Capacity | NP15 | West | Other Renew | ST | 0 | 0 | 0 | 0 | 0 | 0 | ST | 0 | 0 | 0 | 0 | 0 | 0
| Retirements of Capacity | NP15 | West | Steam O/G | STOG | 1171.04 | 0 | 0 | 1554.55 | 642.85 | 0.01 | STOG | 1046.45 | 0 | 0 | 726.24 | 2096.36 | 0
| Retirements of Capacity | NP15 | West | Other Renew | STWD | 0 | 0 | 0 | 0 | 0 | 0 | STWD | 0 | 0 | 0 | 0 | 0 | 0
| Retirements of Capacity | NP15 | West | On-shore Wind | WT | 0 | 0 | 0 | 0 | 0 | 0 | WT | 0 | 0 | 0 | 0 | 0 | 0
| Retirements of Capacity | NP15 | West | Coal | IGCC | 0 | 0 | 0 | 0 | 0 | 0 | IGCC | 0 | 0 | 0 | 0 | 0 | 0
| Retirements of Capacity | NP15 | West | DR | DemandResponse | 0 | 0 | 0 | 0 | 0 | 0 | DemandResponse | 0 | 0 | 0 | 0 | 0 | 0
| Retirements of Capacity | NP15 | West | Coal-CCS | IGCC-CCS | 0 | 0 | 0 | 0 | 0 | 0 | IGCC-CCS | 0 | 0 | 0 | 0 | 0 | 0
| Retirements of Capacity | NP15 | West | Off-shore Wind | WT_off | 0 | 0 | 0 | 0 | 0 | 0 | WT_off | 0 | 0 | 0 | 0 | 0 | 0
| Retirements of Capacity | NP15 | West | Other | PseudoUnit | 0 | 0 | 0 | 0 | 0 | 0 | PseudoUnit | 0 | 0 | 0 | 0 | 0 | 0
| Retirements of Capacity | NP15 | West | HQ/Maritimes | FixedInterchange | 0 | 0 | 0 | 0 | 0 | 0 | FixedInterchange | 0 | 0 | 0 | 0 | 0 | 0
Retirements of Capacity
| Retirements of Capacity |  |  |  | Retirements of Capacity by Reporting Type: NWPP_Coal | [6 empty] | Retirements of Capacity by Reporting Type: NWPP_Coal
| Retirements of Capacity |  |  |  | ReportingType | 2015 | 2020 | 2025 | 2030 | 2035 | 2040 | ReportingType | 2015 | 2020 | 2025 | 2030 | 2035 | 2040
| Retirements of Capacity | NWPP_Coal | West | Other Renew | BM | 0 | 0 | 0 | 0 | 0 | 0 | BM | 0 | 0 | 0 | 0 | 0 | 0
| Retirements of Capacity | NWPP_Coal | West | CC | CC | 0 | 0 | 0 | 0 | 0 | 0 | CC | 0 | 0 | 0 | 0 | 0 | 0
| Retirements of Capacity | NWPP_Coal | West | Other Renew | CSP | 0 | 0 | 0 | 0 | 0 | 0 | CSP | 0 | 0 | 0 | 0 | 0 | 0
| Retirements of Capacity | NWPP_Coal | West | CT | CT | 0 | 0 | 0 | 0 | 0 | 0 | CT | 0 | 0 | 0 | 0 | 0 | 0
| Retirements of Capacity | NWPP_Coal | West | Coal | Coal | 6798.69 | 1855.33 | 4901.47 | 0.5 | 0.08 | 0.07 | Coal | 6799 | 1855.7 | 4902 | 0 | 0 | 0
| Retirements of Capacity | NWPP_Coal | West | Other Renew | Geo | 0 | 0 | 0 | 0 | 0 | 0 | Geo | 0 | 0 | 0 | 0 | 0 | 0
| Retirements of Capacity | NWPP_Coal | West | Hydro | H | 0 | 0 | 0 | 0 | 0 | 0 | H | 0 | 0 | 0 | 0 | 0 | 0
| Retirements of Capacity | NWPP_Coal | West | Other Renew | LFG | 0 | 0 | 0 | 0 | 0 | 0 | LFG | 0 | 0 | 0 | 0 | 0 | 0
| Retirements of Capacity | NWPP_Coal | West | Nuclear | Nuc | 0 | 0 | 0 | 0 | 0 | 0 | Nuc | 0 | 0 | 0 | 0 | 0 | 0
| Retirements of Capacity | NWPP_Coal | West | Other | PS | 0 | 0 | 0 | 0 | 0 | 0 | PS | 0 | 0 | 0 | 0 | 0 | 0
| Retirements of Capacity | NWPP_Coal | West | Other Renew | PV | 0 | 0 | 0 | 0 | 0 | 0 | PV | 0 | 0 | 0 | 0 | 0 | 0
| Retirements of Capacity | NWPP_Coal | West | CT | PeakG | 0 | 0 | 0 | 0 | 0 | 0 | PeakG | 0 | 0 | 0 | 0 | 0 | 0
| Retirements of Capacity | NWPP_Coal | West | CT | PeakO | 182.95 | 0 | 0 | 0 | 0 | 0 | PeakO | 183 | 0 | 0 | 0 | 0 | 0
| Retirements of Capacity | NWPP_Coal | West | Other Renew | ST | 0 | 0 | 0 | 0 | 0 | 0 | ST | 0 | 0 | 0 | 0 | 0 | 0
| Retirements of Capacity | NWPP_Coal | West | Steam O/G | STOG | 0 | 0 | 0 | 0 | 0 | 0 | STOG | 0 | 0 | 0 | 0 | 0 | 0
| Retirements of Capacity | NWPP_Coal | West | Other Renew | STWD | 0 | 0 | 0 | 0 | 0 | 0 | STWD | 0 | 0 | 0 | 0 | 0 | 0
| Retirements of Capacity | NWPP_Coal | West | On-shore Wind | WT | 0 | 0 | 0 | 0 | 0 | 0 | WT | 0 | 0 | 0 | 0 | 0 | 0
| Retirements of Capacity | NWPP_Coal | West | Coal | IGCC | 0 | 0 | 0 | 0 | 0 | 0 | IGCC | 0 | 0 | 0 | 0 | 0 | 0
| Retirements of Capacity | NWPP_Coal | West | DR | DemandResponse | 0 | 0 | 0 | 0 | 0 | 0 | DemandResponse | 0 | 0 | 0 | 0 | 0 | 0
| Retirements of Capacity | NWPP_Coal | West | Coal-CCS | IGCC-CCS | 0 | 0 | 0 | 0 | 0 | 0 | IGCC-CCS | 0 | 0 | 0 | 0 | 0 | 0
| Retirements of Capacity | NWPP_Coal | West | Off-shore Wind | WT_off | 0 | 0 | 0 | 0 | 0 | 0 | WT_off | 0 | 0 | 0 | 0 | 0 | 0
| Retirements of Capacity | NWPP_Coal | West | Other | PseudoUnit | 0 | 0 | 0 | 0 | 0 | 0 | PseudoUnit | 0 | 0 | 0 | 0 | 0 | 0
| Retirements of Capacity | NWPP_Coal | West | HQ/Maritimes | FixedInterchange | 0 | 0 | 0 | 0 | 0 | 0 | FixedInterchange | 0 | 0 | 0 | 0 | 0 | 0
Retirements of Capacity
| Retirements of Capacity |  |  |  | Retirements of Capacity by Reporting Type: NWPP_Gas | [6 empty] | Retirements of Capacity by Reporting Type: NWPP_Gas
| Retirements of Capacity |  |  |  | ReportingType | 2015 | 2020 | 2025 | 2030 | 2035 | 2040 | ReportingType | 2015 | 2020 | 2025 | 2030 | 2035 | 2040
| Retirements of Capacity | NWPP_Gas | West | Other Renew | BM | 0 | 0 | 0 | 0 | 0 | 0 | BM | 0 | 0 | 0 | 0 | 0 | 0
| Retirements of Capacity | NWPP_Gas | West | CC | CC | 1677.93 | 0 | 0 | 2315.27 | 4011.64 | 299.88 | CC | 1678 | 0 | 0 | 1544.3 | 4782.69 | 300
| Retirements of Capacity | NWPP_Gas | West | Other Renew | CSP | 0 | 0 | 0 | 0 | 0 | 0 | CSP | 0 | 0 | 0 | 0 | 0 | 0
| Retirements of Capacity | NWPP_Gas | West | CT | CT | 0 | 0 | 0 | 0 | 149.95 | 0 | CT | 0 | 0 | 0 | 0 | 150 | 0
| Retirements of Capacity | NWPP_Gas | West | Coal | Coal | 0 | 0 | 0 | 0 | 0 | 0 | Coal | 0 | 0 | 0 | 0 | 0 | 0
| Retirements of Capacity | NWPP_Gas | West | Other Renew | Geo | 0 | 0 | 0 | 0 | 0 | 0 | Geo | 0 | 0 | 0 | 0 | 0 | 0
| Retirements of Capacity | NWPP_Gas | West | Hydro | H | 0 | 0 | 0 | 0 | 0 | 0 | H | 0 | 0 | 0 | 0 | 0 | 0
| Retirements of Capacity | NWPP_Gas | West | Other Renew | LFG | 0 | 0 | 0 | 0 | 0 | 0 | LFG | 0 | 0 | 0 | 0 | 0 | 0
| Retirements of Capacity | NWPP_Gas | West | Nuclear | Nuc | 0 | 0 | 0 | 0 | 0 | 0 | Nuc | 0 | 0 | 0 | 0 | 0 | 0
| Retirements of Capacity | NWPP_Gas | West | Other | PS | 0 | 0 | 0 | 0 | 0 | 0 | PS | 0 | 0 | 0 | 0 | 0 | 0
| Retirements of Capacity | NWPP_Gas | West | Other Renew | PV | 0 | 0 | 0 | 0 | 0 | 0 | PV | 0 | 0 | 0 | 0 | 0 | 0
| Retirements of Capacity | NWPP_Gas | West | CT | PeakG | 2622.92 | 0 | 0 | 0 | 0 | 0 | PeakG | 2623 | 0 | 0 | 0 | 0 | 0
| Retirements of Capacity | NWPP_Gas | West | CT | PeakO | 0 | 0 | 0 | 0 | 0 | 0 | PeakO | 0 | 0 | 0 | 0 | 0 | 0
| Retirements of Capacity | NWPP_Gas | West | Other Renew | ST | 0 | 0 | 0 | 0 | 0 | 0 | ST | 0 | 0 | 0 | 0 | 0 | 0
| Retirements of Capacity | NWPP_Gas | West | Steam O/G | STOG | 785.98 | 0 | 0 | 0 | 0 | 0 | STOG | 786 | 0 | 0 | 0 | 0 | 0
| Retirements of Capacity | NWPP_Gas | West | Other Renew | STWD | 0 | 0 | 0 | 0 | 0 | 0 | STWD | 0 | 0 | 0 | 0 | 0 | 0
| Retirements of Capacity | NWPP_Gas | West | On-shore Wind | WT | 0 | 0 | 0 | 0 | 0 | 0 | WT | 0 | 0 | 0 | 0 | 0 | 0
| Retirements of Capacity | NWPP_Gas | West | Coal | IGCC | 0 | 0 | 0 | 0 | 0 | 0 | IGCC | 0 | 0 | 0 | 0 | 0 | 0
| Retirements of Capacity | NWPP_Gas | West | DR | DemandResponse | 0 | 0 | 0 | 0 | 0 | 0 | DemandResponse | 0 | 0 | 0 | 0 | 0 | 0
| Retirements of Capacity | NWPP_Gas | West | Coal-CCS | IGCC-CCS | 0 | 0 | 0 | 0 | 0 | 0 | IGCC-CCS | 0 | 0 | 0 | 0 | 0 | 0
| Retirements of Capacity | NWPP_Gas | West | Off-shore Wind | WT_off | 0 | 0 | 0 | 0 | 0 | 0 | WT_off | 0 | 0 | 0 | 0 | 0 | 0
| Retirements of Capacity | NWPP_Gas | West | Other | PseudoUnit | 0 | 0 | 0 | 0 | 0 | 0 | PseudoUnit | 0 | 0 | 0 | 0 | 0 | 0
| Retirements of Capacity | NWPP_Gas | West | HQ/Maritimes | FixedInterchange | 0 | 0 | 0 | 0 | 0 | 0 | FixedInterchange | 0 | 0 | 0 | 0 | 0 | 0
Retirements of Capacity
| Retirements of Capacity |  |  |  | Retirements of Capacity by Reporting Type: NWPP_NucRenew | [6 empty] | Retirements of Capacity by Reporting Type: NWPP_NucRenew
| Retirements of Capacity |  |  |  | ReportingType | 2015 | 2020 | 2025 | 2030 | 2035 | 2040 | ReportingType | 2015 | 2020 | 2025 | 2030 | 2035 | 2040
| Retirements of Capacity | NWPP_NucRenew | West | Other Renew | BM | 0 | 0 | 0 | 0 | 0 | 0 | BM | 0 | 0 | 0 | 0 | 0 | 0
| Retirements of Capacity | NWPP_NucRenew | West | CC | CC | 0 | 0 | 0 | 0 | 0 | 0 | CC | 0 | 0 | 0 | 0 | 0 | 0
| Retirements of Capacity | NWPP_NucRenew | West | Other Renew | CSP | 0 | 0 | 0 | 0 | 0 | 0 | CSP | 0 | 0 | 0 | 0 | 0 | 0
| Retirements of Capacity | NWPP_NucRenew | West | CT | CT | 0 | 0 | 0 | 0 | 0 | 0 | CT | 0 | 0 | 0 | 0 | 0 | 0
| Retirements of Capacity | NWPP_NucRenew | West | Coal | Coal | 0 | 0 | 0 | 0 | 0 | 0 | Coal | 0 | 0 | 0 | 0 | 0 | 0
| Retirements of Capacity | NWPP_NucRenew | West | Other Renew | Geo | 4.8 | 0 | 0 | 0 | 0 | 0 | Geo | 4.8 | 0 | 0 | 0 | 0 | 0
| Retirements of Capacity | NWPP_NucRenew | West | Hydro | H | 0 | 0 | 0 | 0 | 0 | 0 | H | 0 | 0 | 0 | 0 | 0 | 0
| Retirements of Capacity | NWPP_NucRenew | West | Other Renew | LFG | 0 | 0 | 0 | 0 | 0 | 0 | LFG | 0 | 0 | 0 | 0 | 0 | 0
| Retirements of Capacity | NWPP_NucRenew | West | Nuclear | Nuc | 0 | 0 | 0 | 0 | 0 | 0 | Nuc | 0 | 0 | 0 | 0 | 0 | 0
| Retirements of Capacity | NWPP_NucRenew | West | Other | PS | 0 | 0 | 0 | 0 | 0 | 0 | PS | 0 | 0 | 0 | 0 | 0 | 0
| Retirements of Capacity | NWPP_NucRenew | West | Other Renew | PV | 0 | 0 | 0 | 0 | 0 | 0 | PV | 0 | 0 | 0 | 0 | 0 | 0
| Retirements of Capacity | NWPP_NucRenew | West | CT | PeakG | 0 | 0 | 0 | 0 | 0 | 0 | PeakG | 0 | 0 | 0 | 0 | 0 | 0
| Retirements of Capacity | NWPP_NucRenew | West | CT | PeakO | 0 | 0 | 0 | 0 | 0 | 0 | PeakO | 0 | 0 | 0 | 0 | 0 | 0
| Retirements of Capacity | NWPP_NucRenew | West | Other Renew | ST | 0 | 0 | 0 | 0 | 0 | 0 | ST | 0 | 0 | 0 | 0 | 0 | 0
| Retirements of Capacity | NWPP_NucRenew | West | Steam O/G | STOG | 0 | 0 | 0 | 0 | 0 | 0 | STOG | 0 | 0 | 0 | 0 | 0 | 0
| Retirements of Capacity | NWPP_NucRenew | West | Other Renew | STWD | 0 | 0 | 0 | 0 | 0 | 0 | STWD | 0 | 0 | 0 | 0 | 0 | 0
| Retirements of Capacity | NWPP_NucRenew | West | On-shore Wind | WT | 0 | 0 | 0 | 0 | 0 | 0 | WT | 0 | 0 | 0 | 0 | 0 | 0
| Retirements of Capacity | NWPP_NucRenew | West | Coal | IGCC | 0 | 0 | 0 | 0 | 0 | 0 | IGCC | 0 | 0 | 0 | 0 | 0 | 0
| Retirements of Capacity | NWPP_NucRenew | West | DR | DemandResponse | 0 | 0 | 0 | 0 | 0 | 0 | DemandResponse | 0 | 0 | 0 | 0 | 0 | 0
| Retirements of Capacity | NWPP_NucRenew | West | Coal-CCS | IGCC-CCS | 0 | 0 | 0 | 0 | 0 | 0 | IGCC-CCS | 0 | 0 | 0 | 0 | 0 | 0
| Retirements of Capacity | NWPP_NucRenew | West | Off-shore Wind | WT_off | 0 | 0 | 0 | 0 | 0 | 0 | WT_off | 0 | 0 | 0 | 0 | 0 | 0
| Retirements of Capacity | NWPP_NucRenew | West | Other | PseudoUnit | 0 | 0 | 0 | 0 | 0 | 0 | PseudoUnit | 0 | 0 | 0 | 0 | 0 | 0
| Retirements of Capacity | NWPP_NucRenew | West | HQ/Maritimes | FixedInterchange | 0 | 0 | 0 | 0 | 0 | 0 | FixedInterchange | 0 | 0 | 0 | 0 | 0 | 0
Retirements of Capacity
| Retirements of Capacity |  |  |  | Retirements of Capacity by Reporting Type: RMPA | [6 empty] | Retirements of Capacity by Reporting Type: RMPA
| Retirements of Capacity |  |  |  | ReportingType | 2015 | 2020 | 2025 | 2030 | 2035 | 2040 | ReportingType | 2015 | 2020 | 2025 | 2030 | 2035 | 2040
| Retirements of Capacity | RMPA | West | Other Renew | BM | 0 | 0 | 0 | 0 | 0 | 0 | BM | 0 | 0 | 0 | 0 | 0 | 0
| Retirements of Capacity | RMPA | West | CC | CC | 0.03 | 0 | 0 | 0.04 | 621.08 | 485.94 | CC | 0 | 0 | 0 | 0 | 789.7 | 350.26
| Retirements of Capacity | RMPA | West | Other Renew | CSP | 1 | 0 | 0 | 0 | 0 | 0 | CSP | 1 | 0 | 0 | 0 | 0 | 0
| Retirements of Capacity | RMPA | West | CT | CT | 0 | 0 | 0 | 0 | 151.94 | 0 | CT | 0 | 0 | 0 | 0 | 152 | 0
| Retirements of Capacity | RMPA | West | Coal | Coal | 1185.75 | 1052.77 | 3691.64 | 857.24 | 0.1 | 0.1 | Coal | 1186 | 1185 | 3849.86 | 567.14 | 0 | 0
| Retirements of Capacity | RMPA | West | Other Renew | Geo | 0 | 0 | 0 | 0 | 0 | 0 | Geo | 0 | 0 | 0 | 0 | 0 | 0
| Retirements of Capacity | RMPA | West | Hydro | H | 0 | 0 | 0 | 0 | 0 | 0 | H | 0 | 0 | 0 | 0 | 0 | 0
| Retirements of Capacity | RMPA | West | Other Renew | LFG | 0 | 0 | 0 | 0 | 0 | 0 | LFG | 0 | 0 | 0 | 0 | 0 | 0
| Retirements of Capacity | RMPA | West | Nuclear | Nuc | 0 | 0 | 0 | 0 | 0 | 0 | Nuc | 0 | 0 | 0 | 0 | 0 | 0
| Retirements of Capacity | RMPA | West | Other | PS | 0 | 0 | 0 | 0 | 0 | 0 | PS | 0 | 0 | 0 | 0 | 0 | 0
| Retirements of Capacity | RMPA | West | Other Renew | PV | 0 | 0 | 0 | 0 | 0 | 0 | PV | 0 | 0 | 0 | 0 | 0 | 0
| Retirements of Capacity | RMPA | West | CT | PeakG | 0.01 | 0 | 0.01 | 0.01 | 0.01 | 0.01 | PeakG | 0 | 0 | 0 | 0 | 0 | 0
| Retirements of Capacity | RMPA | West | CT | PeakO | 175.27 | 0 | 0 | 0 | 0.01 | 0.01 | PeakO | 187 | 0 | 0 | 0 | 0 | 0
| Retirements of Capacity | RMPA | West | Other Renew | ST | 0 | 0 | 0 | 0 | 0 | 0 | ST | 0 | 0 | 0 | 0 | 0 | 0
| Retirements of Capacity | RMPA | West | Steam O/G | STOG | 216.91 | 0 | 0 | 0 | 0 | 0 | STOG | 217 | 0 | 0 | 0 | 0 | 0
| Retirements of Capacity | RMPA | West | Other Renew | STWD | 0 | 0 | 0 | 0 | 0 | 0 | STWD | 0 | 0 | 0 | 0 | 0 | 0
| Retirements of Capacity | RMPA | West | On-shore Wind | WT | 0 | 0 | 0 | 0 | 0 | 0 | WT | 0 | 0 | 0 | 0 | 0 | 0
| Retirements of Capacity | RMPA | West | Coal | IGCC | 0 | 0 | 0 | 0 | 0 | 0 | IGCC | 0 | 0 | 0 | 0 | 0 | 0
| Retirements of Capacity | RMPA | West | DR | DemandResponse | 0 | 0 | 0 | 0 | 0 | 0 | DemandResponse | 0 | 0 | 0 | 0 | 0 | 0
| Retirements of Capacity | RMPA | West | Coal-CCS | IGCC-CCS | 0 | 0 | 0 | 0 | 0 | 0 | IGCC-CCS | 0 | 0 | 0 | 0 | 0 | 0
| Retirements of Capacity | RMPA | West | Off-shore Wind | WT_off | 0 | 0 | 0 | 0 | 0 | 0 | WT_off | 0 | 0 | 0 | 0 | 0 | 0
| Retirements of Capacity | RMPA | West | Other | PseudoUnit | 0 | 0 | 0 | 0 | 0 | 0 | PseudoUnit | 0 | 0 | 0 | 0 | 0 | 0
| Retirements of Capacity | RMPA | West | HQ/Maritimes | FixedInterchange | 0 | 0 | 0 | 0 | 0 | 0 | FixedInterchange | 0 | 0 | 0 | 0 | 0 | 0
Retirements of Capacity
| Retirements of Capacity |  |  |  | Retirements of Capacity by Reporting Type: SP15 | [6 empty] | Retirements of Capacity by Reporting Type: SP15
| Retirements of Capacity |  |  |  | ReportingType | 2015 | 2020 | 2025 | 2030 | 2035 | 2040 | ReportingType | 2015 | 2020 | 2025 | 2030 | 2035 | 2040
| Retirements of Capacity | SP15 | West | Other Renew | BM | 0 | 0 | 0 | 0 | 0 | 0 | BM | 0 | 0 | 0 | 0 | 0 | 0
| Retirements of Capacity | SP15 | West | CC | CC | 0 | 0 | 0 | 0.01 | 0.01 | 0.01 | CC | 0 | 0 | 0 | 0 | 0 | 0
| Retirements of Capacity | SP15 | West | Other Renew | CSP | 409 | 0 | 0 | 0 | 0 | 0 | CSP | 409 | 0 | 0 | 0 | 0 | 0
| Retirements of Capacity | SP15 | West | CT | CT | 0 | 0 | 0 | 0 | 0 | 0 | CT | 0 | 0 | 0 | 0 | 0 | 0
| Retirements of Capacity | SP15 | West | Coal | Coal | 57 | 84.48 | 0.02 | 101.14 | 0.01 | 0.01 | Coal | 57 | 84.5 | 0 | 101.2 | 0 | 0
| Retirements of Capacity | SP15 | West | Other Renew | Geo | 0 | 0 | 0 | 0 | 0 | 0 | Geo | 0 | 0 | 0 | 0 | 0 | 0
| Retirements of Capacity | SP15 | West | Hydro | H | 0 | 0 | 0 | 0 | 0 | 0 | H | 0 | 0 | 0 | 0 | 0 | 0
| Retirements of Capacity | SP15 | West | Other Renew | LFG | 0 | 0 | 0 | 0 | 0 | 0 | LFG | 0 | 0 | 0 | 0 | 0 | 0
| Retirements of Capacity | SP15 | West | Nuclear | Nuc | 0 | 0 | 0 | 0 | 0 | 0 | Nuc | 0 | 0 | 0 | 0 | 0 | 0
| Retirements of Capacity | SP15 | West | Other | PS | 0 | 0 | 0 | 0 | 0 | 0 | PS | 0 | 0 | 0 | 0 | 0 | 0
| Retirements of Capacity | SP15 | West | Other Renew | PV | 0 | 0 | 0 | 0 | 0 | 0 | PV | 0 | 0 | 0 | 0 | 0 | 0
| Retirements of Capacity | SP15 | West | CT | PeakG | 44 | 0 | 0 | 0 | 0 | 0 | PeakG | 44 | 0 | 0 | 0 | 0 | 0
| Retirements of Capacity | SP15 | West | CT | PeakO | 15 | 0 | 0 | 0 | 0 | 0 | PeakO | 15 | 0 | 0 | 0 | 0 | 0
| Retirements of Capacity | SP15 | West | Other Renew | ST | 0 | 0 | 0 | 0 | 0 | 0 | ST | 0 | 0 | 0 | 0 | 0 | 0
| Retirements of Capacity | SP15 | West | Steam O/G | STOG | 4136.04 | 0 | 0 | 1006.39 | 1934.19 | 0.01 | STOG | 4266.96 | 0 | 0 | 750.06 | 2368.59 | 0
| Retirements of Capacity | SP15 | West | Other Renew | STWD | 0 | 0 | 0 | 0 | 0 | 0 | STWD | 0 | 0 | 0 | 0 | 0 | 0
| Retirements of Capacity | SP15 | West | On-shore Wind | WT | 126.2 | 0 | 0 | 0 | 0 | 0 | WT | 126.2 | 0 | 0 | 0 | 0 | 0
| Retirements of Capacity | SP15 | West | Coal | IGCC | 0 | 0 | 0 | 0 | 0 | 0 | IGCC | 0 | 0 | 0 | 0 | 0 | 0
| Retirements of Capacity | SP15 | West | DR | DemandResponse | 0 | 0 | 0 | 0 | 0 | 0 | DemandResponse | 0 | 0 | 0 | 0 | 0 | 0
| Retirements of Capacity | SP15 | West | Coal-CCS | IGCC-CCS | 0 | 0 | 0 | 0 | 0 | 0 | IGCC-CCS | 0 | 0 | 0 | 0 | 0 | 0
| Retirements of Capacity | SP15 | West | Off-shore Wind | WT_off | 0 | 0 | 0 | 0 | 0 | 0 | WT_off | 0 | 0 | 0 | 0 | 0 | 0
| Retirements of Capacity | SP15 | West | Other | PseudoUnit | 0 | 0 | 0 | 0 | 0 | 0 | PseudoUnit | 0 | 0 | 0 | 0 | 0 | 0
| Retirements of Capacity | SP15 | West | HQ/Maritimes | FixedInterchange | 0 | 0 | 0 | 0 | 0 | 0 | FixedInterchange | 0 | 0 | 0 | 0 | 0 | 0
Retirements of Capacity
| Retirements of Capacity |  |  |  | Retirements of Capacity by Reporting Type: ALB | [6 empty] | Retirements of Capacity by Reporting Type: ALB
| Retirements of Capacity |  |  |  | ReportingType | 2015 | 2020 | 2025 | 2030 | 2035 | 2040 | ReportingType | 2015 | 2020 | 2025 | 2030 | 2035 | 2040
| Retirements of Capacity | ALB | West | Other Renew | BM | 0 | 0 | 0 | 0 | 0 | 0 | BM | 0 | 0 | 0 | 0 | 0 | 0
| Retirements of Capacity | ALB | West | CC | CC | 0 | 0 | 2201.83 | 0 | 0 | 832.38 | CC | 0 | 0 | 2202 | 0 | 0 | 833.11
| Retirements of Capacity | ALB | West | Other Renew | CSP | 0 | 0 | 0 | 0 | 0 | 0 | CSP | 0 | 0 | 0 | 0 | 0 | 0
| Retirements of Capacity | ALB | West | CT | CT | 0 | 0 | 0 | 0 | 201.36 | 0 | CT | 0 | 0 | 0 | 0 | 201.5 | 0
| Retirements of Capacity | ALB | West | Coal | Coal | 1569.1 | 0.02 | 4176.4 | 0.02 | 0.01 | 0.01 | Coal | 1569.75 | 0 | 4176.08 | 0 | 0 | 0
| Retirements of Capacity | ALB | West | Other Renew | Geo | 0 | 0 | 0 | 0 | 0 | 0 | Geo | 0 | 0 | 0 | 0 | 0 | 0
| Retirements of Capacity | ALB | West | Hydro | H | 0 | 0 | 0 | 0 | 0 | 0 | H | 0 | 0 | 0 | 0 | 0 | 0
| Retirements of Capacity | ALB | West | Other Renew | LFG | 0 | 0 | 0 | 0 | 0 | 0 | LFG | 0 | 0 | 0 | 0 | 0 | 0
| Retirements of Capacity | ALB | West | Nuclear | Nuc | 0 | 0 | 0 | 0 | 0 | 0 | Nuc | 0 | 0 | 0 | 0 | 0 | 0
| Retirements of Capacity | ALB | West | Other | PS | 0 | 0 | 0 | 0 | 0 | 0 | PS | 0 | 0 | 0 | 0 | 0 | 0
| Retirements of Capacity | ALB | West | Other Renew | PV | 0 | 0 | 0 | 0 | 0 | 0 | PV | 0 | 0 | 0 | 0 | 0 | 0
| Retirements of Capacity | ALB | West | CT | PeakG | 638.8 | 0 | 272.84 | 0 | 0 | 0 | PeakG | 638.62 | 0 | 272.16 | 0 | 0 | 0
| Retirements of Capacity | ALB | West | CT | PeakO | 5.93 | 0 | 0 | 0 | 0 | 0 | PeakO | 6 | 0 | 0 | 0 | 0 | 0
| Retirements of Capacity | ALB | West | Other Renew | ST | 0 | 0 | 0 | 0 | 0 | 0 | ST | 0 | 0 | 0 | 0 | 0 | 0
| Retirements of Capacity | ALB | West | Steam O/G | STOG | 185.97 | 0 | 0 | 0 | 0 | 0 | STOG | 186 | 0 | 0 | 0 | 0 | 0
| Retirements of Capacity | ALB | West | Other Renew | STWD | 0 | 0 | 0 | 0 | 0 | 0 | STWD | 0 | 0 | 0 | 0 | 0 | 0
| Retirements of Capacity | ALB | West | On-shore Wind | WT | 0 | 0 | 0 | 0 | 0 | 0 | WT | 0 | 0 | 0 | 0 | 0 | 0
| Retirements of Capacity | ALB | West | Coal | IGCC | 0 | 0 | 0 | 0 | 0 | 0 | IGCC | 0 | 0 | 0 | 0 | 0 | 0
| Retirements of Capacity | ALB | West | DR | DemandResponse | 0 | 0 | 0 | 0 | 0 | 0 | DemandResponse | 0 | 0 | 0 | 0 | 0 | 0
| Retirements of Capacity | ALB | West | Coal-CCS | IGCC-CCS | 0 | 0 | 0 | 0 | 0 | 0 | IGCC-CCS | 0 | 0 | 0 | 0 | 0 | 0
| Retirements of Capacity | ALB | West | Off-shore Wind | WT_off | 0 | 0 | 0 | 0 | 0 | 0 | WT_off | 0 | 0 | 0 | 0 | 0 | 0
| Retirements of Capacity | ALB | West | Other | PseudoUnit | 0 | 0 | 0 | 0 | 0 | 0 | PseudoUnit | 0 | 0 | 0 | 0 | 0 | 0
| Retirements of Capacity | ALB | West | HQ/Maritimes | FixedInterchange | 0 | 0 | 0 | 0 | 0 | 0 | FixedInterchange | 0 | 0 | 0 | 0 | 0 | 0
Retirements of Capacity
| Retirements of Capacity |  |  |  | Retirements of Capacity by Reporting Type: BC | [6 empty] | Retirements of Capacity by Reporting Type: BC
| Retirements of Capacity |  |  |  | ReportingType | 2015 | 2020 | 2025 | 2030 | 2035 | 2040 | ReportingType | 2015 | 2020 | 2025 | 2030 | 2035 | 2040
| Retirements of Capacity | BC | West | Other Renew | BM | 0 | 0 | 0 | 0 | 0 | 0 | BM | 0 | 0 | 0 | 0 | 0 | 0
| Retirements of Capacity | BC | West | CC | CC | 0 | 0 | 204.92 | 0 | 0 | 0.02 | CC | 0 | 0 | 205 | 0 | 0 | 0
| Retirements of Capacity | BC | West | Other Renew | CSP | 0 | 0 | 0 | 0 | 0 | 0 | CSP | 0 | 0 | 0 | 0 | 0 | 0
| Retirements of Capacity | BC | West | CT | CT | 0 | 0 | 0 | 0 | 0 | 0 | CT | 0 | 0 | 0 | 0 | 0 | 0
| Retirements of Capacity | BC | West | Coal | Coal | 0 | 0 | 0 | 0 | 0 | 0 | Coal | 0 | 0 | 0 | 0 | 0 | 0
| Retirements of Capacity | BC | West | Other Renew | Geo | 0 | 0 | 0 | 0 | 0 | 0 | Geo | 0 | 0 | 0 | 0 | 0 | 0
| Retirements of Capacity | BC | West | Hydro | H | 0 | 0 | 0 | 0 | 0 | 0 | H | 0 | 0 | 0 | 0 | 0 | 0
| Retirements of Capacity | BC | West | Other Renew | LFG | 0 | 0 | 0 | 0 | 0 | 0 | LFG | 0 | 0 | 0 | 0 | 0 | 0
| Retirements of Capacity | BC | West | Nuclear | Nuc | 0 | 0 | 0 | 0 | 0 | 0 | Nuc | 0 | 0 | 0 | 0 | 0 | 0
| Retirements of Capacity | BC | West | Other | PS | 0 | 0 | 0 | 0 | 0 | 0 | PS | 0 | 0 | 0 | 0 | 0 | 0
| Retirements of Capacity | BC | West | Other Renew | PV | 0 | 0 | 0 | 0 | 0 | 0 | PV | 0 | 0 | 0 | 0 | 0 | 0
| Retirements of Capacity | BC | West | CT | PeakG | 0 | 0.01 | 140.32 | 0 | 0 | 0 | PeakG | 0 | 0 | 140.99 | 0 | 0 | 0
| Retirements of Capacity | BC | West | CT | PeakO | 0 | 0.01 | 43.89 | 0 | 0 | 0 | PeakO | 0 | 0 | 44 | 0 | 0 | 0
| Retirements of Capacity | BC | West | Other Renew | ST | 0 | 0 | 0 | 0 | 0 | 0 | ST | 0 | 0 | 0 | 0 | 0 | 0
| Retirements of Capacity | BC | West | Steam O/G | STOG | 826.25 | 81.19 | 30.52 | 0 | 0 | 0 | STOG | 826.16 | 81.19 | 30.66 | 0 | 0 | 0
| Retirements of Capacity | BC | West | Other Renew | STWD | 0 | 0 | 0 | 0 | 0 | 0 | STWD | 0 | 0 | 0 | 0 | 0 | 0
| Retirements of Capacity | BC | West | On-shore Wind | WT | 0 | 0 | 0 | 0 | 0 | 0 | WT | 0 | 0 | 0 | 0 | 0 | 0
| Retirements of Capacity | BC | West | Coal | IGCC | 0 | 0 | 0 | 0 | 0 | 0 | IGCC | 0 | 0 | 0 | 0 | 0 | 0
| Retirements of Capacity | BC | West | DR | DemandResponse | 0 | 0 | 0 | 0 | 0 | 0 | DemandResponse | 0 | 0 | 0 | 0 | 0 | 0
| Retirements of Capacity | BC | West | Coal-CCS | IGCC-CCS | 0 | 0 | 0 | 0 | 0 | 0 | IGCC-CCS | 0 | 0 | 0 | 0 | 0 | 0
| Retirements of Capacity | BC | West | Off-shore Wind | WT_off | 0 | 0 | 0 | 0 | 0 | 0 | WT_off | 0 | 0 | 0 | 0 | 0 | 0
| Retirements of Capacity | BC | West | Other | PseudoUnit | 0 | 0 | 0 | 0 | 0 | 0 | PseudoUnit | 0 | 0 | 0 | 0 | 0 | 0
| Retirements of Capacity | BC | West | HQ/Maritimes | FixedInterchange | 0 | 0 | 0 | 0 | 0 | 0 | FixedInterchange | 0 | 0 | 0 | 0 | 0 | 0
Retirements of Capacity
| Retirements of Capacity |  |  |  | Retirements of Capacity by Reporting Type: HQ_IESO | [6 empty] | Retirements of Capacity by Reporting Type: HQ_IESO
| Retirements of Capacity |  |  |  | ReportingType | 2015 | 2020 | 2025 | 2030 | 2035 | 2040 | ReportingType | 2015 | 2020 | 2025 | 2030 | 2035 | 2040
| Retirements of Capacity | HQ_IESO | HQ/Maritimes | Other Renew | BM | 0 | 0 | 0 | 0 | 0 | 0 | BM | 0 | 0 | 0 | 0 | 0 | 0
| Retirements of Capacity | HQ_IESO | HQ/Maritimes | CC | CC | 0 | 0 | 0 | 0 | 0 | 0 | CC | 0 | 0 | 0 | 0 | 0 | 0
| Retirements of Capacity | HQ_IESO | HQ/Maritimes | Other Renew | CSP | 0 | 0 | 0 | 0 | 0 | 0 | CSP | 0 | 0 | 0 | 0 | 0 | 0
| Retirements of Capacity | HQ_IESO | HQ/Maritimes | CT | CT | 0 | 0 | 0 | 0 | 0 | 0 | CT | 0 | 0 | 0 | 0 | 0 | 0
| Retirements of Capacity | HQ_IESO | HQ/Maritimes | Coal | Coal | 0 | 0 | 0 | 0 | 0 | 0 | Coal | 0 | 0 | 0 | 0 | 0 | 0
| Retirements of Capacity | HQ_IESO | HQ/Maritimes | Other Renew | Geo | 0 | 0 | 0 | 0 | 0 | 0 | Geo | 0 | 0 | 0 | 0 | 0 | 0
| Retirements of Capacity | HQ_IESO | HQ/Maritimes | Hydro | H | 0 | 0 | 0 | 0 | 0 | 0 | H | 0 | 0 | 0 | 0 | 0 | 0
| Retirements of Capacity | HQ_IESO | HQ/Maritimes | Other Renew | LFG | 0 | 0 | 0 | 0 | 0 | 0 | LFG | 0 | 0 | 0 | 0 | 0 | 0
| Retirements of Capacity | HQ_IESO | HQ/Maritimes | Nuclear | Nuc | 0 | 0 | 0 | 0 | 0 | 0 | Nuc | 0 | 0 | 0 | 0 | 0 | 0
| Retirements of Capacity | HQ_IESO | HQ/Maritimes | Other | PS | 0 | 0 | 0 | 0 | 0 | 0 | PS | 0 | 0 | 0 | 0 | 0 | 0
| Retirements of Capacity | HQ_IESO | HQ/Maritimes | Other Renew | PV | 0 | 0 | 0 | 0 | 0 | 0 | PV | 0 | 0 | 0 | 0 | 0 | 0
| Retirements of Capacity | HQ_IESO | HQ/Maritimes | CT | PeakG | 0 | 0 | 0 | 0 | 0 | 0 | PeakG | 0 | 0 | 0 | 0 | 0 | 0
| Retirements of Capacity | HQ_IESO | HQ/Maritimes | CT | PeakO | 0 | 0 | 0 | 0 | 0 | 0 | PeakO | 0 | 0 | 0 | 0 | 0 | 0
| Retirements of Capacity | HQ_IESO | HQ/Maritimes | Other Renew | ST | 0 | 0 | 0 | 0 | 0 | 0 | ST | 0 | 0 | 0 | 0 | 0 | 0
| Retirements of Capacity | HQ_IESO | HQ/Maritimes | Steam O/G | STOG | 0 | 0 | 0 | 0 | 0 | 0 | STOG | 0 | 0 | 0 | 0 | 0 | 0
| Retirements of Capacity | HQ_IESO | HQ/Maritimes | Other Renew | STWD | 0 | 0 | 0 | 0 | 0 | 0 | STWD | 0 | 0 | 0 | 0 | 0 | 0
| Retirements of Capacity | HQ_IESO | HQ/Maritimes | On-shore Wind | WT | 0 | 0 | 0 | 0 | 0 | 0 | WT | 0 | 0 | 0 | 0 | 0 | 0
| Retirements of Capacity | HQ_IESO | HQ/Maritimes | Coal | IGCC | 0 | 0 | 0 | 0 | 0 | 0 | IGCC | 0 | 0 | 0 | 0 | 0 | 0
| Retirements of Capacity | HQ_IESO | HQ/Maritimes | DR | DemandResponse | 0 | 0 | 0 | 0 | 0 | 0 | DemandResponse | 0 | 0 | 0 | 0 | 0 | 0
| Retirements of Capacity | HQ_IESO | HQ/Maritimes | Coal-CCS | IGCC-CCS | 0 | 0 | 0 | 0 | 0 | 0 | IGCC-CCS | 0 | 0 | 0 | 0 | 0 | 0
| Retirements of Capacity | HQ_IESO | HQ/Maritimes | Off-shore Wind | WT_off | 0 | 0 | 0 | 0 | 0 | 0 | WT_off | 0 | 0 | 0 | 0 | 0 | 0
| Retirements of Capacity | HQ_IESO | HQ/Maritimes | Other | PseudoUnit | 0 | 0 | 0 | 0 | 0 | 0 | PseudoUnit | 0 | 0 | 0 | 0 | 0 | 0
| Retirements of Capacity | HQ_IESO | HQ/Maritimes | HQ/Maritimes | FixedInterchange | 0 | 0 | 0 | 0 | 0 | 0 | FixedInterchange | 0 | 0 | 0 | 0 | 0 | 0
Retirements of Capacity
| Retirements of Capacity |  |  |  | Retirements of Capacity by Reporting Type: HQ_NEISO | [6 empty] | Retirements of Capacity by Reporting Type: HQ_NEISO
| Retirements of Capacity |  |  |  | ReportingType | 2015 | 2020 | 2025 | 2030 | 2035 | 2040 | ReportingType | 2015 | 2020 | 2025 | 2030 | 2035 | 2040
| Retirements of Capacity | HQ_NEISO | HQ/Maritimes | Other Renew | BM | 0 | 0 | 0 | 0 | 0 | 0 | BM | 0 | 0 | 0 | 0 | 0 | 0
| Retirements of Capacity | HQ_NEISO | HQ/Maritimes | CC | CC | 0 | 0 | 0 | 0 | 0 | 0 | CC | 0 | 0 | 0 | 0 | 0 | 0
| Retirements of Capacity | HQ_NEISO | HQ/Maritimes | Other Renew | CSP | 0 | 0 | 0 | 0 | 0 | 0 | CSP | 0 | 0 | 0 | 0 | 0 | 0
| Retirements of Capacity | HQ_NEISO | HQ/Maritimes | CT | CT | 0 | 0 | 0 | 0 | 0 | 0 | CT | 0 | 0 | 0 | 0 | 0 | 0
| Retirements of Capacity | HQ_NEISO | HQ/Maritimes | Coal | Coal | 0 | 0 | 0 | 0 | 0 | 0 | Coal | 0 | 0 | 0 | 0 | 0 | 0
| Retirements of Capacity | HQ_NEISO | HQ/Maritimes | Other Renew | Geo | 0 | 0 | 0 | 0 | 0 | 0 | Geo | 0 | 0 | 0 | 0 | 0 | 0
| Retirements of Capacity | HQ_NEISO | HQ/Maritimes | Hydro | H | 0 | 0 | 0 | 0 | 0 | 0 | H | 0 | 0 | 0 | 0 | 0 | 0
| Retirements of Capacity | HQ_NEISO | HQ/Maritimes | Other Renew | LFG | 0 | 0 | 0 | 0 | 0 | 0 | LFG | 0 | 0 | 0 | 0 | 0 | 0
| Retirements of Capacity | HQ_NEISO | HQ/Maritimes | Nuclear | Nuc | 0 | 0 | 0 | 0 | 0 | 0 | Nuc | 0 | 0 | 0 | 0 | 0 | 0
| Retirements of Capacity | HQ_NEISO | HQ/Maritimes | Other | PS | 0 | 0 | 0 | 0 | 0 | 0 | PS | 0 | 0 | 0 | 0 | 0 | 0
| Retirements of Capacity | HQ_NEISO | HQ/Maritimes | Other Renew | PV | 0 | 0 | 0 | 0 | 0 | 0 | PV | 0 | 0 | 0 | 0 | 0 | 0
| Retirements of Capacity | HQ_NEISO | HQ/Maritimes | CT | PeakG | 0 | 0 | 0 | 0 | 0 | 0 | PeakG | 0 | 0 | 0 | 0 | 0 | 0
| Retirements of Capacity | HQ_NEISO | HQ/Maritimes | CT | PeakO | 0 | 0 | 0 | 0 | 0 | 0 | PeakO | 0 | 0 | 0 | 0 | 0 | 0
| Retirements of Capacity | HQ_NEISO | HQ/Maritimes | Other Renew | ST | 0 | 0 | 0 | 0 | 0 | 0 | ST | 0 | 0 | 0 | 0 | 0 | 0
| Retirements of Capacity | HQ_NEISO | HQ/Maritimes | Steam O/G | STOG | 0 | 0 | 0 | 0 | 0 | 0 | STOG | 0 | 0 | 0 | 0 | 0 | 0
| Retirements of Capacity | HQ_NEISO | HQ/Maritimes | Other Renew | STWD | 0 | 0 | 0 | 0 | 0 | 0 | STWD | 0 | 0 | 0 | 0 | 0 | 0
| Retirements of Capacity | HQ_NEISO | HQ/Maritimes | On-shore Wind | WT | 0 | 0 | 0 | 0 | 0 | 0 | WT | 0 | 0 | 0 | 0 | 0 | 0
| Retirements of Capacity | HQ_NEISO | HQ/Maritimes | Coal | IGCC | 0 | 0 | 0 | 0 | 0 | 0 | IGCC | 0 | 0 | 0 | 0 | 0 | 0
| Retirements of Capacity | HQ_NEISO | HQ/Maritimes | DR | DemandResponse | 0 | 0 | 0 | 0 | 0 | 0 | DemandResponse | 0 | 0 | 0 | 0 | 0 | 0
| Retirements of Capacity | HQ_NEISO | HQ/Maritimes | Coal-CCS | IGCC-CCS | 0 | 0 | 0 | 0 | 0 | 0 | IGCC-CCS | 0 | 0 | 0 | 0 | 0 | 0
| Retirements of Capacity | HQ_NEISO | HQ/Maritimes | Off-shore Wind | WT_off | 0 | 0 | 0 | 0 | 0 | 0 | WT_off | 0 | 0 | 0 | 0 | 0 | 0
| Retirements of Capacity | HQ_NEISO | HQ/Maritimes | Other | PseudoUnit | 0 | 0 | 0 | 0 | 0 | 0 | PseudoUnit | 0 | 0 | 0 | 0 | 0 | 0
| Retirements of Capacity | HQ_NEISO | HQ/Maritimes | HQ/Maritimes | FixedInterchange | 0 | 0 | 0 | 0 | 0 | 0 | FixedInterchange | 0 | 0 | 0 | 0 | 0 | 0
Retirements of Capacity
| Retirements of Capacity |  |  |  | Retirements of Capacity by Reporting Type: HQ_NY | [6 empty] | Retirements of Capacity by Reporting Type: HQ_NY
| Retirements of Capacity |  |  |  | ReportingType | 2015 | 2020 | 2025 | 2030 | 2035 | 2040 | ReportingType | 2015 | 2020 | 2025 | 2030 | 2035 | 2040
| Retirements of Capacity | HQ_NY | HQ/Maritimes | Other Renew | BM | 0 | 0 | 0 | 0 | 0 | 0 | BM | 0 | 0 | 0 | 0 | 0 | 0
| Retirements of Capacity | HQ_NY | HQ/Maritimes | CC | CC | 0 | 0 | 0 | 0 | 0 | 0 | CC | 0 | 0 | 0 | 0 | 0 | 0
| Retirements of Capacity | HQ_NY | HQ/Maritimes | Other Renew | CSP | 0 | 0 | 0 | 0 | 0 | 0 | CSP | 0 | 0 | 0 | 0 | 0 | 0
| Retirements of Capacity | HQ_NY | HQ/Maritimes | CT | CT | 0 | 0 | 0 | 0 | 0 | 0 | CT | 0 | 0 | 0 | 0 | 0 | 0
| Retirements of Capacity | HQ_NY | HQ/Maritimes | Coal | Coal | 0 | 0 | 0 | 0 | 0 | 0 | Coal | 0 | 0 | 0 | 0 | 0 | 0
| Retirements of Capacity | HQ_NY | HQ/Maritimes | Other Renew | Geo | 0 | 0 | 0 | 0 | 0 | 0 | Geo | 0 | 0 | 0 | 0 | 0 | 0
| Retirements of Capacity | HQ_NY | HQ/Maritimes | Hydro | H | 0 | 0 | 0 | 0 | 0 | 0 | H | 0 | 0 | 0 | 0 | 0 | 0
| Retirements of Capacity | HQ_NY | HQ/Maritimes | Other Renew | LFG | 0 | 0 | 0 | 0 | 0 | 0 | LFG | 0 | 0 | 0 | 0 | 0 | 0
| Retirements of Capacity | HQ_NY | HQ/Maritimes | Nuclear | Nuc | 0 | 0 | 0 | 0 | 0 | 0 | Nuc | 0 | 0 | 0 | 0 | 0 | 0
| Retirements of Capacity | HQ_NY | HQ/Maritimes | Other | PS | 0 | 0 | 0 | 0 | 0 | 0 | PS | 0 | 0 | 0 | 0 | 0 | 0
| Retirements of Capacity | HQ_NY | HQ/Maritimes | Other Renew | PV | 0 | 0 | 0 | 0 | 0 | 0 | PV | 0 | 0 | 0 | 0 | 0 | 0
| Retirements of Capacity | HQ_NY | HQ/Maritimes | CT | PeakG | 0 | 0 | 0 | 0 | 0 | 0 | PeakG | 0 | 0 | 0 | 0 | 0 | 0
| Retirements of Capacity | HQ_NY | HQ/Maritimes | CT | PeakO | 0 | 0 | 0 | 0 | 0 | 0 | PeakO | 0 | 0 | 0 | 0 | 0 | 0
| Retirements of Capacity | HQ_NY | HQ/Maritimes | Other Renew | ST | 0 | 0 | 0 | 0 | 0 | 0 | ST | 0 | 0 | 0 | 0 | 0 | 0
| Retirements of Capacity | HQ_NY | HQ/Maritimes | Steam O/G | STOG | 0 | 0 | 0 | 0 | 0 | 0 | STOG | 0 | 0 | 0 | 0 | 0 | 0
| Retirements of Capacity | HQ_NY | HQ/Maritimes | Other Renew | STWD | 0 | 0 | 0 | 0 | 0 | 0 | STWD | 0 | 0 | 0 | 0 | 0 | 0
| Retirements of Capacity | HQ_NY | HQ/Maritimes | On-shore Wind | WT | 0 | 0 | 0 | 0 | 0 | 0 | WT | 0 | 0 | 0 | 0 | 0 | 0
| Retirements of Capacity | HQ_NY | HQ/Maritimes | Coal | IGCC | 0 | 0 | 0 | 0 | 0 | 0 | IGCC | 0 | 0 | 0 | 0 | 0 | 0
| Retirements of Capacity | HQ_NY | HQ/Maritimes | DR | DemandResponse | 0 | 0 | 0 | 0 | 0 | 0 | DemandResponse | 0 | 0 | 0 | 0 | 0 | 0
| Retirements of Capacity | HQ_NY | HQ/Maritimes | Coal-CCS | IGCC-CCS | 0 | 0 | 0 | 0 | 0 | 0 | IGCC-CCS | 0 | 0 | 0 | 0 | 0 | 0
| Retirements of Capacity | HQ_NY | HQ/Maritimes | Off-shore Wind | WT_off | 0 | 0 | 0 | 0 | 0 | 0 | WT_off | 0 | 0 | 0 | 0 | 0 | 0
| Retirements of Capacity | HQ_NY | HQ/Maritimes | Other | PseudoUnit | 0 | 0 | 0 | 0 | 0 | 0 | PseudoUnit | 0 | 0 | 0 | 0 | 0 | 0
| Retirements of Capacity | HQ_NY | HQ/Maritimes | HQ/Maritimes | FixedInterchange | 0 | 0 | 0 | 0 | 0 | 0 | FixedInterchange | 0 | 0 | 0 | 0 | 0 | 0
Retirements of Capacity
| Retirements of Capacity |  |  |  | Retirements of Capacity by Reporting Type: MARITIMES | [6 empty] | Retirements of Capacity by Reporting Type: MARITIMES
| Retirements of Capacity |  |  |  | ReportingType | 2015 | 2020 | 2025 | 2030 | 2035 | 2040 | ReportingType | 2015 | 2020 | 2025 | 2030 | 2035 | 2040
| Retirements of Capacity | MARITIMES | HQ/Maritimes | Other Renew | BM | 0 | 0 | 0 | 0 | 0 | 0 | BM | 0 | 0 | 0 | 0 | 0 | 0
| Retirements of Capacity | MARITIMES | HQ/Maritimes | CC | CC | 0 | 0 | 0 | 0 | 0 | 0 | CC | 0 | 0 | 0 | 0 | 0 | 0
| Retirements of Capacity | MARITIMES | HQ/Maritimes | Other Renew | CSP | 0 | 0 | 0 | 0 | 0 | 0 | CSP | 0 | 0 | 0 | 0 | 0 | 0
| Retirements of Capacity | MARITIMES | HQ/Maritimes | CT | CT | 0 | 0 | 0 | 0 | 0 | 0 | CT | 0 | 0 | 0 | 0 | 0 | 0
| Retirements of Capacity | MARITIMES | HQ/Maritimes | Coal | Coal | 0 | 0 | 0 | 0 | 0 | 0 | Coal | 0 | 0 | 0 | 0 | 0 | 0
| Retirements of Capacity | MARITIMES | HQ/Maritimes | Other Renew | Geo | 0 | 0 | 0 | 0 | 0 | 0 | Geo | 0 | 0 | 0 | 0 | 0 | 0
| Retirements of Capacity | MARITIMES | HQ/Maritimes | Hydro | H | 0 | 0 | 0 | 0 | 0 | 0 | H | 0 | 0 | 0 | 0 | 0 | 0
| Retirements of Capacity | MARITIMES | HQ/Maritimes | Other Renew | LFG | 0 | 0 | 0 | 0 | 0 | 0 | LFG | 0 | 0 | 0 | 0 | 0 | 0
| Retirements of Capacity | MARITIMES | HQ/Maritimes | Nuclear | Nuc | 0 | 0 | 0 | 0 | 0 | 0 | Nuc | 0 | 0 | 0 | 0 | 0 | 0
| Retirements of Capacity | MARITIMES | HQ/Maritimes | Other | PS | 0 | 0 | 0 | 0 | 0 | 0 | PS | 0 | 0 | 0 | 0 | 0 | 0
| Retirements of Capacity | MARITIMES | HQ/Maritimes | Other Renew | PV | 0 | 0 | 0 | 0 | 0 | 0 | PV | 0 | 0 | 0 | 0 | 0 | 0
| Retirements of Capacity | MARITIMES | HQ/Maritimes | CT | PeakG | 0 | 0 | 0 | 0 | 0 | 0 | PeakG | 0 | 0 | 0 | 0 | 0 | 0
| Retirements of Capacity | MARITIMES | HQ/Maritimes | CT | PeakO | 0 | 0 | 0 | 0 | 0 | 0 | PeakO | 0 | 0 | 0 | 0 | 0 | 0
| Retirements of Capacity | MARITIMES | HQ/Maritimes | Other Renew | ST | 0 | 0 | 0 | 0 | 0 | 0 | ST | 0 | 0 | 0 | 0 | 0 | 0
| Retirements of Capacity | MARITIMES | HQ/Maritimes | Steam O/G | STOG | 0 | 0 | 0 | 0 | 0 | 0 | STOG | 0 | 0 | 0 | 0 | 0 | 0
| Retirements of Capacity | MARITIMES | HQ/Maritimes | Other Renew | STWD | 0 | 0 | 0 | 0 | 0 | 0 | STWD | 0 | 0 | 0 | 0 | 0 | 0
| Retirements of Capacity | MARITIMES | HQ/Maritimes | On-shore Wind | WT | 0 | 0 | 0 | 0 | 0 | 0 | WT | 0 | 0 | 0 | 0 | 0 | 0
| Retirements of Capacity | MARITIMES | HQ/Maritimes | Coal | IGCC | 0 | 0 | 0 | 0 | 0 | 0 | IGCC | 0 | 0 | 0 | 0 | 0 | 0
| Retirements of Capacity | MARITIMES | HQ/Maritimes | DR | DemandResponse | 0 | 0 | 0 | 0 | 0 | 0 | DemandResponse | 0 | 0 | 0 | 0 | 0 | 0
| Retirements of Capacity | MARITIMES | HQ/Maritimes | Coal-CCS | IGCC-CCS | 0 | 0 | 0 | 0 | 0 | 0 | IGCC-CCS | 0 | 0 | 0 | 0 | 0 | 0
| Retirements of Capacity | MARITIMES | HQ/Maritimes | Off-shore Wind | WT_off | 0 | 0 | 0 | 0 | 0 | 0 | WT_off | 0 | 0 | 0 | 0 | 0 | 0
| Retirements of Capacity | MARITIMES | HQ/Maritimes | Other | PseudoUnit | 0 | 0 | 0 | 0 | 0 | 0 | PseudoUnit | 0 | 0 | 0 | 0 | 0 | 0
| Retirements of Capacity | MARITIMES | HQ/Maritimes | HQ/Maritimes | FixedInterchange | 0 | 0 | 0 | 0 | 0 | 0 | FixedInterchange | 0 | 0 | 0 | 0 | 0 | 0
Retirements of Capacity
| Retirements of Capacity |  |  |  | Retirements of Capacity by Reporting Type: All | [6 empty] | Retirements of Capacity by Reporting Type: All
| Retirements of Capacity |  |  |  | ReportingType | 2015 | 2020 | 2025 | 2030 | 2035 | 2040 | ReportingType | 2015 | 2020 | 2025 | 2030 | 2035 | 2040
| Retirements of Capacity | All | All | Other Renew | BM | 0 | 0 | 0 | 0 | 0 | 0 | BM | 0 | 0 | 0 | 0 | 0 | 0
| Retirements of Capacity | All | All | CC | CC | 9897.9 | 3009.7 | 4652.01 | 13447.18 | 43115.24 | 30561.49 | CC | 9805.02 | 3021.15 | 4680.87 | 11596.4 | 45512.26 | 59720.87
| Retirements of Capacity | All | All | Other Renew | CSP | 474.99 | 0 | 0 | 0 | 0 | 0 | CSP | 475 | 0 | 0 | 0 | 0 | 0
| Retirements of Capacity | All | All | CT | CT | 0 | 0 | 0 | 726.69 | 4871.88 | 26 | CT | 0 | 0 | 0 | 752.9 | 4595.07 | 0
| Retirements of Capacity | All | All | Coal | Coal | 164357.09 | 67812.34 | 56578.78 | 14271.59 | 2.01 | 3.09 | Coal | 174642.21 | 73251.05 | 39525.15 | 15709.1 | 194.63 | 0.01
| Retirements of Capacity | All | All | Other Renew | Geo | 4.8 | 0 | 0 | 0 | 0 | 0 | Geo | 4.8 | 0 | 0 | 0 | 0 | 0
| Retirements of Capacity | All | All | Hydro | H | 0 | 0 | 0 | 0 | 0 | 0 | H | 0 | 0 | 0 | 0 | 0 | 0
| Retirements of Capacity | All | All | Other Renew | LFG | 0 | 0 | 0 | 0 | 0 | 0.01 | LFG | 0 | 0 | 0 | 0 | 0 | 0
| Retirements of Capacity | All | All | Nuclear | Nuc | 0 | 614.5 | 0 | 1488.2 | 26575.7 | 19706 | Nuc | 0 | 614.5 | 0 | 1488.2 | 26575.7 | 19706
| Retirements of Capacity | All | All | Other | PS | 0 | 0 | 0 | 0 | 0 | 0 | PS | 0 | 0 | 0 | 0 | 0 | 0
| Retirements of Capacity | All | All | Other Renew | PV | 0 | 0 | 0 | 0.01 | 1112.61 | 0.01 | PV | 0 | 0 | 0 | 0 | 1081.25 | 0
| Retirements of Capacity | All | All | CT | PeakG | 4156.44 | 0.06 | 966.5 | 2525.49 | 10968.08 | 1061.79 | PeakG | 4368.1 | 0 | 966.15 | 11984.06 | 3440.78 | 1069.98
| Retirements of Capacity | All | All | CT | PeakO | 3138.78 | 0.07 | 47.89 | 2336.44 | 1703.7 | 0.26 | PeakO | 3335.58 | 0 | 1645.97 | 859.03 | 3415.93 | 1255.06
| Retirements of Capacity | All | All | Other Renew | ST | 0 | 0 | 0 | 0 | 0 | 0 | ST | 0 | 0 | 0 | 0 | 0 | 0
| Retirements of Capacity | All | All | Steam O/G | STOG | 59430.36 | 81.25 | 4647.66 | 7845.89 | 8850.86 | 8272.02 | STOG | 60722.03 | 81.19 | 11570.09 | 4445.23 | 11428.62 | 468.26
| Retirements of Capacity | All | All | Other Renew | STWD | 0 | 0 | 0 | 0 | 0 | 0 | STWD | 0 | 0 | 0 | 0 | 0 | 0
| Retirements of Capacity | All | All | On-shore Wind | WT | 126.2 | 0 | 0 | 0.01 | 1452.04 | 0.02 | WT | 126.2 | 0 | 0 | 0 | 302.4 | 0
| Retirements of Capacity | All | All | Coal | IGCC | 0 | 0 | 0 | 0 | 0 | 0 | IGCC | 0 | 0 | 0 | 0 | 0 | 0
| Retirements of Capacity | All | All | DR | DemandResponse | 0 | 0 | 0 | 0 | 0 | 0 | DemandResponse | 0 | 0 | 0 | 0 | 0 | 0
| Retirements of Capacity | All | All | Coal-CCS | IGCC-CCS | 0 | 0 | 0 | 0 | 0 | 0 | IGCC-CCS | 0 | 0 | 0 | 0 | 0 | 0
| Retirements of Capacity | All | All | Off-shore Wind | WT_off | 0 | 0 | 0 | 0.01 | 0.02 | 0.01 | WT_off | 0 | 0 | 0 | 0 | 0 | 0
| Retirements of Capacity | All | All | Other | PseudoUnit | 0 | 0 | 0 | 0 | 0 | 0 | PseudoUnit | 0 | 0 | 0 | 0 | 0 | 0
| Retirements of Capacity | All | All | HQ/Maritimes | FixedInterchange | 0 | 0 | 0 | 0 | 0 | 0 | FixedInterchange | 0 | 0 | 0 | 0 | 0 | 0
Retirements of Capacity
| Retirements of Capacity |  |  |  | Retirements of Capacity by Reporting Type: EI_US | [6 empty] | Retirements of Capacity by Reporting Type: EI_US
| Retirements of Capacity |  |  |  | ReportingType | 2015 | 2020 | 2025 | 2030 | 2035 | 2040 | ReportingType | 2015 | 2020 | 2025 | 2030 | 2035 | 2040
| Retirements of Capacity | EI_US | EI_US | Other Renew | BM | 0 | 0 | 0 | 0 | 0 | 0 | BM | 0 | 0 | 0 | 0 | 0 | 0
| Retirements of Capacity | EI_US | EI_US | CC | CC | 1182.54 | 3009.68 | 1514.35 | 9721.72 | 27890.49 | 23431.13 | CC | 1089.02 | 3021.15 | 1542.87 | 9727.15 | 28339.08 | 53570.43
| Retirements of Capacity | EI_US | EI_US | Other Renew | CSP | 0 | 0 | 0 | 0 | 0 | 0 | CSP | 0 | 0 | 0 | 0 | 0 | 0
| Retirements of Capacity | EI_US | EI_US | CT | CT | 0 | 0 | 0 | 726.67 | 2804.29 | 25.99 | CT | 0 | 0 | 0 | 752.9 | 2525 | 0
| Retirements of Capacity | EI_US | EI_US | Coal | Coal | 130580.97 | 61932.37 | 40176.74 | 9930.33 | 1.57 | 2.7 | Coal | 140862.94 | 67238.22 | 22999.4 | 11630.09 | 194.63 | 0.01
| Retirements of Capacity | EI_US | EI_US | Other Renew | Geo | 0 | 0 | 0 | 0 | 0 | 0 | Geo | 0 | 0 | 0 | 0 | 0 | 0
| Retirements of Capacity | EI_US | EI_US | Hydro | H | 0 | 0 | 0 | 0 | 0 | 0 | H | 0 | 0 | 0 | 0 | 0 | 0
| Retirements of Capacity | EI_US | EI_US | Other Renew | LFG | 0 | 0 | 0 | 0 | 0 | 0 | LFG | 0 | 0 | 0 | 0 | 0 | 0
| Retirements of Capacity | EI_US | EI_US | Nuclear | Nuc | 0 | 614.5 | 0 | 1488.2 | 25545.7 | 18166 | Nuc | 0 | 614.5 | 0 | 1488.2 | 25545.7 | 18166
| Retirements of Capacity | EI_US | EI_US | Other | PS | 0 | 0 | 0 | 0 | 0 | 0 | PS | 0 | 0 | 0 | 0 | 0 | 0
| Retirements of Capacity | EI_US | EI_US | Other Renew | PV | 0 | 0 | 0 | 0.01 | 31.79 | 0.01 | PV | 0 | 0 | 0 | 0 | 0 | 0
| Retirements of Capacity | EI_US | EI_US | CT | PeakG | 268.71 | 0.04 | 0.09 | 2519.82 | 10968.05 | 1061.75 | PeakG | 478.5 | 0 | 0 | 11978.06 | 3440.78 | 1069.98
| Retirements of Capacity | EI_US | EI_US | CT | PeakO | 2428.9 | 0.06 | 0.06 | 2336.38 | 1703.67 | 0.23 | PeakO | 2613.59 | 0 | 1597.97 | 859.03 | 3415.93 | 1255.06
| Retirements of Capacity | EI_US | EI_US | Other Renew | ST | 0 | 0 | 0 | 0 | 0 | 0 | ST | 0 | 0 | 0 | 0 | 0 | 0
| Retirements of Capacity | EI_US | EI_US | Steam O/G | STOG | 42443.76 | 0.02 | 147.93 | 1239.67 | 1204.11 | 8271.97 | STOG | 42854.67 | 0 | 7258.85 | 436.07 | 1066.9 | 468.26
| Retirements of Capacity | EI_US | EI_US | Other Renew | STWD | 0 | 0 | 0 | 0 | 0 | 0 | STWD | 0 | 0 | 0 | 0 | 0 | 0
| Retirements of Capacity | EI_US | EI_US | On-shore Wind | WT | 0 | 0 | 0 | 0.01 | 1149.68 | 0.01 | WT | 0 | 0 | 0 | 0 | 0 | 0
| Retirements of Capacity | EI_US | EI_US | Coal | IGCC | 0 | 0 | 0 | 0 | 0 | 0 | IGCC | 0 | 0 | 0 | 0 | 0 | 0
| Retirements of Capacity | EI_US | EI_US | DR | DemandResponse | 0 | 0 | 0 | 0 | 0 | 0 | DemandResponse | 0 | 0 | 0 | 0 | 0 | 0
| Retirements of Capacity | EI_US | EI_US | Coal-CCS | IGCC-CCS | 0 | 0 | 0 | 0 | 0 | 0 | IGCC-CCS | 0 | 0 | 0 | 0 | 0 | 0
| Retirements of Capacity | EI_US | EI_US | Off-shore Wind | WT_off | 0 | 0 | 0 | 0.01 | 0.02 | 0.01 | WT_off | 0 | 0 | 0 | 0 | 0 | 0
| Retirements of Capacity | EI_US | EI_US | Other | PseudoUnit | 0 | 0 | 0 | 0 | 0 | 0 | PseudoUnit | 0 | 0 | 0 | 0 | 0 | 0
| Retirements of Capacity | EI_US | EI_US | HQ/Maritimes | FixedInterchange | 0 | 0 | 0 | 0 | 0 | 0 | FixedInterchange | 0 | 0 | 0 | 0 | 0 | 0
Retirements of Capacity
| Retirements of Capacity |  |  |  | Retirements of Capacity by Reporting Type: EI_Canada | [6 empty] | Retirements of Capacity by Reporting Type: EI_Canada
| Retirements of Capacity |  |  |  | ReportingType | 2015 | 2020 | 2025 | 2030 | 2035 | 2040 | ReportingType | 2015 | 2020 | 2025 | 2030 | 2035 | 2040
| Retirements of Capacity | EI_Canada | EI_Canada | Other Renew | BM | 0 | 0 | 0 | 0 | 0 | 0 | BM | 0 | 0 | 0 | 0 | 0 | 0
| Retirements of Capacity | EI_Canada | EI_Canada | CC | CC | 5942.73 | 0.01 | 730.89 | 0.03 | 0.01 | 0.01 | CC | 5943 | 0 | 731 | 0 | 0 | 0
| Retirements of Capacity | EI_Canada | EI_Canada | Other Renew | CSP | 0 | 0 | 0 | 0 | 0 | 0 | CSP | 0 | 0 | 0 | 0 | 0 | 0
| Retirements of Capacity | EI_Canada | EI_Canada | CT | CT | 0 | 0 | 0 | 0 | 367.35 | 0 | CT | 0 | 0 | 0 | 0 | 367.99 | 0
| Retirements of Capacity | EI_Canada | EI_Canada | Coal | Coal | 7211.13 | 560.33 | 390.36 | 0.01 | 0 | 0 | Coal | 7211.09 | 560.33 | 390.48 | 0 | 0 | 0
| Retirements of Capacity | EI_Canada | EI_Canada | Other Renew | Geo | 0 | 0 | 0 | 0 | 0 | 0 | Geo | 0 | 0 | 0 | 0 | 0 | 0
| Retirements of Capacity | EI_Canada | EI_Canada | Hydro | H | 0 | 0 | 0 | 0 | 0 | 0 | H | 0 | 0 | 0 | 0 | 0 | 0
| Retirements of Capacity | EI_Canada | EI_Canada | Other Renew | LFG | 0 | 0 | 0 | 0 | 0 | 0 | LFG | 0 | 0 | 0 | 0 | 0 | 0
| Retirements of Capacity | EI_Canada | EI_Canada | Nuclear | Nuc | 0 | 0 | 0 | 0 | 1030 | 1540 | Nuc | 0 | 0 | 0 | 0 | 1030 | 1540
| Retirements of Capacity | EI_Canada | EI_Canada | Other | PS | 0 | 0 | 0 | 0 | 0 | 0 | PS | 0 | 0 | 0 | 0 | 0 | 0
| Retirements of Capacity | EI_Canada | EI_Canada | Other Renew | PV | 0 | 0 | 0 | 0 | 1067.26 | 0 | PV | 0 | 0 | 0 | 0 | 1067.26 | 0
| Retirements of Capacity | EI_Canada | EI_Canada | CT | PeakG | 581.99 | 0 | 553.24 | 5.64 | 0.01 | 0.01 | PeakG | 583.98 | 0 | 553 | 6 | 0 | 0
| Retirements of Capacity | EI_Canada | EI_Canada | CT | PeakO | 174.73 | 0 | 3.93 | 0.04 | 0 | 0 | PeakO | 175 | 0 | 4 | 0 | 0 | 0
| Retirements of Capacity | EI_Canada | EI_Canada | Other Renew | ST | 0 | 0 | 0 | 0 | 0 | 0 | ST | 0 | 0 | 0 | 0 | 0 | 0
| Retirements of Capacity | EI_Canada | EI_Canada | Steam O/G | STOG | 2125.97 | 0 | 125.97 | 0 | 0 | 0 | STOG | 2126 | 0 | 126 | 0 | 0 | 0
| Retirements of Capacity | EI_Canada | EI_Canada | Other Renew | STWD | 0 | 0 | 0 | 0 | 0 | 0 | STWD | 0 | 0 | 0 | 0 | 0 | 0
| Retirements of Capacity | EI_Canada | EI_Canada | On-shore Wind | WT | 0 | 0 | 0 | 0 | 302.35 | 0 | WT | 0 | 0 | 0 | 0 | 302.4 | 0
| Retirements of Capacity | EI_Canada | EI_Canada | Coal | IGCC | 0 | 0 | 0 | 0 | 0 | 0 | IGCC | 0 | 0 | 0 | 0 | 0 | 0
| Retirements of Capacity | EI_Canada | EI_Canada | DR | DemandResponse | 0 | 0 | 0 | 0 | 0 | 0 | DemandResponse | 0 | 0 | 0 | 0 | 0 | 0
| Retirements of Capacity | EI_Canada | EI_Canada | Coal-CCS | IGCC-CCS | 0 | 0 | 0 | 0 | 0 | 0 | IGCC-CCS | 0 | 0 | 0 | 0 | 0 | 0
| Retirements of Capacity | EI_Canada | EI_Canada | Off-shore Wind | WT_off | 0 | 0 | 0 | 0 | 0 | 0 | WT_off | 0 | 0 | 0 | 0 | 0 | 0
| Retirements of Capacity | EI_Canada | EI_Canada | Other | PseudoUnit | 0 | 0 | 0 | 0 | 0 | 0 | PseudoUnit | 0 | 0 | 0 | 0 | 0 | 0
| Retirements of Capacity | EI_Canada | EI_Canada | HQ/Maritimes | FixedInterchange | 0 | 0 | 0 | 0 | 0 | 0 | FixedInterchange | 0 | 0 | 0 | 0 | 0 | 0
Retirements of Capacity
| Retirements of Capacity |  |  |  | Retirements of Capacity by Reporting Type: EI | [6 empty] | Retirements of Capacity by Reporting Type: EI
| Retirements of Capacity |  |  |  | ReportingType | 2015 | 2020 | 2025 | 2030 | 2035 | 2040 | ReportingType | 2015 | 2020 | 2025 | 2030 | 2035 | 2040
| Retirements of Capacity | EI | EI | Other Renew | BM | 0 | 0 | 0 | 0 | 0 | 0 | BM | 0 | 0 | 0 | 0 | 0 | 0
| Retirements of Capacity | EI | EI | CC | CC | 7125.27 | 3009.69 | 2245.24 | 9721.75 | 27890.49 | 23431.14 | CC | 7032.02 | 3021.15 | 2273.87 | 9727.15 | 28339.08 | 53570.43
| Retirements of Capacity | EI | EI | Other Renew | CSP | 0 | 0 | 0 | 0 | 0 | 0 | CSP | 0 | 0 | 0 | 0 | 0 | 0
| Retirements of Capacity | EI | EI | CT | CT | 0 | 0 | 0 | 726.67 | 3171.64 | 25.99 | CT | 0 | 0 | 0 | 752.9 | 2892.99 | 0
| Retirements of Capacity | EI | EI | Coal | Coal | 137792.1 | 62492.71 | 40567.1 | 9930.34 | 1.57 | 2.71 | Coal | 148074.03 | 67798.55 | 23389.89 | 11630.09 | 194.63 | 0.01
| Retirements of Capacity | EI | EI | Other Renew | Geo | 0 | 0 | 0 | 0 | 0 | 0 | Geo | 0 | 0 | 0 | 0 | 0 | 0
| Retirements of Capacity | EI | EI | Hydro | H | 0 | 0 | 0 | 0 | 0 | 0 | H | 0 | 0 | 0 | 0 | 0 | 0
| Retirements of Capacity | EI | EI | Other Renew | LFG | 0 | 0 | 0 | 0 | 0 | 0 | LFG | 0 | 0 | 0 | 0 | 0 | 0
| Retirements of Capacity | EI | EI | Nuclear | Nuc | 0 | 614.5 | 0 | 1488.2 | 26575.7 | 19706 | Nuc | 0 | 614.5 | 0 | 1488.2 | 26575.7 | 19706
| Retirements of Capacity | EI | EI | Other | PS | 0 | 0 | 0 | 0 | 0 | 0 | PS | 0 | 0 | 0 | 0 | 0 | 0
| Retirements of Capacity | EI | EI | Other Renew | PV | 0 | 0 | 0 | 0.01 | 1099.05 | 0.01 | PV | 0 | 0 | 0 | 0 | 1067.26 | 0
| Retirements of Capacity | EI | EI | CT | PeakG | 850.7 | 0.04 | 553.34 | 2525.46 | 10968.06 | 1061.76 | PeakG | 1062.48 | 0 | 553 | 11984.06 | 3440.78 | 1069.98
| Retirements of Capacity | EI | EI | CT | PeakO | 2603.64 | 0.06 | 3.99 | 2336.41 | 1703.68 | 0.23 | PeakO | 2788.58 | 0 | 1601.97 | 859.03 | 3415.93 | 1255.06
| Retirements of Capacity | EI | EI | Other Renew | ST | 0 | 0 | 0 | 0 | 0 | 0 | ST | 0 | 0 | 0 | 0 | 0 | 0
| Retirements of Capacity | EI | EI | Steam O/G | STOG | 44569.73 | 0.02 | 273.9 | 1239.67 | 1204.11 | 8271.97 | STOG | 44980.67 | 0 | 7384.85 | 436.07 | 1066.9 | 468.26
| Retirements of Capacity | EI | EI | Other Renew | STWD | 0 | 0 | 0 | 0 | 0 | 0 | STWD | 0 | 0 | 0 | 0 | 0 | 0
| Retirements of Capacity | EI | EI | On-shore Wind | WT | 0 | 0 | 0 | 0.01 | 1452.04 | 0.02 | WT | 0 | 0 | 0 | 0 | 302.4 | 0
| Retirements of Capacity | EI | EI | Coal | IGCC | 0 | 0 | 0 | 0 | 0 | 0 | IGCC | 0 | 0 | 0 | 0 | 0 | 0
| Retirements of Capacity | EI | EI | DR | DemandResponse | 0 | 0 | 0 | 0 | 0 | 0 | DemandResponse | 0 | 0 | 0 | 0 | 0 | 0
| Retirements of Capacity | EI | EI | Coal-CCS | IGCC-CCS | 0 | 0 | 0 | 0 | 0 | 0 | IGCC-CCS | 0 | 0 | 0 | 0 | 0 | 0
| Retirements of Capacity | EI | EI | Off-shore Wind | WT_off | 0 | 0 | 0 | 0.01 | 0.02 | 0.01 | WT_off | 0 | 0 | 0 | 0 | 0 | 0
| Retirements of Capacity | EI | EI | Other | PseudoUnit | 0 | 0 | 0 | 0 | 0 | 0 | PseudoUnit | 0 | 0 | 0 | 0 | 0 | 0
| Retirements of Capacity | EI | EI | HQ/Maritimes | FixedInterchange | 0 | 0 | 0 | 0 | 0 | 0 | FixedInterchange | 0 | 0 | 0 | 0 | 0 | 0
Retirements of Capacity
| Retirements of Capacity |  |  |  | Retirements of Capacity by Reporting Type: Outside_EI | [6 empty] | Retirements of Capacity by Reporting Type: Outside_EI
| Retirements of Capacity |  |  |  | ReportingType | 2015 | 2020 | 2025 | 2030 | 2035 | 2040 | ReportingType | 2015 | 2020 | 2025 | 2030 | 2035 | 2040
| Retirements of Capacity | Outside_EI | Outside_EI | Other Renew | BM | 0 | 0 | 0 | 0 | 0 | 0 | BM | 0 | 0 | 0 | 0 | 0 | 0
| Retirements of Capacity | Outside_EI | Outside_EI | CC | CC | 2772.63 | 0.01 | 2406.76 | 3725.42 | 15224.75 | 7130.35 | CC | 2773 | 0 | 2407 | 1869.24 | 17173.18 | 6150.45
| Retirements of Capacity | Outside_EI | Outside_EI | Other Renew | CSP | 474.99 | 0 | 0 | 0 | 0 | 0 | CSP | 475 | 0 | 0 | 0 | 0 | 0
| Retirements of Capacity | Outside_EI | Outside_EI | CT | CT | 0 | 0 | 0 | 0.02 | 1700.24 | 0.01 | CT | 0 | 0 | 0 | 0 | 1702.08 | 0
| Retirements of Capacity | Outside_EI | Outside_EI | Coal | Coal | 26564.99 | 5319.63 | 16011.68 | 4341.25 | 0.45 | 0.38 | Coal | 26568.19 | 5452.5 | 16135.26 | 4079.01 | 0 | 0
| Retirements of Capacity | Outside_EI | Outside_EI | Other Renew | Geo | 4.8 | 0 | 0 | 0 | 0 | 0 | Geo | 4.8 | 0 | 0 | 0 | 0 | 0
| Retirements of Capacity | Outside_EI | Outside_EI | Hydro | H | 0 | 0 | 0 | 0 | 0 | 0 | H | 0 | 0 | 0 | 0 | 0 | 0
| Retirements of Capacity | Outside_EI | Outside_EI | Other Renew | LFG | 0 | 0 | 0 | 0 | 0 | 0 | LFG | 0 | 0 | 0 | 0 | 0 | 0
| Retirements of Capacity | Outside_EI | Outside_EI | Nuclear | Nuc | 0 | 0 | 0 | 0 | 0 | 0 | Nuc | 0 | 0 | 0 | 0 | 0 | 0
| Retirements of Capacity | Outside_EI | Outside_EI | Other | PS | 0 | 0 | 0 | 0 | 0 | 0 | PS | 0 | 0 | 0 | 0 | 0 | 0
| Retirements of Capacity | Outside_EI | Outside_EI | Other Renew | PV | 0 | 0 | 0 | 0 | 13.56 | 0 | PV | 0 | 0 | 0 | 0 | 14 | 0
| Retirements of Capacity | Outside_EI | Outside_EI | CT | PeakG | 3305.74 | 0.01 | 413.17 | 0.03 | 0.03 | 0.03 | PeakG | 3305.62 | 0 | 413.15 | 0 | 0 | 0
| Retirements of Capacity | Outside_EI | Outside_EI | CT | PeakO | 535.15 | 0.01 | 43.9 | 0.02 | 0.03 | 0.03 | PeakO | 546.99 | 0 | 44 | 0 | 0 | 0
| Retirements of Capacity | Outside_EI | Outside_EI | Other Renew | ST | 0 | 0 | 0 | 0 | 0 | 0 | ST | 0 | 0 | 0 | 0 | 0 | 0
| Retirements of Capacity | Outside_EI | Outside_EI | Steam O/G | STOG | 14860.64 | 81.22 | 4373.76 | 6606.21 | 7646.75 | 0.05 | STOG | 15741.37 | 81.19 | 4185.23 | 4009.16 | 10361.72 | 0
| Retirements of Capacity | Outside_EI | Outside_EI | Other Renew | STWD | 0 | 0 | 0 | 0 | 0 | 0 | STWD | 0 | 0 | 0 | 0 | 0 | 0
| Retirements of Capacity | Outside_EI | Outside_EI | On-shore Wind | WT | 126.2 | 0 | 0 | 0 | 0 | 0.01 | WT | 126.2 | 0 | 0 | 0 | 0 | 0
| Retirements of Capacity | Outside_EI | Outside_EI | Coal | IGCC | 0 | 0 | 0 | 0 | 0 | 0 | IGCC | 0 | 0 | 0 | 0 | 0 | 0
| Retirements of Capacity | Outside_EI | Outside_EI | DR | DemandResponse | 0 | 0 | 0 | 0 | 0 | 0 | DemandResponse | 0 | 0 | 0 | 0 | 0 | 0
| Retirements of Capacity | Outside_EI | Outside_EI | Coal-CCS | IGCC-CCS | 0 | 0 | 0 | 0 | 0 | 0 | IGCC-CCS | 0 | 0 | 0 | 0 | 0 | 0
| Retirements of Capacity | Outside_EI | Outside_EI | Off-shore Wind | WT_off | 0 | 0 | 0 | 0 | 0 | 0 | WT_off | 0 | 0 | 0 | 0 | 0 | 0
| Retirements of Capacity | Outside_EI | Outside_EI | Other | PseudoUnit | 0 | 0 | 0 | 0 | 0 | 0 | PseudoUnit | 0 | 0 | 0 | 0 | 0 | 0
| Retirements of Capacity | Outside_EI | Outside_EI | HQ/Maritimes | FixedInterchange | 0 | 0 | 0 | 0 | 0 | 0 | FixedInterchange | 0 | 0 | 0 | 0 | 0 | 0
#4 |  |  |  |  | #4 | 2015: Cumulative Retirements of Capacity (MW) | #4 | Cumulative Retirements of Capacity (MW)
[5 empty] | Cumulative Retirements of Capacity by Reporting Type: Entergy | [6 empty] | Cumulative Retirements of Capacity by Reporting Type: Entergy
[5 empty] | ReportingType | 2015 | 2020 | 2025 | 2030 | 2035 | 2040 | ReportingType | 2015 | 2020 | 2025 | 2030 | 2035 | 2040
| Cumulative Retirements of Capacity | ENT | Southwest | Other Renew | BM | 0 | 0 | 0 | 0 | 0 | 0 | BM | 0 | 0 | 0 | 0 | 0 | 0
| Cumulative Retirements of Capacity | ENT | Southwest | CC | CC | 0 | 0.01 | 0.01 | 0.05 | 587.25 | 4154.52 | CC | 0 | 0 | 165.52 | 209 | 5629.22 | 9879.34
| Cumulative Retirements of Capacity | ENT | Southwest | Other Renew | CSP | 0 | 0 | 0 | 0 | 0 | 0 | CSP | 0 | 0 | 0 | 0 | 0 | 0
| Cumulative Retirements of Capacity | ENT | Southwest | CT | CT | 0 | 0 | 0 | 0 | 0.01 | 0.01 | CT | 0 | 0 | 0 | 0 | 0 | 0
| Cumulative Retirements of Capacity | ENT | Southwest | Coal | Coal | 952.79 | 5405.56 | 7261.65 | 8308.25 | 8308.37 | 8308.44 | Coal | 1532.86 | 8308.88 | 8308.9 | 8308.9 | 8308.9 | 8308.9
| Cumulative Retirements of Capacity | ENT | Southwest | Other Renew | Geo | 0 | 0 | 0 | 0 | 0 | 0 | Geo | 0 | 0 | 0 | 0 | 0 | 0
| Cumulative Retirements of Capacity | ENT | Southwest | Hydro | H | 0 | 0 | 0 | 0 | 0 | 0 | H | 0 | 0 | 0 | 0 | 0 | 0
| Cumulative Retirements of Capacity | ENT | Southwest | Other Renew | LFG | 0 | 0 | 0 | 0 | 0 | 0 | LFG | 0 | 0 | 0 | 0 | 0 | 0
| Cumulative Retirements of Capacity | ENT | Southwest | Nuclear | Nuc | 0 | 0 | 0 | 0 | 842 | 1839 | Nuc | 0 | 0 | 0 | 0 | 842 | 1839
| Cumulative Retirements of Capacity | ENT | Southwest | Other | PS | 0 | 0 | 0 | 0 | 0 | 0 | PS | 0 | 0 | 0 | 0 | 0 | 0
| Cumulative Retirements of Capacity | ENT | Southwest | Other Renew | PV | 0 | 0 | 0 | 0 | 0 | 0 | PV | 0 | 0 | 0 | 0 | 0 | 0
| Cumulative Retirements of Capacity | ENT | Southwest | CT | PeakG | 0 | 0 | 0.01 | 0.05 | 0.08 | 0.12 | PeakG | 0 | 0 | 0 | 2164.35 | 2286.55 | 2286.55
| Cumulative Retirements of Capacity | ENT | Southwest | CT | PeakO | 0 | 0 | 0 | 0.02 | 173.08 | 173.14 | PeakO | 0 | 0 | 173.99 | 174 | 174 | 174
| Cumulative Retirements of Capacity | ENT | Southwest | Other Renew | ST | 0 | 0 | 0 | 0 | 0 | 0 | ST | 0 | 0 | 0 | 0 | 0 | 0
| Cumulative Retirements of Capacity | ENT | Southwest | Steam O/G | STOG | 12513.07 | 12513.07 | 12513.08 | 13661.86 | 14864.75 | 14864.77 | STOG | 13386.24 | 13386.24 | 14865 | 14865 | 14865 | 14865
| Cumulative Retirements of Capacity | ENT | Southwest | Other Renew | STWD | 0 | 0 | 0 | 0 | 0 | 0 | STWD | 0 | 0 | 0 | 0 | 0 | 0
| Cumulative Retirements of Capacity | ENT | Southwest | On-shore Wind | WT | 0 | 0 | 0 | 0 | 0 | 0 | WT | 0 | 0 | 0 | 0 | 0 | 0
| Cumulative Retirements of Capacity | ENT | Southwest | Coal | IGCC | 0 | 0 | 0 | 0 | 0 | 0 | IGCC | 0 | 0 | 0 | 0 | 0 | 0
| Cumulative Retirements of Capacity | ENT | Southwest | DR | DemandResponse | 0 | 0 | 0 | 0 | 0 | 0 | DemandResponse | 0 | 0 | 0 | 0 | 0 | 0
| Cumulative Retirements of Capacity | ENT | Southwest | Coal-CCS | IGCC-CCS | 0 | 0 | 0 | 0 | 0 | 0 | IGCC-CCS | 0 | 0 | 0 | 0 | 0 | 0
| Cumulative Retirements of Capacity | ENT | Southwest | Off-shore Wind | WT_off | 0 | 0 | 0 | 0 | 0 | 0 | WT_off | 0 | 0 | 0 | 0 | 0 | 0
| Cumulative Retirements of Capacity | ENT | Southwest | Other | PseudoUnit | 0 | 0 | 0 | 0 | 0 | 0 | PseudoUnit | 0 | 0 | 0 | 0 | 0 | 0
| Cumulative Retirements of Capacity | ENT | Southwest | HQ/Maritimes | FixedInterchange | 0 | 0 | 0 | 0 | 0 | 0 | FixedInterchange | 0 | 0 | 0 | 0 | 0 | 0
Cumulative Retirements of Capacity
| Cumulative Retirements of Capacity |  |  |  | Cumulative Retirements of Capacity by Reporting Type: FRCC | [6 empty] | Cumulative Retirements of Capacity by Reporting Type: FRCC
| Cumulative Retirements of Capacity |  |  |  | ReportingType | 2015 | 2020 | 2025 | 2030 | 2035 | 2040 | ReportingType | 2015 | 2020 | 2025 | 2030 | 2035 | 2040
| Cumulative Retirements of Capacity | FRCC | South | Other Renew | BM | 0 | 0 | 0 | 0 | 0 | 0 | BM | 0 | 0 | 0 | 0 | 0 | 0
| Cumulative Retirements of Capacity | FRCC | South | CC | CC | 0 | 0 | 0.01 | 7333.64 | 13263.69 | 13972.06 | CC | 0 | 0 | 0 | 9483.84 | 15017.06 | 15063.92
| Cumulative Retirements of Capacity | FRCC | South | Other Renew | CSP | 0 | 0 | 0 | 0 | 0 | 0 | CSP | 0 | 0 | 0 | 0 | 0 | 0
| Cumulative Retirements of Capacity | FRCC | South | CT | CT | 0 | 0 | 0 | 0.07 | 2479.91 | 2479.91 | CT | 0 | 0 | 0 | 0 | 2480 | 2480
| Cumulative Retirements of Capacity | FRCC | South | Coal | Coal | 7104.15 | 8208.16 | 9459.75 | 9459.91 | 9459.94 | 9459.97 | Coal | 6508.65 | 7612.65 | 7765.38 | 7765.38 | 7765.38 | 7765.38
| Cumulative Retirements of Capacity | FRCC | South | Other Renew | Geo | 0 | 0 | 0 | 0 | 0 | 0 | Geo | 0 | 0 | 0 | 0 | 0 | 0
| Cumulative Retirements of Capacity | FRCC | South | Hydro | H | 0 | 0 | 0 | 0 | 0 | 0 | H | 0 | 0 | 0 | 0 | 0 | 0
| Cumulative Retirements of Capacity | FRCC | South | Other Renew | LFG | 0 | 0 | 0 | 0 | 0 | 0 | LFG | 0 | 0 | 0 | 0 | 0 | 0
| Cumulative Retirements of Capacity | FRCC | South | Nuclear | Nuc | 0 | 0 | 0 | 0 | 1615.33 | 3292.33 | Nuc | 0 | 0 | 0 | 0 | 1615.33 | 3292.33
| Cumulative Retirements of Capacity | FRCC | South | Other | PS | 0 | 0 | 0 | 0 | 0 | 0 | PS | 0 | 0 | 0 | 0 | 0 | 0
| Cumulative Retirements of Capacity | FRCC | South | Other Renew | PV | 0 | 0 | 0 | 0 | 0 | 0 | PV | 0 | 0 | 0 | 0 | 0 | 0
| Cumulative Retirements of Capacity | FRCC | South | CT | PeakG | 0 | 0 | 0.01 | 2519.29 | 2519.3 | 2519.31 | PeakG | 0 | 0 | 0 | 1872.52 | 1872.52 | 1872.52
| Cumulative Retirements of Capacity | FRCC | South | CT | PeakO | 0.01 | 0.02 | 0.04 | 2282.64 | 2282.65 | 2282.65 | PeakO | 0 | 0 | 1423.97 | 2283 | 2283 | 2283
| Cumulative Retirements of Capacity | FRCC | South | Other Renew | ST | 0 | 0 | 0 | 0 | 0 | 0 | ST | 0 | 0 | 0 | 0 | 0 | 0
| Cumulative Retirements of Capacity | FRCC | South | Steam O/G | STOG | 9685 | 9685.01 | 9832.75 | 9832.88 | 9832.88 | 9832.89 | STOG | 9832.99 | 9832.99 | 9833 | 9833 | 9833 | 9833
| Cumulative Retirements of Capacity | FRCC | South | Other Renew | STWD | 0 | 0 | 0 | 0 | 0 | 0 | STWD | 0 | 0 | 0 | 0 | 0 | 0
| Cumulative Retirements of Capacity | FRCC | South | On-shore Wind | WT | 0 | 0 | 0 | 0 | 0 | 0 | WT | 0 | 0 | 0 | 0 | 0 | 0
| Cumulative Retirements of Capacity | FRCC | South | Coal | IGCC | 0 | 0 | 0 | 0 | 0 | 0 | IGCC | 0 | 0 | 0 | 0 | 0 | 0
| Cumulative Retirements of Capacity | FRCC | South | DR | DemandResponse | 0 | 0 | 0 | 0 | 0 | 0 | DemandResponse | 0 | 0 | 0 | 0 | 0 | 0
| Cumulative Retirements of Capacity | FRCC | South | Coal-CCS | IGCC-CCS | 0 | 0 | 0 | 0 | 0 | 0 | IGCC-CCS | 0 | 0 | 0 | 0 | 0 | 0
| Cumulative Retirements of Capacity | FRCC | South | Off-shore Wind | WT_off | 0 | 0 | 0 | 0 | 0 | 0 | WT_off | 0 | 0 | 0 | 0 | 0 | 0
| Cumulative Retirements of Capacity | FRCC | South | Other | PseudoUnit | 0 | 0 | 0 | 0 | 0 | 0 | PseudoUnit | 0 | 0 | 0 | 0 | 0 | 0
| Cumulative Retirements of Capacity | FRCC | South | HQ/Maritimes | FixedInterchange | 0 | 0 | 0 | 0 | 0 | 0 | FixedInterchange | 0 | 0 | 0 | 0 | 0 | 0
Cumulative Retirements of Capacity
| Cumulative Retirements of Capacity |  |  |  | Cumulative Retirements of Capacity by Reporting Type: MAPP_US | [6 empty] | Cumulative Retirements of Capacity by Reporting Type: MAPP_US
| Cumulative Retirements of Capacity |  |  |  | ReportingType | 2015 | 2020 | 2025 | 2030 | 2035 | 2040 | ReportingType | 2015 | 2020 | 2025 | 2030 | 2035 | 2040
| Cumulative Retirements of Capacity | MAPP_US | Midwest | Other Renew | BM | 0 | 0 | 0 | 0 | 0 | 0 | BM | 0 | 0 | 0 | 0 | 0 | 0
| Cumulative Retirements of Capacity | MAPP_US | Midwest | CC | CC | 0 | 0 | 0 | 0 | 0.01 | 0.01 | CC | 0 | 0 | 0 | 0 | 0 | 0
| Cumulative Retirements of Capacity | MAPP_US | Midwest | Other Renew | CSP | 0 | 0 | 0 | 0 | 0 | 0 | CSP | 0 | 0 | 0 | 0 | 0 | 0
| Cumulative Retirements of Capacity | MAPP_US | Midwest | CT | CT | 0 | 0 | 0 | 0 | 0 | 0.01 | CT | 0 | 0 | 0 | 0 | 0 | 0
| Cumulative Retirements of Capacity | MAPP_US | Midwest | Coal | Coal | 1925.23 | 2396.19 | 3094 | 3094.02 | 3094.03 | 3094.05 | Coal | 1891.43 | 2362.43 | 2768.96 | 2927.43 | 2927.43 | 2927.43
| Cumulative Retirements of Capacity | MAPP_US | Midwest | Other Renew | Geo | 0 | 0 | 0 | 0 | 0 | 0 | Geo | 0 | 0 | 0 | 0 | 0 | 0
| Cumulative Retirements of Capacity | MAPP_US | Midwest | Hydro | H | 0 | 0 | 0 | 0 | 0 | 0 | H | 0 | 0 | 0 | 0 | 0 | 0
| Cumulative Retirements of Capacity | MAPP_US | Midwest | Other Renew | LFG | 0 | 0 | 0 | 0 | 0 | 0 | LFG | 0 | 0 | 0 | 0 | 0 | 0
| Cumulative Retirements of Capacity | MAPP_US | Midwest | Nuclear | Nuc | 0 | 0 | 0 | 0 | 0 | 0 | Nuc | 0 | 0 | 0 | 0 | 0 | 0
| Cumulative Retirements of Capacity | MAPP_US | Midwest | Other | PS | 0 | 0 | 0 | 0 | 0 | 0 | PS | 0 | 0 | 0 | 0 | 0 | 0
| Cumulative Retirements of Capacity | MAPP_US | Midwest | Other Renew | PV | 0 | 0 | 0 | 0 | 0 | 0 | PV | 0 | 0 | 0 | 0 | 0 | 0
| Cumulative Retirements of Capacity | MAPP_US | Midwest | CT | PeakG | 0 | 0.01 | 0.01 | 0.01 | 0.01 | 0.01 | PeakG | 0 | 0 | 0 | 0 | 0 | 0
| Cumulative Retirements of Capacity | MAPP_US | Midwest | CT | PeakO | 0.01 | 0.01 | 0.01 | 0.01 | 0.01 | 0.02 | PeakO | 0 | 0 | 0 | 0 | 0 | 0
| Cumulative Retirements of Capacity | MAPP_US | Midwest | Other Renew | ST | 0 | 0 | 0 | 0 | 0 | 0 | ST | 0 | 0 | 0 | 0 | 0 | 0
| Cumulative Retirements of Capacity | MAPP_US | Midwest | Steam O/G | STOG | 0.13 | 0.13 | 0.13 | 0.13 | 0.14 | 0.14 | STOG | 35.54 | 35.54 | 35.54 | 35.54 | 35.54 | 35.54
| Cumulative Retirements of Capacity | MAPP_US | Midwest | Other Renew | STWD | 0 | 0 | 0 | 0 | 0 | 0 | STWD | 0 | 0 | 0 | 0 | 0 | 0
| Cumulative Retirements of Capacity | MAPP_US | Midwest | On-shore Wind | WT | 0 | 0 | 0 | 0 | 0 | 0 | WT | 0 | 0 | 0 | 0 | 0 | 0
| Cumulative Retirements of Capacity | MAPP_US | Midwest | Coal | IGCC | 0 | 0 | 0 | 0 | 0 | 0 | IGCC | 0 | 0 | 0 | 0 | 0 | 0
| Cumulative Retirements of Capacity | MAPP_US | Midwest | DR | DemandResponse | 0 | 0 | 0 | 0 | 0 | 0 | DemandResponse | 0 | 0 | 0 | 0 | 0 | 0
| Cumulative Retirements of Capacity | MAPP_US | Midwest | Coal-CCS | IGCC-CCS | 0 | 0 | 0 | 0 | 0 | 0 | IGCC-CCS | 0 | 0 | 0 | 0 | 0 | 0
| Cumulative Retirements of Capacity | MAPP_US | Midwest | Off-shore Wind | WT_off | 0 | 0 | 0 | 0 | 0 | 0 | WT_off | 0 | 0 | 0 | 0 | 0 | 0
| Cumulative Retirements of Capacity | MAPP_US | Midwest | Other | PseudoUnit | 0 | 0 | 0 | 0 | 0 | 0 | PseudoUnit | 0 | 0 | 0 | 0 | 0 | 0
| Cumulative Retirements of Capacity | MAPP_US | Midwest | HQ/Maritimes | FixedInterchange | 0 | 0 | 0 | 0 | 0 | 0 | FixedInterchange | 0 | 0 | 0 | 0 | 0 | 0
Cumulative Retirements of Capacity
| Cumulative Retirements of Capacity |  |  |  | Cumulative Retirements of Capacity by Reporting Type: MISO_IN | [6 empty] | Cumulative Retirements of Capacity by Reporting Type: MISO_IN
| Cumulative Retirements of Capacity |  |  |  | ReportingType | 2015 | 2020 | 2025 | 2030 | 2035 | 2040 | ReportingType | 2015 | 2020 | 2025 | 2030 | 2035 | 2040
| Cumulative Retirements of Capacity | MISO_IN | Midwest | Other Renew | BM | 0 | 0 | 0 | 0 | 0 | 0 | BM | 0 | 0 | 0 | 0 | 0 | 0
| Cumulative Retirements of Capacity | MISO_IN | Midwest | CC | CC | 0 | 0 | 0 | 0 | 0 | 0.01 | CC | 0 | 0 | 0 | 0 | 0 | 0
| Cumulative Retirements of Capacity | MISO_IN | Midwest | Other Renew | CSP | 0 | 0 | 0 | 0 | 0 | 0 | CSP | 0 | 0 | 0 | 0 | 0 | 0
| Cumulative Retirements of Capacity | MISO_IN | Midwest | CT | CT | 0 | 0 | 0 | 0 | 0 | 0 | CT | 0 | 0 | 0 | 0 | 0 | 0
| Cumulative Retirements of Capacity | MISO_IN | Midwest | Coal | Coal | 5485.07 | 7288.28 | 11111.92 | 11111.96 | 11112.06 | 11112.31 | Coal | 5937.63 | 8213.62 | 8564.25 | 11412.86 | 11412.86 | 11412.86
| Cumulative Retirements of Capacity | MISO_IN | Midwest | Other Renew | Geo | 0 | 0 | 0 | 0 | 0 | 0 | Geo | 0 | 0 | 0 | 0 | 0 | 0
| Cumulative Retirements of Capacity | MISO_IN | Midwest | Hydro | H | 0 | 0 | 0 | 0 | 0 | 0 | H | 0 | 0 | 0 | 0 | 0 | 0
| Cumulative Retirements of Capacity | MISO_IN | Midwest | Other Renew | LFG | 0 | 0 | 0 | 0 | 0 | 0 | LFG | 0 | 0 | 0 | 0 | 0 | 0
| Cumulative Retirements of Capacity | MISO_IN | Midwest | Nuclear | Nuc | 0 | 0 | 0 | 0 | 0 | 0 | Nuc | 0 | 0 | 0 | 0 | 0 | 0
| Cumulative Retirements of Capacity | MISO_IN | Midwest | Other | PS | 0 | 0 | 0 | 0 | 0 | 0 | PS | 0 | 0 | 0 | 0 | 0 | 0
| Cumulative Retirements of Capacity | MISO_IN | Midwest | Other Renew | PV | 0 | 0 | 0 | 0 | 0 | 0 | PV | 0 | 0 | 0 | 0 | 0 | 0
| Cumulative Retirements of Capacity | MISO_IN | Midwest | CT | PeakG | 0 | 0 | 0.01 | 0.01 | 0.01 | 0.01 | PeakG | 0 | 0 | 0 | 0 | 0 | 0
| Cumulative Retirements of Capacity | MISO_IN | Midwest | CT | PeakO | 0 | 0 | 0 | 0 | 0 | 0.01 | PeakO | 0 | 0 | 0 | 0 | 0 | 0
| Cumulative Retirements of Capacity | MISO_IN | Midwest | Other Renew | ST | 0 | 0 | 0 | 0 | 0 | 0 | ST | 0 | 0 | 0 | 0 | 0 | 0
| Cumulative Retirements of Capacity | MISO_IN | Midwest | Steam O/G | STOG | 0 | 0 | 0 | 0 | 0 | 0.01 | STOG | 0 | 0 | 0 | 0 | 0 | 13.42
| Cumulative Retirements of Capacity | MISO_IN | Midwest | Other Renew | STWD | 0 | 0 | 0 | 0 | 0 | 0 | STWD | 0 | 0 | 0 | 0 | 0 | 0
| Cumulative Retirements of Capacity | MISO_IN | Midwest | On-shore Wind | WT | 0 | 0 | 0 | 0 | 0 | 0 | WT | 0 | 0 | 0 | 0 | 0 | 0
| Cumulative Retirements of Capacity | MISO_IN | Midwest | Coal | IGCC | 0 | 0 | 0 | 0 | 0 | 0 | IGCC | 0 | 0 | 0 | 0 | 0 | 0
| Cumulative Retirements of Capacity | MISO_IN | Midwest | DR | DemandResponse | 0 | 0 | 0 | 0 | 0 | 0 | DemandResponse | 0 | 0 | 0 | 0 | 0 | 0
| Cumulative Retirements of Capacity | MISO_IN | Midwest | Coal-CCS | IGCC-CCS | 0 | 0 | 0 | 0 | 0 | 0 | IGCC-CCS | 0 | 0 | 0 | 0 | 0 | 0
| Cumulative Retirements of Capacity | MISO_IN | Midwest | Off-shore Wind | WT_off | 0 | 0 | 0 | 0 | 0 | 0 | WT_off | 0 | 0 | 0 | 0 | 0 | 0
| Cumulative Retirements of Capacity | MISO_IN | Midwest | Other | PseudoUnit | 0 | 0 | 0 | 0 | 0 | 0 | PseudoUnit | 0 | 0 | 0 | 0 | 0 | 0
| Cumulative Retirements of Capacity | MISO_IN | Midwest | HQ/Maritimes | FixedInterchange | 0 | 0 | 0 | 0 | 0 | 0 | FixedInterchange | 0 | 0 | 0 | 0 | 0 | 0
Cumulative Retirements of Capacity
| Cumulative Retirements of Capacity |  |  |  | Cumulative Retirements of Capacity by Reporting Type: MISO_MI | [6 empty] | Cumulative Retirements of Capacity by Reporting Type: MISO_MI
| Cumulative Retirements of Capacity |  |  |  | ReportingType | 2015 | 2020 | 2025 | 2030 | 2035 | 2040 | ReportingType | 2015 | 2020 | 2025 | 2030 | 2035 | 2040
| Cumulative Retirements of Capacity | MISO_MI | Midwest | Other Renew | BM | 0 | 0 | 0 | 0 | 0 | 0 | BM | 0 | 0 | 0 | 0 | 0 | 0
| Cumulative Retirements of Capacity | MISO_MI | Midwest | CC | CC | 0 | 0 | 0.01 | 0.01 | 0.02 | 0.03 | CC | 0 | 0 | 0 | 0 | 0 | 1906.1
| Cumulative Retirements of Capacity | MISO_MI | Midwest | Other Renew | CSP | 0 | 0 | 0 | 0 | 0 | 0 | CSP | 0 | 0 | 0 | 0 | 0 | 0
| Cumulative Retirements of Capacity | MISO_MI | Midwest | CT | CT | 0 | 0 | 0 | 0 | 0 | 0 | CT | 0 | 0 | 0 | 0 | 0 | 0
| Cumulative Retirements of Capacity | MISO_MI | Midwest | Coal | Coal | 6973.33 | 10789.45 | 10789.97 | 10790 | 10790.04 | 10790.12 | Coal | 6339.98 | 10791.98 | 10791.98 | 10791.99 | 10791.99 | 10791.99
| Cumulative Retirements of Capacity | MISO_MI | Midwest | Other Renew | Geo | 0 | 0 | 0 | 0 | 0 | 0 | Geo | 0 | 0 | 0 | 0 | 0 | 0
| Cumulative Retirements of Capacity | MISO_MI | Midwest | Hydro | H | 0 | 0 | 0 | 0 | 0 | 0 | H | 0 | 0 | 0 | 0 | 0 | 0
| Cumulative Retirements of Capacity | MISO_MI | Midwest | Other Renew | LFG | 0 | 0 | 0 | 0 | 0 | 0 | LFG | 0 | 0 | 0 | 0 | 0 | 0
| Cumulative Retirements of Capacity | MISO_MI | Midwest | Nuclear | Nuc | 0 | 0 | 0 | 0 | 778 | 778 | Nuc | 0 | 0 | 0 | 0 | 778 | 778
| Cumulative Retirements of Capacity | MISO_MI | Midwest | Other | PS | 0 | 0 | 0 | 0 | 0 | 0 | PS | 0 | 0 | 0 | 0 | 0 | 0
| Cumulative Retirements of Capacity | MISO_MI | Midwest | Other Renew | PV | 0 | 0 | 0 | 0 | 0 | 0 | PV | 0 | 0 | 0 | 0 | 0 | 0
| Cumulative Retirements of Capacity | MISO_MI | Midwest | CT | PeakG | 0 | 0 | 0.01 | 0.01 | 0.01 | 0.02 | PeakG | 0 | 0 | 0 | 0 | 0 | 0
| Cumulative Retirements of Capacity | MISO_MI | Midwest | CT | PeakO | 0 | 0 | 0 | 0 | 0 | 0.01 | PeakO | 0 | 0 | 0 | 0 | 0 | 0
| Cumulative Retirements of Capacity | MISO_MI | Midwest | Other Renew | ST | 0 | 0 | 0 | 0 | 0 | 0 | ST | 0 | 0 | 0 | 0 | 0 | 0
| Cumulative Retirements of Capacity | MISO_MI | Midwest | Steam O/G | STOG | 0.02 | 0.02 | 0.07 | 0.07 | 0.08 | 0.09 | STOG | 0 | 0 | 0 | 0 | 0 | 405.2
| Cumulative Retirements of Capacity | MISO_MI | Midwest | Other Renew | STWD | 0 | 0 | 0 | 0 | 0 | 0 | STWD | 0 | 0 | 0 | 0 | 0 | 0
| Cumulative Retirements of Capacity | MISO_MI | Midwest | On-shore Wind | WT | 0 | 0 | 0 | 0 | 0 | 0 | WT | 0 | 0 | 0 | 0 | 0 | 0
| Cumulative Retirements of Capacity | MISO_MI | Midwest | Coal | IGCC | 0 | 0 | 0 | 0 | 0 | 0 | IGCC | 0 | 0 | 0 | 0 | 0 | 0
| Cumulative Retirements of Capacity | MISO_MI | Midwest | DR | DemandResponse | 0 | 0 | 0 | 0 | 0 | 0 | DemandResponse | 0 | 0 | 0 | 0 | 0 | 0
| Cumulative Retirements of Capacity | MISO_MI | Midwest | Coal-CCS | IGCC-CCS | 0 | 0 | 0 | 0 | 0 | 0 | IGCC-CCS | 0 | 0 | 0 | 0 | 0 | 0
| Cumulative Retirements of Capacity | MISO_MI | Midwest | Off-shore Wind | WT_off | 0 | 0 | 0 | 0 | 0 | 0 | WT_off | 0 | 0 | 0 | 0 | 0 | 0
| Cumulative Retirements of Capacity | MISO_MI | Midwest | Other | PseudoUnit | 0 | 0 | 0 | 0 | 0 | 0 | PseudoUnit | 0 | 0 | 0 | 0 | 0 | 0
| Cumulative Retirements of Capacity | MISO_MI | Midwest | HQ/Maritimes | FixedInterchange | 0 | 0 | 0 | 0 | 0 | 0 | FixedInterchange | 0 | 0 | 0 | 0 | 0 | 0
Cumulative Retirements of Capacity
| Cumulative Retirements of Capacity |  |  |  | Cumulative Retirements of Capacity by Reporting Type: MISO_MO-IL | [6 empty] | Cumulative Retirements of Capacity by Reporting Type: MISO_MO-IL
| Cumulative Retirements of Capacity |  |  |  | ReportingType | 2015 | 2020 | 2025 | 2030 | 2035 | 2040 | ReportingType | 2015 | 2020 | 2025 | 2030 | 2035 | 2040
| Cumulative Retirements of Capacity | MISO_MO-IL | Midwest | Other Renew | BM | 0 | 0 | 0 | 0 | 0 | 0 | BM | 0 | 0 | 0 | 0 | 0 | 0
| Cumulative Retirements of Capacity | MISO_MO-IL | Midwest | CC | CC | 0 | 0 | 0 | 0 | 0 | 0.01 | CC | 0 | 0 | 0 | 0 | 0 | 0
| Cumulative Retirements of Capacity | MISO_MO-IL | Midwest | Other Renew | CSP | 0 | 0 | 0 | 0 | 0 | 0 | CSP | 0 | 0 | 0 | 0 | 0 | 0
| Cumulative Retirements of Capacity | MISO_MO-IL | Midwest | CT | CT | 0 | 0 | 0 | 0 | 0 | 0 | CT | 0 | 0 | 0 | 0 | 0 | 0
| Cumulative Retirements of Capacity | MISO_MO-IL | Midwest | Coal | Coal | 4803.92 | 11375.25 | 13323.12 | 13323.17 | 13323.27 | 13323.45 | Coal | 4201.69 | 11382.65 | 12375.65 | 13223.06 | 13223.06 | 13223.06
| Cumulative Retirements of Capacity | MISO_MO-IL | Midwest | Other Renew | Geo | 0 | 0 | 0 | 0 | 0 | 0 | Geo | 0 | 0 | 0 | 0 | 0 | 0
| Cumulative Retirements of Capacity | MISO_MO-IL | Midwest | Hydro | H | 0 | 0 | 0 | 0 | 0 | 0 | H | 0 | 0 | 0 | 0 | 0 | 0
| Cumulative Retirements of Capacity | MISO_MO-IL | Midwest | Other Renew | LFG | 0 | 0 | 0 | 0 | 0 | 0 | LFG | 0 | 0 | 0 | 0 | 0 | 0
| Cumulative Retirements of Capacity | MISO_MO-IL | Midwest | Nuclear | Nuc | 0 | 0 | 0 | 0 | 0 | 0 | Nuc | 0 | 0 | 0 | 0 | 0 | 0
| Cumulative Retirements of Capacity | MISO_MO-IL | Midwest | Other | PS | 0 | 0 | 0 | 0 | 0 | 0 | PS | 0 | 0 | 0 | 0 | 0 | 0
| Cumulative Retirements of Capacity | MISO_MO-IL | Midwest | Other Renew | PV | 0 | 0 | 0 | 0 | 0 | 0 | PV | 0 | 0 | 0 | 0 | 0 | 0
| Cumulative Retirements of Capacity | MISO_MO-IL | Midwest | CT | PeakG | 0 | 0.01 | 0.01 | 0.01 | 0.01 | 0.02 | PeakG | 0 | 0 | 0 | 0 | 0 | 0
| Cumulative Retirements of Capacity | MISO_MO-IL | Midwest | CT | PeakO | 0 | 0 | 0 | 0 | 0.01 | 0.01 | PeakO | 0 | 0 | 0 | 0 | 0 | 0
| Cumulative Retirements of Capacity | MISO_MO-IL | Midwest | Other Renew | ST | 0 | 0 | 0 | 0 | 0 | 0 | ST | 0 | 0 | 0 | 0 | 0 | 0
| Cumulative Retirements of Capacity | MISO_MO-IL | Midwest | Steam O/G | STOG | 0 | 0 | 0.01 | 0.01 | 0.01 | 0.03 | STOG | 0 | 0 | 0 | 0 | 0 | 33.83
| Cumulative Retirements of Capacity | MISO_MO-IL | Midwest | Other Renew | STWD | 0 | 0 | 0 | 0 | 0 | 0 | STWD | 0 | 0 | 0 | 0 | 0 | 0
| Cumulative Retirements of Capacity | MISO_MO-IL | Midwest | On-shore Wind | WT | 0 | 0 | 0 | 0 | 0 | 0 | WT | 0 | 0 | 0 | 0 | 0 | 0
| Cumulative Retirements of Capacity | MISO_MO-IL | Midwest | Coal | IGCC | 0 | 0 | 0 | 0 | 0 | 0 | IGCC | 0 | 0 | 0 | 0 | 0 | 0
| Cumulative Retirements of Capacity | MISO_MO-IL | Midwest | DR | DemandResponse | 0 | 0 | 0 | 0 | 0 | 0 | DemandResponse | 0 | 0 | 0 | 0 | 0 | 0
| Cumulative Retirements of Capacity | MISO_MO-IL | Midwest | Coal-CCS | IGCC-CCS | 0 | 0 | 0 | 0 | 0 | 0 | IGCC-CCS | 0 | 0 | 0 | 0 | 0 | 0
| Cumulative Retirements of Capacity | MISO_MO-IL | Midwest | Off-shore Wind | WT_off | 0 | 0 | 0 | 0 | 0 | 0 | WT_off | 0 | 0 | 0 | 0 | 0 | 0
| Cumulative Retirements of Capacity | MISO_MO-IL | Midwest | Other | PseudoUnit | 0 | 0 | 0 | 0 | 0 | 0 | PseudoUnit | 0 | 0 | 0 | 0 | 0 | 0
| Cumulative Retirements of Capacity | MISO_MO-IL | Midwest | HQ/Maritimes | FixedInterchange | 0 | 0 | 0 | 0 | 0 | 0 | FixedInterchange | 0 | 0 | 0 | 0 | 0 | 0
Cumulative Retirements of Capacity
| Cumulative Retirements of Capacity |  |  |  | Cumulative Retirements of Capacity by Reporting Type: MISO_W | [6 empty] | Cumulative Retirements of Capacity by Reporting Type: MISO_W
| Cumulative Retirements of Capacity |  |  |  | ReportingType | 2015 | 2020 | 2025 | 2030 | 2035 | 2040 | ReportingType | 2015 | 2020 | 2025 | 2030 | 2035 | 2040
| Cumulative Retirements of Capacity | MISO_W | Midwest | Other Renew | BM | 0 | 0 | 0 | 0 | 0 | 0 | BM | 0 | 0 | 0 | 0 | 0 | 0
| Cumulative Retirements of Capacity | MISO_W | Midwest | CC | CC | 0 | 0 | 0.01 | 0.01 | 0.01 | 0.03 | CC | 0 | 0 | 0 | 0 | 0 | 0
| Cumulative Retirements of Capacity | MISO_W | Midwest | Other Renew | CSP | 0 | 0 | 0 | 0 | 0 | 0 | CSP | 0 | 0 | 0 | 0 | 0 | 0
| Cumulative Retirements of Capacity | MISO_W | Midwest | CT | CT | 0 | 0 | 0 | 0 | 0 | 0.01 | CT | 0 | 0 | 0 | 0 | 0 | 0
| Cumulative Retirements of Capacity | MISO_W | Midwest | Coal | Coal | 3725.18 | 8150.61 | 13133.2 | 13133.24 | 13133.33 | 13133.59 | Coal | 3725.65 | 8151.55 | 8502.07 | 13134.58 | 13134.58 | 13134.58
| Cumulative Retirements of Capacity | MISO_W | Midwest | Other Renew | Geo | 0 | 0 | 0 | 0 | 0 | 0 | Geo | 0 | 0 | 0 | 0 | 0 | 0
| Cumulative Retirements of Capacity | MISO_W | Midwest | Hydro | H | 0 | 0 | 0 | 0 | 0 | 0 | H | 0 | 0 | 0 | 0 | 0 | 0
| Cumulative Retirements of Capacity | MISO_W | Midwest | Other Renew | LFG | 0 | 0 | 0 | 0 | 0 | 0 | LFG | 0 | 0 | 0 | 0 | 0 | 0
| Cumulative Retirements of Capacity | MISO_W | Midwest | Nuclear | Nuc | 0 | 0 | 0 | 0 | 2361.23 | 2361.23 | Nuc | 0 | 0 | 0 | 0 | 2361.23 | 2361.23
| Cumulative Retirements of Capacity | MISO_W | Midwest | Other | PS | 0 | 0 | 0 | 0 | 0 | 0 | PS | 0 | 0 | 0 | 0 | 0 | 0
| Cumulative Retirements of Capacity | MISO_W | Midwest | Other Renew | PV | 0 | 0 | 0 | 0 | 0 | 0 | PV | 0 | 0 | 0 | 0 | 0 | 0
| Cumulative Retirements of Capacity | MISO_W | Midwest | CT | PeakG | 0 | 0.01 | 0.01 | 0.01 | 0.01 | 0.02 | PeakG | 0 | 0 | 0 | 0 | 0 | 0
| Cumulative Retirements of Capacity | MISO_W | Midwest | CT | PeakO | 0 | 0.01 | 0.01 | 0.01 | 0.02 | 0.03 | PeakO | 0 | 0 | 0 | 0 | 0 | 0
| Cumulative Retirements of Capacity | MISO_W | Midwest | Other Renew | ST | 0 | 0 | 0 | 0 | 0 | 0 | ST | 0 | 0 | 0 | 0 | 0 | 0
| Cumulative Retirements of Capacity | MISO_W | Midwest | Steam O/G | STOG | 0 | 0 | 0.01 | 0.01 | 0.01 | 0.03 | STOG | 0 | 0 | 0 | 0 | 0 | 7.4
| Cumulative Retirements of Capacity | MISO_W | Midwest | Other Renew | STWD | 0 | 0 | 0 | 0 | 0 | 0 | STWD | 0 | 0 | 0 | 0 | 0 | 0
| Cumulative Retirements of Capacity | MISO_W | Midwest | On-shore Wind | WT | 0 | 0 | 0 | 0 | 0 | 0 | WT | 0 | 0 | 0 | 0 | 0 | 0
| Cumulative Retirements of Capacity | MISO_W | Midwest | Coal | IGCC | 0 | 0 | 0 | 0 | 0 | 0 | IGCC | 0 | 0 | 0 | 0 | 0 | 0
| Cumulative Retirements of Capacity | MISO_W | Midwest | DR | DemandResponse | 0 | 0 | 0 | 0 | 0 | 0 | DemandResponse | 0 | 0 | 0 | 0 | 0 | 0
| Cumulative Retirements of Capacity | MISO_W | Midwest | Coal-CCS | IGCC-CCS | 0 | 0 | 0 | 0 | 0 | 0 | IGCC-CCS | 0 | 0 | 0 | 0 | 0 | 0
| Cumulative Retirements of Capacity | MISO_W | Midwest | Off-shore Wind | WT_off | 0 | 0 | 0 | 0 | 0 | 0 | WT_off | 0 | 0 | 0 | 0 | 0 | 0
| Cumulative Retirements of Capacity | MISO_W | Midwest | Other | PseudoUnit | 0 | 0 | 0 | 0 | 0 | 0 | PseudoUnit | 0 | 0 | 0 | 0 | 0 | 0
| Cumulative Retirements of Capacity | MISO_W | Midwest | HQ/Maritimes | FixedInterchange | 0 | 0 | 0 | 0 | 0 | 0 | FixedInterchange | 0 | 0 | 0 | 0 | 0 | 0
Cumulative Retirements of Capacity
| Cumulative Retirements of Capacity |  |  |  | Cumulative Retirements of Capacity by Reporting Type: MISO_WUMS | [6 empty] | Cumulative Retirements of Capacity by Reporting Type: MISO_WUMS
| Cumulative Retirements of Capacity |  |  |  | ReportingType | 2015 | 2020 | 2025 | 2030 | 2035 | 2040 | ReportingType | 2015 | 2020 | 2025 | 2030 | 2035 | 2040
| Cumulative Retirements of Capacity | MISO_WUMS | Midwest | Other Renew | BM | 0 | 0 | 0 | 0 | 0 | 0 | BM | 0 | 0 | 0 | 0 | 0 | 0
| Cumulative Retirements of Capacity | MISO_WUMS | Midwest | CC | CC | 0 | 0 | 0 | 0 | 0.01 | 0.01 | CC | 0 | 0 | 0 | 0 | 0 | 0
| Cumulative Retirements of Capacity | MISO_WUMS | Midwest | Other Renew | CSP | 0 | 0 | 0 | 0 | 0 | 0 | CSP | 0 | 0 | 0 | 0 | 0 | 0
| Cumulative Retirements of Capacity | MISO_WUMS | Midwest | CT | CT | 0 | 0 | 0 | 0 | 0 | 0 | CT | 0 | 0 | 0 | 0 | 0 | 0
| Cumulative Retirements of Capacity | MISO_WUMS | Midwest | Coal | Coal | 4190.01 | 6058 | 6392.04 | 6392.05 | 6392.09 | 6392.22 | Coal | 4191.09 | 6060.09 | 6060.09 | 6393.19 | 6393.19 | 6393.19
| Cumulative Retirements of Capacity | MISO_WUMS | Midwest | Other Renew | Geo | 0 | 0 | 0 | 0 | 0 | 0 | Geo | 0 | 0 | 0 | 0 | 0 | 0
| Cumulative Retirements of Capacity | MISO_WUMS | Midwest | Hydro | H | 0 | 0 | 0 | 0 | 0 | 0 | H | 0 | 0 | 0 | 0 | 0 | 0
| Cumulative Retirements of Capacity | MISO_WUMS | Midwest | Other Renew | LFG | 0 | 0 | 0 | 0 | 0 | 0 | LFG | 0 | 0 | 0 | 0 | 0 | 0
| Cumulative Retirements of Capacity | MISO_WUMS | Midwest | Nuclear | Nuc | 0 | 0 | 0 | 0 | 1816.9 | 1816.9 | Nuc | 0 | 0 | 0 | 0 | 1816.9 | 1816.9
| Cumulative Retirements of Capacity | MISO_WUMS | Midwest | Other | PS | 0 | 0 | 0 | 0 | 0 | 0 | PS | 0 | 0 | 0 | 0 | 0 | 0
| Cumulative Retirements of Capacity | MISO_WUMS | Midwest | Other Renew | PV | 0 | 0 | 0 | 0 | 0 | 0 | PV | 0 | 0 | 0 | 0 | 0 | 0
| Cumulative Retirements of Capacity | MISO_WUMS | Midwest | CT | PeakG | 0 | 0 | 0.01 | 0.01 | 0.01 | 0.01 | PeakG | 0 | 0 | 0 | 0 | 0 | 0
| Cumulative Retirements of Capacity | MISO_WUMS | Midwest | CT | PeakO | 0 | 0 | 0 | 0 | 0 | 0.01 | PeakO | 0 | 0 | 0 | 0 | 0 | 0
| Cumulative Retirements of Capacity | MISO_WUMS | Midwest | Other Renew | ST | 0 | 0 | 0 | 0 | 0 | 0 | ST | 0 | 0 | 0 | 0 | 0 | 0
| Cumulative Retirements of Capacity | MISO_WUMS | Midwest | Steam O/G | STOG | 59.5 | 59.5 | 59.5 | 59.5 | 59.51 | 59.52 | STOG | 59.5 | 59.5 | 59.5 | 59.5 | 59.5 | 67.91
| Cumulative Retirements of Capacity | MISO_WUMS | Midwest | Other Renew | STWD | 0 | 0 | 0 | 0 | 0 | 0 | STWD | 0 | 0 | 0 | 0 | 0 | 0
| Cumulative Retirements of Capacity | MISO_WUMS | Midwest | On-shore Wind | WT | 0 | 0 | 0 | 0 | 0 | 0 | WT | 0 | 0 | 0 | 0 | 0 | 0
| Cumulative Retirements of Capacity | MISO_WUMS | Midwest | Coal | IGCC | 0 | 0 | 0 | 0 | 0 | 0 | IGCC | 0 | 0 | 0 | 0 | 0 | 0
| Cumulative Retirements of Capacity | MISO_WUMS | Midwest | DR | DemandResponse | 0 | 0 | 0 | 0 | 0 | 0 | DemandResponse | 0 | 0 | 0 | 0 | 0 | 0
| Cumulative Retirements of Capacity | MISO_WUMS | Midwest | Coal-CCS | IGCC-CCS | 0 | 0 | 0 | 0 | 0 | 0 | IGCC-CCS | 0 | 0 | 0 | 0 | 0 | 0
| Cumulative Retirements of Capacity | MISO_WUMS | Midwest | Off-shore Wind | WT_off | 0 | 0 | 0 | 0 | 0 | 0 | WT_off | 0 | 0 | 0 | 0 | 0 | 0
| Cumulative Retirements of Capacity | MISO_WUMS | Midwest | Other | PseudoUnit | 0 | 0 | 0 | 0 | 0 | 0 | PseudoUnit | 0 | 0 | 0 | 0 | 0 | 0
| Cumulative Retirements of Capacity | MISO_WUMS | Midwest | HQ/Maritimes | FixedInterchange | 0 | 0 | 0 | 0 | 0 | 0 | FixedInterchange | 0 | 0 | 0 | 0 | 0 | 0
Cumulative Retirements of Capacity
| Cumulative Retirements of Capacity |  |  |  | Cumulative Retirements of Capacity by Reporting Type: Nebraska | [6 empty] | Cumulative Retirements of Capacity by Reporting Type: Nebraska
| Cumulative Retirements of Capacity |  |  |  | ReportingType | 2015 | 2020 | 2025 | 2030 | 2035 | 2040 | ReportingType | 2015 | 2020 | 2025 | 2030 | 2035 | 2040
| Cumulative Retirements of Capacity | NE | Southwest | Other Renew | BM | 0 | 0 | 0 | 0 | 0 | 0 | BM | 0 | 0 | 0 | 0 | 0 | 0
| Cumulative Retirements of Capacity | NE | Southwest | CC | CC | 0 | 0 | 0 | 0 | 0 | 0 | CC | 0 | 0 | 0 | 0 | 0 | 0
| Cumulative Retirements of Capacity | NE | Southwest | Other Renew | CSP | 0 | 0 | 0 | 0 | 0 | 0 | CSP | 0 | 0 | 0 | 0 | 0 | 0
| Cumulative Retirements of Capacity | NE | Southwest | CT | CT | 0 | 0 | 0 | 0 | 0 | 0 | CT | 0 | 0 | 0 | 0 | 0 | 0
| Cumulative Retirements of Capacity | NE | Southwest | Coal | Coal | 0.01 | 3195.57 | 3195.6 | 3195.6 | 3195.61 | 3195.63 | Coal | 0 | 3195.8 | 3195.8 | 3195.8 | 3195.8 | 3195.8
| Cumulative Retirements of Capacity | NE | Southwest | Other Renew | Geo | 0 | 0 | 0 | 0 | 0 | 0 | Geo | 0 | 0 | 0 | 0 | 0 | 0
| Cumulative Retirements of Capacity | NE | Southwest | Hydro | H | 0 | 0 | 0 | 0 | 0 | 0 | H | 0 | 0 | 0 | 0 | 0 | 0
| Cumulative Retirements of Capacity | NE | Southwest | Other Renew | LFG | 0 | 0 | 0 | 0 | 0 | 0 | LFG | 0 | 0 | 0 | 0 | 0 | 0
| Cumulative Retirements of Capacity | NE | Southwest | Nuclear | Nuc | 0 | 0 | 0 | 0 | 1251.8 | 1251.8 | Nuc | 0 | 0 | 0 | 0 | 1251.8 | 1251.8
| Cumulative Retirements of Capacity | NE | Southwest | Other | PS | 0 | 0 | 0 | 0 | 0 | 0 | PS | 0 | 0 | 0 | 0 | 0 | 0
| Cumulative Retirements of Capacity | NE | Southwest | Other Renew | PV | 0 | 0 | 0 | 0 | 0 | 0 | PV | 0 | 0 | 0 | 0 | 0 | 0
| Cumulative Retirements of Capacity | NE | Southwest | CT | PeakG | 0 | 0 | 0 | 0 | 0 | 0.01 | PeakG | 0 | 0 | 0 | 0 | 0 | 0
| Cumulative Retirements of Capacity | NE | Southwest | CT | PeakO | 0 | 0 | 0 | 0 | 0 | 0.01 | PeakO | 0 | 0 | 0 | 0 | 0 | 0
| Cumulative Retirements of Capacity | NE | Southwest | Other Renew | ST | 0 | 0 | 0 | 0 | 0 | 0 | ST | 0 | 0 | 0 | 0 | 0 | 0
| Cumulative Retirements of Capacity | NE | Southwest | Steam O/G | STOG | 267.49 | 267.5 | 267.5 | 267.5 | 267.5 | 267.5 | STOG | 0 | 0 | 0 | 0 | 0 | 0
| Cumulative Retirements of Capacity | NE | Southwest | Other Renew | STWD | 0 | 0 | 0 | 0 | 0 | 0 | STWD | 0 | 0 | 0 | 0 | 0 | 0
| Cumulative Retirements of Capacity | NE | Southwest | On-shore Wind | WT | 0 | 0 | 0 | 0 | 0 | 0 | WT | 0 | 0 | 0 | 0 | 0 | 0
| Cumulative Retirements of Capacity | NE | Southwest | Coal | IGCC | 0 | 0 | 0 | 0 | 0 | 0 | IGCC | 0 | 0 | 0 | 0 | 0 | 0
| Cumulative Retirements of Capacity | NE | Southwest | DR | DemandResponse | 0 | 0 | 0 | 0 | 0 | 0 | DemandResponse | 0 | 0 | 0 | 0 | 0 | 0
| Cumulative Retirements of Capacity | NE | Southwest | Coal-CCS | IGCC-CCS | 0 | 0 | 0 | 0 | 0 | 0 | IGCC-CCS | 0 | 0 | 0 | 0 | 0 | 0
| Cumulative Retirements of Capacity | NE | Southwest | Off-shore Wind | WT_off | 0 | 0 | 0 | 0 | 0 | 0 | WT_off | 0 | 0 | 0 | 0 | 0 | 0
| Cumulative Retirements of Capacity | NE | Southwest | Other | PseudoUnit | 0 | 0 | 0 | 0 | 0 | 0 | PseudoUnit | 0 | 0 | 0 | 0 | 0 | 0
| Cumulative Retirements of Capacity | NE | Southwest | HQ/Maritimes | FixedInterchange | 0 | 0 | 0 | 0 | 0 | 0 | FixedInterchange | 0 | 0 | 0 | 0 | 0 | 0
Cumulative Retirements of Capacity
| Cumulative Retirements of Capacity |  |  |  | Cumulative Retirements of Capacity by Reporting Type: NEISO | [6 empty] | Cumulative Retirements of Capacity by Reporting Type: NEISO
| Cumulative Retirements of Capacity |  |  |  | ReportingType | 2015 | 2020 | 2025 | 2030 | 2035 | 2040 | ReportingType | 2015 | 2020 | 2025 | 2030 | 2035 | 2040
| Cumulative Retirements of Capacity | NEISO | Northeast | Other Renew | BM | 0 | 0 | 0 | 0 | 0 | 0 | BM | 0 | 0 | 0 | 0 | 0 | 0
| Cumulative Retirements of Capacity | NEISO | Northeast | CC | CC | 1043.02 | 4052.67 | 5566.95 | 6150.94 | 6432.96 | 6496.09 | CC | 1040.74 | 4061.89 | 5439.24 | 5501.34 | 5501.34 | 5569.49
| Cumulative Retirements of Capacity | NEISO | Northeast | Other Renew | CSP | 0 | 0 | 0 | 0 | 0 | 0 | CSP | 0 | 0 | 0 | 0 | 0 | 0
| Cumulative Retirements of Capacity | NEISO | Northeast | CT | CT | 0 | 0 | 0 | 9.46 | 333.89 | 333.89 | CT | 0 | 0 | 0 | 9.5 | 9.5 | 9.5
| Cumulative Retirements of Capacity | NEISO | Northeast | Coal | Coal | 2249.87 | 2569.9 | 2569.92 | 2569.92 | 2569.93 | 2569.94 | Coal | 2250.13 | 2570.13 | 2570.13 | 2570.13 | 2570.13 | 2570.13
| Cumulative Retirements of Capacity | NEISO | Northeast | Other Renew | Geo | 0 | 0 | 0 | 0 | 0 | 0 | Geo | 0 | 0 | 0 | 0 | 0 | 0
| Cumulative Retirements of Capacity | NEISO | Northeast | Hydro | H | 0 | 0 | 0 | 0 | 0 | 0 | H | 0 | 0 | 0 | 0 | 0 | 0
| Cumulative Retirements of Capacity | NEISO | Northeast | Other Renew | LFG | 0 | 0 | 0 | 0 | 0 | 0 | LFG | 0 | 0 | 0 | 0 | 0 | 0
| Cumulative Retirements of Capacity | NEISO | Northeast | Nuclear | Nuc | 0 | 0 | 0 | 0 | 1289 | 2165.92 | Nuc | 0 | 0 | 0 | 0 | 1289 | 2165.92
| Cumulative Retirements of Capacity | NEISO | Northeast | Other | PS | 0 | 0 | 0 | 0 | 0 | 0 | PS | 0 | 0 | 0 | 0 | 0 | 0
| Cumulative Retirements of Capacity | NEISO | Northeast | Other Renew | PV | 0 | 0 | 0 | 0 | 0 | 0.01 | PV | 0 | 0 | 0 | 0 | 0 | 0
| Cumulative Retirements of Capacity | NEISO | Northeast | CT | PeakG | 0 | 0.02 | 0.03 | 0.04 | 0.05 | 0.06 | PeakG | 0 | 0 | 0 | 0 | 0 | 0
| Cumulative Retirements of Capacity | NEISO | Northeast | CT | PeakO | 1182.54 | 1182.57 | 1182.59 | 1182.59 | 1182.6 | 1182.6 | PeakO | 1182.89 | 1182.89 | 1182.89 | 1182.89 | 1182.89 | 1182.89
| Cumulative Retirements of Capacity | NEISO | Northeast | Other Renew | ST | 0 | 0 | 0 | 0 | 0 | 0 | ST | 0 | 0 | 0 | 0 | 0 | 0
| Cumulative Retirements of Capacity | NEISO | Northeast | Steam O/G | STOG | 6236.85 | 6236.85 | 6236.86 | 6236.86 | 6236.86 | 6236.87 | STOG | 6237 | 6237 | 6237 | 6237 | 6237 | 6237
| Cumulative Retirements of Capacity | NEISO | Northeast | Other Renew | STWD | 0 | 0 | 0 | 0 | 0 | 0 | STWD | 0 | 0 | 0 | 0 | 0 | 0
| Cumulative Retirements of Capacity | NEISO | Northeast | On-shore Wind | WT | 0 | 0 | 0 | 0 | 0 | 0.01 | WT | 0 | 0 | 0 | 0 | 0 | 0
| Cumulative Retirements of Capacity | NEISO | Northeast | Coal | IGCC | 0 | 0 | 0 | 0 | 0 | 0 | IGCC | 0 | 0 | 0 | 0 | 0 | 0
| Cumulative Retirements of Capacity | NEISO | Northeast | DR | DemandResponse | 0 | 0 | 0 | 0 | 0 | 0 | DemandResponse | 0 | 0 | 0 | 0 | 0 | 0
| Cumulative Retirements of Capacity | NEISO | Northeast | Coal-CCS | IGCC-CCS | 0 | 0 | 0 | 0 | 0 | 0 | IGCC-CCS | 0 | 0 | 0 | 0 | 0 | 0
| Cumulative Retirements of Capacity | NEISO | Northeast | Off-shore Wind | WT_off | 0 | 0 | 0 | 0 | 0 | 0 | WT_off | 0 | 0 | 0 | 0 | 0 | 0
| Cumulative Retirements of Capacity | NEISO | Northeast | Other | PseudoUnit | 0 | 0 | 0 | 0 | 0 | 0 | PseudoUnit | 0 | 0 | 0 | 0 | 0 | 0
| Cumulative Retirements of Capacity | NEISO | Northeast | HQ/Maritimes | FixedInterchange | 0 | 0 | 0 | 0 | 0 | 0 | FixedInterchange | 0 | 0 | 0 | 0 | 0 | 0
Cumulative Retirements of Capacity
| Cumulative Retirements of Capacity |  |  |  | Cumulative Retirements of Capacity by Reporting Type: NonRTO_Midwest | [6 empty] | Cumulative Retirements of Capacity by Reporting Type: NonRTO_Midwest
| Cumulative Retirements of Capacity |  |  |  | ReportingType | 2015 | 2020 | 2025 | 2030 | 2035 | 2040 | ReportingType | 2015 | 2020 | 2025 | 2030 | 2035 | 2040
| Cumulative Retirements of Capacity | NonRTO_Midwest | MISO | Other Renew | BM | 0 | 0 | 0 | 0 | 0 | 0 | BM | 0 | 0 | 0 | 0 | 0 | 0
| Cumulative Retirements of Capacity | NonRTO_Midwest | MISO | CC | CC | 0 | 0 | 0 | 0 | 0 | 2062.59 | CC | 0 | 0 | 0 | 0 | 0 | 2704.7
| Cumulative Retirements of Capacity | NonRTO_Midwest | MISO | Other Renew | CSP | 0 | 0 | 0 | 0 | 0 | 0 | CSP | 0 | 0 | 0 | 0 | 0 | 0
| Cumulative Retirements of Capacity | NonRTO_Midwest | MISO | CT | CT | 0 | 0 | 0 | 0 | 0 | 0 | CT | 0 | 0 | 0 | 0 | 0 | 0
| Cumulative Retirements of Capacity | NonRTO_Midwest | MISO | Coal | Coal | 3381.48 | 5864.69 | 6687.57 | 8902.72 | 8903.04 | 8903.12 | Coal | 4023.41 | 6743.49 | 7526.3 | 8530.63 | 8530.64 | 8530.64
| Cumulative Retirements of Capacity | NonRTO_Midwest | MISO | Other Renew | Geo | 0 | 0 | 0 | 0 | 0 | 0 | Geo | 0 | 0 | 0 | 0 | 0 | 0
| Cumulative Retirements of Capacity | NonRTO_Midwest | MISO | Hydro | H | 0 | 0 | 0 | 0 | 0 | 0 | H | 0 | 0 | 0 | 0 | 0 | 0
| Cumulative Retirements of Capacity | NonRTO_Midwest | MISO | Other Renew | LFG | 0 | 0 | 0 | 0 | 0 | 0 | LFG | 0 | 0 | 0 | 0 | 0 | 0
| Cumulative Retirements of Capacity | NonRTO_Midwest | MISO | Nuclear | Nuc | 0 | 0 | 0 | 0 | 0 | 0 | Nuc | 0 | 0 | 0 | 0 | 0 | 0
| Cumulative Retirements of Capacity | NonRTO_Midwest | MISO | Other | PS | 0 | 0 | 0 | 0 | 0 | 0 | PS | 0 | 0 | 0 | 0 | 0 | 0
| Cumulative Retirements of Capacity | NonRTO_Midwest | MISO | Other Renew | PV | 0 | 0 | 0 | 0 | 0 | 0 | PV | 0 | 0 | 0 | 0 | 0 | 0
| Cumulative Retirements of Capacity | NonRTO_Midwest | MISO | CT | PeakG | 0.01 | 0.01 | 0.01 | 0.07 | 958.13 | 2019.68 | PeakG | 0 | 0 | 0 | 0 | 701.14 | 1771.11
| Cumulative Retirements of Capacity | NonRTO_Midwest | MISO | CT | PeakO | 0 | 0 | 0 | 0.01 | 11.8 | 11.83 | PeakO | 0 | 0 | 0 | 0 | 12 | 12
| Cumulative Retirements of Capacity | NonRTO_Midwest | MISO | Other Renew | ST | 0 | 0 | 0 | 0 | 0 | 0 | ST | 0 | 0 | 0 | 0 | 0 | 0
| Cumulative Retirements of Capacity | NonRTO_Midwest | MISO | Steam O/G | STOG | 0 | 0 | 0 | 0 | 0 | 0 | STOG | 0 | 0 | 0 | 0 | 0 | 0
| Cumulative Retirements of Capacity | NonRTO_Midwest | MISO | Other Renew | STWD | 0 | 0 | 0 | 0 | 0 | 0 | STWD | 0 | 0 | 0 | 0 | 0 | 0
| Cumulative Retirements of Capacity | NonRTO_Midwest | MISO | On-shore Wind | WT | 0 | 0 | 0 | 0 | 0 | 0 | WT | 0 | 0 | 0 | 0 | 0 | 0
| Cumulative Retirements of Capacity | NonRTO_Midwest | MISO | Coal | IGCC | 0 | 0 | 0 | 0 | 0 | 0 | IGCC | 0 | 0 | 0 | 0 | 0 | 0
| Cumulative Retirements of Capacity | NonRTO_Midwest | MISO | DR | DemandResponse | 0 | 0 | 0 | 0 | 0 | 0 | DemandResponse | 0 | 0 | 0 | 0 | 0 | 0
| Cumulative Retirements of Capacity | NonRTO_Midwest | MISO | Coal-CCS | IGCC-CCS | 0 | 0 | 0 | 0 | 0 | 0 | IGCC-CCS | 0 | 0 | 0 | 0 | 0 | 0
| Cumulative Retirements of Capacity | NonRTO_Midwest | MISO | Off-shore Wind | WT_off | 0 | 0 | 0 | 0 | 0 | 0 | WT_off | 0 | 0 | 0 | 0 | 0 | 0
| Cumulative Retirements of Capacity | NonRTO_Midwest | MISO | Other | PseudoUnit | 0 | 0 | 0 | 0 | 0 | 0 | PseudoUnit | 0 | 0 | 0 | 0 | 0 | 0
| Cumulative Retirements of Capacity | NonRTO_Midwest | MISO | HQ/Maritimes | FixedInterchange | 0 | 0 | 0 | 0 | 0 | 0 | FixedInterchange | 0 | 0 | 0 | 0 | 0 | 0
Cumulative Retirements of Capacity
| Cumulative Retirements of Capacity |  |  |  | Cumulative Retirements of Capacity by Reporting Type: NYISO_A-F | [6 empty] | Cumulative Retirements of Capacity by Reporting Type: NYISO_A-F
| Cumulative Retirements of Capacity |  |  |  | ReportingType | 2015 | 2020 | 2025 | 2030 | 2035 | 2040 | ReportingType | 2015 | 2020 | 2025 | 2030 | 2035 | 2040
| Cumulative Retirements of Capacity | NYISO_A-F | Northeast | Other Renew | BM | 0 | 0 | 0 | 0 | 0 | 0 | BM | 0 | 0 | 0 | 0 | 0 | 0
| Cumulative Retirements of Capacity | NYISO_A-F | Northeast | CC | CC | 139.47 | 139.47 | 139.49 | 1943.33 | 2039.96 | 2678.19 | CC | 0 | 0 | 0 | 0 | 748.97 | 2552.99
| Cumulative Retirements of Capacity | NYISO_A-F | Northeast | Other Renew | CSP | 0 | 0 | 0 | 0 | 0 | 0 | CSP | 0 | 0 | 0 | 0 | 0 | 0
| Cumulative Retirements of Capacity | NYISO_A-F | Northeast | CT | CT | 0 | 0 | 0 | 0 | 0 | 0 | CT | 0 | 0 | 0 | 0 | 0 | 0
| Cumulative Retirements of Capacity | NYISO_A-F | Northeast | Coal | Coal | 2251.67 | 2251.69 | 2251.7 | 2251.7 | 2251.71 | 2251.71 | Coal | 2251.9 | 2251.9 | 2251.9 | 2251.9 | 2251.9 | 2251.9
| Cumulative Retirements of Capacity | NYISO_A-F | Northeast | Other Renew | Geo | 0 | 0 | 0 | 0 | 0 | 0 | Geo | 0 | 0 | 0 | 0 | 0 | 0
| Cumulative Retirements of Capacity | NYISO_A-F | Northeast | Hydro | H | 0 | 0 | 0 | 0 | 0 | 0 | H | 0 | 0 | 0 | 0 | 0 | 0
| Cumulative Retirements of Capacity | NYISO_A-F | Northeast | Other Renew | LFG | 0 | 0 | 0 | 0 | 0 | 0 | LFG | 0 | 0 | 0 | 0 | 0 | 0
| Cumulative Retirements of Capacity | NYISO_A-F | Northeast | Nuclear | Nuc | 0 | 0 | 0 | 621.2 | 1201.7 | 2053.9 | Nuc | 0 | 0 | 0 | 621.2 | 1201.7 | 2053.9
| Cumulative Retirements of Capacity | NYISO_A-F | Northeast | Other | PS | 0 | 0 | 0 | 0 | 0 | 0 | PS | 0 | 0 | 0 | 0 | 0 | 0
| Cumulative Retirements of Capacity | NYISO_A-F | Northeast | Other Renew | PV | 0 | 0 | 0 | 0 | 0 | 0 | PV | 0 | 0 | 0 | 0 | 0 | 0
| Cumulative Retirements of Capacity | NYISO_A-F | Northeast | CT | PeakG | 0 | 0 | 0.01 | 0.01 | 0.02 | 0.02 | PeakG | 0 | 0 | 0 | 0 | 0 | 0
| Cumulative Retirements of Capacity | NYISO_A-F | Northeast | CT | PeakO | 0.12 | 0.12 | 0.13 | 38.27 | 38.29 | 38.3 | PeakO | 0 | 0 | 0 | 0 | 0 | 0
| Cumulative Retirements of Capacity | NYISO_A-F | Northeast | Other Renew | ST | 0 | 0 | 0 | 0 | 0 | 0 | ST | 0 | 0 | 0 | 0 | 0 | 0
| Cumulative Retirements of Capacity | NYISO_A-F | Northeast | Steam O/G | STOG | 1700.94 | 1700.94 | 1700.94 | 1700.94 | 1700.95 | 1700.95 | STOG | 1701 | 1701 | 1701 | 1701 | 1701 | 1701
| Cumulative Retirements of Capacity | NYISO_A-F | Northeast | Other Renew | STWD | 0 | 0 | 0 | 0 | 0 | 0 | STWD | 0 | 0 | 0 | 0 | 0 | 0
| Cumulative Retirements of Capacity | NYISO_A-F | Northeast | On-shore Wind | WT | 0 | 0 | 0 | 0 | 0 | 0 | WT | 0 | 0 | 0 | 0 | 0 | 0
| Cumulative Retirements of Capacity | NYISO_A-F | Northeast | Coal | IGCC | 0 | 0 | 0 | 0 | 0 | 0 | IGCC | 0 | 0 | 0 | 0 | 0 | 0
| Cumulative Retirements of Capacity | NYISO_A-F | Northeast | DR | DemandResponse | 0 | 0 | 0 | 0 | 0 | 0 | DemandResponse | 0 | 0 | 0 | 0 | 0 | 0
| Cumulative Retirements of Capacity | NYISO_A-F | Northeast | Coal-CCS | IGCC-CCS | 0 | 0 | 0 | 0 | 0 | 0 | IGCC-CCS | 0 | 0 | 0 | 0 | 0 | 0
| Cumulative Retirements of Capacity | NYISO_A-F | Northeast | Off-shore Wind | WT_off | 0 | 0 | 0 | 0 | 0 | 0 | WT_off | 0 | 0 | 0 | 0 | 0 | 0
| Cumulative Retirements of Capacity | NYISO_A-F | Northeast | Other | PseudoUnit | 0 | 0 | 0 | 0 | 0 | 0 | PseudoUnit | 0 | 0 | 0 | 0 | 0 | 0
| Cumulative Retirements of Capacity | NYISO_A-F | Northeast | HQ/Maritimes | FixedInterchange | 0 | 0 | 0 | 0 | 0 | 0 | FixedInterchange | 0 | 0 | 0 | 0 | 0 | 0
Cumulative Retirements of Capacity
| Cumulative Retirements of Capacity |  |  |  | Cumulative Retirements of Capacity by Reporting Type: NYISO_G-I | [6 empty] | Cumulative Retirements of Capacity by Reporting Type: NYISO_G-I
| Cumulative Retirements of Capacity |  |  |  | ReportingType | 2015 | 2020 | 2025 | 2030 | 2035 | 2040 | ReportingType | 2015 | 2020 | 2025 | 2030 | 2035 | 2040
| Cumulative Retirements of Capacity | NYISO_G-I | Northeast | Other Renew | BM | 0 | 0 | 0 | 0 | 0 | 0 | BM | 0 | 0 | 0 | 0 | 0 | 0
| Cumulative Retirements of Capacity | NYISO_G-I | Northeast | CC | CC | 0 | 0 | 0 | 0 | 0.01 | 0.01 | CC | 0 | 0 | 0 | 0 | 0 | 0
| Cumulative Retirements of Capacity | NYISO_G-I | Northeast | Other Renew | CSP | 0 | 0 | 0 | 0 | 0 | 0 | CSP | 0 | 0 | 0 | 0 | 0 | 0
| Cumulative Retirements of Capacity | NYISO_G-I | Northeast | CT | CT | 0 | 0 | 0 | 0 | 0 | 0 | CT | 0 | 0 | 0 | 0 | 0 | 0
| Cumulative Retirements of Capacity | NYISO_G-I | Northeast | Coal | Coal | 368.13 | 368.14 | 368.14 | 368.15 | 368.15 | 368.15 | Coal | 368.2 | 368.2 | 368.2 | 368.2 | 368.2 | 368.2
| Cumulative Retirements of Capacity | NYISO_G-I | Northeast | Other Renew | Geo | 0 | 0 | 0 | 0 | 0 | 0 | Geo | 0 | 0 | 0 | 0 | 0 | 0
| Cumulative Retirements of Capacity | NYISO_G-I | Northeast | Hydro | H | 0 | 0 | 0 | 0 | 0 | 0 | H | 0 | 0 | 0 | 0 | 0 | 0
| Cumulative Retirements of Capacity | NYISO_G-I | Northeast | Other Renew | LFG | 0 | 0 | 0 | 0 | 0 | 0 | LFG | 0 | 0 | 0 | 0 | 0 | 0
| Cumulative Retirements of Capacity | NYISO_G-I | Northeast | Nuclear | Nuc | 0 | 0 | 0 | 0 | 1019.6 | 2044.6 | Nuc | 0 | 0 | 0 | 0 | 1019.6 | 2044.6
| Cumulative Retirements of Capacity | NYISO_G-I | Northeast | Other | PS | 0 | 0 | 0 | 0 | 0 | 0 | PS | 0 | 0 | 0 | 0 | 0 | 0
| Cumulative Retirements of Capacity | NYISO_G-I | Northeast | Other Renew | PV | 0 | 0 | 0 | 0 | 0 | 0 | PV | 0 | 0 | 0 | 0 | 0 | 0
| Cumulative Retirements of Capacity | NYISO_G-I | Northeast | CT | PeakG | 0 | 0 | 0 | 0 | 0 | 0.01 | PeakG | 0 | 0 | 0 | 0 | 0 | 0
| Cumulative Retirements of Capacity | NYISO_G-I | Northeast | CT | PeakO | 0 | 0 | 0 | 0 | 0 | 0.01 | PeakO | 0 | 0 | 0 | 0 | 0 | 0
| Cumulative Retirements of Capacity | NYISO_G-I | Northeast | Other Renew | ST | 0 | 0 | 0 | 0 | 0 | 0 | ST | 0 | 0 | 0 | 0 | 0 | 0
| Cumulative Retirements of Capacity | NYISO_G-I | Northeast | Steam O/G | STOG | 2430.64 | 2430.64 | 2430.64 | 2430.64 | 2430.65 | 2430.65 | STOG | 2431 | 2431 | 2431 | 2431 | 2431 | 2431
| Cumulative Retirements of Capacity | NYISO_G-I | Northeast | Other Renew | STWD | 0 | 0 | 0 | 0 | 0 | 0 | STWD | 0 | 0 | 0 | 0 | 0 | 0
| Cumulative Retirements of Capacity | NYISO_G-I | Northeast | On-shore Wind | WT | 0 | 0 | 0 | 0 | 0 | 0 | WT | 0 | 0 | 0 | 0 | 0 | 0
| Cumulative Retirements of Capacity | NYISO_G-I | Northeast | Coal | IGCC | 0 | 0 | 0 | 0 | 0 | 0 | IGCC | 0 | 0 | 0 | 0 | 0 | 0
| Cumulative Retirements of Capacity | NYISO_G-I | Northeast | DR | DemandResponse | 0 | 0 | 0 | 0 | 0 | 0 | DemandResponse | 0 | 0 | 0 | 0 | 0 | 0
| Cumulative Retirements of Capacity | NYISO_G-I | Northeast | Coal-CCS | IGCC-CCS | 0 | 0 | 0 | 0 | 0 | 0 | IGCC-CCS | 0 | 0 | 0 | 0 | 0 | 0
| Cumulative Retirements of Capacity | NYISO_G-I | Northeast | Off-shore Wind | WT_off | 0 | 0 | 0 | 0 | 0 | 0 | WT_off | 0 | 0 | 0 | 0 | 0 | 0
| Cumulative Retirements of Capacity | NYISO_G-I | Northeast | Other | PseudoUnit | 0 | 0 | 0 | 0 | 0 | 0 | PseudoUnit | 0 | 0 | 0 | 0 | 0 | 0
| Cumulative Retirements of Capacity | NYISO_G-I | Northeast | HQ/Maritimes | FixedInterchange | 0 | 0 | 0 | 0 | 0 | 0 | FixedInterchange | 0 | 0 | 0 | 0 | 0 | 0
Cumulative Retirements of Capacity
| Cumulative Retirements of Capacity |  |  |  | Cumulative Retirements of Capacity by Reporting Type: NYISO_J-K | [6 empty] | Cumulative Retirements of Capacity by Reporting Type: NYISO_J-K
| Cumulative Retirements of Capacity |  |  |  | ReportingType | 2015 | 2020 | 2025 | 2030 | 2035 | 2040 | ReportingType | 2015 | 2020 | 2025 | 2030 | 2035 | 2040
| Cumulative Retirements of Capacity | NYISO_J-K | Northeast | Other Renew | BM | 0 | 0 | 0 | 0 | 0 | 0 | BM | 0 | 0 | 0 | 0 | 0 | 0
| Cumulative Retirements of Capacity | NYISO_J-K | Northeast | CC | CC | 0 | 0 | 0 | 0 | 0 | 0.01 | CC | 0 | 0 | 0 | 0 | 0 | 0
| Cumulative Retirements of Capacity | NYISO_J-K | Northeast | Other Renew | CSP | 0 | 0 | 0 | 0 | 0 | 0 | CSP | 0 | 0 | 0 | 0 | 0 | 0
| Cumulative Retirements of Capacity | NYISO_J-K | Northeast | CT | CT | 0 | 0 | 0 | 0 | 0 | 0 | CT | 0 | 0 | 0 | 0 | 0 | 0
| Cumulative Retirements of Capacity | NYISO_J-K | Northeast | Coal | Coal | 0 | 0 | 0 | 0 | 0 | 0 | Coal | 0 | 0 | 0 | 0 | 0 | 0
| Cumulative Retirements of Capacity | NYISO_J-K | Northeast | Other Renew | Geo | 0 | 0 | 0 | 0 | 0 | 0 | Geo | 0 | 0 | 0 | 0 | 0 | 0
| Cumulative Retirements of Capacity | NYISO_J-K | Northeast | Hydro | H | 0 | 0 | 0 | 0 | 0 | 0 | H | 0 | 0 | 0 | 0 | 0 | 0
| Cumulative Retirements of Capacity | NYISO_J-K | Northeast | Other Renew | LFG | 0 | 0 | 0 | 0 | 0 | 0 | LFG | 0 | 0 | 0 | 0 | 0 | 0
| Cumulative Retirements of Capacity | NYISO_J-K | Northeast | Nuclear | Nuc | 0 | 0 | 0 | 0 | 0 | 0 | Nuc | 0 | 0 | 0 | 0 | 0 | 0
| Cumulative Retirements of Capacity | NYISO_J-K | Northeast | Other | PS | 0 | 0 | 0 | 0 | 0 | 0 | PS | 0 | 0 | 0 | 0 | 0 | 0
| Cumulative Retirements of Capacity | NYISO_J-K | Northeast | Other Renew | PV | 0 | 0 | 0 | 0 | 31.79 | 31.79 | PV | 0 | 0 | 0 | 0 | 0 | 0
| Cumulative Retirements of Capacity | NYISO_J-K | Northeast | CT | PeakG | 0 | 0 | 0 | 0 | 0 | 0.01 | PeakG | 0 | 0 | 0 | 0 | 0 | 0
| Cumulative Retirements of Capacity | NYISO_J-K | Northeast | CT | PeakO | 0 | 0 | 0 | 0 | 0.01 | 0.01 | PeakO | 0 | 0 | 0 | 0 | 0 | 0
| Cumulative Retirements of Capacity | NYISO_J-K | Northeast | Other Renew | ST | 0 | 0 | 0 | 0 | 0 | 0 | ST | 0 | 0 | 0 | 0 | 0 | 0
| Cumulative Retirements of Capacity | NYISO_J-K | Northeast | Steam O/G | STOG | 3386.05 | 3386.05 | 3386.05 | 3386.05 | 3386.05 | 3386.05 | STOG | 3856.84 | 3856.84 | 3856.84 | 3889.49 | 4092.29 | 4092.29
| Cumulative Retirements of Capacity | NYISO_J-K | Northeast | Other Renew | STWD | 0 | 0 | 0 | 0 | 0 | 0 | STWD | 0 | 0 | 0 | 0 | 0 | 0
| Cumulative Retirements of Capacity | NYISO_J-K | Northeast | On-shore Wind | WT | 0 | 0 | 0 | 0 | 0 | 0 | WT | 0 | 0 | 0 | 0 | 0 | 0
| Cumulative Retirements of Capacity | NYISO_J-K | Northeast | Coal | IGCC | 0 | 0 | 0 | 0 | 0 | 0 | IGCC | 0 | 0 | 0 | 0 | 0 | 0
| Cumulative Retirements of Capacity | NYISO_J-K | Northeast | DR | DemandResponse | 0 | 0 | 0 | 0 | 0 | 0 | DemandResponse | 0 | 0 | 0 | 0 | 0 | 0
| Cumulative Retirements of Capacity | NYISO_J-K | Northeast | Coal-CCS | IGCC-CCS | 0 | 0 | 0 | 0 | 0 | 0 | IGCC-CCS | 0 | 0 | 0 | 0 | 0 | 0
| Cumulative Retirements of Capacity | NYISO_J-K | Northeast | Off-shore Wind | WT_off | 0 | 0 | 0 | 0 | 0 | 0 | WT_off | 0 | 0 | 0 | 0 | 0 | 0
| Cumulative Retirements of Capacity | NYISO_J-K | Northeast | Other | PseudoUnit | 0 | 0 | 0 | 0 | 0 | 0 | PseudoUnit | 0 | 0 | 0 | 0 | 0 | 0
| Cumulative Retirements of Capacity | NYISO_J-K | Northeast | HQ/Maritimes | FixedInterchange | 0 | 0 | 0 | 0 | 0 | 0 | FixedInterchange | 0 | 0 | 0 | 0 | 0 | 0
Cumulative Retirements of Capacity
| Cumulative Retirements of Capacity |  |  |  | Cumulative Retirements of Capacity by Reporting Type: PJM_E | [6 empty] | Cumulative Retirements of Capacity by Reporting Type: PJM_E
| Cumulative Retirements of Capacity |  |  |  | ReportingType | 2015 | 2020 | 2025 | 2030 | 2035 | 2040 | ReportingType | 2015 | 2020 | 2025 | 2030 | 2035 | 2040
| Cumulative Retirements of Capacity | PJM_E | PJM_MAAC | Other Renew | BM | 0 | 0 | 0 | 0 | 0 | 0 | BM | 0 | 0 | 0 | 0 | 0 | 0
| Cumulative Retirements of Capacity | PJM_E | PJM_MAAC | CC | CC | 0 | 0.01 | 0.01 | 0.01 | 0.03 | 0.05 | CC | 0 | 0 | 0 | 0 | 618.3 | 1140.82
| Cumulative Retirements of Capacity | PJM_E | PJM_MAAC | Other Renew | CSP | 0 | 0 | 0 | 0 | 0 | 0 | CSP | 0 | 0 | 0 | 0 | 0 | 0
| Cumulative Retirements of Capacity | PJM_E | PJM_MAAC | CT | CT | 0 | 0 | 0 | 0 | 0 | 25.94 | CT | 0 | 0 | 0 | 26.2 | 26.2 | 26.2
| Cumulative Retirements of Capacity | PJM_E | PJM_MAAC | Coal | Coal | 2803.51 | 3371.08 | 3371.62 | 3371.63 | 3371.64 | 3371.7 | Coal | 2804 | 3372 | 3372 | 3372 | 3372 | 3372
| Cumulative Retirements of Capacity | PJM_E | PJM_MAAC | Other Renew | Geo | 0 | 0 | 0 | 0 | 0 | 0 | Geo | 0 | 0 | 0 | 0 | 0 | 0
| Cumulative Retirements of Capacity | PJM_E | PJM_MAAC | Hydro | H | 0 | 0 | 0 | 0 | 0 | 0 | H | 0 | 0 | 0 | 0 | 0 | 0
| Cumulative Retirements of Capacity | PJM_E | PJM_MAAC | Other Renew | LFG | 0 | 0 | 0 | 0 | 0 | 0 | LFG | 0 | 0 | 0 | 0 | 0 | 0
| Cumulative Retirements of Capacity | PJM_E | PJM_MAAC | Nuclear | Nuc | 0 | 614.5 | 614.5 | 614.5 | 2838.5 | 4012.5 | Nuc | 0 | 614.5 | 614.5 | 614.5 | 2838.5 | 4012.5
| Cumulative Retirements of Capacity | PJM_E | PJM_MAAC | Other | PS | 0 | 0 | 0 | 0 | 0 | 0 | PS | 0 | 0 | 0 | 0 | 0 | 0
| Cumulative Retirements of Capacity | PJM_E | PJM_MAAC | Other Renew | PV | 0 | 0 | 0 | 0 | 0 | 0 | PV | 0 | 0 | 0 | 0 | 0 | 0
| Cumulative Retirements of Capacity | PJM_E | PJM_MAAC | CT | PeakG | 268.5 | 268.5 | 268.5 | 268.5 | 268.51 | 268.51 | PeakG | 268.5 | 268.5 | 268.5 | 268.5 | 268.5 | 268.5
| Cumulative Retirements of Capacity | PJM_E | PJM_MAAC | CT | PeakO | 2.71 | 2.71 | 2.71 | 2.71 | 2.72 | 2.72 | PeakO | 2.7 | 2.7 | 2.7 | 2.7 | 2.7 | 2.7
| Cumulative Retirements of Capacity | PJM_E | PJM_MAAC | Other Renew | ST | 0 | 0 | 0 | 0 | 0 | 0 | ST | 0 | 0 | 0 | 0 | 0 | 0
| Cumulative Retirements of Capacity | PJM_E | PJM_MAAC | Steam O/G | STOG | 629.57 | 629.57 | 629.58 | 629.58 | 629.59 | 3251.28 | STOG | 1912.39 | 1912.39 | 3251.99 | 3252 | 3252 | 3252
| Cumulative Retirements of Capacity | PJM_E | PJM_MAAC | Other Renew | STWD | 0 | 0 | 0 | 0 | 0 | 0 | STWD | 0 | 0 | 0 | 0 | 0 | 0
| Cumulative Retirements of Capacity | PJM_E | PJM_MAAC | On-shore Wind | WT | 0 | 0 | 0 | 0 | 1149.67 | 1149.67 | WT | 0 | 0 | 0 | 0 | 0 | 0
| Cumulative Retirements of Capacity | PJM_E | PJM_MAAC | Coal | IGCC | 0 | 0 | 0 | 0 | 0 | 0 | IGCC | 0 | 0 | 0 | 0 | 0 | 0
| Cumulative Retirements of Capacity | PJM_E | PJM_MAAC | DR | DemandResponse | 0 | 0 | 0 | 0 | 0 | 0 | DemandResponse | 0 | 0 | 0 | 0 | 0 | 0
| Cumulative Retirements of Capacity | PJM_E | PJM_MAAC | Coal-CCS | IGCC-CCS | 0 | 0 | 0 | 0 | 0 | 0 | IGCC-CCS | 0 | 0 | 0 | 0 | 0 | 0
| Cumulative Retirements of Capacity | PJM_E | PJM_MAAC | Off-shore Wind | WT_off | 0 | 0 | 0 | 0 | 0.02 | 0.03 | WT_off | 0 | 0 | 0 | 0 | 0 | 0
| Cumulative Retirements of Capacity | PJM_E | PJM_MAAC | Other | PseudoUnit | 0 | 0 | 0 | 0 | 0 | 0 | PseudoUnit | 0 | 0 | 0 | 0 | 0 | 0
| Cumulative Retirements of Capacity | PJM_E | PJM_MAAC | HQ/Maritimes | FixedInterchange | 0 | 0 | 0 | 0 | 0 | 0 | FixedInterchange | 0 | 0 | 0 | 0 | 0 | 0
Cumulative Retirements of Capacity
| Cumulative Retirements of Capacity |  |  |  | Cumulative Retirements of Capacity by Reporting Type: PJM_ROM | [6 empty] | Cumulative Retirements of Capacity by Reporting Type: PJM_ROM
| Cumulative Retirements of Capacity |  |  |  | ReportingType | 2015 | 2020 | 2025 | 2030 | 2035 | 2040 | ReportingType | 2015 | 2020 | 2025 | 2030 | 2035 | 2040
| Cumulative Retirements of Capacity | PJM_ROM | PJM_MAAC | Other Renew | BM | 0 | 0 | 0 | 0 | 0 | 0 | BM | 0 | 0 | 0 | 0 | 0 | 0
| Cumulative Retirements of Capacity | PJM_ROM | PJM_MAAC | CC | CC | 0 | 0 | 0 | 0.01 | 0.01 | 0.02 | CC | 0 | 0 | 0 | 0 | 0 | 1396.89
| Cumulative Retirements of Capacity | PJM_ROM | PJM_MAAC | Other Renew | CSP | 0 | 0 | 0 | 0 | 0 | 0 | CSP | 0 | 0 | 0 | 0 | 0 | 0
| Cumulative Retirements of Capacity | PJM_ROM | PJM_MAAC | CT | CT | 0 | 0 | 0 | 0 | 0 | 0.01 | CT | 0 | 0 | 0 | 0 | 16 | 16
| Cumulative Retirements of Capacity | PJM_ROM | PJM_MAAC | Coal | Coal | 13976.51 | 15210.56 | 15731.67 | 15731.69 | 15731.75 | 15732.48 | Coal | 14625.44 | 15859.45 | 16380.45 | 16380.46 | 16380.46 | 16380.46
| Cumulative Retirements of Capacity | PJM_ROM | PJM_MAAC | Other Renew | Geo | 0 | 0 | 0 | 0 | 0 | 0 | Geo | 0 | 0 | 0 | 0 | 0 | 0
| Cumulative Retirements of Capacity | PJM_ROM | PJM_MAAC | Hydro | H | 0 | 0 | 0 | 0 | 0 | 0 | H | 0 | 0 | 0 | 0 | 0 | 0
| Cumulative Retirements of Capacity | PJM_ROM | PJM_MAAC | Other Renew | LFG | 0 | 0 | 0 | 0 | 0 | 0 | LFG | 0 | 0 | 0 | 0 | 0 | 0
| Cumulative Retirements of Capacity | PJM_ROM | PJM_MAAC | Nuclear | Nuc | 0 | 0 | 0 | 0 | 1732 | 2631 | Nuc | 0 | 0 | 0 | 0 | 1732 | 2631
| Cumulative Retirements of Capacity | PJM_ROM | PJM_MAAC | Other | PS | 0 | 0 | 0 | 0 | 0 | 0 | PS | 0 | 0 | 0 | 0 | 0 | 0
| Cumulative Retirements of Capacity | PJM_ROM | PJM_MAAC | Other Renew | PV | 0 | 0 | 0 | 0 | 0 | 0 | PV | 0 | 0 | 0 | 0 | 0 | 0
| Cumulative Retirements of Capacity | PJM_ROM | PJM_MAAC | CT | PeakG | 0 | 0 | 0 | 0 | 0.01 | 0.01 | PeakG | 0 | 0 | 0 | 0 | 0 | 0
| Cumulative Retirements of Capacity | PJM_ROM | PJM_MAAC | CT | PeakO | 270.01 | 270.01 | 270.01 | 270.01 | 270.01 | 270.03 | PeakO | 270 | 270 | 270 | 270 | 1370.2 | 1835.99
| Cumulative Retirements of Capacity | PJM_ROM | PJM_MAAC | Other Renew | ST | 0 | 0 | 0 | 0 | 0 | 0 | ST | 0 | 0 | 0 | 0 | 0 | 0
| Cumulative Retirements of Capacity | PJM_ROM | PJM_MAAC | Steam O/G | STOG | 580.08 | 580.08 | 580.09 | 580.09 | 580.09 | 4108.73 | STOG | 580 | 580 | 2933.5 | 3273.12 | 4109 | 4109
| Cumulative Retirements of Capacity | PJM_ROM | PJM_MAAC | Other Renew | STWD | 0 | 0 | 0 | 0 | 0 | 0 | STWD | 0 | 0 | 0 | 0 | 0 | 0
| Cumulative Retirements of Capacity | PJM_ROM | PJM_MAAC | On-shore Wind | WT | 0 | 0 | 0 | 0 | 0 | 0 | WT | 0 | 0 | 0 | 0 | 0 | 0
| Cumulative Retirements of Capacity | PJM_ROM | PJM_MAAC | Coal | IGCC | 0 | 0 | 0 | 0 | 0 | 0 | IGCC | 0 | 0 | 0 | 0 | 0 | 0
| Cumulative Retirements of Capacity | PJM_ROM | PJM_MAAC | DR | DemandResponse | 0 | 0 | 0 | 0 | 0 | 0 | DemandResponse | 0 | 0 | 0 | 0 | 0 | 0
| Cumulative Retirements of Capacity | PJM_ROM | PJM_MAAC | Coal-CCS | IGCC-CCS | 0 | 0 | 0 | 0 | 0 | 0 | IGCC-CCS | 0 | 0 | 0 | 0 | 0 | 0
| Cumulative Retirements of Capacity | PJM_ROM | PJM_MAAC | Off-shore Wind | WT_off | 0 | 0 | 0 | 0 | 0 | 0 | WT_off | 0 | 0 | 0 | 0 | 0 | 0
| Cumulative Retirements of Capacity | PJM_ROM | PJM_MAAC | Other | PseudoUnit | 0 | 0 | 0 | 0 | 0 | 0 | PseudoUnit | 0 | 0 | 0 | 0 | 0 | 0
| Cumulative Retirements of Capacity | PJM_ROM | PJM_MAAC | HQ/Maritimes | FixedInterchange | 0 | 0 | 0 | 0 | 0 | 0 | FixedInterchange | 0 | 0 | 0 | 0 | 0 | 0
Cumulative Retirements of Capacity
| Cumulative Retirements of Capacity |  |  |  | Cumulative Retirements of Capacity by Reporting Type: PJM_ROR | [6 empty] | Cumulative Retirements of Capacity by Reporting Type: PJM_ROR
| Cumulative Retirements of Capacity |  |  |  | ReportingType | 2015 | 2020 | 2025 | 2030 | 2035 | 2040 | ReportingType | 2015 | 2020 | 2025 | 2030 | 2035 | 2040
| Cumulative Retirements of Capacity | PJM_ROR | PJM_ROR | Other Renew | BM | 0 | 0 | 0 | 0 | 0 | 0 | BM | 0 | 0 | 0 | 0 | 0 | 0
| Cumulative Retirements of Capacity | PJM_ROR | PJM_ROR | CC | CC | 0 | 0 | 0.01 | 0.01 | 0.02 | 0.05 | CC | 0 | 0 | 0 | 0 | 174 | 24868.12
| Cumulative Retirements of Capacity | PJM_ROR | PJM_ROR | Other Renew | CSP | 0 | 0 | 0 | 0 | 0 | 0 | CSP | 0 | 0 | 0 | 0 | 0 | 0
| Cumulative Retirements of Capacity | PJM_ROR | PJM_ROR | CT | CT | 0 | 0 | 0 | 0 | 0 | 0.01 | CT | 0 | 0 | 0 | 0 | 29 | 29
| Cumulative Retirements of Capacity | PJM_ROR | PJM_ROR | Coal | Coal | 29830.61 | 41665.14 | 52113.02 | 52113.11 | 52113.35 | 52113.68 | Coal | 35112.83 | 47520.75 | 54109.02 | 54109.02 | 54109.03 | 54109.03
| Cumulative Retirements of Capacity | PJM_ROR | PJM_ROR | Other Renew | Geo | 0 | 0 | 0 | 0 | 0 | 0 | Geo | 0 | 0 | 0 | 0 | 0 | 0
| Cumulative Retirements of Capacity | PJM_ROR | PJM_ROR | Hydro | H | 0 | 0 | 0 | 0 | 0 | 0 | H | 0 | 0 | 0 | 0 | 0 | 0
| Cumulative Retirements of Capacity | PJM_ROR | PJM_ROR | Other Renew | LFG | 0 | 0 | 0 | 0 | 0 | 0 | LFG | 0 | 0 | 0 | 0 | 0 | 0
| Cumulative Retirements of Capacity | PJM_ROR | PJM_ROR | Nuclear | Nuc | 0 | 0 | 0 | 867 | 5142 | 10025.16 | Nuc | 0 | 0 | 0 | 867 | 5142 | 10025.16
| Cumulative Retirements of Capacity | PJM_ROR | PJM_ROR | Other | PS | 0 | 0 | 0 | 0 | 0 | 0 | PS | 0 | 0 | 0 | 0 | 0 | 0
| Cumulative Retirements of Capacity | PJM_ROR | PJM_ROR | Other Renew | PV | 0 | 0 | 0 | 0 | 0 | 0 | PV | 0 | 0 | 0 | 0 | 0 | 0
| Cumulative Retirements of Capacity | PJM_ROR | PJM_ROR | CT | PeakG | 0.03 | 0.03 | 0.05 | 0.05 | 0.05 | 0.07 | PeakG | 0 | 0 | 0 | 0 | 0 | 0
| Cumulative Retirements of Capacity | PJM_ROR | PJM_ROR | CT | PeakO | 19 | 19 | 19.01 | 19.01 | 19.01 | 19.02 | PeakO | 19 | 19 | 19 | 19 | 971.74 | 1760.99
| Cumulative Retirements of Capacity | PJM_ROR | PJM_ROR | Other Renew | ST | 0 | 0 | 0 | 0 | 0 | 0 | ST | 0 | 0 | 0 | 0 | 0 | 0
| Cumulative Retirements of Capacity | PJM_ROR | PJM_ROR | Steam O/G | STOG | 0.03 | 0.03 | 0.05 | 0.06 | 0.06 | 2121.58 | STOG | 34.99 | 34.99 | 2121.98 | 2122 | 2122 | 2122
| Cumulative Retirements of Capacity | PJM_ROR | PJM_ROR | Other Renew | STWD | 0 | 0 | 0 | 0 | 0 | 0 | STWD | 0 | 0 | 0 | 0 | 0 | 0
| Cumulative Retirements of Capacity | PJM_ROR | PJM_ROR | On-shore Wind | WT | 0 | 0 | 0 | 0 | 0 | 0 | WT | 0 | 0 | 0 | 0 | 0 | 0
| Cumulative Retirements of Capacity | PJM_ROR | PJM_ROR | Coal | IGCC | 0 | 0 | 0 | 0 | 0 | 0 | IGCC | 0 | 0 | 0 | 0 | 0 | 0
| Cumulative Retirements of Capacity | PJM_ROR | PJM_ROR | DR | DemandResponse | 0 | 0 | 0 | 0 | 0 | 0 | DemandResponse | 0 | 0 | 0 | 0 | 0 | 0
| Cumulative Retirements of Capacity | PJM_ROR | PJM_ROR | Coal-CCS | IGCC-CCS | 0 | 0 | 0 | 0 | 0 | 0 | IGCC-CCS | 0 | 0 | 0 | 0 | 0 | 0
| Cumulative Retirements of Capacity | PJM_ROR | PJM_ROR | Off-shore Wind | WT_off | 0 | 0 | 0 | 0 | 0 | 0 | WT_off | 0 | 0 | 0 | 0 | 0 | 0
| Cumulative Retirements of Capacity | PJM_ROR | PJM_ROR | Other | PseudoUnit | 0 | 0 | 0 | 0 | 0 | 0 | PseudoUnit | 0 | 0 | 0 | 0 | 0 | 0
| Cumulative Retirements of Capacity | PJM_ROR | PJM_ROR | HQ/Maritimes | FixedInterchange | 0 | 0 | 0 | 0 | 0 | 0 | FixedInterchange | 0 | 0 | 0 | 0 | 0 | 0
Cumulative Retirements of Capacity
| Cumulative Retirements of Capacity |  |  |  | Cumulative Retirements of Capacity by Reporting Type: SOCO | [6 empty] | Cumulative Retirements of Capacity by Reporting Type: SOCO
| Cumulative Retirements of Capacity |  |  |  | ReportingType | 2015 | 2020 | 2025 | 2030 | 2035 | 2040 | ReportingType | 2015 | 2020 | 2025 | 2030 | 2035 | 2040
| Cumulative Retirements of Capacity | SOCO | South | Other Renew | BM | 0 | 0 | 0 | 0 | 0 | 0 | BM | 0 | 0 | 0 | 0 | 0 | 0
| Cumulative Retirements of Capacity | SOCO | South | CC | CC | 0.01 | 0.01 | 0.02 | 0.19 | 13660.81 | 20407.64 | CC | 48.28 | 48.28 | 48.28 | 186.01 | 10120.26 | 16682.63
| Cumulative Retirements of Capacity | SOCO | South | Other Renew | CSP | 0 | 0 | 0 | 0 | 0 | 0 | CSP | 0 | 0 | 0 | 0 | 0 | 0
| Cumulative Retirements of Capacity | SOCO | South | CT | CT | 0 | 0 | 0 | 0 | 0 | 0 | CT | 0 | 0 | 0 | 0 | 0 | 0
| Cumulative Retirements of Capacity | SOCO | South | Coal | Coal | 17197.13 | 21309.24 | 23354.18 | 23354.4 | 23354.49 | 23354.55 | Coal | 17524.71 | 21637.13 | 23683.41 | 23683.41 | 23683.41 | 23683.41
| Cumulative Retirements of Capacity | SOCO | South | Other Renew | Geo | 0 | 0 | 0 | 0 | 0 | 0 | Geo | 0 | 0 | 0 | 0 | 0 | 0
| Cumulative Retirements of Capacity | SOCO | South | Hydro | H | 0 | 0 | 0 | 0 | 0 | 0 | H | 0 | 0 | 0 | 0 | 0 | 0
| Cumulative Retirements of Capacity | SOCO | South | Other Renew | LFG | 0 | 0 | 0 | 0 | 0 | 0 | LFG | 0 | 0 | 0 | 0 | 0 | 0
| Cumulative Retirements of Capacity | SOCO | South | Nuclear | Nuc | 0 | 0 | 0 | 0 | 0 | 2645.05 | Nuc | 0 | 0 | 0 | 0 | 0 | 2645.05
| Cumulative Retirements of Capacity | SOCO | South | Other | PS | 0 | 0 | 0 | 0 | 0 | 0 | PS | 0 | 0 | 0 | 0 | 0 | 0
| Cumulative Retirements of Capacity | SOCO | South | Other Renew | PV | 0 | 0 | 0 | 0 | 0 | 0 | PV | 0 | 0 | 0 | 0 | 0 | 0
| Cumulative Retirements of Capacity | SOCO | South | CT | PeakG | 0.13 | 0.13 | 0.14 | 0.45 | 6043.38 | 6043.41 | PeakG | 210 | 210 | 210 | 8151.19 | 8692.87 | 8692.87
| Cumulative Retirements of Capacity | SOCO | South | CT | PeakO | 954.48 | 954.48 | 954.48 | 970.01 | 1138.43 | 1138.45 | PeakO | 1139 | 1139 | 1139 | 1139 | 1139 | 1139
| Cumulative Retirements of Capacity | SOCO | South | Other Renew | ST | 0 | 0 | 0 | 0 | 0 | 0 | ST | 0 | 0 | 0 | 0 | 0 | 0
| Cumulative Retirements of Capacity | SOCO | South | Steam O/G | STOG | 853.89 | 853.89 | 853.89 | 853.89 | 853.89 | 853.9 | STOG | 854 | 854 | 854 | 854 | 854 | 854
| Cumulative Retirements of Capacity | SOCO | South | Other Renew | STWD | 0 | 0 | 0 | 0 | 0 | 0 | STWD | 0 | 0 | 0 | 0 | 0 | 0
| Cumulative Retirements of Capacity | SOCO | South | On-shore Wind | WT | 0 | 0 | 0 | 0 | 0 | 0 | WT | 0 | 0 | 0 | 0 | 0 | 0
| Cumulative Retirements of Capacity | SOCO | South | Coal | IGCC | 0 | 0 | 0 | 0 | 0 | 0 | IGCC | 0 | 0 | 0 | 0 | 0 | 0
| Cumulative Retirements of Capacity | SOCO | South | DR | DemandResponse | 0 | 0 | 0 | 0 | 0 | 0 | DemandResponse | 0 | 0 | 0 | 0 | 0 | 0
| Cumulative Retirements of Capacity | SOCO | South | Coal-CCS | IGCC-CCS | 0 | 0 | 0 | 0 | 0 | 0 | IGCC-CCS | 0 | 0 | 0 | 0 | 0 | 0
| Cumulative Retirements of Capacity | SOCO | South | Off-shore Wind | WT_off | 0 | 0 | 0 | 0 | 0 | 0 | WT_off | 0 | 0 | 0 | 0 | 0 | 0
| Cumulative Retirements of Capacity | SOCO | South | Other | PseudoUnit | 0 | 0 | 0 | 0 | 0 | 0 | PseudoUnit | 0 | 0 | 0 | 0 | 0 | 0
| Cumulative Retirements of Capacity | SOCO | South | HQ/Maritimes | FixedInterchange | 0 | 0 | 0 | 0 | 0 | 0 | FixedInterchange | 0 | 0 | 0 | 0 | 0 | 0
Cumulative Retirements of Capacity
| Cumulative Retirements of Capacity |  |  |  | Cumulative Retirements of Capacity by Reporting Type: SPP_N | [6 empty] | Cumulative Retirements of Capacity by Reporting Type: SPP_N
| Cumulative Retirements of Capacity |  |  |  | ReportingType | 2015 | 2020 | 2025 | 2030 | 2035 | 2040 | ReportingType | 2015 | 2020 | 2025 | 2030 | 2035 | 2040
| Cumulative Retirements of Capacity | SPP_N | Southwest | Other Renew | BM | 0 | 0 | 0 | 0 | 0 | 0 | BM | 0 | 0 | 0 | 0 | 0 | 0
| Cumulative Retirements of Capacity | SPP_N | Southwest | CC | CC | 0 | 0 | 0 | 0 | 0 | 0.01 | CC | 0 | 0 | 0 | 0 | 0 | 0
| Cumulative Retirements of Capacity | SPP_N | Southwest | Other Renew | CSP | 0 | 0 | 0 | 0 | 0 | 0 | CSP | 0 | 0 | 0 | 0 | 0 | 0
| Cumulative Retirements of Capacity | SPP_N | Southwest | CT | CT | 0 | 0 | 0 | 0 | 0 | 0 | CT | 0 | 0 | 0 | 0 | 0 | 0
| Cumulative Retirements of Capacity | SPP_N | Southwest | Coal | Coal | 620.91 | 3454.12 | 7881.34 | 7881.36 | 7881.38 | 7881.44 | Coal | 621 | 4174.47 | 7231.49 | 7231.49 | 7231.49 | 7231.49
| Cumulative Retirements of Capacity | SPP_N | Southwest | Other Renew | Geo | 0 | 0 | 0 | 0 | 0 | 0 | Geo | 0 | 0 | 0 | 0 | 0 | 0
| Cumulative Retirements of Capacity | SPP_N | Southwest | Hydro | H | 0 | 0 | 0 | 0 | 0 | 0 | H | 0 | 0 | 0 | 0 | 0 | 0
| Cumulative Retirements of Capacity | SPP_N | Southwest | Other Renew | LFG | 0 | 0 | 0 | 0 | 0 | 0 | LFG | 0 | 0 | 0 | 0 | 0 | 0
| Cumulative Retirements of Capacity | SPP_N | Southwest | Nuclear | Nuc | 0 | 0 | 0 | 0 | 0 | 0 | Nuc | 0 | 0 | 0 | 0 | 0 | 0
| Cumulative Retirements of Capacity | SPP_N | Southwest | Other | PS | 0 | 0 | 0 | 0 | 0 | 0 | PS | 0 | 0 | 0 | 0 | 0 | 0
| Cumulative Retirements of Capacity | SPP_N | Southwest | Other Renew | PV | 0 | 0 | 0 | 0 | 0 | 0 | PV | 0 | 0 | 0 | 0 | 0 | 0
| Cumulative Retirements of Capacity | SPP_N | Southwest | CT | PeakG | 0 | 0 | 0.01 | 0.01 | 0.01 | 0.02 | PeakG | 0 | 0 | 0 | 0 | 0 | 0
| Cumulative Retirements of Capacity | SPP_N | Southwest | CT | PeakO | 0 | 0 | 0.01 | 0.01 | 0.01 | 0.01 | PeakO | 0 | 0 | 0 | 0 | 0 | 0
| Cumulative Retirements of Capacity | SPP_N | Southwest | Other Renew | ST | 0 | 0 | 0 | 0 | 0 | 0 | ST | 0 | 0 | 0 | 0 | 0 | 0
| Cumulative Retirements of Capacity | SPP_N | Southwest | Steam O/G | STOG | 1739.5 | 1739.5 | 1739.51 | 1739.51 | 1739.51 | 1739.52 | STOG | 86.38 | 86.38 | 86.38 | 86.38 | 86.38 | 86.38
| Cumulative Retirements of Capacity | SPP_N | Southwest | Other Renew | STWD | 0 | 0 | 0 | 0 | 0 | 0 | STWD | 0 | 0 | 0 | 0 | 0 | 0
| Cumulative Retirements of Capacity | SPP_N | Southwest | On-shore Wind | WT | 0 | 0 | 0 | 0 | 0 | 0 | WT | 0 | 0 | 0 | 0 | 0 | 0
| Cumulative Retirements of Capacity | SPP_N | Southwest | Coal | IGCC | 0 | 0 | 0 | 0 | 0 | 0 | IGCC | 0 | 0 | 0 | 0 | 0 | 0
| Cumulative Retirements of Capacity | SPP_N | Southwest | DR | DemandResponse | 0 | 0 | 0 | 0 | 0 | 0 | DemandResponse | 0 | 0 | 0 | 0 | 0 | 0
| Cumulative Retirements of Capacity | SPP_N | Southwest | Coal-CCS | IGCC-CCS | 0 | 0 | 0 | 0 | 0 | 0 | IGCC-CCS | 0 | 0 | 0 | 0 | 0 | 0
| Cumulative Retirements of Capacity | SPP_N | Southwest | Off-shore Wind | WT_off | 0 | 0 | 0 | 0 | 0 | 0 | WT_off | 0 | 0 | 0 | 0 | 0 | 0
| Cumulative Retirements of Capacity | SPP_N | Southwest | Other | PseudoUnit | 0 | 0 | 0 | 0 | 0 | 0 | PseudoUnit | 0 | 0 | 0 | 0 | 0 | 0
| Cumulative Retirements of Capacity | SPP_N | Southwest | HQ/Maritimes | FixedInterchange | 0 | 0 | 0 | 0 | 0 | 0 | FixedInterchange | 0 | 0 | 0 | 0 | 0 | 0
Cumulative Retirements of Capacity
| Cumulative Retirements of Capacity |  |  |  | Cumulative Retirements of Capacity by Reporting Type: SPP_S | [6 empty] | Cumulative Retirements of Capacity by Reporting Type: SPP_S
| Cumulative Retirements of Capacity |  |  |  | ReportingType | 2015 | 2020 | 2025 | 2030 | 2035 | 2040 | ReportingType | 2015 | 2020 | 2025 | 2030 | 2035 | 2040
| Cumulative Retirements of Capacity | SPP_S | Southwest | Other Renew | BM | 0 | 0 | 0 | 0 | 0 | 0 | BM | 0 | 0 | 0 | 0 | 0 | 0
| Cumulative Retirements of Capacity | SPP_S | Southwest | CC | CC | 0.01 | 0.01 | 0.03 | 0.03 | 0.04 | 0.05 | CC | 0 | 0 | 0 | 0 | 0 | 0
| Cumulative Retirements of Capacity | SPP_S | Southwest | Other Renew | CSP | 0 | 0 | 0 | 0 | 0 | 0 | CSP | 0 | 0 | 0 | 0 | 0 | 0
| Cumulative Retirements of Capacity | SPP_S | Southwest | CT | CT | 0 | 0 | 0 | 0 | 0 | 0.01 | CT | 0 | 0 | 0 | 0 | 0 | 0
| Cumulative Retirements of Capacity | SPP_S | Southwest | Coal | Coal | 2097.98 | 8981.71 | 13138.07 | 13138.11 | 13138.15 | 13138.42 | Coal | 4537.8 | 11146.59 | 13139.9 | 13139.9 | 13139.9 | 13139.9
| Cumulative Retirements of Capacity | SPP_S | Southwest | Other Renew | Geo | 0 | 0 | 0 | 0 | 0 | 0 | Geo | 0 | 0 | 0 | 0 | 0 | 0
| Cumulative Retirements of Capacity | SPP_S | Southwest | Hydro | H | 0 | 0 | 0 | 0 | 0 | 0 | H | 0 | 0 | 0 | 0 | 0 | 0
| Cumulative Retirements of Capacity | SPP_S | Southwest | Other Renew | LFG | 0 | 0 | 0 | 0 | 0 | 0 | LFG | 0 | 0 | 0 | 0 | 0 | 0
| Cumulative Retirements of Capacity | SPP_S | Southwest | Nuclear | Nuc | 0 | 0 | 0 | 0 | 0 | 0 | Nuc | 0 | 0 | 0 | 0 | 0 | 0
| Cumulative Retirements of Capacity | SPP_S | Southwest | Other | PS | 0 | 0 | 0 | 0 | 0 | 0 | PS | 0 | 0 | 0 | 0 | 0 | 0
| Cumulative Retirements of Capacity | SPP_S | Southwest | Other Renew | PV | 0 | 0 | 0 | 0 | 0 | 0 | PV | 0 | 0 | 0 | 0 | 0 | 0
| Cumulative Retirements of Capacity | SPP_S | Southwest | CT | PeakG | 0 | 0 | 0.01 | 0.01 | 0.01 | 0.02 | PeakG | 0 | 0 | 0 | 0 | 0 | 0
| Cumulative Retirements of Capacity | SPP_S | Southwest | CT | PeakO | 0 | 0 | 0.01 | 0.01 | 0.01 | 0.01 | PeakO | 0 | 0 | 0 | 0 | 0 | 0
| Cumulative Retirements of Capacity | SPP_S | Southwest | Other Renew | ST | 0 | 0 | 0 | 0 | 0 | 0 | ST | 0 | 0 | 0 | 0 | 0 | 0
| Cumulative Retirements of Capacity | SPP_S | Southwest | Steam O/G | STOG | 2360.98 | 2360.98 | 2361.04 | 2361.04 | 2361.04 | 2361.05 | STOG | 1846.79 | 1846.79 | 1846.79 | 1846.79 | 1846.79 | 1846.79
| Cumulative Retirements of Capacity | SPP_S | Southwest | Other Renew | STWD | 0 | 0 | 0 | 0 | 0 | 0 | STWD | 0 | 0 | 0 | 0 | 0 | 0
| Cumulative Retirements of Capacity | SPP_S | Southwest | On-shore Wind | WT | 0 | 0 | 0 | 0 | 0 | 0 | WT | 0 | 0 | 0 | 0 | 0 | 0
| Cumulative Retirements of Capacity | SPP_S | Southwest | Coal | IGCC | 0 | 0 | 0 | 0 | 0 | 0 | IGCC | 0 | 0 | 0 | 0 | 0 | 0
| Cumulative Retirements of Capacity | SPP_S | Southwest | DR | DemandResponse | 0 | 0 | 0 | 0 | 0 | 0 | DemandResponse | 0 | 0 | 0 | 0 | 0 | 0
| Cumulative Retirements of Capacity | SPP_S | Southwest | Coal-CCS | IGCC-CCS | 0 | 0 | 0 | 0 | 0 | 0 | IGCC-CCS | 0 | 0 | 0 | 0 | 0 | 0
| Cumulative Retirements of Capacity | SPP_S | Southwest | Off-shore Wind | WT_off | 0 | 0 | 0 | 0 | 0 | 0 | WT_off | 0 | 0 | 0 | 0 | 0 | 0
| Cumulative Retirements of Capacity | SPP_S | Southwest | Other | PseudoUnit | 0 | 0 | 0 | 0 | 0 | 0 | PseudoUnit | 0 | 0 | 0 | 0 | 0 | 0
| Cumulative Retirements of Capacity | SPP_S | Southwest | HQ/Maritimes | FixedInterchange | 0 | 0 | 0 | 0 | 0 | 0 | FixedInterchange | 0 | 0 | 0 | 0 | 0 | 0
Cumulative Retirements of Capacity
| Cumulative Retirements of Capacity |  |  |  | Cumulative Retirements of Capacity by Reporting Type: TVA | [6 empty] | Cumulative Retirements of Capacity by Reporting Type: TVA
| Cumulative Retirements of Capacity |  |  |  | ReportingType | 2015 | 2020 | 2025 | 2030 | 2035 | 2040 | ReportingType | 2015 | 2020 | 2025 | 2030 | 2035 | 2040
| Cumulative Retirements of Capacity | TVA | South | Other Renew | BM | 0 | 0 | 0 | 0 | 0 | 0 | BM | 0 | 0 | 0 | 0 | 0 | 0
| Cumulative Retirements of Capacity | TVA | South | CC | CC | 0 | 0 | 0 | 0.01 | 4637.6 | 7825.84 | CC | 0 | 0 | 0 | 0 | 2644.99 | 6763.37
| Cumulative Retirements of Capacity | TVA | South | Other Renew | CSP | 0 | 0 | 0 | 0 | 0 | 0 | CSP | 0 | 0 | 0 | 0 | 0 | 0
| Cumulative Retirements of Capacity | TVA | South | CT | CT | 0 | 0 | 0 | 0 | 0 | 0 | CT | 0 | 0 | 0 | 0 | 0 | 0
| Cumulative Retirements of Capacity | TVA | South | Coal | Coal | 9165.1 | 11269.3 | 13136.63 | 15157.34 | 15157.49 | 15157.52 | Coal | 10238.44 | 12342.44 | 14198.79 | 14964.36 | 15158.98 | 15158.98
| Cumulative Retirements of Capacity | TVA | South | Other Renew | Geo | 0 | 0 | 0 | 0 | 0 | 0 | Geo | 0 | 0 | 0 | 0 | 0 | 0
| Cumulative Retirements of Capacity | TVA | South | Hydro | H | 0 | 0 | 0 | 0 | 0 | 0 | H | 0 | 0 | 0 | 0 | 0 | 0
| Cumulative Retirements of Capacity | TVA | South | Other Renew | LFG | 0 | 0 | 0 | 0 | 0 | 0 | LFG | 0 | 0 | 0 | 0 | 0 | 0
| Cumulative Retirements of Capacity | TVA | South | Nuclear | Nuc | 0 | 0 | 0 | 0 | 2512.33 | 3791 | Nuc | 0 | 0 | 0 | 0 | 2512.33 | 3791
| Cumulative Retirements of Capacity | TVA | South | Other | PS | 0 | 0 | 0 | 0 | 0 | 0 | PS | 0 | 0 | 0 | 0 | 0 | 0
| Cumulative Retirements of Capacity | TVA | South | Other Renew | PV | 0 | 0 | 0 | 0 | 0 | 0 | PV | 0 | 0 | 0 | 0 | 0 | 0
| Cumulative Retirements of Capacity | TVA | South | CT | PeakG | 0 | 0 | 0.01 | 0.03 | 103.92 | 103.96 | PeakG | 0 | 0 | 0 | 0 | 1004.2 | 1004.2
| Cumulative Retirements of Capacity | TVA | South | CT | PeakO | 0 | 0 | 0 | 0 | 82.81 | 82.82 | PeakO | 0 | 0 | 0 | 0 | 83 | 83
| Cumulative Retirements of Capacity | TVA | South | Other Renew | ST | 0 | 0 | 0 | 0 | 0 | 0 | ST | 0 | 0 | 0 | 0 | 0 | 0
| Cumulative Retirements of Capacity | TVA | South | Steam O/G | STOG | 0 | 0 | 0 | 0 | 0 | 0 | STOG | 0 | 0 | 0 | 0 | 0 | 0
| Cumulative Retirements of Capacity | TVA | South | Other Renew | STWD | 0 | 0 | 0 | 0 | 0 | 0 | STWD | 0 | 0 | 0 | 0 | 0 | 0
| Cumulative Retirements of Capacity | TVA | South | On-shore Wind | WT | 0 | 0 | 0 | 0 | 0 | 0 | WT | 0 | 0 | 0 | 0 | 0 | 0
| Cumulative Retirements of Capacity | TVA | South | Coal | IGCC | 0 | 0 | 0 | 0 | 0 | 0 | IGCC | 0 | 0 | 0 | 0 | 0 | 0
| Cumulative Retirements of Capacity | TVA | South | DR | DemandResponse | 0 | 0 | 0 | 0 | 0 | 0 | DemandResponse | 0 | 0 | 0 | 0 | 0 | 0
| Cumulative Retirements of Capacity | TVA | South | Coal-CCS | IGCC-CCS | 0 | 0 | 0 | 0 | 0 | 0 | IGCC-CCS | 0 | 0 | 0 | 0 | 0 | 0
| Cumulative Retirements of Capacity | TVA | South | Off-shore Wind | WT_off | 0 | 0 | 0 | 0 | 0 | 0 | WT_off | 0 | 0 | 0 | 0 | 0 | 0
| Cumulative Retirements of Capacity | TVA | South | Other | PseudoUnit | 0 | 0 | 0 | 0 | 0 | 0 | PseudoUnit | 0 | 0 | 0 | 0 | 0 | 0
| Cumulative Retirements of Capacity | TVA | South | HQ/Maritimes | FixedInterchange | 0 | 0 | 0 | 0 | 0 | 0 | FixedInterchange | 0 | 0 | 0 | 0 | 0 | 0
Cumulative Retirements of Capacity
| Cumulative Retirements of Capacity |  |  |  | Cumulative Retirements of Capacity by Reporting Type: TVA_Transmission | [6 empty] | Cumulative Retirements of Capacity by Reporting Type: TVA_Transmission
| Cumulative Retirements of Capacity |  |  |  | ReportingType | 2015 | 2020 | 2025 | 2030 | 2035 | 2040 | ReportingType | 2015 | 2020 | 2025 | 2030 | 2035 | 2040
| Cumulative Retirements of Capacity | TVA_Transmission | South | Other Renew | BM | 0 | 0 | 0 | 0 | 0 | 0 | BM | 0 | 0 | 0 | 0 | 0 | 0
| Cumulative Retirements of Capacity | TVA_Transmission | South | CC | CC | 0 | 0 | 0 | 0 | 0 | 0 | CC | 0 | 0 | 0 | 0 | 0 | 0
| Cumulative Retirements of Capacity | TVA_Transmission | South | Other Renew | CSP | 0 | 0 | 0 | 0 | 0 | 0 | CSP | 0 | 0 | 0 | 0 | 0 | 0
| Cumulative Retirements of Capacity | TVA_Transmission | South | CT | CT | 0 | 0 | 0 | 0 | 0 | 0 | CT | 0 | 0 | 0 | 0 | 0 | 0
| Cumulative Retirements of Capacity | TVA_Transmission | South | Coal | Coal | 0 | 0 | 0 | 0 | 0 | 0 | Coal | 0 | 0 | 0 | 0 | 0 | 0
| Cumulative Retirements of Capacity | TVA_Transmission | South | Other Renew | Geo | 0 | 0 | 0 | 0 | 0 | 0 | Geo | 0 | 0 | 0 | 0 | 0 | 0
| Cumulative Retirements of Capacity | TVA_Transmission | South | Hydro | H | 0 | 0 | 0 | 0 | 0 | 0 | H | 0 | 0 | 0 | 0 | 0 | 0
| Cumulative Retirements of Capacity | TVA_Transmission | South | Other Renew | LFG | 0 | 0 | 0 | 0 | 0 | 0 | LFG | 0 | 0 | 0 | 0 | 0 | 0
| Cumulative Retirements of Capacity | TVA_Transmission | South | Nuclear | Nuc | 0 | 0 | 0 | 0 | 0 | 0 | Nuc | 0 | 0 | 0 | 0 | 0 | 0
| Cumulative Retirements of Capacity | TVA_Transmission | South | Other | PS | 0 | 0 | 0 | 0 | 0 | 0 | PS | 0 | 0 | 0 | 0 | 0 | 0
| Cumulative Retirements of Capacity | TVA_Transmission | South | Other Renew | PV | 0 | 0 | 0 | 0 | 0 | 0 | PV | 0 | 0 | 0 | 0 | 0 | 0
| Cumulative Retirements of Capacity | TVA_Transmission | South | CT | PeakG | 0 | 0 | 0 | 0 | 0 | 0 | PeakG | 0 | 0 | 0 | 0 | 0 | 0
| Cumulative Retirements of Capacity | TVA_Transmission | South | CT | PeakO | 0 | 0 | 0 | 0 | 0 | 0 | PeakO | 0 | 0 | 0 | 0 | 0 | 0
| Cumulative Retirements of Capacity | TVA_Transmission | South | Other Renew | ST | 0 | 0 | 0 | 0 | 0 | 0 | ST | 0 | 0 | 0 | 0 | 0 | 0
| Cumulative Retirements of Capacity | TVA_Transmission | South | Steam O/G | STOG | 0 | 0 | 0 | 0 | 0 | 0 | STOG | 0 | 0 | 0 | 0 | 0 | 0
| Cumulative Retirements of Capacity | TVA_Transmission | South | Other Renew | STWD | 0 | 0 | 0 | 0 | 0 | 0 | STWD | 0 | 0 | 0 | 0 | 0 | 0
| Cumulative Retirements of Capacity | TVA_Transmission | South | On-shore Wind | WT | 0 | 0 | 0 | 0 | 0 | 0 | WT | 0 | 0 | 0 | 0 | 0 | 0
| Cumulative Retirements of Capacity | TVA_Transmission | South | Coal | IGCC | 0 | 0 | 0 | 0 | 0 | 0 | IGCC | 0 | 0 | 0 | 0 | 0 | 0
| Cumulative Retirements of Capacity | TVA_Transmission | South | DR | DemandResponse | 0 | 0 | 0 | 0 | 0 | 0 | DemandResponse | 0 | 0 | 0 | 0 | 0 | 0
| Cumulative Retirements of Capacity | TVA_Transmission | South | Coal-CCS | IGCC-CCS | 0 | 0 | 0 | 0 | 0 | 0 | IGCC-CCS | 0 | 0 | 0 | 0 | 0 | 0
| Cumulative Retirements of Capacity | TVA_Transmission | South | Off-shore Wind | WT_off | 0 | 0 | 0 | 0 | 0 | 0 | WT_off | 0 | 0 | 0 | 0 | 0 | 0
| Cumulative Retirements of Capacity | TVA_Transmission | South | Other | PseudoUnit | 0 | 0 | 0 | 0 | 0 | 0 | PseudoUnit | 0 | 0 | 0 | 0 | 0 | 0
| Cumulative Retirements of Capacity | TVA_Transmission | South | HQ/Maritimes | FixedInterchange | 0 | 0 | 0 | 0 | 0 | 0 | FixedInterchange | 0 | 0 | 0 | 0 | 0 | 0
Cumulative Retirements of Capacity
| Cumulative Retirements of Capacity |  |  |  | Cumulative Retirements of Capacity by Reporting Type: VACAR | [6 empty] | Cumulative Retirements of Capacity by Reporting Type: VACAR
| Cumulative Retirements of Capacity |  |  |  | ReportingType | 2015 | 2020 | 2025 | 2030 | 2035 | 2040 | ReportingType | 2015 | 2020 | 2025 | 2030 | 2035 | 2040
| Cumulative Retirements of Capacity | VACAR | South | Other Renew | BM | 0 | 0 | 0 | 0 | 0 | 0 | BM | 0 | 0 | 0 | 0 | 0 | 0
| Cumulative Retirements of Capacity | VACAR | South | CC | CC | 0 | 0 | 0 | 0.03 | 2696.35 | 9152.68 | CC | 0 | 0 | 0 | 0 | 3265.13 | 8761.32
| Cumulative Retirements of Capacity | VACAR | South | Other Renew | CSP | 0 | 0 | 0 | 0 | 0 | 0 | CSP | 0 | 0 | 0 | 0 | 0 | 0
| Cumulative Retirements of Capacity | VACAR | South | CT | CT | 0 | 0 | 0 | 717.12 | 717.12 | 717.12 | CT | 0 | 0 | 0 | 717.2 | 717.2 | 717.2
| Cumulative Retirements of Capacity | VACAR | South | Coal | Coal | 11478.39 | 13330.7 | 14324.96 | 18972.09 | 18972.17 | 18972.21 | Coal | 12176.09 | 14034.96 | 17935.9 | 18975.96 | 18975.96 | 18975.96
| Cumulative Retirements of Capacity | VACAR | South | Other Renew | Geo | 0 | 0 | 0 | 0 | 0 | 0 | Geo | 0 | 0 | 0 | 0 | 0 | 0
| Cumulative Retirements of Capacity | VACAR | South | Hydro | H | 0 | 0 | 0 | 0 | 0 | 0 | H | 0 | 0 | 0 | 0 | 0 | 0
| Cumulative Retirements of Capacity | VACAR | South | Other Renew | LFG | 0 | 0 | 0 | 0 | 0 | 0 | LFG | 0 | 0 | 0 | 0 | 0 | 0
| Cumulative Retirements of Capacity | VACAR | South | Nuclear | Nuc | 0 | 0 | 0 | 0 | 3248 | 5106 | Nuc | 0 | 0 | 0 | 0 | 3248 | 5106
| Cumulative Retirements of Capacity | VACAR | South | Other | PS | 0 | 0 | 0 | 0 | 0 | 0 | PS | 0 | 0 | 0 | 0 | 0 | 0
| Cumulative Retirements of Capacity | VACAR | South | Other Renew | PV | 0 | 0 | 0 | 0 | 0 | 0 | PV | 0 | 0 | 0 | 0 | 0 | 0
| Cumulative Retirements of Capacity | VACAR | South | CT | PeakG | 0 | 0 | 0 | 0.06 | 3863.14 | 3863.15 | PeakG | 0 | 0 | 0 | 0 | 1071.56 | 1071.56
| Cumulative Retirements of Capacity | VACAR | South | CT | PeakO | 0 | 0 | 0 | 0.07 | 1267.6 | 1267.6 | PeakO | 0 | 0 | 0 | 0 | 1268 | 1268
| Cumulative Retirements of Capacity | VACAR | South | Other Renew | ST | 0 | 0 | 0 | 0 | 0 | 0 | ST | 0 | 0 | 0 | 0 | 0 | 0
| Cumulative Retirements of Capacity | VACAR | South | Steam O/G | STOG | 0 | 0 | 0 | 90.75 | 91.93 | 91.93 | STOG | 0 | 0 | 0 | 63.78 | 92 | 92
| Cumulative Retirements of Capacity | VACAR | South | Other Renew | STWD | 0 | 0 | 0 | 0 | 0 | 0 | STWD | 0 | 0 | 0 | 0 | 0 | 0
| Cumulative Retirements of Capacity | VACAR | South | On-shore Wind | WT | 0 | 0 | 0 | 0 | 0 | 0 | WT | 0 | 0 | 0 | 0 | 0 | 0
| Cumulative Retirements of Capacity | VACAR | South | Coal | IGCC | 0 | 0 | 0 | 0 | 0 | 0 | IGCC | 0 | 0 | 0 | 0 | 0 | 0
| Cumulative Retirements of Capacity | VACAR | South | DR | DemandResponse | 0 | 0 | 0 | 0 | 0 | 0 | DemandResponse | 0 | 0 | 0 | 0 | 0 | 0
| Cumulative Retirements of Capacity | VACAR | South | Coal-CCS | IGCC-CCS | 0 | 0 | 0 | 0 | 0 | 0 | IGCC-CCS | 0 | 0 | 0 | 0 | 0 | 0
| Cumulative Retirements of Capacity | VACAR | South | Off-shore Wind | WT_off | 0 | 0 | 0 | 0 | 0 | 0 | WT_off | 0 | 0 | 0 | 0 | 0 | 0
| Cumulative Retirements of Capacity | VACAR | South | Other | PseudoUnit | 0 | 0 | 0 | 0 | 0 | 0 | PseudoUnit | 0 | 0 | 0 | 0 | 0 | 0
| Cumulative Retirements of Capacity | VACAR | South | HQ/Maritimes | FixedInterchange | 0 | 0 | 0 | 0 | 0 | 0 | FixedInterchange | 0 | 0 | 0 | 0 | 0 | 0
Cumulative Retirements of Capacity
| Cumulative Retirements of Capacity |  |  |  | Cumulative Retirements of Capacity by Reporting Type: IESO | [6 empty] | Cumulative Retirements of Capacity by Reporting Type: IESO
| Cumulative Retirements of Capacity |  |  |  | ReportingType | 2015 | 2020 | 2025 | 2030 | 2035 | 2040 | ReportingType | 2015 | 2020 | 2025 | 2030 | 2035 | 2040
| Cumulative Retirements of Capacity | IESO | Ontario | Other Renew | BM | 0 | 0 | 0 | 0 | 0 | 0 | BM | 0 | 0 | 0 | 0 | 0 | 0
| Cumulative Retirements of Capacity | IESO | Ontario | CC | CC | 5942.73 | 5942.73 | 5942.74 | 5942.74 | 5942.74 | 5942.74 | CC | 5943 | 5943 | 5943 | 5943 | 5943 | 5943
| Cumulative Retirements of Capacity | IESO | Ontario | Other Renew | CSP | 0 | 0 | 0 | 0 | 0 | 0 | CSP | 0 | 0 | 0 | 0 | 0 | 0
| Cumulative Retirements of Capacity | IESO | Ontario | CT | CT | 0 | 0 | 0 | 0 | 367.35 | 367.35 | CT | 0 | 0 | 0 | 0 | 367.99 | 367.99
| Cumulative Retirements of Capacity | IESO | Ontario | Coal | Coal | 6415.98 | 6415.98 | 6415.98 | 6415.98 | 6415.98 | 6415.98 | Coal | 6416 | 6416 | 6416 | 6416 | 6416 | 6416
| Cumulative Retirements of Capacity | IESO | Ontario | Other Renew | Geo | 0 | 0 | 0 | 0 | 0 | 0 | Geo | 0 | 0 | 0 | 0 | 0 | 0
| Cumulative Retirements of Capacity | IESO | Ontario | Hydro | H | 0 | 0 | 0 | 0 | 0 | 0 | H | 0 | 0 | 0 | 0 | 0 | 0
| Cumulative Retirements of Capacity | IESO | Ontario | Other Renew | LFG | 0 | 0 | 0 | 0 | 0 | 0 | LFG | 0 | 0 | 0 | 0 | 0 | 0
| Cumulative Retirements of Capacity | IESO | Ontario | Nuclear | Nuc | 0 | 0 | 0 | 0 | 1030 | 2570 | Nuc | 0 | 0 | 0 | 0 | 1030 | 2570
| Cumulative Retirements of Capacity | IESO | Ontario | Other | PS | 0 | 0 | 0 | 0 | 0 | 0 | PS | 0 | 0 | 0 | 0 | 0 | 0
| Cumulative Retirements of Capacity | IESO | Ontario | Other Renew | PV | 0 | 0 | 0 | 0 | 1067.26 | 1067.26 | PV | 0 | 0 | 0 | 0 | 1067.26 | 1067.26
| Cumulative Retirements of Capacity | IESO | Ontario | CT | PeakG | 581.99 | 581.99 | 581.99 | 582 | 582 | 582 | PeakG | 583.98 | 583.98 | 583.98 | 583.98 | 583.98 | 583.98
| Cumulative Retirements of Capacity | IESO | Ontario | CT | PeakO | 174.73 | 174.74 | 174.74 | 174.74 | 174.74 | 174.74 | PeakO | 175 | 175 | 175 | 175 | 175 | 175
| Cumulative Retirements of Capacity | IESO | Ontario | Other Renew | ST | 0 | 0 | 0 | 0 | 0 | 0 | ST | 0 | 0 | 0 | 0 | 0 | 0
| Cumulative Retirements of Capacity | IESO | Ontario | Steam O/G | STOG | 2125.96 | 2125.97 | 2125.97 | 2125.97 | 2125.97 | 2125.97 | STOG | 2126 | 2126 | 2126 | 2126 | 2126 | 2126
| Cumulative Retirements of Capacity | IESO | Ontario | Other Renew | STWD | 0 | 0 | 0 | 0 | 0 | 0 | STWD | 0 | 0 | 0 | 0 | 0 | 0
| Cumulative Retirements of Capacity | IESO | Ontario | On-shore Wind | WT | 0 | 0 | 0 | 0 | 0 | 0 | WT | 0 | 0 | 0 | 0 | 0 | 0
| Cumulative Retirements of Capacity | IESO | Ontario | Coal | IGCC | 0 | 0 | 0 | 0 | 0 | 0 | IGCC | 0 | 0 | 0 | 0 | 0 | 0
| Cumulative Retirements of Capacity | IESO | Ontario | DR | DemandResponse | 0 | 0 | 0 | 0 | 0 | 0 | DemandResponse | 0 | 0 | 0 | 0 | 0 | 0
| Cumulative Retirements of Capacity | IESO | Ontario | Coal-CCS | IGCC-CCS | 0 | 0 | 0 | 0 | 0 | 0 | IGCC-CCS | 0 | 0 | 0 | 0 | 0 | 0
| Cumulative Retirements of Capacity | IESO | Ontario | Off-shore Wind | WT_off | 0 | 0 | 0 | 0 | 0 | 0 | WT_off | 0 | 0 | 0 | 0 | 0 | 0
| Cumulative Retirements of Capacity | IESO | Ontario | Other | PseudoUnit | 0 | 0 | 0 | 0 | 0 | 0 | PseudoUnit | 0 | 0 | 0 | 0 | 0 | 0
| Cumulative Retirements of Capacity | IESO | Ontario | HQ/Maritimes | FixedInterchange | 0 | 0 | 0 | 0 | 0 | 0 | FixedInterchange | 0 | 0 | 0 | 0 | 0 | 0
Cumulative Retirements of Capacity
| Cumulative Retirements of Capacity |  |  |  | Cumulative Retirements of Capacity by Reporting Type: MAPP_CA | [6 empty] | Cumulative Retirements of Capacity by Reporting Type: MAPP_CA
| Cumulative Retirements of Capacity |  |  |  | ReportingType | 2015 | 2020 | 2025 | 2030 | 2035 | 2040 | ReportingType | 2015 | 2020 | 2025 | 2030 | 2035 | 2040
| Cumulative Retirements of Capacity | MAPP_CA | Midwest | Other Renew | BM | 0 | 0 | 0 | 0 | 0 | 0 | BM | 0 | 0 | 0 | 0 | 0 | 0
| Cumulative Retirements of Capacity | MAPP_CA | Midwest | CC | CC | 0 | 0 | 730.89 | 730.92 | 730.93 | 730.94 | CC | 0 | 0 | 731 | 731 | 731 | 731
| Cumulative Retirements of Capacity | MAPP_CA | Midwest | Other Renew | CSP | 0 | 0 | 0 | 0 | 0 | 0 | CSP | 0 | 0 | 0 | 0 | 0 | 0
| Cumulative Retirements of Capacity | MAPP_CA | Midwest | CT | CT | 0 | 0 | 0 | 0 | 0 | 0.01 | CT | 0 | 0 | 0 | 0 | 0 | 0
| Cumulative Retirements of Capacity | MAPP_CA | Midwest | Coal | Coal | 795.15 | 1355.48 | 1745.84 | 1745.85 | 1745.85 | 1745.86 | Coal | 795.09 | 1355.42 | 1745.9 | 1745.9 | 1745.9 | 1745.9
| Cumulative Retirements of Capacity | MAPP_CA | Midwest | Other Renew | Geo | 0 | 0 | 0 | 0 | 0 | 0 | Geo | 0 | 0 | 0 | 0 | 0 | 0
| Cumulative Retirements of Capacity | MAPP_CA | Midwest | Hydro | H | 0 | 0 | 0 | 0 | 0 | 0 | H | 0 | 0 | 0 | 0 | 0 | 0
| Cumulative Retirements of Capacity | MAPP_CA | Midwest | Other Renew | LFG | 0 | 0 | 0 | 0 | 0 | 0 | LFG | 0 | 0 | 0 | 0 | 0 | 0
| Cumulative Retirements of Capacity | MAPP_CA | Midwest | Nuclear | Nuc | 0 | 0 | 0 | 0 | 0 | 0 | Nuc | 0 | 0 | 0 | 0 | 0 | 0
| Cumulative Retirements of Capacity | MAPP_CA | Midwest | Other | PS | 0 | 0 | 0 | 0 | 0 | 0 | PS | 0 | 0 | 0 | 0 | 0 | 0
| Cumulative Retirements of Capacity | MAPP_CA | Midwest | Other Renew | PV | 0 | 0 | 0 | 0 | 0 | 0 | PV | 0 | 0 | 0 | 0 | 0 | 0
| Cumulative Retirements of Capacity | MAPP_CA | Midwest | CT | PeakG | 0 | 0 | 553.24 | 558.88 | 558.89 | 558.9 | PeakG | 0 | 0 | 553 | 559 | 559 | 559
| Cumulative Retirements of Capacity | MAPP_CA | Midwest | CT | PeakO | 0 | 0 | 3.93 | 3.97 | 3.97 | 3.97 | PeakO | 0 | 0 | 4 | 4 | 4 | 4
| Cumulative Retirements of Capacity | MAPP_CA | Midwest | Other Renew | ST | 0 | 0 | 0 | 0 | 0 | 0 | ST | 0 | 0 | 0 | 0 | 0 | 0
| Cumulative Retirements of Capacity | MAPP_CA | Midwest | Steam O/G | STOG | 0 | 0 | 125.97 | 125.97 | 125.97 | 125.98 | STOG | 0 | 0 | 126 | 126 | 126 | 126
| Cumulative Retirements of Capacity | MAPP_CA | Midwest | Other Renew | STWD | 0 | 0 | 0 | 0 | 0 | 0 | STWD | 0 | 0 | 0 | 0 | 0 | 0
| Cumulative Retirements of Capacity | MAPP_CA | Midwest | On-shore Wind | WT | 0 | 0 | 0 | 0 | 302.35 | 302.35 | WT | 0 | 0 | 0 | 0 | 302.4 | 302.4
| Cumulative Retirements of Capacity | MAPP_CA | Midwest | Coal | IGCC | 0 | 0 | 0 | 0 | 0 | 0 | IGCC | 0 | 0 | 0 | 0 | 0 | 0
| Cumulative Retirements of Capacity | MAPP_CA | Midwest | DR | DemandResponse | 0 | 0 | 0 | 0 | 0 | 0 | DemandResponse | 0 | 0 | 0 | 0 | 0 | 0
| Cumulative Retirements of Capacity | MAPP_CA | Midwest | Coal-CCS | IGCC-CCS | 0 | 0 | 0 | 0 | 0 | 0 | IGCC-CCS | 0 | 0 | 0 | 0 | 0 | 0
| Cumulative Retirements of Capacity | MAPP_CA | Midwest | Off-shore Wind | WT_off | 0 | 0 | 0 | 0 | 0 | 0 | WT_off | 0 | 0 | 0 | 0 | 0 | 0
| Cumulative Retirements of Capacity | MAPP_CA | Midwest | Other | PseudoUnit | 0 | 0 | 0 | 0 | 0 | 0 | PseudoUnit | 0 | 0 | 0 | 0 | 0 | 0
| Cumulative Retirements of Capacity | MAPP_CA | Midwest | HQ/Maritimes | FixedInterchange | 0 | 0 | 0 | 0 | 0 | 0 | FixedInterchange | 0 | 0 | 0 | 0 | 0 | 0
Cumulative Retirements of Capacity
| Cumulative Retirements of Capacity |  |  |  | Cumulative Retirements of Capacity by Reporting Type: AZ_NM_SNV_Coal | [6 empty] | Cumulative Retirements of Capacity by Reporting Type: AZ_NM_SNV_Coal
| Cumulative Retirements of Capacity |  |  |  | ReportingType | 2015 | 2020 | 2025 | 2030 | 2035 | 2040 | ReportingType | 2015 | 2020 | 2025 | 2030 | 2035 | 2040
| Cumulative Retirements of Capacity | AZ_NM_SNV_Coal | West | Other Renew | BM | 0 | 0 | 0 | 0 | 0 | 0 | BM | 0 | 0 | 0 | 0 | 0 | 0
| Cumulative Retirements of Capacity | AZ_NM_SNV_Coal | West | CC | CC | 0 | 0 | 0 | 0 | 0 | 0 | CC | 0 | 0 | 0 | 0 | 0 | 0
| Cumulative Retirements of Capacity | AZ_NM_SNV_Coal | West | Other Renew | CSP | 0 | 0 | 0 | 0 | 0 | 0 | CSP | 0 | 0 | 0 | 0 | 0 | 0
| Cumulative Retirements of Capacity | AZ_NM_SNV_Coal | West | CT | CT | 0 | 0 | 0 | 0 | 0 | 0 | CT | 0 | 0 | 0 | 0 | 0 | 0
| Cumulative Retirements of Capacity | AZ_NM_SNV_Coal | West | Coal | Coal | 2991.88 | 3589.02 | 6271.27 | 9653.37 | 9653.49 | 9653.6 | Coal | 2989.73 | 3589.99 | 6237.32 | 9647.99 | 9647.99 | 9647.99
| Cumulative Retirements of Capacity | AZ_NM_SNV_Coal | West | Other Renew | Geo | 0 | 0 | 0 | 0 | 0 | 0 | Geo | 0 | 0 | 0 | 0 | 0 | 0
| Cumulative Retirements of Capacity | AZ_NM_SNV_Coal | West | Hydro | H | 0 | 0 | 0 | 0 | 0 | 0 | H | 0 | 0 | 0 | 0 | 0 | 0
| Cumulative Retirements of Capacity | AZ_NM_SNV_Coal | West | Other Renew | LFG | 0 | 0 | 0 | 0 | 0 | 0 | LFG | 0 | 0 | 0 | 0 | 0 | 0
| Cumulative Retirements of Capacity | AZ_NM_SNV_Coal | West | Nuclear | Nuc | 0 | 0 | 0 | 0 | 0 | 0 | Nuc | 0 | 0 | 0 | 0 | 0 | 0
| Cumulative Retirements of Capacity | AZ_NM_SNV_Coal | West | Other | PS | 0 | 0 | 0 | 0 | 0 | 0 | PS | 0 | 0 | 0 | 0 | 0 | 0
| Cumulative Retirements of Capacity | AZ_NM_SNV_Coal | West | Other Renew | PV | 0 | 0 | 0 | 0 | 0 | 0 | PV | 0 | 0 | 0 | 0 | 0 | 0
| Cumulative Retirements of Capacity | AZ_NM_SNV_Coal | West | CT | PeakG | 0 | 0 | 0 | 0 | 0 | 0 | PeakG | 0 | 0 | 0 | 0 | 0 | 0
| Cumulative Retirements of Capacity | AZ_NM_SNV_Coal | West | CT | PeakO | 0 | 0 | 0 | 0.01 | 0.02 | 0.03 | PeakO | 0 | 0 | 0 | 0 | 0 | 0
| Cumulative Retirements of Capacity | AZ_NM_SNV_Coal | West | Other Renew | ST | 0 | 0 | 0 | 0 | 0 | 0 | ST | 0 | 0 | 0 | 0 | 0 | 0
| Cumulative Retirements of Capacity | AZ_NM_SNV_Coal | West | Steam O/G | STOG | 0 | 0 | 0 | 0 | 0 | 0 | STOG | 0 | 0 | 0 | 0 | 0 | 0
| Cumulative Retirements of Capacity | AZ_NM_SNV_Coal | West | Other Renew | STWD | 0 | 0 | 0 | 0 | 0 | 0 | STWD | 0 | 0 | 0 | 0 | 0 | 0
| Cumulative Retirements of Capacity | AZ_NM_SNV_Coal | West | On-shore Wind | WT | 0 | 0 | 0 | 0 | 0 | 0 | WT | 0 | 0 | 0 | 0 | 0 | 0
| Cumulative Retirements of Capacity | AZ_NM_SNV_Coal | West | Coal | IGCC | 0 | 0 | 0 | 0 | 0 | 0 | IGCC | 0 | 0 | 0 | 0 | 0 | 0
| Cumulative Retirements of Capacity | AZ_NM_SNV_Coal | West | DR | DemandResponse | 0 | 0 | 0 | 0 | 0 | 0 | DemandResponse | 0 | 0 | 0 | 0 | 0 | 0
| Cumulative Retirements of Capacity | AZ_NM_SNV_Coal | West | Coal-CCS | IGCC-CCS | 0 | 0 | 0 | 0 | 0 | 0 | IGCC-CCS | 0 | 0 | 0 | 0 | 0 | 0
| Cumulative Retirements of Capacity | AZ_NM_SNV_Coal | West | Off-shore Wind | WT_off | 0 | 0 | 0 | 0 | 0 | 0 | WT_off | 0 | 0 | 0 | 0 | 0 | 0
| Cumulative Retirements of Capacity | AZ_NM_SNV_Coal | West | Other | PseudoUnit | 0 | 0 | 0 | 0 | 0 | 0 | PseudoUnit | 0 | 0 | 0 | 0 | 0 | 0
| Cumulative Retirements of Capacity | AZ_NM_SNV_Coal | West | HQ/Maritimes | FixedInterchange | 0 | 0 | 0 | 0 | 0 | 0 | FixedInterchange | 0 | 0 | 0 | 0 | 0 | 0
Cumulative Retirements of Capacity
| Cumulative Retirements of Capacity |  |  |  | Cumulative Retirements of Capacity by Reporting Type: AZ_NM_SNV_Gas | [6 empty] | Cumulative Retirements of Capacity by Reporting Type: AZ_NM_SNV_Gas
| Cumulative Retirements of Capacity |  |  |  | ReportingType | 2015 | 2020 | 2025 | 2030 | 2035 | 2040 | ReportingType | 2015 | 2020 | 2025 | 2030 | 2035 | 2040
| Cumulative Retirements of Capacity | AZ_NM_SNV_Gas | West | Other Renew | BM | 0 | 0 | 0 | 0 | 0 | 0 | BM | 0 | 0 | 0 | 0 | 0 | 0
| Cumulative Retirements of Capacity | AZ_NM_SNV_Gas | West | CC | CC | 1094.67 | 1094.67 | 1094.67 | 2504.75 | 6766.69 | 7244.14 | CC | 1095 | 1095 | 1095 | 1419.94 | 5835.35 | 6602.32
| Cumulative Retirements of Capacity | AZ_NM_SNV_Gas | West | Other Renew | CSP | 0 | 0 | 0 | 0 | 0 | 0 | CSP | 0 | 0 | 0 | 0 | 0 | 0
| Cumulative Retirements of Capacity | AZ_NM_SNV_Gas | West | CT | CT | 0 | 0 | 0 | 0 | 735.89 | 735.9 | CT | 0 | 0 | 0 | 0 | 736 | 736
| Cumulative Retirements of Capacity | AZ_NM_SNV_Gas | West | Coal | Coal | 0 | 0 | 0 | 0 | 0 | 0 | Coal | 0 | 0 | 0 | 0 | 0 | 0
| Cumulative Retirements of Capacity | AZ_NM_SNV_Gas | West | Other Renew | Geo | 0 | 0 | 0 | 0 | 0 | 0 | Geo | 0 | 0 | 0 | 0 | 0 | 0
| Cumulative Retirements of Capacity | AZ_NM_SNV_Gas | West | Hydro | H | 0 | 0 | 0 | 0 | 0 | 0 | H | 0 | 0 | 0 | 0 | 0 | 0
| Cumulative Retirements of Capacity | AZ_NM_SNV_Gas | West | Other Renew | LFG | 0 | 0 | 0 | 0 | 0 | 0 | LFG | 0 | 0 | 0 | 0 | 0 | 0
| Cumulative Retirements of Capacity | AZ_NM_SNV_Gas | West | Nuclear | Nuc | 0 | 0 | 0 | 0 | 0 | 0 | Nuc | 0 | 0 | 0 | 0 | 0 | 0
| Cumulative Retirements of Capacity | AZ_NM_SNV_Gas | West | Other | PS | 0 | 0 | 0 | 0 | 0 | 0 | PS | 0 | 0 | 0 | 0 | 0 | 0
| Cumulative Retirements of Capacity | AZ_NM_SNV_Gas | West | Other Renew | PV | 0 | 0 | 0 | 0 | 0 | 0 | PV | 0 | 0 | 0 | 0 | 0 | 0
| Cumulative Retirements of Capacity | AZ_NM_SNV_Gas | West | CT | PeakG | 0.01 | 0.01 | 0.01 | 0.02 | 0.02 | 0.03 | PeakG | 0 | 0 | 0 | 0 | 0 | 0
| Cumulative Retirements of Capacity | AZ_NM_SNV_Gas | West | CT | PeakO | 0 | 0 | 0 | 0 | 0 | 0 | PeakO | 0 | 0 | 0 | 0 | 0 | 0
| Cumulative Retirements of Capacity | AZ_NM_SNV_Gas | West | Other Renew | ST | 0 | 0 | 0 | 0 | 0 | 0 | ST | 0 | 0 | 0 | 0 | 0 | 0
| Cumulative Retirements of Capacity | AZ_NM_SNV_Gas | West | Steam O/G | STOG | 2063.89 | 2063.89 | 2063.89 | 2063.89 | 2063.9 | 2063.9 | STOG | 2064 | 2064 | 2064 | 2064 | 2064 | 2064
| Cumulative Retirements of Capacity | AZ_NM_SNV_Gas | West | Other Renew | STWD | 0 | 0 | 0 | 0 | 0 | 0 | STWD | 0 | 0 | 0 | 0 | 0 | 0
| Cumulative Retirements of Capacity | AZ_NM_SNV_Gas | West | On-shore Wind | WT | 0 | 0 | 0 | 0 | 0 | 0 | WT | 0 | 0 | 0 | 0 | 0 | 0
| Cumulative Retirements of Capacity | AZ_NM_SNV_Gas | West | Coal | IGCC | 0 | 0 | 0 | 0 | 0 | 0 | IGCC | 0 | 0 | 0 | 0 | 0 | 0
| Cumulative Retirements of Capacity | AZ_NM_SNV_Gas | West | DR | DemandResponse | 0 | 0 | 0 | 0 | 0 | 0 | DemandResponse | 0 | 0 | 0 | 0 | 0 | 0
| Cumulative Retirements of Capacity | AZ_NM_SNV_Gas | West | Coal-CCS | IGCC-CCS | 0 | 0 | 0 | 0 | 0 | 0 | IGCC-CCS | 0 | 0 | 0 | 0 | 0 | 0
| Cumulative Retirements of Capacity | AZ_NM_SNV_Gas | West | Off-shore Wind | WT_off | 0 | 0 | 0 | 0 | 0 | 0 | WT_off | 0 | 0 | 0 | 0 | 0 | 0
| Cumulative Retirements of Capacity | AZ_NM_SNV_Gas | West | Other | PseudoUnit | 0 | 0 | 0 | 0 | 0 | 0 | PseudoUnit | 0 | 0 | 0 | 0 | 0 | 0
| Cumulative Retirements of Capacity | AZ_NM_SNV_Gas | West | HQ/Maritimes | FixedInterchange | 0 | 0 | 0 | 0 | 0 | 0 | FixedInterchange | 0 | 0 | 0 | 0 | 0 | 0
Cumulative Retirements of Capacity
| Cumulative Retirements of Capacity |  |  |  | Cumulative Retirements of Capacity by Reporting Type: AZ_NM_SNV_NucRenew | [6 empty] | Cumulative Retirements of Capacity by Reporting Type: AZ_NM_SNV_NucRenew
| Cumulative Retirements of Capacity |  |  |  | ReportingType | 2015 | 2020 | 2025 | 2030 | 2035 | 2040 | ReportingType | 2015 | 2020 | 2025 | 2030 | 2035 | 2040
| Cumulative Retirements of Capacity | AZ_NM_SNV_NucRenew | West | Other Renew | BM | 0 | 0 | 0 | 0 | 0 | 0 | BM | 0 | 0 | 0 | 0 | 0 | 0
| Cumulative Retirements of Capacity | AZ_NM_SNV_NucRenew | West | CC | CC | 0 | 0 | 0 | 0 | 0 | 0 | CC | 0 | 0 | 0 | 0 | 0 | 0
| Cumulative Retirements of Capacity | AZ_NM_SNV_NucRenew | West | Other Renew | CSP | 65 | 65 | 65 | 65 | 65 | 65 | CSP | 65 | 65 | 65 | 65 | 65 | 65
| Cumulative Retirements of Capacity | AZ_NM_SNV_NucRenew | West | CT | CT | 0 | 0 | 0 | 0 | 0 | 0 | CT | 0 | 0 | 0 | 0 | 0 | 0
| Cumulative Retirements of Capacity | AZ_NM_SNV_NucRenew | West | Coal | Coal | 0 | 0 | 0 | 0 | 0 | 0 | Coal | 0 | 0 | 0 | 0 | 0 | 0
| Cumulative Retirements of Capacity | AZ_NM_SNV_NucRenew | West | Other Renew | Geo | 0 | 0 | 0 | 0 | 0 | 0 | Geo | 0 | 0 | 0 | 0 | 0 | 0
| Cumulative Retirements of Capacity | AZ_NM_SNV_NucRenew | West | Hydro | H | 0 | 0 | 0 | 0 | 0 | 0 | H | 0 | 0 | 0 | 0 | 0 | 0
| Cumulative Retirements of Capacity | AZ_NM_SNV_NucRenew | West | Other Renew | LFG | 0 | 0 | 0 | 0 | 0 | 0 | LFG | 0 | 0 | 0 | 0 | 0 | 0
| Cumulative Retirements of Capacity | AZ_NM_SNV_NucRenew | West | Nuclear | Nuc | 0 | 0 | 0 | 0 | 0 | 0 | Nuc | 0 | 0 | 0 | 0 | 0 | 0
| Cumulative Retirements of Capacity | AZ_NM_SNV_NucRenew | West | Other | PS | 0 | 0 | 0 | 0 | 0 | 0 | PS | 0 | 0 | 0 | 0 | 0 | 0
| Cumulative Retirements of Capacity | AZ_NM_SNV_NucRenew | West | Other Renew | PV | 0 | 0 | 0 | 0 | 0 | 0 | PV | 0 | 0 | 0 | 0 | 0 | 0
| Cumulative Retirements of Capacity | AZ_NM_SNV_NucRenew | West | CT | PeakG | 0 | 0 | 0 | 0 | 0 | 0 | PeakG | 0 | 0 | 0 | 0 | 0 | 0
| Cumulative Retirements of Capacity | AZ_NM_SNV_NucRenew | West | CT | PeakO | 0 | 0 | 0 | 0 | 0 | 0 | PeakO | 0 | 0 | 0 | 0 | 0 | 0
| Cumulative Retirements of Capacity | AZ_NM_SNV_NucRenew | West | Other Renew | ST | 0 | 0 | 0 | 0 | 0 | 0 | ST | 0 | 0 | 0 | 0 | 0 | 0
| Cumulative Retirements of Capacity | AZ_NM_SNV_NucRenew | West | Steam O/G | STOG | 0 | 0 | 0 | 0 | 0 | 0 | STOG | 0 | 0 | 0 | 0 | 0 | 0
| Cumulative Retirements of Capacity | AZ_NM_SNV_NucRenew | West | Other Renew | STWD | 0 | 0 | 0 | 0 | 0 | 0 | STWD | 0 | 0 | 0 | 0 | 0 | 0
| Cumulative Retirements of Capacity | AZ_NM_SNV_NucRenew | West | On-shore Wind | WT | 0 | 0 | 0 | 0 | 0 | 0 | WT | 0 | 0 | 0 | 0 | 0 | 0
| Cumulative Retirements of Capacity | AZ_NM_SNV_NucRenew | West | Coal | IGCC | 0 | 0 | 0 | 0 | 0 | 0 | IGCC | 0 | 0 | 0 | 0 | 0 | 0
| Cumulative Retirements of Capacity | AZ_NM_SNV_NucRenew | West | DR | DemandResponse | 0 | 0 | 0 | 0 | 0 | 0 | DemandResponse | 0 | 0 | 0 | 0 | 0 | 0
| Cumulative Retirements of Capacity | AZ_NM_SNV_NucRenew | West | Coal-CCS | IGCC-CCS | 0 | 0 | 0 | 0 | 0 | 0 | IGCC-CCS | 0 | 0 | 0 | 0 | 0 | 0
| Cumulative Retirements of Capacity | AZ_NM_SNV_NucRenew | West | Off-shore Wind | WT_off | 0 | 0 | 0 | 0 | 0 | 0 | WT_off | 0 | 0 | 0 | 0 | 0 | 0
| Cumulative Retirements of Capacity | AZ_NM_SNV_NucRenew | West | Other | PseudoUnit | 0 | 0 | 0 | 0 | 0 | 0 | PseudoUnit | 0 | 0 | 0 | 0 | 0 | 0
| Cumulative Retirements of Capacity | AZ_NM_SNV_NucRenew | West | HQ/Maritimes | FixedInterchange | 0 | 0 | 0 | 0 | 0 | 0 | FixedInterchange | 0 | 0 | 0 | 0 | 0 | 0
Cumulative Retirements of Capacity
| Cumulative Retirements of Capacity |  |  |  | Cumulative Retirements of Capacity by Reporting Type: ERCOT | [6 empty] | Cumulative Retirements of Capacity by Reporting Type: ERCOT
| Cumulative Retirements of Capacity |  |  |  | ReportingType | 2015 | 2020 | 2025 | 2030 | 2035 | 2040 | ReportingType | 2015 | 2020 | 2025 | 2030 | 2035 | 2040
| Cumulative Retirements of Capacity | ERCOT | Texas | Other Renew | BM | 0 | 0 | 0 | 0 | 0 | 0 | BM | 0 | 0 | 0 | 0 | 0 | 0
| Cumulative Retirements of Capacity | ERCOT | Texas | CC | CC | 0 | 0.01 | 0.01 | 0.03 | 6330.09 | 10205.1 | CC | 0 | 0 | 0 | 0 | 7185.37 | 11059.88
| Cumulative Retirements of Capacity | ERCOT | Texas | Other Renew | CSP | 0 | 0 | 0 | 0 | 0 | 0 | CSP | 0 | 0 | 0 | 0 | 0 | 0
| Cumulative Retirements of Capacity | ERCOT | Texas | CT | CT | 0 | 0 | 0 | 0 | 249.9 | 249.9 | CT | 0 | 0 | 0 | 0 | 250 | 250
| Cumulative Retirements of Capacity | ERCOT | Texas | Coal | Coal | 13962.56 | 15500.65 | 16060.54 | 16060.77 | 16060.89 | 16060.98 | Coal | 13966.72 | 15501.86 | 16061.86 | 16061.86 | 16061.86 | 16061.86
| Cumulative Retirements of Capacity | ERCOT | Texas | Other Renew | Geo | 0 | 0 | 0 | 0 | 0 | 0 | Geo | 0 | 0 | 0 | 0 | 0 | 0
| Cumulative Retirements of Capacity | ERCOT | Texas | Hydro | H | 0 | 0 | 0 | 0 | 0 | 0 | H | 0 | 0 | 0 | 0 | 0 | 0
| Cumulative Retirements of Capacity | ERCOT | Texas | Other Renew | LFG | 0 | 0 | 0 | 0 | 0 | 0 | LFG | 0 | 0 | 0 | 0 | 0 | 0
| Cumulative Retirements of Capacity | ERCOT | Texas | Nuclear | Nuc | 0 | 0 | 0 | 0 | 0 | 0 | Nuc | 0 | 0 | 0 | 0 | 0 | 0
| Cumulative Retirements of Capacity | ERCOT | Texas | Other | PS | 0 | 0 | 0 | 0 | 0 | 0 | PS | 0 | 0 | 0 | 0 | 0 | 0
| Cumulative Retirements of Capacity | ERCOT | Texas | Other Renew | PV | 0 | 0 | 0 | 0 | 13.56 | 13.56 | PV | 0 | 0 | 0 | 0 | 14 | 14
| Cumulative Retirements of Capacity | ERCOT | Texas | CT | PeakG | 0 | 0 | 0 | 0.01 | 0.02 | 0.03 | PeakG | 0 | 0 | 0 | 0 | 0 | 0
| Cumulative Retirements of Capacity | ERCOT | Texas | CT | PeakO | 0 | 0 | 0 | 0.01 | 0.02 | 0.03 | PeakO | 0 | 0 | 0 | 0 | 0 | 0
| Cumulative Retirements of Capacity | ERCOT | Texas | Other Renew | ST | 0 | 0 | 0 | 0 | 0 | 0 | ST | 0 | 0 | 0 | 0 | 0 | 0
| Cumulative Retirements of Capacity | ERCOT | Texas | Steam O/G | STOG | 5474.56 | 5474.58 | 9817.81 | 13863.08 | 18932.78 | 18932.8 | STOG | 6348.8 | 6348.8 | 10503.38 | 13036.24 | 18933 | 18933
| Cumulative Retirements of Capacity | ERCOT | Texas | Other Renew | STWD | 0 | 0 | 0 | 0 | 0 | 0 | STWD | 0 | 0 | 0 | 0 | 0 | 0
| Cumulative Retirements of Capacity | ERCOT | Texas | On-shore Wind | WT | 0 | 0 | 0 | 0 | 0 | 0 | WT | 0 | 0 | 0 | 0 | 0 | 0
| Cumulative Retirements of Capacity | ERCOT | Texas | Coal | IGCC | 0 | 0 | 0 | 0 | 0 | 0 | IGCC | 0 | 0 | 0 | 0 | 0 | 0
| Cumulative Retirements of Capacity | ERCOT | Texas | DR | DemandResponse | 0 | 0 | 0 | 0 | 0 | 0 | DemandResponse | 0 | 0 | 0 | 0 | 0 | 0
| Cumulative Retirements of Capacity | ERCOT | Texas | Coal-CCS | IGCC-CCS | 0 | 0 | 0 | 0 | 0 | 0 | IGCC-CCS | 0 | 0 | 0 | 0 | 0 | 0
| Cumulative Retirements of Capacity | ERCOT | Texas | Off-shore Wind | WT_off | 0 | 0 | 0 | 0 | 0 | 0 | WT_off | 0 | 0 | 0 | 0 | 0 | 0
| Cumulative Retirements of Capacity | ERCOT | Texas | Other | PseudoUnit | 0 | 0 | 0 | 0 | 0 | 0 | PseudoUnit | 0 | 0 | 0 | 0 | 0 | 0
| Cumulative Retirements of Capacity | ERCOT | Texas | HQ/Maritimes | FixedInterchange | 0 | 0 | 0 | 0 | 0 | 0 | FixedInterchange | 0 | 0 | 0 | 0 | 0 | 0
Cumulative Retirements of Capacity
| Cumulative Retirements of Capacity |  |  |  | Cumulative Retirements of Capacity by Reporting Type: NP15 | [6 empty] | Cumulative Retirements of Capacity by Reporting Type: NP15
| Cumulative Retirements of Capacity |  |  |  | ReportingType | 2015 | 2020 | 2025 | 2030 | 2035 | 2040 | ReportingType | 2015 | 2020 | 2025 | 2030 | 2035 | 2040
| Cumulative Retirements of Capacity | NP15 | West | Other Renew | BM | 0 | 0 | 0 | 0 | 0 | 0 | BM | 0 | 0 | 0 | 0 | 0 | 0
| Cumulative Retirements of Capacity | NP15 | West | CC | CC | 0 | 0 | 0.01 | 0.02 | 0.03 | 1159.7 | CC | 0 | 0 | 0 | 0 | 0 | 25.59
| Cumulative Retirements of Capacity | NP15 | West | Other Renew | CSP | 0 | 0 | 0 | 0 | 0 | 0 | CSP | 0 | 0 | 0 | 0 | 0 | 0
| Cumulative Retirements of Capacity | NP15 | West | CT | CT | 0 | 0 | 0 | 0 | 211.21 | 211.21 | CT | 0 | 0 | 0 | 0 | 212.58 | 212.58
| Cumulative Retirements of Capacity | NP15 | West | Coal | Coal | 0 | 191.82 | 191.82 | 191.85 | 191.85 | 191.86 | Coal | 0 | 191.9 | 191.9 | 191.9 | 191.9 | 191.9
| Cumulative Retirements of Capacity | NP15 | West | Other Renew | Geo | 0 | 0 | 0 | 0 | 0 | 0 | Geo | 0 | 0 | 0 | 0 | 0 | 0
| Cumulative Retirements of Capacity | NP15 | West | Hydro | H | 0 | 0 | 0 | 0 | 0 | 0 | H | 0 | 0 | 0 | 0 | 0 | 0
| Cumulative Retirements of Capacity | NP15 | West | Other Renew | LFG | 0 | 0 | 0 | 0 | 0 | 0 | LFG | 0 | 0 | 0 | 0 | 0 | 0
| Cumulative Retirements of Capacity | NP15 | West | Nuclear | Nuc | 0 | 0 | 0 | 0 | 0 | 0 | Nuc | 0 | 0 | 0 | 0 | 0 | 0
| Cumulative Retirements of Capacity | NP15 | West | Other | PS | 0 | 0 | 0 | 0 | 0 | 0 | PS | 0 | 0 | 0 | 0 | 0 | 0
| Cumulative Retirements of Capacity | NP15 | West | Other Renew | PV | 0 | 0 | 0 | 0 | 0 | 0 | PV | 0 | 0 | 0 | 0 | 0 | 0
| Cumulative Retirements of Capacity | NP15 | West | CT | PeakG | 0 | 0 | 0 | 0 | 0.01 | 0.01 | PeakG | 0 | 0 | 0 | 0 | 0 | 0
| Cumulative Retirements of Capacity | NP15 | West | CT | PeakO | 156 | 156 | 156 | 156 | 156 | 156.01 | PeakO | 156 | 156 | 156 | 156 | 156 | 156
| Cumulative Retirements of Capacity | NP15 | West | Other Renew | ST | 0 | 0 | 0 | 0 | 0 | 0 | ST | 0 | 0 | 0 | 0 | 0 | 0
| Cumulative Retirements of Capacity | NP15 | West | Steam O/G | STOG | 1171.04 | 1171.04 | 1171.04 | 2725.59 | 3368.44 | 3368.45 | STOG | 1046.45 | 1046.45 | 1046.45 | 1772.7 | 3869.06 | 3869.06
| Cumulative Retirements of Capacity | NP15 | West | Other Renew | STWD | 0 | 0 | 0 | 0 | 0 | 0 | STWD | 0 | 0 | 0 | 0 | 0 | 0
| Cumulative Retirements of Capacity | NP15 | West | On-shore Wind | WT | 0 | 0 | 0 | 0 | 0 | 0 | WT | 0 | 0 | 0 | 0 | 0 | 0
| Cumulative Retirements of Capacity | NP15 | West | Coal | IGCC | 0 | 0 | 0 | 0 | 0 | 0 | IGCC | 0 | 0 | 0 | 0 | 0 | 0
| Cumulative Retirements of Capacity | NP15 | West | DR | DemandResponse | 0 | 0 | 0 | 0 | 0 | 0 | DemandResponse | 0 | 0 | 0 | 0 | 0 | 0
| Cumulative Retirements of Capacity | NP15 | West | Coal-CCS | IGCC-CCS | 0 | 0 | 0 | 0 | 0 | 0 | IGCC-CCS | 0 | 0 | 0 | 0 | 0 | 0
| Cumulative Retirements of Capacity | NP15 | West | Off-shore Wind | WT_off | 0 | 0 | 0 | 0 | 0 | 0 | WT_off | 0 | 0 | 0 | 0 | 0 | 0
| Cumulative Retirements of Capacity | NP15 | West | Other | PseudoUnit | 0 | 0 | 0 | 0 | 0 | 0 | PseudoUnit | 0 | 0 | 0 | 0 | 0 | 0
| Cumulative Retirements of Capacity | NP15 | West | HQ/Maritimes | FixedInterchange | 0 | 0 | 0 | 0 | 0 | 0 | FixedInterchange | 0 | 0 | 0 | 0 | 0 | 0
Cumulative Retirements of Capacity
| Cumulative Retirements of Capacity |  |  |  | Cumulative Retirements of Capacity by Reporting Type: NWPP_Coal | [6 empty] | Cumulative Retirements of Capacity by Reporting Type: NWPP_Coal
| Cumulative Retirements of Capacity |  |  |  | ReportingType | 2015 | 2020 | 2025 | 2030 | 2035 | 2040 | ReportingType | 2015 | 2020 | 2025 | 2030 | 2035 | 2040
| Cumulative Retirements of Capacity | NWPP_Coal | West | Other Renew | BM | 0 | 0 | 0 | 0 | 0 | 0 | BM | 0 | 0 | 0 | 0 | 0 | 0
| Cumulative Retirements of Capacity | NWPP_Coal | West | CC | CC | 0 | 0 | 0 | 0 | 0 | 0 | CC | 0 | 0 | 0 | 0 | 0 | 0
| Cumulative Retirements of Capacity | NWPP_Coal | West | Other Renew | CSP | 0 | 0 | 0 | 0 | 0 | 0 | CSP | 0 | 0 | 0 | 0 | 0 | 0
| Cumulative Retirements of Capacity | NWPP_Coal | West | CT | CT | 0 | 0 | 0 | 0 | 0 | 0 | CT | 0 | 0 | 0 | 0 | 0 | 0
| Cumulative Retirements of Capacity | NWPP_Coal | West | Coal | Coal | 6798.69 | 8654.02 | 13555.48 | 13555.98 | 13556.06 | 13556.13 | Coal | 6799 | 8654.69 | 13556.69 | 13556.69 | 13556.7 | 13556.7
| Cumulative Retirements of Capacity | NWPP_Coal | West | Other Renew | Geo | 0 | 0 | 0 | 0 | 0 | 0 | Geo | 0 | 0 | 0 | 0 | 0 | 0
| Cumulative Retirements of Capacity | NWPP_Coal | West | Hydro | H | 0 | 0 | 0 | 0 | 0 | 0 | H | 0 | 0 | 0 | 0 | 0 | 0
| Cumulative Retirements of Capacity | NWPP_Coal | West | Other Renew | LFG | 0 | 0 | 0 | 0 | 0 | 0 | LFG | 0 | 0 | 0 | 0 | 0 | 0
| Cumulative Retirements of Capacity | NWPP_Coal | West | Nuclear | Nuc | 0 | 0 | 0 | 0 | 0 | 0 | Nuc | 0 | 0 | 0 | 0 | 0 | 0
| Cumulative Retirements of Capacity | NWPP_Coal | West | Other | PS | 0 | 0 | 0 | 0 | 0 | 0 | PS | 0 | 0 | 0 | 0 | 0 | 0
| Cumulative Retirements of Capacity | NWPP_Coal | West | Other Renew | PV | 0 | 0 | 0 | 0 | 0 | 0 | PV | 0 | 0 | 0 | 0 | 0 | 0
| Cumulative Retirements of Capacity | NWPP_Coal | West | CT | PeakG | 0 | 0 | 0 | 0 | 0 | 0 | PeakG | 0 | 0 | 0 | 0 | 0 | 0
| Cumulative Retirements of Capacity | NWPP_Coal | West | CT | PeakO | 182.95 | 182.95 | 182.95 | 182.95 | 182.95 | 182.95 | PeakO | 183 | 183 | 183 | 183 | 183 | 183
| Cumulative Retirements of Capacity | NWPP_Coal | West | Other Renew | ST | 0 | 0 | 0 | 0 | 0 | 0 | ST | 0 | 0 | 0 | 0 | 0 | 0
| Cumulative Retirements of Capacity | NWPP_Coal | West | Steam O/G | STOG | 0 | 0 | 0 | 0 | 0 | 0 | STOG | 0 | 0 | 0 | 0 | 0 | 0
| Cumulative Retirements of Capacity | NWPP_Coal | West | Other Renew | STWD | 0 | 0 | 0 | 0 | 0 | 0 | STWD | 0 | 0 | 0 | 0 | 0 | 0
| Cumulative Retirements of Capacity | NWPP_Coal | West | On-shore Wind | WT | 0 | 0 | 0 | 0 | 0 | 0 | WT | 0 | 0 | 0 | 0 | 0 | 0
| Cumulative Retirements of Capacity | NWPP_Coal | West | Coal | IGCC | 0 | 0 | 0 | 0 | 0 | 0 | IGCC | 0 | 0 | 0 | 0 | 0 | 0
| Cumulative Retirements of Capacity | NWPP_Coal | West | DR | DemandResponse | 0 | 0 | 0 | 0 | 0 | 0 | DemandResponse | 0 | 0 | 0 | 0 | 0 | 0
| Cumulative Retirements of Capacity | NWPP_Coal | West | Coal-CCS | IGCC-CCS | 0 | 0 | 0 | 0 | 0 | 0 | IGCC-CCS | 0 | 0 | 0 | 0 | 0 | 0
| Cumulative Retirements of Capacity | NWPP_Coal | West | Off-shore Wind | WT_off | 0 | 0 | 0 | 0 | 0 | 0 | WT_off | 0 | 0 | 0 | 0 | 0 | 0
| Cumulative Retirements of Capacity | NWPP_Coal | West | Other | PseudoUnit | 0 | 0 | 0 | 0 | 0 | 0 | PseudoUnit | 0 | 0 | 0 | 0 | 0 | 0
| Cumulative Retirements of Capacity | NWPP_Coal | West | HQ/Maritimes | FixedInterchange | 0 | 0 | 0 | 0 | 0 | 0 | FixedInterchange | 0 | 0 | 0 | 0 | 0 | 0
Cumulative Retirements of Capacity
| Cumulative Retirements of Capacity |  |  |  | Cumulative Retirements of Capacity by Reporting Type: NWPP_Gas | [6 empty] | Cumulative Retirements of Capacity by Reporting Type: NWPP_Gas
| Cumulative Retirements of Capacity |  |  |  | ReportingType | 2015 | 2020 | 2025 | 2030 | 2035 | 2040 | ReportingType | 2015 | 2020 | 2025 | 2030 | 2035 | 2040
| Cumulative Retirements of Capacity | NWPP_Gas | West | Other Renew | BM | 0 | 0 | 0 | 0 | 0 | 0 | BM | 0 | 0 | 0 | 0 | 0 | 0
| Cumulative Retirements of Capacity | NWPP_Gas | West | CC | CC | 1677.93 | 1677.93 | 1677.93 | 3993.2 | 8004.84 | 8304.72 | CC | 1678 | 1678 | 1678 | 3222.3 | 8005 | 8305
| Cumulative Retirements of Capacity | NWPP_Gas | West | Other Renew | CSP | 0 | 0 | 0 | 0 | 0 | 0 | CSP | 0 | 0 | 0 | 0 | 0 | 0
| Cumulative Retirements of Capacity | NWPP_Gas | West | CT | CT | 0 | 0 | 0 | 0 | 149.95 | 149.95 | CT | 0 | 0 | 0 | 0 | 150 | 150
| Cumulative Retirements of Capacity | NWPP_Gas | West | Coal | Coal | 0 | 0 | 0 | 0 | 0 | 0 | Coal | 0 | 0 | 0 | 0 | 0 | 0
| Cumulative Retirements of Capacity | NWPP_Gas | West | Other Renew | Geo | 0 | 0 | 0 | 0 | 0 | 0 | Geo | 0 | 0 | 0 | 0 | 0 | 0
| Cumulative Retirements of Capacity | NWPP_Gas | West | Hydro | H | 0 | 0 | 0 | 0 | 0 | 0 | H | 0 | 0 | 0 | 0 | 0 | 0
| Cumulative Retirements of Capacity | NWPP_Gas | West | Other Renew | LFG | 0 | 0 | 0 | 0 | 0 | 0 | LFG | 0 | 0 | 0 | 0 | 0 | 0
| Cumulative Retirements of Capacity | NWPP_Gas | West | Nuclear | Nuc | 0 | 0 | 0 | 0 | 0 | 0 | Nuc | 0 | 0 | 0 | 0 | 0 | 0
| Cumulative Retirements of Capacity | NWPP_Gas | West | Other | PS | 0 | 0 | 0 | 0 | 0 | 0 | PS | 0 | 0 | 0 | 0 | 0 | 0
| Cumulative Retirements of Capacity | NWPP_Gas | West | Other Renew | PV | 0 | 0 | 0 | 0 | 0 | 0 | PV | 0 | 0 | 0 | 0 | 0 | 0
| Cumulative Retirements of Capacity | NWPP_Gas | West | CT | PeakG | 2622.92 | 2622.92 | 2622.92 | 2622.92 | 2622.92 | 2622.92 | PeakG | 2623 | 2623 | 2623 | 2623 | 2623 | 2623
| Cumulative Retirements of Capacity | NWPP_Gas | West | CT | PeakO | 0 | 0 | 0 | 0 | 0 | 0 | PeakO | 0 | 0 | 0 | 0 | 0 | 0
| Cumulative Retirements of Capacity | NWPP_Gas | West | Other Renew | ST | 0 | 0 | 0 | 0 | 0 | 0 | ST | 0 | 0 | 0 | 0 | 0 | 0
| Cumulative Retirements of Capacity | NWPP_Gas | West | Steam O/G | STOG | 785.98 | 785.98 | 785.98 | 785.98 | 785.98 | 785.98 | STOG | 786 | 786 | 786 | 786 | 786 | 786
| Cumulative Retirements of Capacity | NWPP_Gas | West | Other Renew | STWD | 0 | 0 | 0 | 0 | 0 | 0 | STWD | 0 | 0 | 0 | 0 | 0 | 0
| Cumulative Retirements of Capacity | NWPP_Gas | West | On-shore Wind | WT | 0 | 0 | 0 | 0 | 0 | 0 | WT | 0 | 0 | 0 | 0 | 0 | 0
| Cumulative Retirements of Capacity | NWPP_Gas | West | Coal | IGCC | 0 | 0 | 0 | 0 | 0 | 0 | IGCC | 0 | 0 | 0 | 0 | 0 | 0
| Cumulative Retirements of Capacity | NWPP_Gas | West | DR | DemandResponse | 0 | 0 | 0 | 0 | 0 | 0 | DemandResponse | 0 | 0 | 0 | 0 | 0 | 0
| Cumulative Retirements of Capacity | NWPP_Gas | West | Coal-CCS | IGCC-CCS | 0 | 0 | 0 | 0 | 0 | 0 | IGCC-CCS | 0 | 0 | 0 | 0 | 0 | 0
| Cumulative Retirements of Capacity | NWPP_Gas | West | Off-shore Wind | WT_off | 0 | 0 | 0 | 0 | 0 | 0 | WT_off | 0 | 0 | 0 | 0 | 0 | 0
| Cumulative Retirements of Capacity | NWPP_Gas | West | Other | PseudoUnit | 0 | 0 | 0 | 0 | 0 | 0 | PseudoUnit | 0 | 0 | 0 | 0 | 0 | 0
| Cumulative Retirements of Capacity | NWPP_Gas | West | HQ/Maritimes | FixedInterchange | 0 | 0 | 0 | 0 | 0 | 0 | FixedInterchange | 0 | 0 | 0 | 0 | 0 | 0
Cumulative Retirements of Capacity
| Cumulative Retirements of Capacity |  |  |  | Cumulative Retirements of Capacity by Reporting Type: NWPP_NucRenew | [6 empty] | Cumulative Retirements of Capacity by Reporting Type: NWPP_NucRenew
| Cumulative Retirements of Capacity |  |  |  | ReportingType | 2015 | 2020 | 2025 | 2030 | 2035 | 2040 | ReportingType | 2015 | 2020 | 2025 | 2030 | 2035 | 2040
| Cumulative Retirements of Capacity | NWPP_NucRenew | West | Other Renew | BM | 0 | 0 | 0 | 0 | 0 | 0 | BM | 0 | 0 | 0 | 0 | 0 | 0
| Cumulative Retirements of Capacity | NWPP_NucRenew | West | CC | CC | 0 | 0 | 0 | 0 | 0 | 0 | CC | 0 | 0 | 0 | 0 | 0 | 0
| Cumulative Retirements of Capacity | NWPP_NucRenew | West | Other Renew | CSP | 0 | 0 | 0 | 0 | 0 | 0 | CSP | 0 | 0 | 0 | 0 | 0 | 0
| Cumulative Retirements of Capacity | NWPP_NucRenew | West | CT | CT | 0 | 0 | 0 | 0 | 0 | 0 | CT | 0 | 0 | 0 | 0 | 0 | 0
| Cumulative Retirements of Capacity | NWPP_NucRenew | West | Coal | Coal | 0 | 0 | 0 | 0 | 0 | 0 | Coal | 0 | 0 | 0 | 0 | 0 | 0
| Cumulative Retirements of Capacity | NWPP_NucRenew | West | Other Renew | Geo | 4.8 | 4.8 | 4.8 | 4.8 | 4.8 | 4.8 | Geo | 4.8 | 4.8 | 4.8 | 4.8 | 4.8 | 4.8
| Cumulative Retirements of Capacity | NWPP_NucRenew | West | Hydro | H | 0 | 0 | 0 | 0 | 0 | 0 | H | 0 | 0 | 0 | 0 | 0 | 0
| Cumulative Retirements of Capacity | NWPP_NucRenew | West | Other Renew | LFG | 0 | 0 | 0 | 0 | 0 | 0 | LFG | 0 | 0 | 0 | 0 | 0 | 0
| Cumulative Retirements of Capacity | NWPP_NucRenew | West | Nuclear | Nuc | 0 | 0 | 0 | 0 | 0 | 0 | Nuc | 0 | 0 | 0 | 0 | 0 | 0
| Cumulative Retirements of Capacity | NWPP_NucRenew | West | Other | PS | 0 | 0 | 0 | 0 | 0 | 0 | PS | 0 | 0 | 0 | 0 | 0 | 0
| Cumulative Retirements of Capacity | NWPP_NucRenew | West | Other Renew | PV | 0 | 0 | 0 | 0 | 0 | 0 | PV | 0 | 0 | 0 | 0 | 0 | 0
| Cumulative Retirements of Capacity | NWPP_NucRenew | West | CT | PeakG | 0 | 0 | 0 | 0 | 0 | 0 | PeakG | 0 | 0 | 0 | 0 | 0 | 0
| Cumulative Retirements of Capacity | NWPP_NucRenew | West | CT | PeakO | 0 | 0 | 0 | 0 | 0 | 0 | PeakO | 0 | 0 | 0 | 0 | 0 | 0
| Cumulative Retirements of Capacity | NWPP_NucRenew | West | Other Renew | ST | 0 | 0 | 0 | 0 | 0 | 0 | ST | 0 | 0 | 0 | 0 | 0 | 0
| Cumulative Retirements of Capacity | NWPP_NucRenew | West | Steam O/G | STOG | 0 | 0 | 0 | 0 | 0 | 0 | STOG | 0 | 0 | 0 | 0 | 0 | 0
| Cumulative Retirements of Capacity | NWPP_NucRenew | West | Other Renew | STWD | 0 | 0 | 0 | 0 | 0 | 0 | STWD | 0 | 0 | 0 | 0 | 0 | 0
| Cumulative Retirements of Capacity | NWPP_NucRenew | West | On-shore Wind | WT | 0 | 0 | 0 | 0 | 0 | 0 | WT | 0 | 0 | 0 | 0 | 0 | 0
| Cumulative Retirements of Capacity | NWPP_NucRenew | West | Coal | IGCC | 0 | 0 | 0 | 0 | 0 | 0 | IGCC | 0 | 0 | 0 | 0 | 0 | 0
| Cumulative Retirements of Capacity | NWPP_NucRenew | West | DR | DemandResponse | 0 | 0 | 0 | 0 | 0 | 0 | DemandResponse | 0 | 0 | 0 | 0 | 0 | 0
| Cumulative Retirements of Capacity | NWPP_NucRenew | West | Coal-CCS | IGCC-CCS | 0 | 0 | 0 | 0 | 0 | 0 | IGCC-CCS | 0 | 0 | 0 | 0 | 0 | 0
| Cumulative Retirements of Capacity | NWPP_NucRenew | West | Off-shore Wind | WT_off | 0 | 0 | 0 | 0 | 0 | 0 | WT_off | 0 | 0 | 0 | 0 | 0 | 0
| Cumulative Retirements of Capacity | NWPP_NucRenew | West | Other | PseudoUnit | 0 | 0 | 0 | 0 | 0 | 0 | PseudoUnit | 0 | 0 | 0 | 0 | 0 | 0
| Cumulative Retirements of Capacity | NWPP_NucRenew | West | HQ/Maritimes | FixedInterchange | 0 | 0 | 0 | 0 | 0 | 0 | FixedInterchange | 0 | 0 | 0 | 0 | 0 | 0
Cumulative Retirements of Capacity
| Cumulative Retirements of Capacity |  |  |  | Cumulative Retirements of Capacity by Reporting Type: RMPA | [6 empty] | Cumulative Retirements of Capacity by Reporting Type: RMPA
| Cumulative Retirements of Capacity |  |  |  | ReportingType | 2015 | 2020 | 2025 | 2030 | 2035 | 2040 | ReportingType | 2015 | 2020 | 2025 | 2030 | 2035 | 2040
| Cumulative Retirements of Capacity | RMPA | West | Other Renew | BM | 0 | 0 | 0 | 0 | 0 | 0 | BM | 0 | 0 | 0 | 0 | 0 | 0
| Cumulative Retirements of Capacity | RMPA | West | CC | CC | 0.03 | 0.03 | 0.03 | 0.07 | 621.15 | 1107.09 | CC | 0 | 0 | 0 | 0 | 789.7 | 1139.96
| Cumulative Retirements of Capacity | RMPA | West | Other Renew | CSP | [6 empty] | CSP | 1 | 1 | 1 | 1 | 1 | 1 | bar: 2015 to 2040
| Cumulative Retirements of Capacity | RMPA | West | CT | CT | 0 | 0 | 0 | 0 | 151.94 | 151.94 | CT | 0 | 0 | 0 | 0 | 152 | 152
| Cumulative Retirements of Capacity | RMPA | West | Coal | Coal | 1185.75 | 2238.52 | 5930.16 | 6787.41 | 6787.51 | 6787.61 | Coal | 1186 | 2371 | 6220.86 | 6787.99 | 6788 | 6788
| Cumulative Retirements of Capacity | RMPA | West | Other Renew | Geo | 0 | 0 | 0 | 0 | 0 | 0 | Geo | 0 | 0 | 0 | 0 | 0 | 0
| Cumulative Retirements of Capacity | RMPA | West | Hydro | H | 0 | 0 | 0 | 0 | 0 | 0 | H | 0 | 0 | 0 | 0 | 0 | 0
| Cumulative Retirements of Capacity | RMPA | West | Other Renew | LFG | 0 | 0 | 0 | 0 | 0 | 0 | LFG | 0 | 0 | 0 | 0 | 0 | 0
| Cumulative Retirements of Capacity | RMPA | West | Nuclear | Nuc | 0 | 0 | 0 | 0 | 0 | 0 | Nuc | 0 | 0 | 0 | 0 | 0 | 0
| Cumulative Retirements of Capacity | RMPA | West | Other | PS | 0 | 0 | 0 | 0 | 0 | 0 | PS | 0 | 0 | 0 | 0 | 0 | 0
| Cumulative Retirements of Capacity | RMPA | West | Other Renew | PV | 0 | 0 | 0 | 0 | 0 | 0 | PV | 0 | 0 | 0 | 0 | 0 | 0
| Cumulative Retirements of Capacity | RMPA | West | CT | PeakG | 0.01 | 0.01 | 0.02 | 0.02 | 0.03 | 0.04 | PeakG | 0 | 0 | 0 | 0 | 0 | 0
| Cumulative Retirements of Capacity | RMPA | West | CT | PeakO | 175.27 | 175.27 | 175.27 | 175.27 | 175.28 | 175.29 | PeakO | 187 | 187 | 187 | 187 | 187 | 187
| Cumulative Retirements of Capacity | RMPA | West | Other Renew | ST | 0 | 0 | 0 | 0 | 0 | 0 | ST | 0 | 0 | 0 | 0 | 0 | 0
| Cumulative Retirements of Capacity | RMPA | West | Steam O/G | STOG | 216.91 | 216.91 | 216.91 | 216.91 | 216.91 | 216.91 | STOG | 217 | 217 | 217 | 217 | 217 | 217
| Cumulative Retirements of Capacity | RMPA | West | Other Renew | STWD | 0 | 0 | 0 | 0 | 0 | 0 | STWD | 0 | 0 | 0 | 0 | 0 | 0
| Cumulative Retirements of Capacity | RMPA | West | On-shore Wind | WT | 0 | 0 | 0 | 0 | 0 | 0 | WT | 0 | 0 | 0 | 0 | 0 | 0
| Cumulative Retirements of Capacity | RMPA | West | Coal | IGCC | 0 | 0 | 0 | 0 | 0 | 0 | IGCC | 0 | 0 | 0 | 0 | 0 | 0
| Cumulative Retirements of Capacity | RMPA | West | DR | DemandResponse | 0 | 0 | 0 | 0 | 0 | 0 | DemandResponse | 0 | 0 | 0 | 0 | 0 | 0
| Cumulative Retirements of Capacity | RMPA | West | Coal-CCS | IGCC-CCS | 0 | 0 | 0 | 0 | 0 | 0 | IGCC-CCS | 0 | 0 | 0 | 0 | 0 | 0
| Cumulative Retirements of Capacity | RMPA | West | Off-shore Wind | WT_off | 0 | 0 | 0 | 0 | 0 | 0 | WT_off | 0 | 0 | 0 | 0 | 0 | 0
| Cumulative Retirements of Capacity | RMPA | West | Other | PseudoUnit | 0 | 0 | 0 | 0 | 0 | 0 | PseudoUnit | 0 | 0 | 0 | 0 | 0 | 0
| Cumulative Retirements of Capacity | RMPA | West | HQ/Maritimes | FixedInterchange | 0 | 0 | 0 | 0 | 0 | 0 | FixedInterchange | 0 | 0 | 0 | 0 | 0 | 0
Cumulative Retirements of Capacity
| Cumulative Retirements of Capacity |  |  |  | Cumulative Retirements of Capacity by Reporting Type: SP15 | [6 empty] | Cumulative Retirements of Capacity by Reporting Type: SP15
| Cumulative Retirements of Capacity |  |  |  | ReportingType | 2015 | 2020 | 2025 | 2030 | 2035 | 2040 | ReportingType | 2015 | 2020 | 2025 | 2030 | 2035 | 2040
| Cumulative Retirements of Capacity | SP15 | West | Other Renew | BM | 0 | 0 | 0 | 0 | 0 | 0 | BM | 0 | 0 | 0 | 0 | 0 | 0
| Cumulative Retirements of Capacity | SP15 | West | CC | CC | 0 | 0 | 0 | 0.01 | 0.02 | 0.03 | CC | 0 | 0 | 0 | 0 | 0 | 0
| Cumulative Retirements of Capacity | SP15 | West | Other Renew | CSP | 409 | 409 | 409 | 409 | 409 | 409 | CSP | 409 | 409 | 409 | 409 | 409 | 409
| Cumulative Retirements of Capacity | SP15 | West | CT | CT | 0 | 0 | 0 | 0 | 0 | 0 | CT | 0 | 0 | 0 | 0 | 0 | 0
| Cumulative Retirements of Capacity | SP15 | West | Coal | Coal | 57 | 141.48 | 141.5 | 242.64 | 242.64 | 242.65 | Coal | 57 | 141.5 | 141.5 | 242.7 | 242.7 | 242.7
| Cumulative Retirements of Capacity | SP15 | West | Other Renew | Geo | 0 | 0 | 0 | 0 | 0 | 0 | Geo | 0 | 0 | 0 | 0 | 0 | 0
| Cumulative Retirements of Capacity | SP15 | West | Hydro | H | 0 | 0 | 0 | 0 | 0 | 0 | H | 0 | 0 | 0 | 0 | 0 | 0
| Cumulative Retirements of Capacity | SP15 | West | Other Renew | LFG | 0 | 0 | 0 | 0 | 0 | 0 | LFG | 0 | 0 | 0 | 0 | 0 | 0
| Cumulative Retirements of Capacity | SP15 | West | Nuclear | Nuc | 0 | 0 | 0 | 0 | 0 | 0 | Nuc | 0 | 0 | 0 | 0 | 0 | 0
| Cumulative Retirements of Capacity | SP15 | West | Other | PS | 0 | 0 | 0 | 0 | 0 | 0 | PS | 0 | 0 | 0 | 0 | 0 | 0
| Cumulative Retirements of Capacity | SP15 | West | Other Renew | PV | 0 | 0 | 0 | 0 | 0 | 0 | PV | 0 | 0 | 0 | 0 | 0 | 0
| Cumulative Retirements of Capacity | SP15 | West | CT | PeakG | 44 | 44 | 44 | 44 | 44.01 | 44.01 | PeakG | 44 | 44 | 44 | 44 | 44 | 44
| Cumulative Retirements of Capacity | SP15 | West | CT | PeakO | 15 | 15 | 15 | 15 | 15 | 15.01 | PeakO | 15 | 15 | 15 | 15 | 15 | 15
| Cumulative Retirements of Capacity | SP15 | West | Other Renew | ST | 0 | 0 | 0 | 0 | 0 | 0 | ST | 0 | 0 | 0 | 0 | 0 | 0
| Cumulative Retirements of Capacity | SP15 | West | Steam O/G | STOG | 4136.04 | 4136.05 | 4136.05 | 5142.44 | 7076.63 | 7076.64 | STOG | 4266.96 | 4266.96 | 4266.96 | 5017.01 | 7385.6 | 7385.6
| Cumulative Retirements of Capacity | SP15 | West | Other Renew | STWD | 0 | 0 | 0 | 0 | 0 | 0 | STWD | 0 | 0 | 0 | 0 | 0 | 0
| Cumulative Retirements of Capacity | SP15 | West | On-shore Wind | WT | 126.2 | 126.2 | 126.2 | 126.2 | 126.2 | 126.2 | WT | 126.2 | 126.2 | 126.2 | 126.2 | 126.2 | 126.2
| Cumulative Retirements of Capacity | SP15 | West | Coal | IGCC | 0 | 0 | 0 | 0 | 0 | 0 | IGCC | 0 | 0 | 0 | 0 | 0 | 0
| Cumulative Retirements of Capacity | SP15 | West | DR | DemandResponse | 0 | 0 | 0 | 0 | 0 | 0 | DemandResponse | 0 | 0 | 0 | 0 | 0 | 0
| Cumulative Retirements of Capacity | SP15 | West | Coal-CCS | IGCC-CCS | 0 | 0 | 0 | 0 | 0 | 0 | IGCC-CCS | 0 | 0 | 0 | 0 | 0 | 0
| Cumulative Retirements of Capacity | SP15 | West | Off-shore Wind | WT_off | 0 | 0 | 0 | 0 | 0 | 0 | WT_off | 0 | 0 | 0 | 0 | 0 | 0
| Cumulative Retirements of Capacity | SP15 | West | Other | PseudoUnit | 0 | 0 | 0 | 0 | 0 | 0 | PseudoUnit | 0 | 0 | 0 | 0 | 0 | 0
| Cumulative Retirements of Capacity | SP15 | West | HQ/Maritimes | FixedInterchange | 0 | 0 | 0 | 0 | 0 | 0 | FixedInterchange | 0 | 0 | 0 | 0 | 0 | 0
Cumulative Retirements of Capacity
| Cumulative Retirements of Capacity |  |  |  | Cumulative Retirements of Capacity by Reporting Type: ALB | [6 empty] | Cumulative Retirements of Capacity by Reporting Type: ALB
| Cumulative Retirements of Capacity |  |  |  | ReportingType | 2015 | 2020 | 2025 | 2030 | 2035 | 2040 | ReportingType | 2015 | 2020 | 2025 | 2030 | 2035 | 2040
| Cumulative Retirements of Capacity | ALB | West | Other Renew | BM | 0 | 0 | 0 | 0 | 0 | 0 | BM | 0 | 0 | 0 | 0 | 0 | 0
| Cumulative Retirements of Capacity | ALB | West | CC | CC | 0 | 0 | 2201.83 | 2201.84 | 2201.84 | 3034.22 | CC | 0 | 0 | 2202 | 2202 | 2202 | 3035.11
| Cumulative Retirements of Capacity | ALB | West | Other Renew | CSP | 0 | 0 | 0 | 0 | 0 | 0 | CSP | 0 | 0 | 0 | 0 | 0 | 0
| Cumulative Retirements of Capacity | ALB | West | CT | CT | 0 | 0 | 0 | 0 | 201.37 | 201.37 | CT | 0 | 0 | 0 | 0 | 201.5 | 201.5
| Cumulative Retirements of Capacity | ALB | West | Coal | Coal | 1569.1 | 1569.12 | 5745.52 | 5745.54 | 5745.55 | 5745.56 | Coal | 1569.75 | 1569.75 | 5745.83 | 5745.83 | 5745.83 | 5745.83
| Cumulative Retirements of Capacity | ALB | West | Other Renew | Geo | 0 | 0 | 0 | 0 | 0 | 0 | Geo | 0 | 0 | 0 | 0 | 0 | 0
| Cumulative Retirements of Capacity | ALB | West | Hydro | H | 0 | 0 | 0 | 0 | 0 | 0 | H | 0 | 0 | 0 | 0 | 0 | 0
| Cumulative Retirements of Capacity | ALB | West | Other Renew | LFG | 0 | 0 | 0 | 0 | 0 | 0 | LFG | 0 | 0 | 0 | 0 | 0 | 0
| Cumulative Retirements of Capacity | ALB | West | Nuclear | Nuc | 0 | 0 | 0 | 0 | 0 | 0 | Nuc | 0 | 0 | 0 | 0 | 0 | 0
| Cumulative Retirements of Capacity | ALB | West | Other | PS | 0 | 0 | 0 | 0 | 0 | 0 | PS | 0 | 0 | 0 | 0 | 0 | 0
| Cumulative Retirements of Capacity | ALB | West | Other Renew | PV | 0 | 0 | 0 | 0 | 0 | 0 | PV | 0 | 0 | 0 | 0 | 0 | 0
| Cumulative Retirements of Capacity | ALB | West | CT | PeakG | 638.8 | 638.8 | 911.64 | 911.64 | 911.64 | 911.64 | PeakG | 638.62 | 638.62 | 910.78 | 910.78 | 910.78 | 910.78
| Cumulative Retirements of Capacity | ALB | West | CT | PeakO | 5.93 | 5.93 | 5.93 | 5.93 | 5.93 | 5.93 | PeakO | 6 | 6 | 6 | 6 | 6 | 6
| Cumulative Retirements of Capacity | ALB | West | Other Renew | ST | 0 | 0 | 0 | 0 | 0 | 0 | ST | 0 | 0 | 0 | 0 | 0 | 0
| Cumulative Retirements of Capacity | ALB | West | Steam O/G | STOG | 185.97 | 185.97 | 185.97 | 185.97 | 185.97 | 185.97 | STOG | 186 | 186 | 186 | 186 | 186 | 186
| Cumulative Retirements of Capacity | ALB | West | Other Renew | STWD | 0 | 0 | 0 | 0 | 0 | 0 | STWD | 0 | 0 | 0 | 0 | 0 | 0
| Cumulative Retirements of Capacity | ALB | West | On-shore Wind | WT | 0 | 0 | 0 | 0 | 0 | 0 | WT | 0 | 0 | 0 | 0 | 0 | 0
| Cumulative Retirements of Capacity | ALB | West | Coal | IGCC | 0 | 0 | 0 | 0 | 0 | 0 | IGCC | 0 | 0 | 0 | 0 | 0 | 0
| Cumulative Retirements of Capacity | ALB | West | DR | DemandResponse | 0 | 0 | 0 | 0 | 0 | 0 | DemandResponse | 0 | 0 | 0 | 0 | 0 | 0
| Cumulative Retirements of Capacity | ALB | West | Coal-CCS | IGCC-CCS | 0 | 0 | 0 | 0 | 0 | 0 | IGCC-CCS | 0 | 0 | 0 | 0 | 0 | 0
| Cumulative Retirements of Capacity | ALB | West | Off-shore Wind | WT_off | 0 | 0 | 0 | 0 | 0 | 0 | WT_off | 0 | 0 | 0 | 0 | 0 | 0
| Cumulative Retirements of Capacity | ALB | West | Other | PseudoUnit | 0 | 0 | 0 | 0 | 0 | 0 | PseudoUnit | 0 | 0 | 0 | 0 | 0 | 0
| Cumulative Retirements of Capacity | ALB | West | HQ/Maritimes | FixedInterchange | 0 | 0 | 0 | 0 | 0 | 0 | FixedInterchange | 0 | 0 | 0 | 0 | 0 | 0
Cumulative Retirements of Capacity
| Cumulative Retirements of Capacity |  |  |  | Cumulative Retirements of Capacity by Reporting Type: BC | [6 empty] | Cumulative Retirements of Capacity by Reporting Type: BC
| Cumulative Retirements of Capacity |  |  |  | ReportingType | 2015 | 2020 | 2025 | 2030 | 2035 | 2040 | ReportingType | 2015 | 2020 | 2025 | 2030 | 2035 | 2040
| Cumulative Retirements of Capacity | BC | West | Other Renew | BM | 0 | 0 | 0 | 0 | 0 | 0 | BM | 0 | 0 | 0 | 0 | 0 | 0
| Cumulative Retirements of Capacity | BC | West | CC | CC | 0 | 0 | 204.92 | 204.92 | 204.92 | 204.94 | CC | 0 | 0 | 205 | 205 | 205 | 205
| Cumulative Retirements of Capacity | BC | West | Other Renew | CSP | 0 | 0 | 0 | 0 | 0 | 0 | CSP | 0 | 0 | 0 | 0 | 0 | 0
| Cumulative Retirements of Capacity | BC | West | CT | CT | 0 | 0 | 0 | 0 | 0 | 0 | CT | 0 | 0 | 0 | 0 | 0 | 0
| Cumulative Retirements of Capacity | BC | West | Coal | Coal | 0 | 0 | 0 | 0 | 0 | 0 | Coal | 0 | 0 | 0 | 0 | 0 | 0
| Cumulative Retirements of Capacity | BC | West | Other Renew | Geo | 0 | 0 | 0 | 0 | 0 | 0 | Geo | 0 | 0 | 0 | 0 | 0 | 0
| Cumulative Retirements of Capacity | BC | West | Hydro | H | 0 | 0 | 0 | 0 | 0 | 0 | H | 0 | 0 | 0 | 0 | 0 | 0
| Cumulative Retirements of Capacity | BC | West | Other Renew | LFG | 0 | 0 | 0 | 0 | 0 | 0 | LFG | 0 | 0 | 0 | 0 | 0 | 0
| Cumulative Retirements of Capacity | BC | West | Nuclear | Nuc | 0 | 0 | 0 | 0 | 0 | 0 | Nuc | 0 | 0 | 0 | 0 | 0 | 0
| Cumulative Retirements of Capacity | BC | West | Other | PS | 0 | 0 | 0 | 0 | 0 | 0 | PS | 0 | 0 | 0 | 0 | 0 | 0
| Cumulative Retirements of Capacity | BC | West | Other Renew | PV | 0 | 0 | 0 | 0 | 0 | 0 | PV | 0 | 0 | 0 | 0 | 0 | 0
| Cumulative Retirements of Capacity | BC | West | CT | PeakG | 0 | 0.01 | 140.33 | 140.33 | 140.33 | 140.33 | PeakG | 0 | 0 | 140.99 | 140.99 | 140.99 | 140.99
| Cumulative Retirements of Capacity | BC | West | CT | PeakO | 0 | 0.01 | 43.9 | 43.9 | 43.9 | 43.9 | PeakO | 0 | 0 | 44 | 44 | 44 | 44
| Cumulative Retirements of Capacity | BC | West | Other Renew | ST | 0 | 0 | 0 | 0 | 0 | 0 | ST | 0 | 0 | 0 | 0 | 0 | 0
| Cumulative Retirements of Capacity | BC | West | Steam O/G | STOG | 826.25 | 907.44 | 937.96 | 937.96 | 937.96 | 937.96 | STOG | 826.16 | 907.34 | 938 | 938 | 938 | 938
| Cumulative Retirements of Capacity | BC | West | Other Renew | STWD | 0 | 0 | 0 | 0 | 0 | 0 | STWD | 0 | 0 | 0 | 0 | 0 | 0
| Cumulative Retirements of Capacity | BC | West | On-shore Wind | WT | 0 | 0 | 0 | 0 | 0 | 0 | WT | 0 | 0 | 0 | 0 | 0 | 0
| Cumulative Retirements of Capacity | BC | West | Coal | IGCC | 0 | 0 | 0 | 0 | 0 | 0 | IGCC | 0 | 0 | 0 | 0 | 0 | 0
| Cumulative Retirements of Capacity | BC | West | DR | DemandResponse | 0 | 0 | 0 | 0 | 0 | 0 | DemandResponse | 0 | 0 | 0 | 0 | 0 | 0
| Cumulative Retirements of Capacity | BC | West | Coal-CCS | IGCC-CCS | 0 | 0 | 0 | 0 | 0 | 0 | IGCC-CCS | 0 | 0 | 0 | 0 | 0 | 0
| Cumulative Retirements of Capacity | BC | West | Off-shore Wind | WT_off | 0 | 0 | 0 | 0 | 0 | 0 | WT_off | 0 | 0 | 0 | 0 | 0 | 0
| Cumulative Retirements of Capacity | BC | West | Other | PseudoUnit | 0 | 0 | 0 | 0 | 0 | 0 | PseudoUnit | 0 | 0 | 0 | 0 | 0 | 0
| Cumulative Retirements of Capacity | BC | West | HQ/Maritimes | FixedInterchange | 0 | 0 | 0 | 0 | 0 | 0 | FixedInterchange | 0 | 0 | 0 | 0 | 0 | 0
Cumulative Retirements of Capacity
| Cumulative Retirements of Capacity |  |  |  | Cumulative Retirements of Capacity by Reporting Type: HQ_IESO | [6 empty] | Cumulative Retirements of Capacity by Reporting Type: HQ_IESO
| Cumulative Retirements of Capacity |  |  |  | ReportingType | 2015 | 2020 | 2025 | 2030 | 2035 | 2040 | ReportingType | 2015 | 2020 | 2025 | 2030 | 2035 | 2040
| Cumulative Retirements of Capacity | HQ_IESO | HQ/Maritimes | Other Renew | BM | 0 | 0 | 0 | 0 | 0 | 0 | BM | 0 | 0 | 0 | 0 | 0 | 0
| Cumulative Retirements of Capacity | HQ_IESO | HQ/Maritimes | CC | CC | 0 | 0 | 0 | 0 | 0 | 0 | CC | 0 | 0 | 0 | 0 | 0 | 0
| Cumulative Retirements of Capacity | HQ_IESO | HQ/Maritimes | Other Renew | CSP | 0 | 0 | 0 | 0 | 0 | 0 | CSP | 0 | 0 | 0 | 0 | 0 | 0
| Cumulative Retirements of Capacity | HQ_IESO | HQ/Maritimes | CT | CT | 0 | 0 | 0 | 0 | 0 | 0 | CT | 0 | 0 | 0 | 0 | 0 | 0
| Cumulative Retirements of Capacity | HQ_IESO | HQ/Maritimes | Coal | Coal | 0 | 0 | 0 | 0 | 0 | 0 | Coal | 0 | 0 | 0 | 0 | 0 | 0
| Cumulative Retirements of Capacity | HQ_IESO | HQ/Maritimes | Other Renew | Geo | 0 | 0 | 0 | 0 | 0 | 0 | Geo | 0 | 0 | 0 | 0 | 0 | 0
| Cumulative Retirements of Capacity | HQ_IESO | HQ/Maritimes | Hydro | H | 0 | 0 | 0 | 0 | 0 | 0 | H | 0 | 0 | 0 | 0 | 0 | 0
| Cumulative Retirements of Capacity | HQ_IESO | HQ/Maritimes | Other Renew | LFG | 0 | 0 | 0 | 0 | 0 | 0 | LFG | 0 | 0 | 0 | 0 | 0 | 0
| Cumulative Retirements of Capacity | HQ_IESO | HQ/Maritimes | Nuclear | Nuc | 0 | 0 | 0 | 0 | 0 | 0 | Nuc | 0 | 0 | 0 | 0 | 0 | 0
| Cumulative Retirements of Capacity | HQ_IESO | HQ/Maritimes | Other | PS | 0 | 0 | 0 | 0 | 0 | 0 | PS | 0 | 0 | 0 | 0 | 0 | 0
| Cumulative Retirements of Capacity | HQ_IESO | HQ/Maritimes | Other Renew | PV | 0 | 0 | 0 | 0 | 0 | 0 | PV | 0 | 0 | 0 | 0 | 0 | 0
| Cumulative Retirements of Capacity | HQ_IESO | HQ/Maritimes | CT | PeakG | 0 | 0 | 0 | 0 | 0 | 0 | PeakG | 0 | 0 | 0 | 0 | 0 | 0
| Cumulative Retirements of Capacity | HQ_IESO | HQ/Maritimes | CT | PeakO | 0 | 0 | 0 | 0 | 0 | 0 | PeakO | 0 | 0 | 0 | 0 | 0 | 0
| Cumulative Retirements of Capacity | HQ_IESO | HQ/Maritimes | Other Renew | ST | 0 | 0 | 0 | 0 | 0 | 0 | ST | 0 | 0 | 0 | 0 | 0 | 0
| Cumulative Retirements of Capacity | HQ_IESO | HQ/Maritimes | Steam O/G | STOG | 0 | 0 | 0 | 0 | 0 | 0 | STOG | 0 | 0 | 0 | 0 | 0 | 0
| Cumulative Retirements of Capacity | HQ_IESO | HQ/Maritimes | Other Renew | STWD | 0 | 0 | 0 | 0 | 0 | 0 | STWD | 0 | 0 | 0 | 0 | 0 | 0
| Cumulative Retirements of Capacity | HQ_IESO | HQ/Maritimes | On-shore Wind | WT | 0 | 0 | 0 | 0 | 0 | 0 | WT | 0 | 0 | 0 | 0 | 0 | 0
| Cumulative Retirements of Capacity | HQ_IESO | HQ/Maritimes | Coal | IGCC | 0 | 0 | 0 | 0 | 0 | 0 | IGCC | 0 | 0 | 0 | 0 | 0 | 0
| Cumulative Retirements of Capacity | HQ_IESO | HQ/Maritimes | DR | DemandResponse | 0 | 0 | 0 | 0 | 0 | 0 | DemandResponse | 0 | 0 | 0 | 0 | 0 | 0
| Cumulative Retirements of Capacity | HQ_IESO | HQ/Maritimes | Coal-CCS | IGCC-CCS | 0 | 0 | 0 | 0 | 0 | 0 | IGCC-CCS | 0 | 0 | 0 | 0 | 0 | 0
| Cumulative Retirements of Capacity | HQ_IESO | HQ/Maritimes | Off-shore Wind | WT_off | 0 | 0 | 0 | 0 | 0 | 0 | WT_off | 0 | 0 | 0 | 0 | 0 | 0
| Cumulative Retirements of Capacity | HQ_IESO | HQ/Maritimes | Other | PseudoUnit | 0 | 0 | 0 | 0 | 0 | 0 | PseudoUnit | 0 | 0 | 0 | 0 | 0 | 0
| Cumulative Retirements of Capacity | HQ_IESO | HQ/Maritimes | HQ/Maritimes | FixedInterchange | 0 | 0 | 0 | 0 | 0 | 0 | FixedInterchange | 0 | 0 | 0 | 0 | 0 | 0
Cumulative Retirements of Capacity
| Cumulative Retirements of Capacity |  |  |  | Cumulative Retirements of Capacity by Reporting Type: HQ_NEISO | [6 empty] | Cumulative Retirements of Capacity by Reporting Type: HQ_NEISO
| Cumulative Retirements of Capacity |  |  |  | ReportingType | 2015 | 2020 | 2025 | 2030 | 2035 | 2040 | ReportingType | 2015 | 2020 | 2025 | 2030 | 2035 | 2040
| Cumulative Retirements of Capacity | HQ_NEISO | HQ/Maritimes | Other Renew | BM | 0 | 0 | 0 | 0 | 0 | 0 | BM | 0 | 0 | 0 | 0 | 0 | 0
| Cumulative Retirements of Capacity | HQ_NEISO | HQ/Maritimes | CC | CC | 0 | 0 | 0 | 0 | 0 | 0 | CC | 0 | 0 | 0 | 0 | 0 | 0
| Cumulative Retirements of Capacity | HQ_NEISO | HQ/Maritimes | Other Renew | CSP | 0 | 0 | 0 | 0 | 0 | 0 | CSP | 0 | 0 | 0 | 0 | 0 | 0
| Cumulative Retirements of Capacity | HQ_NEISO | HQ/Maritimes | CT | CT | 0 | 0 | 0 | 0 | 0 | 0 | CT | 0 | 0 | 0 | 0 | 0 | 0
| Cumulative Retirements of Capacity | HQ_NEISO | HQ/Maritimes | Coal | Coal | 0 | 0 | 0 | 0 | 0 | 0 | Coal | 0 | 0 | 0 | 0 | 0 | 0
| Cumulative Retirements of Capacity | HQ_NEISO | HQ/Maritimes | Other Renew | Geo | 0 | 0 | 0 | 0 | 0 | 0 | Geo | 0 | 0 | 0 | 0 | 0 | 0
| Cumulative Retirements of Capacity | HQ_NEISO | HQ/Maritimes | Hydro | H | 0 | 0 | 0 | 0 | 0 | 0 | H | 0 | 0 | 0 | 0 | 0 | 0
| Cumulative Retirements of Capacity | HQ_NEISO | HQ/Maritimes | Other Renew | LFG | 0 | 0 | 0 | 0 | 0 | 0 | LFG | 0 | 0 | 0 | 0 | 0 | 0
| Cumulative Retirements of Capacity | HQ_NEISO | HQ/Maritimes | Nuclear | Nuc | 0 | 0 | 0 | 0 | 0 | 0 | Nuc | 0 | 0 | 0 | 0 | 0 | 0
| Cumulative Retirements of Capacity | HQ_NEISO | HQ/Maritimes | Other | PS | 0 | 0 | 0 | 0 | 0 | 0 | PS | 0 | 0 | 0 | 0 | 0 | 0
| Cumulative Retirements of Capacity | HQ_NEISO | HQ/Maritimes | Other Renew | PV | 0 | 0 | 0 | 0 | 0 | 0 | PV | 0 | 0 | 0 | 0 | 0 | 0
| Cumulative Retirements of Capacity | HQ_NEISO | HQ/Maritimes | CT | PeakG | 0 | 0 | 0 | 0 | 0 | 0 | PeakG | 0 | 0 | 0 | 0 | 0 | 0
| Cumulative Retirements of Capacity | HQ_NEISO | HQ/Maritimes | CT | PeakO | 0 | 0 | 0 | 0 | 0 | 0 | PeakO | 0 | 0 | 0 | 0 | 0 | 0
| Cumulative Retirements of Capacity | HQ_NEISO | HQ/Maritimes | Other Renew | ST | 0 | 0 | 0 | 0 | 0 | 0 | ST | 0 | 0 | 0 | 0 | 0 | 0
| Cumulative Retirements of Capacity | HQ_NEISO | HQ/Maritimes | Steam O/G | STOG | 0 | 0 | 0 | 0 | 0 | 0 | STOG | 0 | 0 | 0 | 0 | 0 | 0
| Cumulative Retirements of Capacity | HQ_NEISO | HQ/Maritimes | Other Renew | STWD | 0 | 0 | 0 | 0 | 0 | 0 | STWD | 0 | 0 | 0 | 0 | 0 | 0
| Cumulative Retirements of Capacity | HQ_NEISO | HQ/Maritimes | On-shore Wind | WT | 0 | 0 | 0 | 0 | 0 | 0 | WT | 0 | 0 | 0 | 0 | 0 | 0
| Cumulative Retirements of Capacity | HQ_NEISO | HQ/Maritimes | Coal | IGCC | 0 | 0 | 0 | 0 | 0 | 0 | IGCC | 0 | 0 | 0 | 0 | 0 | 0
| Cumulative Retirements of Capacity | HQ_NEISO | HQ/Maritimes | DR | DemandResponse | 0 | 0 | 0 | 0 | 0 | 0 | DemandResponse | 0 | 0 | 0 | 0 | 0 | 0
| Cumulative Retirements of Capacity | HQ_NEISO | HQ/Maritimes | Coal-CCS | IGCC-CCS | 0 | 0 | 0 | 0 | 0 | 0 | IGCC-CCS | 0 | 0 | 0 | 0 | 0 | 0
| Cumulative Retirements of Capacity | HQ_NEISO | HQ/Maritimes | Off-shore Wind | WT_off | 0 | 0 | 0 | 0 | 0 | 0 | WT_off | 0 | 0 | 0 | 0 | 0 | 0
| Cumulative Retirements of Capacity | HQ_NEISO | HQ/Maritimes | Other | PseudoUnit | 0 | 0 | 0 | 0 | 0 | 0 | PseudoUnit | 0 | 0 | 0 | 0 | 0 | 0
| Cumulative Retirements of Capacity | HQ_NEISO | HQ/Maritimes | HQ/Maritimes | FixedInterchange | 0 | 0 | 0 | 0 | 0 | 0 | FixedInterchange | 0 | 0 | 0 | 0 | 0 | 0
Cumulative Retirements of Capacity
| Cumulative Retirements of Capacity |  |  |  | Cumulative Retirements of Capacity by Reporting Type: HQ_NY | [6 empty] | Cumulative Retirements of Capacity by Reporting Type: HQ_NY
| Cumulative Retirements of Capacity |  |  |  | ReportingType | 2015 | 2020 | 2025 | 2030 | 2035 | 2040 | ReportingType | 2015 | 2020 | 2025 | 2030 | 2035 | 2040
| Cumulative Retirements of Capacity | HQ_NY | HQ/Maritimes | Other Renew | BM | 0 | 0 | 0 | 0 | 0 | 0 | BM | 0 | 0 | 0 | 0 | 0 | 0
| Cumulative Retirements of Capacity | HQ_NY | HQ/Maritimes | CC | CC | 0 | 0 | 0 | 0 | 0 | 0 | CC | 0 | 0 | 0 | 0 | 0 | 0
| Cumulative Retirements of Capacity | HQ_NY | HQ/Maritimes | Other Renew | CSP | 0 | 0 | 0 | 0 | 0 | 0 | CSP | 0 | 0 | 0 | 0 | 0 | 0
| Cumulative Retirements of Capacity | HQ_NY | HQ/Maritimes | CT | CT | 0 | 0 | 0 | 0 | 0 | 0 | CT | 0 | 0 | 0 | 0 | 0 | 0
| Cumulative Retirements of Capacity | HQ_NY | HQ/Maritimes | Coal | Coal | 0 | 0 | 0 | 0 | 0 | 0 | Coal | 0 | 0 | 0 | 0 | 0 | 0
| Cumulative Retirements of Capacity | HQ_NY | HQ/Maritimes | Other Renew | Geo | 0 | 0 | 0 | 0 | 0 | 0 | Geo | 0 | 0 | 0 | 0 | 0 | 0
| Cumulative Retirements of Capacity | HQ_NY | HQ/Maritimes | Hydro | H | 0 | 0 | 0 | 0 | 0 | 0 | H | 0 | 0 | 0 | 0 | 0 | 0
| Cumulative Retirements of Capacity | HQ_NY | HQ/Maritimes | Other Renew | LFG | 0 | 0 | 0 | 0 | 0 | 0 | LFG | 0 | 0 | 0 | 0 | 0 | 0
| Cumulative Retirements of Capacity | HQ_NY | HQ/Maritimes | Nuclear | Nuc | 0 | 0 | 0 | 0 | 0 | 0 | Nuc | 0 | 0 | 0 | 0 | 0 | 0
| Cumulative Retirements of Capacity | HQ_NY | HQ/Maritimes | Other | PS | 0 | 0 | 0 | 0 | 0 | 0 | PS | 0 | 0 | 0 | 0 | 0 | 0
| Cumulative Retirements of Capacity | HQ_NY | HQ/Maritimes | Other Renew | PV | 0 | 0 | 0 | 0 | 0 | 0 | PV | 0 | 0 | 0 | 0 | 0 | 0
| Cumulative Retirements of Capacity | HQ_NY | HQ/Maritimes | CT | PeakG | 0 | 0 | 0 | 0 | 0 | 0 | PeakG | 0 | 0 | 0 | 0 | 0 | 0
| Cumulative Retirements of Capacity | HQ_NY | HQ/Maritimes | CT | PeakO | 0 | 0 | 0 | 0 | 0 | 0 | PeakO | 0 | 0 | 0 | 0 | 0 | 0
| Cumulative Retirements of Capacity | HQ_NY | HQ/Maritimes | Other Renew | ST | 0 | 0 | 0 | 0 | 0 | 0 | ST | 0 | 0 | 0 | 0 | 0 | 0
| Cumulative Retirements of Capacity | HQ_NY | HQ/Maritimes | Steam O/G | STOG | 0 | 0 | 0 | 0 | 0 | 0 | STOG | 0 | 0 | 0 | 0 | 0 | 0
| Cumulative Retirements of Capacity | HQ_NY | HQ/Maritimes | Other Renew | STWD | 0 | 0 | 0 | 0 | 0 | 0 | STWD | 0 | 0 | 0 | 0 | 0 | 0
| Cumulative Retirements of Capacity | HQ_NY | HQ/Maritimes | On-shore Wind | WT | 0 | 0 | 0 | 0 | 0 | 0 | WT | 0 | 0 | 0 | 0 | 0 | 0
| Cumulative Retirements of Capacity | HQ_NY | HQ/Maritimes | Coal | IGCC | 0 | 0 | 0 | 0 | 0 | 0 | IGCC | 0 | 0 | 0 | 0 | 0 | 0
| Cumulative Retirements of Capacity | HQ_NY | HQ/Maritimes | DR | DemandResponse | 0 | 0 | 0 | 0 | 0 | 0 | DemandResponse | 0 | 0 | 0 | 0 | 0 | 0
| Cumulative Retirements of Capacity | HQ_NY | HQ/Maritimes | Coal-CCS | IGCC-CCS | 0 | 0 | 0 | 0 | 0 | 0 | IGCC-CCS | 0 | 0 | 0 | 0 | 0 | 0
| Cumulative Retirements of Capacity | HQ_NY | HQ/Maritimes | Off-shore Wind | WT_off | 0 | 0 | 0 | 0 | 0 | 0 | WT_off | 0 | 0 | 0 | 0 | 0 | 0
| Cumulative Retirements of Capacity | HQ_NY | HQ/Maritimes | Other | PseudoUnit | 0 | 0 | 0 | 0 | 0 | 0 | PseudoUnit | 0 | 0 | 0 | 0 | 0 | 0
| Cumulative Retirements of Capacity | HQ_NY | HQ/Maritimes | HQ/Maritimes | FixedInterchange | 0 | 0 | 0 | 0 | 0 | 0 | FixedInterchange | 0 | 0 | 0 | 0 | 0 | 0
Cumulative Retirements of Capacity
| Cumulative Retirements of Capacity |  |  |  | Cumulative Retirements of Capacity by Reporting Type: MARITIMES | [6 empty] | Cumulative Retirements of Capacity by Reporting Type: MARITIMES
| Cumulative Retirements of Capacity |  |  |  | ReportingType | 2015 | 2020 | 2025 | 2030 | 2035 | 2040 | ReportingType | 2015 | 2020 | 2025 | 2030 | 2035 | 2040
| Cumulative Retirements of Capacity | MARITIMES | HQ/Maritimes | Other Renew | BM | 0 | 0 | 0 | 0 | 0 | 0 | BM | 0 | 0 | 0 | 0 | 0 | 0
| Cumulative Retirements of Capacity | MARITIMES | HQ/Maritimes | CC | CC | 0 | 0 | 0 | 0 | 0 | 0 | CC | 0 | 0 | 0 | 0 | 0 | 0
| Cumulative Retirements of Capacity | MARITIMES | HQ/Maritimes | Other Renew | CSP | 0 | 0 | 0 | 0 | 0 | 0 | CSP | 0 | 0 | 0 | 0 | 0 | 0
| Cumulative Retirements of Capacity | MARITIMES | HQ/Maritimes | CT | CT | 0 | 0 | 0 | 0 | 0 | 0 | CT | 0 | 0 | 0 | 0 | 0 | 0
| Cumulative Retirements of Capacity | MARITIMES | HQ/Maritimes | Coal | Coal | 0 | 0 | 0 | 0 | 0 | 0 | Coal | 0 | 0 | 0 | 0 | 0 | 0
| Cumulative Retirements of Capacity | MARITIMES | HQ/Maritimes | Other Renew | Geo | 0 | 0 | 0 | 0 | 0 | 0 | Geo | 0 | 0 | 0 | 0 | 0 | 0
| Cumulative Retirements of Capacity | MARITIMES | HQ/Maritimes | Hydro | H | 0 | 0 | 0 | 0 | 0 | 0 | H | 0 | 0 | 0 | 0 | 0 | 0
| Cumulative Retirements of Capacity | MARITIMES | HQ/Maritimes | Other Renew | LFG | 0 | 0 | 0 | 0 | 0 | 0 | LFG | 0 | 0 | 0 | 0 | 0 | 0
| Cumulative Retirements of Capacity | MARITIMES | HQ/Maritimes | Nuclear | Nuc | 0 | 0 | 0 | 0 | 0 | 0 | Nuc | 0 | 0 | 0 | 0 | 0 | 0
| Cumulative Retirements of Capacity | MARITIMES | HQ/Maritimes | Other | PS | 0 | 0 | 0 | 0 | 0 | 0 | PS | 0 | 0 | 0 | 0 | 0 | 0
| Cumulative Retirements of Capacity | MARITIMES | HQ/Maritimes | Other Renew | PV | 0 | 0 | 0 | 0 | 0 | 0 | PV | 0 | 0 | 0 | 0 | 0 | 0
| Cumulative Retirements of Capacity | MARITIMES | HQ/Maritimes | CT | PeakG | 0 | 0 | 0 | 0 | 0 | 0 | PeakG | 0 | 0 | 0 | 0 | 0 | 0
| Cumulative Retirements of Capacity | MARITIMES | HQ/Maritimes | CT | PeakO | 0 | 0 | 0 | 0 | 0 | 0 | PeakO | 0 | 0 | 0 | 0 | 0 | 0
| Cumulative Retirements of Capacity | MARITIMES | HQ/Maritimes | Other Renew | ST | 0 | 0 | 0 | 0 | 0 | 0 | ST | 0 | 0 | 0 | 0 | 0 | 0
| Cumulative Retirements of Capacity | MARITIMES | HQ/Maritimes | Steam O/G | STOG | 0 | 0 | 0 | 0 | 0 | 0 | STOG | 0 | 0 | 0 | 0 | 0 | 0
| Cumulative Retirements of Capacity | MARITIMES | HQ/Maritimes | Other Renew | STWD | 0 | 0 | 0 | 0 | 0 | 0 | STWD | 0 | 0 | 0 | 0 | 0 | 0
| Cumulative Retirements of Capacity | MARITIMES | HQ/Maritimes | On-shore Wind | WT | 0 | 0 | 0 | 0 | 0 | 0 | WT | 0 | 0 | 0 | 0 | 0 | 0
| Cumulative Retirements of Capacity | MARITIMES | HQ/Maritimes | Coal | IGCC | 0 | 0 | 0 | 0 | 0 | 0 | IGCC | 0 | 0 | 0 | 0 | 0 | 0
| Cumulative Retirements of Capacity | MARITIMES | HQ/Maritimes | DR | DemandResponse | 0 | 0 | 0 | 0 | 0 | 0 | DemandResponse | 0 | 0 | 0 | 0 | 0 | 0
| Cumulative Retirements of Capacity | MARITIMES | HQ/Maritimes | Coal-CCS | IGCC-CCS | 0 | 0 | 0 | 0 | 0 | 0 | IGCC-CCS | 0 | 0 | 0 | 0 | 0 | 0
| Cumulative Retirements of Capacity | MARITIMES | HQ/Maritimes | Off-shore Wind | WT_off | 0 | 0 | 0 | 0 | 0 | 0 | WT_off | 0 | 0 | 0 | 0 | 0 | 0
| Cumulative Retirements of Capacity | MARITIMES | HQ/Maritimes | Other | PseudoUnit | 0 | 0 | 0 | 0 | 0 | 0 | PseudoUnit | 0 | 0 | 0 | 0 | 0 | 0
| Cumulative Retirements of Capacity | MARITIMES | HQ/Maritimes | HQ/Maritimes | FixedInterchange | 0 | 0 | 0 | 0 | 0 | 0 | FixedInterchange | 0 | 0 | 0 | 0 | 0 | 0
Cumulative Retirements of Capacity
| Cumulative Retirements of Capacity |  |  |  | Cumulative Retirements of Capacity by Reporting Type: All | [6 empty] | Cumulative Retirements of Capacity by Reporting Type: All
| Cumulative Retirements of Capacity |  |  |  | ReportingType | 2015 | 2020 | 2025 | 2030 | 2035 | 2040 | ReportingType | 2015 | 2020 | 2025 | 2030 | 2035 | 2040
| Cumulative Retirements of Capacity | All | All | Other Renew | BM | 0 | 0 | 0 | 0 | 0 | 0 | BM | 0 | 0 | 0 | 0 | 0 | 0
| Cumulative Retirements of Capacity | All | All | CC | CC | 9897.9 | 12907.6 | 17559.6 | 31006.78 | 74122.02 | 104683.51 | CC | 9805.02 | 12826.17 | 17507.03 | 29103.43 | 74615.69 | 134336.56
| Cumulative Retirements of Capacity | All | All | Other Renew | CSP | 474.99 | 474.99 | 474.99 | 475 | 475 | 475 | CSP | 475 | 475 | 475 | 475 | 475 | 475
| Cumulative Retirements of Capacity | All | All | CT | CT | 0 | 0 | 0 | 726.69 | 5598.57 | 5624.57 | CT | 0 | 0 | 0 | 752.9 | 5347.97 | 5347.97
| Cumulative Retirements of Capacity | All | All | Coal | Coal | 164357.09 | 232169.43 | 288748.21 | 303019.8 | 303021.81 | 303024.9 | Coal | 174642.21 | 247893.27 | 287418.41 | 303127.52 | 303322.15 | 303322.16
| Cumulative Retirements of Capacity | All | All | Other Renew | Geo | 4.8 | 4.8 | 4.8 | 4.8 | 4.8 | 4.8 | Geo | 4.8 | 4.8 | 4.8 | 4.8 | 4.8 | 4.8
| Cumulative Retirements of Capacity | All | All | Hydro | H | 0 | 0 | 0 | 0 | 0 | 0 | H | 0 | 0 | 0 | 0 | 0 | 0
| Cumulative Retirements of Capacity | All | All | Other Renew | LFG | 0 | 0.01 | 0.01 | 0.01 | 0.01 | 0.02 | LFG | 0 | 0 | 0 | 0 | 0 | 0
| Cumulative Retirements of Capacity | All | All | Nuclear | Nuc | 0 | 614.5 | 614.5 | 2102.7 | 28678.4 | 48384.39 | Nuc | 0 | 614.5 | 614.5 | 2102.7 | 28678.4 | 48384.39
| Cumulative Retirements of Capacity | All | All | Other | PS | 0 | 0 | 0 | 0 | 0 | 0 | PS | 0 | 0 | 0 | 0 | 0 | 0
| Cumulative Retirements of Capacity | All | All | Other Renew | PV | 0 | 0 | 0 | 0.01 | 1112.62 | 1112.63 | PV | 0 | 0 | 0 | 0 | 1081.25 | 1081.25
| Cumulative Retirements of Capacity | All | All | CT | PeakG | 4156.44 | 4156.5 | 5123 | 7648.48 | 18616.57 | 19678.36 | PeakG | 4368.1 | 4368.1 | 5334.25 | 17318.31 | 20759.09 | 21829.06
| Cumulative Retirements of Capacity | All | All | CT | PeakO | 3138.78 | 3138.85 | 3186.74 | 5523.18 | 7226.89 | 7227.15 | PeakO | 3335.58 | 3335.58 | 4981.55 | 5840.57 | 9256.5 | 10511.56
| Cumulative Retirements of Capacity | All | All | Other Renew | ST | 0 | 0 | 0 | 0 | 0 | 0 | ST | 0 | 0 | 0 | 0 | 0 | 0
| Cumulative Retirements of Capacity | All | All | Steam O/G | STOG | 59430.36 | 59511.61 | 64159.26 | 72005.15 | 80856.01 | 89128.02 | STOG | 60722.03 | 60803.22 | 72373.31 | 76818.54 | 88247.16 | 88715.42
| Cumulative Retirements of Capacity | All | All | Other Renew | STWD | 0 | 0.01 | 0.01 | 0.01 | 0.01 | 0.01 | STWD | 0 | 0 | 0 | 0 | 0 | 0
| Cumulative Retirements of Capacity | All | All | On-shore Wind | WT | 126.2 | 126.21 | 126.21 | 126.22 | 1578.26 | 1578.28 | WT | 126.2 | 126.2 | 126.2 | 126.2 | 428.6 | 428.6
| Cumulative Retirements of Capacity | All | All | Coal | IGCC | 0 | 0 | 0 | 0 | 0 | 0 | IGCC | 0 | 0 | 0 | 0 | 0 | 0
| Cumulative Retirements of Capacity | All | All | DR | DemandResponse | 0 | 0 | 0 | 0 | 0 | 0 | DemandResponse | 0 | 0 | 0 | 0 | 0 | 0
| Cumulative Retirements of Capacity | All | All | Coal-CCS | IGCC-CCS | 0 | 0 | 0 | 0 | 0 | 0 | IGCC-CCS | 0 | 0 | 0 | 0 | 0 | 0
| Cumulative Retirements of Capacity | All | All | Off-shore Wind | WT_off | 0 | 0 | 0 | 0.01 | 0.02 | 0.04 | WT_off | 0 | 0 | 0 | 0 | 0 | 0
| Cumulative Retirements of Capacity | All | All | Other | PseudoUnit | 0 | 0 | 0 | 0 | 0 | 0 | PseudoUnit | 0 | 0 | 0 | 0 | 0 | 0
| Cumulative Retirements of Capacity | All | All | HQ/Maritimes | FixedInterchange | 0 | 0 | 0 | 0 | 0 | 0 | FixedInterchange | 0 | 0 | 0 | 0 | 0 | 0
Cumulative Retirements of Capacity
| Cumulative Retirements of Capacity |  |  |  | Cumulative Retirements of Capacity by Reporting Type: EI_US | [6 empty] | Cumulative Retirements of Capacity by Reporting Type: EI_US
| Cumulative Retirements of Capacity |  |  |  | ReportingType | 2015 | 2020 | 2025 | 2030 | 2035 | 2040 | ReportingType | 2015 | 2020 | 2025 | 2030 | 2035 | 2040
| Cumulative Retirements of Capacity | EI_US | EI_US | Other Renew | BM | 0 | 0 | 0 | 0 | 0 | 0 | BM | 0 | 0 | 0 | 0 | 0 | 0
| Cumulative Retirements of Capacity | EI_US | EI_US | CC | CC | 1182.54 | 4192.22 | 5706.57 | 15428.29 | 43318.78 | 66749.91 | CC | 1089.02 | 4110.17 | 5653.04 | 15380.19 | 43719.27 | 97289.7
| Cumulative Retirements of Capacity | EI_US | EI_US | Other Renew | CSP | 0 | 0 | 0 | 0 | 0 | 0 | CSP | 0 | 0 | 0 | 0 | 0 | 0
| Cumulative Retirements of Capacity | EI_US | EI_US | CT | CT | 0 | 0 | 0 | 726.67 | 3530.96 | 3556.95 | CT | 0 | 0 | 0 | 752.9 | 3277.9 | 3277.9
| Cumulative Retirements of Capacity | EI_US | EI_US | Coal | Coal | 130580.97 | 192513.34 | 232690.08 | 242620.41 | 242621.98 | 242624.68 | Coal | 140862.94 | 208101.16 | 231100.56 | 242730.65 | 242925.28 | 242925.28
| Cumulative Retirements of Capacity | EI_US | EI_US | Other Renew | Geo | 0 | 0 | 0 | 0 | 0 | 0 | Geo | 0 | 0 | 0 | 0 | 0 | 0
| Cumulative Retirements of Capacity | EI_US | EI_US | Hydro | H | 0 | 0 | 0 | 0 | 0 | 0 | H | 0 | 0 | 0 | 0 | 0 | 0
| Cumulative Retirements of Capacity | EI_US | EI_US | Other Renew | LFG | 0 | 0 | 0 | 0.01 | 0.01 | 0.02 | LFG | 0 | 0 | 0 | 0 | 0 | 0
| Cumulative Retirements of Capacity | EI_US | EI_US | Nuclear | Nuc | 0 | 614.5 | 614.5 | 2102.7 | 27648.4 | 45814.39 | Nuc | 0 | 614.5 | 614.5 | 2102.7 | 27648.4 | 45814.39
| Cumulative Retirements of Capacity | EI_US | EI_US | Other | PS | 0 | 0 | 0 | 0 | 0 | 0 | PS | 0 | 0 | 0 | 0 | 0 | 0
| Cumulative Retirements of Capacity | EI_US | EI_US | Other Renew | PV | 0 | 0 | 0 | 0.01 | 31.8 | 31.81 | PV | 0 | 0 | 0 | 0 | 0 | 0
| Cumulative Retirements of Capacity | EI_US | EI_US | CT | PeakG | 268.71 | 268.75 | 268.84 | 2788.66 | 13756.7 | 14818.46 | PeakG | 478.5 | 478.5 | 478.5 | 12456.56 | 15897.34 | 16967.31
| Cumulative Retirements of Capacity | EI_US | EI_US | CT | PeakO | 2428.9 | 2428.96 | 2429.02 | 4765.4 | 6469.07 | 6469.3 | PeakO | 2613.59 | 2613.59 | 4211.56 | 5070.58 | 8486.51 | 9741.57
| Cumulative Retirements of Capacity | EI_US | EI_US | Other Renew | ST | 0 | 0 | 0 | 0 | 0 | 0 | ST | 0 | 0 | 0 | 0 | 0 | 0
| Cumulative Retirements of Capacity | EI_US | EI_US | Steam O/G | STOG | 42443.76 | 42443.78 | 42591.71 | 43831.38 | 45035.49 | 53307.46 | STOG | 42854.67 | 42854.67 | 50113.52 | 50549.59 | 51616.49 | 52084.75
| Cumulative Retirements of Capacity | EI_US | EI_US | Other Renew | STWD | 0 | 0 | 0.01 | 0.01 | 0.01 | 0.01 | STWD | 0 | 0 | 0 | 0 | 0 | 0
| Cumulative Retirements of Capacity | EI_US | EI_US | On-shore Wind | WT | 0 | 0 | 0.01 | 0.01 | 1149.69 | 1149.71 | WT | 0 | 0 | 0 | 0 | 0 | 0
| Cumulative Retirements of Capacity | EI_US | EI_US | Coal | IGCC | 0 | 0 | 0 | 0 | 0 | 0 | IGCC | 0 | 0 | 0 | 0 | 0 | 0
| Cumulative Retirements of Capacity | EI_US | EI_US | DR | DemandResponse | 0 | 0 | 0 | 0 | 0 | 0 | DemandResponse | 0 | 0 | 0 | 0 | 0 | 0
| Cumulative Retirements of Capacity | EI_US | EI_US | Coal-CCS | IGCC-CCS | 0 | 0 | 0 | 0 | 0 | 0 | IGCC-CCS | 0 | 0 | 0 | 0 | 0 | 0
| Cumulative Retirements of Capacity | EI_US | EI_US | Off-shore Wind | WT_off | 0 | 0 | 0 | 0.01 | 0.02 | 0.04 | WT_off | 0 | 0 | 0 | 0 | 0 | 0
| Cumulative Retirements of Capacity | EI_US | EI_US | Other | PseudoUnit | 0 | 0 | 0 | 0 | 0 | 0 | PseudoUnit | 0 | 0 | 0 | 0 | 0 | 0
| Cumulative Retirements of Capacity | EI_US | EI_US | HQ/Maritimes | FixedInterchange | 0 | 0 | 0 | 0 | 0 | 0 | FixedInterchange | 0 | 0 | 0 | 0 | 0 | 0
Cumulative Retirements of Capacity
| Cumulative Retirements of Capacity |  |  |  | Cumulative Retirements of Capacity by Reporting Type: EI_Canada | [6 empty] | Cumulative Retirements of Capacity by Reporting Type: EI_Canada
| Cumulative Retirements of Capacity |  |  |  | ReportingType | 2015 | 2020 | 2025 | 2030 | 2035 | 2040 | ReportingType | 2015 | 2020 | 2025 | 2030 | 2035 | 2040
| Cumulative Retirements of Capacity | EI_Canada | EI_Canada | Other Renew | BM | 0 | 0 | 0 | 0 | 0 | 0 | BM | 0 | 0 | 0 | 0 | 0 | 0
| Cumulative Retirements of Capacity | EI_Canada | EI_Canada | CC | CC | 5942.73 | 5942.74 | 6673.63 | 6673.66 | 6673.67 | 6673.68 | CC | 5943 | 5943 | 6674 | 6674 | 6674 | 6674
| Cumulative Retirements of Capacity | EI_Canada | EI_Canada | Other Renew | CSP | 0 | 0 | 0 | 0 | 0 | 0 | CSP | 0 | 0 | 0 | 0 | 0 | 0
| Cumulative Retirements of Capacity | EI_Canada | EI_Canada | CT | CT | 0 | 0 | 0 | 0 | 367.36 | 367.36 | CT | 0 | 0 | 0 | 0 | 367.99 | 367.99
| Cumulative Retirements of Capacity | EI_Canada | EI_Canada | Coal | Coal | 7211.13 | 7771.47 | 8161.82 | 8161.83 | 8161.84 | 8161.84 | Coal | 7211.09 | 7771.42 | 8161.9 | 8161.9 | 8161.9 | 8161.9
| Cumulative Retirements of Capacity | EI_Canada | EI_Canada | Other Renew | Geo | 0 | 0 | 0 | 0 | 0 | 0 | Geo | 0 | 0 | 0 | 0 | 0 | 0
| Cumulative Retirements of Capacity | EI_Canada | EI_Canada | Hydro | H | 0 | 0 | 0 | 0 | 0 | 0 | H | 0 | 0 | 0 | 0 | 0 | 0
| Cumulative Retirements of Capacity | EI_Canada | EI_Canada | Other Renew | LFG | 0 | 0 | 0 | 0 | 0 | 0 | LFG | 0 | 0 | 0 | 0 | 0 | 0
| Cumulative Retirements of Capacity | EI_Canada | EI_Canada | Nuclear | Nuc | 0 | 0 | 0 | 0 | 1030 | 2570 | Nuc | 0 | 0 | 0 | 0 | 1030 | 2570
| Cumulative Retirements of Capacity | EI_Canada | EI_Canada | Other | PS | 0 | 0 | 0 | 0 | 0 | 0 | PS | 0 | 0 | 0 | 0 | 0 | 0
| Cumulative Retirements of Capacity | EI_Canada | EI_Canada | Other Renew | PV | 0 | 0 | 0 | 0 | 1067.26 | 1067.26 | PV | 0 | 0 | 0 | 0 | 1067.26 | 1067.26
| Cumulative Retirements of Capacity | EI_Canada | EI_Canada | CT | PeakG | 581.99 | 582 | 1135.24 | 1140.88 | 1140.89 | 1140.9 | PeakG | 583.98 | 583.98 | 1136.98 | 1142.98 | 1142.98 | 1142.98
| Cumulative Retirements of Capacity | EI_Canada | EI_Canada | CT | PeakO | 174.73 | 174.74 | 178.67 | 178.7 | 178.7 | 178.71 | PeakO | 175 | 175 | 179 | 179 | 179 | 179
| Cumulative Retirements of Capacity | EI_Canada | EI_Canada | Other Renew | ST | 0 | 0 | 0 | 0 | 0 | 0 | ST | 0 | 0 | 0 | 0 | 0 | 0
| Cumulative Retirements of Capacity | EI_Canada | EI_Canada | Steam O/G | STOG | 2125.97 | 2125.97 | 2251.94 | 2251.94 | 2251.94 | 2251.94 | STOG | 2126 | 2126 | 2252 | 2252 | 2252 | 2252
| Cumulative Retirements of Capacity | EI_Canada | EI_Canada | Other Renew | STWD | 0 | 0 | 0 | 0 | 0 | 0 | STWD | 0 | 0 | 0 | 0 | 0 | 0
| Cumulative Retirements of Capacity | EI_Canada | EI_Canada | On-shore Wind | WT | 0 | 0 | 0 | 0 | 302.35 | 302.35 | WT | 0 | 0 | 0 | 0 | 302.4 | 302.4
| Cumulative Retirements of Capacity | EI_Canada | EI_Canada | Coal | IGCC | 0 | 0 | 0 | 0 | 0 | 0 | IGCC | 0 | 0 | 0 | 0 | 0 | 0
| Cumulative Retirements of Capacity | EI_Canada | EI_Canada | DR | DemandResponse | 0 | 0 | 0 | 0 | 0 | 0 | DemandResponse | 0 | 0 | 0 | 0 | 0 | 0
| Cumulative Retirements of Capacity | EI_Canada | EI_Canada | Coal-CCS | IGCC-CCS | 0 | 0 | 0 | 0 | 0 | 0 | IGCC-CCS | 0 | 0 | 0 | 0 | 0 | 0
| Cumulative Retirements of Capacity | EI_Canada | EI_Canada | Off-shore Wind | WT_off | 0 | 0 | 0 | 0 | 0 | 0 | WT_off | 0 | 0 | 0 | 0 | 0 | 0
| Cumulative Retirements of Capacity | EI_Canada | EI_Canada | Other | PseudoUnit | 0 | 0 | 0 | 0 | 0 | 0 | PseudoUnit | 0 | 0 | 0 | 0 | 0 | 0
| Cumulative Retirements of Capacity | EI_Canada | EI_Canada | HQ/Maritimes | FixedInterchange | 0 | 0 | 0 | 0 | 0 | 0 | FixedInterchange | 0 | 0 | 0 | 0 | 0 | 0
Cumulative Retirements of Capacity
| Cumulative Retirements of Capacity |  |  |  | Cumulative Retirements of Capacity by Reporting Type: EI | [6 empty] | Cumulative Retirements of Capacity by Reporting Type: EI
| Cumulative Retirements of Capacity |  |  |  | ReportingType | 2015 | 2020 | 2025 | 2030 | 2035 | 2040 | ReportingType | 2015 | 2020 | 2025 | 2030 | 2035 | 2040
| Cumulative Retirements of Capacity | EI | EI | Other Renew | BM | 0 | 0 | 0 | 0 | 0 | 0 | BM | 0 | 0 | 0 | 0 | 0 | 0
| Cumulative Retirements of Capacity | EI | EI | CC | CC | 7125.27 | 10134.96 | 12380.2 | 22101.95 | 49992.44 | 73423.59 | CC | 7032.02 | 10053.17 | 12327.04 | 22054.19 | 50393.27 | 103963.7
| Cumulative Retirements of Capacity | EI | EI | Other Renew | CSP | 0 | 0 | 0 | 0 | 0 | 0 | CSP | 0 | 0 | 0 | 0 | 0 | 0
| Cumulative Retirements of Capacity | EI | EI | CT | CT | 0 | 0 | 0 | 726.67 | 3898.31 | 3924.31 | CT | 0 | 0 | 0 | 752.9 | 3645.89 | 3645.89
| Cumulative Retirements of Capacity | EI | EI | Coal | Coal | 137792.1 | 200284.81 | 240851.9 | 250782.25 | 250783.82 | 250786.52 | Coal | 148074.03 | 215872.57 | 239262.46 | 250892.55 | 251087.18 | 251087.18
| Cumulative Retirements of Capacity | EI | EI | Other Renew | Geo | 0 | 0 | 0 | 0 | 0 | 0 | Geo | 0 | 0 | 0 | 0 | 0 | 0
| Cumulative Retirements of Capacity | EI | EI | Hydro | H | 0 | 0 | 0 | 0 | 0 | 0 | H | 0 | 0 | 0 | 0 | 0 | 0
| Cumulative Retirements of Capacity | EI | EI | Other Renew | LFG | 0 | 0 | 0.01 | 0.01 | 0.01 | 0.02 | LFG | 0 | 0 | 0 | 0 | 0 | 0
| Cumulative Retirements of Capacity | EI | EI | Nuclear | Nuc | 0 | 614.5 | 614.5 | 2102.7 | 28678.4 | 48384.39 | Nuc | 0 | 614.5 | 614.5 | 2102.7 | 28678.4 | 48384.39
| Cumulative Retirements of Capacity | EI | EI | Other | PS | 0 | 0 | 0 | 0 | 0 | 0 | PS | 0 | 0 | 0 | 0 | 0 | 0
| Cumulative Retirements of Capacity | EI | EI | Other Renew | PV | 0 | 0 | 0 | 0.01 | 1099.06 | 1099.06 | PV | 0 | 0 | 0 | 0 | 1067.26 | 1067.26
| Cumulative Retirements of Capacity | EI | EI | CT | PeakG | 850.7 | 850.75 | 1404.08 | 3929.54 | 14897.59 | 15959.35 | PeakG | 1062.48 | 1062.48 | 1615.48 | 13599.54 | 17040.32 | 18110.29
| Cumulative Retirements of Capacity | EI | EI | CT | PeakO | 2603.64 | 2603.69 | 2607.69 | 4944.1 | 6647.78 | 6648.01 | PeakO | 2788.58 | 2788.59 | 4390.55 | 5249.58 | 8665.5 | 9920.57
| Cumulative Retirements of Capacity | EI | EI | Other Renew | ST | 0 | 0 | 0 | 0 | 0 | 0 | ST | 0 | 0 | 0 | 0 | 0 | 0
| Cumulative Retirements of Capacity | EI | EI | Steam O/G | STOG | 44569.73 | 44569.75 | 44843.65 | 46083.32 | 47287.43 | 55559.4 | STOG | 44980.67 | 44980.67 | 52365.52 | 52801.59 | 53868.49 | 54336.75
| Cumulative Retirements of Capacity | EI | EI | Other Renew | STWD | 0 | 0 | 0.01 | 0.01 | 0.01 | 0.01 | STWD | 0 | 0 | 0 | 0 | 0 | 0
| Cumulative Retirements of Capacity | EI | EI | On-shore Wind | WT | 0 | 0 | 0.01 | 0.01 | 1452.05 | 1452.06 | WT | 0 | 0 | 0 | 0 | 302.4 | 302.4
| Cumulative Retirements of Capacity | EI | EI | Coal | IGCC | 0 | 0 | 0 | 0 | 0 | 0 | IGCC | 0 | 0 | 0 | 0 | 0 | 0
| Cumulative Retirements of Capacity | EI | EI | DR | DemandResponse | 0 | 0 | 0 | 0 | 0 | 0 | DemandResponse | 0 | 0 | 0 | 0 | 0 | 0
| Cumulative Retirements of Capacity | EI | EI | Coal-CCS | IGCC-CCS | 0 | 0 | 0 | 0 | 0 | 0 | IGCC-CCS | 0 | 0 | 0 | 0 | 0 | 0
| Cumulative Retirements of Capacity | EI | EI | Off-shore Wind | WT_off | 0 | 0 | 0 | 0.01 | 0.02 | 0.04 | WT_off | 0 | 0 | 0 | 0 | 0 | 0
| Cumulative Retirements of Capacity | EI | EI | Other | PseudoUnit | 0 | 0 | 0 | 0 | 0 | 0 | PseudoUnit | 0 | 0 | 0 | 0 | 0 | 0
| Cumulative Retirements of Capacity | EI | EI | HQ/Maritimes | FixedInterchange | 0 | 0 | 0 | 0 | 0 | 0 | FixedInterchange | 0 | 0 | 0 | 0 | 0 | 0
Cumulative Retirements of Capacity
| Cumulative Retirements of Capacity |  |  |  | Cumulative Retirements of Capacity by Reporting Type: Outside_EI | [6 empty] | Cumulative Retirements of Capacity by Reporting Type: Outside_EI
| Cumulative Retirements of Capacity |  |  |  | ReportingType | 2015 | 2020 | 2025 | 2030 | 2035 | 2040 | ReportingType | 2015 | 2020 | 2025 | 2030 | 2035 | 2040
| Cumulative Retirements of Capacity | Outside_EI | Outside_EI | Other Renew | BM | 0 | 0 | 0 | 0 | 0 | 0 | BM | 0 | 0 | 0 | 0 | 0 | 0
| Cumulative Retirements of Capacity | Outside_EI | Outside_EI | CC | CC | 2772.63 | 2772.64 | 5179.4 | 8904.83 | 24129.57 | 31259.92 | CC | 2773 | 2773 | 5179.99 | 7049.24 | 24222.42 | 30372.87
| Cumulative Retirements of Capacity | Outside_EI | Outside_EI | Other Renew | CSP | 474.99 | 474.99 | 474.99 | 475 | 475 | 475 | CSP | 475 | 475 | 475 | 475 | 475 | 475
| Cumulative Retirements of Capacity | Outside_EI | Outside_EI | CT | CT | 0 | 0 | 0 | 0.02 | 1700.26 | 1700.27 | CT | 0 | 0 | 0 | 0 | 1702.08 | 1702.08
| Cumulative Retirements of Capacity | Outside_EI | Outside_EI | Coal | Coal | 26564.99 | 31884.62 | 47896.3 | 52237.55 | 52238 | 52238.38 | Coal | 26568.19 | 32020.69 | 48155.95 | 52234.97 | 52234.97 | 52234.97
| Cumulative Retirements of Capacity | Outside_EI | Outside_EI | Other Renew | Geo | 4.8 | 4.8 | 4.8 | 4.8 | 4.8 | 4.8 | Geo | 4.8 | 4.8 | 4.8 | 4.8 | 4.8 | 4.8
| Cumulative Retirements of Capacity | Outside_EI | Outside_EI | Hydro | H | 0 | 0 | 0 | 0 | 0 | 0 | H | 0 | 0 | 0 | 0 | 0 | 0
| Cumulative Retirements of Capacity | Outside_EI | Outside_EI | Other Renew | LFG | 0 | 0 | 0 | 0 | 0 | 0 | LFG | 0 | 0 | 0 | 0 | 0 | 0
| Cumulative Retirements of Capacity | Outside_EI | Outside_EI | Nuclear | Nuc | 0 | 0 | 0 | 0 | 0 | 0 | Nuc | 0 | 0 | 0 | 0 | 0 | 0
| Cumulative Retirements of Capacity | Outside_EI | Outside_EI | Other | PS | 0 | 0 | 0 | 0 | 0 | 0 | PS | 0 | 0 | 0 | 0 | 0 | 0
| Cumulative Retirements of Capacity | Outside_EI | Outside_EI | Other Renew | PV | 0 | 0 | 0 | 0 | 13.57 | 13.57 | PV | 0 | 0 | 0 | 0 | 14 | 14
| Cumulative Retirements of Capacity | Outside_EI | Outside_EI | CT | PeakG | 3305.74 | 3305.75 | 3718.92 | 3718.95 | 3718.98 | 3719 | PeakG | 3305.62 | 3305.62 | 3718.77 | 3718.77 | 3718.77 | 3718.77
| Cumulative Retirements of Capacity | Outside_EI | Outside_EI | CT | PeakO | 535.15 | 535.16 | 579.06 | 579.08 | 579.11 | 579.14 | PeakO | 546.99 | 546.99 | 590.99 | 590.99 | 590.99 | 590.99
| Cumulative Retirements of Capacity | Outside_EI | Outside_EI | Other Renew | ST | 0 | 0 | 0 | 0 | 0 | 0 | ST | 0 | 0 | 0 | 0 | 0 | 0
| Cumulative Retirements of Capacity | Outside_EI | Outside_EI | Steam O/G | STOG | 14860.64 | 14941.86 | 19315.62 | 25921.83 | 33568.57 | 33568.62 | STOG | 15741.37 | 15822.55 | 20007.79 | 24016.95 | 34378.66 | 34378.66
| Cumulative Retirements of Capacity | Outside_EI | Outside_EI | Other Renew | STWD | 0 | 0 | 0 | 0 | 0 | 0 | STWD | 0 | 0 | 0 | 0 | 0 | 0
| Cumulative Retirements of Capacity | Outside_EI | Outside_EI | On-shore Wind | WT | 126.2 | 126.2 | 126.2 | 126.2 | 126.21 | 126.21 | WT | 126.2 | 126.2 | 126.2 | 126.2 | 126.2 | 126.2
| Cumulative Retirements of Capacity | Outside_EI | Outside_EI | Coal | IGCC | 0 | 0 | 0 | 0 | 0 | 0 | IGCC | 0 | 0 | 0 | 0 | 0 | 0
| Cumulative Retirements of Capacity | Outside_EI | Outside_EI | DR | DemandResponse | 0 | 0 | 0 | 0 | 0 | 0 | DemandResponse | 0 | 0 | 0 | 0 | 0 | 0
| Cumulative Retirements of Capacity | Outside_EI | Outside_EI | Coal-CCS | IGCC-CCS | 0 | 0 | 0 | 0 | 0 | 0 | IGCC-CCS | 0 | 0 | 0 | 0 | 0 | 0
| Cumulative Retirements of Capacity | Outside_EI | Outside_EI | Off-shore Wind | WT_off | 0 | 0 | 0 | 0 | 0 | 0 | WT_off | 0 | 0 | 0 | 0 | 0 | 0
| Cumulative Retirements of Capacity | Outside_EI | Outside_EI | Other | PseudoUnit | 0 | 0 | 0 | 0 | 0 | 0 | PseudoUnit | 0 | 0 | 0 | 0 | 0 | 0
| Cumulative Retirements of Capacity | Outside_EI | Outside_EI | HQ/Maritimes | FixedInterchange | 0 | 0 | 0 | 0 | 0 | 0 | FixedInterchange | 0 | 0 | 0 | 0 | 0 | 0
#5 |  |  |  |  | #5 | 2015: Total Installed ACTIVE Capacity (MW) | #5 | Total Installed ACTIVE Capacity (MW)
[5 empty] | Total Installed Capacity by Reporting Type: Entergy | [6 empty] | Total Installed Capacity by Reporting Type: Entergy
[5 empty] | ReportingType | 2015 | 2020 | 2025 | 2030 | 2035 | 2040 | ReportingType | 2015 | 2020 | 2025 | 2030 | 2035 | 2040
| Total Installed Capacity | ENT | Southwest | Other Renew | BM | 0 | 0 | 0 | 0.01 | 0.05 | 5783.86 | BM | 0 | 0 | 0 | 0 | 3229.95 | 9699.73
| Total Installed Capacity | ENT | Southwest | CC | CC | 15911.07 | 18094.59 | 18094.69 | 18094.73 | 17507.53 | 13940.27 | CC | 17366.15 | 21831.12 | 21665.6 | 21622.13 | 16201.9 | 11951.78
| Total Installed Capacity | ENT | Southwest | Other Renew | CSP | 0 | 0 | 0 | 0 | 0 | 0 | CSP | 0 | 0 | 0 | 0 | 0 | 0
| Total Installed Capacity | ENT | Southwest | CT | CT | 0.03 | 0.15 | 0.15 | 0.15 | 0.15 | 0.14 | CT | 0 | 0 | 0 | 0 | 0 | 0
| Total Installed Capacity | ENT | Southwest | Coal | Coal | 8076.14 | 3623.37 | 1767.27 | 720.68 | 720.57 | 720.5 | Coal | 7496.04 | 720.02 | 720 | 720 | 720 | 720
| Total Installed Capacity | ENT | Southwest | Other Renew | Geo | 0 | 0 | 0 | 0 | 0 | 0 | Geo | 0 | 0 | 0 | 0 | 0 | 0
| Total Installed Capacity | ENT | Southwest | Hydro | H | 744 | 744.01 | 744.02 | 744.05 | 1853 | 1853 | H | 744 | 744 | 744 | 744 | 1853 | 1853
| Total Installed Capacity | ENT | Southwest | Other Renew | LFG | 8 | 8 | 115.39 | 115.39 | 115.39 | 115.4 | LFG | 8 | 8 | 115.4 | 115.4 | 115.4 | 115.4
| Total Installed Capacity | ENT | Southwest | Nuclear | Nuc | 5422 | 5422 | 5422.01 | 5422.02 | 4580.05 | 3583.19 | Nuc | 5422 | 5422 | 5422 | 5422 | 4580 | 3583
| Total Installed Capacity | ENT | Southwest | Other | PS | 59 | 59 | 59 | 59 | 59 | 59 | PS | 59 | 59 | 59 | 59 | 59 | 59
| Total Installed Capacity | ENT | Southwest | Other Renew | PV | 0.05 | 61.82 | 91.17 | 91.18 | 91.18 | 92.57 | PV | 0.29 | 61.81 | 91.22 | 91.22 | 91.22 | 92.58
| Total Installed Capacity | ENT | Southwest | CT | PeakG | 2787 | 2787 | 2786.99 | 2786.96 | 2786.92 | 2786.88 | PeakG | 2787 | 2787 | 2787 | 622.65 | 500.45 | 500.45
| Total Installed Capacity | ENT | Southwest | CT | PeakO | 174 | 174 | 174 | 173.98 | 0.92 | 0.87 | PeakO | 174 | 174 | 0.01 | 0 | 0 | 0
| Total Installed Capacity | ENT | Southwest | Other Renew | ST | 0 | 0 | 0 | 0 | 0 | 0 | ST | 0 | 0 | 0 | 0 | 0 | 0
| Total Installed Capacity | ENT | Southwest | Steam O/G | STOG | 2351.93 | 2351.93 | 2351.92 | 1203.14 | 0.25 | 0.23 | STOG | 1478.76 | 1478.76 | 0 | 0 | 0 | 0
| Total Installed Capacity | ENT | Southwest | Other Renew | STWD | 206 | 206 | 206 | 206 | 206 | 206 | STWD | 206 | 206 | 206 | 206 | 206 | 206
| Total Installed Capacity | ENT | Southwest | On-shore Wind | WT | 107.02 | 107.03 | 107.05 | 107.07 | 107.07 | 107.07 | WT | 107 | 107 | 107 | 207 | 2507 | 2507
| Total Installed Capacity | ENT | Southwest | Coal | IGCC | 0.01 | 0.01 | 0.01 | 0.01 | 0.01 | 0.01 | IGCC | 0 | 0 | 0 | 0 | 0 | 0
| Total Installed Capacity | ENT | Southwest | DR | DemandResponse | 301.55 | 1538.95 | 2854.33 | 2930.78 | 3009.27 | 3089.87 | DemandResponse | 301.55 | 1538.95 | 2854.33 | 2930.78 | 3009.27 | 3089.87
| Total Installed Capacity | ENT | Southwest | Coal-CCS | IGCC-CCS | 0 | 0.01 | 0.01 | 0.01 | 0.02 | 0.02 | IGCC-CCS | 0 | 0 | 0 | 0 | 0 | 0
| Total Installed Capacity | ENT | Southwest | Off-shore Wind | WT_off | 0 | 0 | 0 | 0 | 0 | 0 | WT_off | 0 | 0 | 0 | 0 | 0 | 0
| Total Installed Capacity | ENT | Southwest | Other | PseudoUnit | 0 | 0 | 0 | 0 | 0 | 0 | PseudoUnit | 0 | 0 | 0 | 0 | 0 | 0
| Total Installed Capacity | ENT | Southwest | HQ/Maritimes | FixedInterchange | 0 | 0 | 0 | 0 | 0 | 0 | FixedInterchange | 0 | 0 | 0 | 0 | 0 | 0
Total Installed Capacity
| Total Installed Capacity |  |  |  | Total Installed Capacity by Reporting Type: FRCC | [6 empty] | Total Installed Capacity by Reporting Type: FRCC
| Total Installed Capacity |  |  |  | ReportingType | 2015 | 2020 | 2025 | 2030 | 2035 | 2040 | ReportingType | 2015 | 2020 | 2025 | 2030 | 2035 | 2040
| Total Installed Capacity | FRCC | South | Other Renew | BM | 0 | 0 | 0 | 0.01 | 0.19 | 2001.88 | BM | 0 | 0 | 0 | 0 | 0 | 2001.91
| Total Installed Capacity | FRCC | South | CC | CC | 34350.31 | 34356.11 | 34356.16 | 27022.57 | 21092.52 | 20384.15 | CC | 33908.66 | 33920.26 | 33920.27 | 24436.42 | 18903.2 | 18856.34
| Total Installed Capacity | FRCC | South | Other Renew | CSP | 0 | 0 | 0 | 0 | 0 | 0 | CSP | 0 | 0 | 0 | 0 | 0 | 0
| Total Installed Capacity | FRCC | South | CT | CT | 2480 | 2480 | 2480 | 2479.93 | 0.09 | 0.09 | CT | 2480 | 2480 | 2480 | 2480 | 0 | 0
| Total Installed Capacity | FRCC | South | Coal | Coal | 2359.27 | 1255.27 | 3.69 | 3.52 | 3.51 | 3.48 | Coal | 2954.75 | 1850.75 | 1698.02 | 1698.02 | 1698.02 | 1698.02
| Total Installed Capacity | FRCC | South | Other Renew | Geo | 0 | 0 | 0 | 0 | 0 | 0 | Geo | 0 | 0 | 0 | 0 | 0 | 0
| Total Installed Capacity | FRCC | South | Hydro | H | 55 | 55.01 | 55.01 | 55.01 | 55.06 | 55.11 | H | 55 | 55 | 55 | 55 | 55 | 55
| Total Installed Capacity | FRCC | South | Other Renew | LFG | 486 | 486.01 | 684 | 684 | 684 | 684 | LFG | 486 | 486 | 684 | 684 | 684 | 684
| Total Installed Capacity | FRCC | South | Nuclear | Nuc | 4131.33 | 4131.34 | 7225.52 | 19276.56 | 25293.18 | 27889.44 | Nuc | 4131.33 | 4131.33 | 7387.87 | 19574.61 | 25285.83 | 27280.37
| Total Installed Capacity | FRCC | South | Other | PS | 0 | 0 | 0 | 0 | 0 | 0 | PS | 0 | 0 | 0 | 0 | 0 | 0
| Total Installed Capacity | FRCC | South | Other Renew | PV | 51 | 51 | 51.01 | 51.01 | 51.01 | 51.02 | PV | 51 | 51 | 51 | 51 | 51 | 51
| Total Installed Capacity | FRCC | South | CT | PeakG | 8431 | 8431 | 8430.99 | 5911.71 | 5911.7 | 5911.7 | PeakG | 8431 | 8431 | 8431 | 6558.48 | 6558.48 | 6558.48
| Total Installed Capacity | FRCC | South | CT | PeakO | 2282.99 | 2282.98 | 2282.96 | 0.36 | 0.35 | 0.35 | PeakO | 2283 | 2283 | 859.03 | 0 | 0 | 0
| Total Installed Capacity | FRCC | South | Other Renew | ST | 0 | 0 | 0 | 0 | 0 | 0 | ST | 0 | 0 | 0 | 0 | 0 | 0
| Total Installed Capacity | FRCC | South | Steam O/G | STOG | 147.99 | 147.99 | 0.25 | 0.12 | 0.12 | 0.12 | STOG | 0.01 | 0.01 | 0 | 0 | 0 | 0
| Total Installed Capacity | FRCC | South | Other Renew | STWD | 195 | 195 | 195 | 195 | 195 | 195 | STWD | 195 | 195 | 195 | 195 | 195 | 195
| Total Installed Capacity | FRCC | South | On-shore Wind | WT | 0 | 0 | 0 | 0 | 0 | 0 | WT | 0 | 0 | 0 | 0 | 0 | 0
| Total Installed Capacity | FRCC | South | Coal | IGCC | 0.01 | 0.01 | 0.01 | 0.01 | 0.01 | 0.01 | IGCC | 0 | 0 | 0 | 0 | 0 | 0
| Total Installed Capacity | FRCC | South | DR | DemandResponse | 2734.45 | 3962.85 | 5527.63 | 5878.95 | 6252.59 | 6649.99 | DemandResponse | 2734.45 | 3962.85 | 5527.63 | 5878.95 | 6252.59 | 6649.99
| Total Installed Capacity | FRCC | South | Coal-CCS | IGCC-CCS | 0 | 0.01 | 0.01 | 0.01 | 0.03 | 0.03 | IGCC-CCS | 0 | 0 | 0 | 0 | 0 | 0
| Total Installed Capacity | FRCC | South | Off-shore Wind | WT_off | 0 | 0 | 0 | 0 | 0 | 0 | WT_off | 0 | 0 | 0 | 0 | 0 | 0
| Total Installed Capacity | FRCC | South | Other | PseudoUnit | 0 | 0 | 0 | 0 | 0 | 0 | PseudoUnit | 0 | 0 | 0 | 0 | 0 | 0
| Total Installed Capacity | FRCC | South | HQ/Maritimes | FixedInterchange | 0 | 0 | 0 | 0 | 0 | 0 | FixedInterchange | 0 | 0 | 0 | 0 | 0 | 0
Total Installed Capacity
| Total Installed Capacity |  |  |  | Total Installed Capacity by Reporting Type: MAPP_US | [6 empty] | Total Installed Capacity by Reporting Type: MAPP_US
| Total Installed Capacity |  |  |  | ReportingType | 2015 | 2020 | 2025 | 2030 | 2035 | 2040 | ReportingType | 2015 | 2020 | 2025 | 2030 | 2035 | 2040
| Total Installed Capacity | MAPP_US | Midwest | Other Renew | BM | 0 | 0 | 0 | 0 | 0.02 | 19.11 | BM | 0 | 0 | 0 | 0 | 0 | 0
| Total Installed Capacity | MAPP_US | Midwest | CC | CC | 289.17 | 289.34 | 289.47 | 289.58 | 289.73 | 289.74 | CC | 289 | 289.02 | 372.89 | 372.9 | 409.27 | 442.05
| Total Installed Capacity | MAPP_US | Midwest | Other Renew | CSP | 0 | 0 | 0 | 0 | 0 | 0 | CSP | 0 | 0 | 0 | 0 | 0 | 0
| Total Installed Capacity | MAPP_US | Midwest | CT | CT | 308.32 | 412.5 | 412.5 | 567.62 | 605.23 | 605.24 | CT | 308.3 | 433.27 | 433.27 | 744.98 | 744.98 | 744.98
| Total Installed Capacity | MAPP_US | Midwest | Coal | Coal | 1621.3 | 1150.35 | 452.54 | 452.52 | 452.51 | 452.49 | Coal | 1655.07 | 1184.07 | 777.54 | 619.07 | 619.07 | 619.07
| Total Installed Capacity | MAPP_US | Midwest | Other Renew | Geo | 44 | 44 | 44 | 44 | 44 | 44 | Geo | 44 | 44 | 44 | 44 | 44 | 44
| Total Installed Capacity | MAPP_US | Midwest | Hydro | H | 2186 | 2186 | 2186 | 2186 | 2186 | 2186 | H | 2186 | 2186 | 2186 | 2186 | 2186 | 2186
| Total Installed Capacity | MAPP_US | Midwest | Other Renew | LFG | 2 | 2 | 2.02 | 73.65 | 73.65 | 73.67 | LFG | 2 | 2 | 2 | 73.67 | 73.67 | 73.67
| Total Installed Capacity | MAPP_US | Midwest | Nuclear | Nuc | 0.1 | 0.1 | 0.1 | 0.11 | 0.11 | 0.11 | Nuc | 0.1 | 0.1 | 0.1 | 0.1 | 0.1 | 0.1
| Total Installed Capacity | MAPP_US | Midwest | Other | PS | 0 | 0 | 0 | 0 | 0 | 0 | PS | 0 | 0 | 0 | 0 | 0 | 0
| Total Installed Capacity | MAPP_US | Midwest | Other Renew | PV | 0 | 0 | 0 | 0.01 | 0.01 | 0.01 | PV | 0 | 0 | 0 | 0 | 0 | 0
| Total Installed Capacity | MAPP_US | Midwest | CT | PeakG | 709 | 709 | 709 | 708.99 | 708.99 | 708.99 | PeakG | 709 | 709 | 709 | 709 | 709 | 709
| Total Installed Capacity | MAPP_US | Midwest | CT | PeakO | 345.99 | 345.99 | 345.99 | 345.99 | 345.99 | 345.99 | PeakO | 346 | 346 | 346 | 346 | 346 | 346
| Total Installed Capacity | MAPP_US | Midwest | Other Renew | ST | 0 | 0 | 0 | 0 | 0 | 0 | ST | 0 | 0 | 0 | 0 | 0 | 0
| Total Installed Capacity | MAPP_US | Midwest | Steam O/G | STOG | 35.87 | 35.87 | 35.87 | 35.87 | 35.87 | 35.86 | STOG | 0.46 | 0.46 | 0.46 | 0.46 | 0.46 | 0.46
| Total Installed Capacity | MAPP_US | Midwest | Other Renew | STWD | 0 | 0 | 0 | 0 | 0 | 0 | STWD | 0 | 0 | 0 | 0 | 0 | 0
| Total Installed Capacity | MAPP_US | Midwest | On-shore Wind | WT | 1689.31 | 5899.65 | 9037.82 | 9037.83 | 9037.84 | 9106.1 | WT | 1689.3 | 5777.45 | 6424.68 | 6424.68 | 6424.68 | 6424.68
| Total Installed Capacity | MAPP_US | Midwest | Coal | IGCC | 0.01 | 0.02 | 0.02 | 0.02 | 0.02 | 0.02 | IGCC | 0 | 0 | 0 | 0 | 0 | 0
| Total Installed Capacity | MAPP_US | Midwest | DR | DemandResponse | 59 | 199.4 | 353.8 | 367.81 | 382.38 | 397.53 | DemandResponse | 59 | 199.4 | 353.8 | 367.81 | 382.38 | 397.53
| Total Installed Capacity | MAPP_US | Midwest | Coal-CCS | IGCC-CCS | 0 | 0.01 | 0.02 | 0.02 | 0.05 | 0.05 | IGCC-CCS | 0 | 0 | 0 | 0 | 0 | 0
| Total Installed Capacity | MAPP_US | Midwest | Off-shore Wind | WT_off | 0 | 0 | 0 | 0 | 0 | 0 | WT_off | 0 | 0 | 0 | 0 | 0 | 0
| Total Installed Capacity | MAPP_US | Midwest | Other | PseudoUnit | 0 | 0 | 0 | 0 | 0 | 0 | PseudoUnit | 0 | 0 | 0 | 0 | 0 | 0
| Total Installed Capacity | MAPP_US | Midwest | HQ/Maritimes | FixedInterchange | 0 | 0 | 0 | 0 | 0 | 0 | FixedInterchange | 0 | 0 | 0 | 0 | 0 | 0
Total Installed Capacity
| Total Installed Capacity |  |  |  | Total Installed Capacity by Reporting Type: MISO_IN | [6 empty] | Total Installed Capacity by Reporting Type: MISO_IN
| Total Installed Capacity |  |  |  | ReportingType | 2015 | 2020 | 2025 | 2030 | 2035 | 2040 | ReportingType | 2015 | 2020 | 2025 | 2030 | 2035 | 2040
| Total Installed Capacity | MISO_IN | Midwest | Other Renew | BM | 0 | 0 | 0 | 0.01 | 212.54 | 3492.06 | BM | 0 | 0 | 0 | 0 | 0 | 0
| Total Installed Capacity | MISO_IN | Midwest | CC | CC | 1396.62 | 2883.46 | 2883.52 | 2883.61 | 2883.61 | 2883.61 | CC | 3226.06 | 15546.38 | 15546.38 | 15546.38 | 15546.38 | 15546.38
| Total Installed Capacity | MISO_IN | Midwest | Other Renew | CSP | 0 | 0 | 0 | 0 | 0 | 0 | CSP | 0 | 0 | 0 | 0 | 0 | 0
| Total Installed Capacity | MISO_IN | Midwest | CT | CT | 0.02 | 0.08 | 0.08 | 0.11 | 0.11 | 0.11 | CT | 0 | 0 | 0 | 0 | 0 | 0
| Total Installed Capacity | MISO_IN | Midwest | Coal | Coal | 9261.66 | 7458.46 | 3634.83 | 3634.78 | 3634.71 | 3634.46 | Coal | 8809.07 | 6533.08 | 6182.45 | 3333.84 | 3333.84 | 3333.84
| Total Installed Capacity | MISO_IN | Midwest | Other Renew | Geo | 0 | 0 | 0 | 0 | 0 | 0 | Geo | 0 | 0 | 0 | 0 | 0 | 0
| Total Installed Capacity | MISO_IN | Midwest | Hydro | H | 75 | 75 | 75 | 75 | 75 | 75 | H | 75 | 75 | 75 | 75 | 75 | 75
| Total Installed Capacity | MISO_IN | Midwest | Other Renew | LFG | 37 | 37 | 117.1 | 117.12 | 117.12 | 117.12 | LFG | 37 | 37 | 117.12 | 117.13 | 117.13 | 117.13
| Total Installed Capacity | MISO_IN | Midwest | Nuclear | Nuc | 0.1 | 0.1 | 0.1 | 0.13 | 0.2 | 0.21 | Nuc | 0.1 | 0.1 | 0.1 | 0.1 | 0.1 | 0.1
| Total Installed Capacity | MISO_IN | Midwest | Other | PS | 0 | 0 | 0 | 0 | 0 | 0 | PS | 0 | 0 | 0 | 0 | 0 | 0
| Total Installed Capacity | MISO_IN | Midwest | Other Renew | PV | 0 | 225.92 | 336.79 | 340.89 | 340.89 | 340.89 | PV | 0 | 225.81 | 336.79 | 340.94 | 340.94 | 340.94
| Total Installed Capacity | MISO_IN | Midwest | CT | PeakG | 3053 | 3053 | 3052.99 | 3052.99 | 3052.99 | 3052.99 | PeakG | 3053 | 3053 | 3053 | 3053 | 3053 | 3053
| Total Installed Capacity | MISO_IN | Midwest | CT | PeakO | 361 | 361 | 361 | 361 | 361 | 360.99 | PeakO | 361 | 361 | 361 | 361 | 361 | 361
| Total Installed Capacity | MISO_IN | Midwest | Other Renew | ST | 0 | 0 | 0 | 0 | 0 | 0 | ST | 0 | 0 | 0 | 0 | 0 | 0
| Total Installed Capacity | MISO_IN | Midwest | Steam O/G | STOG | 279 | 279 | 279 | 279 | 279 | 278.99 | STOG | 279 | 279 | 279 | 279 | 279 | 265.58
| Total Installed Capacity | MISO_IN | Midwest | Other Renew | STWD | 0 | 0 | 0 | 0 | 0 | 0 | STWD | 0 | 0 | 0 | 0 | 0 | 0
| Total Installed Capacity | MISO_IN | Midwest | On-shore Wind | WT | 535.01 | 535.02 | 535.04 | 535.08 | 535.08 | 535.08 | WT | 535 | 535 | 535 | 42113.98 | 42113.98 | 42113.98
| Total Installed Capacity | MISO_IN | Midwest | Coal | IGCC | 618 | 618 | 618 | 618 | 618 | 618 | IGCC | 618 | 618 | 618 | 618 | 618 | 618
| Total Installed Capacity | MISO_IN | Midwest | DR | DemandResponse | 1068.55 | 1287.74 | 1545.09 | 1592.8 | 1641.97 | 1692.67 | DemandResponse | 1068.55 | 1287.74 | 1545.09 | 1592.8 | 1641.97 | 1692.67
| Total Installed Capacity | MISO_IN | Midwest | Coal-CCS | IGCC-CCS | 0 | 0.01 | 0.01 | 0.02 | 0.03 | 0.03 | IGCC-CCS | 0 | 0 | 0 | 0 | 0 | 0
| Total Installed Capacity | MISO_IN | Midwest | Off-shore Wind | WT_off | 0 | 0 | 0 | 0.01 | 0.01 | 0.01 | WT_off | 0 | 0 | 0 | 0 | 0 | 0
| Total Installed Capacity | MISO_IN | Midwest | Other | PseudoUnit | 0 | 0 | 0 | 0 | 0 | 0 | PseudoUnit | 0 | 0 | 0 | 0 | 0 | 0
| Total Installed Capacity | MISO_IN | Midwest | HQ/Maritimes | FixedInterchange | 0 | 0 | 0 | 0 | 0 | 0 | FixedInterchange | 0 | 0 | 0 | 0 | 0 | 0
Total Installed Capacity
| Total Installed Capacity |  |  |  | Total Installed Capacity by Reporting Type: MISO_MI | [6 empty] | Total Installed Capacity by Reporting Type: MISO_MI
| Total Installed Capacity |  |  |  | ReportingType | 2015 | 2020 | 2025 | 2030 | 2035 | 2040 | ReportingType | 2015 | 2020 | 2025 | 2030 | 2035 | 2040
| Total Installed Capacity | MISO_MI | Midwest | Other Renew | BM | 0 | 0 | 0 | 0.01 | 0.13 | 6.5 | BM | 0 | 0 | 0 | 0 | 0 | 3846.5
| Total Installed Capacity | MISO_MI | Midwest | CC | CC | 4338.24 | 4338.52 | 4338.57 | 4338.64 | 4338.64 | 4338.63 | CC | 7172.35 | 9378.56 | 9378.56 | 9378.56 | 9378.56 | 7472.46
| Total Installed Capacity | MISO_MI | Midwest | Other Renew | CSP | 0 | 0 | 0 | 0 | 0 | 0 | CSP | 0 | 0 | 0 | 0 | 0 | 0
| Total Installed Capacity | MISO_MI | Midwest | CT | CT | 0.02 | 0.12 | 0.12 | 0.16 | 0.16 | 0.16 | CT | 0 | 0 | 0 | 0 | 0 | 0
| Total Installed Capacity | MISO_MI | Midwest | Coal | Coal | 3818.69 | 2.58 | 2.07 | 2.04 | 2.01 | 1.93 | Coal | 4452.02 | 0.02 | 0.02 | 0.02 | 0.02 | 0.02
| Total Installed Capacity | MISO_MI | Midwest | Other Renew | Geo | 0 | 0 | 0 | 0 | 0 | 0 | Geo | 0 | 0 | 0 | 0 | 0 | 0
| Total Installed Capacity | MISO_MI | Midwest | Hydro | H | 141 | 141 | 141 | 141 | 141 | 141 | H | 141 | 141 | 141 | 141 | 141 | 141
| Total Installed Capacity | MISO_MI | Midwest | Other Renew | LFG | 163 | 208.39 | 323.25 | 323.25 | 323.25 | 323.25 | LFG | 163 | 163 | 323.25 | 323.25 | 323.25 | 323.25
| Total Installed Capacity | MISO_MI | Midwest | Nuclear | Nuc | 1889 | 1889 | 1889 | 1889.04 | 1111.53 | 1111.61 | Nuc | 1889 | 1889 | 1889 | 1889 | 1391.23 | 1391.23
| Total Installed Capacity | MISO_MI | Midwest | Other | PS | 1872 | 1872 | 1872 | 1872 | 1872 | 1872 | PS | 1872 | 1872 | 1872 | 1872 | 1872 | 1872
| Total Installed Capacity | MISO_MI | Midwest | Other Renew | PV | 0 | 0 | 0.01 | 0.01 | 0.01 | 0.01 | PV | 0 | 0 | 0 | 0 | 0 | 0
| Total Installed Capacity | MISO_MI | Midwest | CT | PeakG | 3562 | 3562 | 3561.99 | 3561.99 | 3561.99 | 3561.99 | PeakG | 3562 | 3562 | 3562 | 3562 | 3562 | 3562
| Total Installed Capacity | MISO_MI | Midwest | CT | PeakO | 534 | 534 | 534 | 534 | 534 | 533.99 | PeakO | 534 | 534 | 534 | 534 | 534 | 534
| Total Installed Capacity | MISO_MI | Midwest | Other Renew | ST | 0 | 0 | 0 | 0 | 0 | 0 | ST | 0 | 0 | 0 | 0 | 0 | 0
| Total Installed Capacity | MISO_MI | Midwest | Steam O/G | STOG | 2851.98 | 2851.98 | 2851.93 | 2851.93 | 2851.93 | 2851.91 | STOG | 2852 | 2852 | 2852 | 2852 | 2852 | 2446.8
| Total Installed Capacity | MISO_MI | Midwest | Other Renew | STWD | 163 | 163 | 163 | 163 | 163 | 163 | STWD | 163 | 163 | 163 | 163 | 163 | 163
| Total Installed Capacity | MISO_MI | Midwest | On-shore Wind | WT | 2161.01 | 2288.22 | 2288.23 | 2288.23 | 2288.23 | 2288.23 | WT | 2161 | 2643.95 | 2761 | 2761 | 2761 | 2761
| Total Installed Capacity | MISO_MI | Midwest | Coal | IGCC | 0.01 | 0.01 | 0.01 | 0.01 | 0.01 | 0.01 | IGCC | 0 | 0 | 0 | 0 | 0 | 0
| Total Installed Capacity | MISO_MI | Midwest | DR | DemandResponse | 1838.88 | 2351.35 | 3000.3 | 3120.7 | 3245.93 | 3376.18 | DemandResponse | 1838.88 | 2351.35 | 3000.3 | 3120.7 | 3245.93 | 3376.18
| Total Installed Capacity | MISO_MI | Midwest | Coal-CCS | IGCC-CCS | 0 | 0.01 | 0.01 | 0.02 | 0.03 | 0.04 | IGCC-CCS | 0 | 0 | 0 | 0 | 0 | 0
| Total Installed Capacity | MISO_MI | Midwest | Off-shore Wind | WT_off | 0 | 0 | 0.01 | 0.01 | 0.01 | 0.01 | WT_off | 0 | 0 | 0 | 0 | 0 | 0
| Total Installed Capacity | MISO_MI | Midwest | Other | PseudoUnit | 0 | 0 | 0 | 0 | 0 | 0 | PseudoUnit | 0 | 0 | 0 | 0 | 0 | 0
| Total Installed Capacity | MISO_MI | Midwest | HQ/Maritimes | FixedInterchange | 0 | 0 | 0 | 0 | 0 | 0 | FixedInterchange | 0 | 0 | 0 | 0 | 0 | 0
Total Installed Capacity
| Total Installed Capacity |  |  |  | Total Installed Capacity by Reporting Type: MISO_MO-IL | [6 empty] | Total Installed Capacity by Reporting Type: MISO_MO-IL
| Total Installed Capacity |  |  |  | ReportingType | 2015 | 2020 | 2025 | 2030 | 2035 | 2040 | ReportingType | 2015 | 2020 | 2025 | 2030 | 2035 | 2040
| Total Installed Capacity | MISO_MO-IL | Midwest | Other Renew | BM | 0 | 0 | 0 | 0.01 | 0.05 | 0.06 | BM | 0 | 0 | 0 | 0 | 0 | 0
| Total Installed Capacity | MISO_MO-IL | Midwest | CC | CC | 1058.12 | 1058.26 | 1058.3 | 1058.36 | 1058.36 | 1058.36 | CC | 1058 | 2295.54 | 2295.54 | 2295.54 | 2295.54 | 2295.54
| Total Installed Capacity | MISO_MO-IL | Midwest | Other Renew | CSP | 0 | 0 | 0 | 0 | 0 | 0 | CSP | 0 | 0 | 0 | 0 | 0 | 0
| Total Installed Capacity | MISO_MO-IL | Midwest | CT | CT | 0.02 | 0.08 | 0.08 | 0.12 | 0.12 | 0.12 | CT | 0 | 0 | 0 | 0 | 0 | 0
| Total Installed Capacity | MISO_MO-IL | Midwest | Coal | Coal | 10949.81 | 4378.47 | 2430.61 | 2430.57 | 2430.48 | 2430.3 | Coal | 11552.01 | 4371.05 | 3378.05 | 2530.65 | 2530.65 | 2530.64
| Total Installed Capacity | MISO_MO-IL | Midwest | Other Renew | Geo | 0 | 0 | 0 | 0 | 0 | 0 | Geo | 0 | 0 | 0 | 0 | 0 | 0
| Total Installed Capacity | MISO_MO-IL | Midwest | Hydro | H | 352 | 352.51 | 352.51 | 632 | 632 | 632 | H | 352 | 385.55 | 632 | 632 | 632 | 632
| Total Installed Capacity | MISO_MO-IL | Midwest | Other Renew | LFG | 18 | 18 | 18.08 | 241.33 | 241.33 | 241.33 | LFG | 18 | 18 | 241.33 | 241.33 | 241.33 | 241.33
| Total Installed Capacity | MISO_MO-IL | Midwest | Nuclear | Nuc | 2233 | 2233 | 2233 | 2233.03 | 2233.04 | 2233.04 | Nuc | 2233 | 2233 | 2233 | 2233 | 2233 | 2233
| Total Installed Capacity | MISO_MO-IL | Midwest | Other | PS | 440 | 440 | 440 | 440 | 440 | 440 | PS | 440 | 440 | 440 | 440 | 440 | 440
| Total Installed Capacity | MISO_MO-IL | Midwest | Other Renew | PV | 0 | 0 | 0.01 | 0.01 | 0.01 | 0.01 | PV | 0 | 0 | 0 | 0 | 0 | 0
| Total Installed Capacity | MISO_MO-IL | Midwest | CT | PeakG | 4595 | 4594.99 | 4594.99 | 4594.99 | 4594.99 | 4594.98 | PeakG | 4595 | 4595 | 4595 | 4595 | 4595 | 4595
| Total Installed Capacity | MISO_MO-IL | Midwest | CT | PeakO | 766 | 766 | 766 | 766 | 766 | 765.99 | PeakO | 766 | 766 | 766 | 766 | 766 | 766
| Total Installed Capacity | MISO_MO-IL | Midwest | Other Renew | ST | 0 | 0 | 0 | 0 | 0 | 0 | ST | 0 | 0 | 0 | 0 | 0 | 0
| Total Installed Capacity | MISO_MO-IL | Midwest | Steam O/G | STOG | 592 | 592 | 591.99 | 591.99 | 591.99 | 591.97 | STOG | 592 | 592 | 592 | 592 | 592 | 558.17
| Total Installed Capacity | MISO_MO-IL | Midwest | Other Renew | STWD | 0 | 0 | 0 | 0 | 0 | 0 | STWD | 0 | 0 | 0 | 0 | 0 | 0
| Total Installed Capacity | MISO_MO-IL | Midwest | On-shore Wind | WT | 678.02 | 678.03 | 6277.9 | 6278.07 | 6278.07 | 6278.07 | WT | 678 | 678 | 12862.25 | 26992.92 | 26992.92 | 26992.92
| Total Installed Capacity | MISO_MO-IL | Midwest | Coal | IGCC | 0 | 0.01 | 0.01 | 0.01 | 0.01 | 0.01 | IGCC | 0 | 0 | 0 | 0 | 0 | 0
| Total Installed Capacity | MISO_MO-IL | Midwest | DR | DemandResponse | 301.14 | 1139.8 | 2067.65 | 2153.82 | 2243.59 | 2337.1 | DemandResponse | 301.14 | 1139.8 | 2067.65 | 2153.82 | 2243.59 | 2337.1
| Total Installed Capacity | MISO_MO-IL | Midwest | Coal-CCS | IGCC-CCS | 0 | 0 | 0.01 | 0.01 | 0.02 | 0.02 | IGCC-CCS | 0 | 0 | 0 | 0 | 0 | 0
| Total Installed Capacity | MISO_MO-IL | Midwest | Off-shore Wind | WT_off | 0 | 0 | 0 | 0 | 0 | 0 | WT_off | 0 | 0 | 0 | 0 | 0 | 0
| Total Installed Capacity | MISO_MO-IL | Midwest | Other | PseudoUnit | 0 | 0 | 0 | 0 | 0 | 0 | PseudoUnit | 0 | 0 | 0 | 0 | 0 | 0
| Total Installed Capacity | MISO_MO-IL | Midwest | HQ/Maritimes | FixedInterchange | 0 | 0 | 0 | 0 | 0 | 0 | FixedInterchange | 0 | 0 | 0 | 0 | 0 | 0
Total Installed Capacity
| Total Installed Capacity |  |  |  | Total Installed Capacity by Reporting Type: MISO_W | [6 empty] | Total Installed Capacity by Reporting Type: MISO_W
| Total Installed Capacity |  |  |  | ReportingType | 2015 | 2020 | 2025 | 2030 | 2035 | 2040 | ReportingType | 2015 | 2020 | 2025 | 2030 | 2035 | 2040
| Total Installed Capacity | MISO_W | Midwest | Other Renew | BM | 0 | 0 | 0 | 0 | 0.02 | 0.03 | BM | 0 | 0 | 0 | 0 | 0 | 0
| Total Installed Capacity | MISO_W | Midwest | CC | CC | 3025.21 | 3025.38 | 3025.47 | 3025.59 | 3025.59 | 3025.58 | CC | 3025.01 | 3773.06 | 3773.06 | 3773.06 | 3773.06 | 3773.06
| Total Installed Capacity | MISO_W | Midwest | Other Renew | CSP | 0 | 0 | 0 | 0 | 0 | 0 | CSP | 0 | 0 | 0 | 0 | 0 | 0
| Total Installed Capacity | MISO_W | Midwest | CT | CT | 0.06 | 0.28 | 0.28 | 0.38 | 0.38 | 0.38 | CT | 0 | 0 | 0 | 0 | 0 | 0
| Total Installed Capacity | MISO_W | Midwest | Coal | Coal | 10209.45 | 5784.02 | 801.44 | 801.41 | 801.33 | 801.07 | Coal | 10208.94 | 5783.04 | 5432.53 | 800.01 | 800.01 | 800.01
| Total Installed Capacity | MISO_W | Midwest | Other Renew | Geo | 0 | 0 | 0 | 0 | 0 | 0 | Geo | 0 | 0 | 0 | 0 | 0 | 0
| Total Installed Capacity | MISO_W | Midwest | Hydro | H | 497 | 497 | 497 | 497 | 497 | 497 | H | 497 | 497 | 497 | 497 | 497 | 497
| Total Installed Capacity | MISO_W | Midwest | Other Renew | LFG | 205 | 205 | 205.02 | 276.66 | 276.66 | 276.67 | LFG | 205 | 205 | 205 | 276.67 | 276.67 | 276.67
| Total Installed Capacity | MISO_W | Midwest | Nuclear | Nuc | 2361.33 | 2361.33 | 2361.34 | 2361.34 | 0.12 | 0.12 | Nuc | 2361.33 | 2361.33 | 2361.33 | 2361.33 | 0.1 | 0.1
| Total Installed Capacity | MISO_W | Midwest | Other | PS | 0 | 0 | 0 | 0 | 0 | 0 | PS | 0 | 0 | 0 | 0 | 0 | 0
| Total Installed Capacity | MISO_W | Midwest | Other Renew | PV | 0 | 0 | 0 | 0.01 | 0.01 | 0.01 | PV | 0 | 0 | 0 | 0 | 0 | 0
| Total Installed Capacity | MISO_W | Midwest | CT | PeakG | 4522 | 4522 | 4521.99 | 4521.99 | 4521.99 | 4521.98 | PeakG | 4522 | 4522 | 4522 | 4522 | 4522 | 4522
| Total Installed Capacity | MISO_W | Midwest | CT | PeakO | 2154 | 2154 | 2153.99 | 2153.99 | 2153.99 | 2153.97 | PeakO | 2154 | 2154 | 2154 | 2154 | 2154 | 2154
| Total Installed Capacity | MISO_W | Midwest | Other Renew | ST | 0 | 0 | 0 | 0 | 0 | 0 | ST | 0 | 0 | 0 | 0 | 0 | 0
| Total Installed Capacity | MISO_W | Midwest | Steam O/G | STOG | 172 | 172 | 172 | 171.99 | 171.99 | 171.97 | STOG | 172 | 172 | 172 | 172 | 172 | 164.6
| Total Installed Capacity | MISO_W | Midwest | Other Renew | STWD | 313 | 313 | 313 | 313 | 313 | 313 | STWD | 313 | 313 | 313 | 313 | 313 | 313
| Total Installed Capacity | MISO_W | Midwest | On-shore Wind | WT | 8358.51 | 8358.52 | 111908.61 | 116144.54 | 116144.57 | 119493.43 | WT | 8358.5 | 8358.5 | 38509.4 | 38509.4 | 38509.4 | 39716.24
| Total Installed Capacity | MISO_W | Midwest | Coal | IGCC | 0.01 | 0.02 | 0.02 | 0.02 | 0.02 | 0.02 | IGCC | 0 | 0 | 0 | 0 | 0 | 0
| Total Installed Capacity | MISO_W | Midwest | DR | DemandResponse | 2622.87 | 2885.77 | 3318.4 | 3449.86 | 3586.51 | 3728.59 | DemandResponse | 2622.87 | 2885.77 | 3318.4 | 3449.86 | 3586.51 | 3728.59
| Total Installed Capacity | MISO_W | Midwest | Coal-CCS | IGCC-CCS | 0 | 0.01 | 0.01 | 0.02 | 0.04 | 0.04 | IGCC-CCS | 0 | 0 | 0 | 0 | 0 | 0
| Total Installed Capacity | MISO_W | Midwest | Off-shore Wind | WT_off | 0 | 0 | 0 | 0 | 0 | 0 | WT_off | 0 | 0 | 0 | 0 | 0 | 0
| Total Installed Capacity | MISO_W | Midwest | Other | PseudoUnit | 0 | 0 | 0 | 0 | 0 | 0 | PseudoUnit | 0 | 0 | 0 | 0 | 0 | 0
| Total Installed Capacity | MISO_W | Midwest | HQ/Maritimes | FixedInterchange | 0 | 0 | 0 | 0 | 0 | 0 | FixedInterchange | 0 | 0 | 0 | 0 | 0 | 0
Total Installed Capacity
| Total Installed Capacity |  |  |  | Total Installed Capacity by Reporting Type: MISO_WUMS | [6 empty] | Total Installed Capacity by Reporting Type: MISO_WUMS
| Total Installed Capacity |  |  |  | ReportingType | 2015 | 2020 | 2025 | 2030 | 2035 | 2040 | ReportingType | 2015 | 2020 | 2025 | 2030 | 2035 | 2040
| Total Installed Capacity | MISO_WUMS | Midwest | Other Renew | BM | 0 | 0 | 0 | 0.01 | 2.33 | 2.64 | BM | 0 | 0 | 0 | 0 | 0.01 | 1705.01
| Total Installed Capacity | MISO_WUMS | Midwest | CC | CC | 11748.45 | 27453.15 | 27453.21 | 27453.3 | 27453.3 | 27453.3 | CC | 6325.75 | 8616.88 | 8616.88 | 8616.88 | 8616.88 | 8616.88
| Total Installed Capacity | MISO_WUMS | Midwest | Other Renew | CSP | 0 | 0 | 0 | 0 | 0 | 0 | CSP | 0 | 0 | 0 | 0 | 0 | 0
| Total Installed Capacity | MISO_WUMS | Midwest | CT | CT | 0.02 | 0.17 | 0.17 | 0.21 | 0.21 | 0.21 | CT | 0 | 0 | 0 | 0 | 0 | 0
| Total Installed Capacity | MISO_WUMS | Midwest | Coal | Coal | 3970.2 | 2102.21 | 1768.18 | 1768.17 | 1768.14 | 1768.01 | Coal | 3969.11 | 2100.12 | 2100.11 | 1767.01 | 1767.01 | 1767.01
| Total Installed Capacity | MISO_WUMS | Midwest | Other Renew | Geo | 0 | 0 | 0 | 0 | 0 | 0 | Geo | 0 | 0 | 0 | 0 | 0 | 0
| Total Installed Capacity | MISO_WUMS | Midwest | Hydro | H | 336 | 336.12 | 336.12 | 336.12 | 336.12 | 336.12 | H | 336 | 337 | 337 | 337 | 337 | 337
| Total Installed Capacity | MISO_WUMS | Midwest | Other Renew | LFG | 71 | 71 | 199.04 | 294.32 | 294.33 | 294.33 | LFG | 71 | 71 | 294.33 | 294.33 | 294.33 | 294.33
| Total Installed Capacity | MISO_WUMS | Midwest | Nuclear | Nuc | 1817 | 1817 | 1817 | 1817.04 | 0.19 | 0.2 | Nuc | 1817 | 1817 | 1817 | 1817 | 0.1 | 0.1
| Total Installed Capacity | MISO_WUMS | Midwest | Other | PS | 0 | 0 | 0 | 0 | 0 | 0 | PS | 0 | 0 | 0 | 0 | 0 | 0
| Total Installed Capacity | MISO_WUMS | Midwest | Other Renew | PV | 0 | 0 | 0 | 0.01 | 0.01 | 0.01 | PV | 0 | 0 | 0 | 0 | 0 | 0
| Total Installed Capacity | MISO_WUMS | Midwest | CT | PeakG | 3230 | 3230 | 3229.99 | 3229.99 | 3229.99 | 3229.99 | PeakG | 3230 | 3230 | 3230 | 3230 | 3230 | 3230
| Total Installed Capacity | MISO_WUMS | Midwest | CT | PeakO | 490 | 490 | 490 | 490 | 490 | 489.99 | PeakO | 490 | 490 | 490 | 490 | 490 | 490
| Total Installed Capacity | MISO_WUMS | Midwest | Other Renew | ST | 0 | 0 | 0 | 0 | 0 | 0 | ST | 0 | 0 | 0 | 0 | 0 | 0
| Total Installed Capacity | MISO_WUMS | Midwest | Steam O/G | STOG | 300.5 | 300.5 | 300.5 | 300.5 | 300.49 | 300.48 | STOG | 300.5 | 300.5 | 300.5 | 300.5 | 300.5 | 292.09
| Total Installed Capacity | MISO_WUMS | Midwest | Other Renew | STWD | 105 | 105 | 105 | 105 | 105 | 105 | STWD | 105 | 105 | 105 | 105 | 105 | 105
| Total Installed Capacity | MISO_WUMS | Midwest | On-shore Wind | WT | 1528.9 | 1528.9 | 1528.91 | 1559.68 | 1559.68 | 1559.69 | WT | 1528.9 | 1528.9 | 1559.7 | 11736.75 | 11736.75 | 14682.19
| Total Installed Capacity | MISO_WUMS | Midwest | Coal | IGCC | 0 | 0.01 | 0.01 | 0.01 | 0.01 | 0.01 | IGCC | 0 | 0 | 0 | 0 | 0 | 0
| Total Installed Capacity | MISO_WUMS | Midwest | DR | DemandResponse | 193.34 | 453.12 | 737.75 | 762.42 | 787.92 | 814.26 | DemandResponse | 193.34 | 453.12 | 737.75 | 762.42 | 787.92 | 814.26
| Total Installed Capacity | MISO_WUMS | Midwest | Coal-CCS | IGCC-CCS | 0 | 0 | 0 | 0.01 | 0.01 | 0.01 | IGCC-CCS | 0 | 0 | 0 | 0 | 0 | 0
| Total Installed Capacity | MISO_WUMS | Midwest | Off-shore Wind | WT_off | 0 | 0 | 0 | 0.01 | 0.01 | 0.01 | WT_off | 0 | 0 | 0 | 0 | 0 | 0
| Total Installed Capacity | MISO_WUMS | Midwest | Other | PseudoUnit | 0 | 0 | 0 | 0 | 0 | 0 | PseudoUnit | 0 | 0 | 0 | 0 | 0 | 0
| Total Installed Capacity | MISO_WUMS | Midwest | HQ/Maritimes | FixedInterchange | 0 | 0 | 0 | 0 | 0 | 0 | FixedInterchange | 0 | 0 | 0 | 0 | 0 | 0
Total Installed Capacity
| Total Installed Capacity |  |  |  | Total Installed Capacity by Reporting Type: Nebraska | [6 empty] | Total Installed Capacity by Reporting Type: Nebraska
| Total Installed Capacity |  |  |  | ReportingType | 2015 | 2020 | 2025 | 2030 | 2035 | 2040 | ReportingType | 2015 | 2020 | 2025 | 2030 | 2035 | 2040
| Total Installed Capacity | NE | Southwest | Other Renew | BM | 0 | 0 | 0 | 0 | 0.01 | 0.02 | BM | 0 | 0 | 0 | 0 | 0 | 0
| Total Installed Capacity | NE | Southwest | CC | CC | 358.08 | 358.12 | 358.16 | 358.2 | 358.23 | 358.23 | CC | 358.01 | 358.04 | 358.04 | 504.33 | 504.33 | 504.33
| Total Installed Capacity | NE | Southwest | Other Renew | CSP | 0 | 0 | 0 | 0 | 0 | 0 | CSP | 0 | 0 | 0 | 0 | 0 | 0
| Total Installed Capacity | NE | Southwest | CT | CT | 0.01 | 0.02 | 0.02 | 0.04 | 0.05 | 0.05 | CT | 0 | 0 | 0 | 0 | 0 | 0
| Total Installed Capacity | NE | Southwest | Coal | Coal | 4110.1 | 914.54 | 914.51 | 914.5 | 914.5 | 914.49 | Coal | 4110.1 | 914.3 | 914.3 | 914.3 | 914.3 | 914.3
| Total Installed Capacity | NE | Southwest | Other Renew | Geo | 0 | 0 | 0 | 0 | 0 | 0 | Geo | 0 | 0 | 0 | 0 | 0 | 0
| Total Installed Capacity | NE | Southwest | Hydro | H | 167 | 167 | 167 | 167 | 167 | 167 | H | 167 | 167 | 167 | 167 | 167 | 167
| Total Installed Capacity | NE | Southwest | Other Renew | LFG | 6 | 6 | 6.01 | 77.66 | 77.66 | 77.67 | LFG | 6 | 6 | 6 | 77.67 | 77.67 | 77.67
| Total Installed Capacity | NE | Southwest | Nuclear | Nuc | 1252 | 1252 | 1252 | 1252.01 | 0.21 | 0.21 | Nuc | 1252 | 1252 | 1252 | 1252 | 0.2 | 0.2
| Total Installed Capacity | NE | Southwest | Other | PS | 0 | 0 | 0 | 0 | 0 | 0 | PS | 0 | 0 | 0 | 0 | 0 | 0
| Total Installed Capacity | NE | Southwest | Other Renew | PV | 0 | 0 | 0 | 0.01 | 0.01 | 0.01 | PV | 0 | 0 | 0 | 0 | 0 | 0
| Total Installed Capacity | NE | Southwest | CT | PeakG | 1305 | 1305 | 1305 | 1305 | 1305 | 1304.99 | PeakG | 1305 | 1305 | 1305 | 1305 | 1305 | 1305
| Total Installed Capacity | NE | Southwest | CT | PeakO | 326 | 326 | 326 | 326 | 326 | 326 | PeakO | 326 | 326 | 326 | 326 | 326 | 326
| Total Installed Capacity | NE | Southwest | Other Renew | ST | 0 | 0 | 0 | 0 | 0 | 0 | ST | 0 | 0 | 0 | 0 | 0 | 0
| Total Installed Capacity | NE | Southwest | Steam O/G | STOG | 2.51 | 2.5 | 2.5 | 2.5 | 2.5 | 2.5 | STOG | 270 | 270 | 270 | 270 | 270 | 270
| Total Installed Capacity | NE | Southwest | Other Renew | STWD | 0 | 0 | 0 | 0 | 0 | 0 | STWD | 0 | 0 | 0 | 0 | 0 | 0
| Total Installed Capacity | NE | Southwest | On-shore Wind | WT | 344.01 | 26948 | 26948.06 | 26948.08 | 26948.08 | 26948.1 | WT | 344 | 12344.38 | 12625.03 | 12990.27 | 18243.23 | 18692.7
| Total Installed Capacity | NE | Southwest | Coal | IGCC | 0 | 0 | 0 | 0 | 0.01 | 0.01 | IGCC | 0 | 0 | 0 | 0 | 0 | 0
| Total Installed Capacity | NE | Southwest | DR | DemandResponse | 624.42 | 756.13 | 918.4 | 954.78 | 992.6 | 1031.92 | DemandResponse | 624.42 | 756.13 | 918.4 | 954.78 | 992.6 | 1031.92
| Total Installed Capacity | NE | Southwest | Coal-CCS | IGCC-CCS | 0 | 0 | 0 | 0 | 0.01 | 0.01 | IGCC-CCS | 0 | 0 | 0 | 0 | 0 | 0
| Total Installed Capacity | NE | Southwest | Off-shore Wind | WT_off | 0 | 0 | 0 | 0 | 0 | 0 | WT_off | 0 | 0 | 0 | 0 | 0 | 0
| Total Installed Capacity | NE | Southwest | Other | PseudoUnit | 0 | 0 | 0 | 0 | 0 | 0 | PseudoUnit | 0 | 0 | 0 | 0 | 0 | 0
| Total Installed Capacity | NE | Southwest | HQ/Maritimes | FixedInterchange | 0 | 0 | 0 | 0 | 0 | 0 | FixedInterchange | 0 | 0 | 0 | 0 | 0 | 0
Total Installed Capacity
| Total Installed Capacity |  |  |  | Total Installed Capacity by Reporting Type: NEISO | [6 empty] | Total Installed Capacity by Reporting Type: NEISO
| Total Installed Capacity |  |  |  | ReportingType | 2015 | 2020 | 2025 | 2030 | 2035 | 2040 | ReportingType | 2015 | 2020 | 2025 | 2030 | 2035 | 2040
| Total Installed Capacity | NEISO | Northeast | Other Renew | BM | 252.2 | 252.2 | 252.2 | 252.2 | 252.21 | 252.22 | BM | 252.2 | 252.2 | 252.2 | 252.2 | 252.2 | 252.2
| Total Installed Capacity | NEISO | Northeast | CC | CC | 12469.52 | 9459.91 | 7945.68 | 7361.73 | 7079.71 | 7016.6 | CC | 12471.76 | 9450.61 | 8073.26 | 8011.16 | 8011.16 | 7943.01
| Total Installed Capacity | NEISO | Northeast | Other Renew | CSP | 0 | 0 | 0 | 0 | 0 | 0 | CSP | 0 | 0 | 0 | 0 | 0 | 0
| Total Installed Capacity | NEISO | Northeast | CT | CT | 334 | 334 | 334 | 324.55 | 0.12 | 0.12 | CT | 334 | 334 | 334 | 324.5 | 324.5 | 324.5
| Total Installed Capacity | NEISO | Northeast | Coal | Coal | 320.26 | 0.24 | 0.22 | 0.22 | 0.21 | 0.21 | Coal | 320 | 0 | 0 | 0 | 0 | 0
| Total Installed Capacity | NEISO | Northeast | Other Renew | Geo | 0 | 0 | 0 | 0 | 0 | 0 | Geo | 0 | 0 | 0 | 0 | 0 | 0
| Total Installed Capacity | NEISO | Northeast | Hydro | H | 3257.7 | 3257.71 | 3257.76 | 3260.7 | 3260.7 | 3260.7 | H | 3257.7 | 3257.7 | 3257.7 | 3260.7 | 3260.7 | 3260.7
| Total Installed Capacity | NEISO | Northeast | Other Renew | LFG | 581.27 | 581.28 | 650.95 | 650.96 | 650.96 | 651 | LFG | 581.26 | 581.26 | 581.26 | 651 | 651 | 651
| Total Installed Capacity | NEISO | Northeast | Nuclear | Nuc | 4645 | 4645 | 4645 | 4645.01 | 3356.01 | 2479.1 | Nuc | 4645 | 4645 | 4645 | 4645 | 3356 | 2479.08
| Total Installed Capacity | NEISO | Northeast | Other | PS | 1674 | 1674 | 1674 | 1674 | 1674 | 1674 | PS | 1674 | 1674 | 1674 | 1674 | 1674 | 1674
| Total Installed Capacity | NEISO | Northeast | Other Renew | PV | 2 | 290.35 | 290.36 | 290.37 | 290.39 | 290.39 | PV | 2 | 294.45 | 294.45 | 294.45 | 294.45 | 294.45
| Total Installed Capacity | NEISO | Northeast | CT | PeakG | 1200 | 1199.98 | 1199.97 | 1199.96 | 1199.95 | 1199.94 | PeakG | 1200 | 1200 | 1200 | 1200 | 1200 | 1200
| Total Installed Capacity | NEISO | Northeast | CT | PeakO | 0.46 | 0.43 | 0.42 | 0.41 | 0.4 | 0.4 | PeakO | 0.11 | 0.11 | 0.11 | 0.11 | 0.11 | 0.11
| Total Installed Capacity | NEISO | Northeast | Other Renew | ST | 0 | 0 | 0 | 0 | 0 | 0 | ST | 0 | 0 | 0 | 0 | 0 | 0
| Total Installed Capacity | NEISO | Northeast | Steam O/G | STOG | 0.15 | 0.15 | 0.14 | 0.14 | 0.14 | 0.14 | STOG | 0 | 0 | 0 | 0 | 0 | 0
| Total Installed Capacity | NEISO | Northeast | Other Renew | STWD | 610 | 610 | 610 | 610 | 610 | 610 | STWD | 610 | 610 | 610 | 610 | 610 | 610
| Total Installed Capacity | NEISO | Northeast | On-shore Wind | WT | 434.24 | 2915.28 | 5482.71 | 5483.21 | 19980.38 | 19980.38 | WT | 434.2 | 2949.28 | 5087.56 | 5483 | 16952.81 | 16952.82
| Total Installed Capacity | NEISO | Northeast | Coal | IGCC | 0 | 0 | 0 | 0 | 0 | 0 | IGCC | 0 | 0 | 0 | 0 | 0 | 0
| Total Installed Capacity | NEISO | Northeast | DR | DemandResponse | 3092.4 | 3627.72 | 4230.66 | 4257.78 | 4282.5 | 4307.35 | DemandResponse | 3092.4 | 3627.72 | 4230.66 | 4257.78 | 4282.5 | 4307.35
| Total Installed Capacity | NEISO | Northeast | Coal-CCS | IGCC-CCS | 0 | 0 | 0 | 0 | 0.01 | 0.01 | IGCC-CCS | 0 | 0 | 0 | 0 | 0 | 0
| Total Installed Capacity | NEISO | Northeast | Off-shore Wind | WT_off | 468 | 468.02 | 468.04 | 468.07 | 468.11 | 468.12 | WT_off | 468 | 468 | 468 | 468 | 468 | 468
| Total Installed Capacity | NEISO | Northeast | Other | PseudoUnit | 0 | 0 | 0 | 0 | 0 | 0 | PseudoUnit | 0 | 0 | 0 | 0 | 0 | 0
| Total Installed Capacity | NEISO | Northeast | HQ/Maritimes | FixedInterchange | 0 | 0 | 0 | 0 | 0 | 0 | FixedInterchange | 0 | 0 | 0 | 0 | 0 | 0
Total Installed Capacity
| Total Installed Capacity |  |  |  | Total Installed Capacity by Reporting Type: NonRTO_Midwest | [6 empty] | Total Installed Capacity by Reporting Type: NonRTO_Midwest
| Total Installed Capacity |  |  |  | ReportingType | 2015 | 2020 | 2025 | 2030 | 2035 | 2040 | ReportingType | 2015 | 2020 | 2025 | 2030 | 2035 | 2040
| Total Installed Capacity | NonRTO_Midwest | MISO | Other Renew | BM | 0 | 0 | 0 | 0.01 | 351.52 | 4076.3 | BM | 0 | 0 | 0 | 0 | 1206.28 | 5580.25
| Total Installed Capacity | NonRTO_Midwest | MISO | CC | CC | 2062.75 | 4440.14 | 4440.21 | 4440.24 | 4440.25 | 2377.65 | CC | 2704.7 | 5318.18 | 5318.18 | 5318.18 | 5318.18 | 2613.49
| Total Installed Capacity | NonRTO_Midwest | MISO | Other Renew | CSP | 0 | 0 | 0 | 0 | 0 | 0 | CSP | 0 | 0 | 0 | 0 | 0 | 0
| Total Installed Capacity | NonRTO_Midwest | MISO | CT | CT | 0.02 | 0.05 | 0.05 | 0.05 | 0.05 | 0.05 | CT | 0 | 0 | 0 | 0 | 0 | 0
| Total Installed Capacity | NonRTO_Midwest | MISO | Coal | Coal | 7248.74 | 4765.54 | 3942.67 | 1727.52 | 1727.21 | 1727.13 | Coal | 6606.8 | 3886.71 | 3103.9 | 2099.57 | 2099.57 | 2099.57
| Total Installed Capacity | NonRTO_Midwest | MISO | Other Renew | Geo | 0 | 0 | 0 | 0 | 0 | 0 | Geo | 0 | 0 | 0 | 0 | 0 | 0
| Total Installed Capacity | NonRTO_Midwest | MISO | Hydro | H | 143 | 143.02 | 888.99 | 889 | 889 | 889 | H | 143 | 143 | 889 | 889 | 889 | 889
| Total Installed Capacity | NonRTO_Midwest | MISO | Other Renew | LFG | 14 | 14 | 174.25 | 174.25 | 174.25 | 174.25 | LFG | 14 | 14 | 174.25 | 174.25 | 174.25 | 174.25
| Total Installed Capacity | NonRTO_Midwest | MISO | Nuclear | Nuc | 0.1 | 0.1 | 0.12 | 1252.9 | 2289.69 | 2289.73 | Nuc | 0.1 | 0.1 | 0.1 | 0.1 | 0.1 | 0.1
| Total Installed Capacity | NonRTO_Midwest | MISO | Other | PS | 0 | 0 | 0 | 0 | 0 | 0 | PS | 0 | 0 | 0 | 0 | 0 | 0
| Total Installed Capacity | NonRTO_Midwest | MISO | Other Renew | PV | 0 | 0 | 0.01 | 0.01 | 0.01 | 0.01 | PV | 0 | 0 | 0 | 0 | 0 | 0
| Total Installed Capacity | NonRTO_Midwest | MISO | CT | PeakG | 3352.99 | 3352.99 | 3352.99 | 3352.93 | 2394.88 | 1333.32 | PeakG | 3353 | 3353 | 3353 | 3353 | 2651.86 | 1581.89
| Total Installed Capacity | NonRTO_Midwest | MISO | CT | PeakO | 12 | 12 | 12 | 12 | 0.2 | 0.17 | PeakO | 12 | 12 | 12 | 12 | 0 | 0
| Total Installed Capacity | NonRTO_Midwest | MISO | Other Renew | ST | 0 | 0 | 0 | 0 | 0 | 0 | ST | 0 | 0 | 0 | 0 | 0 | 0
| Total Installed Capacity | NonRTO_Midwest | MISO | Steam O/G | STOG | 0 | 0 | 0 | 0 | 0 | 0 | STOG | 0 | 0 | 0 | 0 | 0 | 0
| Total Installed Capacity | NonRTO_Midwest | MISO | Other Renew | STWD | 0 | 0 | 0 | 0 | 0 | 0 | STWD | 0 | 0 | 0 | 0 | 0 | 0
| Total Installed Capacity | NonRTO_Midwest | MISO | On-shore Wind | WT | 66.01 | 66.01 | 66.02 | 66.03 | 66.03 | 66.03 | WT | 66 | 66 | 66 | 66 | 66 | 66
| Total Installed Capacity | NonRTO_Midwest | MISO | Coal | IGCC | 0.01 | 0.01 | 0.01 | 0.01 | 0.01 | 0.01 | IGCC | 0 | 0 | 0 | 0 | 0 | 0
| Total Installed Capacity | NonRTO_Midwest | MISO | DR | DemandResponse | 193.98 | 453.37 | 727.88 | 745.89 | 764.35 | 783.26 | DemandResponse | 193.98 | 453.37 | 727.88 | 745.89 | 764.35 | 783.26
| Total Installed Capacity | NonRTO_Midwest | MISO | Coal-CCS | IGCC-CCS | 0 | 0.01 | 0.01 | 0.01 | 0.02 | 0.03 | IGCC-CCS | 0 | 0 | 0 | 0 | 0 | 0
| Total Installed Capacity | NonRTO_Midwest | MISO | Off-shore Wind | WT_off | 0 | 0 | 0 | 0 | 0 | 0 | WT_off | 0 | 0 | 0 | 0 | 0 | 0
| Total Installed Capacity | NonRTO_Midwest | MISO | Other | PseudoUnit | 0 | 0 | 0 | 0 | 0 | 0 | PseudoUnit | 0 | 0 | 0 | 0 | 0 | 0
| Total Installed Capacity | NonRTO_Midwest | MISO | HQ/Maritimes | FixedInterchange | 0 | 0 | 0 | 0 | 0 | 0 | FixedInterchange | 0 | 0 | 0 | 0 | 0 | 0
Total Installed Capacity
| Total Installed Capacity |  |  |  | Total Installed Capacity by Reporting Type: NYISO_A-F | [6 empty] | Total Installed Capacity by Reporting Type: NYISO_A-F
| Total Installed Capacity |  |  |  | ReportingType | 2015 | 2020 | 2025 | 2030 | 2035 | 2040 | ReportingType | 2015 | 2020 | 2025 | 2030 | 2035 | 2040
| Total Installed Capacity | NYISO_A-F | Northeast | Other Renew | BM | 0 | 0 | 0.01 | 0.01 | 0.02 | 0.04 | BM | 0 | 0 | 0 | 0 | 0 | 0
| Total Installed Capacity | NYISO_A-F | Northeast | CC | CC | 4093.53 | 4093.55 | 4093.57 | 2289.74 | 2193.12 | 1554.89 | CC | 4233 | 4233 | 4233 | 4233 | 3484.03 | 1680.01
| Total Installed Capacity | NYISO_A-F | Northeast | Other Renew | CSP | 0 | 0 | 0 | 0 | 0 | 0 | CSP | 0 | 0 | 0 | 0 | 0 | 0
| Total Installed Capacity | NYISO_A-F | Northeast | CT | CT | 0.01 | 0.02 | 0.03 | 0.03 | 0.03 | 0.03 | CT | 0 | 0 | 0 | 0 | 0 | 0
| Total Installed Capacity | NYISO_A-F | Northeast | Coal | Coal | 0.24 | 0.21 | 0.21 | 0.2 | 0.2 | 0.2 | Coal | 0 | 0 | 0 | 0 | 0 | 0
| Total Installed Capacity | NYISO_A-F | Northeast | Other Renew | Geo | 0 | 0 | 0 | 0 | 0 | 0 | Geo | 0 | 0 | 0 | 0 | 0 | 0
| Total Installed Capacity | NYISO_A-F | Northeast | Hydro | H | 4395 | 4395 | 4395 | 4395 | 4395 | 4395 | H | 4395 | 4395 | 4395 | 4395 | 4395 | 4395
| Total Installed Capacity | NYISO_A-F | Northeast | Other Renew | LFG | 172.4 | 172.4 | 240.33 | 240.33 | 240.33 | 240.33 | LFG | 172.4 | 172.4 | 240.33 | 240.33 | 240.33 | 240.33
| Total Installed Capacity | NYISO_A-F | Northeast | Nuclear | Nuc | 3365 | 3365 | 3365 | 2743.81 | 2163.31 | 1311.12 | Nuc | 3365 | 3365 | 3365 | 2743.8 | 2163.3 | 1311.1
| Total Installed Capacity | NYISO_A-F | Northeast | Other | PS | 1412 | 1412 | 1412 | 1412 | 1412 | 1412 | PS | 1412 | 1412 | 1412 | 1412 | 1412 | 1412
| Total Installed Capacity | NYISO_A-F | Northeast | Other Renew | PV | 0 | 0 | 0.01 | 0.01 | 0.01 | 0.01 | PV | 0 | 0 | 0 | 0 | 0 | 0
| Total Installed Capacity | NYISO_A-F | Northeast | CT | PeakG | 221 | 221 | 221 | 220.99 | 220.98 | 220.98 | PeakG | 221 | 221 | 221 | 221 | 221 | 221
| Total Installed Capacity | NYISO_A-F | Northeast | CT | PeakO | 38.88 | 38.88 | 38.87 | 0.73 | 0.71 | 0.71 | PeakO | 39 | 39 | 39 | 39 | 39 | 39
| Total Installed Capacity | NYISO_A-F | Northeast | Other Renew | ST | 0 | 0 | 0 | 0 | 0 | 0 | ST | 0 | 0 | 0 | 0 | 0 | 0
| Total Installed Capacity | NYISO_A-F | Northeast | Steam O/G | STOG | 0.06 | 0.06 | 0.06 | 0.06 | 0.05 | 0.05 | STOG | 0 | 0 | 0 | 0 | 0 | 0
| Total Installed Capacity | NYISO_A-F | Northeast | Other Renew | STWD | 86 | 86 | 86 | 86 | 86 | 86 | STWD | 86 | 86 | 86 | 86 | 86 | 86
| Total Installed Capacity | NYISO_A-F | Northeast | On-shore Wind | WT | 3759.32 | 4469.12 | 4469.14 | 10081.57 | 14772.97 | 14772.97 | WT | 3759.3 | 4469.1 | 4469.1 | 10847.41 | 14773 | 14773
| Total Installed Capacity | NYISO_A-F | Northeast | Coal | IGCC | 0 | 0 | 0 | 0 | 0 | 0 | IGCC | 0 | 0 | 0 | 0 | 0 | 0
| Total Installed Capacity | NYISO_A-F | Northeast | DR | DemandResponse | 907.2 | 1018.15 | 1143.28 | 1172.73 | 1202.95 | 1233.94 | DemandResponse | 907.2 | 1018.15 | 1143.28 | 1172.73 | 1202.95 | 1233.94
| Total Installed Capacity | NYISO_A-F | Northeast | Coal-CCS | IGCC-CCS | 0 | 0 | 0 | 0.01 | 0.01 | 0.01 | IGCC-CCS | 0 | 0 | 0 | 0 | 0 | 0
| Total Installed Capacity | NYISO_A-F | Northeast | Off-shore Wind | WT_off | 0 | 0.01 | 0.01 | 0.02 | 0.02 | 0.02 | WT_off | 0 | 0 | 0 | 0 | 0 | 0
| Total Installed Capacity | NYISO_A-F | Northeast | Other | PseudoUnit | 0 | 0 | 0 | 0 | 0 | 0 | PseudoUnit | 0 | 0 | 0 | 0 | 0 | 0
| Total Installed Capacity | NYISO_A-F | Northeast | HQ/Maritimes | FixedInterchange | 0 | 0 | 0 | 0 | 0 | 0 | FixedInterchange | 0 | 0 | 0 | 0 | 0 | 0
Total Installed Capacity
| Total Installed Capacity |  |  |  | Total Installed Capacity by Reporting Type: NYISO_G-I | [6 empty] | Total Installed Capacity by Reporting Type: NYISO_G-I
| Total Installed Capacity |  |  |  | ReportingType | 2015 | 2020 | 2025 | 2030 | 2035 | 2040 | ReportingType | 2015 | 2020 | 2025 | 2030 | 2035 | 2040
| Total Installed Capacity | NYISO_G-I | Northeast | Other Renew | BM | 0 | 0 | 0.01 | 0.01 | 562.33 | 562.44 | BM | 0 | 0 | 0 | 0 | 0.01 | 800
| Total Installed Capacity | NYISO_G-I | Northeast | CC | CC | 1157.05 | 1157.13 | 1157.19 | 1157.22 | 1157.24 | 1157.24 | CC | 1157 | 1509.05 | 1509.06 | 1509.06 | 1509.06 | 1509.06
| Total Installed Capacity | NYISO_G-I | Northeast | Other Renew | CSP | 0 | 0 | 0 | 0 | 0 | 0 | CSP | 0 | 0 | 0 | 0 | 0 | 0
| Total Installed Capacity | NYISO_G-I | Northeast | CT | CT | 0.01 | 0.03 | 0.03 | 0.03 | 0.06 | 0.06 | CT | 0 | 0 | 0 | 0 | 0 | 0
| Total Installed Capacity | NYISO_G-I | Northeast | Coal | Coal | 0.08 | 0.06 | 0.06 | 0.06 | 0.06 | 0.05 | Coal | 0 | 0 | 0 | 0 | 0 | 0
| Total Installed Capacity | NYISO_G-I | Northeast | Other Renew | Geo | 0 | 0 | 0 | 0 | 0 | 0 | Geo | 0 | 0 | 0 | 0 | 0 | 0
| Total Installed Capacity | NYISO_G-I | Northeast | Hydro | H | 32 | 32 | 32 | 32 | 32 | 32 | H | 32 | 32 | 32 | 32 | 32 | 32
| Total Installed Capacity | NYISO_G-I | Northeast | Other Renew | LFG | 64 | 64 | 138.32 | 138.33 | 138.33 | 138.33 | LFG | 64 | 64 | 138.33 | 138.33 | 138.33 | 138.33
| Total Installed Capacity | NYISO_G-I | Northeast | Nuclear | Nuc | 2045 | 2045 | 2045.01 | 2045.01 | 1026.01 | 1805.83 | Nuc | 2045 | 2045 | 2045 | 2045 | 1895.5 | 3707.55
| Total Installed Capacity | NYISO_G-I | Northeast | Other | PS | 0 | 0 | 0 | 0 | 0 | 0 | PS | 0 | 0 | 0 | 0 | 0 | 0
| Total Installed Capacity | NYISO_G-I | Northeast | Other Renew | PV | 0 | 0 | 0 | 0.01 | 0.01 | 0.02 | PV | 0 | 0 | 0 | 0 | 0 | 0
| Total Installed Capacity | NYISO_G-I | Northeast | CT | PeakG | 65 | 65 | 65 | 65 | 65 | 64.99 | PeakG | 65 | 65 | 65 | 65 | 65 | 65
| Total Installed Capacity | NYISO_G-I | Northeast | CT | PeakO | 87 | 87 | 87 | 87 | 87 | 86.99 | PeakO | 87 | 87 | 87 | 87 | 87 | 87
| Total Installed Capacity | NYISO_G-I | Northeast | Other Renew | ST | 0 | 0 | 0 | 0 | 0 | 0 | ST | 0 | 0 | 0 | 0 | 0 | 0
| Total Installed Capacity | NYISO_G-I | Northeast | Steam O/G | STOG | 0.36 | 0.36 | 0.36 | 0.36 | 0.36 | 0.35 | STOG | 0 | 0 | 0 | 0 | 0 | 0
| Total Installed Capacity | NYISO_G-I | Northeast | Other Renew | STWD | 0 | 0 | 0 | 0 | 0 | 0 | STWD | 0 | 0 | 0 | 0 | 0 | 0
| Total Installed Capacity | NYISO_G-I | Northeast | On-shore Wind | WT | 0.04 | 59.89 | 60.07 | 359.93 | 359.95 | 359.95 | WT | 0 | 60 | 60 | 360 | 360 | 360
| Total Installed Capacity | NYISO_G-I | Northeast | Coal | IGCC | 0 | 0 | 0 | 0 | 0 | 0 | IGCC | 0 | 0 | 0 | 0 | 0 | 0
| Total Installed Capacity | NYISO_G-I | Northeast | DR | DemandResponse | 339.56 | 380.32 | 434.34 | 453.11 | 472.7 | 493.13 | DemandResponse | 339.56 | 380.32 | 434.34 | 453.11 | 472.7 | 493.13
| Total Installed Capacity | NYISO_G-I | Northeast | Coal-CCS | IGCC-CCS | 0 | 0 | 0 | 0.01 | 0.01 | 0.01 | IGCC-CCS | 0 | 0 | 0 | 0 | 0 | 0
| Total Installed Capacity | NYISO_G-I | Northeast | Off-shore Wind | WT_off | 0 | 0 | 0.01 | 0.01 | 0.03 | 0.03 | WT_off | 0 | 0 | 0 | 0 | 0 | 0
| Total Installed Capacity | NYISO_G-I | Northeast | Other | PseudoUnit | 0 | 0 | 0 | 0 | 0 | 0 | PseudoUnit | 0 | 0 | 0 | 0 | 0 | 0
| Total Installed Capacity | NYISO_G-I | Northeast | HQ/Maritimes | FixedInterchange | 0 | 0 | 0 | 0 | 0 | 0 | FixedInterchange | 0 | 0 | 0 | 0 | 0 | 0
Total Installed Capacity
| Total Installed Capacity |  |  |  | Total Installed Capacity by Reporting Type: NYISO_J-K | [6 empty] | Total Installed Capacity by Reporting Type: NYISO_J-K
| Total Installed Capacity |  |  |  | ReportingType | 2015 | 2020 | 2025 | 2030 | 2035 | 2040 | ReportingType | 2015 | 2020 | 2025 | 2030 | 2035 | 2040
| Total Installed Capacity | NYISO_J-K | Northeast | Other Renew | BM | 0 | 0 | 0 | 0 | 0 | 0 | BM | 0 | 0 | 0 | 0 | 0 | 0
| Total Installed Capacity | NYISO_J-K | Northeast | CC | CC | 4833.4 | 4833.43 | 4833.45 | 4833.47 | 4833.49 | 4833.49 | CC | 4833.4 | 4833.4 | 4871.02 | 4871.02 | 4871.02 | 4871.02
| Total Installed Capacity | NYISO_J-K | Northeast | Other Renew | CSP | 0 | 0 | 0 | 0 | 0 | 0 | CSP | 0 | 0 | 0 | 0 | 0 | 0
| Total Installed Capacity | NYISO_J-K | Northeast | CT | CT | 0.01 | 0.04 | 0.04 | 0.04 | 0.42 | 0.42 | CT | 0 | 0 | 0 | 0 | 0 | 0
| Total Installed Capacity | NYISO_J-K | Northeast | Coal | Coal | 0 | 0 | 0 | 0 | 0 | 0 | Coal | 0 | 0 | 0 | 0 | 0 | 0
| Total Installed Capacity | NYISO_J-K | Northeast | Other Renew | Geo | 0 | 0 | 0 | 0 | 0 | 0 | Geo | 0 | 0 | 0 | 0 | 0 | 0
| Total Installed Capacity | NYISO_J-K | Northeast | Hydro | H | 0 | 0 | 0 | 0 | 0 | 0 | H | 0 | 0 | 0 | 0 | 0 | 0
| Total Installed Capacity | NYISO_J-K | Northeast | Other Renew | LFG | 124 | 124 | 198.22 | 198.32 | 198.33 | 198.33 | LFG | 124 | 124 | 140.09 | 198.33 | 198.33 | 198.33
| Total Installed Capacity | NYISO_J-K | Northeast | Nuclear | Nuc | 0.1 | 0.1 | 0.1 | 0.1 | 0.1 | 0.1 | Nuc | 0.1 | 0.1 | 0.1 | 0.1 | 0.1 | 0.1
| Total Installed Capacity | NYISO_J-K | Northeast | Other | PS | 0 | 0 | 0 | 0 | 0 | 0 | PS | 0 | 0 | 0 | 0 | 0 | 0
| Total Installed Capacity | NYISO_J-K | Northeast | Other Renew | PV | 32 | 32 | 32 | 32 | 0.21 | 0.21 | PV | 32 | 32 | 32 | 32 | 32 | 32
| Total Installed Capacity | NYISO_J-K | Northeast | CT | PeakG | 2778 | 2778 | 2778 | 2778 | 2778 | 2778 | PeakG | 2778 | 2778 | 2778 | 2778 | 2778 | 2778
| Total Installed Capacity | NYISO_J-K | Northeast | CT | PeakO | 2169 | 2169 | 2169 | 2169 | 2169 | 2168.99 | PeakO | 2169 | 2169 | 2169 | 2169 | 2169 | 2169
| Total Installed Capacity | NYISO_J-K | Northeast | Other Renew | ST | 0 | 0 | 0 | 0 | 0 | 0 | ST | 0 | 0 | 0 | 0 | 0 | 0
| Total Installed Capacity | NYISO_J-K | Northeast | Steam O/G | STOG | 3412.95 | 3412.95 | 3412.95 | 3412.95 | 3412.95 | 3412.95 | STOG | 2942.16 | 2942.16 | 2942.16 | 2909.51 | 2706.71 | 2706.71
| Total Installed Capacity | NYISO_J-K | Northeast | Other Renew | STWD | 0 | 0 | 0 | 0 | 0 | 0 | STWD | 0 | 0 | 0 | 0 | 0 | 0
| Total Installed Capacity | NYISO_J-K | Northeast | On-shore Wind | WT | 0.02 | 0.03 | 0.04 | 0.16 | 329.39 | 329.39 | WT | 0 | 0 | 0 | 170 | 330 | 330
| Total Installed Capacity | NYISO_J-K | Northeast | Coal | IGCC | 0 | 0 | 0 | 0 | 0 | 0 | IGCC | 0 | 0 | 0 | 0 | 0 | 0
| Total Installed Capacity | NYISO_J-K | Northeast | DR | DemandResponse | 1319.07 | 1502.66 | 1718.62 | 1795.58 | 1875.99 | 1960 | DemandResponse | 1319.07 | 1502.66 | 1718.62 | 1795.58 | 1875.99 | 1960
| Total Installed Capacity | NYISO_J-K | Northeast | Coal-CCS | IGCC-CCS | 0 | 0 | 0 | 0 | 0 | 0 | IGCC-CCS | 0 | 0 | 0 | 0 | 0 | 0
| Total Installed Capacity | NYISO_J-K | Northeast | Off-shore Wind | WT_off | 0 | 0 | 0 | 0.01 | 0.01 | 0.01 | WT_off | 0 | 0 | 0 | 0 | 0 | 0
| Total Installed Capacity | NYISO_J-K | Northeast | Other | PseudoUnit | 0 | 0 | 0 | 0 | 0 | 0 | PseudoUnit | 0 | 0 | 0 | 0 | 0 | 0
| Total Installed Capacity | NYISO_J-K | Northeast | HQ/Maritimes | FixedInterchange | 0 | 0 | 0 | 0 | 0 | 0 | FixedInterchange | 0 | 0 | 0 | 0 | 0 | 0
Total Installed Capacity
| Total Installed Capacity |  |  |  | Total Installed Capacity by Reporting Type: PJM_E | [6 empty] | Total Installed Capacity by Reporting Type: PJM_E
| Total Installed Capacity |  |  |  | ReportingType | 2015 | 2020 | 2025 | 2030 | 2035 | 2040 | ReportingType | 2015 | 2020 | 2025 | 2030 | 2035 | 2040
| Total Installed Capacity | PJM_E | PJM_MAAC | Other Renew | BM | 30 | 30 | 30 | 30.01 | 30.03 | 30.04 | BM | 30 | 30 | 30 | 30 | 30 | 30
| Total Installed Capacity | PJM_E | PJM_MAAC | CC | CC | 12283.29 | 12283.34 | 12283.38 | 12283.43 | 12283.42 | 12283.41 | CC | 12283.3 | 12283.3 | 12283.3 | 12283.3 | 11665 | 11142.48
| Total Installed Capacity | PJM_E | PJM_MAAC | Other Renew | CSP | 0 | 0 | 0 | 0 | 0 | 0 | CSP | 0 | 0 | 0 | 0 | 0 | 0
| Total Installed Capacity | PJM_E | PJM_MAAC | CT | CT | 26.2 | 26.2 | 26.2 | 26.21 | 26.21 | 0.27 | CT | 26.2 | 26.2 | 26.2 | 0 | 0 | 0
| Total Installed Capacity | PJM_E | PJM_MAAC | Coal | Coal | 1076.49 | 508.93 | 508.38 | 508.38 | 508.37 | 508.32 | Coal | 1076 | 508 | 508 | 508 | 508 | 508
| Total Installed Capacity | PJM_E | PJM_MAAC | Other Renew | Geo | 0 | 0 | 0 | 0 | 0 | 0 | Geo | 0 | 0 | 0 | 0 | 0 | 0
| Total Installed Capacity | PJM_E | PJM_MAAC | Hydro | H | 269.99 | 269.99 | 269.99 | 269.99 | 269.99 | 269.99 | H | 269.99 | 269.99 | 269.99 | 269.99 | 269.99 | 269.99
| Total Installed Capacity | PJM_E | PJM_MAAC | Other Renew | LFG | 471.1 | 604 | 604 | 604 | 604 | 604 | LFG | 471.1 | 604 | 604 | 604 | 604 | 604
| Total Installed Capacity | PJM_E | PJM_MAAC | Nuclear | Nuc | 8510 | 7895.5 | 7895.5 | 7895.54 | 5671.59 | 4497.68 | Nuc | 8510 | 7895.5 | 7895.5 | 7895.5 | 5671.5 | 4497.5
| Total Installed Capacity | PJM_E | PJM_MAAC | Other | PS | 400 | 400 | 400 | 400 | 400 | 400 | PS | 400 | 400 | 400 | 400 | 400 | 400
| Total Installed Capacity | PJM_E | PJM_MAAC | Other Renew | PV | 47.45 | 47.45 | 47.45 | 47.45 | 47.45 | 47.45 | PV | 47.45 | 47.45 | 47.45 | 47.45 | 47.45 | 47.45
| Total Installed Capacity | PJM_E | PJM_MAAC | CT | PeakG | 3877.5 | 3877.5 | 3877.5 | 3877.5 | 3877.5 | 3877.49 | PeakG | 3877.5 | 3877.5 | 3877.5 | 3877.5 | 3877.5 | 3877.5
| Total Installed Capacity | PJM_E | PJM_MAAC | CT | PeakO | 2749.29 | 2749.29 | 2749.29 | 2749.29 | 2749.29 | 2749.28 | PeakO | 2749.3 | 2749.3 | 2749.3 | 2749.3 | 2749.3 | 2749.3
| Total Installed Capacity | PJM_E | PJM_MAAC | Other Renew | ST | 0 | 0 | 0 | 0 | 0 | 0 | ST | 0 | 0 | 0 | 0 | 0 | 0
| Total Installed Capacity | PJM_E | PJM_MAAC | Steam O/G | STOG | 2622.43 | 2622.43 | 2622.42 | 2622.42 | 2622.41 | 0.72 | STOG | 1339.61 | 1339.61 | 0.01 | 0 | 0 | 0
| Total Installed Capacity | PJM_E | PJM_MAAC | Other Renew | STWD | 0 | 0 | 0 | 0 | 0 | 0 | STWD | 0 | 0 | 0 | 0 | 0 | 0
| Total Installed Capacity | PJM_E | PJM_MAAC | On-shore Wind | WT | 1160.02 | 1160.02 | 1160.03 | 1160.04 | 10.37 | 10.37 | WT | 1160 | 1160 | 1160 | 1160 | 1160 | 1160
| Total Installed Capacity | PJM_E | PJM_MAAC | Coal | IGCC | 0 | 0 | 0 | 0 | 0 | 0 | IGCC | 0 | 0 | 0 | 0 | 0 | 0
| Total Installed Capacity | PJM_E | PJM_MAAC | DR | DemandResponse | 1256.73 | 1718.17 | 2388.62 | 2469.72 | 2553.57 | 2640.27 | DemandResponse | 1256.73 | 1718.17 | 2388.62 | 2469.72 | 2553.57 | 2640.27
| Total Installed Capacity | PJM_E | PJM_MAAC | Coal-CCS | IGCC-CCS | 0 | 0 | 0.01 | 0.01 | 0.02 | 0.02 | IGCC-CCS | 0 | 0 | 0 | 0 | 0 | 0
| Total Installed Capacity | PJM_E | PJM_MAAC | Off-shore Wind | WT_off | 0 | 0.01 | 1100.01 | 1100.01 | 1100 | 1099.99 | WT_off | 0 | 0 | 1100 | 1100 | 1100 | 1100
| Total Installed Capacity | PJM_E | PJM_MAAC | Other | PseudoUnit | 0 | 0 | 0 | 0 | 0 | 0 | PseudoUnit | 0 | 0 | 0 | 0 | 0 | 0
| Total Installed Capacity | PJM_E | PJM_MAAC | HQ/Maritimes | FixedInterchange | 0 | 0 | 0 | 0 | 0 | 0 | FixedInterchange | 0 | 0 | 0 | 0 | 0 | 0
Total Installed Capacity
| Total Installed Capacity |  |  |  | Total Installed Capacity by Reporting Type: PJM_ROM | [6 empty] | Total Installed Capacity by Reporting Type: PJM_ROM
| Total Installed Capacity |  |  |  | ReportingType | 2015 | 2020 | 2025 | 2030 | 2035 | 2040 | ReportingType | 2015 | 2020 | 2025 | 2030 | 2035 | 2040
| Total Installed Capacity | PJM_ROM | PJM_MAAC | Other Renew | BM | 18 | 18 | 18 | 1148.65 | 1150.16 | 2357.63 | BM | 18 | 18 | 18 | 18 | 18.07 | 2357.79
| Total Installed Capacity | PJM_ROM | PJM_MAAC | CC | CC | 5664.5 | 5664.56 | 5664.6 | 5664.66 | 5664.66 | 5664.64 | CC | 5664.5 | 5664.5 | 5664.5 | 5664.5 | 5664.5 | 4267.61
| Total Installed Capacity | PJM_ROM | PJM_MAAC | Other Renew | CSP | 0 | 0 | 0 | 0 | 0 | 0 | CSP | 0 | 0 | 0 | 0 | 0 | 0
| Total Installed Capacity | PJM_ROM | PJM_MAAC | CT | CT | 16 | 16 | 16 | 16.01 | 16.01 | 16 | CT | 16 | 16 | 16 | 16 | 0 | 0
| Total Installed Capacity | PJM_ROM | PJM_MAAC | Coal | Coal | 2436.51 | 1202.45 | 681.35 | 681.33 | 681.28 | 680.56 | Coal | 1787.56 | 553.55 | 32.55 | 32.54 | 32.54 | 32.54
| Total Installed Capacity | PJM_ROM | PJM_MAAC | Other Renew | Geo | 0 | 0 | 0 | 0 | 0 | 0 | Geo | 0 | 0 | 0 | 0 | 0 | 0
| Total Installed Capacity | PJM_ROM | PJM_MAAC | Hydro | H | 1392 | 1392.05 | 1392.09 | 2070 | 2070 | 2070 | H | 1392 | 1392 | 2070 | 2070 | 2070 | 2070
| Total Installed Capacity | PJM_ROM | PJM_MAAC | Other Renew | LFG | 356.9 | 622 | 622 | 622 | 622 | 622 | LFG | 356.9 | 622 | 622 | 622 | 622 | 622
| Total Installed Capacity | PJM_ROM | PJM_MAAC | Nuclear | Nuc | 5036 | 5036 | 5036 | 5036.06 | 3304.26 | 10869.66 | Nuc | 5036 | 5036 | 5036 | 5036 | 10270.43 | 13753.73
| Total Installed Capacity | PJM_ROM | PJM_MAAC | Other | PS | 1513 | 1513 | 1513 | 1513 | 1513 | 1513 | PS | 1513 | 1513 | 1513 | 1513 | 1513 | 1513
| Total Installed Capacity | PJM_ROM | PJM_MAAC | Other Renew | PV | 4.01 | 1359.6 | 2117.8 | 2287.49 | 2300.87 | 2361.55 | PV | 4 | 1359.02 | 2117.75 | 2287.67 | 2300.7 | 2361.64
| Total Installed Capacity | PJM_ROM | PJM_MAAC | CT | PeakG | 1719 | 1719 | 1719 | 1719 | 1719 | 1718.99 | PeakG | 1719 | 1719 | 1719 | 1719 | 1719 | 1719
| Total Installed Capacity | PJM_ROM | PJM_MAAC | CT | PeakO | 1565.99 | 1565.99 | 1565.99 | 1565.99 | 1565.99 | 1565.97 | PeakO | 1566 | 1566 | 1566 | 1566 | 465.8 | 0.01
| Total Installed Capacity | PJM_ROM | PJM_MAAC | Other Renew | ST | 0 | 0 | 0 | 0 | 0 | 0 | ST | 0 | 0 | 0 | 0 | 0 | 0
| Total Installed Capacity | PJM_ROM | PJM_MAAC | Steam O/G | STOG | 3528.92 | 3528.92 | 3528.91 | 3528.91 | 3528.91 | 0.27 | STOG | 3529 | 3529 | 1175.5 | 835.88 | 0 | 0
| Total Installed Capacity | PJM_ROM | PJM_MAAC | Other Renew | STWD | 70 | 70 | 70 | 70 | 70 | 70 | STWD | 70 | 70 | 70 | 70 | 70 | 70
| Total Installed Capacity | PJM_ROM | PJM_MAAC | On-shore Wind | WT | 1210.83 | 1961.07 | 1961.08 | 1961.1 | 1961.1 | 1961.1 | WT | 1210.8 | 1961 | 1961 | 1961 | 1961 | 1961
| Total Installed Capacity | PJM_ROM | PJM_MAAC | Coal | IGCC | 0 | 0.01 | 0.01 | 0.01 | 0.01 | 0.01 | IGCC | 0 | 0 | 0 | 0 | 0 | 0
| Total Installed Capacity | PJM_ROM | PJM_MAAC | DR | DemandResponse | 2307.31 | 2787.75 | 3373.93 | 3488.48 | 3606.92 | 3729.38 | DemandResponse | 2307.31 | 2787.75 | 3373.93 | 3488.48 | 3606.92 | 3729.38
| Total Installed Capacity | PJM_ROM | PJM_MAAC | Coal-CCS | IGCC-CCS | 0 | 0 | 0.01 | 0.01 | 0.02 | 0.02 | IGCC-CCS | 0 | 0 | 0 | 0 | 0 | 0
| Total Installed Capacity | PJM_ROM | PJM_MAAC | Off-shore Wind | WT_off | 0 | 0.01 | 0.02 | 0.03 | 0.03 | 0.03 | WT_off | 0 | 0 | 0 | 0 | 0 | 0
| Total Installed Capacity | PJM_ROM | PJM_MAAC | Other | PseudoUnit | 0 | 0 | 0 | 0 | 0 | 0 | PseudoUnit | 0 | 0 | 0 | 0 | 0 | 0
| Total Installed Capacity | PJM_ROM | PJM_MAAC | HQ/Maritimes | FixedInterchange | 0 | 0 | 0 | 0 | 0 | 0 | FixedInterchange | 0 | 0 | 0 | 0 | 0 | 0
Total Installed Capacity
| Total Installed Capacity |  |  |  | Total Installed Capacity by Reporting Type: PJM_ROR | [6 empty] | Total Installed Capacity by Reporting Type: PJM_ROR
| Total Installed Capacity |  |  |  | ReportingType | 2015 | 2020 | 2025 | 2030 | 2035 | 2040 | ReportingType | 2015 | 2020 | 2025 | 2030 | 2035 | 2040
| Total Installed Capacity | PJM_ROR | PJM_ROR | Other Renew | BM | 385 | 385 | 385 | 385 | 3903.55 | 9221.78 | BM | 385 | 385 | 385 | 385 | 385 | 10556.34
| Total Installed Capacity | PJM_ROR | PJM_ROR | CC | CC | 23919.96 | 30728.8 | 30728.86 | 30728.99 | 30728.98 | 30728.95 | CC | 31134.43 | 38478.4 | 38478.4 | 38478.4 | 38304.4 | 13610.28
| Total Installed Capacity | PJM_ROR | PJM_ROR | Other Renew | CSP | 0 | 0 | 0 | 0 | 0 | 0 | CSP | 0 | 0 | 0 | 0 | 0 | 0
| Total Installed Capacity | PJM_ROR | PJM_ROR | CT | CT | 29 | 29 | 29 | 29.01 | 29.01 | 29 | CT | 29 | 29 | 29 | 29 | 0 | 0
| Total Installed Capacity | PJM_ROR | PJM_ROR | Coal | Coal | 32201.68 | 20367.14 | 9919.28 | 9919.18 | 9918.99 | 9918.67 | Coal | 26919.37 | 14511.45 | 7923.18 | 7923.18 | 7923.18 | 7923.18
| Total Installed Capacity | PJM_ROR | PJM_ROR | Other Renew | Geo | 0 | 0 | 0 | 0 | 0 | 0 | Geo | 0 | 0 | 0 | 0 | 0 | 0
| Total Installed Capacity | PJM_ROR | PJM_ROR | Hydro | H | 1837.4 | 2340.4 | 2340.4 | 2340.4 | 2340.4 | 2340.4 | H | 1837.4 | 2340.4 | 2340.4 | 2340.4 | 2340.4 | 2340.4
| Total Installed Capacity | PJM_ROR | PJM_ROR | Other Renew | LFG | 539.4 | 1053.1 | 1053.11 | 1053.11 | 1053.11 | 1053.11 | LFG | 539.4 | 1053.11 | 1053.11 | 1053.11 | 1053.11 | 1053.11
| Total Installed Capacity | PJM_ROR | PJM_ROR | Nuclear | Nuc | 20038 | 20038 | 20038 | 19582.02 | 19780.85 | 17034.78 | Nuc | 20038 | 20038 | 20038 | 19171 | 19244.73 | 34134.38
| Total Installed Capacity | PJM_ROR | PJM_ROR | Other | PS | 3081 | 3081 | 3081 | 3081 | 3081 | 3081 | PS | 3081 | 3081 | 3081 | 3081 | 3081 | 3081
| Total Installed Capacity | PJM_ROR | PJM_ROR | Other Renew | PV | 24 | 24.01 | 24.02 | 24.03 | 24.03 | 24.03 | PV | 24 | 24 | 24 | 24 | 24 | 24
| Total Installed Capacity | PJM_ROR | PJM_ROR | CT | PeakG | 19310.97 | 19310.97 | 19310.95 | 19310.95 | 19310.95 | 19310.93 | PeakG | 19311 | 19311 | 19311 | 19311 | 19311 | 19311
| Total Installed Capacity | PJM_ROR | PJM_ROR | CT | PeakO | 1742 | 1742 | 1741.99 | 1741.99 | 1741.99 | 1741.98 | PeakO | 1742 | 1742 | 1742 | 1742 | 789.26 | 0.01
| Total Installed Capacity | PJM_ROR | PJM_ROR | Other Renew | ST | 0 | 0 | 0 | 0 | 0 | 0 | ST | 0 | 0 | 0 | 0 | 0 | 0
| Total Installed Capacity | PJM_ROR | PJM_ROR | Steam O/G | STOG | 2121.97 | 2121.97 | 2121.95 | 2121.95 | 2121.94 | 0.42 | STOG | 2087.01 | 2087.01 | 0.02 | 0 | 0 | 0
| Total Installed Capacity | PJM_ROR | PJM_ROR | Other Renew | STWD | 194 | 194 | 194 | 194 | 194 | 194 | STWD | 194 | 194 | 194 | 194 | 194 | 194
| Total Installed Capacity | PJM_ROR | PJM_ROR | On-shore Wind | WT | 10922.7 | 11114.4 | 11114.4 | 11114.4 | 11114.4 | 11114.4 | WT | 10922.7 | 11114.4 | 17963.67 | 42204.73 | 42204.73 | 42204.73
| Total Installed Capacity | PJM_ROR | PJM_ROR | Coal | IGCC | 0.01 | 0.01 | 0.01 | 0.01 | 0.01 | 0.01 | IGCC | 0 | 0 | 0 | 0 | 0 | 0
| Total Installed Capacity | PJM_ROR | PJM_ROR | DR | DemandResponse | 3324.65 | 6282.21 | 9765.55 | 10067.05 | 10377.87 | 10698.28 | DemandResponse | 3324.65 | 6282.21 | 9765.55 | 10067.05 | 10377.87 | 10698.28
| Total Installed Capacity | PJM_ROR | PJM_ROR | Coal-CCS | IGCC-CCS | 0 | 0.01 | 0.01 | 0.02 | 0.03 | 0.03 | IGCC-CCS | 0 | 0 | 0 | 0 | 0 | 0
| Total Installed Capacity | PJM_ROR | PJM_ROR | Off-shore Wind | WT_off | 0 | 0 | 0.01 | 0.01 | 0.01 | 0.01 | WT_off | 0 | 0 | 0 | 0 | 0 | 0
| Total Installed Capacity | PJM_ROR | PJM_ROR | Other | PseudoUnit | 0 | 0 | 0 | 0 | 0 | 0 | PseudoUnit | 0 | 0 | 0 | 0 | 0 | 0
| Total Installed Capacity | PJM_ROR | PJM_ROR | HQ/Maritimes | FixedInterchange | 0 | 0 | 0 | 0 | 0 | 0 | FixedInterchange | 0 | 0 | 0 | 0 | 0 | 0
Total Installed Capacity
| Total Installed Capacity |  |  |  | Total Installed Capacity by Reporting Type: SOCO | [6 empty] | Total Installed Capacity by Reporting Type: SOCO
| Total Installed Capacity |  |  |  | ReportingType | 2015 | 2020 | 2025 | 2030 | 2035 | 2040 | ReportingType | 2015 | 2020 | 2025 | 2030 | 2035 | 2040
| Total Installed Capacity | SOCO | South | Other Renew | BM | 55 | 55 | 55 | 55 | 6554.86 | 6555.17 | BM | 55 | 55 | 55 | 55 | 3728.49 | 6555.24
| Total Installed Capacity | SOCO | South | CC | CC | 21560.81 | 26503.45 | 26503.58 | 26503.49 | 12842.87 | 6096.04 | CC | 22280.24 | 27213.1 | 27213.1 | 27075.38 | 17141.12 | 10578.76
| Total Installed Capacity | SOCO | South | Other Renew | CSP | 0 | 0 | 0 | 0 | 0 | 0 | CSP | 0 | 0 | 0 | 0 | 0 | 0
| Total Installed Capacity | SOCO | South | CT | CT | 0.02 | 0.06 | 0.06 | 0.06 | 0.07 | 0.07 | CT | 0 | 0 | 0 | 0 | 0 | 0
| Total Installed Capacity | SOCO | South | Coal | Coal | 8137.91 | 4025.83 | 1980.88 | 1980.67 | 1980.61 | 1980.56 | Coal | 7810.29 | 3697.87 | 1651.59 | 1651.59 | 1651.59 | 1651.59
| Total Installed Capacity | SOCO | South | Other Renew | Geo | 0 | 0 | 0 | 0 | 0 | 0 | Geo | 0 | 0 | 0 | 0 | 0 | 0
| Total Installed Capacity | SOCO | South | Hydro | H | 4194 | 4194 | 4194.01 | 4194.02 | 4194.04 | 4194.04 | H | 4194 | 4194 | 4194 | 4194 | 4194 | 4194
| Total Installed Capacity | SOCO | South | Other Renew | LFG | 37 | 37 | 144.4 | 144.4 | 144.4 | 144.4 | LFG | 37 | 37 | 144.4 | 144.4 | 144.4 | 144.4
| Total Installed Capacity | SOCO | South | Nuclear | Nuc | 5841 | 8041 | 8041 | 8222.12 | 20676.38 | 26145.09 | Nuc | 5841 | 8041 | 8041 | 16278.74 | 22151.29 | 24603.76
| Total Installed Capacity | SOCO | South | Other | PS | 1675 | 1675 | 1675 | 1675 | 1675 | 1675 | PS | 1675 | 1675 | 1675 | 1675 | 1675 | 1675
| Total Installed Capacity | SOCO | South | Other Renew | PV | 0 | 0 | 0.01 | 0.01 | 0.01 | 0.02 | PV | 0 | 0 | 0 | 0 | 0 | 0
| Total Installed Capacity | SOCO | South | CT | PeakG | 10922.87 | 10922.87 | 10922.87 | 10922.55 | 4879.62 | 4879.59 | PeakG | 10713 | 10713 | 10713 | 2771.81 | 2230.13 | 2230.13
| Total Installed Capacity | SOCO | South | CT | PeakO | 184.52 | 184.52 | 184.52 | 168.99 | 0.57 | 0.55 | PeakO | 0 | 0 | 0 | 0 | 0 | 0
| Total Installed Capacity | SOCO | South | Other Renew | ST | 0 | 0 | 0 | 0 | 0 | 0 | ST | 0 | 0 | 0 | 0 | 0 | 0
| Total Installed Capacity | SOCO | South | Steam O/G | STOG | 0.11 | 0.11 | 0.11 | 0.11 | 0.11 | 0.11 | STOG | 0 | 0 | 0 | 0 | 0 | 0
| Total Installed Capacity | SOCO | South | Other Renew | STWD | 668 | 668 | 668 | 668 | 668 | 668 | STWD | 668 | 668 | 668 | 668 | 668 | 668
| Total Installed Capacity | SOCO | South | On-shore Wind | WT | 0.01 | 0.02 | 0.03 | 0.03 | 0.03 | 0.03 | WT | 0 | 0 | 0 | 0 | 100 | 100
| Total Installed Capacity | SOCO | South | Coal | IGCC | 0.01 | 0.02 | 0.02 | 0.02 | 0.02 | 0.02 | IGCC | 0 | 0 | 0 | 0 | 0 | 0
| Total Installed Capacity | SOCO | South | DR | DemandResponse | 2570.49 | 4773.97 | 7215.46 | 7512.46 | 7821.68 | 8143.63 | DemandResponse | 2570.49 | 4773.97 | 7215.46 | 7512.46 | 7821.68 | 8143.63
| Total Installed Capacity | SOCO | South | Coal-CCS | IGCC-CCS | 0 | 0.01 | 0.02 | 0.03 | 0.05 | 0.05 | IGCC-CCS | 0 | 0 | 0 | 0 | 0 | 0
| Total Installed Capacity | SOCO | South | Off-shore Wind | WT_off | 0 | 0 | 0 | 0 | 0 | 0 | WT_off | 0 | 0 | 0 | 0 | 0 | 0
| Total Installed Capacity | SOCO | South | Other | PseudoUnit | 0 | 0 | 0 | 0 | 0 | 0 | PseudoUnit | 0 | 0 | 0 | 0 | 0 | 0
| Total Installed Capacity | SOCO | South | HQ/Maritimes | FixedInterchange | 0 | 0 | 0 | 0 | 0 | 0 | FixedInterchange | 0 | 0 | 0 | 0 | 0 | 0
Total Installed Capacity
| Total Installed Capacity |  |  |  | Total Installed Capacity by Reporting Type: SPP_N | [6 empty] | Total Installed Capacity by Reporting Type: SPP_N
| Total Installed Capacity |  |  |  | ReportingType | 2015 | 2020 | 2025 | 2030 | 2035 | 2040 | ReportingType | 2015 | 2020 | 2025 | 2030 | 2035 | 2040
| Total Installed Capacity | SPP_N | Southwest | Other Renew | BM | 0 | 0 | 0 | 0 | 0.02 | 0.02 | BM | 0 | 0 | 0 | 0 | 0 | 0
| Total Installed Capacity | SPP_N | Southwest | CC | CC | 1386.16 | 1386.27 | 1386.34 | 1386.45 | 1386.53 | 1386.53 | CC | 1386.06 | 2742.55 | 2742.56 | 2742.58 | 2742.58 | 2742.58
| Total Installed Capacity | SPP_N | Southwest | Other Renew | CSP | 0 | 0 | 0 | 0 | 0 | 0 | CSP | 0 | 0 | 0 | 0 | 0 | 0
| Total Installed Capacity | SPP_N | Southwest | CT | CT | 0.03 | 0.09 | 0.1 | 266.17 | 1645.94 | 1645.94 | CT | 0 | 0 | 0 | 290.76 | 447.39 | 447.39
| Total Installed Capacity | SPP_N | Southwest | Coal | Coal | 7726.64 | 4893.43 | 466.21 | 466.2 | 466.19 | 466.12 | Coal | 7726.54 | 4173.06 | 1116.05 | 1116.05 | 1116.05 | 1116.05
| Total Installed Capacity | SPP_N | Southwest | Other Renew | Geo | 0 | 0 | 0 | 0 | 0 | 0 | Geo | 0 | 0 | 0 | 0 | 0 | 0
| Total Installed Capacity | SPP_N | Southwest | Hydro | H | 21 | 21 | 21 | 21 | 21 | 21 | H | 21 | 21 | 21 | 21 | 21 | 21
| Total Installed Capacity | SPP_N | Southwest | Other Renew | LFG | 7 | 7 | 7.01 | 101.99 | 101.99 | 102 | LFG | 7 | 7 | 7 | 102 | 102 | 102
| Total Installed Capacity | SPP_N | Southwest | Nuclear | Nuc | 1160 | 1160 | 1160 | 1160.01 | 1160.01 | 1160.01 | Nuc | 1160 | 1160 | 1160 | 1160 | 1160 | 1160
| Total Installed Capacity | SPP_N | Southwest | Other | PS | 0 | 0 | 0 | 0 | 0 | 0 | PS | 0 | 0 | 0 | 0 | 0 | 0
| Total Installed Capacity | SPP_N | Southwest | Other Renew | PV | 0 | 0 | 0.01 | 0.01 | 0.01 | 0.01 | PV | 0 | 0 | 0 | 0 | 0 | 0
| Total Installed Capacity | SPP_N | Southwest | CT | PeakG | 4397 | 4397 | 4396.99 | 4396.99 | 4396.99 | 4396.98 | PeakG | 4397 | 4397 | 4397 | 4397 | 4397 | 4397
| Total Installed Capacity | SPP_N | Southwest | CT | PeakO | 1199 | 1199 | 1199 | 1198.99 | 1198.99 | 1198.99 | PeakO | 1199 | 1199 | 1199 | 1199 | 1199 | 1199
| Total Installed Capacity | SPP_N | Southwest | Other Renew | ST | 0 | 0 | 0 | 0 | 0 | 0 | ST | 0 | 0 | 0 | 0 | 0 | 0
| Total Installed Capacity | SPP_N | Southwest | Steam O/G | STOG | 9.5 | 9.5 | 9.49 | 9.49 | 9.49 | 9.48 | STOG | 1662.62 | 1662.62 | 1662.62 | 1662.62 | 1662.62 | 1662.62
| Total Installed Capacity | SPP_N | Southwest | Other Renew | STWD | 0 | 0 | 0 | 0 | 0 | 0 | STWD | 0 | 0 | 0 | 0 | 0 | 0
| Total Installed Capacity | SPP_N | Southwest | On-shore Wind | WT | 1227.02 | 34032.41 | 68127.13 | 68127.21 | 68127.21 | 71720.44 | WT | 1227 | 23007.92 | 28098.87 | 29527.72 | 40337.77 | 41521.65
| Total Installed Capacity | SPP_N | Southwest | Coal | IGCC | 0.01 | 0.01 | 0.01 | 0.01 | 0.01 | 0.01 | IGCC | 0 | 0 | 0 | 0 | 0 | 0
| Total Installed Capacity | SPP_N | Southwest | DR | DemandResponse | 446.68 | 920.58 | 1432.75 | 1499.14 | 1568.6 | 1641.28 | DemandResponse | 446.68 | 920.58 | 1432.75 | 1499.14 | 1568.6 | 1641.28
| Total Installed Capacity | SPP_N | Southwest | Coal-CCS | IGCC-CCS | 0 | 0 | 0.01 | 0.01 | 0.02 | 0.02 | IGCC-CCS | 0 | 0 | 0 | 0 | 0 | 0
| Total Installed Capacity | SPP_N | Southwest | Off-shore Wind | WT_off | 0 | 0 | 0 | 0 | 0 | 0 | WT_off | 0 | 0 | 0 | 0 | 0 | 0
| Total Installed Capacity | SPP_N | Southwest | Other | PseudoUnit | 0 | 0 | 0 | 0 | 0 | 0 | PseudoUnit | 0 | 0 | 0 | 0 | 0 | 0
| Total Installed Capacity | SPP_N | Southwest | HQ/Maritimes | FixedInterchange | 0 | 0 | 0 | 0 | 0 | 0 | FixedInterchange | 0 | 0 | 0 | 0 | 0 | 0
Total Installed Capacity
| Total Installed Capacity |  |  |  | Total Installed Capacity by Reporting Type: SPP_S | [6 empty] | Total Installed Capacity by Reporting Type: SPP_S
| Total Installed Capacity |  |  |  | ReportingType | 2015 | 2020 | 2025 | 2030 | 2035 | 2040 | ReportingType | 2015 | 2020 | 2025 | 2030 | 2035 | 2040
| Total Installed Capacity | SPP_S | Southwest | Other Renew | BM | 0 | 0 | 0 | 0 | 0.02 | 0.02 | BM | 0 | 0 | 0 | 0 | 0 | 0
| Total Installed Capacity | SPP_S | Southwest | CC | CC | 10917.23 | 10917.4 | 10917.5 | 10917.68 | 10917.8 | 10917.8 | CC | 10917.01 | 15312.88 | 15312.89 | 15312.95 | 15312.95 | 15312.95
| Total Installed Capacity | SPP_S | Southwest | Other Renew | CSP | 0 | 0 | 0 | 0 | 0 | 0 | CSP | 0 | 0 | 0 | 0 | 0 | 0
| Total Installed Capacity | SPP_S | Southwest | CT | CT | 413.03 | 713.04 | 713.04 | 877.83 | 2462.41 | 2462.41 | CT | 412.99 | 712.99 | 712.99 | 713.04 | 713.08 | 713.08
| Total Installed Capacity | SPP_S | Southwest | Coal | Coal | 12029.99 | 5146.27 | 989.91 | 989.87 | 989.84 | 989.58 | Coal | 9590.13 | 2981.34 | 988.03 | 988.03 | 988.03 | 988.03
| Total Installed Capacity | SPP_S | Southwest | Other Renew | Geo | 0 | 0 | 0 | 0 | 0 | 0 | Geo | 0 | 0 | 0 | 0 | 0 | 0
| Total Installed Capacity | SPP_S | Southwest | Hydro | H | 2108 | 2108.01 | 2108.01 | 2108.03 | 2199 | 2199 | H | 2108 | 2108 | 2108 | 2108 | 2108 | 2199
| Total Installed Capacity | SPP_S | Southwest | Other Renew | LFG | 19 | 19 | 19.01 | 113.99 | 113.99 | 114 | LFG | 19 | 19 | 19 | 114 | 114 | 114
| Total Installed Capacity | SPP_S | Southwest | Nuclear | Nuc | 0.1 | 0.1 | 0.1 | 0.11 | 0.11 | 0.11 | Nuc | 0.1 | 0.1 | 0.1 | 0.1 | 0.1 | 0.1
| Total Installed Capacity | SPP_S | Southwest | Other | PS | 446 | 446 | 446 | 446 | 446 | 446 | PS | 446 | 446 | 446 | 446 | 446 | 446
| Total Installed Capacity | SPP_S | Southwest | Other Renew | PV | 0 | 0 | 0.01 | 0.01 | 0.01 | 0.01 | PV | 0 | 0 | 0 | 0 | 0 | 0
| Total Installed Capacity | SPP_S | Southwest | CT | PeakG | 3443 | 3443 | 3442.99 | 3442.99 | 3442.99 | 3442.99 | PeakG | 3443 | 3443 | 3443 | 3443 | 3443 | 3443
| Total Installed Capacity | SPP_S | Southwest | CT | PeakO | 122 | 122 | 122 | 121.99 | 122 | 121.99 | PeakO | 122 | 122 | 122 | 122 | 122 | 122
| Total Installed Capacity | SPP_S | Southwest | Other Renew | ST | 0 | 0 | 0 | 0 | 0 | 0 | ST | 0 | 0 | 0 | 0 | 0 | 0
| Total Installed Capacity | SPP_S | Southwest | Steam O/G | STOG | 8210.02 | 8210.02 | 8209.97 | 8209.96 | 8209.96 | 8209.96 | STOG | 8724.21 | 8724.21 | 8724.21 | 8724.21 | 8724.21 | 8724.21
| Total Installed Capacity | SPP_S | Southwest | Other Renew | STWD | 84 | 84 | 84 | 84 | 84 | 84 | STWD | 84 | 84 | 84 | 84 | 84 | 84
| Total Installed Capacity | SPP_S | Southwest | On-shore Wind | WT | 2727.01 | 46607.74 | 46607.86 | 46607.89 | 46607.9 | 46607.96 | WT | 2727 | 37100.5 | 37100.5 | 40606.23 | 43499.89 | 45388.07
| Total Installed Capacity | SPP_S | Southwest | Coal | IGCC | 0.01 | 0.01 | 0.01 | 0.02 | 0.02 | 0.02 | IGCC | 0 | 0 | 0 | 0 | 0 | 0
| Total Installed Capacity | SPP_S | Southwest | DR | DemandResponse | 61.11 | 1754.28 | 3560.21 | 3675.61 | 3794.74 | 3917.74 | DemandResponse | 61.11 | 1754.28 | 3560.21 | 3675.61 | 3794.74 | 3917.74
| Total Installed Capacity | SPP_S | Southwest | Coal-CCS | IGCC-CCS | 0 | 0.01 | 0.01 | 0.01 | 0.02 | 0.03 | IGCC-CCS | 0 | 0 | 0 | 0 | 0 | 0
| Total Installed Capacity | SPP_S | Southwest | Off-shore Wind | WT_off | 0 | 0 | 0 | 0 | 0 | 0 | WT_off | 0 | 0 | 0 | 0 | 0 | 0
| Total Installed Capacity | SPP_S | Southwest | Other | PseudoUnit | 0 | 0 | 0 | 0 | 0 | 0 | PseudoUnit | 0 | 0 | 0 | 0 | 0 | 0
| Total Installed Capacity | SPP_S | Southwest | HQ/Maritimes | FixedInterchange | 0 | 0 | 0 | 0 | 0 | 0 | FixedInterchange | 0 | 0 | 0 | 0 | 0 | 0
Total Installed Capacity
| Total Installed Capacity |  |  |  | Total Installed Capacity by Reporting Type: TVA | [6 empty] | Total Installed Capacity by Reporting Type: TVA
| Total Installed Capacity |  |  |  | ReportingType | 2015 | 2020 | 2025 | 2030 | 2035 | 2040 | ReportingType | 2015 | 2020 | 2025 | 2030 | 2035 | 2040
| Total Installed Capacity | TVA | South | Other Renew | BM | 0 | 0 | 0 | 0.01 | 7394.16 | 7394.23 | BM | 0 | 0 | 0 | 0 | 7394.28 | 7394.28
| Total Installed Capacity | TVA | South | CC | CC | 7827.3 | 12668.77 | 12668.84 | 12668.87 | 8031.28 | 4843.05 | CC | 8901.38 | 13730.59 | 13730.59 | 13730.59 | 11085.6 | 6967.22
| Total Installed Capacity | TVA | South | Other Renew | CSP | 0 | 0 | 0 | 0 | 0 | 0 | CSP | 0 | 0 | 0 | 0 | 0 | 0
| Total Installed Capacity | TVA | South | CT | CT | 0.01 | 0.05 | 0.05 | 0.05 | 0.05 | 0.05 | CT | 0 | 0 | 0 | 0 | 0 | 0
| Total Installed Capacity | TVA | South | Coal | Coal | 5993.92 | 3889.73 | 2022.4 | 1.7 | 1.55 | 1.52 | Coal | 4920.56 | 2816.56 | 960.21 | 194.64 | 0.02 | 0.02
| Total Installed Capacity | TVA | South | Other Renew | Geo | 0 | 0 | 0 | 0 | 0 | 0 | Geo | 0 | 0 | 0 | 0 | 0 | 0
| Total Installed Capacity | TVA | South | Hydro | H | 5111 | 5111.01 | 5137.9 | 5138 | 5138 | 5138 | H | 5111 | 5111 | 5138 | 5138 | 5138 | 5138
| Total Installed Capacity | TVA | South | Other Renew | LFG | 13 | 13 | 120.39 | 120.39 | 120.4 | 120.4 | LFG | 13 | 13 | 120.4 | 120.4 | 120.4 | 120.4
| Total Installed Capacity | TVA | South | Nuclear | Nuc | 8394.89 | 8394.89 | 8394.89 | 9640.98 | 9399.53 | 11673.65 | Nuc | 8394.89 | 8394.89 | 8394.89 | 8394.89 | 7223.12 | 10441.15
| Total Installed Capacity | TVA | South | Other | PS | 1743 | 1743 | 1743 | 1743 | 1743 | 1743 | PS | 1743 | 1743 | 1743 | 1743 | 1743 | 1743
| Total Installed Capacity | TVA | South | Other Renew | PV | 0 | 0 | 0.01 | 0.01 | 0.01 | 0.02 | PV | 0 | 0 | 0 | 0 | 0 | 0.02
| Total Installed Capacity | TVA | South | CT | PeakG | 5865 | 5865 | 5864.99 | 5864.97 | 5761.08 | 5761.04 | PeakG | 5865 | 5865 | 5865 | 5865 | 4860.8 | 4860.8
| Total Installed Capacity | TVA | South | CT | PeakO | 83 | 83 | 83 | 83 | 0.19 | 0.18 | PeakO | 83 | 83 | 83 | 83 | 0 | 0
| Total Installed Capacity | TVA | South | Other Renew | ST | 0 | 0 | 0 | 0 | 0 | 0 | ST | 0 | 0 | 0 | 0 | 0 | 0
| Total Installed Capacity | TVA | South | Steam O/G | STOG | 0 | 0 | 0 | 0 | 0 | 0 | STOG | 0 | 0 | 0 | 0 | 0 | 0
| Total Installed Capacity | TVA | South | Other Renew | STWD | 5 | 5 | 5 | 5 | 5 | 5 | STWD | 5 | 5 | 5 | 5 | 5 | 5
| Total Installed Capacity | TVA | South | On-shore Wind | WT | 29.01 | 29.01 | 29.03 | 29.03 | 29.03 | 29.03 | WT | 29 | 29 | 29 | 29 | 129 | 129
| Total Installed Capacity | TVA | South | Coal | IGCC | 0.01 | 0.01 | 0.01 | 0.01 | 0.01 | 0.01 | IGCC | 0 | 0 | 0 | 0 | 0 | 0
| Total Installed Capacity | TVA | South | DR | DemandResponse | 1805 | 2555.95 | 3357.9 | 3440.97 | 3526.11 | 3613.35 | DemandResponse | 1805 | 2555.95 | 3357.9 | 3440.97 | 3526.11 | 3613.35
| Total Installed Capacity | TVA | South | Coal-CCS | IGCC-CCS | 0 | 0.01 | 0.01 | 0.02 | 0.03 | 0.03 | IGCC-CCS | 0 | 0 | 0 | 0 | 0 | 0
| Total Installed Capacity | TVA | South | Off-shore Wind | WT_off | 0 | 0 | 0 | 0 | 0 | 0 | WT_off | 0 | 0 | 0 | 0 | 0 | 0
| Total Installed Capacity | TVA | South | Other | PseudoUnit | 0 | 0 | 0 | 0 | 0 | 0 | PseudoUnit | 0 | 0 | 0 | 0 | 0 | 0
| Total Installed Capacity | TVA | South | HQ/Maritimes | FixedInterchange | 0 | 0 | 0 | 0 | 0 | 0 | FixedInterchange | 0 | 0 | 0 | 0 | 0 | 0
Total Installed Capacity
| Total Installed Capacity |  |  |  | Total Installed Capacity by Reporting Type: TVA_Transmission | [6 empty] | Total Installed Capacity by Reporting Type: TVA_Transmission
| Total Installed Capacity |  |  |  | ReportingType | 2015 | 2020 | 2025 | 2030 | 2035 | 2040 | ReportingType | 2015 | 2020 | 2025 | 2030 | 2035 | 2040
| Total Installed Capacity | TVA_Transmission | South | Other Renew | BM | 0 | 0 | 0 | 0 | 0 | 0 | BM | 0 | 0 | 0 | 0 | 0 | 0
| Total Installed Capacity | TVA_Transmission | South | CC | CC | 0 | 0 | 0 | 0 | 0 | 0 | CC | 0 | 0 | 0 | 0 | 0 | 0
| Total Installed Capacity | TVA_Transmission | South | Other Renew | CSP | 0 | 0 | 0 | 0 | 0 | 0 | CSP | 0 | 0 | 0 | 0 | 0 | 0
| Total Installed Capacity | TVA_Transmission | South | CT | CT | 0 | 0 | 0 | 0 | 0 | 0 | CT | 0 | 0 | 0 | 0 | 0 | 0
| Total Installed Capacity | TVA_Transmission | South | Coal | Coal | 0 | 0 | 0 | 0 | 0 | 0 | Coal | 0 | 0 | 0 | 0 | 0 | 0
| Total Installed Capacity | TVA_Transmission | South | Other Renew | Geo | 0 | 0 | 0 | 0 | 0 | 0 | Geo | 0 | 0 | 0 | 0 | 0 | 0
| Total Installed Capacity | TVA_Transmission | South | Hydro | H | 0 | 0 | 0 | 0 | 0 | 0 | H | 0 | 0 | 0 | 0 | 0 | 0
| Total Installed Capacity | TVA_Transmission | South | Other Renew | LFG | 0 | 0 | 0 | 0 | 0 | 0 | LFG | 0 | 0 | 0 | 0 | 0 | 0
| Total Installed Capacity | TVA_Transmission | South | Nuclear | Nuc | 0 | 0 | 0 | 0 | 0 | 0 | Nuc | 0 | 0 | 0 | 0 | 0 | 0
| Total Installed Capacity | TVA_Transmission | South | Other | PS | 0 | 0 | 0 | 0 | 0 | 0 | PS | 0 | 0 | 0 | 0 | 0 | 0
| Total Installed Capacity | TVA_Transmission | South | Other Renew | PV | 0 | 0 | 0 | 0 | 0 | 0 | PV | 0 | 0 | 0 | 0 | 0 | 0
| Total Installed Capacity | TVA_Transmission | South | CT | PeakG | 0 | 0 | 0 | 0 | 0 | 0 | PeakG | 0 | 0 | 0 | 0 | 0 | 0
| Total Installed Capacity | TVA_Transmission | South | CT | PeakO | 0 | 0 | 0 | 0 | 0 | 0 | PeakO | 0 | 0 | 0 | 0 | 0 | 0
| Total Installed Capacity | TVA_Transmission | South | Other Renew | ST | 0 | 0 | 0 | 0 | 0 | 0 | ST | 0 | 0 | 0 | 0 | 0 | 0
| Total Installed Capacity | TVA_Transmission | South | Steam O/G | STOG | 0 | 0 | 0 | 0 | 0 | 0 | STOG | 0 | 0 | 0 | 0 | 0 | 0
| Total Installed Capacity | TVA_Transmission | South | Other Renew | STWD | 0 | 0 | 0 | 0 | 0 | 0 | STWD | 0 | 0 | 0 | 0 | 0 | 0
| Total Installed Capacity | TVA_Transmission | South | On-shore Wind | WT | 0 | 0 | 0 | 0 | 0 | 0 | WT | 0 | 0 | 0 | 0 | 0 | 0
| Total Installed Capacity | TVA_Transmission | South | Coal | IGCC | 0 | 0 | 0 | 0 | 0 | 0 | IGCC | 0 | 0 | 0 | 0 | 0 | 0
| Total Installed Capacity | TVA_Transmission | South | DR | DemandResponse | 0 | 0 | 0 | 0 | 0 | 0 | DemandResponse | 0 | 0 | 0 | 0 | 0 | 0
| Total Installed Capacity | TVA_Transmission | South | Coal-CCS | IGCC-CCS | 0 | 0 | 0 | 0 | 0 | 0 | IGCC-CCS | 0 | 0 | 0 | 0 | 0 | 0
| Total Installed Capacity | TVA_Transmission | South | Off-shore Wind | WT_off | 0 | 0 | 0 | 0 | 0 | 0 | WT_off | 0 | 0 | 0 | 0 | 0 | 0
| Total Installed Capacity | TVA_Transmission | South | Other | PseudoUnit | 0 | 0 | 0 | 0 | 0 | 0 | PseudoUnit | 0 | 0 | 0 | 0 | 0 | 0
| Total Installed Capacity | TVA_Transmission | South | HQ/Maritimes | FixedInterchange | 0 | 0 | 0 | 0 | 0 | 0 | FixedInterchange | 0 | 0 | 0 | 0 | 0 | 0
Total Installed Capacity
| Total Installed Capacity |  |  |  | Total Installed Capacity by Reporting Type: VACAR | [6 empty] | Total Installed Capacity by Reporting Type: VACAR
| Total Installed Capacity |  |  |  | ReportingType | 2015 | 2020 | 2025 | 2030 | 2035 | 2040 | ReportingType | 2015 | 2020 | 2025 | 2030 | 2035 | 2040
| Total Installed Capacity | VACAR | South | Other Renew | BM | 0.91 | 171.48 | 710.1 | 722.37 | 6986.25 | 6986.28 | BM | 0.92 | 170.74 | 709.73 | 722.08 | 722.08 | 6986.31
| Total Installed Capacity | VACAR | South | CC | CC | 18161.18 | 18161.37 | 18161.43 | 18161.43 | 15465.11 | 9008.78 | CC | 18857.96 | 18857.97 | 18857.97 | 18857.97 | 15592.84 | 10096.64
| Total Installed Capacity | VACAR | South | Other Renew | CSP | 0 | 0 | 0 | 0 | 0 | 0 | CSP | 0 | 0 | 0 | 0 | 0 | 0
| Total Installed Capacity | VACAR | South | CT | CT | 717.21 | 717.21 | 717.21 | 0.09 | 0.09 | 0.09 | CT | 717.2 | 717.2 | 717.2 | 0 | 0 | 0
| Total Installed Capacity | VACAR | South | Coal | Coal | 9482.63 | 7630.32 | 6636.07 | 1988.94 | 1988.88 | 1988.84 | Coal | 8784.91 | 6926.04 | 3025.1 | 1985.04 | 1985.04 | 1985.04
| Total Installed Capacity | VACAR | South | Other Renew | Geo | 0 | 0 | 0 | 0 | 0 | 0 | Geo | 0 | 0 | 0 | 0 | 0 | 0
| Total Installed Capacity | VACAR | South | Hydro | H | 2122 | 2122.01 | 2122.01 | 2122.02 | 2122.04 | 2122.05 | H | 2122 | 2122 | 2122 | 2122 | 2122 | 2122
| Total Installed Capacity | VACAR | South | Other Renew | LFG | 63 | 170.4 | 170.4 | 170.4 | 170.4 | 170.4 | LFG | 63.34 | 170.4 | 170.4 | 170.4 | 170.4 | 170.4
| Total Installed Capacity | VACAR | South | Nuclear | Nuc | 11430 | 13760 | 13760 | 19214.44 | 19699.73 | 27863.87 | Nuc | 11430 | 13760 | 16716.24 | 18507.95 | 15259.95 | 13401.95
| Total Installed Capacity | VACAR | South | Other | PS | 2616 | 2616 | 2616 | 2616 | 2616 | 2616 | PS | 2616 | 2616 | 2616 | 2616 | 2616 | 2616
| Total Installed Capacity | VACAR | South | Other Renew | PV | 16 | 149.6 | 151.95 | 152.72 | 152.72 | 155.75 | PV | 16 | 149.58 | 151.95 | 152.73 | 152.73 | 295.29
| Total Installed Capacity | VACAR | South | CT | PeakG | 8308 | 8308 | 8308 | 8307.94 | 4444.86 | 4444.85 | PeakG | 8308 | 8308 | 8308 | 8308 | 7236.44 | 7236.44
| Total Installed Capacity | VACAR | South | CT | PeakO | 1268 | 1268 | 1268 | 1267.94 | 0.4 | 0.4 | PeakO | 1268 | 1268 | 1268 | 1268 | 0 | 0
| Total Installed Capacity | VACAR | South | Other Renew | ST | 0 | 0 | 0 | 0 | 0 | 0 | ST | 0 | 0 | 0 | 0 | 0 | 0
| Total Installed Capacity | VACAR | South | Steam O/G | STOG | 92 | 92 | 92 | 1.25 | 0.07 | 0.07 | STOG | 92 | 92 | 92 | 28.22 | 0 | 0
| Total Installed Capacity | VACAR | South | Other Renew | STWD | 281 | 281 | 281 | 281 | 281 | 281 | STWD | 281 | 281 | 281 | 281 | 281 | 281
| Total Installed Capacity | VACAR | South | On-shore Wind | WT | 0.07 | 3500 | 3500 | 3500 | 3500 | 3500 | WT | 0.9 | 3500 | 3500 | 3500 | 3500 | 3500
| Total Installed Capacity | VACAR | South | Coal | IGCC | 0 | 0.01 | 0.01 | 0.01 | 0.01 | 0.01 | IGCC | 0 | 0 | 0 | 0 | 0 | 0
| Total Installed Capacity | VACAR | South | DR | DemandResponse | 2339.28 | 3868.22 | 5651.52 | 5928.05 | 6218.12 | 6522.37 | DemandResponse | 2339.28 | 3868.22 | 5651.52 | 5928.05 | 6218.12 | 6522.37
| Total Installed Capacity | VACAR | South | Coal-CCS | IGCC-CCS | 0 | 0 | 0.01 | 0.01 | 0.02 | 0.02 | IGCC-CCS | 0 | 0 | 0 | 0 | 0 | 0
| Total Installed Capacity | VACAR | South | Off-shore Wind | WT_off | 0 | 0.01 | 0.02 | 0.02 | 0.02 | 0.02 | WT_off | 1 | 1 | 1 | 1 | 25897.54 | 35150.1
| Total Installed Capacity | VACAR | South | Other | PseudoUnit | 0 | 0 | 0 | 0 | 0 | 0 | PseudoUnit | 0 | 0 | 0 | 0 | 0 | 0
| Total Installed Capacity | VACAR | South | HQ/Maritimes | FixedInterchange | 0 | 0 | 0 | 0 | 0 | 0 | FixedInterchange | 0 | 0 | 0 | 0 | 0 | 0
Total Installed Capacity
| Total Installed Capacity |  |  |  | Total Installed Capacity by Reporting Type: IESO | [6 empty] | Total Installed Capacity by Reporting Type: IESO
| Total Installed Capacity |  |  |  | ReportingType | 2015 | 2020 | 2025 | 2030 | 2035 | 2040 | ReportingType | 2015 | 2020 | 2025 | 2030 | 2035 | 2040
| Total Installed Capacity | IESO | Ontario | Other Renew | BM | 326.33 | 326.33 | 326.33 | 326.33 | 326.33 | 326.33 | BM | 326.33 | 326.33 | 326.33 | 326.33 | 326.33 | 326.33
| Total Installed Capacity | IESO | Ontario | CC | CC | 1263.27 | 1263.28 | 1263.29 | 1263.3 | 1263.3 | 1263.3 | CC | 1263 | 1263 | 1263 | 1263 | 1263 | 1263
| Total Installed Capacity | IESO | Ontario | Other Renew | CSP | 0 | 0 | 0 | 0 | 0 | 0 | CSP | 0 | 0 | 0 | 0 | 0 | 0
| Total Installed Capacity | IESO | Ontario | CT | CT | 368 | 368 | 368 | 368 | 0.65 | 0.65 | CT | 368 | 368 | 368 | 368 | 0.01 | 0.01
| Total Installed Capacity | IESO | Ontario | Coal | Coal | 0.02 | 0.02 | 0.02 | 0.02 | 0.02 | 0.02 | Coal | 0 | 0 | 0 | 0 | 0 | 0
| Total Installed Capacity | IESO | Ontario | Other Renew | Geo | 0 | 0 | 0 | 0 | 0 | 0 | Geo | 0 | 0 | 0 | 0 | 0 | 0
| Total Installed Capacity | IESO | Ontario | Hydro | H | 8693.3 | 8693.31 | 8693.31 | 8943.3 | 8943.3 | 8943.3 | H | 8693.3 | 8693.3 | 8693.3 | 8693.3 | 8907.88 | 8943.3
| Total Installed Capacity | IESO | Ontario | Other Renew | LFG | 117.5 | 117.5 | 117.5 | 118 | 118 | 118 | LFG | 117.5 | 117.5 | 117.5 | 117.5 | 118 | 118
| Total Installed Capacity | IESO | Ontario | Nuclear | Nuc | 13018 | 13018 | 13018 | 13018 | 11988.01 | 10448.01 | Nuc | 13018 | 13018 | 13018 | 13018 | 11988 | 10448
| Total Installed Capacity | IESO | Ontario | Other | PS | 123 | 123 | 123 | 123 | 123 | 123 | PS | 123 | 123 | 123 | 123 | 123 | 123
| Total Installed Capacity | IESO | Ontario | Other Renew | PV | 1097.26 | 1097.26 | 1097.26 | 1097.26 | 30 | 30 | PV | 1097.26 | 1097.26 | 1097.26 | 1097.26 | 30 | 30
| Total Installed Capacity | IESO | Ontario | CT | PeakG | 2.01 | 2.01 | 2.01 | 2.01 | 2.01 | 2 | PeakG | 0.02 | 0.02 | 0.02 | 0.02 | 0.02 | 0.02
| Total Installed Capacity | IESO | Ontario | CT | PeakO | 0.27 | 0.27 | 0.26 | 0.26 | 0.26 | 0.26 | PeakO | 0 | 0 | 0 | 0 | 0 | 0
| Total Installed Capacity | IESO | Ontario | Other Renew | ST | 0 | 0 | 0 | 0 | 0 | 0 | ST | 0 | 0 | 0 | 0 | 0 | 0
| Total Installed Capacity | IESO | Ontario | Steam O/G | STOG | 0.04 | 0.04 | 0.03 | 0.03 | 0.03 | 0.03 | STOG | 0 | 0 | 0 | 0 | 0 | 0
| Total Installed Capacity | IESO | Ontario | Other Renew | STWD | 139 | 139 | 139 | 139 | 139 | 139 | STWD | 139 | 139 | 139 | 139 | 139 | 139
| Total Installed Capacity | IESO | Ontario | On-shore Wind | WT | 3385.9 | 3385.9 | 3385.9 | 3385.9 | 3385.9 | 10567.64 | WT | 3385.9 | 3385.9 | 3385.9 | 3385.9 | 3385.9 | 3385.9
| Total Installed Capacity | IESO | Ontario | Coal | IGCC | 0 | 0 | 0 | 0 | 0 | 0 | IGCC | 0 | 0 | 0 | 0 | 0 | 0
| Total Installed Capacity | IESO | Ontario | DR | DemandResponse | 1958.79 | 2066.83 | 2340.54 | 2421.21 | 2504.65 | 2590.98 | DemandResponse | 1958.79 | 2066.83 | 2340.54 | 2421.21 | 2504.65 | 2590.98
| Total Installed Capacity | IESO | Ontario | Coal-CCS | IGCC-CCS | 0 | 0 | 0 | 0 | 0 | 0 | IGCC-CCS | 0 | 0 | 0 | 0 | 0 | 0
| Total Installed Capacity | IESO | Ontario | Off-shore Wind | WT_off | 0 | 0 | 0.01 | 0.01 | 0.03 | 0.04 | WT_off | 0 | 0 | 0 | 0 | 0 | 0
| Total Installed Capacity | IESO | Ontario | Other | PseudoUnit | 0 | 0 | 0 | 0 | 0 | 0 | PseudoUnit | 0 | 0 | 0 | 0 | 0 | 0
| Total Installed Capacity | IESO | Ontario | HQ/Maritimes | FixedInterchange | 0 | 0 | 0 | 0 | 0 | 0 | FixedInterchange | 0 | 0 | 0 | 0 | 0 | 0
Total Installed Capacity
| Total Installed Capacity |  |  |  | Total Installed Capacity by Reporting Type: MAPP_CA | [6 empty] | Total Installed Capacity by Reporting Type: MAPP_CA
| Total Installed Capacity |  |  |  | ReportingType | 2015 | 2020 | 2025 | 2030 | 2035 | 2040 | ReportingType | 2015 | 2020 | 2025 | 2030 | 2035 | 2040
| Total Installed Capacity | MAPP_CA | Midwest | Other Renew | BM | 0 | 0 | 0 | 0 | 0 | 0 | BM | 0 | 0 | 0 | 0 | 0 | 0
| Total Installed Capacity | MAPP_CA | Midwest | CC | CC | 731.04 | 731.05 | 0.18 | 0.15 | 0.15 | 0.15 | CC | 731 | 731 | 0 | 0 | 0 | 0
| Total Installed Capacity | MAPP_CA | Midwest | Other Renew | CSP | 0 | 0 | 0 | 0 | 0 | 0 | CSP | 0 | 0 | 0 | 0 | 0 | 0
| Total Installed Capacity | MAPP_CA | Midwest | CT | CT | 0.03 | 0.03 | 0.03 | 0.03 | 0.03 | 0.03 | CT | 0 | 0 | 0 | 0 | 0 | 0
| Total Installed Capacity | MAPP_CA | Midwest | Coal | Coal | 950.75 | 390.42 | 0.06 | 0.05 | 0.05 | 0.04 | Coal | 950.81 | 390.48 | 0 | 0 | 0 | 0
| Total Installed Capacity | MAPP_CA | Midwest | Other Renew | Geo | 0 | 0 | 0 | 0 | 0 | 0 | Geo | 0 | 0 | 0 | 0 | 0 | 0
| Total Installed Capacity | MAPP_CA | Midwest | Hydro | H | 6475.4 | 7170.4 | 8665.4 | 11125.4 | 11125.4 | 11125.4 | H | 6475.4 | 7170.4 | 8665.4 | 10089.44 | 10276.06 | 10276.06
| Total Installed Capacity | MAPP_CA | Midwest | Other Renew | LFG | 0 | 0 | 0 | 0 | 0 | 0 | LFG | 0 | 0 | 0 | 0 | 0 | 0
| Total Installed Capacity | MAPP_CA | Midwest | Nuclear | Nuc | 0.1 | 0.1 | 0.1 | 0.11 | 0.11 | 0.11 | Nuc | 0.1 | 0.1 | 0.1 | 0.1 | 0.1 | 0.1
| Total Installed Capacity | MAPP_CA | Midwest | Other | PS | 0 | 0 | 0 | 0 | 0 | 0 | PS | 0 | 0 | 0 | 0 | 0 | 0
| Total Installed Capacity | MAPP_CA | Midwest | Other Renew | PV | 0 | 0 | 0 | 0 | 0 | 0 | PV | 0 | 0 | 0 | 0 | 0 | 0
| Total Installed Capacity | MAPP_CA | Midwest | CT | PeakG | 559 | 559 | 5.76 | 0.12 | 0.11 | 0.1 | PeakG | 559 | 559 | 6 | 0 | 0 | 0
| Total Installed Capacity | MAPP_CA | Midwest | CT | PeakO | 4 | 4 | 0.07 | 0.03 | 0.03 | 0.03 | PeakO | 4 | 4 | 0 | 0 | 0 | 0
| Total Installed Capacity | MAPP_CA | Midwest | Other Renew | ST | 0 | 0 | 0 | 0 | 0 | 0 | ST | 0 | 0 | 0 | 0 | 0 | 0
| Total Installed Capacity | MAPP_CA | Midwest | Steam O/G | STOG | 126 | 126 | 0.03 | 0.03 | 0.03 | 0.02 | STOG | 126 | 126 | 0 | 0 | 0 | 0
| Total Installed Capacity | MAPP_CA | Midwest | Other Renew | STWD | 0 | 0 | 0 | 0 | 0 | 0 | STWD | 0 | 0 | 0 | 0 | 0 | 0
| Total Installed Capacity | MAPP_CA | Midwest | On-shore Wind | WT | 577.4 | 577.4 | 577.4 | 577.4 | 275.05 | 275.05 | WT | 577.4 | 577.4 | 577.4 | 577.4 | 275 | 275
| Total Installed Capacity | MAPP_CA | Midwest | Coal | IGCC | 0 | 0 | 0 | 0 | 0 | 0 | IGCC | 0 | 0 | 0 | 0 | 0 | 0
| Total Installed Capacity | MAPP_CA | Midwest | DR | DemandResponse | 89.5 | 308.14 | 546.73 | 568.39 | 590.9 | 614.31 | DemandResponse | 89.5 | 308.14 | 546.73 | 568.39 | 590.9 | 614.31
| Total Installed Capacity | MAPP_CA | Midwest | Coal-CCS | IGCC-CCS | 0 | 0 | 0 | 0 | 0 | 0 | IGCC-CCS | 0 | 0 | 0 | 0 | 0 | 0
| Total Installed Capacity | MAPP_CA | Midwest | Off-shore Wind | WT_off | 0 | 0 | 0 | 0 | 0 | 0 | WT_off | 0 | 0 | 0 | 0 | 0 | 0
| Total Installed Capacity | MAPP_CA | Midwest | Other | PseudoUnit | 0 | 0 | 0 | 0 | 0 | 0 | PseudoUnit | 0 | 0 | 0 | 0 | 0 | 0
| Total Installed Capacity | MAPP_CA | Midwest | HQ/Maritimes | FixedInterchange | 0 | 0 | 0 | 0 | 0 | 0 | FixedInterchange | 0 | 0 | 0 | 0 | 0 | 0
Total Installed Capacity
| Total Installed Capacity |  |  |  | Total Installed Capacity by Reporting Type: AZ_NM_SNV_Coal | [6 empty] | Total Installed Capacity by Reporting Type: AZ_NM_SNV_Coal
| Total Installed Capacity |  |  |  | ReportingType | 2015 | 2020 | 2025 | 2030 | 2035 | 2040 | ReportingType | 2015 | 2020 | 2025 | 2030 | 2035 | 2040
| Total Installed Capacity | AZ_NM_SNV_Coal | West | Other Renew | BM | 0 | 0 | 0 | 0 | 0 | 0 | BM | 0 | 0 | 0 | 0 | 0 | 0
| Total Installed Capacity | AZ_NM_SNV_Coal | West | CC | CC | 0 | 0 | 0 | 0 | 0 | 0 | CC | 0 | 0 | 0 | 0 | 0 | 0
| Total Installed Capacity | AZ_NM_SNV_Coal | West | Other Renew | CSP | 0 | 0 | 0 | 0 | 0 | 0 | CSP | 0 | 0 | 0 | 0 | 0 | 0
| Total Installed Capacity | AZ_NM_SNV_Coal | West | CT | CT | 0 | 0 | 0 | 0 | 0 | 0 | CT | 0 | 0 | 0 | 0 | 0 | 0
| Total Installed Capacity | AZ_NM_SNV_Coal | West | Coal | Coal | 7474.13 | 6877 | 4194.76 | 812.66 | 812.55 | 812.45 | Coal | 7476.27 | 6876 | 4228.67 | 818.01 | 818.01 | 818
| Total Installed Capacity | AZ_NM_SNV_Coal | West | Other Renew | Geo | 0 | 0 | 0 | 0 | 0 | 0 | Geo | 0 | 0 | 0 | 0 | 0 | 0
| Total Installed Capacity | AZ_NM_SNV_Coal | West | Hydro | H | 0 | 0 | 0 | 0 | 0 | 0 | H | 0 | 0 | 0 | 0 | 0 | 0
| Total Installed Capacity | AZ_NM_SNV_Coal | West | Other Renew | LFG | 0 | 0 | 0 | 0 | 0 | 0 | LFG | 0 | 0 | 0 | 0 | 0 | 0
| Total Installed Capacity | AZ_NM_SNV_Coal | West | Nuclear | Nuc | 0 | 0 | 0 | 0 | 0 | 0 | Nuc | 0 | 0 | 0 | 0 | 0 | 0
| Total Installed Capacity | AZ_NM_SNV_Coal | West | Other | PS | 0 | 0 | 0 | 0 | 0 | 0 | PS | 0 | 0 | 0 | 0 | 0 | 0
| Total Installed Capacity | AZ_NM_SNV_Coal | West | Other Renew | PV | 0 | 0 | 0 | 0 | 0 | 0 | PV | 0 | 0 | 0 | 0 | 0 | 0
| Total Installed Capacity | AZ_NM_SNV_Coal | West | CT | PeakG | 0 | 0 | 0 | 0 | 0 | 0 | PeakG | 0 | 0 | 0 | 0 | 0 | 0
| Total Installed Capacity | AZ_NM_SNV_Coal | West | CT | PeakO | 200 | 200 | 200 | 199.99 | 199.98 | 199.97 | PeakO | 200 | 200 | 200 | 200 | 200 | 200
| Total Installed Capacity | AZ_NM_SNV_Coal | West | Other Renew | ST | 0 | 0 | 0 | 0 | 0 | 0 | ST | 0 | 0 | 0 | 0 | 0 | 0
| Total Installed Capacity | AZ_NM_SNV_Coal | West | Steam O/G | STOG | 0 | 0 | 0 | 0 | 0 | 0 | STOG | 0 | 0 | 0 | 0 | 0 | 0
| Total Installed Capacity | AZ_NM_SNV_Coal | West | Other Renew | STWD | 0 | 0 | 0 | 0 | 0 | 0 | STWD | 0 | 0 | 0 | 0 | 0 | 0
| Total Installed Capacity | AZ_NM_SNV_Coal | West | On-shore Wind | WT | 0 | 0 | 0 | 0 | 0 | 0 | WT | 0 | 0 | 0 | 0 | 0 | 0
| Total Installed Capacity | AZ_NM_SNV_Coal | West | Coal | IGCC | 0 | 0.01 | 0.01 | 0.01 | 0.01 | 0.01 | IGCC | 0 | 0 | 0 | 0 | 0 | 0
| Total Installed Capacity | AZ_NM_SNV_Coal | West | DR | DemandResponse | 0 | 0 | 0 | 0 | 0 | 0 | DemandResponse | 0 | 0 | 0 | 0 | 0 | 0
| Total Installed Capacity | AZ_NM_SNV_Coal | West | Coal-CCS | IGCC-CCS | 0 | 0 | 0.01 | 0.01 | 0.02 | 0.02 | IGCC-CCS | 0 | 0 | 0 | 0 | 0 | 0
| Total Installed Capacity | AZ_NM_SNV_Coal | West | Off-shore Wind | WT_off | 0 | 0 | 0 | 0 | 0 | 0 | WT_off | 0 | 0 | 0 | 0 | 0 | 0
| Total Installed Capacity | AZ_NM_SNV_Coal | West | Other | PseudoUnit | 0 | 0 | 0 | 0 | 0 | 0 | PseudoUnit | 0 | 0 | 0 | 0 | 0 | 0
| Total Installed Capacity | AZ_NM_SNV_Coal | West | HQ/Maritimes | FixedInterchange | 0 | 0 | 0 | 0 | 0 | 0 | FixedInterchange | 0 | 0 | 0 | 0 | 0 | 0
Total Installed Capacity
| Total Installed Capacity |  |  |  | Total Installed Capacity by Reporting Type: AZ_NM_SNV_Gas | [6 empty] | Total Installed Capacity by Reporting Type: AZ_NM_SNV_Gas
| Total Installed Capacity |  |  |  | ReportingType | 2015 | 2020 | 2025 | 2030 | 2035 | 2040 | ReportingType | 2015 | 2020 | 2025 | 2030 | 2035 | 2040
| Total Installed Capacity | AZ_NM_SNV_Gas | West | Other Renew | BM | 0 | 0 | 0 | 0 | 0 | 0 | BM | 0 | 0 | 0 | 0 | 0 | 0
| Total Installed Capacity | AZ_NM_SNV_Gas | West | CC | CC | 15245.34 | 16797.06 | 16797.17 | 15387.13 | 11125.18 | 10647.74 | CC | 15245 | 16796.93 | 16796.93 | 16471.99 | 12056.58 | 11289.61
| Total Installed Capacity | AZ_NM_SNV_Gas | West | Other Renew | CSP | 0 | 0 | 0 | 0 | 0 | 0 | CSP | 0 | 0 | 0 | 0 | 0 | 0
| Total Installed Capacity | AZ_NM_SNV_Gas | West | CT | CT | 736 | 736 | 736 | 736 | 0.11 | 0.11 | CT | 736 | 736 | 736 | 736 | 0 | 0
| Total Installed Capacity | AZ_NM_SNV_Gas | West | Coal | Coal | 0 | 0 | 0 | 0 | 0 | 0 | Coal | 0 | 0 | 0 | 0 | 0 | 0
| Total Installed Capacity | AZ_NM_SNV_Gas | West | Other Renew | Geo | 0 | 0 | 0 | 0 | 0 | 0 | Geo | 0 | 0 | 0 | 0 | 0 | 0
| Total Installed Capacity | AZ_NM_SNV_Gas | West | Hydro | H | 0 | 0 | 0 | 0 | 0 | 0 | H | 0 | 0 | 0 | 0 | 0 | 0
| Total Installed Capacity | AZ_NM_SNV_Gas | West | Other Renew | LFG | 0 | 0 | 0 | 0 | 0 | 0 | LFG | 0 | 0 | 0 | 0 | 0 | 0
| Total Installed Capacity | AZ_NM_SNV_Gas | West | Nuclear | Nuc | 0 | 0 | 0 | 0 | 0 | 0 | Nuc | 0 | 0 | 0 | 0 | 0 | 0
| Total Installed Capacity | AZ_NM_SNV_Gas | West | Other | PS | 0 | 0 | 0 | 0 | 0 | 0 | PS | 0 | 0 | 0 | 0 | 0 | 0
| Total Installed Capacity | AZ_NM_SNV_Gas | West | Other Renew | PV | 0 | 0 | 0 | 0 | 0 | 0 | PV | 0 | 0 | 0 | 0 | 0 | 0
| Total Installed Capacity | AZ_NM_SNV_Gas | West | CT | PeakG | 3659.99 | 3659.99 | 3659.99 | 3659.98 | 3659.98 | 3659.98 | PeakG | 3660 | 3660 | 3660 | 3660 | 3660 | 3660
| Total Installed Capacity | AZ_NM_SNV_Gas | West | CT | PeakO | 0 | 0 | 0 | 0 | 0 | 0 | PeakO | 0 | 0 | 0 | 0 | 0 | 0
| Total Installed Capacity | AZ_NM_SNV_Gas | West | Other Renew | ST | 0 | 0 | 0 | 0 | 0 | 0 | ST | 0 | 0 | 0 | 0 | 0 | 0
| Total Installed Capacity | AZ_NM_SNV_Gas | West | Steam O/G | STOG | 0.11 | 0.11 | 0.11 | 0.11 | 0.11 | 0.1 | STOG | 0 | 0 | 0 | 0 | 0 | 0
| Total Installed Capacity | AZ_NM_SNV_Gas | West | Other Renew | STWD | 0 | 0 | 0 | 0 | 0 | 0 | STWD | 0 | 0 | 0 | 0 | 0 | 0
| Total Installed Capacity | AZ_NM_SNV_Gas | West | On-shore Wind | WT | 0 | 0 | 0 | 0 | 0 | 0 | WT | 0 | 0 | 0 | 0 | 0 | 0
| Total Installed Capacity | AZ_NM_SNV_Gas | West | Coal | IGCC | 0 | 0 | 0 | 0 | 0 | 0 | IGCC | 0 | 0 | 0 | 0 | 0 | 0
| Total Installed Capacity | AZ_NM_SNV_Gas | West | DR | DemandResponse | 334.55 | 1076.71 | 1928.33 | 2059.84 | 2196.64 | 2344.36 | DemandResponse | 334.55 | 1076.71 | 1928.33 | 2059.84 | 2196.64 | 2344.36
| Total Installed Capacity | AZ_NM_SNV_Gas | West | Coal-CCS | IGCC-CCS | 0 | 0 | 0 | 0 | 0 | 0 | IGCC-CCS | 0 | 0 | 0 | 0 | 0 | 0
| Total Installed Capacity | AZ_NM_SNV_Gas | West | Off-shore Wind | WT_off | 0 | 0 | 0 | 0 | 0 | 0 | WT_off | 0 | 0 | 0 | 0 | 0 | 0
| Total Installed Capacity | AZ_NM_SNV_Gas | West | Other | PseudoUnit | 0 | 0 | 0 | 0 | 0 | 0 | PseudoUnit | 0 | 0 | 0 | 0 | 0 | 0
| Total Installed Capacity | AZ_NM_SNV_Gas | West | HQ/Maritimes | FixedInterchange | 0 | 0 | 0 | 0 | 0 | 0 | FixedInterchange | 0 | 0 | 0 | 0 | 0 | 0
Total Installed Capacity
| Total Installed Capacity |  |  |  | Total Installed Capacity by Reporting Type: AZ_NM_SNV_NucRenew | [6 empty] | Total Installed Capacity by Reporting Type: AZ_NM_SNV_NucRenew
| Total Installed Capacity |  |  |  | ReportingType | 2015 | 2020 | 2025 | 2030 | 2035 | 2040 | ReportingType | 2015 | 2020 | 2025 | 2030 | 2035 | 2040
| Total Installed Capacity | AZ_NM_SNV_NucRenew | West | Other Renew | BM | 0 | 0 | 0.01 | 0.01 | 0.09 | 0.62 | BM | 0 | 0 | 0 | 0 | 0 | 618.44
| Total Installed Capacity | AZ_NM_SNV_NucRenew | West | CC | CC | 0 | 0 | 0 | 0 | 0 | 0 | CC | 0 | 0 | 0 | 0 | 0 | 0
| Total Installed Capacity | AZ_NM_SNV_NucRenew | West | Other Renew | CSP | 0 | 0 | 0 | 0 | 0 | 0 | CSP | 0 | 0 | 0 | 0 | 0 | 0
| Total Installed Capacity | AZ_NM_SNV_NucRenew | West | CT | CT | 0 | 0 | 0 | 0 | 0 | 0 | CT | 0 | 0 | 0 | 0 | 0 | 0
| Total Installed Capacity | AZ_NM_SNV_NucRenew | West | Coal | Coal | 0 | 0 | 0 | 0 | 0 | 0 | Coal | 0 | 0 | 0 | 0 | 0 | 0
| Total Installed Capacity | AZ_NM_SNV_NucRenew | West | Other Renew | Geo | 0 | 0.12 | 1449.97 | 1449.97 | 1449.97 | 1449.97 | Geo | 0 | 1.17 | 1450 | 1450 | 1450 | 1450
| Total Installed Capacity | AZ_NM_SNV_NucRenew | West | Hydro | H | 3131 | 3131 | 3131 | 3131 | 3131 | 3131 | H | 3131 | 3131 | 3131 | 3131 | 3131 | 3131
| Total Installed Capacity | AZ_NM_SNV_NucRenew | West | Other Renew | LFG | 7 | 7.07 | 67.62 | 67.62 | 67.62 | 67.62 | LFG | 7 | 7 | 67.67 | 67.67 | 67.67 | 67.67
| Total Installed Capacity | AZ_NM_SNV_NucRenew | West | Nuclear | Nuc | 3875 | 3875 | 3875.07 | 8192.86 | 14684.49 | 15014.84 | Nuc | 3875 | 3875 | 3875 | 7103.11 | 13800.11 | 13800.11
| Total Installed Capacity | AZ_NM_SNV_NucRenew | West | Other | PS | 216 | 216 | 216 | 216 | 216 | 216 | PS | 216 | 216 | 216 | 216 | 216 | 216
| Total Installed Capacity | AZ_NM_SNV_NucRenew | West | Other Renew | PV | 148.7 | 148.7 | 148.71 | 148.72 | 148.72 | 148.73 | PV | 148.7 | 148.7 | 148.7 | 148.7 | 148.7 | 148.7
| Total Installed Capacity | AZ_NM_SNV_NucRenew | West | CT | PeakG | 0 | 0 | 0 | 0 | 0 | 0 | PeakG | 0 | 0 | 0 | 0 | 0 | 0
| Total Installed Capacity | AZ_NM_SNV_NucRenew | West | CT | PeakO | 0 | 0 | 0 | 0 | 0 | 0 | PeakO | 0 | 0 | 0 | 0 | 0 | 0
| Total Installed Capacity | AZ_NM_SNV_NucRenew | West | Other Renew | ST | 280 | 725.73 | 953.44 | 1064.87 | 1587.38 | 1587.74 | ST | 280 | 725.71 | 953.39 | 1064.42 | 1587.65 | 1587.65
| Total Installed Capacity | AZ_NM_SNV_NucRenew | West | Steam O/G | STOG | 0 | 0 | 0 | 0 | 0 | 0 | STOG | 0 | 0 | 0 | 0 | 0 | 0
| Total Installed Capacity | AZ_NM_SNV_NucRenew | West | Other Renew | STWD | 26 | 26 | 26 | 26 | 26 | 26 | STWD | 26 | 26 | 26 | 26 | 26 | 26
| Total Installed Capacity | AZ_NM_SNV_NucRenew | West | On-shore Wind | WT | 525.13 | 12316.48 | 12340.29 | 12340.31 | 12340.32 | 12340.32 | WT | 525.1 | 12316.39 | 12340.07 | 12340.07 | 12340.07 | 12340.07
| Total Installed Capacity | AZ_NM_SNV_NucRenew | West | Coal | IGCC | 0 | 0 | 0 | 0 | 0 | 0 | IGCC | 0 | 0 | 0 | 0 | 0 | 0
| Total Installed Capacity | AZ_NM_SNV_NucRenew | West | DR | DemandResponse | 0 | 0 | 0 | 0 | 0 | 0 | DemandResponse | 0 | 0 | 0 | 0 | 0 | 0
| Total Installed Capacity | AZ_NM_SNV_NucRenew | West | Coal-CCS | IGCC-CCS | 0 | 0 | 0 | 0 | 0 | 0 | IGCC-CCS | 0 | 0 | 0 | 0 | 0 | 0
| Total Installed Capacity | AZ_NM_SNV_NucRenew | West | Off-shore Wind | WT_off | 0 | 0 | 0 | 0 | 0 | 0 | WT_off | 0 | 0 | 0 | 0 | 0 | 0
| Total Installed Capacity | AZ_NM_SNV_NucRenew | West | Other | PseudoUnit | 0 | 0 | 0 | 0 | 0 | 0 | PseudoUnit | 0 | 0 | 0 | 0 | 0 | 0
| Total Installed Capacity | AZ_NM_SNV_NucRenew | West | HQ/Maritimes | FixedInterchange | 0 | 0 | 0 | 0 | 0 | 0 | FixedInterchange | 0 | 0 | 0 | 0 | 0 | 0
Total Installed Capacity
| Total Installed Capacity |  |  |  | Total Installed Capacity by Reporting Type: ERCOT | [6 empty] | Total Installed Capacity by Reporting Type: ERCOT
| Total Installed Capacity |  |  |  | ReportingType | 2015 | 2020 | 2025 | 2030 | 2035 | 2040 | ReportingType | 2015 | 2020 | 2025 | 2030 | 2035 | 2040
| Total Installed Capacity | ERCOT | Texas | Other Renew | BM | 145 | 145 | 145 | 145 | 4064.9 | 4064.96 | BM | 145 | 145 | 145 | 145 | 4064.97 | 4064.97
| Total Installed Capacity | ERCOT | Texas | CC | CC | 44730.23 | 44730.7 | 44730.78 | 44730.82 | 38400.76 | 34525.76 | CC | 45609.47 | 45609.48 | 45609.48 | 45609.48 | 38424.11 | 34549.59
| Total Installed Capacity | ERCOT | Texas | Other Renew | CSP | 0 | 0 | 0 | 0 | 0 | 0 | CSP | 0 | 0 | 0 | 0 | 0 | 0
| Total Installed Capacity | ERCOT | Texas | CT | CT | 250 | 250 | 250 | 250 | 0.11 | 0.11 | CT | 250 | 250 | 250 | 250 | 0 | 0
| Total Installed Capacity | ERCOT | Texas | Coal | Coal | 6049.33 | 4511.26 | 3951.37 | 3951.15 | 3951.04 | 3950.95 | Coal | 6045.15 | 4510.01 | 3950.01 | 3950.01 | 3950.01 | 3950.01
| Total Installed Capacity | ERCOT | Texas | Other Renew | Geo | 0 | 0 | 0 | 0 | 0 | 0 | Geo | 0 | 0 | 0 | 0 | 0 | 0
| Total Installed Capacity | ERCOT | Texas | Hydro | H | 565 | 565 | 565.01 | 565.02 | 565.05 | 565.08 | H | 565 | 565 | 565 | 565 | 565 | 565
| Total Installed Capacity | ERCOT | Texas | Other Renew | LFG | 75 | 75 | 428.99 | 428.99 | 429 | 429 | LFG | 75 | 75 | 238.48 | 429 | 429 | 429
| Total Installed Capacity | ERCOT | Texas | Nuclear | Nuc | 5091 | 5091 | 5091.01 | 8258.08 | 15785.48 | 20071.83 | Nuc | 5091 | 5091 | 5091 | 6563.09 | 15785.11 | 20071.51
| Total Installed Capacity | ERCOT | Texas | Other | PS | 0 | 0 | 0 | 0 | 0 | 0 | PS | 0 | 0 | 0 | 0 | 0 | 0
| Total Installed Capacity | ERCOT | Texas | Other Renew | PV | 15 | 15 | 15 | 15 | 1.44 | 1.44 | PV | 15 | 15 | 15 | 15 | 1 | 1
| Total Installed Capacity | ERCOT | Texas | CT | PeakG | 4768 | 4768 | 4768 | 4767.99 | 4767.98 | 4767.97 | PeakG | 4768 | 4768 | 4768 | 4768 | 4768 | 4768
| Total Installed Capacity | ERCOT | Texas | CT | PeakO | 51 | 51 | 51 | 50.99 | 50.98 | 50.97 | PeakO | 51 | 51 | 51 | 51 | 51 | 51
| Total Installed Capacity | ERCOT | Texas | Other Renew | ST | 0 | 0 | 0 | 0 | 0 | 0 | ST | 0 | 0 | 0 | 0 | 0 | 0
| Total Installed Capacity | ERCOT | Texas | Steam O/G | STOG | 13458.44 | 13458.42 | 9115.19 | 5069.92 | 0.22 | 0.2 | STOG | 12584.2 | 12584.2 | 8429.62 | 5896.76 | 0 | 0
| Total Installed Capacity | ERCOT | Texas | Other Renew | STWD | 0 | 0 | 0 | 0 | 0 | 0 | STWD | 0 | 0 | 0 | 0 | 0 | 0
| Total Installed Capacity | ERCOT | Texas | On-shore Wind | WT | 9280.11 | 9280.13 | 28730.33 | 28730.33 | 28734.65 | 29141.52 | WT | 9280.1 | 9280.1 | 28725.13 | 28725.13 | 28734.43 | 29141.45
| Total Installed Capacity | ERCOT | Texas | Coal | IGCC | 0 | 0 | 0 | 0 | 0 | 0.01 | IGCC | 0 | 0 | 0 | 0 | 0 | 0
| Total Installed Capacity | ERCOT | Texas | DR | DemandResponse | 740.81 | 3617.73 | 6720.3 | 6926.25 | 7155.61 | 7391.29 | DemandResponse | 740.81 | 3617.73 | 6720.3 | 6926.25 | 7155.61 | 7391.29
| Total Installed Capacity | ERCOT | Texas | Coal-CCS | IGCC-CCS | 0 | 0 | 0 | 0.01 | 0.01 | 0.01 | IGCC-CCS | 0 | 0 | 0 | 0 | 0 | 0
| Total Installed Capacity | ERCOT | Texas | Off-shore Wind | WT_off | 0 | 0 | 0 | 0 | 0 | 0 | WT_off | 0 | 0 | 0 | 0 | 0 | 0
| Total Installed Capacity | ERCOT | Texas | Other | PseudoUnit | 0 | 0 | 0 | 0 | 0 | 0 | PseudoUnit | 0 | 0 | 0 | 0 | 0 | 0
| Total Installed Capacity | ERCOT | Texas | HQ/Maritimes | FixedInterchange | 0 | 0 | 0 | 0 | 0 | 0 | FixedInterchange | 0 | 0 | 0 | 0 | 0 | 0
Total Installed Capacity
| Total Installed Capacity |  |  |  | Total Installed Capacity by Reporting Type: NP15 | [6 empty] | Total Installed Capacity by Reporting Type: NP15
| Total Installed Capacity |  |  |  | ReportingType | 2015 | 2020 | 2025 | 2030 | 2035 | 2040 | ReportingType | 2015 | 2020 | 2025 | 2030 | 2035 | 2040
| Total Installed Capacity | NP15 | West | Other Renew | BM | 0 | 0 | 0 | 0.01 | 0.08 | 0.12 | BM | 0 | 0 | 0 | 0 | 0 | 0.01
| Total Installed Capacity | NP15 | West | CC | CC | 8505.28 | 9156.73 | 9156.83 | 9156.86 | 9156.85 | 7997.18 | CC | 8037.99 | 8665.71 | 8665.71 | 8665.71 | 8665.71 | 8640.12
| Total Installed Capacity | NP15 | West | Other Renew | CSP | 0 | 0 | 0 | 0 | 0 | 0 | CSP | 0 | 0 | 0 | 0 | 0 | 0
| Total Installed Capacity | NP15 | West | CT | CT | 212.6 | 212.6 | 212.6 | 212.6 | 1.39 | 1.39 | CT | 212.6 | 212.6 | 212.6 | 212.6 | 0.01 | 0.01
| Total Installed Capacity | NP15 | West | Coal | Coal | 191.9 | 0.08 | 0.08 | 0.05 | 0.05 | 0.04 | Coal | 191.9 | 0 | 0 | 0 | 0 | 0
| Total Installed Capacity | NP15 | West | Other Renew | Geo | 1123 | 1700.89 | 1722.99 | 1722.99 | 1723 | 1723 | Geo | 1123 | 1723 | 1723 | 1723 | 1723 | 1723
| Total Installed Capacity | NP15 | West | Hydro | H | 8825 | 8825 | 8825 | 8825 | 8825 | 8825 | H | 8825 | 8825 | 8825 | 8825 | 8825 | 8825
| Total Installed Capacity | NP15 | West | Other Renew | LFG | 85 | 417.46 | 649.99 | 649.99 | 650 | 650 | LFG | 85 | 463.43 | 650 | 650 | 650 | 650
| Total Installed Capacity | NP15 | West | Nuclear | Nuc | 2300 | 2300 | 2300.06 | 7494.4 | 8874.88 | 10381.33 | Nuc | 2300 | 2300 | 2300 | 6662.33 | 9529.83 | 10317.47
| Total Installed Capacity | NP15 | West | Other | PS | 2257 | 2257 | 2257 | 2257 | 2257 | 2257 | PS | 2257 | 2257 | 2257 | 2257 | 2257 | 2257
| Total Installed Capacity | NP15 | West | Other Renew | PV | 59.5 | 59.5 | 59.5 | 59.5 | 59.5 | 59.51 | PV | 59.5 | 59.5 | 59.5 | 59.5 | 59.5 | 59.5
| Total Installed Capacity | NP15 | West | CT | PeakG | 3265 | 3265 | 3265 | 3265 | 3264.99 | 3264.99 | PeakG | 3265 | 3265 | 3265 | 3265 | 3265 | 3265
| Total Installed Capacity | NP15 | West | CT | PeakO | 350 | 350 | 350 | 350 | 350 | 349.99 | PeakO | 350 | 350 | 350 | 350 | 350 | 350
| Total Installed Capacity | NP15 | West | Other Renew | ST | 29 | 29 | 29 | 29 | 29.01 | 29.05 | ST | 29 | 29 | 29 | 29 | 29 | 29
| Total Installed Capacity | NP15 | West | Steam O/G | STOG | 3687.96 | 3687.96 | 3687.96 | 2133.41 | 1490.56 | 1490.55 | STOG | 3812.55 | 3812.55 | 3812.55 | 3086.3 | 989.94 | 989.94
| Total Installed Capacity | NP15 | West | Other Renew | STWD | 442 | 442 | 442 | 442 | 442 | 442 | STWD | 442 | 442 | 442 | 442 | 442 | 442
| Total Installed Capacity | NP15 | West | On-shore Wind | WT | 1193.21 | 4492.01 | 4492.03 | 4492.77 | 12913.82 | 13634.57 | WT | 1193.2 | 4492 | 4492 | 4492.15 | 12913.93 | 13632.48
| Total Installed Capacity | NP15 | West | Coal | IGCC | 0 | 0 | 0 | 0 | 0 | 0 | IGCC | 0 | 0 | 0 | 0 | 0 | 0
| Total Installed Capacity | NP15 | West | DR | DemandResponse | 1828.06 | 1875.2 | 2034.02 | 2149.8 | 2261.58 | 2376.93 | DemandResponse | 1828.06 | 1875.2 | 2034.02 | 2149.8 | 2261.58 | 2376.93
| Total Installed Capacity | NP15 | West | Coal-CCS | IGCC-CCS | 0 | 0 | 0.01 | 0.01 | 0.01 | 0.01 | IGCC-CCS | 0 | 0 | 0 | 0 | 0 | 0
| Total Installed Capacity | NP15 | West | Off-shore Wind | WT_off | 0 | 0 | 0.01 | 0.01 | 0.02 | 0.02 | WT_off | 0 | 0 | 0 | 0 | 0 | 0
| Total Installed Capacity | NP15 | West | Other | PseudoUnit | 0 | 0 | 0 | 0 | 0 | 0 | PseudoUnit | 0 | 0 | 0 | 0 | 0 | 0
| Total Installed Capacity | NP15 | West | HQ/Maritimes | FixedInterchange | 0 | 0 | 0 | 0 | 0 | 0 | FixedInterchange | 0 | 0 | 0 | 0 | 0 | 0
Total Installed Capacity
| Total Installed Capacity |  |  |  | Total Installed Capacity by Reporting Type: NWPP_Coal | [6 empty] | Total Installed Capacity by Reporting Type: NWPP_Coal
| Total Installed Capacity |  |  |  | ReportingType | 2015 | 2020 | 2025 | 2030 | 2035 | 2040 | ReportingType | 2015 | 2020 | 2025 | 2030 | 2035 | 2040
| Total Installed Capacity | NWPP_Coal | West | Other Renew | BM | 0 | 0 | 0 | 0 | 0 | 0 | BM | 0 | 0 | 0 | 0 | 0 | 0
| Total Installed Capacity | NWPP_Coal | West | CC | CC | 0 | 0 | 0 | 0 | 0 | 0 | CC | 0 | 0 | 0 | 0 | 0 | 0
| Total Installed Capacity | NWPP_Coal | West | Other Renew | CSP | 0 | 0 | 0 | 0 | 0 | 0 | CSP | 0 | 0 | 0 | 0 | 0 | 0
| Total Installed Capacity | NWPP_Coal | West | CT | CT | 0 | 0 | 0 | 0 | 0 | 0 | CT | 0 | 0 | 0 | 0 | 0 | 0
| Total Installed Capacity | NWPP_Coal | West | Coal | Coal | 6984.83 | 5129.51 | 228.05 | 227.55 | 227.49 | 227.42 | Coal | 6984.5 | 5128.81 | 226.81 | 226.81 | 226.81 | 226.81
| Total Installed Capacity | NWPP_Coal | West | Other Renew | Geo | 0 | 0 | 0 | 0 | 0 | 0 | Geo | 0 | 0 | 0 | 0 | 0 | 0
| Total Installed Capacity | NWPP_Coal | West | Hydro | H | 0 | 0 | 0 | 0 | 0 | 0 | H | 0 | 0 | 0 | 0 | 0 | 0
| Total Installed Capacity | NWPP_Coal | West | Other Renew | LFG | 0 | 0 | 0 | 0 | 0 | 0 | LFG | 0 | 0 | 0 | 0 | 0 | 0
| Total Installed Capacity | NWPP_Coal | West | Nuclear | Nuc | 0 | 0 | 0 | 0 | 0 | 0 | Nuc | 0 | 0 | 0 | 0 | 0 | 0
| Total Installed Capacity | NWPP_Coal | West | Other | PS | 0 | 0 | 0 | 0 | 0 | 0 | PS | 0 | 0 | 0 | 0 | 0 | 0
| Total Installed Capacity | NWPP_Coal | West | Other Renew | PV | 0 | 0 | 0 | 0 | 0 | 0 | PV | 0 | 0 | 0 | 0 | 0 | 0
| Total Installed Capacity | NWPP_Coal | West | CT | PeakG | 0 | 0 | 0 | 0 | 0 | 0 | PeakG | 0 | 0 | 0 | 0 | 0 | 0
| Total Installed Capacity | NWPP_Coal | West | CT | PeakO | 0.06 | 0.05 | 0.05 | 0.05 | 0.05 | 0.05 | PeakO | 0 | 0 | 0 | 0 | 0 | 0
| Total Installed Capacity | NWPP_Coal | West | Other Renew | ST | 0 | 0 | 0 | 0 | 0 | 0 | ST | 0 | 0 | 0 | 0 | 0 | 0
| Total Installed Capacity | NWPP_Coal | West | Steam O/G | STOG | 0 | 0 | 0 | 0 | 0 | 0 | STOG | 0 | 0 | 0 | 0 | 0 | 0
| Total Installed Capacity | NWPP_Coal | West | Other Renew | STWD | 0 | 0 | 0 | 0 | 0 | 0 | STWD | 0 | 0 | 0 | 0 | 0 | 0
| Total Installed Capacity | NWPP_Coal | West | On-shore Wind | WT | 0 | 0 | 0 | 0 | 0 | 0 | WT | 0 | 0 | 0 | 0 | 0 | 0
| Total Installed Capacity | NWPP_Coal | West | Coal | IGCC | 0 | 0 | 0 | 0 | 0 | 0 | IGCC | 0 | 0 | 0 | 0 | 0 | 0
| Total Installed Capacity | NWPP_Coal | West | DR | DemandResponse | 0 | 0 | 0 | 0 | 0 | 0 | DemandResponse | 0 | 0 | 0 | 0 | 0 | 0
| Total Installed Capacity | NWPP_Coal | West | Coal-CCS | IGCC-CCS | 0 | 0 | 0 | 0 | 0 | 0 | IGCC-CCS | 0 | 0 | 0 | 0 | 0 | 0
| Total Installed Capacity | NWPP_Coal | West | Off-shore Wind | WT_off | 0 | 0 | 0 | 0 | 0 | 0 | WT_off | 0 | 0 | 0 | 0 | 0 | 0
| Total Installed Capacity | NWPP_Coal | West | Other | PseudoUnit | 0 | 0 | 0 | 0 | 0 | 0 | PseudoUnit | 0 | 0 | 0 | 0 | 0 | 0
| Total Installed Capacity | NWPP_Coal | West | HQ/Maritimes | FixedInterchange | 0 | 0 | 0 | 0 | 0 | 0 | FixedInterchange | 0 | 0 | 0 | 0 | 0 | 0
Total Installed Capacity
| Total Installed Capacity |  |  |  | Total Installed Capacity by Reporting Type: NWPP_Gas | [6 empty] | Total Installed Capacity by Reporting Type: NWPP_Gas
| Total Installed Capacity |  |  |  | ReportingType | 2015 | 2020 | 2025 | 2030 | 2035 | 2040 | ReportingType | 2015 | 2020 | 2025 | 2030 | 2035 | 2040
| Total Installed Capacity | NWPP_Gas | West | Other Renew | BM | 0 | 0 | 0 | 0 | 0 | 0 | BM | 0 | 0 | 0 | 0 | 0 | 0
| Total Installed Capacity | NWPP_Gas | West | CC | CC | 6627.08 | 8860.68 | 8860.78 | 6545.55 | 2533.91 | 2234.03 | CC | 6627 | 8913.39 | 8913.39 | 7369.09 | 2586.39 | 2286.4
| Total Installed Capacity | NWPP_Gas | West | Other Renew | CSP | 0 | 0 | 0 | 0 | 0 | 0 | CSP | 0 | 0 | 0 | 0 | 0 | 0
| Total Installed Capacity | NWPP_Gas | West | CT | CT | 150 | 150 | 150 | 150 | 0.05 | 0.05 | CT | 150 | 150 | 150 | 150 | 0 | 0
| Total Installed Capacity | NWPP_Gas | West | Coal | Coal | 0.01 | 0.01 | 0.01 | 0.01 | 0.01 | 0.01 | Coal | 0 | 0 | 0 | 0 | 0 | 0
| Total Installed Capacity | NWPP_Gas | West | Other Renew | Geo | 0 | 0 | 0 | 0 | 0 | 0 | Geo | 0 | 0 | 0 | 0 | 0 | 0
| Total Installed Capacity | NWPP_Gas | West | Hydro | H | 0 | 0 | 0 | 0 | 0 | 0 | H | 0 | 0 | 0 | 0 | 0 | 0
| Total Installed Capacity | NWPP_Gas | West | Other Renew | LFG | 0 | 0 | 0 | 0 | 0 | 0 | LFG | 0 | 0 | 0 | 0 | 0 | 0
| Total Installed Capacity | NWPP_Gas | West | Nuclear | Nuc | 0 | 0 | 0 | 0 | 0 | 0 | Nuc | 0 | 0 | 0 | 0 | 0 | 0
| Total Installed Capacity | NWPP_Gas | West | Other | PS | 0 | 0 | 0 | 0 | 0 | 0 | PS | 0 | 0 | 0 | 0 | 0 | 0
| Total Installed Capacity | NWPP_Gas | West | Other Renew | PV | 0 | 0 | 0 | 0 | 0 | 0 | PV | 0 | 0 | 0 | 0 | 0 | 0
| Total Installed Capacity | NWPP_Gas | West | CT | PeakG | 0.08 | 0.08 | 0.08 | 0.08 | 0.08 | 0.08 | PeakG | 0 | 0 | 0 | 0 | 0 | 0
| Total Installed Capacity | NWPP_Gas | West | CT | PeakO | 0 | 0 | 0 | 0 | 0 | 0 | PeakO | 0 | 0 | 0 | 0 | 0 | 0
| Total Installed Capacity | NWPP_Gas | West | Other Renew | ST | 0 | 0 | 0 | 0 | 0 | 0 | ST | 0 | 0 | 0 | 0 | 0 | 0
| Total Installed Capacity | NWPP_Gas | West | Steam O/G | STOG | 0.02 | 0.02 | 0.02 | 0.02 | 0.02 | 0.02 | STOG | 0 | 0 | 0 | 0 | 0 | 0
| Total Installed Capacity | NWPP_Gas | West | Other Renew | STWD | 0 | 0 | 0 | 0 | 0 | 0 | STWD | 0 | 0 | 0 | 0 | 0 | 0
| Total Installed Capacity | NWPP_Gas | West | On-shore Wind | WT | 0 | 0 | 0 | 0 | 0 | 0 | WT | 0 | 0 | 0 | 0 | 0 | 0
| Total Installed Capacity | NWPP_Gas | West | Coal | IGCC | 0 | 0 | 0 | 0 | 0 | 0 | IGCC | 0 | 0 | 0 | 0 | 0 | 0
| Total Installed Capacity | NWPP_Gas | West | DR | DemandResponse | 0.01 | 953.34 | 1988.72 | 2091.14 | 2193.74 | 2298.72 | DemandResponse | 0.01 | 953.34 | 1988.72 | 2091.14 | 2193.74 | 2298.72
| Total Installed Capacity | NWPP_Gas | West | Coal-CCS | IGCC-CCS | 0 | 0 | 0.01 | 0.01 | 0.01 | 0.01 | IGCC-CCS | 0 | 0 | 0 | 0 | 0 | 0
| Total Installed Capacity | NWPP_Gas | West | Off-shore Wind | WT_off | 0 | 0 | 0 | 0 | 0 | 0 | WT_off | 0 | 0 | 0 | 0 | 0 | 0
| Total Installed Capacity | NWPP_Gas | West | Other | PseudoUnit | 0 | 0 | 0 | 0 | 0 | 0 | PseudoUnit | 0 | 0 | 0 | 0 | 0 | 0
| Total Installed Capacity | NWPP_Gas | West | HQ/Maritimes | FixedInterchange | 0 | 0 | 0 | 0 | 0 | 0 | FixedInterchange | 0 | 0 | 0 | 0 | 0 | 0
Total Installed Capacity
| Total Installed Capacity |  |  |  | Total Installed Capacity by Reporting Type: NWPP_NucRenew | [6 empty] | Total Installed Capacity by Reporting Type: NWPP_NucRenew
| Total Installed Capacity |  |  |  | ReportingType | 2015 | 2020 | 2025 | 2030 | 2035 | 2040 | ReportingType | 2015 | 2020 | 2025 | 2030 | 2035 | 2040
| Total Installed Capacity | NWPP_NucRenew | West | Other Renew | BM | 32.55 | 32.55 | 32.55 | 32.56 | 32.61 | 844.89 | BM | 32.55 | 32.55 | 32.55 | 32.55 | 32.55 | 819.98
| Total Installed Capacity | NWPP_NucRenew | West | CC | CC | 0 | 0 | 0 | 0 | 0 | 0 | CC | 0 | 0 | 0 | 0 | 0 | 0
| Total Installed Capacity | NWPP_NucRenew | West | Other Renew | CSP | 0 | 0 | 0 | 0 | 0 | 0 | CSP | 0 | 0 | 0 | 0 | 0 | 0
| Total Installed Capacity | NWPP_NucRenew | West | CT | CT | 0 | 0 | 0 | 0 | 0 | 0 | CT | 0 | 0 | 0 | 0 | 0 | 0
| Total Installed Capacity | NWPP_NucRenew | West | Coal | Coal | 0 | 0 | 0 | 0 | 0 | 0 | Coal | 0 | 0 | 0 | 0 | 0 | 0
| Total Installed Capacity | NWPP_NucRenew | West | Other Renew | Geo | 404.2 | 404.22 | 838.19 | 838.19 | 838.19 | 838.19 | Geo | 404.2 | 404.2 | 838.2 | 838.2 | 838.2 | 838.2
| Total Installed Capacity | NWPP_NucRenew | West | Hydro | H | 33736 | 33736.01 | 33736.02 | 33736.05 | 34071 | 34071 | H | 33736 | 33736 | 33736 | 33736 | 34071 | 34071
| Total Installed Capacity | NWPP_NucRenew | West | Other Renew | LFG | 128.5 | 128.52 | 372.98 | 372.98 | 372.98 | 372.98 | LFG | 128.5 | 128.5 | 373 | 373 | 373 | 373
| Total Installed Capacity | NWPP_NucRenew | West | Nuclear | Nuc | 1131 | 1131 | 1131.09 | 1862.72 | 4342.82 | 5880.58 | Nuc | 1131 | 1131 | 1131 | 1131 | 4496.23 | 5878.56
| Total Installed Capacity | NWPP_NucRenew | West | Other | PS | 258 | 258 | 258 | 258 | 258 | 258 | PS | 258 | 258 | 258 | 258 | 258 | 258
| Total Installed Capacity | NWPP_NucRenew | West | Other Renew | PV | 3 | 3.01 | 3.01 | 3.02 | 3.03 | 3.06 | PV | 3 | 3 | 3 | 3 | 3 | 3
| Total Installed Capacity | NWPP_NucRenew | West | CT | PeakG | 0 | 0 | 0 | 0 | 0 | 0 | PeakG | 0 | 0 | 0 | 0 | 0 | 0
| Total Installed Capacity | NWPP_NucRenew | West | CT | PeakO | 0 | 0 | 0 | 0 | 0 | 0 | PeakO | 0 | 0 | 0 | 0 | 0 | 0
| Total Installed Capacity | NWPP_NucRenew | West | Other Renew | ST | 0 | 0.01 | 0.01 | 0.02 | 0.03 | 0.08 | ST | 0 | 0 | 0 | 0 | 0 | 0
| Total Installed Capacity | NWPP_NucRenew | West | Steam O/G | STOG | 0 | 0 | 0 | 0 | 0 | 0 | STOG | 0 | 0 | 0 | 0 | 0 | 0
| Total Installed Capacity | NWPP_NucRenew | West | Other Renew | STWD | 561 | 561 | 561 | 561 | 561 | 561 | STWD | 561 | 561 | 561 | 561 | 561 | 561
| Total Installed Capacity | NWPP_NucRenew | West | On-shore Wind | WT | 6865.33 | 6865.37 | 6865.48 | 28200.87 | 28204.31 | 30522.29 | WT | 6865.3 | 6865.3 | 6865.3 | 28207.22 | 28207.22 | 30522.41
| Total Installed Capacity | NWPP_NucRenew | West | Coal | IGCC | 0 | 0 | 0 | 0 | 0 | 0 | IGCC | 0 | 0 | 0 | 0 | 0 | 0
| Total Installed Capacity | NWPP_NucRenew | West | DR | DemandResponse | 0 | 0 | 0 | 0 | 0 | 0 | DemandResponse | 0 | 0 | 0 | 0 | 0 | 0
| Total Installed Capacity | NWPP_NucRenew | West | Coal-CCS | IGCC-CCS | 0 | 0 | 0 | 0 | 0 | 0 | IGCC-CCS | 0 | 0 | 0 | 0 | 0 | 0
| Total Installed Capacity | NWPP_NucRenew | West | Off-shore Wind | WT_off | 0 | 0.01 | 0.01 | 0.02 | 0.03 | 0.04 | WT_off | 0 | 0 | 0 | 0 | 0 | 0
| Total Installed Capacity | NWPP_NucRenew | West | Other | PseudoUnit | 0 | 0 | 0 | 0 | 0 | 0 | PseudoUnit | 0 | 0 | 0 | 0 | 0 | 0
| Total Installed Capacity | NWPP_NucRenew | West | HQ/Maritimes | FixedInterchange | 0 | 0 | 0 | 0 | 0 | 0 | FixedInterchange | 0 | 0 | 0 | 0 | 0 | 0
Total Installed Capacity
| Total Installed Capacity |  |  |  | Total Installed Capacity by Reporting Type: RMPA | [6 empty] | Total Installed Capacity by Reporting Type: RMPA
| Total Installed Capacity |  |  |  | ReportingType | 2015 | 2020 | 2025 | 2030 | 2035 | 2040 | ReportingType | 2015 | 2020 | 2025 | 2030 | 2035 | 2040
| Total Installed Capacity | RMPA | West | Other Renew | BM | 0 | 0 | 0.01 | 0.01 | 716.95 | 1452.62 | BM | 0 | 0 | 0 | 0 | 886.01 | 1488.24
| Total Installed Capacity | RMPA | West | CC | CC | 2686.08 | 3802.33 | 3802.43 | 3802.43 | 3181.35 | 2695.41 | CC | 2686 | 3976.23 | 3976.24 | 3976.24 | 3186.54 | 2836.27
| Total Installed Capacity | RMPA | West | Other Renew | CSP | 0 | 0 | 0 | 0 | 0 | 0 | CSP | 0 | 0 | 0 | 0 | 0 | 0
| Total Installed Capacity | RMPA | West | CT | CT | 152 | 152 | 152 | 152 | 0.07 | 0.07 | CT | 152 | 152 | 152 | 152 | 0 | 0
| Total Installed Capacity | RMPA | West | Coal | Coal | 6769.55 | 5716.79 | 2025.15 | 1167.91 | 1167.82 | 1167.72 | Coal | 6769.3 | 5584.3 | 1734.45 | 1167.31 | 1167.3 | 1167.3
| Total Installed Capacity | RMPA | West | Other Renew | Geo | 0 | 46.89 | 2569.97 | 2569.97 | 2569.97 | 2569.97 | Geo | 0 | 23.83 | 2570 | 2570 | 2570 | 2570
| Total Installed Capacity | RMPA | West | Hydro | H | 982 | 982 | 982 | 982 | 982 | 982 | H | 982 | 982 | 982 | 982 | 982 | 982
| Total Installed Capacity | RMPA | West | Other Renew | LFG | 7.4 | 7.51 | 36.31 | 36.31 | 36.31 | 36.31 | LFG | 7.4 | 7.4 | 36.33 | 36.33 | 36.33 | 36.33
| Total Installed Capacity | RMPA | West | Nuclear | Nuc | 0.1 | 0.1 | 0.51 | 2029.78 | 2029.83 | 2029.86 | Nuc | 0.1 | 0.1 | 126.59 | 1865.4 | 1865.4 | 1865.4
| Total Installed Capacity | RMPA | West | Other | PS | 563 | 563 | 563 | 563 | 563 | 563 | PS | 563 | 563 | 563 | 563 | 563 | 563
| Total Installed Capacity | RMPA | West | Other Renew | PV | 21 | 21.01 | 21.01 | 21.02 | 21.02 | 21.03 | PV | 21 | 21 | 21 | 21 | 21 | 21
| Total Installed Capacity | RMPA | West | CT | PeakG | 2903.99 | 2903.99 | 2903.98 | 2903.98 | 2903.97 | 2903.96 | PeakG | 2904 | 2904 | 2904 | 2904 | 2904 | 2904
| Total Installed Capacity | RMPA | West | CT | PeakO | 11.73 | 11.73 | 11.73 | 11.73 | 11.72 | 11.71 | PeakO | 0 | 0 | 0 | 0 | 0 | 0