## Title
Phase II, Scenario 3 Base
"The results presented herein use modeling assumptions developed by EIPC, EIPC stakeholders and CRA for purposes of EIPC capacity expansion modeling. As such, these results do not necessarily reflect the opinions or views of CRA or any individual EIPC stakeholder."

## Annual HVDC Data
| Positive |  | Negative |  | Annual
| Count | Flow | Count | Flow | Flow
HVDCGRE-CO-3 2-GRE-DI-5 3--1 | 8760 | 3057414.2717 | 0 | 0 | 3057414.2717 | MISO_W -MISO_W
HVDCGRE-CO-3 2-GRE-DI-5 3--2 | 8760 | 3048557.155 | 0 | 0 | 3048557.155 | MISO_W -MISO_W
HVDCRAR RVR 2-NEPTCONV 3--3 | 7652 | 4438251.1219 | 0 | 0 | 4438251.1219 | PJM_E_MA-NYISO_J_
HVDCSQBUTTE4 2-ARROWHD4 2--4 | 6828 | 1158479.071 | 0 | 0 | 1158479.071 | MAPP_US -MISO_W
HVDCSQBUTTE4 2-ARROWHD4 2--5 | 6894 | 1158942.4925 | 0 | 0 | 1158942.4925 | MAPP_US -MISO_W
HVDCCNV_BRG1 -CNV_BRG2 --6 | 59 | 12474.3032 | 0 | 0 | 12474.3032 | PJM_R_MA-PJM_R_MA
HVDCQ283HV-1 3-Q283HV-2 3--7 | 2425 | 1197408.1679 | 6335 | -4220927.1937 | -3023519.0258 | NEISO -NEISO

## Annual Tie Line Data
| Positive |  | Negative |  | Annual
| Count | Flow | Count | Flow | Net Flow
TIE-LINES: ENTERGY -MAPP_US | 5372 | 147369.9318 | 3388 | -85890.1381 | 61479.7936
TIE-LINES: ENTERGY -MISO_MO_ | 451 | 56342.1144 | 8309 | -5175633.9707 | -5119291.8563
TIE-LINES: ENTERGY -MISO_W | 0 | 0 | 8760 | -706928.8352 | -706928.8352
TIE-LINES: ENTERGY -NE | 197 | 11243.4057 | 8563 | -3108210.7802 | -3096967.3746
TIE-LINES: ENTERGY -SOCO | 2186 | 248123.3361 | 6574 | -397476.747 | -149353.4109
TIE-LINES: ENTERGY -SPP_N | 247 | 5789.8858 | 8513 | -3955683.5647 | -3949893.6789
TIE-LINES: ENTERGY -SPP_S | 7226 | 429284.0636 | 1534 | -208349.5059 | 220934.5577
TIE-LINES: ENTERGY -TVA | 7981 | 4212258.6876 | 779 | -5245.484 | 4207013.2036
TIE-LINES: FRCC -SOCO | 739 | 28093.8335 | 8021 | -7748580.5955 | -7720486.762
TIE-LINES: IESO -MAPP_CA | 1262 | 21092.4697 | 7498 | -914603.3109 | -893510.8412
TIE-LINES: IESO -MISO_MI | 8742 | 12837936.5238 | 18 | -137.7895 | 12837798.7342
TIE-LINES: IESO -MISO_W | 5435 | 304131.2007 | 3325 | -111479.3198 | 192651.8808
TIE-LINES: IESO -NYISO_A- | 8666 | 6917176.2334 | 94 | -6543.9261 | 6910632.3073
TIE-LINES: MAPP_CA -MAPP_US | 2803 | 232872.2604 | 5957 | -1637759.4893 | -1404887.2289
TIE-LINES: MAPP_CA -MISO_W | 6863 | 7345517.1946 | 1897 | -670580.1451 | 6674937.0495
TIE-LINES: MAPP_US -MISO_W | 2052 | 689023.7262 | 6708 | -6253814.3496 | -5564790.6234
TIE-LINES: MAPP_US -NE | 6536 | 2253968.2342 | 2224 | -331815.4073 | 1922152.8269
TIE-LINES: MAPP_US -OUTBACK | 6490 | 323406.0229 | 2270 | -344865.8807 | -21459.8578
TIE-LINES: MISO_IN -MISO_MI | 1906 | 21760.9439 | 6854 | -131234.6663 | -109473.7224
TIE-LINES: MISO_IN -MISO_MO_ | 8755 | 2228901.8882 | 5 | -156.9721 | 2228744.9161
TIE-LINES: MISO_IN -NON_RTO_ | 8688 | 2220412.2305 | 72 | -877.7527 | 2219534.4778
TIE-LINES: MISO_IN -PJM_REST | 4000 | 1498969.7941 | 4760 | -2062025.215 | -563055.421
TIE-LINES: MISO_IN -TVA | 5300 | 372730.4843 | 3460 | -119209.7084 | 253520.7759
TIE-LINES: MISO_MI -MISO_WUM | 337 | 4084.4996 | 8423 | -372420.992 | -368336.4925
TIE-LINES: MISO_MI -PJM_REST | 4182 | 1667053.9474 | 4578 | -3037862.4098 | -1370808.4624
TIE-LINES: MISO_MO_-MISO_W | 1099 | 195657.909 | 7661 | -3579650.9419 | -3383993.0329
TIE-LINES: MISO_MO_-PJM_REST | 5118 | 1852537.8102 | 3642 | -860879.6205 | 991658.1897
TIE-LINES: MISO_MO_-SPP_N | 51 | 1553.2454 | 8709 | -3309545.0306 | -3307991.7852
TIE-LINES: MISO_MO_-SPP_S | 961 | 10168.0877 | 7799 | -313408.9324 | -303240.8447
TIE-LINES: MISO_MO_-TVA | 8185 | 2233894.1705 | 575 | -16031.0369 | 2217863.1336
TIE-LINES: MISO_W -MISO_WUM | 6919 | 4258326.8149 | 1841 | -645368.4131 | 3612958.4018
TIE-LINES: MISO_W -NE | 7373 | 6862404.1485 | 1387 | -351896.8208 | 6510507.3276
TIE-LINES: MISO_W -PJM_REST | 1012 | 291464.043 | 7748 | -3690880.435 | -3399416.392
TIE-LINES: MISO_W -SPP_N | 6011 | 241076.8984 | 2749 | -81853.1712 | 159223.7272
TIE-LINES: MISO_WUM-PJM_REST | 6484 | 4409064.9749 | 2276 | -482353.8131 | 3926711.1618
TIE-LINES: NE -SPP_N | 8498 | 13093775.939 | 262 | -56752.6477 | 13037023.2914
TIE-LINES: NEISO -NYISO_A- | 3723 | 393713.2758 | 5037 | -423255.2938 | -29542.018
TIE-LINES: NEISO -NYISO_GH | 8222 | 1944946.9628 | 538 | -8345.7868 | 1936601.176
TIE-LINES: NEISO -NYISO_J_ | 8397 | 1248080.3003 | 363 | -812.1544 | 1247268.1459
TIE-LINES: NON_RTO_-PJM_REST | 8749 | 8284695.9787 | 11 | -59.7885 | 8284636.1902
TIE-LINES: NON_RTO_-TVA | 3090 | 261766.8316 | 5670 | -910575.5017 | -648808.67
TIE-LINES: NYISO_A--NYISO_GH | 8733 | 20988272.4797 | 27 | -2759.6781 | 20985512.8016
TIE-LINES: NYISO_A--PJM_R_MA | 8722 | 6510924.5362 | 38 | -175.8131 | 6510748.723
TIE-LINES: NYISO_GH-NYISO_J_ | 8760 | 36094434.2612 | 0 | 0 | 36094434.2612
TIE-LINES: NYISO_GH-PJM_E_MA | 1457 | 16313.2429 | 7303 | -113722.7916 | -97409.5488
TIE-LINES: NYISO_J_-PJM_E_MA | 0 | 0 | 8760 | -3142451.2617 | -3142451.2617
TIE-LINES: NYISO_J_-PJM_R_MA | 0 | 0 | 8760 | -82938.2318 | -82938.2318
TIE-LINES: PJM_E_MA-PJM_R_MA | 2073 | 1509025.1106 | 6687 | -10795540.2322 | -9286515.1216
TIE-LINES: PJM_R_MA-PJM_REST | 2046 | 2023291.8046 | 6714 | -13370636.6556 | -11347344.851
TIE-LINES: PJM_REST-SPP_S | 0 | 0 | 0 | 0 | 0
TIE-LINES: PJM_REST-TVA | 5177 | 894000.6892 | 3583 | -493460.42 | 400540.2692
TIE-LINES: PJM_REST-VACAR | 2563 | 493012.7981 | 6197 | -3302269.7783 | -2809256.9802
TIE-LINES: SOCO -TVA | 128 | 3847.8565 | 8632 | -5134278.1884 | -5130430.3319
TIE-LINES: SOCO -VACAR | 5735 | 1123490.059 | 3025 | -419819.1673 | 703670.8917
TIE-LINES: SPP_N -SPP_S | 7658 | 11480229.9268 | 1102 | -843533.5484 | 10636696.3784
TIE-LINES: SPP_S -OUTBACK | 8235 | 148136.4498 | 525 | -119763.8223 | 28372.6275
TIE-LINES: TVA -VACAR | 6928 | 685576.6512 | 1832 | -76164.8381 | 609411.813

## Annual_Flowgate_Data
| Limit |  | Hours Binding |  |  | Average Shadow Price
Constraint Name | Forward | Reverse | Total | Forward | Reverse | Forward | Reverse | Power Flow Areas (NEEM Region)
1 R-M: 6MICHO-FRONTST6 fl MA | 641 | -641 | 0 | 0 | 0 | 0 | 0 | ENTERGY -SPP_S
2 R-M: 6MICHO-FRONTST6 fl 6F | 641 | -641 | 0 | 0 | 0 | 0 | 0 | ENTERGY -SPP_S
3 R-M: 6MICHO-FRONTST6 fl 6F | 641 | -641 | 0 | 0 | 0 | 0 | 0 | ENTERGY -SPP_S
4 R-M: 6MICHO-FRONTST6 fl 8M | 641 | -641 | 8 | 8 | 0 | 55.0035 | 0 | ENTERGY -SPP_S
5 R-M: 6MICHO-FRONTST6 fl CA | 641 | -641 | 0 | 0 | 0 | 0 | 0 | ENTERGY -SPP_S
6 R-M: FRONTST6-6SLIDEL fl M | 641 | -641 | 0 | 0 | 0 | 0 | 0 | SPP_S -ENTERGY
7 R-M: 6MICHO-FRONTST6 fl 6P | 641 | -641 | 0 | 0 | 0 | 0 | 0 | ENTERGY -SPP_S
8 R-M: 8SHERID-8MABEL fl 8WH | 1732 | -1732 | 99 | 99 | 0 | 14.6907 | 0 | ENTERGY -ENTERGY
9 R-M: 6MICHO-FRONTST6 fl CA | 641 | -641 | 0 | 0 | 0 | 0 | 0 | ENTERGY -SPP_S
A R-M: 6MICHO-FRONTST6 fl 6P | 641 | -641 | 0 | 0 | 0 | 0 | 0 | ENTERGY -SPP_S
B R-M: 6MICHO-FRONTST6 fl 8M | 641 | -641 | 0 | 0 | 0 | 0 | 0 | ENTERGY -SPP_S
C R-M: 6MICHO-FRONTST6 fl 8D | 641 | -641 | 0 | 0 | 0 | 0 | 0 | ENTERGY -SPP_S
D R-M: 6SLIDEL-6FRNBRA fl 6A | 797 | -797 | 0 | 0 | 0 | 0 | 0 | ENTERGY -ENTERGY
E R-M: 6SLIDEL-6FRNBRA fl 6A | 797 | -797 | 0 | 0 | 0 | 0 | 0 | ENTERGY -ENTERGY
F R-M: FRONTST6-6SLIDEL fl 6 | 641 | -641 | 0 | 0 | 0 | 0 | 0 | SPP_S -ENTERGY
10 R-M: FRONTST6-6SLIDEL fl | 641 | -641 | 0 | 0 | 0 | 0 | 0 | SPP_S -ENTERGY
11 R-M: 6SLIDEL-6FRNBRA fl 8 | 797 | -797 | 0 | 0 | 0 | 0 | 0 | ENTERGY -ENTERGY
12 R-M: 6SLIDEL-6FRNBRA fl 8 | 797 | -797 | 0 | 0 | 0 | 0 | 0 | ENTERGY -ENTERGY
13 R-M: FRONTST6-6SLIDEL fl | 641 | -641 | 0 | 0 | 0 | 0 | 0 | SPP_S -ENTERGY
14 R-M: 6MICHO-FRONTST6 | 641 | -641 | 0 | 0 | 0 | 0 | 0 | ENTERGY -SPP_S
15 R-G: 6ADMSCRK-6ANGIE fl 6 | 420 | -420 | 25 | 25 | 0 | 266.3995 | 0 | ENTERGY -ENTERGY
16 R-G: 6ADMSCRK-6ANGIE fl 6 | 420 | -420 | 0 | 0 | 0 | 0 | 0 | ENTERGY -ENTERGY
17 R-G: 6ANGIE-6HATBG SW fl | 420 | -420 | 0 | 0 | 0 | 0 | 0 | ENTERGY -SOCO
18 R-G: 6ANGIE-6HATBG SW fl | 420 | -420 | 0 | 0 | 0 | 0 | 0 | ENTERGY -SOCO
19 R-G: NSLID 6-6SLIDEL fl 6 | 580 | -580 | 0 | 0 | 0 | 0 | 0 | SPP_S -ENTERGY
1B R-G: 6ADMSCRK-6ANGIE fl 6 | 420 | -420 | 0 | 0 | 0 | 0 | 0 | ENTERGY -ENTERGY
1C R-G: 6ADMSCRK-6ANGIE fl 8 | 420 | -420 | 8 | 8 | 0 | 662.64 | 0 | ENTERGY -ENTERGY
1D R-G: 6ADMSCRK-6ANGIE fl 6 | 420 | -420 | 0 | 0 | 0 | 0 | 0 | ENTERGY -ENTERGY
1E R-G: 6ADMSCRK-6ANGIE fl 6 | 420 | -420 | 0 | 0 | 0 | 0 | 0 | ENTERGY -ENTERGY
1F R-G: 6MICHO-FRONTST6 fl 8 | 641 | -641 | 0 | 0 | 0 | 0 | 0 | ENTERGY -SPP_S
20 R-G: 6MICHO-FRONTST6 fl 8 | 641 | -641 | 0 | 0 | 0 | 0 | 0 | ENTERGY -SPP_S
21 R-G: 6MICHO-FRONTST6 fl 6 | 641 | -641 | 0 | 0 | 0 | 0 | 0 | ENTERGY -SPP_S
23 R-G: 6ADMSCRK-6ANGIE fl 6 | 420 | -420 | 0 | 0 | 0 | 0 | 0 | ENTERGY -ENTERGY
24 R-G: 6ADMSCRK-6ANGIE fl 8 | 420 | -420 | 0 | 0 | 0 | 0 | 0 | ENTERGY -ENTERGY
25 R-G: 6ADMSCRK-6ANGIE fl 8 | 420 | -420 | 0 | 0 | 0 | 0 | 0 | ENTERGY -ENTERGY
26 R-G: 6ANGIE-6HATBG SW fl | 420 | -420 | 0 | 0 | 0 | 0 | 0 | ENTERGY -SOCO
27 R-G: NSLID 6-6SLIDEL fl 6 | 580 | -580 | 0 | 0 | 0 | 0 | 0 | SPP_S -ENTERGY
28 R-S: LEBROCK7-PIRKEY 7 fl | 1195 | -1195 | 1984 | 1984 | 0 | 63.171 | 0 | SPP_S -SPP_S
2B R-S: 6MICHO-FRONTST6 fl 8 | 641 | -641 | 0 | 0 | 0 | 0 | 0 | ENTERGY -SPP_S
2C R-S: 6MICHO-FRONTST6 fl 8 | 641 | -641 | 0 | 0 | 0 | 0 | 0 | ENTERGY -SPP_S
2F R-S: TUCO_INT-GE M102233 | 560 | -560 | 0 | 0 | 0 | 0 | 0 | SPP_S -SPP_S
30 R-S: GE M102233-TUCO_INT | 560 | -560 | 265 | 0 | 265 | 0 | -14.6534 | SPP_S -SPP_S
31 R-S: TUCO_INT-UPDATE DATA | 560 | -560 | 0 | 0 | 0 | 0 | 0 | SPP_S -SPP_S
32 R-S: UPDATE DATA-TUCO_INT | 560 | -560 | 0 | 0 | 0 | 0 | 0 | SPP_S -SPP_S
36 R-S: 8ANO 50-FTSMITH8 fl | 1299 | -1299 | 0 | 0 | 0 | 0 | 0 | ENTERGY -SPP_S
39 R-S: 8ANO 50-FTSMITH8 fl | 1299 | -1299 | 0 | 0 | 0 | 0 | 0 | ENTERGY -SPP_S
3A R-S: 8ANO 50-FTSMITH8 fl | 1299 | -1299 | 0 | 0 | 0 | 0 | 0 | ENTERGY -SPP_S
3B R-S: 7SAREPT-LONGWD 7 fl | 896 | -896 | 1666 | 1666 | 0 | 157.9077 | 0 | ENTERGY -SPP_S
3C R-S: TUCO_INT-GE M102233 | 560 | -560 | 0 | 0 | 0 | 0 | 0 | SPP_S -SPP_S
3D R-S: GE M102233-TUCO_INT | 560 | -560 | 0 | 0 | 0 | 0 | 0 | SPP_S -SPP_S
3E R-T: 6ADMSCRK-6ANGIE fl 8 | 420 | -420 | 0 | 0 | 0 | 0 | 0 | ENTERGY -ENTERGY
3F R-T: 6ADMSCRK-6ANGIE fl 8 | 420 | -420 | 0 | 0 | 0 | 0 | 0 | ENTERGY -ENTERGY
40 R-T: 6MICHO-FRONTST6 fl 6 | 641 | -641 | 0 | 0 | 0 | 0 | 0 | ENTERGY -SPP_S
41 R-T: 6ANGIE-6HATBG SW fl | 420 | -420 | 0 | 0 | 0 | 0 | 0 | ENTERGY -SOCO
42 R-T: 6ANGIE-6HATBG SW fl | 420 | -420 | 0 | 0 | 0 | 0 | 0 | ENTERGY -SOCO
43 R-T: FRONTST6-6SLIDEL fl | 641 | -641 | 0 | 0 | 0 | 0 | 0 | SPP_S -ENTERGY
44 R-T: FRONTST6-6SLIDEL fl | 641 | -641 | 0 | 0 | 0 | 0 | 0 | SPP_S -ENTERGY
45 R-T: FRONTST6-6SLIDEL fl | 641 | -641 | 0 | 0 | 0 | 0 | 0 | SPP_S -ENTERGY
46 R-T: 8WM-EHV-8BHAM STEEL | 1732 | -1732 | 72 | 72 | 0 | 51.0504 | 0 | ENTERGY -TVA
47 F-G: CENT FLA-500/230 CEN | 802 | -802 | 0 | 0 | 0 | 0 | 0 | FRCC -FRCC
48 F-G: 500/230 CEN-CENT FLA | 802 | -802 | 491 | 491 | 0 | 122.9438 | 0 | FRCC -FRCC
49 F-G: CENT FLA-500/230 CEN | 840 | -840 | 0 | 0 | 0 | 0 | 0 | FRCC -FRCC
4A F-G: 500/230 CEN-CENT FLA | 840 | -840 | 0 | 0 | 0 | 0 | 0 | FRCC -FRCC
4B F-G: SANFORDO-GACO fl DEL | 588 | -588 | 3611 | 3611 | 0 | 9.5507 | 0 | FRCC -FRCC
4C F-G: CR PLANT-KING ROAD T | 492 | -492 | 2071 | 2071 | 0 | 8.7227 | 0 | FRCC -FRCC
4D F-G: SANFORDO-GACO fl DEL | 588 | -588 | 2648 | 2648 | 0 | 9.4794 | 0 | FRCC -FRCC
4E F-G: SANFORDO-GACO fl OST | 588 | -588 | 1541 | 1541 | 0 | 9.6255 | 0 | FRCC -FRCC
4F F-G: KING ROAD T-BRONSON | 492 | -492 | 868 | 868 | 0 | 37.7263 | 0 | FRCC -FRCC
50 F-G: SANFORDO-GACO fl OST | 588 | -588 | 3197 | 3197 | 0 | 9.5636 | 0 | FRCC -FRCC
51 F-G: CR PLANT-KING ROAD T | 604 | -604 | 0 | 0 | 0 | 0 | 0 | FRCC -FRCC
52 F-G: CR PLANT-KING ROAD T | 604 | -604 | 0 | 0 | 0 | 0 | 0 | FRCC -FRCC
53 F-G: CR PLANT-KING ROAD T | 604 | -604 | 4 | 4 | 0 | 10 | 0 | FRCC -FRCC
54 F-G: KING ROAD T-BRONSON | 604 | -604 | 0 | 0 | 0 | 0 | 0 | FRCC -FRCC
55 F-G: CR PLANT-KING ROAD T | 604 | -604 | 99 | 99 | 0 | 446.441 | 0 | FRCC -FRCC
56 F-G: CR PLANT-KING ROAD T | 604 | -604 | 0 | 0 | 0 | 0 | 0 | FRCC -FRCC
57 F-G: KATHLEEN-500/230 KAT | 750 | -750 | 8 | 8 | 0 | 252.179 | 0 | FRCC -FRCC
58 F-G: CR PLANT-KING ROAD T | 604 | -604 | 0 | 0 | 0 | 0 | 0 | FRCC -FRCC
59 F-G: SLV_SP_N-MARTIN W fl | 540 | -540 | 0 | 0 | 0 | 0 | 0 | FRCC -FRCC
5A F-G: 500/230 KAT-KATHLEEN | 750 | -750 | 37 | 37 | 0 | 492.2938 | 0 | FRCC -FRCC
5B O-C: ROBLIN 4-YORKTON4 fl | 227 | -227 | 7024 | 7024 | 0 | 73.6427 | 0 | MAPP_CA -MAPP_CA
5C O-C: VERMIL 4-ROBLIN 4 fl | 256 | -256 | 2 | 2 | 0 | 64.1584 | 0 | MAPP_CA -MAPP_CA
5D O-C: S RIPLEY-ERIE E | 488 | -488 | 1279 | 1279 | 0 | 21.6057 | 0 | NYISO_A--PJM_R_MA
5E O-C: Q254RIPWEST-S RIPLEY | 530 | -530 | 479 | 479 | 0 | 24.9777 | 0 | NYISO_A--NYISO_A-
5F O-C: ERIE E-ERIE SE | 488 | -488 | 0 | 0 | 0 | 0 | 0 | PJM_R_MA-PJM_R_MA
60 O-C: HUNTLEY2-SAWYER80 fl | 654 | -654 | 1482 | 1482 | 0 | 17.851 | 0 | NYISO_A--NYISO_A-
62 O-C: S RIPLEY-ERIE E fl W | 617 | -617 | 0 | 0 | 0 | 0 | 0 | NYISO_A--PJM_R_MA
63 O-C: DUNKIRK-Q254RIPWEST | 530 | -530 | 0 | 0 | 0 | 0 | 0 | NYISO_A--NYISO_A-
64 O-C: RALL 4-EBCAMPB4 fl V | 287 | -287 | 1019 | 1019 | 0 | 63.6666 | 0 | MAPP_CA -MAPP_CA
65 O-C: RALL 4-EBCAMPB4 fl R | 287 | -287 | 0 | 0 | 0 | 0 | 0 | MAPP_CA -MAPP_CA
66 O-C: Q254RIPWEST-S RIPLEY | 530 | -530 | 0 | 0 | 0 | 0 | 0 | NYISO_A--NYISO_A-
67 O-C: Q254RIPWEST-S RIPLEY | 530 | -530 | 0 | 0 | 0 | 0 | 0 | NYISO_A--NYISO_A-
68 O-C: ERIE E-ERIE SE fl WA | 617 | -617 | 0 | 0 | 0 | 0 | 0 | PJM_R_MA-PJM_R_MA
69 O-C: HUNTLEY2-SAWYER80 fl | 654 | -654 | 0 | 0 | 0 | 0 | 0 | NYISO_A--NYISO_A-
6A O-C: Q254RIPWEST-S RIPLEY | 482 | -482 | 0 | 0 | 0 | 0 | 0 | NYISO_A--NYISO_A-
6C O-C: Q254RIPWEST-S RIPLEY | 530 | -530 | 0 | 0 | 0 | 0 | 0 | NYISO_A--NYISO_A-
6D O-C: Q254RIPWEST-S RIPLEY | 530 | -530 | 3 | 3 | 0 | 6.3725 | 0 | NYISO_A--NYISO_A-
6E O-C: Q254RIPWEST-S RIPLEY | 530 | -530 | 39 | 39 | 0 | 21.141 | 0 | NYISO_A--NYISO_A-
6F O-M: S RIPLEY-ERIE E fl W | 617 | -617 | 0 | 0 | 0 | 0 | 0 | NYISO_A--PJM_R_MA
70 O-M: DUNKIRK-Q254RIPWEST | 530 | -530 | 0 | 0 | 0 | 0 | 0 | NYISO_A--NYISO_A-
71 O-M: S RIPLEY-ERIE E fl M | 617 | -617 | 0 | 0 | 0 | 0 | 0 | NYISO_A--PJM_R_MA
72 O-M: DUNKIRK-Q254RIPWEST | 530 | -530 | 0 | 0 | 0 | 0 | 0 | NYISO_A--NYISO_A-
73 O-Y: Q168PERRY23-MEYER230 | 494 | -494 | 0 | 0 | 0 | 0 | 0 | NYISO_A--NYISO_A-
74 O-Y: Q168PERRY23-MEYER230 | 430 | -430 | 0 | 0 | 0 | 0 | 0 | NYISO_A--NYISO_A-
75 O-Y: Q168PERRY23-MEYER230 | 494 | -494 | 0 | 0 | 0 | 0 | 0 | NYISO_A--NYISO_A-
76 O-Y: Q168PERRY23-MEYER230 | 494 | -494 | 0 | 0 | 0 | 0 | 0 | NYISO_A--NYISO_A-
77 O-Y: Q168PERRY23-MEYER230 | 494 | -494 | 0 | 0 | 0 | 0 | 0 | NYISO_A--NYISO_A-
78 O-Y: Q168PERRY23-MEYER230 | 494 | -494 | 0 | 0 | 0 | 0 | 0 | NYISO_A--NYISO_A-
79 O-Y: Q168PERRY23-MEYER230 | 494 | -494 | 0 | 0 | 0 | 0 | 0 | NYISO_A--NYISO_A-
7A O-Y: Q168PERRY23-MEYER230 | 494 | -494 | 0 | 0 | 0 | 0 | 0 | NYISO_A--NYISO_A-
7B O-Y: Q168PERRY23-MEYER230 | 494 | -494 | 0 | 0 | 0 | 0 | 0 | NYISO_A--NYISO_A-
7C O-Y: Q168PERRY23-MEYER230 | 494 | -494 | 0 | 0 | 0 | 0 | 0 | NYISO_A--NYISO_A-
7D O-Y: NIAG 345-ROCH 345 fl | 1501 | -1501 | 0 | 0 | 0 | 0 | 0 | NYISO_A--NYISO_A-
7E O-Y: BECK_#2_TS-BECK_#2_P | 460 | -460 | 326 | 326 | 0 | 7.8564 | 0 | IESO -IESO
80 O-Y: BECK_#2_TS-BECK_#2_P | 460 | -460 | 0 | 0 | 0 | 0 | 0 | IESO -IESO
81 O-Y: BECK_#2_TS-BECK_#2_P | 460 | -460 | 24 | 24 | 0 | 3.0121 | 0 | IESO -IESO
84 O-Y: NIAG 345-ROCH 345 fl | 1501 | -1501 | 0 | 0 | 0 | 0 | 0 | NYISO_A--NYISO_A-
85 C-O: AUBURNT4-RESTON 4 fl | 283 | -283 | 35 | 35 | 0 | 4.5995 | 0 | MAPP_CA -MAPP_CA
8B C-O: AUBURNT4-RESTON 4 fl | 283 | -283 | 20 | 20 | 0 | 8.3811 | 0 | MAPP_CA -MAPP_CA
8C C-O: AUBURNT4-RESTON 4 fl | 283 | -283 | 0 | 0 | 0 | 0 | 0 | MAPP_CA -MAPP_CA
8E C-O: AUBURNT4-RESTON 4 fl | 283 | -283 | 0 | 0 | 0 | 0 | 0 | MAPP_CA -MAPP_CA
8F C-O: RALL 4-OVERFLO4 fl W | 226 | -226 | 159 | 9 | 150 | 14.2154 | -43.6647 | MAPP_CA -MAPP_CA
90 C-O: RALL 4-OVERFLO4 fl W | 226 | -226 | 128 | 0 | 128 | 0 | -45.625 | MAPP_CA -MAPP_CA
92 C-O: GR.RPDS4-ASHERN 4 fl | 349 | -349 | 0 | 0 | 0 | 0 | 0 | MAPP_CA -MAPP_CA
94 C-O: ROSSER 4-RIDGEWY4 fl | 460 | -460 | 119 | 119 | 0 | 0.38887 | 0 | MAPP_CA -MAPP_CA
95 C-O: DORSEY 4-RIDGEWY4 fl | 460 | -460 | 233 | 233 | 0 | 1.4857 | 0 | MAPP_CA -MAPP_CA
96 C-O: AUBURNT4-RESTON 4 | 283 | -283 | 0 | 0 | 0 | 0 | 0 | MAPP_CA -MAPP_CA
97 C-O: RIEL 4-RIELMID4 fl D | 1200 | -1200 | 1075 | 1075 | 0 | 12.7558 | 0 | MAPP_CA -MAPP_CA
98 C-O: RUGBY 4-RUGBY Y fl G | 156 | -156 | 1332 | 42 | 1290 | 26.0967 | -87.8778 | MISO_W -MISO_W
99 C-U: ASHERN 4-SILVRTP4 fl | 414 | -414 | 0 | 0 | 0 | 0 | 0 | MAPP_CA -MAPP_CA
9A U-C: ROBLIN 4-YORKTON4 fl | 227 | -227 | 0 | 0 | 0 | 0 | 0 | MAPP_CA -MAPP_CA
A2 U-C: RALL 4-EBCAMPB4 fl B | 287 | -287 | 1 | 1 | 0 | 56.7965 | 0 | MAPP_CA -MAPP_CA
A3 U-C: RALL 4-EBCAMPB4 fl P | 287 | -287 | 2 | 2 | 0 | 49.1445 | 0 | MAPP_CA -MAPP_CA
A4 U-C: RALL 4-EBCAMPB4 fl C | 287 | -287 | 0 | 0 | 0 | 0 | 0 | MAPP_CA -MAPP_CA
A5 U-C: ROBLIN 4-YORKTON4 fl | 227 | -227 | 10 | 10 | 0 | 393.0739 | 0 | MAPP_CA -MAPP_CA
A6 U-C: ROBLIN 4-YORKTON4 fl | 227 | -227 | 0 | 0 | 0 | 0 | 0 | MAPP_CA -MAPP_CA
A7 U-C: ROBLIN 4-YORKTON4 fl | 227 | -227 | 4 | 4 | 0 | 78.862 | 0 | MAPP_CA -MAPP_CA
A8 U-C: RALL 4-EBCAMPB4 fl O | 287 | -287 | 0 | 0 | 0 | 0 | 0 | MAPP_CA -MAPP_CA
A9 U-C: RALL 4-EBCAMPB4 fl R | 287 | -287 | 0 | 0 | 0 | 0 | 0 | MAPP_CA -MAPP_CA
AA U-M: WATERTN3-WT2 KU1A fl | 500 | -500 | 74 | 74 | 0 | 3.6758 | 0 | MAPP_US -MAPP_US
AB U-M: WT2 KU1A-WATERTN4 fl | 500 | -500 | 2 | 2 | 0 | 3.8525 | 0 | MAPP_US -MAPP_US
AC U-M: WATERTN3-WT2 KU1A fl | 500 | -500 | 263 | 263 | 0 | 77.7147 | 0 | MAPP_US -MAPP_US
AD U-M: WT2 KU1A-WATERTN4 fl | 500 | -500 | 0 | 0 | 0 | 0 | 0 | MAPP_US -MAPP_US
AE U-M: GRANITF4-MNVLTAP4 fl | 478 | -478 | 236 | 236 | 0 | 18.225 | 0 | MAPP_US -MISO_W
AF U-M: CENTRDC4-SQBUTTE4 | 478 | -478 | 0 | 0 | 0 | 0 | 0 | MISO_W -MAPP_US
B0 U-M: PILLSBY4-BISON | 520 | -520 | 0 | 0 | 0 | 0 | 0 | MAPP_US -MAPP_US
B2 U-M: BISON-BISON fl BISON | 336 | -336 | 0 | 0 | 0 | 0 | 0 | MAPP_US -MISO_W
B5 U-M: WATERTN3-WT2 KU1A | 400 | -400 | 0 | 0 | 0 | 0 | 0 | MAPP_US -MAPP_US
B6 U-M: WT2 KU1A-WATERTN4 | 400 | -400 | 0 | 0 | 0 | 0 | 0 | MAPP_US -MAPP_US
B7 U-M: WATERTN3-WT2 KU1A fl | 500 | -500 | 0 | 0 | 0 | 0 | 0 | MAPP_US -MAPP_US
B8 U-M: WATERTN3-WT2 KU1A fl | 500 | -500 | 0 | 0 | 0 | 0 | 0 | MAPP_US -MAPP_US
B9 U-M: WT2 KU1A-WATERTN4 fl | 500 | -500 | 0 | 0 | 0 | 0 | 0 | MAPP_US -MAPP_US
BA U-M: WT2 KU1A-WATERTN4 fl | 500 | -500 | 0 | 0 | 0 | 0 | 0 | MAPP_US -MAPP_US
BB U-M: WATERTN3-WHITE 3 fl | 792 | -792 | 0 | 0 | 0 | 0 | 0 | MAPP_US -MAPP_US
BC U-M: BISON-BISON fl BISON | 336 | -336 | 0 | 0 | 0 | 0 | 0 | MAPP_US -MISO_W
BD U-M: BISON-BISON fl BISON | 336 | -336 | 0 | 0 | 0 | 0 | 0 | MAPP_US -MISO_W
BE U-S: WHITE 3-SPLTRTA3 fl | 717 | -717 | 12 | 12 | 0 | 7.6667 | 0 | MAPP_US -MISO_W
BF U-S: SIOUXCY4-TWIN CH4 fl | 320 | -320 | 41 | 41 | 0 | 51.3728 | 0 | MAPP_US -NE
C0 U-S: FTRANDL4-COLMBUS4 fl | 320 | -320 | 0 | 0 | 0 | 0 | 0 | MAPP_US -NE
C1 U-S: WATERTN3-WT2 KU1A fl | 500 | -500 | 0 | 0 | 0 | 0 | 0 | MAPP_US -MAPP_US
C2 M-M: 05DEQUIN-05MEADOW fl | 971 | -971 | 4 | 4 | 0 | 41.8682 | 0 | PJM_REST-PJM_REST
C3 M-M: 05DEQUIN-05MEADOW fl | 972 | -972 | 0 | 0 | 0 | 0 | 0 | PJM_REST-PJM_REST
C4 M-M: 05EUGENE-05DEQUIN fl | 972 | -972 | 10 | 10 | 0 | 305.8932 | 0 | PJM_REST-PJM_REST
C5 M-M: 08CAYSUB-05EUGENE fl | 1386 | -1386 | 0 | 0 | 0 | 0 | 0 | MISO_IN -PJM_REST
C6 M-M: 05EUGENE-05DEQUIN fl | 972 | -972 | 0 | 0 | 0 | 0 | 0 | PJM_REST-PJM_REST
C7 M-M: 05EUGENE-05DEQUIN fl | 972 | -972 | 0 | 0 | 0 | 0 | 0 | PJM_REST-PJM_REST
C8 M-M: 7TRIMBLE-06CLIFTY fl | 1414 | -1414 | 18 | 18 | 0 | 72.3993 | 0 | NON_RTO_-NON_RTO_
C9 M-M: 05EUGENE-05DEQUIN fl | 972 | -972 | 0 | 0 | 0 | 0 | 0 | PJM_REST-PJM_REST
CA M-M: 05MEADOW-05REYNOL fl | 971 | -971 | 0 | 0 | 0 | 0 | 0 | PJM_REST-PJM_REST
CB M-M: 05MEADOW-05REYNOL fl | 971 | -971 | 0 | 0 | 0 | 0 | 0 | PJM_REST-PJM_REST
CC M-M: 05EUGENE-05DEQUIN fl | 972 | -972 | 0 | 0 | 0 | 0 | 0 | PJM_REST-PJM_REST
CD M-M: 05EUGENE-05DEQUIN fl | 972 | -972 | 0 | 0 | 0 | 0 | 0 | PJM_REST-PJM_REST
CE M-M: 05EUGENE-05DEQUIN fl | 972 | -972 | 0 | 0 | 0 | 0 | 0 | PJM_REST-PJM_REST
CF M-M: 05EUGENE-05DEQUIN fl | 972 | -972 | 0 | 0 | 0 | 0 | 0 | PJM_REST-PJM_REST
D0 M-M: 05EUGENE-05DEQUIN fl | 972 | -972 | 0 | 0 | 0 | 0 | 0 | PJM_REST-PJM_REST
D1 M-M: 08CAYSUB-05EUGENE fl | 1386 | -1386 | 0 | 0 | 0 | 0 | 0 | MISO_IN -PJM_REST
D2 M-M: 05EUGENE-05DEQUIN fl | 972 | -972 | 0 | 0 | 0 | 0 | 0 | PJM_REST-PJM_REST
D3 M-M: 7TRIMBLE-06CLIFTY | 1134 | -1134 | 0 | 0 | 0 | 0 | 0 | NON_RTO_-NON_RTO_
D5 M-M: 18COVERT-18PALISD fl | 1893 | -1893 | 0 | 0 | 0 | 0 | 0 | MISO_MI -MISO_MI
D6 M-M: 7HOLLAND-7RAMSEY fl | 1082 | -1082 | 0 | 0 | 0 | 0 | 0 | MISO_MO_-MISO_MO_
D7 M-M: 7HOLLAND-7RAMSEY fl | 1082 | -1082 | 0 | 0 | 0 | 0 | 0 | MISO_MO_-MISO_MO_
D8 M-M: 08CAYSUB-05EUGENE fl | 1386 | -1386 | 0 | 0 | 0 | 0 | 0 | MISO_IN -PJM_REST
D9 M-M: 08CAYSUB-05EUGENE fl | 1386 | -1386 | 0 | 0 | 0 | 0 | 0 | MISO_IN -PJM_REST
DA M-M: 08CAYSUB-05EUGENE fl | 1386 | -1386 | 0 | 0 | 0 | 0 | 0 | MISO_IN -PJM_REST
DB M-M: 7HOLLAND-7RAMSEY fl | 1082 | -1082 | 0 | 0 | 0 | 0 | 0 | MISO_MO_-MISO_MO_
DC M-M: 08CAYSUB-05EUGENE fl | 1386 | -1386 | 0 | 0 | 0 | 0 | 0 | MISO_IN -PJM_REST
DD M-M: 08CAYSUB-05EUGENE fl | 1386 | -1386 | 0 | 0 | 0 | 0 | 0 | MISO_IN -PJM_REST
DE M-M: 08CAYSUB-05EUGENE fl | 1386 | -1386 | 0 | 0 | 0 | 0 | 0 | MISO_IN -PJM_REST
DF M-M: 08CAYSUB-05EUGENE fl | 1386 | -1386 | 0 | 0 | 0 | 0 | 0 | MISO_IN -PJM_REST
E0 M-M: 08CAYSUB-05EUGENE fl | 1386 | -1386 | 0 | 0 | 0 | 0 | 0 | MISO_IN -PJM_REST
E1 M-M: 05EUGENE-7BUNSONVILL | 908 | -908 | 0 | 0 | 0 | 0 | 0 | PJM_REST-MISO_MO_
E2 M-M: 16PETE-16WHEAT fl 05 | 956 | -956 | 0 | 0 | 0 | 0 | 0 | MISO_IN -MISO_IN
E3 M-M: 16WHEAT-05BREED fl 0 | 956 | -956 | 0 | 0 | 0 | 0 | 0 | MISO_IN -PJM_REST
E4 M-M: 08CAYSUB-05EUGENE | 1386 | -1386 | 0 | 0 | 0 | 0 | 0 | MISO_IN -PJM_REST
E5 M-M: 05EUGENE-7BUNSONVILL | 908 | -908 | 0 | 0 | 0 | 0 | 0 | PJM_REST-MISO_MO_
E6 M-M: 05EUGENE-7BUNSONVILL | 908 | -908 | 0 | 0 | 0 | 0 | 0 | PJM_REST-MISO_MO_
E7 M-M: 08CAYUGA-08CAYSUB fl | 1386 | -1386 | 0 | 0 | 0 | 0 | 0 | MISO_IN -MISO_IN
E8 M-L: 08EDWDSP-08AMO fl 08 | 1195 | -1195 | 0 | 0 | 0 | 0 | 0 | MISO_IN -MISO_IN
E9 M-L: 07RAMSY5-08SPEED fl | 1195 | -1195 | 0 | 0 | 0 | 0 | 0 | MISO_IN -MISO_IN
EA M-L: 7WILSON-7DAVIESS fl | 956 | -956 | 0 | 0 | 0 | 0 | 0 | MISO_IN -NON_RTO_
EB M-L: 7HARDIN-7BROWN N fl | 775 | -775 | 0 | 0 | 0 | 0 | 0 | NON_RTO_-NON_RTO_
EC M-L: 07RAMSY5-08SPEED fl | 1195 | -1195 | 0 | 0 | 0 | 0 | 0 | MISO_IN -MISO_IN
ED M-L: 07RAMSY5-08SPEED fl | 1195 | -1195 | 0 | 0 | 0 | 0 | 0 | MISO_IN -MISO_IN
EE M-L: 07RAMSY5-08SPEED fl | 1195 | -1195 | 0 | 0 | 0 | 0 | 0 | MISO_IN -MISO_IN
EF M-L: 08AMO-08QUALTC fl 08 | 1195 | -1195 | 0 | 0 | 0 | 0 | 0 | MISO_IN -MISO_IN
F0 M-L: 07RAMSY5-08SPEED fl | 1195 | -1195 | 0 | 0 | 0 | 0 | 0 | MISO_IN -MISO_IN
F1 M-L: 07RAMSY5-08SPEED fl | 1195 | -1195 | 0 | 0 | 0 | 0 | 0 | MISO_IN -MISO_IN
F2 M-L: 7HARDIN-7BROWN N fl | 775 | -775 | 0 | 0 | 0 | 0 | 0 | NON_RTO_-NON_RTO_
F3 M-L: 7HARDIN-7BROWN N fl | 775 | -775 | 0 | 0 | 0 | 0 | 0 | NON_RTO_-NON_RTO_
F4 M-L: 07RAMSY5-08SPEED fl | 1195 | -1195 | 0 | 0 | 0 | 0 | 0 | MISO_IN -MISO_IN
F5 M-P: 7TRIMBLE-06CLIFTY fl | 1414 | -1414 | 0 | 0 | 0 | 0 | 0 | NON_RTO_-NON_RTO_
F6 M-P: 7TRIMBLE-06CLIFTY fl | 1414 | -1414 | 0 | 0 | 0 | 0 | 0 | NON_RTO_-NON_RTO_
F7 M-P: 7TRIMBLE-06CLIFTY fl | 1414 | -1414 | 0 | 0 | 0 | 0 | 0 | NON_RTO_-NON_RTO_
F8 M-P: 08WHITST-08HORTVL fl | 956 | -956 | 0 | 0 | 0 | 0 | 0 | MISO_IN -MISO_IN
F9 M-P: 7TRIMBLE-06CLIFTY fl | 1414 | -1414 | 0 | 0 | 0 | 0 | 0 | NON_RTO_-NON_RTO_
FA M-P: 7TRIMBLE-06CLIFTY fl | 1414 | -1414 | 0 | 0 | 0 | 0 | 0 | NON_RTO_-NON_RTO_
FD M-P: 08WHITST-08HORTVL fl | 956 | -956 | 0 | 0 | 0 | 0 | 0 | MISO_IN -MISO_IN
FE M-O: WATRC345-WATRC230 fl | 520 | -520 | 0 | 0 | 0 | 0 | 0 | NYISO_A--NYISO_A-
FF M-O: BECK_#2_TS-HANNON_JQ | 404 | -404 | 0 | 0 | 0 | 0 | 0 | IESO -IESO
100 M-O: BECK_#2_TS-HANNON_J | 404 | -404 | 0 | 0 | 0 | 0 | 0 | IESO -IESO
101 M-O: BECK_#2_TS-HANNON_J | 480 | -480 | 0 | 0 | 0 | 0 | 0 | IESO -IESO
102 M-O: BECK_#2_TS-HANNON_J | 487 | -487 | 0 | 0 | 0 | 0 | 0 | IESO -IESO
103 M-O: BECK_#2_TS-NIA_WEST | 446 | -446 | 0 | 0 | 0 | 0 | 0 | IESO -IESO
104 M-O: BECK_#2_TS-HANNON_J | 480 | -480 | 0 | 0 | 0 | 0 | 0 | IESO -IESO
105 M-O: BECK_#2_TS-HANNON_J | 480 | -480 | 0 | 0 | 0 | 0 | 0 | IESO -IESO
106 M-O: BECK_#2_TS-NIA_WEST | 446 | -446 | 0 | 0 | 0 | 0 | 0 | IESO -IESO
107 M-O: BECK_#2_TS-HANNON_J | 480 | -480 | 0 | 0 | 0 | 0 | 0 | IESO -IESO
108 M-O: BECK_#2_TS-HANNON_J | 480 | -480 | 0 | 0 | 0 | 0 | 0 | IESO -IESO
109 M-O: BECK_#2_TS-HANNON_J | 480 | -480 | 0 | 0 | 0 | 0 | 0 | IESO -IESO
10A M-O: BECK_#2_TS-HANNON_J | 480 | -480 | 0 | 0 | 0 | 0 | 0 | IESO -IESO
10B M-O: BECK_#2_TS-NIA_WEST | 446 | -446 | 0 | 0 | 0 | 0 | 0 | IESO -IESO
10C M-O: BECK_#2_TS-HANNON_J | 487 | -487 | 0 | 0 | 0 | 0 | 0 | IESO -IESO
10D M-O: BECK_#2_TS-HANNON_J | 487 | -487 | 0 | 0 | 0 | 0 | 0 | IESO -IESO
10E M-O: NIA_WEST_J2-HANNON_ | 446 | -446 | 0 | 0 | 0 | 0 | 0 | IESO -IESO
10F M-O: NIA_WEST_J2-HANNON_ | 446 | -446 | 0 | 0 | 0 | 0 | 0 | IESO -IESO
110 M-O: BECK_#2_TS-HANNON_J | 487 | -487 | 0 | 0 | 0 | 0 | 0 | IESO -IESO
111 M-O: BECK_#2_TS-HANNON_J | 487 | -487 | 0 | 0 | 0 | 0 | 0 | IESO -IESO
113 M-M: T-94A-05COOK fl 05B | 1859 | -1859 | 8 | 8 | 0 | 24.9043 | 0 | PJM_REST-PJM_REST
114 M-M: 18PALISD-T-94B fl 0 | 1859 | -1859 | 0 | 0 | 0 | 0 | 0 | MISO_MI -PJM_REST
115 M-M: 19MON12-02BAY SH fl | 1544 | -1544 | 0 | 0 | 0 | 0 | 0 | MISO_MI -PJM_REST
116 M-M: 18PALISD-T-94B | 1409 | -1409 | 0 | 0 | 0 | 0 | 0 | MISO_MI -PJM_REST
117 M-M: 19MON12-02BAY SH | 1262 | -1262 | 0 | 0 | 0 | 0 | 0 | MISO_MI -PJM_REST
118 M-M: 19MON12-02BAY SH fl | 1544 | -1544 | 0 | 0 | 0 | 0 | 0 | MISO_MI -PJM_REST
119 M-M: 05COOK-05OLIVE fl 0 | 1409 | -1409 | 2 | 2 | 0 | 45.9812 | 0 | PJM_REST-PJM_REST
11A M-M: 19MON12-02BAY SH fl | 1544 | -1544 | 0 | 0 | 0 | 0 | 0 | MISO_MI -PJM_REST
11B M-M: 19MON12-02BAY SH fl | 1544 | -1544 | 0 | 0 | 0 | 0 | 0 | MISO_MI -PJM_REST
11C M-M: 19MON12-02BAY SH fl | 1544 | -1544 | 0 | 0 | 0 | 0 | 0 | MISO_MI -PJM_REST
11D M-M: T-94B-05BENTON fl 0 | 2454 | -2454 | 0 | 0 | 0 | 0 | 0 | PJM_REST-PJM_REST
11E M-M: 19MON12-02BAY SH fl | 1544 | -1544 | 0 | 0 | 0 | 0 | 0 | MISO_MI -PJM_REST
11F M-M: 19MON12-02BAY SH fl | 1544 | -1544 | 0 | 0 | 0 | 0 | 0 | MISO_MI -PJM_REST
120 M-M: 19MON12-02BAY SH fl | 1544 | -1544 | 0 | 0 | 0 | 0 | 0 | MISO_MI -PJM_REST
121 M-M: 19MON12-02BAY SH fl | 1544 | -1544 | 0 | 0 | 0 | 0 | 0 | MISO_MI -PJM_REST
122 M-M: 19MON12-02BAY SH fl | 1544 | -1544 | 0 | 0 | 0 | 0 | 0 | MISO_MI -PJM_REST
123 M-M: 18PALISD-T-94B fl 0 | 1859 | -1859 | 0 | 0 | 0 | 0 | 0 | MISO_MI -PJM_REST
124 M-M: T-94A-05COOK fl 05B | 1859 | -1859 | 0 | 0 | 0 | 0 | 0 | PJM_REST-PJM_REST
125 M-M: 18PALISD-T-94B fl 0 | 1859 | -1859 | 0 | 0 | 0 | 0 | 0 | MISO_MI -PJM_REST
126 M-M: E FRA; R-GOODI;1R | 1091 | -1091 | 13 | 13 | 0 | 5.0422 | 0 | PJM_REST-PJM_REST
127 M-M: UPNOR;RP-E FRA; R f | 1091 | -1091 | 0 | 0 | 0 | 0 | 0 | PJM_REST-PJM_REST
128 M-M: 17MUNSTR-BURNH;0R f | 1069 | -1069 | 14 | 14 | 0 | 17.048 | 0 | MISO_IN -PJM_REST
129 M-M: E FRA; B-GOODI;3B | 1091 | -1091 | 2 | 2 | 0 | 2.5221 | 0 | PJM_REST-PJM_REST
12A M-M: CRETE;BP-E FRA; B f | 1069 | -1069 | 0 | 0 | 0 | 0 | 0 | PJM_REST-PJM_REST
12B M-M: E FRA; R-GOODI;1R f | 1399 | -1399 | 0 | 0 | 0 | 0 | 0 | PJM_REST-PJM_REST
12C M-M: LOCKP; B-LISLE; B f | 1528 | -1528 | 0 | 0 | 0 | 0 | 0 | PJM_REST-PJM_REST
12D M-M: E FRA; R-GOODI;1R f | 1399 | -1399 | 0 | 0 | 0 | 0 | 0 | PJM_REST-PJM_REST
12E M-M: 17LKGORG-17MUNSTR f | 1147 | -1147 | 0 | 0 | 0 | 0 | 0 | MISO_IN -MISO_IN
12F M-M: LOCKP; R-LISLE; R f | 1528 | -1528 | 0 | 0 | 0 | 0 | 0 | PJM_REST-PJM_REST
130 M-M: E FRA; B-GOODI;3B f | 1399 | -1399 | 0 | 0 | 0 | 0 | 0 | PJM_REST-PJM_REST
131 M-P: 19MON12-02BAY SH fl | 1544 | -1544 | 0 | 0 | 0 | 0 | 0 | MISO_MI -PJM_REST
132 M-P: 02DAV-BE-02BEAVER | 1434 | -1434 | 0 | 0 | 0 | 0 | 0 | PJM_REST-PJM_REST
133 M-P: 02BEAVER-02AVON fl | 1030 | -1030 | 0 | 0 | 0 | 0 | 0 | PJM_REST-PJM_REST
134 M-R: 8BOGALUS-6ADMSCRK f | 1200 | -1200 | 8 | 8 | 0 | 30.1075 | 0 | ENTERGY -ENTERGY
136 M-R: PITTSB-7-VALIANT7 f | 956 | -956 | 270 | 270 | 0 | 407.603 | 0 | SPP_S -SPP_S
137 M-R: PITTSB-7-VALIANT7 f | 956 | -956 | 5 | 5 | 0 | 31.2582 | 0 | SPP_S -SPP_S
138 M-R: 7NEWMAD-8NEWMAD fl | 750 | -750 | 8 | 8 | 0 | 3.0717 | 0 | ENTERGY -ENTERGY
13A M-R: 6PICKNS-6CANTON fl | 462 | -462 | 0 | 0 | 0 | 0 | 0 | ENTERGY -ENTERGY
13B M-R: PITTSB-7-VALIANT7 f | 956 | -956 | 0 | 0 | 0 | 0 | 0 | SPP_S -SPP_S
13C M-R: 7ST FRANC-7LUTESVIL | 1195 | -1195 | 0 | 0 | 0 | 0 | 0 | MISO_MO_-MISO_MO_
13E M-R: PITTSB-7-VALIANT7 f | 956 | -956 | 0 | 0 | 0 | 0 | 0 | SPP_S -SPP_S
13F M-R: 6CANTON-6CANTONS fl | 462 | -462 | 0 | 0 | 0 | 0 | 0 | ENTERGY -ENTERGY
141 M-R: 8MTOLIV-8HARTBRG fl | 1050 | -1050 | 31 | 0 | 31 | 0 | -46.5213 | ENTERGY -ENTERGY
143 M-R: 7BLAND-7FRANKS fl 7 | 1273 | -1273 | 0 | 0 | 0 | 0 | 0 | MISO_MO_-ENTERGY
144 M-R: 7ST FRANC-7LUTESVIL | 1072 | -1072 | 0 | 0 | 0 | 0 | 0 | MISO_MO_-MISO_MO_
146 M-R: PITTSB-7-VALIANT7 f | 956 | -956 | 0 | 0 | 0 | 0 | 0 | SPP_S -SPP_S
148 M-M: 7NEWTON-7CASEY fl 7 | 1195 | -1195 | 8 | 8 | 0 | 52.0764 | 0 | MISO_MO_-MISO_MO_
149 M-M: 05BREED-16WHEAT fl | 956 | -956 | 0 | 0 | 0 | 0 | 0 | PJM_REST-MISO_IN
14A M-M: 16WHEAT-16PETE fl 0 | 956 | -956 | 0 | 0 | 0 | 0 | 0 | MISO_IN -MISO_IN
14B M-M: 7NEOGA-7CASEY fl 7C | 1195 | -1195 | 0 | 0 | 0 | 0 | 0 | MISO_MO_-MISO_MO_
14C M-M: 7KANSAS-7SIDNEY fl | 956 | -956 | 0 | 0 | 0 | 0 | 0 | MISO_MO_-MISO_MO_
14D M-M: 7CASEY-7KANSAS fl 0 | 1195 | -1195 | 0 | 0 | 0 | 0 | 0 | MISO_MO_-MISO_MO_
14E M-M: LORET; B-WILTO; B f | 1280 | -1280 | 0 | 0 | 0 | 0 | 0 | PJM_REST-PJM_REST
14F M-M: 7NEWTON-7CASEY fl 7 | 1195 | -1195 | 0 | 0 | 0 | 0 | 0 | MISO_MO_-MISO_MO_
150 M-M: 7CASEY-05BREED fl 7 | 1466 | -1466 | 0 | 0 | 0 | 0 | 0 | MISO_MO_-PJM_REST
151 M-M: 7NEWTON-7CASEY fl 7 | 1195 | -1195 | 0 | 0 | 0 | 0 | 0 | MISO_MO_-MISO_MO_
152 M-M: 7BUNSONVILL-05EUGEN | 908 | -908 | 0 | 0 | 0 | 0 | 0 | MISO_MO_-PJM_REST
153 M-M: PONTI; B-LORET; B f | 1234 | -1234 | 0 | 0 | 0 | 0 | 0 | PJM_REST-PJM_REST
154 M-M: 7DUCK CRK-7MAPLE RI | 1195 | -1195 | 0 | 0 | 0 | 0 | 0 | MISO_MO_-MISO_MO_
155 M-M: 7CASEY-05BREED fl 7 | 1466 | -1466 | 0 | 0 | 0 | 0 | 0 | MISO_MO_-PJM_REST
156 M-M: 7DUCK CRK-7MAPLE RI | 1195 | -1195 | 0 | 0 | 0 | 0 | 0 | MISO_MO_-MISO_MO_
157 M-M: 7DUCK CRK-7MAPLE RI | 1195 | -1195 | 0 | 0 | 0 | 0 | 0 | MISO_MO_-MISO_MO_
158 M-M: 7DUCK CRK-7MAPLE RI | 1195 | -1195 | 0 | 0 | 0 | 0 | 0 | MISO_MO_-MISO_MO_
159 M-M: 7SIDNEY-7BUNSONVILL | 908 | -908 | 0 | 0 | 0 | 0 | 0 | MISO_MO_-MISO_MO_
15A M-M: 7DUCK CRK-7MAPLE RI | 1195 | -1195 | 0 | 0 | 0 | 0 | 0 | MISO_MO_-MISO_MO_
15B M-M: 7DUCK CRK-7MAPLE RI | 1195 | -1195 | 0 | 0 | 0 | 0 | 0 | MISO_MO_-MISO_MO_
15C M-M: PONTI; R-DRESD; R f | 1341 | -1341 | 0 | 0 | 0 | 0 | 0 | PJM_REST-PJM_REST
15D M-M: WERNER W-ROCKY RN f | 829 | -829 | 3 | 3 | 0 | 4.7512 | 0 | MISO_WUM-MISO_WUM
15E M-M: WERNER W-ROCKY RN f | 829 | -829 | 1 | 0 | 1 | 0 | -0.91341 | MISO_WUM-MISO_WUM
15F M-M: HILLS 3-TIFFIN 3 fl | 1022 | -1022 | 0 | 0 | 0 | 0 | 0 | MISO_W -MISO_W
160 M-M: TIFFIN 3-MORGANV3 f | 961 | -961 | 0 | 0 | 0 | 0 | 0 | MISO_W -MISO_W
161 M-M: QUAD3-11-ROCK CK3 f | 1088 | -1088 | 1 | 1 | 0 | 7.7582 | 0 | PJM_REST-MISO_W
162 M-M: PONTI; R-DRESD; R f | 1341 | -1341 | 0 | 0 | 0 | 0 | 0 | PJM_REST-PJM_REST
163 M-M: HILLS 3-TIFFIN 3 fl | 1022 | -1022 | 0 | 0 | 0 | 0 | 0 | MISO_W -MISO_W
164 M-M: TIFFIN 3-MORGANV3 f | 961 | -961 | 0 | 0 | 0 | 0 | 0 | MISO_W -MISO_W
165 M-M: N APPLETON-WERNER W | 912 | -912 | 20 | 20 | 0 | 4.4619 | 0 | MISO_WUM-MISO_WUM
166 M-M: QUAD3-11-ROCK CK3 f | 1088 | -1088 | 0 | 0 | 0 | 0 | 0 | PJM_REST-MISO_W
167 M-M: QUAD3-11-ROCK CK3 f | 1088 | -1088 | 2 | 2 | 0 | 9.8448 | 0 | PJM_REST-MISO_W
16A M-M: TIFFIN 3-MORGANV3 f | 961 | -961 | 0 | 0 | 0 | 0 | 0 | MISO_W -MISO_W
16B M-M: HILLS 3-TIFFIN 3 fl | 1022 | -1022 | 0 | 0 | 0 | 0 | 0 | MISO_W -MISO_W
16C M-M: QUAD3-11-ROCK CK3 f | 1088 | -1088 | 2 | 2 | 0 | 7.6174 | 0 | PJM_REST-MISO_W
16D M-M: WERNER W-ROCKY RN f | 829 | -829 | 0 | 0 | 0 | 0 | 0 | MISO_WUM-MISO_WUM
16E M-P: 7DUCK CRK-7MAPLE RI | 1195 | -1195 | 0 | 0 | 0 | 0 | 0 | MISO_MO_-MISO_MO_
16F M-P: 7DUCK CRK-7MAPLE RI | 1195 | -1195 | 0 | 0 | 0 | 0 | 0 | MISO_MO_-MISO_MO_
170 M-P: 7DUCK CRK-7MAPLE RI | 1195 | -1195 | 0 | 0 | 0 | 0 | 0 | MISO_MO_-MISO_MO_
171 M-P: 7DUCK CRK-7MAPLE RI | 1195 | -1195 | 0 | 0 | 0 | 0 | 0 | MISO_MO_-MISO_MO_
172 M-P: 7DUCK CRK-7MAPLE RI | 1195 | -1195 | 0 | 0 | 0 | 0 | 0 | MISO_MO_-MISO_MO_
178 M-S: COOPER 3-ST JOE 3 f | 1195 | -1195 | 373 | 373 | 0 | 7.7356 | 0 | NE -SPP_N
179 M-S: 7FRANKS-7HUBEN fl 8 | 870 | -870 | 0 | 0 | 0 | 0 | 0 | ENTERGY -ENTERGY
17A M-S: 7FRANKS-7HUBEN fl 7 | 870 | -870 | 0 | 0 | 0 | 0 | 0 | ENTERGY -ENTERGY
17B M-S: 7FRANKS-7HUBEN fl 7 | 870 | -870 | 0 | 0 | 0 | 0 | 0 | ENTERGY -ENTERGY
17C M-S: 7FRANKS-7HUBEN fl 7 | 870 | -870 | 0 | 0 | 0 | 0 | 0 | ENTERGY -ENTERGY
17D M-S: 7FRANKS-7HUBEN fl 7 | 870 | -870 | 0 | 0 | 0 | 0 | 0 | ENTERGY -ENTERGY
17E M-S: 7FRANKS-7HUBEN | 870 | -870 | 0 | 0 | 0 | 0 | 0 | ENTERGY -ENTERGY
17F M-S: COOPER 3-ST JOE 3 f | 1195 | -1195 | 0 | 0 | 0 | 0 | 0 | NE -SPP_N
180 M-S: SIBLEY 7-HAWTH 7 fl | 721 | -721 | 0 | 0 | 0 | 0 | 0 | SPP_N -SPP_N
181 M-S: 7MCCREDIE-7OVERTON | 921 | -921 | 0 | 0 | 0 | 0 | 0 | MISO_MO_-MISO_MO_
182 M-S: COOPER 3-ST JOE 3 f | 1195 | -1195 | 0 | 0 | 0 | 0 | 0 | NE -SPP_N
183 M-S: COOPER 3-ST JOE 3 f | 1195 | -1195 | 0 | 0 | 0 | 0 | 0 | NE -SPP_N
184 M-S: 7MCCREDIE-7OVERTON | 921 | -921 | 0 | 0 | 0 | 0 | 0 | MISO_MO_-MISO_MO_
185 M-T: 7W MT VERNO-7E W FK | 1195 | -1195 | 1 | 1 | 0 | 6.6072 | 0 | MISO_MO_-MISO_MO_
186 M-T: 7SHAWNEE FP-8SHAWNE | 1383 | -1383 | 0 | 0 | 0 | 0 | 0 | TVA -TVA
187 M-T: 8SHAWNEE FP-8MARSHA | 1732 | -1732 | 0 | 0 | 0 | 0 | 0 | TVA -TVA
188 M-T: 7ST FRANC-7LUTESVIL | 1195 | -1195 | 0 | 0 | 0 | 0 | 0 | MISO_MO_-MISO_MO_
189 M-T: 7SHAWNEE FP-8SHAWNE | 1383 | -1383 | 0 | 0 | 0 | 0 | 0 | TVA -TVA
18A M-T: 8SHAWNEE FP-8MARSHA | 1732 | -1732 | 0 | 0 | 0 | 0 | 0 | TVA -TVA
18B M-T: 7W MT VERNO-7E W FK | 1195 | -1195 | 0 | 0 | 0 | 0 | 0 | MISO_MO_-MISO_MO_
18C M-T: 7ST FRANC-7LUTESVIL | 1195 | -1195 | 0 | 0 | 0 | 0 | 0 | MISO_MO_-MISO_MO_
18D M-T: 8SHAWNEE FP-8MARSHA | 1732 | -1732 | 0 | 0 | 0 | 0 | 0 | TVA -TVA
18E M-T: 7SHAWNEE FP-8SHAWNE | 1383 | -1383 | 0 | 0 | 0 | 0 | 0 | TVA -TVA
18F M-T: 7ST FRANC-7LUTESVIL | 1195 | -1195 | 0 | 0 | 0 | 0 | 0 | MISO_MO_-MISO_MO_
190 M-T: 7SHAWNEE FP-8SHAWNE | 1383 | -1383 | 0 | 0 | 0 | 0 | 0 | TVA -TVA
191 M-T: 8SHAWNEE FP-8MARSHA | 1732 | -1732 | 0 | 0 | 0 | 0 | 0 | TVA -TVA
192 M-T: 7ST FRANC-7LUTESVIL | 1195 | -1195 | 0 | 0 | 0 | 0 | 0 | MISO_MO_-MISO_MO_
193 M-T: 8SHAWNEE FP-8MARSHA | 1732 | -1732 | 0 | 0 | 0 | 0 | 0 | TVA -TVA
194 M-O: CORDO; B-NELSO; B f | 1479 | -1479 | 1656 | 1656 | 0 | 26.5363 | 0 | PJM_REST-PJM_REST
195 M-O: CORDO; B-NELSO; B f | 1479 | -1479 | 0 | 0 | 0 | 0 | 0 | PJM_REST-PJM_REST
196 M-O: QUAD3-11-H471 ; fl | 1528 | -1528 | 0 | 0 | 0 | 0 | 0 | PJM_REST-PJM_REST
197 M-O: H471 ;-NELSO; B fl | 1528 | -1528 | 0 | 0 | 0 | 0 | 0 | PJM_REST-PJM_REST
198 M-O: S. KENOSHA-ZION ;0B | 1488 | -1488 | 0 | 0 | 0 | 0 | 0 | MISO_WUM-PJM_REST
199 M-O: P20 345-ELECT; B fl | 1528 | -1528 | 0 | 0 | 0 | 0 | 0 | PJM_REST-PJM_REST
19A M-C: ROBLIN 4-YORKTON4 f | 227 | -227 | 0 | 0 | 0 | 0 | 0 | MAPP_CA -MAPP_CA
19B M-U: GENTLMN4-OGALALA4 f | 320 | -320 | 678 | 665 | 13 | 300.7611 | -22.8988 | NE -NE
19C M-U: WATERTN3-WT2 KU1A f | 500 | -500 | 1 | 1 | 0 | 35.1859 | 0 | MAPP_US -MAPP_US
19D M-U: WT2 KU1A-WATERTN4 f | 500 | -500 | 0 | 0 | 0 | 0 | 0 | MAPP_US -MAPP_US
19F M-U: HESKETT4-HESKET24 f | 318 | -318 | 0 | 0 | 0 | 0 | 0 | MISO_W -MISO_W
1A1 M-U: HESKETT4-HESKET24 f | 318 | -318 | 149 | 149 | 0 | 26.0271 | 0 | MISO_W -MISO_W
1A2 M-U: HESKETT4-HESKET24 f | 318 | -318 | 0 | 0 | 0 | 0 | 0 | MISO_W -MISO_W
1A3 M-U: HESKETT4-HESKET24 f | 318 | -318 | 0 | 0 | 0 | 0 | 0 | MISO_W -MISO_W
1A4 M-U: HESKETT4-HESKET24 f | 318 | -318 | 0 | 0 | 0 | 0 | 0 | MISO_W -MISO_W
1A5 M-U: HESKETT4-HESKET24 f | 318 | -318 | 0 | 0 | 0 | 0 | 0 | MISO_W -MISO_W
1A6 M-U: HESKETT4-HESKET24 f | 318 | -318 | 0 | 0 | 0 | 0 | 0 | MISO_W -MISO_W
1A7 M-U: HESKETT4-HESKET24 f | 318 | -318 | 0 | 0 | 0 | 0 | 0 | MISO_W -MISO_W
1A8 M-U: HESKETT4-HESKET24 | 318 | -318 | 0 | 0 | 0 | 0 | 0 | MISO_W -MISO_W
1A9 M-U: RAUN 3-SIOUXCY3 fl | 1007 | -1007 | 0 | 0 | 0 | 0 | 0 | MISO_W -MAPP_US
1AA M-U: EAGLE 4-PAHOJA 4 fl | 352 | -352 | 0 | 0 | 0 | 0 | 0 | MAPP_US -MAPP_US
1AB M-U: RAUN 3-SIOUXCY3 fl | 1007 | -1007 | 0 | 0 | 0 | 0 | 0 | MISO_W -MAPP_US
1AC M-U: WATERTN4-HURON 4 fl | 350 | -350 | 0 | 0 | 0 | 0 | 0 | MAPP_US -MAPP_US
1AD M-U: WATERTN4-HURON 4 fl | 350 | -350 | 12 | 0 | 12 | 0 | -21.7127 | MAPP_US -MAPP_US
1AE M-U: MNVLTAP4-GRANITF4 f | 478 | -478 | 0 | 0 | 0 | 0 | 0 | MISO_W -MAPP_US
1AF M-M: GRANVL2-GRANVL1 fl | 1195 | -1195 | 0 | 0 | 0 | 0 | 0 | MISO_WUM-MISO_WUM
1B0 M-M: CEDRSAUK-GRANVL3 fl | 1096 | -1096 | 0 | 0 | 0 | 0 | 0 | MISO_WUM-MISO_WUM
1B1 M-M: NELSO; B-P20 345 fl | 1528 | -1528 | 0 | 0 | 0 | 0 | 0 | PJM_REST-PJM_REST
1B2 M-M: ELM ROAD-RACINE2 fl | 1339 | -1339 | 3 | 3 | 0 | 11.0319 | 0 | MISO_WUM-MISO_WUM
1B3 M-M: RACINE1-PLS PR1 fl | 1096 | -1096 | 0 | 0 | 0 | 0 | 0 | MISO_WUM-MISO_WUM
1B4 M-M: LEECO;BP-BYRON; B f | 1726 | -1726 | 0 | 0 | 0 | 0 | 0 | PJM_REST-PJM_REST
1B5 M-M: LEECO;BP-BYRON; B f | 1726 | -1726 | 0 | 0 | 0 | 0 | 0 | PJM_REST-PJM_REST
1B6 M-M: BARNHART 34-GRANVL2 | 1096 | -1096 | 0 | 0 | 0 | 0 | 0 | MISO_WUM-MISO_WUM
1B7 M-M: GRANVL2-GRANVL1 fl | 1195 | -1195 | 0 | 0 | 0 | 0 | 0 | MISO_WUM-MISO_WUM
1B8 M-M: BARNHART 34-CEDRSAU | 1294 | -1294 | 1 | 1 | 0 | 0.25865 | 0 | MISO_WUM-MISO_WUM
1B9 M-M: GRANVL1-ARCADN1 fl | 1096 | -1096 | 0 | 0 | 0 | 0 | 0 | MISO_WUM-MISO_WUM
1BB M-M: GRANVL2-GRANVL1 fl | 1195 | -1195 | 0 | 0 | 0 | 0 | 0 | MISO_WUM-MISO_WUM
1BC M-M: LEECO;BP-BYRON; B | 1334 | -1334 | 0 | 0 | 0 | 0 | 0 | PJM_REST-PJM_REST
1BD M-M: NELSO; B-LEECO;BP f | 1479 | -1479 | 121 | 121 | 0 | 11.203 | 0 | PJM_REST-PJM_REST
1BE M-M: NELSO; B-LEECO;BP f | 1479 | -1479 | 0 | 0 | 0 | 0 | 0 | PJM_REST-PJM_REST
1C0 M-M: WERNER W-N APPLETON | 912 | -912 | 84 | 84 | 0 | 9.8611 | 0 | MISO_WUM-MISO_WUM
1C1 M-M: P20 345-ELECT; B fl | 1528 | -1528 | 0 | 0 | 0 | 0 | 0 | PJM_REST-PJM_REST
1C2 M-M: ROCKY RN-WERNER W f | 829 | -829 | 4 | 0 | 4 | 0 | -6.0466 | MISO_WUM-MISO_WUM
1C3 M-M: NELSO; B-P20 345 fl | 1528 | -1528 | 0 | 0 | 0 | 0 | 0 | PJM_REST-PJM_REST
1C4 M-M: LEECO;BP-BYRON; B f | 1726 | -1726 | 0 | 0 | 0 | 0 | 0 | PJM_REST-PJM_REST
1C5 M-M: CORDO; B-NELSO; B f | 1479 | -1479 | 0 | 0 | 0 | 0 | 0 | PJM_REST-PJM_REST
1C6 M-M: LEECO;BP-BYRON; B f | 1726 | -1726 | 0 | 0 | 0 | 0 | 0 | PJM_REST-PJM_REST
1C7 M-M: QUAD3-11-H471 ; | 1334 | -1334 | 0 | 0 | 0 | 0 | 0 | PJM_REST-PJM_REST
1C8 M-S: CBLUFFS3-S3456 3 fl | 956 | -956 | 1 | 1 | 0 | 36.1388 | 0 | MISO_W -NE
1C9 M-S: CBLUFFS3-S3456 3 fl | 956 | -956 | 252 | 252 | 0 | 6.5624 | 0 | MISO_W -NE
1CB M-S: CBLUFFS3-S3456 3 fl | 956 | -956 | 651 | 651 | 0 | 6.2225 | 0 | MISO_W -NE
1CE M-S: CBLUFFS3-S3456 3 fl | 956 | -956 | 0 | 0 | 0 | 0 | 0 | MISO_W -NE
1CF M-S: CBLUFFS3-S3456 3 fl | 956 | -956 | 0 | 0 | 0 | 0 | 0 | MISO_W -NE
1D1 M-S: CBLUFFS3-S3456 3 fl | 956 | -956 | 0 | 0 | 0 | 0 | 0 | MISO_W -NE
1D2 M-S: CBLUFFS3-S3456 3 | 956 | -956 | 0 | 0 | 0 | 0 | 0 | MISO_W -NE
1D3 M-S: RAUN 3-S3451 3 fl R | 956 | -956 | 0 | 0 | 0 | 0 | 0 | MISO_W -NE
1D4 M-S: RAUN 3-S3451 3 fl G | 956 | -956 | 0 | 0 | 0 | 0 | 0 | MISO_W -NE
1D5 M-S: RAUN 3-S3451 3 fl C | 956 | -956 | 0 | 0 | 0 | 0 | 0 | MISO_W -NE
1D6 M-S: RAUN 3-S3451 3 fl H | 956 | -956 | 0 | 0 | 0 | 0 | 0 | MISO_W -NE
1D7 M-S: RAUN 3-S3451 3 fl F | 956 | -956 | 0 | 0 | 0 | 0 | 0 | MISO_W -NE
1D8 M-S: RAUN 3-S3451 3 fl C | 956 | -956 | 0 | 0 | 0 | 0 | 0 | MISO_W -NE
1D9 M-S: RAUN 3-S3451 3 fl C | 956 | -956 | 0 | 0 | 0 | 0 | 0 | MISO_W -NE
1DA M-S: RAUN 3-S3451 3 fl R | 956 | -956 | 0 | 0 | 0 | 0 | 0 | MISO_W -NE
1DB M-P: P20 345-ELECT; B | 1201 | -1201 | 0 | 0 | 0 | 0 | 0 | PJM_REST-PJM_REST
1DC M-S: COOPER 3-7FAIRPT fl | 1195 | -1195 | 0 | 0 | 0 | 0 | 0 | NE -ENTERGY
1DD M-S: COOPER 3-ST JOE 3 | 1073 | -1073 | 0 | 0 | 0 | 0 | 0 | NE -SPP_N
1DE M-S: COOPER 3-ST JOE 3 f | 1195 | -1195 | 0 | 0 | 0 | 0 | 0 | NE -SPP_N
1DF M-S: IATAN 7-STRANGR7 fl | 1195 | -1195 | 2914 | 2914 | 0 | 10.3755 | 0 | SPP_N -SPP_N
1E0 M-S: SMARYVL7-SIBLEY 7 f | 910 | -910 | 0 | 0 | 0 | 0 | 0 | SPP_N -SPP_N
1E1 M-S: COOPER 3-ST JOE 3 f | 1195 | -1195 | 0 | 0 | 0 | 0 | 0 | NE -SPP_N
1E2 M-S: COOPER 3-ST JOE 3 f | 1195 | -1195 | 0 | 0 | 0 | 0 | 0 | NE -SPP_N
1E3 M-S: COOPER 3-ST JOE 3 f | 1195 | -1195 | 0 | 0 | 0 | 0 | 0 | NE -SPP_N
1E4 M-S: COOPER 3-ST JOE 3 f | 1195 | -1195 | 0 | 0 | 0 | 0 | 0 | NE -SPP_N
1E5 M-S: COOPER 3-ST JOE 3 f | 1195 | -1195 | 0 | 0 | 0 | 0 | 0 | NE -SPP_N
1E6 M-S: ST JOE 3-NASHUA 7 f | 1136 | -1136 | 0 | 0 | 0 | 0 | 0 | SPP_N -SPP_N
1E7 M-M: BLUEMOUND-BLUMND2 f | 560 | -560 | 17 | 17 | 0 | 313.0179 | 0 | MISO_WUM-MISO_WUM
1E8 M-M: BLUEMOUND-BLUMND2 f | 560 | -560 | 0 | 0 | 0 | 0 | 0 | MISO_WUM-MISO_WUM
1E9 M-M: PLS PR1-ZION ; R fl | 1528 | -1528 | 0 | 0 | 0 | 0 | 0 | MISO_WUM-PJM_REST
1EA M-M: GRANVL1-ARCADN1 fl | 1096 | -1096 | 0 | 0 | 0 | 0 | 0 | MISO_WUM-MISO_WUM
1EB M-M: GRANVL2-GRANVL1 fl | 1195 | -1195 | 0 | 0 | 0 | 0 | 0 | MISO_WUM-MISO_WUM
1ED M-M: GRANVL1-ARCADN1 fl | 1096 | -1096 | 0 | 0 | 0 | 0 | 0 | MISO_WUM-MISO_WUM
1EE M-M: BARNHART 34-GRANVL2 | 1096 | -1096 | 0 | 0 | 0 | 0 | 0 | MISO_WUM-MISO_WUM
1EF M-M: GRANVL2-GRANVL1 fl | 1195 | -1195 | 0 | 0 | 0 | 0 | 0 | MISO_WUM-MISO_WUM
1F0 M-M: GRANVL2-GRANVL1 fl | 1195 | -1195 | 0 | 0 | 0 | 0 | 0 | MISO_WUM-MISO_WUM
1F1 E-Y: N.SCOT77-LEEDS 3 fl | 1538 | -1538 | 9 | 9 | 0 | 2.8441 | 0 | NYISO_A--NYISO_A-
1F2 E-Y: N.SCOT99-LEEDS 3 fl | 1538 | -1538 | 0 | 0 | 0 | 0 | 0 | NYISO_A--NYISO_A-
1F3 E-Y: DEERFIELD-SCOBIE PO | 1373 | -1373 | 1257 | 1257 | 0 | 1.5595 | 0 | NEISO -NEISO
1F4 E-Y: DEERFIELD-SCOBIE PO | 1373 | -1373 | 0 | 0 | 0 | 0 | 0 | NEISO -NEISO
1F5 E-Y: DEERFIELD-SCOBIE PO | 1373 | -1373 | 0 | 0 | 0 | 0 | 0 | NEISO -NEISO
1F6 E-Y: DEERFIELD-SCOBIE PO | 1373 | -1373 | 256 | 256 | 0 | 1.6586 | 0 | NEISO -NEISO
1F8 E-Y: DEERFIELD-SCOBIE PO | 1373 | -1373 | 0 | 0 | 0 | 0 | 0 | NEISO -NEISO
1F9 E-Y: DEERFIELD-SCOBIE PO | 1373 | -1373 | 0 | 0 | 0 | 0 | 0 | NEISO -NEISO
1FA E-Y: DEERFIELD-SCOBIE PO | 1373 | -1373 | 0 | 0 | 0 | 0 | 0 | NEISO -NEISO
1FB E-Y: DEERFIELD-SCOBIE PO | 1373 | -1373 | 0 | 0 | 0 | 0 | 0 | NEISO -NEISO
1FC E-Y: DEERFIELD-SCOBIE PO | 1373 | -1373 | 0 | 0 | 0 | 0 | 0 | NEISO -NEISO
1FD E-Y: COOPER MILL-MAINE Y | 1429 | -1429 | 6098 | 6098 | 0 | 2.0678 | 0 | NEISO -NEISO
1FE E-Y: ORRINGTON-ORR 388 S | 1429 | -1429 | 0 | 0 | 0 | 0 | 0 | NEISO -NEISO
1FF E-Y: COOPER MILL-MAINE Y | 1429 | -1429 | 0 | 0 | 0 | 0 | 0 | NEISO -NEISO
200 E-Y: ORRINGTON-ORR 388 S | 1429 | -1429 | 0 | 0 | 0 | 0 | 0 | NEISO -NEISO
203 E-Y: NORWALK_J-ARCHERS L | 850 | -850 | 12 | 12 | 0 | 1.2415 | 0 | NEISO -NEISO
204 E-Y: NE_398_NY-PLTVLLEY | 1386 | -1386 | 0 | 0 | 0 | 0 | 0 | NEISO -NYISO_GH
205 E-Y: N.SCOT77-LEEDS 3 fl | 1538 | -1538 | 0 | 0 | 0 | 0 | 0 | NYISO_A--NYISO_A-
206 E-Y: DUNWOODIE-SHORE RD | 1031.85 | -1031.85 | 3925 | 3890 | 35 | 0.57955 | -0.00047558 | NYISO_GH-NYISO_J_
207 E-Y: DUNWOODIE-SHORE RD | 1031.85 | -1031.85 | 1196 | 1195 | 1 | 0.6885 | -0.00047843 | NYISO_GH-NYISO_J_
208 E-Y: DUNWOODIE-SHORE RD | 1031.85 | -1031.85 | 5 | 5 | 0 | 0.33889 | 0 | NYISO_GH-NYISO_J_
209 E-Y: DUNWOODIE-SHORE RD | 1031.85 | -1031.85 | 466 | 465 | 1 | 0.087134 | -0.00090562 | NYISO_GH-NYISO_J_
20A E-Y: DUNWOODIE-SHORE RD | 1031.85 | -1031.85 | 0 | 0 | 0 | 0 | 0 | NYISO_GH-NYISO_J_
20B E-Y: MOTT HAVEN-RAINEY f | 921.15 | -921.15 | 3865 | 3860 | 5 | 1.703 | -0.00057624 | NYISO_J_-NYISO_J_
20D S-U: RAUN 3-SIOUXCY3 fl | 1007 | -1007 | 326 | 326 | 0 | 21.5046 | 0 | MISO_W -MAPP_US
20E S-U: RAUN 3-SIOUXCY3 fl | 1007 | -1007 | 0 | 0 | 0 | 0 | 0 | MISO_W -MAPP_US
20F S-U: RAUN 3-SIOUXCY3 fl | 1007 | -1007 | 0 | 0 | 0 | 0 | 0 | MISO_W -MAPP_US
210 S-U: SHELDON 3-LAKEFLD3 | 864 | -864 | 314 | 314 | 0 | 27.5784 | 0 | MISO_W -MISO_W
211 S-U: RAUN 3-SIOUXCY3 fl | 1007 | -1007 | 0 | 0 | 0 | 0 | 0 | MISO_W -MAPP_US
212 S-U: RAUN 3-SIOUXCY3 fl | 1007 | -1007 | 0 | 0 | 0 | 0 | 0 | MISO_W -MAPP_US
215 S-U: SIOUXCY3-SPLTRTB3 f | 717 | -717 | 26 | 26 | 0 | 30.6846 | 0 | MAPP_US -MISO_W
216 S-U: RAUN 3-SIOUXCY3 | 956 | -956 | 0 | 0 | 0 | 0 | 0 | MISO_W -MAPP_US
217 S-U: RAUN 3-SIOUXCY3 fl | 1007 | -1007 | 0 | 0 | 0 | 0 | 0 | MISO_W -MAPP_US
218 S-U: RAUN 3-SIOUXCY3 fl | 1007 | -1007 | 0 | 0 | 0 | 0 | 0 | MISO_W -MAPP_US
219 S-U: RAUN 3-SIOUXCY3 fl | 1007 | -1007 | 0 | 0 | 0 | 0 | 0 | MISO_W -MAPP_US
21A S-U: SPLTRTA3-WHITE 3 fl | 717 | -717 | 0 | 0 | 0 | 0 | 0 | MISO_W -MAPP_US
21B S-U: SPLTRTA3-WHITE 3 fl | 717 | -717 | 0 | 0 | 0 | 0 | 0 | MISO_W -MAPP_US
21C S-U: SHELDON 3-LAKEFLD3 | 864 | -864 | 0 | 0 | 0 | 0 | 0 | MISO_W -MISO_W
21D S-U: SHELDON 3-LAKEFLD3 | 864 | -864 | 17 | 17 | 0 | 14.1274 | 0 | MISO_W -MISO_W
21E S-U: SPLTRTA3-WHITE 3 fl | 717 | -717 | 0 | 0 | 0 | 0 | 0 | MISO_W -MAPP_US
21F S-U: SIOUXCY4-EAGLE 4 fl | 352 | -352 | 0 | 0 | 0 | 0 | 0 | MAPP_US -MAPP_US
220 S-U: SIOUXCY4-EAGLE 4 fl | 352 | -352 | 0 | 0 | 0 | 0 | 0 | MAPP_US -MAPP_US
221 S-M: HELENA 3-BLUE LK3 f | 1277 | -1277 | 261 | 261 | 0 | 15.4069 | 0 | MISO_W -MISO_W
224 S-M: SHELDON 3-LAKEFLD3 | 864 | -864 | 4 | 4 | 0 | 41.4899 | 0 | MISO_W -MISO_W
225 S-M: SHELDON 3-LAKEFLD3 | 864 | -864 | 0 | 0 | 0 | 0 | 0 | MISO_W -MISO_W
226 S-M: SHELDON 3-LAKEFLD3 | 864 | -864 | 0 | 0 | 0 | 0 | 0 | MISO_W -MISO_W
227 S-M: BONDRNT3-MNTZUMA3 f | 956 | -956 | 0 | 0 | 0 | 0 | 0 | MISO_W -MISO_W
228 S-M: BONDRNT3-MNTZUMA3 f | 956 | -956 | 207 | 207 | 0 | 14.8635 | 0 | MISO_W -MISO_W
229 S-M: SHELDON 3-LAKEFLD3 | 864 | -864 | 0 | 0 | 0 | 0 | 0 | MISO_W -MISO_W
22A S-M: BONDRNT3-MNTZUMA3 f | 956 | -956 | 0 | 0 | 0 | 0 | 0 | MISO_W -MISO_W
22B S-M: SIOUXCY3-SPLTRTB3 f | 717 | -717 | 0 | 0 | 0 | 0 | 0 | MAPP_US -MISO_W
22C S-M: SWEET W3-GR ISLD3 f | 717 | -717 | 9 | 9 | 0 | 31.2104 | 0 | NE -NE
22D S-M: SHELDON 3-LAKEFLD3 | 864 | -864 | 0 | 0 | 0 | 0 | 0 | MISO_W -MISO_W
22E S-M: S3451 3-RAUN 3 fl R | 956 | -956 | 0 | 0 | 0 | 0 | 0 | NE -MISO_W
22F S-M: S3451 3-RAUN 3 fl H | 956 | -956 | 0 | 0 | 0 | 0 | 0 | NE -MISO_W
230 S-S: COOPER 3-ST JOE 3 f | 1195 | -1195 | 0 | 0 | 0 | 0 | 0 | NE -SPP_N
231 S-S: COOPER 3-ST JOE 3 f | 1195 | -1195 | 0 | 0 | 0 | 0 | 0 | NE -SPP_N
232 S-S: SMARYVL7-SIBLEY 7 f | 910 | -910 | 0 | 0 | 0 | 0 | 0 | SPP_N -SPP_N
233 S-S: S3458 3-COOPER 3 fl | 1195 | -1195 | 0 | 0 | 0 | 0 | 0 | NE -NE
234 S-S: S3458 3-COOPER 3 fl | 1195 | -1195 | 0 | 0 | 0 | 0 | 0 | NE -NE
235 S-S: SMARYVL7-SIBLEY 7 f | 910 | -910 | 0 | 0 | 0 | 0 | 0 | SPP_N -SPP_N
236 S-S: REDWILO3-MINGO 7 fl | 717 | -717 | 0 | 0 | 0 | 0 | 0 | NE -SPP_N
237 L-M: 7TRIMBLE-06CLIFTY f | 1414 | -1414 | 0 | 0 | 0 | 0 | 0 | NON_RTO_-NON_RTO_
23A L-M: 7DAVIESS-7COLEMAN f | 717 | -717 | 0 | 0 | 0 | 0 | 0 | NON_RTO_-MISO_IN
23B L-T: 7PINEVIL-8PINEVL fl | 580 | -580 | 0 | 0 | 0 | 0 | 0 | NON_RTO_-NON_RTO_
23D L-T: 7PINEVIL-8PINEVL fl | 580 | -580 | 0 | 0 | 0 | 0 | 0 | NON_RTO_-NON_RTO_
23E L-T: 7PINEVIL-8PINEVL | 504 | -504 | 0 | 0 | 0 | 0 | 0 | NON_RTO_-NON_RTO_
23F L-T: 7BROWN N-7ALCALDE f | 956 | -956 | 0 | 0 | 0 | 0 | 0 | NON_RTO_-NON_RTO_
240 L-T: 7PINEVIL-8PINEVL fl | 580 | -580 | 0 | 0 | 0 | 0 | 0 | NON_RTO_-NON_RTO_
241 L-T: 7PINEVIL-8PINEVL fl | 580 | -580 | 0 | 0 | 0 | 0 | 0 | NON_RTO_-NON_RTO_
242 L-T: 7PINEVIL-8PINEVL fl | 580 | -580 | 0 | 0 | 0 | 0 | 0 | NON_RTO_-NON_RTO_
243 L-T: 7PINEVIL-8PINEVL fl | 580 | -580 | 0 | 0 | 0 | 0 | 0 | NON_RTO_-NON_RTO_
245 Y-O: BECK_#2_TS-HANNON_J | 487 | -487 | 0 | 0 | 0 | 0 | 0 | IESO -IESO
246 Y-E: COOPC345-MDTN TAP f | 1793 | -1793 | 0 | 0 | 0 | 0 | 0 | NYISO_A--NYISO_GH
247 Y-E: COOPC345-ROCK TAV f | 1733 | -1733 | 0 | 0 | 0 | 0 | 0 | NYISO_A--NYISO_GH
248 Y-E: EDIC-FRASR345 fl CO | 1195 | -1195 | 0 | 0 | 0 | 0 | 0 | NYISO_A--NYISO_A-
249 Y-E: EDIC-FRASR345 fl N. | 1195 | -1195 | 0 | 0 | 0 | 0 | 0 | NYISO_A--NYISO_A-
24A Y-E: EDIC-FRASR345 fl FR | 1195 | -1195 | 0 | 0 | 0 | 0 | 0 | NYISO_A--NYISO_A-
24B Y-E: EDIC-FRASR345 fl ED | 1195 | -1195 | 0 | 0 | 0 | 0 | 0 | NYISO_A--NYISO_A-
24C Y-E: EDIC-FRASR345 fl OA | 1195 | -1195 | 0 | 0 | 0 | 0 | 0 | NYISO_A--NYISO_A-
24D Y-E: EDIC-FRASR345 fl CL | 1195 | -1195 | 0 | 0 | 0 | 0 | 0 | NYISO_A--NYISO_A-
24E Y-E: JORDNVLL-ROTRDM.2 f | 505 | -505 | 0 | 0 | 0 | 0 | 0 | NYISO_A--NYISO_A-
24F Y-E: MARCY T1-N.SCOT99 f | 1650 | -1650 | 0 | 0 | 0 | 0 | 0 | NYISO_A--NYISO_A-
250 Y-E: PORTER 2-ROTRDM.2 f | 505 | -505 | 0 | 0 | 0 | 0 | 0 | NYISO_A--NYISO_A-
251 Y-E: EDIC-N.SCOT77 fl N. | 1538 | -1538 | 0 | 0 | 0 | 0 | 0 | NYISO_A--NYISO_A-
254 Y-E: PLTVLLEY-NE_398_NY | 1386 | -1386 | 0 | 0 | 0 | 0 | 0 | NYISO_GH-NEISO
255 Y-E: PLTVLLEY-NE_398_NY | 1386 | -1386 | 1 | 0 | 1 | 0 | -29.3737 | NYISO_GH-NEISO
257 Y-E: PORTER 2-ROTRDM.2 f | 505 | -505 | 0 | 0 | 0 | 0 | 0 | NYISO_A--NYISO_A-
258 Y-Y: N.SCOT99-LEEDS 3 fl | 1538 | -1538 | 0 | 0 | 0 | 0 | 0 | NYISO_A--NYISO_A-
259 Y-Y: N.SCOT77-LEEDS 3 | 1331 | -1331 | 0 | 0 | 0 | 0 | 0 | NYISO_A--NYISO_A-
25A Y-Y: N.SCOT99-LEEDS 3 | 1331 | -1331 | 0 | 0 | 0 | 0 | 0 | NYISO_A--NYISO_A-
25B Y-Y: ROCK TAV-RAMAPO fl | 1990 | -1990 | 0 | 0 | 0 | 0 | 0 | NYISO_GH-NYISO_GH
25C Y-Y: N.SCOT77-LEEDS 3 fl | 1538 | -1538 | 0 | 0 | 0 | 0 | 0 | NYISO_A--NYISO_A-
25D Y-Y: N.SCOT99-LEEDS 3 fl | 1538 | -1538 | 0 | 0 | 0 | 0 | 0 | NYISO_A--NYISO_A-
25E Y-Y: N.SCOT77-LEEDS 3 fl | 1538 | -1538 | 0 | 0 | 0 | 0 | 0 | NYISO_A--NYISO_A-
25F Y-Y: N.SCOT77-LEEDS 3 fl | 1538 | -1538 | 0 | 0 | 0 | 0 | 0 | NYISO_A--NYISO_A-
261 Y-P: S RIPLEY-ERIE E fl | 617 | -617 | 0 | 0 | 0 | 0 | 0 | NYISO_A--PJM_R_MA
262 Y-P: S RIPLEY-ERIE E fl | 617 | -617 | 0 | 0 | 0 | 0 | 0 | NYISO_A--PJM_R_MA
263 Y-P: S RIPLEY-ERIE E fl | 617 | -617 | 0 | 0 | 0 | 0 | 0 | NYISO_A--PJM_R_MA
264 Y-P: Q254RIPWEST-S RIPLE | 530 | -530 | 0 | 0 | 0 | 0 | 0 | NYISO_A--NYISO_A-
26B Y-E: PLTVLLEY-NE_398_NY | 1386 | -1386 | 0 | 0 | 0 | 0 | 0 | NYISO_GH-NEISO
26D Y-E: NE_398_NY-LONG MTN | 1500 | -1500 | 0 | 0 | 0 | 0 | 0 | NEISO -NEISO
26E Y-E: NE_398_NY-LONG MTN | 1500 | -1500 | 0 | 0 | 0 | 0 | 0 | NEISO -NEISO
26F Y-E: PLTVLLEY-NE_398_NY | 1195 | -1195 | 2 | 0 | 2 | 0 | -0.85063 | NYISO_GH-NEISO
272 Y-Y: BOWLINE1-WHAV345 | 687 | -687 | 0 | 0 | 0 | 0 | 0 | NYISO_GH-NYISO_GH
273 Y-Y: BOWLINE2-LADENTWN f | 747 | -747 | 0 | 0 | 0 | 0 | 0 | NYISO_GH-NYISO_GH
274 Y-Y: BOWLINE2-LADENTWN | 687 | -687 | 0 | 0 | 0 | 0 | 0 | NYISO_GH-NYISO_GH
275 Y-Y: BOWLINE2-LADENTWN f | 747 | -747 | 0 | 0 | 0 | 0 | 0 | NYISO_GH-NYISO_GH
277 Y-Y: BOWLINE2-LADENTWN f | 747 | -747 | 0 | 0 | 0 | 0 | 0 | NYISO_GH-NYISO_GH
278 Y-Y: BOWLINE2-LADENTWN f | 747 | -747 | 0 | 0 | 0 | 0 | 0 | NYISO_GH-NYISO_GH
279 Y-Y: BOWLINE2-LADENTWN f | 747 | -747 | 0 | 0 | 0 | 0 | 0 | NYISO_GH-NYISO_GH
27A Y-Y: BOWLINE2-LADENTWN f | 747 | -747 | 0 | 0 | 0 | 0 | 0 | NYISO_GH-NYISO_GH
27B Y-Y: BOWLINE2-LADENTWN f | 747 | -747 | 0 | 0 | 0 | 0 | 0 | NYISO_GH-NYISO_GH
27E Y-Y: ROSETON-ROCK TAV fl | 1623 | -1623 | 0 | 0 | 0 | 0 | 0 | NYISO_GH-NYISO_GH
27F Y-Y: WATRC230-HILSD230 | 504 | -504 | 0 | 0 | 0 | 0 | 0 | NYISO_A--NYISO_A-
280 Y-Y: LADENTWN-RAMAPO fl | 1890 | -1890 | 0 | 0 | 0 | 0 | 0 | NYISO_GH-NYISO_GH
282 Y-Y: WATRC230-HILSD230 f | 584 | -584 | 0 | 0 | 0 | 0 | 0 | NYISO_A--NYISO_A-
283 Y-Y: WATRC230-HILSD230 f | 584 | -584 | 0 | 0 | 0 | 0 | 0 | NYISO_A--NYISO_A-
284 Y-Y: DUNWOODIE-SHORE RD | 1031.85 | -1031.85 | 12 | 3 | 9 | 0.002999 | -2.5362e-05 | NYISO_GH-NYISO_J_
285 Y-Y: DUNWOODIE-SHORE RD | 1031.85 | -1031.85 | 1 | 1 | 0 | 3.125e-05 | 0 | NYISO_GH-NYISO_J_
286 Y-Y: REACBUS-DVNPT NK fl | 1056.15 | -1056.15 | 0 | 0 | 0 | 0 | 0 | NYISO_GH-NYISO_J_
287 Y-Y: HMP HRBR-EGC DUM fl | 1056.15 | -1056.15 | 0 | 0 | 0 | 0 | 0 | NYISO_J_-NYISO_J_
288 Y-Y: EGC DUM-EGC PAR fl | 1056.15 | -1056.15 | 0 | 0 | 0 | 0 | 0 | NYISO_J_-NYISO_J_
28C Y-Y: DUNWOODIE-SHORE RD | 1031.85 | -1031.85 | 2881 | 2869 | 12 | 0.06039 | -0.00037096 | NYISO_GH-NYISO_J_
28D Y-Y: DUNWOODIE-REAC71 fl | 851 | -851 | 1 | 1 | 0 | 0.99925 | 0 | NYISO_GH-NYISO_GH
28F Y-Y: REAC71-MOTT HAVEN f | 921.15 | -921.15 | 0 | 0 | 0 | 0 | 0 | NYISO_GH-NYISO_J_
291 Y-P: HOMER CY-HOMER CT f | 807 | -807 | 692 | 692 | 0 | 16.2544 | 0 | PJM_R_MA-PJM_R_MA
292 Y-E: GOWANUSN-GOWANUS 41 | 994.95 | -994.95 | 0 | 0 | 0 | 0 | 0 | NYISO_J_-NYISO_J_
293 Y-E: GOWANUS 41S-FARRAGU | 994.95 | -994.95 | 841 | 821 | 20 | 0.041884 | -0.00042982 | NYISO_J_-NYISO_J_
294 Y-E: GOWANUS 42S-FARRAGU | 994.95 | -994.95 | 58 | 57 | 1 | 0.043331 | -0.00069144 | NYISO_J_-NYISO_J_
295 Y-E: GOWANUSS-GOWANUS 42 | 994.95 | -994.95 | 0 | 0 | 0 | 0 | 0 | NYISO_J_-NYISO_J_
296 Y-E: FARRAGUT-E13ST 45 f | 1038.6 | -1038.6 | 54 | 53 | 1 | 0.0066062 | -0.00065554 | NYISO_J_-NYISO_J_
297 Y-E: FARRAGUT-E13ST 46 f | 1081.35 | -1081.35 | 0 | 0 | 0 | 0 | 0 | NYISO_J_-NYISO_J_
298 Y-E: E13ST 46-W 49 ST fl | 1078.2 | -1078.2 | 0 | 0 | 0 | 0 | 0 | NYISO_J_-NYISO_J_
299 Y-E: E13ST 45-W 49 ST fl | 1078.2 | -1078.2 | 0 | 0 | 0 | 0 | 0 | NYISO_J_-NYISO_J_
29A Y-E: FARRAGUT-E13ST 45 | 1038.6 | -1038.6 | 0 | 0 | 0 | 0 | 0 | NYISO_J_-NYISO_J_
29B Y-E: FARRAGUT-E13ST 46 | 1081.35 | -1081.35 | 0 | 0 | 0 | 0 | 0 | NYISO_J_-NYISO_J_
29C Y-E: GOTHLS S-GOWANUSS f | 852.3 | -852.3 | 50 | 45 | 5 | 0.04214 | -0.00046178 | NYISO_J_-NYISO_J_
29D Y-E: GOTHLS N-GOWANUSN f | 852.3 | -852.3 | 432 | 304 | 128 | 0.01443 | -0.011469 | NYISO_J_-NYISO_J_
29E Y-Y: FARRAGUT-E13ST 45 f | 1038.6 | -1038.6 | 0 | 0 | 0 | 0 | 0 | NYISO_J_-NYISO_J_
2A6 P-Y: WATRC230-SHRED230 f | 400 | -400 | 0 | 0 | 0 | 0 | 0 | NYISO_A--NYISO_A-
2A7 P-Y: SHRED230-OAKDL230 f | 400 | -400 | 0 | 0 | 0 | 0 | 0 | NYISO_A--NYISO_A-
2A8 P-Y: OAKDL345-FRASR345 f | 1380 | -1380 | 0 | 0 | 0 | 0 | 0 | NYISO_A--NYISO_A-
2A9 P-Y: HILSD230-WATRC230 f | 584 | -584 | 0 | 0 | 0 | 0 | 0 | NYISO_A--NYISO_A-
2AA P-Y: LACK-OXBOW | 488 | -488 | 0 | 0 | 0 | 0 | 0 | PJM_R_MA-PJM_R_MA
2AB P-Y: LACK-OXBOW fl WATRC | 617 | -617 | 0 | 0 | 0 | 0 | 0 | PJM_R_MA-PJM_R_MA
2AC P-P: PEACHBTM-CNASTONE | 2338 | -2338 | 22 | 1 | 21 | 10.9319 | -6.0497 | PJM_E_MA-PJM_R_MA
2AD P-P: PCHBTMTP-COOPER fl | 578 | -578 | 0 | 0 | 0 | 0 | 0 | PJM_E_MA-PJM_E_MA
2AE P-P: COOPER-GRACETON fl | 578 | -578 | 0 | 0 | 0 | 0 | 0 | PJM_E_MA-PJM_R_MA
2AF P-P: NOTTNGHM-NOTTREAC f | 627 | -627 | 0 | 0 | 0 | 0 | 0 | PJM_E_MA-PJM_E_MA
2B0 P-P: NOTTREAC-PCHBTMTP f | 627 | -627 | 0 | 0 | 0 | 0 | 0 | PJM_E_MA-PJM_E_MA
2B1 P-P: PEACHBTM-CNASTONE f | 3707 | -3707 | 0 | 0 | 0 | 0 | 0 | PJM_E_MA-PJM_R_MA
2B3 P-P: 3 MILE I-TMI fl CNA | 1072 | -1072 | 0 | 0 | 0 | 0 | 0 | PJM_R_MA-PJM_R_MA
2B4 P-P: PEACHBTM-CNASTONE f | 3707 | -3707 | 0 | 0 | 0 | 0 | 0 | PJM_E_MA-PJM_R_MA
2B6 P-P: PEACHBTM-CNASTONE f | 3707 | -3707 | 0 | 0 | 0 | 0 | 0 | PJM_E_MA-PJM_R_MA
2B7 P-P: PEACHBTM-CNASTONE f | 3707 | -3707 | 0 | 0 | 0 | 0 | 0 | PJM_E_MA-PJM_R_MA
2B8 P-P: PEACHBTM-CNASTONE f | 3707 | -3707 | 0 | 0 | 0 | 0 | 0 | PJM_E_MA-PJM_R_MA
2B9 P-P: PEACHBTM-CNASTONE f | 3707 | -3707 | 0 | 0 | 0 | 0 | 0 | PJM_E_MA-PJM_R_MA
2BA P-P: PEACHBTM-CNASTONE f | 3707 | -3707 | 0 | 0 | 0 | 0 | 0 | PJM_E_MA-PJM_R_MA
2BD P-P: PCHBTMTP-COOPER | 379 | -379 | 0 | 0 | 0 | 0 | 0 | PJM_E_MA-PJM_E_MA
2BE P-P: COOPER-GRACETON | 379 | -379 | 0 | 0 | 0 | 0 | 0 | PJM_E_MA-PJM_R_MA
2BF P-P: RICHMOND-WANEETA3 f | 914 | -914 | 0 | 0 | 0 | 0 | 0 | PJM_E_MA-PJM_E_MA
2C0 P-Y: OXBOW-N.MESHPN | 478 | -478 | 85 | 0 | 85 | 0 | -35.5193 | PJM_R_MA-PJM_R_MA
2C1 P-Y: OXBOW-N.MESHPN fl W | 608 | -608 | 0 | 0 | 0 | 0 | 0 | PJM_R_MA-PJM_R_MA
2C2 P-Y: LACK-OXBOW fl E.TWA | 617 | -617 | 0 | 0 | 0 | 0 | 0 | PJM_R_MA-PJM_R_MA
2C3 P-Y: LACK-OXBOW fl HOPAT | 617 | -617 | 0 | 0 | 0 | 0 | 0 | PJM_R_MA-PJM_R_MA
2C4 P-Y: LACK-OXBOW fl LACKA | 617 | -617 | 0 | 0 | 0 | 0 | 0 | PJM_R_MA-PJM_R_MA
2C5 P-Y: LACK-OXBOW fl GROVE | 617 | -617 | 0 | 0 | 0 | 0 | 0 | PJM_R_MA-PJM_R_MA
2C6 P-Y: LACK-OXBOW fl LAURH | 617 | -617 | 0 | 0 | 0 | 0 | 0 | PJM_R_MA-PJM_R_MA
2C7 P-Y: OXBOW-N.MESHPN fl E | 608 | -608 | 0 | 0 | 0 | 0 | 0 | PJM_R_MA-PJM_R_MA
2C8 P-Y: E.TWANDA-HILSD230 f | 531 | -531 | 0 | 0 | 0 | 0 | 0 | PJM_R_MA-NYISO_A-
2C9 P-Y: OXBOW-N.MESHPN fl G | 608 | -608 | 0 | 0 | 0 | 0 | 0 | PJM_R_MA-PJM_R_MA
2CA P-Y: OXBOW-N.MESHPN fl H | 608 | -608 | 0 | 0 | 0 | 0 | 0 | PJM_R_MA-PJM_R_MA
2CB P-Y: OXBOW-N.MESHPN fl L | 608 | -608 | 0 | 0 | 0 | 0 | 0 | PJM_R_MA-PJM_R_MA
2CC P-Y: OXBOW-N.MESHPN fl L | 608 | -608 | 0 | 0 | 0 | 0 | 0 | PJM_R_MA-PJM_R_MA
2CD P-Y: LACK-OXBOW fl CNAST | 617 | -617 | 0 | 0 | 0 | 0 | 0 | PJM_R_MA-PJM_R_MA
2CE P-P: CDR GV F-CLIFTN K f | 887 | -887 | 891 | 652 | 239 | 0.0049701 | -0.00043358 | PJM_E_MA-PJM_E_MA
2CF P-P: ROCKSPGS-KEENEY fl | 3014 | -3014 | 0 | 0 | 0 | 0 | 0 | PJM_E_MA-PJM_E_MA
2D0 P-P: U2-74 TAP-ROCKSPGS | 2611 | -2611 | 0 | 0 | 0 | 0 | 0 | PJM_E_MA-PJM_E_MA
2D1 P-P: CDR GV B-CLIFTN B f | 887 | -887 | 0 | 0 | 0 | 0 | 0 | PJM_E_MA-PJM_E_MA
2D2 P-P: HOSENSAK-ELROY fl A | 3707 | -3707 | 0 | 0 | 0 | 0 | 0 | PJM_R_MA-PJM_R_MA
2D3 P-P: CDR GV F-CLIFTN K f | 887 | -887 | 0 | 0 | 0 | 0 | 0 | PJM_E_MA-PJM_E_MA
2D4 P-P: CDR GV B-CLIFTN B f | 887 | -887 | 0 | 0 | 0 | 0 | 0 | PJM_E_MA-PJM_E_MA
2D5 P-P: CLIFTN K-ATHENIA fl | 887 | -887 | 0 | 0 | 0 | 0 | 0 | PJM_E_MA-PJM_E_MA
2D6 P-P: CLIFTN B-ATHENIA fl | 887 | -887 | 0 | 0 | 0 | 0 | 0 | PJM_E_MA-PJM_E_MA
2D7 P-P: CLIFTN K-ATHENIA fl | 887 | -887 | 99 | 5 | 94 | 0.00039662 | -0.010778 | PJM_E_MA-PJM_E_MA
2D8 P-P: CLIFTN B-ATHENIA fl | 887 | -887 | 0 | 0 | 0 | 0 | 0 | PJM_E_MA-PJM_E_MA
2D9 P-P: U2-74 TAP-ROCKSPGS | 2261 | -2261 | 0 | 0 | 0 | 0 | 0 | PJM_E_MA-PJM_E_MA
2DA P-P: BUSH TP-KITATINY fl | 805 | -805 | 0 | 0 | 0 | 0 | 0 | PJM_R_MA-PJM_E_MA
2DB P-P: ROCKSPGS-KEENEY | 2702 | -2702 | 0 | 0 | 0 | 0 | 0 | PJM_E_MA-PJM_E_MA
2DC P-P: U2-74 TAP-ROCKSPGS | 2611 | -2611 | 0 | 0 | 0 | 0 | 0 | PJM_E_MA-PJM_E_MA
2DD P-P: ROSELAND-CDR GV F f | 887 | -887 | 248 | 201 | 47 | 0.15878 | -0.17722 | PJM_E_MA-PJM_E_MA
2DE P-P: U2-74 TAP-ROCKSPGS | 2611 | -2611 | 0 | 0 | 0 | 0 | 0 | PJM_E_MA-PJM_E_MA
2DF P-P: ROSELAND-CDR GV B f | 887 | -887 | 0 | 0 | 0 | 0 | 0 | PJM_E_MA-PJM_E_MA
2E0 P-P: U2-74 TAP-ROCKSPGS | 2611 | -2611 | 0 | 0 | 0 | 0 | 0 | PJM_E_MA-PJM_E_MA
2E1 P-P: PEACHBTM-CNASTONE f | 3707 | -3707 | 0 | 0 | 0 | 0 | 0 | PJM_E_MA-PJM_R_MA
2E2 P-P: PEACHBTM-CNASTONE f | 3707 | -3707 | 0 | 0 | 0 | 0 | 0 | PJM_E_MA-PJM_R_MA
2E4 P-M: 18PALISD-18ROSVLT f | 1433 | -1433 | 0 | 0 | 0 | 0 | 0 | MISO_MI -MISO_MI
2E5 P-M: 02BAY SH-19MON12 fl | 1544 | -1544 | 8 | 0 | 8 | 0 | -7.5461 | PJM_REST-MISO_MI
2E6 P-M: 02BAY SH-19MON12 fl | 1544 | -1544 | 0 | 0 | 0 | 0 | 0 | PJM_REST-MISO_MI
2E7 P-M: 02BAY SH-19MON12 fl | 1544 | -1544 | 0 | 0 | 0 | 0 | 0 | PJM_REST-MISO_MI
2E8 P-M: 02BAY SH-19MON12 fl | 1544 | -1544 | 0 | 0 | 0 | 0 | 0 | PJM_REST-MISO_MI
2E9 P-M: 02BAY SH-19MON12 fl | 1544 | -1544 | 0 | 0 | 0 | 0 | 0 | PJM_REST-MISO_MI
2EA P-M: 02BAY SH-19MON12 fl | 1544 | -1544 | 0 | 0 | 0 | 0 | 0 | PJM_REST-MISO_MI
2EC P-M: 18PALISD-18ROSVLT f | 1433 | -1433 | 0 | 0 | 0 | 0 | 0 | MISO_MI -MISO_MI
2EF P-M: 02BAY SH-19MON12 fl | 1544 | -1544 | 0 | 0 | 0 | 0 | 0 | PJM_REST-MISO_MI
2F0 P-M: 18PALISD-18ROSVLT | 1239 | -1239 | 0 | 0 | 0 | 0 | 0 | MISO_MI -MISO_MI
2F1 P-M: 02BAY SH-19MON12 fl | 1544 | -1544 | 0 | 0 | 0 | 0 | 0 | PJM_REST-MISO_MI
2F2 P-M: T-94B-T-94A fl 18PA | 999 | -999 | 400 | 400 | 0 | 12.0114 | 0 | PJM_REST-PJM_REST
2F4 P-M: 05OHIOCT-02GALION f | 984 | -984 | 0 | 0 | 0 | 0 | 0 | PJM_REST-PJM_REST
2F5 P-M: 05BREED-7CASEY fl 0 | 1466 | -1466 | 0 | 0 | 0 | 0 | 0 | PJM_REST-MISO_MO_
2F6 P-M: 7HOLLAND-7RAMSEY fl | 1082 | -1082 | 0 | 0 | 0 | 0 | 0 | MISO_MO_-MISO_MO_
2F7 P-M: 7XENIA-7W MT VERNO | 1195 | -1195 | 0 | 0 | 0 | 0 | 0 | MISO_MO_-MISO_MO_
2F8 P-M: 7HOLLAND-7RAMSEY fl | 1082 | -1082 | 0 | 0 | 0 | 0 | 0 | MISO_MO_-MISO_MO_
2F9 P-M: 7BUNSONVILL-7SIDNEY | 908 | -908 | 0 | 0 | 0 | 0 | 0 | MISO_MO_-MISO_MO_
2FA P-M: 7HOLLAND-7RAMSEY fl | 1082 | -1082 | 0 | 0 | 0 | 0 | 0 | MISO_MO_-MISO_MO_
2FB P-M: 05EUGENE-7BUNSONVIL | 908 | -908 | 0 | 0 | 0 | 0 | 0 | PJM_REST-MISO_MO_
2FC P-M: 05BREED-7CASEY fl 0 | 1466 | -1466 | 0 | 0 | 0 | 0 | 0 | PJM_REST-MISO_MO_
2FD P-M: 7HOLLAND-7RAMSEY fl | 1082 | -1082 | 0 | 0 | 0 | 0 | 0 | MISO_MO_-MISO_MO_
2FE P-M: 7HOLLAND-7RAMSEY fl | 1082 | -1082 | 0 | 0 | 0 | 0 | 0 | MISO_MO_-MISO_MO_
2FF P-M: 7RAMSEY-7COFFEN N f | 1195 | -1195 | 0 | 0 | 0 | 0 | 0 | MISO_MO_-MISO_MO_
300 P-M: 7HOLLAND-7RAMSEY fl | 1082 | -1082 | 0 | 0 | 0 | 0 | 0 | MISO_MO_-MISO_MO_
301 P-M: 7HOLLAND-7RAMSEY fl | 1082 | -1082 | 0 | 0 | 0 | 0 | 0 | MISO_MO_-MISO_MO_
302 P-M: 05EUGENE-7BUNSONVIL | 822 | -822 | 0 | 0 | 0 | 0 | 0 | PJM_REST-MISO_MO_
303 P-M: 7HOLLAND-7RAMSEY fl | 1082 | -1082 | 0 | 0 | 0 | 0 | 0 | MISO_MO_-MISO_MO_
304 P-M: WERNER W-ROCKY RN f | 829 | -829 | 0 | 0 | 0 | 0 | 0 | MISO_WUM-MISO_WUM
305 P-M: QUAD3-11-ROCK CK3 f | 1088 | -1088 | 0 | 0 | 0 | 0 | 0 | PJM_REST-MISO_W
306 P-M: WERNER W-ROCKY RN f | 829 | -829 | 0 | 0 | 0 | 0 | 0 | MISO_WUM-MISO_WUM
307 P-M: WERNER W-ROCKY RN f | 829 | -829 | 0 | 0 | 0 | 0 | 0 | MISO_WUM-MISO_WUM
308 P-M: WERNER W-ROCKY RN f | 829 | -829 | 0 | 0 | 0 | 0 | 0 | MISO_WUM-MISO_WUM
309 P-M: WERNER W-ROCKY RN f | 829 | -829 | 0 | 0 | 0 | 0 | 0 | MISO_WUM-MISO_WUM
30A P-M: QUAD3-11-ROCK CK3 f | 1088 | -1088 | 0 | 0 | 0 | 0 | 0 | PJM_REST-MISO_W
30B P-M: ITASC; R-DP 46;RT f | 1242 | -1242 | 0 | 0 | 0 | 0 | 0 | PJM_REST-PJM_REST
30C P-M: AUROR;RP-W407K;9T f | 1479 | -1479 | 0 | 0 | 0 | 0 | 0 | PJM_REST-PJM_REST
30D P-M: AUROR;RP-W407K;9T f | 1479 | -1479 | 0 | 0 | 0 | 0 | 0 | PJM_REST-PJM_REST
30E P-M: LOCKP; B-LISLE; B f | 1528 | -1528 | 0 | 0 | 0 | 0 | 0 | PJM_REST-PJM_REST
30F P-M: LOCKP; B-LISLE; B f | 1528 | -1528 | 0 | 0 | 0 | 0 | 0 | PJM_REST-PJM_REST
310 P-M: W407K;9T-W407M;9T f | 1479 | -1479 | 0 | 0 | 0 | 0 | 0 | PJM_REST-PJM_REST
311 P-M: W407K;9T-W407M;9T f | 1479 | -1479 | 0 | 0 | 0 | 0 | 0 | PJM_REST-PJM_REST
312 P-M: W407M;9T-WAYNE; R f | 1479 | -1479 | 0 | 0 | 0 | 0 | 0 | PJM_REST-PJM_REST
313 P-M: W407M;9T-WAYNE; R f | 1479 | -1479 | 0 | 0 | 0 | 0 | 0 | PJM_REST-PJM_REST
314 P-M: AUROR;RP-W407K;9T f | 1479 | -1479 | 0 | 0 | 0 | 0 | 0 | PJM_REST-PJM_REST
315 P-M: W407K;9T-W407M;9T f | 1479 | -1479 | 0 | 0 | 0 | 0 | 0 | PJM_REST-PJM_REST
316 P-M: W407M;9T-WAYNE; R f | 1479 | -1479 | 0 | 0 | 0 | 0 | 0 | PJM_REST-PJM_REST
317 P-M: LOCKP; R-LISLE; R f | 1528 | -1528 | 0 | 0 | 0 | 0 | 0 | PJM_REST-PJM_REST
318 P-M: LOCKP; R-LISLE; R f | 1528 | -1528 | 0 | 0 | 0 | 0 | 0 | PJM_REST-PJM_REST
31A P-P: 01KEMPTOWN-01KEMPTO | 3040 | -3040 | 0 | 0 | 0 | 0 | 0 | PJM_REST-PJM_REST
31B P-P: T157_TAP-01DOUBS fl | 2598 | -2598 | 0 | 0 | 0 | 0 | 0 | PJM_REST-PJM_REST
31C P-P: 8MT STM-T157_TAP fl | 2598 | -2598 | 0 | 0 | 0 | 0 | 0 | PJM_REST-PJM_REST
31D P-P: 8BRISTER-8OX fl 8LD | 2598 | -2598 | 0 | 0 | 0 | 0 | 0 | PJM_REST-PJM_REST
31E P-P: 01SOBEND-KEYSTONE f | 2598 | -2598 | 0 | 0 | 0 | 0 | 0 | PJM_REST-PJM_R_MA
31F P-P: 6PL VIEW-6EDFERRY f | 1195 | -1195 | 0 | 0 | 0 | 0 | 0 | PJM_REST-PJM_REST
320 P-P: 01SOBEND-KEYSTONE f | 2598 | -2598 | 0 | 0 | 0 | 0 | 0 | PJM_REST-PJM_R_MA
321 P-P: 01SOBEND-KEYSTONE f | 2598 | -2598 | 0 | 0 | 0 | 0 | 0 | PJM_REST-PJM_R_MA
322 P-P: 01WELTON SP-01WELTO | 3040 | -3040 | 0 | 0 | 0 | 0 | 0 | PJM_REST-PJM_REST
323 P-P: 01SOBEND-KEYSTONE f | 2598 | -2598 | 0 | 0 | 0 | 0 | 0 | PJM_REST-PJM_R_MA
324 P-P: 01SOBEND-KEYSTONE f | 2598 | -2598 | 0 | 0 | 0 | 0 | 0 | PJM_REST-PJM_R_MA
325 P-P: T157_TAP-01DOUBS fl | 2598 | -2598 | 0 | 0 | 0 | 0 | 0 | PJM_REST-PJM_REST
326 P-P: 6EDFERRY-DICK 230 f | 1195 | -1195 | 0 | 0 | 0 | 0 | 0 | PJM_REST-PJM_R_MA
327 P-P: 8MT STM-T157_TAP fl | 2598 | -2598 | 0 | 0 | 0 | 0 | 0 | PJM_REST-PJM_REST
328 P-T: 7W MT VERNO-7E W FK | 1195 | -1195 | 0 | 0 | 0 | 0 | 0 | MISO_MO_-MISO_MO_
329 P-T: 8OCONEE-8MIDDLE FOR | 2598 | -2598 | 853 | 853 | 0 | 119.9773 | 0 | VACAR -SOCO
32A P-T: 8OCONEE-8MIDDLE FOR | 2598 | -2598 | 0 | 0 | 0 | 0 | 0 | VACAR -SOCO
32B P-T: 8OCONEE-8MIDDLE FOR | 2598 | -2598 | 33 | 33 | 0 | 503.5868 | 0 | VACAR -SOCO
32C P-T: 7W MT VERNO-7E W FK | 1195 | -1195 | 0 | 0 | 0 | 0 | 0 | MISO_MO_-MISO_MO_
32D P-T: 7W MT VERNO-7E W FK | 1195 | -1195 | 0 | 0 | 0 | 0 | 0 | MISO_MO_-MISO_MO_
32E P-T: 7W MT VERNO-7E W FK | 1195 | -1195 | 0 | 0 | 0 | 0 | 0 | MISO_MO_-MISO_MO_
32F P-T: 05BROADF-05BROADF f | 1920 | -1920 | 1 | 1 | 0 | 51.5215 | 0 | PJM_REST-PJM_REST
331 P-T: 7W MT VERNO-7E W FK | 1195 | -1195 | 0 | 0 | 0 | 0 | 0 | MISO_MO_-MISO_MO_
332 P-T: 05BAKER-05BROADF fl | 3790 | -3790 | 1 | 1 | 0 | 53.4071 | 0 | PJM_REST-PJM_REST
333 P-T: 7W MT VERNO-7E W FK | 1195 | -1195 | 0 | 0 | 0 | 0 | 0 | MISO_MO_-MISO_MO_
334 P-T: 7W MT VERNO-7E W FK | 1195 | -1195 | 0 | 0 | 0 | 0 | 0 | MISO_MO_-MISO_MO_
336 P-T: 8OCONEE-8MIDDLE FOR | 2598 | -2598 | 0 | 0 | 0 | 0 | 0 | VACAR -SOCO
337 P-T: 7W MT VERNO-7E W FK | 1195 | -1195 | 0 | 0 | 0 | 0 | 0 | MISO_MO_-MISO_MO_
338 P-V: 6VOGTLE-6SRS fl 6VA | 1020 | -1020 | 165 | 165 | 0 | 132.4119 | 0 | SOCO -VACAR
33B P-V: 6ANTIOCH-6MITCH R f | 1038 | -1038 | 0 | 0 | 0 | 0 | 0 | VACAR -VACAR
33D P-V: 05J.FERR-05J.FERR f | 1845 | -1845 | 4 | 4 | 0 | 15.7545 | 0 | PJM_REST-PJM_REST
33E P-V: 6MCINTOSH-6PURRYSB | 2098 | -2098 | 0 | 0 | 0 | 0 | 0 | SOCO -VACAR
343 P-V: 05J.FERR-05J.FERR f | 1845 | -1845 | 0 | 0 | 0 | 0 | 0 | PJM_REST-PJM_REST
344 P-V: 05J.FERR-05J.FERR f | 1845 | -1845 | 0 | 0 | 0 | 0 | 0 | PJM_REST-PJM_REST
346 P-V: 05J.FERR-05J.FERR f | 1845 | -1845 | 0 | 0 | 0 | 0 | 0 | PJM_REST-PJM_REST
347 P-V: 05J.FERR-05J.FERR f | 1845 | -1845 | 0 | 0 | 0 | 0 | 0 | PJM_REST-PJM_REST
349 P-V: 6VOGTLE-6SRS fl 6PU | 1020 | -1020 | 0 | 0 | 0 | 0 | 0 | SOCO -VACAR
34B P-V: 8CONASAUG C-8CONASA | 3429 | -3429 | 0 | 0 | 0 | 0 | 0 | SOCO -SOCO
34C G-R: 8SCHERER-8OHARA fl | 3429 | -3429 | 31 | 31 | 0 | 70.939 | 0 | SOCO -SOCO
34D G-R: 8SCHERER-8KLONDIKE | 3762 | -3762 | 0 | 0 | 0 | 0 | 0 | SOCO -SOCO
34E G-R: 8VALLEYVIEW-8LOWNDE | 1732 | -1732 | 0 | 0 | 0 | 0 | 0 | TVA -TVA
34F G-R: 8VALLEYVIEW-8LOWNDE | 1732 | -1732 | 31 | 31 | 0 | 12.7702 | 0 | TVA -TVA
351 G-R: 8VALLEYVIEW-8LOWNDE | 1732 | -1732 | 0 | 0 | 0 | 0 | 0 | TVA -TVA
353 G-R: 8VALLEYVIEW-8LOWNDE | 1732 | -1732 | 0 | 0 | 0 | 0 | 0 | TVA -TVA
354 G-R: 8VALLEYVIEW-8LOWNDE | 1732 | -1732 | 0 | 0 | 0 | 0 | 0 | TVA -TVA
355 G-R: 8VALLEYVIEW-8LOWNDE | 1732 | -1732 | 0 | 0 | 0 | 0 | 0 | TVA -TVA
357 G-R: 8VALLEYVIEW-8LOWNDE | 1732 | -1732 | 0 | 0 | 0 | 0 | 0 | TVA -TVA
358 G-R: 8VALLEYVIEW-8LOWNDE | 1732 | -1732 | 0 | 0 | 0 | 0 | 0 | TVA -TVA
35B G-R: 8WOLFCRK-8MCADAM fl | 1732 | -1732 | 0 | 0 | 0 | 0 | 0 | ENTERGY -ENTERGY
35C G-R: 8WOLFCRK-8MCADAM fl | 1732 | -1732 | 0 | 0 | 0 | 0 | 0 | ENTERGY -ENTERGY
35F G-F: 6W MCINTOSH-6R_WMCI | 1614 | -1614 | 282 | 282 | 0 | 128.5472 | 0 | SOCO -SOCO
360 G-F: 6R_WMCINTSH-6MCINTO | 1614 | -1614 | 123 | 123 | 0 | 271.8458 | 0 | SOCO -SOCO
361 G-F: 6W MCINTOSH-6R_WMCI | 1614 | -1614 | 19 | 19 | 0 | 818.7861 | 0 | SOCO -SOCO
362 G-F: 6R_WMCINTSH-6MCINTO | 1614 | -1614 | 23 | 23 | 0 | 836.3342 | 0 | SOCO -SOCO
363 G-F: 6W MCINTOSH-6R_WMCI | 1614 | -1614 | 75 | 75 | 0 | 871.5701 | 0 | SOCO -SOCO
364 G-F: 6R_WMCINTSH-6MCINTO | 1614 | -1614 | 210 | 210 | 0 | 834.4607 | 0 | SOCO -SOCO
365 G-F: 6R_WMCINTSH-6MCINTO | 1614 | -1614 | 1859 | 1859 | 0 | 224.8276 | 0 | SOCO -SOCO
366 G-F: 6W MCINTOSH-6R_WMCI | 1614 | -1614 | 142 | 142 | 0 | 736.7474 | 0 | SOCO -SOCO
367 G-F: BBRANCH-Y. WATER fl | 668 | -668 | 8042 | 8042 | 0 | 9.9579 | 0 | FRCC -FRCC
369 G-F: BBRANCH-Y. WATER fl | 668 | -668 | 7350 | 7349 | 1 | 9.9116 | -0.0007099 | FRCC -FRCC
36A G-F: 8THALMANN-DUVAL fl | 2598 | -2598 | 613 | 613 | 0 | 20.4928 | 0 | SOCO -FRCC
36B G-F: BBRANCH-Y. WATER fl | 668 | -668 | 8552 | 8552 | 0 | 9.9756 | 0 | FRCC -FRCC
36D G-F: 8HATCH-DUVAL fl 8TH | 2598 | -2598 | 0 | 0 | 0 | 0 | 0 | SOCO -FRCC
36E G-T: 8OHARA-8KLONDIKE fl | 2439 | -2439 | 222 | 222 | 0 | 568.9416 | 0 | SOCO -SOCO
36F G-T: 6MCINTOSH-6PURRYSB | 2098 | -2098 | 0 | 0 | 0 | 0 | 0 | SOCO -VACAR
370 G-T: 8WANSLEY-8VILLA RIC | 3762 | -3762 | 432 | 432 | 0 | 245.0425 | 0 | SOCO -SOCO
371 G-T: 8OHARA-8UNION CITY | 2439 | -2439 | 0 | 0 | 0 | 0 | 0 | SOCO -SOCO
372 G-V: 6VOGTLE-6SRS fl 8VO | 1020 | -1020 | 9 | 9 | 0 | 101.6177 | 0 | SOCO -VACAR
373 G-V: 6VOGTLE-6SRS fl 8SC | 1020 | -1020 | 0 | 0 | 0 | 0 | 0 | SOCO -VACAR
374 G-V: 6VOGTLE-6SRS | 950 | -950 | 0 | 0 | 0 | 0 | 0 | SOCO -VACAR
375 G-V: 6VOGTLE-6SRS fl 8KL | 1020 | -1020 | 0 | 0 | 0 | 0 | 0 | SOCO -VACAR
376 G-V: 6VOGTLE-6SRS fl 6W | 1020 | -1020 | 0 | 0 | 0 | 0 | 0 | SOCO -VACAR
378 G-V: 6VOGTLE-6SRS fl 6W | 1020 | -1020 | 0 | 0 | 0 | 0 | 0 | SOCO -VACAR
379 G-V: 6VOGTLE-6SRS fl 6R_ | 1020 | -1020 | 0 | 0 | 0 | 0 | 0 | SOCO -VACAR
37A S-R: JEC 6-AUBURN 6 fl H | 565 | -565 | 1186 | 1186 | 0 | 57.8856 | 0 | SPP_N -SPP_N
37B S-R: JEC N 7-HOYT 7 fl A | 1076 | -1076 | 0 | 0 | 0 | 0 | 0 | SPP_N -SPP_N
37C S-R: JEC N 7-HOYT 7 fl J | 1076 | -1076 | 0 | 0 | 0 | 0 | 0 | SPP_N -SPP_N
37D S-R: PITTSB-7-VALIANT7 f | 956 | -956 | 0 | 0 | 0 | 0 | 0 | SPP_S -SPP_S
37F S-R: PITTSB-7-VALIANT7 f | 956 | -956 | 0 | 0 | 0 | 0 | 0 | SPP_S -SPP_S
381 S-R: JEC N 7-HOYT 7 fl J | 1076 | -1076 | 0 | 0 | 0 | 0 | 0 | SPP_N -SPP_N
382 S-R: VALIANT7-LYDIA 7 fl | 1176 | -1176 | 19 | 19 | 0 | 85.5794 | 0 | SPP_S -SPP_S
383 S-R: PITTSB-7-VALIANT7 | 956 | -956 | 0 | 0 | 0 | 0 | 0 | SPP_S -SPP_S
384 S-M: 7BLACKBERRY-7MORGAN | 870 | -870 | 22 | 22 | 0 | 26.0921 | 0 | ENTERGY -ENTERGY
385 S-M: 7BLACKBERRY-7MORGAN | 870 | -870 | 0 | 0 | 0 | 0 | 0 | ENTERGY -ENTERGY
386 S-M: 7BLACKBERRY-7MORGAN | 870 | -870 | 0 | 0 | 0 | 0 | 0 | ENTERGY -ENTERGY
387 S-M: 7BLACKBERRY-7MORGAN | 870 | -870 | 0 | 0 | 0 | 0 | 0 | ENTERGY -ENTERGY
388 S-M: 7BLACKBERRY-7MORGAN | 870 | -870 | 0 | 0 | 0 | 0 | 0 | ENTERGY -ENTERGY
389 S-M: 7BLACKBERRY-7MORGAN | 870 | -870 | 0 | 0 | 0 | 0 | 0 | ENTERGY -ENTERGY
38A S-M: JEC N 7-HOYT 7 fl S | 1076 | -1076 | 0 | 0 | 0 | 0 | 0 | SPP_N -SPP_N
38B S-M: JEC N 7-HOYT 7 fl E | 1076 | -1076 | 0 | 0 | 0 | 0 | 0 | SPP_N -SPP_N
38C S-M: JEC N 7-HOYT 7 fl J | 1076 | -1076 | 0 | 0 | 0 | 0 | 0 | SPP_N -SPP_N
38D S-M: SIBLEY 7-7OVERTON f | 956 | -956 | 0 | 0 | 0 | 0 | 0 | SPP_N -MISO_MO_
38E S-M: 7BLACKBERRY-7MORGAN | 870 | -870 | 0 | 0 | 0 | 0 | 0 | ENTERGY -ENTERGY
38F S-M: 7BLACKBERRY-7MORGAN | 870 | -870 | 0 | 0 | 0 | 0 | 0 | ENTERGY -ENTERGY
390 S-M: JEC N 7-HOYT 7 fl W | 1076 | -1076 | 0 | 0 | 0 | 0 | 0 | SPP_N -SPP_N
391 S-M: JEC N 7-HOYT 7 fl S | 1076 | -1076 | 0 | 0 | 0 | 0 | 0 | SPP_N -SPP_N
392 S-M: JEC N 7-HOYT 7 fl R | 1076 | -1076 | 0 | 0 | 0 | 0 | 0 | SPP_N -SPP_N
393 S-M: JEC N 7-HOYT 7 fl B | 1076 | -1076 | 0 | 0 | 0 | 0 | 0 | SPP_N -SPP_N
394 S-M: JEC N 7-HOYT 7 | 1076 | -1076 | 0 | 0 | 0 | 0 | 0 | SPP_N -SPP_N
395 S-M: JEC 6-AUBURN 6 fl H | 565 | -565 | 0 | 0 | 0 | 0 | 0 | SPP_N -SPP_N
396 S-M: JEC 6-AUBURN 6 fl J | 565 | -565 | 499 | 499 | 0 | 63.3951 | 0 | SPP_N -SPP_N
397 S-M: S3458 3-S3456 3 fl | 956 | -956 | 0 | 0 | 0 | 0 | 0 | NE -NE
398 S-M: IATAN 7-ST JOE 3 fl | 1136 | -1136 | 0 | 0 | 0 | 0 | 0 | SPP_N -SPP_N
399 S-M: JEC 6-AUBURN 6 fl J | 565 | -565 | 91 | 91 | 0 | 15.7275 | 0 | SPP_N -SPP_N
39A S-M: 7SPENCER-7PALM TAP | 908 | -908 | 0 | 0 | 0 | 0 | 0 | MISO_MO_-MISO_MO_
39B S-M: 7SPENCER-7PALM TAP | 908 | -908 | 0 | 0 | 0 | 0 | 0 | MISO_MO_-MISO_MO_
39C S-M: 7SPENCER-7PALM TAP | 908 | -908 | 0 | 0 | 0 | 0 | 0 | MISO_MO_-MISO_MO_
39D S-S: JEC N 7-HOYT 7 fl P | 1076 | -1076 | 0 | 0 | 0 | 0 | 0 | SPP_N -SPP_N
39E S-S: JEC N 7-HOYT 7 fl E | 1076 | -1076 | 0 | 0 | 0 | 0 | 0 | SPP_N -SPP_N
39F S-S: IATAN 7-ST JOE 3 fl | 1136 | -1136 | 0 | 0 | 0 | 0 | 0 | SPP_N -SPP_N
3A0 S-S: IATAN 7-ST JOE 3 | 1000 | -1000 | 0 | 0 | 0 | 0 | 0 | SPP_N -SPP_N
3A1 S-S: IATAN 7-ST JOE 3 fl | 1136 | -1136 | 0 | 0 | 0 | 0 | 0 | SPP_N -SPP_N
3A2 S-S: MINGO 7-REDWILO3 fl | 717 | -717 | 160 | 0 | 160 | 0 | -14.4281 | SPP_N -NE
3A3 S-S: POTTER_CO-WAUK 9034 | 559 | -559 | 0 | 0 | 0 | 0 | 0 | SPP_S -SPP_S
3A4 S-S: WAUK 90343--POTTER_ | 559 | -559 | 584 | 584 | 0 | 6.748 | 0 | SPP_S -SPP_S
3A5 S-S: POTTER_CO-WAUK 9034 | 559 | -559 | 0 | 0 | 0 | 0 | 0 | SPP_S -SPP_S
3A6 S-S: POTTER_CO-WAUK 9034 | 559 | -559 | 0 | 0 | 0 | 0 | 0 | SPP_S -SPP_S
3A7 S-S: WAUK 90343--POTTER_ | 559 | -559 | 33 | 33 | 0 | 10.2298 | 0 | SPP_S -SPP_S
3A8 S-S: WAUK 90343--POTTER_ | 559 | -559 | 0 | 0 | 0 | 0 | 0 | SPP_S -SPP_S
3A9 S-S: POTTER_CO-WAUK 9034 | 559 | -559 | 0 | 0 | 0 | 0 | 0 | SPP_S -SPP_S
3AA S-S: WAUK 90343--POTTER_ | 559 | -559 | 1 | 1 | 0 | 1.5178 | 0 | SPP_S -SPP_S
3AB S-S: POTTER_CO-WAUK 9034 | 559 | -559 | 0 | 0 | 0 | 0 | 0 | SPP_S -SPP_S
3AC S-S: POTTER_CO-WAUK 9034 | 559 | -559 | 0 | 0 | 0 | 0 | 0 | SPP_S -SPP_S
3AD S-S: POTTER_CO-WAUK 9034 | 559 | -559 | 0 | 0 | 0 | 0 | 0 | SPP_S -SPP_S
3AE S-S: WAUK 90343--POTTER_ | 559 | -559 | 0 | 0 | 0 | 0 | 0 | SPP_S -SPP_S
3AF S-S: WAUK 90343--POTTER_ | 559 | -559 | 0 | 0 | 0 | 0 | 0 | SPP_S -SPP_S
3B0 S-S: WAUK 90343--POTTER_ | 559 | -559 | 0 | 0 | 0 | 0 | 0 | SPP_S -SPP_S
3B1 S-S: POTTER_CO-WAUK 9034 | 559 | -559 | 0 | 0 | 0 | 0 | 0 | SPP_S -SPP_S
3B2 S-S: WAUK 90343--POTTER_ | 559 | -559 | 0 | 0 | 0 | 0 | 0 | SPP_S -SPP_S
3B3 S-S: POTTER_CO-WAUK 9034 | 559 | -559 | 0 | 0 | 0 | 0 | 0 | SPP_S -SPP_S
3B4 S-S: WAUK 90343--POTTER_ | 559 | -559 | 0 | 0 | 0 | 0 | 0 | SPP_S -SPP_S
3B5 S-S: POTTER_CO-WAUK 9034 | 559 | -559 | 1 | 1 | 0 | 4.6206 | 0 | SPP_S -SPP_S
3B6 S-S: WAUK 90343--POTTER_ | 559 | -559 | 2 | 2 | 0 | 1.6056 | 0 | SPP_S -SPP_S
3B8 S-R: MUSKOGE7-FTSMITH7 f | 956 | -956 | 0 | 0 | 0 | 0 | 0 | SPP_S -SPP_S
3B9 S-R: MUSKOGE7-FTSMITH7 f | 956 | -956 | 0 | 0 | 0 | 0 | 0 | SPP_S -SPP_S
3BA S-R: TENRUSK7-CROCKET7 f | 789 | -789 | 0 | 0 | 0 | 0 | 0 | SPP_S -SPP_S
3BB S-R: TENRUSK7-CROCKET7 f | 789 | -789 | 0 | 0 | 0 | 0 | 0 | SPP_S -SPP_S
3BC S-R: TENRUSK7-CROCKET7 f | 789 | -789 | 0 | 0 | 0 | 0 | 0 | SPP_S -SPP_S
3BD S-R: TENRUSK7-CROCKET7 | 717 | -717 | 0 | 0 | 0 | 0 | 0 | SPP_S -SPP_S
3BE S-R: MUSKOGE7-FTSMITH7 f | 956 | -956 | 0 | 0 | 0 | 0 | 0 | SPP_S -SPP_S
3BF S-R: TENRUSK7-CROCKET7 f | 789 | -789 | 0 | 0 | 0 | 0 | 0 | SPP_S -SPP_S
3C0 S-R: DOLHILL7-DOLHILL6 f | 717 | -717 | 31 | 0 | 31 | 0 | -757.1635 | SPP_S -SPP_S
3C1 S-R: MUSKOGE7-FTSMITH7 f | 956 | -956 | 0 | 0 | 0 | 0 | 0 | SPP_S -SPP_S
3C2 S-R: FTSMITH7-FTSMITH1 | 660 | -660 | 0 | 0 | 0 | 0 | 0 | SPP_S -SPP_S
3C3 S-R: MUSKOGE7-FTSMITH7 f | 956 | -956 | 0 | 0 | 0 | 0 | 0 | SPP_S -SPP_S
3C4 S-R: FTSMITH1-FTSMITH8 | 660 | -660 | 0 | 0 | 0 | 0 | 0 | SPP_S -SPP_S
3C5 S-R: FTSMITH7-FTSMITH1 f | 720 | -720 | 0 | 0 | 0 | 0 | 0 | SPP_S -SPP_S
3C6 S-R: FTSMITH1-FTSMITH8 f | 720 | -720 | 0 | 0 | 0 | 0 | 0 | SPP_S -SPP_S
3C7 S-R: TENRUSK7-CROCKET7 f | 789 | -789 | 0 | 0 | 0 | 0 | 0 | SPP_S -SPP_S
3C8 S-R: MUSKOGE7-FTSMITH7 f | 956 | -956 | 0 | 0 | 0 | 0 | 0 | SPP_S -SPP_S
3C9 S-R: MUSKOGE7-FTSMITH7 f | 956 | -956 | 0 | 0 | 0 | 0 | 0 | SPP_S -SPP_S
3CA S-R: FTSMITH7-FTSMITH1 f | 720 | -720 | 0 | 0 | 0 | 0 | 0 | SPP_S -SPP_S
3CB S-S: DELWARE7-NEOSHO 7 f | 956 | -956 | 0 | 0 | 0 | 0 | 0 | SPP_S -SPP_N
3CC S-S: N.E.S.-7-DELWARE7 | 1011 | -1011 | 0 | 0 | 0 | 0 | 0 | SPP_S -SPP_S
3CD S-S: DELWARE7-NEOSHO 7 f | 956 | -956 | 0 | 0 | 0 | 0 | 0 | SPP_S -SPP_N
3CE S-S: 8CAJUN2-8FANCY fl 8 | 2048 | -2048 | 1 | 1 | 0 | 3.3431 | 0 | ENTERGY -ENTERGY
3CF S-S: N.E.S.-7-DELWARE7 f | 1176 | -1176 | 0 | 0 | 0 | 0 | 0 | SPP_S -SPP_S
3D0 S-S: N.E.S.-7-DELWARE7 f | 1176 | -1176 | 0 | 0 | 0 | 0 | 0 | SPP_S -SPP_S
3D2 S-S: WWRDEHV7-COMANCH5 f | 1305 | -1305 | 0 | 0 | 0 | 0 | 0 | SPP_S -SPP_S
3D3 S-S: DELWARE7-NEOSHO 7 f | 956 | -956 | 0 | 0 | 0 | 0 | 0 | SPP_S -SPP_N
3D4 S-S: 8BYLBUT-8WGLEN fl 8 | 1732 | -1732 | 0 | 0 | 0 | 0 | 0 | ENTERGY -ENTERGY
3D5 S-S: N.E.S.-7-DELWARE7 f | 1176 | -1176 | 0 | 0 | 0 | 0 | 0 | SPP_S -SPP_S
3D6 S-S: DELWARE7-NEOSHO 7 f | 956 | -956 | 0 | 0 | 0 | 0 | 0 | SPP_S -SPP_N
3D7 S-S: DELWARE7-NEOSHO 7 f | 956 | -956 | 0 | 0 | 0 | 0 | 0 | SPP_S -SPP_N
3D8 S-S: MUSKOGE7-CLARKSV7 f | 1055 | -1055 | 38 | 38 | 0 | 36.6969 | 0 | SPP_S -SPP_S
3D9 S-S: DELWARE7-NEOSHO 7 f | 956 | -956 | 0 | 0 | 0 | 0 | 0 | SPP_S -SPP_N
3DA S-S: DELWARE7-NEOSHO 7 f | 956 | -956 | 0 | 0 | 0 | 0 | 0 | SPP_S -SPP_N
3DB T-R: 8MCADAM-6MCADAM fl | 560 | -560 | 64 | 64 | 0 | 17.394 | 0 | ENTERGY -ENTERGY
3DC T-R: 6BATESV-6ENID 2 fl | 480 | -480 | 0 | 0 | 0 | 0 | 0 | ENTERGY -ENTERGY
3DD T-R: 6ENID 2-6OAKLAND fl | 480 | -480 | 0 | 0 | 0 | 0 | 0 | ENTERGY -ENTERGY
3DE T-R: 8MCADAM-6MCADAM fl | 615 | -615 | 0 | 0 | 0 | 0 | 0 | ENTERGY -ENTERGY
3DF T-R: 6OAKLAND-6TILTOB fl | 480 | -480 | 0 | 0 | 0 | 0 | 0 | ENTERGY -ENTERGY
3E0 T-R: 6MCADAM-6PICKNS fl | 796 | -796 | 0 | 0 | 0 | 0 | 0 | ENTERGY -ENTERGY
3E3 T-R: 6CANTONS-6YANDEL fl | 462 | -462 | 0 | 0 | 0 | 0 | 0 | ENTERGY -ENTERGY
3E6 T-L: 8WID CRK FP-8SEQUOY | 1732 | -1732 | 274 | 274 | 0 | 163.6812 | 0 | TVA -TVA
3E7 T-L: 8PINEVL-7PINEVIL fl | 580 | -580 | 2 | 0 | 2 | 0 | -35.9842 | NON_RTO_-NON_RTO_
3E9 T-L: 8PINEVL-7PINEVIL fl | 580 | -580 | 0 | 0 | 0 | 0 | 0 | NON_RTO_-NON_RTO_
3EC T-L: 8PINEVL-7PINEVIL fl | 580 | -580 | 0 | 0 | 0 | 0 | 0 | NON_RTO_-NON_RTO_
3ED T-L: 8PINEVL-7PINEVIL fl | 580 | -580 | 0 | 0 | 0 | 0 | 0 | NON_RTO_-NON_RTO_
3EE T-L: 8PINEVL-7PINEVIL fl | 580 | -580 | 0 | 0 | 0 | 0 | 0 | NON_RTO_-NON_RTO_
3EF T-L: 8PINEVL-7PINEVIL fl | 580 | -580 | 0 | 0 | 0 | 0 | 0 | NON_RTO_-NON_RTO_
3F1 T-L: 8PINEVL-7PINEVIL fl | 580 | -580 | 0 | 0 | 0 | 0 | 0 | NON_RTO_-NON_RTO_
3F2 T-L: 8BULL RUN F-8VOLUNT | 2598 | -2598 | 0 | 0 | 0 | 0 | 0 | TVA -TVA
3F9 T-P: 8PHIPPS B N-05NAGEL | 1559 | -1559 | 0 | 0 | 0 | 0 | 0 | TVA -PJM_REST
3FB T-P: 8CONASAUG C-8CONASA | 3429 | -3429 | 0 | 0 | 0 | 0 | 0 | SOCO -SOCO
3FE T-P: 05CLOVRD-05CLOVRD f | 1752 | -1752 | 147 | 147 | 0 | 47.7279 | 0 | PJM_REST-PJM_REST
402 T-G: 6DALTON 6-6OOSTANAU | 664 | -664 | 1589 | 1589 | 0 | 191.463 | 0 | SOCO -SOCO
403 T-G: 6DALTON 6-6OOSTANAU | 664 | -664 | 95 | 95 | 0 | 577.7908 | 0 | SOCO -SOCO
404 T-G: 8SEQUOYAH N-8BRADLE | 2598 | -2598 | 726 | 726 | 0 | 167.1153 | 0 | TVA -TVA
406 T-G: 6WID CRK FP-6CRAWFI | 631 | -631 | 1031 | 1031 | 0 | 249.0183 | 0 | TVA -TVA
407 T-G: 6WID CRK FP-6CRAWFI | 631 | -631 | 83 | 83 | 0 | 603.5681 | 0 | TVA -TVA
409 T-G: 8MCGRAU FOR-6MCGRAU | 2016 | -2016 | 56 | 56 | 0 | 295.6906 | 0 | SOCO -SOCO
40A T-G: 6DALTON 6-6OOSTANAU | 664 | -664 | 76 | 76 | 0 | 120.2681 | 0 | SOCO -SOCO
40B T-G: 8CONASAUG C-8CONASA | 3429 | -3429 | 0 | 0 | 0 | 0 | 0 | SOCO -SOCO
40C V-P: 6PERSON-6HALIFAX fl | 608 | -608 | 64 | 64 | 0 | 12.7913 | 0 | VACAR -PJM_REST
40D V-P: 6PERSON-6HALIFAX fl | 608 | -608 | 0 | 0 | 0 | 0 | 0 | VACAR -PJM_REST
40E V-P: 6PERSON-6HALIFAX fl | 608 | -608 | 0 | 0 | 0 | 0 | 0 | VACAR -PJM_REST
40F V-P: 6PERSON-6HALIFAX fl | 608 | -608 | 0 | 0 | 0 | 0 | 0 | VACAR -PJM_REST
411 V-P: 6PERSON-6HALIFAX fl | 608 | -608 | 0 | 0 | 0 | 0 | 0 | VACAR -PJM_REST
412 V-P: 6PERSON-6HALIFAX fl | 608 | -608 | 0 | 0 | 0 | 0 | 0 | VACAR -PJM_REST
414 V-P: 6PERSON-6HALIFAX fl | 608 | -608 | 0 | 0 | 0 | 0 | 0 | VACAR -PJM_REST
415 V-P: 6PERSON-6HALIFAX fl | 608 | -608 | 0 | 0 | 0 | 0 | 0 | VACAR -PJM_REST
416 V-P: 6PERSON-6HALIFAX | 608 | -608 | 0 | 0 | 0 | 0 | 0 | VACAR -PJM_REST
417 V-P: 6HALIFAX-6CLOVER fl | 797 | -797 | 0 | 0 | 0 | 0 | 0 | PJM_REST-PJM_REST
418 V-P: 6HALIFAX-6CLOVER fl | 797 | -797 | 0 | 0 | 0 | 0 | 0 | PJM_REST-PJM_REST
419 V-P: 6PA-GRNV-6EVERETS f | 476 | -476 | 0 | 0 | 0 | 0 | 0 | VACAR -PJM_REST
41A V-P: 6PA-GRNV-6EVERETS f | 476 | -476 | 0 | 0 | 0 | 0 | 0 | VACAR -PJM_REST
41B V-P: 05J.FERR-05J.FERR f | 1845 | -1845 | 0 | 0 | 0 | 0 | 0 | PJM_REST-PJM_REST
41C V-P: 05J.FERR-05J.FERR f | 1845 | -1845 | 0 | 0 | 0 | 0 | 0 | PJM_REST-PJM_REST
41D V-P: 05J.FERR-05J.FERR f | 1845 | -1845 | 0 | 0 | 0 | 0 | 0 | PJM_REST-PJM_REST
41E V-P: 05J.FERR-05J.FERR | 1635 | -1635 | 0 | 0 | 0 | 0 | 0 | PJM_REST-PJM_REST
41F V-P: 05J.FERR-05J.FERR f | 1845 | -1845 | 0 | 0 | 0 | 0 | 0 | PJM_REST-PJM_REST
420 V-G: 6MIDDLE FOR-6KATFIS | 596 | -596 | 745 | 745 | 0 | 577.9002 | 0 | SOCO -SOCO
421 V-G: 6KATFISH KO-6CLERMO | 596 | -596 | 301 | 301 | 0 | 745.3499 | 0 | SOCO -SOCO
422 V-G: 6RUSSEL-6LEXINGTON | 596 | -596 | 783 | 783 | 0 | 219.3759 | 0 | SOCO -SOCO
423 V-G: 6LEXINGTON-6R_E WAT | 602 | -602 | 17 | 17 | 0 | 423.9106 | 0 | SOCO -SOCO
424 V-G: 8OCONEE-8MIDDLE FOR | 2598 | -2598 | 11 | 11 | 0 | 60.3584 | 0 | VACAR -SOCO
425 V-G: 8OCONEE-8MIDDLE FOR | 2598 | -2598 | 0 | 0 | 0 | 0 | 0 | VACAR -SOCO
426 V-G: 6R_E WATKNV-6E WATK | 662 | -662 | 0 | 0 | 0 | 0 | 0 | SOCO -SOCO
427 V-G: 6HW ENERGY-6BIO fl | 828 | -828 | 0 | 0 | 0 | 0 | 0 | SOCO -SOCO
428 V-T: 8OCONEE-8MIDDLE FOR | 2598 | -2598 | 0 | 0 | 0 | 0 | 0 | VACAR -SOCO
429 V-T: 8OCONEE-8MIDDLE FOR | 2598 | -2598 | 0 | 0 | 0 | 0 | 0 | VACAR -SOCO
42A V-T: 8OCONEE-8MIDDLE FOR | 2598 | -2598 | 0 | 0 | 0 | 0 | 0 | VACAR -SOCO
42C V-T: 8OCONEE-8MIDDLE FOR | 2598 | -2598 | 0 | 0 | 0 | 0 | 0 | VACAR -SOCO
42D V-T: 8OCONEE-8MIDDLE FOR | 2598 | -2598 | 0 | 0 | 0 | 0 | 0 | VACAR -SOCO
42E R-R: 8KEO-8WM-EHV fl 8IS | 1732 | -1732 | 2 | 2 | 0 | 31.8359 | 0 | ENTERGY -ENTERGY
42F R-R: 8ANO 50-8P HILL fl | 1732 | -1732 | 0 | 0 | 0 | 0 | 0 | ENTERGY -ENTERGY
430 R-R: 8G.GULF-8FRKLIN fl | 2598 | -2598 | 0 | 0 | 0 | 0 | 0 | ENTERGY -ENTERGY
431 R-R: 8MCKNT-8COLY 5 fl | 2598 | -2598 | 0 | 0 | 0 | 0 | 0 | ENTERGY -ENTERGY
432 R-R: 6A.A.C.-6LICAR fl 8 | 685 | -685 | 0 | 0 | 0 | 0 | 0 | ENTERGY -ENTERGY
433 R-R: 6WATFRD-6TEZCUCO fl | 639 | -639 | 0 | 0 | 0 | 0 | 0 | ENTERGY -ENTERGY
434 R-R: 8COLY 5-6COLY 2 f | 1200 | -1200 | 0 | 0 | 0 | 0 | 0 | ENTERGY -ENTERGY
435 R-R: 3TEREBN-3GRENWD fl | 227 | -227 | 53 | 53 | 0 | 18.0289 | 0 | ENTERGY -ENTERGY
436 R-R: 8MTOLIV-8HARTBRG fl | 1050 | -1050 | 10 | 10 | 0 | 2.8167 | 0 | ENTERGY -ENTERGY
437 R-R: 6CHINA-6CHPTSR1 fl | 837 | -837 | 0 | 0 | 0 | 0 | 0 | ENTERGY -ENTERGY
438 R-R: 8NELSON-6NLSON fl 8 | 560 | -560 | 6 | 6 | 0 | 4.8847 | 0 | ENTERGY -ENTERGY
439 R-R: 6SABINE-6BTHREE fl | 685 | -685 | 0 | 0 | 0 | 0 | 0 | ENTERGY -ENTERGY
43A R-R: 8HARTBRG-6HARTBRG f | 800 | -800 | 0 | 0 | 0 | 0 | 0 | ENTERGY -ENTERGY
43B R-R: 6JACINTO-6PEACHCREE | 501 | -501 | 0 | 0 | 0 | 0 | 0 | ENTERGY -ENTERGY
43C R-R: 8MCADAM-6MCADAM fl | 615 | -615 | 9 | 9 | 0 | 33.0316 | 0 | ENTERGY -ENTERGY
43D R-R: 8WH BLF-8KEO fl 8KN | 2165 | -2165 | 0 | 0 | 0 | 0 | 0 | ENTERGY -ENTERGY
43E R-R: 7BLAND-7FRANKS fl 7 | 1273 | -1273 | 0 | 0 | 0 | 0 | 0 | MISO_MO_-ENTERGY
43F R-R: 7ST FRANC-7LUTESVIL | 1195 | -1195 | 0 | 0 | 0 | 0 | 0 | MISO_MO_-MISO_MO_
440 R-R: 6WATFRD-6TEZCUCO fl | 639 | -639 | 0 | 0 | 0 | 0 | 0 | ENTERGY -ENTERGY
441 R-R: 8WEBRE-8BYLBUT fl 8 | 2295 | -2295 | 0 | 0 | 0 | 0 | 0 | ENTERGY -ENTERGY
442 O-O: ALGOMA_TS-MISSISSAG | 427 | -427 | 5368 | 0 | 5368 | 0 | -69.2079 | IESO -IESO
443 O-O: MT_CHUTE_J-MASSANOG | 250 | -250 | 236 | 236 | 0 | 333.0355 | 0 | IESO -IESO
444 O-Y: BECK_#2_TS-BECK_#2P | 1760 | -1620 | 29 | 29 | 0 | 1.6139 | 0 | IESO -IESO
445 O-Y: ST_LAWR_R33-ST_LAWR | 300 | -300 | 6130 | 4198 | 1932 | 1.6144 | -1.285 | IESO -IESO
448 Y-O: WHITESH7-WHSL2PH7 | 325 | -9988 | 0 | 0 | 0 | 0 | 0 | MAPP_CA -MAPP_CA
449 O-C: WHITESH7-WHSL2PH7 | 288 | -9988 | 2 | 2 | 0 | 3.2318 | 0 | MAPP_CA -MAPP_CA
44A M-O: LAMBTON_P1K1-LAMBTO | 1600 | -2000 | 3 | 3 | 0 | 0.0031802 | 0 | IESO -IESO
44C M-O: FT_FRANCES-INTPHAS7 | 100 | -150 | 1175 | 590 | 585 | 7.5144 | -2.4289 | IESO -MISO_W
44E O-O: BECK_#2_TS-NIA_WEST | 1800 | -1800 | 0 | 0 | 0 | 0 | 0 | IESO -IESO