## Title
Future 3 Sensitivity 1: Federal Carbon at State/Regional Implementation, Soft Transmission Constraint, 75% Overload Charges
"The results presented herein use modeling assumptions developed by EIPC, EIPC stakeholders and CRA for purposes of EIPC capacity expansion modeling. As such, these results do not necessarily reflect the opinions or views of CRA or any individual EIPC stakeholder."

## Build Summary
EI New Build Summary
EI New Builds by Type
|  | Additions |  |  | Retirements
| 2010 | 2015 | 2020 | 2030 | 2015 | 2020 | 2030 | Total
Coal | 271.9154 | 8.4766 | 0 | 0 | 150.8627 | 70.2212 | 24.1979 | 35.1104
Nuclear | 99.849 | 2.7406 | 4.53 | 28.6794 | 0 | 0.6145 | 1.4882 | 133.6962
CC | 132.682 | 90.0656 | 55.1607 | 0.04905 | 6.9789 | 3.0205 | 11.8419 | 256.1161
CT | 120.329 | 4.6917 | 0.3 | 0.15496 | 3.8512 | 0 | 16.2432 | 105.3812
Steam Oil/Gas | 74.547 | 0 | 0 | 0 | 46.0496 | 0 | 10.0961 | 18.4013
Hydro | 44.6048 | 0 | 1.199 | 6.03 | 0 | 0 | 0 | 51.8338
On-Shore Wind | 18.707 | 22.1949 | 55.6866 | 98.2332 | 0 | 0 | 0 | 194.8217
Off-Shore Wind | 0 | 0.469 | 0 | 1.1 | 0 | 0 | 0 | 1.569
Other Renewable | 3.613 | 2.3484 | 3.2929 | 3.7552 | 0 | 0 | 0 | 13.0095
New HQ/Maritimes | 0 | 0 | 0 | 2.5 | 0 | 0 | 0 | 2.5
Other | 17.054 | 0 | 0 | 0 | 0 | 0 | 0 | 17.054
Total w/o DR | 783.3012 | 130.9868 | 120.1692 | 140.5018 | 207.7424 | 73.8562 | 63.8673 | 829.4932
DR | 33.1 | -1.344 | 16.8375 | 22.1146 | 0 | 0 | 0 | 70.7081
Total w/DR | 816.4012 | 129.6427 | 137.0067 | 162.6165 | 207.7424 | 73.8562 | 63.8673 | 900.2012
EI New Builds by Region
| EI Cumulative New Builds |  |  |  | EI Cumulative New CCs |  |  |  | EI Cumulative New On-Shore Wind |  |  |  | EI Cumulative Coal Retirements
| 2015 | 2020 | 2030 |  |  | 2015 | 2020 | 2030 |  | 2015 | 2020 | 2030 |  | 2015 | 2020 | 2030
ENT | 4088.58 | 8900.84 | 9037.63 |  | ENT | 3198.29 | 7949.02 | 7949.02 | ENT | 0 | 0 | 0 | ENT | 1246.26 | 8308.9 | 8308.9
FRCC | 15223.19 | 15223.19 | 29149.11 |  | FRCC | 12513.86 | 12513.86 | 12513.86 | FRCC | 0 | 0 | 0 | FRCC | 7107.4 | 8211.4 | 8211.4
IESO | 5144.99 | 5144.99 | 5395.49 |  | IESO | 1263 | 1263 | 1263 | IESO | 2105.9 | 2105.9 | 2105.9 | IESO | 6416 | 6416 | 6416
MAPP_CA | 584.16 | 1279.16 | 5234.16 |  | MAPP_CA | 281.76 | 281.76 | 281.76 | MAPP_CA | 302.4 | 302.4 | 302.4 | MAPP_CA | 1076.84 | 1637.17 | 1745.9
MAPP_US | 729.6 | 7294.98 | 11694.82 |  | MAPP_US | 0 | 0 | 0 | MAPP_US | 421.3 | 6986.68 | 11159.89 | MAPP_US | 1891.09 | 2608.34 | 3459.98
MISO_IN | 1636.16 | 23838.52 | 23918.64 |  | MISO_IN | 1018.16 | 22994.69 | 22994.69 | MISO_IN | 0 | 0 | 0 | MISO_IN | 7202.7 | 10255.7 | 10255.7
MISO_MI | 3140.05 | 3282.11 | 3381.68 |  | MISO_MI | 1140.05 | 1140.05 | 1140.05 | MISO_MI | 2000 | 2081.38 | 2081.38 | MISO_MI | 6340 | 10792 | 10792
MISO_MO-IL | 2090 | 2090 | 8193.33 |  | MISO_MO-IL | 0 | 0 | 0 | MISO_MO-IL | 300 | 300 | 5900 | MISO_MO-IL | 4855.63 | 12967.7 | 12967.7
MISO_W | 2894.83 | 2894.83 | 40593.31 |  | MISO_W | 0 | 0 | 0 | MISO_W | 2800.5 | 2800.5 | 40427.31 | MISO_W | 4076.19 | 9507.73 | 10835.19
MISO_WUMS | 10152.64 | 10153.64 | 11292.73 |  | MISO_WUMS | 8333.74 | 8333.74 | 8333.74 | MISO_WUMS | 968.9 | 968.9 | 968.9 | MISO_WUMS | 4191.1 | 6393.2 | 6393.2
NE | 626.85 | 2493.82 | 2565.49 |  | NE | 192.75 | 2059.72 | 2059.72 | NE | 202 | 202 | 202 | NE | 0 | 3195.8 | 3195.8
NEISO | 3384.16 | 6186.59 | 8798.2 |  | NEISO | 2049.5 | 2049.5 | 2049.5 | NEISO | 231.2 | 2741.13 | 5280 | NEISO | 2250.13 | 2570.13 | 2570.13
NonRTO_Midwest | 3093.05 | 5771.67 | 6677.92 |  | NonRTO_Midwest | 3093.05 | 5771.67 | 5771.67 | NonRTO_Midwest | 0 | 0 | 0 | NonRTO_Midwest | 4409.7 | 7198.03 | 8794.19
NYISO_A-F | 3289.7 | 3999.5 | 6979.14 |  | NYISO_A-F | 639 | 639 | 639 | NYISO_A-F | 2476.3 | 3186.1 | 6097.81 | NYISO_A-F | 2251.9 | 2251.9 | 2251.9
NYISO_G-I | 0 | 60 | 483.38 |  | NYISO_G-I | 0 | 0 | 49.05 | NYISO_G-I | 0 | 60 | 360 | NYISO_G-I | 368.2 | 368.2 | 368.2
NYISO_J-K | 1207.4 | 1207.4 | 1281.73 |  | NYISO_J-K | 1175.4 | 1175.4 | 1175.4 | NYISO_J-K | 0 | 0 | 0 | NYISO_J-K | 0 | 0 | 0
PJM_E | 5940.05 | 6072.95 | 7172.95 |  | PJM_E | 4634.3 | 4634.3 | 4634.3 | PJM_E | 1150 | 1150 | 1150 | PJM_E | 2804 | 3372 | 3372
PJM_ROM | 2243.7 | 4614.2 | 6220.77 |  | PJM_ROM | 1678.5 | 1678.5 | 1678.5 | PJM_ROM | 479.8 | 1230 | 1230 | PJM_ROM | 14625.5 | 15859.5 | 16380.5
PJM_ROR | 30209.34 | 38459.2 | 83786 |  | PJM_ROR | 19210.24 | 26277.16 | 26277.16 | PJM_ROR | 8325.7 | 8517.4 | 53600 | PJM_ROR | 35025.28 | 47134.53 | 53470.2
SOCO | 7326.58 | 14475.82 | 23116.44 |  | SOCO | 7201.58 | 12150.82 | 12150.82 | SOCO | 0 | 0 | 0 | SOCO | 17250 | 21380.07 | 23408.7
SPP_N | 2250.57 | 16546.56 | 16641.56 |  | SPP_N | 1785.53 | 1785.53 | 1785.53 | SPP_N | 0 | 14295.99 | 14295.99 | SPP_N | 621 | 2718.5 | 5354.17
SPP_S | 1830.99 | 36200.41 | 37877.41 |  | SPP_S | 0 | 7046.3 | 7046.3 | SPP_S | 430 | 27453.12 | 27453.12 | SPP_S | 3557.13 | 10693.93 | 12594.93
TVA | 6311.41 | 11136.85 | 11294.38 |  | TVA | 4613.52 | 9438.96 | 9438.96 | TVA | 0 | 0 | 0 | TVA | 10405 | 12509 | 15159
VACAR | 17588.76 | 23828.74 | 28371.51 |  | VACAR | 16043.4 | 16043.4 | 16043.4 | VACAR | 0.9 | 3500 | 3500 | VACAR | 12891.6 | 14734.08 | 18976
| 130986.76 | 251155.97 | 389157.78 |  |  | 90065.63 | 145226.38 | 145275.43 |  | 22194.9 | 77881.5 | 176114.7 |  | 150862.65 | 221083.81 | 245281.69

## Generation
#1 | Total Generation (GWh)
Total Generation by Reporting Type: Entergy
ReportingType | 2015 | 2020 | 2025 | 2030 | 2035 | 2040
BM | 0 | 0 | 0 | 0 | 27013 | 75221.06
CC | 73708.97 | 105649.51 | 104545.92 | 91518.71 | 43809.73 | 12528.1
CSP | 0 | 0 | 0 | 0 | 0 | 0
CT | 0 | 0 | 0 | 0 | 0 | 0
Coal | 58462 | 5536.46 | 596.17 | 0 | 0 | 0
Geo | 0 | 0 | 0 | 0 | 0 | 0
H | 153 | 153 | 153 | 153 | 3824.34 | 3824.34
LFG | 63.07 | 63.07 | 909.81 | 909.81 | 909.81 | 909.81
Nuc | 42234.08 | 42234.08 | 42234.08 | 42234.08 | 59085.91 | 51319.88
PS | 24.19 | 24.19 | 24.19 | 24.19 | 12.39 | 150.45
PV | 0.57 | 119.14 | 175.77 | 175.77 | 175.77 | 178.45
PeakG | 0 | 0 | 0 | 0 | 0 | 0
PeakO | 0 | 0 | 0 | 0 | 0 | 0
ST | 0 | 0 | 0 | 0 | 0 | 0
STOG | 289.96 | 478.73 | 0 | 0 | 0 | 0
STWD | 20.39 | 76.01 | 131.63 | 887.43 | 1443.65 | 1125.38
WT | 315.27 | 315.27 | 315.27 | 315.27 | 315.27 | 315.27
IGCC | 0 | 0 | 0 | 0 | 0 | 0
DemandResponse | 0 | 0 | 0 | 0 | 0 | 0
IGCC-CCS | 0 | 0 | 0 | 0 | 0 | 0
WT_off | 0 | 0 | 0 | 0 | 0 | 0
PseudoUnit | 0 | 0 | 0 | 0 | 0 | 0
FixedInterchange | 0 | 0 | 0 | 0 | 0 | 0
Total Generation by Reporting Type: FRCC
ReportingType | 2015 | 2020 | 2025 | 2030 | 2035 | 2040
BM | 0 | 0 | 0 | 0 | 0 | 11160.56
CC | 194477.06 | 202117.63 | 197218.95 | 115516.23 | 48115 | 30457.14
CSP | 0 | 0 | 0 | 0 | 0 | 0
CT | 486.48 | 835.61 | 949.79 | 331.07 | 0 | 0
Coal | 17431.89 | 5974.58 | 883.01 | 913.04 | 2977.19 | 3471.41
Geo | 0 | 0 | 0 | 0 | 0 | 0
H | 27.85 | 27.85 | 27.85 | 27.85 | 27.85 | 27.85
LFG | 3831.62 | 3831.62 | 5392.66 | 5392.66 | 5392.66 | 5392.66
Nuc | 32180.57 | 32180.57 | 54608.31 | 139112.68 | 196048.27 | 211084.4
PS | 0 | 0 | 0 | 0 | 0 | 0
PV | 134.03 | 134.03 | 134.03 | 134.03 | 134.03 | 134.03
PeakG | 386.6 | 614.5 | 730.29 | 64.27 | 79.39 | 69.33
PeakO | 0 | 0 | 0 | 0 | 0 | 0
ST | 0 | 0 | 0 | 0 | 0 | 0
STOG | 88.07 | 88.07 | 0 | 0 | 0 | 0
STWD | 131.4 | 251.75 | 1366.56 | 1366.56 | 1366.56 | 843.8
WT | 0 | 0 | 0 | 0 | 0 | 0
IGCC | 0 | 0 | 0 | 0 | 0 | 0
DemandResponse | 0 | 0 | 0 | 0 | 0 | 0
IGCC-CCS | 0 | 0 | 0 | 0 | 0 | 0
WT_off | 0 | 0 | 0 | 0 | 0 | 0
PseudoUnit | 0 | 0 | 0 | 0 | 0 | 0
FixedInterchange | 0 | 0 | 0 | 0 | 0 | 0
Total Generation by Reporting Type: MAPP_US
ReportingType | 2015 | 2020 | 2025 | 2030 | 2035 | 2040
BM | 0 | 0 | 0 | 0 | 261.07 | 379.99
CC | 1364.03 | 202.17 | 305.21 | 190.7 | 190.7 | 56.33
CSP | 0 | 0 | 0 | 0 | 0 | 0
CT | 0 | 0 | 0 | 0 | 0 | 0
Coal | 11100.46 | 3702.58 | 32.74 | 0 | 0 | 0
Geo | 354.6 | 354.6 | 354.6 | 354.6 | 354.6 | 354.6
H | 10150.02 | 10150.02 | 10150.02 | 10150.02 | 10150.02 | 10150.02
LFG | 15.77 | 15.77 | 15.77 | 580.79 | 580.79 | 580.79
Nuc | 0.01 | 0.04 | 0.04 | 0.07 | 0.78 | 0.48
PS | 0 | 0 | 0 | 0 | 0 | 0
PV | 0 | 0 | 0 | 0 | 0 | 0
PeakG | 56.72 | 68.21 | 84.64 | 90.12 | 68.21 | 49.07
PeakO | 0 | 0 | 0 | 0 | 0 | 0
ST | 0 | 0 | 0 | 0 | 0 | 0
STOG | 0 | 0 | 0 | 0 | 0 | 0
STWD | 0 | 0 | 0 | 0 | 0 | 0
WT | 5908.78 | 28872.96 | 43469.91 | 43469.91 | 43469.91 | 43469.91
IGCC | 0 | 0 | 0 | 0 | 0 | 0
DemandResponse | 0 | 0 | 0 | 0 | 0 | 0
IGCC-CCS | 0 | 0 | 0 | 0 | 0 | 0
WT_off | 0 | 0 | 0 | 0 | 0 | 0
PseudoUnit | 0 | 0 | 0 | 0 | 0 | 0
FixedInterchange | 0 | 0 | 0 | 0 | 0 | 0
Total Generation by Reporting Type: MISO_IN
ReportingType | 2015 | 2020 | 2025 | 2030 | 2035 | 2040
BM | 0 | 0 | 0 | 0 | 0 | 45875.85
CC | 11929.78 | 179054.36 | 180596.3 | 164098.49 | 142598.07 | 31501.18
CSP | 0 | 0 | 0 | 0 | 0 | 0
CT | 0 | 0 | 0 | 0 | 0 | 0
Coal | 50417.35 | 21320.28 | 2835.08 | 4930.7 | 14181.47 | 14551.6
Geo | 0 | 0 | 0 | 0 | 0 | 0
H | 417.2 | 417.2 | 417.2 | 417.2 | 417.2 | 417.2
LFG | 291.71 | 291.71 | 923.41 | 923.41 | 923.41 | 923.41
Nuc | 0.02 | 0.04 | 0.04 | 0.07 | 0.78 | 4582.83
PS | 0 | 0 | 0 | 0 | 0 | 0
PV | 0 | 375.88 | 375.88 | 375.88 | 375.88 | 375.79
PeakG | 0 | 0 | 0 | 0 | 0 | 0
PeakO | 0 | 0 | 0 | 0 | 0 | 0
ST | 0 | 0 | 0 | 0 | 0 | 0
STOG | 28.64 | 28.64 | 28.64 | 7.17 | 0 | 0
STWD | 0 | 0 | 0 | 0 | 0 | 0
WT | 1553.06 | 1553.06 | 1553.06 | 1553.06 | 1553.06 | 1553.06
IGCC | 4427.31 | 4427.31 | 640.04 | 0 | 0 | 0
DemandResponse | 0 | 0 | 0 | 0 | 0 | 0
IGCC-CCS | 0 | 0 | 0 | 0 | 0 | 0
WT_off | 0 | 0 | 0 | 0 | 0 | 0
PseudoUnit | 0 | 0 | 0 | 0 | 0 | 0
FixedInterchange | 0 | 0 | 0 | 0 | 0 | 0
Total Generation by Reporting Type: MISO_MI
ReportingType | 2015 | 2020 | 2025 | 2030 | 2035 | 2040
BM | 0 | 0 | 0 | 0 | 0 | 35856.75
CC | 18961.12 | 17277.99 | 18635.91 | 11609.65 | 9410.73 | 384.64
CSP | 0 | 0 | 0 | 0 | 0 | 0
CT | 0 | 0 | 0 | 0 | 0 | 0
Coal | 25568.85 | 0 | 0 | 0 | 0 | 0
Geo | 0 | 0 | 0 | 0 | 0 | 0
H | 410 | 410 | 410 | 410 | 410 | 410
LFG | 1285.09 | 1763.52 | 2548.5 | 2548.5 | 2548.5 | 2548.5
Nuc | 14714.16 | 14714.16 | 14714.16 | 14714.16 | 19832.02 | 55299.59
PS | 861.12 | 767.52 | 767.52 | 767.52 | 539.14 | 4773.6
PV | 0 | 0 | 0 | 0 | 0 | 0
PeakG | 14.54 | 0 | 0 | 0 | 0 | 0
PeakO | 0 | 0 | 0 | 0 | 0 | 0
ST | 0 | 0 | 0 | 0 | 0 | 0
STOG | 283.11 | 90.08 | 144.24 | 0 | 0 | 0
STWD | 1142.3 | 1142.3 | 944.29 | 957.17 | 1142.3 | 1142.3
WT | 5161.16 | 5379.84 | 5379.84 | 5379.84 | 5379.84 | 5379.84
IGCC | 0 | 0 | 0 | 0 | 0 | 0
DemandResponse | 0 | 0 | 0 | 0 | 0 | 0
IGCC-CCS | 0 | 0 | 0 | 0 | 0 | 0
WT_off | 0 | 0 | 0 | 0 | 0 | 0
PseudoUnit | 0 | 0 | 0 | 0 | 0 | 0
FixedInterchange | 0 | 0 | 0 | 0 | 0 | 0
Total Generation by Reporting Type: MISO_MO-IL
ReportingType | 2015 | 2020 | 2025 | 2030 | 2035 | 2040
BM | 0 | 0 | 0 | 0 | 0 | 1002.92
CC | 2714.07 | 3096.58 | 3208.2 | 983.51 | 881.82 | 305.63
CSP | 0 | 0 | 0 | 0 | 0 | 0
CT | 0 | 0 | 0 | 0 | 0 | 0
Coal | 73503.58 | 16810.22 | 3188.73 | 881.69 | 2936.49 | 2936.49
Geo | 0 | 0 | 0 | 0 | 0 | 0
H | 1317.1 | 1317.1 | 2690.42 | 2690.42 | 2690.42 | 2690.42
LFG | 141.91 | 141.91 | 225.27 | 1902.67 | 1902.67 | 1902.67
Nuc | 17393.71 | 17393.71 | 17393.71 | 17393.71 | 17393.71 | 17393.71
PS | 202.4 | 180.4 | 312.4 | 312.4 | 180.4 | 1122
PV | 0 | 0 | 0 | 0 | 0 | 0
PeakG | 117.3 | 441.61 | 103.49 | 433.37 | 422.19 | 173.61
PeakO | 0 | 0 | 0 | 0 | 0 | 0
ST | 0 | 0 | 0 | 0 | 0 | 0
STOG | 5.26 | 18.42 | 0 | 0 | 0 | 0
STWD | 0 | 0 | 0 | 0 | 0 | 0
WT | 2075.16 | 2075.16 | 19215.14 | 19215.14 | 19215.14 | 19215.14
IGCC | 0 | 0 | 0 | 0 | 0 | 0
DemandResponse | 0 | 0 | 0 | 0 | 0 | 0
IGCC-CCS | 0 | 0 | 0 | 0 | 0 | 0
WT_off | 0 | 0 | 0 | 0 | 0 | 0
PseudoUnit | 0 | 0 | 0 | 0 | 0 | 0
FixedInterchange | 0 | 0 | 0 | 0 | 0 | 0
Total Generation by Reporting Type: MISO_W
ReportingType | 2015 | 2020 | 2025 | 2030 | 2035 | 2040
BM | 0 | 0 | 0 | 0 | 0 | 0
CC | 8765.19 | 12024.44 | 4099.32 | 3117.67 | 1962.09 | 1121.49
CSP | 0 | 0 | 0 | 0 | 0 | 0
CT | 0 | 0 | 0 | 0 | 0 | 0
Coal | 71830.13 | 28318.35 | 4213.85 | 3126.74 | 3126.74 | 3126.74
Geo | 0 | 0 | 0 | 0 | 0 | 0
H | 1643.73 | 1643.73 | 1643.73 | 1643.73 | 1643.73 | 1643.73
LFG | 1616.22 | 1616.22 | 1616.22 | 2181.24 | 2181.24 | 2181.24
Nuc | 18393.35 | 18393.35 | 18393.35 | 18393.35 | 0.78 | 0.78
PS | 0 | 0 | 0 | 0 | 0 | 0
PV | 0 | 0 | 0 | 0 | 0 | 0
PeakG | 160.75 | 252.14 | 4.57 | 0 | 50.75 | 0
PeakO | 0 | 0 | 0 | 0 | 0 | 0
ST | 0 | 0 | 0 | 0 | 0 | 0
STOG | 0.18 | 0 | 0 | 0 | 0 | 0
STWD | 59.16 | 127.24 | 207.05 | 1348.38 | 2193.5 | 1854.62
WT | 27590.66 | 27590.66 | 151793.38 | 151793.38 | 151793.38 | 159191.6
IGCC | 0 | 0 | 0 | 0 | 0 | 0
DemandResponse | 0 | 0 | 0 | 0 | 0 | 0
IGCC-CCS | 0 | 0 | 0 | 0 | 0 | 0
WT_off | 0 | 0 | 0 | 0 | 0 | 0
PseudoUnit | 0 | 0 | 0 | 0 | 0 | 0
FixedInterchange | 0 | 0 | 0 | 0 | 0 | 0
Total Generation by Reporting Type: MISO_WUMS
ReportingType | 2015 | 2020 | 2025 | 2030 | 2035 | 2040
BM | 0 | 0 | 0 | 0 | 0 | 23897.6
CC | 74970.31 | 72410.44 | 66418.67 | 49609.21 | 47045.01 | 1217.81
CSP | 0 | 0 | 0 | 0 | 0 | 0
CT | 0 | 0 | 0 | 0 | 0 | 0
Coal | 11406.75 | 1520.93 | 886.25 | 1043.55 | 2450.01 | 3679.78
Geo | 0 | 0 | 0 | 0 | 0 | 0
H | 1018.41 | 1023.31 | 1023.31 | 1023.31 | 1023.31 | 1023.31
LFG | 559.76 | 559.76 | 559.76 | 2320.52 | 2320.52 | 2320.52
Nuc | 14153.33 | 14153.33 | 14153.33 | 21286.52 | 16748.65 | 16748.65
PS | 0 | 0 | 0 | 0 | 0 | 0
PV | 0 | 0 | 0 | 0 | 0 | 0
PeakG | 0 | 0 | 0 | 0 | 0 | 0
PeakO | 0 | 0 | 0 | 0 | 0 | 0
ST | 0 | 0 | 0 | 0 | 0 | 0
STOG | 0 | 0 | 0 | 0 | 0 | 0
STWD | 52.13 | 42.68 | 64.03 | 234.85 | 735.84 | 659.95
WT | 4109.61 | 4109.61 | 4109.61 | 4109.61 | 4109.61 | 4197.83
IGCC | 0 | 0 | 0 | 0 | 0 | 0
DemandResponse | 0 | 0 | 0 | 0 | 0 | 0
IGCC-CCS | 0 | 0 | 0 | 0 | 0 | 0
WT_off | 0 | 0 | 0 | 0 | 0 | 0
PseudoUnit | 0 | 0 | 0 | 0 | 0 | 0
FixedInterchange | 0 | 0 | 0 | 0 | 0 | 0
Total Generation by Reporting Type: Nebraska
ReportingType | 2015 | 2020 | 2025 | 2030 | 2035 | 2040
BM | 0 | 0 | 0 | 0 | 2523.89 | 17351.65
CC | 2026.61 | 15972.19 | 16100.71 | 14192.54 | 5522.02 | 2232.15
CSP | 0 | 0 | 0 | 0 | 0 | 0
CT | 0 | 0 | 0 | 0 | 0 | 0
Coal | 30719.51 | 4505.14 | 2917.46 | 2676.64 | 2659.85 | 2659.85
Geo | 0 | 0 | 0 | 0 | 0 | 0
H | 591 | 591 | 591 | 591 | 591 | 591
LFG | 47.3 | 47.3 | 612.32 | 612.32 | 612.32 | 612.32
Nuc | 9752.32 | 9752.32 | 9752.32 | 9752.32 | 1.56 | 1.56
PS | 0 | 0 | 0 | 0 | 0 | 0
PV | 0 | 0 | 0 | 0 | 0 | 0
PeakG | 79.38 | 0 | 0 | 0 | 0 | 0
PeakO | 0 | 0 | 0 | 0 | 0 | 0
ST | 0 | 0 | 0 | 0 | 0 | 0
STOG | 0 | 0 | 0 | 0 | 0 | 0
STWD | 0 | 0 | 0 | 0 | 0 | 0
WT | 1220.72 | 1220.72 | 1220.72 | 1220.72 | 1220.72 | 1220.72
IGCC | 0 | 0 | 0 | 0 | 0 | 0
DemandResponse | 0 | 0 | 0 | 0 | 0 | 0
IGCC-CCS | 0 | 0 | 0 | 0 | 0 | 0
WT_off | 0 | 0 | 0 | 0 | 0 | 0
PseudoUnit | 0 | 0 | 0 | 0 | 0 | 0
FixedInterchange | 0 | 0 | 0 | 0 | 0 | 0
Total Generation by Reporting Type: NEISO
ReportingType | 2015 | 2020 | 2025 | 2030 | 2035 | 2040
BM | 1882.96 | 1124.37 | 597.66 | 1882.96 | 1882.96 | 1452.51
CC | 43809.49 | 30144.93 | 24116.65 | 19379.73 | 5306.28 | 1993.38
CSP | 0 | 0 | 0 | 0 | 0 | 0
CT | 0.62 | 10.92 | 10.92 | 1.96 | 0 | 0
Coal | 39.31 | 0 | 0 | 0 | 0 | 0
Geo | 0 | 0 | 0 | 0 | 0 | 0
H | 12289.94 | 12289.94 | 12289.94 | 12303.66 | 12303.66 | 12303.66
LFG | 4582.65 | 4582.65 | 4582.65 | 5132.48 | 5132.48 | 5132.48
Nuc | 36181.73 | 36181.73 | 36181.73 | 36181.73 | 26141.23 | 19310.53
PS | 74.71 | 152.72 | 128.77 | 81.69 | 154.49 | 785.12
PV | 5.26 | 517.71 | 517.71 | 517.71 | 517.71 | 517.71
PeakG | 8.52 | 32.3 | 38.51 | 29.82 | 0 | 0
PeakO | 0 | 0 | 0 | 0 | 0 | 0
ST | 0 | 0 | 0 | 0 | 0 | 0
STOG | 0 | 0 | 0 | 0 | 0 | 0
STWD | 4274.88 | 1304.3 | 203.53 | 1663.49 | 2831.48 | 3246.87
WT | 1283.3 | 8701.5 | 16205.23 | 16205.23 | 51479.87 | 51479.87
IGCC | 0 | 0 | 0 | 0 | 0 | 0
DemandResponse | 0 | 0 | 0 | 0 | 0 | 0
IGCC-CCS | 0 | 0 | 0 | 0 | 0 | 0
WT_off | 1870.13 | 1870.13 | 1870.13 | 1870.13 | 1870.13 | 1870.13
PseudoUnit | 0 | 0 | 0 | 0 | 0 | 0
FixedInterchange | 0 | 0 | 0 | 0 | 0 | 0
Total Generation by Reporting Type: NonRTO_Midwest
ReportingType | 2015 | 2020 | 2025 | 2030 | 2035 | 2040
BM | 0 | 0 | 0 | 0 | 6217.16 | 45875.85
CC | 23605.28 | 44047.72 | 44047.72 | 43739.02 | 37209.3 | 2417.48
CSP | 0 | 0 | 0 | 0 | 0 | 0
CT | 0 | 0 | 0 | 0 | 0 | 0
Coal | 36630.76 | 16812.09 | 3540.33 | 4451.24 | 5029.07 | 5029.07
Geo | 0 | 0 | 0 | 0 | 0 | 0
H | 457.8 | 457.8 | 3593.25 | 3593.25 | 3593.25 | 3593.25
LFG | 110.38 | 110.38 | 1373.79 | 1373.79 | 1373.79 | 1373.79
Nuc | 0.02 | 0.04 | 0.07 | 0.48 | 7713.78 | 7713.78
PS | 0 | 0 | 0 | 0 | 0 | 0
PV | 0 | 0 | 0 | 0 | 0 | 0
PeakG | 143.62 | 51.55 | 241.42 | 244.4 | 42.48 | 0
PeakO | 0 | 0 | 0 | 0 | 0 | 0
ST | 0 | 0 | 0 | 0 | 0 | 0
STOG | 0 | 0 | 0 | 0 | 0 | 0
STWD | 0 | 0 | 0 | 0 | 0 | 0
WT | 151.43 | 151.43 | 151.43 | 151.43 | 151.43 | 151.43
IGCC | 0 | 0 | 0 | 0 | 0 | 0
DemandResponse | 0 | 0 | 0 | 0 | 0 | 0
IGCC-CCS | 0 | 0 | 0 | 0 | 0 | 0
WT_off | 0 | 0 | 0 | 0 | 0 | 0
PseudoUnit | 0 | 0 | 0 | 0 | 0 | 0
FixedInterchange | 0 | 0 | 0 | 0 | 0 | 0
Total Generation by Reporting Type: NYISO_A-F
ReportingType | 2015 | 2020 | 2025 | 2030 | 2035 | 2040
BM | 0 | 0 | 0 | 0 | 0 | 0
CC | 8269.31 | 9584.36 | 8139.42 | 5495.18 | 677.38 | 163.96
CSP | 0 | 0 | 0 | 0 | 0 | 0
CT | 0 | 0 | 0 | 0 | 0 | 0
Coal | 0 | 0 | 0 | 0 | 0 | 0
Geo | 0 | 0 | 0 | 0 | 0 | 0
H | 27149.98 | 27149.98 | 27149.98 | 27149.98 | 27149.98 | 27149.98
LFG | 1359.2 | 1359.2 | 1894.79 | 1894.79 | 1894.79 | 1894.79
Nuc | 26211.3 | 26211.3 | 26211.3 | 21372.53 | 16850.79 | 10212.67
PS | 111.02 | 49.42 | 49.42 | 256.58 | 155.32 | 282.73
PV | 0 | 0 | 0 | 0 | 0 | 0
PeakG | 0 | 6.58 | 6.58 | 1.88 | 0 | 0
PeakO | 0 | 0 | 0 | 0 | 0 | 0
ST | 0 | 0 | 0 | 0 | 0 | 0
STOG | 0 | 0 | 0 | 0 | 0 | 0
STWD | 0.77 | 2.71 | 16.25 | 67.38 | 305.01 | 370.39
WT | 10101.82 | 11933.66 | 11933.66 | 19103.57 | 37306.4 | 37306.4
IGCC | 0 | 0 | 0 | 0 | 0 | 0
DemandResponse | 0 | 0 | 0 | 0 | 0 | 0
IGCC-CCS | 0 | 0 | 0 | 0 | 0 | 0
WT_off | 0 | 0 | 0 | 0 | 0 | 0
PseudoUnit | 0 | 0 | 0 | 0 | 0 | 0
FixedInterchange | 0 | 0 | 0 | 0 | 0 | 0
Total Generation by Reporting Type: NYISO_G-I
ReportingType | 2015 | 2020 | 2025 | 2030 | 2035 | 2040
BM | 0 | 0 | 0 | 0 | 4614.58 | 5972.92
CC | 3303.67 | 7353.83 | 8486.14 | 2941.35 | 2006.69 | 1353.77
CSP | 0 | 0 | 0 | 0 | 0 | 0
CT | 0 | 0 | 0 | 0 | 0 | 0
Coal | 0 | 0 | 0 | 0 | 0 | 0
Geo | 0 | 0 | 0 | 0 | 0 | 0
H | 266.56 | 266.56 | 266.56 | 266.56 | 266.56 | 266.56
LFG | 504.58 | 504.58 | 1090.62 | 1090.62 | 1090.62 | 1090.62
Nuc | 15929.31 | 15929.31 | 15929.31 | 15929.31 | 7987.24 | 12090.92
PS | 0 | 0 | 0 | 0 | 0 | 0
PV | 0 | 0 | 0 | 0 | 0 | 0
PeakG | 0 | 0.03 | 0.03 | 0.03 | 0 | 0
PeakO | 0 | 0 | 0 | 0 | 0 | 0
ST | 0 | 0 | 0 | 0 | 0 | 0
STOG | 0 | 0 | 0 | 0 | 0 | 0
STWD | 0 | 0 | 0 | 0 | 0 | 0
WT | 0 | 178.23 | 178.23 | 909.97 | 909.97 | 909.97
IGCC | 0 | 0 | 0 | 0 | 0 | 0
DemandResponse | 0 | 0 | 0 | 0 | 0 | 0
IGCC-CCS | 0 | 0 | 0 | 0 | 0 | 0
WT_off | 0 | 0 | 0 | 0 | 0 | 0
PseudoUnit | 0 | 0 | 0 | 0 | 0 | 0
FixedInterchange | 0 | 0 | 0 | 0 | 0 | 0
Total Generation by Reporting Type: NYISO_J-K
ReportingType | 2015 | 2020 | 2025 | 2030 | 2035 | 2040
BM | 0 | 0 | 0 | 0 | 0 | 0
CC | 23105.09 | 24550.31 | 25710.24 | 18140.73 | 11390.43 | 6881.79
CSP | 0 | 0 | 0 | 0 | 0 | 0
CT | 0 | 0 | 0 | 0 | 0 | 0
Coal | 0 | 0 | 0 | 0 | 0 | 0
Geo | 0 | 0 | 0 | 0 | 0 | 0
H | 0 | 0 | 0 | 0 | 0 | 0
LFG | 977.62 | 977.62 | 977.62 | 1563.66 | 1563.66 | 1563.66
Nuc | 0 | 0.01 | 0.02 | 0.09 | 0.78 | 0.78
PS | 0 | 0 | 0 | 0 | 0 | 0
PV | 53.26 | 53.26 | 53.26 | 53.26 | 53.26 | 53.26
PeakG | 53.23 | 162.79 | 174.02 | 53.23 | 39.12 | 101.88
PeakO | 0 | 0 | 0 | 0 | 0 | 0
ST | 0 | 0 | 0 | 0 | 0 | 0
STOG | 338.7 | 554.9 | 532.23 | 301.89 | 42.29 | 69.69
STWD | 0 | 0 | 0 | 0 | 0 | 0
WT | 0 | 0 | 0 | 0 | 861.26 | 861.26
IGCC | 0 | 0 | 0 | 0 | 0 | 0
DemandResponse | 0 | 0 | 0 | 0 | 0 | 0
IGCC-CCS | 0 | 0 | 0 | 0 | 0 | 0
WT_off | 0 | 0 | 0 | 0 | 0 | 0
PseudoUnit | 0 | 0 | 0 | 0 | 0 | 0
FixedInterchange | 0 | 0 | 0 | 0 | 0 | 0
Total Generation by Reporting Type: PJM_E
ReportingType | 2015 | 2020 | 2025 | 2030 | 2035 | 2040
BM | 12.57 | 223.98 | 223.98 | 223.98 | 223.98 | 223.98
CC | 49679.52 | 53231.03 | 58016.52 | 47436.12 | 38655.05 | 17606.86
CSP | 0 | 0 | 0 | 0 | 0 | 0
CT | 0.24 | 2.69 | 5.14 | 0 | 0 | 0
Coal | 639.41 | 517.07 | 207.6 | 31.33 | 647.17 | 1370.24
Geo | 0 | 0 | 0 | 0 | 0 | 0
H | 1839.27 | 1839.27 | 1839.27 | 1839.27 | 1839.27 | 1839.27
LFG | 3714.15 | 4761.94 | 4761.94 | 4761.94 | 4761.94 | 4761.94
Nuc | 66287.73 | 61501.14 | 61501.14 | 61501.14 | 44177.54 | 35032.79
PS | 164 | 165.86 | 234.84 | 187.66 | 164 | 1020
PV | 102.4 | 102.4 | 102.4 | 102.4 | 102.4 | 102.4
PeakG | 34.87 | 422.63 | 487.97 | 500.57 | 349.38 | 252.23
PeakO | 0 | 0 | 0 | 0 | 0 | 0
ST | 0 | 0 | 0 | 0 | 0 | 0
STOG | 268.49 | 512.56 | 0 | 0 | 0 | 0
STWD | 0 | 0 | 0 | 0 | 0 | 0
WT | 2143.36 | 2143.36 | 2143.36 | 2143.36 | 2183.19 | 2183.19
IGCC | 0 | 0 | 0 | 0 | 0 | 0
DemandResponse | 0 | 0 | 0 | 0 | 0 | 0
IGCC-CCS | 0 | 0 | 0 | 0 | 0 | 0
WT_off | 0 | 0 | 3990.52 | 3990.53 | 3990.53 | 34826.4
PseudoUnit | 0 | 0 | 0 | 0 | 0 | 0
FixedInterchange | 0 | 0 | 0 | 0 | 0 | 0
Total Generation by Reporting Type: PJM_ROM
ReportingType | 2015 | 2020 | 2025 | 2030 | 2035 | 2040
BM | 7.54 | 134.39 | 134.39 | 134.39 | 17603.64 | 17603.64
CC | 22146.92 | 24295.68 | 26765.25 | 22290.72 | 16706.2 | 5497.26
CSP | 0 | 0 | 0 | 0 | 0 | 0
CT | 0.15 | 1.64 | 3.14 | 3.14 | 0 | 0
Coal | 9552.25 | 1363.68 | 26.74 | 1.1 | 1.1 | 0
Geo | 0 | 0 | 0 | 0 | 0 | 0
H | 3645.46 | 3645.46 | 6490.47 | 6490.47 | 6490.47 | 6490.47
LFG | 2813.8 | 4903.85 | 4903.85 | 4903.85 | 4903.85 | 4903.85
Nuc | 39227.38 | 39227.38 | 39227.38 | 39227.38 | 40272.36 | 49515.55
PS | 650.46 | 658.15 | 620.33 | 620.33 | 620.33 | 3858.15
PV | 10.51 | 2384.82 | 3714.14 | 4011.67 | 4034.1 | 4141.11
PeakG | 0 | 13.86 | 51.56 | 301.75 | 163.15 | 152.46
PeakO | 0 | 0 | 0 | 0 | 0 | 0
ST | 0 | 0 | 0 | 0 | 0 | 0
STOG | 691.59 | 880.71 | 23.43 | 0 | 0 | 0
STWD | 28.46 | 490.56 | 490.56 | 490.56 | 490.56 | 490.56
WT | 3032.09 | 4910.74 | 4910.74 | 4910.74 | 17226.14 | 17226.14
IGCC | 0 | 0 | 0 | 0 | 0 | 0
DemandResponse | 0 | 0 | 0 | 0 | 0 | 0
IGCC-CCS | 0 | 0 | 0 | 0 | 0 | 0
WT_off | 0 | 0 | 0 | 0 | 0 | 37660.08
PseudoUnit | 0 | 0 | 0 | 0 | 0 | 0
FixedInterchange | 0 | 0 | 0 | 0 | 0 | 0
Total Generation by Reporting Type: PJM_ROR
ReportingType | 2015 | 2020 | 2025 | 2030 | 2035 | 2040
BM | 161.29 | 2874.47 | 2426.45 | 2874.47 | 2874.47 | 78815.17
CC | 181250.92 | 236045.31 | 244365.13 | 223952.74 | 184995.68 | 14831.78
CSP | 0 | 0 | 0 | 0 | 0 | 0
CT | 2.98 | 5.69 | 5.69 | 5.69 | 0 | 0
Coal | 188771.79 | 99018.23 | 13868.02 | 10635.09 | 21702.92 | 21702.92
Geo | 0 | 0 | 0 | 0 | 0 | 0
H | 4602.26 | 6925.78 | 6925.78 | 6925.78 | 6925.78 | 6925.78
LFG | 4252.63 | 8101.91 | 8302.71 | 8302.71 | 8302.71 | 8302.71
Nuc | 156083.84 | 156083.84 | 156083.84 | 149330.43 | 143535.97 | 234651.75
PS | 1340.23 | 1340.23 | 1881.67 | 1323.45 | 1263.21 | 7856.55
PV | 63.07 | 63.07 | 432.58 | 446.3 | 446.3 | 446.3
PeakG | 1026.87 | 1035.69 | 1694.91 | 1612.98 | 1116.65 | 278.33
PeakO | 0 | 0 | 0 | 0 | 0 | 0
ST | 0 | 0 | 0 | 0 | 0 | 0
STOG | 408.99 | 798.51 | 798.51 | 0 | 0 | 0
STWD | 36.67 | 1359.55 | 1139.21 | 998.99 | 1359.55 | 1359.55
WT | 28147.97 | 28682.04 | 44463.42 | 134931.36 | 134931.36 | 134931.36
IGCC | 0 | 0 | 0 | 0 | 0 | 0
DemandResponse | 0 | 0 | 0 | 0 | 0 | 0
IGCC-CCS | 0 | 0 | 0 | 0 | 0 | 0
WT_off | 0 | 0 | 0 | 0 | 0 | 0
PseudoUnit | 0 | 0 | 0 | 0 | 0 | 0
FixedInterchange | 0 | 0 | 0 | 0 | 0 | 0
Total Generation by Reporting Type: SOCO
ReportingType | 2015 | 2020 | 2025 | 2030 | 2035 | 2040
BM | 38.26 | 88.97 | 299.44 | 410.64 | 48942.4 | 48942.4
CC | 149957.25 | 179232.36 | 184552.79 | 121332.41 | 47415.27 | 9663.83
CSP | 0 | 0 | 0 | 0 | 0 | 0
CT | 0 | 0 | 0 | 0 | 0 | 0
Coal | 37841.15 | 12668.02 | 5405.68 | 7210.15 | 7210.15 | 7210.15
Geo | 0 | 0 | 0 | 0 | 0 | 0
H | 10893.11 | 10893.11 | 10893.11 | 10893.11 | 10893.11 | 10893.11
LFG | 291.71 | 291.71 | 1138.45 | 1138.45 | 1138.45 | 1138.45
Nuc | 45497.84 | 62634.5 | 62634.5 | 129103.08 | 150768.33 | 190283.06
PS | 767.05 | 714.11 | 1227.93 | 686.75 | 351.75 | 4271.25
PV | 0 | 0 | 0 | 0 | 0 | 0
PeakG | 693.21 | 957.58 | 1830.55 | 151.31 | 188.29 | 52.72
PeakO | 0 | 0 | 0 | 0 | 0 | 0
ST | 0 | 0 | 0 | 0 | 0 | 0
STOG | 0 | 0 | 0 | 0 | 0 | 0
STWD | 260.14 | 451.92 | 692.4 | 3922.63 | 4681.34 | 2890.57
WT | 0 | 0 | 0 | 0 | 209.15 | 209.15
IGCC | 0 | 0 | 0 | 0 | 0 | 0
DemandResponse | 0 | 0 | 0 | 0 | 0 | 0
IGCC-CCS | 0 | 0 | 0 | 0 | 0 | 0
WT_off | 0 | 0 | 0 | 0 | 0 | 0
PseudoUnit | 0 | 0 | 0 | 0 | 0 | 0
FixedInterchange | 0 | 0 | 0 | 0 | 0 | 0
Total Generation by Reporting Type: SPP_N
ReportingType | 2015 | 2020 | 2025 | 2030 | 2035 | 2040
BM | 0 | 0 | 0 | 0 | 47825.11 | 45837.61
CC | 17099.31 | 14893.9 | 13449.1 | 10367.42 | 3520.27 | 2222.31
CSP | 0 | 0 | 0 | 0 | 0 | 0
CT | 0 | 0 | 0 | 0 | 0 | 0
Coal | 56524.34 | 20614.04 | 1742.14 | 2544.88 | 4890.61 | 4890.61
Geo | 0 | 0 | 0 | 0 | 0 | 0
H | 60 | 60 | 60 | 60 | 60 | 60
LFG | 55.19 | 55.19 | 804.17 | 804.17 | 804.17 | 804.17
Nuc | 9035.69 | 9035.69 | 9035.69 | 9035.69 | 9035.69 | 9035.69
PS | 0 | 0 | 0 | 0 | 0 | 0
PV | 0 | 0 | 0 | 0 | 0 | 0
PeakG | 21.07 | 0 | 0 | 0 | 0 | 0
PeakO | 0 | 0 | 0 | 0 | 0 | 0
ST | 0 | 0 | 0 | 0 | 0 | 0
STOG | 0 | 0 | 0 | 0 | 0 | 0
STWD | 0 | 0 | 0 | 0 | 0 | 0
WT | 4213.48 | 53305.47 | 53305.47 | 53305.47 | 53305.47 | 56669.46
IGCC | 0 | 0 | 0 | 0 | 0 | 0
DemandResponse | 0 | 0 | 0 | 0 | 0 | 0
IGCC-CCS | 0 | 0 | 0 | 0 | 0 | 0
WT_off | 0 | 0 | 0 | 0 | 0 | 0
PseudoUnit | 0 | 0 | 0 | 0 | 0 | 0
FixedInterchange | 0 | 0 | 0 | 0 | 0 | 0
Total Generation by Reporting Type: SPP_S
ReportingType | 2015 | 2020 | 2025 | 2030 | 2035 | 2040
BM | 0 | 0 | 0 | 0 | 15478.4 | 31198.81
CC | 42442.91 | 65222.41 | 68579.98 | 64150.42 | 26514.03 | 17093.28
CSP | 0 | 0 | 0 | 0 | 0 | 0
CT | 3.52 | 0 | 0 | 39.14 | 0 | 0
Coal | 78026.68 | 8274.79 | 1011.72 | 0 | 0 | 0
Geo | 0 | 0 | 0 | 0 | 0 | 0
H | 10050.79 | 10050.79 | 10050.79 | 10336.52 | 10336.52 | 10336.52
LFG | 149.8 | 149.8 | 898.78 | 898.78 | 898.78 | 898.78
Nuc | 0.02 | 0.04 | 0.04 | 11614.1 | 11614.77 | 11614.59
PS | 194.01 | 182.86 | 182.86 | 182.86 | 93.66 | 1137.3
PV | 0 | 0 | 0 | 0 | 0 | 0
PeakG | 0 | 0 | 0 | 0 | 0 | 0
PeakO | 0 | 0 | 0 | 0 | 0 | 0
ST | 0 | 0 | 0 | 0 | 0 | 0
STOG | 2287.19 | 829.27 | 1692.68 | 1869.52 | 375.96 | 0
STWD | 55.57 | 31 | 31 | 233.24 | 588.67 | 457.27
WT | 9404.55 | 102598.63 | 102598.63 | 102598.63 | 102842.69 | 102902.49
IGCC | 0 | 0 | 0 | 0 | 0 | 0
DemandResponse | 0 | 0 | 0 | 0 | 0 | 0
IGCC-CCS | 0 | 0 | 0 | 0 | 0 | 0
WT_off | 0 | 0 | 0 | 0 | 0 | 0
PseudoUnit | 0 | 0 | 0 | 0 | 0 | 0
FixedInterchange | 0 | 0 | 0 | 0 | 0 | 0
Total Generation by Reporting Type: TVA
ReportingType | 2015 | 2020 | 2025 | 2030 | 2035 | 2040
BM | 0 | 0 | 0 | 0 | 55206.83 | 55206.83
CC | 49851 | 78131.9 | 82951.37 | 78975.14 | 40105.81 | 4052.33
CSP | 0 | 0 | 0 | 0 | 0 | 0
CT | 0 | 0 | 0 | 0 | 0 | 0
Coal | 34945.26 | 14376.7 | 423.35 | 0 | 0 | 0
Geo | 0 | 0 | 0 | 0 | 0 | 0
H | 17444.8 | 17444.8 | 17545.57 | 17545.57 | 17545.57 | 17545.57
LFG | 102.49 | 102.49 | 949.23 | 949.23 | 949.23 | 949.23
Nuc | 65391.09 | 65391.09 | 65391.09 | 65571.24 | 63596.23 | 89340.5
PS | 758.2 | 714.63 | 860.46 | 714.63 | 531.56 | 4444.65
PV | 0 | 0 | 0 | 0 | 0 | 1961.03
PeakG | 0 | 0 | 0 | 0 | 0 | 0
PeakO | 0 | 0 | 0 | 0 | 0 | 0
ST | 0 | 0 | 0 | 0 | 0 | 0
STOG | 0 | 0 | 0 | 0 | 0 | 0
STWD | 1.96 | 2.03 | 3.38 | 29.36 | 35.04 | 35.04
WT | 73.94 | 73.94 | 73.94 | 73.94 | 283.09 | 283.09
IGCC | 0 | 0 | 0 | 0 | 0 | 0
DemandResponse | 0 | 0 | 0 | 0 | 0 | 0
IGCC-CCS | 0 | 0 | 0 | 0 | 0 | 0
WT_off | 0 | 0 | 0 | 0 | 0 | 0
PseudoUnit | 0 | 0 | 0 | 0 | 0 | 0
FixedInterchange | 0 | 0 | 0 | 0 | 0 | 0
Total Generation by Reporting Type: TVA_Transmission
ReportingType | 2015 | 2020 | 2025 | 2030 | 2035 | 2040
BM | 0 | 0 | 0 | 0 | 0 | 0
CC | 0 | 0 | 0 | 0 | 0 | 0
CSP | 0 | 0 | 0 | 0 | 0 | 0
CT | 0 | 0 | 0 | 0 | 0 | 0
Coal | 0 | 0 | 0 | 0 | 0 | 0
Geo | 0 | 0 | 0 | 0 | 0 | 0
H | 0 | 0 | 0 | 0 | 0 | 0
LFG | 0 | 0 | 0 | 0 | 0 | 0
Nuc | 0 | 0 | 0 | 0 | 0 | 0
PS | 0 | 0 | 0 | 0 | 0 | 0
PV | 0 | 0 | 0 | 0 | 0 | 0
PeakG | 0 | 0 | 0 | 0 | 0 | 0
PeakO | 0 | 0 | 0 | 0 | 0 | 0
ST | 0 | 0 | 0 | 0 | 0 | 0
STOG | 0 | 0 | 0 | 0 | 0 | 0
STWD | 0 | 0 | 0 | 0 | 0 | 0
WT | 0 | 0 | 0 | 0 | 0 | 0
IGCC | 0 | 0 | 0 | 0 | 0 | 0
DemandResponse | 0 | 0 | 0 | 0 | 0 | 0
IGCC-CCS | 0 | 0 | 0 | 0 | 0 | 0
WT_off | 0 | 0 | 0 | 0 | 0 | 0
PseudoUnit | 0 | 0 | 0 | 0 | 0 | 0
FixedInterchange | 0 | 0 | 0 | 0 | 0 | 0
Total Generation by Reporting Type: VACAR
ReportingType | 2015 | 2020 | 2025 | 2030 | 2035 | 2040
BM | 6.84 | 1277.68 | 5298.64 | 5393.73 | 5393.73 | 46092.01
CC | 128319.8 | 124989.59 | 122778.29 | 102512.14 | 41581.47 | 9799.44
CSP | 0 | 0 | 0 | 0 | 0 | 0
CT | 73.69 | 73.69 | 140.69 | 0 | 0 | 0
Coal | 25470.54 | 15266.78 | 3223.4 | 2400.13 | 3546.81 | 3546.81
Geo | 0 | 0 | 0 | 0 | 0 | 0
H | 4325 | 4325 | 4325 | 4325 | 4325 | 4325
LFG | 499.37 | 1343.43 | 1343.43 | 1343.43 | 1343.43 | 1343.43
Nuc | 89032.75 | 107182.03 | 123718.69 | 138248.77 | 112948.83 | 98476.13
PS | 1203.36 | 1347.01 | 1983.34 | 1072.56 | 549.36 | 6670.8
PV | 42.05 | 299.54 | 304.04 | 305.59 | 305.59 | 311.37
PeakG | 103.65 | 202.14 | 381.57 | 413.7 | 100 | 120.86
PeakO | 0 | 0 | 0 | 0 | 0 | 0
ST | 0 | 0 | 0 | 0 | 0 | 0
STOG | 0 | 0 | 0 | 0 | 0 | 0
STWD | 1969.25 | 1969.25 | 1969.25 | 1969.25 | 1969.25 | 1535.1
WT | 2.34 | 7866.99 | 7866.99 | 7866.99 | 7866.99 | 7866.99
IGCC | 0 | 0 | 0 | 0 | 0 | 0
DemandResponse | 0 | 0 | 0 | 0 | 0 | 0
IGCC-CCS | 0 | 0 | 0 | 0 | 0 | 0
WT_off | 3.46 | 3.46 | 3.46 | 3.46 | 95100.45 | 135662.52
PseudoUnit | 0 | 0 | 0 | 0 | 0 | 0
FixedInterchange | 0 | 0 | 0 | 0 | 0 | 0
Total Generation by Reporting Type: IESO
ReportingType | 2015 | 2020 | 2025 | 2030 | 2035 | 2040
BM | 0 | 3.01 | 5.25 | 27.63 | 70.38 | 129.39
CC | 6189.54 | 551.36 | 107.66 | 193.95 | 125.69 | 130.46
CSP | 0 | 0 | 0 | 0 | 0 | 0
CT | 0 | 4.95 | 0 | 0 | 0 | 0
Coal | 0 | 0 | 0 | 0 | 0 | 0
Geo | 0 | 0 | 0 | 0 | 0 | 0
H | 46189.03 | 46189.03 | 46189.03 | 47737.94 | 47737.94 | 47737.94
LFG | 926.37 | 926.37 | 926.37 | 930.31 | 930.31 | 930.31
Nuc | 101402.31 | 100508.51 | 99352.65 | 101402.31 | 93379.23 | 81383.57
PS | 13.53 | 25.83 | 25.83 | 25.83 | 25.83 | 26.14
PV | 78.84 | 78.84 | 78.84 | 78.84 | 78.84 | 78.84
PeakG | 0 | 0 | 0 | 0 | 0 | 0
PeakO | 0 | 0 | 0 | 0 | 0 | 0
ST | 0 | 0 | 0 | 0 | 0 | 0
STOG | 0 | 0 | 0 | 0 | 0 | 0
STWD | 4.38 | 5.1 | 4.38 | 51.29 | 566.04 | 974.11
WT | 8479.75 | 8479.75 | 8479.75 | 8479.75 | 8479.75 | 8479.75
IGCC | 0 | 0 | 0 | 0 | 0 | 0
DemandResponse | 0 | 0 | 0 | 0 | 0 | 0
IGCC-CCS | 0 | 0 | 0 | 0 | 0 | 0
WT_off | 0 | 0 | 0 | 0 | 0 | 0
PseudoUnit | 0 | 0 | 0 | 0 | 0 | 0
FixedInterchange | 0 | 0 | 0 | 0 | 0 | 0
Total Generation by Reporting Type: MAPP_CA
ReportingType | 2015 | 2020 | 2025 | 2030 | 2035 | 2040
BM | 0 | 0 | 0 | 0 | 0 | 0
CC | 7729.06 | 7729.06 | 622.95 | 108.47 | 55.56 | 0
CSP | 0 | 0 | 0 | 0 | 0 | 0
CT | 0 | 0 | 0 | 0 | 0 | 0
Coal | 248.44 | 41.63 | 0 | 0 | 0 | 0
Geo | 0 | 0 | 0 | 0 | 0 | 0
H | 41520.42 | 45597.02 | 54366.11 | 68795.52 | 68795.52 | 68795.52
LFG | 0 | 0 | 0 | 0 | 0 | 0
Nuc | 0 | 0.04 | 0.02 | 0.04 | 0.78 | 0.51
PS | 0 | 0 | 0 | 0 | 0 | 0
PV | 0 | 0 | 0 | 0 | 0 | 0
PeakG | 90.89 | 90.89 | 0 | 0 | 0 | 0
PeakO | 0 | 0 | 0 | 0 | 0 | 0
ST | 0 | 0 | 0 | 0 | 0 | 0
STOG | 24.69 | 24.69 | 0 | 0 | 0 | 0
STWD | 0 | 0 | 0 | 0 | 0 | 0
WT | 1446.06 | 1446.06 | 1446.06 | 1446.06 | 512.27 | 688.72
IGCC | 0 | 0 | 0 | 0 | 0 | 0
DemandResponse | 0 | 0 | 0 | 0 | 0 | 0
IGCC-CCS | 0 | 0 | 0 | 0 | 0 | 0
WT_off | 0 | 0 | 0 | 0 | 0 | 0
PseudoUnit | 0 | 0 | 0 | 0 | 0 | 0
FixedInterchange | 0 | 0 | 0 | 0 | 0 | 0
Total Generation by Reporting Type: AZ_NM_SNV_Coal
ReportingType | 2015 | 2020 | 2025 | 2030 | 2035 | 2040
BM | 0 | 0 | 0 | 0 | 0 | 0
CC | 0 | 0 | 0 | 0 | 0 | 0
CSP | 0 | 0 | 0 | 0 | 0 | 0
CT | 0 | 0 | 0 | 0 | 0 | 0
Coal | 51752.62 | 47240.22 | 10489.21 | 476.18 | 3145.05 | 1619.39
Geo | 0 | 0 | 0 | 0 | 0 | 0
H | 0 | 0 | 0 | 0 | 0 | 0
LFG | 0 | 0 | 0 | 0 | 0 | 0
Nuc | 0 | 0 | 0 | 0 | 0 | 0
PS | 0 | 0 | 0 | 0 | 0 | 0
PV | 0 | 0 | 0 | 0 | 0 | 0
PeakG | 0 | 0 | 0 | 0 | 0 | 0
PeakO | 0 | 0 | 0 | 0 | 0 | 0
ST | 0 | 0 | 0 | 0 | 0 | 0
STOG | 0 | 0 | 0 | 0 | 0 | 0
STWD | 0 | 0 | 0 | 0 | 0 | 0
WT | 0 | 0 | 0 | 0 | 0 | 0
IGCC | 0 | 0 | 0 | 0 | 0 | 0
DemandResponse | 0 | 0 | 0 | 0 | 0 | 0
IGCC-CCS | 0 | 0 | 0 | 0 | 0 | 0
WT_off | 0 | 0 | 0 | 0 | 0 | 0
PseudoUnit | 0 | 0 | 0 | 0 | 0 | 0
FixedInterchange | 0 | 0 | 0 | 0 | 0 | 0
Total Generation by Reporting Type: AZ_NM_SNV_Gas
ReportingType | 2015 | 2020 | 2025 | 2030 | 2035 | 2040
BM | 0 | 0 | 0 | 0 | 0 | 0
CC | 65831.66 | 56143.45 | 83199.86 | 52359.31 | 18462.62 | 13160.77
CSP | 0 | 0 | 0 | 0 | 0 | 0
CT | 0 | 0 | 0 | 0 | 0 | 0
Coal | 0 | 0 | 0 | 0 | 0 | 0
Geo | 0 | 0 | 0 | 0 | 0 | 0
H | 0 | 0 | 0 | 0 | 0 | 0
LFG | 0 | 0 | 0 | 0 | 0 | 0
Nuc | 0 | 0 | 0 | 0 | 0 | 0
PS | 0 | 0 | 0 | 0 | 0 | 0
PV | 0 | 0 | 0 | 0 | 0 | 0
PeakG | 0 | 0 | 0 | 0 | 0 | 0
PeakO | 0 | 0 | 0 | 0 | 0 | 0
ST | 0 | 0 | 0 | 0 | 0 | 0
STOG | 0 | 0 | 0 | 0 | 0 | 0
STWD | 0 | 0 | 0 | 0 | 0 | 0
WT | 0 | 0 | 0 | 0 | 0 | 0
IGCC | 0 | 0 | 0 | 0 | 0 | 0
DemandResponse | 0 | 0 | 0 | 0 | 0 | 0
IGCC-CCS | 0 | 0 | 0 | 0 | 0 | 0
WT_off | 0 | 0 | 0 | 0 | 0 | 0
PseudoUnit | 0 | 0 | 0 | 0 | 0 | 0
FixedInterchange | 0 | 0 | 0 | 0 | 0 | 0
Total Generation by Reporting Type: AZ_NM_SNV_NucRenew
ReportingType | 2015 | 2020 | 2025 | 2030 | 2035 | 2040
BM | 0 | 0 | 0 | 0 | 0 | 6825.19
CC | 0 | 0 | 0 | 0 | 0 | 0
CSP | 0 | 0 | 0 | 0 | 0 | 0
CT | 0 | 0 | 0 | 0 | 0 | 0
Coal | 0 | 0 | 0 | 0 | 0 | 0
Geo | 0 | 0 | 12066.9 | 12066.9 | 12066.9 | 12066.9
H | 8952 | 8952 | 8952 | 8952 | 8952 | 8952
LFG | 55.19 | 55.19 | 533.48 | 533.48 | 533.48 | 533.48
Nuc | 30183.89 | 30183.89 | 30183.89 | 55119.73 | 106635.06 | 106635.06
PS | 2.16 | 0 | 23.76 | 23.76 | 23.76 | 34.56
PV | 365.63 | 365.63 | 365.63 | 365.63 | 365.63 | 365.63
PeakG | 0 | 0 | 0 | 0 | 0 | 0
PeakO | 0 | 0 | 0 | 0 | 0 | 0
ST | 981.12 | 2542.54 | 3340.66 | 3735.2 | 5563.5 | 5563.5
STOG | 0 | 0 | 0 | 0 | 0 | 0
STWD | 182.21 | 182.21 | 182.21 | 182.21 | 182.21 | 182.21
WT | 1407.73 | 33014.92 | 33082.12 | 33082.12 | 33082.12 | 33082.12
IGCC | 0 | 0 | 0 | 0 | 0 | 0
DemandResponse | 0 | 0 | 0 | 0 | 0 | 0
IGCC-CCS | 0 | 0 | 0 | 0 | 0 | 0
WT_off | 0 | 0 | 0 | 0 | 0 | 0
PseudoUnit | 0 | 0 | 0 | 0 | 0 | 0
FixedInterchange | 0 | 0 | 0 | 0 | 0 | 0
Total Generation by Reporting Type: ERCOT
ReportingType | 2015 | 2020 | 2025 | 2030 | 2035 | 2040
BM | 58.16 | 100.59 | 151.75 | 1082.59 | 30349.68 | 23411.7
CC | 219092 | 235271.91 | 205229.91 | 185419.43 | 80384.41 | 54696.05
CSP | 0 | 0 | 0 | 0 | 0 | 0
CT | 0 | 2.34 | 1.46 | 8.17 | 0 | 0
Coal | 42897.42 | 27968.6 | 3949.61 | 5084.52 | 5963.51 | 5963.51
Geo | 0 | 0 | 0 | 0 | 0 | 0
H | 607.38 | 607.38 | 607.38 | 607.38 | 607.38 | 607.38
LFG | 591.3 | 591.3 | 3382.24 | 3382.24 | 3382.24 | 3382.24
Nuc | 39655.79 | 39655.79 | 39655.79 | 52854.55 | 130440.59 | 163220.04
PS | 0 | 0 | 0 | 0 | 0 | 0
PV | 30.84 | 30.84 | 30.84 | 30.84 | 2.65 | 2.63
PeakG | 0 | 6.3 | 0 | 41.05 | 38.12 | 38.32
PeakO | 0 | 0 | 0 | 0 | 0 | 0
ST | 0 | 0 | 0 | 0 | 0 | 0
STOG | 2028.4 | 3164.34 | 989.15 | 877.19 | 0 | 0
STWD | 0 | 0 | 0 | 0 | 0 | 0
WT | 27080.39 | 27080.39 | 83850.29 | 83850.29 | 83850.29 | 84590.33
IGCC | 0 | 0 | 0 | 0 | 0 | 0
DemandResponse | 0 | 0 | 0 | 0 | 0 | 0
IGCC-CCS | 0 | 0 | 0 | 0 | 0 | 0
WT_off | 0 | 0 | 0 | 0 | 0 | 0
PseudoUnit | 0 | 0 | 0 | 0 | 0 | 0
FixedInterchange | 0 | 0 | 0 | 0 | 0 | 0
Total Generation by Reporting Type: NP15
ReportingType | 2015 | 2020 | 2025 | 2030 | 2035 | 2040
BM | 0 | 0 | 0 | 0 | 0 | 6295.74
CC | 60270.43 | 61238.27 | 60946.23 | 43831.26 | 15662 | 7367.5
CSP | 0 | 0 | 0 | 0 | 0 | 0
CT | 0 | 0 | 0 | 0 | 0 | 0
Coal | 1435.64 | 0 | 0 | 0 | 0 | 0
Geo | 9050.48 | 12529.42 | 14043.68 | 14043.68 | 14043.68 | 14043.68
H | 24182 | 24182 | 24182 | 24182 | 24182 | 24182
LFG | 670.14 | 3376.06 | 5124.6 | 5124.6 | 5124.6 | 5124.6
Nuc | 17915.6 | 17915.6 | 17915.6 | 48065.39 | 68217.13 | 79018.99
PS | 0 | 0 | 0 | 17.21 | 0 | 2.5
PV | 153.52 | 153.52 | 153.52 | 153.52 | 153.52 | 153.52
PeakG | 0 | 0 | 0 | 0 | 0 | 0
PeakO | 0 | 0 | 0 | 0 | 0 | 0
ST | 99.08 | 99.08 | 99.08 | 99.08 | 99.08 | 99.08
STOG | 77.36 | 38.82 | 71.13 | 0 | 0 | 0
STWD | 3097.54 | 3097.54 | 1535.11 | 3097.54 | 3097.54 | 3097.54
WT | 3102.31 | 11679.16 | 11679.16 | 11679.16 | 33576.2 | 35449.32
IGCC | 0 | 0 | 0 | 0 | 0 | 0
DemandResponse | 0 | 0 | 0 | 0 | 0 | 0
IGCC-CCS | 0 | 0 | 0 | 0 | 0 | 0
WT_off | 0 | 0 | 0 | 0 | 0 | 0
PseudoUnit | 0 | 0 | 0 | 0 | 0 | 0
FixedInterchange | 0 | 0 | 0 | 0 | 0 | 0
Total Generation by Reporting Type: NWPP_Coal
ReportingType | 2015 | 2020 | 2025 | 2030 | 2035 | 2040
BM | 0 | 0 | 0 | 0 | 0 | 0
CC | 0 | 0 | 0 | 0 | 0 | 0
CSP | 0 | 0 | 0 | 0 | 0 | 0
CT | 0 | 0 | 0 | 0 | 0 | 0
Coal | 48746.41 | 36895.86 | 1282.61 | 1282.61 | 1282.61 | 1282.61
Geo | 0 | 0 | 0 | 0 | 0 | 0
H | 0 | 0 | 0 | 0 | 0 | 0
LFG | 0 | 0 | 0 | 0 | 0 | 0
Nuc | 0 | 0 | 0 | 0 | 0 | 0
PS | 0 | 0 | 0 | 0 | 0 | 0
PV | 0 | 0 | 0 | 0 | 0 | 0
PeakG | 0 | 0 | 0 | 0 | 0 | 0
PeakO | 0 | 0 | 0 | 0 | 0 | 0
ST | 0 | 0 | 0 | 0 | 0 | 0
STOG | 0 | 0 | 0 | 0 | 0 | 0
STWD | 0 | 0 | 0 | 0 | 0 | 0
WT | 0 | 0 | 0 | 0 | 0 | 0
IGCC | 0 | 0 | 0 | 0 | 0 | 0
DemandResponse | 0 | 0 | 0 | 0 | 0 | 0
IGCC-CCS | 0 | 0 | 0 | 0 | 0 | 0
WT_off | 0 | 0 | 0 | 0 | 0 | 0
PseudoUnit | 0 | 0 | 0 | 0 | 0 | 0
FixedInterchange | 0 | 0 | 0 | 0 | 0 | 0
Total Generation by Reporting Type: NWPP_Gas
ReportingType | 2015 | 2020 | 2025 | 2030 | 2035 | 2040
BM | 0 | 0 | 0 | 0 | 0 | 0
CC | 50575.36 | 63815.53 | 63815.53 | 40624.55 | 7016.31 | 5981.91
CSP | 0 | 0 | 0 | 0 | 0 | 0
CT | 0 | 0 | 0 | 0 | 0 | 0
Coal | 0 | 0 | 0 | 0 | 0 | 0
Geo | 0 | 0 | 0 | 0 | 0 | 0
H | 0 | 0 | 0 | 0 | 0 | 0
LFG | 0 | 0 | 0 | 0 | 0 | 0
Nuc | 0 | 0 | 0 | 0 | 0 | 0
PS | 0 | 0 | 0 | 0 | 0 | 0
PV | 0 | 0 | 0 | 0 | 0 | 0
PeakG | 0 | 0 | 0 | 0 | 0 | 0
PeakO | 0 | 0 | 0 | 0 | 0 | 0
ST | 0 | 0 | 0 | 0 | 0 | 0
STOG | 0 | 0 | 0 | 0 | 0 | 0
STWD | 0 | 0 | 0 | 0 | 0 | 0
WT | 0 | 0 | 0 | 0 | 0 | 0
IGCC | 0 | 0 | 0 | 0 | 0 | 0
DemandResponse | 0 | 0 | 0 | 0 | 0 | 0
IGCC-CCS | 0 | 0 | 0 | 0 | 0 | 0
WT_off | 0 | 0 | 0 | 0 | 0 | 0
PseudoUnit | 0 | 0 | 0 | 0 | 0 | 0
FixedInterchange | 0 | 0 | 0 | 0 | 0 | 0
Total Generation by Reporting Type: NWPP_NucRenew
ReportingType | 2015 | 2020 | 2025 | 2030 | 2035 | 2040
BM | 0 | 65.88 | 243.02 | 243.02 | 243.02 | 12881.02
CC | 0 | 0 | 0 | 0 | 0 | 0
CSP | 0 | 0 | 0 | 0 | 0 | 0
CT | 0 | 0 | 0 | 0 | 0 | 0
Coal | 0 | 0 | 0 | 0 | 0 | 0
Geo | 3280.13 | 3280.13 | 6891.88 | 6891.88 | 6891.88 | 6891.88
H | 133486 | 133486 | 133486 | 133486 | 134577.8 | 134577.8
LFG | 1013.09 | 1013.09 | 2940.73 | 2940.73 | 2940.73 | 2940.73
Nuc | 8809.8 | 8809.8 | 8809.8 | 8809.8 | 37503.05 | 44476.03
PS | 0 | 0 | 0 | 0 | 0 | 0
PV | 7.88 | 7.88 | 7.88 | 7.88 | 7.88 | 7.88
PeakG | 0 | 0 | 0 | 0 | 0 | 0
PeakO | 0 | 0 | 0 | 0 | 0 | 0
ST | 0 | 0 | 0 | 0 | 0 | 0
STOG | 0 | 0 | 0 | 0 | 0 | 0
STWD | 0 | 0 | 3931.49 | 3931.49 | 3931.49 | 3931.49
WT | 15874.4 | 15874.4 | 15874.4 | 65216 | 65216.01 | 70575.94
IGCC | 0 | 0 | 0 | 0 | 0 | 0
DemandResponse | 0 | 0 | 0 | 0 | 0 | 0
IGCC-CCS | 0 | 0 | 0 | 0 | 0 | 0
WT_off | 0 | 0 | 0 | 0 | 0 | 0
PseudoUnit | 0 | 0 | 0 | 0 | 0 | 0
FixedInterchange | 0 | 0 | 0 | 0 | 0 | 0
Total Generation by Reporting Type: RMPA
ReportingType | 2015 | 2020 | 2025 | 2030 | 2035 | 2040
BM | 0 | 0 | 0 | 0 | 9857.84 | 12349.18
CC | 10733.42 | 11188.31 | 18805.28 | 11502.88 | 4802.15 | 3408.41
CSP | 0 | 0 | 0 | 0 | 0 | 0
CT | 0 | 0 | 0 | 0 | 0 | 0
Coal | 50094.85 | 40803.45 | 6158.53 | 2917.64 | 2915.08 | 2915.08
Geo | 0 | 1722.31 | 21387.54 | 21387.54 | 21387.54 | 21387.54
H | 4353 | 4353 | 4353 | 4353 | 4353 | 4353
LFG | 58.34 | 58.34 | 286.45 | 286.45 | 286.45 | 286.45
Nuc | 0.01 | 0.02 | 2769.07 | 15958.14 | 15958.43 | 15958.25
PS | 61.93 | 86.88 | 66.21 | 61.93 | 82.9 | 485.29
PV | 54.93 | 54.93 | 54.93 | 54.93 | 54.93 | 54.93
PeakG | 0 | 0 | 0 | 0 | 0 | 0
PeakO | 0 | 0 | 0 | 0 | 0 | 0
ST | 9.83 | 1213.6 | 1213.6 | 1231.5 | 1231.5 | 1231.5
STOG | 0 | 0 | 0 | 0 | 0 | 0
STWD | 0 | 0 | 0 | 0 | 0 | 0
WT | 6354.34 | 17013.67 | 17013.67 | 18626.99 | 18626.99 | 19035.09
IGCC | 0 | 0 | 0 | 0 | 0 | 0
DemandResponse | 0 | 0 | 0 | 0 | 0 | 0
IGCC-CCS | 0 | 0 | 0 | 0 | 0 | 0
WT_off | 0 | 0 | 0 | 0 | 0 | 0
PseudoUnit | 0 | 0 | 0 | 0 | 0 | 0
FixedInterchange | 0 | 0 | 0 | 0 | 0 | 0
Total Generation by Reporting Type: SP15
ReportingType | 2015 | 2020 | 2025 | 2030 | 2035 | 2040
BM | 44.8 | 44.8 | 44.8 | 44.8 | 44.8 | 5036.6
CC | 82300.22 | 75045.38 | 73732.77 | 63638.38 | 29724.14 | 16577.84
CSP | 0 | 0 | 0 | 0 | 0 | 0
CT | 0 | 0 | 0 | 0 | 0 | 0
Coal | 1392.49 | 761.6 | 0 | 0 | 0 | 0
Geo | 7774.15 | 19841.05 | 19841.05 | 19841.05 | 19841.05 | 19841.05
H | 5920 | 5920 | 5920 | 5920 | 5920 | 5920
LFG | 1759.71 | 6141.64 | 6141.64 | 6141.64 | 6141.64 | 6141.64
Nuc | 17526.13 | 17526.13 | 17526.13 | 26056.64 | 32740.63 | 44989.75
PS | 7.98 | 158.4 | 14.11 | 158.4 | 106.83 | 159.56
PV | 331.57 | 331.57 | 331.57 | 331.57 | 331.57 | 331.57
PeakG | 0 | 0 | 0 | 0 | 0 | 0
PeakO | 0 | 0 | 0 | 0 | 0 | 0
ST | 1569.79 | 1569.79 | 1569.79 | 1569.79 | 10012.5 | 12942.33
STOG | 483.67 | 218.99 | 457.19 | 190.61 | 64.55 | 59.95
STWD | 833.95 | 833.95 | 833.95 | 833.95 | 833.95 | 833.95
WT | 5740.26 | 8351.8 | 42569.13 | 42569.13 | 42569.13 | 42569.13
IGCC | 0 | 0 | 0 | 0 | 0 | 0
DemandResponse | 0 | 0 | 0 | 0 | 0 | 0
IGCC-CCS | 0 | 0 | 0 | 0 | 0 | 0
WT_off | 0 | 0 | 0 | 0 | 0 | 0
PseudoUnit | 0 | 0 | 0 | 0 | 0 | 0
FixedInterchange | 0 | 0 | 0 | 0 | 0 | 0
Total Generation by Reporting Type: ALB
ReportingType | 2015 | 2020 | 2025 | 2030 | 2035 | 2040
BM | 0 | 0 | 0 | 0 | 0 | 0
CC | 16213.52 | 16695.42 | 16805.03 | 5.87 | 0 | 5.87
CSP | 0 | 0 | 0 | 0 | 0 | 0
CT | 0 | 0 | 0 | 0 | 0 | 0
Coal | 46350.59 | 46350.59 | 45736.59 | 0 | 0 | 0
Geo | 0 | 0 | 0 | 0 | 0 | 0
H | 1979.87 | 1979.87 | 1979.87 | 1979.87 | 1979.87 | 1979.87
LFG | 78.84 | 78.84 | 78.84 | 78.84 | 78.84 | 78.84
Nuc | 0 | 0 | 0.54 | 67766.54 | 69870.62 | 69973.46
PS | 0 | 0 | 0 | 0 | 0 | 0
PV | 0 | 0 | 0 | 0 | 0 | 0
PeakG | 0 | 0 | 0 | 0 | 0 | 2.49
PeakO | 0 | 0 | 0 | 0 | 0 | 0
ST | 0 | 0 | 0 | 0 | 0 | 0
STOG | 0 | 0 | 0 | 0 | 0 | 0
STWD | 0 | 715.66 | 1219.39 | 1219.39 | 1219.39 | 1219.39
WT | 1553.84 | 1553.84 | 1553.84 | 1553.84 | 1764.26 | 1764.26
IGCC | 0 | 0 | 0 | 0 | 0 | 0
DemandResponse | 0 | 0 | 0 | 0 | 0 | 0
IGCC-CCS | 0 | 0 | 0 | 0 | 0 | 0
WT_off | 0 | 0 | 0 | 0 | 0 | 0
PseudoUnit | 0 | 0 | 0 | 0 | 0 | 0
FixedInterchange | 0 | 0 | 0 | 0 | 0 | 0
Total Generation by Reporting Type: BC
ReportingType | 2015 | 2020 | 2025 | 2030 | 2035 | 2040
BM | 0 | 0 | 0 | 0 | 0 | 0
CC | 4759.11 | 4759.11 | 4759.11 | 3194.61 | 0 | 0
CSP | 0 | 0 | 0 | 0 | 0 | 0
CT | 0 | 0 | 0 | 0 | 0 | 0
Coal | 0 | 0 | 0 | 0 | 0 | 0
Geo | 0 | 0 | 0 | 0 | 0 | 0
H | 54411.22 | 54411.22 | 54411.22 | 54411.22 | 54411.22 | 54411.22
LFG | 189.22 | 189.22 | 189.22 | 189.22 | 189.22 | 189.22
Nuc | 0 | 0 | 0.21 | 5537.94 | 5537.94 | 10644.09
PS | 0 | 0 | 0 | 0 | 0 | 0
PV | 0 | 0 | 0 | 0 | 0 | 0
PeakG | 0 | 0 | 0 | 0 | 0 | 0
PeakO | 0 | 0 | 0 | 0 | 0 | 0
ST | 0 | 0 | 0 | 0 | 0 | 0
STOG | 0 | 0 | 0 | 0 | 0 | 0
STWD | 0 | 1854.44 | 3574.08 | 3574.08 | 3574.08 | 3574.08
WT | 568.82 | 568.82 | 568.82 | 568.82 | 929.53 | 929.53
IGCC | 0 | 0 | 0 | 0 | 0 | 0
DemandResponse | 0 | 0 | 0 | 0 | 0 | 0
IGCC-CCS | 0 | 0 | 0 | 0 | 0 | 0
WT_off | 0 | 0 | 0 | 0 | 0 | 0
PseudoUnit | 0 | 0 | 0 | 0 | 0 | 0
FixedInterchange | 0 | 0 | 0 | 0 | 0 | 0
Total Generation by Reporting Type: HQ_IESO
ReportingType | 2015 | 2020 | 2025 | 2030 | 2035 | 2040
BM | 0 | 0 | 0 | 0 | 0 | 0
CC | 0 | 0 | 0 | 0 | 0 | 0
CSP | 0 | 0 | 0 | 0 | 0 | 0
CT | 0 | 0 | 0 | 0 | 0 | 0
Coal | 0 | 0 | 0 | 0 | 0 | 0
Geo | 0 | 0 | 0 | 0 | 0 | 0
H | 0 | 0 | 0 | 0 | 0 | 0
LFG | 0 | 0 | 0 | 0 | 0 | 0
Nuc | 0 | 0 | 0 | 0 | 0.02 | 0.04
PS | 0 | 0 | 0 | 0 | 0 | 0
PV | 0 | 0 | 0 | 0 | 0 | 0
PeakG | 0 | 0 | 0 | 0 | 0 | 0
PeakO | 0 | 0 | 0 | 0 | 0 | 0
ST | 0 | 0 | 0 | 0 | 0 | 0
STOG | 0 | 0 | 0 | 0 | 0 | 0
STWD | 0 | 0 | 0 | 0 | 0 | 0
WT | 0 | 0 | 0 | 0 | 0 | 0
IGCC | 0 | 0 | 0 | 0 | 0 | 0
DemandResponse | 0 | 0 | 0 | 0 | 0 | 0
IGCC-CCS | 0 | 0 | 0 | 0 | 0 | 0
WT_off | 0 | 0 | 0 | 0 | 0 | 0
PseudoUnit | 0 | 0 | 0 | 0 | 0 | 544.65
FixedInterchange | 2336 | 2336 | 2336 | 2336 | 2336 | 2336
Total Generation by Reporting Type: HQ_NEISO
ReportingType | 2015 | 2020 | 2025 | 2030 | 2035 | 2040
BM | 0 | 0 | 0 | 0 | 0 | 0
CC | 0 | 0 | 0 | 0 | 0 | 0
CSP | 0 | 0 | 0 | 0 | 0 | 0
CT | 0 | 0 | 0 | 0 | 0 | 0
Coal | 0 | 0 | 0 | 0 | 0 | 0
Geo | 0 | 0 | 0 | 0 | 0 | 0
H | 0 | 0 | 0 | 0 | 0 | 0
LFG | 0 | 0 | 0 | 0 | 0 | 0
Nuc | 0 | 0 | 0 | 0.02 | 0.38 | 0.47
PS | 0 | 0 | 0 | 0 | 0 | 0
PV | 0 | 0 | 0 | 0 | 0 | 0
PeakG | 0 | 0 | 0 | 0 | 0 | 0
PeakO | 0 | 0 | 0 | 0 | 0 | 0
ST | 0 | 0 | 0 | 0 | 0 | 0
STOG | 0 | 0 | 0 | 0 | 0 | 0
STWD | 0 | 0 | 0 | 0 | 0 | 0
WT | 0 | 0 | 0 | 0 | 0 | 0
IGCC | 0 | 0 | 0 | 0 | 0 | 0
DemandResponse | 0 | 0 | 0 | 0 | 0 | 0
IGCC-CCS | 0 | 0 | 0 | 0 | 0 | 0
WT_off | 0 | 0 | 0 | 0 | 0 | 0
PseudoUnit | 0 | 0 | 0 | 0 | 0 | 7325.51
FixedInterchange | 19184.4 | 19184.4 | 19184.4 | 19184.4 | 19184.4 | 19184.4
Total Generation by Reporting Type: HQ_NY
ReportingType | 2015 | 2020 | 2025 | 2030 | 2035 | 2040
BM | 0 | 0 | 0 | 0 | 0 | 0
CC | 0 | 0 | 0 | 0 | 0 | 0
CSP | 0 | 0 | 0 | 0 | 0 | 0
CT | 0 | 0 | 0 | 0 | 0 | 0
Coal | 0 | 0 | 0 | 0 | 0 | 0
Geo | 0 | 0 | 0 | 0 | 0 | 0
H | 0 | 0 | 0 | 0 | 0 | 0
LFG | 0 | 0 | 0 | 0 | 0 | 0
Nuc | 0 | 0 | 0 | 0.02 | 0.37 | 0.47
PS | 0 | 0 | 0 | 0 | 0 | 0
PV | 0 | 0 | 0 | 0 | 0 | 0
PeakG | 0 | 0 | 0 | 0 | 0 | 0
PeakO | 0 | 0 | 0 | 0 | 0 | 0
ST | 0 | 0 | 0 | 0 | 0 | 0
STOG | 0 | 0 | 0 | 0 | 0 | 0
STWD | 0 | 0 | 0 | 0 | 0 | 0
WT | 0 | 0 | 0 | 0 | 0 | 0
IGCC | 0 | 0 | 0 | 0 | 0 | 0
DemandResponse | 0 | 0 | 0 | 0 | 0 | 0
IGCC-CCS | 0 | 0 | 0 | 0 | 0 | 0
WT_off | 0 | 0 | 0 | 0 | 0 | 0
PseudoUnit | 0 | 0 | 0 | 14570.11 | 14570.11 | 14570.11
FixedInterchange | 5840 | 5840 | 5840 | 5840 | 5840 | 5840
Total Generation by Reporting Type: MARITIMES
ReportingType | 2015 | 2020 | 2025 | 2030 | 2035 | 2040
BM | 0 | 0 | 0 | 0 | 0 | 0
CC | 0 | 0 | 0 | 0 | 0 | 0
CSP | 0 | 0 | 0 | 0 | 0 | 0
CT | 0 | 0 | 0 | 0 | 0 | 0
Coal | 0 | 0 | 0 | 0 | 0 | 0
Geo | 0 | 0 | 0 | 0 | 0 | 0
H | 0 | 0 | 0 | 0 | 0 | 0
LFG | 0 | 0 | 0 | 0 | 0 | 0
Nuc | 0 | 0 | 0 | 0.02 | 0.38 | 0.47
PS | 0 | 0 | 0 | 0 | 0 | 0
PV | 0 | 0 | 0 | 0 | 0 | 0
PeakG | 0 | 0 | 0 | 0 | 0 | 0
PeakO | 0 | 0 | 0 | 0 | 0 | 0
ST | 0 | 0 | 0 | 0 | 0 | 0
STOG | 0 | 0 | 0 | 0 | 0 | 0
STWD | 0 | 0 | 0 | 0 | 0 | 0
WT | 0 | 0 | 0 | 0 | 0 | 0
IGCC | 0 | 0 | 0 | 0 | 0 | 0
DemandResponse | 0 | 0 | 0 | 0 | 0 | 0
IGCC-CCS | 0 | 0 | 0 | 0 | 0 | 0
WT_off | 0 | 0 | 0 | 0 | 0 | 0
PseudoUnit | 0 | 0 | 0 | 0 | 0 | 2480.72
FixedInterchange | 8760 | 8760 | 8760 | 8760 | 8760 | 8760
Total Generation by Reporting Type: All
ReportingType | 2015 | 2020 | 2025 | 2030 | 2035 | 2040
BM | 2212.42 | 5938.14 | 9425.39 | 12318.21 | 276626.94 | 654896.93
CC | 1655451.92 | 2031966.39 | 2031112.14 | 1612428.52 | 911851.91 | 274710.73
CSP | 0 | 0 | 0 | 0 | 0 | 0
CT | 567.7 | 937.54 | 1116.82 | 389.17 | 0 | 0
Coal | 1061800.48 | 476661.88 | 112618.82 | 50607.21 | 84665.82 | 85956.25
Geo | 20459.37 | 37727.52 | 74585.65 | 74585.65 | 74585.65 | 74585.65
H | 430354.22 | 436759.24 | 452982.88 | 469260.65 | 474023.79 | 474023.79
LFG | 32608.22 | 48005.68 | 65429.32 | 71137.33 | 71137.33 | 71137.33
Nuc | 913193.8 | 942799.53 | 983377.88 | 1321574.09 | 1504040.61 | 1740011.83
PS | 6436.35 | 6568.22 | 8403.65 | 6517.75 | 4854.93 | 37080.64
PV | 1434.35 | 5073.06 | 6833.02 | 7145.81 | 7140.06 | 9216.44
PeakG | 2991.22 | 4358.81 | 5830.14 | 3938.49 | 2657.73 | 1291.29
PeakO | 0 | 0 | 0 | 0 | 0 | 0
ST | 2659.82 | 5425.01 | 6223.13 | 6635.57 | 16906.58 | 19836.42
STOG | 7304.29 | 7726.73 | 4737.21 | 3246.38 | 482.8 | 129.64
STWD | 12151.15 | 13940.2 | 18539.75 | 27059.24 | 32547.45 | 29824.18
WT | 178096.59 | 416726.07 | 687005.27 | 836329.77 | 925220.49 | 944688.36
IGCC | 4427.31 | 4427.31 | 640.04 | 0 | 0 | 0
DemandResponse | 0 | 0 | 0 | 0 | 0 | 0
IGCC-CCS | 0 | 0 | 0 | 0 | 0 | 0
WT_off | 1873.58 | 1873.58 | 5864.11 | 5864.11 | 100961.1 | 210019.13
PseudoUnit | 0 | 0 | 0 | 14570.11 | 14570.11 | 24920.99
FixedInterchange | 36120.4 | 36120.4 | 36120.4 | 36120.4 | 36120.4 | 36120.4
Total Generation by Reporting Type: EI_US
ReportingType | 2015 | 2020 | 2025 | 2030 | 2035 | 2040
BM | 2109.46 | 5723.87 | 8980.56 | 10920.17 | 236061.22 | 587968.11
CC | 1131757.61 | 1499528.61 | 1503087.8 | 1211549.82 | 755619.03 | 173381.91
CSP | 0 | 0 | 0 | 0 | 0 | 0
CT | 567.7 | 930.25 | 1115.37 | 381 | 0 | 0
Coal | 818882.03 | 276599.93 | 45002.28 | 40846.26 | 71359.57 | 74175.66
Geo | 354.6 | 354.6 | 354.6 | 354.6 | 354.6 | 354.6
H | 108753.3 | 111081.72 | 118536.27 | 118835.72 | 122507.06 | 122507.06
LFG | 27266.03 | 35575.63 | 45825.75 | 51529.82 | 51529.82 | 51529.82
Nuc | 697700.26 | 728199.73 | 767164.15 | 940003 | 943757.13 | 1123712.04
PS | 6350.75 | 6297.11 | 8273.74 | 6230.62 | 4615.61 | 36372.6
PV | 411.15 | 4049.86 | 5809.81 | 6122.61 | 6145.04 | 8221.44
PeakG | 2900.33 | 4261.62 | 5830.14 | 3897.44 | 2619.61 | 1250.48
PeakO | 0 | 0 | 0 | 0 | 0 | 0
ST | 0 | 0 | 0 | 0 | 0 | 0
STOG | 4690.17 | 4279.9 | 3219.73 | 2178.58 | 418.25 | 69.69
STWD | 8033.08 | 7251.31 | 7259.13 | 14169.29 | 19142.76 | 16011.41
WT | 106488.69 | 291663.26 | 470888.02 | 569257.61 | 636613.94 | 647524.17
IGCC | 4427.31 | 4427.31 | 640.04 | 0 | 0 | 0
DemandResponse | 0 | 0 | 0 | 0 | 0 | 0
IGCC-CCS | 0 | 0 | 0 | 0 | 0 | 0
WT_off | 1873.58 | 1873.58 | 5864.11 | 5864.11 | 100961.1 | 210019.13
PseudoUnit | 0 | 0 | 0 | 14570.11 | 14570.11 | 24376.34
FixedInterchange | 33784.4 | 33784.4 | 33784.4 | 33784.4 | 33784.4 | 33784.4
Total Generation by Reporting Type: EI_Canada
ReportingType | 2015 | 2020 | 2025 | 2030 | 2035 | 2040
BM | 0 | 3.01 | 5.25 | 27.63 | 70.38 | 129.39
CC | 13918.6 | 8280.41 | 730.61 | 302.42 | 181.25 | 130.46
CSP | 0 | 0 | 0 | 0 | 0 | 0
CT | 0 | 4.95 | 0 | 0 | 0 | 0
Coal | 248.44 | 41.63 | 0 | 0 | 0 | 0
Geo | 0 | 0 | 0 | 0 | 0 | 0
H | 87709.45 | 91786.05 | 100555.14 | 116533.45 | 116533.45 | 116533.45
LFG | 926.37 | 926.37 | 926.37 | 930.31 | 930.31 | 930.31
Nuc | 101402.31 | 100508.55 | 99352.68 | 101402.35 | 93380.03 | 81384.12
PS | 13.53 | 25.83 | 25.83 | 25.83 | 25.83 | 26.14
PV | 78.84 | 78.84 | 78.84 | 78.84 | 78.84 | 78.84
PeakG | 90.89 | 90.89 | 0 | 0 | 0 | 0
PeakO | 0 | 0 | 0 | 0 | 0 | 0
ST | 0 | 0 | 0 | 0 | 0 | 0
STOG | 24.69 | 24.69 | 0 | 0 | 0 | 0
STWD | 4.38 | 5.1 | 4.38 | 51.29 | 566.04 | 974.11
WT | 9925.81 | 9925.81 | 9925.81 | 9925.81 | 8992.02 | 9168.47
IGCC | 0 | 0 | 0 | 0 | 0 | 0
DemandResponse | 0 | 0 | 0 | 0 | 0 | 0
IGCC-CCS | 0 | 0 | 0 | 0 | 0 | 0
WT_off | 0 | 0 | 0 | 0 | 0 | 0
PseudoUnit | 0 | 0 | 0 | 0 | 0 | 544.65
FixedInterchange | 2336 | 2336 | 2336 | 2336 | 2336 | 2336
Total Generation by Reporting Type: EI
ReportingType | 2015 | 2020 | 2025 | 2030 | 2035 | 2040
BM | 2109.46 | 5726.88 | 8985.81 | 10947.8 | 236131.6 | 588097.5
CC | 1145676.21 | 1507809.02 | 1503818.42 | 1211852.24 | 755800.28 | 173512.37
CSP | 0 | 0 | 0 | 0 | 0 | 0
CT | 567.7 | 935.2 | 1115.37 | 381 | 0 | 0
Coal | 819130.46 | 276641.56 | 45002.28 | 40846.26 | 71359.57 | 74175.66
Geo | 354.6 | 354.6 | 354.6 | 354.6 | 354.6 | 354.6
H | 196462.75 | 202867.77 | 219091.41 | 235369.17 | 239040.51 | 239040.51
LFG | 28192.4 | 36502 | 46752.12 | 52460.14 | 52460.14 | 52460.14
Nuc | 799102.57 | 828708.28 | 866516.83 | 1041405.35 | 1037137.16 | 1205096.16
PS | 6364.28 | 6322.94 | 8299.57 | 6256.45 | 4641.44 | 36398.73
PV | 489.99 | 4128.7 | 5888.65 | 6201.45 | 6223.88 | 8300.28
PeakG | 2991.22 | 4352.51 | 5830.14 | 3897.44 | 2619.61 | 1250.48
PeakO | 0 | 0 | 0 | 0 | 0 | 0
ST | 0 | 0 | 0 | 0 | 0 | 0
STOG | 4714.87 | 4304.59 | 3219.73 | 2178.58 | 418.25 | 69.69
STWD | 8037.45 | 7256.41 | 7263.51 | 14220.58 | 19708.79 | 16985.52
WT | 116414.5 | 301589.07 | 480813.83 | 579183.41 | 645605.96 | 656692.64
IGCC | 4427.31 | 4427.31 | 640.04 | 0 | 0 | 0
DemandResponse | 0 | 0 | 0 | 0 | 0 | 0
IGCC-CCS | 0 | 0 | 0 | 0 | 0 | 0
WT_off | 1873.58 | 1873.58 | 5864.11 | 5864.11 | 100961.1 | 210019.13
PseudoUnit | 0 | 0 | 0 | 14570.11 | 14570.11 | 24920.99
FixedInterchange | 36120.4 | 36120.4 | 36120.4 | 36120.4 | 36120.4 | 36120.4
Total Generation by Reporting Type: Outside_EI
ReportingType | 2015 | 2020 | 2025 | 2030 | 2035 | 2040
BM | 102.96 | 211.27 | 439.57 | 1370.41 | 40495.34 | 66799.43
CC | 509775.72 | 524157.37 | 527293.72 | 400576.29 | 156051.63 | 101198.36
CSP | 0 | 0 | 0 | 0 | 0 | 0
CT | 0 | 2.34 | 1.46 | 8.17 | 0 | 0
Coal | 242670.02 | 200020.32 | 67616.54 | 9760.95 | 13306.25 | 11780.59
Geo | 20104.76 | 37372.91 | 74231.05 | 74231.05 | 74231.05 | 74231.05
H | 233891.47 | 233891.47 | 233891.47 | 233891.47 | 234983.28 | 234983.28
LFG | 4415.83 | 11503.67 | 18677.2 | 18677.2 | 18677.2 | 18677.2
Nuc | 114091.24 | 114091.25 | 116861.05 | 280168.73 | 466903.45 | 534915.67
PS | 72.07 | 245.28 | 104.08 | 261.3 | 213.49 | 681.9
PV | 944.36 | 944.36 | 944.36 | 944.36 | 916.18 | 916.16
PeakG | 0 | 6.3 | 0 | 41.05 | 38.12 | 40.81
PeakO | 0 | 0 | 0 | 0 | 0 | 0
ST | 2659.82 | 5425.01 | 6223.13 | 6635.57 | 16906.58 | 19836.42
STOG | 2589.42 | 3422.14 | 1517.48 | 1067.8 | 64.55 | 59.95
STWD | 4113.7 | 6683.8 | 11276.23 | 12838.66 | 12838.66 | 12838.66
WT | 61682.09 | 115137 | 206191.44 | 257146.35 | 279614.53 | 287995.72
IGCC | 0 | 0 | 0 | 0 | 0 | 0
DemandResponse | 0 | 0 | 0 | 0 | 0 | 0
IGCC-CCS | 0 | 0 | 0 | 0 | 0 | 0
WT_off | 0 | 0 | 0 | 0 | 0 | 0
PseudoUnit | 0 | 0 | 0 | 0 | 0 | 0
FixedInterchange | 0 | 0 | 0 | 0 | 0 | 0
#2 | Energy Demand (TWh)
Energy Demand by Pool & Region:
Pool/Region | 2015 | 2020 | 2025 | 2030 | 2035 | 2040
ENT | 172.04 | 166.74 | 164.88 | 154.81 | 147.07 | 153.28
FRCC | 249.96 | 246.95 | 261.68 | 262.87 | 254.14 | 272.55
MAPP_US | 27.78 | 29.68 | 29.34 | 30.48 | 30.71 | 30.93
MISO_IN | 95.89 | 93.98 | 102.22 | 102.37 | 97.12 | 103.39
MISO_MI | 96.15 | 92.37 | 98.36 | 99.38 | 98.95 | 102.19
MISO_MO-IL | 91.24 | 95.37 | 100.15 | 101 | 97.44 | 102.52
MISO_W | 132.19 | 133.58 | 149.08 | 151.71 | 143.5 | 145.36
MISO_WUMS | 63.63 | 67.24 | 67.88 | 70.14 | 66.93 | 68.95
NE | 32.16 | 33.86 | 31.52 | 33.21 | 36.12 | 36.55
NEISO | 131.59 | 120.9 | 118.42 | 115.69 | 119.21 | 114.97
NonRTO_Midwest | 61.62 | 62.5 | 64.21 | 59.2 | 60.85 | 63.79
NYISO_A-F | 56.62 | 61.14 | 61.61 | 63.5 | 59.88 | 59.47
NYISO_G-I | 17.49 | 18.44 | 18.84 | 18.49 | 18.66 | 18.78
NYISO_J-K | 66.04 | 70.45 | 71.92 | 72.55 | 71.94 | 72.49
PJM_E | 126.8 | 116.78 | 115.88 | 117.67 | 118.39 | 120.37
PJM_ROM | 141.95 | 146.23 | 145.59 | 148.64 | 149.36 | 154.32
PJM_ROR | 504.4 | 506.61 | 479.54 | 485.04 | 480.97 | 484.96
SOCO | 249.18 | 271.67 | 273.18 | 275.14 | 272.37 | 268.11
SPP_N | 78.23 | 82.77 | 77.83 | 84.33 | 90.04 | 91.71
SPP_S | 164.81 | 179.45 | 178.88 | 177.98 | 177.8 | 179.27
TVA | 170.32 | 173.78 | 169.8 | 166.86 | 177.18 | 173.67
TVA_Transmission | 0 | 0 | 0 | 0 | 0 | 0
VACAR | 254.08 | 268.15 | 273.97 | 275.09 | 271.21 | 280.29
IESO | 130.96 | 124.35 | 122.73 | 128.04 | 123.12 | 123.05
MAPP_CA | 49.66 | 51.49 | 51.1 | 53.6 | 51.82 | 52.08
AZ_NM_SNV_Coal | 129.29 | 143.69 | 147.15 | 148.73 | 156.05 | 156.05
AZ_NM_SNV_Gas | 0 | 0 | 0 | 0 | 0 | 0
AZ_NM_SNV_NucRenew | 0 | 0 | 0 | 0 | 0 | 0
ERCOT | 332.03 | 338.01 | 338.59 | 335.52 | 335.41 | 338.37
NP15 | 114.42 | 120.12 | 123.34 | 132.01 | 135.32 | 142.81
NWPP_Coal | 234.02 | 249.71 | 256.35 | 260.9 | 260.9 | 282.34
NWPP_Gas | 0 | 0 | 0 | 0 | 0 | 0
NWPP_NucRenew | 0 | 0 | 0 | 0 | 0 | 0
RMPA | 71.95 | 78.55 | 73.13 | 79.65 | 79.65 | 81.29
SP15 | 189.17 | 200.62 | 201.73 | 206.48 | 211.65 | 223.37
ALB | 63.97 | 66.3 | 67.87 | 73.44 | 73.24 | 75.91
BC | 61.93 | 62.79 | 62.87 | 66.55 | 64.92 | 65.83
HQ_IESO | 0 | 0 | 0 | 0 | 0 | 0
HQ_NEISO | 0 | 0 | 0 | 0 | 0 | 0
HQ_NY | 0 | 0 | 0 | 0 | 0 | 0
MARITIMES | 0 | 0 | 0 | 0 | 0 | 0
All | 4361.56 | 4474.28 | 4499.64 | 4551.04 | 4531.92 | 4639.01
EI_US | 2984.17 | 3038.65 | 3054.77 | 3066.13 | 3039.84 | 3097.93
EI_Canada | 180.62 | 175.84 | 173.83 | 181.64 | 174.95 | 175.12
EI | 3164.79 | 3214.49 | 3228.6 | 3247.77 | 3214.78 | 3273.05
Outside_EI | 1196.77 | 1259.79 | 1271.04 | 1303.27 | 1317.14 | 1365.96
#3 | Generation Minus Energy (TWh)
Generation Minus Energy by Pool & Region:
Pool/Region | 2015 | 2020 | 2025 | 2030 | 2035 | 2040
ENT | 3.23 | -12.09 | -15.79 | -18.59 | -10.48 | -7.71
FRCC | -0.79 | -0.9 | -0.36 | -0.01 | 0 | -9.91
MAPP_US | 1.17 | 13.69 | 25.07 | 24.36 | 24.36 | 24.11
MISO_IN | -26.82 | 113.49 | 85.15 | 69.94 | 62.93 | -3.61
MISO_MI | -27.75 | -50.83 | -54.81 | -62.99 | -59.68 | 3.61
MISO_MO-IL | 6.23 | -53.9 | -53.81 | -57.19 | -51.81 | -55.78
MISO_W | -2.13 | -43.61 | 32.89 | 29.9 | 19.46 | 23.76
MISO_WUMS | 42.65 | 26.58 | 19.33 | 9.49 | 7.5 | -15.21
NE | 12.28 | -1.77 | -0.33 | -4.16 | -22.99 | -11.89
NEISO | -25.29 | -23.98 | -21.68 | -20.44 | -11.59 | -16.88
NonRTO_Midwest | -0.52 | -0.87 | -11.26 | -5.64 | 0.48 | 2.36
NYISO_A-F | 16.58 | 15.16 | 13.79 | 11.84 | 24.46 | 17.91
NYISO_G-I | 2.51 | 5.79 | 7.11 | 2.64 | -1.78 | 2.91
NYISO_J-K | -41.51 | -44.15 | -44.48 | -52.44 | -57.98 | -62.96
PJM_E | -1.91 | 8.64 | 17.63 | 5.05 | -21.3 | -21.15
PJM_ROM | -60.15 | -63.32 | -58.23 | -65.25 | -40.85 | -6.78
PJM_ROR | 61.75 | 35.72 | 2.85 | 56.3 | 26.49 | 25.14
SOCO | -2.95 | -3.73 | -4.5 | -0.29 | -0.58 | 7.45
SPP_N | 8.78 | 15.19 | 0.57 | -8.22 | 29.4 | 27.81
SPP_S | -22.2 | 7.89 | 6.16 | 13.94 | -9.05 | -3.63
TVA | -1.75 | 2.45 | -1.6 | -3 | 1.07 | 0.14
TVA_Transmission | 0 | 0 | 0 | 0 | 0 | 0
VACAR | -3.03 | -2 | -0.64 | -9.23 | 3.82 | 35.46
IESO | 32.33 | 32.43 | 32.44 | 30.89 | 28.27 | 16.82
MAPP_CA | 1.4 | 3.44 | 5.34 | 16.75 | 17.54 | 17.41
AZ_NM_SNV_Coal | -77.54 | -96.45 | -136.66 | -148.26 | -152.9 | -154.43
AZ_NM_SNV_Gas | 65.83 | 56.14 | 83.2 | 52.36 | 18.46 | 13.16
AZ_NM_SNV_NucRenew | 42.13 | 75.3 | 88.73 | 114.06 | 167.4 | 174.24
ERCOT | 0.02 | -3.53 | -0.74 | -2.29 | -0.39 | -2.46
NP15 | 5.63 | 14.19 | 12.41 | 18.29 | 28.84 | 32.03
NWPP_Coal | -185.27 | -212.81 | -255.07 | -259.61 | -259.61 | -281.05
NWPP_Gas | 50.58 | 63.82 | 63.82 | 40.62 | 7.02 | 5.98
NWPP_NucRenew | 162.47 | 162.54 | 172.19 | 221.53 | 251.31 | 276.28
RMPA | -0.23 | -2.05 | -1.02 | -3.27 | -0.1 | 0.18
SP15 | -63.48 | -63.88 | -32.75 | -39.18 | -63.32 | -67.97
ALB | 2.2 | 1.07 | -0.5 | -0.83 | 1.67 | -0.89
BC | -2 | -1 | 0.63 | 0.93 | -0.28 | 3.92
HQ_IESO | 2.34 | 2.34 | 2.34 | 2.34 | 2.34 | 2.88
HQ_NEISO | 19.18 | 19.18 | 19.18 | 19.18 | 19.18 | 26.51
HQ_NY | 5.84 | 5.84 | 5.84 | 20.41 | 20.41 | 20.41
MARITIMES | 8.76 | 8.76 | 8.76 | 8.76 | 8.76 | 11.24
All | 8.58 | 8.76 | 11.2 | 8.69 | 6.47 | 49.44
EI_US | -27.82 | -22.77 | -23.14 | -35.63 | -39.78 | 13.33
EI_Canada | 36.06 | 38.2 | 40.11 | 49.97 | 48.15 | 37.11
EI | 8.24 | 15.44 | 16.97 | 14.34 | 8.37 | 50.44
Outside_EI | 0.34 | -6.68 | -5.77 | -5.65 | -1.9 | -1
#4 | Fuel Use (TBtu)
Total Fuel Consumption by Reporting Type: Entergy
ReportingType | 2015 | 2020 | 2025 | 2030 | 2035 | 2040
BM | 0 | 0 | 0 | 0 | 351.17 | 977.87
CC | 506.88 | 698.33 | 690.84 | 595.22 | 272.35 | 77.96
CSP | 0 | 0 | 0 | 0 | 0 | 0
CT | 0 | 0 | 0 | 0 | 0 | 0
Coal | 585.59 | 50.94 | 5.48 | 0 | 0 | 0
Geo | 0 | 0 | 0 | 0 | 0 | 0
H | 0 | 0 | 0 | 0 | 0 | 0
LFG | 0 | 0 | 11.56 | 11.56 | 11.56 | 11.56
Nuc | 464.87 | 464.87 | 464.87 | 464.87 | 636.94 | 551.46
PS | 0 | 0 | 0 | 0 | 0 | 0
PV | 0 | 0 | 0 | 0 | 0 | 0
PeakG | 0 | 0 | 0 | 0 | 0 | 0
PeakO | 0 | 0 | 0 | 0 | 0 | 0
ST | 0 | 0 | 0 | 0 | 0 | 0
STOG | 3.12 | 5.15 | 0 | 0 | 0 | 0
STWD | 0.27 | 1 | 1.73 | 11.64 | 18.94 | 14.76
WT | 0 | 0 | 0 | 0 | 0 | 0
IGCC | 0 | 0 | 0 | 0 | 0 | 0
DemandResponse | 0 | 0 | 0 | 0 | 0 | 0
IGCC-CCS | 0 | 0 | 0 | 0 | 0 | 0
WT_off | 0 | 0 | 0 | 0 | 0 | 0
PseudoUnit | 0 | 0 | 0 | 0 | 0 | 0
FixedInterchange | 0 | 0 | 0 | 0 | 0 | 0
Total Fuel Consumption by Reporting Type: FRCC
ReportingType | 2015 | 2020 | 2025 | 2030 | 2035 | 2040
BM | 0 | 0 | 0 | 0 | 0 | 145.09
CC | 1299.56 | 1354.94 | 1319.99 | 741.56 | 298.16 | 188.7
CSP | 0 | 0 | 0 | 0 | 0 | 0
CT | 5.26 | 9.03 | 10.27 | 3.58 | 0 | 0
Coal | 180.23 | 64.07 | 9.5 | 12.75 | 41.49 | 48.54
Geo | 0 | 0 | 0 | 0 | 0 | 0
H | 0 | 0 | 0 | 0 | 0 | 0
LFG | 0 | 0 | 21.31 | 21.31 | 21.31 | 21.31
Nuc | 352.09 | 352.09 | 586.1 | 1467.82 | 2055.5 | 2205.77
PS | 0 | 0 | 0 | 0 | 0 | 0
PV | 0 | 0 | 0 | 0 | 0 | 0
PeakG | 4.35 | 6.92 | 8.22 | 0.72 | 0.89 | 0.78
PeakO | 0 | 0 | 0 | 0 | 0 | 0
ST | 0 | 0 | 0 | 0 | 0 | 0
STOG | 0.91 | 0.91 | 0 | 0 | 0 | 0
STWD | 1.49 | 2.85 | 15.45 | 15.45 | 15.45 | 9.54
WT | 0 | 0 | 0 | 0 | 0 | 0
IGCC | 0 | 0 | 0 | 0 | 0 | 0
DemandResponse | 0 | 0 | 0 | 0 | 0 | 0
IGCC-CCS | 0 | 0 | 0 | 0 | 0 | 0
WT_off | 0 | 0 | 0 | 0 | 0 | 0
PseudoUnit | 0 | 0 | 0 | 0 | 0 | 0
FixedInterchange | 0 | 0 | 0 | 0 | 0 | 0
Total Fuel Consumption by Reporting Type: MAPP_US
ReportingType | 2015 | 2020 | 2025 | 2030 | 2035 | 2040
BM | 0 | 0 | 0 | 0 | 3.39 | 4.94
CC | 9.82 | 1.46 | 2.2 | 1.37 | 1.37 | 0.41
CSP | 0 | 0 | 0 | 0 | 0 | 0
CT | 0 | 0 | 0 | 0 | 0 | 0
Coal | 116.44 | 38.13 | 0.35 | 0 | 0 | 0
Geo | 0 | 0 | 0 | 0 | 0 | 0
H | 0 | 0 | 0 | 0 | 0 | 0
LFG | 0 | 0 | 0 | 7.71 | 7.71 | 7.71
Nuc | 0 | 0 | 0 | 0.01 | 0.08 | 0.05
PS | 0 | 0 | 0 | 0 | 0 | 0
PV | 0 | 0 | 0 | 0 | 0 | 0
PeakG | 0.56 | 0.68 | 0.84 | 0.9 | 0.68 | 0.49
PeakO | 0 | 0 | 0 | 0 | 0 | 0
ST | 0 | 0 | 0 | 0 | 0 | 0
STOG | 0 | 0 | 0 | 0 | 0 | 0
STWD | 0 | 0 | 0 | 0 | 0 | 0
WT | 0.01 | 0.03 | 0.04 | 0.04 | 0.04 | 0.04
IGCC | 0 | 0 | 0 | 0 | 0 | 0
DemandResponse | 0 | 0 | 0 | 0 | 0 | 0
IGCC-CCS | 0 | 0 | 0 | 0 | 0 | 0
WT_off | 0 | 0 | 0 | 0 | 0 | 0
PseudoUnit | 0 | 0 | 0 | 0 | 0 | 0
FixedInterchange | 0 | 0 | 0 | 0 | 0 | 0
Total Fuel Consumption by Reporting Type: MISO_IN
ReportingType | 2015 | 2020 | 2025 | 2030 | 2035 | 2040
BM | 0 | 0 | 0 | 0 | 0 | 596.39
CC | 77.69 | 1099.79 | 1111.14 | 1006.52 | 873.66 | 193.07
CSP | 0 | 0 | 0 | 0 | 0 | 0
CT | 0 | 0 | 0 | 0 | 0 | 0
Coal | 499.03 | 207.98 | 28.76 | 62.74 | 180.65 | 185.58
Geo | 0 | 0 | 0 | 0 | 0 | 0
H | 0 | 0 | 0 | 0 | 0 | 0
LFG | 0 | 0 | 8.62 | 8.62 | 8.62 | 8.62
Nuc | 0 | 0 | 0 | 0.01 | 0.08 | 47.89
PS | 0 | 0 | 0 | 0 | 0 | 0
PV | 0 | 0 | 0 | 0 | 0 | 0
PeakG | 0 | 0 | 0 | 0 | 0 | 0
PeakO | 0 | 0 | 0 | 0 | 0 | 0
ST | 0 | 0 | 0 | 0 | 0 | 0
STOG | 0.34 | 0.34 | 0.34 | 0.08 | 0 | 0
STWD | 0 | 0 | 0 | 0 | 0 | 0
WT | 0 | 0 | 0 | 0 | 0 | 0
IGCC | 40.45 | 40.45 | 5.85 | 0 | 0 | 0
DemandResponse | 0 | 0 | 0 | 0 | 0 | 0
IGCC-CCS | 0 | 0 | 0 | 0 | 0 | 0
WT_off | 0 | 0 | 0 | 0 | 0 | 0
PseudoUnit | 0 | 0 | 0 | 0 | 0 | 0
FixedInterchange | 0 | 0 | 0 | 0 | 0 | 0
Total Fuel Consumption by Reporting Type: MISO_MI
ReportingType | 2015 | 2020 | 2025 | 2030 | 2035 | 2040
BM | 0 | 0 | 0 | 0 | 0 | 466.14
CC | 129.31 | 116.97 | 127.85 | 77.1 | 60.37 | 2.87
CSP | 0 | 0 | 0 | 0 | 0 | 0
CT | 0 | 0 | 0 | 0 | 0 | 0
Coal | 250.93 | 0 | 0 | 0 | 0 | 0
Geo | 0 | 0 | 0 | 0 | 0 | 0
H | 0 | 0 | 0 | 0 | 0 | 0
LFG | 0 | 6.53 | 17.24 | 17.24 | 17.24 | 17.24
Nuc | 174.19 | 174.19 | 174.19 | 174.19 | 219.08 | 589.15
PS | 0 | 0 | 0 | 0 | 0 | 0
PV | 0 | 0 | 0 | 0 | 0 | 0
PeakG | 0.17 | 0 | 0 | 0 | 0 | 0
PeakO | 0 | 0 | 0 | 0 | 0 | 0
ST | 0 | 0 | 0 | 0 | 0 | 0
STOG | 3.38 | 1.07 | 1.72 | 0 | 0 | 0
STWD | 13.39 | 13.39 | 11.07 | 11.22 | 13.39 | 13.39
WT | 0.01 | 0.01 | 0.01 | 0.01 | 0.01 | 0.01
IGCC | 0 | 0 | 0 | 0 | 0 | 0
DemandResponse | 0 | 0 | 0 | 0 | 0 | 0
IGCC-CCS | 0 | 0 | 0 | 0 | 0 | 0
WT_off | 0 | 0 | 0 | 0 | 0 | 0
PseudoUnit | 0 | 0 | 0 | 0 | 0 | 0
FixedInterchange | 0 | 0 | 0 | 0 | 0 | 0
Total Fuel Consumption by Reporting Type: MISO_MO-IL
ReportingType | 2015 | 2020 | 2025 | 2030 | 2035 | 2040
BM | 0 | 0 | 0 | 0 | 0 | 13.04
CC | 19.74 | 22.5 | 23.37 | 7.23 | 6.43 | 2.22
CSP | 0 | 0 | 0 | 0 | 0 | 0
CT | 0 | 0 | 0 | 0 | 0 | 0
Coal | 726.02 | 157.03 | 30.28 | 11.48 | 38.27 | 38.27
Geo | 0 | 0 | 0 | 0 | 0 | 0
H | 0 | 0 | 0 | 0 | 0 | 0
LFG | 0 | 0 | 1.14 | 24.03 | 24.03 | 24.03
Nuc | 178.81 | 178.81 | 178.81 | 178.81 | 178.81 | 178.81
PS | 0 | 0 | 0 | 0 | 0 | 0
PV | 0 | 0 | 0 | 0 | 0 | 0
PeakG | 1.32 | 4.97 | 1.16 | 4.88 | 4.75 | 1.95
PeakO | 0 | 0 | 0 | 0 | 0 | 0
ST | 0 | 0 | 0 | 0 | 0 | 0
STOG | 0.06 | 0.22 | 0 | 0 | 0 | 0
STWD | 0 | 0 | 0 | 0 | 0 | 0
WT | 0 | 0 | 0.02 | 0.02 | 0.02 | 0.02
IGCC | 0 | 0 | 0 | 0 | 0 | 0
DemandResponse | 0 | 0 | 0 | 0 | 0 | 0
IGCC-CCS | 0 | 0 | 0 | 0 | 0 | 0
WT_off | 0 | 0 | 0 | 0 | 0 | 0
PseudoUnit | 0 | 0 | 0 | 0 | 0 | 0
FixedInterchange | 0 | 0 | 0 | 0 | 0 | 0
Total Fuel Consumption by Reporting Type: MISO_W
ReportingType | 2015 | 2020 | 2025 | 2030 | 2035 | 2040
BM | 0 | 0 | 0 | 0 | 0 | 0
CC | 63.3 | 86.74 | 29.66 | 22.56 | 14.19 | 8.1
CSP | 0 | 0 | 0 | 0 | 0 | 0
CT | 0 | 0 | 0 | 0 | 0 | 0
Coal | 737.31 | 283.84 | 49.84 | 39.02 | 39.02 | 39.02
Geo | 0 | 0 | 0 | 0 | 0 | 0
H | 0 | 0 | 0 | 0 | 0 | 0
LFG | 0 | 0 | 0 | 7.71 | 7.71 | 7.71
Nuc | 190.11 | 190.11 | 190.11 | 190.11 | 0.01 | 0.01
PS | 0 | 0 | 0 | 0 | 0 | 0
PV | 0 | 0 | 0 | 0 | 0 | 0
PeakG | 1.8 | 2.82 | 0.05 | 0 | 0.57 | 0
PeakO | 0 | 0 | 0 | 0 | 0 | 0
ST | 0 | 0 | 0 | 0 | 0 | 0
STOG | 0 | 0 | 0 | 0 | 0 | 0
STWD | 0.67 | 1.45 | 2.35 | 15.33 | 24.94 | 21.09
WT | 0.03 | 0.03 | 0.15 | 0.15 | 0.15 | 0.16
IGCC | 0 | 0 | 0 | 0 | 0 | 0
DemandResponse | 0 | 0 | 0 | 0 | 0 | 0
IGCC-CCS | 0 | 0 | 0 | 0 | 0 | 0
WT_off | 0 | 0 | 0 | 0 | 0 | 0
PseudoUnit | 0 | 0 | 0 | 0 | 0 | 0
FixedInterchange | 0 | 0 | 0 | 0 | 0 | 0
Total Fuel Consumption by Reporting Type: MISO_WUMS
ReportingType | 2015 | 2020 | 2025 | 2030 | 2035 | 2040
BM | 0 | 0 | 0 | 0 | 0 | 310.67
CC | 471.16 | 452.72 | 414.03 | 307.65 | 290.66 | 8.43
CSP | 0 | 0 | 0 | 0 | 0 | 0
CT | 0 | 0 | 0 | 0 | 0 | 0
Coal | 113.79 | 14.79 | 9.71 | 13.02 | 30.91 | 47.14
Geo | 0 | 0 | 0 | 0 | 0 | 0
H | 0 | 0 | 0 | 0 | 0 | 0
LFG | 0 | 0 | 0 | 24.03 | 24.03 | 24.03
Nuc | 150.68 | 150.68 | 150.68 | 225.1 | 174.76 | 174.76
PS | 0 | 0 | 0 | 0 | 0 | 0
PV | 0 | 0 | 0 | 0 | 0 | 0
PeakG | 0 | 0 | 0 | 0 | 0 | 0
PeakO | 0 | 0 | 0 | 0 | 0 | 0
ST | 0 | 0 | 0 | 0 | 0 | 0
STOG | 0 | 0 | 0 | 0 | 0 | 0
STWD | 0.69 | 0.56 | 0.84 | 3.1 | 9.7 | 8.7
WT | 0 | 0 | 0 | 0 | 0 | 0
IGCC | 0 | 0 | 0 | 0 | 0 | 0
DemandResponse | 0 | 0 | 0 | 0 | 0 | 0
IGCC-CCS | 0 | 0 | 0 | 0 | 0 | 0
WT_off | 0 | 0 | 0 | 0 | 0 | 0
PseudoUnit | 0 | 0 | 0 | 0 | 0 | 0
FixedInterchange | 0 | 0 | 0 | 0 | 0 | 0
Total Fuel Consumption by Reporting Type: Nebraska
ReportingType | 2015 | 2020 | 2025 | 2030 | 2035 | 2040
BM | 0 | 0 | 0 | 0 | 32.81 | 225.57
CC | 13.35 | 98.18 | 99.18 | 87.31 | 34.03 | 13.72
CSP | 0 | 0 | 0 | 0 | 0 | 0
CT | 0 | 0 | 0 | 0 | 0 | 0
Coal | 332.69 | 53.18 | 38.59 | 36.37 | 36.22 | 36.22
Geo | 0 | 0 | 0 | 0 | 0 | 0
H | 0 | 0 | 0 | 0 | 0 | 0
LFG | 0 | 0 | 7.71 | 7.71 | 7.71 | 7.71
Nuc | 104.28 | 104.28 | 104.28 | 104.28 | 0.02 | 0.02
PS | 0 | 0 | 0 | 0 | 0 | 0
PV | 0 | 0 | 0 | 0 | 0 | 0
PeakG | 0.92 | 0 | 0 | 0 | 0 | 0
PeakO | 0 | 0 | 0 | 0 | 0 | 0
ST | 0 | 0 | 0 | 0 | 0 | 0
STOG | 0 | 0 | 0 | 0 | 0 | 0
STWD | 0 | 0 | 0 | 0 | 0 | 0
WT | 0 | 0 | 0 | 0 | 0 | 0
IGCC | 0 | 0 | 0 | 0 | 0 | 0
DemandResponse | 0 | 0 | 0 | 0 | 0 | 0
IGCC-CCS | 0 | 0 | 0 | 0 | 0 | 0
WT_off | 0 | 0 | 0 | 0 | 0 | 0
PseudoUnit | 0 | 0 | 0 | 0 | 0 | 0
FixedInterchange | 0 | 0 | 0 | 0 | 0 | 0
Total Fuel Consumption by Reporting Type: NEISO
ReportingType | 2015 | 2020 | 2025 | 2030 | 2035 | 2040
BM | 24.48 | 14.62 | 7.77 | 24.48 | 24.48 | 18.88
CC | 298.85 | 200.09 | 156.71 | 123.07 | 34.29 | 14.34
CSP | 0 | 0 | 0 | 0 | 0 | 0
CT | 0.01 | 0.12 | 0.12 | 0.02 | 0 | 0
Coal | 0.44 | 0 | 0 | 0 | 0 | 0
Geo | 0 | 0 | 0 | 0 | 0 | 0
H | 0 | 0 | 0 | 0 | 0 | 0
LFG | 5.3 | 5.3 | 5.3 | 12.81 | 12.81 | 12.81
Nuc | 365.51 | 365.51 | 365.51 | 365.51 | 264.08 | 195.08
PS | 0 | 0 | 0 | 0 | 0 | 0
PV | 0 | 0 | 0 | 0 | 0 | 0
PeakG | 0.09 | 0.33 | 0.4 | 0.31 | 0 | 0
PeakO | 0 | 0 | 0 | 0 | 0 | 0
ST | 0 | 0 | 0 | 0 | 0 | 0
STOG | 0 | 0 | 0 | 0 | 0 | 0
STWD | 51.79 | 15.61 | 2.37 | 19.34 | 33.87 | 39.26
WT | 0 | 0.01 | 0.02 | 0.02 | 0.05 | 0.05
IGCC | 0 | 0 | 0 | 0 | 0 | 0
DemandResponse | 0 | 0 | 0 | 0 | 0 | 0
IGCC-CCS | 0 | 0 | 0 | 0 | 0 | 0
WT_off | 0 | 0 | 0 | 0 | 0 | 0
PseudoUnit | 0 | 0 | 0 | 0 | 0 | 0
FixedInterchange | 0 | 0 | 0 | 0 | 0 | 0
Total Fuel Consumption by Reporting Type: NonRTO_Midwest
ReportingType | 2015 | 2020 | 2025 | 2030 | 2035 | 2040
BM | 0 | 0 | 0 | 0 | 80.82 | 596.39
CC | 144.46 | 269.57 | 269.57 | 267.68 | 227.72 | 14.79
CSP | 0 | 0 | 0 | 0 | 0 | 0
CT | 0 | 0 | 0 | 0 | 0 | 0
Coal | 360.94 | 164.54 | 34.73 | 57.13 | 64.88 | 64.88
Geo | 0 | 0 | 0 | 0 | 0 | 0
H | 0 | 0 | 0 | 0 | 0 | 0
LFG | 0 | 0 | 17.24 | 17.24 | 17.24 | 17.24
Nuc | 0 | 0 | 0.01 | 0.05 | 80.56 | 80.56
PS | 0 | 0 | 0 | 0 | 0 | 0
PV | 0 | 0 | 0 | 0 | 0 | 0
PeakG | 1.64 | 0.59 | 2.75 | 2.79 | 0.48 | 0
PeakO | 0 | 0 | 0 | 0 | 0 | 0
ST | 0 | 0 | 0 | 0 | 0 | 0
STOG | 0 | 0 | 0 | 0 | 0 | 0
STWD | 0 | 0 | 0 | 0 | 0 | 0
WT | 0 | 0 | 0 | 0 | 0 | 0
IGCC | 0 | 0 | 0 | 0 | 0 | 0
DemandResponse | 0 | 0 | 0 | 0 | 0 | 0
IGCC-CCS | 0 | 0 | 0 | 0 | 0 | 0
WT_off | 0 | 0 | 0 | 0 | 0 | 0
PseudoUnit | 0 | 0 | 0 | 0 | 0 | 0
FixedInterchange | 0 | 0 | 0 | 0 | 0 | 0
Total Fuel Consumption by Reporting Type: NYISO_A-F
ReportingType | 2015 | 2020 | 2025 | 2030 | 2035 | 2040
BM | 0 | 0 | 0 | 0 | 0 | 0
CC | 54.78 | 64.67 | 54.2 | 34.38 | 4.5 | 1.19
CSP | 0 | 0 | 0 | 0 | 0 | 0
CT | 0 | 0 | 0 | 0 | 0 | 0
Coal | 0 | 0 | 0 | 0 | 0 | 0
Geo | 0 | 0 | 0 | 0 | 0 | 0
H | 0 | 0 | 0 | 0 | 0 | 0
LFG | 0.69 | 0.69 | 8 | 8 | 8 | 8
Nuc | 270.5 | 270.5 | 270.5 | 220.56 | 173.9 | 105.39
PS | 0 | 0 | 0 | 0 | 0 | 0
PV | 0 | 0 | 0 | 0 | 0 | 0
PeakG | 0 | 0.07 | 0.07 | 0.02 | 0 | 0
PeakO | 0 | 0 | 0 | 0 | 0 | 0
ST | 0 | 0 | 0 | 0 | 0 | 0
STOG | 0 | 0 | 0 | 0 | 0 | 0
STWD | 0.01 | 0.03 | 0.2 | 0.84 | 3.81 | 4.63
WT | 0.01 | 0.01 | 0.01 | 0.02 | 0.04 | 0.04
IGCC | 0 | 0 | 0 | 0 | 0 | 0
DemandResponse | 0 | 0 | 0 | 0 | 0 | 0
IGCC-CCS | 0 | 0 | 0 | 0 | 0 | 0
WT_off | 0 | 0 | 0 | 0 | 0 | 0
PseudoUnit | 0 | 0 | 0 | 0 | 0 | 0
FixedInterchange | 0 | 0 | 0 | 0 | 0 | 0
Total Fuel Consumption by Reporting Type: NYISO_G-I
ReportingType | 2015 | 2020 | 2025 | 2030 | 2035 | 2040
BM | 0 | 0 | 0 | 0 | 59.99 | 77.65
CC | 23.78 | 52.93 | 60.67 | 20.77 | 14.25 | 9.63
CSP | 0 | 0 | 0 | 0 | 0 | 0
CT | 0 | 0 | 0 | 0 | 0 | 0
Coal | 0 | 0 | 0 | 0 | 0 | 0
Geo | 0 | 0 | 0 | 0 | 0 | 0
H | 0 | 0 | 0 | 0 | 0 | 0
LFG | 0 | 0 | 8 | 8 | 8 | 8
Nuc | 162.83 | 162.83 | 162.83 | 162.83 | 81.65 | 126.16
PS | 0 | 0 | 0 | 0 | 0 | 0
PV | 0 | 0 | 0 | 0 | 0 | 0
PeakG | 0 | 0 | 0 | 0 | 0 | 0
PeakO | 0 | 0 | 0 | 0 | 0 | 0
ST | 0 | 0 | 0 | 0 | 0 | 0
STOG | 0 | 0 | 0 | 0 | 0 | 0
STWD | 0 | 0 | 0 | 0 | 0 | 0
WT | 0 | 0 | 0 | 0 | 0 | 0
IGCC | 0 | 0 | 0 | 0 | 0 | 0
DemandResponse | 0 | 0 | 0 | 0 | 0 | 0
IGCC-CCS | 0 | 0 | 0 | 0 | 0 | 0
WT_off | 0 | 0 | 0 | 0 | 0 | 0
PseudoUnit | 0 | 0 | 0 | 0 | 0 | 0
FixedInterchange | 0 | 0 | 0 | 0 | 0 | 0
Total Fuel Consumption by Reporting Type: NYISO_J-K
ReportingType | 2015 | 2020 | 2025 | 2030 | 2035 | 2040
BM | 0 | 0 | 0 | 0 | 0 | 0
CC | 157.11 | 167.72 | 176.18 | 121.53 | 77.73 | 47.08
CSP | 0 | 0 | 0 | 0 | 0 | 0
CT | 0 | 0 | 0 | 0 | 0 | 0
Coal | 0 | 0 | 0 | 0 | 0 | 0
Geo | 0 | 0 | 0 | 0 | 0 | 0
H | 0 | 0 | 0 | 0 | 0 | 0
LFG | 0 | 0 | 0 | 8 | 8 | 8
Nuc | 0 | 0 | 0 | 0.01 | 0.08 | 0.08
PS | 0 | 0 | 0 | 0 | 0 | 0
PV | 0 | 0 | 0 | 0 | 0 | 0
PeakG | 0.53 | 1.62 | 1.77 | 0.53 | 0.39 | 1.01
PeakO | 0 | 0 | 0 | 0 | 0 | 0
ST | 0 | 0 | 0 | 0 | 0 | 0
STOG | 3.51 | 5.75 | 5.52 | 3.13 | 0.44 | 0.72
STWD | 0 | 0 | 0 | 0 | 0 | 0
WT | 0 | 0 | 0 | 0 | 0 | 0
IGCC | 0 | 0 | 0 | 0 | 0 | 0
DemandResponse | 0 | 0 | 0 | 0 | 0 | 0
IGCC-CCS | 0 | 0 | 0 | 0 | 0 | 0
WT_off | 0 | 0 | 0 | 0 | 0 | 0
PseudoUnit | 0 | 0 | 0 | 0 | 0 | 0
FixedInterchange | 0 | 0 | 0 | 0 | 0 | 0
Total Fuel Consumption by Reporting Type: PJM_E
ReportingType | 2015 | 2020 | 2025 | 2030 | 2035 | 2040
BM | 0.16 | 2.91 | 2.91 | 2.91 | 2.91 | 2.91
CC | 326.6 | 353.33 | 389.23 | 312.57 | 246.78 | 111.48
CSP | 0 | 0 | 0 | 0 | 0 | 0
CT | 0 | 0.03 | 0.06 | 0 | 0 | 0
Coal | 6.61 | 5.05 | 2.05 | 0.4 | 8.38 | 17.76
Geo | 0 | 0 | 0 | 0 | 0 | 0
H | 0 | 0 | 0 | 0 | 0 | 0
LFG | 0.98 | 15.28 | 15.28 | 15.28 | 15.28 | 15.28
Nuc | 702.72 | 651.97 | 651.97 | 651.97 | 468.33 | 371.38
PS | 0 | 0 | 0 | 0 | 0 | 0
PV | 0 | 0 | 0 | 0 | 0 | 0
PeakG | 0.38 | 4.59 | 5.34 | 5.54 | 3.89 | 2.74
PeakO | 0 | 0 | 0 | 0 | 0 | 0
ST | 0 | 0 | 0 | 0 | 0 | 0
STOG | 3.02 | 5.76 | 0 | 0 | 0 | 0
STWD | 0 | 0 | 0 | 0 | 0 | 0
WT | 0 | 0 | 0 | 0 | 0 | 0
IGCC | 0 | 0 | 0 | 0 | 0 | 0
DemandResponse | 0 | 0 | 0 | 0 | 0 | 0
IGCC-CCS | 0 | 0 | 0 | 0 | 0 | 0
WT_off | 0 | 0 | 0 | 0 | 0 | 0.03
PseudoUnit | 0 | 0 | 0 | 0 | 0 | 0
FixedInterchange | 0 | 0 | 0 | 0 | 0 | 0
Total Fuel Consumption by Reporting Type: PJM_ROM
ReportingType | 2015 | 2020 | 2025 | 2030 | 2035 | 2040
BM | 0.1 | 1.75 | 1.75 | 1.75 | 228.85 | 228.85
CC | 146.52 | 161.99 | 180.15 | 147.32 | 107.05 | 34.94
CSP | 0 | 0 | 0 | 0 | 0 | 0
CT | 0 | 0.02 | 0.03 | 0.03 | 0 | 0
Coal | 92.72 | 13.15 | 0.25 | 0.01 | 0.01 | 0
Geo | 0 | 0 | 0 | 0 | 0 | 0
H | 0 | 0 | 0 | 0 | 0 | 0
LFG | 2.04 | 30.56 | 30.56 | 30.56 | 30.56 | 30.56
Nuc | 420.79 | 420.79 | 420.79 | 420.79 | 427.74 | 522.13
PS | 0 | 0 | 0 | 0 | 0 | 0
PV | 0 | 0 | 0 | 0 | 0 | 0
PeakG | 0 | 0.16 | 0.6 | 3.49 | 1.9 | 1.74
PeakO | 0 | 0 | 0 | 0 | 0 | 0
ST | 0 | 0 | 0 | 0 | 0 | 0
STOG | 7.33 | 9.33 | 0.25 | 0 | 0 | 0
STWD | 0.31 | 5.38 | 5.38 | 5.38 | 5.38 | 5.38
WT | 0 | 0 | 0 | 0 | 0.02 | 0.02
IGCC | 0 | 0 | 0 | 0 | 0 | 0
DemandResponse | 0 | 0 | 0 | 0 | 0 | 0
IGCC-CCS | 0 | 0 | 0 | 0 | 0 | 0
WT_off | 0 | 0 | 0 | 0 | 0 | 0.04
PseudoUnit | 0 | 0 | 0 | 0 | 0 | 0
FixedInterchange | 0 | 0 | 0 | 0 | 0 | 0
Total Fuel Consumption by Reporting Type: PJM_ROR
ReportingType | 2015 | 2020 | 2025 | 2030 | 2035 | 2040
BM | 2.1 | 37.37 | 31.54 | 37.37 | 37.37 | 1024.6
CC | 1152.82 | 1489.03 | 1551.65 | 1399.86 | 1143.32 | 93.82
CSP | 0 | 0 | 0 | 0 | 0 | 0
CT | 0.03 | 0.06 | 0.06 | 0.06 | 0 | 0
Coal | 1835.36 | 947.47 | 144.37 | 132.41 | 273.3 | 273.3
Geo | 0 | 0 | 0 | 0 | 0 | 0
H | 0 | 0 | 0 | 0 | 0 | 0
LFG | 6.18 | 58.72 | 61.46 | 61.46 | 61.46 | 61.46
Nuc | 1644.81 | 1644.81 | 1644.81 | 1573.64 | 1509.72 | 2456.47
PS | 0 | 0 | 0 | 0 | 0 | 0
PV | 0 | 0 | 0 | 0 | 0 | 0
PeakG | 11.7 | 11.8 | 19.31 | 18.38 | 12.72 | 3.17
PeakO | 0 | 0 | 0 | 0 | 0 | 0
ST | 0 | 0 | 0 | 0 | 0 | 0
STOG | 4.28 | 8.36 | 8.36 | 0 | 0 | 0
STWD | 0.43 | 15.91 | 13.33 | 11.69 | 15.91 | 15.91
WT | 0.03 | 0.03 | 0.04 | 0.13 | 0.13 | 0.13
IGCC | 0 | 0 | 0 | 0 | 0 | 0
DemandResponse | 0 | 0 | 0 | 0 | 0 | 0
IGCC-CCS | 0 | 0 | 0 | 0 | 0 | 0
WT_off | 0 | 0 | 0 | 0 | 0 | 0
PseudoUnit | 0 | 0 | 0 | 0 | 0 | 0
FixedInterchange | 0 | 0 | 0 | 0 | 0 | 0
Total Fuel Consumption by Reporting Type: SOCO
ReportingType | 2015 | 2020 | 2025 | 2030 | 2035 | 2040
BM | 0.5 | 1.16 | 3.89 | 5.34 | 636.25 | 636.25
CC | 1022.28 | 1191.52 | 1230.28 | 773.75 | 292.41 | 59.84
CSP | 0 | 0 | 0 | 0 | 0 | 0
CT | 0 | 0 | 0 | 0 | 0 | 0
Coal | 381.33 | 126.77 | 70.41 | 93.87 | 93.87 | 93.87
Geo | 0 | 0 | 0 | 0 | 0 | 0
H | 0 | 0 | 0 | 0 | 0 | 0
LFG | 0 | 0 | 11.56 | 11.56 | 11.56 | 11.56
Nuc | 494.38 | 673.18 | 673.18 | 1366.72 | 1592.77 | 1996.17
PS | 0 | 0 | 0 | 0 | 0 | 0
PV | 0 | 0 | 0 | 0 | 0 | 0
PeakG | 7.95 | 10.99 | 21.03 | 1.74 | 2.16 | 0.6
PeakO | 0 | 0 | 0 | 0 | 0 | 0
ST | 0 | 0 | 0 | 0 | 0 | 0
STOG | 0 | 0 | 0 | 0 | 0 | 0
STWD | 3.34 | 5.8 | 8.89 | 50.38 | 60.13 | 37.13
WT | 0 | 0 | 0 | 0 | 0 | 0
IGCC | 0 | 0 | 0 | 0 | 0 | 0
DemandResponse | 0 | 0 | 0 | 0 | 0 | 0
IGCC-CCS | 0 | 0 | 0 | 0 | 0 | 0
WT_off | 0 | 0 | 0 | 0 | 0 | 0
PseudoUnit | 0 | 0 | 0 | 0 | 0 | 0
FixedInterchange | 0 | 0 | 0 | 0 | 0 | 0
Total Fuel Consumption by Reporting Type: SPP_N
ReportingType | 2015 | 2020 | 2025 | 2030 | 2035 | 2040
BM | 0 | 0 | 0 | 0 | 621.73 | 595.89
CC | 108.92 | 92.7 | 84.43 | 65.49 | 22.46 | 13.99
CSP | 0 | 0 | 0 | 0 | 0 | 0
CT | 0 | 0 | 0 | 0 | 0 | 0
Coal | 587.76 | 207.14 | 17.27 | 32.6 | 63.07 | 63.07
Geo | 0 | 0 | 0 | 0 | 0 | 0
H | 0 | 0 | 0 | 0 | 0 | 0
LFG | 0 | 0 | 10.22 | 10.22 | 10.22 | 10.22
Nuc | 93.19 | 93.19 | 93.19 | 93.19 | 93.19 | 93.19
PS | 0 | 0 | 0 | 0 | 0 | 0
PV | 0 | 0 | 0 | 0 | 0 | 0
PeakG | 0.24 | 0 | 0 | 0 | 0 | 0
PeakO | 0 | 0 | 0 | 0 | 0 | 0
ST | 0 | 0 | 0 | 0 | 0 | 0
STOG | 0 | 0 | 0 | 0 | 0 | 0
STWD | 0 | 0 | 0 | 0 | 0 | 0
WT | 0 | 0.05 | 0.05 | 0.05 | 0.05 | 0.06
IGCC | 0 | 0 | 0 | 0 | 0 | 0
DemandResponse | 0 | 0 | 0 | 0 | 0 | 0
IGCC-CCS | 0 | 0 | 0 | 0 | 0 | 0
WT_off | 0 | 0 | 0 | 0 | 0 | 0
PseudoUnit | 0 | 0 | 0 | 0 | 0 | 0
FixedInterchange | 0 | 0 | 0 | 0 | 0 | 0
Total Fuel Consumption by Reporting Type: SPP_S
ReportingType | 2015 | 2020 | 2025 | 2030 | 2035 | 2040
BM | 0 | 0 | 0 | 0 | 201.22 | 405.58
CC | 307.95 | 412.75 | 441.89 | 412.72 | 171.43 | 108.88
CSP | 0 | 0 | 0 | 0 | 0 | 0
CT | 0.04 | 0 | 0 | 0.42 | 0 | 0
Coal | 783.17 | 79.31 | 9.49 | 0 | 0 | 0
Geo | 0 | 0 | 0 | 0 | 0 | 0
H | 0 | 0 | 0 | 0 | 0 | 0
LFG | 0 | 0 | 10.22 | 10.22 | 10.22 | 10.22
Nuc | 0 | 0 | 0 | 121.19 | 121.26 | 121.24
PS | 0 | 0 | 0 | 0 | 0 | 0
PV | 0 | 0 | 0 | 0 | 0 | 0
PeakG | 0 | 0 | 0 | 0 | 0 | 0
PeakO | 0 | 0 | 0 | 0 | 0 | 0
ST | 0 | 0 | 0 | 0 | 0 | 0
STOG | 24.24 | 8.78 | 17.94 | 19.82 | 3.98 | 0
STWD | 0.72 | 0.4 | 0.4 | 3.04 | 7.67 | 5.96
WT | 0.01 | 0.1 | 0.1 | 0.1 | 0.1 | 0.1
IGCC | 0 | 0 | 0 | 0 | 0 | 0
DemandResponse | 0 | 0 | 0 | 0 | 0 | 0
IGCC-CCS | 0 | 0 | 0 | 0 | 0 | 0
WT_off | 0 | 0 | 0 | 0 | 0 | 0
PseudoUnit | 0 | 0 | 0 | 0 | 0 | 0
FixedInterchange | 0 | 0 | 0 | 0 | 0 | 0
Total Fuel Consumption by Reporting Type: TVA
ReportingType | 2015 | 2020 | 2025 | 2030 | 2035 | 2040
BM | 0 | 0 | 0 | 0 | 717.69 | 717.69
CC | 324.2 | 487.89 | 522.95 | 494.74 | 245.54 | 24.8
CSP | 0 | 0 | 0 | 0 | 0 | 0
CT | 0 | 0 | 0 | 0 | 0 | 0
Coal | 348.45 | 142.26 | 4.46 | 0 | 0 | 0
Geo | 0 | 0 | 0 | 0 | 0 | 0
H | 0 | 0 | 0 | 0 | 0 | 0
LFG | 0 | 0 | 11.56 | 11.56 | 11.56 | 11.56
Nuc | 676.63 | 676.63 | 676.63 | 678.51 | 659.88 | 929.5
PS | 0 | 0 | 0 | 0 | 0 | 0
PV | 0 | 0 | 0 | 0 | 0 | 0
PeakG | 0 | 0 | 0 | 0 | 0 | 0
PeakO | 0 | 0 | 0 | 0 | 0 | 0
ST | 0 | 0 | 0 | 0 | 0 | 0
STOG | 0 | 0 | 0 | 0 | 0 | 0
STWD | 0.02 | 0.02 | 0.04 | 0.35 | 0.42 | 0.42
WT | 0 | 0 | 0 | 0 | 0 | 0
IGCC | 0 | 0 | 0 | 0 | 0 | 0
DemandResponse | 0 | 0 | 0 | 0 | 0 | 0
IGCC-CCS | 0 | 0 | 0 | 0 | 0 | 0
WT_off | 0 | 0 | 0 | 0 | 0 | 0
PseudoUnit | 0 | 0 | 0 | 0 | 0 | 0
FixedInterchange | 0 | 0 | 0 | 0 | 0 | 0
Total Fuel Consumption by Reporting Type: TVA_Transmission
ReportingType | 2015 | 2020 | 2025 | 2030 | 2035 | 2040
BM | 0 | 0 | 0 | 0 | 0 | 0
CC | 0 | 0 | 0 | 0 | 0 | 0
CSP | 0 | 0 | 0 | 0 | 0 | 0
CT | 0 | 0 | 0 | 0 | 0 | 0
Coal | 0 | 0 | 0 | 0 | 0 | 0
Geo | 0 | 0 | 0 | 0 | 0 | 0
H | 0 | 0 | 0 | 0 | 0 | 0
LFG | 0 | 0 | 0 | 0 | 0 | 0
Nuc | 0 | 0 | 0 | 0 | 0 | 0
PS | 0 | 0 | 0 | 0 | 0 | 0
PV | 0 | 0 | 0 | 0 | 0 | 0
PeakG | 0 | 0 | 0 | 0 | 0 | 0
PeakO | 0 | 0 | 0 | 0 | 0 | 0
ST | 0 | 0 | 0 | 0 | 0 | 0
STOG | 0 | 0 | 0 | 0 | 0 | 0
STWD | 0 | 0 | 0 | 0 | 0 | 0
WT | 0 | 0 | 0 | 0 | 0 | 0
IGCC | 0 | 0 | 0 | 0 | 0 | 0
DemandResponse | 0 | 0 | 0 | 0 | 0 | 0
IGCC-CCS | 0 | 0 | 0 | 0 | 0 | 0
WT_off | 0 | 0 | 0 | 0 | 0 | 0
PseudoUnit | 0 | 0 | 0 | 0 | 0 | 0
FixedInterchange | 0 | 0 | 0 | 0 | 0 | 0
Total Fuel Consumption by Reporting Type: VACAR
ReportingType | 2015 | 2020 | 2025 | 2030 | 2035 | 2040
BM | 0.09 | 16.61 | 68.88 | 70.12 | 70.12 | 599.2
CC | 793.6 | 773.87 | 763.83 | 632.95 | 254.48 | 59.97
CSP | 0 | 0 | 0 | 0 | 0 | 0
CT | 0.8 | 0.8 | 1.52 | 0 | 0 | 0
Coal | 247.47 | 146.26 | 35.71 | 31.3 | 47.81 | 47.81
Geo | 0 | 0 | 0 | 0 | 0 | 0
H | 0 | 0 | 0 | 0 | 0 | 0
LFG | 0.04 | 11.56 | 11.56 | 11.56 | 11.56 | 11.56
Nuc | 910.72 | 1100.09 | 1272.63 | 1424.24 | 1165.44 | 1017.4
PS | 0 | 0 | 0 | 0 | 0 | 0
PV | 0 | 0 | 0 | 0 | 0 | 0
PeakG | 1.17 | 2.29 | 4.31 | 4.68 | 1.13 | 1.37
PeakO | 0 | 0 | 0 | 0 | 0 | 0
ST | 0 | 0 | 0 | 0 | 0 | 0
STOG | 0 | 0 | 0 | 0 | 0 | 0
STWD | 24.47 | 24.47 | 24.47 | 24.47 | 24.47 | 19.07
WT | 0 | 0.01 | 0.01 | 0.01 | 0.01 | 0.01
IGCC | 0 | 0 | 0 | 0 | 0 | 0
DemandResponse | 0 | 0 | 0 | 0 | 0 | 0
IGCC-CCS | 0 | 0 | 0 | 0 | 0 | 0
WT_off | 0 | 0 | 0 | 0 | 0.1 | 0.14
PseudoUnit | 0 | 0 | 0 | 0 | 0 | 0
FixedInterchange | 0 | 0 | 0 | 0 | 0 | 0
Total Fuel Consumption by Reporting Type: IESO
ReportingType | 2015 | 2020 | 2025 | 2030 | 2035 | 2040
BM | 0 | 0.04 | 0.07 | 0.36 | 0.91 | 1.68
CC | 37.88 | 3.37 | 0.66 | 1.19 | 0.77 | 0.8
CSP | 0 | 0 | 0 | 0 | 0 | 0
CT | 0 | 0.05 | 0 | 0 | 0 | 0
Coal | 0 | 0 | 0 | 0 | 0 | 0
Geo | 0 | 0 | 0 | 0 | 0 | 0
H | 0 | 0 | 0 | 0 | 0 | 0
LFG | 1.56 | 1.56 | 1.56 | 1.61 | 1.61 | 1.61
Nuc | 1064.72 | 1055.34 | 1043.2 | 1064.72 | 980.48 | 854.53
PS | 0 | 0 | 0 | 0 | 0 | 0
PV | 0 | 0 | 0 | 0 | 0 | 0
PeakG | 0 | 0 | 0 | 0 | 0 | 0
PeakO | 0 | 0 | 0 | 0 | 0 | 0
ST | 0 | 0 | 0 | 0 | 0 | 0
STOG | 0 | 0 | 0 | 0 | 0 | 0
STWD | 0.05 | 0.05 | 0.05 | 0.54 | 6 | 10.32
WT | 0.01 | 0.01 | 0.01 | 0.01 | 0.01 | 0.01
IGCC | 0 | 0 | 0 | 0 | 0 | 0
DemandResponse | 0 | 0 | 0 | 0 | 0 | 0
IGCC-CCS | 0 | 0 | 0 | 0 | 0 | 0
WT_off | 0 | 0 | 0 | 0 | 0 | 0
PseudoUnit | 0 | 0 | 0 | 0 | 0 | 0
FixedInterchange | 0 | 0 | 0 | 0 | 0 | 0
Total Fuel Consumption by Reporting Type: MAPP_CA
ReportingType | 2015 | 2020 | 2025 | 2030 | 2035 | 2040
BM | 0 | 0 | 0 | 0 | 0 | 0
CC | 55.51 | 55.51 | 3.81 | 0.66 | 0.34 | 0
CSP | 0 | 0 | 0 | 0 | 0 | 0
CT | 0 | 0 | 0 | 0 | 0 | 0
Coal | 2.48 | 0.42 | 0 | 0 | 0 | 0
Geo | 0 | 0 | 0 | 0 | 0 | 0
H | 0 | 0 | 0.01 | 0.03 | 0.03 | 0.03
LFG | 0 | 0 | 0 | 0 | 0 | 0
Nuc | 0 | 0 | 0 | 0 | 0.08 | 0.05
PS | 0 | 0 | 0 | 0 | 0 | 0
PV | 0 | 0 | 0 | 0 | 0 | 0
PeakG | 1.04 | 1.04 | 0 | 0 | 0 | 0
PeakO | 0 | 0 | 0 | 0 | 0 | 0
ST | 0 | 0 | 0 | 0 | 0 | 0
STOG | 0.31 | 0.31 | 0 | 0 | 0 | 0
STWD | 0 | 0 | 0 | 0 | 0 | 0
WT | 0 | 0 | 0 | 0 | 0 | 0
IGCC | 0 | 0 | 0 | 0 | 0 | 0
DemandResponse | 0 | 0 | 0 | 0 | 0 | 0
IGCC-CCS | 0 | 0 | 0 | 0 | 0 | 0
WT_off | 0 | 0 | 0 | 0 | 0 | 0
PseudoUnit | 0 | 0 | 0 | 0 | 0 | 0
FixedInterchange | 0 | 0 | 0 | 0 | 0 | 0
Total Fuel Consumption by Reporting Type: AZ_NM_SNV_Coal
ReportingType | 2015 | 2020 | 2025 | 2030 | 2035 | 2040
BM | 0 | 0 | 0 | 0 | 0 | 0
CC | 0 | 0 | 0 | 0 | 0 | 0
CSP | 0 | 0 | 0 | 0 | 0 | 0
CT | 0 | 0 | 0 | 0 | 0 | 0
Coal | 510.59 | 463.12 | 101.93 | 6.11 | 40.55 | 20.88
Geo | 0 | 0 | 0 | 0 | 0 | 0
H | 0 | 0 | 0 | 0 | 0 | 0
LFG | 0 | 0 | 0 | 0 | 0 | 0
Nuc | 0 | 0 | 0 | 0 | 0 | 0
PS | 0 | 0 | 0 | 0 | 0 | 0
PV | 0 | 0 | 0 | 0 | 0 | 0
PeakG | 0 | 0 | 0 | 0 | 0 | 0
PeakO | 0 | 0 | 0 | 0 | 0 | 0
ST | 0 | 0 | 0 | 0 | 0 | 0
STOG | 0 | 0 | 0 | 0 | 0 | 0
STWD | 0 | 0 | 0 | 0 | 0 | 0
WT | 0 | 0 | 0 | 0 | 0 | 0
IGCC | 0 | 0 | 0 | 0 | 0 | 0
DemandResponse | 0 | 0 | 0 | 0 | 0 | 0
IGCC-CCS | 0 | 0 | 0 | 0 | 0 | 0
WT_off | 0 | 0 | 0 | 0 | 0 | 0
PseudoUnit | 0 | 0 | 0 | 0 | 0 | 0
FixedInterchange | 0 | 0 | 0 | 0 | 0 | 0
Total Fuel Consumption by Reporting Type: AZ_NM_SNV_Gas
ReportingType | 2015 | 2020 | 2025 | 2030 | 2035 | 2040
BM | 0 | 0 | 0 | 0 | 0 | 0
CC | 468.71 | 386.5 | 582.46 | 359.25 | 124.54 | 86.48
CSP | 0 | 0 | 0 | 0 | 0 | 0
CT | 0 | 0 | 0 | 0 | 0 | 0
Coal | 0 | 0 | 0 | 0 | 0 | 0
Geo | 0 | 0 | 0 | 0 | 0 | 0
H | 0 | 0 | 0 | 0 | 0 | 0
LFG | 0 | 0 | 0 | 0 | 0 | 0
Nuc | 0 | 0 | 0 | 0 | 0 | 0
PS | 0 | 0 | 0 | 0 | 0 | 0
PV | 0 | 0 | 0 | 0 | 0 | 0
PeakG | 0 | 0 | 0 | 0 | 0 | 0
PeakO | 0 | 0 | 0 | 0 | 0 | 0
ST | 0 | 0 | 0 | 0 | 0 | 0
STOG | 0 | 0 | 0 | 0 | 0 | 0
STWD | 0 | 0 | 0 | 0 | 0 | 0
WT | 0 | 0 | 0 | 0 | 0 | 0
IGCC | 0 | 0 | 0 | 0 | 0 | 0
DemandResponse | 0 | 0 | 0 | 0 | 0 | 0
IGCC-CCS | 0 | 0 | 0 | 0 | 0 | 0
WT_off | 0 | 0 | 0 | 0 | 0 | 0
PseudoUnit | 0 | 0 | 0 | 0 | 0 | 0
FixedInterchange | 0 | 0 | 0 | 0 | 0 | 0
Total Fuel Consumption by Reporting Type: AZ_NM_SNV_NucRenew
ReportingType | 2015 | 2020 | 2025 | 2030 | 2035 | 2040
BM | 0 | 0 | 0 | 0 | 0 | 88.73
CC | 0 | 0 | 0 | 0 | 0 | 0
CSP | 0 | 0 | 0 | 0 | 0 | 0
CT | 0 | 0 | 0 | 0 | 0 | 0
Coal | 0 | 0 | 0 | 0 | 0 | 0
Geo | 0 | 0 | 0.01 | 0.01 | 0.01 | 0.01
H | 0 | 0 | 0 | 0 | 0 | 0
LFG | 0 | 0 | 6.53 | 6.53 | 6.53 | 6.53
Nuc | 317.72 | 317.72 | 317.72 | 577.9 | 1115.41 | 1115.41
PS | 0 | 0 | 0 | 0 | 0 | 0
PV | 0 | 0 | 0 | 0 | 0 | 0
PeakG | 0 | 0 | 0 | 0 | 0 | 0
PeakO | 0 | 0 | 0 | 0 | 0 | 0
ST | 0 | 0 | 0 | 0 | 0.01 | 0.01
STOG | 0 | 0 | 0 | 0 | 0 | 0
STWD | 1.77 | 1.77 | 1.77 | 1.77 | 1.77 | 1.77
WT | 0 | 0.03 | 0.03 | 0.03 | 0.03 | 0.03
IGCC | 0 | 0 | 0 | 0 | 0 | 0
DemandResponse | 0 | 0 | 0 | 0 | 0 | 0
IGCC-CCS | 0 | 0 | 0 | 0 | 0 | 0
WT_off | 0 | 0 | 0 | 0 | 0 | 0
PseudoUnit | 0 | 0 | 0 | 0 | 0 | 0
FixedInterchange | 0 | 0 | 0 | 0 | 0 | 0
Total Fuel Consumption by Reporting Type: ERCOT
ReportingType | 2015 | 2020 | 2025 | 2030 | 2035 | 2040
BM | 0.76 | 1.31 | 1.97 | 14.07 | 394.55 | 304.35
CC | 1443.69 | 1561.12 | 1344.63 | 1205.37 | 508.12 | 343.97
CSP | 0 | 0 | 0 | 0 | 0 | 0
CT | 0 | 0.03 | 0.02 | 0.09 | 0 | 0
Coal | 421.53 | 267.87 | 49.5 | 67.83 | 78.9 | 78.9
Geo | 0 | 0 | 0 | 0 | 0 | 0
H | 0 | 0 | 0 | 0 | 0 | 0
LFG | 0 | 0 | 38.09 | 38.09 | 38.09 | 38.09
Nuc | 422.69 | 422.69 | 422.69 | 560.41 | 1369.94 | 1711.96
PS | 0 | 0 | 0 | 0 | 0 | 0
PV | 0 | 0 | 0 | 0 | 0 | 0
PeakG | 0 | 0.07 | 0 | 0.48 | 0.44 | 0.45
PeakO | 0 | 0 | 0 | 0 | 0 | 0
ST | 0 | 0 | 0 | 0 | 0 | 0
STOG | 21.71 | 33.87 | 10.59 | 9.39 | 0 | 0
STWD | 0 | 0 | 0 | 0 | 0 | 0
WT | 0.03 | 0.03 | 0.08 | 0.08 | 0.08 | 0.08
IGCC | 0 | 0 | 0 | 0 | 0 | 0
DemandResponse | 0 | 0 | 0 | 0 | 0 | 0
IGCC-CCS | 0 | 0 | 0 | 0 | 0 | 0
WT_off | 0 | 0 | 0 | 0 | 0 | 0
PseudoUnit | 0 | 0 | 0 | 0 | 0 | 0
FixedInterchange | 0 | 0 | 0 | 0 | 0 | 0
Total Fuel Consumption by Reporting Type: NP15
ReportingType | 2015 | 2020 | 2025 | 2030 | 2035 | 2040
BM | 0 | 0 | 0 | 0 | 0 | 81.84
CC | 426.21 | 423.55 | 421.56 | 293.89 | 98.75 | 45.24
CSP | 0 | 0 | 0 | 0 | 0 | 0
CT | 0 | 0 | 0 | 0 | 0 | 0
Coal | 16.77 | 0 | 0 | 0 | 0 | 0
Geo | 0.01 | 0.01 | 0.01 | 0.01 | 0.01 | 0.01
H | 0 | 0 | 0 | 0 | 0 | 0
LFG | 0 | 36.93 | 60.8 | 60.8 | 60.8 | 60.8
Nuc | 187.74 | 187.74 | 187.74 | 502.32 | 712.58 | 825.29
PS | 0 | 0 | 0 | 0 | 0 | 0
PV | 0 | 0 | 0 | 0 | 0 | 0
PeakG | 0 | 0 | 0 | 0 | 0 | 0
PeakO | 0 | 0 | 0 | 0 | 0 | 0
ST | 0 | 0 | 0 | 0 | 0 | 0
STOG | 0.76 | 0.38 | 0.7 | 0 | 0 | 0
STWD | 37.44 | 37.44 | 18.56 | 37.44 | 37.44 | 37.44
WT | 0 | 0.01 | 0.01 | 0.01 | 0.03 | 0.04
IGCC | 0 | 0 | 0 | 0 | 0 | 0
DemandResponse | 0 | 0 | 0 | 0 | 0 | 0
IGCC-CCS | 0 | 0 | 0 | 0 | 0 | 0
WT_off | 0 | 0 | 0 | 0 | 0 | 0
PseudoUnit | 0 | 0 | 0 | 0 | 0 | 0
FixedInterchange | 0 | 0 | 0 | 0 | 0 | 0
Total Fuel Consumption by Reporting Type: NWPP_Coal
ReportingType | 2015 | 2020 | 2025 | 2030 | 2035 | 2040
BM | 0 | 0 | 0 | 0 | 0 | 0
CC | 0 | 0 | 0 | 0 | 0 | 0
CSP | 0 | 0 | 0 | 0 | 0 | 0
CT | 0 | 0 | 0 | 0 | 0 | 0
Coal | 517.75 | 388.75 | 16.32 | 16.32 | 16.32 | 16.32
Geo | 0 | 0 | 0 | 0 | 0 | 0
H | 0 | 0 | 0 | 0 | 0 | 0
LFG | 0 | 0 | 0 | 0 | 0 | 0
Nuc | 0 | 0 | 0 | 0 | 0 | 0
PS | 0 | 0 | 0 | 0 | 0 | 0
PV | 0 | 0 | 0 | 0 | 0 | 0
PeakG | 0 | 0 | 0 | 0 | 0 | 0
PeakO | 0 | 0 | 0 | 0 | 0 | 0
ST | 0 | 0 | 0 | 0 | 0 | 0
STOG | 0 | 0 | 0 | 0 | 0 | 0
STWD | 0 | 0 | 0 | 0 | 0 | 0
WT | 0 | 0 | 0 | 0 | 0 | 0
IGCC | 0 | 0 | 0 | 0 | 0 | 0
DemandResponse | 0 | 0 | 0 | 0 | 0 | 0
IGCC-CCS | 0 | 0 | 0 | 0 | 0 | 0
WT_off | 0 | 0 | 0 | 0 | 0 | 0
PseudoUnit | 0 | 0 | 0 | 0 | 0 | 0
FixedInterchange | 0 | 0 | 0 | 0 | 0 | 0
Total Fuel Consumption by Reporting Type: NWPP_Gas
ReportingType | 2015 | 2020 | 2025 | 2030 | 2035 | 2040
BM | 0 | 0 | 0 | 0 | 0 | 0
CC | 361.48 | 442.51 | 442.51 | 275.62 | 42.94 | 36.61
CSP | 0 | 0 | 0 | 0 | 0 | 0
CT | 0 | 0 | 0 | 0 | 0 | 0
Coal | 0 | 0 | 0 | 0 | 0 | 0
Geo | 0 | 0 | 0 | 0 | 0 | 0
H | 0 | 0 | 0 | 0 | 0 | 0
LFG | 0 | 0 | 0 | 0 | 0 | 0
Nuc | 0 | 0 | 0 | 0 | 0 | 0
PS | 0 | 0 | 0 | 0 | 0 | 0
PV | 0 | 0 | 0 | 0 | 0 | 0
PeakG | 0 | 0 | 0 | 0 | 0 | 0
PeakO | 0 | 0 | 0 | 0 | 0 | 0
ST | 0 | 0 | 0 | 0 | 0 | 0
STOG | 0 | 0 | 0 | 0 | 0 | 0
STWD | 0 | 0 | 0 | 0 | 0 | 0
WT | 0 | 0 | 0 | 0 | 0 | 0
IGCC | 0 | 0 | 0 | 0 | 0 | 0
DemandResponse | 0 | 0 | 0 | 0 | 0 | 0
IGCC-CCS | 0 | 0 | 0 | 0 | 0 | 0
WT_off | 0 | 0 | 0 | 0 | 0 | 0
PseudoUnit | 0 | 0 | 0 | 0 | 0 | 0
FixedInterchange | 0 | 0 | 0 | 0 | 0 | 0
Total Fuel Consumption by Reporting Type: NWPP_NucRenew
ReportingType | 2015 | 2020 | 2025 | 2030 | 2035 | 2040
BM | 0 | 0.86 | 3.16 | 3.16 | 3.16 | 167.45
CC | 0 | 0 | 0 | 0 | 0 | 0
CSP | 0 | 0 | 0 | 0 | 0 | 0
CT | 0 | 0 | 0 | 0 | 0 | 0
Coal | 0 | 0 | 0 | 0 | 0 | 0
Geo | 0 | 0 | 0.01 | 0.01 | 0.01 | 0.01
H | 0 | 0 | 0 | 0 | 0 | 0
LFG | 2.74 | 2.74 | 29.05 | 29.05 | 29.05 | 29.05
Nuc | 88.66 | 88.66 | 88.66 | 88.66 | 388.05 | 460.8
PS | 0 | 0 | 0 | 0 | 0 | 0
PV | 0 | 0 | 0 | 0 | 0 | 0
PeakG | 0 | 0 | 0 | 0 | 0 | 0
PeakO | 0 | 0 | 0 | 0 | 0 | 0
ST | 0 | 0 | 0 | 0 | 0 | 0
STOG | 0 | 0 | 0 | 0 | 0 | 0
STWD | 0 | 0 | 46.18 | 46.18 | 46.18 | 46.18
WT | 0.02 | 0.02 | 0.02 | 0.07 | 0.07 | 0.07
IGCC | 0 | 0 | 0 | 0 | 0 | 0
DemandResponse | 0 | 0 | 0 | 0 | 0 | 0
IGCC-CCS | 0 | 0 | 0 | 0 | 0 | 0
WT_off | 0 | 0 | 0 | 0 | 0 | 0
PseudoUnit | 0 | 0 | 0 | 0 | 0 | 0
FixedInterchange | 0 | 0 | 0 | 0 | 0 | 0
Total Fuel Consumption by Reporting Type: RMPA
ReportingType | 2015 | 2020 | 2025 | 2030 | 2035 | 2040
BM | 0 | 0 | 0 | 0 | 128.15 | 160.54
CC | 81.33 | 72.49 | 130.2 | 74.93 | 30.54 | 21.23
CSP | 0 | 0 | 0 | 0 | 0 | 0
CT | 0 | 0 | 0 | 0 | 0 | 0
Coal | 516.91 | 417.34 | 70.77 | 40.71 | 40.69 | 40.69
Geo | 0 | 0 | 0.02 | 0.02 | 0.02 | 0.02
H | 0 | 0 | 0 | 0 | 0 | 0
LFG | 0.15 | 0.15 | 3.26 | 3.26 | 3.26 | 3.26
Nuc | 0 | 0 | 28.9 | 166.55 | 166.58 | 166.56
PS | 0 | 0 | 0 | 0 | 0 | 0
PV | 0 | 0 | 0 | 0 | 0 | 0
PeakG | 0 | 0 | 0 | 0 | 0 | 0
PeakO | 0 | 0 | 0 | 0 | 0 | 0
ST | 0 | 0 | 0 | 0 | 0 | 0
STOG | 0 | 0 | 0 | 0 | 0 | 0
STWD | 0 | 0 | 0 | 0 | 0 | 0
WT | 0.01 | 0.02 | 0.02 | 0.02 | 0.02 | 0.02
IGCC | 0 | 0 | 0 | 0 | 0 | 0
DemandResponse | 0 | 0 | 0 | 0 | 0 | 0
IGCC-CCS | 0 | 0 | 0 | 0 | 0 | 0
WT_off | 0 | 0 | 0 | 0 | 0 | 0
PseudoUnit | 0 | 0 | 0 | 0 | 0 | 0
FixedInterchange | 0 | 0 | 0 | 0 | 0 | 0
Total Fuel Consumption by Reporting Type: SP15
ReportingType | 2015 | 2020 | 2025 | 2030 | 2035 | 2040
BM | 0.58 | 0.58 | 0.58 | 0.58 | 0.58 | 65.48
CC | 581.15 | 524.38 | 514.38 | 439.5 | 198.56 | 110.36
CSP | 0 | 0 | 0 | 0 | 0 | 0
CT | 0 | 0 | 0 | 0 | 0 | 0
Coal | 15.7 | 8.42 | 0 | 0 | 0 | 0
Geo | 0.01 | 0.02 | 0.02 | 0.02 | 0.02 | 0.02
H | 0 | 0 | 0 | 0 | 0 | 0
LFG | 0.99 | 60.8 | 60.8 | 60.8 | 60.8 | 60.8
Nuc | 173.28 | 173.28 | 173.28 | 262.29 | 332.03 | 459.84
PS | 0 | 0 | 0 | 0 | 0 | 0
PV | 0 | 0 | 0 | 0 | 0 | 0
PeakG | 0 | 0 | 0 | 0 | 0 | 0
PeakO | 0 | 0 | 0 | 0 | 0 | 0
ST | 0 | 0 | 0 | 0 | 0.01 | 0.01
STOG | 5.05 | 2.29 | 4.78 | 1.99 | 0.67 | 0.63
STWD | 9.59 | 9.59 | 9.59 | 9.59 | 9.59 | 9.59
WT | 0.01 | 0.01 | 0.04 | 0.04 | 0.04 | 0.04
IGCC | 0 | 0 | 0 | 0 | 0 | 0
DemandResponse | 0 | 0 | 0 | 0 | 0 | 0
IGCC-CCS | 0 | 0 | 0 | 0 | 0 | 0
WT_off | 0 | 0 | 0 | 0 | 0 | 0
PseudoUnit | 0 | 0 | 0 | 0 | 0 | 0
FixedInterchange | 0 | 0 | 0 | 0 | 0 | 0
Total Fuel Consumption by Reporting Type: ALB
ReportingType | 2015 | 2020 | 2025 | 2030 | 2035 | 2040
BM | 0 | 0 | 0 | 0 | 0 | 0
CC | 124.78 | 128.52 | 129.38 | 0.04 | 0 | 0.04
CSP | 0 | 0 | 0 | 0 | 0 | 0
CT | 0 | 0 | 0 | 0 | 0 | 0
Coal | 470.15 | 470.15 | 463.74 | 0 | 0 | 0
Geo | 0 | 0 | 0 | 0 | 0 | 0
H | 0 | 0 | 0 | 0 | 0 | 0
LFG | 0 | 0 | 0 | 0 | 0 | 0
Nuc | 0 | 0 | 0.05 | 707.12 | 729.1 | 730.17
PS | 0 | 0 | 0 | 0 | 0 | 0
PV | 0 | 0 | 0 | 0 | 0 | 0
PeakG | 0 | 0 | 0 | 0 | 0 | 0.03
PeakO | 0 | 0 | 0 | 0 | 0 | 0
ST | 0 | 0 | 0 | 0 | 0 | 0
STOG | 0 | 0 | 0 | 0 | 0 | 0
STWD | 0 | 7.64 | 13.02 | 13.02 | 13.02 | 13.02
WT | 0 | 0 | 0 | 0 | 0 | 0
IGCC | 0 | 0 | 0 | 0 | 0 | 0
DemandResponse | 0 | 0 | 0 | 0 | 0 | 0
IGCC-CCS | 0 | 0 | 0 | 0 | 0 | 0
WT_off | 0 | 0 | 0 | 0 | 0 | 0
PseudoUnit | 0 | 0 | 0 | 0 | 0 | 0
FixedInterchange | 0 | 0 | 0 | 0 | 0 | 0
Total Fuel Consumption by Reporting Type: BC
ReportingType | 2015 | 2020 | 2025 | 2030 | 2035 | 2040
BM | 0 | 0 | 0 | 0 | 0 | 0
CC | 30.81 | 30.81 | 30.81 | 19.55 | 0 | 0
CSP | 0 | 0 | 0 | 0 | 0 | 0
CT | 0 | 0 | 0 | 0 | 0 | 0
Coal | 0 | 0 | 0 | 0 | 0 | 0
Geo | 0 | 0 | 0 | 0 | 0 | 0
H | 0 | 0 | 0 | 0 | 0 | 0
LFG | 0 | 0 | 0 | 0 | 0 | 0
Nuc | 0 | 0 | 0.02 | 57.85 | 57.85 | 111.13
PS | 0 | 0 | 0 | 0 | 0 | 0
PV | 0 | 0 | 0 | 0 | 0 | 0
PeakG | 0 | 0 | 0 | 0 | 0 | 0
PeakO | 0 | 0 | 0 | 0 | 0 | 0
ST | 0 | 0 | 0 | 0 | 0 | 0
STOG | 0 | 0 | 0 | 0 | 0 | 0
STWD | 0 | 21.57 | 41.58 | 41.58 | 41.58 | 41.58
WT | 0 | 0 | 0 | 0 | 0 | 0
IGCC | 0 | 0 | 0 | 0 | 0 | 0
DemandResponse | 0 | 0 | 0 | 0 | 0 | 0
IGCC-CCS | 0 | 0 | 0 | 0 | 0 | 0
WT_off | 0 | 0 | 0 | 0 | 0 | 0
PseudoUnit | 0 | 0 | 0 | 0 | 0 | 0
FixedInterchange | 0 | 0 | 0 | 0 | 0 | 0
Total Fuel Consumption by Reporting Type: HQ_IESO
ReportingType | 2015 | 2020 | 2025 | 2030 | 2035 | 2040
BM | 0 | 0 | 0 | 0 | 0 | 0
CC | 0 | 0 | 0 | 0 | 0 | 0
CSP | 0 | 0 | 0 | 0 | 0 | 0
CT | 0 | 0 | 0 | 0 | 0 | 0
Coal | 0 | 0 | 0 | 0 | 0 | 0
Geo | 0 | 0 | 0 | 0 | 0 | 0
H | 0 | 0 | 0 | 0 | 0 | 0
LFG | 0 | 0 | 0 | 0 | 0 | 0
Nuc | 0 | 0 | 0 | 0 | 0 | 0
PS | 0 | 0 | 0 | 0 | 0 | 0
PV | 0 | 0 | 0 | 0 | 0 | 0
PeakG | 0 | 0 | 0 | 0 | 0 | 0
PeakO | 0 | 0 | 0 | 0 | 0 | 0
ST | 0 | 0 | 0 | 0 | 0 | 0
STOG | 0 | 0 | 0 | 0 | 0 | 0
STWD | 0 | 0 | 0 | 0 | 0 | 0
WT | 0 | 0 | 0 | 0 | 0 | 0
IGCC | 0 | 0 | 0 | 0 | 0 | 0
DemandResponse | 0 | 0 | 0 | 0 | 0 | 0
IGCC-CCS | 0 | 0 | 0 | 0 | 0 | 0
WT_off | 0 | 0 | 0 | 0 | 0 | 0
PseudoUnit | 0 | 0 | 0 | 0 | 0 | 0
FixedInterchange | 0 | 0 | 0 | 0 | 0 | 0
Total Fuel Consumption by Reporting Type: HQ_NEISO
ReportingType | 2015 | 2020 | 2025 | 2030 | 2035 | 2040
BM | 0 | 0 | 0 | 0 | 0 | 0
CC | 0 | 0 | 0 | 0 | 0 | 0
CSP | 0 | 0 | 0 | 0 | 0 | 0
CT | 0 | 0 | 0 | 0 | 0 | 0
Coal | 0 | 0 | 0 | 0 | 0 | 0
Geo | 0 | 0 | 0 | 0 | 0 | 0
H | 0 | 0 | 0 | 0 | 0 | 0
LFG | 0 | 0 | 0 | 0 | 0 | 0
Nuc | 0 | 0 | 0 | 0 | 0.04 | 0.05
PS | 0 | 0 | 0 | 0 | 0 | 0
PV | 0 | 0 | 0 | 0 | 0 | 0
PeakG | 0 | 0 | 0 | 0 | 0 | 0
PeakO | 0 | 0 | 0 | 0 | 0 | 0
ST | 0 | 0 | 0 | 0 | 0 | 0
STOG | 0 | 0 | 0 | 0 | 0 | 0
STWD | 0 | 0 | 0 | 0 | 0 | 0
WT | 0 | 0 | 0 | 0 | 0 | 0
IGCC | 0 | 0 | 0 | 0 | 0 | 0
DemandResponse | 0 | 0 | 0 | 0 | 0 | 0
IGCC-CCS | 0 | 0 | 0 | 0 | 0 | 0
WT_off | 0 | 0 | 0 | 0 | 0 | 0
PseudoUnit | 0 | 0 | 0 | 0 | 0 | 0.01
FixedInterchange | 0.02 | 0.02 | 0.02 | 0.02 | 0.02 | 0.02
Total Fuel Consumption by Reporting Type: HQ_NY
ReportingType | 2015 | 2020 | 2025 | 2030 | 2035 | 2040
BM | 0 | 0 | 0 | 0 | 0 | 0
CC | 0 | 0 | 0 | 0 | 0 | 0
CSP | 0 | 0 | 0 | 0 | 0 | 0
CT | 0 | 0 | 0 | 0 | 0 | 0
Coal | 0 | 0 | 0 | 0 | 0 | 0
Geo | 0 | 0 | 0 | 0 | 0 | 0
H | 0 | 0 | 0 | 0 | 0 | 0
LFG | 0 | 0 | 0 | 0 | 0 | 0
Nuc | 0 | 0 | 0 | 0 | 0.04 | 0.05
PS | 0 | 0 | 0 | 0 | 0 | 0
PV | 0 | 0 | 0 | 0 | 0 | 0
PeakG | 0 | 0 | 0 | 0 | 0 | 0
PeakO | 0 | 0 | 0 | 0 | 0 | 0
ST | 0 | 0 | 0 | 0 | 0 | 0
STOG | 0 | 0 | 0 | 0 | 0 | 0
STWD | 0 | 0 | 0 | 0 | 0 | 0
WT | 0 | 0 | 0 | 0 | 0 | 0
IGCC | 0 | 0 | 0 | 0 | 0 | 0
DemandResponse | 0 | 0 | 0 | 0 | 0 | 0
IGCC-CCS | 0 | 0 | 0 | 0 | 0 | 0
WT_off | 0 | 0 | 0 | 0 | 0 | 0
PseudoUnit | 0 | 0 | 0 | 0.01 | 0.01 | 0.01
FixedInterchange | 0.01 | 0.01 | 0.01 | 0.01 | 0.01 | 0.01
Total Fuel Consumption by Reporting Type: MARITIMES
ReportingType | 2015 | 2020 | 2025 | 2030 | 2035 | 2040
BM | 0 | 0 | 0 | 0 | 0 | 0
CC | 0 | 0 | 0 | 0 | 0 | 0
CSP | 0 | 0 | 0 | 0 | 0 | 0
CT | 0 | 0 | 0 | 0 | 0 | 0
Coal | 0 | 0 | 0 | 0 | 0 | 0
Geo | 0 | 0 | 0 | 0 | 0 | 0
H | 0 | 0 | 0 | 0 | 0 | 0
LFG | 0 | 0 | 0 | 0 | 0 | 0
Nuc | 0 | 0 | 0 | 0 | 0.04 | 0.05
PS | 0 | 0 | 0 | 0 | 0 | 0
PV | 0 | 0 | 0 | 0 | 0 | 0
PeakG | 0 | 0 | 0 | 0 | 0 | 0
PeakO | 0 | 0 | 0 | 0 | 0 | 0
ST | 0 | 0 | 0 | 0 | 0 | 0
STOG | 0 | 0 | 0 | 0 | 0 | 0
STWD | 0 | 0 | 0 | 0 | 0 | 0
WT | 0 | 0 | 0 | 0 | 0 | 0
IGCC | 0 | 0 | 0 | 0 | 0 | 0
DemandResponse | 0 | 0 | 0 | 0 | 0 | 0
IGCC-CCS | 0 | 0 | 0 | 0 | 0 | 0
WT_off | 0 | 0 | 0 | 0 | 0 | 0
PseudoUnit | 0 | 0 | 0 | 0 | 0 | 0
FixedInterchange | 0.01 | 0.01 | 0.01 | 0.01 | 0.01 | 0.01
Total Fuel Consumption by Reporting Type: All
ReportingType | 2015 | 2020 | 2025 | 2030 | 2035 | 2040
BM | 28.76 | 77.2 | 122.53 | 160.14 | 3596.15 | 8513.66
CC | 11064.24 | 13278.44 | 13300.42 | 10323.37 | 5697.73 | 1734.97
CSP | 0 | 0 | 0 | 0 | 0 | 0
CT | 6.14 | 10.13 | 12.07 | 4.21 | 0 | 0
Coal | 10658.14 | 4717.98 | 1193.5 | 654.09 | 1094.34 | 1112.24
Geo | 0.02 | 0.04 | 0.07 | 0.07 | 0.07 | 0.07
H | 0 | 0.01 | 0.02 | 0.04 | 0.04 | 0.04
LFG | 20.69 | 230.83 | 468.63 | 546.54 | 546.54 | 546.54
Nuc | 9611.92 | 9919.98 | 10343.37 | 13872.24 | 15756.07 | 18198.53
PS | 0 | 0 | 0 | 0 | 0 | 0
PV | 0 | 0.01 | 0.01 | 0.01 | 0.01 | 0.01
PeakG | 33.86 | 48.92 | 65.87 | 44.44 | 30.01 | 14.34
PeakO | 0 | 0 | 0 | 0 | 0 | 0
ST | 0 | 0.01 | 0.01 | 0.01 | 0.02 | 0.02
STOG | 78.02 | 82.53 | 50.19 | 34.41 | 5.09 | 1.35
STWD | 146.45 | 164.94 | 217.26 | 322.35 | 389.64 | 355.13
WT | 0.18 | 0.42 | 0.69 | 0.84 | 0.93 | 0.94
IGCC | 40.45 | 40.45 | 5.85 | 0 | 0 | 0
DemandResponse | 0 | 0 | 0 | 0 | 0 | 0
IGCC-CCS | 0 | 0 | 0 | 0 | 0 | 0
WT_off | 0 | 0 | 0.01 | 0.01 | 0.1 | 0.21
PseudoUnit | 0 | 0 | 0 | 0.01 | 0.01 | 0.02
FixedInterchange | 0.04 | 0.04 | 0.04 | 0.04 | 0.04 | 0.04
Total Fuel Consumption by Reporting Type: EI_US
ReportingType | 2015 | 2020 | 2025 | 2030 | 2035 | 2040
BM | 27.42 | 74.41 | 116.75 | 141.96 | 3068.8 | 7643.59
CC | 7452.69 | 9649.67 | 9700.03 | 7653.37 | 4693.18 | 1090.24
CSP | 0 | 0 | 0 | 0 | 0 | 0
CT | 6.14 | 10.06 | 12.06 | 4.12 | 0 | 0
Coal | 8186.26 | 2701.91 | 491.24 | 523.11 | 917.88 | 955.45
Geo | 0 | 0 | 0 | 0 | 0 | 0
H | 0 | 0 | 0.01 | 0.01 | 0.01 | 0.01
LFG | 15.24 | 128.65 | 268.54 | 346.39 | 346.39 | 346.39
Nuc | 7357.1 | 7674.54 | 8081.1 | 9884.41 | 9903.97 | 11762.78
PS | 0 | 0 | 0 | 0 | 0 | 0
PV | 0 | 0 | 0.01 | 0.01 | 0.01 | 0.01
PeakG | 32.82 | 47.81 | 65.87 | 43.96 | 29.57 | 13.86
PeakO | 0 | 0 | 0 | 0 | 0 | 0
ST | 0 | 0 | 0 | 0 | 0 | 0
STOG | 50.18 | 45.68 | 34.13 | 23.03 | 4.41 | 0.72
STWD | 97.6 | 86.87 | 86.53 | 172.23 | 234.07 | 195.23
WT | 0.11 | 0.29 | 0.47 | 0.57 | 0.64 | 0.65
IGCC | 40.45 | 40.45 | 5.85 | 0 | 0 | 0
DemandResponse | 0 | 0 | 0 | 0 | 0 | 0
IGCC-CCS | 0 | 0 | 0 | 0 | 0 | 0
WT_off | 0 | 0 | 0.01 | 0.01 | 0.1 | 0.21
PseudoUnit | 0 | 0 | 0 | 0.01 | 0.01 | 0.02
FixedInterchange | 0.03 | 0.03 | 0.03 | 0.03 | 0.03 | 0.03
Total Fuel Consumption by Reporting Type: EI_Canada
ReportingType | 2015 | 2020 | 2025 | 2030 | 2035 | 2040
BM | 0 | 0.04 | 0.07 | 0.36 | 0.91 | 1.68
CC | 93.39 | 58.89 | 4.47 | 1.85 | 1.11 | 0.8
CSP | 0 | 0 | 0 | 0 | 0 | 0
CT | 0 | 0.05 | 0 | 0 | 0 | 0
Coal | 2.48 | 0.42 | 0 | 0 | 0 | 0
Geo | 0 | 0 | 0 | 0 | 0 | 0
H | 0 | 0 | 0.01 | 0.03 | 0.03 | 0.03
LFG | 1.56 | 1.56 | 1.56 | 1.61 | 1.61 | 1.61
Nuc | 1064.72 | 1055.34 | 1043.21 | 1064.73 | 980.56 | 854.58
PS | 0 | 0 | 0 | 0 | 0 | 0
PV | 0 | 0 | 0 | 0 | 0 | 0
PeakG | 1.04 | 1.04 | 0 | 0 | 0 | 0
PeakO | 0 | 0 | 0 | 0 | 0 | 0
ST | 0 | 0 | 0 | 0 | 0 | 0
STOG | 0.31 | 0.31 | 0 | 0 | 0 | 0
STWD | 0.05 | 0.05 | 0.05 | 0.54 | 6 | 10.32
WT | 0.01 | 0.01 | 0.01 | 0.01 | 0.01 | 0.01
IGCC | 0 | 0 | 0 | 0 | 0 | 0
DemandResponse | 0 | 0 | 0 | 0 | 0 | 0
IGCC-CCS | 0 | 0 | 0 | 0 | 0 | 0
WT_off | 0 | 0 | 0 | 0 | 0 | 0
PseudoUnit | 0 | 0 | 0 | 0 | 0 | 0
FixedInterchange | 0 | 0 | 0 | 0 | 0 | 0
Total Fuel Consumption by Reporting Type: EI
ReportingType | 2015 | 2020 | 2025 | 2030 | 2035 | 2040
BM | 27.42 | 74.45 | 116.82 | 142.32 | 3069.71 | 7645.27
CC | 7546.08 | 9708.56 | 9704.5 | 7655.22 | 4694.29 | 1091.04
CSP | 0 | 0 | 0 | 0 | 0 | 0
CT | 6.14 | 10.11 | 12.06 | 4.12 | 0 | 0
Coal | 8188.74 | 2702.33 | 491.24 | 523.11 | 917.88 | 955.45
Geo | 0 | 0 | 0 | 0 | 0 | 0
H | 0 | 0.01 | 0.02 | 0.04 | 0.04 | 0.04
LFG | 16.8 | 130.21 | 270.11 | 348.01 | 348.01 | 348.01
Nuc | 8421.83 | 8729.89 | 9124.31 | 10949.14 | 10884.53 | 12617.37
PS | 0 | 0 | 0 | 0 | 0 | 0
PV | 0 | 0 | 0.01 | 0.01 | 0.01 | 0.01
PeakG | 33.86 | 48.85 | 65.87 | 43.96 | 29.57 | 13.86
PeakO | 0 | 0 | 0 | 0 | 0 | 0
ST | 0 | 0 | 0 | 0 | 0 | 0
STOG | 50.49 | 45.99 | 34.13 | 23.03 | 4.41 | 0.72
STWD | 97.64 | 86.92 | 86.57 | 172.77 | 240.06 | 205.55
WT | 0.12 | 0.3 | 0.48 | 0.58 | 0.65 | 0.66
IGCC | 40.45 | 40.45 | 5.85 | 0 | 0 | 0
DemandResponse | 0 | 0 | 0 | 0 | 0 | 0
IGCC-CCS | 0 | 0 | 0 | 0 | 0 | 0
WT_off | 0 | 0 | 0.01 | 0.01 | 0.1 | 0.21
PseudoUnit | 0 | 0 | 0 | 0.01 | 0.01 | 0.02
FixedInterchange | 0.04 | 0.04 | 0.04 | 0.04 | 0.04 | 0.04
Total Fuel Consumption by Reporting Type: Outside_EI
ReportingType | 2015 | 2020 | 2025 | 2030 | 2035 | 2040
BM | 1.34 | 2.75 | 5.71 | 17.82 | 526.44 | 868.39
CC | 3518.16 | 3569.88 | 3595.92 | 2668.16 | 1003.45 | 643.93
CSP | 0 | 0 | 0 | 0 | 0 | 0
CT | 0 | 0.03 | 0.02 | 0.09 | 0 | 0
Coal | 2469.4 | 2015.65 | 702.26 | 130.98 | 176.46 | 156.79
Geo | 0.02 | 0.04 | 0.07 | 0.07 | 0.07 | 0.07
H | 0 | 0 | 0 | 0 | 0 | 0
LFG | 3.89 | 100.62 | 198.53 | 198.53 | 198.53 | 198.53
Nuc | 1190.09 | 1190.09 | 1219.06 | 2923.1 | 4871.54 | 5581.16
PS | 0 | 0 | 0 | 0 | 0 | 0
PV | 0 | 0 | 0 | 0 | 0 | 0
PeakG | 0 | 0.07 | 0 | 0.48 | 0.44 | 0.47
PeakO | 0 | 0 | 0 | 0 | 0 | 0
ST | 0 | 0.01 | 0.01 | 0.01 | 0.02 | 0.02
STOG | 27.53 | 36.54 | 16.07 | 11.38 | 0.67 | 0.63
STWD | 48.8 | 78.02 | 130.69 | 149.58 | 149.58 | 149.58
WT | 0.06 | 0.12 | 0.21 | 0.26 | 0.28 | 0.29
IGCC | 0 | 0 | 0 | 0 | 0 | 0
DemandResponse | 0 | 0 | 0 | 0 | 0 | 0
IGCC-CCS | 0 | 0 | 0 | 0 | 0 | 0
WT_off | 0 | 0 | 0 | 0 | 0 | 0
PseudoUnit | 0 | 0 | 0 | 0 | 0 | 0
FixedInterchange | 0 | 0 | 0 | 0 | 0 | 0
#5 | Annual Emmission Levels
SO2 Emissions (MMshortTons): Entergy
ReportingType | 2015 | 2020 | 2025 | 2030 | 2035 | 2040
BM | 0 | 0 | 0 | 0 | 0 | 0
CC | 0 | 0 | 0 | 0 | 0 | 0
CSP | 0 | 0 | 0 | 0 | 0 | 0
CT | 0 | 0 | 0 | 0 | 0 | 0
Coal | 0.35 | 0 | 0 | 0 | 0 | 0
Geo | 0 | 0 | 0 | 0 | 0 | 0
H | 0 | 0 | 0 | 0 | 0 | 0
LFG | 0 | 0 | 0 | 0 | 0 | 0
Nuc | 0 | 0 | 0 | 0 | 0 | 0
PS | 0 | 0 | 0 | 0 | 0 | 0
PV | 0 | 0 | 0 | 0 | 0 | 0
PeakG | 0 | 0 | 0 | 0 | 0 | 0
PeakO | 0 | 0 | 0 | 0 | 0 | 0
ST | 0 | 0 | 0 | 0 | 0 | 0
STOG | 0 | 0 | 0 | 0 | 0 | 0
STWD | 0 | 0 | 0 | 0 | 0 | 0
WT | 0 | 0 | 0 | 0 | 0 | 0
IGCC | 0 | 0 | 0 | 0 | 0 | 0
DemandResponse | 0 | 0 | 0 | 0 | 0 | 0
IGCC-CCS | 0 | 0 | 0 | 0 | 0 | 0
WT_off | 0 | 0 | 0 | 0 | 0 | 0
PseudoUnit | 0 | 0 | 0 | 0 | 0 | 0
FixedInterchange | 0 | 0 | 0 | 0 | 0 | 0
SO2 Emissions (MMshortTons): FRCC
ReportingType | 2015 | 2020 | 2025 | 2030 | 2035 | 2040
BM | 0 | 0 | 0 | 0 | 0 | 0
CC | 0 | 0 | 0 | 0 | 0 | 0
CSP | 0 | 0 | 0 | 0 | 0 | 0
CT | 0 | 0 | 0 | 0 | 0 | 0
Coal | 0.04 | 0 | 0 | 0 | 0 | 0
Geo | 0 | 0 | 0 | 0 | 0 | 0
H | 0 | 0 | 0 | 0 | 0 | 0
LFG | 0 | 0 | 0 | 0 | 0 | 0
Nuc | 0 | 0 | 0 | 0 | 0 | 0
PS | 0 | 0 | 0 | 0 | 0 | 0
PV | 0 | 0 | 0 | 0 | 0 | 0
PeakG | 0 | 0 | 0 | 0 | 0 | 0
PeakO | 0 | 0 | 0 | 0 | 0 | 0
ST | 0 | 0 | 0 | 0 | 0 | 0
STOG | 0 | 0 | 0 | 0 | 0 | 0
STWD | 0 | 0 | 0 | 0 | 0 | 0
WT | 0 | 0 | 0 | 0 | 0 | 0
IGCC | 0 | 0 | 0 | 0 | 0 | 0
DemandResponse | 0 | 0 | 0 | 0 | 0 | 0
IGCC-CCS | 0 | 0 | 0 | 0 | 0 | 0
WT_off | 0 | 0 | 0 | 0 | 0 | 0
PseudoUnit | 0 | 0 | 0 | 0 | 0 | 0
FixedInterchange | 0 | 0 | 0 | 0 | 0 | 0
SO2 Emissions (MMshortTons): MAPP_US
ReportingType | 2015 | 2020 | 2025 | 2030 | 2035 | 2040
BM | 0 | 0 | 0 | 0 | 0 | 0
CC | 0 | 0 | 0 | 0 | 0 | 0
CSP | 0 | 0 | 0 | 0 | 0 | 0
CT | 0 | 0 | 0 | 0 | 0 | 0
Coal | 0.03 | 0 | 0 | 0 | 0 | 0
Geo | 0 | 0 | 0 | 0 | 0 | 0
H | 0 | 0 | 0 | 0 | 0 | 0
LFG | 0 | 0 | 0 | 0 | 0 | 0
Nuc | 0 | 0 | 0 | 0 | 0 | 0
PS | 0 | 0 | 0 | 0 | 0 | 0
PV | 0 | 0 | 0 | 0 | 0 | 0
PeakG | 0 | 0 | 0 | 0 | 0 | 0
PeakO | 0 | 0 | 0 | 0 | 0 | 0
ST | 0 | 0 | 0 | 0 | 0 | 0
STOG | 0 | 0 | 0 | 0 | 0 | 0
STWD | 0 | 0 | 0 | 0 | 0 | 0
WT | 0 | 0 | 0 | 0 | 0 | 0
IGCC | 0 | 0 | 0 | 0 | 0 | 0
DemandResponse | 0 | 0 | 0 | 0 | 0 | 0
IGCC-CCS | 0 | 0 | 0 | 0 | 0 | 0
WT_off | 0 | 0 | 0 | 0 | 0 | 0
PseudoUnit | 0 | 0 | 0 | 0 | 0 | 0
FixedInterchange | 0 | 0 | 0 | 0 | 0 | 0
SO2 Emissions (MMshortTons): MISO_IN
ReportingType | 2015 | 2020 | 2025 | 2030 | 2035 | 2040
BM | 0 | 0 | 0 | 0 | 0 | 0
CC | 0 | 0 | 0 | 0 | 0 | 0
CSP | 0 | 0 | 0 | 0 | 0 | 0
CT | 0 | 0 | 0 | 0 | 0 | 0
Coal | 0.22 | 0.02 | 0 | 0.01 | 0.02 | 0.02
Geo | 0 | 0 | 0 | 0 | 0 | 0
H | 0 | 0 | 0 | 0 | 0 | 0
LFG | 0 | 0 | 0 | 0 | 0 | 0
Nuc | 0 | 0 | 0 | 0 | 0 | 0
PS | 0 | 0 | 0 | 0 | 0 | 0
PV | 0 | 0 | 0 | 0 | 0 | 0
PeakG | 0 | 0 | 0 | 0 | 0 | 0
PeakO | 0 | 0 | 0 | 0 | 0 | 0
ST | 0 | 0 | 0 | 0 | 0 | 0
STOG | 0 | 0 | 0 | 0 | 0 | 0
STWD | 0 | 0 | 0 | 0 | 0 | 0
WT | 0 | 0 | 0 | 0 | 0 | 0
IGCC | 0 | 0 | 0 | 0 | 0 | 0
DemandResponse | 0 | 0 | 0 | 0 | 0 | 0
IGCC-CCS | 0 | 0 | 0 | 0 | 0 | 0
WT_off | 0 | 0 | 0 | 0 | 0 | 0
PseudoUnit | 0 | 0 | 0 | 0 | 0 | 0
FixedInterchange | 0 | 0 | 0 | 0 | 0 | 0
SO2 Emissions (MMshortTons): MISO_MI
ReportingType | 2015 | 2020 | 2025 | 2030 | 2035 | 2040
BM | 0 | 0 | 0 | 0 | 0 | 0
CC | 0 | 0 | 0 | 0 | 0 | 0
CSP | 0 | 0 | 0 | 0 | 0 | 0
CT | 0 | 0 | 0 | 0 | 0 | 0
Coal | 0.12 | 0 | 0 | 0 | 0 | 0
Geo | 0 | 0 | 0 | 0 | 0 | 0
H | 0 | 0 | 0 | 0 | 0 | 0
LFG | 0 | 0 | 0 | 0 | 0 | 0
Nuc | 0 | 0 | 0 | 0 | 0 | 0
PS | 0 | 0 | 0 | 0 | 0 | 0
PV | 0 | 0 | 0 | 0 | 0 | 0
PeakG | 0 | 0 | 0 | 0 | 0 | 0
PeakO | 0 | 0 | 0 | 0 | 0 | 0
ST | 0 | 0 | 0 | 0 | 0 | 0
STOG | 0 | 0 | 0 | 0 | 0 | 0
STWD | 0 | 0 | 0 | 0 | 0 | 0
WT | 0 | 0 | 0 | 0 | 0 | 0
IGCC | 0 | 0 | 0 | 0 | 0 | 0
DemandResponse | 0 | 0 | 0 | 0 | 0 | 0
IGCC-CCS | 0 | 0 | 0 | 0 | 0 | 0
WT_off | 0 | 0 | 0 | 0 | 0 | 0
PseudoUnit | 0 | 0 | 0 | 0 | 0 | 0
FixedInterchange | 0 | 0 | 0 | 0 | 0 | 0
SO2 Emissions (MMshortTons): MISO_MO-IL
ReportingType | 2015 | 2020 | 2025 | 2030 | 2035 | 2040
BM | 0 | 0 | 0 | 0 | 0 | 0
CC | 0 | 0 | 0 | 0 | 0 | 0
CSP | 0 | 0 | 0 | 0 | 0 | 0
CT | 0 | 0 | 0 | 0 | 0 | 0
Coal | 0.35 | 0 | 0 | 0 | 0 | 0
Geo | 0 | 0 | 0 | 0 | 0 | 0
H | 0 | 0 | 0 | 0 | 0 | 0
LFG | 0 | 0 | 0 | 0 | 0 | 0
Nuc | 0 | 0 | 0 | 0 | 0 | 0
PS | 0 | 0 | 0 | 0 | 0 | 0
PV | 0 | 0 | 0 | 0 | 0 | 0
PeakG | 0 | 0 | 0 | 0 | 0 | 0
PeakO | 0 | 0 | 0 | 0 | 0 | 0
ST | 0 | 0 | 0 | 0 | 0 | 0
STOG | 0 | 0 | 0 | 0 | 0 | 0
STWD | 0 | 0 | 0 | 0 | 0 | 0
WT | 0 | 0 | 0 | 0 | 0 | 0
IGCC | 0 | 0 | 0 | 0 | 0 | 0
DemandResponse | 0 | 0 | 0 | 0 | 0 | 0
IGCC-CCS | 0 | 0 | 0 | 0 | 0 | 0
WT_off | 0 | 0 | 0 | 0 | 0 | 0
PseudoUnit | 0 | 0 | 0 | 0 | 0 | 0
FixedInterchange | 0 | 0 | 0 | 0 | 0 | 0
SO2 Emissions (MMshortTons): MISO_W
ReportingType | 2015 | 2020 | 2025 | 2030 | 2035 | 2040
BM | 0 | 0 | 0 | 0 | 0 | 0
CC | 0 | 0 | 0 | 0 | 0 | 0
CSP | 0 | 0 | 0 | 0 | 0 | 0
CT | 0 | 0 | 0 | 0 | 0 | 0
Coal | 0.2 | 0.01 | 0 | 0 | 0 | 0
Geo | 0 | 0 | 0 | 0 | 0 | 0
H | 0 | 0 | 0 | 0 | 0 | 0
LFG | 0 | 0 | 0 | 0 | 0 | 0
Nuc | 0 | 0 | 0 | 0 | 0 | 0
PS | 0 | 0 | 0 | 0 | 0 | 0
PV | 0 | 0 | 0 | 0 | 0 | 0
PeakG | 0 | 0 | 0 | 0 | 0 | 0
PeakO | 0 | 0 | 0 | 0 | 0 | 0
ST | 0 | 0 | 0 | 0 | 0 | 0
STOG | 0 | 0 | 0 | 0 | 0 | 0
STWD | 0 | 0 | 0 | 0 | 0 | 0
WT | 0 | 0 | 0 | 0 | 0 | 0
IGCC | 0 | 0 | 0 | 0 | 0 | 0
DemandResponse | 0 | 0 | 0 | 0 | 0 | 0
IGCC-CCS | 0 | 0 | 0 | 0 | 0 | 0
WT_off | 0 | 0 | 0 | 0 | 0 | 0
PseudoUnit | 0 | 0 | 0 | 0 | 0 | 0
FixedInterchange | 0 | 0 | 0 | 0 | 0 | 0
SO2 Emissions (MMshortTons): MISO_WUMS
ReportingType | 2015 | 2020 | 2025 | 2030 | 2035 | 2040
BM | 0 | 0 | 0 | 0 | 0 | 0
CC | 0 | 0 | 0 | 0 | 0 | 0
CSP | 0 | 0 | 0 | 0 | 0 | 0
CT | 0 | 0 | 0 | 0 | 0 | 0
Coal | 0.02 | 0 | 0 | 0 | 0 | 0
Geo | 0 | 0 | 0 | 0 | 0 | 0
H | 0 | 0 | 0 | 0 | 0 | 0
LFG | 0 | 0 | 0 | 0 | 0 | 0
Nuc | 0 | 0 | 0 | 0 | 0 | 0
PS | 0 | 0 | 0 | 0 | 0 | 0
PV | 0 | 0 | 0 | 0 | 0 | 0
PeakG | 0 | 0 | 0 | 0 | 0 | 0
PeakO | 0 | 0 | 0 | 0 | 0 | 0
ST | 0 | 0 | 0 | 0 | 0 | 0
STOG | 0 | 0 | 0 | 0 | 0 | 0
STWD | 0 | 0 | 0 | 0 | 0 | 0
WT | 0 | 0 | 0 | 0 | 0 | 0
IGCC | 0 | 0 | 0 | 0 | 0 | 0
DemandResponse | 0 | 0 | 0 | 0 | 0 | 0
IGCC-CCS | 0 | 0 | 0 | 0 | 0 | 0
WT_off | 0 | 0 | 0 | 0 | 0 | 0
PseudoUnit | 0 | 0 | 0 | 0 | 0 | 0
FixedInterchange | 0 | 0 | 0 | 0 | 0 | 0
SO2 Emissions (MMshortTons): Nebraska
ReportingType | 2015 | 2020 | 2025 | 2030 | 2035 | 2040
BM | 0 | 0 | 0 | 0 | 0 | 0
CC | 0 | 0 | 0 | 0 | 0 | 0
CSP | 0 | 0 | 0 | 0 | 0 | 0
CT | 0 | 0 | 0 | 0 | 0 | 0
Coal | 0.1 | 0 | 0 | 0 | 0 | 0
Geo | 0 | 0 | 0 | 0 | 0 | 0
H | 0 | 0 | 0 | 0 | 0 | 0
LFG | 0 | 0 | 0 | 0 | 0 | 0
Nuc | 0 | 0 | 0 | 0 | 0 | 0
PS | 0 | 0 | 0 | 0 | 0 | 0
PV | 0 | 0 | 0 | 0 | 0 | 0
PeakG | 0 | 0 | 0 | 0 | 0 | 0
PeakO | 0 | 0 | 0 | 0 | 0 | 0
ST | 0 | 0 | 0 | 0 | 0 | 0
STOG | 0 | 0 | 0 | 0 | 0 | 0
STWD | 0 | 0 | 0 | 0 | 0 | 0
WT | 0 | 0 | 0 | 0 | 0 | 0
IGCC | 0 | 0 | 0 | 0 | 0 | 0
DemandResponse | 0 | 0 | 0 | 0 | 0 | 0
IGCC-CCS | 0 | 0 | 0 | 0 | 0 | 0
WT_off | 0 | 0 | 0 | 0 | 0 | 0
PseudoUnit | 0 | 0 | 0 | 0 | 0 | 0
FixedInterchange | 0 | 0 | 0 | 0 | 0 | 0
SO2 Emissions (MMshortTons): NEISO
ReportingType | 2015 | 2020 | 2025 | 2030 | 2035 | 2040
BM | 0 | 0 | 0 | 0 | 0 | 0
CC | 0 | 0 | 0 | 0 | 0 | 0
CSP | 0 | 0 | 0 | 0 | 0 | 0
CT | 0 | 0 | 0 | 0 | 0 | 0
Coal | 0 | 0 | 0 | 0 | 0 | 0
Geo | 0 | 0 | 0 | 0 | 0 | 0
H | 0 | 0 | 0 | 0 | 0 | 0
LFG | 0 | 0 | 0 | 0 | 0 | 0
Nuc | 0 | 0 | 0 | 0 | 0 | 0
PS | 0 | 0 | 0 | 0 | 0 | 0
PV | 0 | 0 | 0 | 0 | 0 | 0
PeakG | 0 | 0 | 0 | 0 | 0 | 0
PeakO | 0 | 0 | 0 | 0 | 0 | 0
ST | 0 | 0 | 0 | 0 | 0 | 0
STOG | 0 | 0 | 0 | 0 | 0 | 0
STWD | 0 | 0 | 0 | 0 | 0 | 0
WT | 0 | 0 | 0 | 0 | 0 | 0
IGCC | 0 | 0 | 0 | 0 | 0 | 0
DemandResponse | 0 | 0 | 0 | 0 | 0 | 0
IGCC-CCS | 0 | 0 | 0 | 0 | 0 | 0
WT_off | 0 | 0 | 0 | 0 | 0 | 0
PseudoUnit | 0 | 0 | 0 | 0 | 0 | 0
FixedInterchange | 0 | 0 | 0 | 0 | 0 | 0
SO2 Emissions (MMshortTons): NonRTO_Midwest
ReportingType | 2015 | 2020 | 2025 | 2030 | 2035 | 2040
BM | 0 | 0 | 0 | 0 | 0 | 0
CC | 0 | 0 | 0 | 0 | 0 | 0
CSP | 0 | 0 | 0 | 0 | 0 | 0
CT | 0 | 0 | 0 | 0 | 0 | 0
Coal | 0.11 | 0.03 | 0 | 0.01 | 0.01 | 0.01
Geo | 0 | 0 | 0 | 0 | 0 | 0
H | 0 | 0 | 0 | 0 | 0 | 0
LFG | 0 | 0 | 0 | 0 | 0 | 0
Nuc | 0 | 0 | 0 | 0 | 0 | 0
PS | 0 | 0 | 0 | 0 | 0 | 0
PV | 0 | 0 | 0 | 0 | 0 | 0
PeakG | 0 | 0 | 0 | 0 | 0 | 0
PeakO | 0 | 0 | 0 | 0 | 0 | 0
ST | 0 | 0 | 0 | 0 | 0 | 0
STOG | 0 | 0 | 0 | 0 | 0 | 0
STWD | 0 | 0 | 0 | 0 | 0 | 0
WT | 0 | 0 | 0 | 0 | 0 | 0
IGCC | 0 | 0 | 0 | 0 | 0 | 0
DemandResponse | 0 | 0 | 0 | 0 | 0 | 0
IGCC-CCS | 0 | 0 | 0 | 0 | 0 | 0
WT_off | 0 | 0 | 0 | 0 | 0 | 0
PseudoUnit | 0 | 0 | 0 | 0 | 0 | 0
FixedInterchange | 0 | 0 | 0 | 0 | 0 | 0
SO2 Emissions (MMshortTons): NYISO_A-F
ReportingType | 2015 | 2020 | 2025 | 2030 | 2035 | 2040
BM | 0 | 0 | 0 | 0 | 0 | 0
CC | 0 | 0 | 0 | 0 | 0 | 0
CSP | 0 | 0 | 0 | 0 | 0 | 0
CT | 0 | 0 | 0 | 0 | 0 | 0
Coal | 0 | 0 | 0 | 0 | 0 | 0
Geo | 0 | 0 | 0 | 0 | 0 | 0
H | 0 | 0 | 0 | 0 | 0 | 0
LFG | 0 | 0 | 0 | 0 | 0 | 0
Nuc | 0 | 0 | 0 | 0 | 0 | 0
PS | 0 | 0 | 0 | 0 | 0 | 0
PV | 0 | 0 | 0 | 0 | 0 | 0
PeakG | 0 | 0 | 0 | 0 | 0 | 0
PeakO | 0 | 0 | 0 | 0 | 0 | 0
ST | 0 | 0 | 0 | 0 | 0 | 0
STOG | 0 | 0 | 0 | 0 | 0 | 0
STWD | 0 | 0 | 0 | 0 | 0 | 0
WT | 0 | 0 | 0 | 0 | 0 | 0
IGCC | 0 | 0 | 0 | 0 | 0 | 0
DemandResponse | 0 | 0 | 0 | 0 | 0 | 0
IGCC-CCS | 0 | 0 | 0 | 0 | 0 | 0
WT_off | 0 | 0 | 0 | 0 | 0 | 0
PseudoUnit | 0 | 0 | 0 | 0 | 0 | 0
FixedInterchange | 0 | 0 | 0 | 0 | 0 | 0
SO2 Emissions (MMshortTons): NYISO_G-I
ReportingType | 2015 | 2020 | 2025 | 2030 | 2035 | 2040
BM | 0 | 0 | 0 | 0 | 0 | 0
CC | 0 | 0 | 0 | 0 | 0 | 0
CSP | 0 | 0 | 0 | 0 | 0 | 0
CT | 0 | 0 | 0 | 0 | 0 | 0
Coal | 0 | 0 | 0 | 0 | 0 | 0
Geo | 0 | 0 | 0 | 0 | 0 | 0
H | 0 | 0 | 0 | 0 | 0 | 0
LFG | 0 | 0 | 0 | 0 | 0 | 0
Nuc | 0 | 0 | 0 | 0 | 0 | 0
PS | 0 | 0 | 0 | 0 | 0 | 0
PV | 0 | 0 | 0 | 0 | 0 | 0
PeakG | 0 | 0 | 0 | 0 | 0 | 0
PeakO | 0 | 0 | 0 | 0 | 0 | 0
ST | 0 | 0 | 0 | 0 | 0 | 0
STOG | 0 | 0 | 0 | 0 | 0 | 0
STWD | 0 | 0 | 0 | 0 | 0 | 0
WT | 0 | 0 | 0 | 0 | 0 | 0
IGCC | 0 | 0 | 0 | 0 | 0 | 0
DemandResponse | 0 | 0 | 0 | 0 | 0 | 0
IGCC-CCS | 0 | 0 | 0 | 0 | 0 | 0
WT_off | 0 | 0 | 0 | 0 | 0 | 0
PseudoUnit | 0 | 0 | 0 | 0 | 0 | 0
FixedInterchange | 0 | 0 | 0 | 0 | 0 | 0
SO2 Emissions (MMshortTons): NYISO_J-K
ReportingType | 2015 | 2020 | 2025 | 2030 | 2035 | 2040
BM | 0 | 0 | 0 | 0 | 0 | 0
CC | 0 | 0 | 0 | 0 | 0 | 0
CSP | 0 | 0 | 0 | 0 | 0 | 0
CT | 0 | 0 | 0 | 0 | 0 | 0
Coal | 0 | 0 | 0 | 0 | 0 | 0
Geo | 0 | 0 | 0 | 0 | 0 | 0
H | 0 | 0 | 0 | 0 | 0 | 0
LFG | 0 | 0 | 0 | 0 | 0 | 0
Nuc | 0 | 0 | 0 | 0 | 0 | 0
PS | 0 | 0 | 0 | 0 | 0 | 0
PV | 0 | 0 | 0 | 0 | 0 | 0
PeakG | 0 | 0 | 0 | 0 | 0 | 0
PeakO | 0 | 0 | 0 | 0 | 0 | 0
ST | 0 | 0 | 0 | 0 | 0 | 0
STOG | 0 | 0 | 0 | 0 | 0 | 0
STWD | 0 | 0 | 0 | 0 | 0 | 0
WT | 0 | 0 | 0 | 0 | 0 | 0
IGCC | 0 | 0 | 0 | 0 | 0 | 0
DemandResponse | 0 | 0 | 0 | 0 | 0 | 0
IGCC-CCS | 0 | 0 | 0 | 0 | 0 | 0
WT_off | 0 | 0 | 0 | 0 | 0 | 0
PseudoUnit | 0 | 0 | 0 | 0 | 0 | 0
FixedInterchange | 0 | 0 | 0 | 0 | 0 | 0
SO2 Emissions (MMshortTons): PJM_E
ReportingType | 2015 | 2020 | 2025 | 2030 | 2035 | 2040
BM | 0 | 0 | 0 | 0 | 0 | 0
CC | 0 | 0 | 0 | 0 | 0 | 0
CSP | 0 | 0 | 0 | 0 | 0 | 0
CT | 0 | 0 | 0 | 0 | 0 | 0
Coal | 0 | 0 | 0 | 0 | 0 | 0
Geo | 0 | 0 | 0 | 0 | 0 | 0
H | 0 | 0 | 0 | 0 | 0 | 0
LFG | 0 | 0 | 0 | 0 | 0 | 0
Nuc | 0 | 0 | 0 | 0 | 0 | 0
PS | 0 | 0 | 0 | 0 | 0 | 0
PV | 0 | 0 | 0 | 0 | 0 | 0
PeakG | 0 | 0 | 0 | 0 | 0 | 0
PeakO | 0 | 0 | 0 | 0 | 0 | 0
ST | 0 | 0 | 0 | 0 | 0 | 0
STOG | 0 | 0 | 0 | 0 | 0 | 0
STWD | 0 | 0 | 0 | 0 | 0 | 0
WT | 0 | 0 | 0 | 0 | 0 | 0
IGCC | 0 | 0 | 0 | 0 | 0 | 0
DemandResponse | 0 | 0 | 0 | 0 | 0 | 0
IGCC-CCS | 0 | 0 | 0 | 0 | 0 | 0
WT_off | 0 | 0 | 0 | 0 | 0 | 0
PseudoUnit | 0 | 0 | 0 | 0 | 0 | 0
FixedInterchange | 0 | 0 | 0 | 0 | 0 | 0
SO2 Emissions (MMshortTons): PJM_ROM
ReportingType | 2015 | 2020 | 2025 | 2030 | 2035 | 2040
BM | 0 | 0 | 0 | 0 | 0 | 0
CC | 0 | 0 | 0 | 0 | 0 | 0
CSP | 0 | 0 | 0 | 0 | 0 | 0
CT | 0 | 0 | 0 | 0 | 0 | 0
Coal | 0.15 | 0.01 | 0 | 0 | 0 | 0
Geo | 0 | 0 | 0 | 0 | 0 | 0
H | 0 | 0 | 0 | 0 | 0 | 0
LFG | 0 | 0 | 0 | 0 | 0 | 0
Nuc | 0 | 0 | 0 | 0 | 0 | 0
PS | 0 | 0 | 0 | 0 | 0 | 0
PV | 0 | 0 | 0 | 0 | 0 | 0
PeakG | 0 | 0 | 0 | 0 | 0 | 0
PeakO | 0 | 0 | 0 | 0 | 0 | 0
ST | 0 | 0 | 0 | 0 | 0 | 0
STOG | 0 | 0 | 0 | 0 | 0 | 0
STWD | 0 | 0 | 0 | 0 | 0 | 0
WT | 0 | 0 | 0 | 0 | 0 | 0
IGCC | 0 | 0 | 0 | 0 | 0 | 0
DemandResponse | 0 | 0 | 0 | 0 | 0 | 0
IGCC-CCS | 0 | 0 | 0 | 0 | 0 | 0
WT_off | 0 | 0 | 0 | 0 | 0 | 0
PseudoUnit | 0 | 0 | 0 | 0 | 0 | 0
FixedInterchange | 0 | 0 | 0 | 0 | 0 | 0
SO2 Emissions (MMshortTons): PJM_ROR
ReportingType | 2015 | 2020 | 2025 | 2030 | 2035 | 2040
BM | 0 | 0 | 0 | 0 | 0 | 0
CC | 0 | 0 | 0 | 0 | 0 | 0
CSP | 0 | 0 | 0 | 0 | 0 | 0
CT | 0 | 0 | 0 | 0 | 0 | 0
Coal | 0.98 | 0.09 | 0.01 | 0.01 | 0.03 | 0.03
Geo | 0 | 0 | 0 | 0 | 0 | 0
H | 0 | 0 | 0 | 0 | 0 | 0
LFG | 0 | 0 | 0 | 0 | 0 | 0
Nuc | 0 | 0 | 0 | 0 | 0 | 0
PS | 0 | 0 | 0 | 0 | 0 | 0
PV | 0 | 0 | 0 | 0 | 0 | 0
PeakG | 0 | 0 | 0 | 0 | 0 | 0
PeakO | 0 | 0 | 0 | 0 | 0 | 0
ST | 0 | 0 | 0 | 0 | 0 | 0
STOG | 0 | 0 | 0 | 0 | 0 | 0
STWD | 0 | 0 | 0 | 0 | 0 | 0
WT | 0 | 0 | 0 | 0 | 0 | 0
IGCC | 0 | 0 | 0 | 0 | 0 | 0
DemandResponse | 0 | 0 | 0 | 0 | 0 | 0
IGCC-CCS | 0 | 0 | 0 | 0 | 0 | 0
WT_off | 0 | 0 | 0 | 0 | 0 | 0
PseudoUnit | 0 | 0 | 0 | 0 | 0 | 0
FixedInterchange | 0 | 0 | 0 | 0 | 0 | 0
SO2 Emissions (MMshortTons): SOCO
ReportingType | 2015 | 2020 | 2025 | 2030 | 2035 | 2040
BM | 0 | 0 | 0 | 0 | 0 | 0
CC | 0 | 0 | 0 | 0 | 0 | 0
CSP | 0 | 0 | 0 | 0 | 0 | 0
CT | 0 | 0 | 0 | 0 | 0 | 0
Coal | 0.22 | 0.01 | 0.01 | 0.01 | 0.01 | 0.01
Geo | 0 | 0 | 0 | 0 | 0 | 0
H | 0 | 0 | 0 | 0 | 0 | 0
LFG | 0 | 0 | 0 | 0 | 0 | 0
Nuc | 0 | 0 | 0 | 0 | 0 | 0
PS | 0 | 0 | 0 | 0 | 0 | 0
PV | 0 | 0 | 0 | 0 | 0 | 0
PeakG | 0 | 0 | 0 | 0 | 0 | 0
PeakO | 0 | 0 | 0 | 0 | 0 | 0
ST | 0 | 0 | 0 | 0 | 0 | 0
STOG | 0 | 0 | 0 | 0 | 0 | 0
STWD | 0 | 0 | 0 | 0 | 0 | 0
WT | 0 | 0 | 0 | 0 | 0 | 0
IGCC | 0 | 0 | 0 | 0 | 0 | 0
DemandResponse | 0 | 0 | 0 | 0 | 0 | 0
IGCC-CCS | 0 | 0 | 0 | 0 | 0 | 0
WT_off | 0 | 0 | 0 | 0 | 0 | 0
PseudoUnit | 0 | 0 | 0 | 0 | 0 | 0
FixedInterchange | 0 | 0 | 0 | 0 | 0 | 0
SO2 Emissions (MMshortTons): SPP_N
ReportingType | 2015 | 2020 | 2025 | 2030 | 2035 | 2040
BM | 0 | 0 | 0 | 0 | 0 | 0
CC | 0 | 0 | 0 | 0 | 0 | 0
CSP | 0 | 0 | 0 | 0 | 0 | 0
CT | 0 | 0 | 0 | 0 | 0 | 0
Coal | 0.07 | 0.01 | 0 | 0 | 0 | 0
Geo | 0 | 0 | 0 | 0 | 0 | 0
H | 0 | 0 | 0 | 0 | 0 | 0
LFG | 0 | 0 | 0 | 0 | 0 | 0
Nuc | 0 | 0 | 0 | 0 | 0 | 0
PS | 0 | 0 | 0 | 0 | 0 | 0
PV | 0 | 0 | 0 | 0 | 0 | 0
PeakG | 0 | 0 | 0 | 0 | 0 | 0
PeakO | 0 | 0 | 0 | 0 | 0 | 0
ST | 0 | 0 | 0 | 0 | 0 | 0
STOG | 0 | 0 | 0 | 0 | 0 | 0
STWD | 0 | 0 | 0 | 0 | 0 | 0
WT | 0 | 0 | 0 | 0 | 0 | 0
IGCC | 0 | 0 | 0 | 0 | 0 | 0
DemandResponse | 0 | 0 | 0 | 0 | 0 | 0
IGCC-CCS | 0 | 0 | 0 | 0 | 0 | 0
WT_off | 0 | 0 | 0 | 0 | 0 | 0
PseudoUnit | 0 | 0 | 0 | 0 | 0 | 0
FixedInterchange | 0 | 0 | 0 | 0 | 0 | 0
SO2 Emissions (MMshortTons): SPP_S
ReportingType | 2015 | 2020 | 2025 | 2030 | 2035 | 2040
BM | 0 | 0 | 0 | 0 | 0 | 0
CC | 0 | 0 | 0 | 0 | 0 | 0
CSP | 0 | 0 | 0 | 0 | 0 | 0
CT | 0 | 0 | 0 | 0 | 0 | 0
Coal | 0.29 | 0 | 0 | 0 | 0 | 0
Geo | 0 | 0 | 0 | 0 | 0 | 0
H | 0 | 0 | 0 | 0 | 0 | 0
LFG | 0 | 0 | 0 | 0 | 0 | 0
Nuc | 0 | 0 | 0 | 0 | 0 | 0
PS | 0 | 0 | 0 | 0 | 0 | 0
PV | 0 | 0 | 0 | 0 | 0 | 0
PeakG | 0 | 0 | 0 | 0 | 0 | 0
PeakO | 0 | 0 | 0 | 0 | 0 | 0
ST | 0 | 0 | 0 | 0 | 0 | 0
STOG | 0 | 0 | 0 | 0 | 0 | 0
STWD | 0 | 0 | 0 | 0 | 0 | 0
WT | 0 | 0 | 0 | 0 | 0 | 0
IGCC | 0 | 0 | 0 | 0 | 0 | 0
DemandResponse | 0 | 0 | 0 | 0 | 0 | 0
IGCC-CCS | 0 | 0 | 0 | 0 | 0 | 0
WT_off | 0 | 0 | 0 | 0 | 0 | 0
PseudoUnit | 0 | 0 | 0 | 0 | 0 | 0
FixedInterchange | 0 | 0 | 0 | 0 | 0 | 0
SO2 Emissions (MMshortTons): TVA
ReportingType | 2015 | 2020 | 2025 | 2030 | 2035 | 2040
BM | 0 | 0 | 0 | 0 | 0 | 0
CC | 0 | 0 | 0 | 0 | 0 | 0
CSP | 0 | 0 | 0 | 0 | 0 | 0
CT | 0 | 0 | 0 | 0 | 0 | 0
Coal | 0.21 | 0.01 | 0 | 0 | 0 | 0
Geo | 0 | 0 | 0 | 0 | 0 | 0
H | 0 | 0 | 0 | 0 | 0 | 0
LFG | 0 | 0 | 0 | 0 | 0 | 0
Nuc | 0 | 0 | 0 | 0 | 0 | 0
PS | 0 | 0 | 0 | 0 | 0 | 0
PV | 0 | 0 | 0 | 0 | 0 | 0
PeakG | 0 | 0 | 0 | 0 | 0 | 0
PeakO | 0 | 0 | 0 | 0 | 0 | 0
ST | 0 | 0 | 0 | 0 | 0 | 0
STOG | 0 | 0 | 0 | 0 | 0 | 0
STWD | 0 | 0 | 0 | 0 | 0 | 0
WT | 0 | 0 | 0 | 0 | 0 | 0
IGCC | 0 | 0 | 0 | 0 | 0 | 0
DemandResponse | 0 | 0 | 0 | 0 | 0 | 0
IGCC-CCS | 0 | 0 | 0 | 0 | 0 | 0
WT_off | 0 | 0 | 0 | 0 | 0 | 0
PseudoUnit | 0 | 0 | 0 | 0 | 0 | 0
FixedInterchange | 0 | 0 | 0 | 0 | 0 | 0
SO2 Emissions (MMshortTons): TVA_Transmission
ReportingType | 2015 | 2020 | 2025 | 2030 | 2035 | 2040
BM | 0 | 0 | 0 | 0 | 0 | 0
CC | 0 | 0 | 0 | 0 | 0 | 0
CSP | 0 | 0 | 0 | 0 | 0 | 0
CT | 0 | 0 | 0 | 0 | 0 | 0
Coal | 0 | 0 | 0 | 0 | 0 | 0
Geo | 0 | 0 | 0 | 0 | 0 | 0
H | 0 | 0 | 0 | 0 | 0 | 0
LFG | 0 | 0 | 0 | 0 | 0 | 0
Nuc | 0 | 0 | 0 | 0 | 0 | 0
PS | 0 | 0 | 0 | 0 | 0 | 0
PV | 0 | 0 | 0 | 0 | 0 | 0
PeakG | 0 | 0 | 0 | 0 | 0 | 0
PeakO | 0 | 0 | 0 | 0 | 0 | 0
ST | 0 | 0 | 0 | 0 | 0 | 0
STOG | 0 | 0 | 0 | 0 | 0 | 0
STWD | 0 | 0 | 0 | 0 | 0 | 0
WT | 0 | 0 | 0 | 0 | 0 | 0
IGCC | 0 | 0 | 0 | 0 | 0 | 0
DemandResponse | 0 | 0 | 0 | 0 | 0 | 0
IGCC-CCS | 0 | 0 | 0 | 0 | 0 | 0
WT_off | 0 | 0 | 0 | 0 | 0 | 0
PseudoUnit | 0 | 0 | 0 | 0 | 0 | 0
FixedInterchange | 0 | 0 | 0 | 0 | 0 | 0
SO2 Emissions (MMshortTons): VACAR
ReportingType | 2015 | 2020 | 2025 | 2030 | 2035 | 2040
BM | 0 | 0 | 0 | 0 | 0 | 0
CC | 0 | 0 | 0 | 0 | 0 | 0
CSP | 0 | 0 | 0 | 0 | 0 | 0
CT | 0 | 0 | 0 | 0 | 0 | 0
Coal | 0.04 | 0.01 | 0 | 0 | 0 | 0
Geo | 0 | 0 | 0 | 0 | 0 | 0
H | 0 | 0 | 0 | 0 | 0 | 0
LFG | 0 | 0 | 0 | 0 | 0 | 0
Nuc | 0 | 0 | 0 | 0 | 0 | 0
PS | 0 | 0 | 0 | 0 | 0 | 0
PV | 0 | 0 | 0 | 0 | 0 | 0
PeakG | 0 | 0 | 0 | 0 | 0 | 0
PeakO | 0 | 0 | 0 | 0 | 0 | 0
ST | 0 | 0 | 0 | 0 | 0 | 0
STOG | 0 | 0 | 0 | 0 | 0 | 0
STWD | 0 | 0 | 0 | 0 | 0 | 0
WT | 0 | 0 | 0 | 0 | 0 | 0
IGCC | 0 | 0 | 0 | 0 | 0 | 0
DemandResponse | 0 | 0 | 0 | 0 | 0 | 0
IGCC-CCS | 0 | 0 | 0 | 0 | 0 | 0
WT_off | 0 | 0 | 0 | 0 | 0 | 0
PseudoUnit | 0 | 0 | 0 | 0 | 0 | 0
FixedInterchange | 0 | 0 | 0 | 0 | 0 | 0
SO2 Emissions (MMshortTons): IESO
ReportingType | 2015 | 2020 | 2025 | 2030 | 2035 | 2040
BM | 0 | 0 | 0 | 0 | 0 | 0
CC | 0 | 0 | 0 | 0 | 0 | 0
CSP | 0 | 0 | 0 | 0 | 0 | 0
CT | 0 | 0 | 0 | 0 | 0 | 0
Coal | 0 | 0 | 0 | 0 | 0 | 0
Geo | 0 | 0 | 0 | 0 | 0 | 0
H | 0 | 0 | 0 | 0 | 0 | 0
LFG | 0 | 0 | 0 | 0 | 0 | 0
Nuc | 0 | 0 | 0 | 0 | 0 | 0
PS | 0 | 0 | 0 | 0 | 0 | 0
PV | 0 | 0 | 0 | 0 | 0 | 0
PeakG | 0 | 0 | 0 | 0 | 0 | 0
PeakO | 0 | 0 | 0 | 0 | 0 | 0
ST | 0 | 0 | 0 | 0 | 0 | 0
STOG | 0 | 0 | 0 | 0 | 0 | 0
STWD | 0 | 0 | 0 | 0 | 0 | 0
WT | 0 | 0 | 0 | 0 | 0 | 0
IGCC | 0 | 0 | 0 | 0 | 0 | 0
DemandResponse | 0 | 0 | 0 | 0 | 0 | 0
IGCC-CCS | 0 | 0 | 0 | 0 | 0 | 0
WT_off | 0 | 0 | 0 | 0 | 0 | 0
PseudoUnit | 0 | 0 | 0 | 0 | 0 | 0
FixedInterchange | 0 | 0 | 0 | 0 | 0 | 0
SO2 Emissions (MMshortTons): MAPP_CA
ReportingType | 2015 | 2020 | 2025 | 2030 | 2035 | 2040
BM | 0 | 0 | 0 | 0 | 0 | 0
CC | 0 | 0 | 0 | 0 | 0 | 0
CSP | 0 | 0 | 0 | 0 | 0 | 0
CT | 0 | 0 | 0 | 0 | 0 | 0
Coal | 0.01 | 0 | 0 | 0 | 0 | 0
Geo | 0 | 0 | 0 | 0 | 0 | 0
H | 0 | 0 | 0 | 0 | 0 | 0
LFG | 0 | 0 | 0 | 0 | 0 | 0
Nuc | 0 | 0 | 0 | 0 | 0 | 0
PS | 0 | 0 | 0 | 0 | 0 | 0
PV | 0 | 0 | 0 | 0 | 0 | 0
PeakG | 0 | 0 | 0 | 0 | 0 | 0
PeakO | 0 | 0 | 0 | 0 | 0 | 0
ST | 0 | 0 | 0 | 0 | 0 | 0
STOG | 0 | 0 | 0 | 0 | 0 | 0
STWD | 0 | 0 | 0 | 0 | 0 | 0
WT | 0 | 0 | 0 | 0 | 0 | 0
IGCC | 0 | 0 | 0 | 0 | 0 | 0
DemandResponse | 0 | 0 | 0 | 0 | 0 | 0
IGCC-CCS | 0 | 0 | 0 | 0 | 0 | 0
WT_off | 0 | 0 | 0 | 0 | 0 | 0
PseudoUnit | 0 | 0 | 0 | 0 | 0 | 0
FixedInterchange | 0 | 0 | 0 | 0 | 0 | 0
SO2 Emissions (MMshortTons): AZ_NM_SNV_Coal
ReportingType | 2015 | 2020 | 2025 | 2030 | 2035 | 2040
BM | 0 | 0 | 0 | 0 | 0 | 0
CC | 0 | 0 | 0 | 0 | 0 | 0
CSP | 0 | 0 | 0 | 0 | 0 | 0
CT | 0 | 0 | 0 | 0 | 0 | 0
Coal | 0.02 | 0.02 | 0 | 0 | 0 | 0
Geo | 0 | 0 | 0 | 0 | 0 | 0
H | 0 | 0 | 0 | 0 | 0 | 0
LFG | 0 | 0 | 0 | 0 | 0 | 0
Nuc | 0 | 0 | 0 | 0 | 0 | 0
PS | 0 | 0 | 0 | 0 | 0 | 0
PV | 0 | 0 | 0 | 0 | 0 | 0
PeakG | 0 | 0 | 0 | 0 | 0 | 0
PeakO | 0 | 0 | 0 | 0 | 0 | 0
ST | 0 | 0 | 0 | 0 | 0 | 0
STOG | 0 | 0 | 0 | 0 | 0 | 0
STWD | 0 | 0 | 0 | 0 | 0 | 0
WT | 0 | 0 | 0 | 0 | 0 | 0
IGCC | 0 | 0 | 0 | 0 | 0 | 0
DemandResponse | 0 | 0 | 0 | 0 | 0 | 0
IGCC-CCS | 0 | 0 | 0 | 0 | 0 | 0
WT_off | 0 | 0 | 0 | 0 | 0 | 0
PseudoUnit | 0 | 0 | 0 | 0 | 0 | 0
FixedInterchange | 0 | 0 | 0 | 0 | 0 | 0
SO2 Emissions (MMshortTons): AZ_NM_SNV_Gas
ReportingType | 2015 | 2020 | 2025 | 2030 | 2035 | 2040
BM | 0 | 0 | 0 | 0 | 0 | 0
CC | 0 | 0 | 0 | 0 | 0 | 0
CSP | 0 | 0 | 0 | 0 | 0 | 0
CT | 0 | 0 | 0 | 0 | 0 | 0
Coal | 0 | 0 | 0 | 0 | 0 | 0
Geo | 0 | 0 | 0 | 0 | 0 | 0
H | 0 | 0 | 0 | 0 | 0 | 0
LFG | 0 | 0 | 0 | 0 | 0 | 0
Nuc | 0 | 0 | 0 | 0 | 0 | 0
PS | 0 | 0 | 0 | 0 | 0 | 0
PV | 0 | 0 | 0 | 0 | 0 | 0
PeakG | 0 | 0 | 0 | 0 | 0 | 0
PeakO | 0 | 0 | 0 | 0 | 0 | 0
ST | 0 | 0 | 0 | 0 | 0 | 0
STOG | 0 | 0 | 0 | 0 | 0 | 0
STWD | 0 | 0 | 0 | 0 | 0 | 0
WT | 0 | 0 | 0 | 0 | 0 | 0
IGCC | 0 | 0 | 0 | 0 | 0 | 0
DemandResponse | 0 | 0 | 0 | 0 | 0 | 0
IGCC-CCS | 0 | 0 | 0 | 0 | 0 | 0
WT_off | 0 | 0 | 0 | 0 | 0 | 0
PseudoUnit | 0 | 0 | 0 | 0 | 0 | 0
FixedInterchange | 0 | 0 | 0 | 0 | 0 | 0
SO2 Emissions (MMshortTons): AZ_NM_SNV_NucRenew
ReportingType | 2015 | 2020 | 2025 | 2030 | 2035 | 2040
BM | 0 | 0 | 0 | 0 | 0 | 0
CC | 0 | 0 | 0 | 0 | 0 | 0
CSP | 0 | 0 | 0 | 0 | 0 | 0
CT | 0 | 0 | 0 | 0 | 0 | 0
Coal | 0 | 0 | 0 | 0 | 0 | 0
Geo | 0 | 0 | 0 | 0 | 0 | 0
H | 0 | 0 | 0 | 0 | 0 | 0
LFG | 0 | 0 | 0 | 0 | 0 | 0
Nuc | 0 | 0 | 0 | 0 | 0 | 0
PS | 0 | 0 | 0 | 0 | 0 | 0
PV | 0 | 0 | 0 | 0 | 0 | 0
PeakG | 0 | 0 | 0 | 0 | 0 | 0
PeakO | 0 | 0 | 0 | 0 | 0 | 0
ST | 0 | 0 | 0 | 0 | 0 | 0
STOG | 0 | 0 | 0 | 0 | 0 | 0
STWD | 0 | 0 | 0 | 0 | 0 | 0
WT | 0 | 0 | 0 | 0 | 0 | 0
IGCC | 0 | 0 | 0 | 0 | 0 | 0
DemandResponse | 0 | 0 | 0 | 0 | 0 | 0
IGCC-CCS | 0 | 0 | 0 | 0 | 0 | 0
WT_off | 0 | 0 | 0 | 0 | 0 | 0
PseudoUnit | 0 | 0 | 0 | 0 | 0 | 0
FixedInterchange | 0 | 0 | 0 | 0 | 0 | 0
SO2 Emissions (MMshortTons): ERCOT
ReportingType | 2015 | 2020 | 2025 | 2030 | 2035 | 2040
BM | 0 | 0 | 0 | 0 | 0 | 0
CC | 0 | 0 | 0 | 0 | 0 | 0
CSP | 0 | 0 | 0 | 0 | 0 | 0
CT | 0 | 0 | 0 | 0 | 0 | 0
Coal | 0.07 | 0.03 | 0 | 0.01 | 0.01 | 0.01
Geo | 0 | 0 | 0 | 0 | 0 | 0
H | 0 | 0 | 0 | 0 | 0 | 0
LFG | 0 | 0 | 0 | 0 | 0 | 0
Nuc | 0 | 0 | 0 | 0 | 0 | 0
PS | 0 | 0 | 0 | 0 | 0 | 0
PV | 0 | 0 | 0 | 0 | 0 | 0
PeakG | 0 | 0 | 0 | 0 | 0 | 0
PeakO | 0 | 0 | 0 | 0 | 0 | 0
ST | 0 | 0 | 0 | 0 | 0 | 0
STOG | 0 | 0 | 0 | 0 | 0 | 0
STWD | 0 | 0 | 0 | 0 | 0 | 0
WT | 0 | 0 | 0 | 0 | 0 | 0
IGCC | 0 | 0 | 0 | 0 | 0 | 0
DemandResponse | 0 | 0 | 0 | 0 | 0 | 0
IGCC-CCS | 0 | 0 | 0 | 0 | 0 | 0
WT_off | 0 | 0 | 0 | 0 | 0 | 0
PseudoUnit | 0 | 0 | 0 | 0 | 0 | 0
FixedInterchange | 0 | 0 | 0 | 0 | 0 | 0
SO2 Emissions (MMshortTons): NP15
ReportingType | 2015 | 2020 | 2025 | 2030 | 2035 | 2040
BM | 0 | 0 | 0 | 0 | 0 | 0
CC | 0 | 0 | 0 | 0 | 0 | 0
CSP | 0 | 0 | 0 | 0 | 0 | 0
CT | 0 | 0 | 0 | 0 | 0 | 0
Coal | 0.01 | 0 | 0 | 0 | 0 | 0
Geo | 0 | 0 | 0 | 0 | 0 | 0
H | 0 | 0 | 0 | 0 | 0 | 0
LFG | 0 | 0 | 0 | 0 | 0 | 0
Nuc | 0 | 0 | 0 | 0 | 0 | 0
PS | 0 | 0 | 0 | 0 | 0 | 0
PV | 0 | 0 | 0 | 0 | 0 | 0
PeakG | 0 | 0 | 0 | 0 | 0 | 0
PeakO | 0 | 0 | 0 | 0 | 0 | 0
ST | 0 | 0 | 0 | 0 | 0 | 0
STOG | 0 | 0 | 0 | 0 | 0 | 0
STWD | 0 | 0 | 0 | 0 | 0 | 0
WT | 0 | 0 | 0 | 0 | 0 | 0
IGCC | 0 | 0 | 0 | 0 | 0 | 0
DemandResponse | 0 | 0 | 0 | 0 | 0 | 0
IGCC-CCS | 0 | 0 | 0 | 0 | 0 | 0
WT_off | 0 | 0 | 0 | 0 | 0 | 0
PseudoUnit | 0 | 0 | 0 | 0 | 0 | 0
FixedInterchange | 0 | 0 | 0 | 0 | 0 | 0
SO2 Emissions (MMshortTons): NWPP_Coal
ReportingType | 2015 | 2020 | 2025 | 2030 | 2035 | 2040
BM | 0 | 0 | 0 | 0 | 0 | 0
CC | 0 | 0 | 0 | 0 | 0 | 0
CSP | 0 | 0 | 0 | 0 | 0 | 0
CT | 0 | 0 | 0 | 0 | 0 | 0
Coal | 0.07 | 0.01 | 0 | 0 | 0 | 0
Geo | 0 | 0 | 0 | 0 | 0 | 0
H | 0 | 0 | 0 | 0 | 0 | 0
LFG | 0 | 0 | 0 | 0 | 0 | 0
Nuc | 0 | 0 | 0 | 0 | 0 | 0
PS | 0 | 0 | 0 | 0 | 0 | 0
PV | 0 | 0 | 0 | 0 | 0 | 0
PeakG | 0 | 0 | 0 | 0 | 0 | 0
PeakO | 0 | 0 | 0 | 0 | 0 | 0
ST | 0 | 0 | 0 | 0 | 0 | 0
STOG | 0 | 0 | 0 | 0 | 0 | 0
STWD | 0 | 0 | 0 | 0 | 0 | 0
WT | 0 | 0 | 0 | 0 | 0 | 0
IGCC | 0 | 0 | 0 | 0 | 0 | 0
DemandResponse | 0 | 0 | 0 | 0 | 0 | 0
IGCC-CCS | 0 | 0 | 0 | 0 | 0 | 0
WT_off | 0 | 0 | 0 | 0 | 0 | 0
PseudoUnit | 0 | 0 | 0 | 0 | 0 | 0
FixedInterchange | 0 | 0 | 0 | 0 | 0 | 0
SO2 Emissions (MMshortTons): NWPP_Gas
ReportingType | 2015 | 2020 | 2025 | 2030 | 2035 | 2040
BM | 0 | 0 | 0 | 0 | 0 | 0
CC | 0 | 0 | 0 | 0 | 0 | 0
CSP | 0 | 0 | 0 | 0 | 0 | 0
CT | 0 | 0 | 0 | 0 | 0 | 0
Coal | 0 | 0 | 0 | 0 | 0 | 0
Geo | 0 | 0 | 0 | 0 | 0 | 0
H | 0 | 0 | 0 | 0 | 0 | 0
LFG | 0 | 0 | 0 | 0 | 0 | 0
Nuc | 0 | 0 | 0 | 0 | 0 | 0
PS | 0 | 0 | 0 | 0 | 0 | 0
PV | 0 | 0 | 0 | 0 | 0 | 0
PeakG | 0 | 0 | 0 | 0 | 0 | 0
PeakO | 0 | 0 | 0 | 0 | 0 | 0
ST | 0 | 0 | 0 | 0 | 0 | 0
STOG | 0 | 0 | 0 | 0 | 0 | 0
STWD | 0 | 0 | 0 | 0 | 0 | 0
WT | 0 | 0 | 0 | 0 | 0 | 0
IGCC | 0 | 0 | 0 | 0 | 0 | 0
DemandResponse | 0 | 0 | 0 | 0 | 0 | 0
IGCC-CCS | 0 | 0 | 0 | 0 | 0 | 0
WT_off | 0 | 0 | 0 | 0 | 0 | 0
PseudoUnit | 0 | 0 | 0 | 0 | 0 | 0
FixedInterchange | 0 | 0 | 0 | 0 | 0 | 0
SO2 Emissions (MMshortTons): NWPP_NucRenew
ReportingType | 2015 | 2020 | 2025 | 2030 | 2035 | 2040
BM | 0 | 0 | 0 | 0 | 0 | 0
CC | 0 | 0 | 0 | 0 | 0 | 0
CSP | 0 | 0 | 0 | 0 | 0 | 0
CT | 0 | 0 | 0 | 0 | 0 | 0
Coal | 0 | 0 | 0 | 0 | 0 | 0
Geo | 0 | 0 | 0 | 0 | 0 | 0
H | 0 | 0 | 0 | 0 | 0 | 0
LFG | 0 | 0 | 0 | 0 | 0 | 0
Nuc | 0 | 0 | 0 | 0 | 0 | 0
PS | 0 | 0 | 0 | 0 | 0 | 0
PV | 0 | 0 | 0 | 0 | 0 | 0
PeakG | 0 | 0 | 0 | 0 | 0 | 0
PeakO | 0 | 0 | 0 | 0 | 0 | 0
ST | 0 | 0 | 0 | 0 | 0 | 0
STOG | 0 | 0 | 0 | 0 | 0 | 0
STWD | 0 | 0 | 0 | 0 | 0 | 0
WT | 0 | 0 | 0 | 0 | 0 | 0
IGCC | 0 | 0 | 0 | 0 | 0 | 0
DemandResponse | 0 | 0 | 0 | 0 | 0 | 0
IGCC-CCS | 0 | 0 | 0 | 0 | 0 | 0
WT_off | 0 | 0 | 0 | 0 | 0 | 0
PseudoUnit | 0 | 0 | 0 | 0 | 0 | 0
FixedInterchange | 0 | 0 | 0 | 0 | 0 | 0
SO2 Emissions (MMshortTons): RMPA
ReportingType | 2015 | 2020 | 2025 | 2030 | 2035 | 2040
BM | 0 | 0 | 0 | 0 | 0 | 0
CC | 0 | 0 | 0 | 0 | 0 | 0
CSP | 0 | 0 | 0 | 0 | 0 | 0
CT | 0 | 0 | 0 | 0 | 0 | 0
Coal | 0.06 | 0.02 | 0 | 0 | 0 | 0
Geo | 0 | 0 | 0 | 0 | 0 | 0
H | 0 | 0 | 0 | 0 | 0 | 0
LFG | 0 | 0 | 0 | 0 | 0 | 0
Nuc | 0 | 0 | 0 | 0 | 0 | 0
PS | 0 | 0 | 0 | 0 | 0 | 0
PV | 0 | 0 | 0 | 0 | 0 | 0
PeakG | 0 | 0 | 0 | 0 | 0 | 0
PeakO | 0 | 0 | 0 | 0 | 0 | 0
ST | 0 | 0 | 0 | 0 | 0 | 0
STOG | 0 | 0 | 0 | 0 | 0 | 0
STWD | 0 | 0 | 0 | 0 | 0 | 0
WT | 0 | 0 | 0 | 0 | 0 | 0
IGCC | 0 | 0 | 0 | 0 | 0 | 0
DemandResponse | 0 | 0 | 0 | 0 | 0 | 0
IGCC-CCS | 0 | 0 | 0 | 0 | 0 | 0
WT_off | 0 | 0 | 0 | 0 | 0 | 0
PseudoUnit | 0 | 0 | 0 | 0 | 0 | 0
FixedInterchange | 0 | 0 | 0 | 0 | 0 | 0
SO2 Emissions (MMshortTons): SP15
ReportingType | 2015 | 2020 | 2025 | 2030 | 2035 | 2040
BM | 0 | 0 | 0 | 0 | 0 | 0
CC | 0 | 0 | 0 | 0 | 0 | 0
CSP | 0 | 0 | 0 | 0 | 0 | 0
CT | 0 | 0 | 0 | 0 | 0 | 0
Coal | 0 | 0 | 0 | 0 | 0 | 0
Geo | 0 | 0 | 0 | 0 | 0 | 0
H | 0 | 0 | 0 | 0 | 0 | 0
LFG | 0 | 0 | 0 | 0 | 0 | 0
Nuc | 0 | 0 | 0 | 0 | 0 | 0
PS | 0 | 0 | 0 | 0 | 0 | 0
PV | 0 | 0 | 0 | 0 | 0 | 0
PeakG | 0 | 0 | 0 | 0 | 0 | 0
PeakO | 0 | 0 | 0 | 0 | 0 | 0
ST | 0 | 0 | 0 | 0 | 0 | 0
STOG | 0 | 0 | 0 | 0 | 0 | 0
STWD | 0 | 0 | 0 | 0 | 0 | 0
WT | 0 | 0 | 0 | 0 | 0 | 0
IGCC | 0 | 0 | 0 | 0 | 0 | 0
DemandResponse | 0 | 0 | 0 | 0 | 0 | 0
IGCC-CCS | 0 | 0 | 0 | 0 | 0 | 0
WT_off | 0 | 0 | 0 | 0 | 0 | 0
PseudoUnit | 0 | 0 | 0 | 0 | 0 | 0
FixedInterchange | 0 | 0 | 0 | 0 | 0 | 0
SO2 Emissions (MMshortTons): ALB
ReportingType | 2015 | 2020 | 2025 | 2030 | 2035 | 2040
BM | 0 | 0 | 0 | 0 | 0 | 0
CC | 0 | 0 | 0 | 0 | 0 | 0
CSP | 0 | 0 | 0 | 0 | 0 | 0
CT | 0 | 0 | 0 | 0 | 0 | 0
Coal | 0.14 | 0.14 | 0.14 | 0 | 0 | 0
Geo | 0 | 0 | 0 | 0 | 0 | 0
H | 0 | 0 | 0 | 0 | 0 | 0
LFG | 0 | 0 | 0 | 0 | 0 | 0
Nuc | 0 | 0 | 0 | 0 | 0 | 0
PS | 0 | 0 | 0 | 0 | 0 | 0
PV | 0 | 0 | 0 | 0 | 0 | 0
PeakG | 0 | 0 | 0 | 0 | 0 | 0
PeakO | 0 | 0 | 0 | 0 | 0 | 0
ST | 0 | 0 | 0 | 0 | 0 | 0
STOG | 0 | 0 | 0 | 0 | 0 | 0
STWD | 0 | 0 | 0 | 0 | 0 | 0
WT | 0 | 0 | 0 | 0 | 0 | 0
IGCC | 0 | 0 | 0 | 0 | 0 | 0
DemandResponse | 0 | 0 | 0 | 0 | 0 | 0
IGCC-CCS | 0 | 0 | 0 | 0 | 0 | 0
WT_off | 0 | 0 | 0 | 0 | 0 | 0
PseudoUnit | 0 | 0 | 0 | 0 | 0 | 0
FixedInterchange | 0 | 0 | 0 | 0 | 0 | 0
SO2 Emissions (MMshortTons): BC
ReportingType | 2015 | 2020 | 2025 | 2030 | 2035 | 2040
BM | 0 | 0 | 0 | 0 | 0 | 0
CC | 0 | 0 | 0 | 0 | 0 | 0
CSP | 0 | 0 | 0 | 0 | 0 | 0
CT | 0 | 0 | 0 | 0 | 0 | 0
Coal | 0 | 0 | 0 | 0 | 0 | 0
Geo | 0 | 0 | 0 | 0 | 0 | 0
H | 0 | 0 | 0 | 0 | 0 | 0
LFG | 0 | 0 | 0 | 0 | 0 | 0
Nuc | 0 | 0 | 0 | 0 | 0 | 0
PS | 0 | 0 | 0 | 0 | 0 | 0
PV | 0 | 0 | 0 | 0 | 0 | 0
PeakG | 0 | 0 | 0 | 0 | 0 | 0
PeakO | 0 | 0 | 0 | 0 | 0 | 0
ST | 0 | 0 | 0 | 0 | 0 | 0
STOG | 0 | 0 | 0 | 0 | 0 | 0
STWD | 0 | 0 | 0 | 0 | 0 | 0
WT | 0 | 0 | 0 | 0 | 0 | 0
IGCC | 0 | 0 | 0 | 0 | 0 | 0
DemandResponse | 0 | 0 | 0 | 0 | 0 | 0
IGCC-CCS | 0 | 0 | 0 | 0 | 0 | 0
WT_off | 0 | 0 | 0 | 0 | 0 | 0
PseudoUnit | 0 | 0 | 0 | 0 | 0 | 0
FixedInterchange | 0 | 0 | 0 | 0 | 0 | 0
SO2 Emissions (MMshortTons): HQ_IESO
ReportingType | 2015 | 2020 | 2025 | 2030 | 2035 | 2040
BM | 0 | 0 | 0 | 0 | 0 | 0
CC | 0 | 0 | 0 | 0 | 0 | 0
CSP | 0 | 0 | 0 | 0 | 0 | 0
CT | 0 | 0 | 0 | 0 | 0 | 0
Coal | 0 | 0 | 0 | 0 | 0 | 0
Geo | 0 | 0 | 0 | 0 | 0 | 0
H | 0 | 0 | 0 | 0 | 0 | 0
LFG | 0 | 0 | 0 | 0 | 0 | 0
Nuc | 0 | 0 | 0 | 0 | 0 | 0
PS | 0 | 0 | 0 | 0 | 0 | 0
PV | 0 | 0 | 0 | 0 | 0 | 0
PeakG | 0 | 0 | 0 | 0 | 0 | 0
PeakO | 0 | 0 | 0 | 0 | 0 | 0
ST | 0 | 0 | 0 | 0 | 0 | 0
STOG | 0 | 0 | 0 | 0 | 0 | 0
STWD | 0 | 0 | 0 | 0 | 0 | 0
WT | 0 | 0 | 0 | 0 | 0 | 0
IGCC | 0 | 0 | 0 | 0 | 0 | 0
DemandResponse | 0 | 0 | 0 | 0 | 0 | 0
IGCC-CCS | 0 | 0 | 0 | 0 | 0 | 0
WT_off | 0 | 0 | 0 | 0 | 0 | 0
PseudoUnit | 0 | 0 | 0 | 0 | 0 | 0
FixedInterchange | 0 | 0 | 0 | 0 | 0 | 0
SO2 Emissions (MMshortTons): HQ_NEISO
ReportingType | 2015 | 2020 | 2025 | 2030 | 2035 | 2040
BM | 0 | 0 | 0 | 0 | 0 | 0
CC | 0 | 0 | 0 | 0 | 0 | 0
CSP | 0 | 0 | 0 | 0 | 0 | 0
CT | 0 | 0 | 0 | 0 | 0 | 0
Coal | 0 | 0 | 0 | 0 | 0 | 0
Geo | 0 | 0 | 0 | 0 | 0 | 0
H | 0 | 0 | 0 | 0 | 0 | 0
LFG | 0 | 0 | 0 | 0 | 0 | 0
Nuc | 0 | 0 | 0 | 0 | 0 | 0
PS | 0 | 0 | 0 | 0 | 0 | 0
PV | 0 | 0 | 0 | 0 | 0 | 0
PeakG | 0 | 0 | 0 | 0 | 0 | 0
PeakO | 0 | 0 | 0 | 0 | 0 | 0
ST | 0 | 0 | 0 | 0 | 0 | 0
STOG | 0 | 0 | 0 | 0 | 0 | 0
STWD | 0 | 0 | 0 | 0 | 0 | 0
WT | 0 | 0 | 0 | 0 | 0 | 0
IGCC | 0 | 0 | 0 | 0 | 0 | 0
DemandResponse | 0 | 0 | 0 | 0 | 0 | 0
IGCC-CCS | 0 | 0 | 0 | 0 | 0 | 0
WT_off | 0 | 0 | 0 | 0 | 0 | 0
PseudoUnit | 0 | 0 | 0 | 0 | 0 | 0
FixedInterchange | 0 | 0 | 0 | 0 | 0 | 0
SO2 Emissions (MMshortTons): HQ_NY
ReportingType | 2015 | 2020 | 2025 | 2030 | 2035 | 2040
BM | 0 | 0 | 0 | 0 | 0 | 0
CC | 0 | 0 | 0 | 0 | 0 | 0
CSP | 0 | 0 | 0 | 0 | 0 | 0
CT | 0 | 0 | 0 | 0 | 0 | 0
Coal | 0 | 0 | 0 | 0 | 0 | 0
Geo | 0 | 0 | 0 | 0 | 0 | 0
H | 0 | 0 | 0 | 0 | 0 | 0
LFG | 0 | 0 | 0 | 0 | 0 | 0
Nuc | 0 | 0 | 0 | 0 | 0 | 0
PS | 0 | 0 | 0 | 0 | 0 | 0
PV | 0 | 0 | 0 | 0 | 0 | 0
PeakG | 0 | 0 | 0 | 0 | 0 | 0
PeakO | 0 | 0 | 0 | 0 | 0 | 0
ST | 0 | 0 | 0 | 0 | 0 | 0
STOG | 0 | 0 | 0 | 0 | 0 | 0
STWD | 0 | 0 | 0 | 0 | 0 | 0
WT | 0 | 0 | 0 | 0 | 0 | 0
IGCC | 0 | 0 | 0 | 0 | 0 | 0
DemandResponse | 0 | 0 | 0 | 0 | 0 | 0
IGCC-CCS | 0 | 0 | 0 | 0 | 0 | 0
WT_off | 0 | 0 | 0 | 0 | 0 | 0
PseudoUnit | 0 | 0 | 0 | 0 | 0 | 0
FixedInterchange | 0 | 0 | 0 | 0 | 0 | 0
SO2 Emissions (MMshortTons): MARITIMES
ReportingType | 2015 | 2020 | 2025 | 2030 | 2035 | 2040
BM | 0 | 0 | 0 | 0 | 0 | 0
CC | 0 | 0 | 0 | 0 | 0 | 0
CSP | 0 | 0 | 0 | 0 | 0 | 0
CT | 0 | 0 | 0 | 0 | 0 | 0
Coal | 0 | 0 | 0 | 0 | 0 | 0
Geo | 0 | 0 | 0 | 0 | 0 | 0
H | 0 | 0 | 0 | 0 | 0 | 0
LFG | 0 | 0 | 0 | 0 | 0 | 0
Nuc | 0 | 0 | 0 | 0 | 0 | 0
PS | 0 | 0 | 0 | 0 | 0 | 0
PV | 0 | 0 | 0 | 0 | 0 | 0
PeakG | 0 | 0 | 0 | 0 | 0 | 0
PeakO | 0 | 0 | 0 | 0 | 0 | 0
ST | 0 | 0 | 0 | 0 | 0 | 0
STOG | 0 | 0 | 0 | 0 | 0 | 0
STWD | 0 | 0 | 0 | 0 | 0 | 0
WT | 0 | 0 | 0 | 0 | 0 | 0
IGCC | 0 | 0 | 0 | 0 | 0 | 0
DemandResponse | 0 | 0 | 0 | 0 | 0 | 0
IGCC-CCS | 0 | 0 | 0 | 0 | 0 | 0
WT_off | 0 | 0 | 0 | 0 | 0 | 0
PseudoUnit | 0 | 0 | 0 | 0 | 0 | 0
FixedInterchange | 0 | 0 | 0 | 0 | 0 | 0
SO2 Emissions (MMshortTons): All
ReportingType | 2015 | 2020 | 2025 | 2030 | 2035 | 2040
BM | 0 | 0 | 0 | 0 | 0 | 0
CC | 0 | 0 | 0 | 0 | 0 | 0
CSP | 0 | 0 | 0 | 0 | 0 | 0
CT | 0 | 0 | 0 | 0 | 0 | 0
Coal | 3.88 | 0.42 | 0.19 | 0.05 | 0.09 | 0.09
Geo | 0 | 0 | 0 | 0 | 0 | 0
H | 0 | 0 | 0 | 0 | 0 | 0
LFG | 0 | 0 | 0 | 0 | 0 | 0
Nuc | 0 | 0 | 0 | 0 | 0 | 0
PS | 0 | 0 | 0 | 0 | 0 | 0
PV | 0 | 0 | 0 | 0 | 0 | 0
PeakG | 0 | 0 | 0 | 0 | 0 | 0
PeakO | 0 | 0 | 0 | 0 | 0 | 0
ST | 0 | 0 | 0 | 0 | 0 | 0
STOG | 0 | 0 | 0 | 0 | 0 | 0
STWD | 0 | 0 | 0 | 0 | 0 | 0
WT | 0 | 0 | 0 | 0 | 0 | 0
IGCC | 0 | 0 | 0 | 0 | 0 | 0
DemandResponse | 0 | 0 | 0 | 0 | 0 | 0
IGCC-CCS | 0 | 0 | 0 | 0 | 0 | 0
WT_off | 0 | 0 | 0 | 0 | 0 | 0
PseudoUnit | 0 | 0 | 0 | 0 | 0 | 0
FixedInterchange | 0 | 0 | 0 | 0 | 0 | 0
SO2 Emissions (MMshortTons): EI_US
ReportingType | 2015 | 2020 | 2025 | 2030 | 2035 | 2040
BM | 0 | 0 | 0 | 0 | 0 | 0
CC | 0 | 0 | 0 | 0 | 0 | 0
CSP | 0 | 0 | 0 | 0 | 0 | 0
CT | 0 | 0 | 0 | 0 | 0 | 0
Coal | 3.5 | 0.21 | 0.03 | 0.04 | 0.08 | 0.08
Geo | 0 | 0 | 0 | 0 | 0 | 0
H | 0 | 0 | 0 | 0 | 0 | 0
LFG | 0 | 0 | 0 | 0 | 0 | 0
Nuc | 0 | 0 | 0 | 0 | 0 | 0
PS | 0 | 0 | 0 | 0 | 0 | 0
PV | 0 | 0 | 0 | 0 | 0 | 0
PeakG | 0 | 0 | 0 | 0 | 0 | 0
PeakO | 0 | 0 | 0 | 0 | 0 | 0
ST | 0 | 0 | 0 | 0 | 0 | 0
STOG | 0 | 0 | 0 | 0 | 0 | 0
STWD | 0 | 0 | 0 | 0 | 0 | 0
WT | 0 | 0 | 0 | 0 | 0 | 0
IGCC | 0 | 0 | 0 | 0 | 0 | 0
DemandResponse | 0 | 0 | 0 | 0 | 0 | 0
IGCC-CCS | 0 | 0 | 0 | 0 | 0 | 0
WT_off | 0 | 0 | 0 | 0 | 0 | 0
PseudoUnit | 0 | 0 | 0 | 0 | 0 | 0
FixedInterchange | 0 | 0 | 0 | 0 | 0 | 0
SO2 Emissions (MMshortTons): EI_Canada
ReportingType | 2015 | 2020 | 2025 | 2030 | 2035 | 2040
BM | 0 | 0 | 0 | 0 | 0 | 0
CC | 0 | 0 | 0 | 0 | 0 | 0
CSP | 0 | 0 | 0 | 0 | 0 | 0
CT | 0 | 0 | 0 | 0 | 0 | 0
Coal | 0.01 | 0 | 0 | 0 | 0 | 0
Geo | 0 | 0 | 0 | 0 | 0 | 0
H | 0 | 0 | 0 | 0 | 0 | 0
LFG | 0 | 0 | 0 | 0 | 0 | 0
Nuc | 0 | 0 | 0 | 0 | 0 | 0
PS | 0 | 0 | 0 | 0 | 0 | 0
PV | 0 | 0 | 0 | 0 | 0 | 0
PeakG | 0 | 0 | 0 | 0 | 0 | 0
PeakO | 0 | 0 | 0 | 0 | 0 | 0
ST | 0 | 0 | 0 | 0 | 0 | 0
STOG | 0 | 0 | 0 | 0 | 0 | 0
STWD | 0 | 0 | 0 | 0 | 0 | 0
WT | 0 | 0 | 0 | 0 | 0 | 0
IGCC | 0 | 0 | 0 | 0 | 0 | 0
DemandResponse | 0 | 0 | 0 | 0 | 0 | 0
IGCC-CCS | 0 | 0 | 0 | 0 | 0 | 0
WT_off | 0 | 0 | 0 | 0 | 0 | 0
PseudoUnit | 0 | 0 | 0 | 0 | 0 | 0
FixedInterchange | 0 | 0 | 0 | 0 | 0 | 0
SO2 Emissions (MMshortTons): EI
ReportingType | 2015 | 2020 | 2025 | 2030 | 2035 | 2040
BM | 0 | 0 | 0 | 0 | 0 | 0
CC | 0 | 0 | 0 | 0 | 0 | 0
CSP | 0 | 0 | 0 | 0 | 0 | 0
CT | 0 | 0 | 0 | 0 | 0 | 0
Coal | 3.51 | 0.21 | 0.03 | 0.04 | 0.08 | 0.08
Geo | 0 | 0 | 0 | 0 | 0 | 0
H | 0 | 0 | 0 | 0 | 0 | 0
LFG | 0 | 0 | 0 | 0 | 0 | 0
Nuc | 0 | 0 | 0 | 0 | 0 | 0
PS | 0 | 0 | 0 | 0 | 0 | 0
PV | 0 | 0 | 0 | 0 | 0 | 0
PeakG | 0 | 0 | 0 | 0 | 0 | 0
PeakO | 0 | 0 | 0 | 0 | 0 | 0
ST | 0 | 0 | 0 | 0 | 0 | 0
STOG | 0 | 0 | 0 | 0 | 0 | 0
STWD | 0 | 0 | 0 | 0 | 0 | 0
WT | 0 | 0 | 0 | 0 | 0 | 0
IGCC | 0 | 0 | 0 | 0 | 0 | 0
DemandResponse | 0 | 0 | 0 | 0 | 0 | 0
IGCC-CCS | 0 | 0 | 0 | 0 | 0 | 0
WT_off | 0 | 0 | 0 | 0 | 0 | 0
PseudoUnit | 0 | 0 | 0 | 0 | 0 | 0
FixedInterchange | 0 | 0 | 0 | 0 | 0 | 0
SO2 Emissions (MMshortTons): Outside_EI
ReportingType | 2015 | 2020 | 2025 | 2030 | 2035 | 2040
BM | 0 | 0 | 0 | 0 | 0 | 0
CC | 0 | 0 | 0 | 0 | 0 | 0
CSP | 0 | 0 | 0 | 0 | 0 | 0
CT | 0 | 0 | 0 | 0 | 0 | 0
Coal | 0.37 | 0.22 | 0.15 | 0.01 | 0.01 | 0.01
Geo | 0 | 0 | 0 | 0 | 0 | 0
H | 0 | 0 | 0 | 0 | 0 | 0
LFG | 0 | 0 | 0 | 0 | 0 | 0
Nuc | 0 | 0 | 0 | 0 | 0 | 0
PS | 0 | 0 | 0 | 0 | 0 | 0
PV | 0 | 0 | 0 | 0 | 0 | 0
PeakG | 0 | 0 | 0 | 0 | 0 | 0
PeakO | 0 | 0 | 0 | 0 | 0 | 0
ST | 0 | 0 | 0 | 0 | 0 | 0
STOG | 0 | 0 | 0 | 0 | 0 | 0
STWD | 0 | 0 | 0 | 0 | 0 | 0
WT | 0 | 0 | 0 | 0 | 0 | 0
IGCC | 0 | 0 | 0 | 0 | 0 | 0
DemandResponse | 0 | 0 | 0 | 0 | 0 | 0
IGCC-CCS | 0 | 0 | 0 | 0 | 0 | 0
WT_off | 0 | 0 | 0 | 0 | 0 | 0
PseudoUnit | 0 | 0 | 0 | 0 | 0 | 0
FixedInterchange | 0 | 0 | 0 | 0 | 0 | 0
NOx Emissions (MMshortTons): Entergy
ReportingType | 2015 | 2020 | 2025 | 2030 | 2035 | 2040
BM | 0 | 0 | 0 | 0 | 0 | 0
CC | 0.01 | 0.01 | 0.01 | 0.01 | 0 | 0
CSP | 0 | 0 | 0 | 0 | 0 | 0
CT | 0 | 0 | 0 | 0 | 0 | 0
Coal | 0.05 | 0 | 0 | 0 | 0 | 0
Geo | 0 | 0 | 0 | 0 | 0 | 0
H | 0 | 0 | 0 | 0 | 0 | 0
LFG | 0 | 0 | 0 | 0 | 0 | 0
Nuc | 0 | 0 | 0 | 0 | 0 | 0
PS | 0 | 0 | 0 | 0 | 0 | 0
PV | 0 | 0 | 0 | 0 | 0 | 0
PeakG | 0 | 0 | 0 | 0 | 0 | 0
PeakO | 0 | 0 | 0 | 0 | 0 | 0
ST | 0 | 0 | 0 | 0 | 0 | 0
STOG | 0 | 0 | 0 | 0 | 0 | 0
STWD | 0 | 0 | 0 | 0 | 0 | 0
WT | 0 | 0 | 0 | 0 | 0 | 0
IGCC | 0 | 0 | 0 | 0 | 0 | 0
DemandResponse | 0 | 0 | 0 | 0 | 0 | 0
IGCC-CCS | 0 | 0 | 0 | 0 | 0 | 0
WT_off | 0 | 0 | 0 | 0 | 0 | 0
PseudoUnit | 0 | 0 | 0 | 0 | 0 | 0
FixedInterchange | 0 | 0 | 0 | 0 | 0 | 0
NOx Emissions (MMshortTons): FRCC
ReportingType | 2015 | 2020 | 2025 | 2030 | 2035 | 2040
BM | 0 | 0 | 0 | 0 | 0 | 0
CC | 0.01 | 0.01 | 0.01 | 0.01 | 0 | 0
CSP | 0 | 0 | 0 | 0 | 0 | 0
CT | 0 | 0 | 0 | 0 | 0 | 0
Coal | 0.02 | 0 | 0 | 0 | 0 | 0
Geo | 0 | 0 | 0 | 0 | 0 | 0
H | 0 | 0 | 0 | 0 | 0 | 0
LFG | 0 | 0 | 0 | 0 | 0 | 0
Nuc | 0 | 0 | 0 | 0 | 0 | 0
PS | 0 | 0 | 0 | 0 | 0 | 0
PV | 0 | 0 | 0 | 0 | 0 | 0
PeakG | 0 | 0 | 0 | 0 | 0 | 0
PeakO | 0 | 0 | 0 | 0 | 0 | 0
ST | 0 | 0 | 0 | 0 | 0 | 0
STOG | 0 | 0 | 0 | 0 | 0 | 0
STWD | 0 | 0 | 0 | 0 | 0 | 0
WT | 0 | 0 | 0 | 0 | 0 | 0
IGCC | 0 | 0 | 0 | 0 | 0 | 0
DemandResponse | 0 | 0 | 0 | 0 | 0 | 0
IGCC-CCS | 0 | 0 | 0 | 0 | 0 | 0
WT_off | 0 | 0 | 0 | 0 | 0 | 0
PseudoUnit | 0 | 0 | 0 | 0 | 0 | 0
FixedInterchange | 0 | 0 | 0 | 0 | 0 | 0
NOx Emissions (MMshortTons): MAPP_US
ReportingType | 2015 | 2020 | 2025 | 2030 | 2035 | 2040
BM | 0 | 0 | 0 | 0 | 0 | 0
CC | 0 | 0 | 0 | 0 | 0 | 0
CSP | 0 | 0 | 0 | 0 | 0 | 0
CT | 0 | 0 | 0 | 0 | 0 | 0
Coal | 0.02 | 0 | 0 | 0 | 0 | 0
Geo | 0 | 0 | 0 | 0 | 0 | 0
H | 0 | 0 | 0 | 0 | 0 | 0
LFG | 0 | 0 | 0 | 0 | 0 | 0
Nuc | 0 | 0 | 0 | 0 | 0 | 0
PS | 0 | 0 | 0 | 0 | 0 | 0
PV | 0 | 0 | 0 | 0 | 0 | 0
PeakG | 0 | 0 | 0 | 0 | 0 | 0
PeakO | 0 | 0 | 0 | 0 | 0 | 0
ST | 0 | 0 | 0 | 0 | 0 | 0
STOG | 0 | 0 | 0 | 0 | 0 | 0
STWD | 0 | 0 | 0 | 0 | 0 | 0
WT | 0 | 0 | 0 | 0 | 0 | 0
IGCC | 0 | 0 | 0 | 0 | 0 | 0
DemandResponse | 0 | 0 | 0 | 0 | 0 | 0
IGCC-CCS | 0 | 0 | 0 | 0 | 0 | 0
WT_off | 0 | 0 | 0 | 0 | 0 | 0
PseudoUnit | 0 | 0 | 0 | 0 | 0 | 0
FixedInterchange | 0 | 0 | 0 | 0 | 0 | 0
NOx Emissions (MMshortTons): MISO_IN
ReportingType | 2015 | 2020 | 2025 | 2030 | 2035 | 2040
BM | 0 | 0 | 0 | 0 | 0 | 0
CC | 0 | 0.01 | 0.01 | 0.01 | 0.01 | 0
CSP | 0 | 0 | 0 | 0 | 0 | 0
CT | 0 | 0 | 0 | 0 | 0 | 0
Coal | 0.04 | 0.01 | 0 | 0 | 0.01 | 0.01
Geo | 0 | 0 | 0 | 0 | 0 | 0
H | 0 | 0 | 0 | 0 | 0 | 0
LFG | 0 | 0 | 0 | 0 | 0 | 0
Nuc | 0 | 0 | 0 | 0 | 0 | 0
PS | 0 | 0 | 0 | 0 | 0 | 0
PV | 0 | 0 | 0 | 0 | 0 | 0
PeakG | 0 | 0 | 0 | 0 | 0 | 0
PeakO | 0 | 0 | 0 | 0 | 0 | 0
ST | 0 | 0 | 0 | 0 | 0 | 0
STOG | 0 | 0 | 0 | 0 | 0 | 0
STWD | 0 | 0 | 0 | 0 | 0 | 0
WT | 0 | 0 | 0 | 0 | 0 | 0
IGCC | 0 | 0 | 0 | 0 | 0 | 0
DemandResponse | 0 | 0 | 0 | 0 | 0 | 0
IGCC-CCS | 0 | 0 | 0 | 0 | 0 | 0
WT_off | 0 | 0 | 0 | 0 | 0 | 0
PseudoUnit | 0 | 0 | 0 | 0 | 0 | 0
FixedInterchange | 0 | 0 | 0 | 0 | 0 | 0
NOx Emissions (MMshortTons): MISO_MI
ReportingType | 2015 | 2020 | 2025 | 2030 | 2035 | 2040
BM | 0 | 0 | 0 | 0 | 0 | 0
CC | 0 | 0 | 0 | 0 | 0 | 0
CSP | 0 | 0 | 0 | 0 | 0 | 0
CT | 0 | 0 | 0 | 0 | 0 | 0
Coal | 0.03 | 0 | 0 | 0 | 0 | 0
Geo | 0 | 0 | 0 | 0 | 0 | 0
H | 0 | 0 | 0 | 0 | 0 | 0
LFG | 0 | 0 | 0 | 0 | 0 | 0
Nuc | 0 | 0 | 0 | 0 | 0 | 0
PS | 0 | 0 | 0 | 0 | 0 | 0
PV | 0 | 0 | 0 | 0 | 0 | 0
PeakG | 0 | 0 | 0 | 0 | 0 | 0
PeakO | 0 | 0 | 0 | 0 | 0 | 0
ST | 0 | 0 | 0 | 0 | 0 | 0
STOG | 0 | 0 | 0 | 0 | 0 | 0
STWD | 0 | 0 | 0 | 0 | 0 | 0
WT | 0 | 0 | 0 | 0 | 0 | 0
IGCC | 0 | 0 | 0 | 0 | 0 | 0
DemandResponse | 0 | 0 | 0 | 0 | 0 | 0
IGCC-CCS | 0 | 0 | 0 | 0 | 0 | 0
WT_off | 0 | 0 | 0 | 0 | 0 | 0
PseudoUnit | 0 | 0 | 0 | 0 | 0 | 0
FixedInterchange | 0 | 0 | 0 | 0 | 0 | 0
NOx Emissions (MMshortTons): MISO_MO-IL
ReportingType | 2015 | 2020 | 2025 | 2030 | 2035 | 2040
BM | 0 | 0 | 0 | 0 | 0 | 0
CC | 0 | 0 | 0 | 0 | 0 | 0
CSP | 0 | 0 | 0 | 0 | 0 | 0
CT | 0 | 0 | 0 | 0 | 0 | 0
Coal | 0.04 | 0 | 0 | 0 | 0 | 0
Geo | 0 | 0 | 0 | 0 | 0 | 0
H | 0 | 0 | 0 | 0 | 0 | 0
LFG | 0 | 0 | 0 | 0 | 0 | 0
Nuc | 0 | 0 | 0 | 0 | 0 | 0
PS | 0 | 0 | 0 | 0 | 0 | 0
PV | 0 | 0 | 0 | 0 | 0 | 0
PeakG | 0 | 0 | 0 | 0 | 0 | 0
PeakO | 0 | 0 | 0 | 0 | 0 | 0
ST | 0 | 0 | 0 | 0 | 0 | 0
STOG | 0 | 0 | 0 | 0 | 0 | 0
STWD | 0 | 0 | 0 | 0 | 0 | 0
WT | 0 | 0 | 0 | 0 | 0 | 0
IGCC | 0 | 0 | 0 | 0 | 0 | 0
DemandResponse | 0 | 0 | 0 | 0 | 0 | 0
IGCC-CCS | 0 | 0 | 0 | 0 | 0 | 0
WT_off | 0 | 0 | 0 | 0 | 0 | 0
PseudoUnit | 0 | 0 | 0 | 0 | 0 | 0
FixedInterchange | 0 | 0 | 0 | 0 | 0 | 0
NOx Emissions (MMshortTons): MISO_W
ReportingType | 2015 | 2020 | 2025 | 2030 | 2035 | 2040
BM | 0 | 0 | 0 | 0 | 0 | 0
CC | 0 | 0 | 0 | 0 | 0 | 0
CSP | 0 | 0 | 0 | 0 | 0 | 0
CT | 0 | 0 | 0 | 0 | 0 | 0
Coal | 0.09 | 0.02 | 0 | 0 | 0 | 0
Geo | 0 | 0 | 0 | 0 | 0 | 0
H | 0 | 0 | 0 | 0 | 0 | 0
LFG | 0 | 0 | 0 | 0 | 0 | 0
Nuc | 0 | 0 | 0 | 0 | 0 | 0
PS | 0 | 0 | 0 | 0 | 0 | 0
PV | 0 | 0 | 0 | 0 | 0 | 0
PeakG | 0 | 0 | 0 | 0 | 0 | 0
PeakO | 0 | 0 | 0 | 0 | 0 | 0
ST | 0 | 0 | 0 | 0 | 0 | 0
STOG | 0 | 0 | 0 | 0 | 0 | 0
STWD | 0 | 0 | 0 | 0 | 0 | 0
WT | 0 | 0 | 0 | 0 | 0 | 0
IGCC | 0 | 0 | 0 | 0 | 0 | 0
DemandResponse | 0 | 0 | 0 | 0 | 0 | 0
IGCC-CCS | 0 | 0 | 0 | 0 | 0 | 0
WT_off | 0 | 0 | 0 | 0 | 0 | 0
PseudoUnit | 0 | 0 | 0 | 0 | 0 | 0
FixedInterchange | 0 | 0 | 0 | 0 | 0 | 0
NOx Emissions (MMshortTons): MISO_WUMS
ReportingType | 2015 | 2020 | 2025 | 2030 | 2035 | 2040
BM | 0 | 0 | 0 | 0 | 0 | 0
CC | 0 | 0 | 0 | 0 | 0 | 0
CSP | 0 | 0 | 0 | 0 | 0 | 0
CT | 0 | 0 | 0 | 0 | 0 | 0
Coal | 0 | 0 | 0 | 0 | 0 | 0
Geo | 0 | 0 | 0 | 0 | 0 | 0
H | 0 | 0 | 0 | 0 | 0 | 0
LFG | 0 | 0 | 0 | 0 | 0 | 0
Nuc | 0 | 0 | 0 | 0 | 0 | 0
PS | 0 | 0 | 0 | 0 | 0 | 0
PV | 0 | 0 | 0 | 0 | 0 | 0
PeakG | 0 | 0 | 0 | 0 | 0 | 0
PeakO | 0 | 0 | 0 | 0 | 0 | 0
ST | 0 | 0 | 0 | 0 | 0 | 0
STOG | 0 | 0 | 0 | 0 | 0 | 0
STWD | 0 | 0 | 0 | 0 | 0 | 0
WT | 0 | 0 | 0 | 0 | 0 | 0
IGCC | 0 | 0 | 0 | 0 | 0 | 0
DemandResponse | 0 | 0 | 0 | 0 | 0 | 0
IGCC-CCS | 0 | 0 | 0 | 0 | 0 | 0
WT_off | 0 | 0 | 0 | 0 | 0 | 0
PseudoUnit | 0 | 0 | 0 | 0 | 0 | 0
FixedInterchange | 0 | 0 | 0 | 0 | 0 | 0
NOx Emissions (MMshortTons): Nebraska
ReportingType | 2015 | 2020 | 2025 | 2030 | 2035 | 2040
BM | 0 | 0 | 0 | 0 | 0 | 0
CC | 0 | 0 | 0 | 0 | 0 | 0
CSP | 0 | 0 | 0 | 0 | 0 | 0
CT | 0 | 0 | 0 | 0 | 0 | 0
Coal | 0.04 | 0 | 0 | 0 | 0 | 0
Geo | 0 | 0 | 0 | 0 | 0 | 0
H | 0 | 0 | 0 | 0 | 0 | 0
LFG | 0 | 0 | 0 | 0 | 0 | 0
Nuc | 0 | 0 | 0 | 0 | 0 | 0
PS | 0 | 0 | 0 | 0 | 0 | 0
PV | 0 | 0 | 0 | 0 | 0 | 0
PeakG | 0 | 0 | 0 | 0 | 0 | 0
PeakO | 0 | 0 | 0 | 0 | 0 | 0
ST | 0 | 0 | 0 | 0 | 0 | 0
STOG | 0 | 0 | 0 | 0 | 0 | 0
STWD | 0 | 0 | 0 | 0 | 0 | 0
WT | 0 | 0 | 0 | 0 | 0 | 0
IGCC | 0 | 0 | 0 | 0 | 0 | 0
DemandResponse | 0 | 0 | 0 | 0 | 0 | 0
IGCC-CCS | 0 | 0 | 0 | 0 | 0 | 0
WT_off | 0 | 0 | 0 | 0 | 0 | 0
PseudoUnit | 0 | 0 | 0 | 0 | 0 | 0
FixedInterchange | 0 | 0 | 0 | 0 | 0 | 0
NOx Emissions (MMshortTons): NEISO
ReportingType | 2015 | 2020 | 2025 | 2030 | 2035 | 2040
BM | 0 | 0 | 0 | 0 | 0 | 0
CC | 0 | 0 | 0 | 0 | 0 | 0
CSP | 0 | 0 | 0 | 0 | 0 | 0
CT | 0 | 0 | 0 | 0 | 0 | 0
Coal | 0 | 0 | 0 | 0 | 0 | 0
Geo | 0 | 0 | 0 | 0 | 0 | 0
H | 0 | 0 | 0 | 0 | 0 | 0
LFG | 0 | 0 | 0 | 0 | 0 | 0
Nuc | 0 | 0 | 0 | 0 | 0 | 0
PS | 0 | 0 | 0 | 0 | 0 | 0
PV | 0 | 0 | 0 | 0 | 0 | 0
PeakG | 0 | 0 | 0 | 0 | 0 | 0
PeakO | 0 | 0 | 0 | 0 | 0 | 0
ST | 0 | 0 | 0 | 0 | 0 | 0
STOG | 0 | 0 | 0 | 0 | 0 | 0
STWD | 0 | 0 | 0 | 0 | 0 | 0
WT | 0 | 0 | 0 | 0 | 0 | 0
IGCC | 0 | 0 | 0 | 0 | 0 | 0
DemandResponse | 0 | 0 | 0 | 0 | 0 | 0
IGCC-CCS | 0 | 0 | 0 | 0 | 0 | 0
WT_off | 0 | 0 | 0 | 0 | 0 | 0
PseudoUnit | 0 | 0 | 0 | 0 | 0 | 0
FixedInterchange | 0 | 0 | 0 | 0 | 0 | 0
NOx Emissions (MMshortTons): NonRTO_Midwest
ReportingType | 2015 | 2020 | 2025 | 2030 | 2035 | 2040
BM | 0 | 0 | 0 | 0 | 0 | 0
CC | 0 | 0 | 0 | 0 | 0 | 0
CSP | 0 | 0 | 0 | 0 | 0 | 0
CT | 0 | 0 | 0 | 0 | 0 | 0
Coal | 0.03 | 0.01 | 0 | 0 | 0 | 0
Geo | 0 | 0 | 0 | 0 | 0 | 0
H | 0 | 0 | 0 | 0 | 0 | 0
LFG | 0 | 0 | 0 | 0 | 0 | 0
Nuc | 0 | 0 | 0 | 0 | 0 | 0
PS | 0 | 0 | 0 | 0 | 0 | 0
PV | 0 | 0 | 0 | 0 | 0 | 0
PeakG | 0 | 0 | 0 | 0 | 0 | 0
PeakO | 0 | 0 | 0 | 0 | 0 | 0
ST | 0 | 0 | 0 | 0 | 0 | 0
STOG | 0 | 0 | 0 | 0 | 0 | 0
STWD | 0 | 0 | 0 | 0 | 0 | 0
WT | 0 | 0 | 0 | 0 | 0 | 0
IGCC | 0 | 0 | 0 | 0 | 0 | 0
DemandResponse | 0 | 0 | 0 | 0 | 0 | 0
IGCC-CCS | 0 | 0 | 0 | 0 | 0 | 0
WT_off | 0 | 0 | 0 | 0 | 0 | 0
PseudoUnit | 0 | 0 | 0 | 0 | 0 | 0
FixedInterchange | 0 | 0 | 0 | 0 | 0 | 0
NOx Emissions (MMshortTons): NYISO_A-F
ReportingType | 2015 | 2020 | 2025 | 2030 | 2035 | 2040
BM | 0 | 0 | 0 | 0 | 0 | 0
CC | 0 | 0 | 0 | 0 | 0 | 0
CSP | 0 | 0 | 0 | 0 | 0 | 0
CT | 0 | 0 | 0 | 0 | 0 | 0
Coal | 0 | 0 | 0 | 0 | 0 | 0
Geo | 0 | 0 | 0 | 0 | 0 | 0
H | 0 | 0 | 0 | 0 | 0 | 0
LFG | 0 | 0 | 0 | 0 | 0 | 0
Nuc | 0 | 0 | 0 | 0 | 0 | 0
PS | 0 | 0 | 0 | 0 | 0 | 0
PV | 0 | 0 | 0 | 0 | 0 | 0
PeakG | 0 | 0 | 0 | 0 | 0 | 0
PeakO | 0 | 0 | 0 | 0 | 0 | 0
ST | 0 | 0 | 0 | 0 | 0 | 0
STOG | 0 | 0 | 0 | 0 | 0 | 0
STWD | 0 | 0 | 0 | 0 | 0 | 0
WT | 0 | 0 | 0 | 0 | 0 | 0
IGCC | 0 | 0 | 0 | 0 | 0 | 0
DemandResponse | 0 | 0 | 0 | 0 | 0 | 0
IGCC-CCS | 0 | 0 | 0 | 0 | 0 | 0
WT_off | 0 | 0 | 0 | 0 | 0 | 0
PseudoUnit | 0 | 0 | 0 | 0 | 0 | 0
FixedInterchange | 0 | 0 | 0 | 0 | 0 | 0
NOx Emissions (MMshortTons): NYISO_G-I
ReportingType | 2015 | 2020 | 2025 | 2030 | 2035 | 2040
BM | 0 | 0 | 0 | 0 | 0 | 0
CC | 0 | 0 | 0 | 0 | 0 | 0
CSP | 0 | 0 | 0 | 0 | 0 | 0
CT | 0 | 0 | 0 | 0 | 0 | 0
Coal | 0 | 0 | 0 | 0 | 0 | 0
Geo | 0 | 0 | 0 | 0 | 0 | 0
H | 0 | 0 | 0 | 0 | 0 | 0
LFG | 0 | 0 | 0 | 0 | 0 | 0
Nuc | 0 | 0 | 0 | 0 | 0 | 0
PS | 0 | 0 | 0 | 0 | 0 | 0
PV | 0 | 0 | 0 | 0 | 0 | 0
PeakG | 0 | 0 | 0 | 0 | 0 | 0
PeakO | 0 | 0 | 0 | 0 | 0 | 0
ST | 0 | 0 | 0 | 0 | 0 | 0
STOG | 0 | 0 | 0 | 0 | 0 | 0
STWD | 0 | 0 | 0 | 0 | 0 | 0
WT | 0 | 0 | 0 | 0 | 0 | 0
IGCC | 0 | 0 | 0 | 0 | 0 | 0
DemandResponse | 0 | 0 | 0 | 0 | 0 | 0
IGCC-CCS | 0 | 0 | 0 | 0 | 0 | 0
WT_off | 0 | 0 | 0 | 0 | 0 | 0
PseudoUnit | 0 | 0 | 0 | 0 | 0 | 0
FixedInterchange | 0 | 0 | 0 | 0 | 0 | 0
NOx Emissions (MMshortTons): NYISO_J-K
ReportingType | 2015 | 2020 | 2025 | 2030 | 2035 | 2040
BM | 0 | 0 | 0 | 0 | 0 | 0
CC | 0 | 0 | 0 | 0 | 0 | 0
CSP | 0 | 0 | 0 | 0 | 0 | 0
CT | 0 | 0 | 0 | 0 | 0 | 0
Coal | 0 | 0 | 0 | 0 | 0 | 0
Geo | 0 | 0 | 0 | 0 | 0 | 0
H | 0 | 0 | 0 | 0 | 0 | 0
LFG | 0 | 0 | 0 | 0 | 0 | 0
Nuc | 0 | 0 | 0 | 0 | 0 | 0
PS | 0 | 0 | 0 | 0 | 0 | 0
PV | 0 | 0 | 0 | 0 | 0 | 0
PeakG | 0 | 0 | 0 | 0 | 0 | 0
PeakO | 0 | 0 | 0 | 0 | 0 | 0
ST | 0 | 0 | 0 | 0 | 0 | 0
STOG | 0 | 0 | 0 | 0 | 0 | 0
STWD | 0 | 0 | 0 | 0 | 0 | 0
WT | 0 | 0 | 0 | 0 | 0 | 0
IGCC | 0 | 0 | 0 | 0 | 0 | 0
DemandResponse | 0 | 0 | 0 | 0 | 0 | 0
IGCC-CCS | 0 | 0 | 0 | 0 | 0 | 0
WT_off | 0 | 0 | 0 | 0 | 0 | 0
PseudoUnit | 0 | 0 | 0 | 0 | 0 | 0
FixedInterchange | 0 | 0 | 0 | 0 | 0 | 0
NOx Emissions (MMshortTons): PJM_E
ReportingType | 2015 | 2020 | 2025 | 2030 | 2035 | 2040
BM | 0 | 0 | 0 | 0 | 0 | 0
CC | 0 | 0 | 0 | 0 | 0 | 0
CSP | 0 | 0 | 0 | 0 | 0 | 0
CT | 0 | 0 | 0 | 0 | 0 | 0
Coal | 0 | 0 | 0 | 0 | 0 | 0
Geo | 0 | 0 | 0 | 0 | 0 | 0
H | 0 | 0 | 0 | 0 | 0 | 0
LFG | 0 | 0 | 0 | 0 | 0 | 0
Nuc | 0 | 0 | 0 | 0 | 0 | 0
PS | 0 | 0 | 0 | 0 | 0 | 0
PV | 0 | 0 | 0 | 0 | 0 | 0
PeakG | 0 | 0 | 0 | 0 | 0 | 0
PeakO | 0 | 0 | 0 | 0 | 0 | 0
ST | 0 | 0 | 0 | 0 | 0 | 0
STOG | 0 | 0 | 0 | 0 | 0 | 0
STWD | 0 | 0 | 0 | 0 | 0 | 0
WT | 0 | 0 | 0 | 0 | 0 | 0
IGCC | 0 | 0 | 0 | 0 | 0 | 0
DemandResponse | 0 | 0 | 0 | 0 | 0 | 0
IGCC-CCS | 0 | 0 | 0 | 0 | 0 | 0
WT_off | 0 | 0 | 0 | 0 | 0 | 0
PseudoUnit | 0 | 0 | 0 | 0 | 0 | 0
FixedInterchange | 0 | 0 | 0 | 0 | 0 | 0
NOx Emissions (MMshortTons): PJM_ROM
ReportingType | 2015 | 2020 | 2025 | 2030 | 2035 | 2040
BM | 0 | 0 | 0 | 0 | 0 | 0
CC | 0 | 0 | 0 | 0 | 0 | 0
CSP | 0 | 0 | 0 | 0 | 0 | 0
CT | 0 | 0 | 0 | 0 | 0 | 0
Coal | 0.01 | 0 | 0 | 0 | 0 | 0
Geo | 0 | 0 | 0 | 0 | 0 | 0
H | 0 | 0 | 0 | 0 | 0 | 0
LFG | 0 | 0 | 0 | 0 | 0 | 0
Nuc | 0 | 0 | 0 | 0 | 0 | 0
PS | 0 | 0 | 0 | 0 | 0 | 0
PV | 0 | 0 | 0 | 0 | 0 | 0
PeakG | 0 | 0 | 0 | 0 | 0 | 0
PeakO | 0 | 0 | 0 | 0 | 0 | 0
ST | 0 | 0 | 0 | 0 | 0 | 0
STOG | 0 | 0 | 0 | 0 | 0 | 0
STWD | 0 | 0 | 0 | 0 | 0 | 0
WT | 0 | 0 | 0 | 0 | 0 | 0
IGCC | 0 | 0 | 0 | 0 | 0 | 0
DemandResponse | 0 | 0 | 0 | 0 | 0 | 0
IGCC-CCS | 0 | 0 | 0 | 0 | 0 | 0
WT_off | 0 | 0 | 0 | 0 | 0 | 0
PseudoUnit | 0 | 0 | 0 | 0 | 0 | 0
FixedInterchange | 0 | 0 | 0 | 0 | 0 | 0
NOx Emissions (MMshortTons): PJM_ROR
ReportingType | 2015 | 2020 | 2025 | 2030 | 2035 | 2040
BM | 0 | 0 | 0 | 0 | 0 | 0
CC | 0.01 | 0.01 | 0.02 | 0.01 | 0.01 | 0
CSP | 0 | 0 | 0 | 0 | 0 | 0
CT | 0 | 0 | 0 | 0 | 0 | 0
Coal | 0.14 | 0.03 | 0.01 | 0.01 | 0.01 | 0.01
Geo | 0 | 0 | 0 | 0 | 0 | 0
H | 0 | 0 | 0 | 0 | 0 | 0
LFG | 0 | 0 | 0 | 0 | 0 | 0
Nuc | 0 | 0 | 0 | 0 | 0 | 0
PS | 0 | 0 | 0 | 0 | 0 | 0
PV | 0 | 0 | 0 | 0 | 0 | 0
PeakG | 0 | 0 | 0 | 0 | 0 | 0
PeakO | 0 | 0 | 0 | 0 | 0 | 0
ST | 0 | 0 | 0 | 0 | 0 | 0
STOG | 0 | 0 | 0 | 0 | 0 | 0
STWD | 0 | 0 | 0 | 0 | 0 | 0
WT | 0 | 0 | 0 | 0 | 0 | 0
IGCC | 0 | 0 | 0 | 0 | 0 | 0
DemandResponse | 0 | 0 | 0 | 0 | 0 | 0
IGCC-CCS | 0 | 0 | 0 | 0 | 0 | 0
WT_off | 0 | 0 | 0 | 0 | 0 | 0
PseudoUnit | 0 | 0 | 0 | 0 | 0 | 0
FixedInterchange | 0 | 0 | 0 | 0 | 0 | 0
NOx Emissions (MMshortTons): SOCO
ReportingType | 2015 | 2020 | 2025 | 2030 | 2035 | 2040
BM | 0 | 0 | 0 | 0 | 0 | 0
CC | 0.01 | 0.01 | 0.01 | 0.01 | 0 | 0
CSP | 0 | 0 | 0 | 0 | 0 | 0
CT | 0 | 0 | 0 | 0 | 0 | 0
Coal | 0.03 | 0 | 0 | 0 | 0 | 0
Geo | 0 | 0 | 0 | 0 | 0 | 0
H | 0 | 0 | 0 | 0 | 0 | 0
LFG | 0 | 0 | 0 | 0 | 0 | 0
Nuc | 0 | 0 | 0 | 0 | 0 | 0
PS | 0 | 0 | 0 | 0 | 0 | 0
PV | 0 | 0 | 0 | 0 | 0 | 0
PeakG | 0 | 0 | 0 | 0 | 0 | 0
PeakO | 0 | 0 | 0 | 0 | 0 | 0
ST | 0 | 0 | 0 | 0 | 0 | 0
STOG | 0 | 0 | 0 | 0 | 0 | 0
STWD | 0 | 0 | 0 | 0 | 0 | 0
WT | 0 | 0 | 0 | 0 | 0 | 0
IGCC | 0 | 0 | 0 | 0 | 0 | 0
DemandResponse | 0 | 0 | 0 | 0 | 0 | 0
IGCC-CCS | 0 | 0 | 0 | 0 | 0 | 0
WT_off | 0 | 0 | 0 | 0 | 0 | 0
PseudoUnit | 0 | 0 | 0 | 0 | 0 | 0
FixedInterchange | 0 | 0 | 0 | 0 | 0 | 0
NOx Emissions (MMshortTons): SPP_N
ReportingType | 2015 | 2020 | 2025 | 2030 | 2035 | 2040
BM | 0 | 0 | 0 | 0 | 0 | 0
CC | 0 | 0 | 0 | 0 | 0 | 0
CSP | 0 | 0 | 0 | 0 | 0 | 0
CT | 0 | 0 | 0 | 0 | 0 | 0
Coal | 0.06 | 0.02 | 0 | 0 | 0 | 0
Geo | 0 | 0 | 0 | 0 | 0 | 0
H | 0 | 0 | 0 | 0 | 0 | 0
LFG | 0 | 0 | 0 | 0 | 0 | 0
Nuc | 0 | 0 | 0 | 0 | 0 | 0
PS | 0 | 0 | 0 | 0 | 0 | 0
PV | 0 | 0 | 0 | 0 | 0 | 0
PeakG | 0 | 0 | 0 | 0 | 0 | 0
PeakO | 0 | 0 | 0 | 0 | 0 | 0
ST | 0 | 0 | 0 | 0 | 0 | 0
STOG | 0 | 0 | 0 | 0 | 0 | 0
STWD | 0 | 0 | 0 | 0 | 0 | 0
WT | 0 | 0 | 0 | 0 | 0 | 0
IGCC | 0 | 0 | 0 | 0 | 0 | 0
DemandResponse | 0 | 0 | 0 | 0 | 0 | 0
IGCC-CCS | 0 | 0 | 0 | 0 | 0 | 0
WT_off | 0 | 0 | 0 | 0 | 0 | 0
PseudoUnit | 0 | 0 | 0 | 0 | 0 | 0
FixedInterchange | 0 | 0 | 0 | 0 | 0 | 0
NOx Emissions (MMshortTons): SPP_S
ReportingType | 2015 | 2020 | 2025 | 2030 | 2035 | 2040
BM | 0 | 0 | 0 | 0 | 0 | 0
CC | 0 | 0 | 0 | 0 | 0 | 0
CSP | 0 | 0 | 0 | 0 | 0 | 0
CT | 0 | 0 | 0 | 0 | 0 | 0
Coal | 0.09 | 0.01 | 0 | 0 | 0 | 0
Geo | 0 | 0 | 0 | 0 | 0 | 0
H | 0 | 0 | 0 | 0 | 0 | 0
LFG | 0 | 0 | 0 | 0 | 0 | 0
Nuc | 0 | 0 | 0 | 0 | 0 | 0
PS | 0 | 0 | 0 | 0 | 0 | 0
PV | 0 | 0 | 0 | 0 | 0 | 0
PeakG | 0 | 0 | 0 | 0 | 0 | 0
PeakO | 0 | 0 | 0 | 0 | 0 | 0
ST | 0 | 0 | 0 | 0 | 0 | 0
STOG | 0 | 0 | 0 | 0 | 0 | 0
STWD | 0 | 0 | 0 | 0 | 0 | 0
WT | 0 | 0 | 0 | 0 | 0 | 0
IGCC | 0 | 0 | 0 | 0 | 0 | 0
DemandResponse | 0 | 0 | 0 | 0 | 0 | 0
IGCC-CCS | 0 | 0 | 0 | 0 | 0 | 0
WT_off | 0 | 0 | 0 | 0 | 0 | 0
PseudoUnit | 0 | 0 | 0 | 0 | 0 | 0
FixedInterchange | 0 | 0 | 0 | 0 | 0 | 0
NOx Emissions (MMshortTons): TVA
ReportingType | 2015 | 2020 | 2025 | 2030 | 2035 | 2040
BM | 0 | 0 | 0 | 0 | 0 | 0
CC | 0 | 0 | 0.01 | 0 | 0 | 0
CSP | 0 | 0 | 0 | 0 | 0 | 0
CT | 0 | 0 | 0 | 0 | 0 | 0
Coal | 0.02 | 0.01 | 0 | 0 | 0 | 0
Geo | 0 | 0 | 0 | 0 | 0 | 0
H | 0 | 0 | 0 | 0 | 0 | 0
LFG | 0 | 0 | 0 | 0 | 0 | 0
Nuc | 0 | 0 | 0 | 0 | 0 | 0
PS | 0 | 0 | 0 | 0 | 0 | 0
PV | 0 | 0 | 0 | 0 | 0 | 0
PeakG | 0 | 0 | 0 | 0 | 0 | 0
PeakO | 0 | 0 | 0 | 0 | 0 | 0
ST | 0 | 0 | 0 | 0 | 0 | 0
STOG | 0 | 0 | 0 | 0 | 0 | 0
STWD | 0 | 0 | 0 | 0 | 0 | 0
WT | 0 | 0 | 0 | 0 | 0 | 0
IGCC | 0 | 0 | 0 | 0 | 0 | 0
DemandResponse | 0 | 0 | 0 | 0 | 0 | 0
IGCC-CCS | 0 | 0 | 0 | 0 | 0 | 0
WT_off | 0 | 0 | 0 | 0 | 0 | 0
PseudoUnit | 0 | 0 | 0 | 0 | 0 | 0
FixedInterchange | 0 | 0 | 0 | 0 | 0 | 0
NOx Emissions (MMshortTons): TVA_Transmission
ReportingType | 2015 | 2020 | 2025 | 2030 | 2035 | 2040
BM | 0 | 0 | 0 | 0 | 0 | 0
CC | 0 | 0 | 0 | 0 | 0 | 0
CSP | 0 | 0 | 0 | 0 | 0 | 0
CT | 0 | 0 | 0 | 0 | 0 | 0
Coal | 0 | 0 | 0 | 0 | 0 | 0
Geo | 0 | 0 | 0 | 0 | 0 | 0
H | 0 | 0 | 0 | 0 | 0 | 0
LFG | 0 | 0 | 0 | 0 | 0 | 0
Nuc | 0 | 0 | 0 | 0 | 0 | 0
PS | 0 | 0 | 0 | 0 | 0 | 0
PV | 0 | 0 | 0 | 0 | 0 | 0
PeakG | 0 | 0 | 0 | 0 | 0 | 0
PeakO | 0 | 0 | 0 | 0 | 0 | 0
ST | 0 | 0 | 0 | 0 | 0 | 0
STOG | 0 | 0 | 0 | 0 | 0 | 0
STWD | 0 | 0 | 0 | 0 | 0 | 0
WT | 0 | 0 | 0 | 0 | 0 | 0
IGCC | 0 | 0 | 0 | 0 | 0 | 0
DemandResponse | 0 | 0 | 0 | 0 | 0 | 0
IGCC-CCS | 0 | 0 | 0 | 0 | 0 | 0
WT_off | 0 | 0 | 0 | 0 | 0 | 0
PseudoUnit | 0 | 0 | 0 | 0 | 0 | 0
FixedInterchange | 0 | 0 | 0 | 0 | 0 | 0
NOx Emissions (MMshortTons): VACAR
ReportingType | 2015 | 2020 | 2025 | 2030 | 2035 | 2040
BM | 0 | 0 | 0 | 0 | 0 | 0
CC | 0.01 | 0.01 | 0.01 | 0.01 | 0 | 0
CSP | 0 | 0 | 0 | 0 | 0 | 0
CT | 0 | 0 | 0 | 0 | 0 | 0
Coal | 0.01 | 0 | 0 | 0 | 0 | 0
Geo | 0 | 0 | 0 | 0 | 0 | 0
H | 0 | 0 | 0 | 0 | 0 | 0
LFG | 0 | 0 | 0 | 0 | 0 | 0
Nuc | 0 | 0 | 0 | 0 | 0 | 0
PS | 0 | 0 | 0 | 0 | 0 | 0
PV | 0 | 0 | 0 | 0 | 0 | 0
PeakG | 0 | 0 | 0 | 0 | 0 | 0
PeakO | 0 | 0 | 0 | 0 | 0 | 0
ST | 0 | 0 | 0 | 0 | 0 | 0
STOG | 0 | 0 | 0 | 0 | 0 | 0
STWD | 0 | 0 | 0 | 0 | 0 | 0
WT | 0 | 0 | 0 | 0 | 0 | 0
IGCC | 0 | 0 | 0 | 0 | 0 | 0
DemandResponse | 0 | 0 | 0 | 0 | 0 | 0
IGCC-CCS | 0 | 0 | 0 | 0 | 0 | 0
WT_off | 0 | 0 | 0 | 0 | 0 | 0
PseudoUnit | 0 | 0 | 0 | 0 | 0 | 0
FixedInterchange | 0 | 0 | 0 | 0 | 0 | 0
NOx Emissions (MMshortTons): IESO
ReportingType | 2015 | 2020 | 2025 | 2030 | 2035 | 2040
BM | 0 | 0 | 0 | 0 | 0 | 0
CC | 0 | 0 | 0 | 0 | 0 | 0
CSP | 0 | 0 | 0 | 0 | 0 | 0
CT | 0 | 0 | 0 | 0 | 0 | 0
Coal | 0 | 0 | 0 | 0 | 0 | 0
Geo | 0 | 0 | 0 | 0 | 0 | 0
H | 0 | 0 | 0 | 0 | 0 | 0
LFG | 0 | 0 | 0 | 0 | 0 | 0
Nuc | 0 | 0 | 0 | 0 | 0 | 0
PS | 0 | 0 | 0 | 0 | 0 | 0
PV | 0 | 0 | 0 | 0 | 0 | 0
PeakG | 0 | 0 | 0 | 0 | 0 | 0
PeakO | 0 | 0 | 0 | 0 | 0 | 0
ST | 0 | 0 | 0 | 0 | 0 | 0
STOG | 0 | 0 | 0 | 0 | 0 | 0
STWD | 0 | 0 | 0 | 0 | 0 | 0
WT | 0 | 0 | 0 | 0 | 0 | 0
IGCC | 0 | 0 | 0 | 0 | 0 | 0
DemandResponse | 0 | 0 | 0 | 0 | 0 | 0
IGCC-CCS | 0 | 0 | 0 | 0 | 0 | 0
WT_off | 0 | 0 | 0 | 0 | 0 | 0
PseudoUnit | 0 | 0 | 0 | 0 | 0 | 0
FixedInterchange | 0 | 0 | 0 | 0 | 0 | 0
NOx Emissions (MMshortTons): MAPP_CA
ReportingType | 2015 | 2020 | 2025 | 2030 | 2035 | 2040
BM | 0 | 0 | 0 | 0 | 0 | 0
CC | 0 | 0 | 0 | 0 | 0 | 0
CSP | 0 | 0 | 0 | 0 | 0 | 0
CT | 0 | 0 | 0 | 0 | 0 | 0
Coal | 0 | 0 | 0 | 0 | 0 | 0
Geo | 0 | 0 | 0 | 0 | 0 | 0
H | 0 | 0 | 0 | 0 | 0 | 0
LFG | 0 | 0 | 0 | 0 | 0 | 0
Nuc | 0 | 0 | 0 | 0 | 0 | 0
PS | 0 | 0 | 0 | 0 | 0 | 0
PV | 0 | 0 | 0 | 0 | 0 | 0
PeakG | 0 | 0 | 0 | 0 | 0 | 0
PeakO | 0 | 0 | 0 | 0 | 0 | 0
ST | 0 | 0 | 0 | 0 | 0 | 0
STOG | 0 | 0 | 0 | 0 | 0 | 0
STWD | 0 | 0 | 0 | 0 | 0 | 0
WT | 0 | 0 | 0 | 0 | 0 | 0
IGCC | 0 | 0 | 0 | 0 | 0 | 0
DemandResponse | 0 | 0 | 0 | 0 | 0 | 0
IGCC-CCS | 0 | 0 | 0 | 0 | 0 | 0
WT_off | 0 | 0 | 0 | 0 | 0 | 0
PseudoUnit | 0 | 0 | 0 | 0 | 0 | 0
FixedInterchange | 0 | 0 | 0 | 0 | 0 | 0
NOx Emissions (MMshortTons): AZ_NM_SNV_Coal
ReportingType | 2015 | 2020 | 2025 | 2030 | 2035 | 2040
BM | 0 | 0 | 0 | 0 | 0 | 0
CC | 0 | 0 | 0 | 0 | 0 | 0
CSP | 0 | 0 | 0 | 0 | 0 | 0
CT | 0 | 0 | 0 | 0 | 0 | 0
Coal | 0.08 | 0.07 | 0.02 | 0 | 0 | 0
Geo | 0 | 0 | 0 | 0 | 0 | 0
H | 0 | 0 | 0 | 0 | 0 | 0
LFG | 0 | 0 | 0 | 0 | 0 | 0
Nuc | 0 | 0 | 0 | 0 | 0 | 0
PS | 0 | 0 | 0 | 0 | 0 | 0
PV | 0 | 0 | 0 | 0 | 0 | 0
PeakG | 0 | 0 | 0 | 0 | 0 | 0
PeakO | 0 | 0 | 0 | 0 | 0 | 0
ST | 0 | 0 | 0 | 0 | 0 | 0
STOG | 0 | 0 | 0 | 0 | 0 | 0
STWD | 0 | 0 | 0 | 0 | 0 | 0
WT | 0 | 0 | 0 | 0 | 0 | 0
IGCC | 0 | 0 | 0 | 0 | 0 | 0
DemandResponse | 0 | 0 | 0 | 0 | 0 | 0
IGCC-CCS | 0 | 0 | 0 | 0 | 0 | 0
WT_off | 0 | 0 | 0 | 0 | 0 | 0
PseudoUnit | 0 | 0 | 0 | 0 | 0 | 0
FixedInterchange | 0 | 0 | 0 | 0 | 0 | 0
NOx Emissions (MMshortTons): AZ_NM_SNV_Gas
ReportingType | 2015 | 2020 | 2025 | 2030 | 2035 | 2040
BM | 0 | 0 | 0 | 0 | 0 | 0
CC | 0 | 0 | 0.01 | 0 | 0 | 0
CSP | 0 | 0 | 0 | 0 | 0 | 0
CT | 0 | 0 | 0 | 0 | 0 | 0
Coal | 0 | 0 | 0 | 0 | 0 | 0
Geo | 0 | 0 | 0 | 0 | 0 | 0
H | 0 | 0 | 0 | 0 | 0 | 0
LFG | 0 | 0 | 0 | 0 | 0 | 0
Nuc | 0 | 0 | 0 | 0 | 0 | 0
PS | 0 | 0 | 0 | 0 | 0 | 0
PV | 0 | 0 | 0 | 0 | 0 | 0
PeakG | 0 | 0 | 0 | 0 | 0 | 0
PeakO | 0 | 0 | 0 | 0 | 0 | 0
ST | 0 | 0 | 0 | 0 | 0 | 0
STOG | 0 | 0 | 0 | 0 | 0 | 0
STWD | 0 | 0 | 0 | 0 | 0 | 0
WT | 0 | 0 | 0 | 0 | 0 | 0
IGCC | 0 | 0 | 0 | 0 | 0 | 0
DemandResponse | 0 | 0 | 0 | 0 | 0 | 0
IGCC-CCS | 0 | 0 | 0 | 0 | 0 | 0
WT_off | 0 | 0 | 0 | 0 | 0 | 0
PseudoUnit | 0 | 0 | 0 | 0 | 0 | 0
FixedInterchange | 0 | 0 | 0 | 0 | 0 | 0
NOx Emissions (MMshortTons): AZ_NM_SNV_NucRenew
ReportingType | 2015 | 2020 | 2025 | 2030 | 2035 | 2040
BM | 0 | 0 | 0 | 0 | 0 | 0
CC | 0 | 0 | 0 | 0 | 0 | 0
CSP | 0 | 0 | 0 | 0 | 0 | 0
CT | 0 | 0 | 0 | 0 | 0 | 0
Coal | 0 | 0 | 0 | 0 | 0 | 0
Geo | 0 | 0 | 0 | 0 | 0 | 0
H | 0 | 0 | 0 | 0 | 0 | 0
LFG | 0 | 0 | 0 | 0 | 0 | 0
Nuc | 0 | 0 | 0 | 0 | 0 | 0
PS | 0 | 0 | 0 | 0 | 0 | 0
PV | 0 | 0 | 0 | 0 | 0 | 0
PeakG | 0 | 0 | 0 | 0 | 0 | 0
PeakO | 0 | 0 | 0 | 0 | 0 | 0
ST | 0 | 0 | 0 | 0 | 0 | 0
STOG | 0 | 0 | 0 | 0 | 0 | 0
STWD | 0 | 0 | 0 | 0 | 0 | 0
WT | 0 | 0 | 0 | 0 | 0 | 0
IGCC | 0 | 0 | 0 | 0 | 0 | 0
DemandResponse | 0 | 0 | 0 | 0 | 0 | 0
IGCC-CCS | 0 | 0 | 0 | 0 | 0 | 0
WT_off | 0 | 0 | 0 | 0 | 0 | 0
PseudoUnit | 0 | 0 | 0 | 0 | 0 | 0
FixedInterchange | 0 | 0 | 0 | 0 | 0 | 0
NOx Emissions (MMshortTons): ERCOT
ReportingType | 2015 | 2020 | 2025 | 2030 | 2035 | 2040
BM | 0 | 0 | 0 | 0 | 0 | 0
CC | 0.01 | 0.02 | 0.01 | 0.01 | 0.01 | 0
CSP | 0 | 0 | 0 | 0 | 0 | 0
CT | 0 | 0 | 0 | 0 | 0 | 0
Coal | 0.02 | 0.01 | 0 | 0 | 0 | 0
Geo | 0 | 0 | 0 | 0 | 0 | 0
H | 0 | 0 | 0 | 0 | 0 | 0
LFG | 0 | 0 | 0 | 0 | 0 | 0
Nuc | 0 | 0 | 0 | 0 | 0 | 0
PS | 0 | 0 | 0 | 0 | 0 | 0
PV | 0 | 0 | 0 | 0 | 0 | 0
PeakG | 0 | 0 | 0 | 0 | 0 | 0
PeakO | 0 | 0 | 0 | 0 | 0 | 0
ST | 0 | 0 | 0 | 0 | 0 | 0
STOG | 0 | 0 | 0 | 0 | 0 | 0
STWD | 0 | 0 | 0 | 0 | 0 | 0
WT | 0 | 0 | 0 | 0 | 0 | 0
IGCC | 0 | 0 | 0 | 0 | 0 | 0
DemandResponse | 0 | 0 | 0 | 0 | 0 | 0
IGCC-CCS | 0 | 0 | 0 | 0 | 0 | 0
WT_off | 0 | 0 | 0 | 0 | 0 | 0
PseudoUnit | 0 | 0 | 0 | 0 | 0 | 0
FixedInterchange | 0 | 0 | 0 | 0 | 0 | 0
NOx Emissions (MMshortTons): NP15
ReportingType | 2015 | 2020 | 2025 | 2030 | 2035 | 2040
BM | 0 | 0 | 0 | 0 | 0 | 0
CC | 0 | 0 | 0 | 0 | 0 | 0
CSP | 0 | 0 | 0 | 0 | 0 | 0
CT | 0 | 0 | 0 | 0 | 0 | 0
Coal | 0 | 0 | 0 | 0 | 0 | 0
Geo | 0 | 0 | 0 | 0 | 0 | 0
H | 0 | 0 | 0 | 0 | 0 | 0
LFG | 0 | 0 | 0 | 0 | 0 | 0
Nuc | 0 | 0 | 0 | 0 | 0 | 0
PS | 0 | 0 | 0 | 0 | 0 | 0
PV | 0 | 0 | 0 | 0 | 0 | 0
PeakG | 0 | 0 | 0 | 0 | 0 | 0
PeakO | 0 | 0 | 0 | 0 | 0 | 0
ST | 0 | 0 | 0 | 0 | 0 | 0
STOG | 0 | 0 | 0 | 0 | 0 | 0
STWD | 0 | 0 | 0 | 0 | 0 | 0
WT | 0 | 0 | 0 | 0 | 0 | 0
IGCC | 0 | 0 | 0 | 0 | 0 | 0
DemandResponse | 0 | 0 | 0 | 0 | 0 | 0
IGCC-CCS | 0 | 0 | 0 | 0 | 0 | 0
WT_off | 0 | 0 | 0 | 0 | 0 | 0
PseudoUnit | 0 | 0 | 0 | 0 | 0 | 0
FixedInterchange | 0 | 0 | 0 | 0 | 0 | 0
NOx Emissions (MMshortTons): NWPP_Coal
ReportingType | 2015 | 2020 | 2025 | 2030 | 2035 | 2040
BM | 0 | 0 | 0 | 0 | 0 | 0
CC | 0 | 0 | 0 | 0 | 0 | 0
CSP | 0 | 0 | 0 | 0 | 0 | 0
CT | 0 | 0 | 0 | 0 | 0 | 0
Coal | 0.07 | 0.05 | 0 | 0 | 0 | 0
Geo | 0 | 0 | 0 | 0 | 0 | 0
H | 0 | 0 | 0 | 0 | 0 | 0
LFG | 0 | 0 | 0 | 0 | 0 | 0
Nuc | 0 | 0 | 0 | 0 | 0 | 0
PS | 0 | 0 | 0 | 0 | 0 | 0
PV | 0 | 0 | 0 | 0 | 0 | 0
PeakG | 0 | 0 | 0 | 0 | 0 | 0
PeakO | 0 | 0 | 0 | 0 | 0 | 0
ST | 0 | 0 | 0 | 0 | 0 | 0
STOG | 0 | 0 | 0 | 0 | 0 | 0
STWD | 0 | 0 | 0 | 0 | 0 | 0
WT | 0 | 0 | 0 | 0 | 0 | 0
IGCC | 0 | 0 | 0 | 0 | 0 | 0
DemandResponse | 0 | 0 | 0 | 0 | 0 | 0
IGCC-CCS | 0 | 0 | 0 | 0 | 0 | 0
WT_off | 0 | 0 | 0 | 0 | 0 | 0
PseudoUnit | 0 | 0 | 0 | 0 | 0 | 0
FixedInterchange | 0 | 0 | 0 | 0 | 0 | 0
NOx Emissions (MMshortTons): NWPP_Gas
ReportingType | 2015 | 2020 | 2025 | 2030 | 2035 | 2040
BM | 0 | 0 | 0 | 0 | 0 | 0
CC | 0 | 0 | 0 | 0 | 0 | 0
CSP | 0 | 0 | 0 | 0 | 0 | 0
CT | 0 | 0 | 0 | 0 | 0 | 0
Coal | 0 | 0 | 0 | 0 | 0 | 0
Geo | 0 | 0 | 0 | 0 | 0 | 0
H | 0 | 0 | 0 | 0 | 0 | 0
LFG | 0 | 0 | 0 | 0 | 0 | 0
Nuc | 0 | 0 | 0 | 0 | 0 | 0
PS | 0 | 0 | 0 | 0 | 0 | 0
PV | 0 | 0 | 0 | 0 | 0 | 0
PeakG | 0 | 0 | 0 | 0 | 0 | 0
PeakO | 0 | 0 | 0 | 0 | 0 | 0
ST | 0 | 0 | 0 | 0 | 0 | 0
STOG | 0 | 0 | 0 | 0 | 0 | 0
STWD | 0 | 0 | 0 | 0 | 0 | 0
WT | 0 | 0 | 0 | 0 | 0 | 0
IGCC | 0 | 0 | 0 | 0 | 0 | 0
DemandResponse | 0 | 0 | 0 | 0 | 0 | 0
IGCC-CCS | 0 | 0 | 0 | 0 | 0 | 0
WT_off | 0 | 0 | 0 | 0 | 0 | 0
PseudoUnit | 0 | 0 | 0 | 0 | 0 | 0
FixedInterchange | 0 | 0 | 0 | 0 | 0 | 0
NOx Emissions (MMshortTons): NWPP_NucRenew
ReportingType | 2015 | 2020 | 2025 | 2030 | 2035 | 2040
BM | 0 | 0 | 0 | 0 | 0 | 0
CC | 0 | 0 | 0 | 0 | 0 | 0
CSP | 0 | 0 | 0 | 0 | 0 | 0
CT | 0 | 0 | 0 | 0 | 0 | 0
Coal | 0 | 0 | 0 | 0 | 0 | 0
Geo | 0 | 0 | 0 | 0 | 0 | 0
H | 0 | 0 | 0 | 0 | 0 | 0
LFG | 0 | 0 | 0 | 0 | 0 | 0
Nuc | 0 | 0 | 0 | 0 | 0 | 0
PS | 0 | 0 | 0 | 0 | 0 | 0
PV | 0 | 0 | 0 | 0 | 0 | 0
PeakG | 0 | 0 | 0 | 0 | 0 | 0
PeakO | 0 | 0 | 0 | 0 | 0 | 0
ST | 0 | 0 | 0 | 0 | 0 | 0
STOG | 0 | 0 | 0 | 0 | 0 | 0
STWD | 0 | 0 | 0 | 0 | 0 | 0
WT | 0 | 0 | 0 | 0 | 0 | 0
IGCC | 0 | 0 | 0 | 0 | 0 | 0
DemandResponse | 0 | 0 | 0 | 0 | 0 | 0
IGCC-CCS | 0 | 0 | 0 | 0 | 0 | 0
WT_off | 0 | 0 | 0 | 0 | 0 | 0
PseudoUnit | 0 | 0 | 0 | 0 | 0 | 0
FixedInterchange | 0 | 0 | 0 | 0 | 0 | 0
NOx Emissions (MMshortTons): RMPA
ReportingType | 2015 | 2020 | 2025 | 2030 | 2035 | 2040
BM | 0 | 0 | 0 | 0 | 0 | 0
CC | 0 | 0 | 0 | 0 | 0 | 0
CSP | 0 | 0 | 0 | 0 | 0 | 0
CT | 0 | 0 | 0 | 0 | 0 | 0
Coal | 0.05 | 0.04 | 0 | 0 | 0 | 0
Geo | 0 | 0 | 0 | 0 | 0 | 0
H | 0 | 0 | 0 | 0 | 0 | 0
LFG | 0 | 0 | 0 | 0 | 0 | 0
Nuc | 0 | 0 | 0 | 0 | 0 | 0
PS | 0 | 0 | 0 | 0 | 0 | 0
PV | 0 | 0 | 0 | 0 | 0 | 0
PeakG | 0 | 0 | 0 | 0 | 0 | 0
PeakO | 0 | 0 | 0 | 0 | 0 | 0
ST | 0 | 0 | 0 | 0 | 0 | 0
STOG | 0 | 0 | 0 | 0 | 0 | 0
STWD | 0 | 0 | 0 | 0 | 0 | 0
WT | 0 | 0 | 0 | 0 | 0 | 0
IGCC | 0 | 0 | 0 | 0 | 0 | 0
DemandResponse | 0 | 0 | 0 | 0 | 0 | 0
IGCC-CCS | 0 | 0 | 0 | 0 | 0 | 0
WT_off | 0 | 0 | 0 | 0 | 0 | 0
PseudoUnit | 0 | 0 | 0 | 0 | 0 | 0
FixedInterchange | 0 | 0 | 0 | 0 | 0 | 0
NOx Emissions (MMshortTons): SP15
ReportingType | 2015 | 2020 | 2025 | 2030 | 2035 | 2040
BM | 0 | 0 | 0 | 0 | 0 | 0
CC | 0.01 | 0.01 | 0.01 | 0 | 0 | 0
CSP | 0 | 0 | 0 | 0 | 0 | 0
CT | 0 | 0 | 0 | 0 | 0 | 0
Coal | 0 | 0 | 0 | 0 | 0 | 0
Geo | 0 | 0 | 0 | 0 | 0 | 0
H | 0 | 0 | 0 | 0 | 0 | 0
LFG | 0 | 0 | 0 | 0 | 0 | 0
Nuc | 0 | 0 | 0 | 0 | 0 | 0
PS | 0 | 0 | 0 | 0 | 0 | 0
PV | 0 | 0 | 0 | 0 | 0 | 0
PeakG | 0 | 0 | 0 | 0 | 0 | 0
PeakO | 0 | 0 | 0 | 0 | 0 | 0
ST | 0 | 0 | 0 | 0 | 0 | 0
STOG | 0 | 0 | 0 | 0 | 0 | 0
STWD | 0 | 0 | 0 | 0 | 0 | 0
WT | 0 | 0 | 0 | 0 | 0 | 0
IGCC | 0 | 0 | 0 | 0 | 0 | 0
DemandResponse | 0 | 0 | 0 | 0 | 0 | 0
IGCC-CCS | 0 | 0 | 0 | 0 | 0 | 0
WT_off | 0 | 0 | 0 | 0 | 0 | 0
PseudoUnit | 0 | 0 | 0 | 0 | 0 | 0
FixedInterchange | 0 | 0 | 0 | 0 | 0 | 0
NOx Emissions (MMshortTons): ALB
ReportingType | 2015 | 2020 | 2025 | 2030 | 2035 | 2040
BM | 0 | 0 | 0 | 0 | 0 | 0
CC | 0 | 0 | 0 | 0 | 0 | 0
CSP | 0 | 0 | 0 | 0 | 0 | 0
CT | 0 | 0 | 0 | 0 | 0 | 0
Coal | 0.01 | 0.01 | 0.01 | 0 | 0 | 0
Geo | 0 | 0 | 0 | 0 | 0 | 0
H | 0 | 0 | 0 | 0 | 0 | 0
LFG | 0 | 0 | 0 | 0 | 0 | 0
Nuc | 0 | 0 | 0 | 0 | 0 | 0
PS | 0 | 0 | 0 | 0 | 0 | 0
PV | 0 | 0 | 0 | 0 | 0 | 0
PeakG | 0 | 0 | 0 | 0 | 0 | 0
PeakO | 0 | 0 | 0 | 0 | 0 | 0
ST | 0 | 0 | 0 | 0 | 0 | 0
STOG | 0 | 0 | 0 | 0 | 0 | 0
STWD | 0 | 0 | 0 | 0 | 0 | 0
WT | 0 | 0 | 0 | 0 | 0 | 0
IGCC | 0 | 0 | 0 | 0 | 0 | 0
DemandResponse | 0 | 0 | 0 | 0 | 0 | 0
IGCC-CCS | 0 | 0 | 0 | 0 | 0 | 0
WT_off | 0 | 0 | 0 | 0 | 0 | 0
PseudoUnit | 0 | 0 | 0 | 0 | 0 | 0
FixedInterchange | 0 | 0 | 0 | 0 | 0 | 0
NOx Emissions (MMshortTons): BC
ReportingType | 2015 | 2020 | 2025 | 2030 | 2035 | 2040
BM | 0 | 0 | 0 | 0 | 0 | 0
CC | 0 | 0 | 0 | 0 | 0 | 0
CSP | 0 | 0 | 0 | 0 | 0 | 0
CT | 0 | 0 | 0 | 0 | 0 | 0
Coal | 0 | 0 | 0 | 0 | 0 | 0
Geo | 0 | 0 | 0 | 0 | 0 | 0
H | 0 | 0 | 0 | 0 | 0 | 0
LFG | 0 | 0 | 0 | 0 | 0 | 0
Nuc | 0 | 0 | 0 | 0 | 0 | 0
PS | 0 | 0 | 0 | 0 | 0 | 0
PV | 0 | 0 | 0 | 0 | 0 | 0
PeakG | 0 | 0 | 0 | 0 | 0 | 0
PeakO | 0 | 0 | 0 | 0 | 0 | 0
ST | 0 | 0 | 0 | 0 | 0 | 0
STOG | 0 | 0 | 0 | 0 | 0 | 0
STWD | 0 | 0 | 0 | 0 | 0 | 0
WT | 0 | 0 | 0 | 0 | 0 | 0
IGCC | 0 | 0 | 0 | 0 | 0 | 0
DemandResponse | 0 | 0 | 0 | 0 | 0 | 0
IGCC-CCS | 0 | 0 | 0 | 0 | 0 | 0
WT_off | 0 | 0 | 0 | 0 | 0 | 0
PseudoUnit | 0 | 0 | 0 | 0 | 0 | 0
FixedInterchange | 0 | 0 | 0 | 0 | 0 | 0
NOx Emissions (MMshortTons): HQ_IESO
ReportingType | 2015 | 2020 | 2025 | 2030 | 2035 | 2040
BM | 0 | 0 | 0 | 0 | 0 | 0
CC | 0 | 0 | 0 | 0 | 0 | 0
CSP | 0 | 0 | 0 | 0 | 0 | 0
CT | 0 | 0 | 0 | 0 | 0 | 0
Coal | 0 | 0 | 0 | 0 | 0 | 0
Geo | 0 | 0 | 0 | 0 | 0 | 0
H | 0 | 0 | 0 | 0 | 0 | 0
LFG | 0 | 0 | 0 | 0 | 0 | 0
Nuc | 0 | 0 | 0 | 0 | 0 | 0
PS | 0 | 0 | 0 | 0 | 0 | 0
PV | 0 | 0 | 0 | 0 | 0 | 0
PeakG | 0 | 0 | 0 | 0 | 0 | 0
PeakO | 0 | 0 | 0 | 0 | 0 | 0
ST | 0 | 0 | 0 | 0 | 0 | 0
STOG | 0 | 0 | 0 | 0 | 0 | 0
STWD | 0 | 0 | 0 | 0 | 0 | 0
WT | 0 | 0 | 0 | 0 | 0 | 0
IGCC | 0 | 0 | 0 | 0 | 0 | 0
DemandResponse | 0 | 0 | 0 | 0 | 0 | 0
IGCC-CCS | 0 | 0 | 0 | 0 | 0 | 0
WT_off | 0 | 0 | 0 | 0 | 0 | 0
PseudoUnit | 0 | 0 | 0 | 0 | 0 | 0
FixedInterchange | 0 | 0 | 0 | 0 | 0 | 0
NOx Emissions (MMshortTons): HQ_NEISO
ReportingType | 2015 | 2020 | 2025 | 2030 | 2035 | 2040
BM | 0 | 0 | 0 | 0 | 0 | 0
CC | 0 | 0 | 0 | 0 | 0 | 0
CSP | 0 | 0 | 0 | 0 | 0 | 0
CT | 0 | 0 | 0 | 0 | 0 | 0
Coal | 0 | 0 | 0 | 0 | 0 | 0
Geo | 0 | 0 | 0 | 0 | 0 | 0
H | 0 | 0 | 0 | 0 | 0 | 0
LFG | 0 | 0 | 0 | 0 | 0 | 0
Nuc | 0 | 0 | 0 | 0 | 0 | 0
PS | 0 | 0 | 0 | 0 | 0 | 0
PV | 0 | 0 | 0 | 0 | 0 | 0
PeakG | 0 | 0 | 0 | 0 | 0 | 0
PeakO | 0 | 0 | 0 | 0 | 0 | 0
ST | 0 | 0 | 0 | 0 | 0 | 0
STOG | 0 | 0 | 0 | 0 | 0 | 0
STWD | 0 | 0 | 0 | 0 | 0 | 0
WT | 0 | 0 | 0 | 0 | 0 | 0
IGCC | 0 | 0 | 0 | 0 | 0 | 0
DemandResponse | 0 | 0 | 0 | 0 | 0 | 0
IGCC-CCS | 0 | 0 | 0 | 0 | 0 | 0
WT_off | 0 | 0 | 0 | 0 | 0 | 0
PseudoUnit | 0 | 0 | 0 | 0 | 0 | 0
FixedInterchange | 0 | 0 | 0 | 0 | 0 | 0
NOx Emissions (MMshortTons): HQ_NY
ReportingType | 2015 | 2020 | 2025 | 2030 | 2035 | 2040
BM | 0 | 0 | 0 | 0 | 0 | 0
CC | 0 | 0 | 0 | 0 | 0 | 0
CSP | 0 | 0 | 0 | 0 | 0 | 0
CT | 0 | 0 | 0 | 0 | 0 | 0
Coal | 0 | 0 | 0 | 0 | 0 | 0
Geo | 0 | 0 | 0 | 0 | 0 | 0
H | 0 | 0 | 0 | 0 | 0 | 0
LFG | 0 | 0 | 0 | 0 | 0 | 0
Nuc | 0 | 0 | 0 | 0 | 0 | 0
PS | 0 | 0 | 0 | 0 | 0 | 0
PV | 0 | 0 | 0 | 0 | 0 | 0
PeakG | 0 | 0 | 0 | 0 | 0 | 0
PeakO | 0 | 0 | 0 | 0 | 0 | 0
ST | 0 | 0 | 0 | 0 | 0 | 0
STOG | 0 | 0 | 0 | 0 | 0 | 0
STWD | 0 | 0 | 0 | 0 | 0 | 0
WT | 0 | 0 | 0 | 0 | 0 | 0
IGCC | 0 | 0 | 0 | 0 | 0 | 0
DemandResponse | 0 | 0 | 0 | 0 | 0 | 0
IGCC-CCS | 0 | 0 | 0 | 0 | 0 | 0
WT_off | 0 | 0 | 0 | 0 | 0 | 0
PseudoUnit | 0 | 0 | 0 | 0 | 0 | 0
FixedInterchange | 0 | 0 | 0 | 0 | 0 | 0
NOx Emissions (MMshortTons): MARITIMES
ReportingType | 2015 | 2020 | 2025 | 2030 | 2035 | 2040
BM | 0 | 0 | 0 | 0 | 0 | 0
CC | 0 | 0 | 0 | 0 | 0 | 0
CSP | 0 | 0 | 0 | 0 | 0 | 0
CT | 0 | 0 | 0 | 0 | 0 | 0
Coal | 0 | 0 | 0 | 0 | 0 | 0
Geo | 0 | 0 | 0 | 0 | 0 | 0
H | 0 | 0 | 0 | 0 | 0 | 0
LFG | 0 | 0 | 0 | 0 | 0 | 0
Nuc | 0 | 0 | 0 | 0 | 0 | 0
PS | 0 | 0 | 0 | 0 | 0 | 0
PV | 0 | 0 | 0 | 0 | 0 | 0
PeakG | 0 | 0 | 0 | 0 | 0 | 0
PeakO | 0 | 0 | 0 | 0 | 0 | 0
ST | 0 | 0 | 0 | 0 | 0 | 0
STOG | 0 | 0 | 0 | 0 | 0 | 0
STWD | 0 | 0 | 0 | 0 | 0 | 0
WT | 0 | 0 | 0 | 0 | 0 | 0
IGCC | 0 | 0 | 0 | 0 | 0 | 0
DemandResponse | 0 | 0 | 0 | 0 | 0 | 0
IGCC-CCS | 0 | 0 | 0 | 0 | 0 | 0
WT_off | 0 | 0 | 0 | 0 | 0 | 0
PseudoUnit | 0 | 0 | 0 | 0 | 0 | 0
FixedInterchange | 0 | 0 | 0 | 0 | 0 | 0
NOx Emissions (MMshortTons): All
ReportingType | 2015 | 2020 | 2025 | 2030 | 2035 | 2040
BM | 0 | 0 | 0 | 0 | 0 | 0
CC | 0.11 | 0.13 | 0.13 | 0.1 | 0.06 | 0.02
CSP | 0 | 0 | 0 | 0 | 0 | 0
CT | 0 | 0 | 0 | 0 | 0 | 0
Coal | 0.94 | 0.31 | 0.04 | 0.02 | 0.04 | 0.04
Geo | 0 | 0 | 0 | 0 | 0 | 0
H | 0 | 0 | 0 | 0 | 0 | 0
LFG | 0 | 0 | 0 | 0 | 0 | 0
Nuc | 0 | 0 | 0 | 0 | 0 | 0
PS | 0 | 0 | 0 | 0 | 0 | 0
PV | 0 | 0 | 0 | 0 | 0 | 0
PeakG | 0 | 0 | 0 | 0 | 0 | 0
PeakO | 0 | 0 | 0 | 0 | 0 | 0
ST | 0 | 0 | 0 | 0 | 0 | 0
STOG | 0.01 | 0.01 | 0 | 0 | 0 | 0
STWD | 0 | 0 | 0 | 0 | 0 | 0
WT | 0 | 0 | 0 | 0 | 0 | 0
IGCC | 0 | 0 | 0 | 0 | 0 | 0
DemandResponse | 0 | 0 | 0 | 0 | 0 | 0
IGCC-CCS | 0 | 0 | 0 | 0 | 0 | 0
WT_off | 0 | 0 | 0 | 0 | 0 | 0
PseudoUnit | 0 | 0 | 0 | 0 | 0 | 0
FixedInterchange | 0 | 0 | 0 | 0 | 0 | 0
NOx Emissions (MMshortTons): EI_US
ReportingType | 2015 | 2020 | 2025 | 2030 | 2035 | 2040
BM | 0 | 0 | 0 | 0 | 0 | 0
CC | 0.07 | 0.1 | 0.1 | 0.08 | 0.05 | 0.01
CSP | 0 | 0 | 0 | 0 | 0 | 0
CT | 0 | 0 | 0 | 0 | 0 | 0
Coal | 0.7 | 0.12 | 0.02 | 0.02 | 0.04 | 0.04
Geo | 0 | 0 | 0 | 0 | 0 | 0
H | 0 | 0 | 0 | 0 | 0 | 0
LFG | 0 | 0 | 0 | 0 | 0 | 0
Nuc | 0 | 0 | 0 | 0 | 0 | 0
PS | 0 | 0 | 0 | 0 | 0 | 0
PV | 0 | 0 | 0 | 0 | 0 | 0
PeakG | 0 | 0 | 0 | 0 | 0 | 0
PeakO | 0 | 0 | 0 | 0 | 0 | 0
ST | 0 | 0 | 0 | 0 | 0 | 0
STOG | 0 | 0 | 0 | 0 | 0 | 0
STWD | 0 | 0 | 0 | 0 | 0 | 0
WT | 0 | 0 | 0 | 0 | 0 | 0
IGCC | 0 | 0 | 0 | 0 | 0 | 0
DemandResponse | 0 | 0 | 0 | 0 | 0 | 0
IGCC-CCS | 0 | 0 | 0 | 0 | 0 | 0
WT_off | 0 | 0 | 0 | 0 | 0 | 0
PseudoUnit | 0 | 0 | 0 | 0 | 0 | 0
FixedInterchange | 0 | 0 | 0 | 0 | 0 | 0
NOx Emissions (MMshortTons): EI_Canada
ReportingType | 2015 | 2020 | 2025 | 2030 | 2035 | 2040
BM | 0 | 0 | 0 | 0 | 0 | 0
CC | 0 | 0 | 0 | 0 | 0 | 0
CSP | 0 | 0 | 0 | 0 | 0 | 0
CT | 0 | 0 | 0 | 0 | 0 | 0
Coal | 0 | 0 | 0 | 0 | 0 | 0
Geo | 0 | 0 | 0 | 0 | 0 | 0
H | 0 | 0 | 0 | 0 | 0 | 0
LFG | 0 | 0 | 0 | 0 | 0 | 0
Nuc | 0 | 0 | 0 | 0 | 0 | 0
PS | 0 | 0 | 0 | 0 | 0 | 0
PV | 0 | 0 | 0 | 0 | 0 | 0
PeakG | 0 | 0 | 0 | 0 | 0 | 0
PeakO | 0 | 0 | 0 | 0 | 0 | 0
ST | 0 | 0 | 0 | 0 | 0 | 0
STOG | 0 | 0 | 0 | 0 | 0 | 0
STWD | 0 | 0 | 0 | 0 | 0 | 0
WT | 0 | 0 | 0 | 0 | 0 | 0
IGCC | 0 | 0 | 0 | 0 | 0 | 0
DemandResponse | 0 | 0 | 0 | 0 | 0 | 0
IGCC-CCS | 0 | 0 | 0 | 0 | 0 | 0
WT_off | 0 | 0 | 0 | 0 | 0 | 0
PseudoUnit | 0 | 0 | 0 | 0 | 0 | 0
FixedInterchange | 0 | 0 | 0 | 0 | 0 | 0
NOx Emissions (MMshortTons): EI
ReportingType | 2015 | 2020 | 2025 | 2030 | 2035 | 2040
BM | 0 | 0 | 0 | 0 | 0 | 0
CC | 0.08 | 0.1 | 0.1 | 0.08 | 0.05 | 0.01
CSP | 0 | 0 | 0 | 0 | 0 | 0
CT | 0 | 0 | 0 | 0 | 0 | 0
Coal | 0.7 | 0.12 | 0.02 | 0.02 | 0.04 | 0.04
Geo | 0 | 0 | 0 | 0 | 0 | 0
H | 0 | 0 | 0 | 0 | 0 | 0
LFG | 0 | 0 | 0 | 0 | 0 | 0
Nuc | 0 | 0 | 0 | 0 | 0 | 0
PS | 0 | 0 | 0 | 0 | 0 | 0
PV | 0 | 0 | 0 | 0 | 0 | 0
PeakG | 0 | 0 | 0 | 0 | 0 | 0
PeakO | 0 | 0 | 0 | 0 | 0 | 0
ST | 0 | 0 | 0 | 0 | 0 | 0
STOG | 0 | 0 | 0 | 0 | 0 | 0
STWD | 0 | 0 | 0 | 0 | 0 | 0
WT | 0 | 0 | 0 | 0 | 0 | 0
IGCC | 0 | 0 | 0 | 0 | 0 | 0
DemandResponse | 0 | 0 | 0 | 0 | 0 | 0
IGCC-CCS | 0 | 0 | 0 | 0 | 0 | 0
WT_off | 0 | 0 | 0 | 0 | 0 | 0
PseudoUnit | 0 | 0 | 0 | 0 | 0 | 0
FixedInterchange | 0 | 0 | 0 | 0 | 0 | 0
NOx Emissions (MMshortTons): Outside_EI
ReportingType | 2015 | 2020 | 2025 | 2030 | 2035 | 2040
BM | 0 | 0 | 0 | 0 | 0 | 0
CC | 0.04 | 0.04 | 0.04 | 0.03 | 0.01 | 0.01
CSP | 0 | 0 | 0 | 0 | 0 | 0
CT | 0 | 0 | 0 | 0 | 0 | 0
Coal | 0.24 | 0.18 | 0.03 | 0 | 0 | 0
Geo | 0 | 0 | 0 | 0 | 0 | 0
H | 0 | 0 | 0 | 0 | 0 | 0
LFG | 0 | 0 | 0 | 0 | 0 | 0
Nuc | 0 | 0 | 0 | 0 | 0 | 0
PS | 0 | 0 | 0 | 0 | 0 | 0
PV | 0 | 0 | 0 | 0 | 0 | 0
PeakG | 0 | 0 | 0 | 0 | 0 | 0
PeakO | 0 | 0 | 0 | 0 | 0 | 0
ST | 0 | 0 | 0 | 0 | 0 | 0
STOG | 0 | 0 | 0 | 0 | 0 | 0
STWD | 0 | 0 | 0 | 0 | 0 | 0
WT | 0 | 0 | 0 | 0 | 0 | 0
IGCC | 0 | 0 | 0 | 0 | 0 | 0
DemandResponse | 0 | 0 | 0 | 0 | 0 | 0
IGCC-CCS | 0 | 0 | 0 | 0 | 0 | 0
WT_off | 0 | 0 | 0 | 0 | 0 | 0
PseudoUnit | 0 | 0 | 0 | 0 | 0 | 0
FixedInterchange | 0 | 0 | 0 | 0 | 0 | 0
CO2 Emissions (MMshortTons): Entergy
ReportingType | 2015 | 2020 | 2025 | 2030 | 2035 | 2040
BM | 0 | 0 | 0 | 0 | 0 | 0
CC | 29.58 | 40.75 | 40.31 | 34.73 | 15.89 | 4.55
CSP | 0 | 0 | 0 | 0 | 0 | 0
CT | 0 | 0 | 0 | 0 | 0 | 0
Coal | 61.82 | 5.41 | 0.58 | 0 | 0 | 0
Geo | 0 | 0 | 0 | 0 | 0 | 0
H | 0 | 0 | 0 | 0 | 0 | 0
LFG | 0 | 0 | 0 | 0 | 0 | 0
Nuc | 0 | 0 | 0 | 0 | 0 | 0
PS | 0 | 0 | 0 | 0 | 0 | 0
PV | 0 | 0 | 0 | 0 | 0 | 0
PeakG | 0 | 0 | 0 | 0 | 0 | 0
PeakO | 0 | 0 | 0 | 0 | 0 | 0
ST | 0 | 0 | 0 | 0 | 0 | 0
STOG | 0.18 | 0.3 | 0 | 0 | 0 | 0
STWD | 0 | 0 | 0 | 0 | 0 | 0
WT | 0 | 0 | 0 | 0 | 0 | 0
IGCC | 0 | 0 | 0 | 0 | 0 | 0
DemandResponse | 0 | 0 | 0 | 0 | 0 | 0
IGCC-CCS | 0 | 0 | 0 | 0 | 0 | 0
WT_off | 0 | 0 | 0 | 0 | 0 | 0
PseudoUnit | 0 | 0 | 0 | 0 | 0 | 0
FixedInterchange | 0 | 0 | 0 | 0 | 0 | 0
CO2 Emissions (MMshortTons): FRCC
ReportingType | 2015 | 2020 | 2025 | 2030 | 2035 | 2040
BM | 0 | 0 | 0 | 0 | 0 | 0
CC | 75.83 | 79.06 | 77.02 | 43.27 | 17.4 | 11.01
CSP | 0 | 0 | 0 | 0 | 0 | 0
CT | 0.31 | 0.53 | 0.6 | 0.21 | 0 | 0
Coal | 18.5 | 6.58 | 0.97 | 0.13 | 0.43 | 0.5
Geo | 0 | 0 | 0 | 0 | 0 | 0
H | 0 | 0 | 0 | 0 | 0 | 0
LFG | 0 | 0 | 0 | 0 | 0 | 0
Nuc | 0 | 0 | 0 | 0 | 0 | 0
PS | 0 | 0 | 0 | 0 | 0 | 0
PV | 0 | 0 | 0 | 0 | 0 | 0
PeakG | 0.25 | 0.4 | 0.48 | 0.04 | 0.05 | 0.05
PeakO | 0 | 0 | 0 | 0 | 0 | 0
ST | 0 | 0 | 0 | 0 | 0 | 0
STOG | 0.05 | 0.05 | 0 | 0 | 0 | 0
STWD | 0 | 0 | 0 | 0 | 0 | 0
WT | 0 | 0 | 0 | 0 | 0 | 0
IGCC | 0 | 0 | 0 | 0 | 0 | 0
DemandResponse | 0 | 0 | 0 | 0 | 0 | 0
IGCC-CCS | 0 | 0 | 0 | 0 | 0 | 0
WT_off | 0 | 0 | 0 | 0 | 0 | 0
PseudoUnit | 0 | 0 | 0 | 0 | 0 | 0
FixedInterchange | 0 | 0 | 0 | 0 | 0 | 0
CO2 Emissions (MMshortTons): MAPP_US
ReportingType | 2015 | 2020 | 2025 | 2030 | 2035 | 2040
BM | 0 | 0 | 0 | 0 | 0 | 0
CC | 0.57 | 0.09 | 0.13 | 0.08 | 0.08 | 0.02
CSP | 0 | 0 | 0 | 0 | 0 | 0
CT | 0 | 0 | 0 | 0 | 0 | 0
Coal | 12.45 | 4.06 | 0.04 | 0 | 0 | 0
Geo | 0 | 0 | 0 | 0 | 0 | 0
H | 0 | 0 | 0 | 0 | 0 | 0
LFG | 0 | 0 | 0 | 0 | 0 | 0
Nuc | 0 | 0 | 0 | 0 | 0 | 0
PS | 0 | 0 | 0 | 0 | 0 | 0
PV | 0 | 0 | 0 | 0 | 0 | 0
PeakG | 0.03 | 0.04 | 0.05 | 0.05 | 0.04 | 0.03
PeakO | 0 | 0 | 0 | 0 | 0 | 0
ST | 0 | 0 | 0 | 0 | 0 | 0
STOG | 0 | 0 | 0 | 0 | 0 | 0
STWD | 0 | 0 | 0 | 0 | 0 | 0
WT | 0 | 0 | 0 | 0 | 0 | 0
IGCC | 0 | 0 | 0 | 0 | 0 | 0
DemandResponse | 0 | 0 | 0 | 0 | 0 | 0
IGCC-CCS | 0 | 0 | 0 | 0 | 0 | 0
WT_off | 0 | 0 | 0 | 0 | 0 | 0
PseudoUnit | 0 | 0 | 0 | 0 | 0 | 0
FixedInterchange | 0 | 0 | 0 | 0 | 0 | 0
CO2 Emissions (MMshortTons): MISO_IN
ReportingType | 2015 | 2020 | 2025 | 2030 | 2035 | 2040
BM | 0 | 0 | 0 | 0 | 0 | 0
CC | 4.53 | 64.17 | 64.83 | 58.73 | 50.98 | 11.27
CSP | 0 | 0 | 0 | 0 | 0 | 0
CT | 0 | 0 | 0 | 0 | 0 | 0
Coal | 51.46 | 21.35 | 2.55 | 0.64 | 1.85 | 1.91
Geo | 0 | 0 | 0 | 0 | 0 | 0
H | 0 | 0 | 0 | 0 | 0 | 0
LFG | 0 | 0 | 0 | 0 | 0 | 0
Nuc | 0 | 0 | 0 | 0 | 0 | 0
PS | 0 | 0 | 0 | 0 | 0 | 0
PV | 0 | 0 | 0 | 0 | 0 | 0
PeakG | 0 | 0 | 0 | 0 | 0 | 0
PeakO | 0 | 0 | 0 | 0 | 0 | 0
ST | 0 | 0 | 0 | 0 | 0 | 0
STOG | 0.02 | 0.02 | 0.02 | 0 | 0 | 0
STWD | 0 | 0 | 0 | 0 | 0 | 0
WT | 0 | 0 | 0 | 0 | 0 | 0
IGCC | 4.15 | 4.15 | 0.6 | 0 | 0 | 0
DemandResponse | 0 | 0 | 0 | 0 | 0 | 0
IGCC-CCS | 0 | 0 | 0 | 0 | 0 | 0
WT_off | 0 | 0 | 0 | 0 | 0 | 0
PseudoUnit | 0 | 0 | 0 | 0 | 0 | 0
FixedInterchange | 0 | 0 | 0 | 0 | 0 | 0
CO2 Emissions (MMshortTons): MISO_MI
ReportingType | 2015 | 2020 | 2025 | 2030 | 2035 | 2040
BM | 0 | 0 | 0 | 0 | 0 | 0
CC | 7.54 | 6.83 | 7.46 | 4.5 | 3.52 | 0.17
CSP | 0 | 0 | 0 | 0 | 0 | 0
CT | 0 | 0 | 0 | 0 | 0 | 0
Coal | 26.69 | 0 | 0 | 0 | 0 | 0
Geo | 0 | 0 | 0 | 0 | 0 | 0
H | 0 | 0 | 0 | 0 | 0 | 0
LFG | 0 | 0 | 0 | 0 | 0 | 0
Nuc | 0 | 0 | 0 | 0 | 0 | 0
PS | 0 | 0 | 0 | 0 | 0 | 0
PV | 0 | 0 | 0 | 0 | 0 | 0
PeakG | 0.01 | 0 | 0 | 0 | 0 | 0
PeakO | 0 | 0 | 0 | 0 | 0 | 0
ST | 0 | 0 | 0 | 0 | 0 | 0
STOG | 0.2 | 0.06 | 0.1 | 0 | 0 | 0
STWD | 0 | 0 | 0 | 0 | 0 | 0
WT | 0 | 0 | 0 | 0 | 0 | 0
IGCC | 0 | 0 | 0 | 0 | 0 | 0
DemandResponse | 0 | 0 | 0 | 0 | 0 | 0
IGCC-CCS | 0 | 0 | 0 | 0 | 0 | 0
WT_off | 0 | 0 | 0 | 0 | 0 | 0
PseudoUnit | 0 | 0 | 0 | 0 | 0 | 0
FixedInterchange | 0 | 0 | 0 | 0 | 0 | 0
CO2 Emissions (MMshortTons): MISO_MO-IL
ReportingType | 2015 | 2020 | 2025 | 2030 | 2035 | 2040
BM | 0 | 0 | 0 | 0 | 0 | 0
CC | 1.15 | 1.31 | 1.36 | 0.42 | 0.38 | 0.13
CSP | 0 | 0 | 0 | 0 | 0 | 0
CT | 0 | 0 | 0 | 0 | 0 | 0
Coal | 76.66 | 16.62 | 2.99 | 0.12 | 0.4 | 0.4
Geo | 0 | 0 | 0 | 0 | 0 | 0
H | 0 | 0 | 0 | 0 | 0 | 0
LFG | 0 | 0 | 0 | 0 | 0 | 0
Nuc | 0 | 0 | 0 | 0 | 0 | 0
PS | 0 | 0 | 0 | 0 | 0 | 0
PV | 0 | 0 | 0 | 0 | 0 | 0
PeakG | 0.08 | 0.29 | 0.07 | 0.28 | 0.28 | 0.11
PeakO | 0 | 0 | 0 | 0 | 0 | 0
ST | 0 | 0 | 0 | 0 | 0 | 0
STOG | 0 | 0.01 | 0 | 0 | 0 | 0
STWD | 0 | 0 | 0 | 0 | 0 | 0
WT | 0 | 0 | 0 | 0 | 0 | 0
IGCC | 0 | 0 | 0 | 0 | 0 | 0
DemandResponse | 0 | 0 | 0 | 0 | 0 | 0
IGCC-CCS | 0 | 0 | 0 | 0 | 0 | 0
WT_off | 0 | 0 | 0 | 0 | 0 | 0
PseudoUnit | 0 | 0 | 0 | 0 | 0 | 0
FixedInterchange | 0 | 0 | 0 | 0 | 0 | 0
CO2 Emissions (MMshortTons): MISO_W
ReportingType | 2015 | 2020 | 2025 | 2030 | 2035 | 2040
BM | 0 | 0 | 0 | 0 | 0 | 0
CC | 3.69 | 5.06 | 1.73 | 1.32 | 0.83 | 0.47
CSP | 0 | 0 | 0 | 0 | 0 | 0
CT | 0 | 0 | 0 | 0 | 0 | 0
Coal | 78.54 | 30.27 | 1.57 | 0.41 | 0.41 | 0.41
Geo | 0 | 0 | 0 | 0 | 0 | 0
H | 0 | 0 | 0 | 0 | 0 | 0
LFG | 0 | 0 | 0 | 0 | 0 | 0
Nuc | 0 | 0 | 0 | 0 | 0 | 0
PS | 0 | 0 | 0 | 0 | 0 | 0
PV | 0 | 0 | 0 | 0 | 0 | 0
PeakG | 0.1 | 0.16 | 0 | 0 | 0.03 | 0
PeakO | 0 | 0 | 0 | 0 | 0 | 0
ST | 0 | 0 | 0 | 0 | 0 | 0
STOG | 0 | 0 | 0 | 0 | 0 | 0
STWD | 0 | 0 | 0 | 0 | 0 | 0
WT | 0 | 0 | 0 | 0 | 0 | 0
IGCC | 0 | 0 | 0 | 0 | 0 | 0
DemandResponse | 0 | 0 | 0 | 0 | 0 | 0
IGCC-CCS | 0 | 0 | 0 | 0 | 0 | 0
WT_off | 0 | 0 | 0 | 0 | 0 | 0
PseudoUnit | 0 | 0 | 0 | 0 | 0 | 0
FixedInterchange | 0 | 0 | 0 | 0 | 0 | 0
CO2 Emissions (MMshortTons): MISO_WUMS
ReportingType | 2015 | 2020 | 2025 | 2030 | 2035 | 2040
BM | 0 | 0 | 0 | 0 | 0 | 0
CC | 27.49 | 26.42 | 24.16 | 17.95 | 16.96 | 0.49
CSP | 0 | 0 | 0 | 0 | 0 | 0
CT | 0 | 0 | 0 | 0 | 0 | 0
Coal | 12.08 | 1.56 | 0.53 | 0.13 | 0.32 | 0.49
Geo | 0 | 0 | 0 | 0 | 0 | 0
H | 0 | 0 | 0 | 0 | 0 | 0
LFG | 0 | 0 | 0 | 0 | 0 | 0
Nuc | 0 | 0 | 0 | 0 | 0 | 0
PS | 0 | 0 | 0 | 0 | 0 | 0
PV | 0 | 0 | 0 | 0 | 0 | 0
PeakG | 0 | 0 | 0 | 0 | 0 | 0
PeakO | 0 | 0 | 0 | 0 | 0 | 0
ST | 0 | 0 | 0 | 0 | 0 | 0
STOG | 0 | 0 | 0 | 0 | 0 | 0
STWD | 0 | 0 | 0 | 0 | 0 | 0
WT | 0 | 0 | 0 | 0 | 0 | 0
IGCC | 0 | 0 | 0 | 0 | 0 | 0
DemandResponse | 0 | 0 | 0 | 0 | 0 | 0
IGCC-CCS | 0 | 0 | 0 | 0 | 0 | 0
WT_off | 0 | 0 | 0 | 0 | 0 | 0
PseudoUnit | 0 | 0 | 0 | 0 | 0 | 0
FixedInterchange | 0 | 0 | 0 | 0 | 0 | 0
CO2 Emissions (MMshortTons): Nebraska
ReportingType | 2015 | 2020 | 2025 | 2030 | 2035 | 2040
BM | 0 | 0 | 0 | 0 | 0 | 0
CC | 0.78 | 5.73 | 5.79 | 5.09 | 1.99 | 0.8
CSP | 0 | 0 | 0 | 0 | 0 | 0
CT | 0 | 0 | 0 | 0 | 0 | 0
Coal | 35.38 | 2.23 | 0.64 | 0.4 | 0.39 | 0.39
Geo | 0 | 0 | 0 | 0 | 0 | 0
H | 0 | 0 | 0 | 0 | 0 | 0
LFG | 0 | 0 | 0 | 0 | 0 | 0
Nuc | 0 | 0 | 0 | 0 | 0 | 0
PS | 0 | 0 | 0 | 0 | 0 | 0
PV | 0 | 0 | 0 | 0 | 0 | 0
PeakG | 0.05 | 0 | 0 | 0 | 0 | 0
PeakO | 0 | 0 | 0 | 0 | 0 | 0
ST | 0 | 0 | 0 | 0 | 0 | 0
STOG | 0 | 0 | 0 | 0 | 0 | 0
STWD | 0 | 0 | 0 | 0 | 0 | 0
WT | 0 | 0 | 0 | 0 | 0 | 0
IGCC | 0 | 0 | 0 | 0 | 0 | 0
DemandResponse | 0 | 0 | 0 | 0 | 0 | 0
IGCC-CCS | 0 | 0 | 0 | 0 | 0 | 0
WT_off | 0 | 0 | 0 | 0 | 0 | 0
PseudoUnit | 0 | 0 | 0 | 0 | 0 | 0
FixedInterchange | 0 | 0 | 0 | 0 | 0 | 0
CO2 Emissions (MMshortTons): NEISO
ReportingType | 2015 | 2020 | 2025 | 2030 | 2035 | 2040
BM | 0 | 0 | 0 | 0 | 0 | 0
CC | 17.44 | 11.68 | 9.14 | 7.18 | 2 | 0.84
CSP | 0 | 0 | 0 | 0 | 0 | 0
CT | 0 | 0.01 | 0.01 | 0 | 0 | 0
Coal | 0.04 | 0 | 0 | 0 | 0 | 0
Geo | 0 | 0 | 0 | 0 | 0 | 0
H | 0 | 0 | 0 | 0 | 0 | 0
LFG | 0 | 0 | 0 | 0 | 0 | 0
Nuc | 0 | 0 | 0 | 0 | 0 | 0
PS | 0 | 0 | 0 | 0 | 0 | 0
PV | 0 | 0 | 0 | 0 | 0 | 0
PeakG | 0.01 | 0.02 | 0.02 | 0.02 | 0 | 0
PeakO | 0 | 0 | 0 | 0 | 0 | 0
ST | 0 | 0 | 0 | 0 | 0 | 0
STOG | 0 | 0 | 0 | 0 | 0 | 0
STWD | 0 | 0 | 0 | 0 | 0 | 0
WT | 0 | 0 | 0 | 0 | 0 | 0
IGCC | 0 | 0 | 0 | 0 | 0 | 0
DemandResponse | 0 | 0 | 0 | 0 | 0 | 0
IGCC-CCS | 0 | 0 | 0 | 0 | 0 | 0
WT_off | 0 | 0 | 0 | 0 | 0 | 0
PseudoUnit | 0 | 0 | 0 | 0 | 0 | 0
FixedInterchange | 0 | 0 | 0 | 0 | 0 | 0
CO2 Emissions (MMshortTons): NonRTO_Midwest
ReportingType | 2015 | 2020 | 2025 | 2030 | 2035 | 2040
BM | 0 | 0 | 0 | 0 | 0 | 0
CC | 8.43 | 15.73 | 15.73 | 15.62 | 13.29 | 0.86
CSP | 0 | 0 | 0 | 0 | 0 | 0
CT | 0 | 0 | 0 | 0 | 0 | 0
Coal | 37.05 | 16.89 | 3.5 | 0.59 | 0.67 | 0.67
Geo | 0 | 0 | 0 | 0 | 0 | 0
H | 0 | 0 | 0 | 0 | 0 | 0
LFG | 0 | 0 | 0 | 0 | 0 | 0
Nuc | 0 | 0 | 0 | 0 | 0 | 0
PS | 0 | 0 | 0 | 0 | 0 | 0
PV | 0 | 0 | 0 | 0 | 0 | 0
PeakG | 0.1 | 0.03 | 0.16 | 0.16 | 0.03 | 0
PeakO | 0 | 0 | 0 | 0 | 0 | 0
ST | 0 | 0 | 0 | 0 | 0 | 0
STOG | 0 | 0 | 0 | 0 | 0 | 0
STWD | 0 | 0 | 0 | 0 | 0 | 0
WT | 0 | 0 | 0 | 0 | 0 | 0
IGCC | 0 | 0 | 0 | 0 | 0 | 0
DemandResponse | 0 | 0 | 0 | 0 | 0 | 0
IGCC-CCS | 0 | 0 | 0 | 0 | 0 | 0
WT_off | 0 | 0 | 0 | 0 | 0 | 0
PseudoUnit | 0 | 0 | 0 | 0 | 0 | 0
FixedInterchange | 0 | 0 | 0 | 0 | 0 | 0
CO2 Emissions (MMshortTons): NYISO_A-F
ReportingType | 2015 | 2020 | 2025 | 2030 | 2035 | 2040
BM | 0 | 0 | 0 | 0 | 0 | 0
CC | 3.2 | 3.77 | 3.16 | 2.01 | 0.26 | 0.07
CSP | 0 | 0 | 0 | 0 | 0 | 0
CT | 0 | 0 | 0 | 0 | 0 | 0
Coal | 0 | 0 | 0 | 0 | 0 | 0
Geo | 0 | 0 | 0 | 0 | 0 | 0
H | 0 | 0 | 0 | 0 | 0 | 0
LFG | 0 | 0 | 0 | 0 | 0 | 0
Nuc | 0 | 0 | 0 | 0 | 0 | 0
PS | 0 | 0 | 0 | 0 | 0 | 0
PV | 0 | 0 | 0 | 0 | 0 | 0
PeakG | 0 | 0 | 0 | 0 | 0 | 0
PeakO | 0 | 0 | 0 | 0 | 0 | 0
ST | 0 | 0 | 0 | 0 | 0 | 0
STOG | 0 | 0 | 0 | 0 | 0 | 0
STWD | 0 | 0 | 0 | 0 | 0 | 0
WT | 0 | 0 | 0 | 0 | 0 | 0
IGCC | 0 | 0 | 0 | 0 | 0 | 0
DemandResponse | 0 | 0 | 0 | 0 | 0 | 0
IGCC-CCS | 0 | 0 | 0 | 0 | 0 | 0
WT_off | 0 | 0 | 0 | 0 | 0 | 0
PseudoUnit | 0 | 0 | 0 | 0 | 0 | 0
FixedInterchange | 0 | 0 | 0 | 0 | 0 | 0
CO2 Emissions (MMshortTons): NYISO_G-I
ReportingType | 2015 | 2020 | 2025 | 2030 | 2035 | 2040
BM | 0 | 0 | 0 | 0 | 0 | 0
CC | 1.39 | 3.09 | 3.54 | 1.21 | 0.83 | 0.56
CSP | 0 | 0 | 0 | 0 | 0 | 0
CT | 0 | 0 | 0 | 0 | 0 | 0
Coal | 0 | 0 | 0 | 0 | 0 | 0
Geo | 0 | 0 | 0 | 0 | 0 | 0
H | 0 | 0 | 0 | 0 | 0 | 0
LFG | 0 | 0 | 0 | 0 | 0 | 0
Nuc | 0 | 0 | 0 | 0 | 0 | 0
PS | 0 | 0 | 0 | 0 | 0 | 0
PV | 0 | 0 | 0 | 0 | 0 | 0
PeakG | 0 | 0 | 0 | 0 | 0 | 0
PeakO | 0 | 0 | 0 | 0 | 0 | 0
ST | 0 | 0 | 0 | 0 | 0 | 0
STOG | 0 | 0 | 0 | 0 | 0 | 0
STWD | 0 | 0 | 0 | 0 | 0 | 0
WT | 0 | 0 | 0 | 0 | 0 | 0
IGCC | 0 | 0 | 0 | 0 | 0 | 0
DemandResponse | 0 | 0 | 0 | 0 | 0 | 0
IGCC-CCS | 0 | 0 | 0 | 0 | 0 | 0
WT_off | 0 | 0 | 0 | 0 | 0 | 0
PseudoUnit | 0 | 0 | 0 | 0 | 0 | 0
FixedInterchange | 0 | 0 | 0 | 0 | 0 | 0
CO2 Emissions (MMshortTons): NYISO_J-K
ReportingType | 2015 | 2020 | 2025 | 2030 | 2035 | 2040
BM | 0 | 0 | 0 | 0 | 0 | 0
CC | 9.17 | 9.79 | 10.28 | 7.09 | 4.54 | 2.75
CSP | 0 | 0 | 0 | 0 | 0 | 0
CT | 0 | 0 | 0 | 0 | 0 | 0
Coal | 0 | 0 | 0 | 0 | 0 | 0
Geo | 0 | 0 | 0 | 0 | 0 | 0
H | 0 | 0 | 0 | 0 | 0 | 0
LFG | 0 | 0 | 0 | 0 | 0 | 0
Nuc | 0 | 0 | 0 | 0 | 0 | 0
PS | 0 | 0 | 0 | 0 | 0 | 0
PV | 0 | 0 | 0 | 0 | 0 | 0
PeakG | 0.03 | 0.09 | 0.1 | 0.03 | 0.02 | 0.06
PeakO | 0 | 0 | 0 | 0 | 0 | 0
ST | 0 | 0 | 0 | 0 | 0 | 0
STOG | 0.2 | 0.34 | 0.32 | 0.18 | 0.03 | 0.04
STWD | 0 | 0 | 0 | 0 | 0 | 0
WT | 0 | 0 | 0 | 0 | 0 | 0
IGCC | 0 | 0 | 0 | 0 | 0 | 0
DemandResponse | 0 | 0 | 0 | 0 | 0 | 0
IGCC-CCS | 0 | 0 | 0 | 0 | 0 | 0
WT_off | 0 | 0 | 0 | 0 | 0 | 0
PseudoUnit | 0 | 0 | 0 | 0 | 0 | 0
FixedInterchange | 0 | 0 | 0 | 0 | 0 | 0
CO2 Emissions (MMshortTons): PJM_E
ReportingType | 2015 | 2020 | 2025 | 2030 | 2035 | 2040
BM | 0 | 0 | 0 | 0 | 0 | 0
CC | 19.06 | 20.62 | 22.71 | 18.24 | 14.4 | 6.51
CSP | 0 | 0 | 0 | 0 | 0 | 0
CT | 0 | 0 | 0 | 0 | 0 | 0
Coal | 0.68 | 0.52 | 0.21 | 0 | 0.09 | 0.18
Geo | 0 | 0 | 0 | 0 | 0 | 0
H | 0 | 0 | 0 | 0 | 0 | 0
LFG | 0 | 0 | 0 | 0 | 0 | 0
Nuc | 0 | 0 | 0 | 0 | 0 | 0
PS | 0 | 0 | 0 | 0 | 0 | 0
PV | 0 | 0 | 0 | 0 | 0 | 0
PeakG | 0.02 | 0.27 | 0.31 | 0.32 | 0.23 | 0.16
PeakO | 0 | 0 | 0 | 0 | 0 | 0
ST | 0 | 0 | 0 | 0 | 0 | 0
STOG | 0.18 | 0.34 | 0 | 0 | 0 | 0
STWD | 0 | 0 | 0 | 0 | 0 | 0
WT | 0 | 0 | 0 | 0 | 0 | 0
IGCC | 0 | 0 | 0 | 0 | 0 | 0
DemandResponse | 0 | 0 | 0 | 0 | 0 | 0
IGCC-CCS | 0 | 0 | 0 | 0 | 0 | 0
WT_off | 0 | 0 | 0 | 0 | 0 | 0
PseudoUnit | 0 | 0 | 0 | 0 | 0 | 0
FixedInterchange | 0 | 0 | 0 | 0 | 0 | 0
CO2 Emissions (MMshortTons): PJM_ROM
ReportingType | 2015 | 2020 | 2025 | 2030 | 2035 | 2040
BM | 0 | 0 | 0 | 0 | 0 | 0
CC | 8.55 | 9.45 | 10.51 | 8.6 | 6.25 | 2.04
CSP | 0 | 0 | 0 | 0 | 0 | 0
CT | 0 | 0 | 0 | 0 | 0 | 0
Coal | 9.52 | 1.35 | 0.03 | 0 | 0 | 0
Geo | 0 | 0 | 0 | 0 | 0 | 0
H | 0 | 0 | 0 | 0 | 0 | 0
LFG | 0 | 0 | 0 | 0 | 0 | 0
Nuc | 0 | 0 | 0 | 0 | 0 | 0
PS | 0 | 0 | 0 | 0 | 0 | 0
PV | 0 | 0 | 0 | 0 | 0 | 0
PeakG | 0 | 0.01 | 0.04 | 0.2 | 0.11 | 0.1
PeakO | 0 | 0 | 0 | 0 | 0 | 0
ST | 0 | 0 | 0 | 0 | 0 | 0
STOG | 0.43 | 0.54 | 0.01 | 0 | 0 | 0
STWD | 0 | 0 | 0 | 0 | 0 | 0
WT | 0 | 0 | 0 | 0 | 0 | 0
IGCC | 0 | 0 | 0 | 0 | 0 | 0
DemandResponse | 0 | 0 | 0 | 0 | 0 | 0
IGCC-CCS | 0 | 0 | 0 | 0 | 0 | 0
WT_off | 0 | 0 | 0 | 0 | 0 | 0
PseudoUnit | 0 | 0 | 0 | 0 | 0 | 0
FixedInterchange | 0 | 0 | 0 | 0 | 0 | 0
CO2 Emissions (MMshortTons): PJM_ROR
ReportingType | 2015 | 2020 | 2025 | 2030 | 2035 | 2040
BM | 0 | 0 | 0 | 0 | 0 | 0
CC | 67.27 | 86.88 | 90.54 | 81.68 | 66.71 | 5.47
CSP | 0 | 0 | 0 | 0 | 0 | 0
CT | 0 | 0 | 0 | 0 | 0 | 0
Coal | 189.12 | 97.24 | 9.42 | 1.73 | 2.81 | 2.81
Geo | 0 | 0 | 0 | 0 | 0 | 0
H | 0 | 0 | 0 | 0 | 0 | 0
LFG | 0 | 0 | 0 | 0 | 0 | 0
Nuc | 0 | 0 | 0 | 0 | 0 | 0
PS | 0 | 0 | 0 | 0 | 0 | 0
PV | 0 | 0 | 0 | 0 | 0 | 0
PeakG | 0.68 | 0.69 | 1.13 | 1.07 | 0.74 | 0.19
PeakO | 0 | 0 | 0 | 0 | 0 | 0
ST | 0 | 0 | 0 | 0 | 0 | 0
STOG | 0.25 | 0.49 | 0.49 | 0 | 0 | 0
STWD | 0 | 0 | 0 | 0 | 0 | 0
WT | 0 | 0 | 0 | 0 | 0 | 0
IGCC | 0 | 0 | 0 | 0 | 0 | 0
DemandResponse | 0 | 0 | 0 | 0 | 0 | 0
IGCC-CCS | 0 | 0 | 0 | 0 | 0 | 0
WT_off | 0 | 0 | 0 | 0 | 0 | 0
PseudoUnit | 0 | 0 | 0 | 0 | 0 | 0
FixedInterchange | 0 | 0 | 0 | 0 | 0 | 0
CO2 Emissions (MMshortTons): SOCO
ReportingType | 2015 | 2020 | 2025 | 2030 | 2035 | 2040
BM | 0 | 0 | 0 | 0 | 0 | 0
CC | 59.65 | 69.52 | 71.79 | 45.15 | 17.06 | 3.49
CSP | 0 | 0 | 0 | 0 | 0 | 0
CT | 0 | 0 | 0 | 0 | 0 | 0
Coal | 39.28 | 13.01 | 0.72 | 0.96 | 0.96 | 0.96
Geo | 0 | 0 | 0 | 0 | 0 | 0
H | 0 | 0 | 0 | 0 | 0 | 0
LFG | 0 | 0 | 0 | 0 | 0 | 0
Nuc | 0 | 0 | 0 | 0 | 0 | 0
PS | 0 | 0 | 0 | 0 | 0 | 0
PV | 0 | 0 | 0 | 0 | 0 | 0
PeakG | 0.46 | 0.64 | 1.23 | 0.1 | 0.13 | 0.04
PeakO | 0 | 0 | 0 | 0 | 0 | 0
ST | 0 | 0 | 0 | 0 | 0 | 0
STOG | 0 | 0 | 0 | 0 | 0 | 0
STWD | 0 | 0 | 0 | 0 | 0 | 0
WT | 0 | 0 | 0 | 0 | 0 | 0
IGCC | 0 | 0 | 0 | 0 | 0 | 0
DemandResponse | 0 | 0 | 0 | 0 | 0 | 0
IGCC-CCS | 0 | 0 | 0 | 0 | 0 | 0
WT_off | 0 | 0 | 0 | 0 | 0 | 0
PseudoUnit | 0 | 0 | 0 | 0 | 0 | 0
FixedInterchange | 0 | 0 | 0 | 0 | 0 | 0
CO2 Emissions (MMshortTons): SPP_N
ReportingType | 2015 | 2020 | 2025 | 2030 | 2035 | 2040
BM | 0 | 0 | 0 | 0 | 0 | 0
CC | 6.36 | 5.41 | 4.93 | 3.82 | 1.31 | 0.82
CSP | 0 | 0 | 0 | 0 | 0 | 0
CT | 0 | 0 | 0 | 0 | 0 | 0
Coal | 62.5 | 22.03 | 1.79 | 0.35 | 0.67 | 0.67
Geo | 0 | 0 | 0 | 0 | 0 | 0
H | 0 | 0 | 0 | 0 | 0 | 0
LFG | 0 | 0 | 0 | 0 | 0 | 0
Nuc | 0 | 0 | 0 | 0 | 0 | 0
PS | 0 | 0 | 0 | 0 | 0 | 0
PV | 0 | 0 | 0 | 0 | 0 | 0
PeakG | 0.01 | 0 | 0 | 0 | 0 | 0
PeakO | 0 | 0 | 0 | 0 | 0 | 0
ST | 0 | 0 | 0 | 0 | 0 | 0
STOG | 0 | 0 | 0 | 0 | 0 | 0
STWD | 0 | 0 | 0 | 0 | 0 | 0
WT | 0 | 0 | 0 | 0 | 0 | 0
IGCC | 0 | 0 | 0 | 0 | 0 | 0
DemandResponse | 0 | 0 | 0 | 0 | 0 | 0
IGCC-CCS | 0 | 0 | 0 | 0 | 0 | 0
WT_off | 0 | 0 | 0 | 0 | 0 | 0
PseudoUnit | 0 | 0 | 0 | 0 | 0 | 0
FixedInterchange | 0 | 0 | 0 | 0 | 0 | 0
CO2 Emissions (MMshortTons): SPP_S
ReportingType | 2015 | 2020 | 2025 | 2030 | 2035 | 2040
BM | 0 | 0 | 0 | 0 | 0 | 0
CC | 17.97 | 24.08 | 25.78 | 24.08 | 10 | 6.35
CSP | 0 | 0 | 0 | 0 | 0 | 0
CT | 0 | 0 | 0 | 0.02 | 0 | 0
Coal | 83.29 | 8.44 | 1.01 | 0 | 0 | 0
Geo | 0 | 0 | 0 | 0 | 0 | 0
H | 0 | 0 | 0 | 0 | 0 | 0
LFG | 0 | 0 | 0 | 0 | 0 | 0
Nuc | 0 | 0 | 0 | 0 | 0 | 0
PS | 0 | 0 | 0 | 0 | 0 | 0
PV | 0 | 0 | 0 | 0 | 0 | 0
PeakG | 0 | 0 | 0 | 0 | 0 | 0
PeakO | 0 | 0 | 0 | 0 | 0 | 0
ST | 0 | 0 | 0 | 0 | 0 | 0
STOG | 1.41 | 0.51 | 1.05 | 1.16 | 0.23 | 0
STWD | 0 | 0 | 0 | 0 | 0 | 0
WT | 0 | 0 | 0 | 0 | 0 | 0
IGCC | 0 | 0 | 0 | 0 | 0 | 0
DemandResponse | 0 | 0 | 0 | 0 | 0 | 0
IGCC-CCS | 0 | 0 | 0 | 0 | 0 | 0
WT_off | 0 | 0 | 0 | 0 | 0 | 0
PseudoUnit | 0 | 0 | 0 | 0 | 0 | 0
FixedInterchange | 0 | 0 | 0 | 0 | 0 | 0
CO2 Emissions (MMshortTons): TVA
ReportingType | 2015 | 2020 | 2025 | 2030 | 2035 | 2040
BM | 0 | 0 | 0 | 0 | 0 | 0
CC | 18.92 | 28.47 | 30.51 | 28.87 | 14.33 | 1.45
CSP | 0 | 0 | 0 | 0 | 0 | 0
CT | 0 | 0 | 0 | 0 | 0 | 0
Coal | 35.93 | 14.62 | 0.47 | 0 | 0 | 0
Geo | 0 | 0 | 0 | 0 | 0 | 0
H | 0 | 0 | 0 | 0 | 0 | 0
LFG | 0 | 0 | 0 | 0 | 0 | 0
Nuc | 0 | 0 | 0 | 0 | 0 | 0
PS | 0 | 0 | 0 | 0 | 0 | 0
PV | 0 | 0 | 0 | 0 | 0 | 0
PeakG | 0 | 0 | 0 | 0 | 0 | 0
PeakO | 0 | 0 | 0 | 0 | 0 | 0
ST | 0 | 0 | 0 | 0 | 0 | 0
STOG | 0 | 0 | 0 | 0 | 0 | 0
STWD | 0 | 0 | 0 | 0 | 0 | 0
WT | 0 | 0 | 0 | 0 | 0 | 0
IGCC | 0 | 0 | 0 | 0 | 0 | 0
DemandResponse | 0 | 0 | 0 | 0 | 0 | 0
IGCC-CCS | 0 | 0 | 0 | 0 | 0 | 0
WT_off | 0 | 0 | 0 | 0 | 0 | 0
PseudoUnit | 0 | 0 | 0 | 0 | 0 | 0
FixedInterchange | 0 | 0 | 0 | 0 | 0 | 0
CO2 Emissions (MMshortTons): TVA_Transmission
ReportingType | 2015 | 2020 | 2025 | 2030 | 2035 | 2040
BM | 0 | 0 | 0 | 0 | 0 | 0
CC | 0 | 0 | 0 | 0 | 0 | 0
CSP | 0 | 0 | 0 | 0 | 0 | 0
CT | 0 | 0 | 0 | 0 | 0 | 0
Coal | 0 | 0 | 0 | 0 | 0 | 0
Geo | 0 | 0 | 0 | 0 | 0 | 0
H | 0 | 0 | 0 | 0 | 0 | 0
LFG | 0 | 0 | 0 | 0 | 0 | 0
Nuc | 0 | 0 | 0 | 0 | 0 | 0
PS | 0 | 0 | 0 | 0 | 0 | 0
PV | 0 | 0 | 0 | 0 | 0 | 0
PeakG | 0 | 0 | 0 | 0 | 0 | 0
PeakO | 0 | 0 | 0 | 0 | 0 | 0
ST | 0 | 0 | 0 | 0 | 0 | 0
STOG | 0 | 0 | 0 | 0 | 0 | 0
STWD | 0 | 0 | 0 | 0 | 0 | 0
WT | 0 | 0 | 0 | 0 | 0 | 0
IGCC | 0 | 0 | 0 | 0 | 0 | 0
DemandResponse | 0 | 0 | 0 | 0 | 0 | 0
IGCC-CCS | 0 | 0 | 0 | 0 | 0 | 0
WT_off | 0 | 0 | 0 | 0 | 0 | 0
PseudoUnit | 0 | 0 | 0 | 0 | 0 | 0
FixedInterchange | 0 | 0 | 0 | 0 | 0 | 0
CO2 Emissions (MMshortTons): VACAR
ReportingType | 2015 | 2020 | 2025 | 2030 | 2035 | 2040
BM | 0 | 0 | 0 | 0 | 0 | 0
CC | 46.31 | 45.15 | 44.57 | 36.93 | 14.85 | 3.5
CSP | 0 | 0 | 0 | 0 | 0 | 0
CT | 0.05 | 0.05 | 0.09 | 0 | 0 | 0
Coal | 25.4 | 15.01 | 1.99 | 0.46 | 0.49 | 0.49
Geo | 0 | 0 | 0 | 0 | 0 | 0
H | 0 | 0 | 0 | 0 | 0 | 0
LFG | 0 | 0 | 0 | 0 | 0 | 0
Nuc | 0 | 0 | 0 | 0 | 0 | 0
PS | 0 | 0 | 0 | 0 | 0 | 0
PV | 0 | 0 | 0 | 0 | 0 | 0
PeakG | 0.07 | 0.13 | 0.25 | 0.27 | 0.07 | 0.08
PeakO | 0 | 0 | 0 | 0 | 0 | 0
ST | 0 | 0 | 0 | 0 | 0 | 0
STOG | 0 | 0 | 0 | 0 | 0 | 0
STWD | 0 | 0 | 0 | 0 | 0 | 0
WT | 0 | 0 | 0 | 0 | 0 | 0
IGCC | 0 | 0 | 0 | 0 | 0 | 0
DemandResponse | 0 | 0 | 0 | 0 | 0 | 0
IGCC-CCS | 0 | 0 | 0 | 0 | 0 | 0
WT_off | 0 | 0 | 0 | 0 | 0 | 0
PseudoUnit | 0 | 0 | 0 | 0 | 0 | 0
FixedInterchange | 0 | 0 | 0 | 0 | 0 | 0
CO2 Emissions (MMshortTons): IESO
ReportingType | 2015 | 2020 | 2025 | 2030 | 2035 | 2040
BM | 0 | 0 | 0 | 0 | 0 | 0
CC | 2.21 | 0.2 | 0.04 | 0.07 | 0.04 | 0.05
CSP | 0 | 0 | 0 | 0 | 0 | 0
CT | 0 | 0 | 0 | 0 | 0 | 0
Coal | 0 | 0 | 0 | 0 | 0 | 0
Geo | 0 | 0 | 0 | 0 | 0 | 0
H | 0 | 0 | 0 | 0 | 0 | 0
LFG | 0 | 0 | 0 | 0 | 0 | 0
Nuc | 0 | 0 | 0 | 0 | 0 | 0
PS | 0 | 0 | 0 | 0 | 0 | 0
PV | 0 | 0 | 0 | 0 | 0 | 0
PeakG | 0 | 0 | 0 | 0 | 0 | 0
PeakO | 0 | 0 | 0 | 0 | 0 | 0
ST | 0 | 0 | 0 | 0 | 0 | 0
STOG | 0 | 0 | 0 | 0 | 0 | 0
STWD | 0 | 0 | 0 | 0 | 0 | 0
WT | 0 | 0 | 0 | 0 | 0 | 0
IGCC | 0 | 0 | 0 | 0 | 0 | 0
DemandResponse | 0 | 0 | 0 | 0 | 0 | 0
IGCC-CCS | 0 | 0 | 0 | 0 | 0 | 0
WT_off | 0 | 0 | 0 | 0 | 0 | 0
PseudoUnit | 0 | 0 | 0 | 0 | 0 | 0
FixedInterchange | 0 | 0 | 0 | 0 | 0 | 0
CO2 Emissions (MMshortTons): MAPP_CA
ReportingType | 2015 | 2020 | 2025 | 2030 | 2035 | 2040
BM | 0 | 0 | 0 | 0 | 0 | 0
CC | 3.24 | 3.24 | 0.22 | 0.04 | 0.02 | 0
CSP | 0 | 0 | 0 | 0 | 0 | 0
CT | 0 | 0 | 0 | 0 | 0 | 0
Coal | 0.26 | 0.04 | 0 | 0 | 0 | 0
Geo | 0 | 0 | 0 | 0 | 0 | 0
H | 0 | 0 | 0 | 0 | 0 | 0
LFG | 0 | 0 | 0 | 0 | 0 | 0
Nuc | 0 | 0 | 0 | 0 | 0 | 0
PS | 0 | 0 | 0 | 0 | 0 | 0
PV | 0 | 0 | 0 | 0 | 0 | 0
PeakG | 0.06 | 0.06 | 0 | 0 | 0 | 0
PeakO | 0 | 0 | 0 | 0 | 0 | 0
ST | 0 | 0 | 0 | 0 | 0 | 0
STOG | 0.02 | 0.02 | 0 | 0 | 0 | 0
STWD | 0 | 0 | 0 | 0 | 0 | 0
WT | 0 | 0 | 0 | 0 | 0 | 0
IGCC | 0 | 0 | 0 | 0 | 0 | 0
DemandResponse | 0 | 0 | 0 | 0 | 0 | 0
IGCC-CCS | 0 | 0 | 0 | 0 | 0 | 0
WT_off | 0 | 0 | 0 | 0 | 0 | 0
PseudoUnit | 0 | 0 | 0 | 0 | 0 | 0
FixedInterchange | 0 | 0 | 0 | 0 | 0 | 0
CO2 Emissions (MMshortTons): AZ_NM_SNV_Coal
ReportingType | 2015 | 2020 | 2025 | 2030 | 2035 | 2040
BM | 0 | 0 | 0 | 0 | 0 | 0
CC | 0 | 0 | 0 | 0 | 0 | 0
CSP | 0 | 0 | 0 | 0 | 0 | 0
CT | 0 | 0 | 0 | 0 | 0 | 0
Coal | 52.44 | 47.6 | 10.47 | 0.06 | 0.42 | 0.21
Geo | 0 | 0 | 0 | 0 | 0 | 0
H | 0 | 0 | 0 | 0 | 0 | 0
LFG | 0 | 0 | 0 | 0 | 0 | 0
Nuc | 0 | 0 | 0 | 0 | 0 | 0
PS | 0 | 0 | 0 | 0 | 0 | 0
PV | 0 | 0 | 0 | 0 | 0 | 0
PeakG | 0 | 0 | 0 | 0 | 0 | 0
PeakO | 0 | 0 | 0 | 0 | 0 | 0
ST | 0 | 0 | 0 | 0 | 0 | 0
STOG | 0 | 0 | 0 | 0 | 0 | 0
STWD | 0 | 0 | 0 | 0 | 0 | 0
WT | 0 | 0 | 0 | 0 | 0 | 0
IGCC | 0 | 0 | 0 | 0 | 0 | 0
DemandResponse | 0 | 0 | 0 | 0 | 0 | 0
IGCC-CCS | 0 | 0 | 0 | 0 | 0 | 0
WT_off | 0 | 0 | 0 | 0 | 0 | 0
PseudoUnit | 0 | 0 | 0 | 0 | 0 | 0
FixedInterchange | 0 | 0 | 0 | 0 | 0 | 0
CO2 Emissions (MMshortTons): AZ_NM_SNV_Gas
ReportingType | 2015 | 2020 | 2025 | 2030 | 2035 | 2040
BM | 0 | 0 | 0 | 0 | 0 | 0
CC | 27.35 | 22.55 | 33.99 | 20.96 | 7.27 | 5.05
CSP | 0 | 0 | 0 | 0 | 0 | 0
CT | 0 | 0 | 0 | 0 | 0 | 0
Coal | 0 | 0 | 0 | 0 | 0 | 0
Geo | 0 | 0 | 0 | 0 | 0 | 0
H | 0 | 0 | 0 | 0 | 0 | 0
LFG | 0 | 0 | 0 | 0 | 0 | 0
Nuc | 0 | 0 | 0 | 0 | 0 | 0
PS | 0 | 0 | 0 | 0 | 0 | 0
PV | 0 | 0 | 0 | 0 | 0 | 0
PeakG | 0 | 0 | 0 | 0 | 0 | 0
PeakO | 0 | 0 | 0 | 0 | 0 | 0
ST | 0 | 0 | 0 | 0 | 0 | 0
STOG | 0 | 0 | 0 | 0 | 0 | 0
STWD | 0 | 0 | 0 | 0 | 0 | 0
WT | 0 | 0 | 0 | 0 | 0 | 0
IGCC | 0 | 0 | 0 | 0 | 0 | 0
DemandResponse | 0 | 0 | 0 | 0 | 0 | 0
IGCC-CCS | 0 | 0 | 0 | 0 | 0 | 0
WT_off | 0 | 0 | 0 | 0 | 0 | 0
PseudoUnit | 0 | 0 | 0 | 0 | 0 | 0
FixedInterchange | 0 | 0 | 0 | 0 | 0 | 0
CO2 Emissions (MMshortTons): AZ_NM_SNV_NucRenew
ReportingType | 2015 | 2020 | 2025 | 2030 | 2035 | 2040
BM | 0 | 0 | 0 | 0 | 0 | 0
CC | 0 | 0 | 0 | 0 | 0 | 0
CSP | 0 | 0 | 0 | 0 | 0 | 0
CT | 0 | 0 | 0 | 0 | 0 | 0
Coal | 0 | 0 | 0 | 0 | 0 | 0
Geo | 0 | 0 | 0 | 0 | 0 | 0
H | 0 | 0 | 0 | 0 | 0 | 0
LFG | 0 | 0 | 0 | 0 | 0 | 0
Nuc | 0 | 0 | 0 | 0 | 0 | 0
PS | 0 | 0 | 0 | 0 | 0 | 0
PV | 0 | 0 | 0 | 0 | 0 | 0
PeakG | 0 | 0 | 0 | 0 | 0 | 0
PeakO | 0 | 0 | 0 | 0 | 0 | 0
ST | 0 | 0 | 0 | 0 | 0 | 0
STOG | 0 | 0 | 0 | 0 | 0 | 0
STWD | 0 | 0 | 0 | 0 | 0 | 0
WT | 0 | 0 | 0 | 0 | 0 | 0
IGCC | 0 | 0 | 0 | 0 | 0 | 0
DemandResponse | 0 | 0 | 0 | 0 | 0 | 0
IGCC-CCS | 0 | 0 | 0 | 0 | 0 | 0
WT_off | 0 | 0 | 0 | 0 | 0 | 0
PseudoUnit | 0 | 0 | 0 | 0 | 0 | 0
FixedInterchange | 0 | 0 | 0 | 0 | 0 | 0
CO2 Emissions (MMshortTons): ERCOT
ReportingType | 2015 | 2020 | 2025 | 2030 | 2035 | 2040
BM | 0 | 0 | 0 | 0 | 0 | 0
CC | 84.24 | 91.09 | 78.46 | 70.33 | 29.65 | 20.07
CSP | 0 | 0 | 0 | 0 | 0 | 0
CT | 0 | 0 | 0 | 0.01 | 0 | 0
Coal | 45.04 | 28.63 | 1.24 | 0.73 | 0.85 | 0.85
Geo | 0 | 0 | 0 | 0 | 0 | 0
H | 0 | 0 | 0 | 0 | 0 | 0
LFG | 0 | 0 | 0 | 0 | 0 | 0
Nuc | 0 | 0 | 0 | 0 | 0 | 0
PS | 0 | 0 | 0 | 0 | 0 | 0
PV | 0 | 0 | 0 | 0 | 0 | 0
PeakG | 0 | 0 | 0 | 0.03 | 0.03 | 0.03
PeakO | 0 | 0 | 0 | 0 | 0 | 0
ST | 0 | 0 | 0 | 0 | 0 | 0
STOG | 1.27 | 1.98 | 0.62 | 0.55 | 0 | 0
STWD | 0 | 0 | 0 | 0 | 0 | 0
WT | 0 | 0 | 0 | 0 | 0 | 0
IGCC | 0 | 0 | 0 | 0 | 0 | 0
DemandResponse | 0 | 0 | 0 | 0 | 0 | 0
IGCC-CCS | 0 | 0 | 0 | 0 | 0 | 0
WT_off | 0 | 0 | 0 | 0 | 0 | 0
PseudoUnit | 0 | 0 | 0 | 0 | 0 | 0
FixedInterchange | 0 | 0 | 0 | 0 | 0 | 0
CO2 Emissions (MMshortTons): NP15
ReportingType | 2015 | 2020 | 2025 | 2030 | 2035 | 2040
BM | 0 | 0 | 0 | 0 | 0 | 0
CC | 24.87 | 24.71 | 24.6 | 17.15 | 5.76 | 2.64
CSP | 0 | 0 | 0 | 0 | 0 | 0
CT | 0 | 0 | 0 | 0 | 0 | 0
Coal | 1.73 | 0 | 0 | 0 | 0 | 0
Geo | 0 | 0 | 0 | 0 | 0 | 0
H | 0 | 0 | 0 | 0 | 0 | 0
LFG | 0 | 0 | 0 | 0 | 0 | 0
Nuc | 0 | 0 | 0 | 0 | 0 | 0
PS | 0 | 0 | 0 | 0 | 0 | 0
PV | 0 | 0 | 0 | 0 | 0 | 0
PeakG | 0 | 0 | 0 | 0 | 0 | 0
PeakO | 0 | 0 | 0 | 0 | 0 | 0
ST | 0 | 0 | 0 | 0 | 0 | 0
STOG | 0.04 | 0.02 | 0.04 | 0 | 0 | 0
STWD | 0 | 0 | 0 | 0 | 0 | 0
WT | 0 | 0 | 0 | 0 | 0 | 0
IGCC | 0 | 0 | 0 | 0 | 0 | 0
DemandResponse | 0 | 0 | 0 | 0 | 0 | 0
IGCC-CCS | 0 | 0 | 0 | 0 | 0 | 0
WT_off | 0 | 0 | 0 | 0 | 0 | 0
PseudoUnit | 0 | 0 | 0 | 0 | 0 | 0
FixedInterchange | 0 | 0 | 0 | 0 | 0 | 0
CO2 Emissions (MMshortTons): NWPP_Coal
ReportingType | 2015 | 2020 | 2025 | 2030 | 2035 | 2040
BM | 0 | 0 | 0 | 0 | 0 | 0
CC | 0 | 0 | 0 | 0 | 0 | 0
CSP | 0 | 0 | 0 | 0 | 0 | 0
CT | 0 | 0 | 0 | 0 | 0 | 0
Coal | 54.89 | 41.22 | 0.17 | 0.17 | 0.17 | 0.17
Geo | 0 | 0 | 0 | 0 | 0 | 0
H | 0 | 0 | 0 | 0 | 0 | 0
LFG | 0 | 0 | 0 | 0 | 0 | 0
Nuc | 0 | 0 | 0 | 0 | 0 | 0
PS | 0 | 0 | 0 | 0 | 0 | 0
PV | 0 | 0 | 0 | 0 | 0 | 0
PeakG | 0 | 0 | 0 | 0 | 0 | 0
PeakO | 0 | 0 | 0 | 0 | 0 | 0
ST | 0 | 0 | 0 | 0 | 0 | 0
STOG | 0 | 0 | 0 | 0 | 0 | 0
STWD | 0 | 0 | 0 | 0 | 0 | 0
WT | 0 | 0 | 0 | 0 | 0 | 0
IGCC | 0 | 0 | 0 | 0 | 0 | 0
DemandResponse | 0 | 0 | 0 | 0 | 0 | 0
IGCC-CCS | 0 | 0 | 0 | 0 | 0 | 0
WT_off | 0 | 0 | 0 | 0 | 0 | 0
PseudoUnit | 0 | 0 | 0 | 0 | 0 | 0
FixedInterchange | 0 | 0 | 0 | 0 | 0 | 0
CO2 Emissions (MMshortTons): NWPP_Gas
ReportingType | 2015 | 2020 | 2025 | 2030 | 2035 | 2040
BM | 0 | 0 | 0 | 0 | 0 | 0
CC | 21.09 | 25.82 | 25.82 | 16.08 | 2.51 | 2.14
CSP | 0 | 0 | 0 | 0 | 0 | 0
CT | 0 | 0 | 0 | 0 | 0 | 0
Coal | 0 | 0 | 0 | 0 | 0 | 0
Geo | 0 | 0 | 0 | 0 | 0 | 0
H | 0 | 0 | 0 | 0 | 0 | 0
LFG | 0 | 0 | 0 | 0 | 0 | 0
Nuc | 0 | 0 | 0 | 0 | 0 | 0
PS | 0 | 0 | 0 | 0 | 0 | 0
PV | 0 | 0 | 0 | 0 | 0 | 0
PeakG | 0 | 0 | 0 | 0 | 0 | 0
PeakO | 0 | 0 | 0 | 0 | 0 | 0
ST | 0 | 0 | 0 | 0 | 0 | 0
STOG | 0 | 0 | 0 | 0 | 0 | 0
STWD | 0 | 0 | 0 | 0 | 0 | 0
WT | 0 | 0 | 0 | 0 | 0 | 0
IGCC | 0 | 0 | 0 | 0 | 0 | 0
DemandResponse | 0 | 0 | 0 | 0 | 0 | 0
IGCC-CCS | 0 | 0 | 0 | 0 | 0 | 0
WT_off | 0 | 0 | 0 | 0 | 0 | 0
PseudoUnit | 0 | 0 | 0 | 0 | 0 | 0
FixedInterchange | 0 | 0 | 0 | 0 | 0 | 0
CO2 Emissions (MMshortTons): NWPP_NucRenew
ReportingType | 2015 | 2020 | 2025 | 2030 | 2035 | 2040
BM | 0 | 0 | 0 | 0 | 0 | 0
CC | 0 | 0 | 0 | 0 | 0 | 0
CSP | 0 | 0 | 0 | 0 | 0 | 0
CT | 0 | 0 | 0 | 0 | 0 | 0
Coal | 0 | 0 | 0 | 0 | 0 | 0
Geo | 0 | 0 | 0 | 0 | 0 | 0
H | 0 | 0 | 0 | 0 | 0 | 0
LFG | 0 | 0 | 0 | 0 | 0 | 0
Nuc | 0 | 0 | 0 | 0 | 0 | 0
PS | 0 | 0 | 0 | 0 | 0 | 0
PV | 0 | 0 | 0 | 0 | 0 | 0
PeakG | 0 | 0 | 0 | 0 | 0 | 0
PeakO | 0 | 0 | 0 | 0 | 0 | 0
ST | 0 | 0 | 0 | 0 | 0 | 0
STOG | 0 | 0 | 0 | 0 | 0 | 0
STWD | 0 | 0 | 0 | 0 | 0 | 0
WT | 0 | 0 | 0 | 0 | 0 | 0
IGCC | 0 | 0 | 0 | 0 | 0 | 0
DemandResponse | 0 | 0 | 0 | 0 | 0 | 0
IGCC-CCS | 0 | 0 | 0 | 0 | 0 | 0
WT_off | 0 | 0 | 0 | 0 | 0 | 0
PseudoUnit | 0 | 0 | 0 | 0 | 0 | 0
FixedInterchange | 0 | 0 | 0 | 0 | 0 | 0
CO2 Emissions (MMshortTons): RMPA
ReportingType | 2015 | 2020 | 2025 | 2030 | 2035 | 2040
BM | 0 | 0 | 0 | 0 | 0 | 0
CC | 4.75 | 4.23 | 7.6 | 4.37 | 1.78 | 1.24
CSP | 0 | 0 | 0 | 0 | 0 | 0
CT | 0 | 0 | 0 | 0 | 0 | 0
Coal | 54.89 | 44.38 | 3.63 | 0.44 | 0.43 | 0.43
Geo | 0 | 0 | 0 | 0 | 0 | 0
H | 0 | 0 | 0 | 0 | 0 | 0
LFG | 0 | 0 | 0 | 0 | 0 | 0
Nuc | 0 | 0 | 0 | 0 | 0 | 0
PS | 0 | 0 | 0 | 0 | 0 | 0
PV | 0 | 0 | 0 | 0 | 0 | 0
PeakG | 0 | 0 | 0 | 0 | 0 | 0
PeakO | 0 | 0 | 0 | 0 | 0 | 0
ST | 0 | 0 | 0 | 0 | 0 | 0
STOG | 0 | 0 | 0 | 0 | 0 | 0
STWD | 0 | 0 | 0 | 0 | 0 | 0
WT | 0 | 0 | 0 | 0 | 0 | 0
IGCC | 0 | 0 | 0 | 0 | 0 | 0
DemandResponse | 0 | 0 | 0 | 0 | 0 | 0
IGCC-CCS | 0 | 0 | 0 | 0 | 0 | 0
WT_off | 0 | 0 | 0 | 0 | 0 | 0
PseudoUnit | 0 | 0 | 0 | 0 | 0 | 0
FixedInterchange | 0 | 0 | 0 | 0 | 0 | 0
CO2 Emissions (MMshortTons): SP15
ReportingType | 2015 | 2020 | 2025 | 2030 | 2035 | 2040
BM | 0 | 0 | 0 | 0 | 0 | 0
CC | 33.91 | 30.6 | 30.01 | 25.64 | 11.59 | 6.44
CSP | 0 | 0 | 0 | 0 | 0 | 0
CT | 0 | 0 | 0 | 0 | 0 | 0
Coal | 1.64 | 0.9 | 0 | 0 | 0 | 0
Geo | 0 | 0 | 0 | 0 | 0 | 0
H | 0 | 0 | 0 | 0 | 0 | 0
LFG | 0 | 0 | 0 | 0 | 0 | 0
Nuc | 0 | 0 | 0 | 0 | 0 | 0
PS | 0 | 0 | 0 | 0 | 0 | 0
PV | 0 | 0 | 0 | 0 | 0 | 0
PeakG | 0 | 0 | 0 | 0 | 0 | 0
PeakO | 0 | 0 | 0 | 0 | 0 | 0
ST | 0 | 0 | 0 | 0 | 0 | 0
STOG | 0.29 | 0.13 | 0.28 | 0.12 | 0.04 | 0.04
STWD | 0 | 0 | 0 | 0 | 0 | 0
WT | 0 | 0 | 0 | 0 | 0 | 0
IGCC | 0 | 0 | 0 | 0 | 0 | 0
DemandResponse | 0 | 0 | 0 | 0 | 0 | 0
IGCC-CCS | 0 | 0 | 0 | 0 | 0 | 0
WT_off | 0 | 0 | 0 | 0 | 0 | 0
PseudoUnit | 0 | 0 | 0 | 0 | 0 | 0
FixedInterchange | 0 | 0 | 0 | 0 | 0 | 0
CO2 Emissions (MMshortTons): ALB
ReportingType | 2015 | 2020 | 2025 | 2030 | 2035 | 2040
BM | 0 | 0 | 0 | 0 | 0 | 0
CC | 7.28 | 7.5 | 7.55 | 0 | 0 | 0
CSP | 0 | 0 | 0 | 0 | 0 | 0
CT | 0 | 0 | 0 | 0 | 0 | 0
Coal | 50 | 50 | 49.32 | 0 | 0 | 0
Geo | 0 | 0 | 0 | 0 | 0 | 0
H | 0 | 0 | 0 | 0 | 0 | 0
LFG | 0 | 0 | 0 | 0 | 0 | 0
Nuc | 0 | 0 | 0 | 0 | 0 | 0
PS | 0 | 0 | 0 | 0 | 0 | 0
PV | 0 | 0 | 0 | 0 | 0 | 0
PeakG | 0 | 0 | 0 | 0 | 0 | 0
PeakO | 0 | 0 | 0 | 0 | 0 | 0
ST | 0 | 0 | 0 | 0 | 0 | 0
STOG | 0 | 0 | 0 | 0 | 0 | 0
STWD | 0 | 0 | 0 | 0 | 0 | 0
WT | 0 | 0 | 0 | 0 | 0 | 0
IGCC | 0 | 0 | 0 | 0 | 0 | 0
DemandResponse | 0 | 0 | 0 | 0 | 0 | 0
IGCC-CCS | 0 | 0 | 0 | 0 | 0 | 0
WT_off | 0 | 0 | 0 | 0 | 0 | 0
PseudoUnit | 0 | 0 | 0 | 0 | 0 | 0
FixedInterchange | 0 | 0 | 0 | 0 | 0 | 0
CO2 Emissions (MMshortTons): BC
ReportingType | 2015 | 2020 | 2025 | 2030 | 2035 | 2040
BM | 0 | 0 | 0 | 0 | 0 | 0
CC | 1.8 | 1.8 | 1.8 | 1.14 | 0 | 0
CSP | 0 | 0 | 0 | 0 | 0 | 0
CT | 0 | 0 | 0 | 0 | 0 | 0
Coal | 0 | 0 | 0 | 0 | 0 | 0
Geo | 0 | 0 | 0 | 0 | 0 | 0
H | 0 | 0 | 0 | 0 | 0 | 0
LFG | 0 | 0 | 0 | 0 | 0 | 0
Nuc | 0 | 0 | 0 | 0 | 0 | 0
PS | 0 | 0 | 0 | 0 | 0 | 0
PV | 0 | 0 | 0 | 0 | 0 | 0
PeakG | 0 | 0 | 0 | 0 | 0 | 0
PeakO | 0 | 0 | 0 | 0 | 0 | 0
ST | 0 | 0 | 0 | 0 | 0 | 0
STOG | 0 | 0 | 0 | 0 | 0 | 0
STWD | 0 | 0 | 0 | 0 | 0 | 0
WT | 0 | 0 | 0 | 0 | 0 | 0
IGCC | 0 | 0 | 0 | 0 | 0 | 0
DemandResponse | 0 | 0 | 0 | 0 | 0 | 0
IGCC-CCS | 0 | 0 | 0 | 0 | 0 | 0
WT_off | 0 | 0 | 0 | 0 | 0 | 0
PseudoUnit | 0 | 0 | 0 | 0 | 0 | 0
FixedInterchange | 0 | 0 | 0 | 0 | 0 | 0
CO2 Emissions (MMshortTons): HQ_IESO
ReportingType | 2015 | 2020 | 2025 | 2030 | 2035 | 2040
BM | 0 | 0 | 0 | 0 | 0 | 0
CC | 0 | 0 | 0 | 0 | 0 | 0
CSP | 0 | 0 | 0 | 0 | 0 | 0
CT | 0 | 0 | 0 | 0 | 0 | 0
Coal | 0 | 0 | 0 | 0 | 0 | 0
Geo | 0 | 0 | 0 | 0 | 0 | 0
H | 0 | 0 | 0 | 0 | 0 | 0
LFG | 0 | 0 | 0 | 0 | 0 | 0
Nuc | 0 | 0 | 0 | 0 | 0 | 0
PS | 0 | 0 | 0 | 0 | 0 | 0
PV | 0 | 0 | 0 | 0 | 0 | 0
PeakG | 0 | 0 | 0 | 0 | 0 | 0
PeakO | 0 | 0 | 0 | 0 | 0 | 0
ST | 0 | 0 | 0 | 0 | 0 | 0
STOG | 0 | 0 | 0 | 0 | 0 | 0
STWD | 0 | 0 | 0 | 0 | 0 | 0
WT | 0 | 0 | 0 | 0 | 0 | 0
IGCC | 0 | 0 | 0 | 0 | 0 | 0
DemandResponse | 0 | 0 | 0 | 0 | 0 | 0
IGCC-CCS | 0 | 0 | 0 | 0 | 0 | 0
WT_off | 0 | 0 | 0 | 0 | 0 | 0
PseudoUnit | 0 | 0 | 0 | 0 | 0 | 0
FixedInterchange | 0 | 0 | 0 | 0 | 0 | 0
CO2 Emissions (MMshortTons): HQ_NEISO
ReportingType | 2015 | 2020 | 2025 | 2030 | 2035 | 2040
BM | 0 | 0 | 0 | 0 | 0 | 0
CC | 0 | 0 | 0 | 0 | 0 | 0
CSP | 0 | 0 | 0 | 0 | 0 | 0
CT | 0 | 0 | 0 | 0 | 0 | 0
Coal | 0 | 0 | 0 | 0 | 0 | 0
Geo | 0 | 0 | 0 | 0 | 0 | 0
H | 0 | 0 | 0 | 0 | 0 | 0
LFG | 0 | 0 | 0 | 0 | 0 | 0
Nuc | 0 | 0 | 0 | 0 | 0 | 0
PS | 0 | 0 | 0 | 0 | 0 | 0
PV | 0 | 0 | 0 | 0 | 0 | 0
PeakG | 0 | 0 | 0 | 0 | 0 | 0
PeakO | 0 | 0 | 0 | 0 | 0 | 0
ST | 0 | 0 | 0 | 0 | 0 | 0
STOG | 0 | 0 | 0 | 0 | 0 | 0
STWD | 0 | 0 | 0 | 0 | 0 | 0
WT | 0 | 0 | 0 | 0 | 0 | 0
IGCC | 0 | 0 | 0 | 0 | 0 | 0
DemandResponse | 0 | 0 | 0 | 0 | 0 | 0
IGCC-CCS | 0 | 0 | 0 | 0 | 0 | 0
WT_off | 0 | 0 | 0 | 0 | 0 | 0
PseudoUnit | 0 | 0 | 0 | 0 | 0 | 0
FixedInterchange | 0 | 0 | 0 | 0 | 0 | 0
CO2 Emissions (MMshortTons): HQ_NY
ReportingType | 2015 | 2020 | 2025 | 2030 | 2035 | 2040
BM | 0 | 0 | 0 | 0 | 0 | 0
CC | 0 | 0 | 0 | 0 | 0 | 0
CSP | 0 | 0 | 0 | 0 | 0 | 0
CT | 0 | 0 | 0 | 0 | 0 | 0
Coal | 0 | 0 | 0 | 0 | 0 | 0
Geo | 0 | 0 | 0 | 0 | 0 | 0
H | 0 | 0 | 0 | 0 | 0 | 0
LFG | 0 | 0 | 0 | 0 | 0 | 0
Nuc | 0 | 0 | 0 | 0 | 0 | 0
PS | 0 | 0 | 0 | 0 | 0 | 0
PV | 0 | 0 | 0 | 0 | 0 | 0
PeakG | 0 | 0 | 0 | 0 | 0 | 0
PeakO | 0 | 0 | 0 | 0 | 0 | 0
ST | 0 | 0 | 0 | 0 | 0 | 0
STOG | 0 | 0 | 0 | 0 | 0 | 0
STWD | 0 | 0 | 0 | 0 | 0 | 0
WT | 0 | 0 | 0 | 0 | 0 | 0
IGCC | 0 | 0 | 0 | 0 | 0 | 0
DemandResponse | 0 | 0 | 0 | 0 | 0 | 0
IGCC-CCS | 0 | 0 | 0 | 0 | 0 | 0
WT_off | 0 | 0 | 0 | 0 | 0 | 0
PseudoUnit | 0 | 0 | 0 | 0 | 0 | 0
FixedInterchange | 0 | 0 | 0 | 0 | 0 | 0
CO2 Emissions (MMshortTons): MARITIMES
ReportingType | 2015 | 2020 | 2025 | 2030 | 2035 | 2040
BM | 0 | 0 | 0 | 0 | 0 | 0
CC | 0 | 0 | 0 | 0 | 0 | 0
CSP | 0 | 0 | 0 | 0 | 0 | 0
CT | 0 | 0 | 0 | 0 | 0 | 0
Coal | 0 | 0 | 0 | 0 | 0 | 0
Geo | 0 | 0 | 0 | 0 | 0 | 0
H | 0 | 0 | 0 | 0 | 0 | 0
LFG | 0 | 0 | 0 | 0 | 0 | 0
Nuc | 0 | 0 | 0 | 0 | 0 | 0
PS | 0 | 0 | 0 | 0 | 0 | 0
PV | 0 | 0 | 0 | 0 | 0 | 0
PeakG | 0 | 0 | 0 | 0 | 0 | 0
PeakO | 0 | 0 | 0 | 0 | 0 | 0
ST | 0 | 0 | 0 | 0 | 0 | 0
STOG | 0 | 0 | 0 | 0 | 0 | 0
STWD | 0 | 0 | 0 | 0 | 0 | 0
WT | 0 | 0 | 0 | 0 | 0 | 0
IGCC | 0 | 0 | 0 | 0 | 0 | 0
DemandResponse | 0 | 0 | 0 | 0 | 0 | 0
IGCC-CCS | 0 | 0 | 0 | 0 | 0 | 0
WT_off | 0 | 0 | 0 | 0 | 0 | 0
PseudoUnit | 0 | 0 | 0 | 0 | 0 | 0
FixedInterchange | 0 | 0 | 0 | 0 | 0 | 0
CO2 Emissions (MMshortTons): All
ReportingType | 2015 | 2020 | 2025 | 2030 | 2035 | 2040
BM | 0 | 0 | 0 | 0 | 0 | 0
CC | 645.59 | 774.79 | 776.07 | 602.36 | 332.46 | 101.23
CSP | 0 | 0 | 0 | 0 | 0 | 0
CT | 0.36 | 0.59 | 0.7 | 0.25 | 0 | 0
Coal | 1117.29 | 489.93 | 93.81 | 7.34 | 11.35 | 11.54
Geo | 0 | 0 | 0 | 0 | 0 | 0
H | 0 | 0 | 0 | 0 | 0 | 0
LFG | 0 | 0 | 0 | 0 | 0 | 0
Nuc | 0 | 0 | 0 | 0 | 0 | 0
PS | 0 | 0 | 0 | 0 | 0 | 0
PV | 0 | 0 | 0 | 0 | 0 | 0
PeakG | 1.98 | 2.85 | 3.84 | 2.59 | 1.75 | 0.84
PeakO | 0 | 0 | 0 | 0 | 0 | 0
ST | 0 | 0 | 0 | 0 | 0 | 0
STOG | 4.55 | 4.82 | 2.93 | 2.01 | 0.3 | 0.08
STWD | 0 | 0 | 0 | 0 | 0 | 0
WT | 0 | 0 | 0 | 0 | 0 | 0
IGCC | 4.15 | 4.15 | 0.6 | 0 | 0 | 0
DemandResponse | 0 | 0 | 0 | 0 | 0 | 0
IGCC-CCS | 0 | 0 | 0 | 0 | 0 | 0
WT_off | 0 | 0 | 0 | 0 | 0 | 0
PseudoUnit | 0 | 0 | 0 | 0 | 0 | 0
FixedInterchange | 0 | 0 | 0 | 0 | 0 | 0
CO2 Emissions (MMshortTons): EI_US
ReportingType | 2015 | 2020 | 2025 | 2030 | 2035 | 2040
BM | 0 | 0 | 0 | 0 | 0 | 0
CC | 434.86 | 563.05 | 565.99 | 446.57 | 273.84 | 63.61
CSP | 0 | 0 | 0 | 0 | 0 | 0
CT | 0.36 | 0.59 | 0.7 | 0.24 | 0 | 0
Coal | 856.4 | 277.18 | 28.99 | 5.94 | 9.48 | 9.87
Geo | 0 | 0 | 0 | 0 | 0 | 0
H | 0 | 0 | 0 | 0 | 0 | 0
LFG | 0 | 0 | 0 | 0 | 0 | 0
Nuc | 0 | 0 | 0 | 0 | 0 | 0
PS | 0 | 0 | 0 | 0 | 0 | 0
PV | 0 | 0 | 0 | 0 | 0 | 0
PeakG | 1.92 | 2.79 | 3.84 | 2.57 | 1.73 | 0.81
PeakO | 0 | 0 | 0 | 0 | 0 | 0
ST | 0 | 0 | 0 | 0 | 0 | 0
STOG | 2.93 | 2.67 | 1.99 | 1.34 | 0.26 | 0.04
STWD | 0 | 0 | 0 | 0 | 0 | 0
WT | 0 | 0 | 0 | 0 | 0 | 0
IGCC | 4.15 | 4.15 | 0.6 | 0 | 0 | 0
DemandResponse | 0 | 0 | 0 | 0 | 0 | 0
IGCC-CCS | 0 | 0 | 0 | 0 | 0 | 0
WT_off | 0 | 0 | 0 | 0 | 0 | 0
PseudoUnit | 0 | 0 | 0 | 0 | 0 | 0
FixedInterchange | 0 | 0 | 0 | 0 | 0 | 0
CO2 Emissions (MMshortTons): EI_Canada
ReportingType | 2015 | 2020 | 2025 | 2030 | 2035 | 2040
BM | 0 | 0 | 0 | 0 | 0 | 0
CC | 5.45 | 3.44 | 0.26 | 0.11 | 0.06 | 0.05
CSP | 0 | 0 | 0 | 0 | 0 | 0
CT | 0 | 0 | 0 | 0 | 0 | 0
Coal | 0.26 | 0.04 | 0 | 0 | 0 | 0
Geo | 0 | 0 | 0 | 0 | 0 | 0
H | 0 | 0 | 0 | 0 | 0 | 0
LFG | 0 | 0 | 0 | 0 | 0 | 0
Nuc | 0 | 0 | 0 | 0 | 0 | 0
PS | 0 | 0 | 0 | 0 | 0 | 0
PV | 0 | 0 | 0 | 0 | 0 | 0
PeakG | 0.06 | 0.06 | 0 | 0 | 0 | 0
PeakO | 0 | 0 | 0 | 0 | 0 | 0
ST | 0 | 0 | 0 | 0 | 0 | 0
STOG | 0.02 | 0.02 | 0 | 0 | 0 | 0
STWD | 0 | 0 | 0 | 0 | 0 | 0
WT | 0 | 0 | 0 | 0 | 0 | 0
IGCC | 0 | 0 | 0 | 0 | 0 | 0
DemandResponse | 0 | 0 | 0 | 0 | 0 | 0
IGCC-CCS | 0 | 0 | 0 | 0 | 0 | 0
WT_off | 0 | 0 | 0 | 0 | 0 | 0
PseudoUnit | 0 | 0 | 0 | 0 | 0 | 0
FixedInterchange | 0 | 0 | 0 | 0 | 0 | 0
CO2 Emissions (MMshortTons): EI
ReportingType | 2015 | 2020 | 2025 | 2030 | 2035 | 2040
BM | 0 | 0 | 0 | 0 | 0 | 0
CC | 440.31 | 566.49 | 566.25 | 446.68 | 273.91 | 63.66
CSP | 0 | 0 | 0 | 0 | 0 | 0
CT | 0.36 | 0.59 | 0.7 | 0.24 | 0 | 0
Coal | 856.65 | 277.22 | 28.99 | 5.94 | 9.48 | 9.87
Geo | 0 | 0 | 0 | 0 | 0 | 0
H | 0 | 0 | 0 | 0 | 0 | 0
LFG | 0 | 0 | 0 | 0 | 0 | 0
Nuc | 0 | 0 | 0 | 0 | 0 | 0
PS | 0 | 0 | 0 | 0 | 0 | 0
PV | 0 | 0 | 0 | 0 | 0 | 0
PeakG | 1.98 | 2.85 | 3.84 | 2.57 | 1.73 | 0.81
PeakO | 0 | 0 | 0 | 0 | 0 | 0
ST | 0 | 0 | 0 | 0 | 0 | 0
STOG | 2.95 | 2.68 | 1.99 | 1.34 | 0.26 | 0.04
STWD | 0 | 0 | 0 | 0 | 0 | 0
WT | 0 | 0 | 0 | 0 | 0 | 0
IGCC | 4.15 | 4.15 | 0.6 | 0 | 0 | 0
DemandResponse | 0 | 0 | 0 | 0 | 0 | 0
IGCC-CCS | 0 | 0 | 0 | 0 | 0 | 0
WT_off | 0 | 0 | 0 | 0 | 0 | 0
PseudoUnit | 0 | 0 | 0 | 0 | 0 | 0
FixedInterchange | 0 | 0 | 0 | 0 | 0 | 0
CO2 Emissions (MMshortTons): Outside_EI
ReportingType | 2015 | 2020 | 2025 | 2030 | 2035 | 2040
BM | 0 | 0 | 0 | 0 | 0 | 0
CC | 205.28 | 208.3 | 209.82 | 155.68 | 58.55 | 37.57
CSP | 0 | 0 | 0 | 0 | 0 | 0
CT | 0 | 0 | 0 | 0.01 | 0 | 0
Coal | 260.63 | 212.71 | 64.82 | 1.4 | 1.87 | 1.67
Geo | 0 | 0 | 0 | 0 | 0 | 0
H | 0 | 0 | 0 | 0 | 0 | 0
LFG | 0 | 0 | 0 | 0 | 0 | 0
Nuc | 0 | 0 | 0 | 0 | 0 | 0
PS | 0 | 0 | 0 | 0 | 0 | 0
PV | 0 | 0 | 0 | 0 | 0 | 0
PeakG | 0 | 0 | 0 | 0.03 | 0.03 | 0.03
PeakO | 0 | 0 | 0 | 0 | 0 | 0
ST | 0 | 0 | 0 | 0 | 0 | 0
STOG | 1.61 | 2.13 | 0.94 | 0.66 | 0.04 | 0.04
STWD | 0 | 0 | 0 | 0 | 0 | 0
WT | 0 | 0 | 0 | 0 | 0 | 0
IGCC | 0 | 0 | 0 | 0 | 0 | 0
DemandResponse | 0 | 0 | 0 | 0 | 0 | 0
IGCC-CCS | 0 | 0 | 0 | 0 | 0 | 0
WT_off | 0 | 0 | 0 | 0 | 0 | 0
PseudoUnit | 0 | 0 | 0 | 0 | 0 | 0
FixedInterchange | 0 | 0 | 0 | 0 | 0 | 0
CO2 Emissions (MMmetricTons): Entergy
ReportingType | 2015 | 2020 | 2025 | 2030 | 2035 | 2040
BM | 0 | 0 | 0 | 0 | 0 | 0
CC | 26.83 | 36.97 | 36.57 | 31.51 | 14.42 | 4.13
CSP | 0 | 0 | 0 | 0 | 0 | 0
CT | 0 | 0 | 0 | 0 | 0 | 0
Coal | 56.09 | 4.91 | 0.53 | 0 | 0 | 0
Geo | 0 | 0 | 0 | 0 | 0 | 0
H | 0 | 0 | 0 | 0 | 0 | 0
LFG | 0 | 0 | 0 | 0 | 0 | 0
Nuc | 0 | 0 | 0 | 0 | 0 | 0
PS | 0 | 0 | 0 | 0 | 0 | 0
PV | 0 | 0 | 0 | 0 | 0 | 0
PeakG | 0 | 0 | 0 | 0 | 0 | 0
PeakO | 0 | 0 | 0 | 0 | 0 | 0
ST | 0 | 0 | 0 | 0 | 0 | 0
STOG | 0.17 | 0.27 | 0 | 0 | 0 | 0
STWD | 0 | 0 | 0 | 0 | 0 | 0
WT | 0 | 0 | 0 | 0 | 0 | 0
IGCC | 0 | 0 | 0 | 0 | 0 | 0
DemandResponse | 0 | 0 | 0 | 0 | 0 | 0
IGCC-CCS | 0 | 0 | 0 | 0 | 0 | 0
WT_off | 0 | 0 | 0 | 0 | 0 | 0
PseudoUnit | 0 | 0 | 0 | 0 | 0 | 0
FixedInterchange | 0 | 0 | 0 | 0 | 0 | 0
CO2 Emissions (MMmetricTons): FRCC
ReportingType | 2015 | 2020 | 2025 | 2030 | 2035 | 2040
BM | 0 | 0 | 0 | 0 | 0 | 0
CC | 68.79 | 71.72 | 69.87 | 39.25 | 15.78 | 9.99
CSP | 0 | 0 | 0 | 0 | 0 | 0
CT | 0.28 | 0.48 | 0.54 | 0.19 | 0 | 0
Coal | 16.78 | 5.97 | 0.88 | 0.12 | 0.39 | 0.45
Geo | 0 | 0 | 0 | 0 | 0 | 0
H | 0 | 0 | 0 | 0 | 0 | 0
LFG | 0 | 0 | 0 | 0 | 0 | 0
Nuc | 0 | 0 | 0 | 0 | 0 | 0
PS | 0 | 0 | 0 | 0 | 0 | 0
PV | 0 | 0 | 0 | 0 | 0 | 0
PeakG | 0.23 | 0.37 | 0.44 | 0.04 | 0.05 | 0.04
PeakO | 0 | 0 | 0 | 0 | 0 | 0
ST | 0 | 0 | 0 | 0 | 0 | 0
STOG | 0.05 | 0.05 | 0 | 0 | 0 | 0
STWD | 0 | 0 | 0 | 0 | 0 | 0
WT | 0 | 0 | 0 | 0 | 0 | 0
IGCC | 0 | 0 | 0 | 0 | 0 | 0
DemandResponse | 0 | 0 | 0 | 0 | 0 | 0
IGCC-CCS | 0 | 0 | 0 | 0 | 0 | 0
WT_off | 0 | 0 | 0 | 0 | 0 | 0
PseudoUnit | 0 | 0 | 0 | 0 | 0 | 0
FixedInterchange | 0 | 0 | 0 | 0 | 0 | 0
CO2 Emissions (MMmetricTons): MAPP_US
ReportingType | 2015 | 2020 | 2025 | 2030 | 2035 | 2040
BM | 0 | 0 | 0 | 0 | 0 | 0
CC | 0.52 | 0.08 | 0.12 | 0.07 | 0.07 | 0.02
CSP | 0 | 0 | 0 | 0 | 0 | 0
CT | 0 | 0 | 0 | 0 | 0 | 0
Coal | 11.29 | 3.68 | 0.03 | 0 | 0 | 0
Geo | 0 | 0 | 0 | 0 | 0 | 0
H | 0 | 0 | 0 | 0 | 0 | 0
LFG | 0 | 0 | 0 | 0 | 0 | 0
Nuc | 0 | 0 | 0 | 0 | 0 | 0
PS | 0 | 0 | 0 | 0 | 0 | 0
PV | 0 | 0 | 0 | 0 | 0 | 0
PeakG | 0.03 | 0.04 | 0.04 | 0.05 | 0.04 | 0.03
PeakO | 0 | 0 | 0 | 0 | 0 | 0
ST | 0 | 0 | 0 | 0 | 0 | 0
STOG | 0 | 0 | 0 | 0 | 0 | 0
STWD | 0 | 0 | 0 | 0 | 0 | 0
WT | 0 | 0 | 0 | 0 | 0 | 0
IGCC | 0 | 0 | 0 | 0 | 0 | 0
DemandResponse | 0 | 0 | 0 | 0 | 0 | 0
IGCC-CCS | 0 | 0 | 0 | 0 | 0 | 0
WT_off | 0 | 0 | 0 | 0 | 0 | 0
PseudoUnit | 0 | 0 | 0 | 0 | 0 | 0
FixedInterchange | 0 | 0 | 0 | 0 | 0 | 0
CO2 Emissions (MMmetricTons): MISO_IN
ReportingType | 2015 | 2020 | 2025 | 2030 | 2035 | 2040
BM | 0 | 0 | 0 | 0 | 0 | 0
CC | 4.11 | 58.22 | 58.82 | 53.28 | 46.25 | 10.22
CSP | 0 | 0 | 0 | 0 | 0 | 0
CT | 0 | 0 | 0 | 0 | 0 | 0
Coal | 46.69 | 19.37 | 2.32 | 0.58 | 1.68 | 1.73
Geo | 0 | 0 | 0 | 0 | 0 | 0
H | 0 | 0 | 0 | 0 | 0 | 0
LFG | 0 | 0 | 0 | 0 | 0 | 0
Nuc | 0 | 0 | 0 | 0 | 0 | 0
PS | 0 | 0 | 0 | 0 | 0 | 0
PV | 0 | 0 | 0 | 0 | 0 | 0
PeakG | 0 | 0 | 0 | 0 | 0 | 0
PeakO | 0 | 0 | 0 | 0 | 0 | 0
ST | 0 | 0 | 0 | 0 | 0 | 0
STOG | 0.02 | 0.02 | 0.02 | 0 | 0 | 0
STWD | 0 | 0 | 0 | 0 | 0 | 0
WT | 0 | 0 | 0 | 0 | 0 | 0
IGCC | 3.76 | 3.76 | 0.54 | 0 | 0 | 0
DemandResponse | 0 | 0 | 0 | 0 | 0 | 0
IGCC-CCS | 0 | 0 | 0 | 0 | 0 | 0
WT_off | 0 | 0 | 0 | 0 | 0 | 0
PseudoUnit | 0 | 0 | 0 | 0 | 0 | 0
FixedInterchange | 0 | 0 | 0 | 0 | 0 | 0
CO2 Emissions (MMmetricTons): MISO_MI
ReportingType | 2015 | 2020 | 2025 | 2030 | 2035 | 2040
BM | 0 | 0 | 0 | 0 | 0 | 0
CC | 6.84 | 6.19 | 6.77 | 4.08 | 3.2 | 0.15
CSP | 0 | 0 | 0 | 0 | 0 | 0
CT | 0 | 0 | 0 | 0 | 0 | 0
Coal | 24.21 | 0 | 0 | 0 | 0 | 0
Geo | 0 | 0 | 0 | 0 | 0 | 0
H | 0 | 0 | 0 | 0 | 0 | 0
LFG | 0 | 0 | 0 | 0 | 0 | 0
Nuc | 0 | 0 | 0 | 0 | 0 | 0
PS | 0 | 0 | 0 | 0 | 0 | 0
PV | 0 | 0 | 0 | 0 | 0 | 0
PeakG | 0.01 | 0 | 0 | 0 | 0 | 0
PeakO | 0 | 0 | 0 | 0 | 0 | 0
ST | 0 | 0 | 0 | 0 | 0 | 0
STOG | 0.18 | 0.06 | 0.09 | 0 | 0 | 0
STWD | 0 | 0 | 0 | 0 | 0 | 0
WT | 0 | 0 | 0 | 0 | 0 | 0
IGCC | 0 | 0 | 0 | 0 | 0 | 0
DemandResponse | 0 | 0 | 0 | 0 | 0 | 0
IGCC-CCS | 0 | 0 | 0 | 0 | 0 | 0
WT_off | 0 | 0 | 0 | 0 | 0 | 0
PseudoUnit | 0 | 0 | 0 | 0 | 0 | 0
FixedInterchange | 0 | 0 | 0 | 0 | 0 | 0
CO2 Emissions (MMmetricTons): MISO_MO-IL
ReportingType | 2015 | 2020 | 2025 | 2030 | 2035 | 2040
BM | 0 | 0 | 0 | 0 | 0 | 0
CC | 1.05 | 1.19 | 1.24 | 0.38 | 0.34 | 0.12
CSP | 0 | 0 | 0 | 0 | 0 | 0
CT | 0 | 0 | 0 | 0 | 0 | 0
Coal | 69.54 | 15.08 | 2.71 | 0.11 | 0.36 | 0.36
Geo | 0 | 0 | 0 | 0 | 0 | 0
H | 0 | 0 | 0 | 0 | 0 | 0
LFG | 0 | 0 | 0 | 0 | 0 | 0
Nuc | 0 | 0 | 0 | 0 | 0 | 0
PS | 0 | 0 | 0 | 0 | 0 | 0
PV | 0 | 0 | 0 | 0 | 0 | 0
PeakG | 0.07 | 0.26 | 0.06 | 0.26 | 0.25 | 0.1
PeakO | 0 | 0 | 0 | 0 | 0 | 0
ST | 0 | 0 | 0 | 0 | 0 | 0
STOG | 0 | 0.01 | 0 | 0 | 0 | 0
STWD | 0 | 0 | 0 | 0 | 0 | 0
WT | 0 | 0 | 0 | 0 | 0 | 0
IGCC | 0 | 0 | 0 | 0 | 0 | 0
DemandResponse | 0 | 0 | 0 | 0 | 0 | 0
IGCC-CCS | 0 | 0 | 0 | 0 | 0 | 0
WT_off | 0 | 0 | 0 | 0 | 0 | 0
PseudoUnit | 0 | 0 | 0 | 0 | 0 | 0
FixedInterchange | 0 | 0 | 0 | 0 | 0 | 0
CO2 Emissions (MMmetricTons): MISO_W
ReportingType | 2015 | 2020 | 2025 | 2030 | 2035 | 2040
BM | 0 | 0 | 0 | 0 | 0 | 0
CC | 3.35 | 4.59 | 1.57 | 1.19 | 0.75 | 0.43
CSP | 0 | 0 | 0 | 0 | 0 | 0
CT | 0 | 0 | 0 | 0 | 0 | 0
Coal | 71.25 | 27.46 | 1.42 | 0.38 | 0.38 | 0.38
Geo | 0 | 0 | 0 | 0 | 0 | 0
H | 0 | 0 | 0 | 0 | 0 | 0
LFG | 0 | 0 | 0 | 0 | 0 | 0
Nuc | 0 | 0 | 0 | 0 | 0 | 0
PS | 0 | 0 | 0 | 0 | 0 | 0
PV | 0 | 0 | 0 | 0 | 0 | 0
PeakG | 0.1 | 0.15 | 0 | 0 | 0.03 | 0
PeakO | 0 | 0 | 0 | 0 | 0 | 0
ST | 0 | 0 | 0 | 0 | 0 | 0
STOG | 0 | 0 | 0 | 0 | 0 | 0
STWD | 0 | 0 | 0 | 0 | 0 | 0
WT | 0 | 0 | 0 | 0 | 0 | 0
IGCC | 0 | 0 | 0 | 0 | 0 | 0
DemandResponse | 0 | 0 | 0 | 0 | 0 | 0
IGCC-CCS | 0 | 0 | 0 | 0 | 0 | 0
WT_off | 0 | 0 | 0 | 0 | 0 | 0
PseudoUnit | 0 | 0 | 0 | 0 | 0 | 0
FixedInterchange | 0 | 0 | 0 | 0 | 0 | 0
CO2 Emissions (MMmetricTons): MISO_WUMS
ReportingType | 2015 | 2020 | 2025 | 2030 | 2035 | 2040
BM | 0 | 0 | 0 | 0 | 0 | 0
CC | 24.94 | 23.96 | 21.92 | 16.29 | 15.39 | 0.45
CSP | 0 | 0 | 0 | 0 | 0 | 0
CT | 0 | 0 | 0 | 0 | 0 | 0
Coal | 10.96 | 1.41 | 0.48 | 0.12 | 0.29 | 0.45
Geo | 0 | 0 | 0 | 0 | 0 | 0
H | 0 | 0 | 0 | 0 | 0 | 0
LFG | 0 | 0 | 0 | 0 | 0 | 0
Nuc | 0 | 0 | 0 | 0 | 0 | 0
PS | 0 | 0 | 0 | 0 | 0 | 0
PV | 0 | 0 | 0 | 0 | 0 | 0
PeakG | 0 | 0 | 0 | 0 | 0 | 0
PeakO | 0 | 0 | 0 | 0 | 0 | 0
ST | 0 | 0 | 0 | 0 | 0 | 0
STOG | 0 | 0 | 0 | 0 | 0 | 0
STWD | 0 | 0 | 0 | 0 | 0 | 0
WT | 0 | 0 | 0 | 0 | 0 | 0
IGCC | 0 | 0 | 0 | 0 | 0 | 0
DemandResponse | 0 | 0 | 0 | 0 | 0 | 0
IGCC-CCS | 0 | 0 | 0 | 0 | 0 | 0
WT_off | 0 | 0 | 0 | 0 | 0 | 0
PseudoUnit | 0 | 0 | 0 | 0 | 0 | 0
FixedInterchange | 0 | 0 | 0 | 0 | 0 | 0
CO2 Emissions (MMmetricTons): Nebraska
ReportingType | 2015 | 2020 | 2025 | 2030 | 2035 | 2040
BM | 0 | 0 | 0 | 0 | 0 | 0
CC | 0.71 | 5.2 | 5.25 | 4.62 | 1.8 | 0.73
CSP | 0 | 0 | 0 | 0 | 0 | 0
CT | 0 | 0 | 0 | 0 | 0 | 0
Coal | 32.1 | 2.02 | 0.58 | 0.36 | 0.35 | 0.35
Geo | 0 | 0 | 0 | 0 | 0 | 0
H | 0 | 0 | 0 | 0 | 0 | 0
LFG | 0 | 0 | 0 | 0 | 0 | 0
Nuc | 0 | 0 | 0 | 0 | 0 | 0
PS | 0 | 0 | 0 | 0 | 0 | 0
PV | 0 | 0 | 0 | 0 | 0 | 0
PeakG | 0.05 | 0 | 0 | 0 | 0 | 0
PeakO | 0 | 0 | 0 | 0 | 0 | 0
ST | 0 | 0 | 0 | 0 | 0 | 0
STOG | 0 | 0 | 0 | 0 | 0 | 0
STWD | 0 | 0 | 0 | 0 | 0 | 0
WT | 0 | 0 | 0 | 0 | 0 | 0
IGCC | 0 | 0 | 0 | 0 | 0 | 0
DemandResponse | 0 | 0 | 0 | 0 | 0 | 0
IGCC-CCS | 0 | 0 | 0 | 0 | 0 | 0
WT_off | 0 | 0 | 0 | 0 | 0 | 0
PseudoUnit | 0 | 0 | 0 | 0 | 0 | 0
FixedInterchange | 0 | 0 | 0 | 0 | 0 | 0
CO2 Emissions (MMmetricTons): NEISO
ReportingType | 2015 | 2020 | 2025 | 2030 | 2035 | 2040
BM | 0 | 0 | 0 | 0 | 0 | 0
CC | 15.82 | 10.59 | 8.3 | 6.51 | 1.82 | 0.76
CSP | 0 | 0 | 0 | 0 | 0 | 0
CT | 0 | 0.01 | 0.01 | 0 | 0 | 0
Coal | 0.04 | 0 | 0 | 0 | 0 | 0
Geo | 0 | 0 | 0 | 0 | 0 | 0
H | 0 | 0 | 0 | 0 | 0 | 0
LFG | 0 | 0 | 0 | 0 | 0 | 0
Nuc | 0 | 0 | 0 | 0 | 0 | 0
PS | 0 | 0 | 0 | 0 | 0 | 0
PV | 0 | 0 | 0 | 0 | 0 | 0
PeakG | 0 | 0.02 | 0.02 | 0.02 | 0 | 0
PeakO | 0 | 0 | 0 | 0 | 0 | 0
ST | 0 | 0 | 0 | 0 | 0 | 0
STOG | 0 | 0 | 0 | 0 | 0 | 0
STWD | 0 | 0 | 0 | 0 | 0 | 0
WT | 0 | 0 | 0 | 0 | 0 | 0
IGCC | 0 | 0 | 0 | 0 | 0 | 0
DemandResponse | 0 | 0 | 0 | 0 | 0 | 0
IGCC-CCS | 0 | 0 | 0 | 0 | 0 | 0
WT_off | 0 | 0 | 0 | 0 | 0 | 0
PseudoUnit | 0 | 0 | 0 | 0 | 0 | 0
FixedInterchange | 0 | 0 | 0 | 0 | 0 | 0
CO2 Emissions (MMmetricTons): NonRTO_Midwest
ReportingType | 2015 | 2020 | 2025 | 2030 | 2035 | 2040
BM | 0 | 0 | 0 | 0 | 0 | 0
CC | 7.65 | 14.27 | 14.27 | 14.17 | 12.05 | 0.78
CSP | 0 | 0 | 0 | 0 | 0 | 0
CT | 0 | 0 | 0 | 0 | 0 | 0
Coal | 33.61 | 15.32 | 3.17 | 0.53 | 0.6 | 0.6
Geo | 0 | 0 | 0 | 0 | 0 | 0
H | 0 | 0 | 0 | 0 | 0 | 0
LFG | 0 | 0 | 0 | 0 | 0 | 0
Nuc | 0 | 0 | 0 | 0 | 0 | 0
PS | 0 | 0 | 0 | 0 | 0 | 0
PV | 0 | 0 | 0 | 0 | 0 | 0
PeakG | 0.09 | 0.03 | 0.15 | 0.15 | 0.03 | 0
PeakO | 0 | 0 | 0 | 0 | 0 | 0
ST | 0 | 0 | 0 | 0 | 0 | 0
STOG | 0 | 0 | 0 | 0 | 0 | 0
STWD | 0 | 0 | 0 | 0 | 0 | 0
WT | 0 | 0 | 0 | 0 | 0 | 0
IGCC | 0 | 0 | 0 | 0 | 0 | 0
DemandResponse | 0 | 0 | 0 | 0 | 0 | 0
IGCC-CCS | 0 | 0 | 0 | 0 | 0 | 0
WT_off | 0 | 0 | 0 | 0 | 0 | 0
PseudoUnit | 0 | 0 | 0 | 0 | 0 | 0
FixedInterchange | 0 | 0 | 0 | 0 | 0 | 0
CO2 Emissions (MMmetricTons): NYISO_A-F
ReportingType | 2015 | 2020 | 2025 | 2030 | 2035 | 2040
BM | 0 | 0 | 0 | 0 | 0 | 0
CC | 2.9 | 3.42 | 2.87 | 1.82 | 0.24 | 0.06
CSP | 0 | 0 | 0 | 0 | 0 | 0
CT | 0 | 0 | 0 | 0 | 0 | 0
Coal | 0 | 0 | 0 | 0 | 0 | 0
Geo | 0 | 0 | 0 | 0 | 0 | 0
H | 0 | 0 | 0 | 0 | 0 | 0
LFG | 0 | 0 | 0 | 0 | 0 | 0
Nuc | 0 | 0 | 0 | 0 | 0 | 0
PS | 0 | 0 | 0 | 0 | 0 | 0
PV | 0 | 0 | 0 | 0 | 0 | 0
PeakG | 0 | 0 | 0 | 0 | 0 | 0
PeakO | 0 | 0 | 0 | 0 | 0 | 0
ST | 0 | 0 | 0 | 0 | 0 | 0
STOG | 0 | 0 | 0 | 0 | 0 | 0
STWD | 0 | 0 | 0 | 0 | 0 | 0
WT | 0 | 0 | 0 | 0 | 0 | 0
IGCC | 0 | 0 | 0 | 0 | 0 | 0
DemandResponse | 0 | 0 | 0 | 0 | 0 | 0
IGCC-CCS | 0 | 0 | 0 | 0 | 0 | 0
WT_off | 0 | 0 | 0 | 0 | 0 | 0
PseudoUnit | 0 | 0 | 0 | 0 | 0 | 0
FixedInterchange | 0 | 0 | 0 | 0 | 0 | 0
CO2 Emissions (MMmetricTons): NYISO_G-I
ReportingType | 2015 | 2020 | 2025 | 2030 | 2035 | 2040
BM | 0 | 0 | 0 | 0 | 0 | 0
CC | 1.26 | 2.8 | 3.21 | 1.1 | 0.75 | 0.51
CSP | 0 | 0 | 0 | 0 | 0 | 0
CT | 0 | 0 | 0 | 0 | 0 | 0
Coal | 0 | 0 | 0 | 0 | 0 | 0
Geo | 0 | 0 | 0 | 0 | 0 | 0
H | 0 | 0 | 0 | 0 | 0 | 0
LFG | 0 | 0 | 0 | 0 | 0 | 0
Nuc | 0 | 0 | 0 | 0 | 0 | 0
PS | 0 | 0 | 0 | 0 | 0 | 0
PV | 0 | 0 | 0 | 0 | 0 | 0
PeakG | 0 | 0 | 0 | 0 | 0 | 0
PeakO | 0 | 0 | 0 | 0 | 0 | 0
ST | 0 | 0 | 0 | 0 | 0 | 0
STOG | 0 | 0 | 0 | 0 | 0 | 0
STWD | 0 | 0 | 0 | 0 | 0 | 0
WT | 0 | 0 | 0 | 0 | 0 | 0
IGCC | 0 | 0 | 0 | 0 | 0 | 0
DemandResponse | 0 | 0 | 0 | 0 | 0 | 0
IGCC-CCS | 0 | 0 | 0 | 0 | 0 | 0
WT_off | 0 | 0 | 0 | 0 | 0 | 0
PseudoUnit | 0 | 0 | 0 | 0 | 0 | 0
FixedInterchange | 0 | 0 | 0 | 0 | 0 | 0
CO2 Emissions (MMmetricTons): NYISO_J-K
ReportingType | 2015 | 2020 | 2025 | 2030 | 2035 | 2040
BM | 0 | 0 | 0 | 0 | 0 | 0
CC | 8.32 | 8.88 | 9.33 | 6.43 | 4.11 | 2.49
CSP | 0 | 0 | 0 | 0 | 0 | 0
CT | 0 | 0 | 0 | 0 | 0 | 0
Coal | 0 | 0 | 0 | 0 | 0 | 0
Geo | 0 | 0 | 0 | 0 | 0 | 0
H | 0 | 0 | 0 | 0 | 0 | 0
LFG | 0 | 0 | 0 | 0 | 0 | 0
Nuc | 0 | 0 | 0 | 0 | 0 | 0
PS | 0 | 0 | 0 | 0 | 0 | 0
PV | 0 | 0 | 0 | 0 | 0 | 0
PeakG | 0.03 | 0.09 | 0.09 | 0.03 | 0.02 | 0.05
PeakO | 0 | 0 | 0 | 0 | 0 | 0
ST | 0 | 0 | 0 | 0 | 0 | 0
STOG | 0.19 | 0.3 | 0.29 | 0.17 | 0.02 | 0.04
STWD | 0 | 0 | 0 | 0 | 0 | 0
WT | 0 | 0 | 0 | 0 | 0 | 0
IGCC | 0 | 0 | 0 | 0 | 0 | 0
DemandResponse | 0 | 0 | 0 | 0 | 0 | 0
IGCC-CCS | 0 | 0 | 0 | 0 | 0 | 0
WT_off | 0 | 0 | 0 | 0 | 0 | 0
PseudoUnit | 0 | 0 | 0 | 0 | 0 | 0
FixedInterchange | 0 | 0 | 0 | 0 | 0 | 0
CO2 Emissions (MMmetricTons): PJM_E
ReportingType | 2015 | 2020 | 2025 | 2030 | 2035 | 2040
BM | 0 | 0 | 0 | 0 | 0 | 0
CC | 17.29 | 18.7 | 20.6 | 16.55 | 13.06 | 5.9
CSP | 0 | 0 | 0 | 0 | 0 | 0
CT | 0 | 0 | 0 | 0 | 0 | 0
Coal | 0.62 | 0.47 | 0.19 | 0 | 0.08 | 0.17
Geo | 0 | 0 | 0 | 0 | 0 | 0
H | 0 | 0 | 0 | 0 | 0 | 0
LFG | 0 | 0 | 0 | 0 | 0 | 0
Nuc | 0 | 0 | 0 | 0 | 0 | 0
PS | 0 | 0 | 0 | 0 | 0 | 0
PV | 0 | 0 | 0 | 0 | 0 | 0
PeakG | 0.02 | 0.24 | 0.28 | 0.29 | 0.21 | 0.15
PeakO | 0 | 0 | 0 | 0 | 0 | 0
ST | 0 | 0 | 0 | 0 | 0 | 0
STOG | 0.16 | 0.3 | 0 | 0 | 0 | 0
STWD | 0 | 0 | 0 | 0 | 0 | 0
WT | 0 | 0 | 0 | 0 | 0 | 0
IGCC | 0 | 0 | 0 | 0 | 0 | 0
DemandResponse | 0 | 0 | 0 | 0 | 0 | 0
IGCC-CCS | 0 | 0 | 0 | 0 | 0 | 0
WT_off | 0 | 0 | 0 | 0 | 0 | 0
PseudoUnit | 0 | 0 | 0 | 0 | 0 | 0
FixedInterchange | 0 | 0 | 0 | 0 | 0 | 0
CO2 Emissions (MMmetricTons): PJM_ROM
ReportingType | 2015 | 2020 | 2025 | 2030 | 2035 | 2040
BM | 0 | 0 | 0 | 0 | 0 | 0
CC | 7.76 | 8.57 | 9.54 | 7.8 | 5.67 | 1.85
CSP | 0 | 0 | 0 | 0 | 0 | 0
CT | 0 | 0 | 0 | 0 | 0 | 0
Coal | 8.63 | 1.22 | 0.02 | 0 | 0 | 0
Geo | 0 | 0 | 0 | 0 | 0 | 0
H | 0 | 0 | 0 | 0 | 0 | 0
LFG | 0 | 0 | 0 | 0 | 0 | 0
Nuc | 0 | 0 | 0 | 0 | 0 | 0
PS | 0 | 0 | 0 | 0 | 0 | 0
PV | 0 | 0 | 0 | 0 | 0 | 0
PeakG | 0 | 0.01 | 0.03 | 0.18 | 0.1 | 0.09
PeakO | 0 | 0 | 0 | 0 | 0 | 0
ST | 0 | 0 | 0 | 0 | 0 | 0
STOG | 0.39 | 0.49 | 0.01 | 0 | 0 | 0
STWD | 0 | 0 | 0 | 0 | 0 | 0
WT | 0 | 0 | 0 | 0 | 0 | 0
IGCC | 0 | 0 | 0 | 0 | 0 | 0
DemandResponse | 0 | 0 | 0 | 0 | 0 | 0
IGCC-CCS | 0 | 0 | 0 | 0 | 0 | 0
WT_off | 0 | 0 | 0 | 0 | 0 | 0
PseudoUnit | 0 | 0 | 0 | 0 | 0 | 0
FixedInterchange | 0 | 0 | 0 | 0 | 0 | 0
CO2 Emissions (MMmetricTons): PJM_ROR
ReportingType | 2015 | 2020 | 2025 | 2030 | 2035 | 2040
BM | 0 | 0 | 0 | 0 | 0 | 0
CC | 61.02 | 78.82 | 82.13 | 74.1 | 60.52 | 4.97
CSP | 0 | 0 | 0 | 0 | 0 | 0
CT | 0 | 0 | 0 | 0 | 0 | 0
Coal | 171.57 | 88.22 | 8.54 | 1.57 | 2.55 | 2.55
Geo | 0 | 0 | 0 | 0 | 0 | 0
H | 0 | 0 | 0 | 0 | 0 | 0
LFG | 0 | 0 | 0 | 0 | 0 | 0
Nuc | 0 | 0 | 0 | 0 | 0 | 0
PS | 0 | 0 | 0 | 0 | 0 | 0
PV | 0 | 0 | 0 | 0 | 0 | 0
PeakG | 0.62 | 0.62 | 1.02 | 0.97 | 0.67 | 0.17
PeakO | 0 | 0 | 0 | 0 | 0 | 0
ST | 0 | 0 | 0 | 0 | 0 | 0
STOG | 0.23 | 0.44 | 0.44 | 0 | 0 | 0
STWD | 0 | 0 | 0 | 0 | 0 | 0
WT | 0 | 0 | 0 | 0 | 0 | 0
IGCC | 0 | 0 | 0 | 0 | 0 | 0
DemandResponse | 0 | 0 | 0 | 0 | 0 | 0
IGCC-CCS | 0 | 0 | 0 | 0 | 0 | 0
WT_off | 0 | 0 | 0 | 0 | 0 | 0
PseudoUnit | 0 | 0 | 0 | 0 | 0 | 0
FixedInterchange | 0 | 0 | 0 | 0 | 0 | 0
CO2 Emissions (MMmetricTons): SOCO
ReportingType | 2015 | 2020 | 2025 | 2030 | 2035 | 2040
BM | 0 | 0 | 0 | 0 | 0 | 0
CC | 54.11 | 63.07 | 65.12 | 40.96 | 15.48 | 3.17
CSP | 0 | 0 | 0 | 0 | 0 | 0
CT | 0 | 0 | 0 | 0 | 0 | 0
Coal | 35.63 | 11.81 | 0.66 | 0.87 | 0.87 | 0.87
Geo | 0 | 0 | 0 | 0 | 0 | 0
H | 0 | 0 | 0 | 0 | 0 | 0
LFG | 0 | 0 | 0 | 0 | 0 | 0
Nuc | 0 | 0 | 0 | 0 | 0 | 0
PS | 0 | 0 | 0 | 0 | 0 | 0
PV | 0 | 0 | 0 | 0 | 0 | 0
PeakG | 0.42 | 0.58 | 1.11 | 0.09 | 0.11 | 0.03
PeakO | 0 | 0 | 0 | 0 | 0 | 0
ST | 0 | 0 | 0 | 0 | 0 | 0
STOG | 0 | 0 | 0 | 0 | 0 | 0
STWD | 0 | 0 | 0 | 0 | 0 | 0
WT | 0 | 0 | 0 | 0 | 0 | 0
IGCC | 0 | 0 | 0 | 0 | 0 | 0
DemandResponse | 0 | 0 | 0 | 0 | 0 | 0
IGCC-CCS | 0 | 0 | 0 | 0 | 0 | 0
WT_off | 0 | 0 | 0 | 0 | 0 | 0
PseudoUnit | 0 | 0 | 0 | 0 | 0 | 0
FixedInterchange | 0 | 0 | 0 | 0 | 0 | 0
CO2 Emissions (MMmetricTons): SPP_N
ReportingType | 2015 | 2020 | 2025 | 2030 | 2035 | 2040
BM | 0 | 0 | 0 | 0 | 0 | 0
CC | 5.77 | 4.91 | 4.47 | 3.47 | 1.19 | 0.74
CSP | 0 | 0 | 0 | 0 | 0 | 0
CT | 0 | 0 | 0 | 0 | 0 | 0
Coal | 56.7 | 19.98 | 1.62 | 0.31 | 0.61 | 0.61
Geo | 0 | 0 | 0 | 0 | 0 | 0
H | 0 | 0 | 0 | 0 | 0 | 0
LFG | 0 | 0 | 0 | 0 | 0 | 0
Nuc | 0 | 0 | 0 | 0 | 0 | 0
PS | 0 | 0 | 0 | 0 | 0 | 0
PV | 0 | 0 | 0 | 0 | 0 | 0
PeakG | 0.01 | 0 | 0 | 0 | 0 | 0
PeakO | 0 | 0 | 0 | 0 | 0 | 0
ST | 0 | 0 | 0 | 0 | 0 | 0
STOG | 0 | 0 | 0 | 0 | 0 | 0
STWD | 0 | 0 | 0 | 0 | 0 | 0
WT | 0 | 0 | 0 | 0 | 0 | 0
IGCC | 0 | 0 | 0 | 0 | 0 | 0
DemandResponse | 0 | 0 | 0 | 0 | 0 | 0
IGCC-CCS | 0 | 0 | 0 | 0 | 0 | 0
WT_off | 0 | 0 | 0 | 0 | 0 | 0
PseudoUnit | 0 | 0 | 0 | 0 | 0 | 0
FixedInterchange | 0 | 0 | 0 | 0 | 0 | 0
CO2 Emissions (MMmetricTons): SPP_S
ReportingType | 2015 | 2020 | 2025 | 2030 | 2035 | 2040
BM | 0 | 0 | 0 | 0 | 0 | 0
CC | 16.3 | 21.85 | 23.39 | 21.85 | 9.07 | 5.76
CSP | 0 | 0 | 0 | 0 | 0 | 0
CT | 0 | 0 | 0 | 0.02 | 0 | 0
Coal | 75.56 | 7.65 | 0.91 | 0 | 0 | 0
Geo | 0 | 0 | 0 | 0 | 0 | 0
H | 0 | 0 | 0 | 0 | 0 | 0
LFG | 0 | 0 | 0 | 0 | 0 | 0
Nuc | 0 | 0 | 0 | 0 | 0 | 0
PS | 0 | 0 | 0 | 0 | 0 | 0
PV | 0 | 0 | 0 | 0 | 0 | 0
PeakG | 0 | 0 | 0 | 0 | 0 | 0
PeakO | 0 | 0 | 0 | 0 | 0 | 0
ST | 0 | 0 | 0 | 0 | 0 | 0
STOG | 1.28 | 0.46 | 0.95 | 1.05 | 0.21 | 0
STWD | 0 | 0 | 0 | 0 | 0 | 0
WT | 0 | 0 | 0 | 0 | 0 | 0
IGCC | 0 | 0 | 0 | 0 | 0 | 0
DemandResponse | 0 | 0 | 0 | 0 | 0 | 0
IGCC-CCS | 0 | 0 | 0 | 0 | 0 | 0
WT_off | 0 | 0 | 0 | 0 | 0 | 0
PseudoUnit | 0 | 0 | 0 | 0 | 0 | 0
FixedInterchange | 0 | 0 | 0 | 0 | 0 | 0
CO2 Emissions (MMmetricTons): TVA
ReportingType | 2015 | 2020 | 2025 | 2030 | 2035 | 2040
BM | 0 | 0 | 0 | 0 | 0 | 0
CC | 17.16 | 25.83 | 27.68 | 26.19 | 13 | 1.31
CSP | 0 | 0 | 0 | 0 | 0 | 0
CT | 0 | 0 | 0 | 0 | 0 | 0
Coal | 32.6 | 13.26 | 0.42 | 0 | 0 | 0
Geo | 0 | 0 | 0 | 0 | 0 | 0
H | 0 | 0 | 0 | 0 | 0 | 0
LFG | 0 | 0 | 0 | 0 | 0 | 0
Nuc | 0 | 0 | 0 | 0 | 0 | 0
PS | 0 | 0 | 0 | 0 | 0 | 0
PV | 0 | 0 | 0 | 0 | 0 | 0
PeakG | 0 | 0 | 0 | 0 | 0 | 0
PeakO | 0 | 0 | 0 | 0 | 0 | 0
ST | 0 | 0 | 0 | 0 | 0 | 0
STOG | 0 | 0 | 0 | 0 | 0 | 0
STWD | 0 | 0 | 0 | 0 | 0 | 0
WT | 0 | 0 | 0 | 0 | 0 | 0
IGCC | 0 | 0 | 0 | 0 | 0 | 0
DemandResponse | 0 | 0 | 0 | 0 | 0 | 0
IGCC-CCS | 0 | 0 | 0 | 0 | 0 | 0
WT_off | 0 | 0 | 0 | 0 | 0 | 0
PseudoUnit | 0 | 0 | 0 | 0 | 0 | 0
FixedInterchange | 0 | 0 | 0 | 0 | 0 | 0
CO2 Emissions (MMmetricTons): TVA_Transmission
ReportingType | 2015 | 2020 | 2025 | 2030 | 2035 | 2040
BM | 0 | 0 | 0 | 0 | 0 | 0
CC | 0 | 0 | 0 | 0 | 0 | 0
CSP | 0 | 0 | 0 | 0 | 0 | 0
CT | 0 | 0 | 0 | 0 | 0 | 0
Coal | 0 | 0 | 0 | 0 | 0 | 0
Geo | 0 | 0 | 0 | 0 | 0 | 0
H | 0 | 0 | 0 | 0 | 0 | 0
LFG | 0 | 0 | 0 | 0 | 0 | 0
Nuc | 0 | 0 | 0 | 0 | 0 | 0
PS | 0 | 0 | 0 | 0 | 0 | 0
PV | 0 | 0 | 0 | 0 | 0 | 0
PeakG | 0 | 0 | 0 | 0 | 0 | 0
PeakO | 0 | 0 | 0 | 0 | 0 | 0
ST | 0 | 0 | 0 | 0 | 0 | 0
STOG | 0 | 0 | 0 | 0 | 0 | 0
STWD | 0 | 0 | 0 | 0 | 0 | 0
WT | 0 | 0 | 0 | 0 | 0 | 0
IGCC | 0 | 0 | 0 | 0 | 0 | 0
DemandResponse | 0 | 0 | 0 | 0 | 0 | 0
IGCC-CCS | 0 | 0 | 0 | 0 | 0 | 0
WT_off | 0 | 0 | 0 | 0 | 0 | 0
PseudoUnit | 0 | 0 | 0 | 0 | 0 | 0
FixedInterchange | 0 | 0 | 0 | 0 | 0 | 0
CO2 Emissions (MMmetricTons): VACAR
ReportingType | 2015 | 2020 | 2025 | 2030 | 2035 | 2040
BM | 0 | 0 | 0 | 0 | 0 | 0
CC | 42.01 | 40.96 | 40.43 | 33.5 | 13.47 | 3.17
CSP | 0 | 0 | 0 | 0 | 0 | 0
CT | 0.04 | 0.04 | 0.08 | 0 | 0 | 0
Coal | 23.04 | 13.62 | 1.81 | 0.42 | 0.45 | 0.45
Geo | 0 | 0 | 0 | 0 | 0 | 0
H | 0 | 0 | 0 | 0 | 0 | 0
LFG | 0 | 0 | 0 | 0 | 0 | 0
Nuc | 0 | 0 | 0 | 0 | 0 | 0
PS | 0 | 0 | 0 | 0 | 0 | 0
PV | 0 | 0 | 0 | 0 | 0 | 0
PeakG | 0.06 | 0.12 | 0.23 | 0.25 | 0.06 | 0.07
PeakO | 0 | 0 | 0 | 0 | 0 | 0
ST | 0 | 0 | 0 | 0 | 0 | 0
STOG | 0 | 0 | 0 | 0 | 0 | 0
STWD | 0 | 0 | 0 | 0 | 0 | 0
WT | 0 | 0 | 0 | 0 | 0 | 0
IGCC | 0 | 0 | 0 | 0 | 0 | 0
DemandResponse | 0 | 0 | 0 | 0 | 0 | 0
IGCC-CCS | 0 | 0 | 0 | 0 | 0 | 0
WT_off | 0 | 0 | 0 | 0 | 0 | 0
PseudoUnit | 0 | 0 | 0 | 0 | 0 | 0
FixedInterchange | 0 | 0 | 0 | 0 | 0 | 0
CO2 Emissions (MMmetricTons): IESO
ReportingType | 2015 | 2020 | 2025 | 2030 | 2035 | 2040
BM | 0 | 0 | 0 | 0 | 0 | 0
CC | 2.01 | 0.18 | 0.03 | 0.06 | 0.04 | 0.04
CSP | 0 | 0 | 0 | 0 | 0 | 0
CT | 0 | 0 | 0 | 0 | 0 | 0
Coal | 0 | 0 | 0 | 0 | 0 | 0
Geo | 0 | 0 | 0 | 0 | 0 | 0
H | 0 | 0 | 0 | 0 | 0 | 0
LFG | 0 | 0 | 0 | 0 | 0 | 0
Nuc | 0 | 0 | 0 | 0 | 0 | 0
PS | 0 | 0 | 0 | 0 | 0 | 0
PV | 0 | 0 | 0 | 0 | 0 | 0
PeakG | 0 | 0 | 0 | 0 | 0 | 0
PeakO | 0 | 0 | 0 | 0 | 0 | 0
ST | 0 | 0 | 0 | 0 | 0 | 0
STOG | 0 | 0 | 0 | 0 | 0 | 0
STWD | 0 | 0 | 0 | 0 | 0 | 0
WT | 0 | 0 | 0 | 0 | 0 | 0
IGCC | 0 | 0 | 0 | 0 | 0 | 0
DemandResponse | 0 | 0 | 0 | 0 | 0 | 0
IGCC-CCS | 0 | 0 | 0 | 0 | 0 | 0
WT_off | 0 | 0 | 0 | 0 | 0 | 0
PseudoUnit | 0 | 0 | 0 | 0 | 0 | 0
FixedInterchange | 0 | 0 | 0 | 0 | 0 | 0
CO2 Emissions (MMmetricTons): MAPP_CA
ReportingType | 2015 | 2020 | 2025 | 2030 | 2035 | 2040
BM | 0 | 0 | 0 | 0 | 0 | 0
CC | 2.94 | 2.94 | 0.2 | 0.04 | 0.02 | 0
CSP | 0 | 0 | 0 | 0 | 0 | 0
CT | 0 | 0 | 0 | 0 | 0 | 0
Coal | 0.23 | 0.04 | 0 | 0 | 0 | 0
Geo | 0 | 0 | 0 | 0 | 0 | 0
H | 0 | 0 | 0 | 0 | 0 | 0
LFG | 0 | 0 | 0 | 0 | 0 | 0
Nuc | 0 | 0 | 0 | 0 | 0 | 0
PS | 0 | 0 | 0 | 0 | 0 | 0
PV | 0 | 0 | 0 | 0 | 0 | 0
PeakG | 0.06 | 0.06 | 0 | 0 | 0 | 0
PeakO | 0 | 0 | 0 | 0 | 0 | 0
ST | 0 | 0 | 0 | 0 | 0 | 0
STOG | 0.02 | 0.02 | 0 | 0 | 0 | 0
STWD | 0 | 0 | 0 | 0 | 0 | 0
WT | 0 | 0 | 0 | 0 | 0 | 0
IGCC | 0 | 0 | 0 | 0 | 0 | 0
DemandResponse | 0 | 0 | 0 | 0 | 0 | 0
IGCC-CCS | 0 | 0 | 0 | 0 | 0 | 0
WT_off | 0 | 0 | 0 | 0 | 0 | 0
PseudoUnit | 0 | 0 | 0 | 0 | 0 | 0
FixedInterchange | 0 | 0 | 0 | 0 | 0 | 0
CO2 Emissions (MMmetricTons): AZ_NM_SNV_Coal
ReportingType | 2015 | 2020 | 2025 | 2030 | 2035 | 2040
BM | 0 | 0 | 0 | 0 | 0 | 0
CC | 0 | 0 | 0 | 0 | 0 | 0
CSP | 0 | 0 | 0 | 0 | 0 | 0
CT | 0 | 0 | 0 | 0 | 0 | 0
Coal | 47.57 | 43.18 | 9.5 | 0.06 | 0.38 | 0.19
Geo | 0 | 0 | 0 | 0 | 0 | 0
H | 0 | 0 | 0 | 0 | 0 | 0
LFG | 0 | 0 | 0 | 0 | 0 | 0
Nuc | 0 | 0 | 0 | 0 | 0 | 0
PS | 0 | 0 | 0 | 0 | 0 | 0
PV | 0 | 0 | 0 | 0 | 0 | 0
PeakG | 0 | 0 | 0 | 0 | 0 | 0
PeakO | 0 | 0 | 0 | 0 | 0 | 0
ST | 0 | 0 | 0 | 0 | 0 | 0
STOG | 0 | 0 | 0 | 0 | 0 | 0
STWD | 0 | 0 | 0 | 0 | 0 | 0
WT | 0 | 0 | 0 | 0 | 0 | 0
IGCC | 0 | 0 | 0 | 0 | 0 | 0
DemandResponse | 0 | 0 | 0 | 0 | 0 | 0
IGCC-CCS | 0 | 0 | 0 | 0 | 0 | 0
WT_off | 0 | 0 | 0 | 0 | 0 | 0
PseudoUnit | 0 | 0 | 0 | 0 | 0 | 0
FixedInterchange | 0 | 0 | 0 | 0 | 0 | 0
CO2 Emissions (MMmetricTons): AZ_NM_SNV_Gas
ReportingType | 2015 | 2020 | 2025 | 2030 | 2035 | 2040
BM | 0 | 0 | 0 | 0 | 0 | 0
CC | 24.81 | 20.46 | 30.83 | 19.02 | 6.59 | 4.58
CSP | 0 | 0 | 0 | 0 | 0 | 0
CT | 0 | 0 | 0 | 0 | 0 | 0
Coal | 0 | 0 | 0 | 0 | 0 | 0
Geo | 0 | 0 | 0 | 0 | 0 | 0
H | 0 | 0 | 0 | 0 | 0 | 0
LFG | 0 | 0 | 0 | 0 | 0 | 0
Nuc | 0 | 0 | 0 | 0 | 0 | 0
PS | 0 | 0 | 0 | 0 | 0 | 0
PV | 0 | 0 | 0 | 0 | 0 | 0
PeakG | 0 | 0 | 0 | 0 | 0 | 0
PeakO | 0 | 0 | 0 | 0 | 0 | 0
ST | 0 | 0 | 0 | 0 | 0 | 0
STOG | 0 | 0 | 0 | 0 | 0 | 0
STWD | 0 | 0 | 0 | 0 | 0 | 0
WT | 0 | 0 | 0 | 0 | 0 | 0
IGCC | 0 | 0 | 0 | 0 | 0 | 0
DemandResponse | 0 | 0 | 0 | 0 | 0 | 0
IGCC-CCS | 0 | 0 | 0 | 0 | 0 | 0
WT_off | 0 | 0 | 0 | 0 | 0 | 0
PseudoUnit | 0 | 0 | 0 | 0 | 0 | 0
FixedInterchange | 0 | 0 | 0 | 0 | 0 | 0
CO2 Emissions (MMmetricTons): AZ_NM_SNV_NucRenew
ReportingType | 2015 | 2020 | 2025 | 2030 | 2035 | 2040
BM | 0 | 0 | 0 | 0 | 0 | 0
CC | 0 | 0 | 0 | 0 | 0 | 0
CSP | 0 | 0 | 0 | 0 | 0 | 0
CT | 0 | 0 | 0 | 0 | 0 | 0
Coal | 0 | 0 | 0 | 0 | 0 | 0
Geo | 0 | 0 | 0 | 0 | 0 | 0
H | 0 | 0 | 0 | 0 | 0 | 0
LFG | 0 | 0 | 0 | 0 | 0 | 0
Nuc | 0 | 0 | 0 | 0 | 0 | 0
PS | 0 | 0 | 0 | 0 | 0 | 0
PV | 0 | 0 | 0 | 0 | 0 | 0
PeakG | 0 | 0 | 0 | 0 | 0 | 0
PeakO | 0 | 0 | 0 | 0 | 0 | 0
ST | 0 | 0 | 0 | 0 | 0 | 0
STOG | 0 | 0 | 0 | 0 | 0 | 0
STWD | 0 | 0 | 0 | 0 | 0 | 0
WT | 0 | 0 | 0 | 0 | 0 | 0
IGCC | 0 | 0 | 0 | 0 | 0 | 0
DemandResponse | 0 | 0 | 0 | 0 | 0 | 0
IGCC-CCS | 0 | 0 | 0 | 0 | 0 | 0
WT_off | 0 | 0 | 0 | 0 | 0 | 0
PseudoUnit | 0 | 0 | 0 | 0 | 0 | 0
FixedInterchange | 0 | 0 | 0 | 0 | 0 | 0
CO2 Emissions (MMmetricTons): ERCOT
ReportingType | 2015 | 2020 | 2025 | 2030 | 2035 | 2040
BM | 0 | 0 | 0 | 0 | 0 | 0
CC | 76.42 | 82.64 | 71.18 | 63.8 | 26.9 | 18.21
CSP | 0 | 0 | 0 | 0 | 0 | 0
CT | 0 | 0 | 0 | 0 | 0 | 0
Coal | 40.86 | 25.97 | 1.12 | 0.66 | 0.77 | 0.77
Geo | 0 | 0 | 0 | 0 | 0 | 0
H | 0 | 0 | 0 | 0 | 0 | 0
LFG | 0 | 0 | 0 | 0 | 0 | 0
Nuc | 0 | 0 | 0 | 0 | 0 | 0
PS | 0 | 0 | 0 | 0 | 0 | 0
PV | 0 | 0 | 0 | 0 | 0 | 0
PeakG | 0 | 0 | 0 | 0.03 | 0.02 | 0.02
PeakO | 0 | 0 | 0 | 0 | 0 | 0
ST | 0 | 0 | 0 | 0 | 0 | 0
STOG | 1.15 | 1.79 | 0.56 | 0.5 | 0 | 0
STWD | 0 | 0 | 0 | 0 | 0 | 0
WT | 0 | 0 | 0 | 0 | 0 | 0
IGCC | 0 | 0 | 0 | 0 | 0 | 0
DemandResponse | 0 | 0 | 0 | 0 | 0 | 0
IGCC-CCS | 0 | 0 | 0 | 0 | 0 | 0
WT_off | 0 | 0 | 0 | 0 | 0 | 0
PseudoUnit | 0 | 0 | 0 | 0 | 0 | 0
FixedInterchange | 0 | 0 | 0 | 0 | 0 | 0
CO2 Emissions (MMmetricTons): NP15
ReportingType | 2015 | 2020 | 2025 | 2030 | 2035 | 2040
BM | 0 | 0 | 0 | 0 | 0 | 0
CC | 22.56 | 22.42 | 22.31 | 15.56 | 5.23 | 2.39
CSP | 0 | 0 | 0 | 0 | 0 | 0
CT | 0 | 0 | 0 | 0 | 0 | 0
Coal | 1.57 | 0 | 0 | 0 | 0 | 0
Geo | 0 | 0 | 0 | 0 | 0 | 0
H | 0 | 0 | 0 | 0 | 0 | 0
LFG | 0 | 0 | 0 | 0 | 0 | 0
Nuc | 0 | 0 | 0 | 0 | 0 | 0
PS | 0 | 0 | 0 | 0 | 0 | 0
PV | 0 | 0 | 0 | 0 | 0 | 0
PeakG | 0 | 0 | 0 | 0 | 0 | 0
PeakO | 0 | 0 | 0 | 0 | 0 | 0
ST | 0 | 0 | 0 | 0 | 0 | 0
STOG | 0.04 | 0.02 | 0.04 | 0 | 0 | 0
STWD | 0 | 0 | 0 | 0 | 0 | 0
WT | 0 | 0 | 0 | 0 | 0 | 0
IGCC | 0 | 0 | 0 | 0 | 0 | 0
DemandResponse | 0 | 0 | 0 | 0 | 0 | 0
IGCC-CCS | 0 | 0 | 0 | 0 | 0 | 0
WT_off | 0 | 0 | 0 | 0 | 0 | 0
PseudoUnit | 0 | 0 | 0 | 0 | 0 | 0
FixedInterchange | 0 | 0 | 0 | 0 | 0 | 0
CO2 Emissions (MMmetricTons): NWPP_Coal
ReportingType | 2015 | 2020 | 2025 | 2030 | 2035 | 2040
BM | 0 | 0 | 0 | 0 | 0 | 0
CC | 0 | 0 | 0 | 0 | 0 | 0
CSP | 0 | 0 | 0 | 0 | 0 | 0
CT | 0 | 0 | 0 | 0 | 0 | 0
Coal | 49.8 | 37.39 | 0.16 | 0.16 | 0.16 | 0.16
Geo | 0 | 0 | 0 | 0 | 0 | 0
H | 0 | 0 | 0 | 0 | 0 | 0
LFG | 0 | 0 | 0 | 0 | 0 | 0
Nuc | 0 | 0 | 0 | 0 | 0 | 0
PS | 0 | 0 | 0 | 0 | 0 | 0
PV | 0 | 0 | 0 | 0 | 0 | 0
PeakG | 0 | 0 | 0 | 0 | 0 | 0
PeakO | 0 | 0 | 0 | 0 | 0 | 0
ST | 0 | 0 | 0 | 0 | 0 | 0
STOG | 0 | 0 | 0 | 0 | 0 | 0
STWD | 0 | 0 | 0 | 0 | 0 | 0
WT | 0 | 0 | 0 | 0 | 0 | 0
IGCC | 0 | 0 | 0 | 0 | 0 | 0
DemandResponse | 0 | 0 | 0 | 0 | 0 | 0
IGCC-CCS | 0 | 0 | 0 | 0 | 0 | 0
WT_off | 0 | 0 | 0 | 0 | 0 | 0
PseudoUnit | 0 | 0 | 0 | 0 | 0 | 0
FixedInterchange | 0 | 0 | 0 | 0 | 0 | 0
CO2 Emissions (MMmetricTons): NWPP_Gas
ReportingType | 2015 | 2020 | 2025 | 2030 | 2035 | 2040
BM | 0 | 0 | 0 | 0 | 0 | 0
CC | 19.13 | 23.42 | 23.42 | 14.59 | 2.27 | 1.94
CSP | 0 | 0 | 0 | 0 | 0 | 0
CT | 0 | 0 | 0 | 0 | 0 | 0
Coal | 0 | 0 | 0 | 0 | 0 | 0
Geo | 0 | 0 | 0 | 0 | 0 | 0
H | 0 | 0 | 0 | 0 | 0 | 0
LFG | 0 | 0 | 0 | 0 | 0 | 0
Nuc | 0 | 0 | 0 | 0 | 0 | 0
PS | 0 | 0 | 0 | 0 | 0 | 0
PV | 0 | 0 | 0 | 0 | 0 | 0
PeakG | 0 | 0 | 0 | 0 | 0 | 0
PeakO | 0 | 0 | 0 | 0 | 0 | 0
ST | 0 | 0 | 0 | 0 | 0 | 0
STOG | 0 | 0 | 0 | 0 | 0 | 0
STWD | 0 | 0 | 0 | 0 | 0 | 0
WT | 0 | 0 | 0 | 0 | 0 | 0
IGCC | 0 | 0 | 0 | 0 | 0 | 0
DemandResponse | 0 | 0 | 0 | 0 | 0 | 0
IGCC-CCS | 0 | 0 | 0 | 0 | 0 | 0
WT_off | 0 | 0 | 0 | 0 | 0 | 0
PseudoUnit | 0 | 0 | 0 | 0 | 0 | 0
FixedInterchange | 0 | 0 | 0 | 0 | 0 | 0
CO2 Emissions (MMmetricTons): NWPP_NucRenew
ReportingType | 2015 | 2020 | 2025 | 2030 | 2035 | 2040
BM | 0 | 0 | 0 | 0 | 0 | 0
CC | 0 | 0 | 0 | 0 | 0 | 0
CSP | 0 | 0 | 0 | 0 | 0 | 0
CT | 0 | 0 | 0 | 0 | 0 | 0
Coal | 0 | 0 | 0 | 0 | 0 | 0
Geo | 0 | 0 | 0 | 0 | 0 | 0
H | 0 | 0 | 0 | 0 | 0 | 0
LFG | 0 | 0 | 0 | 0 | 0 | 0
Nuc | 0 | 0 | 0 | 0 | 0 | 0
PS | 0 | 0 | 0 | 0 | 0 | 0
PV | 0 | 0 | 0 | 0 | 0 | 0
PeakG | 0 | 0 | 0 | 0 | 0 | 0
PeakO | 0 | 0 | 0 | 0 | 0 | 0
ST | 0 | 0 | 0 | 0 | 0 | 0
STOG | 0 | 0 | 0 | 0 | 0 | 0
STWD | 0 | 0 | 0 | 0 | 0 | 0
WT | 0 | 0 | 0 | 0 | 0 | 0
IGCC | 0 | 0 | 0 | 0 | 0 | 0
DemandResponse | 0 | 0 | 0 | 0 | 0 | 0
IGCC-CCS | 0 | 0 | 0 | 0 | 0 | 0
WT_off | 0 | 0 | 0 | 0 | 0 | 0
PseudoUnit | 0 | 0 | 0 | 0 | 0 | 0
FixedInterchange | 0 | 0 | 0 | 0 | 0 | 0
CO2 Emissions (MMmetricTons): RMPA
ReportingType | 2015 | 2020 | 2025 | 2030 | 2035 | 2040
BM | 0 | 0 | 0 | 0 | 0 | 0
CC | 4.3 | 3.84 | 6.89 | 3.97 | 1.62 | 1.12
CSP | 0 | 0 | 0 | 0 | 0 | 0
CT | 0 | 0 | 0 | 0 | 0 | 0
Coal | 49.8 | 40.26 | 3.29 | 0.39 | 0.39 | 0.39
Geo | 0 | 0 | 0 | 0 | 0 | 0
H | 0 | 0 | 0 | 0 | 0 | 0
LFG | 0 | 0 | 0 | 0 | 0 | 0
Nuc | 0 | 0 | 0 | 0 | 0 | 0
PS | 0 | 0 | 0 | 0 | 0 | 0
PV | 0 | 0 | 0 | 0 | 0 | 0
PeakG | 0 | 0 | 0 | 0 | 0 | 0
PeakO | 0 | 0 | 0 | 0 | 0 | 0
ST | 0 | 0 | 0 | 0 | 0 | 0
STOG | 0 | 0 | 0 | 0 | 0 | 0
STWD | 0 | 0 | 0 | 0 | 0 | 0
WT | 0 | 0 | 0 | 0 | 0 | 0
IGCC | 0 | 0 | 0 | 0 | 0 | 0
DemandResponse | 0 | 0 | 0 | 0 | 0 | 0
IGCC-CCS | 0 | 0 | 0 | 0 | 0 | 0
WT_off | 0 | 0 | 0 | 0 | 0 | 0
PseudoUnit | 0 | 0 | 0 | 0 | 0 | 0
FixedInterchange | 0 | 0 | 0 | 0 | 0 | 0
CO2 Emissions (MMmetricTons): SP15
ReportingType | 2015 | 2020 | 2025 | 2030 | 2035 | 2040
BM | 0 | 0 | 0 | 0 | 0 | 0
CC | 30.76 | 27.76 | 27.23 | 23.26 | 10.51 | 5.84
CSP | 0 | 0 | 0 | 0 | 0 | 0
CT | 0 | 0 | 0 | 0 | 0 | 0
Coal | 1.49 | 0.81 | 0 | 0 | 0 | 0
Geo | 0 | 0 | 0 | 0 | 0 | 0
H | 0 | 0 | 0 | 0 | 0 | 0
LFG | 0 | 0 | 0 | 0 | 0 | 0
Nuc | 0 | 0 | 0 | 0 | 0 | 0
PS | 0 | 0 | 0 | 0 | 0 | 0
PV | 0 | 0 | 0 | 0 | 0 | 0
PeakG | 0 | 0 | 0 | 0 | 0 | 0
PeakO | 0 | 0 | 0 | 0 | 0 | 0
ST | 0 | 0 | 0 | 0 | 0 | 0
STOG | 0.27 | 0.12 | 0.25 | 0.11 | 0.04 | 0.03
STWD | 0 | 0 | 0 | 0 | 0 | 0
WT | 0 | 0 | 0 | 0 | 0 | 0
IGCC | 0 | 0 | 0 | 0 | 0 | 0
DemandResponse | 0 | 0 | 0 | 0 | 0 | 0
IGCC-CCS | 0 | 0 | 0 | 0 | 0 | 0
WT_off | 0 | 0 | 0 | 0 | 0 | 0
PseudoUnit | 0 | 0 | 0 | 0 | 0 | 0
FixedInterchange | 0 | 0 | 0 | 0 | 0 | 0
CO2 Emissions (MMmetricTons): ALB
ReportingType | 2015 | 2020 | 2025 | 2030 | 2035 | 2040
BM | 0 | 0 | 0 | 0 | 0 | 0
CC | 6.61 | 6.8 | 6.85 | 0 | 0 | 0
CSP | 0 | 0 | 0 | 0 | 0 | 0
CT | 0 | 0 | 0 | 0 | 0 | 0
Coal | 45.36 | 45.36 | 44.74 | 0 | 0 | 0
Geo | 0 | 0 | 0 | 0 | 0 | 0
H | 0 | 0 | 0 | 0 | 0 | 0
LFG | 0 | 0 | 0 | 0 | 0 | 0
Nuc | 0 | 0 | 0 | 0 | 0 | 0
PS | 0 | 0 | 0 | 0 | 0 | 0
PV | 0 | 0 | 0 | 0 | 0 | 0
PeakG | 0 | 0 | 0 | 0 | 0 | 0
PeakO | 0 | 0 | 0 | 0 | 0 | 0
ST | 0 | 0 | 0 | 0 | 0 | 0
STOG | 0 | 0 | 0 | 0 | 0 | 0
STWD | 0 | 0 | 0 | 0 | 0 | 0
WT | 0 | 0 | 0 | 0 | 0 | 0
IGCC | 0 | 0 | 0 | 0 | 0 | 0
DemandResponse | 0 | 0 | 0 | 0 | 0 | 0
IGCC-CCS | 0 | 0 | 0 | 0 | 0 | 0
WT_off | 0 | 0 | 0 | 0 | 0 | 0
PseudoUnit | 0 | 0 | 0 | 0 | 0 | 0
FixedInterchange | 0 | 0 | 0 | 0 | 0 | 0
CO2 Emissions (MMmetricTons): BC
ReportingType | 2015 | 2020 | 2025 | 2030 | 2035 | 2040
BM | 0 | 0 | 0 | 0 | 0 | 0
CC | 1.63 | 1.63 | 1.63 | 1.03 | 0 | 0
CSP | 0 | 0 | 0 | 0 | 0 | 0
CT | 0 | 0 | 0 | 0 | 0 | 0
Coal | 0 | 0 | 0 | 0 | 0 | 0
Geo | 0 | 0 | 0 | 0 | 0 | 0
H | 0 | 0 | 0 | 0 | 0 | 0
LFG | 0 | 0 | 0 | 0 | 0 | 0
Nuc | 0 | 0 | 0 | 0 | 0 | 0
PS | 0 | 0 | 0 | 0 | 0 | 0
PV | 0 | 0 | 0 | 0 | 0 | 0
PeakG | 0 | 0 | 0 | 0 | 0 | 0
PeakO | 0 | 0 | 0 | 0 | 0 | 0
ST | 0 | 0 | 0 | 0 | 0 | 0
STOG | 0 | 0 | 0 | 0 | 0 | 0
STWD | 0 | 0 | 0 | 0 | 0 | 0
WT | 0 | 0 | 0 | 0 | 0 | 0
IGCC | 0 | 0 | 0 | 0 | 0 | 0
DemandResponse | 0 | 0 | 0 | 0 | 0 | 0
IGCC-CCS | 0 | 0 | 0 | 0 | 0 | 0
WT_off | 0 | 0 | 0 | 0 | 0 | 0
PseudoUnit | 0 | 0 | 0 | 0 | 0 | 0
FixedInterchange | 0 | 0 | 0 | 0 | 0 | 0
CO2 Emissions (MMmetricTons): HQ_IESO
ReportingType | 2015 | 2020 | 2025 | 2030 | 2035 | 2040
BM | 0 | 0 | 0 | 0 | 0 | 0
CC | 0 | 0 | 0 | 0 | 0 | 0
CSP | 0 | 0 | 0 | 0 | 0 | 0
CT | 0 | 0 | 0 | 0 | 0 | 0
Coal | 0 | 0 | 0 | 0 | 0 | 0
Geo | 0 | 0 | 0 | 0 | 0 | 0
H | 0 | 0 | 0 | 0 | 0 | 0
LFG | 0 | 0 | 0 | 0 | 0 | 0
Nuc | 0 | 0 | 0 | 0 | 0 | 0
PS | 0 | 0 | 0 | 0 | 0 | 0
PV | 0 | 0 | 0 | 0 | 0 | 0
PeakG | 0 | 0 | 0 | 0 | 0 | 0
PeakO | 0 | 0 | 0 | 0 | 0 | 0
ST | 0 | 0 | 0 | 0 | 0 | 0
STOG | 0 | 0 | 0 | 0 | 0 | 0
STWD | 0 | 0 | 0 | 0 | 0 | 0
WT | 0 | 0 | 0 | 0 | 0 | 0
IGCC | 0 | 0 | 0 | 0 | 0 | 0
DemandResponse | 0 | 0 | 0 | 0 | 0 | 0
IGCC-CCS | 0 | 0 | 0 | 0 | 0 | 0
WT_off | 0 | 0 | 0 | 0 | 0 | 0
PseudoUnit | 0 | 0 | 0 | 0 | 0 | 0
FixedInterchange | 0 | 0 | 0 | 0 | 0 | 0
CO2 Emissions (MMmetricTons): HQ_NEISO
ReportingType | 2015 | 2020 | 2025 | 2030 | 2035 | 2040
BM | 0 | 0 | 0 | 0 | 0 | 0
CC | 0 | 0 | 0 | 0 | 0 | 0
CSP | 0 | 0 | 0 | 0 | 0 | 0
CT | 0 | 0 | 0 | 0 | 0 | 0
Coal | 0 | 0 | 0 | 0 | 0 | 0
Geo | 0 | 0 | 0 | 0 | 0 | 0
H | 0 | 0 | 0 | 0 | 0 | 0
LFG | 0 | 0 | 0 | 0 | 0 | 0
Nuc | 0 | 0 | 0 | 0 | 0 | 0
PS | 0 | 0 | 0 | 0 | 0 | 0
PV | 0 | 0 | 0 | 0 | 0 | 0
PeakG | 0 | 0 | 0 | 0 | 0 | 0
PeakO | 0 | 0 | 0 | 0 | 0 | 0
ST | 0 | 0 | 0 | 0 | 0 | 0
STOG | 0 | 0 | 0 | 0 | 0 | 0
STWD | 0 | 0 | 0 | 0 | 0 | 0
WT | 0 | 0 | 0 | 0 | 0 | 0
IGCC | 0 | 0 | 0 | 0 | 0 | 0
DemandResponse | 0 | 0 | 0 | 0 | 0 | 0
IGCC-CCS | 0 | 0 | 0 | 0 | 0 | 0
WT_off | 0 | 0 | 0 | 0 | 0 | 0
PseudoUnit | 0 | 0 | 0 | 0 | 0 | 0
FixedInterchange | 0 | 0 | 0 | 0 | 0 | 0
CO2 Emissions (MMmetricTons): HQ_NY
ReportingType | 2015 | 2020 | 2025 | 2030 | 2035 | 2040
BM | 0 | 0 | 0 | 0 | 0 | 0
CC | 0 | 0 | 0 | 0 | 0 | 0
CSP | 0 | 0 | 0 | 0 | 0 | 0
CT | 0 | 0 | 0 | 0 | 0 | 0
Coal | 0 | 0 | 0 | 0 | 0 | 0
Geo | 0 | 0 | 0 | 0 | 0 | 0
H | 0 | 0 | 0 | 0 | 0 | 0
LFG | 0 | 0 | 0 | 0 | 0 | 0
Nuc | 0 | 0 | 0 | 0 | 0 | 0
PS | 0 | 0 | 0 | 0 | 0 | 0
PV | 0 | 0 | 0 | 0 | 0 | 0
PeakG | 0 | 0 | 0 | 0 | 0 | 0
PeakO | 0 | 0 | 0 | 0 | 0 | 0
ST | 0 | 0 | 0 | 0 | 0 | 0
STOG | 0 | 0 | 0 | 0 | 0 | 0
STWD | 0 | 0 | 0 | 0 | 0 | 0
WT | 0 | 0 | 0 | 0 | 0 | 0
IGCC | 0 | 0 | 0 | 0 | 0 | 0
DemandResponse | 0 | 0 | 0 | 0 | 0 | 0
IGCC-CCS | 0 | 0 | 0 | 0 | 0 | 0
WT_off | 0 | 0 | 0 | 0 | 0 | 0
PseudoUnit | 0 | 0 | 0 | 0 | 0 | 0
FixedInterchange | 0 | 0 | 0 | 0 | 0 | 0
CO2 Emissions (MMmetricTons): MARITIMES
ReportingType | 2015 | 2020 | 2025 | 2030 | 2035 | 2040
BM | 0 | 0 | 0 | 0 | 0 | 0
CC | 0 | 0 | 0 | 0 | 0 | 0
CSP | 0 | 0 | 0 | 0 | 0 | 0
CT | 0 | 0 | 0 | 0 | 0 | 0
Coal | 0 | 0 | 0 | 0 | 0 | 0
Geo | 0 | 0 | 0 | 0 | 0 | 0
H | 0 | 0 | 0 | 0 | 0 | 0
LFG | 0 | 0 | 0 | 0 | 0 | 0
Nuc | 0 | 0 | 0 | 0 | 0 | 0
PS | 0 | 0 | 0 | 0 | 0 | 0
PV | 0 | 0 | 0 | 0 | 0 | 0
PeakG | 0 | 0 | 0 | 0 | 0 | 0
PeakO | 0 | 0 | 0 | 0 | 0 | 0
ST | 0 | 0 | 0 | 0 | 0 | 0
STOG | 0 | 0 | 0 | 0 | 0 | 0
STWD | 0 | 0 | 0 | 0 | 0 | 0
WT | 0 | 0 | 0 | 0 | 0 | 0
IGCC | 0 | 0 | 0 | 0 | 0 | 0
DemandResponse | 0 | 0 | 0 | 0 | 0 | 0
IGCC-CCS | 0 | 0 | 0 | 0 | 0 | 0
WT_off | 0 | 0 | 0 | 0 | 0 | 0
PseudoUnit | 0 | 0 | 0 | 0 | 0 | 0
FixedInterchange | 0 | 0 | 0 | 0 | 0 | 0
CO2 Emissions (MMmetricTons): All
ReportingType | 2015 | 2020 | 2025 | 2030 | 2035 | 2040
BM | 0 | 0 | 0 | 0 | 0 | 0
CC | 585.67 | 702.88 | 704.04 | 546.46 | 301.6 | 91.84
CSP | 0 | 0 | 0 | 0 | 0 | 0
CT | 0.32 | 0.54 | 0.64 | 0.22 | 0 | 0
Coal | 1013.59 | 444.46 | 85.11 | 6.66 | 10.3 | 10.47
Geo | 0 | 0 | 0 | 0 | 0 | 0
H | 0 | 0 | 0 | 0 | 0 | 0
LFG | 0 | 0 | 0 | 0 | 0 | 0
Nuc | 0 | 0 | 0 | 0 | 0 | 0
PS | 0 | 0 | 0 | 0 | 0 | 0
PV | 0 | 0 | 0 | 0 | 0 | 0
PeakG | 1.79 | 2.59 | 3.49 | 2.35 | 1.59 | 0.76
PeakO | 0 | 0 | 0 | 0 | 0 | 0
ST | 0 | 0 | 0 | 0 | 0 | 0
STOG | 4.13 | 4.37 | 2.66 | 1.82 | 0.27 | 0.07
STWD | 0 | 0 | 0 | 0 | 0 | 0
WT | 0 | 0 | 0 | 0 | 0 | 0
IGCC | 3.76 | 3.76 | 0.54 | 0 | 0 | 0
DemandResponse | 0 | 0 | 0 | 0 | 0 | 0
IGCC-CCS | 0 | 0 | 0 | 0 | 0 | 0
WT_off | 0 | 0 | 0 | 0 | 0 | 0
PseudoUnit | 0 | 0 | 0 | 0 | 0 | 0
FixedInterchange | 0 | 0 | 0 | 0 | 0 | 0
CO2 Emissions (MMmetricTons): EI_US
ReportingType | 2015 | 2020 | 2025 | 2030 | 2035 | 2040
BM | 0 | 0 | 0 | 0 | 0 | 0
CC | 394.5 | 510.79 | 513.46 | 405.12 | 248.43 | 57.71
CSP | 0 | 0 | 0 | 0 | 0 | 0
CT | 0.32 | 0.53 | 0.64 | 0.22 | 0 | 0
Coal | 776.91 | 251.45 | 26.3 | 5.39 | 8.6 | 8.96
Geo | 0 | 0 | 0 | 0 | 0 | 0
H | 0 | 0 | 0 | 0 | 0 | 0
LFG | 0 | 0 | 0 | 0 | 0 | 0
Nuc | 0 | 0 | 0 | 0 | 0 | 0
PS | 0 | 0 | 0 | 0 | 0 | 0
PV | 0 | 0 | 0 | 0 | 0 | 0
PeakG | 1.74 | 2.53 | 3.49 | 2.33 | 1.57 | 0.73
PeakO | 0 | 0 | 0 | 0 | 0 | 0
ST | 0 | 0 | 0 | 0 | 0 | 0
STOG | 2.66 | 2.42 | 1.81 | 1.22 | 0.23 | 0.04
STWD | 0 | 0 | 0 | 0 | 0 | 0
WT | 0 | 0 | 0 | 0 | 0 | 0
IGCC | 3.76 | 3.76 | 0.54 | 0 | 0 | 0
DemandResponse | 0 | 0 | 0 | 0 | 0 | 0
IGCC-CCS | 0 | 0 | 0 | 0 | 0 | 0
WT_off | 0 | 0 | 0 | 0 | 0 | 0
PseudoUnit | 0 | 0 | 0 | 0 | 0 | 0
FixedInterchange | 0 | 0 | 0 | 0 | 0 | 0
CO2 Emissions (MMmetricTons): EI_Canada
ReportingType | 2015 | 2020 | 2025 | 2030 | 2035 | 2040
BM | 0 | 0 | 0 | 0 | 0 | 0
CC | 4.94 | 3.12 | 0.24 | 0.1 | 0.06 | 0.04
CSP | 0 | 0 | 0 | 0 | 0 | 0
CT | 0 | 0 | 0 | 0 | 0 | 0
Coal | 0.23 | 0.04 | 0 | 0 | 0 | 0
Geo | 0 | 0 | 0 | 0 | 0 | 0
H | 0 | 0 | 0 | 0 | 0 | 0
LFG | 0 | 0 | 0 | 0 | 0 | 0
Nuc | 0 | 0 | 0 | 0 | 0 | 0
PS | 0 | 0 | 0 | 0 | 0 | 0
PV | 0 | 0 | 0 | 0 | 0 | 0
PeakG | 0.06 | 0.06 | 0 | 0 | 0 | 0
PeakO | 0 | 0 | 0 | 0 | 0 | 0
ST | 0 | 0 | 0 | 0 | 0 | 0
STOG | 0.02 | 0.02 | 0 | 0 | 0 | 0
STWD | 0 | 0 | 0 | 0 | 0 | 0
WT | 0 | 0 | 0 | 0 | 0 | 0
IGCC | 0 | 0 | 0 | 0 | 0 | 0
DemandResponse | 0 | 0 | 0 | 0 | 0 | 0
IGCC-CCS | 0 | 0 | 0 | 0 | 0 | 0
WT_off | 0 | 0 | 0 | 0 | 0 | 0
PseudoUnit | 0 | 0 | 0 | 0 | 0 | 0
FixedInterchange | 0 | 0 | 0 | 0 | 0 | 0
CO2 Emissions (MMmetricTons): EI
ReportingType | 2015 | 2020 | 2025 | 2030 | 2035 | 2040
BM | 0 | 0 | 0 | 0 | 0 | 0
CC | 399.44 | 513.91 | 513.7 | 405.22 | 248.49 | 57.75
CSP | 0 | 0 | 0 | 0 | 0 | 0
CT | 0.32 | 0.54 | 0.64 | 0.22 | 0 | 0
Coal | 777.15 | 251.49 | 26.3 | 5.39 | 8.6 | 8.96
Geo | 0 | 0 | 0 | 0 | 0 | 0
H | 0 | 0 | 0 | 0 | 0 | 0
LFG | 0 | 0 | 0 | 0 | 0 | 0
Nuc | 0 | 0 | 0 | 0 | 0 | 0
PS | 0 | 0 | 0 | 0 | 0 | 0
PV | 0 | 0 | 0 | 0 | 0 | 0
PeakG | 1.79 | 2.59 | 3.49 | 2.33 | 1.57 | 0.73
PeakO | 0 | 0 | 0 | 0 | 0 | 0
ST | 0 | 0 | 0 | 0 | 0 | 0
STOG | 2.67 | 2.43 | 1.81 | 1.22 | 0.23 | 0.04
STWD | 0 | 0 | 0 | 0 | 0 | 0
WT | 0 | 0 | 0 | 0 | 0 | 0
IGCC | 3.76 | 3.76 | 0.54 | 0 | 0 | 0
DemandResponse | 0 | 0 | 0 | 0 | 0 | 0
IGCC-CCS | 0 | 0 | 0 | 0 | 0 | 0
WT_off | 0 | 0 | 0 | 0 | 0 | 0
PseudoUnit | 0 | 0 | 0 | 0 | 0 | 0
FixedInterchange | 0 | 0 | 0 | 0 | 0 | 0
CO2 Emissions (MMmetricTons): Outside_EI
ReportingType | 2015 | 2020 | 2025 | 2030 | 2035 | 2040
BM | 0 | 0 | 0 | 0 | 0 | 0
CC | 186.23 | 188.97 | 190.35 | 141.24 | 53.12 | 34.09
CSP | 0 | 0 | 0 | 0 | 0 | 0
CT | 0 | 0 | 0 | 0 | 0 | 0
Coal | 236.45 | 192.97 | 58.8 | 1.27 | 1.7 | 1.51
Geo | 0 | 0 | 0 | 0 | 0 | 0
H | 0 | 0 | 0 | 0 | 0 | 0
LFG | 0 | 0 | 0 | 0 | 0 | 0
Nuc | 0 | 0 | 0 | 0 | 0 | 0
PS | 0 | 0 | 0 | 0 | 0 | 0
PV | 0 | 0 | 0 | 0 | 0 | 0
PeakG | 0 | 0 | 0 | 0.03 | 0.02 | 0.03
PeakO | 0 | 0 | 0 | 0 | 0 | 0
ST | 0 | 0 | 0 | 0 | 0 | 0
STOG | 1.46 | 1.93 | 0.85 | 0.6 | 0.04 | 0.03
STWD | 0 | 0 | 0 | 0 | 0 | 0
WT | 0 | 0 | 0 | 0 | 0 | 0
IGCC | 0 | 0 | 0 | 0 | 0 | 0
DemandResponse | 0 | 0 | 0 | 0 | 0 | 0
IGCC-CCS | 0 | 0 | 0 | 0 | 0 | 0
WT_off | 0 | 0 | 0 | 0 | 0 | 0
PseudoUnit | 0 | 0 | 0 | 0 | 0 | 0
FixedInterchange | 0 | 0 | 0 | 0 | 0 | 0
#6 | Fuel Cost [includes coal shadow price] ($million)
Fuel Cost by Reporting Type: Entergy
ReportingType | 2015 | 2020 | 2025 | 2030 | 2035 | 2040
BM | 0 | 0 | 0 | 0 | 1850.38 | 5152.61
CC | 3146.77 | 4691.68 | 4262.36 | 2850.45 | 1314.85 | 408.05
CSP | 0 | 0 | 0 | 0 | 0 | 0
CT | 0 | 0 | 0 | 0 | 0 | 0
Coal | 1260.81 | 114.98 | 12.38 | 0 | 0 | 0
Geo | 0 | 0 | 0 | 0 | 0 | 0
H | 0 | 0 | 0 | 0 | 0 | 0
LFG | 0 | 0 | 0.14 | 0.14 | 0.14 | 0.14
Nuc | 372.97 | 380.57 | 404.36 | 412.26 | 564.86 | 489.05
PS | 0 | 0 | 0 | 0 | 0 | 0
PV | 0 | 0 | 0 | 0 | 0 | 0
PeakG | 0 | 0 | 0 | 0 | 0 | 0
PeakO | 0 | 0 | 0 | 0 | 0 | 0
ST | 0 | 0 | 0 | 0 | 0 | 0
STOG | 18.97 | 33.87 | 0 | 0 | 0 | 0
STWD | 1.75 | 6.51 | 11.27 | 76 | 123.64 | 96.38
WT | 0 | 0 | 0 | 0 | 0 | 0
IGCC | 0 | 0 | 0 | 0 | 0 | 0
DemandResponse | 0 | 0 | 0 | 0 | 0 | 0
IGCC-CCS | 0 | 0 | 0 | 0 | 0 | 0
WT_off | 0 | 0 | 0 | 0 | 0 | 0
PseudoUnit | 0 | 0 | 0 | 0 | 0 | 0
FixedInterchange | 0 | 0 | 0 | 0 | 0 | 0
Fuel Cost by Reporting Type: FRCC
ReportingType | 2015 | 2020 | 2025 | 2030 | 2035 | 2040
BM | 0 | 0 | 0 | 0 | 0 | 764.49
CC | 9320.68 | 10451.75 | 9502.78 | 4321.38 | 1763.91 | 1204.52
CSP | 0 | 0 | 0 | 0 | 0 | 0
CT | 37.17 | 68.65 | 72.62 | 20.44 | 0 | 0
Coal | 476.82 | 160.35 | 23.77 | 31.91 | 103.83 | 121.47
Geo | 0 | 0 | 0 | 0 | 0 | 0
H | 0 | 0 | 0 | 0 | 0 | 0
LFG | 0 | 0 | 0.25 | 0.25 | 0.25 | 0.25
Nuc | 282.48 | 288.24 | 509.81 | 1301.69 | 1822.87 | 1956.12
PS | 0 | 0 | 0 | 0 | 0 | 0
PV | 0 | 0 | 0 | 0 | 0 | 0
PeakG | 30.76 | 52.57 | 58.15 | 4.13 | 5.18 | 4.95
PeakO | 0 | 0 | 0 | 0 | 0 | 0
ST | 0 | 0 | 0 | 0 | 0 | 0
STOG | 6.43 | 6.92 | 0 | 0 | 0 | 0
STWD | 9.7 | 18.58 | 100.84 | 100.84 | 100.84 | 62.27
WT | 0 | 0 | 0 | 0 | 0 | 0
IGCC | 0 | 0 | 0 | 0 | 0 | 0
DemandResponse | 0 | 0 | 0 | 0 | 0 | 0
IGCC-CCS | 0 | 0 | 0 | 0 | 0 | 0
WT_off | 0 | 0 | 0 | 0 | 0 | 0
PseudoUnit | 0 | 0 | 0 | 0 | 0 | 0
FixedInterchange | 0 | 0 | 0 | 0 | 0 | 0
Fuel Cost by Reporting Type: MAPP_US
ReportingType | 2015 | 2020 | 2025 | 2030 | 2035 | 2040
BM | 0 | 0 | 0 | 0 | 17.88 | 26.03
CC | 59.24 | 9.28 | 12.83 | 6.21 | 6.35 | 2.11
CSP | 0 | 0 | 0 | 0 | 0 | 0
CT | 0 | 0 | 0 | 0 | 0 | 0
Coal | 137.07 | 34.85 | 0.45 | 0 | 0 | 0
Geo | 0 | 0 | 0 | 0 | 0 | 0
H | 0 | 0 | 0 | 0 | 0 | 0
LFG | 0 | 0 | 0 | 0.09 | 0.09 | 0.09
Nuc | 0 | 0 | 0 | 0.01 | 0.07 | 0.04
PS | 0 | 0 | 0 | 0 | 0 | 0
PV | 0 | 0 | 0 | 0 | 0 | 0
PeakG | 3.25 | 4.29 | 4.9 | 4.05 | 3.13 | 2.54
PeakO | 0 | 0 | 0 | 0 | 0 | 0
ST | 0 | 0 | 0 | 0 | 0 | 0
STOG | 0 | 0 | 0 | 0 | 0 | 0
STWD | 0 | 0 | 0 | 0 | 0 | 0
WT | 0 | 0 | 0 | 0 | 0 | 0
IGCC | 0 | 0 | 0 | 0 | 0 | 0
DemandResponse | 0 | 0 | 0 | 0 | 0 | 0
IGCC-CCS | 0 | 0 | 0 | 0 | 0 | 0
WT_off | 0 | 0 | 0 | 0 | 0 | 0
PseudoUnit | 0 | 0 | 0 | 0 | 0 | 0
FixedInterchange | 0 | 0 | 0 | 0 | 0 | 0
Fuel Cost by Reporting Type: MISO_IN
ReportingType | 2015 | 2020 | 2025 | 2030 | 2035 | 2040
BM | 0 | 0 | 0 | 0 | 0 | 3142.48
CC | 457.97 | 6973.08 | 6444.11 | 4477.14 | 3926.11 | 923.15
CSP | 0 | 0 | 0 | 0 | 0 | 0
CT | 0 | 0 | 0 | 0 | 0 | 0
Coal | 941.92 | 339.98 | 41.13 | 93.63 | 277.32 | 285.16
Geo | 0 | 0 | 0 | 0 | 0 | 0
H | 0 | 0 | 0 | 0 | 0 | 0
LFG | 0 | 0 | 0.1 | 0.1 | 0.1 | 0.1
Nuc | 0 | 0 | 0 | 0.01 | 0.07 | 42.47
PS | 0 | 0 | 0 | 0 | 0 | 0
PV | 0 | 0 | 0 | 0 | 0 | 0
PeakG | 0 | 0 | 0 | 0 | 0 | 0
PeakO | 0 | 0 | 0 | 0 | 0 | 0
ST | 0 | 0 | 0 | 0 | 0 | 0
STOG | 1.94 | 2.09 | 1.89 | 0.36 | 0 | 0
STWD | 0 | 0 | 0 | 0 | 0 | 0
WT | 0 | 0 | 0 | 0 | 0 | 0
IGCC | 87.33 | 78.96 | 9.64 | 0 | 0 | 0
DemandResponse | 0 | 0 | 0 | 0 | 0 | 0
IGCC-CCS | 0 | 0 | 0 | 0 | 0 | 0
WT_off | 0 | 0 | 0 | 0 | 0 | 0
PseudoUnit | 0 | 0 | 0 | 0 | 0 | 0
FixedInterchange | 0 | 0 | 0 | 0 | 0 | 0
Fuel Cost by Reporting Type: MISO_MI
ReportingType | 2015 | 2020 | 2025 | 2030 | 2035 | 2040
BM | 0 | 0 | 0 | 0 | 0 | 2456.17
CC | 745 | 736.59 | 734.06 | 338.54 | 271.31 | 13.92
CSP | 0 | 0 | 0 | 0 | 0 | 0
CT | 0 | 0 | 0 | 0 | 0 | 0
Coal | 581.75 | 0 | 0 | 0 | 0 | 0
Geo | 0 | 0 | 0 | 0 | 0 | 0
H | 0 | 0 | 0 | 0 | 0 | 0
LFG | 0 | 0.08 | 0.2 | 0.2 | 0.2 | 0.2
Nuc | 139.75 | 142.6 | 151.51 | 154.47 | 194.28 | 522.47
PS | 0 | 0 | 0 | 0 | 0 | 0
PV | 0 | 0 | 0 | 0 | 0 | 0
PeakG | 0.97 | 0 | 0 | 0 | 0 | 0
PeakO | 0 | 0 | 0 | 0 | 0 | 0
ST | 0 | 0 | 0 | 0 | 0 | 0
STOG | 19.08 | 6.62 | 9.62 | 0 | 0 | 0
STWD | 87.42 | 87.42 | 72.27 | 73.26 | 87.42 | 87.42
WT | 0 | 0 | 0 | 0 | 0 | 0
IGCC | 0 | 0 | 0 | 0 | 0 | 0
DemandResponse | 0 | 0 | 0 | 0 | 0 | 0
IGCC-CCS | 0 | 0 | 0 | 0 | 0 | 0
WT_off | 0 | 0 | 0 | 0 | 0 | 0
PseudoUnit | 0 | 0 | 0 | 0 | 0 | 0
FixedInterchange | 0 | 0 | 0 | 0 | 0 | 0
Fuel Cost by Reporting Type: MISO_MO-IL
ReportingType | 2015 | 2020 | 2025 | 2030 | 2035 | 2040
BM | 0 | 0 | 0 | 0 | 0 | 68.7
CC | 116.52 | 143.63 | 137.56 | 31.73 | 28.63 | 11.04
CSP | 0 | 0 | 0 | 0 | 0 | 0
CT | 0 | 0 | 0 | 0 | 0 | 0
Coal | 1374.39 | 267.09 | 50.05 | 18.6 | 66.34 | 65.68
Geo | 0 | 0 | 0 | 0 | 0 | 0
H | 0 | 0 | 0 | 0 | 0 | 0
LFG | 0 | 0 | 0.01 | 0.29 | 0.29 | 0.29
Nuc | 143.46 | 146.38 | 155.53 | 158.57 | 158.57 | 158.57
PS | 0 | 0 | 0 | 0 | 0 | 0
PV | 0 | 0 | 0 | 0 | 0 | 0
PeakG | 7.56 | 30.81 | 6.63 | 21.38 | 21.12 | 9.7
PeakO | 0 | 0 | 0 | 0 | 0 | 0
ST | 0 | 0 | 0 | 0 | 0 | 0
STOG | 0.37 | 1.39 | 0 | 0 | 0 | 0
STWD | 0 | 0 | 0 | 0 | 0 | 0
WT | 0 | 0 | 0 | 0 | 0 | 0
IGCC | 0 | 0 | 0 | 0 | 0 | 0
DemandResponse | 0 | 0 | 0 | 0 | 0 | 0
IGCC-CCS | 0 | 0 | 0 | 0 | 0 | 0
WT_off | 0 | 0 | 0 | 0 | 0 | 0
PseudoUnit | 0 | 0 | 0 | 0 | 0 | 0
FixedInterchange | 0 | 0 | 0 | 0 | 0 | 0
Fuel Cost by Reporting Type: MISO_W
ReportingType | 2015 | 2020 | 2025 | 2030 | 2035 | 2040
BM | 0 | 0 | 0 | 0 | 0 | 0
CC | 375.56 | 568.24 | 175 | 102.33 | 65.62 | 41.89
CSP | 0 | 0 | 0 | 0 | 0 | 0
CT | 0 | 0 | 0 | 0 | 0 | 0
Coal | 1184.01 | 430.11 | 70.29 | 52.71 | 52.71 | 52.71
Geo | 0 | 0 | 0 | 0 | 0 | 0
H | 0 | 0 | 0 | 0 | 0 | 0
LFG | 0 | 0 | 0 | 0.09 | 0.09 | 0.09
Nuc | 152.53 | 155.64 | 165.37 | 168.6 | 0.01 | 0.01
PS | 0 | 0 | 0 | 0 | 0 | 0
PV | 0 | 0 | 0 | 0 | 0 | 0
PeakG | 10.38 | 17.93 | 0.3 | 0 | 2.62 | 0
PeakO | 0 | 0 | 0 | 0 | 0 | 0
ST | 0 | 0 | 0 | 0 | 0 | 0
STOG | 0.01 | 0 | 0 | 0 | 0 | 0
STWD | 4.39 | 9.45 | 15.37 | 100.1 | 162.84 | 137.68
WT | 0 | 0 | 0 | 0 | 0 | 0
IGCC | 0 | 0 | 0 | 0 | 0 | 0
DemandResponse | 0 | 0 | 0 | 0 | 0 | 0
IGCC-CCS | 0 | 0 | 0 | 0 | 0 | 0
WT_off | 0 | 0 | 0 | 0 | 0 | 0
PseudoUnit | 0 | 0 | 0 | 0 | 0 | 0
FixedInterchange | 0 | 0 | 0 | 0 | 0 | 0
Fuel Cost by Reporting Type: MISO_WUMS
ReportingType | 2015 | 2020 | 2025 | 2030 | 2035 | 2040
BM | 0 | 0 | 0 | 0 | 0 | 1636.97
CC | 2707.79 | 2844.54 | 2375.55 | 1352.65 | 1297.68 | 40.13
CSP | 0 | 0 | 0 | 0 | 0 | 0
CT | 0 | 0 | 0 | 0 | 0 | 0
Coal | 250.88 | 38.37 | 23.36 | 29.34 | 72.07 | 104.61
Geo | 0 | 0 | 0 | 0 | 0 | 0
H | 0 | 0 | 0 | 0 | 0 | 0
LFG | 0 | 0 | 0 | 0.29 | 0.29 | 0.29
Nuc | 120.89 | 123.35 | 131.06 | 199.63 | 154.98 | 154.98
PS | 0 | 0 | 0 | 0 | 0 | 0
PV | 0 | 0 | 0 | 0 | 0 | 0
PeakG | 0 | 0 | 0 | 0 | 0 | 0
PeakO | 0 | 0 | 0 | 0 | 0 | 0
ST | 0 | 0 | 0 | 0 | 0 | 0
STOG | 0 | 0 | 0 | 0 | 0 | 0
STWD | 4.49 | 3.67 | 5.51 | 20.21 | 63.34 | 56.8
WT | 0 | 0 | 0 | 0 | 0 | 0
IGCC | 0 | 0 | 0 | 0 | 0 | 0
DemandResponse | 0 | 0 | 0 | 0 | 0 | 0
IGCC-CCS | 0 | 0 | 0 | 0 | 0 | 0
WT_off | 0 | 0 | 0 | 0 | 0 | 0
PseudoUnit | 0 | 0 | 0 | 0 | 0 | 0
FixedInterchange | 0 | 0 | 0 | 0 | 0 | 0
Fuel Cost by Reporting Type: Nebraska
ReportingType | 2015 | 2020 | 2025 | 2030 | 2035 | 2040
BM | 0 | 0 | 0 | 0 | 172.89 | 1188.58
CC | 78.63 | 643.92 | 602.01 | 416.6 | 162.54 | 72.13
CSP | 0 | 0 | 0 | 0 | 0 | 0
CT | 0 | 0 | 0 | 0 | 0 | 0
Coal | 414.89 | 73.72 | 54.09 | 51.11 | 50.9 | 50.9
Geo | 0 | 0 | 0 | 0 | 0 | 0
H | 0 | 0 | 0 | 0 | 0 | 0
LFG | 0 | 0 | 0.09 | 0.09 | 0.09 | 0.09
Nuc | 83.67 | 85.37 | 90.71 | 92.48 | 0.01 | 0.01
PS | 0 | 0 | 0 | 0 | 0 | 0
PV | 0 | 0 | 0 | 0 | 0 | 0
PeakG | 5.29 | 0 | 0 | 0 | 0 | 0
PeakO | 0 | 0 | 0 | 0 | 0 | 0
ST | 0 | 0 | 0 | 0 | 0 | 0
STOG | 0 | 0 | 0 | 0 | 0 | 0
STWD | 0 | 0 | 0 | 0 | 0 | 0
WT | 0 | 0 | 0 | 0 | 0 | 0
IGCC | 0 | 0 | 0 | 0 | 0 | 0
DemandResponse | 0 | 0 | 0 | 0 | 0 | 0
IGCC-CCS | 0 | 0 | 0 | 0 | 0 | 0
WT_off | 0 | 0 | 0 | 0 | 0 | 0
PseudoUnit | 0 | 0 | 0 | 0 | 0 | 0
FixedInterchange | 0 | 0 | 0 | 0 | 0 | 0
Fuel Cost by Reporting Type: NEISO
ReportingType | 2015 | 2020 | 2025 | 2030 | 2035 | 2040
BM | 128.98 | 77.02 | 40.94 | 128.98 | 128.98 | 99.5
CC | 1805.34 | 1216.72 | 845.33 | 479.11 | 107.06 | 45.51
CSP | 0 | 0 | 0 | 0 | 0 | 0
CT | 0.04 | 0.68 | 0.6 | 0.07 | 0 | 0
Coal | 1.34 | 0 | 0 | 0 | 0 | 0
Geo | 0 | 0 | 0 | 0 | 0 | 0
H | 0 | 0 | 0 | 0 | 0 | 0
LFG | 0.06 | 0.06 | 0.06 | 0.15 | 0.15 | 0.15
Nuc | 293.25 | 299.23 | 317.93 | 324.14 | 234.19 | 173
PS | 0 | 0 | 0 | 0 | 0 | 0
PV | 0 | 0 | 0 | 0 | 0 | 0
PeakG | 0.49 | 1.94 | 2.04 | 1.08 | 0 | 0
PeakO | 0 | 0 | 0 | 0 | 0 | 0
ST | 0 | 0 | 0 | 0 | 0 | 0
STOG | 0 | 0 | 0 | 0 | 0 | 0
STWD | 338.09 | 101.89 | 15.47 | 126.29 | 221.11 | 256.29
WT | 0 | 0 | 0 | 0 | 0 | 0
IGCC | 0 | 0 | 0 | 0 | 0 | 0
DemandResponse | 0 | 0 | 0 | 0 | 0 | 0
IGCC-CCS | 0 | 0 | 0 | 0 | 0 | 0
WT_off | 0 | 0 | 0 | 0 | 0 | 0
PseudoUnit | 0 | 0 | 0 | 0 | 0 | 0
FixedInterchange | 0 | 0 | 0 | 0 | 0 | 0
Fuel Cost by Reporting Type: NonRTO_Midwest
ReportingType | 2015 | 2020 | 2025 | 2030 | 2035 | 2040
BM | 0 | 0 | 0 | 0 | 425.87 | 3142.48
CC | 933.57 | 1877.2 | 1719.97 | 1344.74 | 1168.49 | 81.26
CSP | 0 | 0 | 0 | 0 | 0 | 0
CT | 0 | 0 | 0 | 0 | 0 | 0
Coal | 780.83 | 315.86 | 56.45 | 94.13 | 106.81 | 106.18
Geo | 0 | 0 | 0 | 0 | 0 | 0
H | 0 | 0 | 0 | 0 | 0 | 0
LFG | 0 | 0 | 0.2 | 0.2 | 0.2 | 0.2
Nuc | 0 | 0 | 0.01 | 0.04 | 71.44 | 71.44
PS | 0 | 0 | 0 | 0 | 0 | 0
PV | 0 | 0 | 0 | 0 | 0 | 0
PeakG | 10.31 | 3.98 | 17.01 | 13.35 | 2.35 | 0
PeakO | 0 | 0 | 0 | 0 | 0 | 0
ST | 0 | 0 | 0 | 0 | 0 | 0
STOG | 0 | 0 | 0 | 0 | 0 | 0
STWD | 0 | 0 | 0 | 0 | 0 | 0
WT | 0 | 0 | 0 | 0 | 0 | 0
IGCC | 0 | 0 | 0 | 0 | 0 | 0
DemandResponse | 0 | 0 | 0 | 0 | 0 | 0
IGCC-CCS | 0 | 0 | 0 | 0 | 0 | 0
WT_off | 0 | 0 | 0 | 0 | 0 | 0
PseudoUnit | 0 | 0 | 0 | 0 | 0 | 0
FixedInterchange | 0 | 0 | 0 | 0 | 0 | 0
Fuel Cost by Reporting Type: NYISO_A-F
ReportingType | 2015 | 2020 | 2025 | 2030 | 2035 | 2040
BM | 0 | 0 | 0 | 0 | 0 | 0
CC | 356.49 | 424.2 | 317.82 | 150.69 | 17.49 | 4.77
CSP | 0 | 0 | 0 | 0 | 0 | 0
CT | 0 | 0 | 0 | 0 | 0 | 0
Coal | 0 | 0 | 0 | 0 | 0 | 0
Geo | 0 | 0 | 0 | 0 | 0 | 0
H | 0 | 0 | 0 | 0 | 0 | 0
LFG | 0.01 | 0.01 | 0.09 | 0.09 | 0.09 | 0.09
Nuc | 217.02 | 221.45 | 235.29 | 195.6 | 154.22 | 93.47
PS | 0 | 0 | 0 | 0 | 0 | 0
PV | 0 | 0 | 0 | 0 | 0 | 0
PeakG | 0 | 0.42 | 0.38 | 0.08 | 0 | 0
PeakO | 0 | 0 | 0 | 0 | 0 | 0
ST | 0 | 0 | 0 | 0 | 0 | 0
STOG | 0 | 0 | 0 | 0 | 0 | 0
STWD | 0.06 | 0.22 | 1.33 | 5.5 | 24.88 | 30.21
WT | 0 | 0 | 0 | 0 | 0 | 0
IGCC | 0 | 0 | 0 | 0 | 0 | 0
DemandResponse | 0 | 0 | 0 | 0 | 0 | 0
IGCC-CCS | 0 | 0 | 0 | 0 | 0 | 0
WT_off | 0 | 0 | 0 | 0 | 0 | 0
PseudoUnit | 0 | 0 | 0 | 0 | 0 | 0
FixedInterchange | 0 | 0 | 0 | 0 | 0 | 0
Fuel Cost by Reporting Type: NYISO_G-I
ReportingType | 2015 | 2020 | 2025 | 2030 | 2035 | 2040
BM | 0 | 0 | 0 | 0 | 316.1 | 409.14
CC | 146.86 | 338.58 | 353.77 | 81.87 | 49.32 | 34.21
CSP | 0 | 0 | 0 | 0 | 0 | 0
CT | 0 | 0 | 0 | 0 | 0 | 0
Coal | 0 | 0 | 0 | 0 | 0 | 0
Geo | 0 | 0 | 0 | 0 | 0 | 0
H | 0 | 0 | 0 | 0 | 0 | 0
LFG | 0 | 0 | 0.09 | 0.09 | 0.09 | 0.09
Nuc | 130.64 | 133.3 | 141.63 | 144.4 | 72.41 | 111.88
PS | 0 | 0 | 0 | 0 | 0 | 0
PV | 0 | 0 | 0 | 0 | 0 | 0
PeakG | 0 | 0 | 0 | 0 | 0 | 0
PeakO | 0 | 0 | 0 | 0 | 0 | 0
ST | 0 | 0 | 0 | 0 | 0 | 0
STOG | 0 | 0 | 0 | 0 | 0 | 0
STWD | 0 | 0 | 0 | 0 | 0 | 0
WT | 0 | 0 | 0 | 0 | 0 | 0
IGCC | 0 | 0 | 0 | 0 | 0 | 0
DemandResponse | 0 | 0 | 0 | 0 | 0 | 0
IGCC-CCS | 0 | 0 | 0 | 0 | 0 | 0
WT_off | 0 | 0 | 0 | 0 | 0 | 0
PseudoUnit | 0 | 0 | 0 | 0 | 0 | 0
FixedInterchange | 0 | 0 | 0 | 0 | 0 | 0
Fuel Cost by Reporting Type: NYISO_J-K
ReportingType | 2015 | 2020 | 2025 | 2030 | 2035 | 2040
BM | 0 | 0 | 0 | 0 | 0 | 0
CC | 947.52 | 1026.53 | 970.65 | 477.18 | 251.91 | 154.62
CSP | 0 | 0 | 0 | 0 | 0 | 0
CT | 0 | 0 | 0 | 0 | 0 | 0
Coal | 0 | 0 | 0 | 0 | 0 | 0
Geo | 0 | 0 | 0 | 0 | 0 | 0
H | 0 | 0 | 0 | 0 | 0 | 0
LFG | 0 | 0 | 0 | 0.09 | 0.09 | 0.09
Nuc | 0 | 0 | 0 | 0.01 | 0.07 | 0.07
PS | 0 | 0 | 0 | 0 | 0 | 0
PV | 0 | 0 | 0 | 0 | 0 | 0
PeakG | 3.04 | 9.4 | 9.03 | 1.89 | 1.25 | 3.32
PeakO | 0 | 0 | 0 | 0 | 0 | 0
ST | 0 | 0 | 0 | 0 | 0 | 0
STOG | 20.21 | 33.45 | 28.22 | 11.2 | 1.41 | 2.37
STWD | 0 | 0 | 0 | 0 | 0 | 0
WT | 0 | 0 | 0 | 0 | 0 | 0
IGCC | 0 | 0 | 0 | 0 | 0 | 0
DemandResponse | 0 | 0 | 0 | 0 | 0 | 0
IGCC-CCS | 0 | 0 | 0 | 0 | 0 | 0
WT_off | 0 | 0 | 0 | 0 | 0 | 0
PseudoUnit | 0 | 0 | 0 | 0 | 0 | 0
FixedInterchange | 0 | 0 | 0 | 0 | 0 | 0
Fuel Cost by Reporting Type: PJM_E
ReportingType | 2015 | 2020 | 2025 | 2030 | 2035 | 2040
BM | 0.86 | 15.34 | 15.34 | 15.34 | 15.34 | 15.34
CC | 2089.91 | 2309.37 | 2296.86 | 1356.17 | 999.35 | 445.32
CSP | 0 | 0 | 0 | 0 | 0 | 0
CT | 0.02 | 0.18 | 0.31 | 0 | 0 | 0
Coal | 19.94 | 14.5 | 5.29 | 1.03 | 21.41 | 45.23
Geo | 0 | 0 | 0 | 0 | 0 | 0
H | 0 | 0 | 0 | 0 | 0 | 0
LFG | 0.01 | 0.18 | 0.18 | 0.18 | 0.18 | 0.18
Nuc | 563.79 | 533.75 | 567.11 | 578.18 | 415.32 | 329.35
PS | 0 | 0 | 0 | 0 | 0 | 0
PV | 0 | 0 | 0 | 0 | 0 | 0
PeakG | 2.32 | 28.72 | 29.89 | 22.69 | 14.6 | 10.59
PeakO | 0 | 0 | 0 | 0 | 0 | 0
ST | 0 | 0 | 0 | 0 | 0 | 0
STOG | 18.46 | 36 | 0 | 0 | 0 | 0
STWD | 0 | 0 | 0 | 0 | 0 | 0
WT | 0 | 0 | 0 | 0 | 0 | 0
IGCC | 0 | 0 | 0 | 0 | 0 | 0
DemandResponse | 0 | 0 | 0 | 0 | 0 | 0
IGCC-CCS | 0 | 0 | 0 | 0 | 0 | 0
WT_off | 0 | 0 | 0 | 0 | 0 | 0
PseudoUnit | 0 | 0 | 0 | 0 | 0 | 0
FixedInterchange | 0 | 0 | 0 | 0 | 0 | 0
Fuel Cost by Reporting Type: PJM_ROM
ReportingType | 2015 | 2020 | 2025 | 2030 | 2035 | 2040
BM | 0.52 | 9.21 | 9.21 | 9.21 | 1205.84 | 1205.84
CC | 949.9 | 1066.93 | 1068.7 | 663.7 | 435.98 | 137.53
CSP | 0 | 0 | 0 | 0 | 0 | 0
CT | 0.01 | 0.11 | 0.19 | 0.14 | 0 | 0
Coal | 213.2 | 28.24 | 0.65 | 0.03 | 0.03 | 0
Geo | 0 | 0 | 0 | 0 | 0 | 0
H | 0 | 0 | 0 | 0 | 0 | 0
LFG | 0.02 | 0.36 | 0.36 | 0.36 | 0.36 | 0.36
Nuc | 337.6 | 344.49 | 366.02 | 373.17 | 379.33 | 463.04
PS | 0 | 0 | 0 | 0 | 0 | 0
PV | 0 | 0 | 0 | 0 | 0 | 0
PeakG | 0 | 1 | 3.39 | 14.43 | 7.21 | 6.77
PeakO | 0 | 0 | 0 | 0 | 0 | 0
ST | 0 | 0 | 0 | 0 | 0 | 0
STOG | 45.13 | 58.7 | 1.4 | 0 | 0 | 0
STWD | 2.04 | 35.1 | 35.1 | 35.1 | 35.1 | 35.1
WT | 0 | 0 | 0 | 0 | 0 | 0
IGCC | 0 | 0 | 0 | 0 | 0 | 0
DemandResponse | 0 | 0 | 0 | 0 | 0 | 0
IGCC-CCS | 0 | 0 | 0 | 0 | 0 | 0
WT_off | 0 | 0 | 0 | 0 | 0 | 0
PseudoUnit | 0 | 0 | 0 | 0 | 0 | 0
FixedInterchange | 0 | 0 | 0 | 0 | 0 | 0
Fuel Cost by Reporting Type: PJM_ROR
ReportingType | 2015 | 2020 | 2025 | 2030 | 2035 | 2040
BM | 11.05 | 196.9 | 166.21 | 196.9 | 196.9 | 5398.8
CC | 6770.9 | 9420.07 | 8977.33 | 6195.49 | 5097.84 | 443.7
CSP | 0 | 0 | 0 | 0 | 0 | 0
CT | 0.18 | 0.38 | 0.34 | 0.26 | 0 | 0
Coal | 3785.69 | 1724.99 | 222.6 | 202.77 | 425.81 | 423.32
Geo | 0 | 0 | 0 | 0 | 0 | 0
H | 0 | 0 | 0 | 0 | 0 | 0
LFG | 0.07 | 0.7 | 0.73 | 0.73 | 0.73 | 0.73
Nuc | 1319.64 | 1346.55 | 1430.71 | 1395.54 | 1338.85 | 2178.45
PS | 0 | 0 | 0 | 0 | 0 | 0
PV | 0 | 0 | 0 | 0 | 0 | 0
PeakG | 66.77 | 72.35 | 107.34 | 77.1 | 53.81 | 14.99
PeakO | 0 | 0 | 0 | 0 | 0 | 0
ST | 0 | 0 | 0 | 0 | 0 | 0
STOG | 24.44 | 51.28 | 46.48 | 0 | 0 | 0
STWD | 2.8 | 103.87 | 87.03 | 76.32 | 103.87 | 103.87
WT | 0 | 0 | 0 | 0 | 0 | 0
IGCC | 0 | 0 | 0 | 0 | 0 | 0
DemandResponse | 0 | 0 | 0 | 0 | 0 | 0
IGCC-CCS | 0 | 0 | 0 | 0 | 0 | 0
WT_off | 0 | 0 | 0 | 0 | 0 | 0
PseudoUnit | 0 | 0 | 0 | 0 | 0 | 0
FixedInterchange | 0 | 0 | 0 | 0 | 0 | 0
Fuel Cost by Reporting Type: SOCO
ReportingType | 2015 | 2020 | 2025 | 2030 | 2035 | 2040
BM | 2.62 | 6.09 | 20.51 | 28.13 | 3352.53 | 3352.53
CC | 6689.19 | 8352.17 | 7942.25 | 3932.14 | 1499.21 | 335.32
CSP | 0 | 0 | 0 | 0 | 0 | 0
CT | 0 | 0 | 0 | 0 | 0 | 0
Coal | 962.69 | 310.33 | 134.73 | 183.01 | 198.18 | 196.98
Geo | 0 | 0 | 0 | 0 | 0 | 0
H | 0 | 0 | 0 | 0 | 0 | 0
LFG | 0 | 0 | 0.14 | 0.14 | 0.14 | 0.14
Nuc | 396.64 | 551.11 | 585.56 | 1212.03 | 1412.5 | 1770.25
PS | 0 | 0 | 0 | 0 | 0 | 0
PV | 0 | 0 | 0 | 0 | 0 | 0
PeakG | 50.79 | 75.15 | 131.77 | 8.51 | 10.82 | 3.38
PeakO | 0 | 0 | 0 | 0 | 0 | 0
ST | 0 | 0 | 0 | 0 | 0 | 0
STOG | 0 | 0 | 0 | 0 | 0 | 0
STWD | 21.81 | 37.89 | 58.06 | 328.92 | 392.54 | 242.38
WT | 0 | 0 | 0 | 0 | 0 | 0
IGCC | 0 | 0 | 0 | 0 | 0 | 0
DemandResponse | 0 | 0 | 0 | 0 | 0 | 0
IGCC-CCS | 0 | 0 | 0 | 0 | 0 | 0
WT_off | 0 | 0 | 0 | 0 | 0 | 0
PseudoUnit | 0 | 0 | 0 | 0 | 0 | 0
FixedInterchange | 0 | 0 | 0 | 0 | 0 | 0
Fuel Cost by Reporting Type: SPP_N
ReportingType | 2015 | 2020 | 2025 | 2030 | 2035 | 2040
BM | 0 | 0 | 0 | 0 | 3276 | 3139.86
CC | 663.1 | 621.28 | 518.49 | 319.26 | 107.81 | 74.92
CSP | 0 | 0 | 0 | 0 | 0 | 0
CT | 0 | 0 | 0 | 0 | 0 | 0
Coal | 923.32 | 326.45 | 28.77 | 51.02 | 99.88 | 99.88
Geo | 0 | 0 | 0 | 0 | 0 | 0
H | 0 | 0 | 0 | 0 | 0 | 0
LFG | 0 | 0 | 0.12 | 0.12 | 0.12 | 0.12
Nuc | 74.76 | 76.29 | 81.06 | 82.64 | 82.64 | 82.64
PS | 0 | 0 | 0 | 0 | 0 | 0
PV | 0 | 0 | 0 | 0 | 0 | 0
PeakG | 1.43 | 0 | 0 | 0 | 0 | 0
PeakO | 0 | 0 | 0 | 0 | 0 | 0
ST | 0 | 0 | 0 | 0 | 0 | 0
STOG | 0 | 0 | 0 | 0 | 0 | 0
STWD | 0 | 0 | 0 | 0 | 0 | 0
WT | 0 | 0 | 0 | 0 | 0 | 0
IGCC | 0 | 0 | 0 | 0 | 0 | 0
DemandResponse | 0 | 0 | 0 | 0 | 0 | 0
IGCC-CCS | 0 | 0 | 0 | 0 | 0 | 0
WT_off | 0 | 0 | 0 | 0 | 0 | 0
PseudoUnit | 0 | 0 | 0 | 0 | 0 | 0
FixedInterchange | 0 | 0 | 0 | 0 | 0 | 0
Fuel Cost by Reporting Type: SPP_S
ReportingType | 2015 | 2020 | 2025 | 2030 | 2035 | 2040
BM | 0 | 0 | 0 | 0 | 1060.26 | 2137.1
CC | 1892.56 | 2768 | 2698.17 | 1951.84 | 800.26 | 562.78
CSP | 0 | 0 | 0 | 0 | 0 | 0
CT | 0.23 | 0 | 0 | 1.93 | 0 | 0
Coal | 1461.25 | 157.85 | 20.59 | 0 | 0 | 0
Geo | 0 | 0 | 0 | 0 | 0 | 0
H | 0 | 0 | 0 | 0 | 0 | 0
LFG | 0 | 0 | 0.12 | 0.12 | 0.12 | 0.12
Nuc | 0 | 0 | 0 | 107.48 | 107.53 | 107.52
PS | 0 | 0 | 0 | 0 | 0 | 0
PV | 0 | 0 | 0 | 0 | 0 | 0
PeakG | 0 | 0 | 0 | 0 | 0 | 0
PeakO | 0 | 0 | 0 | 0 | 0 | 0
ST | 0 | 0 | 0 | 0 | 0 | 0
STOG | 146.27 | 57.4 | 106.74 | 90.56 | 18.43 | 0
STWD | 4.73 | 2.64 | 2.64 | 19.83 | 50.06 | 38.89
WT | 0 | 0 | 0 | 0 | 0 | 0
IGCC | 0 | 0 | 0 | 0 | 0 | 0
DemandResponse | 0 | 0 | 0 | 0 | 0 | 0
IGCC-CCS | 0 | 0 | 0 | 0 | 0 | 0
WT_off | 0 | 0 | 0 | 0 | 0 | 0
PseudoUnit | 0 | 0 | 0 | 0 | 0 | 0
FixedInterchange | 0 | 0 | 0 | 0 | 0 | 0
Fuel Cost by Reporting Type: TVA
ReportingType | 2015 | 2020 | 2025 | 2030 | 2035 | 2040
BM | 0 | 0 | 0 | 0 | 3781.64 | 3781.64
CC | 2092.37 | 3394.55 | 3342.36 | 2487.81 | 1253.4 | 136.1
CSP | 0 | 0 | 0 | 0 | 0 | 0
CT | 0 | 0 | 0 | 0 | 0 | 0
Coal | 717.76 | 280.68 | 7.37 | 0 | 0 | 0
Geo | 0 | 0 | 0 | 0 | 0 | 0
H | 0 | 0 | 0 | 0 | 0 | 0
LFG | 0 | 0 | 0.14 | 0.14 | 0.14 | 0.14
Nuc | 542.87 | 553.94 | 588.56 | 601.72 | 585.2 | 824.3
PS | 0 | 0 | 0 | 0 | 0 | 0
PV | 0 | 0 | 0 | 0 | 0 | 0
PeakG | 0 | 0 | 0 | 0 | 0 | 0
PeakO | 0 | 0 | 0 | 0 | 0 | 0
ST | 0 | 0 | 0 | 0 | 0 | 0
STOG | 0 | 0 | 0 | 0 | 0 | 0
STWD | 0.15 | 0.16 | 0.27 | 2.3 | 2.75 | 2.75
WT | 0 | 0 | 0 | 0 | 0 | 0
IGCC | 0 | 0 | 0 | 0 | 0 | 0
DemandResponse | 0 | 0 | 0 | 0 | 0 | 0
IGCC-CCS | 0 | 0 | 0 | 0 | 0 | 0
WT_off | 0 | 0 | 0 | 0 | 0 | 0
PseudoUnit | 0 | 0 | 0 | 0 | 0 | 0
FixedInterchange | 0 | 0 | 0 | 0 | 0 | 0
Fuel Cost by Reporting Type: TVA_Transmission
ReportingType | 2015 | 2020 | 2025 | 2030 | 2035 | 2040
BM | 0 | 0 | 0 | 0 | 0 | 0
CC | 0 | 0 | 0 | 0 | 0 | 0
CSP | 0 | 0 | 0 | 0 | 0 | 0
CT | 0 | 0 | 0 | 0 | 0 | 0
Coal | 0 | 0 | 0 | 0 | 0 | 0
Geo | 0 | 0 | 0 | 0 | 0 | 0
H | 0 | 0 | 0 | 0 | 0 | 0
LFG | 0 | 0 | 0 | 0 | 0 | 0
Nuc | 0 | 0 | 0 | 0 | 0 | 0
PS | 0 | 0 | 0 | 0 | 0 | 0
PV | 0 | 0 | 0 | 0 | 0 | 0
PeakG | 0 | 0 | 0 | 0 | 0 | 0
PeakO | 0 | 0 | 0 | 0 | 0 | 0
ST | 0 | 0 | 0 | 0 | 0 | 0
STOG | 0 | 0 | 0 | 0 | 0 | 0
STWD | 0 | 0 | 0 | 0 | 0 | 0
WT | 0 | 0 | 0 | 0 | 0 | 0
IGCC | 0 | 0 | 0 | 0 | 0 | 0
DemandResponse | 0 | 0 | 0 | 0 | 0 | 0
IGCC-CCS | 0 | 0 | 0 | 0 | 0 | 0
WT_off | 0 | 0 | 0 | 0 | 0 | 0
PseudoUnit | 0 | 0 | 0 | 0 | 0 | 0
FixedInterchange | 0 | 0 | 0 | 0 | 0 | 0
Fuel Cost by Reporting Type: VACAR
ReportingType | 2015 | 2020 | 2025 | 2030 | 2035 | 2040
BM | 0.47 | 87.52 | 362.95 | 369.47 | 369.47 | 3157.28
CC | 5548.57 | 5802.72 | 5325.35 | 3519.9 | 1354.89 | 332.08
CSP | 0 | 0 | 0 | 0 | 0 | 0
CT | 5.38 | 5.75 | 10.14 | 0 | 0 | 0
Coal | 731.43 | 431.87 | 99.99 | 89.2 | 143.88 | 142.95
Geo | 0 | 0 | 0 | 0 | 0 | 0
H | 0 | 0 | 0 | 0 | 0 | 0
LFG | 0 | 0.14 | 0.14 | 0.14 | 0.14 | 0.14
Nuc | 730.67 | 900.6 | 1106.97 | 1263.04 | 1033.54 | 902.25
PS | 0 | 0 | 0 | 0 | 0 | 0
PV | 0 | 0 | 0 | 0 | 0 | 0
PeakG | 7.91 | 16.51 | 28.77 | 24.59 | 5.85 | 7.56
PeakO | 0 | 0 | 0 | 0 | 0 | 0
ST | 0 | 0 | 0 | 0 | 0 | 0
STOG | 0 | 0 | 0 | 0 | 0 | 0
STWD | 159.73 | 159.73 | 159.73 | 159.73 | 159.73 | 124.51
WT | 0 | 0 | 0 | 0 | 0 | 0
IGCC | 0 | 0 | 0 | 0 | 0 | 0
DemandResponse | 0 | 0 | 0 | 0 | 0 | 0
IGCC-CCS | 0 | 0 | 0 | 0 | 0 | 0
WT_off | 0 | 0 | 0 | 0 | 0 | 0
PseudoUnit | 0 | 0 | 0 | 0 | 0 | 0
FixedInterchange | 0 | 0 | 0 | 0 | 0 | 0
Fuel Cost by Reporting Type: IESO
ReportingType | 2015 | 2020 | 2025 | 2030 | 2035 | 2040
BM | 0 | 0.26 | 0.45 | 2.34 | 5.97 | 10.98
CC | 197.18 | 18.29 | 3.71 | 7.22 | 4.97 | 5.51
CSP | 0 | 0 | 0 | 0 | 0 | 0
CT | 0 | 0.27 | 0 | 0 | 0 | 0
Coal | 0 | 0 | 0 | 0 | 0 | 0
Geo | 0 | 0 | 0 | 0 | 0 | 0
H | 0 | 0 | 0 | 0 | 0 | 0
LFG | 0.02 | 0.02 | 0.02 | 0.02 | 0.02 | 0.02
Nuc | 854.23 | 863.97 | 907.41 | 944.22 | 869.51 | 757.81
PS | 0 | 0 | 0 | 0 | 0 | 0
PV | 0 | 0 | 0 | 0 | 0 | 0
PeakG | 0 | 0 | 0 | 0 | 0 | 0
PeakO | 0 | 0 | 0 | 0 | 0 | 0
ST | 0 | 0 | 0 | 0 | 0 | 0
STOG | 0 | 0 | 0 | 0 | 0 | 0
STWD | 0.3 | 0.35 | 0.3 | 3.55 | 39.15 | 67.38
WT | 0 | 0 | 0 | 0 | 0 | 0
IGCC | 0 | 0 | 0 | 0 | 0 | 0
DemandResponse | 0 | 0 | 0 | 0 | 0 | 0
IGCC-CCS | 0 | 0 | 0 | 0 | 0 | 0
WT_off | 0 | 0 | 0 | 0 | 0 | 0
PseudoUnit | 0 | 0 | 0 | 0 | 0 | 0
FixedInterchange | 0 | 0 | 0 | 0 | 0 | 0
Fuel Cost by Reporting Type: MAPP_CA
ReportingType | 2015 | 2020 | 2025 | 2030 | 2035 | 2040
BM | 0 | 0 | 0 | 0 | 0 | 0
CC | 257.74 | 294.75 | 23.29 | 4.21 | 2.43 | 0
CSP | 0 | 0 | 0 | 0 | 0 | 0
CT | 0 | 0 | 0 | 0 | 0 | 0
Coal | 10.54 | 1.67 | 0 | 0 | 0 | 0
Geo | 0 | 0 | 0 | 0 | 0 | 0
H | 0 | 0 | 0 | 0 | 0 | 0
LFG | 0 | 0 | 0 | 0 | 0 | 0
Nuc | 0 | 0 | 0 | 0 | 0.07 | 0.05
PS | 0 | 0 | 0 | 0 | 0 | 0
PV | 0 | 0 | 0 | 0 | 0 | 0
PeakG | 4.65 | 5.31 | 0 | 0 | 0 | 0
PeakO | 0 | 0 | 0 | 0 | 0 | 0
ST | 0 | 0 | 0 | 0 | 0 | 0
STOG | 1.39 | 1.59 | 0 | 0 | 0 | 0
STWD | 0 | 0 | 0 | 0 | 0 | 0
WT | 0 | 0 | 0 | 0 | 0 | 0
IGCC | 0 | 0 | 0 | 0 | 0 | 0
DemandResponse | 0 | 0 | 0 | 0 | 0 | 0
IGCC-CCS | 0 | 0 | 0 | 0 | 0 | 0
WT_off | 0 | 0 | 0 | 0 | 0 | 0
PseudoUnit | 0 | 0 | 0 | 0 | 0 | 0
FixedInterchange | 0 | 0 | 0 | 0 | 0 | 0
Fuel Cost by Reporting Type: AZ_NM_SNV_Coal
ReportingType | 2015 | 2020 | 2025 | 2030 | 2035 | 2040
BM | 0 | 0 | 0 | 0 | 0 | 0
CC | 0 | 0 | 0 | 0 | 0 | 0
CSP | 0 | 0 | 0 | 0 | 0 | 0
CT | 0 | 0 | 0 | 0 | 0 | 0
Coal | 815.57 | 643.79 | 95.31 | 12 | 79.58 | 40.97
Geo | 0 | 0 | 0 | 0 | 0 | 0
H | 0 | 0 | 0 | 0 | 0 | 0
LFG | 0 | 0 | 0 | 0 | 0 | 0
Nuc | 0 | 0 | 0 | 0 | 0 | 0
PS | 0 | 0 | 0 | 0 | 0 | 0
PV | 0 | 0 | 0 | 0 | 0 | 0
PeakG | 0 | 0 | 0 | 0 | 0 | 0
PeakO | 0 | 0 | 0 | 0 | 0 | 0
ST | 0 | 0 | 0 | 0 | 0 | 0
STOG | 0 | 0 | 0 | 0 | 0 | 0
STWD | 0 | 0 | 0 | 0 | 0 | 0
WT | 0 | 0 | 0 | 0 | 0 | 0
IGCC | 0 | 0 | 0 | 0 | 0 | 0
DemandResponse | 0 | 0 | 0 | 0 | 0 | 0
IGCC-CCS | 0 | 0 | 0 | 0 | 0 | 0
WT_off | 0 | 0 | 0 | 0 | 0 | 0
PseudoUnit | 0 | 0 | 0 | 0 | 0 | 0
FixedInterchange | 0 | 0 | 0 | 0 | 0 | 0
Fuel Cost by Reporting Type: AZ_NM_SNV_Gas
ReportingType | 2015 | 2020 | 2025 | 2030 | 2035 | 2040
BM | 0 | 0 | 0 | 0 | 0 | 0
CC | 2908.64 | 2631.95 | 3684.21 | 1784.19 | 611.99 | 466.43
CSP | 0 | 0 | 0 | 0 | 0 | 0
CT | 0 | 0 | 0 | 0 | 0 | 0
Coal | 0 | 0 | 0 | 0 | 0 | 0
Geo | 0 | 0 | 0 | 0 | 0 | 0
H | 0 | 0 | 0 | 0 | 0 | 0
LFG | 0 | 0 | 0 | 0 | 0 | 0
Nuc | 0 | 0 | 0 | 0 | 0 | 0
PS | 0 | 0 | 0 | 0 | 0 | 0
PV | 0 | 0 | 0 | 0 | 0 | 0
PeakG | 0 | 0 | 0 | 0 | 0 | 0
PeakO | 0 | 0 | 0 | 0 | 0 | 0
ST | 0 | 0 | 0 | 0 | 0 | 0
STOG | 0 | 0 | 0 | 0 | 0 | 0
STWD | 0 | 0 | 0 | 0 | 0 | 0
WT | 0 | 0 | 0 | 0 | 0 | 0
IGCC | 0 | 0 | 0 | 0 | 0 | 0
DemandResponse | 0 | 0 | 0 | 0 | 0 | 0
IGCC-CCS | 0 | 0 | 0 | 0 | 0 | 0
WT_off | 0 | 0 | 0 | 0 | 0 | 0
PseudoUnit | 0 | 0 | 0 | 0 | 0 | 0
FixedInterchange | 0 | 0 | 0 | 0 | 0 | 0
Fuel Cost by Reporting Type: AZ_NM_SNV_NucRenew
ReportingType | 2015 | 2020 | 2025 | 2030 | 2035 | 2040
BM | 0 | 0 | 0 | 0 | 0 | 467.52
CC | 0 | 0 | 0 | 0 | 0 | 0
CSP | 0 | 0 | 0 | 0 | 0 | 0
CT | 0 | 0 | 0 | 0 | 0 | 0
Coal | 0 | 0 | 0 | 0 | 0 | 0
Geo | 0 | 0 | 0 | 0 | 0 | 0
H | 0 | 0 | 0 | 0 | 0 | 0
LFG | 0 | 0 | 0.08 | 0.08 | 0.08 | 0.08
Nuc | 254.91 | 260.1 | 276.36 | 512.49 | 989.17 | 989.17
PS | 0 | 0 | 0 | 0 | 0 | 0
PV | 0 | 0 | 0 | 0 | 0 | 0
PeakG | 0 | 0 | 0 | 0 | 0 | 0
PeakO | 0 | 0 | 0 | 0 | 0 | 0
ST | 0 | 0 | 0 | 0 | 0 | 0
STOG | 0 | 0 | 0 | 0 | 0 | 0
STWD | 11.54 | 11.54 | 11.54 | 11.54 | 11.54 | 11.54
WT | 0 | 0 | 0 | 0 | 0 | 0
IGCC | 0 | 0 | 0 | 0 | 0 | 0
DemandResponse | 0 | 0 | 0 | 0 | 0 | 0
IGCC-CCS | 0 | 0 | 0 | 0 | 0 | 0
WT_off | 0 | 0 | 0 | 0 | 0 | 0
PseudoUnit | 0 | 0 | 0 | 0 | 0 | 0
FixedInterchange | 0 | 0 | 0 | 0 | 0 | 0
Fuel Cost by Reporting Type: ERCOT
ReportingType | 2015 | 2020 | 2025 | 2030 | 2035 | 2040
BM | 3.98 | 6.89 | 10.4 | 74.16 | 2078.94 | 1603.69
CC | 8930.57 | 10473.09 | 8243.79 | 5738.74 | 2429.99 | 1824.14
CSP | 0 | 0 | 0 | 0 | 0 | 0
CT | 0 | 0.17 | 0.09 | 0.41 | 0 | 0
Coal | 784.7 | 492.29 | 95.82 | 125.82 | 155.2 | 155.2
Geo | 0 | 0 | 0 | 0 | 0 | 0
H | 0 | 0 | 0 | 0 | 0 | 0
LFG | 0 | 0 | 0.45 | 0.45 | 0.45 | 0.45
Nuc | 339.13 | 346.04 | 367.67 | 496.98 | 1214.89 | 1518.2
PS | 0 | 0 | 0 | 0 | 0 | 0
PV | 0 | 0 | 0 | 0 | 0 | 0
PeakG | 0 | 0.48 | 0 | 2.2 | 2.07 | 2.32
PeakO | 0 | 0 | 0 | 0 | 0 | 0
ST | 0 | 0 | 0 | 0 | 0 | 0
STOG | 131.7 | 222.53 | 63.3 | 43.18 | 0 | 0
STWD | 0 | 0 | 0 | 0 | 0 | 0
WT | 0 | 0 | 0 | 0 | 0 | 0
IGCC | 0 | 0 | 0 | 0 | 0 | 0
DemandResponse | 0 | 0 | 0 | 0 | 0 | 0
IGCC-CCS | 0 | 0 | 0 | 0 | 0 | 0
WT_off | 0 | 0 | 0 | 0 | 0 | 0
PseudoUnit | 0 | 0 | 0 | 0 | 0 | 0
FixedInterchange | 0 | 0 | 0 | 0 | 0 | 0
Fuel Cost by Reporting Type: NP15
ReportingType | 2015 | 2020 | 2025 | 2030 | 2035 | 2040
BM | 0 | 0 | 0 | 0 | 0 | 431.26
CC | 2790.09 | 3076.58 | 2865.46 | 1625.58 | 544.35 | 269.53
CSP | 0 | 0 | 0 | 0 | 0 | 0
CT | 0 | 0 | 0 | 0 | 0 | 0
Coal | 35.53 | 0 | 0 | 0 | 0 | 0
Geo | 0 | 0 | 0 | 0 | 0 | 0
H | 0 | 0 | 0 | 0 | 0 | 0
LFG | 0 | 0.44 | 0.72 | 0.72 | 0.72 | 0.72
Nuc | 150.62 | 153.69 | 163.3 | 445.47 | 631.93 | 731.89
PS | 0 | 0 | 0 | 0 | 0 | 0
PV | 0 | 0 | 0 | 0 | 0 | 0
PeakG | 0 | 0 | 0 | 0 | 0 | 0
PeakO | 0 | 0 | 0 | 0 | 0 | 0
ST | 0 | 0 | 0 | 0 | 0 | 0
STOG | 4.88 | 2.72 | 4.64 | 0 | 0 | 0
STWD | 244.45 | 244.45 | 121.15 | 244.45 | 244.45 | 244.45
WT | 0 | 0 | 0 | 0 | 0 | 0
IGCC | 0 | 0 | 0 | 0 | 0 | 0
DemandResponse | 0 | 0 | 0 | 0 | 0 | 0
IGCC-CCS | 0 | 0 | 0 | 0 | 0 | 0
WT_off | 0 | 0 | 0 | 0 | 0 | 0
PseudoUnit | 0 | 0 | 0 | 0 | 0 | 0
FixedInterchange | 0 | 0 | 0 | 0 | 0 | 0
Fuel Cost by Reporting Type: NWPP_Coal
ReportingType | 2015 | 2020 | 2025 | 2030 | 2035 | 2040
BM | 0 | 0 | 0 | 0 | 0 | 0
CC | 0 | 0 | 0 | 0 | 0 | 0
CSP | 0 | 0 | 0 | 0 | 0 | 0
CT | 0 | 0 | 0 | 0 | 0 | 0
Coal | 543.18 | 355.18 | 21.69 | 21.69 | 21.69 | 21.69
Geo | 0 | 0 | 0 | 0 | 0 | 0
H | 0 | 0 | 0 | 0 | 0 | 0
LFG | 0 | 0 | 0 | 0 | 0 | 0
Nuc | 0 | 0 | 0 | 0 | 0 | 0
PS | 0 | 0 | 0 | 0 | 0 | 0
PV | 0 | 0 | 0 | 0 | 0 | 0
PeakG | 0 | 0 | 0 | 0 | 0 | 0
PeakO | 0 | 0 | 0 | 0 | 0 | 0
ST | 0 | 0 | 0 | 0 | 0 | 0
STOG | 0 | 0 | 0 | 0 | 0 | 0
STWD | 0 | 0 | 0 | 0 | 0 | 0
WT | 0 | 0 | 0 | 0 | 0 | 0
IGCC | 0 | 0 | 0 | 0 | 0 | 0
DemandResponse | 0 | 0 | 0 | 0 | 0 | 0
IGCC-CCS | 0 | 0 | 0 | 0 | 0 | 0
WT_off | 0 | 0 | 0 | 0 | 0 | 0
PseudoUnit | 0 | 0 | 0 | 0 | 0 | 0
FixedInterchange | 0 | 0 | 0 | 0 | 0 | 0
Fuel Cost by Reporting Type: NWPP_Gas
ReportingType | 2015 | 2020 | 2025 | 2030 | 2035 | 2040
BM | 0 | 0 | 0 | 0 | 0 | 0
CC | 2204.49 | 3016.04 | 2800.06 | 1373.67 | 212.08 | 204.43
CSP | 0 | 0 | 0 | 0 | 0 | 0
CT | 0 | 0 | 0 | 0 | 0 | 0
Coal | 0 | 0 | 0 | 0 | 0 | 0
Geo | 0 | 0 | 0 | 0 | 0 | 0
H | 0 | 0 | 0 | 0 | 0 | 0
LFG | 0 | 0 | 0 | 0 | 0 | 0
Nuc | 0 | 0 | 0 | 0 | 0 | 0
PS | 0 | 0 | 0 | 0 | 0 | 0
PV | 0 | 0 | 0 | 0 | 0 | 0
PeakG | 0 | 0 | 0 | 0 | 0 | 0
PeakO | 0 | 0 | 0 | 0 | 0 | 0
ST | 0 | 0 | 0 | 0 | 0 | 0
STOG | 0 | 0 | 0 | 0 | 0 | 0
STWD | 0 | 0 | 0 | 0 | 0 | 0
WT | 0 | 0 | 0 | 0 | 0 | 0
IGCC | 0 | 0 | 0 | 0 | 0 | 0
DemandResponse | 0 | 0 | 0 | 0 | 0 | 0
IGCC-CCS | 0 | 0 | 0 | 0 | 0 | 0
WT_off | 0 | 0 | 0 | 0 | 0 | 0
PseudoUnit | 0 | 0 | 0 | 0 | 0 | 0
FixedInterchange | 0 | 0 | 0 | 0 | 0 | 0
Fuel Cost by Reporting Type: NWPP_NucRenew
ReportingType | 2015 | 2020 | 2025 | 2030 | 2035 | 2040
BM | 0 | 4.51 | 16.65 | 16.65 | 16.65 | 882.34
CC | 0 | 0 | 0 | 0 | 0 | 0
CSP | 0 | 0 | 0 | 0 | 0 | 0
CT | 0 | 0 | 0 | 0 | 0 | 0
Coal | 0 | 0 | 0 | 0 | 0 | 0
Geo | 0 | 0 | 0 | 0 | 0 | 0
H | 0 | 0 | 0 | 0 | 0 | 0
LFG | 0.03 | 0.03 | 0.34 | 0.34 | 0.34 | 0.34
Nuc | 71.13 | 72.58 | 77.12 | 78.63 | 344.13 | 408.65
PS | 0 | 0 | 0 | 0 | 0 | 0
PV | 0 | 0 | 0 | 0 | 0 | 0
PeakG | 0 | 0 | 0 | 0 | 0 | 0
PeakO | 0 | 0 | 0 | 0 | 0 | 0
ST | 0 | 0 | 0 | 0 | 0 | 0
STOG | 0 | 0 | 0 | 0 | 0 | 0
STWD | 0 | 0 | 301.46 | 301.46 | 301.46 | 301.46
WT | 0 | 0 | 0 | 0 | 0 | 0
IGCC | 0 | 0 | 0 | 0 | 0 | 0
DemandResponse | 0 | 0 | 0 | 0 | 0 | 0
IGCC-CCS | 0 | 0 | 0 | 0 | 0 | 0
WT_off | 0 | 0 | 0 | 0 | 0 | 0
PseudoUnit | 0 | 0 | 0 | 0 | 0 | 0
FixedInterchange | 0 | 0 | 0 | 0 | 0 | 0
Fuel Cost by Reporting Type: RMPA
ReportingType | 2015 | 2020 | 2025 | 2030 | 2035 | 2040
BM | 0 | 0 | 0 | 0 | 675.26 | 845.91
CC | 510.04 | 498.98 | 833.33 | 382.43 | 152.98 | 116.56
CSP | 0 | 0 | 0 | 0 | 0 | 0
CT | 0 | 0 | 0 | 0 | 0 | 0
Coal | 563.13 | 459.33 | 85.08 | 50.03 | 50 | 50
Geo | 0 | 0 | 0 | 0 | 0 | 0
H | 0 | 0 | 0 | 0 | 0 | 0
LFG | 0 | 0 | 0.04 | 0.04 | 0.04 | 0.04
Nuc | 0 | 0 | 25.13 | 147.7 | 147.73 | 147.71
PS | 0 | 0 | 0 | 0 | 0 | 0
PV | 0 | 0 | 0 | 0 | 0 | 0
PeakG | 0 | 0 | 0 | 0 | 0 | 0
PeakO | 0 | 0 | 0 | 0 | 0 | 0
ST | 0 | 0 | 0 | 0 | 0 | 0
STOG | 0 | 0 | 0 | 0 | 0 | 0
STWD | 0 | 0 | 0 | 0 | 0 | 0
WT | 0 | 0 | 0 | 0 | 0 | 0
IGCC | 0 | 0 | 0 | 0 | 0 | 0
DemandResponse | 0 | 0 | 0 | 0 | 0 | 0
IGCC-CCS | 0 | 0 | 0 | 0 | 0 | 0
WT_off | 0 | 0 | 0 | 0 | 0 | 0
PseudoUnit | 0 | 0 | 0 | 0 | 0 | 0
FixedInterchange | 0 | 0 | 0 | 0 | 0 | 0
Fuel Cost by Reporting Type: SP15
ReportingType | 2015 | 2020 | 2025 | 2030 | 2035 | 2040
BM | 3.07 | 3.07 | 3.07 | 3.07 | 3.07 | 345
CC | 3793.17 | 3798.74 | 3486.05 | 2400.33 | 1085.18 | 654.27
CSP | 0 | 0 | 0 | 0 | 0 | 0
CT | 0 | 0 | 0 | 0 | 0 | 0
Coal | 20.36 | 3.9 | 0 | 0 | 0 | 0
Geo | 0 | 0 | 0 | 0 | 0 | 0
H | 0 | 0 | 0 | 0 | 0 | 0
LFG | 0.01 | 0.72 | 0.72 | 0.72 | 0.72 | 0.72
Nuc | 139.02 | 141.86 | 150.73 | 232.6 | 294.45 | 407.79
PS | 0 | 0 | 0 | 0 | 0 | 0
PV | 0 | 0 | 0 | 0 | 0 | 0
PeakG | 0 | 0 | 0 | 0 | 0 | 0
PeakO | 0 | 0 | 0 | 0 | 0 | 0
ST | 0 | 0 | 0 | 0 | 0 | 0
STOG | 32.19 | 16.18 | 31.4 | 10.52 | 3.63 | 3.71
STWD | 62.63 | 62.63 | 62.63 | 62.63 | 62.63 | 62.63
WT | 0 | 0 | 0 | 0 | 0 | 0
IGCC | 0 | 0 | 0 | 0 | 0 | 0
DemandResponse | 0 | 0 | 0 | 0 | 0 | 0
IGCC-CCS | 0 | 0 | 0 | 0 | 0 | 0
WT_off | 0 | 0 | 0 | 0 | 0 | 0
PseudoUnit | 0 | 0 | 0 | 0 | 0 | 0
FixedInterchange | 0 | 0 | 0 | 0 | 0 | 0
Fuel Cost by Reporting Type: ALB
ReportingType | 2015 | 2020 | 2025 | 2030 | 2035 | 2040
BM | 0 | 0 | 0 | 0 | 0 | 0
CC | 604.63 | 718.04 | 809.39 | 0.32 | 0 | 0.4
CSP | 0 | 0 | 0 | 0 | 0 | 0
CT | 0 | 0 | 0 | 0 | 0 | 0
Coal | 217.7 | 217.7 | 214.73 | 0 | 0 | 0
Geo | 0 | 0 | 0 | 0 | 0 | 0
H | 0 | 0 | 0 | 0 | 0 | 0
LFG | 0 | 0 | 0 | 0 | 0 | 0
Nuc | 0 | 0 | 0.05 | 627.09 | 646.58 | 647.53
PS | 0 | 0 | 0 | 0 | 0 | 0
PV | 0 | 0 | 0 | 0 | 0 | 0
PeakG | 0 | 0 | 0 | 0 | 0 | 0.25
PeakO | 0 | 0 | 0 | 0 | 0 | 0
ST | 0 | 0 | 0 | 0 | 0 | 0
STOG | 0 | 0 | 0 | 0 | 0 | 0
STWD | 0 | 49.89 | 85 | 85 | 85 | 85
WT | 0 | 0 | 0 | 0 | 0 | 0
IGCC | 0 | 0 | 0 | 0 | 0 | 0
DemandResponse | 0 | 0 | 0 | 0 | 0 | 0
IGCC-CCS | 0 | 0 | 0 | 0 | 0 | 0
WT_off | 0 | 0 | 0 | 0 | 0 | 0
PseudoUnit | 0 | 0 | 0 | 0 | 0 | 0
FixedInterchange | 0 | 0 | 0 | 0 | 0 | 0
Fuel Cost by Reporting Type: BC
ReportingType | 2015 | 2020 | 2025 | 2030 | 2035 | 2040
BM | 0 | 0 | 0 | 0 | 0 | 0
CC | 149.7 | 173.16 | 193.57 | 136.22 | 0 | 0
CSP | 0 | 0 | 0 | 0 | 0 | 0
CT | 0 | 0 | 0 | 0 | 0 | 0
Coal | 0 | 0 | 0 | 0 | 0 | 0
Geo | 0 | 0 | 0 | 0 | 0 | 0
H | 0 | 0 | 0 | 0 | 0 | 0
LFG | 0 | 0 | 0 | 0 | 0 | 0
Nuc | 0 | 0 | 0.02 | 51.31 | 51.31 | 98.55
PS | 0 | 0 | 0 | 0 | 0 | 0
PV | 0 | 0 | 0 | 0 | 0 | 0
PeakG | 0 | 0 | 0 | 0 | 0 | 0
PeakO | 0 | 0 | 0 | 0 | 0 | 0
ST | 0 | 0 | 0 | 0 | 0 | 0
STOG | 0 | 0 | 0 | 0 | 0 | 0
STWD | 0 | 140.84 | 271.44 | 271.44 | 271.44 | 271.44
WT | 0 | 0 | 0 | 0 | 0 | 0
IGCC | 0 | 0 | 0 | 0 | 0 | 0
DemandResponse | 0 | 0 | 0 | 0 | 0 | 0
IGCC-CCS | 0 | 0 | 0 | 0 | 0 | 0
WT_off | 0 | 0 | 0 | 0 | 0 | 0
PseudoUnit | 0 | 0 | 0 | 0 | 0 | 0
FixedInterchange | 0 | 0 | 0 | 0 | 0 | 0
Fuel Cost by Reporting Type: HQ_IESO
ReportingType | 2015 | 2020 | 2025 | 2030 | 2035 | 2040
BM | 0 | 0 | 0 | 0 | 0 | 0
CC | 0 | 0 | 0 | 0 | 0 | 0
CSP | 0 | 0 | 0 | 0 | 0 | 0
CT | 0 | 0 | 0 | 0 | 0 | 0
Coal | 0 | 0 | 0 | 0 | 0 | 0
Geo | 0 | 0 | 0 | 0 | 0 | 0
H | 0 | 0 | 0 | 0 | 0 | 0
LFG | 0 | 0 | 0 | 0 | 0 | 0
Nuc | 0 | 0 | 0 | 0 | 0 | 0
PS | 0 | 0 | 0 | 0 | 0 | 0
PV | 0 | 0 | 0 | 0 | 0 | 0
PeakG | 0 | 0 | 0 | 0 | 0 | 0
PeakO | 0 | 0 | 0 | 0 | 0 | 0
ST | 0 | 0 | 0 | 0 | 0 | 0
STOG | 0 | 0 | 0 | 0 | 0 | 0
STWD | 0 | 0 | 0 | 0 | 0 | 0
WT | 0 | 0 | 0 | 0 | 0 | 0
IGCC | 0 | 0 | 0 | 0 | 0 | 0
DemandResponse | 0 | 0 | 0 | 0 | 0 | 0
IGCC-CCS | 0 | 0 | 0 | 0 | 0 | 0
WT_off | 0 | 0 | 0 | 0 | 0 | 0
PseudoUnit | 0 | 0 | 0 | 0 | 0 | 0
FixedInterchange | 0 | 0 | 0 | 0 | 0 | 0
Fuel Cost by Reporting Type: HQ_NEISO
ReportingType | 2015 | 2020 | 2025 | 2030 | 2035 | 2040
BM | 0 | 0 | 0 | 0 | 0 | 0
CC | 0 | 0 | 0 | 0 | 0 | 0
CSP | 0 | 0 | 0 | 0 | 0 | 0
CT | 0 | 0 | 0 | 0 | 0 | 0
Coal | 0 | 0 | 0 | 0 | 0 | 0
Geo | 0 | 0 | 0 | 0 | 0 | 0
H | 0 | 0 | 0 | 0 | 0 | 0
LFG | 0 | 0 | 0 | 0 | 0 | 0
Nuc | 0 | 0 | 0 | 0 | 0.03 | 0.04
PS | 0 | 0 | 0 | 0 | 0 | 0
PV | 0 | 0 | 0 | 0 | 0 | 0
PeakG | 0 | 0 | 0 | 0 | 0 | 0
PeakO | 0 | 0 | 0 | 0 | 0 | 0
ST | 0 | 0 | 0 | 0 | 0 | 0
STOG | 0 | 0 | 0 | 0 | 0 | 0
STWD | 0 | 0 | 0 | 0 | 0 | 0
WT | 0 | 0 | 0 | 0 | 0 | 0
IGCC | 0 | 0 | 0 | 0 | 0 | 0
DemandResponse | 0 | 0 | 0 | 0 | 0 | 0
IGCC-CCS | 0 | 0 | 0 | 0 | 0 | 0
WT_off | 0 | 0 | 0 | 0 | 0 | 0
PseudoUnit | 0 | 0 | 0 | 0 | 0 | 0
FixedInterchange | 0 | 0 | 0 | 0 | 0 | 0
Fuel Cost by Reporting Type: HQ_NY
ReportingType | 2015 | 2020 | 2025 | 2030 | 2035 | 2040
BM | 0 | 0 | 0 | 0 | 0 | 0
CC | 0 | 0 | 0 | 0 | 0 | 0
CSP | 0 | 0 | 0 | 0 | 0 | 0
CT | 0 | 0 | 0 | 0 | 0 | 0
Coal | 0 | 0 | 0 | 0 | 0 | 0
Geo | 0 | 0 | 0 | 0 | 0 | 0
H | 0 | 0 | 0 | 0 | 0 | 0
LFG | 0 | 0 | 0 | 0 | 0 | 0
Nuc | 0 | 0 | 0 | 0 | 0.03 | 0.04
PS | 0 | 0 | 0 | 0 | 0 | 0
PV | 0 | 0 | 0 | 0 | 0 | 0
PeakG | 0 | 0 | 0 | 0 | 0 | 0
PeakO | 0 | 0 | 0 | 0 | 0 | 0
ST | 0 | 0 | 0 | 0 | 0 | 0
STOG | 0 | 0 | 0 | 0 | 0 | 0
STWD | 0 | 0 | 0 | 0 | 0 | 0
WT | 0 | 0 | 0 | 0 | 0 | 0
IGCC | 0 | 0 | 0 | 0 | 0 | 0
DemandResponse | 0 | 0 | 0 | 0 | 0 | 0
IGCC-CCS | 0 | 0 | 0 | 0 | 0 | 0
WT_off | 0 | 0 | 0 | 0 | 0 | 0
PseudoUnit | 0 | 0 | 0 | 0 | 0 | 0
FixedInterchange | 0 | 0 | 0 | 0 | 0 | 0
Fuel Cost by Reporting Type: MARITIMES
ReportingType | 2015 | 2020 | 2025 | 2030 | 2035 | 2040
BM | 0 | 0 | 0 | 0 | 0 | 0
CC | 0 | 0 | 0 | 0 | 0 | 0
CSP | 0 | 0 | 0 | 0 | 0 | 0
CT | 0 | 0 | 0 | 0 | 0 | 0
Coal | 0 | 0 | 0 | 0 | 0 | 0
Geo | 0 | 0 | 0 | 0 | 0 | 0
H | 0 | 0 | 0 | 0 | 0 | 0
LFG | 0 | 0 | 0 | 0 | 0 | 0
Nuc | 0 | 0 | 0 | 0 | 0.03 | 0.04
PS | 0 | 0 | 0 | 0 | 0 | 0
PV | 0 | 0 | 0 | 0 | 0 | 0
PeakG | 0 | 0 | 0 | 0 | 0 | 0
PeakO | 0 | 0 | 0 | 0 | 0 | 0
ST | 0 | 0 | 0 | 0 | 0 | 0
STOG | 0 | 0 | 0 | 0 | 0 | 0
STWD | 0 | 0 | 0 | 0 | 0 | 0
WT | 0 | 0 | 0 | 0 | 0 | 0
IGCC | 0 | 0 | 0 | 0 | 0 | 0
DemandResponse | 0 | 0 | 0 | 0 | 0 | 0
IGCC-CCS | 0 | 0 | 0 | 0 | 0 | 0
WT_off | 0 | 0 | 0 | 0 | 0 | 0
PseudoUnit | 0 | 0 | 0 | 0 | 0 | 0
FixedInterchange | 0 | 0 | 0 | 0 | 0 | 0
Fuel Cost by Reporting Type: All
ReportingType | 2015 | 2020 | 2025 | 2030 | 2035 | 2040
BM | 151.55 | 406.81 | 645.72 | 844.24 | 18949.97 | 44862.27
CC | 70240.71 | 90380.62 | 83566.17 | 50309.86 | 27023.95 | 9046.34
CSP | 0 | 0 | 0 | 0 | 0 | 0
CT | 43.03 | 76.2 | 84.3 | 23.26 | 0 | 0
Coal | 19210.69 | 7224.08 | 1364.58 | 1108.02 | 1925.62 | 1962.93
Geo | 0 | 0 | 0 | 0 | 0 | 0
H | 0 | 0 | 0 | 0 | 0 | 0
LFG | 0.25 | 2.74 | 5.56 | 6.49 | 6.49 | 6.49
Nuc | 7711.7 | 8121.16 | 8996.99 | 12302.21 | 13972.83 | 16138.85
PS | 0 | 0 | 0 | 0 | 0 | 0
PV | 0 | 0 | 0 | 0 | 0 | 0
PeakG | 205.93 | 320.88 | 399.61 | 195.48 | 130 | 66.37
PeakO | 0 | 0 | 0 | 0 | 0 | 0
ST | 0 | 0 | 0 | 0 | 0 | 0
STOG | 471.47 | 530.72 | 293.69 | 155.83 | 23.46 | 6.09
STWD | 956.08 | 1076.82 | 1418.4 | 2104.46 | 2543.77 | 2318.44
WT | 0 | 0 | 0.01 | 0.01 | 0.01 | 0.01
IGCC | 87.33 | 78.96 | 9.64 | 0 | 0 | 0
DemandResponse | 0 | 0 | 0 | 0 | 0 | 0
IGCC-CCS | 0 | 0 | 0 | 0 | 0 | 0
WT_off | 0 | 0 | 0 | 0 | 0 | 0
PseudoUnit | 0 | 0 | 0 | 0 | 0 | 0
FixedInterchange | 0 | 0 | 0 | 0 | 0 | 0
Fuel Cost by Reporting Type: EI_US
ReportingType | 2015 | 2020 | 2025 | 2030 | 2035 | 2040
BM | 144.5 | 392.08 | 615.16 | 748.03 | 16170.09 | 40275.55
CC | 47894.46 | 65681.01 | 60623.33 | 36856.96 | 21980 | 5505.06
CSP | 0 | 0 | 0 | 0 | 0 | 0
CT | 43.03 | 75.76 | 84.21 | 22.85 | 0 | 0
Coal | 16219.98 | 5050.23 | 851.96 | 898.49 | 1619.16 | 1695.07
Geo | 0 | 0 | 0 | 0 | 0 | 0
H | 0 | 0 | 0 | 0 | 0 | 0
LFG | 0.18 | 1.53 | 3.19 | 4.11 | 4.11 | 4.11
Nuc | 5902.65 | 6282.9 | 7029.2 | 8765.71 | 8783.06 | 10431.49
PS | 0 | 0 | 0 | 0 | 0 | 0
PV | 0 | 0 | 0 | 0 | 0 | 0
PeakG | 201.28 | 315.09 | 399.61 | 193.28 | 127.93 | 63.79
PeakO | 0 | 0 | 0 | 0 | 0 | 0
ST | 0 | 0 | 0 | 0 | 0 | 0
STOG | 301.31 | 287.7 | 194.36 | 102.13 | 19.83 | 2.37
STWD | 637.16 | 567.12 | 564.88 | 1124.4 | 1528.1 | 1274.55
WT | 0 | 0 | 0.01 | 0.01 | 0.01 | 0.01
IGCC | 87.33 | 78.96 | 9.64 | 0 | 0 | 0
DemandResponse | 0 | 0 | 0 | 0 | 0 | 0
IGCC-CCS | 0 | 0 | 0 | 0 | 0 | 0
WT_off | 0 | 0 | 0 | 0 | 0 | 0
PseudoUnit | 0 | 0 | 0 | 0 | 0 | 0
FixedInterchange | 0 | 0 | 0 | 0 | 0 | 0
Fuel Cost by Reporting Type: EI_Canada
ReportingType | 2015 | 2020 | 2025 | 2030 | 2035 | 2040
BM | 0 | 0.26 | 0.45 | 2.34 | 5.97 | 10.98
CC | 454.92 | 313.04 | 26.99 | 11.42 | 7.39 | 5.51
CSP | 0 | 0 | 0 | 0 | 0 | 0
CT | 0 | 0.27 | 0 | 0 | 0 | 0
Coal | 10.54 | 1.67 | 0 | 0 | 0 | 0
Geo | 0 | 0 | 0 | 0 | 0 | 0
H | 0 | 0 | 0 | 0 | 0 | 0
LFG | 0.02 | 0.02 | 0.02 | 0.02 | 0.02 | 0.02
Nuc | 854.23 | 863.98 | 907.41 | 944.22 | 869.58 | 757.86
PS | 0 | 0 | 0 | 0 | 0 | 0
PV | 0 | 0 | 0 | 0 | 0 | 0
PeakG | 4.65 | 5.31 | 0 | 0 | 0 | 0
PeakO | 0 | 0 | 0 | 0 | 0 | 0
ST | 0 | 0 | 0 | 0 | 0 | 0
STOG | 1.39 | 1.59 | 0 | 0 | 0 | 0
STWD | 0.3 | 0.35 | 0.3 | 3.55 | 39.15 | 67.38
WT | 0 | 0 | 0 | 0 | 0 | 0
IGCC | 0 | 0 | 0 | 0 | 0 | 0
DemandResponse | 0 | 0 | 0 | 0 | 0 | 0
IGCC-CCS | 0 | 0 | 0 | 0 | 0 | 0
WT_off | 0 | 0 | 0 | 0 | 0 | 0
PseudoUnit | 0 | 0 | 0 | 0 | 0 | 0
FixedInterchange | 0 | 0 | 0 | 0 | 0 | 0
Fuel Cost by Reporting Type: EI
ReportingType | 2015 | 2020 | 2025 | 2030 | 2035 | 2040
BM | 144.5 | 392.34 | 615.61 | 750.37 | 16176.06 | 40286.54
CC | 48349.38 | 65994.05 | 60650.32 | 36868.38 | 21987.39 | 5510.56
CSP | 0 | 0 | 0 | 0 | 0 | 0
CT | 43.03 | 76.03 | 84.21 | 22.85 | 0 | 0
Coal | 16230.52 | 5051.9 | 851.96 | 898.49 | 1619.16 | 1695.07
Geo | 0 | 0 | 0 | 0 | 0 | 0
H | 0 | 0 | 0 | 0 | 0 | 0
LFG | 0.2 | 1.55 | 3.21 | 4.13 | 4.13 | 4.13
Nuc | 6756.88 | 7146.87 | 7936.61 | 9709.94 | 9652.64 | 11189.36
PS | 0 | 0 | 0 | 0 | 0 | 0
PV | 0 | 0 | 0 | 0 | 0 | 0
PeakG | 205.93 | 320.4 | 399.61 | 193.28 | 127.93 | 63.79
PeakO | 0 | 0 | 0 | 0 | 0 | 0
ST | 0 | 0 | 0 | 0 | 0 | 0
STOG | 302.7 | 289.29 | 194.36 | 102.13 | 19.83 | 2.37
STWD | 637.46 | 567.47 | 565.19 | 1127.95 | 1567.25 | 1341.93
WT | 0 | 0 | 0.01 | 0.01 | 0.01 | 0.01
IGCC | 87.33 | 78.96 | 9.64 | 0 | 0 | 0
DemandResponse | 0 | 0 | 0 | 0 | 0 | 0
IGCC-CCS | 0 | 0 | 0 | 0 | 0 | 0
WT_off | 0 | 0 | 0 | 0 | 0 | 0
PseudoUnit | 0 | 0 | 0 | 0 | 0 | 0
FixedInterchange | 0 | 0 | 0 | 0 | 0 | 0
Fuel Cost by Reporting Type: Outside_EI
ReportingType | 2015 | 2020 | 2025 | 2030 | 2035 | 2040
BM | 7.05 | 14.47 | 30.11 | 93.87 | 2773.91 | 4575.73
CC | 21891.34 | 24386.57 | 22915.85 | 13441.48 | 5036.56 | 3535.77
CSP | 0 | 0 | 0 | 0 | 0 | 0
CT | 0 | 0.17 | 0.09 | 0.41 | 0 | 0
Coal | 2980.17 | 2172.18 | 512.62 | 209.53 | 306.47 | 267.86
Geo | 0 | 0 | 0 | 0 | 0 | 0
H | 0 | 0 | 0 | 0 | 0 | 0
LFG | 0.05 | 1.19 | 2.36 | 2.36 | 2.36 | 2.36
Nuc | 954.81 | 974.29 | 1060.38 | 2592.27 | 4320.19 | 4949.5
PS | 0 | 0 | 0 | 0 | 0 | 0
PV | 0 | 0 | 0 | 0 | 0 | 0
PeakG | 0 | 0.48 | 0 | 2.2 | 2.07 | 2.57
PeakO | 0 | 0 | 0 | 0 | 0 | 0
ST | 0 | 0 | 0 | 0 | 0 | 0
STOG | 168.77 | 241.43 | 99.34 | 53.7 | 3.63 | 3.71
STWD | 318.62 | 509.34 | 853.21 | 976.51 | 976.51 | 976.51
WT | 0 | 0 | 0 | 0 | 0 | 0
IGCC | 0 | 0 | 0 | 0 | 0 | 0
DemandResponse | 0 | 0 | 0 | 0 | 0 | 0
IGCC-CCS | 0 | 0 | 0 | 0 | 0 | 0
WT_off | 0 | 0 | 0 | 0 | 0 | 0
PseudoUnit | 0 | 0 | 0 | 0 | 0 | 0
FixedInterchange | 0 | 0 | 0 | 0 | 0 | 0
#7 | Emission Cost ($million)
==== Emission Program: TitleIV_CAIRSO2 : (SO2) ====
Emission Cost by Reporting Type: Entergy
ReportingType | 2015 | 2020 | 2025 | 2030 | 2035 | 2040
BM | 0 | 0 | 0 | 0 | 0 | 0
CC | 0 | 0 | 0 | 0 | 0 | 0
CSP | 0 | 0 | 0 | 0 | 0 | 0
CT | 0 | 0 | 0 | 0 | 0 | 0
Coal | 25.28 | 0 | 0 | 0 | 0 | 0
Geo | 0 | 0 | 0 | 0 | 0 | 0
H | 0 | 0 | 0 | 0 | 0 | 0
LFG | 0 | 0 | 0 | 0 | 0 | 0
Nuc | 0 | 0 | 0 | 0 | 0 | 0
PS | 0 | 0 | 0 | 0 | 0 | 0
PV | 0 | 0 | 0 | 0 | 0 | 0
PeakG | 0 | 0 | 0 | 0 | 0 | 0
PeakO | 0 | 0 | 0 | 0 | 0 | 0
ST | 0 | 0 | 0 | 0 | 0 | 0
STOG | 0 | 0 | 0 | 0 | 0 | 0
STWD | 0 | 0 | 0 | 0 | 0 | 0
WT | 0 | 0 | 0 | 0 | 0 | 0
IGCC | 0 | 0 | 0 | 0 | 0 | 0
DemandResponse | 0 | 0 | 0 | 0 | 0 | 0
IGCC-CCS | 0 | 0 | 0 | 0 | 0 | 0
WT_off | 0 | 0 | 0 | 0 | 0 | 0
PseudoUnit | 0 | 0 | 0 | 0 | 0 | 0
FixedInterchange | 0 | 0 | 0 | 0 | 0 | 0
Emission Cost by Reporting Type: FRCC
ReportingType | 2015 | 2020 | 2025 | 2030 | 2035 | 2040
BM | 0 | 0 | 0 | 0 | 0 | 0
CC | 0 | 0 | 0 | 0 | 0 | 0
CSP | 0 | 0 | 0 | 0 | 0 | 0
CT | 0 | 0 | 0 | 0 | 0 | 0
Coal | 3.82 | 0 | 0 | 0 | 0 | 0
Geo | 0 | 0 | 0 | 0 | 0 | 0
H | 0 | 0 | 0 | 0 | 0 | 0
LFG | 0 | 0 | 0 | 0 | 0 | 0
Nuc | 0 | 0 | 0 | 0 | 0 | 0
PS | 0 | 0 | 0 | 0 | 0 | 0
PV | 0 | 0 | 0 | 0 | 0 | 0
PeakG | 0 | 0 | 0 | 0 | 0 | 0
PeakO | 0 | 0 | 0 | 0 | 0 | 0
ST | 0 | 0 | 0 | 0 | 0 | 0
STOG | 0 | 0 | 0 | 0 | 0 | 0
STWD | 0 | 0 | 0 | 0 | 0 | 0
WT | 0 | 0 | 0 | 0 | 0 | 0
IGCC | 0 | 0 | 0 | 0 | 0 | 0
DemandResponse | 0 | 0 | 0 | 0 | 0 | 0
IGCC-CCS | 0 | 0 | 0 | 0 | 0 | 0
WT_off | 0 | 0 | 0 | 0 | 0 | 0
PseudoUnit | 0 | 0 | 0 | 0 | 0 | 0
FixedInterchange | 0 | 0 | 0 | 0 | 0 | 0
Emission Cost by Reporting Type: MAPP_US
ReportingType | 2015 | 2020 | 2025 | 2030 | 2035 | 2040
BM | 0 | 0 | 0 | 0 | 0 | 0
CC | 0 | 0 | 0 | 0 | 0 | 0
CSP | 0 | 0 | 0 | 0 | 0 | 0
CT | 0 | 0 | 0 | 0 | 0 | 0
Coal | 0.85 | 0 | 0 | 0 | 0 | 0
Geo | 0 | 0 | 0 | 0 | 0 | 0
H | 0 | 0 | 0 | 0 | 0 | 0
LFG | 0 | 0 | 0 | 0 | 0 | 0
Nuc | 0 | 0 | 0 | 0 | 0 | 0
PS | 0 | 0 | 0 | 0 | 0 | 0
PV | 0 | 0 | 0 | 0 | 0 | 0
PeakG | 0 | 0 | 0 | 0 | 0 | 0
PeakO | 0 | 0 | 0 | 0 | 0 | 0
ST | 0 | 0 | 0 | 0 | 0 | 0
STOG | 0 | 0 | 0 | 0 | 0 | 0
STWD | 0 | 0 | 0 | 0 | 0 | 0
WT | 0 | 0 | 0 | 0 | 0 | 0
IGCC | 0 | 0 | 0 | 0 | 0 | 0
DemandResponse | 0 | 0 | 0 | 0 | 0 | 0
IGCC-CCS | 0 | 0 | 0 | 0 | 0 | 0
WT_off | 0 | 0 | 0 | 0 | 0 | 0
PseudoUnit | 0 | 0 | 0 | 0 | 0 | 0
FixedInterchange | 0 | 0 | 0 | 0 | 0 | 0
Emission Cost by Reporting Type: MISO_IN
ReportingType | 2015 | 2020 | 2025 | 2030 | 2035 | 2040
BM | 0 | 0 | 0 | 0 | 0 | 0
CC | 0 | 0 | 0 | 0 | 0 | 0
CSP | 0 | 0 | 0 | 0 | 0 | 0
CT | 0 | 0 | 0 | 0 | 0 | 0
Coal | 19.96 | 0 | 0 | 0 | 0 | 0
Geo | 0 | 0 | 0 | 0 | 0 | 0
H | 0 | 0 | 0 | 0 | 0 | 0
LFG | 0 | 0 | 0 | 0 | 0 | 0
Nuc | 0 | 0 | 0 | 0 | 0 | 0
PS | 0 | 0 | 0 | 0 | 0 | 0
PV | 0 | 0 | 0 | 0 | 0 | 0
PeakG | 0 | 0 | 0 | 0 | 0 | 0
PeakO | 0 | 0 | 0 | 0 | 0 | 0
ST | 0 | 0 | 0 | 0 | 0 | 0
STOG | 0 | 0 | 0 | 0 | 0 | 0
STWD | 0 | 0 | 0 | 0 | 0 | 0
WT | 0 | 0 | 0 | 0 | 0 | 0
IGCC | 0.18 | 0 | 0 | 0 | 0 | 0
DemandResponse | 0 | 0 | 0 | 0 | 0 | 0
IGCC-CCS | 0 | 0 | 0 | 0 | 0 | 0
WT_off | 0 | 0 | 0 | 0 | 0 | 0
PseudoUnit | 0 | 0 | 0 | 0 | 0 | 0
FixedInterchange | 0 | 0 | 0 | 0 | 0 | 0
Emission Cost by Reporting Type: MISO_MI
ReportingType | 2015 | 2020 | 2025 | 2030 | 2035 | 2040
BM | 0 | 0 | 0 | 0 | 0 | 0
CC | 0 | 0 | 0 | 0 | 0 | 0
CSP | 0 | 0 | 0 | 0 | 0 | 0
CT | 0 | 0 | 0 | 0 | 0 | 0
Coal | 10.47 | 0 | 0 | 0 | 0 | 0
Geo | 0 | 0 | 0 | 0 | 0 | 0
H | 0 | 0 | 0 | 0 | 0 | 0
LFG | 0 | 0 | 0 | 0 | 0 | 0
Nuc | 0 | 0 | 0 | 0 | 0 | 0
PS | 0 | 0 | 0 | 0 | 0 | 0
PV | 0 | 0 | 0 | 0 | 0 | 0
PeakG | 0 | 0 | 0 | 0 | 0 | 0
PeakO | 0 | 0 | 0 | 0 | 0 | 0
ST | 0 | 0 | 0 | 0 | 0 | 0
STOG | 0 | 0 | 0 | 0 | 0 | 0
STWD | 0 | 0 | 0 | 0 | 0 | 0
WT | 0 | 0 | 0 | 0 | 0 | 0
IGCC | 0 | 0 | 0 | 0 | 0 | 0
DemandResponse | 0 | 0 | 0 | 0 | 0 | 0
IGCC-CCS | 0 | 0 | 0 | 0 | 0 | 0
WT_off | 0 | 0 | 0 | 0 | 0 | 0
PseudoUnit | 0 | 0 | 0 | 0 | 0 | 0
FixedInterchange | 0 | 0 | 0 | 0 | 0 | 0
Emission Cost by Reporting Type: MISO_MO-IL
ReportingType | 2015 | 2020 | 2025 | 2030 | 2035 | 2040
BM | 0 | 0 | 0 | 0 | 0 | 0
CC | 0 | 0 | 0 | 0 | 0 | 0
CSP | 0 | 0 | 0 | 0 | 0 | 0
CT | 0 | 0 | 0 | 0 | 0 | 0
Coal | 31.26 | 0 | 0 | 0 | 0 | 0
Geo | 0 | 0 | 0 | 0 | 0 | 0
H | 0 | 0 | 0 | 0 | 0 | 0
LFG | 0 | 0 | 0 | 0 | 0 | 0
Nuc | 0 | 0 | 0 | 0 | 0 | 0
PS | 0 | 0 | 0 | 0 | 0 | 0
PV | 0 | 0 | 0 | 0 | 0 | 0
PeakG | 0 | 0 | 0 | 0 | 0 | 0
PeakO | 0 | 0 | 0 | 0 | 0 | 0
ST | 0 | 0 | 0 | 0 | 0 | 0
STOG | 0 | 0 | 0 | 0 | 0 | 0
STWD | 0 | 0 | 0 | 0 | 0 | 0
WT | 0 | 0 | 0 | 0 | 0 | 0
IGCC | 0 | 0 | 0 | 0 | 0 | 0
DemandResponse | 0 | 0 | 0 | 0 | 0 | 0
IGCC-CCS | 0 | 0 | 0 | 0 | 0 | 0
WT_off | 0 | 0 | 0 | 0 | 0 | 0
PseudoUnit | 0 | 0 | 0 | 0 | 0 | 0
FixedInterchange | 0 | 0 | 0 | 0 | 0 | 0
Emission Cost by Reporting Type: MISO_W
ReportingType | 2015 | 2020 | 2025 | 2030 | 2035 | 2040
BM | 0 | 0 | 0 | 0 | 0 | 0
CC | 0 | 0 | 0 | 0 | 0 | 0
CSP | 0 | 0 | 0 | 0 | 0 | 0
CT | 0 | 0 | 0 | 0 | 0 | 0
Coal | 17.76 | 0 | 0 | 0 | 0 | 0
Geo | 0 | 0 | 0 | 0 | 0 | 0
H | 0 | 0 | 0 | 0 | 0 | 0
LFG | 0 | 0 | 0 | 0 | 0 | 0
Nuc | 0 | 0 | 0 | 0 | 0 | 0
PS | 0 | 0 | 0 | 0 | 0 | 0
PV | 0 | 0 | 0 | 0 | 0 | 0
PeakG | 0 | 0 | 0 | 0 | 0 | 0
PeakO | 0 | 0 | 0 | 0 | 0 | 0
ST | 0 | 0 | 0 | 0 | 0 | 0
STOG | 0 | 0 | 0 | 0 | 0 | 0
STWD | 0 | 0 | 0 | 0 | 0 | 0
WT | 0 | 0 | 0 | 0 | 0 | 0
IGCC | 0 | 0 | 0 | 0 | 0 | 0
DemandResponse | 0 | 0 | 0 | 0 | 0 | 0
IGCC-CCS | 0 | 0 | 0 | 0 | 0 | 0
WT_off | 0 | 0 | 0 | 0 | 0 | 0
PseudoUnit | 0 | 0 | 0 | 0 | 0 | 0
FixedInterchange | 0 | 0 | 0 | 0 | 0 | 0
Emission Cost by Reporting Type: MISO_WUMS
ReportingType | 2015 | 2020 | 2025 | 2030 | 2035 | 2040
BM | 0 | 0 | 0 | 0 | 0 | 0
CC | 0 | 0 | 0 | 0 | 0 | 0
CSP | 0 | 0 | 0 | 0 | 0 | 0
CT | 0 | 0 | 0 | 0 | 0 | 0
Coal | 2.05 | 0 | 0 | 0 | 0 | 0
Geo | 0 | 0 | 0 | 0 | 0 | 0
H | 0 | 0 | 0 | 0 | 0 | 0
LFG | 0 | 0 | 0 | 0 | 0 | 0
Nuc | 0 | 0 | 0 | 0 | 0 | 0
PS | 0 | 0 | 0 | 0 | 0 | 0
PV | 0 | 0 | 0 | 0 | 0 | 0
PeakG | 0 | 0 | 0 | 0 | 0 | 0
PeakO | 0 | 0 | 0 | 0 | 0 | 0
ST | 0 | 0 | 0 | 0 | 0 | 0
STOG | 0 | 0 | 0 | 0 | 0 | 0
STWD | 0 | 0 | 0 | 0 | 0 | 0
WT | 0 | 0 | 0 | 0 | 0 | 0
IGCC | 0 | 0 | 0 | 0 | 0 | 0
DemandResponse | 0 | 0 | 0 | 0 | 0 | 0
IGCC-CCS | 0 | 0 | 0 | 0 | 0 | 0
WT_off | 0 | 0 | 0 | 0 | 0 | 0
PseudoUnit | 0 | 0 | 0 | 0 | 0 | 0
FixedInterchange | 0 | 0 | 0 | 0 | 0 | 0
Emission Cost by Reporting Type: Nebraska
ReportingType | 2015 | 2020 | 2025 | 2030 | 2035 | 2040
BM | 0 | 0 | 0 | 0 | 0 | 0
CC | 0 | 0 | 0 | 0 | 0 | 0
CSP | 0 | 0 | 0 | 0 | 0 | 0
CT | 0 | 0 | 0 | 0 | 0 | 0
Coal | 3.26 | 0 | 0 | 0 | 0 | 0
Geo | 0 | 0 | 0 | 0 | 0 | 0
H | 0 | 0 | 0 | 0 | 0 | 0
LFG | 0 | 0 | 0 | 0 | 0 | 0
Nuc | 0 | 0 | 0 | 0 | 0 | 0
PS | 0 | 0 | 0 | 0 | 0 | 0
PV | 0 | 0 | 0 | 0 | 0 | 0
PeakG | 0 | 0 | 0 | 0 | 0 | 0
PeakO | 0 | 0 | 0 | 0 | 0 | 0
ST | 0 | 0 | 0 | 0 | 0 | 0
STOG | 0 | 0 | 0 | 0 | 0 | 0
STWD | 0 | 0 | 0 | 0 | 0 | 0
WT | 0 | 0 | 0 | 0 | 0 | 0
IGCC | 0 | 0 | 0 | 0 | 0 | 0
DemandResponse | 0 | 0 | 0 | 0 | 0 | 0
IGCC-CCS | 0 | 0 | 0 | 0 | 0 | 0
WT_off | 0 | 0 | 0 | 0 | 0 | 0
PseudoUnit | 0 | 0 | 0 | 0 | 0 | 0
FixedInterchange | 0 | 0 | 0 | 0 | 0 | 0
Emission Cost by Reporting Type: NEISO
ReportingType | 2015 | 2020 | 2025 | 2030 | 2035 | 2040
BM | 0 | 0 | 0 | 0 | 0 | 0
CC | 0 | 0 | 0 | 0 | 0 | 0
CSP | 0 | 0 | 0 | 0 | 0 | 0
CT | 0 | 0 | 0 | 0 | 0 | 0
Coal | 0 | 0 | 0 | 0 | 0 | 0
Geo | 0 | 0 | 0 | 0 | 0 | 0
H | 0 | 0 | 0 | 0 | 0 | 0
LFG | 0 | 0 | 0 | 0 | 0 | 0
Nuc | 0 | 0 | 0 | 0 | 0 | 0
PS | 0 | 0 | 0 | 0 | 0 | 0
PV | 0 | 0 | 0 | 0 | 0 | 0
PeakG | 0 | 0 | 0 | 0 | 0 | 0
PeakO | 0 | 0 | 0 | 0 | 0 | 0
ST | 0 | 0 | 0 | 0 | 0 | 0
STOG | 0 | 0 | 0 | 0 | 0 | 0
STWD | 0 | 0 | 0 | 0 | 0 | 0
WT | 0 | 0 | 0 | 0 | 0 | 0
IGCC | 0 | 0 | 0 | 0 | 0 | 0
DemandResponse | 0 | 0 | 0 | 0 | 0 | 0
IGCC-CCS | 0 | 0 | 0 | 0 | 0 | 0
WT_off | 0 | 0 | 0 | 0 | 0 | 0
PseudoUnit | 0 | 0 | 0 | 0 | 0 | 0
FixedInterchange | 0 | 0 | 0 | 0 | 0 | 0
Emission Cost by Reporting Type: NonRTO_Midwest
ReportingType | 2015 | 2020 | 2025 | 2030 | 2035 | 2040
BM | 0 | 0 | 0 | 0 | 0 | 0
CC | 0 | 0 | 0 | 0 | 0 | 0
CSP | 0 | 0 | 0 | 0 | 0 | 0
CT | 0 | 0 | 0 | 0 | 0 | 0
Coal | 9.84 | 0 | 0 | 0 | 0 | 0
Geo | 0 | 0 | 0 | 0 | 0 | 0
H | 0 | 0 | 0 | 0 | 0 | 0
LFG | 0 | 0 | 0 | 0 | 0 | 0
Nuc | 0 | 0 | 0 | 0 | 0 | 0
PS | 0 | 0 | 0 | 0 | 0 | 0
PV | 0 | 0 | 0 | 0 | 0 | 0
PeakG | 0 | 0 | 0 | 0 | 0 | 0
PeakO | 0 | 0 | 0 | 0 | 0 | 0
ST | 0 | 0 | 0 | 0 | 0 | 0
STOG | 0 | 0 | 0 | 0 | 0 | 0
STWD | 0 | 0 | 0 | 0 | 0 | 0
WT | 0 | 0 | 0 | 0 | 0 | 0
IGCC | 0 | 0 | 0 | 0 | 0 | 0
DemandResponse | 0 | 0 | 0 | 0 | 0 | 0
IGCC-CCS | 0 | 0 | 0 | 0 | 0 | 0
WT_off | 0 | 0 | 0 | 0 | 0 | 0
PseudoUnit | 0 | 0 | 0 | 0 | 0 | 0
FixedInterchange | 0 | 0 | 0 | 0 | 0 | 0
Emission Cost by Reporting Type: NYISO_A-F
ReportingType | 2015 | 2020 | 2025 | 2030 | 2035 | 2040
BM | 0 | 0 | 0 | 0 | 0 | 0
CC | 0 | 0 | 0 | 0 | 0 | 0
CSP | 0 | 0 | 0 | 0 | 0 | 0
CT | 0 | 0 | 0 | 0 | 0 | 0
Coal | 0 | 0 | 0 | 0 | 0 | 0
Geo | 0 | 0 | 0 | 0 | 0 | 0
H | 0 | 0 | 0 | 0 | 0 | 0
LFG | 0 | 0 | 0 | 0 | 0 | 0
Nuc | 0 | 0 | 0 | 0 | 0 | 0
PS | 0 | 0 | 0 | 0 | 0 | 0
PV | 0 | 0 | 0 | 0 | 0 | 0
PeakG | 0 | 0 | 0 | 0 | 0 | 0
PeakO | 0 | 0 | 0 | 0 | 0 | 0
ST | 0 | 0 | 0 | 0 | 0 | 0
STOG | 0 | 0 | 0 | 0 | 0 | 0
STWD | 0 | 0 | 0 | 0 | 0 | 0
WT | 0 | 0 | 0 | 0 | 0 | 0
IGCC | 0 | 0 | 0 | 0 | 0 | 0
DemandResponse | 0 | 0 | 0 | 0 | 0 | 0
IGCC-CCS | 0 | 0 | 0 | 0 | 0 | 0
WT_off | 0 | 0 | 0 | 0 | 0 | 0
PseudoUnit | 0 | 0 | 0 | 0 | 0 | 0
FixedInterchange | 0 | 0 | 0 | 0 | 0 | 0
Emission Cost by Reporting Type: NYISO_G-I
ReportingType | 2015 | 2020 | 2025 | 2030 | 2035 | 2040
BM | 0 | 0 | 0 | 0 | 0 | 0
CC | 0 | 0 | 0 | 0 | 0 | 0
CSP | 0 | 0 | 0 | 0 | 0 | 0
CT | 0 | 0 | 0 | 0 | 0 | 0
Coal | 0 | 0 | 0 | 0 | 0 | 0
Geo | 0 | 0 | 0 | 0 | 0 | 0
H | 0 | 0 | 0 | 0 | 0 | 0
LFG | 0 | 0 | 0 | 0 | 0 | 0
Nuc | 0 | 0 | 0 | 0 | 0 | 0
PS | 0 | 0 | 0 | 0 | 0 | 0
PV | 0 | 0 | 0 | 0 | 0 | 0
PeakG | 0 | 0 | 0 | 0 | 0 | 0
PeakO | 0 | 0 | 0 | 0 | 0 | 0
ST | 0 | 0 | 0 | 0 | 0 | 0
STOG | 0 | 0 | 0 | 0 | 0 | 0
STWD | 0 | 0 | 0 | 0 | 0 | 0
WT | 0 | 0 | 0 | 0 | 0 | 0
IGCC | 0 | 0 | 0 | 0 | 0 | 0
DemandResponse | 0 | 0 | 0 | 0 | 0 | 0
IGCC-CCS | 0 | 0 | 0 | 0 | 0 | 0
WT_off | 0 | 0 | 0 | 0 | 0 | 0
PseudoUnit | 0 | 0 | 0 | 0 | 0 | 0
FixedInterchange | 0 | 0 | 0 | 0 | 0 | 0
Emission Cost by Reporting Type: NYISO_J-K
ReportingType | 2015 | 2020 | 2025 | 2030 | 2035 | 2040
BM | 0 | 0 | 0 | 0 | 0 | 0
CC | 0 | 0 | 0 | 0 | 0 | 0
CSP | 0 | 0 | 0 | 0 | 0 | 0
CT | 0 | 0 | 0 | 0 | 0 | 0
Coal | 0 | 0 | 0 | 0 | 0 | 0
Geo | 0 | 0 | 0 | 0 | 0 | 0
H | 0 | 0 | 0 | 0 | 0 | 0
LFG | 0 | 0 | 0 | 0 | 0 | 0
Nuc | 0 | 0 | 0 | 0 | 0 | 0
PS | 0 | 0 | 0 | 0 | 0 | 0
PV | 0 | 0 | 0 | 0 | 0 | 0
PeakG | 0 | 0 | 0 | 0 | 0 | 0
PeakO | 0 | 0 | 0 | 0 | 0 | 0
ST | 0 | 0 | 0 | 0 | 0 | 0
STOG | 0 | 0 | 0 | 0 | 0 | 0
STWD | 0 | 0 | 0 | 0 | 0 | 0
WT | 0 | 0 | 0 | 0 | 0 | 0
IGCC | 0 | 0 | 0 | 0 | 0 | 0
DemandResponse | 0 | 0 | 0 | 0 | 0 | 0
IGCC-CCS | 0 | 0 | 0 | 0 | 0 | 0
WT_off | 0 | 0 | 0 | 0 | 0 | 0
PseudoUnit | 0 | 0 | 0 | 0 | 0 | 0
FixedInterchange | 0 | 0 | 0 | 0 | 0 | 0
Emission Cost by Reporting Type: PJM_E
ReportingType | 2015 | 2020 | 2025 | 2030 | 2035 | 2040
BM | 0 | 0 | 0 | 0 | 0 | 0
CC | 0 | 0 | 0 | 0 | 0 | 0
CSP | 0 | 0 | 0 | 0 | 0 | 0
CT | 0 | 0 | 0 | 0 | 0 | 0
Coal | 0.06 | 0 | 0 | 0 | 0 | 0
Geo | 0 | 0 | 0 | 0 | 0 | 0
H | 0 | 0 | 0 | 0 | 0 | 0
LFG | 0 | 0 | 0 | 0 | 0 | 0
Nuc | 0 | 0 | 0 | 0 | 0 | 0
PS | 0 | 0 | 0 | 0 | 0 | 0
PV | 0 | 0 | 0 | 0 | 0 | 0
PeakG | 0 | 0 | 0 | 0 | 0 | 0
PeakO | 0 | 0 | 0 | 0 | 0 | 0
ST | 0 | 0 | 0 | 0 | 0 | 0
STOG | 0 | 0 | 0 | 0 | 0 | 0
STWD | 0 | 0 | 0 | 0 | 0 | 0
WT | 0 | 0 | 0 | 0 | 0 | 0
IGCC | 0 | 0 | 0 | 0 | 0 | 0
DemandResponse | 0 | 0 | 0 | 0 | 0 | 0
IGCC-CCS | 0 | 0 | 0 | 0 | 0 | 0
WT_off | 0 | 0 | 0 | 0 | 0 | 0
PseudoUnit | 0 | 0 | 0 | 0 | 0 | 0
FixedInterchange | 0 | 0 | 0 | 0 | 0 | 0
Emission Cost by Reporting Type: PJM_ROM
ReportingType | 2015 | 2020 | 2025 | 2030 | 2035 | 2040
BM | 0 | 0 | 0 | 0 | 0 | 0
CC | 0 | 0 | 0 | 0 | 0 | 0
CSP | 0 | 0 | 0 | 0 | 0 | 0
CT | 0 | 0 | 0 | 0 | 0 | 0
Coal | 13.06 | 0 | 0 | 0 | 0 | 0
Geo | 0 | 0 | 0 | 0 | 0 | 0
H | 0 | 0 | 0 | 0 | 0 | 0
LFG | 0 | 0 | 0 | 0 | 0 | 0
Nuc | 0 | 0 | 0 | 0 | 0 | 0
PS | 0 | 0 | 0 | 0 | 0 | 0
PV | 0 | 0 | 0 | 0 | 0 | 0
PeakG | 0 | 0 | 0 | 0 | 0 | 0
PeakO | 0 | 0 | 0 | 0 | 0 | 0
ST | 0 | 0 | 0 | 0 | 0 | 0
STOG | 0 | 0 | 0 | 0 | 0 | 0
STWD | 0 | 0 | 0 | 0 | 0 | 0
WT | 0 | 0 | 0 | 0 | 0 | 0
IGCC | 0 | 0 | 0 | 0 | 0 | 0
DemandResponse | 0 | 0 | 0 | 0 | 0 | 0
IGCC-CCS | 0 | 0 | 0 | 0 | 0 | 0
WT_off | 0 | 0 | 0 | 0 | 0 | 0
PseudoUnit | 0 | 0 | 0 | 0 | 0 | 0
FixedInterchange | 0 | 0 | 0 | 0 | 0 | 0
Emission Cost by Reporting Type: PJM_ROR
ReportingType | 2015 | 2020 | 2025 | 2030 | 2035 | 2040
BM | 0 | 0 | 0 | 0 | 0 | 0
CC | 0 | 0 | 0 | 0 | 0 | 0
CSP | 0 | 0 | 0 | 0 | 0 | 0
CT | 0 | 0 | 0 | 0 | 0 | 0
Coal | 87.1 | 0 | 0 | 0 | 0 | 0
Geo | 0 | 0 | 0 | 0 | 0 | 0
H | 0 | 0 | 0 | 0 | 0 | 0
LFG | 0 | 0 | 0 | 0 | 0 | 0
Nuc | 0 | 0 | 0 | 0 | 0 | 0
PS | 0 | 0 | 0 | 0 | 0 | 0
PV | 0 | 0 | 0 | 0 | 0 | 0
PeakG | 0 | 0 | 0 | 0 | 0 | 0
PeakO | 0 | 0 | 0 | 0 | 0 | 0
ST | 0 | 0 | 0 | 0 | 0 | 0
STOG | 0 | 0 | 0 | 0 | 0 | 0
STWD | 0 | 0 | 0 | 0 | 0 | 0
WT | 0 | 0 | 0 | 0 | 0 | 0
IGCC | 0 | 0 | 0 | 0 | 0 | 0
DemandResponse | 0 | 0 | 0 | 0 | 0 | 0
IGCC-CCS | 0 | 0 | 0 | 0 | 0 | 0
WT_off | 0 | 0 | 0 | 0 | 0 | 0
PseudoUnit | 0 | 0 | 0 | 0 | 0 | 0
FixedInterchange | 0 | 0 | 0 | 0 | 0 | 0
Emission Cost by Reporting Type: SOCO
ReportingType | 2015 | 2020 | 2025 | 2030 | 2035 | 2040
BM | 0 | 0 | 0 | 0 | 0 | 0
CC | 0 | 0 | 0 | 0 | 0 | 0
CSP | 0 | 0 | 0 | 0 | 0 | 0
CT | 0 | 0 | 0 | 0 | 0 | 0
Coal | 19.8 | 0 | 0 | 0 | 0 | 0
Geo | 0 | 0 | 0 | 0 | 0 | 0
H | 0 | 0 | 0 | 0 | 0 | 0
LFG | 0 | 0 | 0 | 0 | 0 | 0
Nuc | 0 | 0 | 0 | 0 | 0 | 0
PS | 0 | 0 | 0 | 0 | 0 | 0
PV | 0 | 0 | 0 | 0 | 0 | 0
PeakG | 0 | 0 | 0 | 0 | 0 | 0
PeakO | 0 | 0 | 0 | 0 | 0 | 0
ST | 0 | 0 | 0 | 0 | 0 | 0
STOG | 0 | 0 | 0 | 0 | 0 | 0
STWD | 0 | 0 | 0 | 0 | 0 | 0
WT | 0 | 0 | 0 | 0 | 0 | 0
IGCC | 0 | 0 | 0 | 0 | 0 | 0
DemandResponse | 0 | 0 | 0 | 0 | 0 | 0
IGCC-CCS | 0 | 0 | 0 | 0 | 0 | 0
WT_off | 0 | 0 | 0 | 0 | 0 | 0
PseudoUnit | 0 | 0 | 0 | 0 | 0 | 0
FixedInterchange | 0 | 0 | 0 | 0 | 0 | 0
Emission Cost by Reporting Type: SPP_N
ReportingType | 2015 | 2020 | 2025 | 2030 | 2035 | 2040
BM | 0 | 0 | 0 | 0 | 0 | 0
CC | 0 | 0 | 0 | 0 | 0 | 0
CSP | 0 | 0 | 0 | 0 | 0 | 0
CT | 0 | 0 | 0 | 0 | 0 | 0
Coal | 4.32 | 0 | 0 | 0 | 0 | 0
Geo | 0 | 0 | 0 | 0 | 0 | 0
H | 0 | 0 | 0 | 0 | 0 | 0
LFG | 0 | 0 | 0 | 0 | 0 | 0
Nuc | 0 | 0 | 0 | 0 | 0 | 0
PS | 0 | 0 | 0 | 0 | 0 | 0
PV | 0 | 0 | 0 | 0 | 0 | 0
PeakG | 0 | 0 | 0 | 0 | 0 | 0
PeakO | 0 | 0 | 0 | 0 | 0 | 0
ST | 0 | 0 | 0 | 0 | 0 | 0
STOG | 0 | 0 | 0 | 0 | 0 | 0
STWD | 0 | 0 | 0 | 0 | 0 | 0
WT | 0 | 0 | 0 | 0 | 0 | 0
IGCC | 0 | 0 | 0 | 0 | 0 | 0
DemandResponse | 0 | 0 | 0 | 0 | 0 | 0
IGCC-CCS | 0 | 0 | 0 | 0 | 0 | 0
WT_off | 0 | 0 | 0 | 0 | 0 | 0
PseudoUnit | 0 | 0 | 0 | 0 | 0 | 0
FixedInterchange | 0 | 0 | 0 | 0 | 0 | 0
Emission Cost by Reporting Type: SPP_S
ReportingType | 2015 | 2020 | 2025 | 2030 | 2035 | 2040
BM | 0 | 0 | 0 | 0 | 0 | 0
CC | 0 | 0 | 0 | 0 | 0 | 0
CSP | 0 | 0 | 0 | 0 | 0 | 0
CT | 0 | 0 | 0 | 0 | 0 | 0
Coal | 13.27 | 0 | 0 | 0 | 0 | 0
Geo | 0 | 0 | 0 | 0 | 0 | 0
H | 0 | 0 | 0 | 0 | 0 | 0
LFG | 0 | 0 | 0 | 0 | 0 | 0
Nuc | 0 | 0 | 0 | 0 | 0 | 0
PS | 0 | 0 | 0 | 0 | 0 | 0
PV | 0 | 0 | 0 | 0 | 0 | 0
PeakG | 0 | 0 | 0 | 0 | 0 | 0
PeakO | 0 | 0 | 0 | 0 | 0 | 0
ST | 0 | 0 | 0 | 0 | 0 | 0
STOG | 0 | 0 | 0 | 0 | 0 | 0
STWD | 0 | 0 | 0 | 0 | 0 | 0
WT | 0 | 0 | 0 | 0 | 0 | 0
IGCC | 0 | 0 | 0 | 0 | 0 | 0
DemandResponse | 0 | 0 | 0 | 0 | 0 | 0
IGCC-CCS | 0 | 0 | 0 | 0 | 0 | 0
WT_off | 0 | 0 | 0 | 0 | 0 | 0
PseudoUnit | 0 | 0 | 0 | 0 | 0 | 0
FixedInterchange | 0 | 0 | 0 | 0 | 0 | 0
Emission Cost by Reporting Type: TVA
ReportingType | 2015 | 2020 | 2025 | 2030 | 2035 | 2040
BM | 0 | 0 | 0 | 0 | 0 | 0
CC | 0 | 0 | 0 | 0 | 0 | 0
CSP | 0 | 0 | 0 | 0 | 0 | 0
CT | 0 | 0 | 0 | 0 | 0 | 0
Coal | 18.94 | 0 | 0 | 0 | 0 | 0
Geo | 0 | 0 | 0 | 0 | 0 | 0
H | 0 | 0 | 0 | 0 | 0 | 0
LFG | 0 | 0 | 0 | 0 | 0 | 0
Nuc | 0 | 0 | 0 | 0 | 0 | 0
PS | 0 | 0 | 0 | 0 | 0 | 0
PV | 0 | 0 | 0 | 0 | 0 | 0
PeakG | 0 | 0 | 0 | 0 | 0 | 0
PeakO | 0 | 0 | 0 | 0 | 0 | 0
ST | 0 | 0 | 0 | 0 | 0 | 0
STOG | 0 | 0 | 0 | 0 | 0 | 0
STWD | 0 | 0 | 0 | 0 | 0 | 0
WT | 0 | 0 | 0 | 0 | 0 | 0
IGCC | 0 | 0 | 0 | 0 | 0 | 0
DemandResponse | 0 | 0 | 0 | 0 | 0 | 0
IGCC-CCS | 0 | 0 | 0 | 0 | 0 | 0
WT_off | 0 | 0 | 0 | 0 | 0 | 0
PseudoUnit | 0 | 0 | 0 | 0 | 0 | 0
FixedInterchange | 0 | 0 | 0 | 0 | 0 | 0
Emission Cost by Reporting Type: TVA_Transmission
ReportingType | 2015 | 2020 | 2025 | 2030 | 2035 | 2040
BM | 0 | 0 | 0 | 0 | 0 | 0
CC | 0 | 0 | 0 | 0 | 0 | 0
CSP | 0 | 0 | 0 | 0 | 0 | 0
CT | 0 | 0 | 0 | 0 | 0 | 0
Coal | 0 | 0 | 0 | 0 | 0 | 0
Geo | 0 | 0 | 0 | 0 | 0 | 0
H | 0 | 0 | 0 | 0 | 0 | 0
LFG | 0 | 0 | 0 | 0 | 0 | 0
Nuc | 0 | 0 | 0 | 0 | 0 | 0
PS | 0 | 0 | 0 | 0 | 0 | 0
PV | 0 | 0 | 0 | 0 | 0 | 0
PeakG | 0 | 0 | 0 | 0 | 0 | 0
PeakO | 0 | 0 | 0 | 0 | 0 | 0
ST | 0 | 0 | 0 | 0 | 0 | 0
STOG | 0 | 0 | 0 | 0 | 0 | 0
STWD | 0 | 0 | 0 | 0 | 0 | 0
WT | 0 | 0 | 0 | 0 | 0 | 0
IGCC | 0 | 0 | 0 | 0 | 0 | 0
DemandResponse | 0 | 0 | 0 | 0 | 0 | 0
IGCC-CCS | 0 | 0 | 0 | 0 | 0 | 0
WT_off | 0 | 0 | 0 | 0 | 0 | 0
PseudoUnit | 0 | 0 | 0 | 0 | 0 | 0
FixedInterchange | 0 | 0 | 0 | 0 | 0 | 0
Emission Cost by Reporting Type: VACAR
ReportingType | 2015 | 2020 | 2025 | 2030 | 2035 | 2040
BM | 0 | 0 | 0 | 0 | 0 | 0
CC | 0 | 0 | 0 | 0 | 0 | 0
CSP | 0 | 0 | 0 | 0 | 0 | 0
CT | 0 | 0 | 0 | 0 | 0 | 0
Coal | 3.46 | 0 | 0 | 0 | 0 | 0
Geo | 0 | 0 | 0 | 0 | 0 | 0
H | 0 | 0 | 0 | 0 | 0 | 0
LFG | 0 | 0 | 0 | 0 | 0 | 0
Nuc | 0 | 0 | 0 | 0 | 0 | 0
PS | 0 | 0 | 0 | 0 | 0 | 0
PV | 0 | 0 | 0 | 0 | 0 | 0
PeakG | 0 | 0 | 0 | 0 | 0 | 0
PeakO | 0 | 0 | 0 | 0 | 0 | 0
ST | 0 | 0 | 0 | 0 | 0 | 0
STOG | 0 | 0 | 0 | 0 | 0 | 0
STWD | 0 | 0 | 0 | 0 | 0 | 0
WT | 0 | 0 | 0 | 0 | 0 | 0
IGCC | 0 | 0 | 0 | 0 | 0 | 0
DemandResponse | 0 | 0 | 0 | 0 | 0 | 0
IGCC-CCS | 0 | 0 | 0 | 0 | 0 | 0
WT_off | 0 | 0 | 0 | 0 | 0 | 0
PseudoUnit | 0 | 0 | 0 | 0 | 0 | 0
FixedInterchange | 0 | 0 | 0 | 0 | 0 | 0
Emission Cost by Reporting Type: IESO
ReportingType | 2015 | 2020 | 2025 | 2030 | 2035 | 2040
BM | 0 | 0 | 0 | 0 | 0 | 0
CC | 0 | 0 | 0 | 0 | 0 | 0
CSP | 0 | 0 | 0 | 0 | 0 | 0
CT | 0 | 0 | 0 | 0 | 0 | 0
Coal | 0 | 0 | 0 | 0 | 0 | 0
Geo | 0 | 0 | 0 | 0 | 0 | 0
H | 0 | 0 | 0 | 0 | 0 | 0
LFG | 0 | 0 | 0 | 0 | 0 | 0
Nuc | 0 | 0 | 0 | 0 | 0 | 0
PS | 0 | 0 | 0 | 0 | 0 | 0
PV | 0 | 0 | 0 | 0 | 0 | 0
PeakG | 0 | 0 | 0 | 0 | 0 | 0
PeakO | 0 | 0 | 0 | 0 | 0 | 0
ST | 0 | 0 | 0 | 0 | 0 | 0
STOG | 0 | 0 | 0 | 0 | 0 | 0
STWD | 0 | 0 | 0 | 0 | 0 | 0
WT | 0 | 0 | 0 | 0 | 0 | 0
IGCC | 0 | 0 | 0 | 0 | 0 | 0
DemandResponse | 0 | 0 | 0 | 0 | 0 | 0
IGCC-CCS | 0 | 0 | 0 | 0 | 0 | 0
WT_off | 0 | 0 | 0 | 0 | 0 | 0
PseudoUnit | 0 | 0 | 0 | 0 | 0 | 0
FixedInterchange | 0 | 0 | 0 | 0 | 0 | 0
Emission Cost by Reporting Type: MAPP_CA
ReportingType | 2015 | 2020 | 2025 | 2030 | 2035 | 2040
BM | 0 | 0 | 0 | 0 | 0 | 0
CC | 0 | 0 | 0 | 0 | 0 | 0
CSP | 0 | 0 | 0 | 0 | 0 | 0
CT | 0 | 0 | 0 | 0 | 0 | 0
Coal | 0 | 0 | 0 | 0 | 0 | 0
Geo | 0 | 0 | 0 | 0 | 0 | 0
H | 0 | 0 | 0 | 0 | 0 | 0
LFG | 0 | 0 | 0 | 0 | 0 | 0
Nuc | 0 | 0 | 0 | 0 | 0 | 0
PS | 0 | 0 | 0 | 0 | 0 | 0
PV | 0 | 0 | 0 | 0 | 0 | 0
PeakG | 0 | 0 | 0 | 0 | 0 | 0
PeakO | 0 | 0 | 0 | 0 | 0 | 0
ST | 0 | 0 | 0 | 0 | 0 | 0
STOG | 0 | 0 | 0 | 0 | 0 | 0
STWD | 0 | 0 | 0 | 0 | 0 | 0
WT | 0 | 0 | 0 | 0 | 0 | 0
IGCC | 0 | 0 | 0 | 0 | 0 | 0
DemandResponse | 0 | 0 | 0 | 0 | 0 | 0
IGCC-CCS | 0 | 0 | 0 | 0 | 0 | 0
WT_off | 0 | 0 | 0 | 0 | 0 | 0
PseudoUnit | 0 | 0 | 0 | 0 | 0 | 0
FixedInterchange | 0 | 0 | 0 | 0 | 0 | 0
Emission Cost by Reporting Type: AZ_NM_SNV_Coal
ReportingType | 2015 | 2020 | 2025 | 2030 | 2035 | 2040
BM | 0 | 0 | 0 | 0 | 0 | 0
CC | 0 | 0 | 0 | 0 | 0 | 0
CSP | 0 | 0 | 0 | 0 | 0 | 0
CT | 0 | 0 | 0 | 0 | 0 | 0
Coal | 0.74 | 0 | 0 | 0 | 0 | 0
Geo | 0 | 0 | 0 | 0 | 0 | 0
H | 0 | 0 | 0 | 0 | 0 | 0
LFG | 0 | 0 | 0 | 0 | 0 | 0
Nuc | 0 | 0 | 0 | 0 | 0 | 0
PS | 0 | 0 | 0 | 0 | 0 | 0
PV | 0 | 0 | 0 | 0 | 0 | 0
PeakG | 0 | 0 | 0 | 0 | 0 | 0
PeakO | 0 | 0 | 0 | 0 | 0 | 0
ST | 0 | 0 | 0 | 0 | 0 | 0
STOG | 0 | 0 | 0 | 0 | 0 | 0
STWD | 0 | 0 | 0 | 0 | 0 | 0
WT | 0 | 0 | 0 | 0 | 0 | 0
IGCC | 0 | 0 | 0 | 0 | 0 | 0
DemandResponse | 0 | 0 | 0 | 0 | 0 | 0
IGCC-CCS | 0 | 0 | 0 | 0 | 0 | 0
WT_off | 0 | 0 | 0 | 0 | 0 | 0
PseudoUnit | 0 | 0 | 0 | 0 | 0 | 0
FixedInterchange | 0 | 0 | 0 | 0 | 0 | 0
Emission Cost by Reporting Type: AZ_NM_SNV_Gas
ReportingType | 2015 | 2020 | 2025 | 2030 | 2035 | 2040
BM | 0 | 0 | 0 | 0 | 0 | 0
CC | 0 | 0 | 0 | 0 | 0 | 0
CSP | 0 | 0 | 0 | 0 | 0 | 0
CT | 0 | 0 | 0 | 0 | 0 | 0
Coal | 0 | 0 | 0 | 0 | 0 | 0
Geo | 0 | 0 | 0 | 0 | 0 | 0
H | 0 | 0 | 0 | 0 | 0 | 0
LFG | 0 | 0 | 0 | 0 | 0 | 0
Nuc | 0 | 0 | 0 | 0 | 0 | 0
PS | 0 | 0 | 0 | 0 | 0 | 0
PV | 0 | 0 | 0 | 0 | 0 | 0
PeakG | 0 | 0 | 0 | 0 | 0 | 0
PeakO | 0 | 0 | 0 | 0 | 0 | 0
ST | 0 | 0 | 0 | 0 | 0 | 0
STOG | 0 | 0 | 0 | 0 | 0 | 0
STWD | 0 | 0 | 0 | 0 | 0 | 0
WT | 0 | 0 | 0 | 0 | 0 | 0
IGCC | 0 | 0 | 0 | 0 | 0 | 0
DemandResponse | 0 | 0 | 0 | 0 | 0 | 0
IGCC-CCS | 0 | 0 | 0 | 0 | 0 | 0
WT_off | 0 | 0 | 0 | 0 | 0 | 0
PseudoUnit | 0 | 0 | 0 | 0 | 0 | 0
FixedInterchange | 0 | 0 | 0 | 0 | 0 | 0
Emission Cost by Reporting Type: AZ_NM_SNV_NucRenew
ReportingType | 2015 | 2020 | 2025 | 2030 | 2035 | 2040
BM | 0 | 0 | 0 | 0 | 0 | 0
CC | 0 | 0 | 0 | 0 | 0 | 0
CSP | 0 | 0 | 0 | 0 | 0 | 0
CT | 0 | 0 | 0 | 0 | 0 | 0
Coal | 0 | 0 | 0 | 0 | 0 | 0
Geo | 0 | 0 | 0 | 0 | 0 | 0
H | 0 | 0 | 0 | 0 | 0 | 0
LFG | 0 | 0 | 0 | 0 | 0 | 0
Nuc | 0 | 0 | 0 | 0 | 0 | 0
PS | 0 | 0 | 0 | 0 | 0 | 0
PV | 0 | 0 | 0 | 0 | 0 | 0
PeakG | 0 | 0 | 0 | 0 | 0 | 0
PeakO | 0 | 0 | 0 | 0 | 0 | 0
ST | 0 | 0 | 0 | 0 | 0 | 0
STOG | 0 | 0 | 0 | 0 | 0 | 0
STWD | 0 | 0 | 0 | 0 | 0 | 0
WT | 0 | 0 | 0 | 0 | 0 | 0
IGCC | 0 | 0 | 0 | 0 | 0 | 0
DemandResponse | 0 | 0 | 0 | 0 | 0 | 0
IGCC-CCS | 0 | 0 | 0 | 0 | 0 | 0
WT_off | 0 | 0 | 0 | 0 | 0 | 0
PseudoUnit | 0 | 0 | 0 | 0 | 0 | 0
FixedInterchange | 0 | 0 | 0 | 0 | 0 | 0
Emission Cost by Reporting Type: ERCOT
ReportingType | 2015 | 2020 | 2025 | 2030 | 2035 | 2040
BM | 0 | 0 | 0 | 0 | 0 | 0
CC | 0 | 0 | 0 | 0 | 0 | 0
CSP | 0 | 0 | 0 | 0 | 0 | 0
CT | 0 | 0 | 0 | 0 | 0 | 0
Coal | 6.24 | 0 | 0 | 0 | 0 | 0
Geo | 0 | 0 | 0 | 0 | 0 | 0
H | 0 | 0 | 0 | 0 | 0 | 0
LFG | 0 | 0 | 0 | 0 | 0 | 0
Nuc | 0 | 0 | 0 | 0 | 0 | 0
PS | 0 | 0 | 0 | 0 | 0 | 0
PV | 0 | 0 | 0 | 0 | 0 | 0
PeakG | 0 | 0 | 0 | 0 | 0 | 0
PeakO | 0 | 0 | 0 | 0 | 0 | 0
ST | 0 | 0 | 0 | 0 | 0 | 0
STOG | 0 | 0 | 0 | 0 | 0 | 0
STWD | 0 | 0 | 0 | 0 | 0 | 0
WT | 0 | 0 | 0 | 0 | 0 | 0
IGCC | 0 | 0 | 0 | 0 | 0 | 0
DemandResponse | 0 | 0 | 0 | 0 | 0 | 0
IGCC-CCS | 0 | 0 | 0 | 0 | 0 | 0
WT_off | 0 | 0 | 0 | 0 | 0 | 0
PseudoUnit | 0 | 0 | 0 | 0 | 0 | 0
FixedInterchange | 0 | 0 | 0 | 0 | 0 | 0
Emission Cost by Reporting Type: NP15
ReportingType | 2015 | 2020 | 2025 | 2030 | 2035 | 2040
BM | 0 | 0 | 0 | 0 | 0 | 0
CC | 0 | 0 | 0 | 0 | 0 | 0
CSP | 0 | 0 | 0 | 0 | 0 | 0
CT | 0 | 0 | 0 | 0 | 0 | 0
Coal | 0.29 | 0 | 0 | 0 | 0 | 0
Geo | 0 | 0 | 0 | 0 | 0 | 0
H | 0 | 0 | 0 | 0 | 0 | 0
LFG | 0 | 0 | 0 | 0 | 0 | 0
Nuc | 0 | 0 | 0 | 0 | 0 | 0
PS | 0 | 0 | 0 | 0 | 0 | 0
PV | 0 | 0 | 0 | 0 | 0 | 0
PeakG | 0 | 0 | 0 | 0 | 0 | 0
PeakO | 0 | 0 | 0 | 0 | 0 | 0
ST | 0 | 0 | 0 | 0 | 0 | 0
STOG | 0 | 0 | 0 | 0 | 0 | 0
STWD | 0 | 0 | 0 | 0 | 0 | 0
WT | 0 | 0 | 0 | 0 | 0 | 0
IGCC | 0 | 0 | 0 | 0 | 0 | 0
DemandResponse | 0 | 0 | 0 | 0 | 0 | 0
IGCC-CCS | 0 | 0 | 0 | 0 | 0 | 0
WT_off | 0 | 0 | 0 | 0 | 0 | 0
PseudoUnit | 0 | 0 | 0 | 0 | 0 | 0
FixedInterchange | 0 | 0 | 0 | 0 | 0 | 0
Emission Cost by Reporting Type: NWPP_Coal
ReportingType | 2015 | 2020 | 2025 | 2030 | 2035 | 2040
BM | 0 | 0 | 0 | 0 | 0 | 0
CC | 0 | 0 | 0 | 0 | 0 | 0
CSP | 0 | 0 | 0 | 0 | 0 | 0
CT | 0 | 0 | 0 | 0 | 0 | 0
Coal | 2.08 | 0 | 0 | 0 | 0 | 0
Geo | 0 | 0 | 0 | 0 | 0 | 0
H | 0 | 0 | 0 | 0 | 0 | 0
LFG | 0 | 0 | 0 | 0 | 0 | 0
Nuc | 0 | 0 | 0 | 0 | 0 | 0
PS | 0 | 0 | 0 | 0 | 0 | 0
PV | 0 | 0 | 0 | 0 | 0 | 0
PeakG | 0 | 0 | 0 | 0 | 0 | 0
PeakO | 0 | 0 | 0 | 0 | 0 | 0
ST | 0 | 0 | 0 | 0 | 0 | 0
STOG | 0 | 0 | 0 | 0 | 0 | 0
STWD | 0 | 0 | 0 | 0 | 0 | 0
WT | 0 | 0 | 0 | 0 | 0 | 0
IGCC | 0 | 0 | 0 | 0 | 0 | 0
DemandResponse | 0 | 0 | 0 | 0 | 0 | 0
IGCC-CCS | 0 | 0 | 0 | 0 | 0 | 0
WT_off | 0 | 0 | 0 | 0 | 0 | 0
PseudoUnit | 0 | 0 | 0 | 0 | 0 | 0
FixedInterchange | 0 | 0 | 0 | 0 | 0 | 0
Emission Cost by Reporting Type: NWPP_Gas
ReportingType | 2015 | 2020 | 2025 | 2030 | 2035 | 2040
BM | 0 | 0 | 0 | 0 | 0 | 0
CC | 0 | 0 | 0 | 0 | 0 | 0
CSP | 0 | 0 | 0 | 0 | 0 | 0
CT | 0 | 0 | 0 | 0 | 0 | 0
Coal | 0 | 0 | 0 | 0 | 0 | 0
Geo | 0 | 0 | 0 | 0 | 0 | 0
H | 0 | 0 | 0 | 0 | 0 | 0
LFG | 0 | 0 | 0 | 0 | 0 | 0
Nuc | 0 | 0 | 0 | 0 | 0 | 0
PS | 0 | 0 | 0 | 0 | 0 | 0
PV | 0 | 0 | 0 | 0 | 0 | 0
PeakG | 0 | 0 | 0 | 0 | 0 | 0
PeakO | 0 | 0 | 0 | 0 | 0 | 0
ST | 0 | 0 | 0 | 0 | 0 | 0
STOG | 0 | 0 | 0 | 0 | 0 | 0
STWD | 0 | 0 | 0 | 0 | 0 | 0
WT | 0 | 0 | 0 | 0 | 0 | 0
IGCC | 0 | 0 | 0 | 0 | 0 | 0
DemandResponse | 0 | 0 | 0 | 0 | 0 | 0
IGCC-CCS | 0 | 0 | 0 | 0 | 0 | 0
WT_off | 0 | 0 | 0 | 0 | 0 | 0
PseudoUnit | 0 | 0 | 0 | 0 | 0 | 0
FixedInterchange | 0 | 0 | 0 | 0 | 0 | 0
Emission Cost by Reporting Type: NWPP_NucRenew
ReportingType | 2015 | 2020 | 2025 | 2030 | 2035 | 2040
BM | 0 | 0 | 0 | 0 | 0 | 0
CC | 0 | 0 | 0 | 0 | 0 | 0
CSP | 0 | 0 | 0 | 0 | 0 | 0
CT | 0 | 0 | 0 | 0 | 0 | 0
Coal | 0 | 0 | 0 | 0 | 0 | 0
Geo | 0 | 0 | 0 | 0 | 0 | 0
H | 0 | 0 | 0 | 0 | 0 | 0
LFG | 0 | 0 | 0 | 0 | 0 | 0
Nuc | 0 | 0 | 0 | 0 | 0 | 0
PS | 0 | 0 | 0 | 0 | 0 | 0
PV | 0 | 0 | 0 | 0 | 0 | 0
PeakG | 0 | 0 | 0 | 0 | 0 | 0
PeakO | 0 | 0 | 0 | 0 | 0 | 0
ST | 0 | 0 | 0 | 0 | 0 | 0
STOG | 0 | 0 | 0 | 0 | 0 | 0
STWD | 0 | 0 | 0 | 0 | 0 | 0
WT | 0 | 0 | 0 | 0 | 0 | 0
IGCC | 0 | 0 | 0 | 0 | 0 | 0
DemandResponse | 0 | 0 | 0 | 0 | 0 | 0
IGCC-CCS | 0 | 0 | 0 | 0 | 0 | 0
WT_off | 0 | 0 | 0 | 0 | 0 | 0
PseudoUnit | 0 | 0 | 0 | 0 | 0 | 0
FixedInterchange | 0 | 0 | 0 | 0 | 0 | 0
Emission Cost by Reporting Type: RMPA
ReportingType | 2015 | 2020 | 2025 | 2030 | 2035 | 2040
BM | 0 | 0 | 0 | 0 | 0 | 0
CC | 0 | 0 | 0 | 0 | 0 | 0
CSP | 0 | 0 | 0 | 0 | 0 | 0
CT | 0 | 0 | 0 | 0 | 0 | 0
Coal | 1.75 | 0 | 0 | 0 | 0 | 0
Geo | 0 | 0 | 0 | 0 | 0 | 0
H | 0 | 0 | 0 | 0 | 0 | 0
LFG | 0 | 0 | 0 | 0 | 0 | 0
Nuc | 0 | 0 | 0 | 0 | 0 | 0
PS | 0 | 0 | 0 | 0 | 0 | 0
PV | 0 | 0 | 0 | 0 | 0 | 0
PeakG | 0 | 0 | 0 | 0 | 0 | 0
PeakO | 0 | 0 | 0 | 0 | 0 | 0
ST | 0 | 0 | 0 | 0 | 0 | 0
STOG | 0 | 0 | 0 | 0 | 0 | 0
STWD | 0 | 0 | 0 | 0 | 0 | 0
WT | 0 | 0 | 0 | 0 | 0 | 0
IGCC | 0 | 0 | 0 | 0 | 0 | 0
DemandResponse | 0 | 0 | 0 | 0 | 0 | 0
IGCC-CCS | 0 | 0 | 0 | 0 | 0 | 0
WT_off | 0 | 0 | 0 | 0 | 0 | 0
PseudoUnit | 0 | 0 | 0 | 0 | 0 | 0
FixedInterchange | 0 | 0 | 0 | 0 | 0 | 0
Emission Cost by Reporting Type: SP15
ReportingType | 2015 | 2020 | 2025 | 2030 | 2035 | 2040
BM | 0 | 0 | 0 | 0 | 0 | 0
CC | 0 | 0 | 0 | 0 | 0 | 0
CSP | 0 | 0 | 0 | 0 | 0 | 0
CT | 0 | 0 | 0 | 0 | 0 | 0
Coal | 0.15 | 0 | 0 | 0 | 0 | 0
Geo | 0 | 0 | 0 | 0 | 0 | 0
H | 0 | 0 | 0 | 0 | 0 | 0
LFG | 0 | 0 | 0 | 0 | 0 | 0
Nuc | 0 | 0 | 0 | 0 | 0 | 0
PS | 0 | 0 | 0 | 0 | 0 | 0
PV | 0 | 0 | 0 | 0 | 0 | 0
PeakG | 0 | 0 | 0 | 0 | 0 | 0
PeakO | 0 | 0 | 0 | 0 | 0 | 0
ST | 0 | 0 | 0 | 0 | 0 | 0
STOG | 0 | 0 | 0 | 0 | 0 | 0
STWD | 0 | 0 | 0 | 0 | 0 | 0
WT | 0 | 0 | 0 | 0 | 0 | 0
IGCC | 0 | 0 | 0 | 0 | 0 | 0
DemandResponse | 0 | 0 | 0 | 0 | 0 | 0
IGCC-CCS | 0 | 0 | 0 | 0 | 0 | 0
WT_off | 0 | 0 | 0 | 0 | 0 | 0
PseudoUnit | 0 | 0 | 0 | 0 | 0 | 0
FixedInterchange | 0 | 0 | 0 | 0 | 0 | 0
Emission Cost by Reporting Type: ALB
ReportingType | 2015 | 2020 | 2025 | 2030 | 2035 | 2040
BM | 0 | 0 | 0 | 0 | 0 | 0
CC | 0 | 0 | 0 | 0 | 0 | 0
CSP | 0 | 0 | 0 | 0 | 0 | 0
CT | 0 | 0 | 0 | 0 | 0 | 0
Coal | 0 | 0 | 0 | 0 | 0 | 0
Geo | 0 | 0 | 0 | 0 | 0 | 0
H | 0 | 0 | 0 | 0 | 0 | 0
LFG | 0 | 0 | 0 | 0 | 0 | 0
Nuc | 0 | 0 | 0 | 0 | 0 | 0
PS | 0 | 0 | 0 | 0 | 0 | 0
PV | 0 | 0 | 0 | 0 | 0 | 0
PeakG | 0 | 0 | 0 | 0 | 0 | 0
PeakO | 0 | 0 | 0 | 0 | 0 | 0
ST | 0 | 0 | 0 | 0 | 0 | 0
STOG | 0 | 0 | 0 | 0 | 0 | 0
STWD | 0 | 0 | 0 | 0 | 0 | 0
WT | 0 | 0 | 0 | 0 | 0 | 0
IGCC | 0 | 0 | 0 | 0 | 0 | 0
DemandResponse | 0 | 0 | 0 | 0 | 0 | 0
IGCC-CCS | 0 | 0 | 0 | 0 | 0 | 0
WT_off | 0 | 0 | 0 | 0 | 0 | 0
PseudoUnit | 0 | 0 | 0 | 0 | 0 | 0
FixedInterchange | 0 | 0 | 0 | 0 | 0 | 0
Emission Cost by Reporting Type: BC
ReportingType | 2015 | 2020 | 2025 | 2030 | 2035 | 2040
BM | 0 | 0 | 0 | 0 | 0 | 0
CC | 0 | 0 | 0 | 0 | 0 | 0
CSP | 0 | 0 | 0 | 0 | 0 | 0
CT | 0 | 0 | 0 | 0 | 0 | 0
Coal | 0 | 0 | 0 | 0 | 0 | 0
Geo | 0 | 0 | 0 | 0 | 0 | 0
H | 0 | 0 | 0 | 0 | 0 | 0
LFG | 0 | 0 | 0 | 0 | 0 | 0
Nuc | 0 | 0 | 0 | 0 | 0 | 0
PS | 0 | 0 | 0 | 0 | 0 | 0
PV | 0 | 0 | 0 | 0 | 0 | 0
PeakG | 0 | 0 | 0 | 0 | 0 | 0
PeakO | 0 | 0 | 0 | 0 | 0 | 0
ST | 0 | 0 | 0 | 0 | 0 | 0
STOG | 0 | 0 | 0 | 0 | 0 | 0
STWD | 0 | 0 | 0 | 0 | 0 | 0
WT | 0 | 0 | 0 | 0 | 0 | 0
IGCC | 0 | 0 | 0 | 0 | 0 | 0
DemandResponse | 0 | 0 | 0 | 0 | 0 | 0
IGCC-CCS | 0 | 0 | 0 | 0 | 0 | 0
WT_off | 0 | 0 | 0 | 0 | 0 | 0
PseudoUnit | 0 | 0 | 0 | 0 | 0 | 0
FixedInterchange | 0 | 0 | 0 | 0 | 0 | 0
Emission Cost by Reporting Type: HQ_IESO
ReportingType | 2015 | 2020 | 2025 | 2030 | 2035 | 2040
BM | 0 | 0 | 0 | 0 | 0 | 0
CC | 0 | 0 | 0 | 0 | 0 | 0
CSP | 0 | 0 | 0 | 0 | 0 | 0
CT | 0 | 0 | 0 | 0 | 0 | 0
Coal | 0 | 0 | 0 | 0 | 0 | 0
Geo | 0 | 0 | 0 | 0 | 0 | 0
H | 0 | 0 | 0 | 0 | 0 | 0
LFG | 0 | 0 | 0 | 0 | 0 | 0
Nuc | 0 | 0 | 0 | 0 | 0 | 0
PS | 0 | 0 | 0 | 0 | 0 | 0
PV | 0 | 0 | 0 | 0 | 0 | 0
PeakG | 0 | 0 | 0 | 0 | 0 | 0
PeakO | 0 | 0 | 0 | 0 | 0 | 0
ST | 0 | 0 | 0 | 0 | 0 | 0
STOG | 0 | 0 | 0 | 0 | 0 | 0
STWD | 0 | 0 | 0 | 0 | 0 | 0
WT | 0 | 0 | 0 | 0 | 0 | 0
IGCC | 0 | 0 | 0 | 0 | 0 | 0
DemandResponse | 0 | 0 | 0 | 0 | 0 | 0
IGCC-CCS | 0 | 0 | 0 | 0 | 0 | 0
WT_off | 0 | 0 | 0 | 0 | 0 | 0
PseudoUnit | 0 | 0 | 0 | 0 | 0 | 0
FixedInterchange | 0 | 0 | 0 | 0 | 0 | 0
Emission Cost by Reporting Type: HQ_NEISO
ReportingType | 2015 | 2020 | 2025 | 2030 | 2035 | 2040
BM | 0 | 0 | 0 | 0 | 0 | 0
CC | 0 | 0 | 0 | 0 | 0 | 0
CSP | 0 | 0 | 0 | 0 | 0 | 0
CT | 0 | 0 | 0 | 0 | 0 | 0
Coal | 0 | 0 | 0 | 0 | 0 | 0
Geo | 0 | 0 | 0 | 0 | 0 | 0
H | 0 | 0 | 0 | 0 | 0 | 0
LFG | 0 | 0 | 0 | 0 | 0 | 0
Nuc | 0 | 0 | 0 | 0 | 0 | 0
PS | 0 | 0 | 0 | 0 | 0 | 0
PV | 0 | 0 | 0 | 0 | 0 | 0
PeakG | 0 | 0 | 0 | 0 | 0 | 0
PeakO | 0 | 0 | 0 | 0 | 0 | 0
ST | 0 | 0 | 0 | 0 | 0 | 0
STOG | 0 | 0 | 0 | 0 | 0 | 0
STWD | 0 | 0 | 0 | 0 | 0 | 0
WT | 0 | 0 | 0 | 0 | 0 | 0
IGCC | 0 | 0 | 0 | 0 | 0 | 0
DemandResponse | 0 | 0 | 0 | 0 | 0 | 0
IGCC-CCS | 0 | 0 | 0 | 0 | 0 | 0
WT_off | 0 | 0 | 0 | 0 | 0 | 0
PseudoUnit | 0 | 0 | 0 | 0 | 0 | 0
FixedInterchange | 0 | 0 | 0 | 0 | 0 | 0
Emission Cost by Reporting Type: HQ_NY
ReportingType | 2015 | 2020 | 2025 | 2030 | 2035 | 2040
BM | 0 | 0 | 0 | 0 | 0 | 0
CC | 0 | 0 | 0 | 0 | 0 | 0
CSP | 0 | 0 | 0 | 0 | 0 | 0
CT | 0 | 0 | 0 | 0 | 0 | 0
Coal | 0 | 0 | 0 | 0 | 0 | 0
Geo | 0 | 0 | 0 | 0 | 0 | 0
H | 0 | 0 | 0 | 0 | 0 | 0
LFG | 0 | 0 | 0 | 0 | 0 | 0
Nuc | 0 | 0 | 0 | 0 | 0 | 0
PS | 0 | 0 | 0 | 0 | 0 | 0
PV | 0 | 0 | 0 | 0 | 0 | 0
PeakG | 0 | 0 | 0 | 0 | 0 | 0
PeakO | 0 | 0 | 0 | 0 | 0 | 0
ST | 0 | 0 | 0 | 0 | 0 | 0
STOG | 0 | 0 | 0 | 0 | 0 | 0
STWD | 0 | 0 | 0 | 0 | 0 | 0
WT | 0 | 0 | 0 | 0 | 0 | 0
IGCC | 0 | 0 | 0 | 0 | 0 | 0
DemandResponse | 0 | 0 | 0 | 0 | 0 | 0
IGCC-CCS | 0 | 0 | 0 | 0 | 0 | 0
WT_off | 0 | 0 | 0 | 0 | 0 | 0
PseudoUnit | 0 | 0 | 0 | 0 | 0 | 0
FixedInterchange | 0 | 0 | 0 | 0 | 0 | 0
Emission Cost by Reporting Type: MARITIMES
ReportingType | 2015 | 2020 | 2025 | 2030 | 2035 | 2040
BM | 0 | 0 | 0 | 0 | 0 | 0
CC | 0 | 0 | 0 | 0 | 0 | 0
CSP | 0 | 0 | 0 | 0 | 0 | 0
CT | 0 | 0 | 0 | 0 | 0 | 0
Coal | 0 | 0 | 0 | 0 | 0 | 0
Geo | 0 | 0 | 0 | 0 | 0 | 0
H | 0 | 0 | 0 | 0 | 0 | 0
LFG | 0 | 0 | 0 | 0 | 0 | 0
Nuc | 0 | 0 | 0 | 0 | 0 | 0
PS | 0 | 0 | 0 | 0 | 0 | 0
PV | 0 | 0 | 0 | 0 | 0 | 0
PeakG | 0 | 0 | 0 | 0 | 0 | 0
PeakO | 0 | 0 | 0 | 0 | 0 | 0
ST | 0 | 0 | 0 | 0 | 0 | 0
STOG | 0 | 0 | 0 | 0 | 0 | 0
STWD | 0 | 0 | 0 | 0 | 0 | 0
WT | 0 | 0 | 0 | 0 | 0 | 0
IGCC | 0 | 0 | 0 | 0 | 0 | 0
DemandResponse | 0 | 0 | 0 | 0 | 0 | 0
IGCC-CCS | 0 | 0 | 0 | 0 | 0 | 0
WT_off | 0 | 0 | 0 | 0 | 0 | 0
PseudoUnit | 0 | 0 | 0 | 0 | 0 | 0
FixedInterchange | 0 | 0 | 0 | 0 | 0 | 0
Emission Cost by Reporting Type: All
ReportingType | 2015 | 2020 | 2025 | 2030 | 2035 | 2040
BM | 0 | 0 | 0 | 0 | 0 | 0
CC | 0 | 0 | 0 | 0 | 0 | 0
CSP | 0 | 0 | 0 | 0 | 0 | 0
CT | 0 | 0 | 0 | 0 | 0 | 0
Coal | 295.8 | 0 | 0 | 0 | 0 | 0
Geo | 0 | 0 | 0 | 0 | 0 | 0
H | 0 | 0 | 0 | 0 | 0 | 0
LFG | 0 | 0 | 0 | 0 | 0 | 0
Nuc | 0 | 0 | 0 | 0 | 0 | 0
PS | 0 | 0 | 0 | 0 | 0 | 0
PV | 0 | 0 | 0 | 0 | 0 | 0
PeakG | 0 | 0 | 0 | 0 | 0 | 0
PeakO | 0 | 0 | 0 | 0 | 0 | 0
ST | 0 | 0 | 0 | 0 | 0 | 0
STOG | 0 | 0 | 0 | 0 | 0 | 0
STWD | 0 | 0 | 0 | 0 | 0 | 0
WT | 0 | 0 | 0 | 0 | 0 | 0
IGCC | 0.18 | 0 | 0 | 0 | 0 | 0
DemandResponse | 0 | 0 | 0 | 0 | 0 | 0
IGCC-CCS | 0 | 0 | 0 | 0 | 0 | 0
WT_off | 0 | 0 | 0 | 0 | 0 | 0
PseudoUnit | 0 | 0 | 0 | 0 | 0 | 0
FixedInterchange | 0 | 0 | 0 | 0 | 0 | 0
Emission Cost by Reporting Type: EI_US
ReportingType | 2015 | 2020 | 2025 | 2030 | 2035 | 2040
BM | 0 | 0 | 0 | 0 | 0 | 0
CC | 0 | 0 | 0 | 0 | 0 | 0
CSP | 0 | 0 | 0 | 0 | 0 | 0
CT | 0 | 0 | 0 | 0 | 0 | 0
Coal | 284.56 | 0 | 0 | 0 | 0 | 0
Geo | 0 | 0 | 0 | 0 | 0 | 0
H | 0 | 0 | 0 | 0 | 0 | 0
LFG | 0 | 0 | 0 | 0 | 0 | 0
Nuc | 0 | 0 | 0 | 0 | 0 | 0
PS | 0 | 0 | 0 | 0 | 0 | 0
PV | 0 | 0 | 0 | 0 | 0 | 0
PeakG | 0 | 0 | 0 | 0 | 0 | 0
PeakO | 0 | 0 | 0 | 0 | 0 | 0
ST | 0 | 0 | 0 | 0 | 0 | 0
STOG | 0 | 0 | 0 | 0 | 0 | 0
STWD | 0 | 0 | 0 | 0 | 0 | 0
WT | 0 | 0 | 0 | 0 | 0 | 0
IGCC | 0.18 | 0 | 0 | 0 | 0 | 0
DemandResponse | 0 | 0 | 0 | 0 | 0 | 0
IGCC-CCS | 0 | 0 | 0 | 0 | 0 | 0
WT_off | 0 | 0 | 0 | 0 | 0 | 0
PseudoUnit | 0 | 0 | 0 | 0 | 0 | 0
FixedInterchange | 0 | 0 | 0 | 0 | 0 | 0
Emission Cost by Reporting Type: EI_Canada
ReportingType | 2015 | 2020 | 2025 | 2030 | 2035 | 2040
BM | 0 | 0 | 0 | 0 | 0 | 0
CC | 0 | 0 | 0 | 0 | 0 | 0
CSP | 0 | 0 | 0 | 0 | 0 | 0
CT | 0 | 0 | 0 | 0 | 0 | 0
Coal | 0 | 0 | 0 | 0 | 0 | 0
Geo | 0 | 0 | 0 | 0 | 0 | 0
H | 0 | 0 | 0 | 0 | 0 | 0
LFG | 0 | 0 | 0 | 0 | 0 | 0
Nuc | 0 | 0 | 0 | 0 | 0 | 0
PS | 0 | 0 | 0 | 0 | 0 | 0
PV | 0 | 0 | 0 | 0 | 0 | 0
PeakG | 0 | 0 | 0 | 0 | 0 | 0
PeakO | 0 | 0 | 0 | 0 | 0 | 0
ST | 0 | 0 | 0 | 0 | 0 | 0
STOG | 0 | 0 | 0 | 0 | 0 | 0
STWD | 0 | 0 | 0 | 0 | 0 | 0
WT | 0 | 0 | 0 | 0 | 0 | 0
IGCC | 0 | 0 | 0 | 0 | 0 | 0
DemandResponse | 0 | 0 | 0 | 0 | 0 | 0
IGCC-CCS | 0 | 0 | 0 | 0 | 0 | 0
WT_off | 0 | 0 | 0 | 0 | 0 | 0
PseudoUnit | 0 | 0 | 0 | 0 | 0 | 0
FixedInterchange | 0 | 0 | 0 | 0 | 0 | 0
Emission Cost by Reporting Type: EI
ReportingType | 2015 | 2020 | 2025 | 2030 | 2035 | 2040
BM | 0 | 0 | 0 | 0 | 0 | 0
CC | 0 | 0 | 0 | 0 | 0 | 0
CSP | 0 | 0 | 0 | 0 | 0 | 0
CT | 0 | 0 | 0 | 0 | 0 | 0
Coal | 284.56 | 0 | 0 | 0 | 0 | 0
Geo | 0 | 0 | 0 | 0 | 0 | 0
H | 0 | 0 | 0 | 0 | 0 | 0
LFG | 0 | 0 | 0 | 0 | 0 | 0
Nuc | 0 | 0 | 0 | 0 | 0 | 0
PS | 0 | 0 | 0 | 0 | 0 | 0
PV | 0 | 0 | 0 | 0 | 0 | 0
PeakG | 0 | 0 | 0 | 0 | 0 | 0
PeakO | 0 | 0 | 0 | 0 | 0 | 0
ST | 0 | 0 | 0 | 0 | 0 | 0
STOG | 0 | 0 | 0 | 0 | 0 | 0
STWD | 0 | 0 | 0 | 0 | 0 | 0
WT | 0 | 0 | 0 | 0 | 0 | 0
IGCC | 0.18 | 0 | 0 | 0 | 0 | 0
DemandResponse | 0 | 0 | 0 | 0 | 0 | 0
IGCC-CCS | 0 | 0 | 0 | 0 | 0 | 0
WT_off | 0 | 0 | 0 | 0 | 0 | 0
PseudoUnit | 0 | 0 | 0 | 0 | 0 | 0
FixedInterchange | 0 | 0 | 0 | 0 | 0 | 0
Emission Cost by Reporting Type: Outside_EI
ReportingType | 2015 | 2020 | 2025 | 2030 | 2035 | 2040
BM | 0 | 0 | 0 | 0 | 0 | 0
CC | 0 | 0 | 0 | 0 | 0 | 0
CSP | 0 | 0 | 0 | 0 | 0 | 0
CT | 0 | 0 | 0 | 0 | 0 | 0
Coal | 11.24 | 0 | 0 | 0 | 0 | 0
Geo | 0 | 0 | 0 | 0 | 0 | 0
H | 0 | 0 | 0 | 0 | 0 | 0
LFG | 0 | 0 | 0 | 0 | 0 | 0
Nuc | 0 | 0 | 0 | 0 | 0 | 0
PS | 0 | 0 | 0 | 0 | 0 | 0
PV | 0 | 0 | 0 | 0 | 0 | 0
PeakG | 0 | 0 | 0 | 0 | 0 | 0
PeakO | 0 | 0 | 0 | 0 | 0 | 0
ST | 0 | 0 | 0 | 0 | 0 | 0
STOG | 0 | 0 | 0 | 0 | 0 | 0
STWD | 0 | 0 | 0 | 0 | 0 | 0
WT | 0 | 0 | 0 | 0 | 0 | 0
IGCC | 0 | 0 | 0 | 0 | 0 | 0
DemandResponse | 0 | 0 | 0 | 0 | 0 | 0
IGCC-CCS | 0 | 0 | 0 | 0 | 0 | 0
WT_off | 0 | 0 | 0 | 0 | 0 | 0
PseudoUnit | 0 | 0 | 0 | 0 | 0 | 0
FixedInterchange | 0 | 0 | 0 | 0 | 0 | 0
==== Emission Program: CAIRNoxSeasonal : (NOx) ====
Emission Cost by Reporting Type: Entergy
ReportingType | 2015 | 2020 | 2025 | 2030 | 2035 | 2040
BM | 0 | 0 | 0 | 0 | 0 | 0
CC | 0 | 0 | 0 | 0 | 0 | 0
CSP | 0 | 0 | 0 | 0 | 0 | 0
CT | 0 | 0 | 0 | 0 | 0 | 0
Coal | 0 | 0 | 0 | 0 | 0 | 0
Geo | 0 | 0 | 0 | 0 | 0 | 0
H | 0 | 0 | 0 | 0 | 0 | 0
LFG | 0 | 0 | 0 | 0 | 0 | 0
Nuc | 0 | 0 | 0 | 0 | 0 | 0
PS | 0 | 0 | 0 | 0 | 0 | 0
PV | 0 | 0 | 0 | 0 | 0 | 0
PeakG | 0 | 0 | 0 | 0 | 0 | 0
PeakO | 0 | 0 | 0 | 0 | 0 | 0
ST | 0 | 0 | 0 | 0 | 0 | 0
STOG | 0 | 0 | 0 | 0 | 0 | 0
STWD | 0 | 0 | 0 | 0 | 0 | 0
WT | 0 | 0 | 0 | 0 | 0 | 0
IGCC | 0 | 0 | 0 | 0 | 0 | 0
DemandResponse | 0 | 0 | 0 | 0 | 0 | 0
IGCC-CCS | 0 | 0 | 0 | 0 | 0 | 0
WT_off | 0 | 0 | 0 | 0 | 0 | 0
PseudoUnit | 0 | 0 | 0 | 0 | 0 | 0
FixedInterchange | 0 | 0 | 0 | 0 | 0 | 0
Emission Cost by Reporting Type: FRCC
ReportingType | 2015 | 2020 | 2025 | 2030 | 2035 | 2040
BM | 0 | 0 | 0 | 0 | 0 | 0
CC | 0 | 0 | 0 | 0 | 0 | 0
CSP | 0 | 0 | 0 | 0 | 0 | 0
CT | 0 | 0 | 0 | 0 | 0 | 0
Coal | 0 | 0 | 0 | 0 | 0 | 0
Geo | 0 | 0 | 0 | 0 | 0 | 0
H | 0 | 0 | 0 | 0 | 0 | 0
LFG | 0 | 0 | 0 | 0 | 0 | 0
Nuc | 0 | 0 | 0 | 0 | 0 | 0
PS | 0 | 0 | 0 | 0 | 0 | 0
PV | 0 | 0 | 0 | 0 | 0 | 0
PeakG | 0 | 0 | 0 | 0 | 0 | 0
PeakO | 0 | 0 | 0 | 0 | 0 | 0
ST | 0 | 0 | 0 | 0 | 0 | 0
STOG | 0 | 0 | 0 | 0 | 0 | 0
STWD | 0 | 0 | 0 | 0 | 0 | 0
WT | 0 | 0 | 0 | 0 | 0 | 0
IGCC | 0 | 0 | 0 | 0 | 0 | 0
DemandResponse | 0 | 0 | 0 | 0 | 0 | 0
IGCC-CCS | 0 | 0 | 0 | 0 | 0 | 0
WT_off | 0 | 0 | 0 | 0 | 0 | 0
PseudoUnit | 0 | 0 | 0 | 0 | 0 | 0
FixedInterchange | 0 | 0 | 0 | 0 | 0 | 0
Emission Cost by Reporting Type: MAPP_US
ReportingType | 2015 | 2020 | 2025 | 2030 | 2035 | 2040
BM | 0 | 0 | 0 | 0 | 0 | 0
CC | 0 | 0 | 0 | 0 | 0 | 0
CSP | 0 | 0 | 0 | 0 | 0 | 0
CT | 0 | 0 | 0 | 0 | 0 | 0
Coal | 0 | 0 | 0 | 0 | 0 | 0
Geo | 0 | 0 | 0 | 0 | 0 | 0
H | 0 | 0 | 0 | 0 | 0 | 0
LFG | 0 | 0 | 0 | 0 | 0 | 0
Nuc | 0 | 0 | 0 | 0 | 0 | 0
PS | 0 | 0 | 0 | 0 | 0 | 0
PV | 0 | 0 | 0 | 0 | 0 | 0
PeakG | 0 | 0 | 0 | 0 | 0 | 0
PeakO | 0 | 0 | 0 | 0 | 0 | 0
ST | 0 | 0 | 0 | 0 | 0 | 0
STOG | 0 | 0 | 0 | 0 | 0 | 0
STWD | 0 | 0 | 0 | 0 | 0 | 0
WT | 0 | 0 | 0 | 0 | 0 | 0
IGCC | 0 | 0 | 0 | 0 | 0 | 0
DemandResponse | 0 | 0 | 0 | 0 | 0 | 0
IGCC-CCS | 0 | 0 | 0 | 0 | 0 | 0
WT_off | 0 | 0 | 0 | 0 | 0 | 0
PseudoUnit | 0 | 0 | 0 | 0 | 0 | 0
FixedInterchange | 0 | 0 | 0 | 0 | 0 | 0
Emission Cost by Reporting Type: MISO_IN
ReportingType | 2015 | 2020 | 2025 | 2030 | 2035 | 2040
BM | 0 | 0 | 0 | 0 | 0 | 0
CC | 0 | 0 | 0 | 0 | 0 | 0
CSP | 0 | 0 | 0 | 0 | 0 | 0
CT | 0 | 0 | 0 | 0 | 0 | 0
Coal | 0 | 0 | 0 | 0 | 0 | 0
Geo | 0 | 0 | 0 | 0 | 0 | 0
H | 0 | 0 | 0 | 0 | 0 | 0
LFG | 0 | 0 | 0 | 0 | 0 | 0
Nuc | 0 | 0 | 0 | 0 | 0 | 0
PS | 0 | 0 | 0 | 0 | 0 | 0
PV | 0 | 0 | 0 | 0 | 0 | 0
PeakG | 0 | 0 | 0 | 0 | 0 | 0
PeakO | 0 | 0 | 0 | 0 | 0 | 0
ST | 0 | 0 | 0 | 0 | 0 | 0
STOG | 0 | 0 | 0 | 0 | 0 | 0
STWD | 0 | 0 | 0 | 0 | 0 | 0
WT | 0 | 0 | 0 | 0 | 0 | 0
IGCC | 0 | 0 | 0 | 0 | 0 | 0
DemandResponse | 0 | 0 | 0 | 0 | 0 | 0
IGCC-CCS | 0 | 0 | 0 | 0 | 0 | 0
WT_off | 0 | 0 | 0 | 0 | 0 | 0
PseudoUnit | 0 | 0 | 0 | 0 | 0 | 0
FixedInterchange | 0 | 0 | 0 | 0 | 0 | 0
Emission Cost by Reporting Type: MISO_MI
ReportingType | 2015 | 2020 | 2025 | 2030 | 2035 | 2040
BM | 0 | 0 | 0 | 0 | 0 | 0
CC | 0 | 0 | 0 | 0 | 0 | 0
CSP | 0 | 0 | 0 | 0 | 0 | 0
CT | 0 | 0 | 0 | 0 | 0 | 0
Coal | 0 | 0 | 0 | 0 | 0 | 0
Geo | 0 | 0 | 0 | 0 | 0 | 0
H | 0 | 0 | 0 | 0 | 0 | 0
LFG | 0 | 0 | 0 | 0 | 0 | 0
Nuc | 0 | 0 | 0 | 0 | 0 | 0
PS | 0 | 0 | 0 | 0 | 0 | 0
PV | 0 | 0 | 0 | 0 | 0 | 0
PeakG | 0 | 0 | 0 | 0 | 0 | 0
PeakO | 0 | 0 | 0 | 0 | 0 | 0
ST | 0 | 0 | 0 | 0 | 0 | 0
STOG | 0 | 0 | 0 | 0 | 0 | 0
STWD | 0 | 0 | 0 | 0 | 0 | 0
WT | 0 | 0 | 0 | 0 | 0 | 0
IGCC | 0 | 0 | 0 | 0 | 0 | 0
DemandResponse | 0 | 0 | 0 | 0 | 0 | 0
IGCC-CCS | 0 | 0 | 0 | 0 | 0 | 0
WT_off | 0 | 0 | 0 | 0 | 0 | 0
PseudoUnit | 0 | 0 | 0 | 0 | 0 | 0
FixedInterchange | 0 | 0 | 0 | 0 | 0 | 0
Emission Cost by Reporting Type: MISO_MO-IL
ReportingType | 2015 | 2020 | 2025 | 2030 | 2035 | 2040
BM | 0 | 0 | 0 | 0 | 0 | 0
CC | 0 | 0 | 0 | 0 | 0 | 0
CSP | 0 | 0 | 0 | 0 | 0 | 0
CT | 0 | 0 | 0 | 0 | 0 | 0
Coal | 0 | 0 | 0 | 0 | 0 | 0
Geo | 0 | 0 | 0 | 0 | 0 | 0
H | 0 | 0 | 0 | 0 | 0 | 0
LFG | 0 | 0 | 0 | 0 | 0 | 0
Nuc | 0 | 0 | 0 | 0 | 0 | 0
PS | 0 | 0 | 0 | 0 | 0 | 0
PV | 0 | 0 | 0 | 0 | 0 | 0
PeakG | 0 | 0 | 0 | 0 | 0 | 0
PeakO | 0 | 0 | 0 | 0 | 0 | 0
ST | 0 | 0 | 0 | 0 | 0 | 0
STOG | 0 | 0 | 0 | 0 | 0 | 0
STWD | 0 | 0 | 0 | 0 | 0 | 0
WT | 0 | 0 | 0 | 0 | 0 | 0
IGCC | 0 | 0 | 0 | 0 | 0 | 0
DemandResponse | 0 | 0 | 0 | 0 | 0 | 0
IGCC-CCS | 0 | 0 | 0 | 0 | 0 | 0
WT_off | 0 | 0 | 0 | 0 | 0 | 0
PseudoUnit | 0 | 0 | 0 | 0 | 0 | 0
FixedInterchange | 0 | 0 | 0 | 0 | 0 | 0
Emission Cost by Reporting Type: MISO_W
ReportingType | 2015 | 2020 | 2025 | 2030 | 2035 | 2040
BM | 0 | 0 | 0 | 0 | 0 | 0
CC | 0 | 0 | 0 | 0 | 0 | 0
CSP | 0 | 0 | 0 | 0 | 0 | 0
CT | 0 | 0 | 0 | 0 | 0 | 0
Coal | 0 | 0 | 0 | 0 | 0 | 0
Geo | 0 | 0 | 0 | 0 | 0 | 0
H | 0 | 0 | 0 | 0 | 0 | 0
LFG | 0 | 0 | 0 | 0 | 0 | 0
Nuc | 0 | 0 | 0 | 0 | 0 | 0
PS | 0 | 0 | 0 | 0 | 0 | 0
PV | 0 | 0 | 0 | 0 | 0 | 0
PeakG | 0 | 0 | 0 | 0 | 0 | 0
PeakO | 0 | 0 | 0 | 0 | 0 | 0
ST | 0 | 0 | 0 | 0 | 0 | 0
STOG | 0 | 0 | 0 | 0 | 0 | 0
STWD | 0 | 0 | 0 | 0 | 0 | 0
WT | 0 | 0 | 0 | 0 | 0 | 0
IGCC | 0 | 0 | 0 | 0 | 0 | 0
DemandResponse | 0 | 0 | 0 | 0 | 0 | 0
IGCC-CCS | 0 | 0 | 0 | 0 | 0 | 0
WT_off | 0 | 0 | 0 | 0 | 0 | 0
PseudoUnit | 0 | 0 | 0 | 0 | 0 | 0
FixedInterchange | 0 | 0 | 0 | 0 | 0 | 0
Emission Cost by Reporting Type: MISO_WUMS
ReportingType | 2015 | 2020 | 2025 | 2030 | 2035 | 2040
BM | 0 | 0 | 0 | 0 | 0 | 0
CC | 0 | 0 | 0 | 0 | 0 | 0
CSP | 0 | 0 | 0 | 0 | 0 | 0
CT | 0 | 0 | 0 | 0 | 0 | 0
Coal | 0 | 0 | 0 | 0 | 0 | 0
Geo | 0 | 0 | 0 | 0 | 0 | 0
H | 0 | 0 | 0 | 0 | 0 | 0
LFG | 0 | 0 | 0 | 0 | 0 | 0
Nuc | 0 | 0 | 0 | 0 | 0 | 0
PS | 0 | 0 | 0 | 0 | 0 | 0
PV | 0 | 0 | 0 | 0 | 0 | 0
PeakG | 0 | 0 | 0 | 0 | 0 | 0
PeakO | 0 | 0 | 0 | 0 | 0 | 0
ST | 0 | 0 | 0 | 0 | 0 | 0
STOG | 0 | 0 | 0 | 0 | 0 | 0
STWD | 0 | 0 | 0 | 0 | 0 | 0
WT | 0 | 0 | 0 | 0 | 0 | 0
IGCC | 0 | 0 | 0 | 0 | 0 | 0
DemandResponse | 0 | 0 | 0 | 0 | 0 | 0
IGCC-CCS | 0 | 0 | 0 | 0 | 0 | 0
WT_off | 0 | 0 | 0 | 0 | 0 | 0
PseudoUnit | 0 | 0 | 0 | 0 | 0 | 0
FixedInterchange | 0 | 0 | 0 | 0 | 0 | 0
Emission Cost by Reporting Type: Nebraska
ReportingType | 2015 | 2020 | 2025 | 2030 | 2035 | 2040
BM | 0 | 0 | 0 | 0 | 0 | 0
CC | 0 | 0 | 0 | 0 | 0 | 0
CSP | 0 | 0 | 0 | 0 | 0 | 0
CT | 0 | 0 | 0 | 0 | 0 | 0
Coal | 0 | 0 | 0 | 0 | 0 | 0
Geo | 0 | 0 | 0 | 0 | 0 | 0
H | 0 | 0 | 0 | 0 | 0 | 0
LFG | 0 | 0 | 0 | 0 | 0 | 0
Nuc | 0 | 0 | 0 | 0 | 0 | 0
PS | 0 | 0 | 0 | 0 | 0 | 0
PV | 0 | 0 | 0 | 0 | 0 | 0
PeakG | 0 | 0 | 0 | 0 | 0 | 0
PeakO | 0 | 0 | 0 | 0 | 0 | 0
ST | 0 | 0 | 0 | 0 | 0 | 0
STOG | 0 | 0 | 0 | 0 | 0 | 0
STWD | 0 | 0 | 0 | 0 | 0 | 0
WT | 0 | 0 | 0 | 0 | 0 | 0
IGCC | 0 | 0 | 0 | 0 | 0 | 0
DemandResponse | 0 | 0 | 0 | 0 | 0 | 0
IGCC-CCS | 0 | 0 | 0 | 0 | 0 | 0
WT_off | 0 | 0 | 0 | 0 | 0 | 0
PseudoUnit | 0 | 0 | 0 | 0 | 0 | 0
FixedInterchange | 0 | 0 | 0 | 0 | 0 | 0
Emission Cost by Reporting Type: NEISO
ReportingType | 2015 | 2020 | 2025 | 2030 | 2035 | 2040
BM | 0 | 0 | 0 | 0 | 0 | 0
CC | 0 | 0 | 0 | 0 | 0 | 0
CSP | 0 | 0 | 0 | 0 | 0 | 0
CT | 0 | 0 | 0 | 0 | 0 | 0
Coal | 0 | 0 | 0 | 0 | 0 | 0
Geo | 0 | 0 | 0 | 0 | 0 | 0
H | 0 | 0 | 0 | 0 | 0 | 0
LFG | 0 | 0 | 0 | 0 | 0 | 0
Nuc | 0 | 0 | 0 | 0 | 0 | 0
PS | 0 | 0 | 0 | 0 | 0 | 0
PV | 0 | 0 | 0 | 0 | 0 | 0
PeakG | 0 | 0 | 0 | 0 | 0 | 0
PeakO | 0 | 0 | 0 | 0 | 0 | 0
ST | 0 | 0 | 0 | 0 | 0 | 0
STOG | 0 | 0 | 0 | 0 | 0 | 0
STWD | 0 | 0 | 0 | 0 | 0 | 0
WT | 0 | 0 | 0 | 0 | 0 | 0
IGCC | 0 | 0 | 0 | 0 | 0 | 0
DemandResponse | 0 | 0 | 0 | 0 | 0 | 0
IGCC-CCS | 0 | 0 | 0 | 0 | 0 | 0
WT_off | 0 | 0 | 0 | 0 | 0 | 0
PseudoUnit | 0 | 0 | 0 | 0 | 0 | 0
FixedInterchange | 0 | 0 | 0 | 0 | 0 | 0
Emission Cost by Reporting Type: NonRTO_Midwest
ReportingType | 2015 | 2020 | 2025 | 2030 | 2035 | 2040
BM | 0 | 0 | 0 | 0 | 0 | 0
CC | 0 | 0 | 0 | 0 | 0 | 0
CSP | 0 | 0 | 0 | 0 | 0 | 0
CT | 0 | 0 | 0 | 0 | 0 | 0
Coal | 0 | 0 | 0 | 0 | 0 | 0
Geo | 0 | 0 | 0 | 0 | 0 | 0
H | 0 | 0 | 0 | 0 | 0 | 0
LFG | 0 | 0 | 0 | 0 | 0 | 0
Nuc | 0 | 0 | 0 | 0 | 0 | 0
PS | 0 | 0 | 0 | 0 | 0 | 0
PV | 0 | 0 | 0 | 0 | 0 | 0
PeakG | 0 | 0 | 0 | 0 | 0 | 0
PeakO | 0 | 0 | 0 | 0 | 0 | 0
ST | 0 | 0 | 0 | 0 | 0 | 0
STOG | 0 | 0 | 0 | 0 | 0 | 0
STWD | 0 | 0 | 0 | 0 | 0 | 0
WT | 0 | 0 | 0 | 0 | 0 | 0
IGCC | 0 | 0 | 0 | 0 | 0 | 0
DemandResponse | 0 | 0 | 0 | 0 | 0 | 0
IGCC-CCS | 0 | 0 | 0 | 0 | 0 | 0
WT_off | 0 | 0 | 0 | 0 | 0 | 0
PseudoUnit | 0 | 0 | 0 | 0 | 0 | 0
FixedInterchange | 0 | 0 | 0 | 0 | 0 | 0
Emission Cost by Reporting Type: NYISO_A-F
ReportingType | 2015 | 2020 | 2025 | 2030 | 2035 | 2040
BM | 0 | 0 | 0 | 0 | 0 | 0
CC | 0 | 0 | 0 | 0 | 0 | 0
CSP | 0 | 0 | 0 | 0 | 0 | 0
CT | 0 | 0 | 0 | 0 | 0 | 0
Coal | 0 | 0 | 0 | 0 | 0 | 0
Geo | 0 | 0 | 0 | 0 | 0 | 0
H | 0 | 0 | 0 | 0 | 0 | 0
LFG | 0 | 0 | 0 | 0 | 0 | 0
Nuc | 0 | 0 | 0 | 0 | 0 | 0
PS | 0 | 0 | 0 | 0 | 0 | 0
PV | 0 | 0 | 0 | 0 | 0 | 0
PeakG | 0 | 0 | 0 | 0 | 0 | 0
PeakO | 0 | 0 | 0 | 0 | 0 | 0
ST | 0 | 0 | 0 | 0 | 0 | 0
STOG | 0 | 0 | 0 | 0 | 0 | 0
STWD | 0 | 0 | 0 | 0 | 0 | 0
WT | 0 | 0 | 0 | 0 | 0 | 0
IGCC | 0 | 0 | 0 | 0 | 0 | 0
DemandResponse | 0 | 0 | 0 | 0 | 0 | 0
IGCC-CCS | 0 | 0 | 0 | 0 | 0 | 0
WT_off | 0 | 0 | 0 | 0 | 0 | 0
PseudoUnit | 0 | 0 | 0 | 0 | 0 | 0
FixedInterchange | 0 | 0 | 0 | 0 | 0 | 0
Emission Cost by Reporting Type: NYISO_G-I
ReportingType | 2015 | 2020 | 2025 | 2030 | 2035 | 2040
BM | 0 | 0 | 0 | 0 | 0 | 0
CC | 0 | 0 | 0 | 0 | 0 | 0
CSP | 0 | 0 | 0 | 0 | 0 | 0
CT | 0 | 0 | 0 | 0 | 0 | 0
Coal | 0 | 0 | 0 | 0 | 0 | 0
Geo | 0 | 0 | 0 | 0 | 0 | 0
H | 0 | 0 | 0 | 0 | 0 | 0
LFG | 0 | 0 | 0 | 0 | 0 | 0
Nuc | 0 | 0 | 0 | 0 | 0 | 0
PS | 0 | 0 | 0 | 0 | 0 | 0
PV | 0 | 0 | 0 | 0 | 0 | 0
PeakG | 0 | 0 | 0 | 0 | 0 | 0
PeakO | 0 | 0 | 0 | 0 | 0 | 0
ST | 0 | 0 | 0 | 0 | 0 | 0
STOG | 0 | 0 | 0 | 0 | 0 | 0
STWD | 0 | 0 | 0 | 0 | 0 | 0
WT | 0 | 0 | 0 | 0 | 0 | 0
IGCC | 0 | 0 | 0 | 0 | 0 | 0
DemandResponse | 0 | 0 | 0 | 0 | 0 | 0
IGCC-CCS | 0 | 0 | 0 | 0 | 0 | 0
WT_off | 0 | 0 | 0 | 0 | 0 | 0
PseudoUnit | 0 | 0 | 0 | 0 | 0 | 0
FixedInterchange | 0 | 0 | 0 | 0 | 0 | 0
Emission Cost by Reporting Type: NYISO_J-K
ReportingType | 2015 | 2020 | 2025 | 2030 | 2035 | 2040
BM | 0 | 0 | 0 | 0 | 0 | 0
CC | 0 | 0 | 0 | 0 | 0 | 0
CSP | 0 | 0 | 0 | 0 | 0 | 0
CT | 0 | 0 | 0 | 0 | 0 | 0
Coal | 0 | 0 | 0 | 0 | 0 | 0
Geo | 0 | 0 | 0 | 0 | 0 | 0
H | 0 | 0 | 0 | 0 | 0 | 0
LFG | 0 | 0 | 0 | 0 | 0 | 0
Nuc | 0 | 0 | 0 | 0 | 0 | 0
PS | 0 | 0 | 0 | 0 | 0 | 0
PV | 0 | 0 | 0 | 0 | 0 | 0
PeakG | 0 | 0 | 0 | 0 | 0 | 0
PeakO | 0 | 0 | 0 | 0 | 0 | 0
ST | 0 | 0 | 0 | 0 | 0 | 0
STOG | 0 | 0 | 0 | 0 | 0 | 0
STWD | 0 | 0 | 0 | 0 | 0 | 0
WT | 0 | 0 | 0 | 0 | 0 | 0
IGCC | 0 | 0 | 0 | 0 | 0 | 0
DemandResponse | 0 | 0 | 0 | 0 | 0 | 0
IGCC-CCS | 0 | 0 | 0 | 0 | 0 | 0
WT_off | 0 | 0 | 0 | 0 | 0 | 0
PseudoUnit | 0 | 0 | 0 | 0 | 0 | 0
FixedInterchange | 0 | 0 | 0 | 0 | 0 | 0
Emission Cost by Reporting Type: PJM_E
ReportingType | 2015 | 2020 | 2025 | 2030 | 2035 | 2040
BM | 0 | 0 | 0 | 0 | 0 | 0
CC | 0 | 0 | 0 | 0 | 0 | 0
CSP | 0 | 0 | 0 | 0 | 0 | 0
CT | 0 | 0 | 0 | 0 | 0 | 0
Coal | 0 | 0 | 0 | 0 | 0 | 0
Geo | 0 | 0 | 0 | 0 | 0 | 0
H | 0 | 0 | 0 | 0 | 0 | 0
LFG | 0 | 0 | 0 | 0 | 0 | 0
Nuc | 0 | 0 | 0 | 0 | 0 | 0
PS | 0 | 0 | 0 | 0 | 0 | 0
PV | 0 | 0 | 0 | 0 | 0 | 0
PeakG | 0 | 0 | 0 | 0 | 0 | 0
PeakO | 0 | 0 | 0 | 0 | 0 | 0
ST | 0 | 0 | 0 | 0 | 0 | 0
STOG | 0 | 0 | 0 | 0 | 0 | 0
STWD | 0 | 0 | 0 | 0 | 0 | 0
WT | 0 | 0 | 0 | 0 | 0 | 0
IGCC | 0 | 0 | 0 | 0 | 0 | 0
DemandResponse | 0 | 0 | 0 | 0 | 0 | 0
IGCC-CCS | 0 | 0 | 0 | 0 | 0 | 0
WT_off | 0 | 0 | 0 | 0 | 0 | 0
PseudoUnit | 0 | 0 | 0 | 0 | 0 | 0
FixedInterchange | 0 | 0 | 0 | 0 | 0 | 0
Emission Cost by Reporting Type: PJM_ROM
ReportingType | 2015 | 2020 | 2025 | 2030 | 2035 | 2040
BM | 0 | 0 | 0 | 0 | 0 | 0
CC | 0 | 0 | 0 | 0 | 0 | 0
CSP | 0 | 0 | 0 | 0 | 0 | 0
CT | 0 | 0 | 0 | 0 | 0 | 0
Coal | 0 | 0 | 0 | 0 | 0 | 0
Geo | 0 | 0 | 0 | 0 | 0 | 0
H | 0 | 0 | 0 | 0 | 0 | 0
LFG | 0 | 0 | 0 | 0 | 0 | 0
Nuc | 0 | 0 | 0 | 0 | 0 | 0
PS | 0 | 0 | 0 | 0 | 0 | 0
PV | 0 | 0 | 0 | 0 | 0 | 0
PeakG | 0 | 0 | 0 | 0 | 0 | 0
PeakO | 0 | 0 | 0 | 0 | 0 | 0
ST | 0 | 0 | 0 | 0 | 0 | 0
STOG | 0 | 0 | 0 | 0 | 0 | 0
STWD | 0 | 0 | 0 | 0 | 0 | 0
WT | 0 | 0 | 0 | 0 | 0 | 0
IGCC | 0 | 0 | 0 | 0 | 0 | 0
DemandResponse | 0 | 0 | 0 | 0 | 0 | 0
IGCC-CCS | 0 | 0 | 0 | 0 | 0 | 0
WT_off | 0 | 0 | 0 | 0 | 0 | 0
PseudoUnit | 0 | 0 | 0 | 0 | 0 | 0
FixedInterchange | 0 | 0 | 0 | 0 | 0 | 0
Emission Cost by Reporting Type: PJM_ROR
ReportingType | 2015 | 2020 | 2025 | 2030 | 2035 | 2040
BM | 0 | 0 | 0 | 0 | 0 | 0
CC | 0 | 0 | 0 | 0 | 0 | 0
CSP | 0 | 0 | 0 | 0 | 0 | 0
CT | 0 | 0 | 0 | 0 | 0 | 0
Coal | 0 | 0 | 0 | 0 | 0 | 0
Geo | 0 | 0 | 0 | 0 | 0 | 0
H | 0 | 0 | 0 | 0 | 0 | 0
LFG | 0 | 0 | 0 | 0 | 0 | 0
Nuc | 0 | 0 | 0 | 0 | 0 | 0
PS | 0 | 0 | 0 | 0 | 0 | 0
PV | 0 | 0 | 0 | 0 | 0 | 0
PeakG | 0 | 0 | 0 | 0 | 0 | 0
PeakO | 0 | 0 | 0 | 0 | 0 | 0
ST | 0 | 0 | 0 | 0 | 0 | 0
STOG | 0 | 0 | 0 | 0 | 0 | 0
STWD | 0 | 0 | 0 | 0 | 0 | 0
WT | 0 | 0 | 0 | 0 | 0 | 0
IGCC | 0 | 0 | 0 | 0 | 0 | 0
DemandResponse | 0 | 0 | 0 | 0 | 0 | 0
IGCC-CCS | 0 | 0 | 0 | 0 | 0 | 0
WT_off | 0 | 0 | 0 | 0 | 0 | 0
PseudoUnit | 0 | 0 | 0 | 0 | 0 | 0
FixedInterchange | 0 | 0 | 0 | 0 | 0 | 0
Emission Cost by Reporting Type: SOCO
ReportingType | 2015 | 2020 | 2025 | 2030 | 2035 | 2040
BM | 0 | 0 | 0 | 0 | 0 | 0
CC | 0 | 0 | 0 | 0 | 0 | 0
CSP | 0 | 0 | 0 | 0 | 0 | 0
CT | 0 | 0 | 0 | 0 | 0 | 0
Coal | 0 | 0 | 0 | 0 | 0 | 0
Geo | 0 | 0 | 0 | 0 | 0 | 0
H | 0 | 0 | 0 | 0 | 0 | 0
LFG | 0 | 0 | 0 | 0 | 0 | 0
Nuc | 0 | 0 | 0 | 0 | 0 | 0
PS | 0 | 0 | 0 | 0 | 0 | 0
PV | 0 | 0 | 0 | 0 | 0 | 0
PeakG | 0 | 0 | 0 | 0 | 0 | 0
PeakO | 0 | 0 | 0 | 0 | 0 | 0
ST | 0 | 0 | 0 | 0 | 0 | 0
STOG | 0 | 0 | 0 | 0 | 0 | 0
STWD | 0 | 0 | 0 | 0 | 0 | 0
WT | 0 | 0 | 0 | 0 | 0 | 0
IGCC | 0 | 0 | 0 | 0 | 0 | 0
DemandResponse | 0 | 0 | 0 | 0 | 0 | 0
IGCC-CCS | 0 | 0 | 0 | 0 | 0 | 0
WT_off | 0 | 0 | 0 | 0 | 0 | 0
PseudoUnit | 0 | 0 | 0 | 0 | 0 | 0
FixedInterchange | 0 | 0 | 0 | 0 | 0 | 0
Emission Cost by Reporting Type: SPP_N
ReportingType | 2015 | 2020 | 2025 | 2030 | 2035 | 2040
BM | 0 | 0 | 0 | 0 | 0 | 0
CC | 0 | 0 | 0 | 0 | 0 | 0
CSP | 0 | 0 | 0 | 0 | 0 | 0
CT | 0 | 0 | 0 | 0 | 0 | 0
Coal | 0 | 0 | 0 | 0 | 0 | 0
Geo | 0 | 0 | 0 | 0 | 0 | 0
H | 0 | 0 | 0 | 0 | 0 | 0
LFG | 0 | 0 | 0 | 0 | 0 | 0
Nuc | 0 | 0 | 0 | 0 | 0 | 0
PS | 0 | 0 | 0 | 0 | 0 | 0
PV | 0 | 0 | 0 | 0 | 0 | 0
PeakG | 0 | 0 | 0 | 0 | 0 | 0
PeakO | 0 | 0 | 0 | 0 | 0 | 0
ST | 0 | 0 | 0 | 0 | 0 | 0
STOG | 0 | 0 | 0 | 0 | 0 | 0
STWD | 0 | 0 | 0 | 0 | 0 | 0
WT | 0 | 0 | 0 | 0 | 0 | 0
IGCC | 0 | 0 | 0 | 0 | 0 | 0
DemandResponse | 0 | 0 | 0 | 0 | 0 | 0
IGCC-CCS | 0 | 0 | 0 | 0 | 0 | 0
WT_off | 0 | 0 | 0 | 0 | 0 | 0
PseudoUnit | 0 | 0 | 0 | 0 | 0 | 0
FixedInterchange | 0 | 0 | 0 | 0 | 0 | 0
Emission Cost by Reporting Type: SPP_S
ReportingType | 2015 | 2020 | 2025 | 2030 | 2035 | 2040
BM | 0 | 0 | 0 | 0 | 0 | 0
CC | 0 | 0 | 0 | 0 | 0 | 0
CSP | 0 | 0 | 0 | 0 | 0 | 0
CT | 0 | 0 | 0 | 0 | 0 | 0
Coal | 0 | 0 | 0 | 0 | 0 | 0
Geo | 0 | 0 | 0 | 0 | 0 | 0
H | 0 | 0 | 0 | 0 | 0 | 0
LFG | 0 | 0 | 0 | 0 | 0 | 0
Nuc | 0 | 0 | 0 | 0 | 0 | 0
PS | 0 | 0 | 0 | 0 | 0 | 0
PV | 0 | 0 | 0 | 0 | 0 | 0
PeakG | 0 | 0 | 0 | 0 | 0 | 0
PeakO | 0 | 0 | 0 | 0 | 0 | 0
ST | 0 | 0 | 0 | 0 | 0 | 0
STOG | 0 | 0 | 0 | 0 | 0 | 0
STWD | 0 | 0 | 0 | 0 | 0 | 0
WT | 0 | 0 | 0 | 0 | 0 | 0
IGCC | 0 | 0 | 0 | 0 | 0 | 0
DemandResponse | 0 | 0 | 0 | 0 | 0 | 0
IGCC-CCS | 0 | 0 | 0 | 0 | 0 | 0
WT_off | 0 | 0 | 0 | 0 | 0 | 0
PseudoUnit | 0 | 0 | 0 | 0 | 0 | 0
FixedInterchange | 0 | 0 | 0 | 0 | 0 | 0
Emission Cost by Reporting Type: TVA
ReportingType | 2015 | 2020 | 2025 | 2030 | 2035 | 2040
BM | 0 | 0 | 0 | 0 | 0 | 0
CC | 0 | 0 | 0 | 0 | 0 | 0
CSP | 0 | 0 | 0 | 0 | 0 | 0
CT | 0 | 0 | 0 | 0 | 0 | 0
Coal | 0 | 0 | 0 | 0 | 0 | 0
Geo | 0 | 0 | 0 | 0 | 0 | 0
H | 0 | 0 | 0 | 0 | 0 | 0
LFG | 0 | 0 | 0 | 0 | 0 | 0
Nuc | 0 | 0 | 0 | 0 | 0 | 0
PS | 0 | 0 | 0 | 0 | 0 | 0
PV | 0 | 0 | 0 | 0 | 0 | 0
PeakG | 0 | 0 | 0 | 0 | 0 | 0
PeakO | 0 | 0 | 0 | 0 | 0 | 0
ST | 0 | 0 | 0 | 0 | 0 | 0
STOG | 0 | 0 | 0 | 0 | 0 | 0
STWD | 0 | 0 | 0 | 0 | 0 | 0
WT | 0 | 0 | 0 | 0 | 0 | 0
IGCC | 0 | 0 | 0 | 0 | 0 | 0
DemandResponse | 0 | 0 | 0 | 0 | 0 | 0
IGCC-CCS | 0 | 0 | 0 | 0 | 0 | 0
WT_off | 0 | 0 | 0 | 0 | 0 | 0
PseudoUnit | 0 | 0 | 0 | 0 | 0 | 0
FixedInterchange | 0 | 0 | 0 | 0 | 0 | 0
Emission Cost by Reporting Type: TVA_Transmission
ReportingType | 2015 | 2020 | 2025 | 2030 | 2035 | 2040
BM | 0 | 0 | 0 | 0 | 0 | 0
CC | 0 | 0 | 0 | 0 | 0 | 0
CSP | 0 | 0 | 0 | 0 | 0 | 0
CT | 0 | 0 | 0 | 0 | 0 | 0
Coal | 0 | 0 | 0 | 0 | 0 | 0
Geo | 0 | 0 | 0 | 0 | 0 | 0
H | 0 | 0 | 0 | 0 | 0 | 0
LFG | 0 | 0 | 0 | 0 | 0 | 0
Nuc | 0 | 0 | 0 | 0 | 0 | 0
PS | 0 | 0 | 0 | 0 | 0 | 0
PV | 0 | 0 | 0 | 0 | 0 | 0
PeakG | 0 | 0 | 0 | 0 | 0 | 0
PeakO | 0 | 0 | 0 | 0 | 0 | 0
ST | 0 | 0 | 0 | 0 | 0 | 0
STOG | 0 | 0 | 0 | 0 | 0 | 0
STWD | 0 | 0 | 0 | 0 | 0 | 0
WT | 0 | 0 | 0 | 0 | 0 | 0
IGCC | 0 | 0 | 0 | 0 | 0 | 0
DemandResponse | 0 | 0 | 0 | 0 | 0 | 0
IGCC-CCS | 0 | 0 | 0 | 0 | 0 | 0
WT_off | 0 | 0 | 0 | 0 | 0 | 0
PseudoUnit | 0 | 0 | 0 | 0 | 0 | 0
FixedInterchange | 0 | 0 | 0 | 0 | 0 | 0
Emission Cost by Reporting Type: VACAR
ReportingType | 2015 | 2020 | 2025 | 2030 | 2035 | 2040
BM | 0 | 0 | 0 | 0 | 0 | 0
CC | 0 | 0 | 0 | 0 | 0 | 0
CSP | 0 | 0 | 0 | 0 | 0 | 0
CT | 0 | 0 | 0 | 0 | 0 | 0
Coal | 0 | 0 | 0 | 0 | 0 | 0
Geo | 0 | 0 | 0 | 0 | 0 | 0
H | 0 | 0 | 0 | 0 | 0 | 0
LFG | 0 | 0 | 0 | 0 | 0 | 0
Nuc | 0 | 0 | 0 | 0 | 0 | 0
PS | 0 | 0 | 0 | 0 | 0 | 0
PV | 0 | 0 | 0 | 0 | 0 | 0
PeakG | 0 | 0 | 0 | 0 | 0 | 0
PeakO | 0 | 0 | 0 | 0 | 0 | 0
ST | 0 | 0 | 0 | 0 | 0 | 0
STOG | 0 | 0 | 0 | 0 | 0 | 0
STWD | 0 | 0 | 0 | 0 | 0 | 0
WT | 0 | 0 | 0 | 0 | 0 | 0
IGCC | 0 | 0 | 0 | 0 | 0 | 0
DemandResponse | 0 | 0 | 0 | 0 | 0 | 0
IGCC-CCS | 0 | 0 | 0 | 0 | 0 | 0
WT_off | 0 | 0 | 0 | 0 | 0 | 0
PseudoUnit | 0 | 0 | 0 | 0 | 0 | 0
FixedInterchange | 0 | 0 | 0 | 0 | 0 | 0
Emission Cost by Reporting Type: IESO
ReportingType | 2015 | 2020 | 2025 | 2030 | 2035 | 2040
BM | 0 | 0 | 0 | 0 | 0 | 0
CC | 0 | 0 | 0 | 0 | 0 | 0
CSP | 0 | 0 | 0 | 0 | 0 | 0
CT | 0 | 0 | 0 | 0 | 0 | 0
Coal | 0 | 0 | 0 | 0 | 0 | 0
Geo | 0 | 0 | 0 | 0 | 0 | 0
H | 0 | 0 | 0 | 0 | 0 | 0
LFG | 0 | 0 | 0 | 0 | 0 | 0
Nuc | 0 | 0 | 0 | 0 | 0 | 0
PS | 0 | 0 | 0 | 0 | 0 | 0
PV | 0 | 0 | 0 | 0 | 0 | 0
PeakG | 0 | 0 | 0 | 0 | 0 | 0
PeakO | 0 | 0 | 0 | 0 | 0 | 0
ST | 0 | 0 | 0 | 0 | 0 | 0
STOG | 0 | 0 | 0 | 0 | 0 | 0
STWD | 0 | 0 | 0 | 0 | 0 | 0
WT | 0 | 0 | 0 | 0 | 0 | 0
IGCC | 0 | 0 | 0 | 0 | 0 | 0
DemandResponse | 0 | 0 | 0 | 0 | 0 | 0
IGCC-CCS | 0 | 0 | 0 | 0 | 0 | 0
WT_off | 0 | 0 | 0 | 0 | 0 | 0
PseudoUnit | 0 | 0 | 0 | 0 | 0 | 0
FixedInterchange | 0 | 0 | 0 | 0 | 0 | 0
Emission Cost by Reporting Type: MAPP_CA
ReportingType | 2015 | 2020 | 2025 | 2030 | 2035 | 2040
BM | 0 | 0 | 0 | 0 | 0 | 0
CC | 0 | 0 | 0 | 0 | 0 | 0
CSP | 0 | 0 | 0 | 0 | 0 | 0
CT | 0 | 0 | 0 | 0 | 0 | 0
Coal | 0 | 0 | 0 | 0 | 0 | 0
Geo | 0 | 0 | 0 | 0 | 0 | 0
H | 0 | 0 | 0 | 0 | 0 | 0
LFG | 0 | 0 | 0 | 0 | 0 | 0
Nuc | 0 | 0 | 0 | 0 | 0 | 0
PS | 0 | 0 | 0 | 0 | 0 | 0
PV | 0 | 0 | 0 | 0 | 0 | 0
PeakG | 0 | 0 | 0 | 0 | 0 | 0
PeakO | 0 | 0 | 0 | 0 | 0 | 0
ST | 0 | 0 | 0 | 0 | 0 | 0
STOG | 0 | 0 | 0 | 0 | 0 | 0
STWD | 0 | 0 | 0 | 0 | 0 | 0
WT | 0 | 0 | 0 | 0 | 0 | 0
IGCC | 0 | 0 | 0 | 0 | 0 | 0
DemandResponse | 0 | 0 | 0 | 0 | 0 | 0
IGCC-CCS | 0 | 0 | 0 | 0 | 0 | 0
WT_off | 0 | 0 | 0 | 0 | 0 | 0
PseudoUnit | 0 | 0 | 0 | 0 | 0 | 0
FixedInterchange | 0 | 0 | 0 | 0 | 0 | 0
Emission Cost by Reporting Type: AZ_NM_SNV_Coal
ReportingType | 2015 | 2020 | 2025 | 2030 | 2035 | 2040
BM | 0 | 0 | 0 | 0 | 0 | 0
CC | 0 | 0 | 0 | 0 | 0 | 0
CSP | 0 | 0 | 0 | 0 | 0 | 0
CT | 0 | 0 | 0 | 0 | 0 | 0
Coal | 0 | 0 | 0 | 0 | 0 | 0
Geo | 0 | 0 | 0 | 0 | 0 | 0
H | 0 | 0 | 0 | 0 | 0 | 0
LFG | 0 | 0 | 0 | 0 | 0 | 0
Nuc | 0 | 0 | 0 | 0 | 0 | 0
PS | 0 | 0 | 0 | 0 | 0 | 0
PV | 0 | 0 | 0 | 0 | 0 | 0
PeakG | 0 | 0 | 0 | 0 | 0 | 0
PeakO | 0 | 0 | 0 | 0 | 0 | 0
ST | 0 | 0 | 0 | 0 | 0 | 0
STOG | 0 | 0 | 0 | 0 | 0 | 0
STWD | 0 | 0 | 0 | 0 | 0 | 0
WT | 0 | 0 | 0 | 0 | 0 | 0
IGCC | 0 | 0 | 0 | 0 | 0 | 0
DemandResponse | 0 | 0 | 0 | 0 | 0 | 0
IGCC-CCS | 0 | 0 | 0 | 0 | 0 | 0
WT_off | 0 | 0 | 0 | 0 | 0 | 0
PseudoUnit | 0 | 0 | 0 | 0 | 0 | 0
FixedInterchange | 0 | 0 | 0 | 0 | 0 | 0
Emission Cost by Reporting Type: AZ_NM_SNV_Gas
ReportingType | 2015 | 2020 | 2025 | 2030 | 2035 | 2040
BM | 0 | 0 | 0 | 0 | 0 | 0
CC | 0 | 0 | 0 | 0 | 0 | 0
CSP | 0 | 0 | 0 | 0 | 0 | 0
CT | 0 | 0 | 0 | 0 | 0 | 0
Coal | 0 | 0 | 0 | 0 | 0 | 0
Geo | 0 | 0 | 0 | 0 | 0 | 0
H | 0 | 0 | 0 | 0 | 0 | 0
LFG | 0 | 0 | 0 | 0 | 0 | 0
Nuc | 0 | 0 | 0 | 0 | 0 | 0
PS | 0 | 0 | 0 | 0 | 0 | 0
PV | 0 | 0 | 0 | 0 | 0 | 0
PeakG | 0 | 0 | 0 | 0 | 0 | 0
PeakO | 0 | 0 | 0 | 0 | 0 | 0
ST | 0 | 0 | 0 | 0 | 0 | 0
STOG | 0 | 0 | 0 | 0 | 0 | 0
STWD | 0 | 0 | 0 | 0 | 0 | 0
WT | 0 | 0 | 0 | 0 | 0 | 0
IGCC | 0 | 0 | 0 | 0 | 0 | 0
DemandResponse | 0 | 0 | 0 | 0 | 0 | 0
IGCC-CCS | 0 | 0 | 0 | 0 | 0 | 0
WT_off | 0 | 0 | 0 | 0 | 0 | 0
PseudoUnit | 0 | 0 | 0 | 0 | 0 | 0
FixedInterchange | 0 | 0 | 0 | 0 | 0 | 0
Emission Cost by Reporting Type: AZ_NM_SNV_NucRenew
ReportingType | 2015 | 2020 | 2025 | 2030 | 2035 | 2040
BM | 0 | 0 | 0 | 0 | 0 | 0
CC | 0 | 0 | 0 | 0 | 0 | 0
CSP | 0 | 0 | 0 | 0 | 0 | 0
CT | 0 | 0 | 0 | 0 | 0 | 0
Coal | 0 | 0 | 0 | 0 | 0 | 0
Geo | 0 | 0 | 0 | 0 | 0 | 0
H | 0 | 0 | 0 | 0 | 0 | 0
LFG | 0 | 0 | 0 | 0 | 0 | 0
Nuc | 0 | 0 | 0 | 0 | 0 | 0
PS | 0 | 0 | 0 | 0 | 0 | 0
PV | 0 | 0 | 0 | 0 | 0 | 0
PeakG | 0 | 0 | 0 | 0 | 0 | 0
PeakO | 0 | 0 | 0 | 0 | 0 | 0
ST | 0 | 0 | 0 | 0 | 0 | 0
STOG | 0 | 0 | 0 | 0 | 0 | 0
STWD | 0 | 0 | 0 | 0 | 0 | 0
WT | 0 | 0 | 0 | 0 | 0 | 0
IGCC | 0 | 0 | 0 | 0 | 0 | 0
DemandResponse | 0 | 0 | 0 | 0 | 0 | 0
IGCC-CCS | 0 | 0 | 0 | 0 | 0 | 0
WT_off | 0 | 0 | 0 | 0 | 0 | 0
PseudoUnit | 0 | 0 | 0 | 0 | 0 | 0
FixedInterchange | 0 | 0 | 0 | 0 | 0 | 0
Emission Cost by Reporting Type: ERCOT
ReportingType | 2015 | 2020 | 2025 | 2030 | 2035 | 2040
BM | 0 | 0 | 0 | 0 | 0 | 0
CC | 0 | 0 | 0 | 0 | 0 | 0
CSP | 0 | 0 | 0 | 0 | 0 | 0
CT | 0 | 0 | 0 | 0 | 0 | 0
Coal | 0 | 0 | 0 | 0 | 0 | 0
Geo | 0 | 0 | 0 | 0 | 0 | 0
H | 0 | 0 | 0 | 0 | 0 | 0
LFG | 0 | 0 | 0 | 0 | 0 | 0
Nuc | 0 | 0 | 0 | 0 | 0 | 0
PS | 0 | 0 | 0 | 0 | 0 | 0
PV | 0 | 0 | 0 | 0 | 0 | 0
PeakG | 0 | 0 | 0 | 0 | 0 | 0
PeakO | 0 | 0 | 0 | 0 | 0 | 0
ST | 0 | 0 | 0 | 0 | 0 | 0
STOG | 0 | 0 | 0 | 0 | 0 | 0
STWD | 0 | 0 | 0 | 0 | 0 | 0
WT | 0 | 0 | 0 | 0 | 0 | 0
IGCC | 0 | 0 | 0 | 0 | 0 | 0
DemandResponse | 0 | 0 | 0 | 0 | 0 | 0
IGCC-CCS | 0 | 0 | 0 | 0 | 0 | 0
WT_off | 0 | 0 | 0 | 0 | 0 | 0
PseudoUnit | 0 | 0 | 0 | 0 | 0 | 0
FixedInterchange | 0 | 0 | 0 | 0 | 0 | 0
Emission Cost by Reporting Type: NP15
ReportingType | 2015 | 2020 | 2025 | 2030 | 2035 | 2040
BM | 0 | 0 | 0 | 0 | 0 | 0
CC | 0 | 0 | 0 | 0 | 0 | 0
CSP | 0 | 0 | 0 | 0 | 0 | 0
CT | 0 | 0 | 0 | 0 | 0 | 0
Coal | 0 | 0 | 0 | 0 | 0 | 0
Geo | 0 | 0 | 0 | 0 | 0 | 0
H | 0 | 0 | 0 | 0 | 0 | 0
LFG | 0 | 0 | 0 | 0 | 0 | 0
Nuc | 0 | 0 | 0 | 0 | 0 | 0
PS | 0 | 0 | 0 | 0 | 0 | 0
PV | 0 | 0 | 0 | 0 | 0 | 0
PeakG | 0 | 0 | 0 | 0 | 0 | 0
PeakO | 0 | 0 | 0 | 0 | 0 | 0
ST | 0 | 0 | 0 | 0 | 0 | 0
STOG | 0 | 0 | 0 | 0 | 0 | 0
STWD | 0 | 0 | 0 | 0 | 0 | 0
WT | 0 | 0 | 0 | 0 | 0 | 0
IGCC | 0 | 0 | 0 | 0 | 0 | 0
DemandResponse | 0 | 0 | 0 | 0 | 0 | 0
IGCC-CCS | 0 | 0 | 0 | 0 | 0 | 0
WT_off | 0 | 0 | 0 | 0 | 0 | 0
PseudoUnit | 0 | 0 | 0 | 0 | 0 | 0
FixedInterchange | 0 | 0 | 0 | 0 | 0 | 0
Emission Cost by Reporting Type: NWPP_Coal
ReportingType | 2015 | 2020 | 2025 | 2030 | 2035 | 2040
BM | 0 | 0 | 0 | 0 | 0 | 0
CC | 0 | 0 | 0 | 0 | 0 | 0
CSP | 0 | 0 | 0 | 0 | 0 | 0
CT | 0 | 0 | 0 | 0 | 0 | 0
Coal | 0 | 0 | 0 | 0 | 0 | 0
Geo | 0 | 0 | 0 | 0 | 0 | 0
H | 0 | 0 | 0 | 0 | 0 | 0
LFG | 0 | 0 | 0 | 0 | 0 | 0
Nuc | 0 | 0 | 0 | 0 | 0 | 0
PS | 0 | 0 | 0 | 0 | 0 | 0
PV | 0 | 0 | 0 | 0 | 0 | 0
PeakG | 0 | 0 | 0 | 0 | 0 | 0
PeakO | 0 | 0 | 0 | 0 | 0 | 0
ST | 0 | 0 | 0 | 0 | 0 | 0
STOG | 0 | 0 | 0 | 0 | 0 | 0
STWD | 0 | 0 | 0 | 0 | 0 | 0
WT | 0 | 0 | 0 | 0 | 0 | 0
IGCC | 0 | 0 | 0 | 0 | 0 | 0
DemandResponse | 0 | 0 | 0 | 0 | 0 | 0
IGCC-CCS | 0 | 0 | 0 | 0 | 0 | 0
WT_off | 0 | 0 | 0 | 0 | 0 | 0
PseudoUnit | 0 | 0 | 0 | 0 | 0 | 0
FixedInterchange | 0 | 0 | 0 | 0 | 0 | 0
Emission Cost by Reporting Type: NWPP_Gas
ReportingType | 2015 | 2020 | 2025 | 2030 | 2035 | 2040
BM | 0 | 0 | 0 | 0 | 0 | 0
CC | 0 | 0 | 0 | 0 | 0 | 0
CSP | 0 | 0 | 0 | 0 | 0 | 0
CT | 0 | 0 | 0 | 0 | 0 | 0
Coal | 0 | 0 | 0 | 0 | 0 | 0
Geo | 0 | 0 | 0 | 0 | 0 | 0
H | 0 | 0 | 0 | 0 | 0 | 0
LFG | 0 | 0 | 0 | 0 | 0 | 0
Nuc | 0 | 0 | 0 | 0 | 0 | 0
PS | 0 | 0 | 0 | 0 | 0 | 0
PV | 0 | 0 | 0 | 0 | 0 | 0
PeakG | 0 | 0 | 0 | 0 | 0 | 0
PeakO | 0 | 0 | 0 | 0 | 0 | 0
ST | 0 | 0 | 0 | 0 | 0 | 0
STOG | 0 | 0 | 0 | 0 | 0 | 0
STWD | 0 | 0 | 0 | 0 | 0 | 0
WT | 0 | 0 | 0 | 0 | 0 | 0
IGCC | 0 | 0 | 0 | 0 | 0 | 0
DemandResponse | 0 | 0 | 0 | 0 | 0 | 0
IGCC-CCS | 0 | 0 | 0 | 0 | 0 | 0
WT_off | 0 | 0 | 0 | 0 | 0 | 0
PseudoUnit | 0 | 0 | 0 | 0 | 0 | 0
FixedInterchange | 0 | 0 | 0 | 0 | 0 | 0
Emission Cost by Reporting Type: NWPP_NucRenew
ReportingType | 2015 | 2020 | 2025 | 2030 | 2035 | 2040
BM | 0 | 0 | 0 | 0 | 0 | 0
CC | 0 | 0 | 0 | 0 | 0 | 0
CSP | 0 | 0 | 0 | 0 | 0 | 0
CT | 0 | 0 | 0 | 0 | 0 | 0
Coal | 0 | 0 | 0 | 0 | 0 | 0
Geo | 0 | 0 | 0 | 0 | 0 | 0
H | 0 | 0 | 0 | 0 | 0 | 0
LFG | 0 | 0 | 0 | 0 | 0 | 0
Nuc | 0 | 0 | 0 | 0 | 0 | 0
PS | 0 | 0 | 0 | 0 | 0 | 0
PV | 0 | 0 | 0 | 0 | 0 | 0
PeakG | 0 | 0 | 0 | 0 | 0 | 0
PeakO | 0 | 0 | 0 | 0 | 0 | 0
ST | 0 | 0 | 0 | 0 | 0 | 0
STOG | 0 | 0 | 0 | 0 | 0 | 0
STWD | 0 | 0 | 0 | 0 | 0 | 0
WT | 0 | 0 | 0 | 0 | 0 | 0
IGCC | 0 | 0 | 0 | 0 | 0 | 0
DemandResponse | 0 | 0 | 0 | 0 | 0 | 0
IGCC-CCS | 0 | 0 | 0 | 0 | 0 | 0
WT_off | 0 | 0 | 0 | 0 | 0 | 0
PseudoUnit | 0 | 0 | 0 | 0 | 0 | 0
FixedInterchange | 0 | 0 | 0 | 0 | 0 | 0
Emission Cost by Reporting Type: RMPA
ReportingType | 2015 | 2020 | 2025 | 2030 | 2035 | 2040
BM | 0 | 0 | 0 | 0 | 0 | 0
CC | 0 | 0 | 0 | 0 | 0 | 0
CSP | 0 | 0 | 0 | 0 | 0 | 0
CT | 0 | 0 | 0 | 0 | 0 | 0
Coal | 0 | 0 | 0 | 0 | 0 | 0
Geo | 0 | 0 | 0 | 0 | 0 | 0
H | 0 | 0 | 0 | 0 | 0 | 0
LFG | 0 | 0 | 0 | 0 | 0 | 0
Nuc | 0 | 0 | 0 | 0 | 0 | 0
PS | 0 | 0 | 0 | 0 | 0 | 0
PV | 0 | 0 | 0 | 0 | 0 | 0
PeakG | 0 | 0 | 0 | 0 | 0 | 0
PeakO | 0 | 0 | 0 | 0 | 0 | 0
ST | 0 | 0 | 0 | 0 | 0 | 0
STOG | 0 | 0 | 0 | 0 | 0 | 0
STWD | 0 | 0 | 0 | 0 | 0 | 0
WT | 0 | 0 | 0 | 0 | 0 | 0
IGCC | 0 | 0 | 0 | 0 | 0 | 0
DemandResponse | 0 | 0 | 0 | 0 | 0 | 0
IGCC-CCS | 0 | 0 | 0 | 0 | 0 | 0
WT_off | 0 | 0 | 0 | 0 | 0 | 0
PseudoUnit | 0 | 0 | 0 | 0 | 0 | 0
FixedInterchange | 0 | 0 | 0 | 0 | 0 | 0
Emission Cost by Reporting Type: SP15
ReportingType | 2015 | 2020 | 2025 | 2030 | 2035 | 2040
BM | 0 | 0 | 0 | 0 | 0 | 0
CC | 0 | 0 | 0 | 0 | 0 | 0
CSP | 0 | 0 | 0 | 0 | 0 | 0
CT | 0 | 0 | 0 | 0 | 0 | 0
Coal | 0 | 0 | 0 | 0 | 0 | 0
Geo | 0 | 0 | 0 | 0 | 0 | 0
H | 0 | 0 | 0 | 0 | 0 | 0
LFG | 0 | 0 | 0 | 0 | 0 | 0
Nuc | 0 | 0 | 0 | 0 | 0 | 0
PS | 0 | 0 | 0 | 0 | 0 | 0
PV | 0 | 0 | 0 | 0 | 0 | 0
PeakG | 0 | 0 | 0 | 0 | 0 | 0
PeakO | 0 | 0 | 0 | 0 | 0 | 0
ST | 0 | 0 | 0 | 0 | 0 | 0
STOG | 0 | 0 | 0 | 0 | 0 | 0
STWD | 0 | 0 | 0 | 0 | 0 | 0
WT | 0 | 0 | 0 | 0 | 0 | 0
IGCC | 0 | 0 | 0 | 0 | 0 | 0
DemandResponse | 0 | 0 | 0 | 0 | 0 | 0
IGCC-CCS | 0 | 0 | 0 | 0 | 0 | 0
WT_off | 0 | 0 | 0 | 0 | 0 | 0
PseudoUnit | 0 | 0 | 0 | 0 | 0 | 0
FixedInterchange | 0 | 0 | 0 | 0 | 0 | 0
Emission Cost by Reporting Type: ALB
ReportingType | 2015 | 2020 | 2025 | 2030 | 2035 | 2040
BM | 0 | 0 | 0 | 0 | 0 | 0
CC | 0 | 0 | 0 | 0 | 0 | 0
CSP | 0 | 0 | 0 | 0 | 0 | 0
CT | 0 | 0 | 0 | 0 | 0 | 0
Coal | 0 | 0 | 0 | 0 | 0 | 0
Geo | 0 | 0 | 0 | 0 | 0 | 0
H | 0 | 0 | 0 | 0 | 0 | 0
LFG | 0 | 0 | 0 | 0 | 0 | 0
Nuc | 0 | 0 | 0 | 0 | 0 | 0
PS | 0 | 0 | 0 | 0 | 0 | 0
PV | 0 | 0 | 0 | 0 | 0 | 0
PeakG | 0 | 0 | 0 | 0 | 0 | 0
PeakO | 0 | 0 | 0 | 0 | 0 | 0
ST | 0 | 0 | 0 | 0 | 0 | 0
STOG | 0 | 0 | 0 | 0 | 0 | 0
STWD | 0 | 0 | 0 | 0 | 0 | 0
WT | 0 | 0 | 0 | 0 | 0 | 0
IGCC | 0 | 0 | 0 | 0 | 0 | 0
DemandResponse | 0 | 0 | 0 | 0 | 0 | 0
IGCC-CCS | 0 | 0 | 0 | 0 | 0 | 0
WT_off | 0 | 0 | 0 | 0 | 0 | 0
PseudoUnit | 0 | 0 | 0 | 0 | 0 | 0
FixedInterchange | 0 | 0 | 0 | 0 | 0 | 0
Emission Cost by Reporting Type: BC
ReportingType | 2015 | 2020 | 2025 | 2030 | 2035 | 2040
BM | 0 | 0 | 0 | 0 | 0 | 0
CC | 0 | 0 | 0 | 0 | 0 | 0
CSP | 0 | 0 | 0 | 0 | 0 | 0
CT | 0 | 0 | 0 | 0 | 0 | 0
Coal | 0 | 0 | 0 | 0 | 0 | 0
Geo | 0 | 0 | 0 | 0 | 0 | 0
H | 0 | 0 | 0 | 0 | 0 | 0
LFG | 0 | 0 | 0 | 0 | 0 | 0
Nuc | 0 | 0 | 0 | 0 | 0 | 0
PS | 0 | 0 | 0 | 0 | 0 | 0
PV | 0 | 0 | 0 | 0 | 0 | 0
PeakG | 0 | 0 | 0 | 0 | 0 | 0
PeakO | 0 | 0 | 0 | 0 | 0 | 0
ST | 0 | 0 | 0 | 0 | 0 | 0
STOG | 0 | 0 | 0 | 0 | 0 | 0
STWD | 0 | 0 | 0 | 0 | 0 | 0
WT | 0 | 0 | 0 | 0 | 0 | 0
IGCC | 0 | 0 | 0 | 0 | 0 | 0
DemandResponse | 0 | 0 | 0 | 0 | 0 | 0
IGCC-CCS | 0 | 0 | 0 | 0 | 0 | 0
WT_off | 0 | 0 | 0 | 0 | 0 | 0
PseudoUnit | 0 | 0 | 0 | 0 | 0 | 0
FixedInterchange | 0 | 0 | 0 | 0 | 0 | 0
Emission Cost by Reporting Type: HQ_IESO
ReportingType | 2015 | 2020 | 2025 | 2030 | 2035 | 2040
BM | 0 | 0 | 0 | 0 | 0 | 0
CC | 0 | 0 | 0 | 0 | 0 | 0
CSP | 0 | 0 | 0 | 0 | 0 | 0
CT | 0 | 0 | 0 | 0 | 0 | 0
Coal | 0 | 0 | 0 | 0 | 0 | 0
Geo | 0 | 0 | 0 | 0 | 0 | 0
H | 0 | 0 | 0 | 0 | 0 | 0
LFG | 0 | 0 | 0 | 0 | 0 | 0
Nuc | 0 | 0 | 0 | 0 | 0 | 0
PS | 0 | 0 | 0 | 0 | 0 | 0
PV | 0 | 0 | 0 | 0 | 0 | 0
PeakG | 0 | 0 | 0 | 0 | 0 | 0
PeakO | 0 | 0 | 0 | 0 | 0 | 0
ST | 0 | 0 | 0 | 0 | 0 | 0
STOG | 0 | 0 | 0 | 0 | 0 | 0
STWD | 0 | 0 | 0 | 0 | 0 | 0
WT | 0 | 0 | 0 | 0 | 0 | 0
IGCC | 0 | 0 | 0 | 0 | 0 | 0
DemandResponse | 0 | 0 | 0 | 0 | 0 | 0
IGCC-CCS | 0 | 0 | 0 | 0 | 0 | 0
WT_off | 0 | 0 | 0 | 0 | 0 | 0
PseudoUnit | 0 | 0 | 0 | 0 | 0 | 0
FixedInterchange | 0 | 0 | 0 | 0 | 0 | 0
Emission Cost by Reporting Type: HQ_NEISO
ReportingType | 2015 | 2020 | 2025 | 2030 | 2035 | 2040
BM | 0 | 0 | 0 | 0 | 0 | 0
CC | 0 | 0 | 0 | 0 | 0 | 0
CSP | 0 | 0 | 0 | 0 | 0 | 0
CT | 0 | 0 | 0 | 0 | 0 | 0
Coal | 0 | 0 | 0 | 0 | 0 | 0
Geo | 0 | 0 | 0 | 0 | 0 | 0
H | 0 | 0 | 0 | 0 | 0 | 0
LFG | 0 | 0 | 0 | 0 | 0 | 0
Nuc | 0 | 0 | 0 | 0 | 0 | 0
PS | 0 | 0 | 0 | 0 | 0 | 0
PV | 0 | 0 | 0 | 0 | 0 | 0
PeakG | 0 | 0 | 0 | 0 | 0 | 0
PeakO | 0 | 0 | 0 | 0 | 0 | 0
ST | 0 | 0 | 0 | 0 | 0 | 0
STOG | 0 | 0 | 0 | 0 | 0 | 0
STWD | 0 | 0 | 0 | 0 | 0 | 0
WT | 0 | 0 | 0 | 0 | 0 | 0
IGCC | 0 | 0 | 0 | 0 | 0 | 0
DemandResponse | 0 | 0 | 0 | 0 | 0 | 0
IGCC-CCS | 0 | 0 | 0 | 0 | 0 | 0
WT_off | 0 | 0 | 0 | 0 | 0 | 0
PseudoUnit | 0 | 0 | 0 | 0 | 0 | 0
FixedInterchange | 0 | 0 | 0 | 0 | 0 | 0
Emission Cost by Reporting Type: HQ_NY
ReportingType | 2015 | 2020 | 2025 | 2030 | 2035 | 2040
BM | 0 | 0 | 0 | 0 | 0 | 0
CC | 0 | 0 | 0 | 0 | 0 | 0
CSP | 0 | 0 | 0 | 0 | 0 | 0
CT | 0 | 0 | 0 | 0 | 0 | 0
Coal | 0 | 0 | 0 | 0 | 0 | 0
Geo | 0 | 0 | 0 | 0 | 0 | 0
H | 0 | 0 | 0 | 0 | 0 | 0
LFG | 0 | 0 | 0 | 0 | 0 | 0
Nuc | 0 | 0 | 0 | 0 | 0 | 0
PS | 0 | 0 | 0 | 0 | 0 | 0
PV | 0 | 0 | 0 | 0 | 0 | 0
PeakG | 0 | 0 | 0 | 0 | 0 | 0
PeakO | 0 | 0 | 0 | 0 | 0 | 0
ST | 0 | 0 | 0 | 0 | 0 | 0
STOG | 0 | 0 | 0 | 0 | 0 | 0
STWD | 0 | 0 | 0 | 0 | 0 | 0
WT | 0 | 0 | 0 | 0 | 0 | 0
IGCC | 0 | 0 | 0 | 0 | 0 | 0
DemandResponse | 0 | 0 | 0 | 0 | 0 | 0
IGCC-CCS | 0 | 0 | 0 | 0 | 0 | 0
WT_off | 0 | 0 | 0 | 0 | 0 | 0
PseudoUnit | 0 | 0 | 0 | 0 | 0 | 0
FixedInterchange | 0 | 0 | 0 | 0 | 0 | 0
Emission Cost by Reporting Type: MARITIMES
ReportingType | 2015 | 2020 | 2025 | 2030 | 2035 | 2040
BM | 0 | 0 | 0 | 0 | 0 | 0
CC | 0 | 0 | 0 | 0 | 0 | 0
CSP | 0 | 0 | 0 | 0 | 0 | 0
CT | 0 | 0 | 0 | 0 | 0 | 0
Coal | 0 | 0 | 0 | 0 | 0 | 0
Geo | 0 | 0 | 0 | 0 | 0 | 0
H | 0 | 0 | 0 | 0 | 0 | 0
LFG | 0 | 0 | 0 | 0 | 0 | 0
Nuc | 0 | 0 | 0 | 0 | 0 | 0
PS | 0 | 0 | 0 | 0 | 0 | 0
PV | 0 | 0 | 0 | 0 | 0 | 0
PeakG | 0 | 0 | 0 | 0 | 0 | 0
PeakO | 0 | 0 | 0 | 0 | 0 | 0
ST | 0 | 0 | 0 | 0 | 0 | 0
STOG | 0 | 0 | 0 | 0 | 0 | 0
STWD | 0 | 0 | 0 | 0 | 0 | 0
WT | 0 | 0 | 0 | 0 | 0 | 0
IGCC | 0 | 0 | 0 | 0 | 0 | 0
DemandResponse | 0 | 0 | 0 | 0 | 0 | 0
IGCC-CCS | 0 | 0 | 0 | 0 | 0 | 0
WT_off | 0 | 0 | 0 | 0 | 0 | 0
PseudoUnit | 0 | 0 | 0 | 0 | 0 | 0
FixedInterchange | 0 | 0 | 0 | 0 | 0 | 0
Emission Cost by Reporting Type: All
ReportingType | 2015 | 2020 | 2025 | 2030 | 2035 | 2040
BM | 0 | 0 | 0 | 0 | 0 | 0
CC | 0 | 0 | 0 | 0 | 0 | 0
CSP | 0 | 0 | 0 | 0 | 0 | 0
CT | 0 | 0 | 0 | 0 | 0 | 0
Coal | 0 | 0 | 0 | 0 | 0 | 0
Geo | 0 | 0 | 0 | 0 | 0 | 0
H | 0 | 0 | 0 | 0 | 0 | 0
LFG | 0 | 0 | 0 | 0 | 0 | 0
Nuc | 0 | 0 | 0 | 0 | 0 | 0
PS | 0 | 0 | 0 | 0 | 0 | 0
PV | 0 | 0 | 0 | 0 | 0 | 0
PeakG | 0 | 0 | 0 | 0 | 0 | 0
PeakO | 0 | 0 | 0 | 0 | 0 | 0
ST | 0 | 0 | 0 | 0 | 0 | 0
STOG | 0 | 0 | 0 | 0 | 0 | 0
STWD | 0 | 0 | 0 | 0 | 0 | 0
WT | 0 | 0 | 0 | 0 | 0 | 0
IGCC | 0 | 0 | 0 | 0 | 0 | 0
DemandResponse | 0 | 0 | 0 | 0 | 0 | 0
IGCC-CCS | 0 | 0 | 0 | 0 | 0 | 0
WT_off | 0 | 0 | 0 | 0 | 0 | 0
PseudoUnit | 0 | 0 | 0 | 0 | 0 | 0
FixedInterchange | 0 | 0 | 0 | 0 | 0 | 0
Emission Cost by Reporting Type: EI_US
ReportingType | 2015 | 2020 | 2025 | 2030 | 2035 | 2040
BM | 0 | 0 | 0 | 0 | 0 | 0
CC | 0 | 0 | 0 | 0 | 0 | 0
CSP | 0 | 0 | 0 | 0 | 0 | 0
CT | 0 | 0 | 0 | 0 | 0 | 0
Coal | 0 | 0 | 0 | 0 | 0 | 0
Geo | 0 | 0 | 0 | 0 | 0 | 0
H | 0 | 0 | 0 | 0 | 0 | 0
LFG | 0 | 0 | 0 | 0 | 0 | 0
Nuc | 0 | 0 | 0 | 0 | 0 | 0
PS | 0 | 0 | 0 | 0 | 0 | 0
PV | 0 | 0 | 0 | 0 | 0 | 0
PeakG | 0 | 0 | 0 | 0 | 0 | 0
PeakO | 0 | 0 | 0 | 0 | 0 | 0
ST | 0 | 0 | 0 | 0 | 0 | 0
STOG | 0 | 0 | 0 | 0 | 0 | 0
STWD | 0 | 0 | 0 | 0 | 0 | 0
WT | 0 | 0 | 0 | 0 | 0 | 0
IGCC | 0 | 0 | 0 | 0 | 0 | 0
DemandResponse | 0 | 0 | 0 | 0 | 0 | 0
IGCC-CCS | 0 | 0 | 0 | 0 | 0 | 0
WT_off | 0 | 0 | 0 | 0 | 0 | 0
PseudoUnit | 0 | 0 | 0 | 0 | 0 | 0
FixedInterchange | 0 | 0 | 0 | 0 | 0 | 0
Emission Cost by Reporting Type: EI_Canada
ReportingType | 2015 | 2020 | 2025 | 2030 | 2035 | 2040
BM | 0 | 0 | 0 | 0 | 0 | 0
CC | 0 | 0 | 0 | 0 | 0 | 0
CSP | 0 | 0 | 0 | 0 | 0 | 0
CT | 0 | 0 | 0 | 0 | 0 | 0
Coal | 0 | 0 | 0 | 0 | 0 | 0
Geo | 0 | 0 | 0 | 0 | 0 | 0
H | 0 | 0 | 0 | 0 | 0 | 0
LFG | 0 | 0 | 0 | 0 | 0 | 0
Nuc | 0 | 0 | 0 | 0 | 0 | 0
PS | 0 | 0 | 0 | 0 | 0 | 0
PV | 0 | 0 | 0 | 0 | 0 | 0
PeakG | 0 | 0 | 0 | 0 | 0 | 0
PeakO | 0 | 0 | 0 | 0 | 0 | 0
ST | 0 | 0 | 0 | 0 | 0 | 0
STOG | 0 | 0 | 0 | 0 | 0 | 0
STWD | 0 | 0 | 0 | 0 | 0 | 0
WT | 0 | 0 | 0 | 0 | 0 | 0
IGCC | 0 | 0 | 0 | 0 | 0 | 0
DemandResponse | 0 | 0 | 0 | 0 | 0 | 0
IGCC-CCS | 0 | 0 | 0 | 0 | 0 | 0
WT_off | 0 | 0 | 0 | 0 | 0 | 0
PseudoUnit | 0 | 0 | 0 | 0 | 0 | 0
FixedInterchange | 0 | 0 | 0 | 0 | 0 | 0
Emission Cost by Reporting Type: EI
ReportingType | 2015 | 2020 | 2025 | 2030 | 2035 | 2040
BM | 0 | 0 | 0 | 0 | 0 | 0
CC | 0 | 0 | 0 | 0 | 0 | 0
CSP | 0 | 0 | 0 | 0 | 0 | 0
CT | 0 | 0 | 0 | 0 | 0 | 0
Coal | 0 | 0 | 0 | 0 | 0 | 0
Geo | 0 | 0 | 0 | 0 | 0 | 0
H | 0 | 0 | 0 | 0 | 0 | 0
LFG | 0 | 0 | 0 | 0 | 0 | 0
Nuc | 0 | 0 | 0 | 0 | 0 | 0
PS | 0 | 0 | 0 | 0 | 0 | 0
PV | 0 | 0 | 0 | 0 | 0 | 0
PeakG | 0 | 0 | 0 | 0 | 0 | 0
PeakO | 0 | 0 | 0 | 0 | 0 | 0
ST | 0 | 0 | 0 | 0 | 0 | 0
STOG | 0 | 0 | 0 | 0 | 0 | 0
STWD | 0 | 0 | 0 | 0 | 0 | 0
WT | 0 | 0 | 0 | 0 | 0 | 0
IGCC | 0 | 0 | 0 | 0 | 0 | 0
DemandResponse | 0 | 0 | 0 | 0 | 0 | 0
IGCC-CCS | 0 | 0 | 0 | 0 | 0 | 0
WT_off | 0 | 0 | 0 | 0 | 0 | 0
PseudoUnit | 0 | 0 | 0 | 0 | 0 | 0
FixedInterchange | 0 | 0 | 0 | 0 | 0 | 0
Emission Cost by Reporting Type: Outside_EI
ReportingType | 2015 | 2020 | 2025 | 2030 | 2035 | 2040
BM | 0 | 0 | 0 | 0 | 0 | 0
CC | 0 | 0 | 0 | 0 | 0 | 0
CSP | 0 | 0 | 0 | 0 | 0 | 0
CT | 0 | 0 | 0 | 0 | 0 | 0
Coal | 0 | 0 | 0 | 0 | 0 | 0
Geo | 0 | 0 | 0 | 0 | 0 | 0
H | 0 | 0 | 0 | 0 | 0 | 0
LFG | 0 | 0 | 0 | 0 | 0 | 0
Nuc | 0 | 0 | 0 | 0 | 0 | 0
PS | 0 | 0 | 0 | 0 | 0 | 0
PV | 0 | 0 | 0 | 0 | 0 | 0
PeakG | 0 | 0 | 0 | 0 | 0 | 0
PeakO | 0 | 0 | 0 | 0 | 0 | 0
ST | 0 | 0 | 0 | 0 | 0 | 0
STOG | 0 | 0 | 0 | 0 | 0 | 0
STWD | 0 | 0 | 0 | 0 | 0 | 0
WT | 0 | 0 | 0 | 0 | 0 | 0
IGCC | 0 | 0 | 0 | 0 | 0 | 0
DemandResponse | 0 | 0 | 0 | 0 | 0 | 0
IGCC-CCS | 0 | 0 | 0 | 0 | 0 | 0
WT_off | 0 | 0 | 0 | 0 | 0 | 0
PseudoUnit | 0 | 0 | 0 | 0 | 0 | 0
FixedInterchange | 0 | 0 | 0 | 0 | 0 | 0
==== Emission Program: CAMR : (Hg) ====
Emission Cost by Reporting Type: Entergy
ReportingType | 2015 | 2020 | 2025 | 2030 | 2035 | 2040
BM | 0 | 0 | 0 | 0 | 0 | 0
CC | 0 | 0 | 0 | 0 | 0 | 0
CSP | 0 | 0 | 0 | 0 | 0 | 0
CT | 0 | 0 | 0 | 0 | 0 | 0
Coal | 0 | 0 | 0 | 0 | 0 | 0
Geo | 0 | 0 | 0 | 0 | 0 | 0
H | 0 | 0 | 0 | 0 | 0 | 0
LFG | 0 | 0 | 0 | 0 | 0 | 0
Nuc | 0 | 0 | 0 | 0 | 0 | 0
PS | 0 | 0 | 0 | 0 | 0 | 0
PV | 0 | 0 | 0 | 0 | 0 | 0
PeakG | 0 | 0 | 0 | 0 | 0 | 0
PeakO | 0 | 0 | 0 | 0 | 0 | 0
ST | 0 | 0 | 0 | 0 | 0 | 0
STOG | 0 | 0 | 0 | 0 | 0 | 0
STWD | 0 | 0 | 0 | 0 | 0 | 0
WT | 0 | 0 | 0 | 0 | 0 | 0
IGCC | 0 | 0 | 0 | 0 | 0 | 0
DemandResponse | 0 | 0 | 0 | 0 | 0 | 0
IGCC-CCS | 0 | 0 | 0 | 0 | 0 | 0
WT_off | 0 | 0 | 0 | 0 | 0 | 0
PseudoUnit | 0 | 0 | 0 | 0 | 0 | 0
FixedInterchange | 0 | 0 | 0 | 0 | 0 | 0
Emission Cost by Reporting Type: FRCC
ReportingType | 2015 | 2020 | 2025 | 2030 | 2035 | 2040
BM | 0 | 0 | 0 | 0 | 0 | 0
CC | 0 | 0 | 0 | 0 | 0 | 0
CSP | 0 | 0 | 0 | 0 | 0 | 0
CT | 0 | 0 | 0 | 0 | 0 | 0
Coal | 0 | 0 | 0 | 0 | 0 | 0
Geo | 0 | 0 | 0 | 0 | 0 | 0
H | 0 | 0 | 0 | 0 | 0 | 0
LFG | 0 | 0 | 0 | 0 | 0 | 0
Nuc | 0 | 0 | 0 | 0 | 0 | 0
PS | 0 | 0 | 0 | 0 | 0 | 0
PV | 0 | 0 | 0 | 0 | 0 | 0
PeakG | 0 | 0 | 0 | 0 | 0 | 0
PeakO | 0 | 0 | 0 | 0 | 0 | 0
ST | 0 | 0 | 0 | 0 | 0 | 0
STOG | 0 | 0 | 0 | 0 | 0 | 0
STWD | 0 | 0 | 0 | 0 | 0 | 0
WT | 0 | 0 | 0 | 0 | 0 | 0
IGCC | 0 | 0 | 0 | 0 | 0 | 0
DemandResponse | 0 | 0 | 0 | 0 | 0 | 0
IGCC-CCS | 0 | 0 | 0 | 0 | 0 | 0
WT_off | 0 | 0 | 0 | 0 | 0 | 0
PseudoUnit | 0 | 0 | 0 | 0 | 0 | 0
FixedInterchange | 0 | 0 | 0 | 0 | 0 | 0
Emission Cost by Reporting Type: MAPP_US
ReportingType | 2015 | 2020 | 2025 | 2030 | 2035 | 2040
BM | 0 | 0 | 0 | 0 | 0 | 0
CC | 0 | 0 | 0 | 0 | 0 | 0
CSP | 0 | 0 | 0 | 0 | 0 | 0
CT | 0 | 0 | 0 | 0 | 0 | 0
Coal | 0 | 0 | 0 | 0 | 0 | 0
Geo | 0 | 0 | 0 | 0 | 0 | 0
H | 0 | 0 | 0 | 0 | 0 | 0
LFG | 0 | 0 | 0 | 0 | 0 | 0
Nuc | 0 | 0 | 0 | 0 | 0 | 0
PS | 0 | 0 | 0 | 0 | 0 | 0
PV | 0 | 0 | 0 | 0 | 0 | 0
PeakG | 0 | 0 | 0 | 0 | 0 | 0
PeakO | 0 | 0 | 0 | 0 | 0 | 0
ST | 0 | 0 | 0 | 0 | 0 | 0
STOG | 0 | 0 | 0 | 0 | 0 | 0
STWD | 0 | 0 | 0 | 0 | 0 | 0
WT | 0 | 0 | 0 | 0 | 0 | 0
IGCC | 0 | 0 | 0 | 0 | 0 | 0
DemandResponse | 0 | 0 | 0 | 0 | 0 | 0
IGCC-CCS | 0 | 0 | 0 | 0 | 0 | 0
WT_off | 0 | 0 | 0 | 0 | 0 | 0
PseudoUnit | 0 | 0 | 0 | 0 | 0 | 0
FixedInterchange | 0 | 0 | 0 | 0 | 0 | 0
Emission Cost by Reporting Type: MISO_IN
ReportingType | 2015 | 2020 | 2025 | 2030 | 2035 | 2040
BM | 0 | 0 | 0 | 0 | 0 | 0
CC | 0 | 0 | 0 | 0 | 0 | 0
CSP | 0 | 0 | 0 | 0 | 0 | 0
CT | 0 | 0 | 0 | 0 | 0 | 0
Coal | 0 | 0 | 0 | 0 | 0 | 0
Geo | 0 | 0 | 0 | 0 | 0 | 0
H | 0 | 0 | 0 | 0 | 0 | 0
LFG | 0 | 0 | 0 | 0 | 0 | 0
Nuc | 0 | 0 | 0 | 0 | 0 | 0
PS | 0 | 0 | 0 | 0 | 0 | 0
PV | 0 | 0 | 0 | 0 | 0 | 0
PeakG | 0 | 0 | 0 | 0 | 0 | 0
PeakO | 0 | 0 | 0 | 0 | 0 | 0
ST | 0 | 0 | 0 | 0 | 0 | 0
STOG | 0 | 0 | 0 | 0 | 0 | 0
STWD | 0 | 0 | 0 | 0 | 0 | 0
WT | 0 | 0 | 0 | 0 | 0 | 0
IGCC | 0 | 0 | 0 | 0 | 0 | 0
DemandResponse | 0 | 0 | 0 | 0 | 0 | 0
IGCC-CCS | 0 | 0 | 0 | 0 | 0 | 0
WT_off | 0 | 0 | 0 | 0 | 0 | 0
PseudoUnit | 0 | 0 | 0 | 0 | 0 | 0
FixedInterchange | 0 | 0 | 0 | 0 | 0 | 0
Emission Cost by Reporting Type: MISO_MI
ReportingType | 2015 | 2020 | 2025 | 2030 | 2035 | 2040
BM | 0 | 0 | 0 | 0 | 0 | 0
CC | 0 | 0 | 0 | 0 | 0 | 0
CSP | 0 | 0 | 0 | 0 | 0 | 0
CT | 0 | 0 | 0 | 0 | 0 | 0
Coal | 0 | 0 | 0 | 0 | 0 | 0
Geo | 0 | 0 | 0 | 0 | 0 | 0
H | 0 | 0 | 0 | 0 | 0 | 0
LFG | 0 | 0 | 0 | 0 | 0 | 0
Nuc | 0 | 0 | 0 | 0 | 0 | 0
PS | 0 | 0 | 0 | 0 | 0 | 0
PV | 0 | 0 | 0 | 0 | 0 | 0
PeakG | 0 | 0 | 0 | 0 | 0 | 0
PeakO | 0 | 0 | 0 | 0 | 0 | 0
ST | 0 | 0 | 0 | 0 | 0 | 0
STOG | 0 | 0 | 0 | 0 | 0 | 0
STWD | 0 | 0 | 0 | 0 | 0 | 0
WT | 0 | 0 | 0 | 0 | 0 | 0
IGCC | 0 | 0 | 0 | 0 | 0 | 0
DemandResponse | 0 | 0 | 0 | 0 | 0 | 0
IGCC-CCS | 0 | 0 | 0 | 0 | 0 | 0
WT_off | 0 | 0 | 0 | 0 | 0 | 0
PseudoUnit | 0 | 0 | 0 | 0 | 0 | 0
FixedInterchange | 0 | 0 | 0 | 0 | 0 | 0
Emission Cost by Reporting Type: MISO_MO-IL
ReportingType | 2015 | 2020 | 2025 | 2030 | 2035 | 2040
BM | 0 | 0 | 0 | 0 | 0 | 0
CC | 0 | 0 | 0 | 0 | 0 | 0
CSP | 0 | 0 | 0 | 0 | 0 | 0
CT | 0 | 0 | 0 | 0 | 0 | 0
Coal | 0 | 0 | 0 | 0 | 0 | 0
Geo | 0 | 0 | 0 | 0 | 0 | 0
H | 0 | 0 | 0 | 0 | 0 | 0
LFG | 0 | 0 | 0 | 0 | 0 | 0
Nuc | 0 | 0 | 0 | 0 | 0 | 0
PS | 0 | 0 | 0 | 0 | 0 | 0
PV | 0 | 0 | 0 | 0 | 0 | 0
PeakG | 0 | 0 | 0 | 0 | 0 | 0
PeakO | 0 | 0 | 0 | 0 | 0 | 0
ST | 0 | 0 | 0 | 0 | 0 | 0
STOG | 0 | 0 | 0 | 0 | 0 | 0
STWD | 0 | 0 | 0 | 0 | 0 | 0
WT | 0 | 0 | 0 | 0 | 0 | 0
IGCC | 0 | 0 | 0 | 0 | 0 | 0
DemandResponse | 0 | 0 | 0 | 0 | 0 | 0
IGCC-CCS | 0 | 0 | 0 | 0 | 0 | 0
WT_off | 0 | 0 | 0 | 0 | 0 | 0
PseudoUnit | 0 | 0 | 0 | 0 | 0 | 0
FixedInterchange | 0 | 0 | 0 | 0 | 0 | 0
Emission Cost by Reporting Type: MISO_W
ReportingType | 2015 | 2020 | 2025 | 2030 | 2035 | 2040
BM | 0 | 0 | 0 | 0 | 0 | 0
CC | 0 | 0 | 0 | 0 | 0 | 0
CSP | 0 | 0 | 0 | 0 | 0 | 0
CT | 0 | 0 | 0 | 0 | 0 | 0
Coal | 0 | 0 | 0 | 0 | 0 | 0
Geo | 0 | 0 | 0 | 0 | 0 | 0
H | 0 | 0 | 0 | 0 | 0 | 0
LFG | 0 | 0 | 0 | 0 | 0 | 0
Nuc | 0 | 0 | 0 | 0 | 0 | 0
PS | 0 | 0 | 0 | 0 | 0 | 0
PV | 0 | 0 | 0 | 0 | 0 | 0
PeakG | 0 | 0 | 0 | 0 | 0 | 0
PeakO | 0 | 0 | 0 | 0 | 0 | 0
ST | 0 | 0 | 0 | 0 | 0 | 0
STOG | 0 | 0 | 0 | 0 | 0 | 0
STWD | 0 | 0 | 0 | 0 | 0 | 0
WT | 0 | 0 | 0 | 0 | 0 | 0
IGCC | 0 | 0 | 0 | 0 | 0 | 0
DemandResponse | 0 | 0 | 0 | 0 | 0 | 0
IGCC-CCS | 0 | 0 | 0 | 0 | 0 | 0
WT_off | 0 | 0 | 0 | 0 | 0 | 0
PseudoUnit | 0 | 0 | 0 | 0 | 0 | 0
FixedInterchange | 0 | 0 | 0 | 0 | 0 | 0
Emission Cost by Reporting Type: MISO_WUMS
ReportingType | 2015 | 2020 | 2025 | 2030 | 2035 | 2040
BM | 0 | 0 | 0 | 0 | 0 | 0
CC | 0 | 0 | 0 | 0 | 0 | 0
CSP | 0 | 0 | 0 | 0 | 0 | 0
CT | 0 | 0 | 0 | 0 | 0 | 0
Coal | 0 | 0 | 0 | 0 | 0 | 0
Geo | 0 | 0 | 0 | 0 | 0 | 0
H | 0 | 0 | 0 | 0 | 0 | 0
LFG | 0 | 0 | 0 | 0 | 0 | 0
Nuc | 0 | 0 | 0 | 0 | 0 | 0
PS | 0 | 0 | 0 | 0 | 0 | 0
PV | 0 | 0 | 0 | 0 | 0 | 0
PeakG | 0 | 0 | 0 | 0 | 0 | 0
PeakO | 0 | 0 | 0 | 0 | 0 | 0
ST | 0 | 0 | 0 | 0 | 0 | 0
STOG | 0 | 0 | 0 | 0 | 0 | 0
STWD | 0 | 0 | 0 | 0 | 0 | 0
WT | 0 | 0 | 0 | 0 | 0 | 0
IGCC | 0 | 0 | 0 | 0 | 0 | 0
DemandResponse | 0 | 0 | 0 | 0 | 0 | 0
IGCC-CCS | 0 | 0 | 0 | 0 | 0 | 0
WT_off | 0 | 0 | 0 | 0 | 0 | 0
PseudoUnit | 0 | 0 | 0 | 0 | 0 | 0
FixedInterchange | 0 | 0 | 0 | 0 | 0 | 0
Emission Cost by Reporting Type: Nebraska
ReportingType | 2015 | 2020 | 2025 | 2030 | 2035 | 2040
BM | 0 | 0 | 0 | 0 | 0 | 0
CC | 0 | 0 | 0 | 0 | 0 | 0
CSP | 0 | 0 | 0 | 0 | 0 | 0
CT | 0 | 0 | 0 | 0 | 0 | 0
Coal | 0 | 0 | 0 | 0 | 0 | 0
Geo | 0 | 0 | 0 | 0 | 0 | 0
H | 0 | 0 | 0 | 0 | 0 | 0
LFG | 0 | 0 | 0 | 0 | 0 | 0
Nuc | 0 | 0 | 0 | 0 | 0 | 0
PS | 0 | 0 | 0 | 0 | 0 | 0
PV | 0 | 0 | 0 | 0 | 0 | 0
PeakG | 0 | 0 | 0 | 0 | 0 | 0
PeakO | 0 | 0 | 0 | 0 | 0 | 0
ST | 0 | 0 | 0 | 0 | 0 | 0
STOG | 0 | 0 | 0 | 0 | 0 | 0
STWD | 0 | 0 | 0 | 0 | 0 | 0
WT | 0 | 0 | 0 | 0 | 0 | 0
IGCC | 0 | 0 | 0 | 0 | 0 | 0
DemandResponse | 0 | 0 | 0 | 0 | 0 | 0
IGCC-CCS | 0 | 0 | 0 | 0 | 0 | 0
WT_off | 0 | 0 | 0 | 0 | 0 | 0
PseudoUnit | 0 | 0 | 0 | 0 | 0 | 0
FixedInterchange | 0 | 0 | 0 | 0 | 0 | 0
Emission Cost by Reporting Type: NEISO
ReportingType | 2015 | 2020 | 2025 | 2030 | 2035 | 2040
BM | 0 | 0 | 0 | 0 | 0 | 0
CC | 0 | 0 | 0 | 0 | 0 | 0
CSP | 0 | 0 | 0 | 0 | 0 | 0
CT | 0 | 0 | 0 | 0 | 0 | 0
Coal | 0 | 0 | 0 | 0 | 0 | 0
Geo | 0 | 0 | 0 | 0 | 0 | 0
H | 0 | 0 | 0 | 0 | 0 | 0
LFG | 0 | 0 | 0 | 0 | 0 | 0
Nuc | 0 | 0 | 0 | 0 | 0 | 0
PS | 0 | 0 | 0 | 0 | 0 | 0
PV | 0 | 0 | 0 | 0 | 0 | 0
PeakG | 0 | 0 | 0 | 0 | 0 | 0
PeakO | 0 | 0 | 0 | 0 | 0 | 0
ST | 0 | 0 | 0 | 0 | 0 | 0
STOG | 0 | 0 | 0 | 0 | 0 | 0
STWD | 0 | 0 | 0 | 0 | 0 | 0
WT | 0 | 0 | 0 | 0 | 0 | 0
IGCC | 0 | 0 | 0 | 0 | 0 | 0
DemandResponse | 0 | 0 | 0 | 0 | 0 | 0
IGCC-CCS | 0 | 0 | 0 | 0 | 0 | 0
WT_off | 0 | 0 | 0 | 0 | 0 | 0
PseudoUnit | 0 | 0 | 0 | 0 | 0 | 0
FixedInterchange | 0 | 0 | 0 | 0 | 0 | 0
Emission Cost by Reporting Type: NonRTO_Midwest
ReportingType | 2015 | 2020 | 2025 | 2030 | 2035 | 2040
BM | 0 | 0 | 0 | 0 | 0 | 0
CC | 0 | 0 | 0 | 0 | 0 | 0
CSP | 0 | 0 | 0 | 0 | 0 | 0
CT | 0 | 0 | 0 | 0 | 0 | 0
Coal | 0 | 0 | 0 | 0 | 0 | 0
Geo | 0 | 0 | 0 | 0 | 0 | 0
H | 0 | 0 | 0 | 0 | 0 | 0
LFG | 0 | 0 | 0 | 0 | 0 | 0
Nuc | 0 | 0 | 0 | 0 | 0 | 0
PS | 0 | 0 | 0 | 0 | 0 | 0
PV | 0 | 0 | 0 | 0 | 0 | 0
PeakG | 0 | 0 | 0 | 0 | 0 | 0
PeakO | 0 | 0 | 0 | 0 | 0 | 0
ST | 0 | 0 | 0 | 0 | 0 | 0
STOG | 0 | 0 | 0 | 0 | 0 | 0
STWD | 0 | 0 | 0 | 0 | 0 | 0
WT | 0 | 0 | 0 | 0 | 0 | 0
IGCC | 0 | 0 | 0 | 0 | 0 | 0
DemandResponse | 0 | 0 | 0 | 0 | 0 | 0
IGCC-CCS | 0 | 0 | 0 | 0 | 0 | 0
WT_off | 0 | 0 | 0 | 0 | 0 | 0
PseudoUnit | 0 | 0 | 0 | 0 | 0 | 0
FixedInterchange | 0 | 0 | 0 | 0 | 0 | 0
Emission Cost by Reporting Type: NYISO_A-F
ReportingType | 2015 | 2020 | 2025 | 2030 | 2035 | 2040
BM | 0 | 0 | 0 | 0 | 0 | 0
CC | 0 | 0 | 0 | 0 | 0 | 0
CSP | 0 | 0 | 0 | 0 | 0 | 0
CT | 0 | 0 | 0 | 0 | 0 | 0
Coal | 0 | 0 | 0 | 0 | 0 | 0
Geo | 0 | 0 | 0 | 0 | 0 | 0
H | 0 | 0 | 0 | 0 | 0 | 0
LFG | 0 | 0 | 0 | 0 | 0 | 0
Nuc | 0 | 0 | 0 | 0 | 0 | 0
PS | 0 | 0 | 0 | 0 | 0 | 0
PV | 0 | 0 | 0 | 0 | 0 | 0
PeakG | 0 | 0 | 0 | 0 | 0 | 0
PeakO | 0 | 0 | 0 | 0 | 0 | 0
ST | 0 | 0 | 0 | 0 | 0 | 0
STOG | 0 | 0 | 0 | 0 | 0 | 0
STWD | 0 | 0 | 0 | 0 | 0 | 0
WT | 0 | 0 | 0 | 0 | 0 | 0
IGCC | 0 | 0 | 0 | 0 | 0 | 0
DemandResponse | 0 | 0 | 0 | 0 | 0 | 0
IGCC-CCS | 0 | 0 | 0 | 0 | 0 | 0
WT_off | 0 | 0 | 0 | 0 | 0 | 0
PseudoUnit | 0 | 0 | 0 | 0 | 0 | 0
FixedInterchange | 0 | 0 | 0 | 0 | 0 | 0
Emission Cost by Reporting Type: NYISO_G-I
ReportingType | 2015 | 2020 | 2025 | 2030 | 2035 | 2040
BM | 0 | 0 | 0 | 0 | 0 | 0
CC | 0 | 0 | 0 | 0 | 0 | 0
CSP | 0 | 0 | 0 | 0 | 0 | 0
CT | 0 | 0 | 0 | 0 | 0 | 0
Coal | 0 | 0 | 0 | 0 | 0 | 0
Geo | 0 | 0 | 0 | 0 | 0 | 0
H | 0 | 0 | 0 | 0 | 0 | 0
LFG | 0 | 0 | 0 | 0 | 0 | 0
Nuc | 0 | 0 | 0 | 0 | 0 | 0
PS | 0 | 0 | 0 | 0 | 0 | 0
PV | 0 | 0 | 0 | 0 | 0 | 0
PeakG | 0 | 0 | 0 | 0 | 0 | 0
PeakO | 0 | 0 | 0 | 0 | 0 | 0
ST | 0 | 0 | 0 | 0 | 0 | 0
STOG | 0 | 0 | 0 | 0 | 0 | 0
STWD | 0 | 0 | 0 | 0 | 0 | 0
WT | 0 | 0 | 0 | 0 | 0 | 0
IGCC | 0 | 0 | 0 | 0 | 0 | 0
DemandResponse | 0 | 0 | 0 | 0 | 0 | 0
IGCC-CCS | 0 | 0 | 0 | 0 | 0 | 0
WT_off | 0 | 0 | 0 | 0 | 0 | 0
PseudoUnit | 0 | 0 | 0 | 0 | 0 | 0
FixedInterchange | 0 | 0 | 0 | 0 | 0 | 0
Emission Cost by Reporting Type: NYISO_J-K
ReportingType | 2015 | 2020 | 2025 | 2030 | 2035 | 2040
BM | 0 | 0 | 0 | 0 | 0 | 0
CC | 0 | 0 | 0 | 0 | 0 | 0
CSP | 0 | 0 | 0 | 0 | 0 | 0
CT | 0 | 0 | 0 | 0 | 0 | 0
Coal | 0 | 0 | 0 | 0 | 0 | 0
Geo | 0 | 0 | 0 | 0 | 0 | 0
H | 0 | 0 | 0 | 0 | 0 | 0
LFG | 0 | 0 | 0 | 0 | 0 | 0
Nuc | 0 | 0 | 0 | 0 | 0 | 0
PS | 0 | 0 | 0 | 0 | 0 | 0
PV | 0 | 0 | 0 | 0 | 0 | 0
PeakG | 0 | 0 | 0 | 0 | 0 | 0
PeakO | 0 | 0 | 0 | 0 | 0 | 0
ST | 0 | 0 | 0 | 0 | 0 | 0
STOG | 0 | 0 | 0 | 0 | 0 | 0
STWD | 0 | 0 | 0 | 0 | 0 | 0
WT | 0 | 0 | 0 | 0 | 0 | 0
IGCC | 0 | 0 | 0 | 0 | 0 | 0
DemandResponse | 0 | 0 | 0 | 0 | 0 | 0
IGCC-CCS | 0 | 0 | 0 | 0 | 0 | 0
WT_off | 0 | 0 | 0 | 0 | 0 | 0
PseudoUnit | 0 | 0 | 0 | 0 | 0 | 0
FixedInterchange | 0 | 0 | 0 | 0 | 0 | 0
Emission Cost by Reporting Type: PJM_E
ReportingType | 2015 | 2020 | 2025 | 2030 | 2035 | 2040
BM | 0 | 0 | 0 | 0 | 0 | 0
CC | 0 | 0 | 0 | 0 | 0 | 0
CSP | 0 | 0 | 0 | 0 | 0 | 0
CT | 0 | 0 | 0 | 0 | 0 | 0
Coal | 0 | 0 | 0 | 0 | 0 | 0
Geo | 0 | 0 | 0 | 0 | 0 | 0
H | 0 | 0 | 0 | 0 | 0 | 0
LFG | 0 | 0 | 0 | 0 | 0 | 0
Nuc | 0 | 0 | 0 | 0 | 0 | 0
PS | 0 | 0 | 0 | 0 | 0 | 0
PV | 0 | 0 | 0 | 0 | 0 | 0
PeakG | 0 | 0 | 0 | 0 | 0 | 0
PeakO | 0 | 0 | 0 | 0 | 0 | 0
ST | 0 | 0 | 0 | 0 | 0 | 0
STOG | 0 | 0 | 0 | 0 | 0 | 0
STWD | 0 | 0 | 0 | 0 | 0 | 0
WT | 0 | 0 | 0 | 0 | 0 | 0
IGCC | 0 | 0 | 0 | 0 | 0 | 0
DemandResponse | 0 | 0 | 0 | 0 | 0 | 0
IGCC-CCS | 0 | 0 | 0 | 0 | 0 | 0
WT_off | 0 | 0 | 0 | 0 | 0 | 0
PseudoUnit | 0 | 0 | 0 | 0 | 0 | 0
FixedInterchange | 0 | 0 | 0 | 0 | 0 | 0
Emission Cost by Reporting Type: PJM_ROM
ReportingType | 2015 | 2020 | 2025 | 2030 | 2035 | 2040
BM | 0 | 0 | 0 | 0 | 0 | 0
CC | 0 | 0 | 0 | 0 | 0 | 0
CSP | 0 | 0 | 0 | 0 | 0 | 0
CT | 0 | 0 | 0 | 0 | 0 | 0
Coal | 0 | 0 | 0 | 0 | 0 | 0
Geo | 0 | 0 | 0 | 0 | 0 | 0
H | 0 | 0 | 0 | 0 | 0 | 0
LFG | 0 | 0 | 0 | 0 | 0 | 0
Nuc | 0 | 0 | 0 | 0 | 0 | 0
PS | 0 | 0 | 0 | 0 | 0 | 0
PV | 0 | 0 | 0 | 0 | 0 | 0
PeakG | 0 | 0 | 0 | 0 | 0 | 0
PeakO | 0 | 0 | 0 | 0 | 0 | 0
ST | 0 | 0 | 0 | 0 | 0 | 0
STOG | 0 | 0 | 0 | 0 | 0 | 0
STWD | 0 | 0 | 0 | 0 | 0 | 0
WT | 0 | 0 | 0 | 0 | 0 | 0
IGCC | 0 | 0 | 0 | 0 | 0 | 0
DemandResponse | 0 | 0 | 0 | 0 | 0 | 0
IGCC-CCS | 0 | 0 | 0 | 0 | 0 | 0
WT_off | 0 | 0 | 0 | 0 | 0 | 0
PseudoUnit | 0 | 0 | 0 | 0 | 0 | 0
FixedInterchange | 0 | 0 | 0 | 0 | 0 | 0
Emission Cost by Reporting Type: PJM_ROR
ReportingType | 2015 | 2020 | 2025 | 2030 | 2035 | 2040
BM | 0 | 0 | 0 | 0 | 0 | 0
CC | 0 | 0 | 0 | 0 | 0 | 0
CSP | 0 | 0 | 0 | 0 | 0 | 0
CT | 0 | 0 | 0 | 0 | 0 | 0
Coal | 0 | 0 | 0 | 0 | 0 | 0
Geo | 0 | 0 | 0 | 0 | 0 | 0
H | 0 | 0 | 0 | 0 | 0 | 0
LFG | 0 | 0 | 0 | 0 | 0 | 0
Nuc | 0 | 0 | 0 | 0 | 0 | 0
PS | 0 | 0 | 0 | 0 | 0 | 0
PV | 0 | 0 | 0 | 0 | 0 | 0
PeakG | 0 | 0 | 0 | 0 | 0 | 0
PeakO | 0 | 0 | 0 | 0 | 0 | 0
ST | 0 | 0 | 0 | 0 | 0 | 0
STOG | 0 | 0 | 0 | 0 | 0 | 0
STWD | 0 | 0 | 0 | 0 | 0 | 0
WT | 0 | 0 | 0 | 0 | 0 | 0
IGCC | 0 | 0 | 0 | 0 | 0 | 0
DemandResponse | 0 | 0 | 0 | 0 | 0 | 0
IGCC-CCS | 0 | 0 | 0 | 0 | 0 | 0
WT_off | 0 | 0 | 0 | 0 | 0 | 0
PseudoUnit | 0 | 0 | 0 | 0 | 0 | 0
FixedInterchange | 0 | 0 | 0 | 0 | 0 | 0
Emission Cost by Reporting Type: SOCO
ReportingType | 2015 | 2020 | 2025 | 2030 | 2035 | 2040
BM | 0 | 0 | 0 | 0 | 0 | 0
CC | 0 | 0 | 0 | 0 | 0 | 0
CSP | 0 | 0 | 0 | 0 | 0 | 0
CT | 0 | 0 | 0 | 0 | 0 | 0
Coal | 0 | 0 | 0 | 0 | 0 | 0
Geo | 0 | 0 | 0 | 0 | 0 | 0
H | 0 | 0 | 0 | 0 | 0 | 0
LFG | 0 | 0 | 0 | 0 | 0 | 0
Nuc | 0 | 0 | 0 | 0 | 0 | 0
PS | 0 | 0 | 0 | 0 | 0 | 0
PV | 0 | 0 | 0 | 0 | 0 | 0
PeakG | 0 | 0 | 0 | 0 | 0 | 0
PeakO | 0 | 0 | 0 | 0 | 0 | 0
ST | 0 | 0 | 0 | 0 | 0 | 0
STOG | 0 | 0 | 0 | 0 | 0 | 0
STWD | 0 | 0 | 0 | 0 | 0 | 0
WT | 0 | 0 | 0 | 0 | 0 | 0
IGCC | 0 | 0 | 0 | 0 | 0 | 0
DemandResponse | 0 | 0 | 0 | 0 | 0 | 0
IGCC-CCS | 0 | 0 | 0 | 0 | 0 | 0
WT_off | 0 | 0 | 0 | 0 | 0 | 0
PseudoUnit | 0 | 0 | 0 | 0 | 0 | 0
FixedInterchange | 0 | 0 | 0 | 0 | 0 | 0
Emission Cost by Reporting Type: SPP_N
ReportingType | 2015 | 2020 | 2025 | 2030 | 2035 | 2040
BM | 0 | 0 | 0 | 0 | 0 | 0
CC | 0 | 0 | 0 | 0 | 0 | 0
CSP | 0 | 0 | 0 | 0 | 0 | 0
CT | 0 | 0 | 0 | 0 | 0 | 0
Coal | 0 | 0 | 0 | 0 | 0 | 0
Geo | 0 | 0 | 0 | 0 | 0 | 0
H | 0 | 0 | 0 | 0 | 0 | 0
LFG | 0 | 0 | 0 | 0 | 0 | 0
Nuc | 0 | 0 | 0 | 0 | 0 | 0
PS | 0 | 0 | 0 | 0 | 0 | 0
PV | 0 | 0 | 0 | 0 | 0 | 0
PeakG | 0 | 0 | 0 | 0 | 0 | 0
PeakO | 0 | 0 | 0 | 0 | 0 | 0
ST | 0 | 0 | 0 | 0 | 0 | 0
STOG | 0 | 0 | 0 | 0 | 0 | 0
STWD | 0 | 0 | 0 | 0 | 0 | 0
WT | 0 | 0 | 0 | 0 | 0 | 0
IGCC | 0 | 0 | 0 | 0 | 0 | 0
DemandResponse | 0 | 0 | 0 | 0 | 0 | 0
IGCC-CCS | 0 | 0 | 0 | 0 | 0 | 0
WT_off | 0 | 0 | 0 | 0 | 0 | 0
PseudoUnit | 0 | 0 | 0 | 0 | 0 | 0
FixedInterchange | 0 | 0 | 0 | 0 | 0 | 0
Emission Cost by Reporting Type: SPP_S
ReportingType | 2015 | 2020 | 2025 | 2030 | 2035 | 2040
BM | 0 | 0 | 0 | 0 | 0 | 0
CC | 0 | 0 | 0 | 0 | 0 | 0
CSP | 0 | 0 | 0 | 0 | 0 | 0
CT | 0 | 0 | 0 | 0 | 0 | 0
Coal | 0 | 0 | 0 | 0 | 0 | 0
Geo | 0 | 0 | 0 | 0 | 0 | 0
H | 0 | 0 | 0 | 0 | 0 | 0
LFG | 0 | 0 | 0 | 0 | 0 | 0
Nuc | 0 | 0 | 0 | 0 | 0 | 0
PS | 0 | 0 | 0 | 0 | 0 | 0
PV | 0 | 0 | 0 | 0 | 0 | 0
PeakG | 0 | 0 | 0 | 0 | 0 | 0
PeakO | 0 | 0 | 0 | 0 | 0 | 0
ST | 0 | 0 | 0 | 0 | 0 | 0
STOG | 0 | 0 | 0 | 0 | 0 | 0
STWD | 0 | 0 | 0 | 0 | 0 | 0
WT | 0 | 0 | 0 | 0 | 0 | 0
IGCC | 0 | 0 | 0 | 0 | 0 | 0
DemandResponse | 0 | 0 | 0 | 0 | 0 | 0
IGCC-CCS | 0 | 0 | 0 | 0 | 0 | 0
WT_off | 0 | 0 | 0 | 0 | 0 | 0
PseudoUnit | 0 | 0 | 0 | 0 | 0 | 0
FixedInterchange | 0 | 0 | 0 | 0 | 0 | 0
Emission Cost by Reporting Type: TVA
ReportingType | 2015 | 2020 | 2025 | 2030 | 2035 | 2040
BM | 0 | 0 | 0 | 0 | 0 | 0
CC | 0 | 0 | 0 | 0 | 0 | 0
CSP | 0 | 0 | 0 | 0 | 0 | 0
CT | 0 | 0 | 0 | 0 | 0 | 0
Coal | 0 | 0 | 0 | 0 | 0 | 0
Geo | 0 | 0 | 0 | 0 | 0 | 0
H | 0 | 0 | 0 | 0 | 0 | 0
LFG | 0 | 0 | 0 | 0 | 0 | 0
Nuc | 0 | 0 | 0 | 0 | 0 | 0
PS | 0 | 0 | 0 | 0 | 0 | 0
PV | 0 | 0 | 0 | 0 | 0 | 0
PeakG | 0 | 0 | 0 | 0 | 0 | 0
PeakO | 0 | 0 | 0 | 0 | 0 | 0
ST | 0 | 0 | 0 | 0 | 0 | 0
STOG | 0 | 0 | 0 | 0 | 0 | 0
STWD | 0 | 0 | 0 | 0 | 0 | 0
WT | 0 | 0 | 0 | 0 | 0 | 0
IGCC | 0 | 0 | 0 | 0 | 0 | 0
DemandResponse | 0 | 0 | 0 | 0 | 0 | 0
IGCC-CCS | 0 | 0 | 0 | 0 | 0 | 0
WT_off | 0 | 0 | 0 | 0 | 0 | 0
PseudoUnit | 0 | 0 | 0 | 0 | 0 | 0
FixedInterchange | 0 | 0 | 0 | 0 | 0 | 0
Emission Cost by Reporting Type: TVA_Transmission
ReportingType | 2015 | 2020 | 2025 | 2030 | 2035 | 2040
BM | 0 | 0 | 0 | 0 | 0 | 0
CC | 0 | 0 | 0 | 0 | 0 | 0
CSP | 0 | 0 | 0 | 0 | 0 | 0
CT | 0 | 0 | 0 | 0 | 0 | 0
Coal | 0 | 0 | 0 | 0 | 0 | 0
Geo | 0 | 0 | 0 | 0 | 0 | 0
H | 0 | 0 | 0 | 0 | 0 | 0
LFG | 0 | 0 | 0 | 0 | 0 | 0
Nuc | 0 | 0 | 0 | 0 | 0 | 0
PS | 0 | 0 | 0 | 0 | 0 | 0
PV | 0 | 0 | 0 | 0 | 0 | 0
PeakG | 0 | 0 | 0 | 0 | 0 | 0
PeakO | 0 | 0 | 0 | 0 | 0 | 0
ST | 0 | 0 | 0 | 0 | 0 | 0
STOG | 0 | 0 | 0 | 0 | 0 | 0
STWD | 0 | 0 | 0 | 0 | 0 | 0
WT | 0 | 0 | 0 | 0 | 0 | 0
IGCC | 0 | 0 | 0 | 0 | 0 | 0
DemandResponse | 0 | 0 | 0 | 0 | 0 | 0
IGCC-CCS | 0 | 0 | 0 | 0 | 0 | 0
WT_off | 0 | 0 | 0 | 0 | 0 | 0
PseudoUnit | 0 | 0 | 0 | 0 | 0 | 0
FixedInterchange | 0 | 0 | 0 | 0 | 0 | 0
Emission Cost by Reporting Type: VACAR
ReportingType | 2015 | 2020 | 2025 | 2030 | 2035 | 2040
BM | 0 | 0 | 0 | 0 | 0 | 0
CC | 0 | 0 | 0 | 0 | 0 | 0
CSP | 0 | 0 | 0 | 0 | 0 | 0
CT | 0 | 0 | 0 | 0 | 0 | 0
Coal | 0 | 0 | 0 | 0 | 0 | 0
Geo | 0 | 0 | 0 | 0 | 0 | 0
H | 0 | 0 | 0 | 0 | 0 | 0
LFG | 0 | 0 | 0 | 0 | 0 | 0
Nuc | 0 | 0 | 0 | 0 | 0 | 0
PS | 0 | 0 | 0 | 0 | 0 | 0
PV | 0 | 0 | 0 | 0 | 0 | 0
PeakG | 0 | 0 | 0 | 0 | 0 | 0
PeakO | 0 | 0 | 0 | 0 | 0 | 0
ST | 0 | 0 | 0 | 0 | 0 | 0
STOG | 0 | 0 | 0 | 0 | 0 | 0
STWD | 0 | 0 | 0 | 0 | 0 | 0
WT | 0 | 0 | 0 | 0 | 0 | 0
IGCC | 0 | 0 | 0 | 0 | 0 | 0
DemandResponse | 0 | 0 | 0 | 0 | 0 | 0
IGCC-CCS | 0 | 0 | 0 | 0 | 0 | 0
WT_off | 0 | 0 | 0 | 0 | 0 | 0
PseudoUnit | 0 | 0 | 0 | 0 | 0 | 0
FixedInterchange | 0 | 0 | 0 | 0 | 0 | 0
Emission Cost by Reporting Type: IESO
ReportingType | 2015 | 2020 | 2025 | 2030 | 2035 | 2040
BM | 0 | 0 | 0 | 0 | 0 | 0
CC | 0 | 0 | 0 | 0 | 0 | 0
CSP | 0 | 0 | 0 | 0 | 0 | 0
CT | 0 | 0 | 0 | 0 | 0 | 0
Coal | 0 | 0 | 0 | 0 | 0 | 0
Geo | 0 | 0 | 0 | 0 | 0 | 0
H | 0 | 0 | 0 | 0 | 0 | 0
LFG | 0 | 0 | 0 | 0 | 0 | 0
Nuc | 0 | 0 | 0 | 0 | 0 | 0
PS | 0 | 0 | 0 | 0 | 0 | 0
PV | 0 | 0 | 0 | 0 | 0 | 0
PeakG | 0 | 0 | 0 | 0 | 0 | 0
PeakO | 0 | 0 | 0 | 0 | 0 | 0
ST | 0 | 0 | 0 | 0 | 0 | 0
STOG | 0 | 0 | 0 | 0 | 0 | 0
STWD | 0 | 0 | 0 | 0 | 0 | 0
WT | 0 | 0 | 0 | 0 | 0 | 0
IGCC | 0 | 0 | 0 | 0 | 0 | 0
DemandResponse | 0 | 0 | 0 | 0 | 0 | 0
IGCC-CCS | 0 | 0 | 0 | 0 | 0 | 0
WT_off | 0 | 0 | 0 | 0 | 0 | 0
PseudoUnit | 0 | 0 | 0 | 0 | 0 | 0
FixedInterchange | 0 | 0 | 0 | 0 | 0 | 0
Emission Cost by Reporting Type: MAPP_CA
ReportingType | 2015 | 2020 | 2025 | 2030 | 2035 | 2040
BM | 0 | 0 | 0 | 0 | 0 | 0
CC | 0 | 0 | 0 | 0 | 0 | 0
CSP | 0 | 0 | 0 | 0 | 0 | 0
CT | 0 | 0 | 0 | 0 | 0 | 0
Coal | 0 | 0 | 0 | 0 | 0 | 0
Geo | 0 | 0 | 0 | 0 | 0 | 0
H | 0 | 0 | 0 | 0 | 0 | 0
LFG | 0 | 0 | 0 | 0 | 0 | 0
Nuc | 0 | 0 | 0 | 0 | 0 | 0
PS | 0 | 0 | 0 | 0 | 0 | 0
PV | 0 | 0 | 0 | 0 | 0 | 0
PeakG | 0 | 0 | 0 | 0 | 0 | 0
PeakO | 0 | 0 | 0 | 0 | 0 | 0
ST | 0 | 0 | 0 | 0 | 0 | 0
STOG | 0 | 0 | 0 | 0 | 0 | 0
STWD | 0 | 0 | 0 | 0 | 0 | 0
WT | 0 | 0 | 0 | 0 | 0 | 0
IGCC | 0 | 0 | 0 | 0 | 0 | 0
DemandResponse | 0 | 0 | 0 | 0 | 0 | 0
IGCC-CCS | 0 | 0 | 0 | 0 | 0 | 0
WT_off | 0 | 0 | 0 | 0 | 0 | 0
PseudoUnit | 0 | 0 | 0 | 0 | 0 | 0
FixedInterchange | 0 | 0 | 0 | 0 | 0 | 0
Emission Cost by Reporting Type: AZ_NM_SNV_Coal
ReportingType | 2015 | 2020 | 2025 | 2030 | 2035 | 2040
BM | 0 | 0 | 0 | 0 | 0 | 0
CC | 0 | 0 | 0 | 0 | 0 | 0
CSP | 0 | 0 | 0 | 0 | 0 | 0
CT | 0 | 0 | 0 | 0 | 0 | 0
Coal | 0 | 0 | 0 | 0 | 0 | 0
Geo | 0 | 0 | 0 | 0 | 0 | 0
H | 0 | 0 | 0 | 0 | 0 | 0
LFG | 0 | 0 | 0 | 0 | 0 | 0
Nuc | 0 | 0 | 0 | 0 | 0 | 0
PS | 0 | 0 | 0 | 0 | 0 | 0
PV | 0 | 0 | 0 | 0 | 0 | 0
PeakG | 0 | 0 | 0 | 0 | 0 | 0
PeakO | 0 | 0 | 0 | 0 | 0 | 0
ST | 0 | 0 | 0 | 0 | 0 | 0
STOG | 0 | 0 | 0 | 0 | 0 | 0
STWD | 0 | 0 | 0 | 0 | 0 | 0
WT | 0 | 0 | 0 | 0 | 0 | 0
IGCC | 0 | 0 | 0 | 0 | 0 | 0
DemandResponse | 0 | 0 | 0 | 0 | 0 | 0
IGCC-CCS | 0 | 0 | 0 | 0 | 0 | 0
WT_off | 0 | 0 | 0 | 0 | 0 | 0
PseudoUnit | 0 | 0 | 0 | 0 | 0 | 0
FixedInterchange | 0 | 0 | 0 | 0 | 0 | 0
Emission Cost by Reporting Type: AZ_NM_SNV_Gas
ReportingType | 2015 | 2020 | 2025 | 2030 | 2035 | 2040
BM | 0 | 0 | 0 | 0 | 0 | 0
CC | 0 | 0 | 0 | 0 | 0 | 0
CSP | 0 | 0 | 0 | 0 | 0 | 0
CT | 0 | 0 | 0 | 0 | 0 | 0
Coal | 0 | 0 | 0 | 0 | 0 | 0
Geo | 0 | 0 | 0 | 0 | 0 | 0
H | 0 | 0 | 0 | 0 | 0 | 0
LFG | 0 | 0 | 0 | 0 | 0 | 0
Nuc | 0 | 0 | 0 | 0 | 0 | 0
PS | 0 | 0 | 0 | 0 | 0 | 0
PV | 0 | 0 | 0 | 0 | 0 | 0
PeakG | 0 | 0 | 0 | 0 | 0 | 0
PeakO | 0 | 0 | 0 | 0 | 0 | 0
ST | 0 | 0 | 0 | 0 | 0 | 0
STOG | 0 | 0 | 0 | 0 | 0 | 0
STWD | 0 | 0 | 0 | 0 | 0 | 0
WT | 0 | 0 | 0 | 0 | 0 | 0
IGCC | 0 | 0 | 0 | 0 | 0 | 0
DemandResponse | 0 | 0 | 0 | 0 | 0 | 0
IGCC-CCS | 0 | 0 | 0 | 0 | 0 | 0
WT_off | 0 | 0 | 0 | 0 | 0 | 0
PseudoUnit | 0 | 0 | 0 | 0 | 0 | 0
FixedInterchange | 0 | 0 | 0 | 0 | 0 | 0
Emission Cost by Reporting Type: AZ_NM_SNV_NucRenew
ReportingType | 2015 | 2020 | 2025 | 2030 | 2035 | 2040
BM | 0 | 0 | 0 | 0 | 0 | 0
CC | 0 | 0 | 0 | 0 | 0 | 0
CSP | 0 | 0 | 0 | 0 | 0 | 0
CT | 0 | 0 | 0 | 0 | 0 | 0
Coal | 0 | 0 | 0 | 0 | 0 | 0
Geo | 0 | 0 | 0 | 0 | 0 | 0
H | 0 | 0 | 0 | 0 | 0 | 0
LFG | 0 | 0 | 0 | 0 | 0 | 0
Nuc | 0 | 0 | 0 | 0 | 0 | 0
PS | 0 | 0 | 0 | 0 | 0 | 0
PV | 0 | 0 | 0 | 0 | 0 | 0
PeakG | 0 | 0 | 0 | 0 | 0 | 0
PeakO | 0 | 0 | 0 | 0 | 0 | 0
ST | 0 | 0 | 0 | 0 | 0 | 0
STOG | 0 | 0 | 0 | 0 | 0 | 0
STWD | 0 | 0 | 0 | 0 | 0 | 0
WT | 0 | 0 | 0 | 0 | 0 | 0
IGCC | 0 | 0 | 0 | 0 | 0 | 0
DemandResponse | 0 | 0 | 0 | 0 | 0 | 0
IGCC-CCS | 0 | 0 | 0 | 0 | 0 | 0
WT_off | 0 | 0 | 0 | 0 | 0 | 0
PseudoUnit | 0 | 0 | 0 | 0 | 0 | 0
FixedInterchange | 0 | 0 | 0 | 0 | 0 | 0
Emission Cost by Reporting Type: ERCOT
ReportingType | 2015 | 2020 | 2025 | 2030 | 2035 | 2040
BM | 0 | 0 | 0 | 0 | 0 | 0
CC | 0 | 0 | 0 | 0 | 0 | 0
CSP | 0 | 0 | 0 | 0 | 0 | 0
CT | 0 | 0 | 0 | 0 | 0 | 0
Coal | 0 | 0 | 0 | 0 | 0 | 0
Geo | 0 | 0 | 0 | 0 | 0 | 0
H | 0 | 0 | 0 | 0 | 0 | 0
LFG | 0 | 0 | 0 | 0 | 0 | 0
Nuc | 0 | 0 | 0 | 0 | 0 | 0
PS | 0 | 0 | 0 | 0 | 0 | 0
PV | 0 | 0 | 0 | 0 | 0 | 0
PeakG | 0 | 0 | 0 | 0 | 0 | 0
PeakO | 0 | 0 | 0 | 0 | 0 | 0
ST | 0 | 0 | 0 | 0 | 0 | 0
STOG | 0 | 0 | 0 | 0 | 0 | 0
STWD | 0 | 0 | 0 | 0 | 0 | 0
WT | 0 | 0 | 0 | 0 | 0 | 0
IGCC | 0 | 0 | 0 | 0 | 0 | 0
DemandResponse | 0 | 0 | 0 | 0 | 0 | 0
IGCC-CCS | 0 | 0 | 0 | 0 | 0 | 0
WT_off | 0 | 0 | 0 | 0 | 0 | 0
PseudoUnit | 0 | 0 | 0 | 0 | 0 | 0
FixedInterchange | 0 | 0 | 0 | 0 | 0 | 0
Emission Cost by Reporting Type: NP15
ReportingType | 2015 | 2020 | 2025 | 2030 | 2035 | 2040
BM | 0 | 0 | 0 | 0 | 0 | 0
CC | 0 | 0 | 0 | 0 | 0 | 0
CSP | 0 | 0 | 0 | 0 | 0 | 0
CT | 0 | 0 | 0 | 0 | 0 | 0
Coal | 0 | 0 | 0 | 0 | 0 | 0
Geo | 0 | 0 | 0 | 0 | 0 | 0
H | 0 | 0 | 0 | 0 | 0 | 0
LFG | 0 | 0 | 0 | 0 | 0 | 0
Nuc | 0 | 0 | 0 | 0 | 0 | 0
PS | 0 | 0 | 0 | 0 | 0 | 0
PV | 0 | 0 | 0 | 0 | 0 | 0
PeakG | 0 | 0 | 0 | 0 | 0 | 0
PeakO | 0 | 0 | 0 | 0 | 0 | 0
ST | 0 | 0 | 0 | 0 | 0 | 0
STOG | 0 | 0 | 0 | 0 | 0 | 0
STWD | 0 | 0 | 0 | 0 | 0 | 0
WT | 0 | 0 | 0 | 0 | 0 | 0
IGCC | 0 | 0 | 0 | 0 | 0 | 0
DemandResponse | 0 | 0 | 0 | 0 | 0 | 0
IGCC-CCS | 0 | 0 | 0 | 0 | 0 | 0
WT_off | 0 | 0 | 0 | 0 | 0 | 0
PseudoUnit | 0 | 0 | 0 | 0 | 0 | 0
FixedInterchange | 0 | 0 | 0 | 0 | 0 | 0
Emission Cost by Reporting Type: NWPP_Coal
ReportingType | 2015 | 2020 | 2025 | 2030 | 2035 | 2040
BM | 0 | 0 | 0 | 0 | 0 | 0
CC | 0 | 0 | 0 | 0 | 0 | 0
CSP | 0 | 0 | 0 | 0 | 0 | 0
CT | 0 | 0 | 0 | 0 | 0 | 0
Coal | 0 | 0 | 0 | 0 | 0 | 0
Geo | 0 | 0 | 0 | 0 | 0 | 0
H | 0 | 0 | 0 | 0 | 0 | 0
LFG | 0 | 0 | 0 | 0 | 0 | 0
Nuc | 0 | 0 | 0 | 0 | 0 | 0
PS | 0 | 0 | 0 | 0 | 0 | 0
PV | 0 | 0 | 0 | 0 | 0 | 0
PeakG | 0 | 0 | 0 | 0 | 0 | 0
PeakO | 0 | 0 | 0 | 0 | 0 | 0
ST | 0 | 0 | 0 | 0 | 0 | 0
STOG | 0 | 0 | 0 | 0 | 0 | 0
STWD | 0 | 0 | 0 | 0 | 0 | 0
WT | 0 | 0 | 0 | 0 | 0 | 0
IGCC | 0 | 0 | 0 | 0 | 0 | 0
DemandResponse | 0 | 0 | 0 | 0 | 0 | 0
IGCC-CCS | 0 | 0 | 0 | 0 | 0 | 0
WT_off | 0 | 0 | 0 | 0 | 0 | 0
PseudoUnit | 0 | 0 | 0 | 0 | 0 | 0
FixedInterchange | 0 | 0 | 0 | 0 | 0 | 0
Emission Cost by Reporting Type: NWPP_Gas
ReportingType | 2015 | 2020 | 2025 | 2030 | 2035 | 2040
BM | 0 | 0 | 0 | 0 | 0 | 0
CC | 0 | 0 | 0 | 0 | 0 | 0
CSP | 0 | 0 | 0 | 0 | 0 | 0
CT | 0 | 0 | 0 | 0 | 0 | 0
Coal | 0 | 0 | 0 | 0 | 0 | 0
Geo | 0 | 0 | 0 | 0 | 0 | 0
H | 0 | 0 | 0 | 0 | 0 | 0
LFG | 0 | 0 | 0 | 0 | 0 | 0
Nuc | 0 | 0 | 0 | 0 | 0 | 0
PS | 0 | 0 | 0 | 0 | 0 | 0
PV | 0 | 0 | 0 | 0 | 0 | 0
PeakG | 0 | 0 | 0 | 0 | 0 | 0
PeakO | 0 | 0 | 0 | 0 | 0 | 0
ST | 0 | 0 | 0 | 0 | 0 | 0
STOG | 0 | 0 | 0 | 0 | 0 | 0
STWD | 0 | 0 | 0 | 0 | 0 | 0
WT | 0 | 0 | 0 | 0 | 0 | 0
IGCC | 0 | 0 | 0 | 0 | 0 | 0
DemandResponse | 0 | 0 | 0 | 0 | 0 | 0
IGCC-CCS | 0 | 0 | 0 | 0 | 0 | 0
WT_off | 0 | 0 | 0 | 0 | 0 | 0
PseudoUnit | 0 | 0 | 0 | 0 | 0 | 0
FixedInterchange | 0 | 0 | 0 | 0 | 0 | 0
Emission Cost by Reporting Type: NWPP_NucRenew
ReportingType | 2015 | 2020 | 2025 | 2030 | 2035 | 2040
BM | 0 | 0 | 0 | 0 | 0 | 0
CC | 0 | 0 | 0 | 0 | 0 | 0
CSP | 0 | 0 | 0 | 0 | 0 | 0
CT | 0 | 0 | 0 | 0 | 0 | 0
Coal | 0 | 0 | 0 | 0 | 0 | 0
Geo | 0 | 0 | 0 | 0 | 0 | 0
H | 0 | 0 | 0 | 0 | 0 | 0
LFG | 0 | 0 | 0 | 0 | 0 | 0
Nuc | 0 | 0 | 0 | 0 | 0 | 0
PS | 0 | 0 | 0 | 0 | 0 | 0
PV | 0 | 0 | 0 | 0 | 0 | 0
PeakG | 0 | 0 | 0 | 0 | 0 | 0
PeakO | 0 | 0 | 0 | 0 | 0 | 0
ST | 0 | 0 | 0 | 0 | 0 | 0
STOG | 0 | 0 | 0 | 0 | 0 | 0
STWD | 0 | 0 | 0 | 0 | 0 | 0
WT | 0 | 0 | 0 | 0 | 0 | 0
IGCC | 0 | 0 | 0 | 0 | 0 | 0
DemandResponse | 0 | 0 | 0 | 0 | 0 | 0
IGCC-CCS | 0 | 0 | 0 | 0 | 0 | 0
WT_off | 0 | 0 | 0 | 0 | 0 | 0
PseudoUnit | 0 | 0 | 0 | 0 | 0 | 0
FixedInterchange | 0 | 0 | 0 | 0 | 0 | 0
Emission Cost by Reporting Type: RMPA
ReportingType | 2015 | 2020 | 2025 | 2030 | 2035 | 2040
BM | 0 | 0 | 0 | 0 | 0 | 0
CC | 0 | 0 | 0 | 0 | 0 | 0
CSP | 0 | 0 | 0 | 0 | 0 | 0
CT | 0 | 0 | 0 | 0 | 0 | 0
Coal | 0 | 0 | 0 | 0 | 0 | 0
Geo | 0 | 0 | 0 | 0 | 0 | 0
H | 0 | 0 | 0 | 0 | 0 | 0
LFG | 0 | 0 | 0 | 0 | 0 | 0
Nuc | 0 | 0 | 0 | 0 | 0 | 0
PS | 0 | 0 | 0 | 0 | 0 | 0
PV | 0 | 0 | 0 | 0 | 0 | 0
PeakG | 0 | 0 | 0 | 0 | 0 | 0
PeakO | 0 | 0 | 0 | 0 | 0 | 0
ST | 0 | 0 | 0 | 0 | 0 | 0
STOG | 0 | 0 | 0 | 0 | 0 | 0
STWD | 0 | 0 | 0 | 0 | 0 | 0
WT | 0 | 0 | 0 | 0 | 0 | 0
IGCC | 0 | 0 | 0 | 0 | 0 | 0
DemandResponse | 0 | 0 | 0 | 0 | 0 | 0
IGCC-CCS | 0 | 0 | 0 | 0 | 0 | 0
WT_off | 0 | 0 | 0 | 0 | 0 | 0
PseudoUnit | 0 | 0 | 0 | 0 | 0 | 0
FixedInterchange | 0 | 0 | 0 | 0 | 0 | 0
Emission Cost by Reporting Type: SP15
ReportingType | 2015 | 2020 | 2025 | 2030 | 2035 | 2040
BM | 0 | 0 | 0 | 0 | 0 | 0
CC | 0 | 0 | 0 | 0 | 0 | 0
CSP | 0 | 0 | 0 | 0 | 0 | 0
CT | 0 | 0 | 0 | 0 | 0 | 0
Coal | 0 | 0 | 0 | 0 | 0 | 0
Geo | 0 | 0 | 0 | 0 | 0 | 0
H | 0 | 0 | 0 | 0 | 0 | 0
LFG | 0 | 0 | 0 | 0 | 0 | 0
Nuc | 0 | 0 | 0 | 0 | 0 | 0
PS | 0 | 0 | 0 | 0 | 0 | 0
PV | 0 | 0 | 0 | 0 | 0 | 0
PeakG | 0 | 0 | 0 | 0 | 0 | 0
PeakO | 0 | 0 | 0 | 0 | 0 | 0
ST | 0 | 0 | 0 | 0 | 0 | 0
STOG | 0 | 0 | 0 | 0 | 0 | 0
STWD | 0 | 0 | 0 | 0 | 0 | 0
WT | 0 | 0 | 0 | 0 | 0 | 0
IGCC | 0 | 0 | 0 | 0 | 0 | 0
DemandResponse | 0 | 0 | 0 | 0 | 0 | 0
IGCC-CCS | 0 | 0 | 0 | 0 | 0 | 0
WT_off | 0 | 0 | 0 | 0 | 0 | 0
PseudoUnit | 0 | 0 | 0 | 0 | 0 | 0
FixedInterchange | 0 | 0 | 0 | 0 | 0 | 0
Emission Cost by Reporting Type: ALB
ReportingType | 2015 | 2020 | 2025 | 2030 | 2035 | 2040
BM | 0 | 0 | 0 | 0 | 0 | 0
CC | 0 | 0 | 0 | 0 | 0 | 0
CSP | 0 | 0 | 0 | 0 | 0 | 0
CT | 0 | 0 | 0 | 0 | 0 | 0
Coal | 0 | 0 | 0 | 0 | 0 | 0
Geo | 0 | 0 | 0 | 0 | 0 | 0
H | 0 | 0 | 0 | 0 | 0 | 0
LFG | 0 | 0 | 0 | 0 | 0 | 0
Nuc | 0 | 0 | 0 | 0 | 0 | 0
PS | 0 | 0 | 0 | 0 | 0 | 0
PV | 0 | 0 | 0 | 0 | 0 | 0
PeakG | 0 | 0 | 0 | 0 | 0 | 0
PeakO | 0 | 0 | 0 | 0 | 0 | 0
ST | 0 | 0 | 0 | 0 | 0 | 0
STOG | 0 | 0 | 0 | 0 | 0 | 0
STWD | 0 | 0 | 0 | 0 | 0 | 0
WT | 0 | 0 | 0 | 0 | 0 | 0
IGCC | 0 | 0 | 0 | 0 | 0 | 0
DemandResponse | 0 | 0 | 0 | 0 | 0 | 0
IGCC-CCS | 0 | 0 | 0 | 0 | 0 | 0
WT_off | 0 | 0 | 0 | 0 | 0 | 0
PseudoUnit | 0 | 0 | 0 | 0 | 0 | 0
FixedInterchange | 0 | 0 | 0 | 0 | 0 | 0
Emission Cost by Reporting Type: BC
ReportingType | 2015 | 2020 | 2025 | 2030 | 2035 | 2040
BM | 0 | 0 | 0 | 0 | 0 | 0
CC | 0 | 0 | 0 | 0 | 0 | 0
CSP | 0 | 0 | 0 | 0 | 0 | 0
CT | 0 | 0 | 0 | 0 | 0 | 0
Coal | 0 | 0 | 0 | 0 | 0 | 0
Geo | 0 | 0 | 0 | 0 | 0 | 0
H | 0 | 0 | 0 | 0 | 0 | 0
LFG | 0 | 0 | 0 | 0 | 0 | 0
Nuc | 0 | 0 | 0 | 0 | 0 | 0
PS | 0 | 0 | 0 | 0 | 0 | 0
PV | 0 | 0 | 0 | 0 | 0 | 0
PeakG | 0 | 0 | 0 | 0 | 0 | 0
PeakO | 0 | 0 | 0 | 0 | 0 | 0
ST | 0 | 0 | 0 | 0 | 0 | 0
STOG | 0 | 0 | 0 | 0 | 0 | 0
STWD | 0 | 0 | 0 | 0 | 0 | 0
WT | 0 | 0 | 0 | 0 | 0 | 0
IGCC | 0 | 0 | 0 | 0 | 0 | 0
DemandResponse | 0 | 0 | 0 | 0 | 0 | 0
IGCC-CCS | 0 | 0 | 0 | 0 | 0 | 0
WT_off | 0 | 0 | 0 | 0 | 0 | 0
PseudoUnit | 0 | 0 | 0 | 0 | 0 | 0
FixedInterchange | 0 | 0 | 0 | 0 | 0 | 0
Emission Cost by Reporting Type: HQ_IESO
ReportingType | 2015 | 2020 | 2025 | 2030 | 2035 | 2040
BM | 0 | 0 | 0 | 0 | 0 | 0
CC | 0 | 0 | 0 | 0 | 0 | 0
CSP | 0 | 0 | 0 | 0 | 0 | 0
CT | 0 | 0 | 0 | 0 | 0 | 0
Coal | 0 | 0 | 0 | 0 | 0 | 0
Geo | 0 | 0 | 0 | 0 | 0 | 0
H | 0 | 0 | 0 | 0 | 0 | 0
LFG | 0 | 0 | 0 | 0 | 0 | 0
Nuc | 0 | 0 | 0 | 0 | 0 | 0
PS | 0 | 0 | 0 | 0 | 0 | 0
PV | 0 | 0 | 0 | 0 | 0 | 0
PeakG | 0 | 0 | 0 | 0 | 0 | 0
PeakO | 0 | 0 | 0 | 0 | 0 | 0
ST | 0 | 0 | 0 | 0 | 0 | 0
STOG | 0 | 0 | 0 | 0 | 0 | 0
STWD | 0 | 0 | 0 | 0 | 0 | 0
WT | 0 | 0 | 0 | 0 | 0 | 0
IGCC | 0 | 0 | 0 | 0 | 0 | 0
DemandResponse | 0 | 0 | 0 | 0 | 0 | 0
IGCC-CCS | 0 | 0 | 0 | 0 | 0 | 0
WT_off | 0 | 0 | 0 | 0 | 0 | 0
PseudoUnit | 0 | 0 | 0 | 0 | 0 | 0
FixedInterchange | 0 | 0 | 0 | 0 | 0 | 0
Emission Cost by Reporting Type: HQ_NEISO
ReportingType | 2015 | 2020 | 2025 | 2030 | 2035 | 2040
BM | 0 | 0 | 0 | 0 | 0 | 0
CC | 0 | 0 | 0 | 0 | 0 | 0
CSP | 0 | 0 | 0 | 0 | 0 | 0
CT | 0 | 0 | 0 | 0 | 0 | 0
Coal | 0 | 0 | 0 | 0 | 0 | 0
Geo | 0 | 0 | 0 | 0 | 0 | 0
H | 0 | 0 | 0 | 0 | 0 | 0
LFG | 0 | 0 | 0 | 0 | 0 | 0
Nuc | 0 | 0 | 0 | 0 | 0 | 0
PS | 0 | 0 | 0 | 0 | 0 | 0
PV | 0 | 0 | 0 | 0 | 0 | 0
PeakG | 0 | 0 | 0 | 0 | 0 | 0
PeakO | 0 | 0 | 0 | 0 | 0 | 0
ST | 0 | 0 | 0 | 0 | 0 | 0
STOG | 0 | 0 | 0 | 0 | 0 | 0
STWD | 0 | 0 | 0 | 0 | 0 | 0
WT | 0 | 0 | 0 | 0 | 0 | 0
IGCC | 0 | 0 | 0 | 0 | 0 | 0
DemandResponse | 0 | 0 | 0 | 0 | 0 | 0
IGCC-CCS | 0 | 0 | 0 | 0 | 0 | 0
WT_off | 0 | 0 | 0 | 0 | 0 | 0
PseudoUnit | 0 | 0 | 0 | 0 | 0 | 0
FixedInterchange | 0 | 0 | 0 | 0 | 0 | 0
Emission Cost by Reporting Type: HQ_NY
ReportingType | 2015 | 2020 | 2025 | 2030 | 2035 | 2040
BM | 0 | 0 | 0 | 0 | 0 | 0
CC | 0 | 0 | 0 | 0 | 0 | 0
CSP | 0 | 0 | 0 | 0 | 0 | 0
CT | 0 | 0 | 0 | 0 | 0 | 0
Coal | 0 | 0 | 0 | 0 | 0 | 0
Geo | 0 | 0 | 0 | 0 | 0 | 0
H | 0 | 0 | 0 | 0 | 0 | 0
LFG | 0 | 0 | 0 | 0 | 0 | 0
Nuc | 0 | 0 | 0 | 0 | 0 | 0
PS | 0 | 0 | 0 | 0 | 0 | 0
PV | 0 | 0 | 0 | 0 | 0 | 0
PeakG | 0 | 0 | 0 | 0 | 0 | 0
PeakO | 0 | 0 | 0 | 0 | 0 | 0
ST | 0 | 0 | 0 | 0 | 0 | 0
STOG | 0 | 0 | 0 | 0 | 0 | 0
STWD | 0 | 0 | 0 | 0 | 0 | 0
WT | 0 | 0 | 0 | 0 | 0 | 0
IGCC | 0 | 0 | 0 | 0 | 0 | 0
DemandResponse | 0 | 0 | 0 | 0 | 0 | 0
IGCC-CCS | 0 | 0 | 0 | 0 | 0 | 0
WT_off | 0 | 0 | 0 | 0 | 0 | 0
PseudoUnit | 0 | 0 | 0 | 0 | 0 | 0
FixedInterchange | 0 | 0 | 0 | 0 | 0 | 0
Emission Cost by Reporting Type: MARITIMES
ReportingType | 2015 | 2020 | 2025 | 2030 | 2035 | 2040
BM | 0 | 0 | 0 | 0 | 0 | 0
CC | 0 | 0 | 0 | 0 | 0 | 0
CSP | 0 | 0 | 0 | 0 | 0 | 0
CT | 0 | 0 | 0 | 0 | 0 | 0
Coal | 0 | 0 | 0 | 0 | 0 | 0
Geo | 0 | 0 | 0 | 0 | 0 | 0
H | 0 | 0 | 0 | 0 | 0 | 0
LFG | 0 | 0 | 0 | 0 | 0 | 0
Nuc | 0 | 0 | 0 | 0 | 0 | 0
PS | 0 | 0 | 0 | 0 | 0 | 0
PV | 0 | 0 | 0 | 0 | 0 | 0
PeakG | 0 | 0 | 0 | 0 | 0 | 0
PeakO | 0 | 0 | 0 | 0 | 0 | 0
ST | 0 | 0 | 0 | 0 | 0 | 0
STOG | 0 | 0 | 0 | 0 | 0 | 0
STWD | 0 | 0 | 0 | 0 | 0 | 0
WT | 0 | 0 | 0 | 0 | 0 | 0
IGCC | 0 | 0 | 0 | 0 | 0 | 0
DemandResponse | 0 | 0 | 0 | 0 | 0 | 0
IGCC-CCS | 0 | 0 | 0 | 0 | 0 | 0
WT_off | 0 | 0 | 0 | 0 | 0 | 0
PseudoUnit | 0 | 0 | 0 | 0 | 0 | 0
FixedInterchange | 0 | 0 | 0 | 0 | 0 | 0
Emission Cost by Reporting Type: All
ReportingType | 2015 | 2020 | 2025 | 2030 | 2035 | 2040
BM | 0 | 0 | 0 | 0 | 0 | 0
CC | 0 | 0 | 0 | 0 | 0 | 0
CSP | 0 | 0 | 0 | 0 | 0 | 0
CT | 0 | 0 | 0 | 0 | 0 | 0
Coal | 0 | 0 | 0 | 0 | 0 | 0
Geo | 0 | 0 | 0 | 0 | 0 | 0
H | 0 | 0 | 0 | 0 | 0 | 0
LFG | 0 | 0 | 0 | 0 | 0 | 0
Nuc | 0 | 0 | 0 | 0 | 0 | 0
PS | 0 | 0 | 0 | 0 | 0 | 0
PV | 0 | 0 | 0 | 0 | 0 | 0
PeakG | 0 | 0 | 0 | 0 | 0 | 0
PeakO | 0 | 0 | 0 | 0 | 0 | 0
ST | 0 | 0 | 0 | 0 | 0 | 0
STOG | 0 | 0 | 0 | 0 | 0 | 0
STWD | 0 | 0 | 0 | 0 | 0 | 0
WT | 0 | 0 | 0 | 0 | 0 | 0
IGCC | 0 | 0 | 0 | 0 | 0 | 0
DemandResponse | 0 | 0 | 0 | 0 | 0 | 0
IGCC-CCS | 0 | 0 | 0 | 0 | 0 | 0
WT_off | 0 | 0 | 0 | 0 | 0 | 0
PseudoUnit | 0 | 0 | 0 | 0 | 0 | 0
FixedInterchange | 0 | 0 | 0 | 0 | 0 | 0
Emission Cost by Reporting Type: EI_US
ReportingType | 2015 | 2020 | 2025 | 2030 | 2035 | 2040
BM | 0 | 0 | 0 | 0 | 0 | 0
CC | 0 | 0 | 0 | 0 | 0 | 0
CSP | 0 | 0 | 0 | 0 | 0 | 0
CT | 0 | 0 | 0 | 0 | 0 | 0
Coal | 0 | 0 | 0 | 0 | 0 | 0
Geo | 0 | 0 | 0 | 0 | 0 | 0
H | 0 | 0 | 0 | 0 | 0 | 0
LFG | 0 | 0 | 0 | 0 | 0 | 0
Nuc | 0 | 0 | 0 | 0 | 0 | 0
PS | 0 | 0 | 0 | 0 | 0 | 0
PV | 0 | 0 | 0 | 0 | 0 | 0
PeakG | 0 | 0 | 0 | 0 | 0 | 0
PeakO | 0 | 0 | 0 | 0 | 0 | 0
ST | 0 | 0 | 0 | 0 | 0 | 0
STOG | 0 | 0 | 0 | 0 | 0 | 0
STWD | 0 | 0 | 0 | 0 | 0 | 0
WT | 0 | 0 | 0 | 0 | 0 | 0
IGCC | 0 | 0 | 0 | 0 | 0 | 0
DemandResponse | 0 | 0 | 0 | 0 | 0 | 0
IGCC-CCS | 0 | 0 | 0 | 0 | 0 | 0
WT_off | 0 | 0 | 0 | 0 | 0 | 0
PseudoUnit | 0 | 0 | 0 | 0 | 0 | 0
FixedInterchange | 0 | 0 | 0 | 0 | 0 | 0
Emission Cost by Reporting Type: EI_Canada
ReportingType | 2015 | 2020 | 2025 | 2030 | 2035 | 2040
BM | 0 | 0 | 0 | 0 | 0 | 0
CC | 0 | 0 | 0 | 0 | 0 | 0
CSP | 0 | 0 | 0 | 0 | 0 | 0
CT | 0 | 0 | 0 | 0 | 0 | 0
Coal | 0 | 0 | 0 | 0 | 0 | 0
Geo | 0 | 0 | 0 | 0 | 0 | 0
H | 0 | 0 | 0 | 0 | 0 | 0
LFG | 0 | 0 | 0 | 0 | 0 | 0
Nuc | 0 | 0 | 0 | 0 | 0 | 0
PS | 0 | 0 | 0 | 0 | 0 | 0
PV | 0 | 0 | 0 | 0 | 0 | 0
PeakG | 0 | 0 | 0 | 0 | 0 | 0
PeakO | 0 | 0 | 0 | 0 | 0 | 0
ST | 0 | 0 | 0 | 0 | 0 | 0
STOG | 0 | 0 | 0 | 0 | 0 | 0
STWD | 0 | 0 | 0 | 0 | 0 | 0
WT | 0 | 0 | 0 | 0 | 0 | 0
IGCC | 0 | 0 | 0 | 0 | 0 | 0
DemandResponse | 0 | 0 | 0 | 0 | 0 | 0
IGCC-CCS | 0 | 0 | 0 | 0 | 0 | 0
WT_off | 0 | 0 | 0 | 0 | 0 | 0
PseudoUnit | 0 | 0 | 0 | 0 | 0 | 0
FixedInterchange | 0 | 0 | 0 | 0 | 0 | 0
Emission Cost by Reporting Type: EI
ReportingType | 2015 | 2020 | 2025 | 2030 | 2035 | 2040
BM | 0 | 0 | 0 | 0 | 0 | 0
CC | 0 | 0 | 0 | 0 | 0 | 0
CSP | 0 | 0 | 0 | 0 | 0 | 0
CT | 0 | 0 | 0 | 0 | 0 | 0
Coal | 0 | 0 | 0 | 0 | 0 | 0
Geo | 0 | 0 | 0 | 0 | 0 | 0
H | 0 | 0 | 0 | 0 | 0 | 0
LFG | 0 | 0 | 0 | 0 | 0 | 0
Nuc | 0 | 0 | 0 | 0 | 0 | 0
PS | 0 | 0 | 0 | 0 | 0 | 0
PV | 0 | 0 | 0 | 0 | 0 | 0
PeakG | 0 | 0 | 0 | 0 | 0 | 0
PeakO | 0 | 0 | 0 | 0 | 0 | 0
ST | 0 | 0 | 0 | 0 | 0 | 0
STOG | 0 | 0 | 0 | 0 | 0 | 0
STWD | 0 | 0 | 0 | 0 | 0 | 0
WT | 0 | 0 | 0 | 0 | 0 | 0
IGCC | 0 | 0 | 0 | 0 | 0 | 0
DemandResponse | 0 | 0 | 0 | 0 | 0 | 0
IGCC-CCS | 0 | 0 | 0 | 0 | 0 | 0
WT_off | 0 | 0 | 0 | 0 | 0 | 0
PseudoUnit | 0 | 0 | 0 | 0 | 0 | 0
FixedInterchange | 0 | 0 | 0 | 0 | 0 | 0
Emission Cost by Reporting Type: Outside_EI
ReportingType | 2015 | 2020 | 2025 | 2030 | 2035 | 2040
BM | 0 | 0 | 0 | 0 | 0 | 0
CC | 0 | 0 | 0 | 0 | 0 | 0
CSP | 0 | 0 | 0 | 0 | 0 | 0
CT | 0 | 0 | 0 | 0 | 0 | 0
Coal | 0 | 0 | 0 | 0 | 0 | 0
Geo | 0 | 0 | 0 | 0 | 0 | 0
H | 0 | 0 | 0 | 0 | 0 | 0
LFG | 0 | 0 | 0 | 0 | 0 | 0
Nuc | 0 | 0 | 0 | 0 | 0 | 0
PS | 0 | 0 | 0 | 0 | 0 | 0
PV | 0 | 0 | 0 | 0 | 0 | 0
PeakG | 0 | 0 | 0 | 0 | 0 | 0
PeakO | 0 | 0 | 0 | 0 | 0 | 0
ST | 0 | 0 | 0 | 0 | 0 | 0
STOG | 0 | 0 | 0 | 0 | 0 | 0
STWD | 0 | 0 | 0 | 0 | 0 | 0
WT | 0 | 0 | 0 | 0 | 0 | 0
IGCC | 0 | 0 | 0 | 0 | 0 | 0
DemandResponse | 0 | 0 | 0 | 0 | 0 | 0
IGCC-CCS | 0 | 0 | 0 | 0 | 0 | 0
WT_off | 0 | 0 | 0 | 0 | 0 | 0
PseudoUnit | 0 | 0 | 0 | 0 | 0 | 0
FixedInterchange | 0 | 0 | 0 | 0 | 0 | 0
==== Emission Program: CAIRNOxAnnual : (NOx) ====
Emission Cost by Reporting Type: Entergy
ReportingType | 2015 | 2020 | 2025 | 2030 | 2035 | 2040
BM | 0 | 0 | 0 | 0 | 0 | 0
CC | 0 | 0 | 0 | 0 | 0 | 0
CSP | 0 | 0 | 0 | 0 | 0 | 0
CT | 0 | 0 | 0 | 0 | 0 | 0
Coal | 0 | 0 | 0 | 0 | 0 | 0
Geo | 0 | 0 | 0 | 0 | 0 | 0
H | 0 | 0 | 0 | 0 | 0 | 0
LFG | 0 | 0 | 0 | 0 | 0 | 0
Nuc | 0 | 0 | 0 | 0 | 0 | 0
PS | 0 | 0 | 0 | 0 | 0 | 0
PV | 0 | 0 | 0 | 0 | 0 | 0
PeakG | 0 | 0 | 0 | 0 | 0 | 0
PeakO | 0 | 0 | 0 | 0 | 0 | 0
ST | 0 | 0 | 0 | 0 | 0 | 0
STOG | 0 | 0 | 0 | 0 | 0 | 0
STWD | 0 | 0 | 0 | 0 | 0 | 0
WT | 0 | 0 | 0 | 0 | 0 | 0
IGCC | 0 | 0 | 0 | 0 | 0 | 0
DemandResponse | 0 | 0 | 0 | 0 | 0 | 0
IGCC-CCS | 0 | 0 | 0 | 0 | 0 | 0
WT_off | 0 | 0 | 0 | 0 | 0 | 0
PseudoUnit | 0 | 0 | 0 | 0 | 0 | 0
FixedInterchange | 0 | 0 | 0 | 0 | 0 | 0
Emission Cost by Reporting Type: FRCC
ReportingType | 2015 | 2020 | 2025 | 2030 | 2035 | 2040
BM | 0 | 0 | 0 | 0 | 0 | 0
CC | 0 | 0 | 0 | 0 | 0 | 0
CSP | 0 | 0 | 0 | 0 | 0 | 0
CT | 0 | 0 | 0 | 0 | 0 | 0
Coal | 0 | 0 | 0 | 0 | 0 | 0
Geo | 0 | 0 | 0 | 0 | 0 | 0
H | 0 | 0 | 0 | 0 | 0 | 0
LFG | 0 | 0 | 0 | 0 | 0 | 0
Nuc | 0 | 0 | 0 | 0 | 0 | 0
PS | 0 | 0 | 0 | 0 | 0 | 0
PV | 0 | 0 | 0 | 0 | 0 | 0
PeakG | 0 | 0 | 0 | 0 | 0 | 0
PeakO | 0 | 0 | 0 | 0 | 0 | 0
ST | 0 | 0 | 0 | 0 | 0 | 0
STOG | 0 | 0 | 0 | 0 | 0 | 0
STWD | 0 | 0 | 0 | 0 | 0 | 0
WT | 0 | 0 | 0 | 0 | 0 | 0
IGCC | 0 | 0 | 0 | 0 | 0 | 0
DemandResponse | 0 | 0 | 0 | 0 | 0 | 0
IGCC-CCS | 0 | 0 | 0 | 0 | 0 | 0
WT_off | 0 | 0 | 0 | 0 | 0 | 0
PseudoUnit | 0 | 0 | 0 | 0 | 0 | 0
FixedInterchange | 0 | 0 | 0 | 0 | 0 | 0
Emission Cost by Reporting Type: MAPP_US
ReportingType | 2015 | 2020 | 2025 | 2030 | 2035 | 2040
BM | 0 | 0 | 0 | 0 | 0 | 0
CC | 0 | 0 | 0 | 0 | 0 | 0
CSP | 0 | 0 | 0 | 0 | 0 | 0
CT | 0 | 0 | 0 | 0 | 0 | 0
Coal | 0 | 0 | 0 | 0 | 0 | 0
Geo | 0 | 0 | 0 | 0 | 0 | 0
H | 0 | 0 | 0 | 0 | 0 | 0
LFG | 0 | 0 | 0 | 0 | 0 | 0
Nuc | 0 | 0 | 0 | 0 | 0 | 0
PS | 0 | 0 | 0 | 0 | 0 | 0
PV | 0 | 0 | 0 | 0 | 0 | 0
PeakG | 0 | 0 | 0 | 0 | 0 | 0
PeakO | 0 | 0 | 0 | 0 | 0 | 0
ST | 0 | 0 | 0 | 0 | 0 | 0
STOG | 0 | 0 | 0 | 0 | 0 | 0
STWD | 0 | 0 | 0 | 0 | 0 | 0
WT | 0 | 0 | 0 | 0 | 0 | 0
IGCC | 0 | 0 | 0 | 0 | 0 | 0
DemandResponse | 0 | 0 | 0 | 0 | 0 | 0
IGCC-CCS | 0 | 0 | 0 | 0 | 0 | 0
WT_off | 0 | 0 | 0 | 0 | 0 | 0
PseudoUnit | 0 | 0 | 0 | 0 | 0 | 0
FixedInterchange | 0 | 0 | 0 | 0 | 0 | 0
Emission Cost by Reporting Type: MISO_IN
ReportingType | 2015 | 2020 | 2025 | 2030 | 2035 | 2040
BM | 0 | 0 | 0 | 0 | 0 | 0
CC | 0 | 0 | 0 | 0 | 0 | 0
CSP | 0 | 0 | 0 | 0 | 0 | 0
CT | 0 | 0 | 0 | 0 | 0 | 0
Coal | 0 | 0 | 0 | 0 | 0 | 0
Geo | 0 | 0 | 0 | 0 | 0 | 0
H | 0 | 0 | 0 | 0 | 0 | 0
LFG | 0 | 0 | 0 | 0 | 0 | 0
Nuc | 0 | 0 | 0 | 0 | 0 | 0
PS | 0 | 0 | 0 | 0 | 0 | 0
PV | 0 | 0 | 0 | 0 | 0 | 0
PeakG | 0 | 0 | 0 | 0 | 0 | 0
PeakO | 0 | 0 | 0 | 0 | 0 | 0
ST | 0 | 0 | 0 | 0 | 0 | 0
STOG | 0 | 0 | 0 | 0 | 0 | 0
STWD | 0 | 0 | 0 | 0 | 0 | 0
WT | 0 | 0 | 0 | 0 | 0 | 0
IGCC | 0 | 0 | 0 | 0 | 0 | 0
DemandResponse | 0 | 0 | 0 | 0 | 0 | 0
IGCC-CCS | 0 | 0 | 0 | 0 | 0 | 0
WT_off | 0 | 0 | 0 | 0 | 0 | 0
PseudoUnit | 0 | 0 | 0 | 0 | 0 | 0
FixedInterchange | 0 | 0 | 0 | 0 | 0 | 0
Emission Cost by Reporting Type: MISO_MI
ReportingType | 2015 | 2020 | 2025 | 2030 | 2035 | 2040
BM | 0 | 0 | 0 | 0 | 0 | 0
CC | 0 | 0 | 0 | 0 | 0 | 0
CSP | 0 | 0 | 0 | 0 | 0 | 0
CT | 0 | 0 | 0 | 0 | 0 | 0
Coal | 0 | 0 | 0 | 0 | 0 | 0
Geo | 0 | 0 | 0 | 0 | 0 | 0
H | 0 | 0 | 0 | 0 | 0 | 0
LFG | 0 | 0 | 0 | 0 | 0 | 0
Nuc | 0 | 0 | 0 | 0 | 0 | 0
PS | 0 | 0 | 0 | 0 | 0 | 0
PV | 0 | 0 | 0 | 0 | 0 | 0
PeakG | 0 | 0 | 0 | 0 | 0 | 0
PeakO | 0 | 0 | 0 | 0 | 0 | 0
ST | 0 | 0 | 0 | 0 | 0 | 0
STOG | 0 | 0 | 0 | 0 | 0 | 0
STWD | 0 | 0 | 0 | 0 | 0 | 0
WT | 0 | 0 | 0 | 0 | 0 | 0
IGCC | 0 | 0 | 0 | 0 | 0 | 0
DemandResponse | 0 | 0 | 0 | 0 | 0 | 0
IGCC-CCS | 0 | 0 | 0 | 0 | 0 | 0
WT_off | 0 | 0 | 0 | 0 | 0 | 0
PseudoUnit | 0 | 0 | 0 | 0 | 0 | 0
FixedInterchange | 0 | 0 | 0 | 0 | 0 | 0
Emission Cost by Reporting Type: MISO_MO-IL
ReportingType | 2015 | 2020 | 2025 | 2030 | 2035 | 2040
BM | 0 | 0 | 0 | 0 | 0 | 0
CC | 0 | 0 | 0 | 0 | 0 | 0
CSP | 0 | 0 | 0 | 0 | 0 | 0
CT | 0 | 0 | 0 | 0 | 0 | 0
Coal | 0 | 0 | 0 | 0 | 0 | 0
Geo | 0 | 0 | 0 | 0 | 0 | 0
H | 0 | 0 | 0 | 0 | 0 | 0
LFG | 0 | 0 | 0 | 0 | 0 | 0
Nuc | 0 | 0 | 0 | 0 | 0 | 0
PS | 0 | 0 | 0 | 0 | 0 | 0
PV | 0 | 0 | 0 | 0 | 0 | 0
PeakG | 0 | 0 | 0 | 0 | 0 | 0
PeakO | 0 | 0 | 0 | 0 | 0 | 0
ST | 0 | 0 | 0 | 0 | 0 | 0
STOG | 0 | 0 | 0 | 0 | 0 | 0
STWD | 0 | 0 | 0 | 0 | 0 | 0
WT | 0 | 0 | 0 | 0 | 0 | 0
IGCC | 0 | 0 | 0 | 0 | 0 | 0
DemandResponse | 0 | 0 | 0 | 0 | 0 | 0
IGCC-CCS | 0 | 0 | 0 | 0 | 0 | 0
WT_off | 0 | 0 | 0 | 0 | 0 | 0
PseudoUnit | 0 | 0 | 0 | 0 | 0 | 0
FixedInterchange | 0 | 0 | 0 | 0 | 0 | 0
Emission Cost by Reporting Type: MISO_W
ReportingType | 2015 | 2020 | 2025 | 2030 | 2035 | 2040
BM | 0 | 0 | 0 | 0 | 0 | 0
CC | 0 | 0 | 0 | 0 | 0 | 0
CSP | 0 | 0 | 0 | 0 | 0 | 0
CT | 0 | 0 | 0 | 0 | 0 | 0
Coal | 0 | 0 | 0 | 0 | 0 | 0
Geo | 0 | 0 | 0 | 0 | 0 | 0
H | 0 | 0 | 0 | 0 | 0 | 0
LFG | 0 | 0 | 0 | 0 | 0 | 0
Nuc | 0 | 0 | 0 | 0 | 0 | 0
PS | 0 | 0 | 0 | 0 | 0 | 0
PV | 0 | 0 | 0 | 0 | 0 | 0
PeakG | 0 | 0 | 0 | 0 | 0 | 0
PeakO | 0 | 0 | 0 | 0 | 0 | 0
ST | 0 | 0 | 0 | 0 | 0 | 0
STOG | 0 | 0 | 0 | 0 | 0 | 0
STWD | 0 | 0 | 0 | 0 | 0 | 0
WT | 0 | 0 | 0 | 0 | 0 | 0
IGCC | 0 | 0 | 0 | 0 | 0 | 0
DemandResponse | 0 | 0 | 0 | 0 | 0 | 0
IGCC-CCS | 0 | 0 | 0 | 0 | 0 | 0
WT_off | 0 | 0 | 0 | 0 | 0 | 0
PseudoUnit | 0 | 0 | 0 | 0 | 0 | 0
FixedInterchange | 0 | 0 | 0 | 0 | 0 | 0
Emission Cost by Reporting Type: MISO_WUMS
ReportingType | 2015 | 2020 | 2025 | 2030 | 2035 | 2040
BM | 0 | 0 | 0 | 0 | 0 | 0
CC | 0 | 0 | 0 | 0 | 0 | 0
CSP | 0 | 0 | 0 | 0 | 0 | 0
CT | 0 | 0 | 0 | 0 | 0 | 0
Coal | 0 | 0 | 0 | 0 | 0 | 0
Geo | 0 | 0 | 0 | 0 | 0 | 0
H | 0 | 0 | 0 | 0 | 0 | 0
LFG | 0 | 0 | 0 | 0 | 0 | 0
Nuc | 0 | 0 | 0 | 0 | 0 | 0
PS | 0 | 0 | 0 | 0 | 0 | 0
PV | 0 | 0 | 0 | 0 | 0 | 0
PeakG | 0 | 0 | 0 | 0 | 0 | 0
PeakO | 0 | 0 | 0 | 0 | 0 | 0
ST | 0 | 0 | 0 | 0 | 0 | 0
STOG | 0 | 0 | 0 | 0 | 0 | 0
STWD | 0 | 0 | 0 | 0 | 0 | 0
WT | 0 | 0 | 0 | 0 | 0 | 0
IGCC | 0 | 0 | 0 | 0 | 0 | 0
DemandResponse | 0 | 0 | 0 | 0 | 0 | 0
IGCC-CCS | 0 | 0 | 0 | 0 | 0 | 0
WT_off | 0 | 0 | 0 | 0 | 0 | 0
PseudoUnit | 0 | 0 | 0 | 0 | 0 | 0
FixedInterchange | 0 | 0 | 0 | 0 | 0 | 0
Emission Cost by Reporting Type: Nebraska
ReportingType | 2015 | 2020 | 2025 | 2030 | 2035 | 2040
BM | 0 | 0 | 0 | 0 | 0 | 0
CC | 0 | 0 | 0 | 0 | 0 | 0
CSP | 0 | 0 | 0 | 0 | 0 | 0
CT | 0 | 0 | 0 | 0 | 0 | 0
Coal | 0 | 0 | 0 | 0 | 0 | 0
Geo | 0 | 0 | 0 | 0 | 0 | 0
H | 0 | 0 | 0 | 0 | 0 | 0
LFG | 0 | 0 | 0 | 0 | 0 | 0
Nuc | 0 | 0 | 0 | 0 | 0 | 0
PS | 0 | 0 | 0 | 0 | 0 | 0
PV | 0 | 0 | 0 | 0 | 0 | 0
PeakG | 0 | 0 | 0 | 0 | 0 | 0
PeakO | 0 | 0 | 0 | 0 | 0 | 0
ST | 0 | 0 | 0 | 0 | 0 | 0
STOG | 0 | 0 | 0 | 0 | 0 | 0
STWD | 0 | 0 | 0 | 0 | 0 | 0
WT | 0 | 0 | 0 | 0 | 0 | 0
IGCC | 0 | 0 | 0 | 0 | 0 | 0
DemandResponse | 0 | 0 | 0 | 0 | 0 | 0
IGCC-CCS | 0 | 0 | 0 | 0 | 0 | 0
WT_off | 0 | 0 | 0 | 0 | 0 | 0
PseudoUnit | 0 | 0 | 0 | 0 | 0 | 0
FixedInterchange | 0 | 0 | 0 | 0 | 0 | 0
Emission Cost by Reporting Type: NEISO
ReportingType | 2015 | 2020 | 2025 | 2030 | 2035 | 2040
BM | 0 | 0 | 0 | 0 | 0 | 0
CC | 0 | 0 | 0 | 0 | 0 | 0
CSP | 0 | 0 | 0 | 0 | 0 | 0
CT | 0 | 0 | 0 | 0 | 0 | 0
Coal | 0 | 0 | 0 | 0 | 0 | 0
Geo | 0 | 0 | 0 | 0 | 0 | 0
H | 0 | 0 | 0 | 0 | 0 | 0
LFG | 0 | 0 | 0 | 0 | 0 | 0
Nuc | 0 | 0 | 0 | 0 | 0 | 0
PS | 0 | 0 | 0 | 0 | 0 | 0
PV | 0 | 0 | 0 | 0 | 0 | 0
PeakG | 0 | 0 | 0 | 0 | 0 | 0
PeakO | 0 | 0 | 0 | 0 | 0 | 0
ST | 0 | 0 | 0 | 0 | 0 | 0
STOG | 0 | 0 | 0 | 0 | 0 | 0
STWD | 0 | 0 | 0 | 0 | 0 | 0
WT | 0 | 0 | 0 | 0 | 0 | 0
IGCC | 0 | 0 | 0 | 0 | 0 | 0
DemandResponse | 0 | 0 | 0 | 0 | 0 | 0
IGCC-CCS | 0 | 0 | 0 | 0 | 0 | 0
WT_off | 0 | 0 | 0 | 0 | 0 | 0
PseudoUnit | 0 | 0 | 0 | 0 | 0 | 0
FixedInterchange | 0 | 0 | 0 | 0 | 0 | 0
Emission Cost by Reporting Type: NonRTO_Midwest
ReportingType | 2015 | 2020 | 2025 | 2030 | 2035 | 2040
BM | 0 | 0 | 0 | 0 | 0 | 0
CC | 0 | 0 | 0 | 0 | 0 | 0
CSP | 0 | 0 | 0 | 0 | 0 | 0
CT | 0 | 0 | 0 | 0 | 0 | 0
Coal | 0 | 0 | 0 | 0 | 0 | 0
Geo | 0 | 0 | 0 | 0 | 0 | 0
H | 0 | 0 | 0 | 0 | 0 | 0
LFG | 0 | 0 | 0 | 0 | 0 | 0
Nuc | 0 | 0 | 0 | 0 | 0 | 0
PS | 0 | 0 | 0 | 0 | 0 | 0
PV | 0 | 0 | 0 | 0 | 0 | 0
PeakG | 0 | 0 | 0 | 0 | 0 | 0
PeakO | 0 | 0 | 0 | 0 | 0 | 0
ST | 0 | 0 | 0 | 0 | 0 | 0
STOG | 0 | 0 | 0 | 0 | 0 | 0
STWD | 0 | 0 | 0 | 0 | 0 | 0
WT | 0 | 0 | 0 | 0 | 0 | 0
IGCC | 0 | 0 | 0 | 0 | 0 | 0
DemandResponse | 0 | 0 | 0 | 0 | 0 | 0
IGCC-CCS | 0 | 0 | 0 | 0 | 0 | 0
WT_off | 0 | 0 | 0 | 0 | 0 | 0
PseudoUnit | 0 | 0 | 0 | 0 | 0 | 0
FixedInterchange | 0 | 0 | 0 | 0 | 0 | 0
Emission Cost by Reporting Type: NYISO_A-F
ReportingType | 2015 | 2020 | 2025 | 2030 | 2035 | 2040
BM | 0 | 0 | 0 | 0 | 0 | 0
CC | 0 | 0 | 0 | 0 | 0 | 0
CSP | 0 | 0 | 0 | 0 | 0 | 0
CT | 0 | 0 | 0 | 0 | 0 | 0
Coal | 0 | 0 | 0 | 0 | 0 | 0
Geo | 0 | 0 | 0 | 0 | 0 | 0
H | 0 | 0 | 0 | 0 | 0 | 0
LFG | 0 | 0 | 0 | 0 | 0 | 0
Nuc | 0 | 0 | 0 | 0 | 0 | 0
PS | 0 | 0 | 0 | 0 | 0 | 0
PV | 0 | 0 | 0 | 0 | 0 | 0
PeakG | 0 | 0 | 0 | 0 | 0 | 0
PeakO | 0 | 0 | 0 | 0 | 0 | 0
ST | 0 | 0 | 0 | 0 | 0 | 0
STOG | 0 | 0 | 0 | 0 | 0 | 0
STWD | 0 | 0 | 0 | 0 | 0 | 0
WT | 0 | 0 | 0 | 0 | 0 | 0
IGCC | 0 | 0 | 0 | 0 | 0 | 0
DemandResponse | 0 | 0 | 0 | 0 | 0 | 0
IGCC-CCS | 0 | 0 | 0 | 0 | 0 | 0
WT_off | 0 | 0 | 0 | 0 | 0 | 0
PseudoUnit | 0 | 0 | 0 | 0 | 0 | 0
FixedInterchange | 0 | 0 | 0 | 0 | 0 | 0
Emission Cost by Reporting Type: NYISO_G-I
ReportingType | 2015 | 2020 | 2025 | 2030 | 2035 | 2040
BM | 0 | 0 | 0 | 0 | 0 | 0
CC | 0 | 0 | 0 | 0 | 0 | 0
CSP | 0 | 0 | 0 | 0 | 0 | 0
CT | 0 | 0 | 0 | 0 | 0 | 0
Coal | 0 | 0 | 0 | 0 | 0 | 0
Geo | 0 | 0 | 0 | 0 | 0 | 0
H | 0 | 0 | 0 | 0 | 0 | 0
LFG | 0 | 0 | 0 | 0 | 0 | 0
Nuc | 0 | 0 | 0 | 0 | 0 | 0
PS | 0 | 0 | 0 | 0 | 0 | 0
PV | 0 | 0 | 0 | 0 | 0 | 0
PeakG | 0 | 0 | 0 | 0 | 0 | 0
PeakO | 0 | 0 | 0 | 0 | 0 | 0
ST | 0 | 0 | 0 | 0 | 0 | 0
STOG | 0 | 0 | 0 | 0 | 0 | 0
STWD | 0 | 0 | 0 | 0 | 0 | 0
WT | 0 | 0 | 0 | 0 | 0 | 0
IGCC | 0 | 0 | 0 | 0 | 0 | 0
DemandResponse | 0 | 0 | 0 | 0 | 0 | 0
IGCC-CCS | 0 | 0 | 0 | 0 | 0 | 0
WT_off | 0 | 0 | 0 | 0 | 0 | 0
PseudoUnit | 0 | 0 | 0 | 0 | 0 | 0
FixedInterchange | 0 | 0 | 0 | 0 | 0 | 0
Emission Cost by Reporting Type: NYISO_J-K
ReportingType | 2015 | 2020 | 2025 | 2030 | 2035 | 2040
BM | 0 | 0 | 0 | 0 | 0 | 0
CC | 0 | 0 | 0 | 0 | 0 | 0
CSP | 0 | 0 | 0 | 0 | 0 | 0
CT | 0 | 0 | 0 | 0 | 0 | 0
Coal | 0 | 0 | 0 | 0 | 0 | 0
Geo | 0 | 0 | 0 | 0 | 0 | 0
H | 0 | 0 | 0 | 0 | 0 | 0
LFG | 0 | 0 | 0 | 0 | 0 | 0
Nuc | 0 | 0 | 0 | 0 | 0 | 0
PS | 0 | 0 | 0 | 0 | 0 | 0
PV | 0 | 0 | 0 | 0 | 0 | 0
PeakG | 0 | 0 | 0 | 0 | 0 | 0
PeakO | 0 | 0 | 0 | 0 | 0 | 0
ST | 0 | 0 | 0 | 0 | 0 | 0
STOG | 0 | 0 | 0 | 0 | 0 | 0
STWD | 0 | 0 | 0 | 0 | 0 | 0
WT | 0 | 0 | 0 | 0 | 0 | 0
IGCC | 0 | 0 | 0 | 0 | 0 | 0
DemandResponse | 0 | 0 | 0 | 0 | 0 | 0
IGCC-CCS | 0 | 0 | 0 | 0 | 0 | 0
WT_off | 0 | 0 | 0 | 0 | 0 | 0
PseudoUnit | 0 | 0 | 0 | 0 | 0 | 0
FixedInterchange | 0 | 0 | 0 | 0 | 0 | 0
Emission Cost by Reporting Type: PJM_E
ReportingType | 2015 | 2020 | 2025 | 2030 | 2035 | 2040
BM | 0 | 0 | 0 | 0 | 0 | 0
CC | 0 | 0 | 0 | 0 | 0 | 0
CSP | 0 | 0 | 0 | 0 | 0 | 0
CT | 0 | 0 | 0 | 0 | 0 | 0
Coal | 0 | 0 | 0 | 0 | 0 | 0
Geo | 0 | 0 | 0 | 0 | 0 | 0
H | 0 | 0 | 0 | 0 | 0 | 0
LFG | 0 | 0 | 0 | 0 | 0 | 0
Nuc | 0 | 0 | 0 | 0 | 0 | 0
PS | 0 | 0 | 0 | 0 | 0 | 0
PV | 0 | 0 | 0 | 0 | 0 | 0
PeakG | 0 | 0 | 0 | 0 | 0 | 0
PeakO | 0 | 0 | 0 | 0 | 0 | 0
ST | 0 | 0 | 0 | 0 | 0 | 0
STOG | 0 | 0 | 0 | 0 | 0 | 0
STWD | 0 | 0 | 0 | 0 | 0 | 0
WT | 0 | 0 | 0 | 0 | 0 | 0
IGCC | 0 | 0 | 0 | 0 | 0 | 0
DemandResponse | 0 | 0 | 0 | 0 | 0 | 0
IGCC-CCS | 0 | 0 | 0 | 0 | 0 | 0
WT_off | 0 | 0 | 0 | 0 | 0 | 0
PseudoUnit | 0 | 0 | 0 | 0 | 0 | 0
FixedInterchange | 0 | 0 | 0 | 0 | 0 | 0
Emission Cost by Reporting Type: PJM_ROM
ReportingType | 2015 | 2020 | 2025 | 2030 | 2035 | 2040
BM | 0 | 0 | 0 | 0 | 0 | 0
CC | 0 | 0 | 0 | 0 | 0 | 0
CSP | 0 | 0 | 0 | 0 | 0 | 0
CT | 0 | 0 | 0 | 0 | 0 | 0
Coal | 0 | 0 | 0 | 0 | 0 | 0
Geo | 0 | 0 | 0 | 0 | 0 | 0
H | 0 | 0 | 0 | 0 | 0 | 0
LFG | 0 | 0 | 0 | 0 | 0 | 0
Nuc | 0 | 0 | 0 | 0 | 0 | 0
PS | 0 | 0 | 0 | 0 | 0 | 0
PV | 0 | 0 | 0 | 0 | 0 | 0
PeakG | 0 | 0 | 0 | 0 | 0 | 0
PeakO | 0 | 0 | 0 | 0 | 0 | 0
ST | 0 | 0 | 0 | 0 | 0 | 0
STOG | 0 | 0 | 0 | 0 | 0 | 0
STWD | 0 | 0 | 0 | 0 | 0 | 0
WT | 0 | 0 | 0 | 0 | 0 | 0
IGCC | 0 | 0 | 0 | 0 | 0 | 0
DemandResponse | 0 | 0 | 0 | 0 | 0 | 0
IGCC-CCS | 0 | 0 | 0 | 0 | 0 | 0
WT_off | 0 | 0 | 0 | 0 | 0 | 0
PseudoUnit | 0 | 0 | 0 | 0 | 0 | 0
FixedInterchange | 0 | 0 | 0 | 0 | 0 | 0
Emission Cost by Reporting Type: PJM_ROR
ReportingType | 2015 | 2020 | 2025 | 2030 | 2035 | 2040
BM | 0 | 0 | 0 | 0 | 0 | 0
CC | 0 | 0 | 0 | 0 | 0 | 0
CSP | 0 | 0 | 0 | 0 | 0 | 0
CT | 0 | 0 | 0 | 0 | 0 | 0
Coal | 0 | 0 | 0 | 0 | 0 | 0
Geo | 0 | 0 | 0 | 0 | 0 | 0
H | 0 | 0 | 0 | 0 | 0 | 0
LFG | 0 | 0 | 0 | 0 | 0 | 0
Nuc | 0 | 0 | 0 | 0 | 0 | 0
PS | 0 | 0 | 0 | 0 | 0 | 0
PV | 0 | 0 | 0 | 0 | 0 | 0
PeakG | 0 | 0 | 0 | 0 | 0 | 0
PeakO | 0 | 0 | 0 | 0 | 0 | 0
ST | 0 | 0 | 0 | 0 | 0 | 0
STOG | 0 | 0 | 0 | 0 | 0 | 0
STWD | 0 | 0 | 0 | 0 | 0 | 0
WT | 0 | 0 | 0 | 0 | 0 | 0
IGCC | 0 | 0 | 0 | 0 | 0 | 0
DemandResponse | 0 | 0 | 0 | 0 | 0 | 0
IGCC-CCS | 0 | 0 | 0 | 0 | 0 | 0
WT_off | 0 | 0 | 0 | 0 | 0 | 0
PseudoUnit | 0 | 0 | 0 | 0 | 0 | 0
FixedInterchange | 0 | 0 | 0 | 0 | 0 | 0
Emission Cost by Reporting Type: SOCO
ReportingType | 2015 | 2020 | 2025 | 2030 | 2035 | 2040
BM | 0 | 0 | 0 | 0 | 0 | 0
CC | 0 | 0 | 0 | 0 | 0 | 0
CSP | 0 | 0 | 0 | 0 | 0 | 0
CT | 0 | 0 | 0 | 0 | 0 | 0
Coal | 0 | 0 | 0 | 0 | 0 | 0
Geo | 0 | 0 | 0 | 0 | 0 | 0
H | 0 | 0 | 0 | 0 | 0 | 0
LFG | 0 | 0 | 0 | 0 | 0 | 0
Nuc | 0 | 0 | 0 | 0 | 0 | 0
PS | 0 | 0 | 0 | 0 | 0 | 0
PV | 0 | 0 | 0 | 0 | 0 | 0
PeakG | 0 | 0 | 0 | 0 | 0 | 0
PeakO | 0 | 0 | 0 | 0 | 0 | 0
ST | 0 | 0 | 0 | 0 | 0 | 0
STOG | 0 | 0 | 0 | 0 | 0 | 0
STWD | 0 | 0 | 0 | 0 | 0 | 0
WT | 0 | 0 | 0 | 0 | 0 | 0
IGCC | 0 | 0 | 0 | 0 | 0 | 0
DemandResponse | 0 | 0 | 0 | 0 | 0 | 0
IGCC-CCS | 0 | 0 | 0 | 0 | 0 | 0
WT_off | 0 | 0 | 0 | 0 | 0 | 0
PseudoUnit | 0 | 0 | 0 | 0 | 0 | 0
FixedInterchange | 0 | 0 | 0 | 0 | 0 | 0
Emission Cost by Reporting Type: SPP_N
ReportingType | 2015 | 2020 | 2025 | 2030 | 2035 | 2040
BM | 0 | 0 | 0 | 0 | 0 | 0
CC | 0 | 0 | 0 | 0 | 0 | 0
CSP | 0 | 0 | 0 | 0 | 0 | 0
CT | 0 | 0 | 0 | 0 | 0 | 0
Coal | 0 | 0 | 0 | 0 | 0 | 0
Geo | 0 | 0 | 0 | 0 | 0 | 0
H | 0 | 0 | 0 | 0 | 0 | 0
LFG | 0 | 0 | 0 | 0 | 0 | 0
Nuc | 0 | 0 | 0 | 0 | 0 | 0
PS | 0 | 0 | 0 | 0 | 0 | 0
PV | 0 | 0 | 0 | 0 | 0 | 0
PeakG | 0 | 0 | 0 | 0 | 0 | 0
PeakO | 0 | 0 | 0 | 0 | 0 | 0
ST | 0 | 0 | 0 | 0 | 0 | 0
STOG | 0 | 0 | 0 | 0 | 0 | 0
STWD | 0 | 0 | 0 | 0 | 0 | 0
WT | 0 | 0 | 0 | 0 | 0 | 0
IGCC | 0 | 0 | 0 | 0 | 0 | 0
DemandResponse | 0 | 0 | 0 | 0 | 0 | 0
IGCC-CCS | 0 | 0 | 0 | 0 | 0 | 0
WT_off | 0 | 0 | 0 | 0 | 0 | 0
PseudoUnit | 0 | 0 | 0 | 0 | 0 | 0
FixedInterchange | 0 | 0 | 0 | 0 | 0 | 0
Emission Cost by Reporting Type: SPP_S
ReportingType | 2015 | 2020 | 2025 | 2030 | 2035 | 2040
BM | 0 | 0 | 0 | 0 | 0 | 0
CC | 0 | 0 | 0 | 0 | 0 | 0
CSP | 0 | 0 | 0 | 0 | 0 | 0
CT | 0 | 0 | 0 | 0 | 0 | 0
Coal | 0 | 0 | 0 | 0 | 0 | 0
Geo | 0 | 0 | 0 | 0 | 0 | 0
H | 0 | 0 | 0 | 0 | 0 | 0
LFG | 0 | 0 | 0 | 0 | 0 | 0
Nuc | 0 | 0 | 0 | 0 | 0 | 0
PS | 0 | 0 | 0 | 0 | 0 | 0
PV | 0 | 0 | 0 | 0 | 0 | 0
PeakG | 0 | 0 | 0 | 0 | 0 | 0
PeakO | 0 | 0 | 0 | 0 | 0 | 0
ST | 0 | 0 | 0 | 0 | 0 | 0
STOG | 0 | 0 | 0 | 0 | 0 | 0
STWD | 0 | 0 | 0 | 0 | 0 | 0
WT | 0 | 0 | 0 | 0 | 0 | 0
IGCC | 0 | 0 | 0 | 0 | 0 | 0
DemandResponse | 0 | 0 | 0 | 0 | 0 | 0
IGCC-CCS | 0 | 0 | 0 | 0 | 0 | 0
WT_off | 0 | 0 | 0 | 0 | 0 | 0
PseudoUnit | 0 | 0 | 0 | 0 | 0 | 0
FixedInterchange | 0 | 0 | 0 | 0 | 0 | 0
Emission Cost by Reporting Type: TVA
ReportingType | 2015 | 2020 | 2025 | 2030 | 2035 | 2040
BM | 0 | 0 | 0 | 0 | 0 | 0
CC | 0 | 0 | 0 | 0 | 0 | 0
CSP | 0 | 0 | 0 | 0 | 0 | 0
CT | 0 | 0 | 0 | 0 | 0 | 0
Coal | 0 | 0 | 0 | 0 | 0 | 0
Geo | 0 | 0 | 0 | 0 | 0 | 0
H | 0 | 0 | 0 | 0 | 0 | 0
LFG | 0 | 0 | 0 | 0 | 0 | 0
Nuc | 0 | 0 | 0 | 0 | 0 | 0
PS | 0 | 0 | 0 | 0 | 0 | 0
PV | 0 | 0 | 0 | 0 | 0 | 0
PeakG | 0 | 0 | 0 | 0 | 0 | 0
PeakO | 0 | 0 | 0 | 0 | 0 | 0
ST | 0 | 0 | 0 | 0 | 0 | 0
STOG | 0 | 0 | 0 | 0 | 0 | 0
STWD | 0 | 0 | 0 | 0 | 0 | 0
WT | 0 | 0 | 0 | 0 | 0 | 0
IGCC | 0 | 0 | 0 | 0 | 0 | 0
DemandResponse | 0 | 0 | 0 | 0 | 0 | 0
IGCC-CCS | 0 | 0 | 0 | 0 | 0 | 0
WT_off | 0 | 0 | 0 | 0 | 0 | 0
PseudoUnit | 0 | 0 | 0 | 0 | 0 | 0
FixedInterchange | 0 | 0 | 0 | 0 | 0 | 0
Emission Cost by Reporting Type: TVA_Transmission
ReportingType | 2015 | 2020 | 2025 | 2030 | 2035 | 2040
BM | 0 | 0 | 0 | 0 | 0 | 0
CC | 0 | 0 | 0 | 0 | 0 | 0
CSP | 0 | 0 | 0 | 0 | 0 | 0
CT | 0 | 0 | 0 | 0 | 0 | 0
Coal | 0 | 0 | 0 | 0 | 0 | 0
Geo | 0 | 0 | 0 | 0 | 0 | 0
H | 0 | 0 | 0 | 0 | 0 | 0
LFG | 0 | 0 | 0 | 0 | 0 | 0
Nuc | 0 | 0 | 0 | 0 | 0 | 0
PS | 0 | 0 | 0 | 0 | 0 | 0
PV | 0 | 0 | 0 | 0 | 0 | 0
PeakG | 0 | 0 | 0 | 0 | 0 | 0
PeakO | 0 | 0 | 0 | 0 | 0 | 0
ST | 0 | 0 | 0 | 0 | 0 | 0
STOG | 0 | 0 | 0 | 0 | 0 | 0
STWD | 0 | 0 | 0 | 0 | 0 | 0
WT | 0 | 0 | 0 | 0 | 0 | 0
IGCC | 0 | 0 | 0 | 0 | 0 | 0
DemandResponse | 0 | 0 | 0 | 0 | 0 | 0
IGCC-CCS | 0 | 0 | 0 | 0 | 0 | 0
WT_off | 0 | 0 | 0 | 0 | 0 | 0
PseudoUnit | 0 | 0 | 0 | 0 | 0 | 0
FixedInterchange | 0 | 0 | 0 | 0 | 0 | 0
Emission Cost by Reporting Type: VACAR
ReportingType | 2015 | 2020 | 2025 | 2030 | 2035 | 2040
BM | 0 | 0 | 0 | 0 | 0 | 0
CC | 0 | 0 | 0 | 0 | 0 | 0
CSP | 0 | 0 | 0 | 0 | 0 | 0
CT | 0 | 0 | 0 | 0 | 0 | 0
Coal | 0 | 0 | 0 | 0 | 0 | 0
Geo | 0 | 0 | 0 | 0 | 0 | 0
H | 0 | 0 | 0 | 0 | 0 | 0
LFG | 0 | 0 | 0 | 0 | 0 | 0
Nuc | 0 | 0 | 0 | 0 | 0 | 0
PS | 0 | 0 | 0 | 0 | 0 | 0
PV | 0 | 0 | 0 | 0 | 0 | 0
PeakG | 0 | 0 | 0 | 0 | 0 | 0
PeakO | 0 | 0 | 0 | 0 | 0 | 0
ST | 0 | 0 | 0 | 0 | 0 | 0
STOG | 0 | 0 | 0 | 0 | 0 | 0
STWD | 0 | 0 | 0 | 0 | 0 | 0
WT | 0 | 0 | 0 | 0 | 0 | 0
IGCC | 0 | 0 | 0 | 0 | 0 | 0
DemandResponse | 0 | 0 | 0 | 0 | 0 | 0
IGCC-CCS | 0 | 0 | 0 | 0 | 0 | 0
WT_off | 0 | 0 | 0 | 0 | 0 | 0
PseudoUnit | 0 | 0 | 0 | 0 | 0 | 0
FixedInterchange | 0 | 0 | 0 | 0 | 0 | 0
Emission Cost by Reporting Type: IESO
ReportingType | 2015 | 2020 | 2025 | 2030 | 2035 | 2040
BM | 0 | 0 | 0 | 0 | 0 | 0
CC | 0 | 0 | 0 | 0 | 0 | 0
CSP | 0 | 0 | 0 | 0 | 0 | 0
CT | 0 | 0 | 0 | 0 | 0 | 0
Coal | 0 | 0 | 0 | 0 | 0 | 0
Geo | 0 | 0 | 0 | 0 | 0 | 0
H | 0 | 0 | 0 | 0 | 0 | 0
LFG | 0 | 0 | 0 | 0 | 0 | 0
Nuc | 0 | 0 | 0 | 0 | 0 | 0
PS | 0 | 0 | 0 | 0 | 0 | 0
PV | 0 | 0 | 0 | 0 | 0 | 0
PeakG | 0 | 0 | 0 | 0 | 0 | 0
PeakO | 0 | 0 | 0 | 0 | 0 | 0
ST | 0 | 0 | 0 | 0 | 0 | 0
STOG | 0 | 0 | 0 | 0 | 0 | 0
STWD | 0 | 0 | 0 | 0 | 0 | 0
WT | 0 | 0 | 0 | 0 | 0 | 0
IGCC | 0 | 0 | 0 | 0 | 0 | 0
DemandResponse | 0 | 0 | 0 | 0 | 0 | 0
IGCC-CCS | 0 | 0 | 0 | 0 | 0 | 0
WT_off | 0 | 0 | 0 | 0 | 0 | 0
PseudoUnit | 0 | 0 | 0 | 0 | 0 | 0
FixedInterchange | 0 | 0 | 0 | 0 | 0 | 0
Emission Cost by Reporting Type: MAPP_CA
ReportingType | 2015 | 2020 | 2025 | 2030 | 2035 | 2040
BM | 0 | 0 | 0 | 0 | 0 | 0
CC | 0 | 0 | 0 | 0 | 0 | 0
CSP | 0 | 0 | 0 | 0 | 0 | 0
CT | 0 | 0 | 0 | 0 | 0 | 0
Coal | 0 | 0 | 0 | 0 | 0 | 0
Geo | 0 | 0 | 0 | 0 | 0 | 0
H | 0 | 0 | 0 | 0 | 0 | 0
LFG | 0 | 0 | 0 | 0 | 0 | 0
Nuc | 0 | 0 | 0 | 0 | 0 | 0
PS | 0 | 0 | 0 | 0 | 0 | 0
PV | 0 | 0 | 0 | 0 | 0 | 0
PeakG | 0 | 0 | 0 | 0 | 0 | 0
PeakO | 0 | 0 | 0 | 0 | 0 | 0
ST | 0 | 0 | 0 | 0 | 0 | 0
STOG | 0 | 0 | 0 | 0 | 0 | 0
STWD | 0 | 0 | 0 | 0 | 0 | 0
WT | 0 | 0 | 0 | 0 | 0 | 0
IGCC | 0 | 0 | 0 | 0 | 0 | 0
DemandResponse | 0 | 0 | 0 | 0 | 0 | 0
IGCC-CCS | 0 | 0 | 0 | 0 | 0 | 0
WT_off | 0 | 0 | 0 | 0 | 0 | 0
PseudoUnit | 0 | 0 | 0 | 0 | 0 | 0
FixedInterchange | 0 | 0 | 0 | 0 | 0 | 0
Emission Cost by Reporting Type: AZ_NM_SNV_Coal
ReportingType | 2015 | 2020 | 2025 | 2030 | 2035 | 2040
BM | 0 | 0 | 0 | 0 | 0 | 0
CC | 0 | 0 | 0 | 0 | 0 | 0
CSP | 0 | 0 | 0 | 0 | 0 | 0
CT | 0 | 0 | 0 | 0 | 0 | 0
Coal | 0 | 0 | 0 | 0 | 0 | 0
Geo | 0 | 0 | 0 | 0 | 0 | 0
H | 0 | 0 | 0 | 0 | 0 | 0
LFG | 0 | 0 | 0 | 0 | 0 | 0
Nuc | 0 | 0 | 0 | 0 | 0 | 0
PS | 0 | 0 | 0 | 0 | 0 | 0
PV | 0 | 0 | 0 | 0 | 0 | 0
PeakG | 0 | 0 | 0 | 0 | 0 | 0
PeakO | 0 | 0 | 0 | 0 | 0 | 0
ST | 0 | 0 | 0 | 0 | 0 | 0
STOG | 0 | 0 | 0 | 0 | 0 | 0
STWD | 0 | 0 | 0 | 0 | 0 | 0
WT | 0 | 0 | 0 | 0 | 0 | 0
IGCC | 0 | 0 | 0 | 0 | 0 | 0
DemandResponse | 0 | 0 | 0 | 0 | 0 | 0
IGCC-CCS | 0 | 0 | 0 | 0 | 0 | 0
WT_off | 0 | 0 | 0 | 0 | 0 | 0
PseudoUnit | 0 | 0 | 0 | 0 | 0 | 0
FixedInterchange | 0 | 0 | 0 | 0 | 0 | 0
Emission Cost by Reporting Type: AZ_NM_SNV_Gas
ReportingType | 2015 | 2020 | 2025 | 2030 | 2035 | 2040
BM | 0 | 0 | 0 | 0 | 0 | 0
CC | 0 | 0 | 0 | 0 | 0 | 0
CSP | 0 | 0 | 0 | 0 | 0 | 0
CT | 0 | 0 | 0 | 0 | 0 | 0
Coal | 0 | 0 | 0 | 0 | 0 | 0
Geo | 0 | 0 | 0 | 0 | 0 | 0
H | 0 | 0 | 0 | 0 | 0 | 0
LFG | 0 | 0 | 0 | 0 | 0 | 0
Nuc | 0 | 0 | 0 | 0 | 0 | 0
PS | 0 | 0 | 0 | 0 | 0 | 0
PV | 0 | 0 | 0 | 0 | 0 | 0
PeakG | 0 | 0 | 0 | 0 | 0 | 0
PeakO | 0 | 0 | 0 | 0 | 0 | 0
ST | 0 | 0 | 0 | 0 | 0 | 0
STOG | 0 | 0 | 0 | 0 | 0 | 0
STWD | 0 | 0 | 0 | 0 | 0 | 0
WT | 0 | 0 | 0 | 0 | 0 | 0
IGCC | 0 | 0 | 0 | 0 | 0 | 0
DemandResponse | 0 | 0 | 0 | 0 | 0 | 0
IGCC-CCS | 0 | 0 | 0 | 0 | 0 | 0
WT_off | 0 | 0 | 0 | 0 | 0 | 0
PseudoUnit | 0 | 0 | 0 | 0 | 0 | 0
FixedInterchange | 0 | 0 | 0 | 0 | 0 | 0
Emission Cost by Reporting Type: AZ_NM_SNV_NucRenew
ReportingType | 2015 | 2020 | 2025 | 2030 | 2035 | 2040
BM | 0 | 0 | 0 | 0 | 0 | 0
CC | 0 | 0 | 0 | 0 | 0 | 0
CSP | 0 | 0 | 0 | 0 | 0 | 0
CT | 0 | 0 | 0 | 0 | 0 | 0
Coal | 0 | 0 | 0 | 0 | 0 | 0
Geo | 0 | 0 | 0 | 0 | 0 | 0
H | 0 | 0 | 0 | 0 | 0 | 0
LFG | 0 | 0 | 0 | 0 | 0 | 0
Nuc | 0 | 0 | 0 | 0 | 0 | 0
PS | 0 | 0 | 0 | 0 | 0 | 0
PV | 0 | 0 | 0 | 0 | 0 | 0
PeakG | 0 | 0 | 0 | 0 | 0 | 0
PeakO | 0 | 0 | 0 | 0 | 0 | 0
ST | 0 | 0 | 0 | 0 | 0 | 0
STOG | 0 | 0 | 0 | 0 | 0 | 0
STWD | 0 | 0 | 0 | 0 | 0 | 0
WT | 0 | 0 | 0 | 0 | 0 | 0
IGCC | 0 | 0 | 0 | 0 | 0 | 0
DemandResponse | 0 | 0 | 0 | 0 | 0 | 0
IGCC-CCS | 0 | 0 | 0 | 0 | 0 | 0
WT_off | 0 | 0 | 0 | 0 | 0 | 0
PseudoUnit | 0 | 0 | 0 | 0 | 0 | 0
FixedInterchange | 0 | 0 | 0 | 0 | 0 | 0
Emission Cost by Reporting Type: ERCOT
ReportingType | 2015 | 2020 | 2025 | 2030 | 2035 | 2040
BM | 0 | 0 | 0 | 0 | 0 | 0
CC | 0 | 0 | 0 | 0 | 0 | 0
CSP | 0 | 0 | 0 | 0 | 0 | 0
CT | 0 | 0 | 0 | 0 | 0 | 0
Coal | 0 | 0 | 0 | 0 | 0 | 0
Geo | 0 | 0 | 0 | 0 | 0 | 0
H | 0 | 0 | 0 | 0 | 0 | 0
LFG | 0 | 0 | 0 | 0 | 0 | 0
Nuc | 0 | 0 | 0 | 0 | 0 | 0
PS | 0 | 0 | 0 | 0 | 0 | 0
PV | 0 | 0 | 0 | 0 | 0 | 0
PeakG | 0 | 0 | 0 | 0 | 0 | 0
PeakO | 0 | 0 | 0 | 0 | 0 | 0
ST | 0 | 0 | 0 | 0 | 0 | 0
STOG | 0 | 0 | 0 | 0 | 0 | 0
STWD | 0 | 0 | 0 | 0 | 0 | 0
WT | 0 | 0 | 0 | 0 | 0 | 0
IGCC | 0 | 0 | 0 | 0 | 0 | 0
DemandResponse | 0 | 0 | 0 | 0 | 0 | 0
IGCC-CCS | 0 | 0 | 0 | 0 | 0 | 0
WT_off | 0 | 0 | 0 | 0 | 0 | 0
PseudoUnit | 0 | 0 | 0 | 0 | 0 | 0
FixedInterchange | 0 | 0 | 0 | 0 | 0 | 0
Emission Cost by Reporting Type: NP15
ReportingType | 2015 | 2020 | 2025 | 2030 | 2035 | 2040
BM | 0 | 0 | 0 | 0 | 0 | 0
CC | 0 | 0 | 0 | 0 | 0 | 0
CSP | 0 | 0 | 0 | 0 | 0 | 0
CT | 0 | 0 | 0 | 0 | 0 | 0
Coal | 0 | 0 | 0 | 0 | 0 | 0
Geo | 0 | 0 | 0 | 0 | 0 | 0
H | 0 | 0 | 0 | 0 | 0 | 0
LFG | 0 | 0 | 0 | 0 | 0 | 0
Nuc | 0 | 0 | 0 | 0 | 0 | 0
PS | 0 | 0 | 0 | 0 | 0 | 0
PV | 0 | 0 | 0 | 0 | 0 | 0
PeakG | 0 | 0 | 0 | 0 | 0 | 0
PeakO | 0 | 0 | 0 | 0 | 0 | 0
ST | 0 | 0 | 0 | 0 | 0 | 0
STOG | 0 | 0 | 0 | 0 | 0 | 0
STWD | 0 | 0 | 0 | 0 | 0 | 0
WT | 0 | 0 | 0 | 0 | 0 | 0
IGCC | 0 | 0 | 0 | 0 | 0 | 0
DemandResponse | 0 | 0 | 0 | 0 | 0 | 0
IGCC-CCS | 0 | 0 | 0 | 0 | 0 | 0
WT_off | 0 | 0 | 0 | 0 | 0 | 0
PseudoUnit | 0 | 0 | 0 | 0 | 0 | 0
FixedInterchange | 0 | 0 | 0 | 0 | 0 | 0
Emission Cost by Reporting Type: NWPP_Coal
ReportingType | 2015 | 2020 | 2025 | 2030 | 2035 | 2040
BM | 0 | 0 | 0 | 0 | 0 | 0
CC | 0 | 0 | 0 | 0 | 0 | 0
CSP | 0 | 0 | 0 | 0 | 0 | 0
CT | 0 | 0 | 0 | 0 | 0 | 0
Coal | 0 | 0 | 0 | 0 | 0 | 0
Geo | 0 | 0 | 0 | 0 | 0 | 0
H | 0 | 0 | 0 | 0 | 0 | 0
LFG | 0 | 0 | 0 | 0 | 0 | 0
Nuc | 0 | 0 | 0 | 0 | 0 | 0
PS | 0 | 0 | 0 | 0 | 0 | 0
PV | 0 | 0 | 0 | 0 | 0 | 0
PeakG | 0 | 0 | 0 | 0 | 0 | 0
PeakO | 0 | 0 | 0 | 0 | 0 | 0
ST | 0 | 0 | 0 | 0 | 0 | 0
STOG | 0 | 0 | 0 | 0 | 0 | 0
STWD | 0 | 0 | 0 | 0 | 0 | 0
WT | 0 | 0 | 0 | 0 | 0 | 0
IGCC | 0 | 0 | 0 | 0 | 0 | 0
DemandResponse | 0 | 0 | 0 | 0 | 0 | 0
IGCC-CCS | 0 | 0 | 0 | 0 | 0 | 0
WT_off | 0 | 0 | 0 | 0 | 0 | 0
PseudoUnit | 0 | 0 | 0 | 0 | 0 | 0
FixedInterchange | 0 | 0 | 0 | 0 | 0 | 0
Emission Cost by Reporting Type: NWPP_Gas
ReportingType | 2015 | 2020 | 2025 | 2030 | 2035 | 2040
BM | 0 | 0 | 0 | 0 | 0 | 0
CC | 0 | 0 | 0 | 0 | 0 | 0
CSP | 0 | 0 | 0 | 0 | 0 | 0
CT | 0 | 0 | 0 | 0 | 0 | 0
Coal | 0 | 0 | 0 | 0 | 0 | 0
Geo | 0 | 0 | 0 | 0 | 0 | 0
H | 0 | 0 | 0 | 0 | 0 | 0
LFG | 0 | 0 | 0 | 0 | 0 | 0
Nuc | 0 | 0 | 0 | 0 | 0 | 0
PS | 0 | 0 | 0 | 0 | 0 | 0
PV | 0 | 0 | 0 | 0 | 0 | 0
PeakG | 0 | 0 | 0 | 0 | 0 | 0
PeakO | 0 | 0 | 0 | 0 | 0 | 0
ST | 0 | 0 | 0 | 0 | 0 | 0
STOG | 0 | 0 | 0 | 0 | 0 | 0
STWD | 0 | 0 | 0 | 0 | 0 | 0
WT | 0 | 0 | 0 | 0 | 0 | 0
IGCC | 0 | 0 | 0 | 0 | 0 | 0
DemandResponse | 0 | 0 | 0 | 0 | 0 | 0
IGCC-CCS | 0 | 0 | 0 | 0 | 0 | 0
WT_off | 0 | 0 | 0 | 0 | 0 | 0
PseudoUnit | 0 | 0 | 0 | 0 | 0 | 0
FixedInterchange | 0 | 0 | 0 | 0 | 0 | 0
Emission Cost by Reporting Type: NWPP_NucRenew
ReportingType | 2015 | 2020 | 2025 | 2030 | 2035 | 2040
BM | 0 | 0 | 0 | 0 | 0 | 0
CC | 0 | 0 | 0 | 0 | 0 | 0
CSP | 0 | 0 | 0 | 0 | 0 | 0
CT | 0 | 0 | 0 | 0 | 0 | 0
Coal | 0 | 0 | 0 | 0 | 0 | 0
Geo | 0 | 0 | 0 | 0 | 0 | 0
H | 0 | 0 | 0 | 0 | 0 | 0
LFG | 0 | 0 | 0 | 0 | 0 | 0
Nuc | 0 | 0 | 0 | 0 | 0 | 0
PS | 0 | 0 | 0 | 0 | 0 | 0
PV | 0 | 0 | 0 | 0 | 0 | 0
PeakG | 0 | 0 | 0 | 0 | 0 | 0
PeakO | 0 | 0 | 0 | 0 | 0 | 0
ST | 0 | 0 | 0 | 0 | 0 | 0
STOG | 0 | 0 | 0 | 0 | 0 | 0
STWD | 0 | 0 | 0 | 0 | 0 | 0
WT | 0 | 0 | 0 | 0 | 0 | 0
IGCC | 0 | 0 | 0 | 0 | 0 | 0
DemandResponse | 0 | 0 | 0 | 0 | 0 | 0
IGCC-CCS | 0 | 0 | 0 | 0 | 0 | 0
WT_off | 0 | 0 | 0 | 0 | 0 | 0
PseudoUnit | 0 | 0 | 0 | 0 | 0 | 0
FixedInterchange | 0 | 0 | 0 | 0 | 0 | 0
Emission Cost by Reporting Type: RMPA
ReportingType | 2015 | 2020 | 2025 | 2030 | 2035 | 2040
BM | 0 | 0 | 0 | 0 | 0 | 0
CC | 0 | 0 | 0 | 0 | 0 | 0
CSP | 0 | 0 | 0 | 0 | 0 | 0
CT | 0 | 0 | 0 | 0 | 0 | 0
Coal | 0 | 0 | 0 | 0 | 0 | 0
Geo | 0 | 0 | 0 | 0 | 0 | 0
H | 0 | 0 | 0 | 0 | 0 | 0
LFG | 0 | 0 | 0 | 0 | 0 | 0
Nuc | 0 | 0 | 0 | 0 | 0 | 0
PS | 0 | 0 | 0 | 0 | 0 | 0
PV | 0 | 0 | 0 | 0 | 0 | 0
PeakG | 0 | 0 | 0 | 0 | 0 | 0
PeakO | 0 | 0 | 0 | 0 | 0 | 0
ST | 0 | 0 | 0 | 0 | 0 | 0
STOG | 0 | 0 | 0 | 0 | 0 | 0
STWD | 0 | 0 | 0 | 0 | 0 | 0
WT | 0 | 0 | 0 | 0 | 0 | 0
IGCC | 0 | 0 | 0 | 0 | 0 | 0
DemandResponse | 0 | 0 | 0 | 0 | 0 | 0
IGCC-CCS | 0 | 0 | 0 | 0 | 0 | 0
WT_off | 0 | 0 | 0 | 0 | 0 | 0
PseudoUnit | 0 | 0 | 0 | 0 | 0 | 0
FixedInterchange | 0 | 0 | 0 | 0 | 0 | 0
Emission Cost by Reporting Type: SP15
ReportingType | 2015 | 2020 | 2025 | 2030 | 2035 | 2040
BM | 0 | 0 | 0 | 0 | 0 | 0
CC | 0 | 0 | 0 | 0 | 0 | 0
CSP | 0 | 0 | 0 | 0 | 0 | 0
CT | 0 | 0 | 0 | 0 | 0 | 0
Coal | 0 | 0 | 0 | 0 | 0 | 0
Geo | 0 | 0 | 0 | 0 | 0 | 0
H | 0 | 0 | 0 | 0 | 0 | 0
LFG | 0 | 0 | 0 | 0 | 0 | 0
Nuc | 0 | 0 | 0 | 0 | 0 | 0
PS | 0 | 0 | 0 | 0 | 0 | 0
PV | 0 | 0 | 0 | 0 | 0 | 0
PeakG | 0 | 0 | 0 | 0 | 0 | 0
PeakO | 0 | 0 | 0 | 0 | 0 | 0
ST | 0 | 0 | 0 | 0 | 0 | 0
STOG | 0 | 0 | 0 | 0 | 0 | 0
STWD | 0 | 0 | 0 | 0 | 0 | 0
WT | 0 | 0 | 0 | 0 | 0 | 0
IGCC | 0 | 0 | 0 | 0 | 0 | 0
DemandResponse | 0 | 0 | 0 | 0 | 0 | 0
IGCC-CCS | 0 | 0 | 0 | 0 | 0 | 0
WT_off | 0 | 0 | 0 | 0 | 0 | 0
PseudoUnit | 0 | 0 | 0 | 0 | 0 | 0
FixedInterchange | 0 | 0 | 0 | 0 | 0 | 0
Emission Cost by Reporting Type: ALB
ReportingType | 2015 | 2020 | 2025 | 2030 | 2035 | 2040
BM | 0 | 0 | 0 | 0 | 0 | 0
CC | 0 | 0 | 0 | 0 | 0 | 0
CSP | 0 | 0 | 0 | 0 | 0 | 0
CT | 0 | 0 | 0 | 0 | 0 | 0
Coal | 0 | 0 | 0 | 0 | 0 | 0
Geo | 0 | 0 | 0 | 0 | 0 | 0
H | 0 | 0 | 0 | 0 | 0 | 0
LFG | 0 | 0 | 0 | 0 | 0 | 0
Nuc | 0 | 0 | 0 | 0 | 0 | 0
PS | 0 | 0 | 0 | 0 | 0 | 0
PV | 0 | 0 | 0 | 0 | 0 | 0
PeakG | 0 | 0 | 0 | 0 | 0 | 0
PeakO | 0 | 0 | 0 | 0 | 0 | 0
ST | 0 | 0 | 0 | 0 | 0 | 0
STOG | 0 | 0 | 0 | 0 | 0 | 0
STWD | 0 | 0 | 0 | 0 | 0 | 0
WT | 0 | 0 | 0 | 0 | 0 | 0
IGCC | 0 | 0 | 0 | 0 | 0 | 0
DemandResponse | 0 | 0 | 0 | 0 | 0 | 0
IGCC-CCS | 0 | 0 | 0 | 0 | 0 | 0
WT_off | 0 | 0 | 0 | 0 | 0 | 0
PseudoUnit | 0 | 0 | 0 | 0 | 0 | 0
FixedInterchange | 0 | 0 | 0 | 0 | 0 | 0
Emission Cost by Reporting Type: BC
ReportingType | 2015 | 2020 | 2025 | 2030 | 2035 | 2040
BM | 0 | 0 | 0 | 0 | 0 | 0
CC | 0 | 0 | 0 | 0 | 0 | 0
CSP | 0 | 0 | 0 | 0 | 0 | 0
CT | 0 | 0 | 0 | 0 | 0 | 0
Coal | 0 | 0 | 0 | 0 | 0 | 0
Geo | 0 | 0 | 0 | 0 | 0 | 0
H | 0 | 0 | 0 | 0 | 0 | 0
LFG | 0 | 0 | 0 | 0 | 0 | 0
Nuc | 0 | 0 | 0 | 0 | 0 | 0
PS | 0 | 0 | 0 | 0 | 0 | 0
PV | 0 | 0 | 0 | 0 | 0 | 0
PeakG | 0 | 0 | 0 | 0 | 0 | 0
PeakO | 0 | 0 | 0 | 0 | 0 | 0
ST | 0 | 0 | 0 | 0 | 0 | 0
STOG | 0 | 0 | 0 | 0 | 0 | 0
STWD | 0 | 0 | 0 | 0 | 0 | 0
WT | 0 | 0 | 0 | 0 | 0 | 0
IGCC | 0 | 0 | 0 | 0 | 0 | 0
DemandResponse | 0 | 0 | 0 | 0 | 0 | 0
IGCC-CCS | 0 | 0 | 0 | 0 | 0 | 0
WT_off | 0 | 0 | 0 | 0 | 0 | 0
PseudoUnit | 0 | 0 | 0 | 0 | 0 | 0
FixedInterchange | 0 | 0 | 0 | 0 | 0 | 0
Emission Cost by Reporting Type: HQ_IESO
ReportingType | 2015 | 2020 | 2025 | 2030 | 2035 | 2040
BM | 0 | 0 | 0 | 0 | 0 | 0
CC | 0 | 0 | 0 | 0 | 0 | 0
CSP | 0 | 0 | 0 | 0 | 0 | 0
CT | 0 | 0 | 0 | 0 | 0 | 0
Coal | 0 | 0 | 0 | 0 | 0 | 0
Geo | 0 | 0 | 0 | 0 | 0 | 0
H | 0 | 0 | 0 | 0 | 0 | 0
LFG | 0 | 0 | 0 | 0 | 0 | 0
Nuc | 0 | 0 | 0 | 0 | 0 | 0
PS | 0 | 0 | 0 | 0 | 0 | 0
PV | 0 | 0 | 0 | 0 | 0 | 0
PeakG | 0 | 0 | 0 | 0 | 0 | 0
PeakO | 0 | 0 | 0 | 0 | 0 | 0
ST | 0 | 0 | 0 | 0 | 0 | 0
STOG | 0 | 0 | 0 | 0 | 0 | 0
STWD | 0 | 0 | 0 | 0 | 0 | 0
WT | 0 | 0 | 0 | 0 | 0 | 0
IGCC | 0 | 0 | 0 | 0 | 0 | 0
DemandResponse | 0 | 0 | 0 | 0 | 0 | 0
IGCC-CCS | 0 | 0 | 0 | 0 | 0 | 0
WT_off | 0 | 0 | 0 | 0 | 0 | 0
PseudoUnit | 0 | 0 | 0 | 0 | 0 | 0
FixedInterchange | 0 | 0 | 0 | 0 | 0 | 0
Emission Cost by Reporting Type: HQ_NEISO
ReportingType | 2015 | 2020 | 2025 | 2030 | 2035 | 2040
BM | 0 | 0 | 0 | 0 | 0 | 0
CC | 0 | 0 | 0 | 0 | 0 | 0
CSP | 0 | 0 | 0 | 0 | 0 | 0
CT | 0 | 0 | 0 | 0 | 0 | 0
Coal | 0 | 0 | 0 | 0 | 0 | 0
Geo | 0 | 0 | 0 | 0 | 0 | 0
H | 0 | 0 | 0 | 0 | 0 | 0
LFG | 0 | 0 | 0 | 0 | 0 | 0
Nuc | 0 | 0 | 0 | 0 | 0 | 0
PS | 0 | 0 | 0 | 0 | 0 | 0
PV | 0 | 0 | 0 | 0 | 0 | 0
PeakG | 0 | 0 | 0 | 0 | 0 | 0
PeakO | 0 | 0 | 0 | 0 | 0 | 0
ST | 0 | 0 | 0 | 0 | 0 | 0
STOG | 0 | 0 | 0 | 0 | 0 | 0
STWD | 0 | 0 | 0 | 0 | 0 | 0
WT | 0 | 0 | 0 | 0 | 0 | 0
IGCC | 0 | 0 | 0 | 0 | 0 | 0
DemandResponse | 0 | 0 | 0 | 0 | 0 | 0
IGCC-CCS | 0 | 0 | 0 | 0 | 0 | 0
WT_off | 0 | 0 | 0 | 0 | 0 | 0
PseudoUnit | 0 | 0 | 0 | 0 | 0 | 0
FixedInterchange | 0 | 0 | 0 | 0 | 0 | 0
Emission Cost by Reporting Type: HQ_NY
ReportingType | 2015 | 2020 | 2025 | 2030 | 2035 | 2040
BM | 0 | 0 | 0 | 0 | 0 | 0
CC | 0 | 0 | 0 | 0 | 0 | 0
CSP | 0 | 0 | 0 | 0 | 0 | 0
CT | 0 | 0 | 0 | 0 | 0 | 0
Coal | 0 | 0 | 0 | 0 | 0 | 0
Geo | 0 | 0 | 0 | 0 | 0 | 0
H | 0 | 0 | 0 | 0 | 0 | 0
LFG | 0 | 0 | 0 | 0 | 0 | 0
Nuc | 0 | 0 | 0 | 0 | 0 | 0
PS | 0 | 0 | 0 | 0 | 0 | 0
PV | 0 | 0 | 0 | 0 | 0 | 0
PeakG | 0 | 0 | 0 | 0 | 0 | 0
PeakO | 0 | 0 | 0 | 0 | 0 | 0
ST | 0 | 0 | 0 | 0 | 0 | 0
STOG | 0 | 0 | 0 | 0 | 0 | 0
STWD | 0 | 0 | 0 | 0 | 0 | 0
WT | 0 | 0 | 0 | 0 | 0 | 0
IGCC | 0 | 0 | 0 | 0 | 0 | 0
DemandResponse | 0 | 0 | 0 | 0 | 0 | 0
IGCC-CCS | 0 | 0 | 0 | 0 | 0 | 0
WT_off | 0 | 0 | 0 | 0 | 0 | 0
PseudoUnit | 0 | 0 | 0 | 0 | 0 | 0
FixedInterchange | 0 | 0 | 0 | 0 | 0 | 0
Emission Cost by Reporting Type: MARITIMES
ReportingType | 2015 | 2020 | 2025 | 2030 | 2035 | 2040
BM | 0 | 0 | 0 | 0 | 0 | 0
CC | 0 | 0 | 0 | 0 | 0 | 0
CSP | 0 | 0 | 0 | 0 | 0 | 0
CT | 0 | 0 | 0 | 0 | 0 | 0
Coal | 0 | 0 | 0 | 0 | 0 | 0
Geo | 0 | 0 | 0 | 0 | 0 | 0
H | 0 | 0 | 0 | 0 | 0 | 0
LFG | 0 | 0 | 0 | 0 | 0 | 0
Nuc | 0 | 0 | 0 | 0 | 0 | 0
PS | 0 | 0 | 0 | 0 | 0 | 0
PV | 0 | 0 | 0 | 0 | 0 | 0
PeakG | 0 | 0 | 0 | 0 | 0 | 0
PeakO | 0 | 0 | 0 | 0 | 0 | 0
ST | 0 | 0 | 0 | 0 | 0 | 0
STOG | 0 | 0 | 0 | 0 | 0 | 0
STWD | 0 | 0 | 0 | 0 | 0 | 0
WT | 0 | 0 | 0 | 0 | 0 | 0
IGCC | 0 | 0 | 0 | 0 | 0 | 0
DemandResponse | 0 | 0 | 0 | 0 | 0 | 0
IGCC-CCS | 0 | 0 | 0 | 0 | 0 | 0
WT_off | 0 | 0 | 0 | 0 | 0 | 0
PseudoUnit | 0 | 0 | 0 | 0 | 0 | 0
FixedInterchange | 0 | 0 | 0 | 0 | 0 | 0
Emission Cost by Reporting Type: All
ReportingType | 2015 | 2020 | 2025 | 2030 | 2035 | 2040
BM | 0 | 0 | 0 | 0 | 0 | 0
CC | 0 | 0 | 0 | 0 | 0 | 0
CSP | 0 | 0 | 0 | 0 | 0 | 0
CT | 0 | 0 | 0 | 0 | 0 | 0
Coal | 0 | 0 | 0 | 0 | 0 | 0
Geo | 0 | 0 | 0 | 0 | 0 | 0
H | 0 | 0 | 0 | 0 | 0 | 0
LFG | 0 | 0 | 0 | 0 | 0 | 0
Nuc | 0 | 0 | 0 | 0 | 0 | 0
PS | 0 | 0 | 0 | 0 | 0 | 0
PV | 0 | 0 | 0 | 0 | 0 | 0
PeakG | 0 | 0 | 0 | 0 | 0 | 0
PeakO | 0 | 0 | 0 | 0 | 0 | 0
ST | 0 | 0 | 0 | 0 | 0 | 0
STOG | 0 | 0 | 0 | 0 | 0 | 0
STWD | 0 | 0 | 0 | 0 | 0 | 0
WT | 0 | 0 | 0 | 0 | 0 | 0
IGCC | 0 | 0 | 0 | 0 | 0 | 0
DemandResponse | 0 | 0 | 0 | 0 | 0 | 0
IGCC-CCS | 0 | 0 | 0 | 0 | 0 | 0
WT_off | 0 | 0 | 0 | 0 | 0 | 0
PseudoUnit | 0 | 0 | 0 | 0 | 0 | 0
FixedInterchange | 0 | 0 | 0 | 0 | 0 | 0
Emission Cost by Reporting Type: EI_US
ReportingType | 2015 | 2020 | 2025 | 2030 | 2035 | 2040
BM | 0 | 0 | 0 | 0 | 0 | 0
CC | 0 | 0 | 0 | 0 | 0 | 0
CSP | 0 | 0 | 0 | 0 | 0 | 0
CT | 0 | 0 | 0 | 0 | 0 | 0
Coal | 0 | 0 | 0 | 0 | 0 | 0
Geo | 0 | 0 | 0 | 0 | 0 | 0
H | 0 | 0 | 0 | 0 | 0 | 0
LFG | 0 | 0 | 0 | 0 | 0 | 0
Nuc | 0 | 0 | 0 | 0 | 0 | 0
PS | 0 | 0 | 0 | 0 | 0 | 0
PV | 0 | 0 | 0 | 0 | 0 | 0
PeakG | 0 | 0 | 0 | 0 | 0 | 0
PeakO | 0 | 0 | 0 | 0 | 0 | 0
ST | 0 | 0 | 0 | 0 | 0 | 0
STOG | 0 | 0 | 0 | 0 | 0 | 0
STWD | 0 | 0 | 0 | 0 | 0 | 0
WT | 0 | 0 | 0 | 0 | 0 | 0
IGCC | 0 | 0 | 0 | 0 | 0 | 0
DemandResponse | 0 | 0 | 0 | 0 | 0 | 0
IGCC-CCS | 0 | 0 | 0 | 0 | 0 | 0
WT_off | 0 | 0 | 0 | 0 | 0 | 0
PseudoUnit | 0 | 0 | 0 | 0 | 0 | 0
FixedInterchange | 0 | 0 | 0 | 0 | 0 | 0
Emission Cost by Reporting Type: EI_Canada
ReportingType | 2015 | 2020 | 2025 | 2030 | 2035 | 2040
BM | 0 | 0 | 0 | 0 | 0 | 0
CC | 0 | 0 | 0 | 0 | 0 | 0
CSP | 0 | 0 | 0 | 0 | 0 | 0
CT | 0 | 0 | 0 | 0 | 0 | 0
Coal | 0 | 0 | 0 | 0 | 0 | 0
Geo | 0 | 0 | 0 | 0 | 0 | 0
H | 0 | 0 | 0 | 0 | 0 | 0
LFG | 0 | 0 | 0 | 0 | 0 | 0
Nuc | 0 | 0 | 0 | 0 | 0 | 0
PS | 0 | 0 | 0 | 0 | 0 | 0
PV | 0 | 0 | 0 | 0 | 0 | 0
PeakG | 0 | 0 | 0 | 0 | 0 | 0
PeakO | 0 | 0 | 0 | 0 | 0 | 0
ST | 0 | 0 | 0 | 0 | 0 | 0
STOG | 0 | 0 | 0 | 0 | 0 | 0
STWD | 0 | 0 | 0 | 0 | 0 | 0
WT | 0 | 0 | 0 | 0 | 0 | 0
IGCC | 0 | 0 | 0 | 0 | 0 | 0
DemandResponse | 0 | 0 | 0 | 0 | 0 | 0
IGCC-CCS | 0 | 0 | 0 | 0 | 0 | 0
WT_off | 0 | 0 | 0 | 0 | 0 | 0
PseudoUnit | 0 | 0 | 0 | 0 | 0 | 0
FixedInterchange | 0 | 0 | 0 | 0 | 0 | 0
Emission Cost by Reporting Type: EI
ReportingType | 2015 | 2020 | 2025 | 2030 | 2035 | 2040
BM | 0 | 0 | 0 | 0 | 0 | 0
CC | 0 | 0 | 0 | 0 | 0 | 0
CSP | 0 | 0 | 0 | 0 | 0 | 0
CT | 0 | 0 | 0 | 0 | 0 | 0
Coal | 0 | 0 | 0 | 0 | 0 | 0
Geo | 0 | 0 | 0 | 0 | 0 | 0
H | 0 | 0 | 0 | 0 | 0 | 0
LFG | 0 | 0 | 0 | 0 | 0 | 0
Nuc | 0 | 0 | 0 | 0 | 0 | 0
PS | 0 | 0 | 0 | 0 | 0 | 0
PV | 0 | 0 | 0 | 0 | 0 | 0
PeakG | 0 | 0 | 0 | 0 | 0 | 0
PeakO | 0 | 0 | 0 | 0 | 0 | 0
ST | 0 | 0 | 0 | 0 | 0 | 0
STOG | 0 | 0 | 0 | 0 | 0 | 0
STWD | 0 | 0 | 0 | 0 | 0 | 0
WT | 0 | 0 | 0 | 0 | 0 | 0
IGCC | 0 | 0 | 0 | 0 | 0 | 0
DemandResponse | 0 | 0 | 0 | 0 | 0 | 0
IGCC-CCS | 0 | 0 | 0 | 0 | 0 | 0
WT_off | 0 | 0 | 0 | 0 | 0 | 0
PseudoUnit | 0 | 0 | 0 | 0 | 0 | 0
FixedInterchange | 0 | 0 | 0 | 0 | 0 | 0
Emission Cost by Reporting Type: Outside_EI
ReportingType | 2015 | 2020 | 2025 | 2030 | 2035 | 2040
BM | 0 | 0 | 0 | 0 | 0 | 0
CC | 0 | 0 | 0 | 0 | 0 | 0
CSP | 0 | 0 | 0 | 0 | 0 | 0
CT | 0 | 0 | 0 | 0 | 0 | 0
Coal | 0 | 0 | 0 | 0 | 0 | 0
Geo | 0 | 0 | 0 | 0 | 0 | 0
H | 0 | 0 | 0 | 0 | 0 | 0
LFG | 0 | 0 | 0 | 0 | 0 | 0
Nuc | 0 | 0 | 0 | 0 | 0 | 0
PS | 0 | 0 | 0 | 0 | 0 | 0
PV | 0 | 0 | 0 | 0 | 0 | 0
PeakG | 0 | 0 | 0 | 0 | 0 | 0
PeakO | 0 | 0 | 0 | 0 | 0 | 0
ST | 0 | 0 | 0 | 0 | 0 | 0
STOG | 0 | 0 | 0 | 0 | 0 | 0
STWD | 0 | 0 | 0 | 0 | 0 | 0
WT | 0 | 0 | 0 | 0 | 0 | 0
IGCC | 0 | 0 | 0 | 0 | 0 | 0
DemandResponse | 0 | 0 | 0 | 0 | 0 | 0
IGCC-CCS | 0 | 0 | 0 | 0 | 0 | 0
WT_off | 0 | 0 | 0 | 0 | 0 | 0
PseudoUnit | 0 | 0 | 0 | 0 | 0 | 0
FixedInterchange | 0 | 0 | 0 | 0 | 0 | 0
==== Emission Program: Carbon : (CO2) ====
Emission Cost by Reporting Type: Entergy
ReportingType | 2015 | 2020 | 2025 | 2030 | 2035 | 2040
BM | 0 | 0 | 0 | 0 | 0 | 0
CC | 719.85 | 1408.27 | 2281.44 | 4402.73 | 3731.32 | 1524.67
CSP | 0 | 0 | 0 | 0 | 0 | 0
CT | 0 | 0 | 0 | 0 | 0 | 0
Coal | 1504.71 | 187.03 | 32.98 | 0 | 0 | 0
Geo | 0 | 0 | 0 | 0 | 0 | 0
H | 0 | 0 | 0 | 0 | 0 | 0
LFG | 0 | 0 | 0 | 0 | 0 | 0
Nuc | 0 | 0 | 0 | 0 | 0 | 0
PS | 0 | 0 | 0 | 0 | 0 | 0
PV | 0 | 0 | 0 | 0 | 0 | 0
PeakG | 0 | 0 | 0 | 0 | 0 | 0
PeakO | 0 | 0 | 0 | 0 | 0 | 0
ST | 0 | 0 | 0 | 0 | 0 | 0
STOG | 4.43 | 10.39 | 0 | 0 | 0 | 0
STWD | 0 | 0 | 0 | 0 | 0 | 0
WT | 0 | 0 | 0 | 0 | 0 | 0
IGCC | 0 | 0 | 0 | 0 | 0 | 0
DemandResponse | 0 | 0 | 0 | 0 | 0 | 0
IGCC-CCS | 0 | 0 | 0 | 0 | 0 | 0
WT_off | 0 | 0 | 0 | 0 | 0 | 0
PseudoUnit | 0 | 0 | 0 | 0 | 0 | 0
FixedInterchange | 0 | 0 | 0 | 0 | 0 | 0
Emission Cost by Reporting Type: FRCC
ReportingType | 2015 | 2020 | 2025 | 2030 | 2035 | 2040
BM | 0 | 0 | 0 | 0 | 0 | 0
CC | 1845.57 | 2732.4 | 4359.16 | 5485.18 | 4084.92 | 3690.47
CSP | 0 | 0 | 0 | 0 | 0 | 0
CT | 7.47 | 18.22 | 33.91 | 26.47 | 0 | 0
Coal | 450.28 | 227.3 | 55.17 | 16.59 | 99.99 | 166.99
Geo | 0 | 0 | 0 | 0 | 0 | 0
H | 0 | 0 | 0 | 0 | 0 | 0
LFG | 0 | 0 | 0 | 0 | 0 | 0
Nuc | 0 | 0 | 0 | 0 | 0 | 0
PS | 0 | 0 | 0 | 0 | 0 | 0
PV | 0 | 0 | 0 | 0 | 0 | 0
PeakG | 6.18 | 13.95 | 27.15 | 5.35 | 12.24 | 15.26
PeakO | 0 | 0 | 0 | 0 | 0 | 0
ST | 0 | 0 | 0 | 0 | 0 | 0
STOG | 1.29 | 1.83 | 0 | 0 | 0 | 0
STWD | 0 | 0 | 0 | 0 | 0 | 0
WT | 0 | 0 | 0 | 0 | 0 | 0
IGCC | 0 | 0 | 0 | 0 | 0 | 0
DemandResponse | 0 | 0 | 0 | 0 | 0 | 0
IGCC-CCS | 0 | 0 | 0 | 0 | 0 | 0
WT_off | 0 | 0 | 0 | 0 | 0 | 0
PseudoUnit | 0 | 0 | 0 | 0 | 0 | 0
FixedInterchange | 0 | 0 | 0 | 0 | 0 | 0
Emission Cost by Reporting Type: MAPP_US
ReportingType | 2015 | 2020 | 2025 | 2030 | 2035 | 2040
BM | 0 | 0 | 0 | 0 | 0 | 0
CC | 13.95 | 2.94 | 7.27 | 10.17 | 18.83 | 7.94
CSP | 0 | 0 | 0 | 0 | 0 | 0
CT | 0 | 0 | 0 | 0 | 0 | 0
Coal | 302.95 | 140.29 | 2.16 | 0 | 0 | 0
Geo | 0 | 0 | 0 | 0 | 0 | 0
H | 0 | 0 | 0 | 0 | 0 | 0
LFG | 0 | 0 | 0 | 0 | 0 | 0
Nuc | 0 | 0 | 0 | 0 | 0 | 0
PS | 0 | 0 | 0 | 0 | 0 | 0
PV | 0 | 0 | 0 | 0 | 0 | 0
PeakG | 0.8 | 1.36 | 2.78 | 6.64 | 9.27 | 9.59
PeakO | 0 | 0 | 0 | 0 | 0 | 0
ST | 0 | 0 | 0 | 0 | 0 | 0
STOG | 0 | 0 | 0 | 0 | 0 | 0
STWD | 0 | 0 | 0 | 0 | 0 | 0
WT | 0 | 0 | 0 | 0 | 0 | 0
IGCC | 0 | 0 | 0 | 0 | 0 | 0
DemandResponse | 0 | 0 | 0 | 0 | 0 | 0
IGCC-CCS | 0 | 0 | 0 | 0 | 0 | 0
WT_off | 0 | 0 | 0 | 0 | 0 | 0
PseudoUnit | 0 | 0 | 0 | 0 | 0 | 0
FixedInterchange | 0 | 0 | 0 | 0 | 0 | 0
Emission Cost by Reporting Type: MISO_IN
ReportingType | 2015 | 2020 | 2025 | 2030 | 2035 | 2040
BM | 0 | 0 | 0 | 0 | 0 | 0
CC | 110.33 | 2217.86 | 3669.45 | 7445.05 | 11969.46 | 3775.94
CSP | 0 | 0 | 0 | 0 | 0 | 0
CT | 0 | 0 | 0 | 0 | 0 | 0
Coal | 1252.51 | 737.84 | 144.56 | 81.64 | 435.4 | 638.53
Geo | 0 | 0 | 0 | 0 | 0 | 0
H | 0 | 0 | 0 | 0 | 0 | 0
LFG | 0 | 0 | 0 | 0 | 0 | 0
Nuc | 0 | 0 | 0 | 0 | 0 | 0
PS | 0 | 0 | 0 | 0 | 0 | 0
PV | 0 | 0 | 0 | 0 | 0 | 0
PeakG | 0 | 0 | 0 | 0 | 0 | 0
PeakO | 0 | 0 | 0 | 0 | 0 | 0
ST | 0 | 0 | 0 | 0 | 0 | 0
STOG | 0.48 | 0.68 | 1.12 | 0.63 | 0 | 0
STWD | 0 | 0 | 0 | 0 | 0 | 0
WT | 0 | 0 | 0 | 0 | 0 | 0
IGCC | 100.97 | 143.38 | 33.94 | 0 | 0 | 0
DemandResponse | 0 | 0 | 0 | 0 | 0 | 0
IGCC-CCS | 0 | 0 | 0 | 0 | 0 | 0
WT_off | 0 | 0 | 0 | 0 | 0 | 0
PseudoUnit | 0 | 0 | 0 | 0 | 0 | 0
FixedInterchange | 0 | 0 | 0 | 0 | 0 | 0
Emission Cost by Reporting Type: MISO_MI
ReportingType | 2015 | 2020 | 2025 | 2030 | 2035 | 2040
BM | 0 | 0 | 0 | 0 | 0 | 0
CC | 183.63 | 235.89 | 422.23 | 570.31 | 827.07 | 56.19
CSP | 0 | 0 | 0 | 0 | 0 | 0
CT | 0 | 0 | 0 | 0 | 0 | 0
Coal | 649.51 | 0 | 0 | 0 | 0 | 0
Geo | 0 | 0 | 0 | 0 | 0 | 0
H | 0 | 0 | 0 | 0 | 0 | 0
LFG | 0 | 0 | 0 | 0 | 0 | 0
Nuc | 0 | 0 | 0 | 0 | 0 | 0
PS | 0 | 0 | 0 | 0 | 0 | 0
PV | 0 | 0 | 0 | 0 | 0 | 0
PeakG | 0.24 | 0 | 0 | 0 | 0 | 0
PeakO | 0 | 0 | 0 | 0 | 0 | 0
ST | 0 | 0 | 0 | 0 | 0 | 0
STOG | 4.8 | 2.17 | 5.68 | 0 | 0 | 0
STWD | 0 | 0 | 0 | 0 | 0 | 0
WT | 0 | 0 | 0 | 0 | 0 | 0
IGCC | 0 | 0 | 0 | 0 | 0 | 0
DemandResponse | 0 | 0 | 0 | 0 | 0 | 0
IGCC-CCS | 0 | 0 | 0 | 0 | 0 | 0
WT_off | 0 | 0 | 0 | 0 | 0 | 0
PseudoUnit | 0 | 0 | 0 | 0 | 0 | 0
FixedInterchange | 0 | 0 | 0 | 0 | 0 | 0
Emission Cost by Reporting Type: MISO_MO-IL
ReportingType | 2015 | 2020 | 2025 | 2030 | 2035 | 2040
BM | 0 | 0 | 0 | 0 | 0 | 0
CC | 28.04 | 45.37 | 77.18 | 53.46 | 88.12 | 43.47
CSP | 0 | 0 | 0 | 0 | 0 | 0
CT | 0 | 0 | 0 | 0 | 0 | 0
Coal | 1865.7 | 574.38 | 168.97 | 15.11 | 93.38 | 133.31
Geo | 0 | 0 | 0 | 0 | 0 | 0
H | 0 | 0 | 0 | 0 | 0 | 0
LFG | 0 | 0 | 0 | 0 | 0 | 0
Nuc | 0 | 0 | 0 | 0 | 0 | 0
PS | 0 | 0 | 0 | 0 | 0 | 0
PV | 0 | 0 | 0 | 0 | 0 | 0
PeakG | 1.87 | 10.02 | 3.84 | 36.06 | 65.07 | 38.2
PeakO | 0 | 0 | 0 | 0 | 0 | 0
ST | 0 | 0 | 0 | 0 | 0 | 0
STOG | 0.09 | 0.45 | 0 | 0 | 0 | 0
STWD | 0 | 0 | 0 | 0 | 0 | 0
WT | 0 | 0 | 0 | 0 | 0 | 0
IGCC | 0 | 0 | 0 | 0 | 0 | 0
DemandResponse | 0 | 0 | 0 | 0 | 0 | 0
IGCC-CCS | 0 | 0 | 0 | 0 | 0 | 0
WT_off | 0 | 0 | 0 | 0 | 0 | 0
PseudoUnit | 0 | 0 | 0 | 0 | 0 | 0
FixedInterchange | 0 | 0 | 0 | 0 | 0 | 0
Emission Cost by Reporting Type: MISO_W
ReportingType | 2015 | 2020 | 2025 | 2030 | 2035 | 2040
BM | 0 | 0 | 0 | 0 | 0 | 0
CC | 89.89 | 174.92 | 97.94 | 166.89 | 194.45 | 158.44
CSP | 0 | 0 | 0 | 0 | 0 | 0
CT | 0 | 0 | 0 | 0 | 0 | 0
Coal | 1911.51 | 1046.1 | 88.58 | 52.61 | 97.44 | 139.1
Geo | 0 | 0 | 0 | 0 | 0 | 0
H | 0 | 0 | 0 | 0 | 0 | 0
LFG | 0 | 0 | 0 | 0 | 0 | 0
Nuc | 0 | 0 | 0 | 0 | 0 | 0
PS | 0 | 0 | 0 | 0 | 0 | 0
PV | 0 | 0 | 0 | 0 | 0 | 0
PeakG | 2.55 | 5.68 | 0.17 | 0 | 7.76 | 0
PeakO | 0 | 0 | 0 | 0 | 0 | 0
ST | 0 | 0 | 0 | 0 | 0 | 0
STOG | 0 | 0 | 0 | 0 | 0 | 0
STWD | 0 | 0 | 0 | 0 | 0 | 0
WT | 0 | 0 | 0 | 0 | 0 | 0
IGCC | 0 | 0 | 0 | 0 | 0 | 0
DemandResponse | 0 | 0 | 0 | 0 | 0 | 0
IGCC-CCS | 0 | 0 | 0 | 0 | 0 | 0
WT_off | 0 | 0 | 0 | 0 | 0 | 0
PseudoUnit | 0 | 0 | 0 | 0 | 0 | 0
FixedInterchange | 0 | 0 | 0 | 0 | 0 | 0
Emission Cost by Reporting Type: MISO_WUMS
ReportingType | 2015 | 2020 | 2025 | 2030 | 2035 | 2040
BM | 0 | 0 | 0 | 0 | 0 | 0
CC | 669.12 | 912.96 | 1367.31 | 2275.65 | 3982.13 | 164.95
CSP | 0 | 0 | 0 | 0 | 0 | 0
CT | 0 | 0 | 0 | 0 | 0 | 0
Coal | 294.02 | 53.82 | 29.86 | 16.95 | 75.05 | 164.97
Geo | 0 | 0 | 0 | 0 | 0 | 0
H | 0 | 0 | 0 | 0 | 0 | 0
LFG | 0 | 0 | 0 | 0 | 0 | 0
Nuc | 0 | 0 | 0 | 0 | 0 | 0
PS | 0 | 0 | 0 | 0 | 0 | 0
PV | 0 | 0 | 0 | 0 | 0 | 0
PeakG | 0 | 0 | 0 | 0 | 0 | 0
PeakO | 0 | 0 | 0 | 0 | 0 | 0
ST | 0 | 0 | 0 | 0 | 0 | 0
STOG | 0 | 0 | 0 | 0 | 0 | 0
STWD | 0 | 0 | 0 | 0 | 0 | 0
WT | 0 | 0 | 0 | 0 | 0 | 0
IGCC | 0 | 0 | 0 | 0 | 0 | 0
DemandResponse | 0 | 0 | 0 | 0 | 0 | 0
IGCC-CCS | 0 | 0 | 0 | 0 | 0 | 0
WT_off | 0 | 0 | 0 | 0 | 0 | 0
PseudoUnit | 0 | 0 | 0 | 0 | 0 | 0
FixedInterchange | 0 | 0 | 0 | 0 | 0 | 0
Emission Cost by Reporting Type: Nebraska
ReportingType | 2015 | 2020 | 2025 | 2030 | 2035 | 2040
BM | 0 | 0 | 0 | 0 | 0 | 0
CC | 18.95 | 197.99 | 327.55 | 645.8 | 466.21 | 268.4
CSP | 0 | 0 | 0 | 0 | 0 | 0
CT | 0 | 0 | 0 | 0 | 0 | 0
Coal | 861.1 | 76.99 | 36.05 | 50.91 | 90.45 | 129.12
Geo | 0 | 0 | 0 | 0 | 0 | 0
H | 0 | 0 | 0 | 0 | 0 | 0
LFG | 0 | 0 | 0 | 0 | 0 | 0
Nuc | 0 | 0 | 0 | 0 | 0 | 0
PS | 0 | 0 | 0 | 0 | 0 | 0
PV | 0 | 0 | 0 | 0 | 0 | 0
PeakG | 1.3 | 0 | 0 | 0 | 0 | 0
PeakO | 0 | 0 | 0 | 0 | 0 | 0
ST | 0 | 0 | 0 | 0 | 0 | 0
STOG | 0 | 0 | 0 | 0 | 0 | 0
STWD | 0 | 0 | 0 | 0 | 0 | 0
WT | 0 | 0 | 0 | 0 | 0 | 0
IGCC | 0 | 0 | 0 | 0 | 0 | 0
DemandResponse | 0 | 0 | 0 | 0 | 0 | 0
IGCC-CCS | 0 | 0 | 0 | 0 | 0 | 0
WT_off | 0 | 0 | 0 | 0 | 0 | 0
PseudoUnit | 0 | 0 | 0 | 0 | 0 | 0
FixedInterchange | 0 | 0 | 0 | 0 | 0 | 0
Emission Cost by Reporting Type: NEISO
ReportingType | 2015 | 2020 | 2025 | 2030 | 2035 | 2040
BM | 0 | 0 | 0 | 0 | 0 | 0
CC | 424.42 | 403.51 | 517.53 | 910.3 | 469.8 | 280.54
CSP | 0 | 0 | 0 | 0 | 0 | 0
CT | 0.01 | 0.24 | 0.39 | 0.16 | 0 | 0
Coal | 1.09 | 0 | 0 | 0 | 0 | 0
Geo | 0 | 0 | 0 | 0 | 0 | 0
H | 0 | 0 | 0 | 0 | 0 | 0
LFG | 0 | 0 | 0 | 0 | 0 | 0
Nuc | 0 | 0 | 0 | 0 | 0 | 0
PS | 0 | 0 | 0 | 0 | 0 | 0
PV | 0 | 0 | 0 | 0 | 0 | 0
PeakG | 0.12 | 0.67 | 1.33 | 2.27 | 0 | 0
PeakO | 0 | 0 | 0 | 0 | 0 | 0
ST | 0 | 0 | 0 | 0 | 0 | 0
STOG | 0 | 0 | 0 | 0 | 0 | 0
STWD | 0 | 0 | 0 | 0 | 0 | 0
WT | 0 | 0 | 0 | 0 | 0 | 0
IGCC | 0 | 0 | 0 | 0 | 0 | 0
DemandResponse | 0 | 0 | 0 | 0 | 0 | 0
IGCC-CCS | 0 | 0 | 0 | 0 | 0 | 0
WT_off | 0 | 0 | 0 | 0 | 0 | 0
PseudoUnit | 0 | 0 | 0 | 0 | 0 | 0
FixedInterchange | 0 | 0 | 0 | 0 | 0 | 0
Emission Cost by Reporting Type: NonRTO_Midwest
ReportingType | 2015 | 2020 | 2025 | 2030 | 2035 | 2040
BM | 0 | 0 | 0 | 0 | 0 | 0
CC | 205.16 | 543.62 | 890.24 | 1980 | 3119.86 | 289.36
CSP | 0 | 0 | 0 | 0 | 0 | 0
CT | 0 | 0 | 0 | 0 | 0 | 0
Coal | 901.77 | 583.74 | 198.06 | 74.34 | 156.37 | 223.22
Geo | 0 | 0 | 0 | 0 | 0 | 0
H | 0 | 0 | 0 | 0 | 0 | 0
LFG | 0 | 0 | 0 | 0 | 0 | 0
Nuc | 0 | 0 | 0 | 0 | 0 | 0
PS | 0 | 0 | 0 | 0 | 0 | 0
PV | 0 | 0 | 0 | 0 | 0 | 0
PeakG | 2.33 | 1.19 | 9.09 | 20.61 | 6.64 | 0
PeakO | 0 | 0 | 0 | 0 | 0 | 0
ST | 0 | 0 | 0 | 0 | 0 | 0
STOG | 0 | 0 | 0 | 0 | 0 | 0
STWD | 0 | 0 | 0 | 0 | 0 | 0
WT | 0 | 0 | 0 | 0 | 0 | 0
IGCC | 0 | 0 | 0 | 0 | 0 | 0
DemandResponse | 0 | 0 | 0 | 0 | 0 | 0
IGCC-CCS | 0 | 0 | 0 | 0 | 0 | 0
WT_off | 0 | 0 | 0 | 0 | 0 | 0
PseudoUnit | 0 | 0 | 0 | 0 | 0 | 0
FixedInterchange | 0 | 0 | 0 | 0 | 0 | 0
Emission Cost by Reporting Type: NYISO_A-F
ReportingType | 2015 | 2020 | 2025 | 2030 | 2035 | 2040
BM | 0 | 0 | 0 | 0 | 0 | 0
CC | 77.8 | 130.42 | 179 | 254.31 | 61.59 | 23.21
CSP | 0 | 0 | 0 | 0 | 0 | 0
CT | 0 | 0 | 0 | 0 | 0 | 0
Coal | 0 | 0 | 0 | 0 | 0 | 0
Geo | 0 | 0 | 0 | 0 | 0 | 0
H | 0 | 0 | 0 | 0 | 0 | 0
LFG | 0 | 0 | 0 | 0 | 0 | 0
Nuc | 0 | 0 | 0 | 0 | 0 | 0
PS | 0 | 0 | 0 | 0 | 0 | 0
PV | 0 | 0 | 0 | 0 | 0 | 0
PeakG | 0 | 0.13 | 0.22 | 0.14 | 0 | 0
PeakO | 0 | 0 | 0 | 0 | 0 | 0
ST | 0 | 0 | 0 | 0 | 0 | 0
STOG | 0 | 0 | 0 | 0 | 0 | 0
STWD | 0 | 0 | 0 | 0 | 0 | 0
WT | 0 | 0 | 0 | 0 | 0 | 0
IGCC | 0 | 0 | 0 | 0 | 0 | 0
DemandResponse | 0 | 0 | 0 | 0 | 0 | 0
IGCC-CCS | 0 | 0 | 0 | 0 | 0 | 0
WT_off | 0 | 0 | 0 | 0 | 0 | 0
PseudoUnit | 0 | 0 | 0 | 0 | 0 | 0
FixedInterchange | 0 | 0 | 0 | 0 | 0 | 0
Emission Cost by Reporting Type: NYISO_G-I
ReportingType | 2015 | 2020 | 2025 | 2030 | 2035 | 2040
BM | 0 | 0 | 0 | 0 | 0 | 0
CC | 33.77 | 106.73 | 200.36 | 153.62 | 195.26 | 188.29
CSP | 0 | 0 | 0 | 0 | 0 | 0
CT | 0 | 0 | 0 | 0 | 0 | 0
Coal | 0 | 0 | 0 | 0 | 0 | 0
Geo | 0 | 0 | 0 | 0 | 0 | 0
H | 0 | 0 | 0 | 0 | 0 | 0
LFG | 0 | 0 | 0 | 0 | 0 | 0
Nuc | 0 | 0 | 0 | 0 | 0 | 0
PS | 0 | 0 | 0 | 0 | 0 | 0
PV | 0 | 0 | 0 | 0 | 0 | 0
PeakG | 0 | 0 | 0 | 0 | 0 | 0
PeakO | 0 | 0 | 0 | 0 | 0 | 0
ST | 0 | 0 | 0 | 0 | 0 | 0
STOG | 0 | 0 | 0 | 0 | 0 | 0
STWD | 0 | 0 | 0 | 0 | 0 | 0
WT | 0 | 0 | 0 | 0 | 0 | 0
IGCC | 0 | 0 | 0 | 0 | 0 | 0
DemandResponse | 0 | 0 | 0 | 0 | 0 | 0
IGCC-CCS | 0 | 0 | 0 | 0 | 0 | 0
WT_off | 0 | 0 | 0 | 0 | 0 | 0
PseudoUnit | 0 | 0 | 0 | 0 | 0 | 0
FixedInterchange | 0 | 0 | 0 | 0 | 0 | 0
Emission Cost by Reporting Type: NYISO_J-K
ReportingType | 2015 | 2020 | 2025 | 2030 | 2035 | 2040
BM | 0 | 0 | 0 | 0 | 0 | 0
CC | 223.13 | 338.22 | 581.82 | 898.91 | 1064.87 | 920.81
CSP | 0 | 0 | 0 | 0 | 0 | 0
CT | 0 | 0 | 0 | 0 | 0 | 0
Coal | 0 | 0 | 0 | 0 | 0 | 0
Geo | 0 | 0 | 0 | 0 | 0 | 0
H | 0 | 0 | 0 | 0 | 0 | 0
LFG | 0 | 0 | 0 | 0 | 0 | 0
Nuc | 0 | 0 | 0 | 0 | 0 | 0
PS | 0 | 0 | 0 | 0 | 0 | 0
PV | 0 | 0 | 0 | 0 | 0 | 0
PeakG | 0.75 | 3.26 | 5.83 | 3.91 | 5.32 | 19.78
PeakO | 0 | 0 | 0 | 0 | 0 | 0
ST | 0 | 0 | 0 | 0 | 0 | 0
STOG | 4.99 | 11.6 | 18.22 | 23.14 | 6 | 14.13
STWD | 0 | 0 | 0 | 0 | 0 | 0
WT | 0 | 0 | 0 | 0 | 0 | 0
IGCC | 0 | 0 | 0 | 0 | 0 | 0
DemandResponse | 0 | 0 | 0 | 0 | 0 | 0
IGCC-CCS | 0 | 0 | 0 | 0 | 0 | 0
WT_off | 0 | 0 | 0 | 0 | 0 | 0
PseudoUnit | 0 | 0 | 0 | 0 | 0 | 0
FixedInterchange | 0 | 0 | 0 | 0 | 0 | 0
Emission Cost by Reporting Type: PJM_E
ReportingType | 2015 | 2020 | 2025 | 2030 | 2035 | 2040
BM | 0 | 0 | 0 | 0 | 0 | 0
CC | 463.83 | 712.54 | 1285.42 | 2312.02 | 3380.98 | 2180.38
CSP | 0 | 0 | 0 | 0 | 0 | 0
CT | 0 | 0.06 | 0.18 | 0 | 0 | 0
Coal | 16.51 | 17.93 | 11.92 | 0.62 | 20.39 | 61.1
Geo | 0 | 0 | 0 | 0 | 0 | 0
H | 0 | 0 | 0 | 0 | 0 | 0
LFG | 0 | 0 | 0 | 0 | 0 | 0
Nuc | 0 | 0 | 0 | 0 | 0 | 0
PS | 0 | 0 | 0 | 0 | 0 | 0
PV | 0 | 0 | 0 | 0 | 0 | 0
PeakG | 0.54 | 9.26 | 17.63 | 40.99 | 53.28 | 53.61
PeakO | 0 | 0 | 0 | 0 | 0 | 0
ST | 0 | 0 | 0 | 0 | 0 | 0
STOG | 4.28 | 11.61 | 0 | 0 | 0 | 0
STWD | 0 | 0 | 0 | 0 | 0 | 0
WT | 0 | 0 | 0 | 0 | 0 | 0
IGCC | 0 | 0 | 0 | 0 | 0 | 0
DemandResponse | 0 | 0 | 0 | 0 | 0 | 0
IGCC-CCS | 0 | 0 | 0 | 0 | 0 | 0
WT_off | 0 | 0 | 0 | 0 | 0 | 0
PseudoUnit | 0 | 0 | 0 | 0 | 0 | 0
FixedInterchange | 0 | 0 | 0 | 0 | 0 | 0
Emission Cost by Reporting Type: PJM_ROM
ReportingType | 2015 | 2020 | 2025 | 2030 | 2035 | 2040
BM | 0 | 0 | 0 | 0 | 0 | 0
CC | 208.09 | 326.66 | 594.93 | 1089.69 | 1466.64 | 683.34
CSP | 0 | 0 | 0 | 0 | 0 | 0
CT | 0 | 0.04 | 0.11 | 0.25 | 0 | 0
Coal | 231.63 | 46.64 | 1.43 | 0.13 | 0.24 | 0
Geo | 0 | 0 | 0 | 0 | 0 | 0
H | 0 | 0 | 0 | 0 | 0 | 0
LFG | 0 | 0 | 0 | 0 | 0 | 0
Nuc | 0 | 0 | 0 | 0 | 0 | 0
PS | 0 | 0 | 0 | 0 | 0 | 0
PV | 0 | 0 | 0 | 0 | 0 | 0
PeakG | 0 | 0.32 | 1.98 | 25.81 | 26.08 | 34.11
PeakO | 0 | 0 | 0 | 0 | 0 | 0
ST | 0 | 0 | 0 | 0 | 0 | 0
STOG | 10.4 | 18.81 | 0.82 | 0 | 0 | 0
STWD | 0 | 0 | 0 | 0 | 0 | 0
WT | 0 | 0 | 0 | 0 | 0 | 0
IGCC | 0 | 0 | 0 | 0 | 0 | 0
DemandResponse | 0 | 0 | 0 | 0 | 0 | 0
IGCC-CCS | 0 | 0 | 0 | 0 | 0 | 0
WT_off | 0 | 0 | 0 | 0 | 0 | 0
PseudoUnit | 0 | 0 | 0 | 0 | 0 | 0
FixedInterchange | 0 | 0 | 0 | 0 | 0 | 0
Emission Cost by Reporting Type: PJM_ROR
ReportingType | 2015 | 2020 | 2025 | 2030 | 2035 | 2040
BM | 0 | 0 | 0 | 0 | 0 | 0
CC | 1637.18 | 3002.8 | 5124.2 | 10354.47 | 15663.87 | 1834.82
CSP | 0 | 0 | 0 | 0 | 0 | 0
CT | 0.05 | 0.12 | 0.2 | 0.45 | 0 | 0
Coal | 4603.08 | 3360.82 | 532.93 | 219.46 | 658.7 | 940.32
Geo | 0 | 0 | 0 | 0 | 0 | 0
H | 0 | 0 | 0 | 0 | 0 | 0
LFG | 0 | 0 | 0 | 0 | 0 | 0
Nuc | 0 | 0 | 0 | 0 | 0 | 0
PS | 0 | 0 | 0 | 0 | 0 | 0
PV | 0 | 0 | 0 | 0 | 0 | 0
PeakG | 16.62 | 23.8 | 63.78 | 135.94 | 174.31 | 62.02
PeakO | 0 | 0 | 0 | 0 | 0 | 0
ST | 0 | 0 | 0 | 0 | 0 | 0
STOG | 6.08 | 16.86 | 27.62 | 0 | 0 | 0
STWD | 0 | 0 | 0 | 0 | 0 | 0
WT | 0 | 0 | 0 | 0 | 0 | 0
IGCC | 0 | 0 | 0 | 0 | 0 | 0
DemandResponse | 0 | 0 | 0 | 0 | 0 | 0
IGCC-CCS | 0 | 0 | 0 | 0 | 0 | 0
WT_off | 0 | 0 | 0 | 0 | 0 | 0
PseudoUnit | 0 | 0 | 0 | 0 | 0 | 0
FixedInterchange | 0 | 0 | 0 | 0 | 0 | 0
Emission Cost by Reporting Type: SOCO
ReportingType | 2015 | 2020 | 2025 | 2030 | 2035 | 2040
BM | 0 | 0 | 0 | 0 | 0 | 0
CC | 1451.79 | 2402.85 | 4062.92 | 5723.26 | 4006.06 | 1170.33
CSP | 0 | 0 | 0 | 0 | 0 | 0
CT | 0 | 0 | 0 | 0 | 0 | 0
Coal | 956 | 449.74 | 40.91 | 122.15 | 226.25 | 322.98
Geo | 0 | 0 | 0 | 0 | 0 | 0
H | 0 | 0 | 0 | 0 | 0 | 0
LFG | 0 | 0 | 0 | 0 | 0 | 0
Nuc | 0 | 0 | 0 | 0 | 0 | 0
PS | 0 | 0 | 0 | 0 | 0 | 0
PV | 0 | 0 | 0 | 0 | 0 | 0
PeakG | 11.29 | 22.15 | 69.46 | 12.84 | 29.59 | 11.83
PeakO | 0 | 0 | 0 | 0 | 0 | 0
ST | 0 | 0 | 0 | 0 | 0 | 0
STOG | 0 | 0 | 0 | 0 | 0 | 0
STWD | 0 | 0 | 0 | 0 | 0 | 0
WT | 0 | 0 | 0 | 0 | 0 | 0
IGCC | 0 | 0 | 0 | 0 | 0 | 0
DemandResponse | 0 | 0 | 0 | 0 | 0 | 0
IGCC-CCS | 0 | 0 | 0 | 0 | 0 | 0
WT_off | 0 | 0 | 0 | 0 | 0 | 0
PseudoUnit | 0 | 0 | 0 | 0 | 0 | 0
FixedInterchange | 0 | 0 | 0 | 0 | 0 | 0
Emission Cost by Reporting Type: SPP_N
ReportingType | 2015 | 2020 | 2025 | 2030 | 2035 | 2040
BM | 0 | 0 | 0 | 0 | 0 | 0
CC | 154.68 | 186.94 | 278.84 | 484.45 | 307.67 | 273.65
CSP | 0 | 0 | 0 | 0 | 0 | 0
CT | 0 | 0 | 0 | 0 | 0 | 0
Coal | 1521.29 | 761.24 | 101.21 | 43.96 | 157.49 | 224.82
Geo | 0 | 0 | 0 | 0 | 0 | 0
H | 0 | 0 | 0 | 0 | 0 | 0
LFG | 0 | 0 | 0 | 0 | 0 | 0
Nuc | 0 | 0 | 0 | 0 | 0 | 0
PS | 0 | 0 | 0 | 0 | 0 | 0
PV | 0 | 0 | 0 | 0 | 0 | 0
PeakG | 0.34 | 0 | 0 | 0 | 0 | 0
PeakO | 0 | 0 | 0 | 0 | 0 | 0
ST | 0 | 0 | 0 | 0 | 0 | 0
STOG | 0 | 0 | 0 | 0 | 0 | 0
STWD | 0 | 0 | 0 | 0 | 0 | 0
WT | 0 | 0 | 0 | 0 | 0 | 0
IGCC | 0 | 0 | 0 | 0 | 0 | 0
DemandResponse | 0 | 0 | 0 | 0 | 0 | 0
IGCC-CCS | 0 | 0 | 0 | 0 | 0 | 0
WT_off | 0 | 0 | 0 | 0 | 0 | 0
PseudoUnit | 0 | 0 | 0 | 0 | 0 | 0
FixedInterchange | 0 | 0 | 0 | 0 | 0 | 0
Emission Cost by Reporting Type: SPP_S
ReportingType | 2015 | 2020 | 2025 | 2030 | 2035 | 2040
BM | 0 | 0 | 0 | 0 | 0 | 0
CC | 437.34 | 832.35 | 1459.32 | 3052.84 | 2348.7 | 2129.52
CSP | 0 | 0 | 0 | 0 | 0 | 0
CT | 0.05 | 0 | 0 | 3.13 | 0 | 0
Coal | 2027.3 | 291.62 | 57.08 | 0 | 0 | 0
Geo | 0 | 0 | 0 | 0 | 0 | 0
H | 0 | 0 | 0 | 0 | 0 | 0
LFG | 0 | 0 | 0 | 0 | 0 | 0
Nuc | 0 | 0 | 0 | 0 | 0 | 0
PS | 0 | 0 | 0 | 0 | 0 | 0
PV | 0 | 0 | 0 | 0 | 0 | 0
PeakG | 0 | 0 | 0 | 0 | 0 | 0
PeakO | 0 | 0 | 0 | 0 | 0 | 0
ST | 0 | 0 | 0 | 0 | 0 | 0
STOG | 34.42 | 17.7 | 59.25 | 146.59 | 54.48 | 0
STWD | 0 | 0 | 0 | 0 | 0 | 0
WT | 0 | 0 | 0 | 0 | 0 | 0
IGCC | 0 | 0 | 0 | 0 | 0 | 0
DemandResponse | 0 | 0 | 0 | 0 | 0 | 0
IGCC-CCS | 0 | 0 | 0 | 0 | 0 | 0
WT_off | 0 | 0 | 0 | 0 | 0 | 0
PseudoUnit | 0 | 0 | 0 | 0 | 0 | 0
FixedInterchange | 0 | 0 | 0 | 0 | 0 | 0
Emission Cost by Reporting Type: TVA
ReportingType | 2015 | 2020 | 2025 | 2030 | 2035 | 2040
BM | 0 | 0 | 0 | 0 | 0 | 0
CC | 460.42 | 983.89 | 1726.99 | 3659.51 | 3364.03 | 485.04
CSP | 0 | 0 | 0 | 0 | 0 | 0
CT | 0 | 0 | 0 | 0 | 0 | 0
Coal | 874.59 | 505.31 | 26.47 | 0 | 0 | 0
Geo | 0 | 0 | 0 | 0 | 0 | 0
H | 0 | 0 | 0 | 0 | 0 | 0
LFG | 0 | 0 | 0 | 0 | 0 | 0
Nuc | 0 | 0 | 0 | 0 | 0 | 0
PS | 0 | 0 | 0 | 0 | 0 | 0
PV | 0 | 0 | 0 | 0 | 0 | 0
PeakG | 0 | 0 | 0 | 0 | 0 | 0
PeakO | 0 | 0 | 0 | 0 | 0 | 0
ST | 0 | 0 | 0 | 0 | 0 | 0
STOG | 0 | 0 | 0 | 0 | 0 | 0
STWD | 0 | 0 | 0 | 0 | 0 | 0
WT | 0 | 0 | 0 | 0 | 0 | 0
IGCC | 0 | 0 | 0 | 0 | 0 | 0
DemandResponse | 0 | 0 | 0 | 0 | 0 | 0
IGCC-CCS | 0 | 0 | 0 | 0 | 0 | 0
WT_off | 0 | 0 | 0 | 0 | 0 | 0
PseudoUnit | 0 | 0 | 0 | 0 | 0 | 0
FixedInterchange | 0 | 0 | 0 | 0 | 0 | 0
Emission Cost by Reporting Type: TVA_Transmission
ReportingType | 2015 | 2020 | 2025 | 2030 | 2035 | 2040
BM | 0 | 0 | 0 | 0 | 0 | 0
CC | 0 | 0 | 0 | 0 | 0 | 0
CSP | 0 | 0 | 0 | 0 | 0 | 0
CT | 0 | 0 | 0 | 0 | 0 | 0
Coal | 0 | 0 | 0 | 0 | 0 | 0
Geo | 0 | 0 | 0 | 0 | 0 | 0
H | 0 | 0 | 0 | 0 | 0 | 0
LFG | 0 | 0 | 0 | 0 | 0 | 0
Nuc | 0 | 0 | 0 | 0 | 0 | 0
PS | 0 | 0 | 0 | 0 | 0 | 0
PV | 0 | 0 | 0 | 0 | 0 | 0
PeakG | 0 | 0 | 0 | 0 | 0 | 0
PeakO | 0 | 0 | 0 | 0 | 0 | 0
ST | 0 | 0 | 0 | 0 | 0 | 0
STOG | 0 | 0 | 0 | 0 | 0 | 0
STWD | 0 | 0 | 0 | 0 | 0 | 0
WT | 0 | 0 | 0 | 0 | 0 | 0
IGCC | 0 | 0 | 0 | 0 | 0 | 0
DemandResponse | 0 | 0 | 0 | 0 | 0 | 0
IGCC-CCS | 0 | 0 | 0 | 0 | 0 | 0
WT_off | 0 | 0 | 0 | 0 | 0 | 0
PseudoUnit | 0 | 0 | 0 | 0 | 0 | 0
FixedInterchange | 0 | 0 | 0 | 0 | 0 | 0
Emission Cost by Reporting Type: VACAR
ReportingType | 2015 | 2020 | 2025 | 2030 | 2035 | 2040
BM | 0 | 0 | 0 | 0 | 0 | 0
CC | 1127.03 | 1560.6 | 2522.48 | 4681.84 | 3486.45 | 1172.93
CSP | 0 | 0 | 0 | 0 | 0 | 0
CT | 1.13 | 1.61 | 5.02 | 0 | 0 | 0
Coal | 618.17 | 518.77 | 112.65 | 58.72 | 115.22 | 164.49
Geo | 0 | 0 | 0 | 0 | 0 | 0
H | 0 | 0 | 0 | 0 | 0 | 0
LFG | 0 | 0 | 0 | 0 | 0 | 0
Nuc | 0 | 0 | 0 | 0 | 0 | 0
PS | 0 | 0 | 0 | 0 | 0 | 0
PV | 0 | 0 | 0 | 0 | 0 | 0
PeakG | 1.66 | 4.61 | 14.25 | 34.6 | 15.49 | 26.73
PeakO | 0 | 0 | 0 | 0 | 0 | 0
ST | 0 | 0 | 0 | 0 | 0 | 0
STOG | 0 | 0 | 0 | 0 | 0 | 0
STWD | 0 | 0 | 0 | 0 | 0 | 0
WT | 0 | 0 | 0 | 0 | 0 | 0
IGCC | 0 | 0 | 0 | 0 | 0 | 0
DemandResponse | 0 | 0 | 0 | 0 | 0 | 0
IGCC-CCS | 0 | 0 | 0 | 0 | 0 | 0
WT_off | 0 | 0 | 0 | 0 | 0 | 0
PseudoUnit | 0 | 0 | 0 | 0 | 0 | 0
FixedInterchange | 0 | 0 | 0 | 0 | 0 | 0
Emission Cost by Reporting Type: IESO
ReportingType | 2015 | 2020 | 2025 | 2030 | 2035 | 2040
BM | 0 | 0 | 0 | 0 | 0 | 0
CC | 53.8 | 6.8 | 2.18 | 8.78 | 10.54 | 15.61
CSP | 0 | 0 | 0 | 0 | 0 | 0
CT | 0 | 0.11 | 0 | 0 | 0 | 0
Coal | 0 | 0 | 0 | 0 | 0 | 0
Geo | 0 | 0 | 0 | 0 | 0 | 0
H | 0 | 0 | 0 | 0 | 0 | 0
LFG | 0 | 0 | 0 | 0 | 0 | 0
Nuc | 0 | 0 | 0 | 0 | 0 | 0
PS | 0 | 0 | 0 | 0 | 0 | 0
PV | 0 | 0 | 0 | 0 | 0 | 0
PeakG | 0 | 0 | 0 | 0 | 0 | 0
PeakO | 0 | 0 | 0 | 0 | 0 | 0
ST | 0 | 0 | 0 | 0 | 0 | 0
STOG | 0 | 0 | 0 | 0 | 0 | 0
STWD | 0 | 0 | 0 | 0 | 0 | 0
WT | 0 | 0 | 0 | 0 | 0 | 0
IGCC | 0 | 0 | 0 | 0 | 0 | 0
DemandResponse | 0 | 0 | 0 | 0 | 0 | 0
IGCC-CCS | 0 | 0 | 0 | 0 | 0 | 0
WT_off | 0 | 0 | 0 | 0 | 0 | 0
PseudoUnit | 0 | 0 | 0 | 0 | 0 | 0
FixedInterchange | 0 | 0 | 0 | 0 | 0 | 0
Emission Cost by Reporting Type: MAPP_CA
ReportingType | 2015 | 2020 | 2025 | 2030 | 2035 | 2040
BM | 0 | 0 | 0 | 0 | 0 | 0
CC | 78.84 | 111.95 | 12.59 | 4.91 | 4.66 | 0
CSP | 0 | 0 | 0 | 0 | 0 | 0
CT | 0 | 0 | 0 | 0 | 0 | 0
Coal | 6.21 | 1.48 | 0 | 0 | 0 | 0
Geo | 0 | 0 | 0 | 0 | 0 | 0
H | 0 | 0 | 0 | 0 | 0 | 0
LFG | 0 | 0 | 0 | 0 | 0 | 0
Nuc | 0 | 0 | 0 | 0 | 0 | 0
PS | 0 | 0 | 0 | 0 | 0 | 0
PV | 0 | 0 | 0 | 0 | 0 | 0
PeakG | 1.48 | 2.1 | 0 | 0 | 0 | 0
PeakO | 0 | 0 | 0 | 0 | 0 | 0
ST | 0 | 0 | 0 | 0 | 0 | 0
STOG | 0.44 | 0.63 | 0 | 0 | 0 | 0
STWD | 0 | 0 | 0 | 0 | 0 | 0
WT | 0 | 0 | 0 | 0 | 0 | 0
IGCC | 0 | 0 | 0 | 0 | 0 | 0
DemandResponse | 0 | 0 | 0 | 0 | 0 | 0
IGCC-CCS | 0 | 0 | 0 | 0 | 0 | 0
WT_off | 0 | 0 | 0 | 0 | 0 | 0
PseudoUnit | 0 | 0 | 0 | 0 | 0 | 0
FixedInterchange | 0 | 0 | 0 | 0 | 0 | 0
Emission Cost by Reporting Type: AZ_NM_SNV_Coal
ReportingType | 2015 | 2020 | 2025 | 2030 | 2035 | 2040
BM | 0 | 0 | 0 | 0 | 0 | 0
CC | 0 | 0 | 0 | 0 | 0 | 0
CSP | 0 | 0 | 0 | 0 | 0 | 0
CT | 0 | 0 | 0 | 0 | 0 | 0
Coal | 1276.3 | 1644.96 | 592.42 | 7.96 | 97.74 | 71.84
Geo | 0 | 0 | 0 | 0 | 0 | 0
H | 0 | 0 | 0 | 0 | 0 | 0
LFG | 0 | 0 | 0 | 0 | 0 | 0
Nuc | 0 | 0 | 0 | 0 | 0 | 0
PS | 0 | 0 | 0 | 0 | 0 | 0
PV | 0 | 0 | 0 | 0 | 0 | 0
PeakG | 0 | 0 | 0 | 0 | 0 | 0
PeakO | 0 | 0 | 0 | 0 | 0 | 0
ST | 0 | 0 | 0 | 0 | 0 | 0
STOG | 0 | 0 | 0 | 0 | 0 | 0
STWD | 0 | 0 | 0 | 0 | 0 | 0
WT | 0 | 0 | 0 | 0 | 0 | 0
IGCC | 0 | 0 | 0 | 0 | 0 | 0
DemandResponse | 0 | 0 | 0 | 0 | 0 | 0
IGCC-CCS | 0 | 0 | 0 | 0 | 0 | 0
WT_off | 0 | 0 | 0 | 0 | 0 | 0
PseudoUnit | 0 | 0 | 0 | 0 | 0 | 0
FixedInterchange | 0 | 0 | 0 | 0 | 0 | 0
Emission Cost by Reporting Type: AZ_NM_SNV_Gas
ReportingType | 2015 | 2020 | 2025 | 2030 | 2035 | 2040
BM | 0 | 0 | 0 | 0 | 0 | 0
CC | 665.63 | 779.42 | 1923.53 | 2657.31 | 1706.18 | 1691.33
CSP | 0 | 0 | 0 | 0 | 0 | 0
CT | 0 | 0 | 0 | 0 | 0 | 0
Coal | 0 | 0 | 0 | 0 | 0 | 0
Geo | 0 | 0 | 0 | 0 | 0 | 0
H | 0 | 0 | 0 | 0 | 0 | 0
LFG | 0 | 0 | 0 | 0 | 0 | 0
Nuc | 0 | 0 | 0 | 0 | 0 | 0
PS | 0 | 0 | 0 | 0 | 0 | 0
PV | 0 | 0 | 0 | 0 | 0 | 0
PeakG | 0 | 0 | 0 | 0 | 0 | 0
PeakO | 0 | 0 | 0 | 0 | 0 | 0
ST | 0 | 0 | 0 | 0 | 0 | 0
STOG | 0 | 0 | 0 | 0 | 0 | 0
STWD | 0 | 0 | 0 | 0 | 0 | 0
WT | 0 | 0 | 0 | 0 | 0 | 0
IGCC | 0 | 0 | 0 | 0 | 0 | 0
DemandResponse | 0 | 0 | 0 | 0 | 0 | 0
IGCC-CCS | 0 | 0 | 0 | 0 | 0 | 0
WT_off | 0 | 0 | 0 | 0 | 0 | 0
PseudoUnit | 0 | 0 | 0 | 0 | 0 | 0
FixedInterchange | 0 | 0 | 0 | 0 | 0 | 0
Emission Cost by Reporting Type: AZ_NM_SNV_NucRenew
ReportingType | 2015 | 2020 | 2025 | 2030 | 2035 | 2040
BM | 0 | 0 | 0 | 0 | 0 | 0
CC | 0 | 0 | 0 | 0 | 0 | 0
CSP | 0 | 0 | 0 | 0 | 0 | 0
CT | 0 | 0 | 0 | 0 | 0 | 0
Coal | 0 | 0 | 0 | 0 | 0 | 0
Geo | 0 | 0 | 0 | 0 | 0 | 0
H | 0 | 0 | 0 | 0 | 0 | 0
LFG | 0 | 0 | 0 | 0 | 0 | 0
Nuc | 0 | 0 | 0 | 0 | 0 | 0
PS | 0 | 0 | 0 | 0 | 0 | 0
PV | 0 | 0 | 0 | 0 | 0 | 0
PeakG | 0 | 0 | 0 | 0 | 0 | 0
PeakO | 0 | 0 | 0 | 0 | 0 | 0
ST | 0 | 0 | 0 | 0 | 0 | 0
STOG | 0 | 0 | 0 | 0 | 0 | 0
STWD | 0 | 0 | 0 | 0 | 0 | 0
WT | 0 | 0 | 0 | 0 | 0 | 0
IGCC | 0 | 0 | 0 | 0 | 0 | 0
DemandResponse | 0 | 0 | 0 | 0 | 0 | 0
IGCC-CCS | 0 | 0 | 0 | 0 | 0 | 0
WT_off | 0 | 0 | 0 | 0 | 0 | 0
PseudoUnit | 0 | 0 | 0 | 0 | 0 | 0
FixedInterchange | 0 | 0 | 0 | 0 | 0 | 0
Emission Cost by Reporting Type: ERCOT
ReportingType | 2015 | 2020 | 2025 | 2030 | 2035 | 2040
BM | 0 | 0 | 0 | 0 | 0 | 0
CC | 2050.26 | 3148.18 | 4440.53 | 8915.89 | 6961.37 | 6727.26
CSP | 0 | 0 | 0 | 0 | 0 | 0
CT | 0 | 0.05 | 0.05 | 0.65 | 0 | 0
Coal | 1096.23 | 989.51 | 69.93 | 92.44 | 198.86 | 283.88
Geo | 0 | 0 | 0 | 0 | 0 | 0
H | 0 | 0 | 0 | 0 | 0 | 0
LFG | 0 | 0 | 0 | 0 | 0 | 0
Nuc | 0 | 0 | 0 | 0 | 0 | 0
PS | 0 | 0 | 0 | 0 | 0 | 0
PV | 0 | 0 | 0 | 0 | 0 | 0
PeakG | 0 | 0.15 | 0 | 3.54 | 6.08 | 8.73
PeakO | 0 | 0 | 0 | 0 | 0 | 0
ST | 0 | 0 | 0 | 0 | 0 | 0
STOG | 30.83 | 68.31 | 34.97 | 69.45 | 0 | 0
STWD | 0 | 0 | 0 | 0 | 0 | 0
WT | 0 | 0 | 0 | 0 | 0 | 0
IGCC | 0 | 0 | 0 | 0 | 0 | 0
DemandResponse | 0 | 0 | 0 | 0 | 0 | 0
IGCC-CCS | 0 | 0 | 0 | 0 | 0 | 0
WT_off | 0 | 0 | 0 | 0 | 0 | 0
PseudoUnit | 0 | 0 | 0 | 0 | 0 | 0
FixedInterchange | 0 | 0 | 0 | 0 | 0 | 0
Emission Cost by Reporting Type: NP15
ReportingType | 2015 | 2020 | 2025 | 2030 | 2035 | 2040
BM | 0 | 0 | 0 | 0 | 0 | 0
CC | 605.28 | 854.14 | 1392.15 | 2173.86 | 1352.94 | 884.8
CSP | 0 | 0 | 0 | 0 | 0 | 0
CT | 0 | 0 | 0 | 0 | 0 | 0
Coal | 42.12 | 0 | 0 | 0 | 0 | 0
Geo | 0 | 0 | 0 | 0 | 0 | 0
H | 0 | 0 | 0 | 0 | 0 | 0
LFG | 0 | 0 | 0 | 0 | 0 | 0
Nuc | 0 | 0 | 0 | 0 | 0 | 0
PS | 0 | 0 | 0 | 0 | 0 | 0
PV | 0 | 0 | 0 | 0 | 0 | 0
PeakG | 0 | 0 | 0 | 0 | 0 | 0
PeakO | 0 | 0 | 0 | 0 | 0 | 0
ST | 0 | 0 | 0 | 0 | 0 | 0
STOG | 1.08 | 0.77 | 2.32 | 0 | 0 | 0
STWD | 0 | 0 | 0 | 0 | 0 | 0
WT | 0 | 0 | 0 | 0 | 0 | 0
IGCC | 0 | 0 | 0 | 0 | 0 | 0
DemandResponse | 0 | 0 | 0 | 0 | 0 | 0
IGCC-CCS | 0 | 0 | 0 | 0 | 0 | 0
WT_off | 0 | 0 | 0 | 0 | 0 | 0
PseudoUnit | 0 | 0 | 0 | 0 | 0 | 0
FixedInterchange | 0 | 0 | 0 | 0 | 0 | 0
Emission Cost by Reporting Type: NWPP_Coal
ReportingType | 2015 | 2020 | 2025 | 2030 | 2035 | 2040
BM | 0 | 0 | 0 | 0 | 0 | 0
CC | 0 | 0 | 0 | 0 | 0 | 0
CSP | 0 | 0 | 0 | 0 | 0 | 0
CT | 0 | 0 | 0 | 0 | 0 | 0
Coal | 1335.96 | 1424.45 | 9.82 | 22.01 | 40.76 | 58.18
Geo | 0 | 0 | 0 | 0 | 0 | 0
H | 0 | 0 | 0 | 0 | 0 | 0
LFG | 0 | 0 | 0 | 0 | 0 | 0
Nuc | 0 | 0 | 0 | 0 | 0 | 0
PS | 0 | 0 | 0 | 0 | 0 | 0
PV | 0 | 0 | 0 | 0 | 0 | 0
PeakG | 0 | 0 | 0 | 0 | 0 | 0
PeakO | 0 | 0 | 0 | 0 | 0 | 0
ST | 0 | 0 | 0 | 0 | 0 | 0
STOG | 0 | 0 | 0 | 0 | 0 | 0
STWD | 0 | 0 | 0 | 0 | 0 | 0
WT | 0 | 0 | 0 | 0 | 0 | 0
IGCC | 0 | 0 | 0 | 0 | 0 | 0
DemandResponse | 0 | 0 | 0 | 0 | 0 | 0
IGCC-CCS | 0 | 0 | 0 | 0 | 0 | 0
WT_off | 0 | 0 | 0 | 0 | 0 | 0
PseudoUnit | 0 | 0 | 0 | 0 | 0 | 0
FixedInterchange | 0 | 0 | 0 | 0 | 0 | 0
Emission Cost by Reporting Type: NWPP_Gas
ReportingType | 2015 | 2020 | 2025 | 2030 | 2035 | 2040
BM | 0 | 0 | 0 | 0 | 0 | 0
CC | 513.35 | 892.37 | 1461.34 | 2038.74 | 588.29 | 716
CSP | 0 | 0 | 0 | 0 | 0 | 0
CT | 0 | 0 | 0 | 0 | 0 | 0
Coal | 0 | 0 | 0 | 0 | 0 | 0
Geo | 0 | 0 | 0 | 0 | 0 | 0
H | 0 | 0 | 0 | 0 | 0 | 0
LFG | 0 | 0 | 0 | 0 | 0 | 0
Nuc | 0 | 0 | 0 | 0 | 0 | 0
PS | 0 | 0 | 0 | 0 | 0 | 0
PV | 0 | 0 | 0 | 0 | 0 | 0
PeakG | 0 | 0 | 0 | 0 | 0 | 0
PeakO | 0 | 0 | 0 | 0 | 0 | 0
ST | 0 | 0 | 0 | 0 | 0 | 0
STOG | 0 | 0 | 0 | 0 | 0 | 0
STWD | 0 | 0 | 0 | 0 | 0 | 0
WT | 0 | 0 | 0 | 0 | 0 | 0
IGCC | 0 | 0 | 0 | 0 | 0 | 0
DemandResponse | 0 | 0 | 0 | 0 | 0 | 0
IGCC-CCS | 0 | 0 | 0 | 0 | 0 | 0
WT_off | 0 | 0 | 0 | 0 | 0 | 0
PseudoUnit | 0 | 0 | 0 | 0 | 0 | 0
FixedInterchange | 0 | 0 | 0 | 0 | 0 | 0
Emission Cost by Reporting Type: NWPP_NucRenew
ReportingType | 2015 | 2020 | 2025 | 2030 | 2035 | 2040
BM | 0 | 0 | 0 | 0 | 0 | 0
CC | 0 | 0 | 0 | 0 | 0 | 0
CSP | 0 | 0 | 0 | 0 | 0 | 0
CT | 0 | 0 | 0 | 0 | 0 | 0
Coal | 0 | 0 | 0 | 0 | 0 | 0
Geo | 0 | 0 | 0 | 0 | 0 | 0
H | 0 | 0 | 0 | 0 | 0 | 0
LFG | 0 | 0 | 0 | 0 | 0 | 0
Nuc | 0 | 0 | 0 | 0 | 0 | 0
PS | 0 | 0 | 0 | 0 | 0 | 0
PV | 0 | 0 | 0 | 0 | 0 | 0
PeakG | 0 | 0 | 0 | 0 | 0 | 0
PeakO | 0 | 0 | 0 | 0 | 0 | 0
ST | 0 | 0 | 0 | 0 | 0 | 0
STOG | 0 | 0 | 0 | 0 | 0 | 0
STWD | 0 | 0 | 0 | 0 | 0 | 0
WT | 0 | 0 | 0 | 0 | 0 | 0
IGCC | 0 | 0 | 0 | 0 | 0 | 0
DemandResponse | 0 | 0 | 0 | 0 | 0 | 0
IGCC-CCS | 0 | 0 | 0 | 0 | 0 | 0
WT_off | 0 | 0 | 0 | 0 | 0 | 0
PseudoUnit | 0 | 0 | 0 | 0 | 0 | 0
FixedInterchange | 0 | 0 | 0 | 0 | 0 | 0
Emission Cost by Reporting Type: RMPA
ReportingType | 2015 | 2020 | 2025 | 2030 | 2035 | 2040
BM | 0 | 0 | 0 | 0 | 0 | 0
CC | 115.5 | 146.18 | 429.98 | 554.23 | 418.41 | 415.29
CSP | 0 | 0 | 0 | 0 | 0 | 0
CT | 0 | 0 | 0 | 0 | 0 | 0
Coal | 1336.07 | 1533.88 | 205.36 | 55.17 | 101.6 | 145.04
Geo | 0 | 0 | 0 | 0 | 0 | 0
H | 0 | 0 | 0 | 0 | 0 | 0
LFG | 0 | 0 | 0 | 0 | 0 | 0
Nuc | 0 | 0 | 0 | 0 | 0 | 0
PS | 0 | 0 | 0 | 0 | 0 | 0
PV | 0 | 0 | 0 | 0 | 0 | 0
PeakG | 0 | 0 | 0 | 0 | 0 | 0
PeakO | 0 | 0 | 0 | 0 | 0 | 0
ST | 0 | 0 | 0 | 0 | 0 | 0
STOG | 0 | 0 | 0 | 0 | 0 | 0
STWD | 0 | 0 | 0 | 0 | 0 | 0
WT | 0 | 0 | 0 | 0 | 0 | 0
IGCC | 0 | 0 | 0 | 0 | 0 | 0
DemandResponse | 0 | 0 | 0 | 0 | 0 | 0
IGCC-CCS | 0 | 0 | 0 | 0 | 0 | 0
WT_off | 0 | 0 | 0 | 0 | 0 | 0
PseudoUnit | 0 | 0 | 0 | 0 | 0 | 0
FixedInterchange | 0 | 0 | 0 | 0 | 0 | 0
Emission Cost by Reporting Type: SP15
ReportingType | 2015 | 2020 | 2025 | 2030 | 2035 | 2040
BM | 0 | 0 | 0 | 0 | 0 | 0
CC | 825.33 | 1057.48 | 1698.69 | 3250.87 | 2720.38 | 2158.32
CSP | 0 | 0 | 0 | 0 | 0 | 0
CT | 0 | 0 | 0 | 0 | 0 | 0
Coal | 39.99 | 30.93 | 0 | 0 | 0 | 0
Geo | 0 | 0 | 0 | 0 | 0 | 0
H | 0 | 0 | 0 | 0 | 0 | 0
LFG | 0 | 0 | 0 | 0 | 0 | 0
Nuc | 0 | 0 | 0 | 0 | 0 | 0
PS | 0 | 0 | 0 | 0 | 0 | 0
PV | 0 | 0 | 0 | 0 | 0 | 0
PeakG | 0 | 0 | 0 | 0 | 0 | 0
PeakO | 0 | 0 | 0 | 0 | 0 | 0
ST | 0 | 0 | 0 | 0 | 0 | 0
STOG | 7.18 | 4.61 | 15.78 | 14.73 | 9.24 | 12.25
STWD | 0 | 0 | 0 | 0 | 0 | 0
WT | 0 | 0 | 0 | 0 | 0 | 0
IGCC | 0 | 0 | 0 | 0 | 0 | 0
DemandResponse | 0 | 0 | 0 | 0 | 0 | 0
IGCC-CCS | 0 | 0 | 0 | 0 | 0 | 0
WT_off | 0 | 0 | 0 | 0 | 0 | 0
PseudoUnit | 0 | 0 | 0 | 0 | 0 | 0
FixedInterchange | 0 | 0 | 0 | 0 | 0 | 0
Emission Cost by Reporting Type: ALB
ReportingType | 2015 | 2020 | 2025 | 2030 | 2035 | 2040
BM | 0 | 0 | 0 | 0 | 0 | 0
CC | 177.21 | 259.19 | 427.25 | 0.31 | 0 | 0.83
CSP | 0 | 0 | 0 | 0 | 0 | 0
CT | 0 | 0 | 0 | 0 | 0 | 0
Coal | 1216.87 | 1727.96 | 2791.11 | 0 | 0 | 0
Geo | 0 | 0 | 0 | 0 | 0 | 0
H | 0 | 0 | 0 | 0 | 0 | 0
LFG | 0 | 0 | 0 | 0 | 0 | 0
Nuc | 0 | 0 | 0 | 0 | 0 | 0
PS | 0 | 0 | 0 | 0 | 0 | 0
PV | 0 | 0 | 0 | 0 | 0 | 0
PeakG | 0 | 0 | 0 | 0 | 0 | 0.52
PeakO | 0 | 0 | 0 | 0 | 0 | 0
ST | 0 | 0 | 0 | 0 | 0 | 0
STOG | 0 | 0 | 0 | 0 | 0 | 0
STWD | 0 | 0 | 0 | 0 | 0 | 0
WT | 0 | 0 | 0 | 0 | 0 | 0
IGCC | 0 | 0 | 0 | 0 | 0 | 0
DemandResponse | 0 | 0 | 0 | 0 | 0 | 0
IGCC-CCS | 0 | 0 | 0 | 0 | 0 | 0
WT_off | 0 | 0 | 0 | 0 | 0 | 0
PseudoUnit | 0 | 0 | 0 | 0 | 0 | 0
FixedInterchange | 0 | 0 | 0 | 0 | 0 | 0
Emission Cost by Reporting Type: BC
ReportingType | 2015 | 2020 | 2025 | 2030 | 2035 | 2040
BM | 0 | 0 | 0 | 0 | 0 | 0
CC | 43.75 | 62.13 | 101.74 | 144.61 | 0 | 0
CSP | 0 | 0 | 0 | 0 | 0 | 0
CT | 0 | 0 | 0 | 0 | 0 | 0
Coal | 0 | 0 | 0 | 0 | 0 | 0
Geo | 0 | 0 | 0 | 0 | 0 | 0
H | 0 | 0 | 0 | 0 | 0 | 0
LFG | 0 | 0 | 0 | 0 | 0 | 0
Nuc | 0 | 0 | 0 | 0 | 0 | 0
PS | 0 | 0 | 0 | 0 | 0 | 0
PV | 0 | 0 | 0 | 0 | 0 | 0
PeakG | 0 | 0 | 0 | 0 | 0 | 0
PeakO | 0 | 0 | 0 | 0 | 0 | 0
ST | 0 | 0 | 0 | 0 | 0 | 0
STOG | 0 | 0 | 0 | 0 | 0 | 0
STWD | 0 | 0 | 0 | 0 | 0 | 0
WT | 0 | 0 | 0 | 0 | 0 | 0
IGCC | 0 | 0 | 0 | 0 | 0 | 0
DemandResponse | 0 | 0 | 0 | 0 | 0 | 0
IGCC-CCS | 0 | 0 | 0 | 0 | 0 | 0
WT_off | 0 | 0 | 0 | 0 | 0 | 0
PseudoUnit | 0 | 0 | 0 | 0 | 0 | 0
FixedInterchange | 0 | 0 | 0 | 0 | 0 | 0
Emission Cost by Reporting Type: HQ_IESO
ReportingType | 2015 | 2020 | 2025 | 2030 | 2035 | 2040
BM | 0 | 0 | 0 | 0 | 0 | 0
CC | 0 | 0 | 0 | 0 | 0 | 0
CSP | 0 | 0 | 0 | 0 | 0 | 0
CT | 0 | 0 | 0 | 0 | 0 | 0
Coal | 0 | 0 | 0 | 0 | 0 | 0
Geo | 0 | 0 | 0 | 0 | 0 | 0
H | 0 | 0 | 0 | 0 | 0 | 0
LFG | 0 | 0 | 0 | 0 | 0 | 0
Nuc | 0 | 0 | 0 | 0 | 0 | 0
PS | 0 | 0 | 0 | 0 | 0 | 0
PV | 0 | 0 | 0 | 0 | 0 | 0
PeakG | 0 | 0 | 0 | 0 | 0 | 0
PeakO | 0 | 0 | 0 | 0 | 0 | 0
ST | 0 | 0 | 0 | 0 | 0 | 0
STOG | 0 | 0 | 0 | 0 | 0 | 0
STWD | 0 | 0 | 0 | 0 | 0 | 0
WT | 0 | 0 | 0 | 0 | 0 | 0
IGCC | 0 | 0 | 0 | 0 | 0 | 0
DemandResponse | 0 | 0 | 0 | 0 | 0 | 0
IGCC-CCS | 0 | 0 | 0 | 0 | 0 | 0
WT_off | 0 | 0 | 0 | 0 | 0 | 0
PseudoUnit | 0 | 0 | 0 | 0 | 0 | 0
FixedInterchange | 0 | 0 | 0 | 0 | 0 | 0
Emission Cost by Reporting Type: HQ_NEISO
ReportingType | 2015 | 2020 | 2025 | 2030 | 2035 | 2040
BM | 0 | 0 | 0 | 0 | 0 | 0
CC | 0 | 0 | 0 | 0 | 0 | 0
CSP | 0 | 0 | 0 | 0 | 0 | 0
CT | 0 | 0 | 0 | 0 | 0 | 0
Coal | 0 | 0 | 0 | 0 | 0 | 0
Geo | 0 | 0 | 0 | 0 | 0 | 0
H | 0 | 0 | 0 | 0 | 0 | 0
LFG | 0 | 0 | 0 | 0 | 0 | 0
Nuc | 0 | 0 | 0 | 0 | 0 | 0
PS | 0 | 0 | 0 | 0 | 0 | 0
PV | 0 | 0 | 0 | 0 | 0 | 0
PeakG | 0 | 0 | 0 | 0 | 0 | 0
PeakO | 0 | 0 | 0 | 0 | 0 | 0
ST | 0 | 0 | 0 | 0 | 0 | 0
STOG | 0 | 0 | 0 | 0 | 0 | 0
STWD | 0 | 0 | 0 | 0 | 0 | 0
WT | 0 | 0 | 0 | 0 | 0 | 0
IGCC | 0 | 0 | 0 | 0 | 0 | 0
DemandResponse | 0 | 0 | 0 | 0 | 0 | 0
IGCC-CCS | 0 | 0 | 0 | 0 | 0 | 0
WT_off | 0 | 0 | 0 | 0 | 0 | 0
PseudoUnit | 0 | 0 | 0 | 0 | 0 | 0
FixedInterchange | 0 | 0 | 0 | 0 | 0 | 0
Emission Cost by Reporting Type: HQ_NY
ReportingType | 2015 | 2020 | 2025 | 2030 | 2035 | 2040
BM | 0 | 0 | 0 | 0 | 0 | 0
CC | 0 | 0 | 0 | 0 | 0 | 0
CSP | 0 | 0 | 0 | 0 | 0 | 0
CT | 0 | 0 | 0 | 0 | 0 | 0
Coal | 0 | 0 | 0 | 0 | 0 | 0
Geo | 0 | 0 | 0 | 0 | 0 | 0
H | 0 | 0 | 0 | 0 | 0 | 0
LFG | 0 | 0 | 0 | 0 | 0 | 0
Nuc | 0 | 0 | 0 | 0 | 0 | 0
PS | 0 | 0 | 0 | 0 | 0 | 0
PV | 0 | 0 | 0 | 0 | 0 | 0
PeakG | 0 | 0 | 0 | 0 | 0 | 0
PeakO | 0 | 0 | 0 | 0 | 0 | 0
ST | 0 | 0 | 0 | 0 | 0 | 0
STOG | 0 | 0 | 0 | 0 | 0 | 0
STWD | 0 | 0 | 0 | 0 | 0 | 0
WT | 0 | 0 | 0 | 0 | 0 | 0
IGCC | 0 | 0 | 0 | 0 | 0 | 0
DemandResponse | 0 | 0 | 0 | 0 | 0 | 0
IGCC-CCS | 0 | 0 | 0 | 0 | 0 | 0
WT_off | 0 | 0 | 0 | 0 | 0 | 0
PseudoUnit | 0 | 0 | 0 | 0 | 0 | 0
FixedInterchange | 0 | 0 | 0 | 0 | 0 | 0
Emission Cost by Reporting Type: MARITIMES
ReportingType | 2015 | 2020 | 2025 | 2030 | 2035 | 2040
BM | 0 | 0 | 0 | 0 | 0 | 0
CC | 0 | 0 | 0 | 0 | 0 | 0
CSP | 0 | 0 | 0 | 0 | 0 | 0
CT | 0 | 0 | 0 | 0 | 0 | 0
Coal | 0 | 0 | 0 | 0 | 0 | 0
Geo | 0 | 0 | 0 | 0 | 0 | 0
H | 0 | 0 | 0 | 0 | 0 | 0
LFG | 0 | 0 | 0 | 0 | 0 | 0
Nuc | 0 | 0 | 0 | 0 | 0 | 0
PS | 0 | 0 | 0 | 0 | 0 | 0
PV | 0 | 0 | 0 | 0 | 0 | 0
PeakG | 0 | 0 | 0 | 0 | 0 | 0
PeakO | 0 | 0 | 0 | 0 | 0 | 0
ST | 0 | 0 | 0 | 0 | 0 | 0
STOG | 0 | 0 | 0 | 0 | 0 | 0
STWD | 0 | 0 | 0 | 0 | 0 | 0
WT | 0 | 0 | 0 | 0 | 0 | 0
IGCC | 0 | 0 | 0 | 0 | 0 | 0
DemandResponse | 0 | 0 | 0 | 0 | 0 | 0
IGCC-CCS | 0 | 0 | 0 | 0 | 0 | 0
WT_off | 0 | 0 | 0 | 0 | 0 | 0
PseudoUnit | 0 | 0 | 0 | 0 | 0 | 0
FixedInterchange | 0 | 0 | 0 | 0 | 0 | 0
Emission Cost by Reporting Type: All
ReportingType | 2015 | 2020 | 2025 | 2030 | 2035 | 2040
BM | 0 | 0 | 0 | 0 | 0 | 0
CC | 15712.92 | 26777.57 | 43923.57 | 76359.95 | 78061.06 | 33932.12
CSP | 0 | 0 | 0 | 0 | 0 | 0
CT | 8.72 | 20.44 | 39.87 | 31.12 | 0 | 0
Coal | 27193.51 | 16932.73 | 5309.66 | 930.76 | 2665.34 | 3867.9
Geo | 0 | 0 | 0 | 0 | 0 | 0
H | 0 | 0 | 0 | 0 | 0 | 0
LFG | 0 | 0 | 0 | 0 | 0 | 0
Nuc | 0 | 0 | 0 | 0 | 0 | 0
PS | 0 | 0 | 0 | 0 | 0 | 0
PV | 0 | 0 | 0 | 0 | 0 | 0
PeakG | 48.09 | 98.66 | 217.51 | 328.7 | 411.14 | 280.38
PeakO | 0 | 0 | 0 | 0 | 0 | 0
ST | 0 | 0 | 0 | 0 | 0 | 0
STOG | 110.8 | 166.43 | 165.76 | 254.54 | 69.72 | 26.38
STWD | 0 | 0 | 0 | 0 | 0 | 0
WT | 0 | 0 | 0 | 0 | 0 | 0
IGCC | 100.97 | 143.38 | 33.94 | 0 | 0 | 0
DemandResponse | 0 | 0 | 0 | 0 | 0 | 0
IGCC-CCS | 0 | 0 | 0 | 0 | 0 | 0
WT_off | 0 | 0 | 0 | 0 | 0 | 0
PseudoUnit | 0 | 0 | 0 | 0 | 0 | 0
FixedInterchange | 0 | 0 | 0 | 0 | 0 | 0
Emission Cost by Reporting Type: EI_US
ReportingType | 2015 | 2020 | 2025 | 2030 | 2035 | 2040
BM | 0 | 0 | 0 | 0 | 0 | 0
CC | 10583.96 | 19459.72 | 32033.58 | 56610.44 | 64298.3 | 21322.69
CSP | 0 | 0 | 0 | 0 | 0 | 0
CT | 8.72 | 20.28 | 39.82 | 30.46 | 0 | 0
Coal | 20843.75 | 9579.56 | 1641.01 | 753.19 | 2226.38 | 3308.96
Geo | 0 | 0 | 0 | 0 | 0 | 0
H | 0 | 0 | 0 | 0 | 0 | 0
LFG | 0 | 0 | 0 | 0 | 0 | 0
Nuc | 0 | 0 | 0 | 0 | 0 | 0
PS | 0 | 0 | 0 | 0 | 0 | 0
PV | 0 | 0 | 0 | 0 | 0 | 0
PeakG | 46.61 | 96.41 | 217.51 | 325.16 | 405.06 | 271.13
PeakO | 0 | 0 | 0 | 0 | 0 | 0
ST | 0 | 0 | 0 | 0 | 0 | 0
STOG | 71.27 | 92.11 | 112.7 | 170.36 | 60.48 | 14.13
STWD | 0 | 0 | 0 | 0 | 0 | 0
WT | 0 | 0 | 0 | 0 | 0 | 0
IGCC | 100.97 | 143.38 | 33.94 | 0 | 0 | 0
DemandResponse | 0 | 0 | 0 | 0 | 0 | 0
IGCC-CCS | 0 | 0 | 0 | 0 | 0 | 0
WT_off | 0 | 0 | 0 | 0 | 0 | 0
PseudoUnit | 0 | 0 | 0 | 0 | 0 | 0
FixedInterchange | 0 | 0 | 0 | 0 | 0 | 0
Emission Cost by Reporting Type: EI_Canada
ReportingType | 2015 | 2020 | 2025 | 2030 | 2035 | 2040
BM | 0 | 0 | 0 | 0 | 0 | 0
CC | 132.63 | 118.75 | 14.77 | 13.69 | 15.2 | 15.61
CSP | 0 | 0 | 0 | 0 | 0 | 0
CT | 0 | 0.11 | 0 | 0 | 0 | 0
Coal | 6.21 | 1.48 | 0 | 0 | 0 | 0
Geo | 0 | 0 | 0 | 0 | 0 | 0
H | 0 | 0 | 0 | 0 | 0 | 0
LFG | 0 | 0 | 0 | 0 | 0 | 0
Nuc | 0 | 0 | 0 | 0 | 0 | 0
PS | 0 | 0 | 0 | 0 | 0 | 0
PV | 0 | 0 | 0 | 0 | 0 | 0
PeakG | 1.48 | 2.1 | 0 | 0 | 0 | 0
PeakO | 0 | 0 | 0 | 0 | 0 | 0
ST | 0 | 0 | 0 | 0 | 0 | 0
STOG | 0.44 | 0.63 | 0 | 0 | 0 | 0
STWD | 0 | 0 | 0 | 0 | 0 | 0
WT | 0 | 0 | 0 | 0 | 0 | 0
IGCC | 0 | 0 | 0 | 0 | 0 | 0
DemandResponse | 0 | 0 | 0 | 0 | 0 | 0
IGCC-CCS | 0 | 0 | 0 | 0 | 0 | 0
WT_off | 0 | 0 | 0 | 0 | 0 | 0
PseudoUnit | 0 | 0 | 0 | 0 | 0 | 0
FixedInterchange | 0 | 0 | 0 | 0 | 0 | 0
Emission Cost by Reporting Type: EI
ReportingType | 2015 | 2020 | 2025 | 2030 | 2035 | 2040
BM | 0 | 0 | 0 | 0 | 0 | 0
CC | 10716.6 | 19578.48 | 32048.34 | 56624.13 | 64313.5 | 21338.3
CSP | 0 | 0 | 0 | 0 | 0 | 0
CT | 8.72 | 20.39 | 39.82 | 30.46 | 0 | 0
Coal | 20849.95 | 9581.04 | 1641.01 | 753.19 | 2226.38 | 3308.96
Geo | 0 | 0 | 0 | 0 | 0 | 0
H | 0 | 0 | 0 | 0 | 0 | 0
LFG | 0 | 0 | 0 | 0 | 0 | 0
Nuc | 0 | 0 | 0 | 0 | 0 | 0
PS | 0 | 0 | 0 | 0 | 0 | 0
PV | 0 | 0 | 0 | 0 | 0 | 0
PeakG | 48.09 | 98.51 | 217.51 | 325.16 | 405.06 | 271.13
PeakO | 0 | 0 | 0 | 0 | 0 | 0
ST | 0 | 0 | 0 | 0 | 0 | 0
STOG | 71.71 | 92.74 | 112.7 | 170.36 | 60.48 | 14.13
STWD | 0 | 0 | 0 | 0 | 0 | 0
WT | 0 | 0 | 0 | 0 | 0 | 0
IGCC | 100.97 | 143.38 | 33.94 | 0 | 0 | 0
DemandResponse | 0 | 0 | 0 | 0 | 0 | 0
IGCC-CCS | 0 | 0 | 0 | 0 | 0 | 0
WT_off | 0 | 0 | 0 | 0 | 0 | 0
PseudoUnit | 0 | 0 | 0 | 0 | 0 | 0
FixedInterchange | 0 | 0 | 0 | 0 | 0 | 0
Emission Cost by Reporting Type: Outside_EI
ReportingType | 2015 | 2020 | 2025 | 2030 | 2035 | 2040
BM | 0 | 0 | 0 | 0 | 0 | 0
CC | 4996.32 | 7199.09 | 11875.23 | 19735.83 | 13747.57 | 12593.82
CSP | 0 | 0 | 0 | 0 | 0 | 0
CT | 0 | 0.05 | 0.05 | 0.65 | 0 | 0
Coal | 6343.55 | 7351.69 | 3668.65 | 177.57 | 438.96 | 558.94
Geo | 0 | 0 | 0 | 0 | 0 | 0
H | 0 | 0 | 0 | 0 | 0 | 0
LFG | 0 | 0 | 0 | 0 | 0 | 0
Nuc | 0 | 0 | 0 | 0 | 0 | 0
PS | 0 | 0 | 0 | 0 | 0 | 0
PV | 0 | 0 | 0 | 0 | 0 | 0
PeakG | 0 | 0.15 | 0 | 3.54 | 6.08 | 9.25
PeakO | 0 | 0 | 0 | 0 | 0 | 0
ST | 0 | 0 | 0 | 0 | 0 | 0
STOG | 39.1 | 73.69 | 53.06 | 84.18 | 9.24 | 12.25
STWD | 0 | 0 | 0 | 0 | 0 | 0
WT | 0 | 0 | 0 | 0 | 0 | 0
IGCC | 0 | 0 | 0 | 0 | 0 | 0
DemandResponse | 0 | 0 | 0 | 0 | 0 | 0
IGCC-CCS | 0 | 0 | 0 | 0 | 0 | 0
WT_off | 0 | 0 | 0 | 0 | 0 | 0
PseudoUnit | 0 | 0 | 0 | 0 | 0 | 0
FixedInterchange | 0 | 0 | 0 | 0 | 0 | 0
#8 | Base VOM Costs ($million)
Base VOM Costs by Reporting Type: Entergy
ReportingType | 2015 | 2020 | 2025 | 2030 | 2035 | 2040
BM | 0 | 0 | 0 | 0 | 134.99 | 375.9
CC | 200.77 | 314.9 | 312.28 | 281.35 | 146.13 | 41.72
CSP | 0 | 0 | 0 | 0 | 0 | 0
CT | 0 | 0 | 0 | 0 | 0 | 0
Coal | 224.36 | 23.53 | 2.53 | 0 | 0 | 0
Geo | 0 | 0 | 0 | 0 | 0 | 0
H | 0 | 0 | 0 | 0 | 0.04 | 0.04
LFG | 0 | 0 | 0.01 | 0.01 | 0.01 | 0.01
Nuc | 100.26 | 100.26 | 100.26 | 100.26 | 132.49 | 114.05
PS | 0 | 0 | 0 | 0 | 0 | 0
PV | 0 | 0 | 0 | 0 | 0 | 0
PeakG | 0 | 0 | 0 | 0 | 0 | 0
PeakO | 0 | 0 | 0 | 0 | 0 | 0
ST | 0 | 0 | 0 | 0 | 0 | 0
STOG | 0.69 | 1.14 | 0 | 0 | 0 | 0
STWD | 0.05 | 0.18 | 0.31 | 2.11 | 3.43 | 2.67
WT | 0 | 0 | 0 | 0 | 0 | 0
IGCC | 0 | 0 | 0 | 0 | 0 | 0
DemandResponse | 0 | 0 | 0 | 0 | 0 | 0
IGCC-CCS | 0 | 0 | 0 | 0 | 0 | 0
WT_off | 0 | 0 | 0 | 0 | 0 | 0
PseudoUnit | 0 | 0 | 0 | 0 | 0 | 0
FixedInterchange | 0 | 0 | 0 | 0 | 0 | 0
Base VOM Costs by Reporting Type: FRCC
ReportingType | 2015 | 2020 | 2025 | 2030 | 2035 | 2040
BM | 0 | 0 | 0 | 0 | 0 | 55.77
CC | 562.58 | 580.72 | 569.09 | 362.3 | 161.42 | 102.22
CSP | 0 | 0 | 0 | 0 | 0 | 0
CT | 4.8 | 8.25 | 9.38 | 3.27 | 0 | 0
Coal | 66.15 | 25.04 | 3.7 | 3.83 | 12.48 | 14.55
Geo | 0 | 0 | 0 | 0 | 0 | 0
H | 0 | 0 | 0 | 0 | 0 | 0
LFG | 0.04 | 0.04 | 0.06 | 0.06 | 0.06 | 0.06
Nuc | 76.4 | 76.4 | 122.19 | 294.71 | 406.77 | 433.13
PS | 0 | 0 | 0 | 0 | 0 | 0
PV | 0 | 0 | 0 | 0 | 0 | 0
PeakG | 3.21 | 5.11 | 6.07 | 0.53 | 0.66 | 0.58
PeakO | 0 | 0 | 0 | 0 | 0 | 0
ST | 0 | 0 | 0 | 0 | 0 | 0
STOG | 0.21 | 0.21 | 0 | 0 | 0 | 0
STWD | 0.31 | 0.6 | 3.24 | 3.24 | 3.24 | 2
WT | 0 | 0 | 0 | 0 | 0 | 0
IGCC | 0 | 0 | 0 | 0 | 0 | 0
DemandResponse | 0 | 0 | 0 | 0 | 0 | 0
IGCC-CCS | 0 | 0 | 0 | 0 | 0 | 0
WT_off | 0 | 0 | 0 | 0 | 0 | 0
PseudoUnit | 0 | 0 | 0 | 0 | 0 | 0
FixedInterchange | 0 | 0 | 0 | 0 | 0 | 0
Base VOM Costs by Reporting Type: MAPP_US
ReportingType | 2015 | 2020 | 2025 | 2030 | 2035 | 2040
BM | 0 | 0 | 0 | 0 | 1.3 | 1.9
CC | 3.24 | 0.48 | 0.72 | 0.45 | 0.45 | 0.13
CSP | 0 | 0 | 0 | 0 | 0 | 0
CT | 0 | 0 | 0 | 0 | 0 | 0
Coal | 42.12 | 15.52 | 0.14 | 0 | 0 | 0
Geo | 0 | 0 | 0 | 0 | 0 | 0
H | 0 | 0 | 0 | 0 | 0 | 0
LFG | 0 | 0 | 0 | 0.01 | 0.01 | 0.01
Nuc | 0 | 0 | 0 | 0 | 0 | 0
PS | 0 | 0 | 0 | 0 | 0 | 0
PV | 0 | 0 | 0 | 0 | 0 | 0
PeakG | 0.47 | 0.57 | 0.7 | 0.75 | 0.57 | 0.41
PeakO | 0 | 0 | 0 | 0 | 0 | 0
ST | 0 | 0 | 0 | 0 | 0 | 0
STOG | 0 | 0 | 0 | 0 | 0 | 0
STWD | 0 | 0 | 0 | 0 | 0 | 0
WT | 0.07 | 0.31 | 0.47 | 0.47 | 0.47 | 0.47
IGCC | 0 | 0 | 0 | 0 | 0 | 0
DemandResponse | 0 | 0 | 0 | 0 | 0 | 0
IGCC-CCS | 0 | 0 | 0 | 0 | 0 | 0
WT_off | 0 | 0 | 0 | 0 | 0 | 0
PseudoUnit | 0 | 0 | 0 | 0 | 0 | 0
FixedInterchange | 0 | 0 | 0 | 0 | 0 | 0
Base VOM Costs by Reporting Type: MISO_IN
ReportingType | 2015 | 2020 | 2025 | 2030 | 2035 | 2040
BM | 0 | 0 | 0 | 0 | 0 | 229.25
CC | 36.53 | 610.47 | 614.13 | 560.83 | 488.29 | 107.8
CSP | 0 | 0 | 0 | 0 | 0 | 0
CT | 0 | 0 | 0 | 0 | 0 | 0
Coal | 191.32 | 89.35 | 11.88 | 20.66 | 59.43 | 60.99
Geo | 0 | 0 | 0 | 0 | 0 | 0
H | 0 | 0 | 0 | 0 | 0 | 0
LFG | 0 | 0 | 0.01 | 0.01 | 0.01 | 0.01
Nuc | 0 | 0 | 0 | 0 | 0 | 9.36
PS | 0 | 0 | 0 | 0 | 0 | 0
PV | 0 | 0 | 0 | 0 | 0 | 0
PeakG | 0 | 0 | 0 | 0 | 0 | 0
PeakO | 0 | 0 | 0 | 0 | 0 | 0
ST | 0 | 0 | 0 | 0 | 0 | 0
STOG | 0.07 | 0.07 | 0.07 | 0.02 | 0 | 0
STWD | 0 | 0 | 0 | 0 | 0 | 0
WT | 0.02 | 0.02 | 0.02 | 0.02 | 0.02 | 0.02
IGCC | 30.43 | 30.43 | 4.4 | 0 | 0 | 0
DemandResponse | 0 | 0 | 0 | 0 | 0 | 0
IGCC-CCS | 0 | 0 | 0 | 0 | 0 | 0
WT_off | 0 | 0 | 0 | 0 | 0 | 0
PseudoUnit | 0 | 0 | 0 | 0 | 0 | 0
FixedInterchange | 0 | 0 | 0 | 0 | 0 | 0
Base VOM Costs by Reporting Type: MISO_MI
ReportingType | 2015 | 2020 | 2025 | 2030 | 2035 | 2040
BM | 0 | 0 | 0 | 0 | 0 | 179.19
CC | 54.21 | 50.21 | 53.43 | 35.33 | 30.32 | 0.91
CSP | 0 | 0 | 0 | 0 | 0 | 0
CT | 0 | 0 | 0 | 0 | 0 | 0
Coal | 97.03 | 0 | 0 | 0 | 0 | 0
Geo | 0 | 0 | 0 | 0 | 0 | 0
H | 0 | 0 | 0 | 0 | 0 | 0
LFG | 0.01 | 0.02 | 0.03 | 0.03 | 0.03 | 0.03
Nuc | 34.93 | 34.93 | 34.93 | 34.93 | 43.37 | 115.78
PS | 0 | 0 | 0 | 0 | 0 | 0
PV | 0 | 0 | 0 | 0 | 0 | 0
PeakG | 0.12 | 0 | 0 | 0 | 0 | 0
PeakO | 0 | 0 | 0 | 0 | 0 | 0
ST | 0 | 0 | 0 | 0 | 0 | 0
STOG | 0.67 | 0.21 | 0.34 | 0 | 0 | 0
STWD | 2.71 | 2.71 | 2.24 | 2.27 | 2.71 | 2.71
WT | 0.06 | 0.06 | 0.06 | 0.06 | 0.06 | 0.06
IGCC | 0 | 0 | 0 | 0 | 0 | 0
DemandResponse | 0 | 0 | 0 | 0 | 0 | 0
IGCC-CCS | 0 | 0 | 0 | 0 | 0 | 0
WT_off | 0 | 0 | 0 | 0 | 0 | 0
PseudoUnit | 0 | 0 | 0 | 0 | 0 | 0
FixedInterchange | 0 | 0 | 0 | 0 | 0 | 0
Base VOM Costs by Reporting Type: MISO_MO-IL
ReportingType | 2015 | 2020 | 2025 | 2030 | 2035 | 2040
BM | 0 | 0 | 0 | 0 | 0 | 5.01
CC | 6.44 | 7.35 | 7.62 | 2.33 | 2.09 | 0.73
CSP | 0 | 0 | 0 | 0 | 0 | 0
CT | 0 | 0 | 0 | 0 | 0 | 0
Coal | 285.18 | 71.26 | 13.52 | 3.7 | 12.31 | 12.31
Geo | 0 | 0 | 0 | 0 | 0 | 0
H | 0 | 0 | 0.02 | 0.02 | 0.02 | 0.02
LFG | 0 | 0 | 0 | 0.02 | 0.02 | 0.02
Nuc | 41.29 | 41.29 | 41.29 | 41.29 | 41.29 | 41.29
PS | 0 | 0 | 0 | 0 | 0 | 0
PV | 0 | 0 | 0 | 0 | 0 | 0
PeakG | 0.97 | 3.67 | 0.86 | 3.6 | 3.51 | 1.44
PeakO | 0 | 0 | 0 | 0 | 0 | 0
ST | 0 | 0 | 0 | 0 | 0 | 0
STOG | 0.01 | 0.04 | 0 | 0 | 0 | 0
STWD | 0 | 0 | 0 | 0 | 0 | 0
WT | 0.02 | 0.02 | 0.21 | 0.21 | 0.21 | 0.21
IGCC | 0 | 0 | 0 | 0 | 0 | 0
DemandResponse | 0 | 0 | 0 | 0 | 0 | 0
IGCC-CCS | 0 | 0 | 0 | 0 | 0 | 0
WT_off | 0 | 0 | 0 | 0 | 0 | 0
PseudoUnit | 0 | 0 | 0 | 0 | 0 | 0
FixedInterchange | 0 | 0 | 0 | 0 | 0 | 0
Base VOM Costs by Reporting Type: MISO_W
ReportingType | 2015 | 2020 | 2025 | 2030 | 2035 | 2040
BM | 0 | 0 | 0 | 0 | 0 | 0
CC | 20.81 | 28.55 | 9.73 | 7.4 | 4.66 | 2.66
CSP | 0 | 0 | 0 | 0 | 0 | 0
CT | 0 | 0 | 0 | 0 | 0 | 0
Coal | 272.58 | 118.68 | 17.66 | 13.1 | 13.1 | 13.1
Geo | 0 | 0 | 0 | 0 | 0 | 0
H | 0 | 0 | 0 | 0 | 0 | 0
LFG | 0.02 | 0.02 | 0.02 | 0.02 | 0.02 | 0.02
Nuc | 43.67 | 43.67 | 43.67 | 43.67 | 0 | 0
PS | 0 | 0 | 0 | 0 | 0 | 0
PV | 0 | 0 | 0 | 0 | 0 | 0
PeakG | 1.34 | 2.1 | 0.04 | 0 | 0.42 | 0
PeakO | 0 | 0 | 0 | 0 | 0 | 0
ST | 0 | 0 | 0 | 0 | 0 | 0
STOG | 0 | 0 | 0 | 0 | 0 | 0
STWD | 0.14 | 0.3 | 0.49 | 3.2 | 5.21 | 4.4
WT | 0.32 | 0.32 | 1.64 | 1.64 | 1.64 | 1.71
IGCC | 0 | 0 | 0 | 0 | 0 | 0
DemandResponse | 0 | 0 | 0 | 0 | 0 | 0
IGCC-CCS | 0 | 0 | 0 | 0 | 0 | 0
WT_off | 0 | 0 | 0 | 0 | 0 | 0
PseudoUnit | 0 | 0 | 0 | 0 | 0 | 0
FixedInterchange | 0 | 0 | 0 | 0 | 0 | 0
Base VOM Costs by Reporting Type: MISO_WUMS
ReportingType | 2015 | 2020 | 2025 | 2030 | 2035 | 2040
BM | 0 | 0 | 0 | 0 | 0 | 119.42
CC | 245.17 | 239.09 | 220.55 | 166.28 | 158.73 | 3.23
CSP | 0 | 0 | 0 | 0 | 0 | 0
CT | 0 | 0 | 0 | 0 | 0 | 0
Coal | 43.56 | 6.4 | 3.73 | 4.37 | 10.27 | 15.42
Geo | 0 | 0 | 0 | 0 | 0 | 0
H | 0 | 0 | 0 | 0 | 0 | 0
LFG | 0.01 | 0.01 | 0.01 | 0.03 | 0.03 | 0.03
Nuc | 33.6 | 33.6 | 33.6 | 48.16 | 34.19 | 34.19
PS | 0 | 0 | 0 | 0 | 0 | 0
PV | 0 | 0 | 0 | 0 | 0 | 0
PeakG | 0 | 0 | 0 | 0 | 0 | 0
PeakO | 0 | 0 | 0 | 0 | 0 | 0
ST | 0 | 0 | 0 | 0 | 0 | 0
STOG | 0 | 0 | 0 | 0 | 0 | 0
STWD | 0.12 | 0.1 | 0.15 | 0.56 | 1.75 | 1.57
WT | 0.05 | 0.05 | 0.05 | 0.05 | 0.05 | 0.05
IGCC | 0 | 0 | 0 | 0 | 0 | 0
DemandResponse | 0 | 0 | 0 | 0 | 0 | 0
IGCC-CCS | 0 | 0 | 0 | 0 | 0 | 0
WT_off | 0 | 0 | 0 | 0 | 0 | 0
PseudoUnit | 0 | 0 | 0 | 0 | 0 | 0
FixedInterchange | 0 | 0 | 0 | 0 | 0 | 0
Base VOM Costs by Reporting Type: Nebraska
ReportingType | 2015 | 2020 | 2025 | 2030 | 2035 | 2040
BM | 0 | 0 | 0 | 0 | 12.61 | 86.71
CC | 6.37 | 54.52 | 54.83 | 48.41 | 18.8 | 7.62
CSP | 0 | 0 | 0 | 0 | 0 | 0
CT | 0 | 0 | 0 | 0 | 0 | 0
Coal | 117.38 | 18.99 | 12.24 | 11.22 | 11.15 | 11.15
Geo | 0 | 0 | 0 | 0 | 0 | 0
H | 0 | 0 | 0 | 0 | 0 | 0
LFG | 0 | 0 | 0.01 | 0.01 | 0.01 | 0.01
Nuc | 23.15 | 23.15 | 23.15 | 23.15 | 0 | 0
PS | 0 | 0 | 0 | 0 | 0 | 0
PV | 0 | 0 | 0 | 0 | 0 | 0
PeakG | 0.66 | 0 | 0 | 0 | 0 | 0
PeakO | 0 | 0 | 0 | 0 | 0 | 0
ST | 0 | 0 | 0 | 0 | 0 | 0
STOG | 0 | 0 | 0 | 0 | 0 | 0
STWD | 0 | 0 | 0 | 0 | 0 | 0
WT | 0.01 | 0.01 | 0.01 | 0.01 | 0.01 | 0.01
IGCC | 0 | 0 | 0 | 0 | 0 | 0
DemandResponse | 0 | 0 | 0 | 0 | 0 | 0
IGCC-CCS | 0 | 0 | 0 | 0 | 0 | 0
WT_off | 0 | 0 | 0 | 0 | 0 | 0
PseudoUnit | 0 | 0 | 0 | 0 | 0 | 0
FixedInterchange | 0 | 0 | 0 | 0 | 0 | 0
Base VOM Costs by Reporting Type: NEISO
ReportingType | 2015 | 2020 | 2025 | 2030 | 2035 | 2040
BM | 9.41 | 5.62 | 2.99 | 9.41 | 9.41 | 7.26
CC | 120.53 | 88.09 | 73.78 | 62.1 | 16.42 | 4.73
CSP | 0 | 0 | 0 | 0 | 0 | 0
CT | 0.01 | 0.11 | 0.11 | 0.02 | 0 | 0
Coal | 0.15 | 0 | 0 | 0 | 0 | 0
Geo | 0 | 0 | 0 | 0 | 0 | 0
H | 0 | 0 | 0 | 0 | 0 | 0
LFG | 0.05 | 0.05 | 0.05 | 0.06 | 0.06 | 0.06
Nuc | 85.9 | 85.9 | 85.9 | 85.9 | 62.06 | 45.84
PS | 0 | 0 | 0 | 0 | 0 | 0
PV | 0 | 0.01 | 0.01 | 0.01 | 0.01 | 0.01
PeakG | 0.07 | 0.27 | 0.32 | 0.25 | 0 | 0
PeakO | 0 | 0 | 0 | 0 | 0 | 0
ST | 0 | 0 | 0 | 0 | 0 | 0
STOG | 0 | 0 | 0 | 0 | 0 | 0
STWD | 10.15 | 3.1 | 0.48 | 3.95 | 6.72 | 7.71
WT | 0.01 | 0.09 | 0.17 | 0.17 | 0.55 | 0.55
IGCC | 0 | 0 | 0 | 0 | 0 | 0
DemandResponse | 0 | 0 | 0 | 0 | 0 | 0
IGCC-CCS | 0 | 0 | 0 | 0 | 0 | 0
WT_off | 0.02 | 0.02 | 0.02 | 0.02 | 0.02 | 0.02
PseudoUnit | 0 | 0 | 0 | 0 | 0 | 0
FixedInterchange | 0 | 0 | 0 | 0 | 0 | 0
Base VOM Costs by Reporting Type: NonRTO_Midwest
ReportingType | 2015 | 2020 | 2025 | 2030 | 2035 | 2040
BM | 0 | 0 | 0 | 0 | 31.07 | 229.25
CC | 80.98 | 151.1 | 151.1 | 150.04 | 127.64 | 8.29
CSP | 0 | 0 | 0 | 0 | 0 | 0
CT | 0 | 0 | 0 | 0 | 0 | 0
Coal | 139 | 70.46 | 14.84 | 18.66 | 21.08 | 21.08
Geo | 0 | 0 | 0 | 0 | 0 | 0
H | 0 | 0 | 0.04 | 0.04 | 0.04 | 0.04
LFG | 0 | 0 | 0.01 | 0.01 | 0.01 | 0.01
Nuc | 0 | 0 | 0 | 0 | 15.75 | 15.75
PS | 0 | 0 | 0 | 0 | 0 | 0
PV | 0 | 0 | 0 | 0 | 0 | 0
PeakG | 1.19 | 0.43 | 2.01 | 2.03 | 0.35 | 0
PeakO | 0 | 0 | 0 | 0 | 0 | 0
ST | 0 | 0 | 0 | 0 | 0 | 0
STOG | 0 | 0 | 0 | 0 | 0 | 0
STWD | 0 | 0 | 0 | 0 | 0 | 0
WT | 0 | 0 | 0 | 0 | 0 | 0
IGCC | 0 | 0 | 0 | 0 | 0 | 0
DemandResponse | 0 | 0 | 0 | 0 | 0 | 0
IGCC-CCS | 0 | 0 | 0 | 0 | 0 | 0
WT_off | 0 | 0 | 0 | 0 | 0 | 0
PseudoUnit | 0 | 0 | 0 | 0 | 0 | 0
FixedInterchange | 0 | 0 | 0 | 0 | 0 | 0
Base VOM Costs by Reporting Type: NYISO_A-F
ReportingType | 2015 | 2020 | 2025 | 2030 | 2035 | 2040
BM | 0 | 0 | 0 | 0 | 0 | 0
CC | 24.78 | 27.91 | 24.47 | 18.2 | 1.99 | 0.39
CSP | 0 | 0 | 0 | 0 | 0 | 0
CT | 0 | 0 | 0 | 0 | 0 | 0
Coal | 0 | 0 | 0 | 0 | 0 | 0
Geo | 0 | 0 | 0 | 0 | 0 | 0
H | 0 | 0 | 0 | 0 | 0 | 0
LFG | 0.02 | 0.02 | 0.02 | 0.02 | 0.02 | 0.02
Nuc | 62.23 | 62.23 | 62.23 | 50.74 | 40 | 24.24
PS | 0 | 0 | 0 | 0 | 0 | 0
PV | 0 | 0 | 0 | 0 | 0 | 0
PeakG | 0 | 0.05 | 0.05 | 0.02 | 0 | 0
PeakO | 0 | 0 | 0 | 0 | 0 | 0
ST | 0 | 0 | 0 | 0 | 0 | 0
STOG | 0 | 0 | 0 | 0 | 0 | 0
STWD | 0 | 0.01 | 0.04 | 0.16 | 0.72 | 0.88
WT | 0.11 | 0.13 | 0.13 | 0.21 | 0.4 | 0.4
IGCC | 0 | 0 | 0 | 0 | 0 | 0
DemandResponse | 0 | 0 | 0 | 0 | 0 | 0
IGCC-CCS | 0 | 0 | 0 | 0 | 0 | 0
WT_off | 0 | 0 | 0 | 0 | 0 | 0
PseudoUnit | 0 | 0 | 0 | 0 | 0 | 0
FixedInterchange | 0 | 0 | 0 | 0 | 0 | 0
Base VOM Costs by Reporting Type: NYISO_G-I
ReportingType | 2015 | 2020 | 2025 | 2030 | 2035 | 2040
BM | 0 | 0 | 0 | 0 | 23.06 | 29.85
CC | 7.84 | 17.46 | 20.54 | 7.38 | 4.96 | 3.33
CSP | 0 | 0 | 0 | 0 | 0 | 0
CT | 0 | 0 | 0 | 0 | 0 | 0
Coal | 0 | 0 | 0 | 0 | 0 | 0
Geo | 0 | 0 | 0 | 0 | 0 | 0
H | 0 | 0 | 0 | 0 | 0 | 0
LFG | 0.01 | 0.01 | 0.01 | 0.01 | 0.01 | 0.01
Nuc | 37.82 | 37.82 | 37.82 | 37.82 | 18.96 | 24.69
PS | 0 | 0 | 0 | 0 | 0 | 0
PV | 0 | 0 | 0 | 0 | 0 | 0
PeakG | 0 | 0 | 0 | 0 | 0 | 0
PeakO | 0 | 0 | 0 | 0 | 0 | 0
ST | 0 | 0 | 0 | 0 | 0 | 0
STOG | 0 | 0 | 0 | 0 | 0 | 0
STWD | 0 | 0 | 0 | 0 | 0 | 0
WT | 0 | 0 | 0 | 0.01 | 0.01 | 0.01
IGCC | 0 | 0 | 0 | 0 | 0 | 0
DemandResponse | 0 | 0 | 0 | 0 | 0 | 0
IGCC-CCS | 0 | 0 | 0 | 0 | 0 | 0
WT_off | 0 | 0 | 0 | 0 | 0 | 0
PseudoUnit | 0 | 0 | 0 | 0 | 0 | 0
FixedInterchange | 0 | 0 | 0 | 0 | 0 | 0
Base VOM Costs by Reporting Type: NYISO_J-K
ReportingType | 2015 | 2020 | 2025 | 2030 | 2035 | 2040
BM | 0 | 0 | 0 | 0 | 0 | 0
CC | 64.33 | 67.76 | 70.51 | 52.54 | 32 | 19.15
CSP | 0 | 0 | 0 | 0 | 0 | 0
CT | 0 | 0 | 0 | 0 | 0 | 0
Coal | 0 | 0 | 0 | 0 | 0 | 0
Geo | 0 | 0 | 0 | 0 | 0 | 0
H | 0 | 0 | 0 | 0 | 0 | 0
LFG | 0.01 | 0.01 | 0.01 | 0.02 | 0.02 | 0.02
Nuc | 0 | 0 | 0 | 0 | 0 | 0
PS | 0 | 0 | 0 | 0 | 0 | 0
PV | 0 | 0 | 0 | 0 | 0 | 0
PeakG | 0.44 | 1.35 | 1.45 | 0.44 | 0.33 | 0.85
PeakO | 0 | 0 | 0 | 0 | 0 | 0
ST | 0 | 0 | 0 | 0 | 0 | 0
STOG | 0.8 | 1.32 | 1.26 | 0.72 | 0.1 | 0.17
STWD | 0 | 0 | 0 | 0 | 0 | 0
WT | 0 | 0 | 0 | 0 | 0.01 | 0.01
IGCC | 0 | 0 | 0 | 0 | 0 | 0
DemandResponse | 0 | 0 | 0 | 0 | 0 | 0
IGCC-CCS | 0 | 0 | 0 | 0 | 0 | 0
WT_off | 0 | 0 | 0 | 0 | 0 | 0
PseudoUnit | 0 | 0 | 0 | 0 | 0 | 0
FixedInterchange | 0 | 0 | 0 | 0 | 0 | 0
Base VOM Costs by Reporting Type: PJM_E
ReportingType | 2015 | 2020 | 2025 | 2030 | 2035 | 2040
BM | 0.06 | 1.12 | 1.12 | 1.12 | 1.12 | 1.12
CC | 151.45 | 161.02 | 172.87 | 144.45 | 124.15 | 57.13
CSP | 0 | 0 | 0 | 0 | 0 | 0
CT | 0 | 0.03 | 0.05 | 0 | 0 | 0
Coal | 2.5 | 2.17 | 0.87 | 0.13 | 2.71 | 5.74
Geo | 0 | 0 | 0 | 0 | 0 | 0
H | 0 | 0 | 0 | 0 | 0 | 0
LFG | 0.04 | 0.05 | 0.05 | 0.05 | 0.05 | 0.05
Nuc | 157.37 | 146 | 146 | 146 | 104.88 | 83.17
PS | 0 | 0 | 0 | 0 | 0 | 0
PV | 0 | 0 | 0 | 0 | 0 | 0
PeakG | 0.29 | 3.51 | 4.05 | 4.16 | 2.9 | 2.1
PeakO | 0 | 0 | 0 | 0 | 0 | 0
ST | 0 | 0 | 0 | 0 | 0 | 0
STOG | 0.64 | 1.22 | 0 | 0 | 0 | 0
STWD | 0 | 0 | 0 | 0 | 0 | 0
WT | 0.02 | 0.02 | 0.02 | 0.02 | 0.02 | 0.02
IGCC | 0 | 0 | 0 | 0 | 0 | 0
DemandResponse | 0 | 0 | 0 | 0 | 0 | 0
IGCC-CCS | 0 | 0 | 0 | 0 | 0 | 0
WT_off | 0 | 0 | 0.04 | 0.04 | 0.04 | 0.37
PseudoUnit | 0 | 0 | 0 | 0 | 0 | 0
FixedInterchange | 0 | 0 | 0 | 0 | 0 | 0
Base VOM Costs by Reporting Type: PJM_ROM
ReportingType | 2015 | 2020 | 2025 | 2030 | 2035 | 2040
BM | 0.04 | 0.67 | 0.67 | 0.67 | 87.97 | 87.97
CC | 66.11 | 71.21 | 77.07 | 66.45 | 53.19 | 17.59
CSP | 0 | 0 | 0 | 0 | 0 | 0
CT | 0 | 0.02 | 0.03 | 0.03 | 0 | 0
Coal | 36.33 | 5.72 | 0.11 | 0 | 0 | 0
Geo | 0 | 0 | 0 | 0 | 0 | 0
H | 0 | 0 | 0.03 | 0.03 | 0.03 | 0.03
LFG | 0.03 | 0.05 | 0.05 | 0.05 | 0.05 | 0.05
Nuc | 93.13 | 93.13 | 93.13 | 93.13 | 90.78 | 107.32
PS | 0 | 0 | 0 | 0 | 0 | 0
PV | 0 | 0.03 | 0.04 | 0.04 | 0.04 | 0.04
PeakG | 0 | 0.12 | 0.43 | 2.51 | 1.36 | 1.27
PeakO | 0 | 0 | 0 | 0 | 0 | 0
ST | 0 | 0 | 0 | 0 | 0 | 0
STOG | 1.64 | 2.09 | 0.06 | 0 | 0 | 0
STWD | 0.07 | 1.16 | 1.16 | 1.16 | 1.16 | 1.16
WT | 0.03 | 0.05 | 0.05 | 0.05 | 0.19 | 0.19
IGCC | 0 | 0 | 0 | 0 | 0 | 0
DemandResponse | 0 | 0 | 0 | 0 | 0 | 0
IGCC-CCS | 0 | 0 | 0 | 0 | 0 | 0
WT_off | 0 | 0 | 0 | 0 | 0 | 0.4
PseudoUnit | 0 | 0 | 0 | 0 | 0 | 0
FixedInterchange | 0 | 0 | 0 | 0 | 0 | 0
Base VOM Costs by Reporting Type: PJM_ROR
ReportingType | 2015 | 2020 | 2025 | 2030 | 2035 | 2040
BM | 0.81 | 14.36 | 12.13 | 14.36 | 14.36 | 393.86
CC | 584.49 | 771.55 | 791.44 | 742.45 | 625.24 | 48.08
CSP | 0 | 0 | 0 | 0 | 0 | 0
CT | 0.03 | 0.06 | 0.06 | 0.06 | 0 | 0
Coal | 723.9 | 415.96 | 58.53 | 44.6 | 90.96 | 90.96
Geo | 0 | 0 | 0 | 0 | 0 | 0
H | 0 | 0.03 | 0.03 | 0.03 | 0.03 | 0.03
LFG | 0.05 | 0.09 | 0.09 | 0.09 | 0.09 | 0.09
Nuc | 370.54 | 370.54 | 370.54 | 354.51 | 331.61 | 505
PS | 0 | 0 | 0 | 0 | 0 | 0
PV | 0 | 0 | 0 | 0 | 0 | 0
PeakG | 8.53 | 8.61 | 14.08 | 13.4 | 9.28 | 2.31
PeakO | 0 | 0 | 0 | 0 | 0 | 0
ST | 0 | 0 | 0 | 0 | 0 | 0
STOG | 0.97 | 1.9 | 1.9 | 0 | 0 | 0
STWD | 0.09 | 3.23 | 2.7 | 2.37 | 3.23 | 3.23
WT | 0.31 | 0.31 | 0.48 | 1.44 | 1.44 | 1.44
IGCC | 0 | 0 | 0 | 0 | 0 | 0
DemandResponse | 0 | 0 | 0 | 0 | 0 | 0
IGCC-CCS | 0 | 0 | 0 | 0 | 0 | 0
WT_off | 0 | 0 | 0 | 0 | 0 | 0
PseudoUnit | 0 | 0 | 0 | 0 | 0 | 0
FixedInterchange | 0 | 0 | 0 | 0 | 0 | 0
Base VOM Costs by Reporting Type: SOCO
ReportingType | 2015 | 2020 | 2025 | 2030 | 2035 | 2040
BM | 0.19 | 0.44 | 1.5 | 2.05 | 244.58 | 244.58
CC | 414.06 | 523.46 | 536.09 | 386.01 | 160.47 | 32.47
CSP | 0 | 0 | 0 | 0 | 0 | 0
CT | 0 | 0 | 0 | 0 | 0 | 0
Coal | 143.6 | 53.09 | 22.66 | 30.22 | 30.22 | 30.22
Geo | 0 | 0 | 0 | 0 | 0 | 0
H | 0 | 0 | 0 | 0 | 0 | 0
LFG | 0 | 0 | 0.01 | 0.01 | 0.01 | 0.01
Nuc | 108.01 | 143 | 143 | 278.7 | 322.94 | 396.76
PS | 0 | 0 | 0 | 0 | 0 | 0
PV | 0 | 0 | 0 | 0 | 0 | 0
PeakG | 5.76 | 7.96 | 15.21 | 1.26 | 1.56 | 0.44
PeakO | 0 | 0 | 0 | 0 | 0 | 0
ST | 0 | 0 | 0 | 0 | 0 | 0
STOG | 0 | 0 | 0 | 0 | 0 | 0
STWD | 0.62 | 1.07 | 1.64 | 9.31 | 11.11 | 6.86
WT | 0 | 0 | 0 | 0 | 0 | 0
IGCC | 0 | 0 | 0 | 0 | 0 | 0
DemandResponse | 0 | 0 | 0 | 0 | 0 | 0
IGCC-CCS | 0 | 0 | 0 | 0 | 0 | 0
WT_off | 0 | 0 | 0 | 0 | 0 | 0
PseudoUnit | 0 | 0 | 0 | 0 | 0 | 0
FixedInterchange | 0 | 0 | 0 | 0 | 0 | 0
Base VOM Costs by Reporting Type: SPP_N
ReportingType | 2015 | 2020 | 2025 | 2030 | 2035 | 2040
BM | 0 | 0 | 0 | 0 | 238.99 | 229.06
CC | 54.99 | 49.75 | 44.3 | 33.8 | 11.28 | 7.29
CSP | 0 | 0 | 0 | 0 | 0 | 0
CT | 0 | 0 | 0 | 0 | 0 | 0
Coal | 216.12 | 86.6 | 7.32 | 10.67 | 20.5 | 20.5
Geo | 0 | 0 | 0 | 0 | 0 | 0
H | 0 | 0 | 0 | 0 | 0 | 0
LFG | 0 | 0 | 0.01 | 0.01 | 0.01 | 0.01
Nuc | 21.45 | 21.45 | 21.45 | 21.45 | 21.45 | 21.45
PS | 0 | 0 | 0 | 0 | 0 | 0
PV | 0 | 0 | 0 | 0 | 0 | 0
PeakG | 0.18 | 0 | 0 | 0 | 0 | 0
PeakO | 0 | 0 | 0 | 0 | 0 | 0
ST | 0 | 0 | 0 | 0 | 0 | 0
STOG | 0 | 0 | 0 | 0 | 0 | 0
STWD | 0 | 0 | 0 | 0 | 0 | 0
WT | 0.05 | 0.57 | 0.57 | 0.57 | 0.57 | 0.61
IGCC | 0 | 0 | 0 | 0 | 0 | 0
DemandResponse | 0 | 0 | 0 | 0 | 0 | 0
IGCC-CCS | 0 | 0 | 0 | 0 | 0 | 0
WT_off | 0 | 0 | 0 | 0 | 0 | 0
PseudoUnit | 0 | 0 | 0 | 0 | 0 | 0
FixedInterchange | 0 | 0 | 0 | 0 | 0 | 0
Base VOM Costs by Reporting Type: SPP_S
ReportingType | 2015 | 2020 | 2025 | 2030 | 2035 | 2040
BM | 0 | 0 | 0 | 0 | 77.35 | 155.91
CC | 100.76 | 211.65 | 215.5 | 202.04 | 82.68 | 54.73
CSP | 0 | 0 | 0 | 0 | 0 | 0
CT | 0.03 | 0 | 0 | 0.39 | 0 | 0
Coal | 299.54 | 34.92 | 4.28 | 0 | 0 | 0
Geo | 0 | 0 | 0 | 0 | 0 | 0
H | 0 | 0 | 0 | 0 | 0 | 0
LFG | 0 | 0 | 0.01 | 0.01 | 0.01 | 0.01
Nuc | 0 | 0 | 0 | 23.71 | 23.71 | 23.71
PS | 0 | 0 | 0 | 0 | 0 | 0
PV | 0 | 0 | 0 | 0 | 0 | 0
PeakG | 0 | 0 | 0 | 0 | 0 | 0
PeakO | 0 | 0 | 0 | 0 | 0 | 0
ST | 0 | 0 | 0 | 0 | 0 | 0
STOG | 5.43 | 1.97 | 4.02 | 4.44 | 0.89 | 0
STWD | 0.13 | 0.07 | 0.07 | 0.55 | 1.4 | 1.09
WT | 0.11 | 1.1 | 1.1 | 1.1 | 1.1 | 1.1
IGCC | 0 | 0 | 0 | 0 | 0 | 0
DemandResponse | 0 | 0 | 0 | 0 | 0 | 0
IGCC-CCS | 0 | 0 | 0 | 0 | 0 | 0
WT_off | 0 | 0 | 0 | 0 | 0 | 0
PseudoUnit | 0 | 0 | 0 | 0 | 0 | 0
FixedInterchange | 0 | 0 | 0 | 0 | 0 | 0
Base VOM Costs by Reporting Type: TVA
ReportingType | 2015 | 2020 | 2025 | 2030 | 2035 | 2040
BM | 0 | 0 | 0 | 0 | 275.88 | 275.88
CC | 154.55 | 259.28 | 271.05 | 260.54 | 137.49 | 13.9
CSP | 0 | 0 | 0 | 0 | 0 | 0
CT | 0 | 0 | 0 | 0 | 0 | 0
Coal | 132.61 | 60.25 | 1.77 | 0 | 0 | 0
Geo | 0 | 0 | 0 | 0 | 0 | 0
H | 0 | 0 | 0 | 0 | 0 | 0
LFG | 0 | 0 | 0.01 | 0.01 | 0.01 | 0.01
Nuc | 152.12 | 152.12 | 152.12 | 152.49 | 141.95 | 191.2
PS | 0 | 0 | 0 | 0 | 0 | 0
PV | 0 | 0 | 0 | 0 | 0 | 0.02
PeakG | 0 | 0 | 0 | 0 | 0 | 0
PeakO | 0 | 0 | 0 | 0 | 0 | 0
ST | 0 | 0 | 0 | 0 | 0 | 0
STOG | 0 | 0 | 0 | 0 | 0 | 0
STWD | 0 | 0 | 0.01 | 0.07 | 0.08 | 0.08
WT | 0 | 0 | 0 | 0 | 0 | 0
IGCC | 0 | 0 | 0 | 0 | 0 | 0
DemandResponse | 0 | 0 | 0 | 0 | 0 | 0
IGCC-CCS | 0 | 0 | 0 | 0 | 0 | 0
WT_off | 0 | 0 | 0 | 0 | 0 | 0
PseudoUnit | 0 | 0 | 0 | 0 | 0 | 0
FixedInterchange | 0 | 0 | 0 | 0 | 0 | 0
Base VOM Costs by Reporting Type: TVA_Transmission
ReportingType | 2015 | 2020 | 2025 | 2030 | 2035 | 2040
BM | 0 | 0 | 0 | 0 | 0 | 0
CC | 0 | 0 | 0 | 0 | 0 | 0
CSP | 0 | 0 | 0 | 0 | 0 | 0
CT | 0 | 0 | 0 | 0 | 0 | 0
Coal | 0 | 0 | 0 | 0 | 0 | 0
Geo | 0 | 0 | 0 | 0 | 0 | 0
H | 0 | 0 | 0 | 0 | 0 | 0
LFG | 0 | 0 | 0 | 0 | 0 | 0
Nuc | 0 | 0 | 0 | 0 | 0 | 0
PS | 0 | 0 | 0 | 0 | 0 | 0
PV | 0 | 0 | 0 | 0 | 0 | 0
PeakG | 0 | 0 | 0 | 0 | 0 | 0
PeakO | 0 | 0 | 0 | 0 | 0 | 0
ST | 0 | 0 | 0 | 0 | 0 | 0
STOG | 0 | 0 | 0 | 0 | 0 | 0
STWD | 0 | 0 | 0 | 0 | 0 | 0
WT | 0 | 0 | 0 | 0 | 0 | 0
IGCC | 0 | 0 | 0 | 0 | 0 | 0
DemandResponse | 0 | 0 | 0 | 0 | 0 | 0
IGCC-CCS | 0 | 0 | 0 | 0 | 0 | 0
WT_off | 0 | 0 | 0 | 0 | 0 | 0
PseudoUnit | 0 | 0 | 0 | 0 | 0 | 0
FixedInterchange | 0 | 0 | 0 | 0 | 0 | 0
Base VOM Costs by Reporting Type: VACAR
ReportingType | 2015 | 2020 | 2025 | 2030 | 2035 | 2040
BM | 0.03 | 6.38 | 26.48 | 26.95 | 26.95 | 230.33
CC | 432.56 | 420.8 | 410.06 | 346.85 | 142.64 | 33.62
CSP | 0 | 0 | 0 | 0 | 0 | 0
CT | 0.73 | 0.73 | 1.39 | 0 | 0 | 0
Coal | 98.76 | 64.21 | 13.59 | 10.07 | 14.86 | 14.86
Geo | 0 | 0 | 0 | 0 | 0 | 0
H | 0 | 0 | 0 | 0 | 0 | 0
LFG | 0.01 | 0.01 | 0.01 | 0.01 | 0.01 | 0.01
Nuc | 211.36 | 248.42 | 282.18 | 311.85 | 251.78 | 217.42
PS | 0 | 0 | 0 | 0 | 0 | 0
PV | 0 | 0 | 0 | 0 | 0 | 0
PeakG | 0.86 | 1.68 | 3.17 | 3.44 | 0.83 | 1
PeakO | 0 | 0 | 0 | 0 | 0 | 0
ST | 0 | 0 | 0 | 0 | 0 | 0
STOG | 0 | 0 | 0 | 0 | 0 | 0
STWD | 4.67 | 4.67 | 4.67 | 4.67 | 4.67 | 3.64
WT | 0 | 0.08 | 0.08 | 0.08 | 0.08 | 0.08
IGCC | 0 | 0 | 0 | 0 | 0 | 0
DemandResponse | 0 | 0 | 0 | 0 | 0 | 0
IGCC-CCS | 0 | 0 | 0 | 0 | 0 | 0
WT_off | 0 | 0 | 0 | 0 | 1.01 | 1.44
PseudoUnit | 0 | 0 | 0 | 0 | 0 | 0
FixedInterchange | 0 | 0 | 0 | 0 | 0 | 0
Base VOM Costs by Reporting Type: IESO
ReportingType | 2015 | 2020 | 2025 | 2030 | 2035 | 2040
BM | 0 | 0.02 | 0.03 | 0.14 | 0.35 | 0.65
CC | 21.23 | 1.89 | 0.37 | 0.67 | 0.43 | 0.45
CSP | 0 | 0 | 0 | 0 | 0 | 0
CT | 0 | 0.05 | 0 | 0 | 0 | 0
Coal | 0 | 0 | 0 | 0 | 0 | 0
Geo | 0 | 0 | 0 | 0 | 0 | 0
H | 0 | 0 | 0 | 0.02 | 0.02 | 0.02
LFG | 0.01 | 0.01 | 0.01 | 0.01 | 0.01 | 0.01
Nuc | 240.73 | 238.61 | 235.86 | 240.73 | 221.68 | 193.2
PS | 0 | 0 | 0 | 0 | 0 | 0
PV | 0 | 0 | 0 | 0 | 0 | 0
PeakG | 0 | 0 | 0 | 0 | 0 | 0
PeakO | 0 | 0 | 0 | 0 | 0 | 0
ST | 0 | 0 | 0 | 0 | 0 | 0
STOG | 0 | 0 | 0 | 0 | 0 | 0
STWD | 0.01 | 0.01 | 0.01 | 0.12 | 1.34 | 2.31
WT | 0.09 | 0.09 | 0.09 | 0.09 | 0.09 | 0.09
IGCC | 0 | 0 | 0 | 0 | 0 | 0
DemandResponse | 0 | 0 | 0 | 0 | 0 | 0
IGCC-CCS | 0 | 0 | 0 | 0 | 0 | 0
WT_off | 0 | 0 | 0 | 0 | 0 | 0
PseudoUnit | 0 | 0 | 0 | 0 | 0 | 0
FixedInterchange | 0 | 0 | 0 | 0 | 0 | 0
Base VOM Costs by Reporting Type: MAPP_CA
ReportingType | 2015 | 2020 | 2025 | 2030 | 2035 | 2040
BM | 0 | 0 | 0 | 0 | 0 | 0
CC | 20.62 | 20.62 | 2.14 | 0.37 | 0.19 | 0
CSP | 0 | 0 | 0 | 0 | 0 | 0
CT | 0 | 0 | 0 | 0 | 0 | 0
Coal | 0.88 | 0.15 | 0 | 0 | 0 | 0
Geo | 0 | 0 | 0 | 0 | 0 | 0
H | 0 | 0.05 | 0.15 | 0.32 | 0.32 | 0.32
LFG | 0 | 0 | 0 | 0 | 0 | 0
Nuc | 0 | 0 | 0 | 0 | 0 | 0
PS | 0 | 0 | 0 | 0 | 0 | 0
PV | 0 | 0 | 0 | 0 | 0 | 0
PeakG | 0.76 | 0.76 | 0 | 0 | 0 | 0
PeakO | 0 | 0 | 0 | 0 | 0 | 0
ST | 0 | 0 | 0 | 0 | 0 | 0
STOG | 0.06 | 0.06 | 0 | 0 | 0 | 0
STWD | 0 | 0 | 0 | 0 | 0 | 0
WT | 0.02 | 0.02 | 0.02 | 0.02 | 0.01 | 0.01
IGCC | 0 | 0 | 0 | 0 | 0 | 0
DemandResponse | 0 | 0 | 0 | 0 | 0 | 0
IGCC-CCS | 0 | 0 | 0 | 0 | 0 | 0
WT_off | 0 | 0 | 0 | 0 | 0 | 0
PseudoUnit | 0 | 0 | 0 | 0 | 0 | 0
FixedInterchange | 0 | 0 | 0 | 0 | 0 | 0
Base VOM Costs by Reporting Type: AZ_NM_SNV_Coal
ReportingType | 2015 | 2020 | 2025 | 2030 | 2035 | 2040
BM | 0 | 0 | 0 | 0 | 0 | 0
CC | 0 | 0 | 0 | 0 | 0 | 0
CSP | 0 | 0 | 0 | 0 | 0 | 0
CT | 0 | 0 | 0 | 0 | 0 | 0
Coal | 196.39 | 197.98 | 43.96 | 2 | 13.18 | 6.79
Geo | 0 | 0 | 0 | 0 | 0 | 0
H | 0 | 0 | 0 | 0 | 0 | 0
LFG | 0 | 0 | 0 | 0 | 0 | 0
Nuc | 0 | 0 | 0 | 0 | 0 | 0
PS | 0 | 0 | 0 | 0 | 0 | 0
PV | 0 | 0 | 0 | 0 | 0 | 0
PeakG | 0 | 0 | 0 | 0 | 0 | 0
PeakO | 0 | 0 | 0 | 0 | 0 | 0
ST | 0 | 0 | 0 | 0 | 0 | 0
STOG | 0 | 0 | 0 | 0 | 0 | 0
STWD | 0 | 0 | 0 | 0 | 0 | 0
WT | 0 | 0 | 0 | 0 | 0 | 0
IGCC | 0 | 0 | 0 | 0 | 0 | 0
DemandResponse | 0 | 0 | 0 | 0 | 0 | 0
IGCC-CCS | 0 | 0 | 0 | 0 | 0 | 0
WT_off | 0 | 0 | 0 | 0 | 0 | 0
PseudoUnit | 0 | 0 | 0 | 0 | 0 | 0
FixedInterchange | 0 | 0 | 0 | 0 | 0 | 0
Base VOM Costs by Reporting Type: AZ_NM_SNV_Gas
ReportingType | 2015 | 2020 | 2025 | 2030 | 2035 | 2040
BM | 0 | 0 | 0 | 0 | 0 | 0
CC | 161.67 | 151.16 | 215.39 | 142.18 | 52 | 39.32
CSP | 0 | 0 | 0 | 0 | 0 | 0
CT | 0 | 0 | 0 | 0 | 0 | 0
Coal | 0 | 0 | 0 | 0 | 0 | 0
Geo | 0 | 0 | 0 | 0 | 0 | 0
H | 0 | 0 | 0 | 0 | 0 | 0
LFG | 0 | 0 | 0 | 0 | 0 | 0
Nuc | 0 | 0 | 0 | 0 | 0 | 0
PS | 0 | 0 | 0 | 0 | 0 | 0
PV | 0 | 0 | 0 | 0 | 0 | 0
PeakG | 0 | 0 | 0 | 0 | 0 | 0
PeakO | 0 | 0 | 0 | 0 | 0 | 0
ST | 0 | 0 | 0 | 0 | 0 | 0
STOG | 0 | 0 | 0 | 0 | 0 | 0
STWD | 0 | 0 | 0 | 0 | 0 | 0
WT | 0 | 0 | 0 | 0 | 0 | 0
IGCC | 0 | 0 | 0 | 0 | 0 | 0
DemandResponse | 0 | 0 | 0 | 0 | 0 | 0
IGCC-CCS | 0 | 0 | 0 | 0 | 0 | 0
WT_off | 0 | 0 | 0 | 0 | 0 | 0
PseudoUnit | 0 | 0 | 0 | 0 | 0 | 0
FixedInterchange | 0 | 0 | 0 | 0 | 0 | 0
Base VOM Costs by Reporting Type: AZ_NM_SNV_NucRenew
ReportingType | 2015 | 2020 | 2025 | 2030 | 2035 | 2040
BM | 0 | 0 | 0 | 0 | 0 | 34.11
CC | 0 | 0 | 0 | 0 | 0 | 0
CSP | 0 | 0 | 0 | 0 | 0 | 0
CT | 0 | 0 | 0 | 0 | 0 | 0
Coal | 0 | 0 | 0 | 0 | 0 | 0
Geo | 0 | 0 | 116.31 | 116.31 | 116.31 | 116.31
H | 0 | 0 | 0 | 0 | 0 | 0
LFG | 0 | 0 | 0.01 | 0.01 | 0.01 | 0.01
Nuc | 71.66 | 71.66 | 71.66 | 122.57 | 227.74 | 227.74
PS | 0 | 0 | 0 | 0 | 0 | 0
PV | 0 | 0 | 0 | 0 | 0 | 0
PeakG | 0 | 0 | 0 | 0 | 0 | 0
PeakO | 0 | 0 | 0 | 0 | 0 | 0
ST | 0.01 | 0.03 | 0.04 | 0.04 | 0.06 | 0.06
STOG | 0 | 0 | 0 | 0 | 0 | 0
STWD | 0.43 | 0.43 | 0.43 | 0.43 | 0.43 | 0.43
WT | 0.02 | 0.35 | 0.35 | 0.35 | 0.35 | 0.35
IGCC | 0 | 0 | 0 | 0 | 0 | 0
DemandResponse | 0 | 0 | 0 | 0 | 0 | 0
IGCC-CCS | 0 | 0 | 0 | 0 | 0 | 0
WT_off | 0 | 0 | 0 | 0 | 0 | 0
PseudoUnit | 0 | 0 | 0 | 0 | 0 | 0
FixedInterchange | 0 | 0 | 0 | 0 | 0 | 0
Base VOM Costs by Reporting Type: ERCOT
ReportingType | 2015 | 2020 | 2025 | 2030 | 2035 | 2040
BM | 0.29 | 0.5 | 0.76 | 5.41 | 151.67 | 116.99
CC | 653.34 | 691.75 | 619.66 | 568.67 | 259.88 | 178.57
CSP | 0 | 0 | 0 | 0 | 0 | 0
CT | 0 | 0.02 | 0.01 | 0.08 | 0 | 0
Coal | 169.85 | 118.12 | 16.6 | 21.31 | 24.99 | 24.99
Geo | 0 | 0 | 0 | 0 | 0 | 0
H | 0 | 0 | 0 | 0 | 0 | 0
LFG | 0.01 | 0.01 | 0.04 | 0.04 | 0.04 | 0.04
Nuc | 94.14 | 94.14 | 94.14 | 121.09 | 279.49 | 346.42
PS | 0 | 0 | 0 | 0 | 0 | 0
PV | 0 | 0 | 0 | 0 | 0 | 0
PeakG | 0 | 0.05 | 0 | 0.34 | 0.32 | 0.32
PeakO | 0 | 0 | 0 | 0 | 0 | 0
ST | 0 | 0 | 0 | 0 | 0 | 0
STOG | 4.82 | 7.51 | 2.35 | 2.08 | 0 | 0
STWD | 0 | 0 | 0 | 0 | 0 | 0
WT | 0.32 | 0.32 | 0.92 | 0.92 | 0.92 | 0.93
IGCC | 0 | 0 | 0 | 0 | 0 | 0
DemandResponse | 0 | 0 | 0 | 0 | 0 | 0
IGCC-CCS | 0 | 0 | 0 | 0 | 0 | 0
WT_off | 0 | 0 | 0 | 0 | 0 | 0
PseudoUnit | 0 | 0 | 0 | 0 | 0 | 0
FixedInterchange | 0 | 0 | 0 | 0 | 0 | 0
Base VOM Costs by Reporting Type: NP15
ReportingType | 2015 | 2020 | 2025 | 2030 | 2035 | 2040
BM | 0 | 0 | 0 | 0 | 0 | 31.46
CC | 157.97 | 166.8 | 166.1 | 125.47 | 50.89 | 25.13
CSP | 0 | 0 | 0 | 0 | 0 | 0
CT | 0 | 0 | 0 | 0 | 0 | 0
Coal | 5.45 | 0 | 0 | 0 | 0 | 0
Geo | 0.11 | 33.64 | 48.23 | 48.23 | 48.23 | 48.23
H | 0 | 0 | 0 | 0 | 0 | 0
LFG | 0.01 | 0.04 | 0.06 | 0.06 | 0.06 | 0.06
Nuc | 42.53 | 42.53 | 42.53 | 104.09 | 145.23 | 167.28
PS | 0 | 0 | 0 | 0 | 0 | 0
PV | 0 | 0 | 0 | 0 | 0 | 0
PeakG | 0 | 0 | 0 | 0 | 0 | 0
PeakO | 0 | 0 | 0 | 0 | 0 | 0
ST | 0 | 0 | 0 | 0 | 0 | 0
STOG | 0.18 | 0.09 | 0.17 | 0 | 0 | 0
STWD | 7.35 | 7.35 | 3.64 | 7.35 | 7.35 | 7.35
WT | 0.04 | 0.13 | 0.13 | 0.13 | 0.36 | 0.38
IGCC | 0 | 0 | 0 | 0 | 0 | 0
DemandResponse | 0 | 0 | 0 | 0 | 0 | 0
IGCC-CCS | 0 | 0 | 0 | 0 | 0 | 0
WT_off | 0 | 0 | 0 | 0 | 0 | 0
PseudoUnit | 0 | 0 | 0 | 0 | 0 | 0
FixedInterchange | 0 | 0 | 0 | 0 | 0 | 0
Base VOM Costs by Reporting Type: NWPP_Coal
ReportingType | 2015 | 2020 | 2025 | 2030 | 2035 | 2040
BM | 0 | 0 | 0 | 0 | 0 | 0
CC | 0 | 0 | 0 | 0 | 0 | 0
CSP | 0 | 0 | 0 | 0 | 0 | 0
CT | 0 | 0 | 0 | 0 | 0 | 0
Coal | 184.98 | 154.63 | 5.38 | 5.38 | 5.38 | 5.38
Geo | 0 | 0 | 0 | 0 | 0 | 0
H | 0 | 0 | 0 | 0 | 0 | 0
LFG | 0 | 0 | 0 | 0 | 0 | 0
Nuc | 0 | 0 | 0 | 0 | 0 | 0
PS | 0 | 0 | 0 | 0 | 0 | 0
PV | 0 | 0 | 0 | 0 | 0 | 0
PeakG | 0 | 0 | 0 | 0 | 0 | 0
PeakO | 0 | 0 | 0 | 0 | 0 | 0
ST | 0 | 0 | 0 | 0 | 0 | 0
STOG | 0 | 0 | 0 | 0 | 0 | 0
STWD | 0 | 0 | 0 | 0 | 0 | 0
WT | 0 | 0 | 0 | 0 | 0 | 0
IGCC | 0 | 0 | 0 | 0 | 0 | 0
DemandResponse | 0 | 0 | 0 | 0 | 0 | 0
IGCC-CCS | 0 | 0 | 0 | 0 | 0 | 0
WT_off | 0 | 0 | 0 | 0 | 0 | 0
PseudoUnit | 0 | 0 | 0 | 0 | 0 | 0
FixedInterchange | 0 | 0 | 0 | 0 | 0 | 0
Base VOM Costs by Reporting Type: NWPP_Gas
ReportingType | 2015 | 2020 | 2025 | 2030 | 2035 | 2040
BM | 0 | 0 | 0 | 0 | 0 | 0
CC | 122.48 | 167.9 | 167.9 | 112.85 | 24.07 | 20.52
CSP | 0 | 0 | 0 | 0 | 0 | 0
CT | 0 | 0 | 0 | 0 | 0 | 0
Coal | 0 | 0 | 0 | 0 | 0 | 0
Geo | 0 | 0 | 0 | 0 | 0 | 0
H | 0 | 0 | 0 | 0 | 0 | 0
LFG | 0 | 0 | 0 | 0 | 0 | 0
Nuc | 0 | 0 | 0 | 0 | 0 | 0
PS | 0 | 0 | 0 | 0 | 0 | 0
PV | 0 | 0 | 0 | 0 | 0 | 0
PeakG | 0 | 0 | 0 | 0 | 0 | 0
PeakO | 0 | 0 | 0 | 0 | 0 | 0
ST | 0 | 0 | 0 | 0 | 0 | 0
STOG | 0 | 0 | 0 | 0 | 0 | 0
STWD | 0 | 0 | 0 | 0 | 0 | 0
WT | 0 | 0 | 0 | 0 | 0 | 0
IGCC | 0 | 0 | 0 | 0 | 0 | 0
DemandResponse | 0 | 0 | 0 | 0 | 0 | 0
IGCC-CCS | 0 | 0 | 0 | 0 | 0 | 0
WT_off | 0 | 0 | 0 | 0 | 0 | 0
PseudoUnit | 0 | 0 | 0 | 0 | 0 | 0
FixedInterchange | 0 | 0 | 0 | 0 | 0 | 0
Base VOM Costs by Reporting Type: NWPP_NucRenew
ReportingType | 2015 | 2020 | 2025 | 2030 | 2035 | 2040
BM | 0 | 0.33 | 1.21 | 1.21 | 1.21 | 64.37
CC | 0 | 0 | 0 | 0 | 0 | 0
CSP | 0 | 0 | 0 | 0 | 0 | 0
CT | 0 | 0 | 0 | 0 | 0 | 0
Coal | 0 | 0 | 0 | 0 | 0 | 0
Geo | 6.93 | 6.93 | 41.74 | 41.74 | 41.74 | 41.74
H | 0 | 0 | 0 | 0 | 0.01 | 0.01
LFG | 0.01 | 0.01 | 0.03 | 0.03 | 0.03 | 0.03
Nuc | 20.91 | 20.91 | 20.91 | 20.91 | 79.5 | 93.73
PS | 0 | 0 | 0 | 0 | 0 | 0
PV | 0 | 0 | 0 | 0 | 0 | 0
PeakG | 0 | 0 | 0 | 0 | 0 | 0
PeakO | 0 | 0 | 0 | 0 | 0 | 0
ST | 0 | 0 | 0 | 0 | 0 | 0
STOG | 0 | 0 | 0 | 0 | 0 | 0
STWD | 0 | 0 | 9.33 | 9.33 | 9.33 | 9.33
WT | 0.19 | 0.19 | 0.19 | 0.71 | 0.71 | 0.77
IGCC | 0 | 0 | 0 | 0 | 0 | 0
DemandResponse | 0 | 0 | 0 | 0 | 0 | 0
IGCC-CCS | 0 | 0 | 0 | 0 | 0 | 0
WT_off | 0 | 0 | 0 | 0 | 0 | 0
PseudoUnit | 0 | 0 | 0 | 0 | 0 | 0
FixedInterchange | 0 | 0 | 0 | 0 | 0 | 0
Base VOM Costs by Reporting Type: RMPA
ReportingType | 2015 | 2020 | 2025 | 2030 | 2035 | 2040
BM | 0 | 0 | 0 | 0 | 49.26 | 61.71
CC | 25.48 | 35.47 | 53.55 | 36.17 | 15.64 | 11.42
CSP | 0 | 0 | 0 | 0 | 0 | 0
CT | 0 | 0 | 0 | 0 | 0 | 0
Coal | 191.46 | 171.18 | 25.99 | 12.23 | 12.22 | 12.22
Geo | 0 | 16.6 | 206.14 | 206.14 | 206.14 | 206.14
H | 0 | 0 | 0 | 0 | 0 | 0
LFG | 0 | 0 | 0 | 0 | 0 | 0
Nuc | 0 | 0 | 5.65 | 32.58 | 32.58 | 32.58
PS | 0 | 0 | 0 | 0 | 0 | 0
PV | 0 | 0 | 0 | 0 | 0 | 0
PeakG | 0 | 0 | 0 | 0 | 0 | 0
PeakO | 0 | 0 | 0 | 0 | 0 | 0
ST | 0 | 0.01 | 0.01 | 0.01 | 0.01 | 0.01
STOG | 0 | 0 | 0 | 0 | 0 | 0
STWD | 0 | 0 | 0 | 0 | 0 | 0
WT | 0.07 | 0.19 | 0.19 | 0.2 | 0.2 | 0.21
IGCC | 0 | 0 | 0 | 0 | 0 | 0
DemandResponse | 0 | 0 | 0 | 0 | 0 | 0
IGCC-CCS | 0 | 0 | 0 | 0 | 0 | 0
WT_off | 0 | 0 | 0 | 0 | 0 | 0
PseudoUnit | 0 | 0 | 0 | 0 | 0 | 0
FixedInterchange | 0 | 0 | 0 | 0 | 0 | 0
Base VOM Costs by Reporting Type: SP15
ReportingType | 2015 | 2020 | 2025 | 2030 | 2035 | 2040
BM | 0.22 | 0.22 | 0.22 | 0.22 | 0.22 | 25.17
CC | 215.48 | 198.26 | 195.14 | 171.18 | 86.05 | 48.44
CSP | 0 | 0 | 0 | 0 | 0 | 0
CT | 0 | 0 | 0 | 0 | 0 | 0
Coal | 5.28 | 3.19 | 0 | 0 | 0 | 0
Geo | 4.1 | 120.4 | 120.4 | 120.4 | 120.4 | 120.4
H | 0 | 0 | 0 | 0 | 0 | 0
LFG | 0.02 | 0.07 | 0.07 | 0.07 | 0.07 | 0.07
Nuc | 41.61 | 41.61 | 41.61 | 59.02 | 72.67 | 97.68
PS | 0 | 0 | 0 | 0 | 0 | 0
PV | 0 | 0 | 0 | 0 | 0 | 0
PeakG | 0 | 0 | 0 | 0 | 0 | 0
PeakO | 0 | 0 | 0 | 0 | 0 | 0
ST | 0.02 | 0.02 | 0.02 | 0.02 | 0.11 | 0.14
STOG | 1.15 | 0.52 | 1.09 | 0.45 | 0.15 | 0.14
STWD | 1.98 | 1.98 | 1.98 | 1.98 | 1.98 | 1.98
WT | 0.07 | 0.09 | 0.46 | 0.46 | 0.46 | 0.46
IGCC | 0 | 0 | 0 | 0 | 0 | 0
DemandResponse | 0 | 0 | 0 | 0 | 0 | 0
IGCC-CCS | 0 | 0 | 0 | 0 | 0 | 0
WT_off | 0 | 0 | 0 | 0 | 0 | 0
PseudoUnit | 0 | 0 | 0 | 0 | 0 | 0
FixedInterchange | 0 | 0 | 0 | 0 | 0 | 0
Base VOM Costs by Reporting Type: ALB
ReportingType | 2015 | 2020 | 2025 | 2030 | 2035 | 2040
BM | 0 | 0 | 0 | 0 | 0 | 0
CC | 38.49 | 39.63 | 39.9 | 0.01 | 0 | 0.01
CSP | 0 | 0 | 0 | 0 | 0 | 0
CT | 0 | 0 | 0 | 0 | 0 | 0
Coal | 167.67 | 167.67 | 165.49 | 0 | 0 | 0
Geo | 0 | 0 | 0 | 0 | 0 | 0
H | 0 | 0 | 0 | 0 | 0 | 0
LFG | 0 | 0 | 0 | 0 | 0 | 0
Nuc | 0 | 0 | 0 | 138.36 | 142.65 | 142.86
PS | 0 | 0 | 0 | 0 | 0 | 0
PV | 0 | 0 | 0 | 0 | 0 | 0
PeakG | 0 | 0 | 0 | 0 | 0 | 0.02
PeakO | 0 | 0 | 0 | 0 | 0 | 0
ST | 0 | 0 | 0 | 0 | 0 | 0
STOG | 0 | 0 | 0 | 0 | 0 | 0
STWD | 0 | 1.7 | 2.89 | 2.89 | 2.89 | 2.89
WT | 0.02 | 0.02 | 0.02 | 0.02 | 0.02 | 0.02
IGCC | 0 | 0 | 0 | 0 | 0 | 0
DemandResponse | 0 | 0 | 0 | 0 | 0 | 0
IGCC-CCS | 0 | 0 | 0 | 0 | 0 | 0
WT_off | 0 | 0 | 0 | 0 | 0 | 0
PseudoUnit | 0 | 0 | 0 | 0 | 0 | 0
FixedInterchange | 0 | 0 | 0 | 0 | 0 | 0
Base VOM Costs by Reporting Type: BC
ReportingType | 2015 | 2020 | 2025 | 2030 | 2035 | 2040
BM | 0 | 0 | 0 | 0 | 0 | 0
CC | 14.67 | 14.67 | 14.67 | 10.96 | 0 | 0
CSP | 0 | 0 | 0 | 0 | 0 | 0
CT | 0 | 0 | 0 | 0 | 0 | 0
Coal | 0 | 0 | 0 | 0 | 0 | 0
Geo | 0 | 0 | 0 | 0 | 0 | 0
H | 0 | 0 | 0 | 0 | 0 | 0
LFG | 0 | 0 | 0 | 0 | 0 | 0
Nuc | 0 | 0 | 0 | 11.31 | 11.31 | 21.73
PS | 0 | 0 | 0 | 0 | 0 | 0
PV | 0 | 0 | 0 | 0 | 0 | 0
PeakG | 0 | 0 | 0 | 0 | 0 | 0
PeakO | 0 | 0 | 0 | 0 | 0 | 0
ST | 0 | 0 | 0 | 0 | 0 | 0
STOG | 0 | 0 | 0 | 0 | 0 | 0
STWD | 0 | 4.4 | 8.48 | 8.48 | 8.48 | 8.48
WT | 0.01 | 0.01 | 0.01 | 0.01 | 0.01 | 0.01
IGCC | 0 | 0 | 0 | 0 | 0 | 0
DemandResponse | 0 | 0 | 0 | 0 | 0 | 0
IGCC-CCS | 0 | 0 | 0 | 0 | 0 | 0
WT_off | 0 | 0 | 0 | 0 | 0 | 0
PseudoUnit | 0 | 0 | 0 | 0 | 0 | 0
FixedInterchange | 0 | 0 | 0 | 0 | 0 | 0
Base VOM Costs by Reporting Type: HQ_IESO
ReportingType | 2015 | 2020 | 2025 | 2030 | 2035 | 2040
BM | 0 | 0 | 0 | 0 | 0 | 0
CC | 0 | 0 | 0 | 0 | 0 | 0
CSP | 0 | 0 | 0 | 0 | 0 | 0
CT | 0 | 0 | 0 | 0 | 0 | 0
Coal | 0 | 0 | 0 | 0 | 0 | 0
Geo | 0 | 0 | 0 | 0 | 0 | 0
H | 0 | 0 | 0 | 0 | 0 | 0
LFG | 0 | 0 | 0 | 0 | 0 | 0
Nuc | 0 | 0 | 0 | 0 | 0 | 0
PS | 0 | 0 | 0 | 0 | 0 | 0
PV | 0 | 0 | 0 | 0 | 0 | 0
PeakG | 0 | 0 | 0 | 0 | 0 | 0
PeakO | 0 | 0 | 0 | 0 | 0 | 0
ST | 0 | 0 | 0 | 0 | 0 | 0
STOG | 0 | 0 | 0 | 0 | 0 | 0
STWD | 0 | 0 | 0 | 0 | 0 | 0
WT | 0 | 0 | 0 | 0 | 0 | 0
IGCC | 0 | 0 | 0 | 0 | 0 | 0
DemandResponse | 0 | 0 | 0 | 0 | 0 | 0
IGCC-CCS | 0 | 0 | 0 | 0 | 0 | 0
WT_off | 0 | 0 | 0 | 0 | 0 | 0
PseudoUnit | 0 | 0 | 0 | 0 | 0 | 19.12
FixedInterchange | 0 | 0 | 0 | 0 | 0 | 0
Base VOM Costs by Reporting Type: HQ_NEISO
ReportingType | 2015 | 2020 | 2025 | 2030 | 2035 | 2040
BM | 0 | 0 | 0 | 0 | 0 | 0
CC | 0 | 0 | 0 | 0 | 0 | 0
CSP | 0 | 0 | 0 | 0 | 0 | 0
CT | 0 | 0 | 0 | 0 | 0 | 0
Coal | 0 | 0 | 0 | 0 | 0 | 0
Geo | 0 | 0 | 0 | 0 | 0 | 0
H | 0 | 0 | 0 | 0 | 0 | 0
LFG | 0 | 0 | 0 | 0 | 0 | 0
Nuc | 0 | 0 | 0 | 0 | 0 | 0
PS | 0 | 0 | 0 | 0 | 0 | 0
PV | 0 | 0 | 0 | 0 | 0 | 0
PeakG | 0 | 0 | 0 | 0 | 0 | 0
PeakO | 0 | 0 | 0 | 0 | 0 | 0
ST | 0 | 0 | 0 | 0 | 0 | 0
STOG | 0 | 0 | 0 | 0 | 0 | 0
STWD | 0 | 0 | 0 | 0 | 0 | 0
WT | 0 | 0 | 0 | 0 | 0 | 0
IGCC | 0 | 0 | 0 | 0 | 0 | 0
DemandResponse | 0 | 0 | 0 | 0 | 0 | 0
IGCC-CCS | 0 | 0 | 0 | 0 | 0 | 0
WT_off | 0 | 0 | 0 | 0 | 0 | 0
PseudoUnit | 0 | 0 | 0 | 0 | 0 | 257.21
FixedInterchange | 0 | 0 | 0 | 0 | 0 | 0
Base VOM Costs by Reporting Type: HQ_NY
ReportingType | 2015 | 2020 | 2025 | 2030 | 2035 | 2040
BM | 0 | 0 | 0 | 0 | 0 | 0
CC | 0 | 0 | 0 | 0 | 0 | 0
CSP | 0 | 0 | 0 | 0 | 0 | 0
CT | 0 | 0 | 0 | 0 | 0 | 0
Coal | 0 | 0 | 0 | 0 | 0 | 0
Geo | 0 | 0 | 0 | 0 | 0 | 0
H | 0 | 0 | 0 | 0 | 0 | 0
LFG | 0 | 0 | 0 | 0 | 0 | 0
Nuc | 0 | 0 | 0 | 0 | 0 | 0
PS | 0 | 0 | 0 | 0 | 0 | 0
PV | 0 | 0 | 0 | 0 | 0 | 0
PeakG | 0 | 0 | 0 | 0 | 0 | 0
PeakO | 0 | 0 | 0 | 0 | 0 | 0
ST | 0 | 0 | 0 | 0 | 0 | 0
STOG | 0 | 0 | 0 | 0 | 0 | 0
STWD | 0 | 0 | 0 | 0 | 0 | 0
WT | 0 | 0 | 0 | 0 | 0 | 0
IGCC | 0 | 0 | 0 | 0 | 0 | 0
DemandResponse | 0 | 0 | 0 | 0 | 0 | 0
IGCC-CCS | 0 | 0 | 0 | 0 | 0 | 0
WT_off | 0 | 0 | 0 | 0 | 0 | 0
PseudoUnit | 0 | 0 | 0 | 191.68 | 554.39 | 511.58
FixedInterchange | 0 | 0 | 0 | 0 | 0 | 0
Base VOM Costs by Reporting Type: MARITIMES
ReportingType | 2015 | 2020 | 2025 | 2030 | 2035 | 2040
BM | 0 | 0 | 0 | 0 | 0 | 0
CC | 0 | 0 | 0 | 0 | 0 | 0
CSP | 0 | 0 | 0 | 0 | 0 | 0
CT | 0 | 0 | 0 | 0 | 0 | 0
Coal | 0 | 0 | 0 | 0 | 0 | 0
Geo | 0 | 0 | 0 | 0 | 0 | 0
H | 0 | 0 | 0 | 0 | 0 | 0
LFG | 0 | 0 | 0 | 0 | 0 | 0
Nuc | 0 | 0 | 0 | 0 | 0 | 0
PS | 0 | 0 | 0 | 0 | 0 | 0
PV | 0 | 0 | 0 | 0 | 0 | 0
PeakG | 0 | 0 | 0 | 0 | 0 | 0
PeakO | 0 | 0 | 0 | 0 | 0 | 0
ST | 0 | 0 | 0 | 0 | 0 | 0
STOG | 0 | 0 | 0 | 0 | 0 | 0
STWD | 0 | 0 | 0 | 0 | 0 | 0
WT | 0 | 0 | 0 | 0 | 0 | 0
IGCC | 0 | 0 | 0 | 0 | 0 | 0
DemandResponse | 0 | 0 | 0 | 0 | 0 | 0
IGCC-CCS | 0 | 0 | 0 | 0 | 0 | 0
WT_off | 0 | 0 | 0 | 0 | 0 | 0
PseudoUnit | 0 | 0 | 0 | 0 | 0 | 87.1
FixedInterchange | 0 | 0 | 0 | 0 | 0 | 0
Base VOM Costs by Reporting Type: All
ReportingType | 2015 | 2020 | 2025 | 2030 | 2035 | 2040
BM | 11.06 | 29.67 | 47.1 | 61.56 | 1382.38 | 3272.7
CC | 4824.97 | 6195.48 | 6176.01 | 5106.07 | 3020.2 | 891.57
CSP | 0 | 0 | 0 | 0 | 0 | 0
CT | 5.61 | 9.26 | 11.03 | 3.84 | 0 | 0
Coal | 4054.16 | 1975.08 | 446.79 | 212.13 | 354.83 | 360.24
Geo | 11.14 | 177.58 | 532.83 | 532.83 | 532.83 | 532.83
H | 0 | 0.08 | 0.27 | 0.46 | 0.52 | 0.52
LFG | 0.38 | 0.54 | 0.73 | 0.79 | 0.79 | 0.79
Nuc | 2164.81 | 2223.36 | 2305.82 | 2993.13 | 3296.86 | 3727.61
PS | 0 | 0 | 0 | 0 | 0 | 0
PV | 0.02 | 0.06 | 0.07 | 0.08 | 0.08 | 0.1
PeakG | 24.85 | 36.22 | 48.44 | 32.72 | 22.08 | 10.73
PeakO | 0 | 0 | 0 | 0 | 0 | 0
ST | 0.03 | 0.06 | 0.07 | 0.07 | 0.18 | 0.21
STOG | 17.34 | 18.34 | 11.25 | 7.71 | 1.15 | 0.31
STWD | 28.85 | 33.09 | 44.01 | 64.24 | 77.27 | 70.8
WT | 2.03 | 4.57 | 7.44 | 9.02 | 9.97 | 10.17
IGCC | 30.43 | 30.43 | 4.4 | 0 | 0 | 0
DemandResponse | 0 | 0 | 0 | 0 | 0 | 0
IGCC-CCS | 0 | 0 | 0 | 0 | 0 | 0
WT_off | 0.02 | 0.02 | 0.06 | 0.06 | 1.07 | 2.23
PseudoUnit | 0 | 0 | 0 | 191.68 | 554.39 | 875.01
FixedInterchange | 0 | 0 | 0 | 0 | 0 | 0
Base VOM Costs by Reporting Type: EI_US
ReportingType | 2015 | 2020 | 2025 | 2030 | 2035 | 2040
BM | 10.54 | 28.6 | 44.88 | 54.57 | 1179.66 | 2938.24
CC | 3393.53 | 4707.32 | 4701.18 | 3937.54 | 2531.05 | 567.71
CSP | 0 | 0 | 0 | 0 | 0 | 0
CT | 5.61 | 9.19 | 11.02 | 3.76 | 0 | 0
Coal | 3132.2 | 1162.15 | 189.38 | 171.22 | 299.07 | 310.87
Geo | 0 | 0 | 0 | 0 | 0 | 0
H | 0 | 0.03 | 0.12 | 0.12 | 0.16 | 0.16
LFG | 0.32 | 0.4 | 0.51 | 0.57 | 0.57 | 0.57
Nuc | 1653.22 | 1713.9 | 1793.45 | 2142.48 | 2084.01 | 2404.38
PS | 0 | 0 | 0 | 0 | 0 | 0
PV | 0 | 0.04 | 0.06 | 0.07 | 0.07 | 0.09
PeakG | 24.1 | 35.41 | 48.44 | 32.38 | 21.77 | 10.39
PeakO | 0 | 0 | 0 | 0 | 0 | 0
ST | 0 | 0 | 0 | 0 | 0 | 0
STOG | 11.13 | 10.16 | 7.64 | 5.17 | 0.99 | 0.17
STWD | 19.07 | 17.21 | 17.23 | 33.64 | 45.44 | 38.01
WT | 1.2 | 3.17 | 5.07 | 6.12 | 6.83 | 6.95
IGCC | 30.43 | 30.43 | 4.4 | 0 | 0 | 0
DemandResponse | 0 | 0 | 0 | 0 | 0 | 0
IGCC-CCS | 0 | 0 | 0 | 0 | 0 | 0
WT_off | 0.02 | 0.02 | 0.06 | 0.06 | 1.07 | 2.23
PseudoUnit | 0 | 0 | 0 | 191.68 | 554.39 | 855.88
FixedInterchange | 0 | 0 | 0 | 0 | 0 | 0
Base VOM Costs by Reporting Type: EI_Canada
ReportingType | 2015 | 2020 | 2025 | 2030 | 2035 | 2040
BM | 0 | 0.02 | 0.03 | 0.14 | 0.35 | 0.65
CC | 41.85 | 22.51 | 2.51 | 1.04 | 0.62 | 0.45
CSP | 0 | 0 | 0 | 0 | 0 | 0
CT | 0 | 0.05 | 0 | 0 | 0 | 0
Coal | 0.88 | 0.15 | 0 | 0 | 0 | 0
Geo | 0 | 0 | 0 | 0 | 0 | 0
H | 0 | 0.05 | 0.15 | 0.34 | 0.34 | 0.34
LFG | 0.01 | 0.01 | 0.01 | 0.01 | 0.01 | 0.01
Nuc | 240.73 | 238.61 | 235.86 | 240.73 | 221.68 | 193.21
PS | 0 | 0 | 0 | 0 | 0 | 0
PV | 0 | 0 | 0 | 0 | 0 | 0
PeakG | 0.76 | 0.76 | 0 | 0 | 0 | 0
PeakO | 0 | 0 | 0 | 0 | 0 | 0
ST | 0 | 0 | 0 | 0 | 0 | 0
STOG | 0.06 | 0.06 | 0 | 0 | 0 | 0
STWD | 0.01 | 0.01 | 0.01 | 0.12 | 1.34 | 2.31
WT | 0.11 | 0.11 | 0.11 | 0.11 | 0.1 | 0.1
IGCC | 0 | 0 | 0 | 0 | 0 | 0
DemandResponse | 0 | 0 | 0 | 0 | 0 | 0
IGCC-CCS | 0 | 0 | 0 | 0 | 0 | 0
WT_off | 0 | 0 | 0 | 0 | 0 | 0
PseudoUnit | 0 | 0 | 0 | 0 | 0 | 19.12
FixedInterchange | 0 | 0 | 0 | 0 | 0 | 0
Base VOM Costs by Reporting Type: EI
ReportingType | 2015 | 2020 | 2025 | 2030 | 2035 | 2040
BM | 10.54 | 28.62 | 44.9 | 54.71 | 1180.01 | 2938.88
CC | 3435.39 | 4729.83 | 4703.69 | 3938.58 | 2531.67 | 568.15
CSP | 0 | 0 | 0 | 0 | 0 | 0
CT | 5.61 | 9.24 | 11.02 | 3.76 | 0 | 0
Coal | 3133.08 | 1162.3 | 189.38 | 171.22 | 299.07 | 310.87
Geo | 0 | 0 | 0 | 0 | 0 | 0
H | 0 | 0.08 | 0.27 | 0.46 | 0.51 | 0.51
LFG | 0.33 | 0.41 | 0.52 | 0.58 | 0.58 | 0.58
Nuc | 1893.95 | 1952.51 | 2029.32 | 2383.2 | 2305.69 | 2597.59
PS | 0 | 0 | 0 | 0 | 0 | 0
PV | 0.01 | 0.04 | 0.06 | 0.07 | 0.07 | 0.09
PeakG | 24.85 | 36.17 | 48.44 | 32.38 | 21.77 | 10.39
PeakO | 0 | 0 | 0 | 0 | 0 | 0
ST | 0 | 0 | 0 | 0 | 0 | 0
STOG | 11.19 | 10.22 | 7.64 | 5.17 | 0.99 | 0.17
STWD | 19.08 | 17.23 | 17.24 | 33.76 | 46.79 | 40.32
WT | 1.31 | 3.28 | 5.18 | 6.23 | 6.93 | 7.05
IGCC | 30.43 | 30.43 | 4.4 | 0 | 0 | 0
DemandResponse | 0 | 0 | 0 | 0 | 0 | 0
IGCC-CCS | 0 | 0 | 0 | 0 | 0 | 0
WT_off | 0.02 | 0.02 | 0.06 | 0.06 | 1.07 | 2.23
PseudoUnit | 0 | 0 | 0 | 191.68 | 554.39 | 875.01
FixedInterchange | 0 | 0 | 0 | 0 | 0 | 0
Base VOM Costs by Reporting Type: Outside_EI
ReportingType | 2015 | 2020 | 2025 | 2030 | 2035 | 2040
BM | 0.51 | 1.06 | 2.2 | 6.85 | 202.37 | 333.81
CC | 1389.59 | 1465.65 | 1472.32 | 1167.5 | 488.53 | 323.42
CSP | 0 | 0 | 0 | 0 | 0 | 0
CT | 0 | 0.02 | 0.01 | 0.08 | 0 | 0
Coal | 921.08 | 812.78 | 257.41 | 40.91 | 55.77 | 49.37
Geo | 11.13 | 177.57 | 532.83 | 532.83 | 532.83 | 532.83
H | 0 | 0 | 0 | 0 | 0.01 | 0.01
LFG | 0.05 | 0.13 | 0.2 | 0.2 | 0.2 | 0.2
Nuc | 270.85 | 270.85 | 276.51 | 609.92 | 991.17 | 1130.03
PS | 0 | 0 | 0 | 0 | 0 | 0
PV | 0.01 | 0.01 | 0.01 | 0.01 | 0.01 | 0.01
PeakG | 0 | 0.05 | 0 | 0.34 | 0.32 | 0.34
PeakO | 0 | 0 | 0 | 0 | 0 | 0
ST | 0.03 | 0.06 | 0.07 | 0.07 | 0.18 | 0.21
STOG | 6.15 | 8.12 | 3.6 | 2.53 | 0.15 | 0.14
STWD | 9.77 | 15.87 | 26.77 | 30.48 | 30.48 | 30.48
WT | 0.72 | 1.29 | 2.26 | 2.8 | 3.04 | 3.13
IGCC | 0 | 0 | 0 | 0 | 0 | 0
DemandResponse | 0 | 0 | 0 | 0 | 0 | 0
IGCC-CCS | 0 | 0 | 0 | 0 | 0 | 0
WT_off | 0 | 0 | 0 | 0 | 0 | 0
PseudoUnit | 0 | 0 | 0 | 0 | 0 | 0
FixedInterchange | 0 | 0 | 0 | 0 | 0 | 0
#9 | Retrofit VOM Costs ($million)
Retrofit VOM Costs by Reporting Type: Entergy
ReportingType | 2015 | 2020 | 2025 | 2030 | 2035 | 2040
BM | 0 | 0 | 0 | 0 | 0 | 0
CC | 0 | 0 | 0 | 0 | 0 | 0
CSP | 0 | 0 | 0 | 0 | 0 | 0
CT | 0 | 0 | 0 | 0 | 0 | 0
Coal | 13.08 | 0 | 0 | 0 | 0 | 0
Geo | 0 | 0 | 0 | 0 | 0 | 0
H | 0 | 0 | 0 | 0 | 0 | 0
LFG | 0 | 0 | 0 | 0 | 0 | 0
Nuc | 0 | 0 | 0 | 0 | 0 | 0
PS | 0 | 0 | 0 | 0 | 0 | 0
PV | 0 | 0 | 0 | 0 | 0 | 0
PeakG | 0 | 0 | 0 | 0 | 0 | 0
PeakO | 0 | 0 | 0 | 0 | 0 | 0
ST | 0 | 0 | 0 | 0 | 0 | 0
STOG | 0 | 0 | 0 | 0 | 0 | 0
STWD | 0 | 0 | 0 | 0 | 0 | 0
WT | 0 | 0 | 0 | 0 | 0 | 0
IGCC | 0 | 0 | 0 | 0 | 0 | 0
DemandResponse | 0 | 0 | 0 | 0 | 0 | 0
IGCC-CCS | 0 | 0 | 0 | 0 | 0 | 0
WT_off | 0 | 0 | 0 | 0 | 0 | 0
PseudoUnit | 0 | 0 | 0 | 0 | 0 | 0
FixedInterchange | 0 | 0 | 0 | 0 | 0 | 0
Retrofit VOM Costs by Reporting Type: FRCC
ReportingType | 2015 | 2020 | 2025 | 2030 | 2035 | 2040
BM | 0 | 0 | 0 | 0 | 0 | 0
CC | 0 | 0 | 0 | 0 | 0 | 0
CSP | 0 | 0 | 0 | 0 | 0 | 0
CT | 0 | 0 | 0 | 0 | 0 | 0
Coal | 29.41 | 22.67 | 3.35 | 6.02 | 19.63 | 22.89
Geo | 0 | 0 | 0 | 0 | 0 | 0
H | 0 | 0 | 0 | 0 | 0 | 0
LFG | 0 | 0 | 0 | 0 | 0 | 0
Nuc | 0 | 0 | 0 | 0 | 0 | 0
PS | 0 | 0 | 0 | 0 | 0 | 0
PV | 0 | 0 | 0 | 0 | 0 | 0
PeakG | 0 | 0 | 0 | 0 | 0 | 0
PeakO | 0 | 0 | 0 | 0 | 0 | 0
ST | 0 | 0 | 0 | 0 | 0 | 0
STOG | 0 | 0 | 0 | 0 | 0 | 0
STWD | 0 | 0 | 0 | 0 | 0 | 0
WT | 0 | 0 | 0 | 0 | 0 | 0
IGCC | 0 | 0 | 0 | 0 | 0 | 0
DemandResponse | 0 | 0 | 0 | 0 | 0 | 0
IGCC-CCS | 0 | 0 | 0 | 0 | 0 | 0
WT_off | 0 | 0 | 0 | 0 | 0 | 0
PseudoUnit | 0 | 0 | 0 | 0 | 0 | 0
FixedInterchange | 0 | 0 | 0 | 0 | 0 | 0
Retrofit VOM Costs by Reporting Type: MAPP_US
ReportingType | 2015 | 2020 | 2025 | 2030 | 2035 | 2040
BM | 0 | 0 | 0 | 0 | 0 | 0
CC | 0 | 0 | 0 | 0 | 0 | 0
CSP | 0 | 0 | 0 | 0 | 0 | 0
CT | 0 | 0 | 0 | 0 | 0 | 0
Coal | 40.94 | 17.26 | 0.24 | 0 | 0 | 0
Geo | 0 | 0 | 0 | 0 | 0 | 0
H | 0 | 0 | 0 | 0 | 0 | 0
LFG | 0 | 0 | 0 | 0 | 0 | 0
Nuc | 0 | 0 | 0 | 0 | 0 | 0
PS | 0 | 0 | 0 | 0 | 0 | 0
PV | 0 | 0 | 0 | 0 | 0 | 0
PeakG | 0 | 0 | 0 | 0 | 0 | 0
PeakO | 0 | 0 | 0 | 0 | 0 | 0
ST | 0 | 0 | 0 | 0 | 0 | 0
STOG | 0 | 0 | 0 | 0 | 0 | 0
STWD | 0 | 0 | 0 | 0 | 0 | 0
WT | 0 | 0 | 0 | 0 | 0 | 0
IGCC | 0 | 0 | 0 | 0 | 0 | 0
DemandResponse | 0 | 0 | 0 | 0 | 0 | 0
IGCC-CCS | 0 | 0 | 0 | 0 | 0 | 0
WT_off | 0 | 0 | 0 | 0 | 0 | 0
PseudoUnit | 0 | 0 | 0 | 0 | 0 | 0
FixedInterchange | 0 | 0 | 0 | 0 | 0 | 0
Retrofit VOM Costs by Reporting Type: MISO_IN
ReportingType | 2015 | 2020 | 2025 | 2030 | 2035 | 2040
BM | 0 | 0 | 0 | 0 | 0 | 0
CC | 0 | 0 | 0 | 0 | 0 | 0
CSP | 0 | 0 | 0 | 0 | 0 | 0
CT | 0 | 0 | 0 | 0 | 0 | 0
Coal | 154.28 | 96.02 | 14.76 | 38.21 | 109.28 | 114.52
Geo | 0 | 0 | 0 | 0 | 0 | 0
H | 0 | 0 | 0 | 0 | 0 | 0
LFG | 0 | 0 | 0 | 0 | 0 | 0
Nuc | 0 | 0 | 0 | 0 | 0 | 0
PS | 0 | 0 | 0 | 0 | 0 | 0
PV | 0 | 0 | 0 | 0 | 0 | 0
PeakG | 0 | 0 | 0 | 0 | 0 | 0
PeakO | 0 | 0 | 0 | 0 | 0 | 0
ST | 0 | 0 | 0 | 0 | 0 | 0
STOG | 0 | 0 | 0 | 0 | 0 | 0
STWD | 0 | 0 | 0 | 0 | 0 | 0
WT | 0 | 0 | 0 | 0 | 0 | 0
IGCC | 0 | 0 | 0 | 0 | 0 | 0
DemandResponse | 0 | 0 | 0 | 0 | 0 | 0
IGCC-CCS | 0 | 0 | 0 | 0 | 0 | 0
WT_off | 0 | 0 | 0 | 0 | 0 | 0
PseudoUnit | 0 | 0 | 0 | 0 | 0 | 0
FixedInterchange | 0 | 0 | 0 | 0 | 0 | 0
Retrofit VOM Costs by Reporting Type: MISO_MI
ReportingType | 2015 | 2020 | 2025 | 2030 | 2035 | 2040
BM | 0 | 0 | 0 | 0 | 0 | 0
CC | 0 | 0 | 0 | 0 | 0 | 0
CSP | 0 | 0 | 0 | 0 | 0 | 0
CT | 0 | 0 | 0 | 0 | 0 | 0
Coal | 7.01 | 0 | 0 | 0 | 0 | 0
Geo | 0 | 0 | 0 | 0 | 0 | 0
H | 0 | 0 | 0 | 0 | 0 | 0
LFG | 0 | 0 | 0 | 0 | 0 | 0
Nuc | 0 | 0 | 0 | 0 | 0 | 0
PS | 0 | 0 | 0 | 0 | 0 | 0
PV | 0 | 0 | 0 | 0 | 0 | 0
PeakG | 0 | 0 | 0 | 0 | 0 | 0
PeakO | 0 | 0 | 0 | 0 | 0 | 0
ST | 0 | 0 | 0 | 0 | 0 | 0
STOG | 0 | 0 | 0 | 0 | 0 | 0
STWD | 0 | 0 | 0 | 0 | 0 | 0
WT | 0 | 0 | 0 | 0 | 0 | 0
IGCC | 0 | 0 | 0 | 0 | 0 | 0
DemandResponse | 0 | 0 | 0 | 0 | 0 | 0
IGCC-CCS | 0 | 0 | 0 | 0 | 0 | 0
WT_off | 0 | 0 | 0 | 0 | 0 | 0
PseudoUnit | 0 | 0 | 0 | 0 | 0 | 0
FixedInterchange | 0 | 0 | 0 | 0 | 0 | 0
Retrofit VOM Costs by Reporting Type: MISO_MO-IL
ReportingType | 2015 | 2020 | 2025 | 2030 | 2035 | 2040
BM | 0 | 0 | 0 | 0 | 0 | 0
CC | 0 | 0 | 0 | 0 | 0 | 0
CSP | 0 | 0 | 0 | 0 | 0 | 0
CT | 0 | 0 | 0 | 0 | 0 | 0
Coal | 54.2 | 15.44 | 3.38 | 7.46 | 25.13 | 25.13
Geo | 0 | 0 | 0 | 0 | 0 | 0
H | 0 | 0 | 0 | 0 | 0 | 0
LFG | 0 | 0 | 0 | 0 | 0 | 0
Nuc | 0 | 0 | 0 | 0 | 0 | 0
PS | 0 | 0 | 0 | 0 | 0 | 0
PV | 0 | 0 | 0 | 0 | 0 | 0
PeakG | 0 | 0 | 0 | 0 | 0 | 0
PeakO | 0 | 0 | 0 | 0 | 0 | 0
ST | 0 | 0 | 0 | 0 | 0 | 0
STOG | 0 | 0 | 0 | 0 | 0 | 0
STWD | 0 | 0 | 0 | 0 | 0 | 0
WT | 0 | 0 | 0 | 0 | 0 | 0
IGCC | 0 | 0 | 0 | 0 | 0 | 0
DemandResponse | 0 | 0 | 0 | 0 | 0 | 0
IGCC-CCS | 0 | 0 | 0 | 0 | 0 | 0
WT_off | 0 | 0 | 0 | 0 | 0 | 0
PseudoUnit | 0 | 0 | 0 | 0 | 0 | 0
FixedInterchange | 0 | 0 | 0 | 0 | 0 | 0
Retrofit VOM Costs by Reporting Type: MISO_W
ReportingType | 2015 | 2020 | 2025 | 2030 | 2035 | 2040
BM | 0 | 0 | 0 | 0 | 0 | 0
CC | 0 | 0 | 0 | 0 | 0 | 0
CSP | 0 | 0 | 0 | 0 | 0 | 0
CT | 0 | 0 | 0 | 0 | 0 | 0
Coal | 103.39 | 99.16 | 21.95 | 18.68 | 18.68 | 18.68
Geo | 0 | 0 | 0 | 0 | 0 | 0
H | 0 | 0 | 0 | 0 | 0 | 0
LFG | 0 | 0 | 0 | 0 | 0 | 0
Nuc | 0 | 0 | 0 | 0 | 0 | 0
PS | 0 | 0 | 0 | 0 | 0 | 0
PV | 0 | 0 | 0 | 0 | 0 | 0
PeakG | 0 | 0 | 0 | 0 | 0 | 0
PeakO | 0 | 0 | 0 | 0 | 0 | 0
ST | 0 | 0 | 0 | 0 | 0 | 0
STOG | 0 | 0 | 0 | 0 | 0 | 0
STWD | 0 | 0 | 0 | 0 | 0 | 0
WT | 0 | 0 | 0 | 0 | 0 | 0
IGCC | 0 | 0 | 0 | 0 | 0 | 0
DemandResponse | 0 | 0 | 0 | 0 | 0 | 0
IGCC-CCS | 0 | 0 | 0 | 0 | 0 | 0
WT_off | 0 | 0 | 0 | 0 | 0 | 0
PseudoUnit | 0 | 0 | 0 | 0 | 0 | 0
FixedInterchange | 0 | 0 | 0 | 0 | 0 | 0
Retrofit VOM Costs by Reporting Type: MISO_WUMS
ReportingType | 2015 | 2020 | 2025 | 2030 | 2035 | 2040
BM | 0 | 0 | 0 | 0 | 0 | 0
CC | 0 | 0 | 0 | 0 | 0 | 0
CSP | 0 | 0 | 0 | 0 | 0 | 0
CT | 0 | 0 | 0 | 0 | 0 | 0
Coal | 26.85 | 5.98 | 5.31 | 10.85 | 24.04 | 33.1
Geo | 0 | 0 | 0 | 0 | 0 | 0
H | 0 | 0 | 0 | 0 | 0 | 0
LFG | 0 | 0 | 0 | 0 | 0 | 0
Nuc | 0 | 0 | 0 | 0 | 0 | 0
PS | 0 | 0 | 0 | 0 | 0 | 0
PV | 0 | 0 | 0 | 0 | 0 | 0
PeakG | 0 | 0 | 0 | 0 | 0 | 0
PeakO | 0 | 0 | 0 | 0 | 0 | 0
ST | 0 | 0 | 0 | 0 | 0 | 0
STOG | 0 | 0 | 0 | 0 | 0 | 0
STWD | 0 | 0 | 0 | 0 | 0 | 0
WT | 0 | 0 | 0 | 0 | 0 | 0
IGCC | 0 | 0 | 0 | 0 | 0 | 0
DemandResponse | 0 | 0 | 0 | 0 | 0 | 0
IGCC-CCS | 0 | 0 | 0 | 0 | 0 | 0
WT_off | 0 | 0 | 0 | 0 | 0 | 0
PseudoUnit | 0 | 0 | 0 | 0 | 0 | 0
FixedInterchange | 0 | 0 | 0 | 0 | 0 | 0
Retrofit VOM Costs by Reporting Type: Nebraska
ReportingType | 2015 | 2020 | 2025 | 2030 | 2035 | 2040
BM | 0 | 0 | 0 | 0 | 0 | 0
CC | 0 | 0 | 0 | 0 | 0 | 0
CSP | 0 | 0 | 0 | 0 | 0 | 0
CT | 0 | 0 | 0 | 0 | 0 | 0
Coal | 16.57 | 15.99 | 15.89 | 15.89 | 15.89 | 15.89
Geo | 0 | 0 | 0 | 0 | 0 | 0
H | 0 | 0 | 0 | 0 | 0 | 0
LFG | 0 | 0 | 0 | 0 | 0 | 0
Nuc | 0 | 0 | 0 | 0 | 0 | 0
PS | 0 | 0 | 0 | 0 | 0 | 0
PV | 0 | 0 | 0 | 0 | 0 | 0
PeakG | 0 | 0 | 0 | 0 | 0 | 0
PeakO | 0 | 0 | 0 | 0 | 0 | 0
ST | 0 | 0 | 0 | 0 | 0 | 0
STOG | 0 | 0 | 0 | 0 | 0 | 0
STWD | 0 | 0 | 0 | 0 | 0 | 0
WT | 0 | 0 | 0 | 0 | 0 | 0
IGCC | 0 | 0 | 0 | 0 | 0 | 0
DemandResponse | 0 | 0 | 0 | 0 | 0 | 0
IGCC-CCS | 0 | 0 | 0 | 0 | 0 | 0
WT_off | 0 | 0 | 0 | 0 | 0 | 0
PseudoUnit | 0 | 0 | 0 | 0 | 0 | 0
FixedInterchange | 0 | 0 | 0 | 0 | 0 | 0
Retrofit VOM Costs by Reporting Type: NEISO
ReportingType | 2015 | 2020 | 2025 | 2030 | 2035 | 2040
BM | 0 | 0 | 0 | 0 | 0 | 0
CC | 0 | 0 | 0 | 0 | 0 | 0
CSP | 0 | 0 | 0 | 0 | 0 | 0
CT | 0 | 0 | 0 | 0 | 0 | 0
Coal | 0.19 | 0 | 0 | 0 | 0 | 0
Geo | 0 | 0 | 0 | 0 | 0 | 0
H | 0 | 0 | 0 | 0 | 0 | 0
LFG | 0 | 0 | 0 | 0 | 0 | 0
Nuc | 0 | 0 | 0 | 0 | 0 | 0
PS | 0 | 0 | 0 | 0 | 0 | 0
PV | 0 | 0 | 0 | 0 | 0 | 0
PeakG | 0 | 0 | 0 | 0 | 0 | 0
PeakO | 0 | 0 | 0 | 0 | 0 | 0
ST | 0 | 0 | 0 | 0 | 0 | 0
STOG | 0 | 0 | 0 | 0 | 0 | 0
STWD | 0 | 0 | 0 | 0 | 0 | 0
WT | 0 | 0 | 0 | 0 | 0 | 0
IGCC | 0 | 0 | 0 | 0 | 0 | 0
DemandResponse | 0 | 0 | 0 | 0 | 0 | 0
IGCC-CCS | 0 | 0 | 0 | 0 | 0 | 0
WT_off | 0 | 0 | 0 | 0 | 0 | 0
PseudoUnit | 0 | 0 | 0 | 0 | 0 | 0
FixedInterchange | 0 | 0 | 0 | 0 | 0 | 0
Retrofit VOM Costs by Reporting Type: NonRTO_Midwest
ReportingType | 2015 | 2020 | 2025 | 2030 | 2035 | 2040
BM | 0 | 0 | 0 | 0 | 0 | 0
CC | 0 | 0 | 0 | 0 | 0 | 0
CSP | 0 | 0 | 0 | 0 | 0 | 0
CT | 0 | 0 | 0 | 0 | 0 | 0
Coal | 139.33 | 83.27 | 17.44 | 32.35 | 36.64 | 36.64
Geo | 0 | 0 | 0 | 0 | 0 | 0
H | 0 | 0 | 0 | 0 | 0 | 0
LFG | 0 | 0 | 0 | 0 | 0 | 0
Nuc | 0 | 0 | 0 | 0 | 0 | 0
PS | 0 | 0 | 0 | 0 | 0 | 0
PV | 0 | 0 | 0 | 0 | 0 | 0
PeakG | 0 | 0 | 0 | 0 | 0 | 0
PeakO | 0 | 0 | 0 | 0 | 0 | 0
ST | 0 | 0 | 0 | 0 | 0 | 0
STOG | 0 | 0 | 0 | 0 | 0 | 0
STWD | 0 | 0 | 0 | 0 | 0 | 0
WT | 0 | 0 | 0 | 0 | 0 | 0
IGCC | 0 | 0 | 0 | 0 | 0 | 0
DemandResponse | 0 | 0 | 0 | 0 | 0 | 0
IGCC-CCS | 0 | 0 | 0 | 0 | 0 | 0
WT_off | 0 | 0 | 0 | 0 | 0 | 0
PseudoUnit | 0 | 0 | 0 | 0 | 0 | 0
FixedInterchange | 0 | 0 | 0 | 0 | 0 | 0
Retrofit VOM Costs by Reporting Type: NYISO_A-F
ReportingType | 2015 | 2020 | 2025 | 2030 | 2035 | 2040
BM | 0 | 0 | 0 | 0 | 0 | 0
CC | 0 | 0 | 0 | 0 | 0 | 0
CSP | 0 | 0 | 0 | 0 | 0 | 0
CT | 0 | 0 | 0 | 0 | 0 | 0
Coal | 0 | 0 | 0 | 0 | 0 | 0
Geo | 0 | 0 | 0 | 0 | 0 | 0
H | 0 | 0 | 0 | 0 | 0 | 0
LFG | 0 | 0 | 0 | 0 | 0 | 0
Nuc | 0 | 0 | 0 | 0 | 0 | 0
PS | 0 | 0 | 0 | 0 | 0 | 0
PV | 0 | 0 | 0 | 0 | 0 | 0
PeakG | 0 | 0 | 0 | 0 | 0 | 0
PeakO | 0 | 0 | 0 | 0 | 0 | 0
ST | 0 | 0 | 0 | 0 | 0 | 0
STOG | 0 | 0 | 0 | 0 | 0 | 0
STWD | 0 | 0 | 0 | 0 | 0 | 0
WT | 0 | 0 | 0 | 0 | 0 | 0
IGCC | 0 | 0 | 0 | 0 | 0 | 0
DemandResponse | 0 | 0 | 0 | 0 | 0 | 0
IGCC-CCS | 0 | 0 | 0 | 0 | 0 | 0
WT_off | 0 | 0 | 0 | 0 | 0 | 0
PseudoUnit | 0 | 0 | 0 | 0 | 0 | 0
FixedInterchange | 0 | 0 | 0 | 0 | 0 | 0
Retrofit VOM Costs by Reporting Type: NYISO_G-I
ReportingType | 2015 | 2020 | 2025 | 2030 | 2035 | 2040
BM | 0 | 0 | 0 | 0 | 0 | 0
CC | 0 | 0 | 0 | 0 | 0 | 0
CSP | 0 | 0 | 0 | 0 | 0 | 0
CT | 0 | 0 | 0 | 0 | 0 | 0
Coal | 0 | 0 | 0 | 0 | 0 | 0
Geo | 0 | 0 | 0 | 0 | 0 | 0
H | 0 | 0 | 0 | 0 | 0 | 0
LFG | 0 | 0 | 0 | 0 | 0 | 0
Nuc | 0 | 0 | 0 | 0 | 0 | 0
PS | 0 | 0 | 0 | 0 | 0 | 0
PV | 0 | 0 | 0 | 0 | 0 | 0
PeakG | 0 | 0 | 0 | 0 | 0 | 0
PeakO | 0 | 0 | 0 | 0 | 0 | 0
ST | 0 | 0 | 0 | 0 | 0 | 0
STOG | 0 | 0 | 0 | 0 | 0 | 0
STWD | 0 | 0 | 0 | 0 | 0 | 0
WT | 0 | 0 | 0 | 0 | 0 | 0
IGCC | 0 | 0 | 0 | 0 | 0 | 0
DemandResponse | 0 | 0 | 0 | 0 | 0 | 0
IGCC-CCS | 0 | 0 | 0 | 0 | 0 | 0
WT_off | 0 | 0 | 0 | 0 | 0 | 0
PseudoUnit | 0 | 0 | 0 | 0 | 0 | 0
FixedInterchange | 0 | 0 | 0 | 0 | 0 | 0
Retrofit VOM Costs by Reporting Type: NYISO_J-K
ReportingType | 2015 | 2020 | 2025 | 2030 | 2035 | 2040
BM | 0 | 0 | 0 | 0 | 0 | 0
CC | 0 | 0 | 0 | 0 | 0 | 0
CSP | 0 | 0 | 0 | 0 | 0 | 0
CT | 0 | 0 | 0 | 0 | 0 | 0
Coal | 0 | 0 | 0 | 0 | 0 | 0
Geo | 0 | 0 | 0 | 0 | 0 | 0
H | 0 | 0 | 0 | 0 | 0 | 0
LFG | 0 | 0 | 0 | 0 | 0 | 0
Nuc | 0 | 0 | 0 | 0 | 0 | 0
PS | 0 | 0 | 0 | 0 | 0 | 0
PV | 0 | 0 | 0 | 0 | 0 | 0
PeakG | 0 | 0 | 0 | 0 | 0 | 0
PeakO | 0 | 0 | 0 | 0 | 0 | 0
ST | 0 | 0 | 0 | 0 | 0 | 0
STOG | 0 | 0 | 0 | 0 | 0 | 0
STWD | 0 | 0 | 0 | 0 | 0 | 0
WT | 0 | 0 | 0 | 0 | 0 | 0
IGCC | 0 | 0 | 0 | 0 | 0 | 0
DemandResponse | 0 | 0 | 0 | 0 | 0 | 0
IGCC-CCS | 0 | 0 | 0 | 0 | 0 | 0
WT_off | 0 | 0 | 0 | 0 | 0 | 0
PseudoUnit | 0 | 0 | 0 | 0 | 0 | 0
FixedInterchange | 0 | 0 | 0 | 0 | 0 | 0
Retrofit VOM Costs by Reporting Type: PJM_E
ReportingType | 2015 | 2020 | 2025 | 2030 | 2035 | 2040
BM | 0 | 0 | 0 | 0 | 0 | 0
CC | 0 | 0 | 0 | 0 | 0 | 0
CSP | 0 | 0 | 0 | 0 | 0 | 0
CT | 0 | 0 | 0 | 0 | 0 | 0
Coal | 3.7 | 2.93 | 1.41 | 0.32 | 6.72 | 14.25
Geo | 0 | 0 | 0 | 0 | 0 | 0
H | 0 | 0 | 0 | 0 | 0 | 0
LFG | 0 | 0 | 0 | 0 | 0 | 0
Nuc | 0 | 0 | 0 | 0 | 0 | 0
PS | 0 | 0 | 0 | 0 | 0 | 0
PV | 0 | 0 | 0 | 0 | 0 | 0
PeakG | 0 | 0 | 0 | 0 | 0 | 0
PeakO | 0 | 0 | 0 | 0 | 0 | 0
ST | 0 | 0 | 0 | 0 | 0 | 0
STOG | 0 | 0 | 0 | 0 | 0 | 0
STWD | 0 | 0 | 0 | 0 | 0 | 0
WT | 0 | 0 | 0 | 0 | 0 | 0
IGCC | 0 | 0 | 0 | 0 | 0 | 0
DemandResponse | 0 | 0 | 0 | 0 | 0 | 0
IGCC-CCS | 0 | 0 | 0 | 0 | 0 | 0
WT_off | 0 | 0 | 0 | 0 | 0 | 0
PseudoUnit | 0 | 0 | 0 | 0 | 0 | 0
FixedInterchange | 0 | 0 | 0 | 0 | 0 | 0
Retrofit VOM Costs by Reporting Type: PJM_ROM
ReportingType | 2015 | 2020 | 2025 | 2030 | 2035 | 2040
BM | 0 | 0 | 0 | 0 | 0 | 0
CC | 0 | 0 | 0 | 0 | 0 | 0
CSP | 0 | 0 | 0 | 0 | 0 | 0
CT | 0 | 0 | 0 | 0 | 0 | 0
Coal | 19.51 | 10.35 | 0 | 0 | 0 | 0
Geo | 0 | 0 | 0 | 0 | 0 | 0
H | 0 | 0 | 0 | 0 | 0 | 0
LFG | 0 | 0 | 0 | 0 | 0 | 0
Nuc | 0 | 0 | 0 | 0 | 0 | 0
PS | 0 | 0 | 0 | 0 | 0 | 0
PV | 0 | 0 | 0 | 0 | 0 | 0
PeakG | 0 | 0 | 0 | 0 | 0 | 0
PeakO | 0 | 0 | 0 | 0 | 0 | 0
ST | 0 | 0 | 0 | 0 | 0 | 0
STOG | 0 | 0 | 0 | 0 | 0 | 0
STWD | 0 | 0 | 0 | 0 | 0 | 0
WT | 0 | 0 | 0 | 0 | 0 | 0
IGCC | 0 | 0 | 0 | 0 | 0 | 0
DemandResponse | 0 | 0 | 0 | 0 | 0 | 0
IGCC-CCS | 0 | 0 | 0 | 0 | 0 | 0
WT_off | 0 | 0 | 0 | 0 | 0 | 0
PseudoUnit | 0 | 0 | 0 | 0 | 0 | 0
FixedInterchange | 0 | 0 | 0 | 0 | 0 | 0
Retrofit VOM Costs by Reporting Type: PJM_ROR
ReportingType | 2015 | 2020 | 2025 | 2030 | 2035 | 2040
BM | 0 | 0 | 0 | 0 | 0 | 0
CC | 0 | 0 | 0 | 0 | 0 | 0
CSP | 0 | 0 | 0 | 0 | 0 | 0
CT | 0 | 0 | 0 | 0 | 0 | 0
Coal | 409.4 | 361.03 | 43.18 | 73.39 | 156.22 | 156.22
Geo | 0 | 0 | 0 | 0 | 0 | 0
H | 0 | 0 | 0 | 0 | 0 | 0
LFG | 0 | 0 | 0 | 0 | 0 | 0
Nuc | 0 | 0 | 0 | 0 | 0 | 0
PS | 0 | 0 | 0 | 0 | 0 | 0
PV | 0 | 0 | 0 | 0 | 0 | 0
PeakG | 0 | 0 | 0 | 0 | 0 | 0
PeakO | 0 | 0 | 0 | 0 | 0 | 0
ST | 0 | 0 | 0 | 0 | 0 | 0
STOG | 0 | 0 | 0 | 0 | 0 | 0
STWD | 0 | 0 | 0 | 0 | 0 | 0
WT | 0 | 0 | 0 | 0 | 0 | 0
IGCC | 0 | 0 | 0 | 0 | 0 | 0
DemandResponse | 0 | 0 | 0 | 0 | 0 | 0
IGCC-CCS | 0 | 0 | 0 | 0 | 0 | 0
WT_off | 0 | 0 | 0 | 0 | 0 | 0
PseudoUnit | 0 | 0 | 0 | 0 | 0 | 0
FixedInterchange | 0 | 0 | 0 | 0 | 0 | 0
Retrofit VOM Costs by Reporting Type: SOCO
ReportingType | 2015 | 2020 | 2025 | 2030 | 2035 | 2040
BM | 0 | 0 | 0 | 0 | 0 | 0
CC | 0 | 0 | 0 | 0 | 0 | 0
CSP | 0 | 0 | 0 | 0 | 0 | 0
CT | 0 | 0 | 0 | 0 | 0 | 0
Coal | 107.25 | 57.06 | 39.58 | 52.78 | 52.78 | 52.78
Geo | 0 | 0 | 0 | 0 | 0 | 0
H | 0 | 0 | 0 | 0 | 0 | 0
LFG | 0 | 0 | 0 | 0 | 0 | 0
Nuc | 0 | 0 | 0 | 0 | 0 | 0
PS | 0 | 0 | 0 | 0 | 0 | 0
PV | 0 | 0 | 0 | 0 | 0 | 0
PeakG | 0 | 0 | 0 | 0 | 0 | 0
PeakO | 0 | 0 | 0 | 0 | 0 | 0
ST | 0 | 0 | 0 | 0 | 0 | 0
STOG | 0 | 0 | 0 | 0 | 0 | 0
STWD | 0 | 0 | 0 | 0 | 0 | 0
WT | 0 | 0 | 0 | 0 | 0 | 0
IGCC | 0 | 0 | 0 | 0 | 0 | 0
DemandResponse | 0 | 0 | 0 | 0 | 0 | 0
IGCC-CCS | 0 | 0 | 0 | 0 | 0 | 0
WT_off | 0 | 0 | 0 | 0 | 0 | 0
PseudoUnit | 0 | 0 | 0 | 0 | 0 | 0
FixedInterchange | 0 | 0 | 0 | 0 | 0 | 0
Retrofit VOM Costs by Reporting Type: SPP_N
ReportingType | 2015 | 2020 | 2025 | 2030 | 2035 | 2040
BM | 0 | 0 | 0 | 0 | 0 | 0
CC | 0 | 0 | 0 | 0 | 0 | 0
CSP | 0 | 0 | 0 | 0 | 0 | 0
CT | 0 | 0 | 0 | 0 | 0 | 0
Coal | 168.19 | 76.52 | 6.41 | 19.34 | 38.73 | 38.73
Geo | 0 | 0 | 0 | 0 | 0 | 0
H | 0 | 0 | 0 | 0 | 0 | 0
LFG | 0 | 0 | 0 | 0 | 0 | 0
Nuc | 0 | 0 | 0 | 0 | 0 | 0
PS | 0 | 0 | 0 | 0 | 0 | 0
PV | 0 | 0 | 0 | 0 | 0 | 0
PeakG | 0 | 0 | 0 | 0 | 0 | 0
PeakO | 0 | 0 | 0 | 0 | 0 | 0
ST | 0 | 0 | 0 | 0 | 0 | 0
STOG | 0 | 0 | 0 | 0 | 0 | 0
STWD | 0 | 0 | 0 | 0 | 0 | 0
WT | 0 | 0 | 0 | 0 | 0 | 0
IGCC | 0 | 0 | 0 | 0 | 0 | 0
DemandResponse | 0 | 0 | 0 | 0 | 0 | 0
IGCC-CCS | 0 | 0 | 0 | 0 | 0 | 0
WT_off | 0 | 0 | 0 | 0 | 0 | 0
PseudoUnit | 0 | 0 | 0 | 0 | 0 | 0
FixedInterchange | 0 | 0 | 0 | 0 | 0 | 0
Retrofit VOM Costs by Reporting Type: SPP_S
ReportingType | 2015 | 2020 | 2025 | 2030 | 2035 | 2040
BM | 0 | 0 | 0 | 0 | 0 | 0
CC | 0 | 0 | 0 | 0 | 0 | 0
CSP | 0 | 0 | 0 | 0 | 0 | 0
CT | 0 | 0 | 0 | 0 | 0 | 0
Coal | 40.23 | 30.22 | 2.49 | 0 | 0 | 0
Geo | 0 | 0 | 0 | 0 | 0 | 0
H | 0 | 0 | 0 | 0 | 0 | 0
LFG | 0 | 0 | 0 | 0 | 0 | 0
Nuc | 0 | 0 | 0 | 0 | 0 | 0
PS | 0 | 0 | 0 | 0 | 0 | 0
PV | 0 | 0 | 0 | 0 | 0 | 0
PeakG | 0 | 0 | 0 | 0 | 0 | 0
PeakO | 0 | 0 | 0 | 0 | 0 | 0
ST | 0 | 0 | 0 | 0 | 0 | 0
STOG | 0 | 0 | 0 | 0 | 0 | 0
STWD | 0 | 0 | 0 | 0 | 0 | 0
WT | 0 | 0 | 0 | 0 | 0 | 0
IGCC | 0 | 0 | 0 | 0 | 0 | 0
DemandResponse | 0 | 0 | 0 | 0 | 0 | 0
IGCC-CCS | 0 | 0 | 0 | 0 | 0 | 0
WT_off | 0 | 0 | 0 | 0 | 0 | 0
PseudoUnit | 0 | 0 | 0 | 0 | 0 | 0
FixedInterchange | 0 | 0 | 0 | 0 | 0 | 0
Retrofit VOM Costs by Reporting Type: TVA
ReportingType | 2015 | 2020 | 2025 | 2030 | 2035 | 2040
BM | 0 | 0 | 0 | 0 | 0 | 0
CC | 0 | 0 | 0 | 0 | 0 | 0
CSP | 0 | 0 | 0 | 0 | 0 | 0
CT | 0 | 0 | 0 | 0 | 0 | 0
Coal | 120.35 | 65.1 | 2.4 | 0 | 0 | 0
Geo | 0 | 0 | 0 | 0 | 0 | 0
H | 0 | 0 | 0 | 0 | 0 | 0
LFG | 0 | 0 | 0 | 0 | 0 | 0
Nuc | 0 | 0 | 0 | 0 | 0 | 0
PS | 0 | 0 | 0 | 0 | 0 | 0
PV | 0 | 0 | 0 | 0 | 0 | 0
PeakG | 0 | 0 | 0 | 0 | 0 | 0
PeakO | 0 | 0 | 0 | 0 | 0 | 0
ST | 0 | 0 | 0 | 0 | 0 | 0
STOG | 0 | 0 | 0 | 0 | 0 | 0
STWD | 0 | 0 | 0 | 0 | 0 | 0
WT | 0 | 0 | 0 | 0 | 0 | 0
IGCC | 0 | 0 | 0 | 0 | 0 | 0
DemandResponse | 0 | 0 | 0 | 0 | 0 | 0
IGCC-CCS | 0 | 0 | 0 | 0 | 0 | 0
WT_off | 0 | 0 | 0 | 0 | 0 | 0
PseudoUnit | 0 | 0 | 0 | 0 | 0 | 0
FixedInterchange | 0 | 0 | 0 | 0 | 0 | 0
Retrofit VOM Costs by Reporting Type: TVA_Transmission
ReportingType | 2015 | 2020 | 2025 | 2030 | 2035 | 2040
BM | 0 | 0 | 0 | 0 | 0 | 0
CC | 0 | 0 | 0 | 0 | 0 | 0
CSP | 0 | 0 | 0 | 0 | 0 | 0
CT | 0 | 0 | 0 | 0 | 0 | 0
Coal | 0 | 0 | 0 | 0 | 0 | 0
Geo | 0 | 0 | 0 | 0 | 0 | 0
H | 0 | 0 | 0 | 0 | 0 | 0
LFG | 0 | 0 | 0 | 0 | 0 | 0
Nuc | 0 | 0 | 0 | 0 | 0 | 0
PS | 0 | 0 | 0 | 0 | 0 | 0
PV | 0 | 0 | 0 | 0 | 0 | 0
PeakG | 0 | 0 | 0 | 0 | 0 | 0
PeakO | 0 | 0 | 0 | 0 | 0 | 0
ST | 0 | 0 | 0 | 0 | 0 | 0
STOG | 0 | 0 | 0 | 0 | 0 | 0
STWD | 0 | 0 | 0 | 0 | 0 | 0
WT | 0 | 0 | 0 | 0 | 0 | 0
IGCC | 0 | 0 | 0 | 0 | 0 | 0
DemandResponse | 0 | 0 | 0 | 0 | 0 | 0
IGCC-CCS | 0 | 0 | 0 | 0 | 0 | 0
WT_off | 0 | 0 | 0 | 0 | 0 | 0
PseudoUnit | 0 | 0 | 0 | 0 | 0 | 0
FixedInterchange | 0 | 0 | 0 | 0 | 0 | 0
Retrofit VOM Costs by Reporting Type: VACAR
ReportingType | 2015 | 2020 | 2025 | 2030 | 2035 | 2040
BM | 0 | 0 | 0 | 0 | 0 | 0
CC | 0 | 0 | 0 | 0 | 0 | 0
CSP | 0 | 0 | 0 | 0 | 0 | 0
CT | 0 | 0 | 0 | 0 | 0 | 0
Coal | 82.25 | 51.32 | 12.89 | 16.55 | 26.43 | 26.43
Geo | 0 | 0 | 0 | 0 | 0 | 0
H | 0 | 0 | 0 | 0 | 0 | 0
LFG | 0 | 0 | 0 | 0 | 0 | 0
Nuc | 0 | 0 | 0 | 0 | 0 | 0
PS | 0 | 0 | 0 | 0 | 0 | 0
PV | 0 | 0 | 0 | 0 | 0 | 0
PeakG | 0 | 0 | 0 | 0 | 0 | 0
PeakO | 0 | 0 | 0 | 0 | 0 | 0
ST | 0 | 0 | 0 | 0 | 0 | 0
STOG | 0 | 0 | 0 | 0 | 0 | 0
STWD | 0 | 0 | 0 | 0 | 0 | 0
WT | 0 | 0 | 0 | 0 | 0 | 0
IGCC | 0 | 0 | 0 | 0 | 0 | 0
DemandResponse | 0 | 0 | 0 | 0 | 0 | 0
IGCC-CCS | 0 | 0 | 0 | 0 | 0 | 0
WT_off | 0 | 0 | 0 | 0 | 0 | 0
PseudoUnit | 0 | 0 | 0 | 0 | 0 | 0
FixedInterchange | 0 | 0 | 0 | 0 | 0 | 0
Retrofit VOM Costs by Reporting Type: IESO
ReportingType | 2015 | 2020 | 2025 | 2030 | 2035 | 2040
BM | 0 | 0 | 0 | 0 | 0 | 0
CC | 0 | 0 | 0 | 0 | 0 | 0
CSP | 0 | 0 | 0 | 0 | 0 | 0
CT | 0 | 0 | 0 | 0 | 0 | 0
Coal | 0 | 0 | 0 | 0 | 0 | 0
Geo | 0 | 0 | 0 | 0 | 0 | 0
H | 0 | 0 | 0 | 0 | 0 | 0
LFG | 0 | 0 | 0 | 0 | 0 | 0
Nuc | 0 | 0 | 0 | 0 | 0 | 0
PS | 0 | 0 | 0 | 0 | 0 | 0
PV | 0 | 0 | 0 | 0 | 0 | 0
PeakG | 0 | 0 | 0 | 0 | 0 | 0
PeakO | 0 | 0 | 0 | 0 | 0 | 0
ST | 0 | 0 | 0 | 0 | 0 | 0
STOG | 0 | 0 | 0 | 0 | 0 | 0
STWD | 0 | 0 | 0 | 0 | 0 | 0
WT | 0 | 0 | 0 | 0 | 0 | 0
IGCC | 0 | 0 | 0 | 0 | 0 | 0
DemandResponse | 0 | 0 | 0 | 0 | 0 | 0
IGCC-CCS | 0 | 0 | 0 | 0 | 0 | 0
WT_off | 0 | 0 | 0 | 0 | 0 | 0
PseudoUnit | 0 | 0 | 0 | 0 | 0 | 0
FixedInterchange | 0 | 0 | 0 | 0 | 0 | 0
Retrofit VOM Costs by Reporting Type: MAPP_CA
ReportingType | 2015 | 2020 | 2025 | 2030 | 2035 | 2040
BM | 0 | 0 | 0 | 0 | 0 | 0
CC | 0 | 0 | 0 | 0 | 0 | 0
CSP | 0 | 0 | 0 | 0 | 0 | 0
CT | 0 | 0 | 0 | 0 | 0 | 0
Coal | 0 | 0 | 0 | 0 | 0 | 0
Geo | 0 | 0 | 0 | 0 | 0 | 0
H | 0 | 0 | 0 | 0 | 0 | 0
LFG | 0 | 0 | 0 | 0 | 0 | 0
Nuc | 0 | 0 | 0 | 0 | 0 | 0
PS | 0 | 0 | 0 | 0 | 0 | 0
PV | 0 | 0 | 0 | 0 | 0 | 0
PeakG | 0 | 0 | 0 | 0 | 0 | 0
PeakO | 0 | 0 | 0 | 0 | 0 | 0
ST | 0 | 0 | 0 | 0 | 0 | 0
STOG | 0 | 0 | 0 | 0 | 0 | 0
STWD | 0 | 0 | 0 | 0 | 0 | 0
WT | 0 | 0 | 0 | 0 | 0 | 0
IGCC | 0 | 0 | 0 | 0 | 0 | 0
DemandResponse | 0 | 0 | 0 | 0 | 0 | 0
IGCC-CCS | 0 | 0 | 0 | 0 | 0 | 0
WT_off | 0 | 0 | 0 | 0 | 0 | 0
PseudoUnit | 0 | 0 | 0 | 0 | 0 | 0
FixedInterchange | 0 | 0 | 0 | 0 | 0 | 0
Retrofit VOM Costs by Reporting Type: AZ_NM_SNV_Coal
ReportingType | 2015 | 2020 | 2025 | 2030 | 2035 | 2040
BM | 0 | 0 | 0 | 0 | 0 | 0
CC | 0 | 0 | 0 | 0 | 0 | 0
CSP | 0 | 0 | 0 | 0 | 0 | 0
CT | 0 | 0 | 0 | 0 | 0 | 0
Coal | 213.55 | 220.05 | 46.19 | 5.15 | 33.7 | 17.35
Geo | 0 | 0 | 0 | 0 | 0 | 0
H | 0 | 0 | 0 | 0 | 0 | 0
LFG | 0 | 0 | 0 | 0 | 0 | 0
Nuc | 0 | 0 | 0 | 0 | 0 | 0
PS | 0 | 0 | 0 | 0 | 0 | 0
PV | 0 | 0 | 0 | 0 | 0 | 0
PeakG | 0 | 0 | 0 | 0 | 0 | 0
PeakO | 0 | 0 | 0 | 0 | 0 | 0
ST | 0 | 0 | 0 | 0 | 0 | 0
STOG | 0 | 0 | 0 | 0 | 0 | 0
STWD | 0 | 0 | 0 | 0 | 0 | 0
WT | 0 | 0 | 0 | 0 | 0 | 0
IGCC | 0 | 0 | 0 | 0 | 0 | 0
DemandResponse | 0 | 0 | 0 | 0 | 0 | 0
IGCC-CCS | 0 | 0 | 0 | 0 | 0 | 0
WT_off | 0 | 0 | 0 | 0 | 0 | 0
PseudoUnit | 0 | 0 | 0 | 0 | 0 | 0
FixedInterchange | 0 | 0 | 0 | 0 | 0 | 0
Retrofit VOM Costs by Reporting Type: AZ_NM_SNV_Gas
ReportingType | 2015 | 2020 | 2025 | 2030 | 2035 | 2040
BM | 0 | 0 | 0 | 0 | 0 | 0
CC | 0 | 0 | 0 | 0 | 0 | 0
CSP | 0 | 0 | 0 | 0 | 0 | 0
CT | 0 | 0 | 0 | 0 | 0 | 0
Coal | 0 | 0 | 0 | 0 | 0 | 0
Geo | 0 | 0 | 0 | 0 | 0 | 0
H | 0 | 0 | 0 | 0 | 0 | 0
LFG | 0 | 0 | 0 | 0 | 0 | 0
Nuc | 0 | 0 | 0 | 0 | 0 | 0
PS | 0 | 0 | 0 | 0 | 0 | 0
PV | 0 | 0 | 0 | 0 | 0 | 0
PeakG | 0 | 0 | 0 | 0 | 0 | 0
PeakO | 0 | 0 | 0 | 0 | 0 | 0
ST | 0 | 0 | 0 | 0 | 0 | 0
STOG | 0 | 0 | 0 | 0 | 0 | 0
STWD | 0 | 0 | 0 | 0 | 0 | 0
WT | 0 | 0 | 0 | 0 | 0 | 0
IGCC | 0 | 0 | 0 | 0 | 0 | 0
DemandResponse | 0 | 0 | 0 | 0 | 0 | 0
IGCC-CCS | 0 | 0 | 0 | 0 | 0 | 0
WT_off | 0 | 0 | 0 | 0 | 0 | 0
PseudoUnit | 0 | 0 | 0 | 0 | 0 | 0
FixedInterchange | 0 | 0 | 0 | 0 | 0 | 0
Retrofit VOM Costs by Reporting Type: AZ_NM_SNV_NucRenew
ReportingType | 2015 | 2020 | 2025 | 2030 | 2035 | 2040
BM | 0 | 0 | 0 | 0 | 0 | 0
CC | 0 | 0 | 0 | 0 | 0 | 0
CSP | 0 | 0 | 0 | 0 | 0 | 0
CT | 0 | 0 | 0 | 0 | 0 | 0
Coal | 0 | 0 | 0 | 0 | 0 | 0
Geo | 0 | 0 | 0 | 0 | 0 | 0
H | 0 | 0 | 0 | 0 | 0 | 0
LFG | 0 | 0 | 0 | 0 | 0 | 0
Nuc | 0 | 0 | 0 | 0 | 0 | 0
PS | 0 | 0 | 0 | 0 | 0 | 0
PV | 0 | 0 | 0 | 0 | 0 | 0
PeakG | 0 | 0 | 0 | 0 | 0 | 0
PeakO | 0 | 0 | 0 | 0 | 0 | 0
ST | 0 | 0 | 0 | 0 | 0 | 0
STOG | 0 | 0 | 0 | 0 | 0 | 0
STWD | 0 | 0 | 0 | 0 | 0 | 0
WT | 0 | 0 | 0 | 0 | 0 | 0
IGCC | 0 | 0 | 0 | 0 | 0 | 0
DemandResponse | 0 | 0 | 0 | 0 | 0 | 0
IGCC-CCS | 0 | 0 | 0 | 0 | 0 | 0
WT_off | 0 | 0 | 0 | 0 | 0 | 0
PseudoUnit | 0 | 0 | 0 | 0 | 0 | 0
FixedInterchange | 0 | 0 | 0 | 0 | 0 | 0
Retrofit VOM Costs by Reporting Type: ERCOT
ReportingType | 2015 | 2020 | 2025 | 2030 | 2035 | 2040
BM | 0 | 0 | 0 | 0 | 0 | 0
CC | 0 | 0 | 0 | 0 | 0 | 0
CSP | 0 | 0 | 0 | 0 | 0 | 0
CT | 0 | 0 | 0 | 0 | 0 | 0
Coal | 113.55 | 70.9 | 23.38 | 37.69 | 44.02 | 44.02
Geo | 0 | 0 | 0 | 0 | 0 | 0
H | 0 | 0 | 0 | 0 | 0 | 0
LFG | 0 | 0 | 0 | 0 | 0 | 0
Nuc | 0 | 0 | 0 | 0 | 0 | 0
PS | 0 | 0 | 0 | 0 | 0 | 0
PV | 0 | 0 | 0 | 0 | 0 | 0
PeakG | 0 | 0 | 0 | 0 | 0 | 0
PeakO | 0 | 0 | 0 | 0 | 0 | 0
ST | 0 | 0 | 0 | 0 | 0 | 0
STOG | 0 | 0 | 0 | 0 | 0 | 0
STWD | 0 | 0 | 0 | 0 | 0 | 0
WT | 0 | 0 | 0 | 0 | 0 | 0
IGCC | 0 | 0 | 0 | 0 | 0 | 0
DemandResponse | 0 | 0 | 0 | 0 | 0 | 0
IGCC-CCS | 0 | 0 | 0 | 0 | 0 | 0
WT_off | 0 | 0 | 0 | 0 | 0 | 0
PseudoUnit | 0 | 0 | 0 | 0 | 0 | 0
FixedInterchange | 0 | 0 | 0 | 0 | 0 | 0
Retrofit VOM Costs by Reporting Type: NP15
ReportingType | 2015 | 2020 | 2025 | 2030 | 2035 | 2040
BM | 0 | 0 | 0 | 0 | 0 | 0
CC | 0 | 0 | 0 | 0 | 0 | 0
CSP | 0 | 0 | 0 | 0 | 0 | 0
CT | 0 | 0 | 0 | 0 | 0 | 0
Coal | 1.46 | 0 | 0 | 0 | 0 | 0
Geo | 0 | 0 | 0 | 0 | 0 | 0
H | 0 | 0 | 0 | 0 | 0 | 0
LFG | 0 | 0 | 0 | 0 | 0 | 0
Nuc | 0 | 0 | 0 | 0 | 0 | 0
PS | 0 | 0 | 0 | 0 | 0 | 0
PV | 0 | 0 | 0 | 0 | 0 | 0
PeakG | 0 | 0 | 0 | 0 | 0 | 0
PeakO | 0 | 0 | 0 | 0 | 0 | 0
ST | 0 | 0 | 0 | 0 | 0 | 0
STOG | 0 | 0 | 0 | 0 | 0 | 0
STWD | 0 | 0 | 0 | 0 | 0 | 0
WT | 0 | 0 | 0 | 0 | 0 | 0
IGCC | 0 | 0 | 0 | 0 | 0 | 0
DemandResponse | 0 | 0 | 0 | 0 | 0 | 0
IGCC-CCS | 0 | 0 | 0 | 0 | 0 | 0
WT_off | 0 | 0 | 0 | 0 | 0 | 0
PseudoUnit | 0 | 0 | 0 | 0 | 0 | 0
FixedInterchange | 0 | 0 | 0 | 0 | 0 | 0
Retrofit VOM Costs by Reporting Type: NWPP_Coal
ReportingType | 2015 | 2020 | 2025 | 2030 | 2035 | 2040
BM | 0 | 0 | 0 | 0 | 0 | 0
CC | 0 | 0 | 0 | 0 | 0 | 0
CSP | 0 | 0 | 0 | 0 | 0 | 0
CT | 0 | 0 | 0 | 0 | 0 | 0
Coal | 171.54 | 170.6 | 13.34 | 13.34 | 13.34 | 13.34
Geo | 0 | 0 | 0 | 0 | 0 | 0
H | 0 | 0 | 0 | 0 | 0 | 0
LFG | 0 | 0 | 0 | 0 | 0 | 0
Nuc | 0 | 0 | 0 | 0 | 0 | 0
PS | 0 | 0 | 0 | 0 | 0 | 0
PV | 0 | 0 | 0 | 0 | 0 | 0
PeakG | 0 | 0 | 0 | 0 | 0 | 0
PeakO | 0 | 0 | 0 | 0 | 0 | 0
ST | 0 | 0 | 0 | 0 | 0 | 0
STOG | 0 | 0 | 0 | 0 | 0 | 0
STWD | 0 | 0 | 0 | 0 | 0 | 0
WT | 0 | 0 | 0 | 0 | 0 | 0
IGCC | 0 | 0 | 0 | 0 | 0 | 0
DemandResponse | 0 | 0 | 0 | 0 | 0 | 0
IGCC-CCS | 0 | 0 | 0 | 0 | 0 | 0
WT_off | 0 | 0 | 0 | 0 | 0 | 0
PseudoUnit | 0 | 0 | 0 | 0 | 0 | 0
FixedInterchange | 0 | 0 | 0 | 0 | 0 | 0
Retrofit VOM Costs by Reporting Type: NWPP_Gas
ReportingType | 2015 | 2020 | 2025 | 2030 | 2035 | 2040
BM | 0 | 0 | 0 | 0 | 0 | 0
CC | 0 | 0 | 0 | 0 | 0 | 0
CSP | 0 | 0 | 0 | 0 | 0 | 0
CT | 0 | 0 | 0 | 0 | 0 | 0
Coal | 0 | 0 | 0 | 0 | 0 | 0
Geo | 0 | 0 | 0 | 0 | 0 | 0
H | 0 | 0 | 0 | 0 | 0 | 0
LFG | 0 | 0 | 0 | 0 | 0 | 0
Nuc | 0 | 0 | 0 | 0 | 0 | 0
PS | 0 | 0 | 0 | 0 | 0 | 0
PV | 0 | 0 | 0 | 0 | 0 | 0
PeakG | 0 | 0 | 0 | 0 | 0 | 0
PeakO | 0 | 0 | 0 | 0 | 0 | 0
ST | 0 | 0 | 0 | 0 | 0 | 0
STOG | 0 | 0 | 0 | 0 | 0 | 0
STWD | 0 | 0 | 0 | 0 | 0 | 0
WT | 0 | 0 | 0 | 0 | 0 | 0
IGCC | 0 | 0 | 0 | 0 | 0 | 0
DemandResponse | 0 | 0 | 0 | 0 | 0 | 0
IGCC-CCS | 0 | 0 | 0 | 0 | 0 | 0
WT_off | 0 | 0 | 0 | 0 | 0 | 0
PseudoUnit | 0 | 0 | 0 | 0 | 0 | 0
FixedInterchange | 0 | 0 | 0 | 0 | 0 | 0
Retrofit VOM Costs by Reporting Type: NWPP_NucRenew
ReportingType | 2015 | 2020 | 2025 | 2030 | 2035 | 2040
BM | 0 | 0 | 0 | 0 | 0 | 0
CC | 0 | 0 | 0 | 0 | 0 | 0
CSP | 0 | 0 | 0 | 0 | 0 | 0
CT | 0 | 0 | 0 | 0 | 0 | 0
Coal | 0 | 0 | 0 | 0 | 0 | 0
Geo | 0 | 0 | 0 | 0 | 0 | 0
H | 0 | 0 | 0 | 0 | 0 | 0
LFG | 0 | 0 | 0 | 0 | 0 | 0
Nuc | 0 | 0 | 0 | 0 | 0 | 0
PS | 0 | 0 | 0 | 0 | 0 | 0
PV | 0 | 0 | 0 | 0 | 0 | 0
PeakG | 0 | 0 | 0 | 0 | 0 | 0
PeakO | 0 | 0 | 0 | 0 | 0 | 0
ST | 0 | 0 | 0 | 0 | 0 | 0
STOG | 0 | 0 | 0 | 0 | 0 | 0
STWD | 0 | 0 | 0 | 0 | 0 | 0
WT | 0 | 0 | 0 | 0 | 0 | 0
IGCC | 0 | 0 | 0 | 0 | 0 | 0
DemandResponse | 0 | 0 | 0 | 0 | 0 | 0
IGCC-CCS | 0 | 0 | 0 | 0 | 0 | 0
WT_off | 0 | 0 | 0 | 0 | 0 | 0
PseudoUnit | 0 | 0 | 0 | 0 | 0 | 0
FixedInterchange | 0 | 0 | 0 | 0 | 0 | 0
Retrofit VOM Costs by Reporting Type: RMPA
ReportingType | 2015 | 2020 | 2025 | 2030 | 2035 | 2040
BM | 0 | 0 | 0 | 0 | 0 | 0
CC | 0 | 0 | 0 | 0 | 0 | 0
CSP | 0 | 0 | 0 | 0 | 0 | 0
CT | 0 | 0 | 0 | 0 | 0 | 0
Coal | 228.26 | 244.54 | 19.08 | 17.41 | 17.41 | 17.41
Geo | 0 | 0 | 0 | 0 | 0 | 0
H | 0 | 0 | 0 | 0 | 0 | 0
LFG | 0 | 0 | 0 | 0 | 0 | 0
Nuc | 0 | 0 | 0 | 0 | 0 | 0
PS | 0 | 0 | 0 | 0 | 0 | 0
PV | 0 | 0 | 0 | 0 | 0 | 0
PeakG | 0 | 0 | 0 | 0 | 0 | 0
PeakO | 0 | 0 | 0 | 0 | 0 | 0
ST | 0 | 0 | 0 | 0 | 0 | 0
STOG | 0 | 0 | 0 | 0 | 0 | 0
STWD | 0 | 0 | 0 | 0 | 0 | 0
WT | 0 | 0 | 0 | 0 | 0 | 0
IGCC | 0 | 0 | 0 | 0 | 0 | 0
DemandResponse | 0 | 0 | 0 | 0 | 0 | 0
IGCC-CCS | 0 | 0 | 0 | 0 | 0 | 0
WT_off | 0 | 0 | 0 | 0 | 0 | 0
PseudoUnit | 0 | 0 | 0 | 0 | 0 | 0
FixedInterchange | 0 | 0 | 0 | 0 | 0 | 0
Retrofit VOM Costs by Reporting Type: SP15
ReportingType | 2015 | 2020 | 2025 | 2030 | 2035 | 2040
BM | 0 | 0 | 0 | 0 | 0 | 0
CC | 0 | 0 | 0 | 0 | 0 | 0
CSP | 0 | 0 | 0 | 0 | 0 | 0
CT | 0 | 0 | 0 | 0 | 0 | 0
Coal | 5.19 | 5.66 | 0 | 0 | 0 | 0
Geo | 0 | 0 | 0 | 0 | 0 | 0
H | 0 | 0 | 0 | 0 | 0 | 0
LFG | 0 | 0 | 0 | 0 | 0 | 0
Nuc | 0 | 0 | 0 | 0 | 0 | 0
PS | 0 | 0 | 0 | 0 | 0 | 0
PV | 0 | 0 | 0 | 0 | 0 | 0
PeakG | 0 | 0 | 0 | 0 | 0 | 0
PeakO | 0 | 0 | 0 | 0 | 0 | 0
ST | 0 | 0 | 0 | 0 | 0 | 0
STOG | 0 | 0 | 0 | 0 | 0 | 0
STWD | 0 | 0 | 0 | 0 | 0 | 0
WT | 0 | 0 | 0 | 0 | 0 | 0
IGCC | 0 | 0 | 0 | 0 | 0 | 0
DemandResponse | 0 | 0 | 0 | 0 | 0 | 0
IGCC-CCS | 0 | 0 | 0 | 0 | 0 | 0
WT_off | 0 | 0 | 0 | 0 | 0 | 0
PseudoUnit | 0 | 0 | 0 | 0 | 0 | 0
FixedInterchange | 0 | 0 | 0 | 0 | 0 | 0
Retrofit VOM Costs by Reporting Type: ALB
ReportingType | 2015 | 2020 | 2025 | 2030 | 2035 | 2040
BM | 0 | 0 | 0 | 0 | 0 | 0
CC | 0 | 0 | 0 | 0 | 0 | 0
CSP | 0 | 0 | 0 | 0 | 0 | 0
CT | 0 | 0 | 0 | 0 | 0 | 0
Coal | 21.2 | 21.2 | 17.01 | 0 | 0 | 0
Geo | 0 | 0 | 0 | 0 | 0 | 0
H | 0 | 0 | 0 | 0 | 0 | 0
LFG | 0 | 0 | 0 | 0 | 0 | 0
Nuc | 0 | 0 | 0 | 0 | 0 | 0
PS | 0 | 0 | 0 | 0 | 0 | 0
PV | 0 | 0 | 0 | 0 | 0 | 0
PeakG | 0 | 0 | 0 | 0 | 0 | 0
PeakO | 0 | 0 | 0 | 0 | 0 | 0
ST | 0 | 0 | 0 | 0 | 0 | 0
STOG | 0 | 0 | 0 | 0 | 0 | 0
STWD | 0 | 0 | 0 | 0 | 0 | 0
WT | 0 | 0 | 0 | 0 | 0 | 0
IGCC | 0 | 0 | 0 | 0 | 0 | 0
DemandResponse | 0 | 0 | 0 | 0 | 0 | 0
IGCC-CCS | 0 | 0 | 0 | 0 | 0 | 0
WT_off | 0 | 0 | 0 | 0 | 0 | 0
PseudoUnit | 0 | 0 | 0 | 0 | 0 | 0
FixedInterchange | 0 | 0 | 0 | 0 | 0 | 0
Retrofit VOM Costs by Reporting Type: BC
ReportingType | 2015 | 2020 | 2025 | 2030 | 2035 | 2040
BM | 0 | 0 | 0 | 0 | 0 | 0
CC | 0 | 0 | 0 | 0 | 0 | 0
CSP | 0 | 0 | 0 | 0 | 0 | 0
CT | 0 | 0 | 0 | 0 | 0 | 0
Coal | 0 | 0 | 0 | 0 | 0 | 0
Geo | 0 | 0 | 0 | 0 | 0 | 0
H | 0 | 0 | 0 | 0 | 0 | 0
LFG | 0 | 0 | 0 | 0 | 0 | 0
Nuc | 0 | 0 | 0 | 0 | 0 | 0
PS | 0 | 0 | 0 | 0 | 0 | 0
PV | 0 | 0 | 0 | 0 | 0 | 0
PeakG | 0 | 0 | 0 | 0 | 0 | 0
PeakO | 0 | 0 | 0 | 0 | 0 | 0
ST | 0 | 0 | 0 | 0 | 0 | 0
STOG | 0 | 0 | 0 | 0 | 0 | 0
STWD | 0 | 0 | 0 | 0 | 0 | 0
WT | 0 | 0 | 0 | 0 | 0 | 0
IGCC | 0 | 0 | 0 | 0 | 0 | 0
DemandResponse | 0 | 0 | 0 | 0 | 0 | 0
IGCC-CCS | 0 | 0 | 0 | 0 | 0 | 0
WT_off | 0 | 0 | 0 | 0 | 0 | 0
PseudoUnit | 0 | 0 | 0 | 0 | 0 | 0
FixedInterchange | 0 | 0 | 0 | 0 | 0 | 0
Retrofit VOM Costs by Reporting Type: HQ_IESO
ReportingType | 2015 | 2020 | 2025 | 2030 | 2035 | 2040
BM | 0 | 0 | 0 | 0 | 0 | 0
CC | 0 | 0 | 0 | 0 | 0 | 0
CSP | 0 | 0 | 0 | 0 | 0 | 0
CT | 0 | 0 | 0 | 0 | 0 | 0
Coal | 0 | 0 | 0 | 0 | 0 | 0
Geo | 0 | 0 | 0 | 0 | 0 | 0
H | 0 | 0 | 0 | 0 | 0 | 0
LFG | 0 | 0 | 0 | 0 | 0 | 0
Nuc | 0 | 0 | 0 | 0 | 0 | 0
PS | 0 | 0 | 0 | 0 | 0 | 0
PV | 0 | 0 | 0 | 0 | 0 | 0
PeakG | 0 | 0 | 0 | 0 | 0 | 0
PeakO | 0 | 0 | 0 | 0 | 0 | 0
ST | 0 | 0 | 0 | 0 | 0 | 0
STOG | 0 | 0 | 0 | 0 | 0 | 0
STWD | 0 | 0 | 0 | 0 | 0 | 0
WT | 0 | 0 | 0 | 0 | 0 | 0
IGCC | 0 | 0 | 0 | 0 | 0 | 0
DemandResponse | 0 | 0 | 0 | 0 | 0 | 0
IGCC-CCS | 0 | 0 | 0 | 0 | 0 | 0
WT_off | 0 | 0 | 0 | 0 | 0 | 0
PseudoUnit | 0 | 0 | 0 | 0 | 0 | 0
FixedInterchange | 0 | 0 | 0 | 0 | 0 | 0
Retrofit VOM Costs by Reporting Type: HQ_NEISO
ReportingType | 2015 | 2020 | 2025 | 2030 | 2035 | 2040
BM | 0 | 0 | 0 | 0 | 0 | 0
CC | 0 | 0 | 0 | 0 | 0 | 0
CSP | 0 | 0 | 0 | 0 | 0 | 0
CT | 0 | 0 | 0 | 0 | 0 | 0
Coal | 0 | 0 | 0 | 0 | 0 | 0
Geo | 0 | 0 | 0 | 0 | 0 | 0
H | 0 | 0 | 0 | 0 | 0 | 0
LFG | 0 | 0 | 0 | 0 | 0 | 0
Nuc | 0 | 0 | 0 | 0 | 0 | 0
PS | 0 | 0 | 0 | 0 | 0 | 0
PV | 0 | 0 | 0 | 0 | 0 | 0
PeakG | 0 | 0 | 0 | 0 | 0 | 0
PeakO | 0 | 0 | 0 | 0 | 0 | 0
ST | 0 | 0 | 0 | 0 | 0 | 0
STOG | 0 | 0 | 0 | 0 | 0 | 0
STWD | 0 | 0 | 0 | 0 | 0 | 0
WT | 0 | 0 | 0 | 0 | 0 | 0
IGCC | 0 | 0 | 0 | 0 | 0 | 0
DemandResponse | 0 | 0 | 0 | 0 | 0 | 0
IGCC-CCS | 0 | 0 | 0 | 0 | 0 | 0
WT_off | 0 | 0 | 0 | 0 | 0 | 0
PseudoUnit | 0 | 0 | 0 | 0 | 0 | 0
FixedInterchange | 0 | 0 | 0 | 0 | 0 | 0
Retrofit VOM Costs by Reporting Type: HQ_NY
ReportingType | 2015 | 2020 | 2025 | 2030 | 2035 | 2040
BM | 0 | 0 | 0 | 0 | 0 | 0
CC | 0 | 0 | 0 | 0 | 0 | 0
CSP | 0 | 0 | 0 | 0 | 0 | 0
CT | 0 | 0 | 0 | 0 | 0 | 0
Coal | 0 | 0 | 0 | 0 | 0 | 0
Geo | 0 | 0 | 0 | 0 | 0 | 0
H | 0 | 0 | 0 | 0 | 0 | 0
LFG | 0 | 0 | 0 | 0 | 0 | 0
Nuc | 0 | 0 | 0 | 0 | 0 | 0
PS | 0 | 0 | 0 | 0 | 0 | 0
PV | 0 | 0 | 0 | 0 | 0 | 0
PeakG | 0 | 0 | 0 | 0 | 0 | 0
PeakO | 0 | 0 | 0 | 0 | 0 | 0
ST | 0 | 0 | 0 | 0 | 0 | 0
STOG | 0 | 0 | 0 | 0 | 0 | 0
STWD | 0 | 0 | 0 | 0 | 0 | 0
WT | 0 | 0 | 0 | 0 | 0 | 0
IGCC | 0 | 0 | 0 | 0 | 0 | 0
DemandResponse | 0 | 0 | 0 | 0 | 0 | 0
IGCC-CCS | 0 | 0 | 0 | 0 | 0 | 0
WT_off | 0 | 0 | 0 | 0 | 0 | 0
PseudoUnit | 0 | 0 | 0 | 0 | 0 | 0
FixedInterchange | 0 | 0 | 0 | 0 | 0 | 0
Retrofit VOM Costs by Reporting Type: MARITIMES
ReportingType | 2015 | 2020 | 2025 | 2030 | 2035 | 2040
BM | 0 | 0 | 0 | 0 | 0 | 0
CC | 0 | 0 | 0 | 0 | 0 | 0
CSP | 0 | 0 | 0 | 0 | 0 | 0
CT | 0 | 0 | 0 | 0 | 0 | 0
Coal | 0 | 0 | 0 | 0 | 0 | 0
Geo | 0 | 0 | 0 | 0 | 0 | 0
H | 0 | 0 | 0 | 0 | 0 | 0
LFG | 0 | 0 | 0 | 0 | 0 | 0
Nuc | 0 | 0 | 0 | 0 | 0 | 0
PS | 0 | 0 | 0 | 0 | 0 | 0
PV | 0 | 0 | 0 | 0 | 0 | 0
PeakG | 0 | 0 | 0 | 0 | 0 | 0
PeakO | 0 | 0 | 0 | 0 | 0 | 0
ST | 0 | 0 | 0 | 0 | 0 | 0
STOG | 0 | 0 | 0 | 0 | 0 | 0
STWD | 0 | 0 | 0 | 0 | 0 | 0
WT | 0 | 0 | 0 | 0 | 0 | 0
IGCC | 0 | 0 | 0 | 0 | 0 | 0
DemandResponse | 0 | 0 | 0 | 0 | 0 | 0
IGCC-CCS | 0 | 0 | 0 | 0 | 0 | 0
WT_off | 0 | 0 | 0 | 0 | 0 | 0
PseudoUnit | 0 | 0 | 0 | 0 | 0 | 0
FixedInterchange | 0 | 0 | 0 | 0 | 0 | 0
retrofit VOM Costs by Reporting Type: All
ReportingType | 2015 | 2020 | 2025 | 2030 | 2035 | 2040
BM | 0 | 0 | 0 | 0 | 0 | 0
CC | 0 | 0 | 0 | 0 | 0 | 0
CSP | 0 | 0 | 0 | 0 | 0 | 0
CT | 0 | 0 | 0 | 0 | 0 | 0
Coal | 2290.87 | 1743.31 | 309.69 | 365.43 | 638.62 | 647.37
Geo | 0 | 0 | 0 | 0 | 0 | 0
H | 0 | 0 | 0 | 0 | 0 | 0
LFG | 0 | 0 | 0 | 0 | 0 | 0
Nuc | 0 | 0 | 0 | 0 | 0 | 0
PS | 0 | 0 | 0 | 0 | 0 | 0
PV | 0 | 0 | 0 | 0 | 0 | 0
PeakG | 0 | 0 | 0 | 0 | 0 | 0
PeakO | 0 | 0 | 0 | 0 | 0 | 0
ST | 0 | 0 | 0 | 0 | 0 | 0
STOG | 0 | 0 | 0 | 0 | 0 | 0
STWD | 0 | 0 | 0 | 0 | 0 | 0
WT | 0 | 0 | 0 | 0 | 0 | 0
IGCC | 0 | 0 | 0 | 0 | 0 | 0
DemandResponse | 0 | 0 | 0 | 0 | 0 | 0
IGCC-CCS | 0 | 0 | 0 | 0 | 0 | 0
WT_off | 0 | 0 | 0 | 0 | 0 | 0
PseudoUnit | 0 | 0 | 0 | 0 | 0 | 0
FixedInterchange | 0 | 0 | 0 | 0 | 0 | 0
retrofit VOM Costs by Reporting Type: EI_US
ReportingType | 2015 | 2020 | 2025 | 2030 | 2035 | 2040
BM | 0 | 0 | 0 | 0 | 0 | 0
CC | 0 | 0 | 0 | 0 | 0 | 0
CSP | 0 | 0 | 0 | 0 | 0 | 0
CT | 0 | 0 | 0 | 0 | 0 | 0
Coal | 1536.12 | 1010.35 | 190.69 | 291.84 | 530.16 | 555.25
Geo | 0 | 0 | 0 | 0 | 0 | 0
H | 0 | 0 | 0 | 0 | 0 | 0
LFG | 0 | 0 | 0 | 0 | 0 | 0
Nuc | 0 | 0 | 0 | 0 | 0 | 0
PS | 0 | 0 | 0 | 0 | 0 | 0
PV | 0 | 0 | 0 | 0 | 0 | 0
PeakG | 0 | 0 | 0 | 0 | 0 | 0
PeakO | 0 | 0 | 0 | 0 | 0 | 0
ST | 0 | 0 | 0 | 0 | 0 | 0
STOG | 0 | 0 | 0 | 0 | 0 | 0
STWD | 0 | 0 | 0 | 0 | 0 | 0
WT | 0 | 0 | 0 | 0 | 0 | 0
IGCC | 0 | 0 | 0 | 0 | 0 | 0
DemandResponse | 0 | 0 | 0 | 0 | 0 | 0
IGCC-CCS | 0 | 0 | 0 | 0 | 0 | 0
WT_off | 0 | 0 | 0 | 0 | 0 | 0
PseudoUnit | 0 | 0 | 0 | 0 | 0 | 0
FixedInterchange | 0 | 0 | 0 | 0 | 0 | 0
retrofit VOM Costs by Reporting Type: EI_Canada
ReportingType | 2015 | 2020 | 2025 | 2030 | 2035 | 2040
BM | 0 | 0 | 0 | 0 | 0 | 0
CC | 0 | 0 | 0 | 0 | 0 | 0
CSP | 0 | 0 | 0 | 0 | 0 | 0
CT | 0 | 0 | 0 | 0 | 0 | 0
Coal | 0 | 0 | 0 | 0 | 0 | 0
Geo | 0 | 0 | 0 | 0 | 0 | 0
H | 0 | 0 | 0 | 0 | 0 | 0
LFG | 0 | 0 | 0 | 0 | 0 | 0
Nuc | 0 | 0 | 0 | 0 | 0 | 0
PS | 0 | 0 | 0 | 0 | 0 | 0
PV | 0 | 0 | 0 | 0 | 0 | 0
PeakG | 0 | 0 | 0 | 0 | 0 | 0
PeakO | 0 | 0 | 0 | 0 | 0 | 0
ST | 0 | 0 | 0 | 0 | 0 | 0
STOG | 0 | 0 | 0 | 0 | 0 | 0
STWD | 0 | 0 | 0 | 0 | 0 | 0
WT | 0 | 0 | 0 | 0 | 0 | 0
IGCC | 0 | 0 | 0 | 0 | 0 | 0
DemandResponse | 0 | 0 | 0 | 0 | 0 | 0
IGCC-CCS | 0 | 0 | 0 | 0 | 0 | 0
WT_off | 0 | 0 | 0 | 0 | 0 | 0
PseudoUnit | 0 | 0 | 0 | 0 | 0 | 0
FixedInterchange | 0 | 0 | 0 | 0 | 0 | 0
retrofit VOM Costs by Reporting Type: EI
ReportingType | 2015 | 2020 | 2025 | 2030 | 2035 | 2040
BM | 0 | 0 | 0 | 0 | 0 | 0
CC | 0 | 0 | 0 | 0 | 0 | 0
CSP | 0 | 0 | 0 | 0 | 0 | 0
CT | 0 | 0 | 0 | 0 | 0 | 0
Coal | 1536.12 | 1010.35 | 190.69 | 291.84 | 530.16 | 555.25
Geo | 0 | 0 | 0 | 0 | 0 | 0
H | 0 | 0 | 0 | 0 | 0 | 0
LFG | 0 | 0 | 0 | 0 | 0 | 0
Nuc | 0 | 0 | 0 | 0 | 0 | 0
PS | 0 | 0 | 0 | 0 | 0 | 0
PV | 0 | 0 | 0 | 0 | 0 | 0
PeakG | 0 | 0 | 0 | 0 | 0 | 0
PeakO | 0 | 0 | 0 | 0 | 0 | 0
ST | 0 | 0 | 0 | 0 | 0 | 0
STOG | 0 | 0 | 0 | 0 | 0 | 0
STWD | 0 | 0 | 0 | 0 | 0 | 0
WT | 0 | 0 | 0 | 0 | 0 | 0
IGCC | 0 | 0 | 0 | 0 | 0 | 0
DemandResponse | 0 | 0 | 0 | 0 | 0 | 0
IGCC-CCS | 0 | 0 | 0 | 0 | 0 | 0
WT_off | 0 | 0 | 0 | 0 | 0 | 0
PseudoUnit | 0 | 0 | 0 | 0 | 0 | 0
FixedInterchange | 0 | 0 | 0 | 0 | 0 | 0
retrofit VOM Costs by Reporting Type: Outside_EI
ReportingType | 2015 | 2020 | 2025 | 2030 | 2035 | 2040
BM | 0 | 0 | 0 | 0 | 0 | 0
CC | 0 | 0 | 0 | 0 | 0 | 0
CSP | 0 | 0 | 0 | 0 | 0 | 0
CT | 0 | 0 | 0 | 0 | 0 | 0
Coal | 754.74 | 732.96 | 118.99 | 73.59 | 108.47 | 92.12
Geo | 0 | 0 | 0 | 0 | 0 | 0
H | 0 | 0 | 0 | 0 | 0 | 0
LFG | 0 | 0 | 0 | 0 | 0 | 0
Nuc | 0 | 0 | 0 | 0 | 0 | 0
PS | 0 | 0 | 0 | 0 | 0 | 0
PV | 0 | 0 | 0 | 0 | 0 | 0
PeakG | 0 | 0 | 0 | 0 | 0 | 0
PeakO | 0 | 0 | 0 | 0 | 0 | 0
ST | 0 | 0 | 0 | 0 | 0 | 0
STOG | 0 | 0 | 0 | 0 | 0 | 0
STWD | 0 | 0 | 0 | 0 | 0 | 0
WT | 0 | 0 | 0 | 0 | 0 | 0
IGCC | 0 | 0 | 0 | 0 | 0 | 0
DemandResponse | 0 | 0 | 0 | 0 | 0 | 0
IGCC-CCS | 0 | 0 | 0 | 0 | 0 | 0
WT_off | 0 | 0 | 0 | 0 | 0 | 0
PseudoUnit | 0 | 0 | 0 | 0 | 0 | 0
FixedInterchange | 0 | 0 | 0 | 0 | 0 | 0
#10 | Base FOM Costs ($million)
Base FOM Costs by Reporting Type: Entergy
ReportingType | 2015 | 2020 | 2025 | 2030 | 2035 | 2040
BM | 0 | 0 | 0 | 0 | 363.63 | 1012.57
CC | 459.47 | 639.64 | 530.3 | 556.81 | 302.93 | 198.16
CSP | 0 | 0 | 0 | 0 | 0 | 0
CT | 0 | 0 | 0 | 0 | 0 | 0
Coal | 494.36 | 21.37 | 21.37 | 21.37 | 21.37 | 21.37
Geo | 0 | 0 | 0 | 0 | 0 | 0
H | 10.6 | 10.6 | 10.6 | 10.6 | 26.39 | 26.39
LFG | 0.97 | 0.97 | 13.89 | 13.89 | 13.89 | 13.89
Nuc | 789.41 | 804.93 | 789.41 | 789.41 | 933.56 | 1392.22
PS | 1.4 | 1.4 | 1.4 | 1.4 | 1.4 | 1.4
PV | 0 | 1.03 | 1.52 | 1.52 | 1.52 | 1.55
PeakG | 47.54 | 69.98 | 49.29 | 14.35 | 15.31 | 15.31
PeakO | 4.42 | 5.87 | 0 | 0 | 0 | 0
ST | 0 | 0 | 0 | 0 | 0 | 0
STOG | 65.02 | 76.94 | 0 | 0 | 0 | 0
STWD | 6.6 | 8.26 | 6.73 | 6.73 | 6.73 | 6.73
WT | 3.66 | 3.66 | 3.66 | 3.66 | 3.66 | 3.66
IGCC | 0 | 0 | 0 | 0 | 0 | 0
DemandResponse | 0 | 0 | 0 | 0 | 0 | 0
IGCC-CCS | 0 | 0 | 0 | 0 | 0 | 0
WT_off | 0 | 0 | 0 | 0 | 0 | 0
PseudoUnit | 0 | 0 | 0 | 0 | 0 | 0
FixedInterchange | 0 | 0 | 0 | 0 | 0 | 0
Base FOM Costs by Reporting Type: FRCC
ReportingType | 2015 | 2020 | 2025 | 2030 | 2035 | 2040
BM | 0 | 0 | 0 | 0 | 0 | 201.2
CC | 833.14 | 1008.59 | 846.86 | 612.96 | 433.75 | 444.4
CSP | 0 | 0 | 0 | 0 | 0 | 0
CT | 16.6 | 16.6 | 16.6 | 16.6 | 0 | 0
Coal | 139.37 | 74.36 | 76.47 | 82.01 | 82.01 | 82.01
Geo | 0 | 0 | 0 | 0 | 0 | 0
H | 0.78 | 0.78 | 0.78 | 0.78 | 0.78 | 0.78
LFG | 58.63 | 58.63 | 82.46 | 82.46 | 82.46 | 82.46
Nuc | 601.49 | 635.55 | 857.04 | 1819.87 | 2956.48 | 2700.6
PS | 0 | 0 | 0 | 0 | 0 | 0
PV | 0.75 | 0.75 | 0.75 | 0.75 | 0.75 | 0.75
PeakG | 149.81 | 217.71 | 155.12 | 152.67 | 152.67 | 152.67
PeakO | 64.61 | 83.43 | 39.11 | 0 | 0 | 0
ST | 0 | 0 | 0 | 0 | 0 | 0
STOG | 9.53 | 11.28 | 0 | 0 | 0 | 0
STWD | 6.25 | 7.82 | 6.37 | 6.37 | 6.37 | 6.37
WT | 0 | 0 | 0 | 0 | 0 | 0
IGCC | 0 | 0 | 0 | 0 | 0 | 0
DemandResponse | 0 | 0 | 0 | 0 | 0 | 0
IGCC-CCS | 0 | 0 | 0 | 0 | 0 | 0
WT_off | 0 | 0 | 0 | 0 | 0 | 0
PseudoUnit | 0 | 0 | 0 | 0 | 0 | 0
FixedInterchange | 0 | 0 | 0 | 0 | 0 | 0
Base FOM Costs by Reporting Type: MAPP_US
ReportingType | 2015 | 2020 | 2025 | 2030 | 2035 | 2040
BM | 0 | 0 | 0 | 0 | 3.51 | 6.63
CC | 8.58 | 10.9 | 8.79 | 8.81 | 9.52 | 10.72
CSP | 0 | 0 | 0 | 0 | 0 | 0
CT | 2.06 | 2.06 | 2.06 | 3.1 | 3.1 | 3.1
Coal | 112.77 | 64.97 | 6 | 6.23 | 6.23 | 6.23
Geo | 3.95 | 3.95 | 3.95 | 3.95 | 3.95 | 3.95
H | 31.14 | 31.14 | 31.14 | 31.14 | 31.14 | 31.14
LFG | 0.24 | 0.24 | 0.24 | 8.86 | 8.86 | 8.86
Nuc | 0.01 | 0.01 | 0.01 | 0.01 | 0.01 | 0.01
PS | 0 | 0 | 0 | 0 | 0 | 0
PV | 0 | 0 | 0 | 0 | 0 | 0
PeakG | 12.29 | 19.13 | 14.16 | 16.07 | 17.04 | 17.04
PeakO | 9.49 | 12.94 | 10.37 | 10.37 | 10.37 | 10.37
ST | 0 | 0 | 0 | 0 | 0 | 0
STOG | 0 | 0 | 0 | 0 | 0 | 0
STWD | 0 | 0 | 0 | 0 | 0 | 0
WT | 55.22 | 239.53 | 356.68 | 356.68 | 356.68 | 356.68
IGCC | 0 | 0 | 0 | 0 | 0 | 0
DemandResponse | 0 | 0 | 0 | 0 | 0 | 0
IGCC-CCS | 0 | 0 | 0 | 0 | 0 | 0
WT_off | 0 | 0 | 0 | 0 | 0 | 0
PseudoUnit | 0 | 0 | 0 | 0 | 0 | 0
FixedInterchange | 0 | 0 | 0 | 0 | 0 | 0
Base FOM Costs by Reporting Type: MISO_IN
ReportingType | 2015 | 2020 | 2025 | 2030 | 2035 | 2040
BM | 0 | 0 | 0 | 0 | 0 | 617.54
CC | 56.07 | 383.48 | 373.12 | 376.64 | 382.6 | 367.95
CSP | 0 | 0 | 0 | 0 | 0 | 0
CT | 0 | 0 | 0 | 0 | 0 | 0
Coal | 523.84 | 360.47 | 332.51 | 356.31 | 436.19 | 507.68
Geo | 0 | 0 | 0 | 0 | 0 | 0
H | 1.07 | 1.07 | 1.07 | 1.07 | 1.07 | 1.07
LFG | 4.46 | 4.46 | 14.11 | 14.11 | 14.11 | 14.11
Nuc | 0.01 | 0.01 | 0.01 | 0.01 | 0.01 | 52.22
PS | 0 | 0 | 0 | 0 | 0 | 0
PV | 0 | 3.77 | 3.77 | 3.77 | 3.77 | 3.77
PeakG | 52.35 | 76.94 | 54.27 | 73.39 | 73.39 | 73.39
PeakO | 10.59 | 13.5 | 10.82 | 10.82 | 10.82 | 10.82
ST | 0 | 0 | 0 | 0 | 0 | 0
STOG | 12.26 | 14.51 | 12.44 | 12.44 | 12.44 | 0
STWD | 0 | 0 | 0 | 0 | 0 | 0
WT | 18.31 | 18.31 | 18.31 | 18.31 | 18.31 | 18.31
IGCC | 30.22 | 30.22 | 30.22 | 30.22 | 30.22 | 30.22
DemandResponse | 0 | 0 | 0 | 0 | 0 | 0
IGCC-CCS | 0 | 0 | 0 | 0 | 0 | 0
WT_off | 0 | 0 | 0 | 0 | 0 | 0
PseudoUnit | 0 | 0 | 0 | 0 | 0 | 0
FixedInterchange | 0 | 0 | 0 | 0 | 0 | 0
Base FOM Costs by Reporting Type: MISO_MI
ReportingType | 2015 | 2020 | 2025 | 2030 | 2035 | 2040
BM | 0 | 0 | 0 | 0 | 0 | 482.67
CC | 145.28 | 188.57 | 158.72 | 165.12 | 177.33 | 110.9
CSP | 0 | 0 | 0 | 0 | 0 | 0
CT | 0 | 0 | 0 | 0 | 0 | 0
Coal | 311.31 | 0 | 0 | 0 | 0 | 0
Geo | 0 | 0 | 0 | 0 | 0 | 0
H | 2.01 | 2.01 | 2.01 | 2.01 | 2.01 | 2.01
LFG | 19.67 | 26.97 | 38.95 | 38.95 | 38.95 | 38.95
Nuc | 275.03 | 275.03 | 275.03 | 275.03 | 289.12 | 949.21
PS | 44.44 | 44.44 | 44.44 | 44.44 | 44.44 | 44.44
PV | 0 | 0 | 0 | 0 | 0 | 0
PeakG | 61.2 | 89.88 | 71.67 | 85.63 | 85.63 | 85.63
PeakO | 15.67 | 19.97 | 16.01 | 16.01 | 16.01 | 16.01
ST | 0 | 0 | 0 | 0 | 0 | 0
STOG | 125.33 | 148.3 | 127.13 | 127.13 | 127.13 | 0
STWD | 5.22 | 6.54 | 5.33 | 5.33 | 5.33 | 5.33
WT | 61.65 | 63.94 | 63.94 | 63.94 | 63.94 | 63.94
IGCC | 0 | 0 | 0 | 0 | 0 | 0
DemandResponse | 0 | 0 | 0 | 0 | 0 | 0
IGCC-CCS | 0 | 0 | 0 | 0 | 0 | 0
WT_off | 0 | 0 | 0 | 0 | 0 | 0
PseudoUnit | 0 | 0 | 0 | 0 | 0 | 0
FixedInterchange | 0 | 0 | 0 | 0 | 0 | 0
Base FOM Costs by Reporting Type: MISO_MO-IL
ReportingType | 2015 | 2020 | 2025 | 2030 | 2035 | 2040
BM | 0 | 0 | 0 | 0 | 0 | 13.5
CC | 31.4 | 39.92 | 32.06 | 35.22 | 39.25 | 39.25
CSP | 0 | 0 | 0 | 0 | 0 | 0
CT | 0 | 0 | 0 | 0 | 0 | 0
Coal | 696.44 | 122.83 | 120.17 | 120.59 | 140.35 | 158.47
Geo | 0 | 0 | 0 | 0 | 0 | 0
H | 5.01 | 5.01 | 9 | 9 | 9 | 9
LFG | 2.17 | 2.17 | 3.44 | 29.04 | 29.04 | 29.04
Nuc | 308.98 | 325.11 | 325.11 | 325.11 | 325.11 | 325.11
PS | 10.45 | 10.45 | 10.45 | 10.45 | 10.45 | 10.45
PV | 0 | 0 | 0 | 0 | 0 | 0
PeakG | 77.83 | 114.84 | 80.73 | 103.92 | 110.46 | 110.46
PeakO | 21.48 | 28.65 | 22.96 | 22.96 | 22.96 | 22.96
ST | 0 | 0 | 0 | 0 | 0 | 0
STOG | 26.02 | 30.78 | 26.39 | 26.39 | 26.39 | 0
STWD | 0 | 0 | 0 | 0 | 0 | 0
WT | 21.36 | 21.36 | 178.56 | 178.56 | 178.56 | 178.56
IGCC | 0 | 0 | 0 | 0 | 0 | 0
DemandResponse | 0 | 0 | 0 | 0 | 0 | 0
IGCC-CCS | 0 | 0 | 0 | 0 | 0 | 0
WT_off | 0 | 0 | 0 | 0 | 0 | 0
PseudoUnit | 0 | 0 | 0 | 0 | 0 | 0
FixedInterchange | 0 | 0 | 0 | 0 | 0 | 0
Base FOM Costs by Reporting Type: MISO_W
ReportingType | 2015 | 2020 | 2025 | 2030 | 2035 | 2040
BM | 0 | 0 | 0 | 0 | 0 | 0
CC | 90.43 | 114.8 | 92.68 | 92.68 | 109.48 | 111.81
CSP | 0 | 0 | 0 | 0 | 0 | 0
CT | 0 | 0 | 0 | 0 | 0 | 0
Coal | 639.01 | 282.01 | 188.8 | 193.12 | 42.57 | 48.3
Geo | 0 | 0 | 0 | 0 | 0 | 0
H | 7.08 | 7.08 | 7.08 | 7.08 | 7.08 | 7.08
LFG | 24.73 | 24.73 | 24.73 | 33.36 | 33.36 | 33.36
Nuc | 343.79 | 343.79 | 343.79 | 602.57 | 0.04 | 0.04
PS | 0 | 0 | 0 | 0 | 0 | 0
PV | 0 | 0 | 0 | 0 | 0 | 0
PeakG | 87.12 | 123.54 | 89.97 | 105.17 | 108.71 | 108.71
PeakO | 56.38 | 79.08 | 64.57 | 64.57 | 64.57 | 64.57
ST | 0 | 0 | 0 | 0 | 0 | 0
STOG | 7.56 | 8.94 | 7.67 | 7.67 | 7.67 | 0
STWD | 10.03 | 12.55 | 10.23 | 10.23 | 10.23 | 10.23
WT | 268.82 | 268.82 | 1325.1 | 1325.1 | 1325.1 | 1388.02
IGCC | 0 | 0 | 0 | 0 | 0 | 0
DemandResponse | 0 | 0 | 0 | 0 | 0 | 0
IGCC-CCS | 0 | 0 | 0 | 0 | 0 | 0
WT_off | 0 | 0 | 0 | 0 | 0 | 0
PseudoUnit | 0 | 0 | 0 | 0 | 0 | 0
FixedInterchange | 0 | 0 | 0 | 0 | 0 | 0
Base FOM Costs by Reporting Type: MISO_WUMS
ReportingType | 2015 | 2020 | 2025 | 2030 | 2035 | 2040
BM | 0 | 0 | 0 | 0 | 0 | 321.69
CC | 200.73 | 222.67 | 202.44 | 202.44 | 217.13 | 102.89
CSP | 0 | 0 | 0 | 0 | 0 | 0
CT | 0 | 0 | 0 | 0 | 0 | 0
Coal | 235.74 | 86.95 | 80.28 | 82.21 | 83.6 | 94.06
Geo | 0 | 0 | 0 | 0 | 0 | 0
H | 4.79 | 4.8 | 4.8 | 4.8 | 4.8 | 4.8
LFG | 8.57 | 8.57 | 8.57 | 35.44 | 35.44 | 35.44
Nuc | 264.54 | 287.77 | 264.54 | 652.03 | 190.87 | 190.87
PS | 0 | 0 | 0 | 0 | 0 | 0
PV | 0 | 0 | 0 | 0 | 0 | 0
PeakG | 55.64 | 81.65 | 65.08 | 77.65 | 77.65 | 77.65
PeakO | 13.52 | 17.78 | 14.69 | 14.69 | 14.69 | 14.69
ST | 0 | 0 | 0 | 0 | 0 | 0
STOG | 13.21 | 15.63 | 13.39 | 13.39 | 13.39 | 0
STWD | 3.37 | 4.21 | 3.43 | 3.43 | 3.43 | 3.43
WT | 46.36 | 46.36 | 46.36 | 46.36 | 46.36 | 47.23
IGCC | 0 | 0 | 0 | 0 | 0 | 0
DemandResponse | 0 | 0 | 0 | 0 | 0 | 0
IGCC-CCS | 0 | 0 | 0 | 0 | 0 | 0
WT_off | 0 | 0 | 0 | 0 | 0 | 0
PseudoUnit | 0 | 0 | 0 | 0 | 0 | 0
FixedInterchange | 0 | 0 | 0 | 0 | 0 | 0
Base FOM Costs by Reporting Type: Nebraska
ReportingType | 2015 | 2020 | 2025 | 2030 | 2035 | 2040
BM | 0 | 0 | 0 | 0 | 33.97 | 233.57
CC | 13.4 | 43.14 | 40.48 | 40.48 | 42.38 | 42.91
CSP | 0 | 0 | 0 | 0 | 0 | 0
CT | 0 | 0 | 0 | 0 | 0 | 0
Coal | 257.61 | 38.62 | 38.62 | 40.06 | 40.06 | 47.82
Geo | 0 | 0 | 0 | 0 | 0 | 0
H | 2.38 | 2.38 | 2.38 | 2.38 | 2.38 | 2.38
LFG | 0.72 | 0.72 | 9.35 | 9.35 | 9.35 | 9.35
Nuc | 182.28 | 198.29 | 182.28 | 249.21 | 0.09 | 0.09
PS | 0 | 0 | 0 | 0 | 0 | 0
PV | 0 | 0 | 0 | 0 | 0 | 0
PeakG | 21.82 | 37.31 | 31.37 | 31.37 | 31.37 | 31.37
PeakO | 9.57 | 12.19 | 9.77 | 9.77 | 9.77 | 9.77
ST | 0 | 0 | 0 | 0 | 0 | 0
STOG | 0 | 0 | 0 | 0 | 0 | 0
STWD | 0 | 0 | 0 | 0 | 0 | 0
WT | 10.53 | 10.53 | 10.53 | 10.53 | 10.53 | 10.53
IGCC | 0 | 0 | 0 | 0 | 0 | 0
DemandResponse | 0 | 0 | 0 | 0 | 0 | 0
IGCC-CCS | 0 | 0 | 0 | 0 | 0 | 0
WT_off | 0 | 0 | 0 | 0 | 0 | 0
PseudoUnit | 0 | 0 | 0 | 0 | 0 | 0
FixedInterchange | 0 | 0 | 0 | 0 | 0 | 0
Base FOM Costs by Reporting Type: NEISO
ReportingType | 2015 | 2020 | 2025 | 2030 | 2035 | 2040
BM | 25.35 | 25.35 | 25.35 | 25.35 | 25.35 | 25.35
CC | 338.91 | 308.93 | 210.24 | 216.86 | 241.01 | 211.52
CSP | 0 | 0 | 0 | 0 | 0 | 0
CT | 2.24 | 2.24 | 2.24 | 2.17 | 0.9 | 0.9
Coal | 22.84 | 0 | 0 | 0 | 0 | 0
Geo | 0 | 0 | 0 | 0 | 0 | 0
H | 46.4 | 46.4 | 46.4 | 46.45 | 46.45 | 46.45
LFG | 70.11 | 70.11 | 70.11 | 78.5 | 78.5 | 78.5
Nuc | 676.28 | 735.67 | 676.28 | 676.28 | 488.61 | 932.14
PS | 39.74 | 39.74 | 39.74 | 39.74 | 39.74 | 39.74
PV | 0.03 | 4.91 | 4.91 | 4.91 | 4.91 | 4.91
PeakG | 19.94 | 29.61 | 20.7 | 22.52 | 28.85 | 28.85
PeakO | 0 | 0 | 0 | 0 | 0 | 0
ST | 0 | 0 | 0 | 0 | 0 | 0
STOG | 0 | 0 | 0 | 0 | 0 | 0
STWD | 19.55 | 24.46 | 19.93 | 19.93 | 19.93 | 19.93
WT | 13.44 | 83.9 | 155.17 | 155.17 | 561.29 | 561.29
IGCC | 0 | 0 | 0 | 0 | 0 | 0
DemandResponse | 0 | 0 | 0 | 0 | 0 | 0
IGCC-CCS | 0 | 0 | 0 | 0 | 0 | 0
WT_off | 24.96 | 24.96 | 24.96 | 24.96 | 24.96 | 24.96
PseudoUnit | 0 | 0 | 0 | 0 | 0 | 0
FixedInterchange | 0 | 0 | 0 | 0 | 0 | 0
Base FOM Costs by Reporting Type: NonRTO_Midwest
ReportingType | 2015 | 2020 | 2025 | 2030 | 2035 | 2040
BM | 0 | 0 | 0 | 0 | 83.69 | 617.54
CC | 44.5 | 83.03 | 83.03 | 83.03 | 83.03 | 38.54
CSP | 0 | 0 | 0 | 0 | 0 | 0
CT | 0 | 0 | 0 | 0 | 0 | 0
Coal | 469.09 | 216.59 | 164.8 | 122.4 | 123.42 | 136.7
Geo | 0 | 0 | 0 | 0 | 0 | 0
H | 2.04 | 2.04 | 12.66 | 12.66 | 12.66 | 12.66
LFG | 1.69 | 1.69 | 20.97 | 20.97 | 20.97 | 20.97
Nuc | 0.01 | 0.01 | 0.01 | 0.01 | 87.89 | 87.89
PS | 0 | 0 | 0 | 0 | 0 | 0
PV | 0 | 0 | 0 | 0 | 0 | 0
PeakG | 56.39 | 83.4 | 58.5 | 68.73 | 42.91 | 8.57
PeakO | 0.35 | 0.45 | 0.36 | 0 | 0 | 0
ST | 0 | 0 | 0 | 0 | 0 | 0
STOG | 0 | 0 | 0 | 0 | 0 | 0
STWD | 0 | 0 | 0 | 0 | 0 | 0
WT | 2.26 | 2.26 | 2.26 | 2.26 | 2.26 | 2.26
IGCC | 0 | 0 | 0 | 0 | 0 | 0
DemandResponse | 0 | 0 | 0 | 0 | 0 | 0
IGCC-CCS | 0 | 0 | 0 | 0 | 0 | 0
WT_off | 0 | 0 | 0 | 0 | 0 | 0
PseudoUnit | 0 | 0 | 0 | 0 | 0 | 0
FixedInterchange | 0 | 0 | 0 | 0 | 0 | 0
Base FOM Costs by Reporting Type: NYISO_A-F
ReportingType | 2015 | 2020 | 2025 | 2030 | 2035 | 2040
BM | 0 | 0 | 0 | 0 | 0 | 0
CC | 115.84 | 148.08 | 131.11 | 86.39 | 68.08 | 58.89
CSP | 0 | 0 | 0 | 0 | 0 | 0
CT | 0 | 0 | 0 | 0 | 0 | 0
Coal | 0 | 0 | 0 | 0 | 0 | 0
Geo | 0 | 0 | 0 | 0 | 0 | 0
H | 62.6 | 62.6 | 62.6 | 62.6 | 62.6 | 62.6
LFG | 20.8 | 20.8 | 28.97 | 28.97 | 28.97 | 28.97
Nuc | 489.92 | 509.2 | 489.92 | 399.48 | 552.03 | 578.17
PS | 33.52 | 33.52 | 33.52 | 33.52 | 33.52 | 33.52
PV | 0 | 0 | 0 | 0 | 0 | 0
PeakG | 3.78 | 5.56 | 5.31 | 5.31 | 5.31 | 5.31
PeakO | 1.14 | 1.46 | 1.17 | 1.17 | 1.17 | 1.17
ST | 0 | 0 | 0 | 0 | 0 | 0
STOG | 0 | 0 | 0 | 0 | 0 | 0
STWD | 2.76 | 3.45 | 2.81 | 2.81 | 2.81 | 2.81
WT | 113.42 | 133.35 | 133.35 | 215.09 | 422.6 | 422.6
IGCC | 0 | 0 | 0 | 0 | 0 | 0
DemandResponse | 0 | 0 | 0 | 0 | 0 | 0
IGCC-CCS | 0 | 0 | 0 | 0 | 0 | 0
WT_off | 0 | 0 | 0 | 0 | 0 | 0
PseudoUnit | 0 | 0 | 0 | 0 | 0 | 0
FixedInterchange | 0 | 0 | 0 | 0 | 0 | 0
Base FOM Costs by Reporting Type: NYISO_G-I
ReportingType | 2015 | 2020 | 2025 | 2030 | 2035 | 2040
BM | 0 | 0 | 0 | 0 | 62.12 | 80.4
CC | 34.33 | 43.65 | 35.79 | 35.9 | 43.63 | 43.63
CSP | 0 | 0 | 0 | 0 | 0 | 0
CT | 0 | 0 | 0 | 0 | 0 | 0
Coal | 0 | 0 | 0 | 0 | 0 | 0
Geo | 0 | 0 | 0 | 0 | 0 | 0
H | 0.46 | 0.46 | 0.46 | 0.46 | 0.46 | 0.46
LFG | 7.72 | 7.72 | 16.67 | 16.67 | 16.67 | 16.67
Nuc | 297.74 | 323.88 | 297.74 | 297.74 | 452.18 | 137.9
PS | 0 | 0 | 0 | 0 | 0 | 0
PV | 0 | 0 | 0 | 0 | 0 | 0
PeakG | 1.51 | 2.04 | 1.56 | 1.56 | 1.56 | 1.56
PeakO | 2.55 | 3.25 | 2.61 | 2.61 | 2.61 | 2.61
ST | 0 | 0 | 0 | 0 | 0 | 0
STOG | 0 | 0 | 0 | 0 | 0 | 0
STWD | 0 | 0 | 0 | 0 | 0 | 0
WT | 0 | 1.68 | 1.68 | 10.11 | 10.11 | 10.11
IGCC | 0 | 0 | 0 | 0 | 0 | 0
DemandResponse | 0 | 0 | 0 | 0 | 0 | 0
IGCC-CCS | 0 | 0 | 0 | 0 | 0 | 0
WT_off | 0 | 0 | 0 | 0 | 0 | 0
PseudoUnit | 0 | 0 | 0 | 0 | 0 | 0
FixedInterchange | 0 | 0 | 0 | 0 | 0 | 0
Base FOM Costs by Reporting Type: NYISO_J-K
ReportingType | 2015 | 2020 | 2025 | 2030 | 2035 | 2040
BM | 0 | 0 | 0 | 0 | 0 | 0
CC | 125.46 | 154.92 | 127.77 | 138.94 | 152.61 | 152.61
CSP | 0 | 0 | 0 | 0 | 0 | 0
CT | 0 | 0 | 0 | 0 | 0 | 0
Coal | 0 | 0 | 0 | 0 | 0 | 0
Geo | 0 | 0 | 0 | 0 | 0 | 0
H | 0 | 0 | 0 | 0 | 0 | 0
LFG | 14.96 | 14.96 | 14.96 | 23.9 | 23.9 | 23.9
Nuc | 0.01 | 0.01 | 0.01 | 0.01 | 0.01 | 0.01
PS | 0 | 0 | 0 | 0 | 0 | 0
PV | 0.53 | 0.53 | 0.53 | 0.53 | 0.53 | 0.53
PeakG | 54.7 | 77.08 | 56.45 | 62.35 | 66.78 | 66.78
PeakO | 61.69 | 79.16 | 63.78 | 65.02 | 65.02 | 65.02
ST | 0 | 0 | 0 | 0 | 0 | 0
STOG | 145 | 171.57 | 147.07 | 147.07 | 147.07 | 147.07
STWD | 0 | 0 | 0 | 0 | 0 | 0
WT | 0 | 0 | 0 | 0 | 9.26 | 9.26
IGCC | 0 | 0 | 0 | 0 | 0 | 0
DemandResponse | 0 | 0 | 0 | 0 | 0 | 0
IGCC-CCS | 0 | 0 | 0 | 0 | 0 | 0
WT_off | 0 | 0 | 0 | 0 | 0 | 0
PseudoUnit | 0 | 0 | 0 | 0 | 0 | 0
FixedInterchange | 0 | 0 | 0 | 0 | 0 | 0
Base FOM Costs by Reporting Type: PJM_E
ReportingType | 2015 | 2020 | 2025 | 2030 | 2035 | 2040
BM | 3.02 | 3.02 | 3.02 | 3.02 | 3.02 | 3.02
CC | 297.21 | 359.4 | 312.87 | 330.19 | 341.53 | 322.13
CSP | 0 | 0 | 0 | 0 | 0 | 0
CT | 0.18 | 0.18 | 0.18 | 0 | 0 | 0
Coal | 67.42 | 27.04 | 31.97 | 32.26 | 34.91 | 34.91
Geo | 0 | 0 | 0 | 0 | 0 | 0
H | 3.85 | 3.85 | 3.85 | 3.85 | 3.85 | 3.85
LFG | 56.83 | 72.83 | 72.83 | 72.83 | 72.83 | 72.83
Nuc | 1239 | 1184.31 | 1149.53 | 1149.53 | 825.73 | 1983.3
PS | 9.5 | 9.5 | 9.5 | 9.5 | 9.5 | 9.5
PV | 0.75 | 0.75 | 0.75 | 0.75 | 0.75 | 0.75
PeakG | 75.2 | 106.43 | 77.64 | 89.79 | 93.22 | 93.22
PeakO | 75.92 | 100.78 | 82.41 | 82.41 | 82.41 | 82.41
ST | 0 | 0 | 0 | 0 | 0 | 0
STOG | 115.25 | 136.37 | 0 | 0 | 0 | 0
STWD | 0 | 0 | 0 | 0 | 0 | 0
WT | 32.63 | 32.63 | 32.63 | 32.63 | 33.19 | 33.19
IGCC | 0 | 0 | 0 | 0 | 0 | 0
DemandResponse | 0 | 0 | 0 | 0 | 0 | 0
IGCC-CCS | 0 | 0 | 0 | 0 | 0 | 0
WT_off | 0 | 0 | 58.67 | 58.67 | 58.67 | 511.99
PseudoUnit | 0 | 0 | 0 | 0 | 0 | 0
FixedInterchange | 0 | 0 | 0 | 0 | 0 | 0
Base FOM Costs by Reporting Type: PJM_ROM
ReportingType | 2015 | 2020 | 2025 | 2030 | 2035 | 2040
BM | 1.81 | 1.81 | 1.81 | 1.81 | 236.97 | 236.97
CC | 142.43 | 174.53 | 145.82 | 151.1 | 172.02 | 120.19
CSP | 0 | 0 | 0 | 0 | 0 | 0
CT | 0.11 | 0.11 | 0.11 | 0.11 | 0 | 0
Coal | 116.63 | 28.36 | 0.96 | 0.96 | 0.96 | 0.96
Geo | 0 | 0 | 0 | 0 | 0 | 0
H | 19.83 | 19.83 | 29.48 | 29.48 | 29.48 | 29.48
LFG | 43.05 | 74.95 | 74.95 | 74.95 | 74.95 | 74.95
Nuc | 733.21 | 756.8 | 733.21 | 733.21 | 823.29 | 1411.28
PS | 35.92 | 35.92 | 35.92 | 35.92 | 35.92 | 35.92
PV | 0.06 | 22.69 | 35.36 | 38.2 | 38.41 | 39.43
PeakG | 30.83 | 44.67 | 41.32 | 41.32 | 41.32 | 41.32
PeakO | 45.95 | 58.57 | 46.94 | 46.94 | 46.94 | 0
ST | 0 | 0 | 0 | 0 | 0 | 0
STOG | 155.08 | 183.5 | 2.73 | 0 | 0 | 0
STWD | 2.24 | 2.81 | 2.29 | 2.29 | 2.29 | 2.29
WT | 38.48 | 59.54 | 59.54 | 59.54 | 222.65 | 222.65
IGCC | 0 | 0 | 0 | 0 | 0 | 0
DemandResponse | 0 | 0 | 0 | 0 | 0 | 0
IGCC-CCS | 0 | 0 | 0 | 0 | 0 | 0
WT_off | 0 | 0 | 0 | 0 | 0 | 576.78
PseudoUnit | 0 | 0 | 0 | 0 | 0 | 0
FixedInterchange | 0 | 0 | 0 | 0 | 0 | 0
Base FOM Costs by Reporting Type: PJM_ROR
ReportingType | 2015 | 2020 | 2025 | 2030 | 2035 | 2040
BM | 38.69 | 38.69 | 38.69 | 38.69 | 38.69 | 1060.95
CC | 589.17 | 779.01 | 706.32 | 732.48 | 766.57 | 435.76
CSP | 0 | 0 | 0 | 0 | 0 | 0
CT | 0.19 | 0.19 | 0.19 | 0.19 | 0 | 0
Coal | 1844.26 | 1009.36 | 540.44 | 544.89 | 603.56 | 776.3
Geo | 0 | 0 | 0 | 0 | 0 | 0
H | 26.17 | 33.33 | 33.33 | 33.33 | 33.33 | 33.33
LFG | 65.06 | 123.81 | 126.87 | 126.87 | 126.87 | 126.87
Nuc | 2917.4 | 3014.07 | 2917.4 | 2791.17 | 2482.15 | 6200.4
PS | 73.14 | 73.14 | 73.14 | 73.14 | 73.14 | 73.14
PV | 0.35 | 0.35 | 3.87 | 4 | 4 | 4
PeakG | 325.76 | 481.29 | 337.93 | 436.45 | 464.24 | 464.24
PeakO | 48.69 | 65.15 | 52.22 | 52.22 | 52.22 | 0
ST | 0 | 0 | 0 | 0 | 0 | 0
STOG | 93.25 | 110.34 | 93.03 | 0 | 0 | 0
STWD | 6.22 | 7.78 | 6.34 | 6.34 | 6.34 | 6.34
WT | 322.6 | 327.98 | 515.96 | 1593.56 | 1593.56 | 1593.56
IGCC | 0 | 0 | 0 | 0 | 0 | 0
DemandResponse | 0 | 0 | 0 | 0 | 0 | 0
IGCC-CCS | 0 | 0 | 0 | 0 | 0 | 0
WT_off | 0 | 0 | 0 | 0 | 0 | 0
PseudoUnit | 0 | 0 | 0 | 0 | 0 | 0
FixedInterchange | 0 | 0 | 0 | 0 | 0 | 0
Base FOM Costs by Reporting Type: SOCO
ReportingType | 2015 | 2020 | 2025 | 2030 | 2035 | 2040
BM | 5.53 | 5.53 | 5.53 | 5.53 | 658.82 | 658.82
CC | 543.15 | 733.65 | 624.41 | 638.47 | 338 | 246.6
CSP | 0 | 0 | 0 | 0 | 0 | 0
CT | 0 | 0 | 0 | 0 | 0 | 0
Coal | 523.07 | 266.98 | 135.55 | 142.06 | 168.21 | 168.21
Geo | 0 | 0 | 0 | 0 | 0 | 0
H | 59.74 | 59.74 | 59.74 | 59.74 | 59.74 | 59.74
LFG | 4.46 | 4.46 | 17.39 | 17.39 | 17.39 | 17.39
Nuc | 850.41 | 1045.67 | 1045.67 | 1803.01 | 2049.86 | 2888.33
PS | 39.76 | 39.76 | 39.76 | 39.76 | 39.76 | 39.76
PV | 0 | 0 | 0 | 0 | 0 | 0
PeakG | 178.03 | 264.31 | 184.78 | 58.27 | 62.13 | 62.13
PeakO | 0 | 0 | 0 | 0 | 0 | 0
ST | 0 | 0 | 0 | 0 | 0 | 0
STOG | 0 | 0 | 0 | 0 | 0 | 0
STWD | 21.41 | 26.79 | 21.83 | 21.83 | 21.83 | 21.83
WT | 0 | 0 | 0 | 0 | 2.81 | 2.81
IGCC | 0 | 0 | 0 | 0 | 0 | 0
DemandResponse | 0 | 0 | 0 | 0 | 0 | 0
IGCC-CCS | 0 | 0 | 0 | 0 | 0 | 0
WT_off | 0 | 0 | 0 | 0 | 0 | 0
PseudoUnit | 0 | 0 | 0 | 0 | 0 | 0
FixedInterchange | 0 | 0 | 0 | 0 | 0 | 0
Base FOM Costs by Reporting Type: SPP_N
ReportingType | 2015 | 2020 | 2025 | 2030 | 2035 | 2040
BM | 0 | 0 | 0 | 0 | 643.78 | 643.78
CC | 66.82 | 77.98 | 67.69 | 72.22 | 77.1 | 77.1
CSP | 0 | 0 | 0 | 0 | 0 | 0
CT | 0 | 0 | 0 | 0 | 0 | 0
Coal | 520.3 | 405.79 | 198.46 | 224.77 | 194.88 | 224
Geo | 0 | 0 | 0 | 0 | 0 | 0
H | 0.3 | 0.3 | 0.3 | 0.3 | 0.3 | 0.3
LFG | 0.84 | 0.84 | 12.28 | 12.28 | 12.28 | 12.28
Nuc | 160.51 | 168.89 | 168.89 | 168.89 | 168.89 | 168.89
PS | 0 | 0 | 0 | 0 | 0 | 0
PV | 0 | 0 | 0 | 0 | 0 | 0
PeakG | 74.97 | 117.69 | 105.7 | 105.7 | 105.7 | 105.7
PeakO | 34.89 | 44.84 | 35.94 | 35.94 | 35.94 | 35.94
ST | 0 | 0 | 0 | 0 | 0 | 0
STOG | 0 | 0 | 0 | 0 | 0 | 0
STWD | 0 | 0 | 0 | 0 | 0 | 0
WT | 41.99 | 443.31 | 443.31 | 443.31 | 443.31 | 470.81
IGCC | 0 | 0 | 0 | 0 | 0 | 0
DemandResponse | 0 | 0 | 0 | 0 | 0 | 0
IGCC-CCS | 0 | 0 | 0 | 0 | 0 | 0
WT_off | 0 | 0 | 0 | 0 | 0 | 0
PseudoUnit | 0 | 0 | 0 | 0 | 0 | 0
FixedInterchange | 0 | 0 | 0 | 0 | 0 | 0
Base FOM Costs by Reporting Type: SPP_S
ReportingType | 2015 | 2020 | 2025 | 2030 | 2035 | 2040
BM | 0 | 0 | 0 | 0 | 208.36 | 453
CC | 327.42 | 516.71 | 438.13 | 466.66 | 502.72 | 506.36
CSP | 0 | 0 | 0 | 0 | 0 | 0
CT | 2.76 | 4.77 | 4.77 | 4.77 | 2.01 | 0
Coal | 662.7 | 198.53 | 68.15 | 68.87 | 29.32 | 29.32
Geo | 0 | 0 | 0 | 0 | 0 | 0
H | 30.03 | 30.03 | 30.03 | 31.32 | 31.32 | 31.32
LFG | 2.29 | 2.29 | 13.72 | 13.72 | 13.72 | 13.72
Nuc | 0.01 | 0.01 | 0.01 | 132.34 | 132.34 | 132.34
PS | 10.59 | 10.59 | 10.59 | 10.59 | 10.59 | 10.59
PV | 0 | 0 | 0 | 0 | 0 | 0
PeakG | 60.2 | 87.93 | 62.37 | 76.78 | 82.77 | 82.77
PeakO | 3.36 | 4.54 | 3.63 | 3.63 | 3.64 | 3.66
ST | 0 | 0 | 0 | 0 | 0 | 0
STOG | 338.17 | 400.15 | 343.02 | 343.02 | 163.25 | 0
STWD | 2.69 | 3.37 | 2.75 | 2.75 | 2.75 | 2.75
WT | 90.68 | 849.29 | 849.29 | 849.29 | 851.27 | 851.76
IGCC | 0 | 0 | 0 | 0 | 0 | 0
DemandResponse | 0 | 0 | 0 | 0 | 0 | 0
IGCC-CCS | 0 | 0 | 0 | 0 | 0 | 0
WT_off | 0 | 0 | 0 | 0 | 0 | 0
PseudoUnit | 0 | 0 | 0 | 0 | 0 | 0
FixedInterchange | 0 | 0 | 0 | 0 | 0 | 0
Base FOM Costs by Reporting Type: TVA
ReportingType | 2015 | 2020 | 2025 | 2030 | 2035 | 2040
BM | 0 | 0 | 0 | 0 | 743.15 | 743.15
CC | 198.81 | 304.18 | 271.04 | 276.9 | 139.26 | 69.42
CSP | 0 | 0 | 0 | 0 | 0 | 0
CT | 0 | 0 | 0 | 0 | 0 | 0
Coal | 351.72 | 201.28 | 50.41 | 0 | 0 | 0
Geo | 0 | 0 | 0 | 0 | 0 | 0
H | 72.8 | 72.8 | 73.19 | 73.19 | 73.19 | 73.19
LFG | 1.57 | 1.57 | 14.49 | 14.49 | 14.49 | 14.49
Nuc | 1153.81 | 1199.07 | 1153.81 | 1155.86 | 990.55 | 1994.59
PS | 41.38 | 41.38 | 41.38 | 41.38 | 41.38 | 41.38
PV | 0 | 0 | 0 | 0 | 0 | 16.99
PeakG | 99.24 | 153.37 | 140.99 | 140.99 | 136.34 | 136.34
PeakO | 1.87 | 2.54 | 1.92 | 2.49 | 0 | 0
ST | 0 | 0 | 0 | 0 | 0 | 0
STOG | 0 | 0 | 0 | 0 | 0 | 0
STWD | 0.16 | 0.2 | 0.16 | 0.16 | 0.16 | 0.16
WT | 0.99 | 0.99 | 0.99 | 0.99 | 3.8 | 3.8
IGCC | 0 | 0 | 0 | 0 | 0 | 0
DemandResponse | 0 | 0 | 0 | 0 | 0 | 0
IGCC-CCS | 0 | 0 | 0 | 0 | 0 | 0
WT_off | 0 | 0 | 0 | 0 | 0 | 0
PseudoUnit | 0 | 0 | 0 | 0 | 0 | 0
FixedInterchange | 0 | 0 | 0 | 0 | 0 | 0
Base FOM Costs by Reporting Type: TVA_Transmission
ReportingType | 2015 | 2020 | 2025 | 2030 | 2035 | 2040
BM | 0 | 0 | 0 | 0 | 0 | 0
CC | 0 | 0 | 0 | 0 | 0 | 0
CSP | 0 | 0 | 0 | 0 | 0 | 0
CT | 0 | 0 | 0 | 0 | 0 | 0
Coal | 0 | 0 | 0 | 0 | 0 | 0
Geo | 0 | 0 | 0 | 0 | 0 | 0
H | 0 | 0 | 0 | 0 | 0 | 0
LFG | 0 | 0 | 0 | 0 | 0 | 0
Nuc | 0 | 0 | 0 | 0 | 0 | 0
PS | 0 | 0 | 0 | 0 | 0 | 0
PV | 0 | 0 | 0 | 0 | 0 | 0
PeakG | 0 | 0 | 0 | 0 | 0 | 0
PeakO | 0 | 0 | 0 | 0 | 0 | 0
ST | 0 | 0 | 0 | 0 | 0 | 0
STOG | 0 | 0 | 0 | 0 | 0 | 0
STWD | 0 | 0 | 0 | 0 | 0 | 0
WT | 0 | 0 | 0 | 0 | 0 | 0
IGCC | 0 | 0 | 0 | 0 | 0 | 0
DemandResponse | 0 | 0 | 0 | 0 | 0 | 0
IGCC-CCS | 0 | 0 | 0 | 0 | 0 | 0
WT_off | 0 | 0 | 0 | 0 | 0 | 0
PseudoUnit | 0 | 0 | 0 | 0 | 0 | 0
FixedInterchange | 0 | 0 | 0 | 0 | 0 | 0
Base FOM Costs by Reporting Type: VACAR
ReportingType | 2015 | 2020 | 2025 | 2030 | 2035 | 2040
BM | 0.09 | 17.2 | 71.33 | 72.61 | 72.61 | 620.45
CC | 335.64 | 365.06 | 338.89 | 347.54 | 230.81 | 145.28
CSP | 0 | 0 | 0 | 0 | 0 | 0
CT | 4.8 | 4.8 | 4.8 | 0 | 0 | 0
Coal | 516.6 | 399.84 | 161.55 | 89.35 | 93.03 | 102.67
Geo | 0 | 0 | 0 | 0 | 0 | 0
H | 30.23 | 30.23 | 30.23 | 30.23 | 30.23 | 30.23
LFG | 7.64 | 20.52 | 20.52 | 20.52 | 20.52 | 20.52
Nuc | 1664.13 | 1955.26 | 2059.34 | 2224.9 | 1752.01 | 3349.51
PS | 62.1 | 62.1 | 62.1 | 62.1 | 62.1 | 62.1
PV | 0.23 | 2.47 | 2.51 | 2.52 | 2.52 | 2.57
PeakG | 142.93 | 209.84 | 148.17 | 188.38 | 183.61 | 183.61
PeakO | 36.13 | 46.34 | 37.33 | 38.01 | 0 | 0
ST | 0 | 0 | 0 | 0 | 0 | 0
STOG | 4.04 | 4.78 | 4.1 | 4.1 | 0 | 0
STWD | 9.01 | 11.27 | 9.18 | 9.18 | 9.18 | 9.18
WT | 0.03 | 98.25 | 98.25 | 98.25 | 98.25 | 98.25
IGCC | 0 | 0 | 0 | 0 | 0 | 0
DemandResponse | 0 | 0 | 0 | 0 | 0 | 0
IGCC-CCS | 0 | 0 | 0 | 0 | 0 | 0
WT_off | 0.05 | 0.05 | 0.05 | 0.05 | 1467.4 | 2093.28
PseudoUnit | 0 | 0 | 0 | 0 | 0 | 0
FixedInterchange | 0 | 0 | 0 | 0 | 0 | 0
Base FOM Costs by Reporting Type: IESO
ReportingType | 2015 | 2020 | 2025 | 2030 | 2035 | 2040
BM | 32.8 | 32.8 | 32.8 | 32.8 | 32.8 | 32.8
CC | 18.17 | 18.17 | 18.17 | 18.17 | 18.17 | 18.17
CSP | 0 | 0 | 0 | 0 | 0 | 0
CT | 2.46 | 2.46 | 2.46 | 2.46 | 0 | 0
Coal | 0 | 0 | 0 | 0 | 0 | 0
Geo | 0 | 0 | 0 | 0 | 0 | 0
H | 123.83 | 123.83 | 123.83 | 127.39 | 127.39 | 127.39
LFG | 14.17 | 14.17 | 14.17 | 14.23 | 14.23 | 14.23
Nuc | 1895.33 | 1895.33 | 1895.33 | 1895.33 | 1745.37 | 2079.68
PS | 2.92 | 2.92 | 2.92 | 2.92 | 2.92 | 2.92
PV | 18.26 | 18.26 | 18.26 | 18.26 | 0.44 | 0.44
PeakG | 0 | 0 | 0 | 0 | 0 | 0
PeakO | 0 | 0 | 0 | 0 | 0 | 0
ST | 0 | 0 | 0 | 0 | 0 | 0
STOG | 0 | 0 | 0 | 0 | 0 | 0
STWD | 4.45 | 4.45 | 4.45 | 4.45 | 4.45 | 4.45
WT | 102.92 | 102.92 | 102.92 | 102.92 | 102.92 | 102.92
IGCC | 0 | 0 | 0 | 0 | 0 | 0
DemandResponse | 0 | 0 | 0 | 0 | 0 | 0
IGCC-CCS | 0 | 0 | 0 | 0 | 0 | 0
WT_off | 0 | 0 | 0 | 0 | 0 | 0
PseudoUnit | 0 | 0 | 0 | 0 | 0 | 0
FixedInterchange | 0 | 0 | 0 | 0 | 0 | 0
Base FOM Costs by Reporting Type: MAPP_CA
ReportingType | 2015 | 2020 | 2025 | 2030 | 2035 | 2040
BM | 0 | 0 | 0 | 0 | 0 | 0
CC | 25.75 | 25.75 | 4.05 | 4.05 | 4.05 | 0
CSP | 0 | 0 | 0 | 0 | 0 | 0
CT | 0 | 0 | 0 | 0 | 0 | 0
Coal | 44.25 | 7.31 | 0 | 0 | 0 | 0
Geo | 0 | 0 | 0 | 0 | 0 | 0
H | 92.24 | 102.13 | 123.42 | 158.45 | 158.45 | 158.45
LFG | 0 | 0 | 0 | 0 | 0 | 0
Nuc | 0.01 | 0.01 | 0.01 | 0.01 | 0.01 | 0.01
PS | 0 | 0 | 0 | 0 | 0 | 0
PV | 0 | 0 | 0 | 0 | 0 | 0
PeakG | 9.88 | 9.88 | 0 | 0 | 0 | 0
PeakO | 0.09 | 0.09 | 0 | 0 | 0 | 0
ST | 0 | 0 | 0 | 0 | 0 | 0
STOG | 5.54 | 5.54 | 0 | 0 | 0 | 0
STWD | 0 | 0 | 0 | 0 | 0 | 0
WT | 17.9 | 17.9 | 17.9 | 17.9 | 9.41 | 9.41
IGCC | 0 | 0 | 0 | 0 | 0 | 0
DemandResponse | 0 | 0 | 0 | 0 | 0 | 0
IGCC-CCS | 0 | 0 | 0 | 0 | 0 | 0
WT_off | 0 | 0 | 0 | 0 | 0 | 0
PseudoUnit | 0 | 0 | 0 | 0 | 0 | 0
FixedInterchange | 0 | 0 | 0 | 0 | 0 | 0
Base FOM Costs by Reporting Type: AZ_NM_SNV_Coal
ReportingType | 2015 | 2020 | 2025 | 2030 | 2035 | 2040
BM | 0 | 0 | 0 | 0 | 0 | 0
CC | 0 | 0 | 0 | 0 | 0 | 0
CSP | 0 | 0 | 0 | 0 | 0 | 0
CT | 0 | 0 | 0 | 0 | 0 | 0
Coal | 517.57 | 503.3 | 284.93 | 44.27 | 46.98 | 53.61
Geo | 0 | 0 | 0 | 0 | 0 | 0
H | 0 | 0 | 0 | 0 | 0 | 0
LFG | 0 | 0 | 0 | 0 | 0 | 0
Nuc | 0 | 0 | 0 | 0 | 0 | 0
PS | 0 | 0 | 0 | 0 | 0 | 0
PV | 0 | 0 | 0 | 0 | 0 | 0
PeakG | 0 | 0 | 0 | 0 | 0 | 0
PeakO | 5.77 | 7.38 | 6 | 6 | 6 | 6
ST | 0 | 0 | 0 | 0 | 0 | 0
STOG | 0 | 0 | 0 | 0 | 0 | 0
STWD | 0 | 0 | 0 | 0 | 0 | 0
WT | 0 | 0 | 0 | 0 | 0 | 0
IGCC | 0 | 0 | 0 | 0 | 0 | 0
DemandResponse | 0 | 0 | 0 | 0 | 0 | 0
IGCC-CCS | 0 | 0 | 0 | 0 | 0 | 0
WT_off | 0 | 0 | 0 | 0 | 0 | 0
PseudoUnit | 0 | 0 | 0 | 0 | 0 | 0
FixedInterchange | 0 | 0 | 0 | 0 | 0 | 0
Base FOM Costs by Reporting Type: AZ_NM_SNV_Gas
ReportingType | 2015 | 2020 | 2025 | 2030 | 2035 | 2040
BM | 0 | 0 | 0 | 0 | 0 | 0
CC | 442.18 | 581.87 | 473.65 | 490.12 | 401.97 | 362.58
CSP | 0 | 0 | 0 | 0 | 0 | 0
CT | 4.93 | 4.93 | 4.93 | 4.93 | 0 | 0
Coal | 0 | 0 | 0 | 0 | 0 | 0
Geo | 0 | 0 | 0 | 0 | 0 | 0
H | 0 | 0 | 0 | 0 | 0 | 0
LFG | 0 | 0 | 0 | 0 | 0 | 0
Nuc | 0 | 0 | 0 | 0 | 0 | 0
PS | 0 | 0 | 0 | 0 | 0 | 0
PV | 0 | 0 | 0 | 0 | 0 | 0
PeakG | 63.97 | 93.45 | 74.33 | 87.99 | 87.99 | 87.99
PeakO | 0 | 0 | 0 | 0 | 0 | 0
ST | 0 | 0 | 0 | 0 | 0 | 0
STOG | 0 | 0 | 0 | 0 | 0 | 0
STWD | 0 | 0 | 0 | 0 | 0 | 0
WT | 0 | 0 | 0 | 0 | 0 | 0
IGCC | 0 | 0 | 0 | 0 | 0 | 0
DemandResponse | 0 | 0 | 0 | 0 | 0 | 0
IGCC-CCS | 0 | 0 | 0 | 0 | 0 | 0
WT_off | 0 | 0 | 0 | 0 | 0 | 0
PseudoUnit | 0 | 0 | 0 | 0 | 0 | 0
FixedInterchange | 0 | 0 | 0 | 0 | 0 | 0
Base FOM Costs by Reporting Type: AZ_NM_SNV_NucRenew
ReportingType | 2015 | 2020 | 2025 | 2030 | 2035 | 2040
BM | 0 | 0 | 0 | 0 | 0 | 91.88
CC | 0 | 0 | 0 | 0 | 0 | 0
CSP | 0 | 0 | 0 | 0 | 0 | 0
CT | 0 | 0 | 0 | 0 | 0 | 0
Coal | 0 | 0 | 0 | 0 | 0 | 0
Geo | 0 | 0 | 122.18 | 122.18 | 122.18 | 122.18
H | 44.6 | 44.6 | 44.6 | 44.6 | 44.6 | 44.6
LFG | 0.84 | 0.84 | 8.14 | 8.14 | 8.14 | 8.14
Nuc | 484.16 | 564.17 | 564.17 | 848.29 | 1435.26 | 1435.26
PS | 5.13 | 5.13 | 5.13 | 5.13 | 5.13 | 5.13
PV | 2.38 | 2.38 | 2.38 | 2.38 | 2.38 | 2.38
PeakG | 0 | 0 | 0 | 0 | 0 | 0
PeakO | 0 | 0 | 0 | 0 | 0 | 0
ST | 17.92 | 46.44 | 61.02 | 68.23 | 101.62 | 101.62
STOG | 0 | 0 | 0 | 0 | 0 | 0
STWD | 0.83 | 1.04 | 0.85 | 0.85 | 0.85 | 0.85
WT | 17.57 | 348.54 | 349.24 | 349.24 | 349.24 | 349.24
IGCC | 0 | 0 | 0 | 0 | 0 | 0
DemandResponse | 0 | 0 | 0 | 0 | 0 | 0
IGCC-CCS | 0 | 0 | 0 | 0 | 0 | 0
WT_off | 0 | 0 | 0 | 0 | 0 | 0
PseudoUnit | 0 | 0 | 0 | 0 | 0 | 0
FixedInterchange | 0 | 0 | 0 | 0 | 0 | 0
Base FOM Costs by Reporting Type: ERCOT
ReportingType | 2015 | 2020 | 2025 | 2030 | 2035 | 2040
BM | 14.57 | 14.57 | 14.57 | 14.57 | 408.54 | 408.54
CC | 1096.49 | 1335.88 | 1146.18 | 1175.78 | 1016.42 | 876.1
CSP | 0 | 0 | 0 | 0 | 0 | 0
CT | 1.67 | 1.67 | 1.67 | 1.67 | 0 | 0
Coal | 317.86 | 235.38 | 188.83 | 190.49 | 190.49 | 233.75
Geo | 0 | 0 | 0 | 0 | 0 | 0
H | 8.05 | 8.05 | 8.05 | 8.05 | 8.05 | 8.05
LFG | 9.05 | 9.05 | 51.64 | 51.64 | 51.64 | 51.64
Nuc | 574.09 | 734.71 | 741.22 | 891.6 | 1775.61 | 2149.1
PS | 0 | 0 | 0 | 0 | 0 | 0
PV | 0.25 | 0.25 | 0.25 | 0.25 | 0.01 | 0.01
PeakG | 80.63 | 119.03 | 114.62 | 114.62 | 114.62 | 114.62
PeakO | 1.29 | 1.86 | 1.53 | 1.53 | 0 | 0
ST | 0 | 0 | 0 | 0 | 0 | 0
STOG | 563.46 | 666.72 | 376.12 | 263.43 | 0 | 0
STWD | 0 | 0 | 0 | 0 | 0 | 0
WT | 315.42 | 315.42 | 861.56 | 861.56 | 861.56 | 868.68
IGCC | 0 | 0 | 0 | 0 | 0 | 0
DemandResponse | 0 | 0 | 0 | 0 | 0 | 0
IGCC-CCS | 0 | 0 | 0 | 0 | 0 | 0
WT_off | 0 | 0 | 0 | 0 | 0 | 0
PseudoUnit | 0 | 0 | 0 | 0 | 0 | 0
FixedInterchange | 0 | 0 | 0 | 0 | 0 | 0
Base FOM Costs by Reporting Type: NP15
ReportingType | 2015 | 2020 | 2025 | 2030 | 2035 | 2040
BM | 0 | 0 | 0 | 0 | 0 | 84.75
CC | 218.44 | 282.73 | 236.94 | 251.55 | 278.01 | 269.99
CSP | 0 | 0 | 0 | 0 | 0 | 0
CT | 1.42 | 1.42 | 1.42 | 1.42 | 0 | 0
Coal | 10.94 | 0 | 0 | 0 | 0 | 0
Geo | 100.8 | 136.03 | 151.36 | 151.36 | 151.36 | 151.36
H | 125.7 | 125.7 | 125.7 | 125.7 | 125.7 | 125.7
LFG | 10.26 | 51.55 | 78.24 | 78.24 | 78.24 | 78.24
Nuc | 302.44 | 364.27 | 334.86 | 678.39 | 908 | 1031.07
PS | 53.58 | 53.58 | 53.58 | 53.58 | 53.58 | 53.58
PV | 0.89 | 0.89 | 0.89 | 0.89 | 0.89 | 0.89
PeakG | 56.04 | 82.34 | 58.1 | 74.01 | 78.49 | 78.49
PeakO | 10.26 | 13.08 | 10.48 | 10.49 | 10.49 | 10.49
ST | 1.86 | 1.86 | 1.86 | 1.86 | 1.86 | 1.86
STOG | 167.55 | 198.25 | 169.95 | 135.74 | 37.96 | 37.96
STWD | 14.17 | 17.73 | 14.44 | 14.44 | 14.44 | 14.44
WT | 40.21 | 132.82 | 132.82 | 132.82 | 369.24 | 389.47
IGCC | 0 | 0 | 0 | 0 | 0 | 0
DemandResponse | 0 | 0 | 0 | 0 | 0 | 0
IGCC-CCS | 0 | 0 | 0 | 0 | 0 | 0
WT_off | 0 | 0 | 0 | 0 | 0 | 0
PseudoUnit | 0 | 0 | 0 | 0 | 0 | 0
FixedInterchange | 0 | 0 | 0 | 0 | 0 | 0
Base FOM Costs by Reporting Type: NWPP_Coal
ReportingType | 2015 | 2020 | 2025 | 2030 | 2035 | 2040
BM | 0 | 0 | 0 | 0 | 0 | 0
CC | 0 | 0 | 0 | 0 | 0 | 0
CSP | 0 | 0 | 0 | 0 | 0 | 0
CT | 0 | 0 | 0 | 0 | 0 | 0
Coal | 436.59 | 339.26 | 11.72 | 12.11 | 12.58 | 14.69
Geo | 0 | 0 | 0 | 0 | 0 | 0
H | 0 | 0 | 0 | 0 | 0 | 0
LFG | 0 | 0 | 0 | 0 | 0 | 0
Nuc | 0 | 0 | 0 | 0 | 0 | 0
PS | 0 | 0 | 0 | 0 | 0 | 0
PV | 0 | 0 | 0 | 0 | 0 | 0
PeakG | 0 | 0 | 0 | 0 | 0 | 0
PeakO | 0 | 0 | 0 | 0 | 0 | 0
ST | 0 | 0 | 0 | 0 | 0 | 0
STOG | 0 | 0 | 0 | 0 | 0 | 0
STWD | 0 | 0 | 0 | 0 | 0 | 0
WT | 0 | 0 | 0 | 0 | 0 | 0
IGCC | 0 | 0 | 0 | 0 | 0 | 0
DemandResponse | 0 | 0 | 0 | 0 | 0 | 0
IGCC-CCS | 0 | 0 | 0 | 0 | 0 | 0
WT_off | 0 | 0 | 0 | 0 | 0 | 0
PseudoUnit | 0 | 0 | 0 | 0 | 0 | 0
FixedInterchange | 0 | 0 | 0 | 0 | 0 | 0
Base FOM Costs by Reporting Type: NWPP_Gas
ReportingType | 2015 | 2020 | 2025 | 2030 | 2035 | 2040
BM | 0 | 0 | 0 | 0 | 0 | 0
CC | 192.07 | 267.99 | 221.01 | 190.9 | 29.27 | 24.96
CSP | 0 | 0 | 0 | 0 | 0 | 0
CT | 1 | 1 | 1 | 1 | 0 | 0
Coal | 0 | 0 | 0 | 0 | 0 | 0
Geo | 0 | 0 | 0 | 0 | 0 | 0
H | 0 | 0 | 0 | 0 | 0 | 0
LFG | 0 | 0 | 0 | 0 | 0 | 0
Nuc | 0 | 0 | 0 | 0 | 0 | 0
PS | 0 | 0 | 0 | 0 | 0 | 0
PV | 0 | 0 | 0 | 0 | 0 | 0
PeakG | 0 | 0 | 0 | 0 | 0 | 0
PeakO | 0 | 0 | 0 | 0 | 0 | 0
ST | 0 | 0 | 0 | 0 | 0 | 0
STOG | 0 | 0 | 0 | 0 | 0 | 0
STWD | 0 | 0 | 0 | 0 | 0 | 0
WT | 0 | 0 | 0 | 0 | 0 | 0
IGCC | 0 | 0 | 0 | 0 | 0 | 0
DemandResponse | 0 | 0 | 0 | 0 | 0 | 0
IGCC-CCS | 0 | 0 | 0 | 0 | 0 | 0
WT_off | 0 | 0 | 0 | 0 | 0 | 0
PseudoUnit | 0 | 0 | 0 | 0 | 0 | 0
FixedInterchange | 0 | 0 | 0 | 0 | 0 | 0
Base FOM Costs by Reporting Type: NWPP_NucRenew
ReportingType | 2015 | 2020 | 2025 | 2030 | 2035 | 2040
BM | 3.27 | 3.27 | 3.27 | 3.27 | 3.27 | 173.39
CC | 0 | 0 | 0 | 0 | 0 | 0
CSP | 0 | 0 | 0 | 0 | 0 | 0
CT | 0 | 0 | 0 | 0 | 0 | 0
Coal | 0 | 0 | 0 | 0 | 0 | 0
Geo | 35.81 | 35.81 | 72.38 | 72.38 | 72.38 | 72.38
H | 480.54 | 480.54 | 480.54 | 480.54 | 485.31 | 485.31
LFG | 15.5 | 15.5 | 44.91 | 44.91 | 44.91 | 44.91
Nuc | 164.67 | 164.67 | 164.67 | 164.67 | 491.6 | 631.51
PS | 6.12 | 6.12 | 6.12 | 6.12 | 6.12 | 6.12
PV | 0.04 | 0.04 | 0.04 | 0.04 | 0.04 | 0.04
PeakG | 0 | 0 | 0 | 0 | 0 | 0
PeakO | 0 | 0 | 0 | 0 | 0 | 0
ST | 0 | 0 | 0 | 0 | 0 | 0
STOG | 0 | 0 | 0 | 0 | 0 | 0
STWD | 17.98 | 22.5 | 18.33 | 18.33 | 18.33 | 18.33
WT | 228.93 | 228.93 | 228.93 | 827.97 | 827.97 | 893.05
IGCC | 0 | 0 | 0 | 0 | 0 | 0
DemandResponse | 0 | 0 | 0 | 0 | 0 | 0
IGCC-CCS | 0 | 0 | 0 | 0 | 0 | 0
WT_off | 0 | 0 | 0 | 0 | 0 | 0
PseudoUnit | 0 | 0 | 0 | 0 | 0 | 0
FixedInterchange | 0 | 0 | 0 | 0 | 0 | 0
Base FOM Costs by Reporting Type: RMPA
ReportingType | 2015 | 2020 | 2025 | 2030 | 2035 | 2040
BM | 0 | 0 | 0 | 0 | 132.7 | 166.23
CC | 79.71 | 117.24 | 97.29 | 115.54 | 70.13 | 66.96
CSP | 0 | 0 | 0 | 0 | 0 | 0
CT | 1.02 | 1.02 | 1.02 | 1.02 | 0 | 0
Coal | 439.16 | 361.73 | 85.58 | 49.68 | 50.04 | 57
Geo | 0 | 17.44 | 216.56 | 216.56 | 216.56 | 216.56
H | 13.99 | 13.99 | 13.99 | 13.99 | 13.99 | 13.99
LFG | 0.89 | 0.89 | 4.37 | 4.37 | 4.37 | 4.37
Nuc | 0.01 | 0.01 | 31.56 | 181.83 | 181.83 | 181.83
PS | 13.37 | 13.37 | 13.37 | 13.37 | 13.37 | 13.37
PV | 0.31 | 0.31 | 0.31 | 0.31 | 0.31 | 0.31
PeakG | 48.87 | 72.26 | 50.7 | 61.6 | 69.81 | 69.81
PeakO | 0 | 0 | 0 | 0 | 0 | 0
ST | 0.19 | 23.71 | 23.71 | 24.06 | 24.06 | 24.06
STOG | 0 | 0 | 0 | 0 | 0 | 0
STWD | 0 | 0 | 0 | 0 | 0 | 0
WT | 67.62 | 167.14 | 167.14 | 182.2 | 182.2 | 186.01
IGCC | 0 | 0 | 0 | 0 | 0 | 0
DemandResponse | 0 | 0 | 0 | 0 | 0 | 0
IGCC-CCS | 0 | 0 | 0 | 0 | 0 | 0
WT_off | 0 | 0 | 0 | 0 | 0 | 0
PseudoUnit | 0 | 0 | 0 | 0 | 0 | 0
FixedInterchange | 0 | 0 | 0 | 0 | 0 | 0
Base FOM Costs by Reporting Type: SP15
ReportingType | 2015 | 2020 | 2025 | 2030 | 2035 | 2040
BM | 0.6 | 0.6 | 0.6 | 0.6 | 0.6 | 67.8
CC | 329.73 | 407.62 | 341.48 | 351.07 | 385.05 | 394.63
CSP | 0 | 0 | 0 | 0 | 0 | 0
CT | 0 | 0 | 0 | 0 | 0 | 0
Coal | 11.02 | 8.11 | 0 | 0 | 0 | 0
Geo | 86.16 | 208.35 | 208.35 | 208.35 | 208.35 | 208.35
H | 16.57 | 16.57 | 16.57 | 16.57 | 16.57 | 16.57
LFG | 26.93 | 93.8 | 93.8 | 93.8 | 93.8 | 93.8
Nuc | 327.58 | 356.35 | 327.58 | 424.78 | 500.94 | 760.78
PS | 34.19 | 34.19 | 34.19 | 34.19 | 34.19 | 34.19
PV | 1.87 | 1.87 | 1.87 | 1.87 | 1.87 | 1.87
PeakG | 76.73 | 111.44 | 93.22 | 103.59 | 103.59 | 103.59
PeakO | 1.47 | 1.91 | 1.53 | 1.53 | 1.53 | 1.53
ST | 28.67 | 28.67 | 28.67 | 28.67 | 182.89 | 236.4
STOG | 304.36 | 360.14 | 308.72 | 279.54 | 186.05 | 186.05
STWD | 3.81 | 4.77 | 3.89 | 3.89 | 3.89 | 3.89
WT | 71.03 | 99.23 | 468.68 | 468.68 | 468.68 | 468.68
IGCC | 0 | 0 | 0 | 0 | 0 | 0
DemandResponse | 0 | 0 | 0 | 0 | 0 | 0
IGCC-CCS | 0 | 0 | 0 | 0 | 0 | 0
WT_off | 0 | 0 | 0 | 0 | 0 | 0
PseudoUnit | 0 | 0 | 0 | 0 | 0 | 0
FixedInterchange | 0 | 0 | 0 | 0 | 0 | 0
Base FOM Costs by Reporting Type: ALB
ReportingType | 2015 | 2020 | 2025 | 2030 | 2035 | 2040
BM | 0 | 0 | 0 | 0 | 0 | 0
CC | 65.34 | 65.34 | 67.74 | 7.73 | 9.12 | 9.12
CSP | 0 | 0 | 0 | 0 | 0 | 0
CT | 1.35 | 1.35 | 1.35 | 1.35 | 0.48 | 0.48
Coal | 380.9 | 399.22 | 412.86 | 14.69 | 14.69 | 14.69
Geo | 0 | 0 | 0 | 0 | 0 | 0
H | 12.99 | 12.99 | 12.99 | 12.99 | 12.99 | 12.99
LFG | 1.21 | 1.21 | 1.21 | 1.21 | 1.21 | 1.21
Nuc | 0.01 | 0.01 | 0.01 | 772.13 | 796.11 | 797.28
PS | 0 | 0 | 0 | 0 | 0 | 0
PV | 0 | 0 | 0 | 0 | 0 | 0
PeakG | 16.5 | 16.5 | 16.5 | 16.5 | 23.24 | 23.24
PeakO | 0 | 0 | 0 | 0 | 0 | 0
ST | 0 | 0 | 0 | 0 | 0 | 0
STOG | 0 | 0 | 0 | 0 | 0 | 0
STWD | 5.58 | 5.58 | 5.58 | 5.58 | 5.58 | 5.58
WT | 22.94 | 22.94 | 22.94 | 22.94 | 25.5 | 25.5
IGCC | 0 | 0 | 0 | 0 | 0 | 0
DemandResponse | 0 | 0 | 0 | 0 | 0 | 0
IGCC-CCS | 0 | 0 | 0 | 0 | 0 | 0
WT_off | 0 | 0 | 0 | 0 | 0 | 0
PseudoUnit | 0 | 0 | 0 | 0 | 0 | 0
FixedInterchange | 0 | 0 | 0 | 0 | 0 | 0
Base FOM Costs by Reporting Type: BC
ReportingType | 2015 | 2020 | 2025 | 2030 | 2035 | 2040
BM | 0 | 0 | 0 | 0 | 0 | 0
CC | 12.11 | 12.11 | 12.11 | 6.02 | 6.02 | 0
CSP | 0 | 0 | 0 | 0 | 0 | 0
CT | 0 | 0 | 0 | 0 | 0 | 0
Coal | 0 | 0 | 0 | 0 | 0 | 0
Geo | 0 | 0 | 0 | 0 | 0 | 0
H | 173.22 | 173.22 | 173.22 | 173.22 | 173.22 | 173.22
LFG | 2.9 | 2.9 | 2.9 | 2.9 | 2.9 | 2.9
Nuc | 0.01 | 0.01 | 0.01 | 63.1 | 63.1 | 121.28
PS | 0 | 0 | 0 | 0 | 0 | 0
PV | 0 | 0 | 0 | 0 | 0 | 0
PeakG | 0 | 0 | 0 | 0 | 0 | 0
PeakO | 0 | 0 | 0 | 0 | 0 | 0
ST | 0 | 0 | 0 | 0 | 0 | 0
STOG | 0 | 0 | 0 | 0 | 0 | 0
STWD | 16.34 | 16.34 | 16.34 | 16.34 | 16.34 | 16.34
WT | 7.53 | 7.53 | 7.53 | 7.53 | 11.91 | 11.91
IGCC | 0 | 0 | 0 | 0 | 0 | 0
DemandResponse | 0 | 0 | 0 | 0 | 0 | 0
IGCC-CCS | 0 | 0 | 0 | 0 | 0 | 0
WT_off | 0 | 0 | 0 | 0 | 0 | 0
PseudoUnit | 0 | 0 | 0 | 0 | 0 | 0
FixedInterchange | 0 | 0 | 0 | 0 | 0 | 0
Base FOM Costs by Reporting Type: HQ_IESO
ReportingType | 2015 | 2020 | 2025 | 2030 | 2035 | 2040
BM | 0 | 0 | 0 | 0 | 0 | 0
CC | 0 | 0 | 0 | 0 | 0 | 0
CSP | 0 | 0 | 0 | 0 | 0 | 0
CT | 0 | 0 | 0 | 0 | 0 | 0
Coal | 0 | 0 | 0 | 0 | 0 | 0
Geo | 0 | 0 | 0 | 0 | 0 | 0
H | 0 | 0 | 0 | 0 | 0 | 0
LFG | 0 | 0 | 0 | 0 | 0 | 0
Nuc | 0.01 | 0.01 | 0.01 | 0.01 | 0.01 | 0.01
PS | 0 | 0 | 0 | 0 | 0 | 0
PV | 0 | 0 | 0 | 0 | 0 | 0
PeakG | 0 | 0 | 0 | 0 | 0 | 0
PeakO | 0 | 0 | 0 | 0 | 0 | 0
ST | 0 | 0 | 0 | 0 | 0 | 0
STOG | 0 | 0 | 0 | 0 | 0 | 0
STWD | 0 | 0 | 0 | 0 | 0 | 0
WT | 0 | 0 | 0 | 0 | 0 | 0
IGCC | 0 | 0 | 0 | 0 | 0 | 0
DemandResponse | 0 | 0 | 0 | 0 | 0 | 0
IGCC-CCS | 0 | 0 | 0 | 0 | 0 | 0
WT_off | 0 | 0 | 0 | 0 | 0 | 0
PseudoUnit | 0 | 0 | 0 | 0 | 0 | 1.25
FixedInterchange | 0 | 0 | 0 | 0 | 0 | 0
Base FOM Costs by Reporting Type: HQ_NEISO
ReportingType | 2015 | 2020 | 2025 | 2030 | 2035 | 2040
BM | 0 | 0 | 0 | 0 | 0 | 0
CC | 0 | 0 | 0 | 0 | 0 | 0
CSP | 0 | 0 | 0 | 0 | 0 | 0
CT | 0 | 0 | 0 | 0 | 0 | 0
Coal | 0 | 0 | 0 | 0 | 0 | 0
Geo | 0 | 0 | 0 | 0 | 0 | 0
H | 0 | 0 | 0 | 0 | 0 | 0
LFG | 0 | 0 | 0 | 0 | 0 | 0
Nuc | 0.01 | 0.01 | 0.01 | 0.01 | 0.01 | 0.01
PS | 0 | 0 | 0 | 0 | 0 | 0
PV | 0 | 0 | 0 | 0 | 0 | 0
PeakG | 0 | 0 | 0 | 0 | 0 | 0
PeakO | 0 | 0 | 0 | 0 | 0 | 0
ST | 0 | 0 | 0 | 0 | 0 | 0
STOG | 0 | 0 | 0 | 0 | 0 | 0
STWD | 0 | 0 | 0 | 0 | 0 | 0
WT | 0 | 0 | 0 | 0 | 0 | 0
IGCC | 0 | 0 | 0 | 0 | 0 | 0
DemandResponse | 0 | 0 | 0 | 0 | 0 | 0
IGCC-CCS | 0 | 0 | 0 | 0 | 0 | 0
WT_off | 0 | 0 | 0 | 0 | 0 | 0
PseudoUnit | 0 | 0 | 0 | 0 | 0 | 21.03
FixedInterchange | 0 | 0 | 0 | 0 | 0 | 0
Base FOM Costs by Reporting Type: HQ_NY
ReportingType | 2015 | 2020 | 2025 | 2030 | 2035 | 2040
BM | 0 | 0 | 0 | 0 | 0 | 0
CC | 0 | 0 | 0 | 0 | 0 | 0
CSP | 0 | 0 | 0 | 0 | 0 | 0
CT | 0 | 0 | 0 | 0 | 0 | 0
Coal | 0 | 0 | 0 | 0 | 0 | 0
Geo | 0 | 0 | 0 | 0 | 0 | 0
H | 0 | 0 | 0 | 0 | 0 | 0
LFG | 0 | 0 | 0 | 0 | 0 | 0
Nuc | 0.01 | 0.01 | 0.01 | 0.01 | 0.01 | 0.01
PS | 0 | 0 | 0 | 0 | 0 | 0
PV | 0 | 0 | 0 | 0 | 0 | 0
PeakG | 0 | 0 | 0 | 0 | 0 | 0
PeakO | 0 | 0 | 0 | 0 | 0 | 0
ST | 0 | 0 | 0 | 0 | 0 | 0
STOG | 0 | 0 | 0 | 0 | 0 | 0
STWD | 0 | 0 | 0 | 0 | 0 | 0
WT | 0 | 0 | 0 | 0 | 0 | 0
IGCC | 0 | 0 | 0 | 0 | 0 | 0
DemandResponse | 0 | 0 | 0 | 0 | 0 | 0
IGCC-CCS | 0 | 0 | 0 | 0 | 0 | 0
WT_off | 0 | 0 | 0 | 0 | 0 | 0
PseudoUnit | 0 | 0 | 0 | 35.6 | 35.6 | 35.6
FixedInterchange | 0 | 0 | 0 | 0 | 0 | 0
Base FOM Costs by Reporting Type: MARITIMES
ReportingType | 2015 | 2020 | 2025 | 2030 | 2035 | 2040
BM | 0 | 0 | 0 | 0 | 0 | 0
CC | 0 | 0 | 0 | 0 | 0 | 0
CSP | 0 | 0 | 0 | 0 | 0 | 0
CT | 0 | 0 | 0 | 0 | 0 | 0
Coal | 0 | 0 | 0 | 0 | 0 | 0
Geo | 0 | 0 | 0 | 0 | 0 | 0
H | 0 | 0 | 0 | 0 | 0 | 0
LFG | 0 | 0 | 0 | 0 | 0 | 0
Nuc | 0.01 | 0.01 | 0.01 | 0.01 | 0.01 | 0.01
PS | 0 | 0 | 0 | 0 | 0 | 0
PV | 0 | 0 | 0 | 0 | 0 | 0
PeakG | 0 | 0 | 0 | 0 | 0 | 0
PeakO | 0 | 0 | 0 | 0 | 0 | 0
ST | 0 | 0 | 0 | 0 | 0 | 0
STOG | 0 | 0 | 0 | 0 | 0 | 0
STWD | 0 | 0 | 0 | 0 | 0 | 0
WT | 0 | 0 | 0 | 0 | 0 | 0
IGCC | 0 | 0 | 0 | 0 | 0 | 0
DemandResponse | 0 | 0 | 0 | 0 | 0 | 0
IGCC-CCS | 0 | 0 | 0 | 0 | 0 | 0
WT_off | 0 | 0 | 0 | 0 | 0 | 0
PseudoUnit | 0 | 0 | 0 | 0 | 0 | 7.12
FixedInterchange | 0 | 0 | 0 | 0 | 0 | 0
Base FOM Costs by Reporting Type: All
ReportingType | 2015 | 2020 | 2025 | 2030 | 2035 | 2040
BM | 125.73 | 142.84 | 196.96 | 198.24 | 3755.58 | 9058.2
CC | 7478.16 | 9815.53 | 8397.2 | 8278.78 | 7088.97 | 5879.53
CSP | 0 | 0 | 0 | 0 | 0 | 0
CT | 42.8 | 44.81 | 44.81 | 40.81 | 6.49 | 4.48
Coal | 10663.38 | 5659.66 | 3200.42 | 2438.7 | 2415.43 | 2812.74
Geo | 226.72 | 401.57 | 774.79 | 774.79 | 774.79 | 774.79
H | 1511 | 1528.07 | 1574.01 | 1613.94 | 1634.5 | 1634.5
LFG | 498.94 | 733.94 | 999.86 | 1086.97 | 1086.97 | 1086.97
Nuc | 16696.36 | 17842.96 | 17788.52 | 22165.86 | 23398.71 | 34662.99
PS | 517.25 | 517.25 | 517.25 | 517.25 | 517.25 | 517.25
PV | 26.7 | 61.25 | 77.98 | 80.96 | 63.11 | 81.2
PeakG | 2041.72 | 2999.1 | 2260.59 | 2416.7 | 2464.73 | 2430.39
PeakO | 537.15 | 704.79 | 536.14 | 499.15 | 457.14 | 358
ST | 48.64 | 100.68 | 115.26 | 122.81 | 310.42 | 363.94
STOG | 2150.62 | 2543.75 | 1631.76 | 1359.93 | 721.35 | 371.08
STWD | 158.67 | 191.92 | 161.28 | 161.28 | 161.28 | 161.28
WT | 2034.5 | 4149.06 | 6655.24 | 8437.11 | 9466.15 | 9654.14
IGCC | 30.22 | 30.22 | 30.22 | 30.22 | 30.22 | 30.22
DemandResponse | 0 | 0 | 0 | 0 | 0 | 0
IGCC-CCS | 0 | 0 | 0 | 0 | 0 | 0
WT_off | 25.01 | 25.01 | 83.68 | 83.68 | 1551.03 | 3207
PseudoUnit | 0 | 0 | 0 | 35.6 | 35.6 | 65
FixedInterchange | 0 | 0 | 0 | 0 | 0 | 0
Base FOM Costs by Reporting Type: EI_US
ReportingType | 2015 | 2020 | 2025 | 2030 | 2035 | 2040
BM | 74.48 | 91.59 | 145.72 | 147 | 3177.67 | 8032.81
CC | 4998.19 | 6700.85 | 5778.56 | 5667.85 | 4870.74 | 3857.03
CSP | 0 | 0 | 0 | 0 | 0 | 0
CT | 28.95 | 30.95 | 30.95 | 26.95 | 6.01 | 4
Coal | 8505.09 | 3805.35 | 2216.51 | 2127.47 | 2100.66 | 2439
Geo | 3.95 | 3.95 | 3.95 | 3.95 | 3.95 | 3.95
H | 419.29 | 426.46 | 451.11 | 452.45 | 468.24 | 468.24
LFG | 417.2 | 544.03 | 700.46 | 787.52 | 787.52 | 787.52
Nuc | 12948.03 | 13763.39 | 13729.07 | 16245.7 | 15500.87 | 25475.18
PS | 401.94 | 401.94 | 401.94 | 401.94 | 401.94 | 401.94
PV | 2.71 | 37.26 | 53.98 | 56.96 | 57.18 | 75.26
PeakG | 1689.1 | 2494.21 | 1853.11 | 1958.4 | 1986.99 | 1952.65
PeakO | 518.27 | 680.47 | 516.6 | 479.61 | 439.13 | 339.99
ST | 0 | 0 | 0 | 0 | 0 | 0
STOG | 1109.72 | 1313.1 | 776.97 | 681.21 | 497.34 | 147.07
STWD | 95.51 | 119.51 | 97.38 | 97.38 | 97.38 | 97.38
WT | 1142.42 | 2705.69 | 4295.58 | 5463.34 | 6257.51 | 6349.28
IGCC | 30.22 | 30.22 | 30.22 | 30.22 | 30.22 | 30.22
DemandResponse | 0 | 0 | 0 | 0 | 0 | 0
IGCC-CCS | 0 | 0 | 0 | 0 | 0 | 0
WT_off | 25.01 | 25.01 | 83.68 | 83.68 | 1551.03 | 3207
PseudoUnit | 0 | 0 | 0 | 35.6 | 35.6 | 63.75
FixedInterchange | 0 | 0 | 0 | 0 | 0 | 0
Base FOM Costs by Reporting Type: EI_Canada
ReportingType | 2015 | 2020 | 2025 | 2030 | 2035 | 2040
BM | 32.8 | 32.8 | 32.8 | 32.8 | 32.8 | 32.8
CC | 43.92 | 43.92 | 22.22 | 22.22 | 22.22 | 18.17
CSP | 0 | 0 | 0 | 0 | 0 | 0
CT | 2.46 | 2.46 | 2.46 | 2.46 | 0 | 0
Coal | 44.25 | 7.31 | 0 | 0 | 0 | 0
Geo | 0 | 0 | 0 | 0 | 0 | 0
H | 216.06 | 225.96 | 247.25 | 285.84 | 285.84 | 285.84
LFG | 14.17 | 14.17 | 14.17 | 14.23 | 14.23 | 14.23
Nuc | 1895.36 | 1895.36 | 1895.36 | 1895.36 | 1745.4 | 2079.7
PS | 2.92 | 2.92 | 2.92 | 2.92 | 2.92 | 2.92
PV | 18.26 | 18.26 | 18.26 | 18.26 | 0.44 | 0.44
PeakG | 9.88 | 9.88 | 0 | 0 | 0 | 0
PeakO | 0.09 | 0.09 | 0 | 0 | 0 | 0
ST | 0 | 0 | 0 | 0 | 0 | 0
STOG | 5.54 | 5.54 | 0 | 0 | 0 | 0
STWD | 4.45 | 4.45 | 4.45 | 4.45 | 4.45 | 4.45
WT | 120.82 | 120.82 | 120.82 | 120.82 | 112.33 | 112.33
IGCC | 0 | 0 | 0 | 0 | 0 | 0
DemandResponse | 0 | 0 | 0 | 0 | 0 | 0
IGCC-CCS | 0 | 0 | 0 | 0 | 0 | 0
WT_off | 0 | 0 | 0 | 0 | 0 | 0
PseudoUnit | 0 | 0 | 0 | 0 | 0 | 1.25
FixedInterchange | 0 | 0 | 0 | 0 | 0 | 0
Base FOM Costs by Reporting Type: EI
ReportingType | 2015 | 2020 | 2025 | 2030 | 2035 | 2040
BM | 107.28 | 124.39 | 178.52 | 179.8 | 3210.46 | 8065.61
CC | 5042.1 | 6744.76 | 5800.79 | 5690.08 | 4892.97 | 3875.2
CSP | 0 | 0 | 0 | 0 | 0 | 0
CT | 31.41 | 33.42 | 33.42 | 29.41 | 6.01 | 4
Coal | 8549.34 | 3812.66 | 2216.51 | 2127.47 | 2100.66 | 2439
Geo | 3.95 | 3.95 | 3.95 | 3.95 | 3.95 | 3.95
H | 635.35 | 652.42 | 698.36 | 738.29 | 754.08 | 754.08
LFG | 431.38 | 558.2 | 714.64 | 801.75 | 801.75 | 801.75
Nuc | 14843.39 | 15658.74 | 15624.43 | 18141.06 | 17246.27 | 27554.89
PS | 404.86 | 404.86 | 404.86 | 404.86 | 404.86 | 404.86
PV | 20.97 | 55.52 | 72.25 | 75.23 | 57.62 | 75.7
PeakG | 1698.98 | 2504.09 | 1853.11 | 1958.4 | 1986.99 | 1952.65
PeakO | 518.36 | 680.56 | 516.6 | 479.61 | 439.13 | 339.99
ST | 0 | 0 | 0 | 0 | 0 | 0
STOG | 1115.26 | 1318.63 | 776.97 | 681.21 | 497.34 | 147.07
STWD | 99.96 | 123.96 | 101.84 | 101.84 | 101.84 | 101.84
WT | 1263.24 | 2826.51 | 4416.4 | 5584.16 | 6369.84 | 6461.61
IGCC | 30.22 | 30.22 | 30.22 | 30.22 | 30.22 | 30.22
DemandResponse | 0 | 0 | 0 | 0 | 0 | 0
IGCC-CCS | 0 | 0 | 0 | 0 | 0 | 0
WT_off | 25.01 | 25.01 | 83.68 | 83.68 | 1551.03 | 3207
PseudoUnit | 0 | 0 | 0 | 35.6 | 35.6 | 65
FixedInterchange | 0 | 0 | 0 | 0 | 0 | 0
Base FOM Costs by Reporting Type: Outside_EI
ReportingType | 2015 | 2020 | 2025 | 2030 | 2035 | 2040
BM | 18.45 | 18.45 | 18.45 | 18.45 | 545.12 | 992.59
CC | 2436.06 | 3070.77 | 2596.41 | 2588.7 | 2196 | 2004.33
CSP | 0 | 0 | 0 | 0 | 0 | 0
CT | 11.39 | 11.39 | 11.39 | 11.39 | 0.48 | 0.48
Coal | 2114.04 | 1847 | 983.91 | 311.23 | 314.77 | 373.73
Geo | 222.78 | 397.63 | 770.84 | 770.84 | 770.84 | 770.84
H | 875.65 | 875.65 | 875.65 | 875.65 | 880.42 | 880.42
LFG | 67.56 | 175.74 | 285.22 | 285.22 | 285.22 | 285.22
Nuc | 1852.97 | 2184.21 | 2164.09 | 4024.8 | 6152.44 | 7108.11
PS | 112.39 | 112.39 | 112.39 | 112.39 | 112.39 | 112.39
PV | 5.73 | 5.73 | 5.73 | 5.73 | 5.5 | 5.5
PeakG | 342.75 | 495.01 | 407.47 | 458.3 | 477.74 | 477.74
PeakO | 18.79 | 24.23 | 19.54 | 19.54 | 18.02 | 18.02
ST | 48.64 | 100.68 | 115.26 | 122.81 | 310.42 | 363.94
STOG | 1035.36 | 1225.11 | 854.79 | 678.72 | 224 | 224
STWD | 58.71 | 67.96 | 59.44 | 59.44 | 59.44 | 59.44
WT | 771.26 | 1322.56 | 2238.84 | 2852.95 | 3096.31 | 3192.53
IGCC | 0 | 0 | 0 | 0 | 0 | 0
DemandResponse | 0 | 0 | 0 | 0 | 0 | 0
IGCC-CCS | 0 | 0 | 0 | 0 | 0 | 0
WT_off | 0 | 0 | 0 | 0 | 0 | 0
PseudoUnit | 0 | 0 | 0 | 0 | 0 | 0
FixedInterchange | 0 | 0 | 0 | 0 | 0 | 0
#11 | Retrofit FOM Costs ($million)
Retrofit FOM Costs by Reporting Type: Entergy
ReportingType | 2015 | 2020 | 2025 | 2030 | 2035 | 2040
BM | 0 | 0 | 0 | 0 | 0 | 0
CC | 0 | 0 | 0 | 0 | 0 | 0
CSP | 0 | 0 | 0 | 0 | 0 | 0
CT | 0 | 0 | 0 | 0 | 0 | 0
Coal | 3.17 | 0 | 0 | 0 | 0 | 0
Geo | 0 | 0 | 0 | 0 | 0 | 0
H | 0 | 0 | 0 | 0 | 0 | 0
LFG | 0 | 0 | 0 | 0 | 0 | 0
Nuc | 0 | 0 | 0 | 0 | 0 | 0
PS | 0 | 0 | 0 | 0 | 0 | 0
PV | 0 | 0 | 0 | 0 | 0 | 0
PeakG | 0 | 0 | 0 | 0 | 0 | 0
PeakO | 0 | 0 | 0 | 0 | 0 | 0
ST | 0 | 0 | 0 | 0 | 0 | 0
STOG | 0 | 0 | 0 | 0 | 0 | 0
STWD | 0 | 0 | 0 | 0 | 0 | 0
WT | 0 | 0 | 0 | 0 | 0 | 0
IGCC | 0 | 0 | 0 | 0 | 0 | 0
DemandResponse | 0 | 0 | 0 | 0 | 0 | 0
IGCC-CCS | 0 | 0 | 0 | 0 | 0 | 0
WT_off | 0 | 0 | 0 | 0 | 0 | 0
PseudoUnit | 0 | 0 | 0 | 0 | 0 | 0
FixedInterchange | 0 | 0 | 0 | 0 | 0 | 0
Retrofit FOM Costs by Reporting Type: FRCC
ReportingType | 2015 | 2020 | 2025 | 2030 | 2035 | 2040
BM | 0 | 0 | 0 | 0 | 0 | 0
CC | 0 | 0 | 0 | 0 | 0 | 0
CSP | 0 | 0 | 0 | 0 | 0 | 0
CT | 0 | 0 | 0 | 0 | 0 | 0
Coal | 9.24 | 9.8 | 9.8 | 10.06 | 10.65 | 10.79
Geo | 0 | 0 | 0 | 0 | 0 | 0
H | 0 | 0 | 0 | 0 | 0 | 0
LFG | 0 | 0 | 0 | 0 | 0 | 0
Nuc | 0 | 0 | 0 | 0 | 0 | 0
PS | 0 | 0 | 0 | 0 | 0 | 0
PV | 0 | 0 | 0 | 0 | 0 | 0
PeakG | 0 | 0 | 0 | 0 | 0 | 0
PeakO | 0 | 0 | 0 | 0 | 0 | 0
ST | 0 | 0 | 0 | 0 | 0 | 0
STOG | 0 | 0 | 0 | 0 | 0 | 0
STWD | 0 | 0 | 0 | 0 | 0 | 0
WT | 0 | 0 | 0 | 0 | 0 | 0
IGCC | 0 | 0 | 0 | 0 | 0 | 0
DemandResponse | 0 | 0 | 0 | 0 | 0 | 0
IGCC-CCS | 0 | 0 | 0 | 0 | 0 | 0
WT_off | 0 | 0 | 0 | 0 | 0 | 0
PseudoUnit | 0 | 0 | 0 | 0 | 0 | 0
FixedInterchange | 0 | 0 | 0 | 0 | 0 | 0
Retrofit FOM Costs by Reporting Type: MAPP_US
ReportingType | 2015 | 2020 | 2025 | 2030 | 2035 | 2040
BM | 0 | 0 | 0 | 0 | 0 | 0
CC | 0 | 0 | 0 | 0 | 0 | 0
CSP | 0 | 0 | 0 | 0 | 0 | 0
CT | 0 | 0 | 0 | 0 | 0 | 0
Coal | 10.66 | 5.69 | 0.08 | 0.08 | 0.08 | 0.08
Geo | 0 | 0 | 0 | 0 | 0 | 0
H | 0 | 0 | 0 | 0 | 0 | 0
LFG | 0 | 0 | 0 | 0 | 0 | 0
Nuc | 0 | 0 | 0 | 0 | 0 | 0
PS | 0 | 0 | 0 | 0 | 0 | 0
PV | 0 | 0 | 0 | 0 | 0 | 0
PeakG | 0 | 0 | 0 | 0 | 0 | 0
PeakO | 0 | 0 | 0 | 0 | 0 | 0
ST | 0 | 0 | 0 | 0 | 0 | 0
STOG | 0 | 0 | 0 | 0 | 0 | 0
STWD | 0 | 0 | 0 | 0 | 0 | 0
WT | 0 | 0 | 0 | 0 | 0 | 0
IGCC | 0 | 0 | 0 | 0 | 0 | 0
DemandResponse | 0 | 0 | 0 | 0 | 0 | 0
IGCC-CCS | 0 | 0 | 0 | 0 | 0 | 0
WT_off | 0 | 0 | 0 | 0 | 0 | 0
PseudoUnit | 0 | 0 | 0 | 0 | 0 | 0
FixedInterchange | 0 | 0 | 0 | 0 | 0 | 0
Retrofit FOM Costs by Reporting Type: MISO_IN
ReportingType | 2015 | 2020 | 2025 | 2030 | 2035 | 2040
BM | 0 | 0 | 0 | 0 | 0 | 0
CC | 0 | 0 | 0 | 0 | 0 | 0
CSP | 0 | 0 | 0 | 0 | 0 | 0
CT | 0 | 0 | 0 | 0 | 0 | 0
Coal | 49.61 | 42.13 | 42.23 | 43.55 | 46.2 | 46.31
Geo | 0 | 0 | 0 | 0 | 0 | 0
H | 0 | 0 | 0 | 0 | 0 | 0
LFG | 0 | 0 | 0 | 0 | 0 | 0
Nuc | 0 | 0 | 0 | 0 | 0 | 0
PS | 0 | 0 | 0 | 0 | 0 | 0
PV | 0 | 0 | 0 | 0 | 0 | 0
PeakG | 0 | 0 | 0 | 0 | 0 | 0
PeakO | 0 | 0 | 0 | 0 | 0 | 0
ST | 0 | 0 | 0 | 0 | 0 | 0
STOG | 0 | 0 | 0 | 0 | 0 | 0
STWD | 0 | 0 | 0 | 0 | 0 | 0
WT | 0 | 0 | 0 | 0 | 0 | 0
IGCC | 0 | 0 | 0 | 0 | 0 | 0
DemandResponse | 0 | 0 | 0 | 0 | 0 | 0
IGCC-CCS | 0 | 0 | 0 | 0 | 0 | 0
WT_off | 0 | 0 | 0 | 0 | 0 | 0
PseudoUnit | 0 | 0 | 0 | 0 | 0 | 0
FixedInterchange | 0 | 0 | 0 | 0 | 0 | 0
Retrofit FOM Costs by Reporting Type: MISO_MI
ReportingType | 2015 | 2020 | 2025 | 2030 | 2035 | 2040
BM | 0 | 0 | 0 | 0 | 0 | 0
CC | 0 | 0 | 0 | 0 | 0 | 0
CSP | 0 | 0 | 0 | 0 | 0 | 0
CT | 0 | 0 | 0 | 0 | 0 | 0
Coal | 1.92 | 0 | 0 | 0 | 0 | 0
Geo | 0 | 0 | 0 | 0 | 0 | 0
H | 0 | 0 | 0 | 0 | 0 | 0
LFG | 0 | 0 | 0 | 0 | 0 | 0
Nuc | 0 | 0 | 0 | 0 | 0 | 0
PS | 0 | 0 | 0 | 0 | 0 | 0
PV | 0 | 0 | 0 | 0 | 0 | 0
PeakG | 0 | 0 | 0 | 0 | 0 | 0
PeakO | 0 | 0 | 0 | 0 | 0 | 0
ST | 0 | 0 | 0 | 0 | 0 | 0
STOG | 0 | 0 | 0 | 0 | 0 | 0
STWD | 0 | 0 | 0 | 0 | 0 | 0
WT | 0 | 0 | 0 | 0 | 0 | 0
IGCC | 0 | 0 | 0 | 0 | 0 | 0
DemandResponse | 0 | 0 | 0 | 0 | 0 | 0
IGCC-CCS | 0 | 0 | 0 | 0 | 0 | 0
WT_off | 0 | 0 | 0 | 0 | 0 | 0
PseudoUnit | 0 | 0 | 0 | 0 | 0 | 0
FixedInterchange | 0 | 0 | 0 | 0 | 0 | 0
Retrofit FOM Costs by Reporting Type: MISO_MO-IL
ReportingType | 2015 | 2020 | 2025 | 2030 | 2035 | 2040
BM | 0 | 0 | 0 | 0 | 0 | 0
CC | 0 | 0 | 0 | 0 | 0 | 0
CSP | 0 | 0 | 0 | 0 | 0 | 0
CT | 0 | 0 | 0 | 0 | 0 | 0
Coal | 18.38 | 8.5 | 8.55 | 8.75 | 9.34 | 9.34
Geo | 0 | 0 | 0 | 0 | 0 | 0
H | 0 | 0 | 0 | 0 | 0 | 0
LFG | 0 | 0 | 0 | 0 | 0 | 0
Nuc | 0 | 0 | 0 | 0 | 0 | 0
PS | 0 | 0 | 0 | 0 | 0 | 0
PV | 0 | 0 | 0 | 0 | 0 | 0
PeakG | 0 | 0 | 0 | 0 | 0 | 0
PeakO | 0 | 0 | 0 | 0 | 0 | 0
ST | 0 | 0 | 0 | 0 | 0 | 0
STOG | 0 | 0 | 0 | 0 | 0 | 0
STWD | 0 | 0 | 0 | 0 | 0 | 0
WT | 0 | 0 | 0 | 0 | 0 | 0
IGCC | 0 | 0 | 0 | 0 | 0 | 0
DemandResponse | 0 | 0 | 0 | 0 | 0 | 0
IGCC-CCS | 0 | 0 | 0 | 0 | 0 | 0
WT_off | 0 | 0 | 0 | 0 | 0 | 0
PseudoUnit | 0 | 0 | 0 | 0 | 0 | 0
FixedInterchange | 0 | 0 | 0 | 0 | 0 | 0
Retrofit FOM Costs by Reporting Type: MISO_W
ReportingType | 2015 | 2020 | 2025 | 2030 | 2035 | 2040
BM | 0 | 0 | 0 | 0 | 0 | 0
CC | 0 | 0 | 0 | 0 | 0 | 0
CSP | 0 | 0 | 0 | 0 | 0 | 0
CT | 0 | 0 | 0 | 0 | 0 | 0
Coal | 28.63 | 28.4 | 19.59 | 19.59 | 6.25 | 6.25
Geo | 0 | 0 | 0 | 0 | 0 | 0
H | 0 | 0 | 0 | 0 | 0 | 0
LFG | 0 | 0 | 0 | 0 | 0 | 0
Nuc | 0 | 0 | 0 | 0 | 0 | 0
PS | 0 | 0 | 0 | 0 | 0 | 0
PV | 0 | 0 | 0 | 0 | 0 | 0
PeakG | 0 | 0 | 0 | 0 | 0 | 0
PeakO | 0 | 0 | 0 | 0 | 0 | 0
ST | 0 | 0 | 0 | 0 | 0 | 0
STOG | 0 | 0 | 0 | 0 | 0 | 0
STWD | 0 | 0 | 0 | 0 | 0 | 0
WT | 0 | 0 | 0 | 0 | 0 | 0
IGCC | 0 | 0 | 0 | 0 | 0 | 0
DemandResponse | 0 | 0 | 0 | 0 | 0 | 0
IGCC-CCS | 0 | 0 | 0 | 0 | 0 | 0
WT_off | 0 | 0 | 0 | 0 | 0 | 0
PseudoUnit | 0 | 0 | 0 | 0 | 0 | 0
FixedInterchange | 0 | 0 | 0 | 0 | 0 | 0
Retrofit FOM Costs by Reporting Type: MISO_WUMS
ReportingType | 2015 | 2020 | 2025 | 2030 | 2035 | 2040
BM | 0 | 0 | 0 | 0 | 0 | 0
CC | 0 | 0 | 0 | 0 | 0 | 0
CSP | 0 | 0 | 0 | 0 | 0 | 0
CT | 0 | 0 | 0 | 0 | 0 | 0
Coal | 23.13 | 7.09 | 7.21 | 7.4 | 7.81 | 8.16
Geo | 0 | 0 | 0 | 0 | 0 | 0
H | 0 | 0 | 0 | 0 | 0 | 0
LFG | 0 | 0 | 0 | 0 | 0 | 0
Nuc | 0 | 0 | 0 | 0 | 0 | 0
PS | 0 | 0 | 0 | 0 | 0 | 0
PV | 0 | 0 | 0 | 0 | 0 | 0
PeakG | 0 | 0 | 0 | 0 | 0 | 0
PeakO | 0 | 0 | 0 | 0 | 0 | 0
ST | 0 | 0 | 0 | 0 | 0 | 0
STOG | 0 | 0 | 0 | 0 | 0 | 0
STWD | 0 | 0 | 0 | 0 | 0 | 0
WT | 0 | 0 | 0 | 0 | 0 | 0
IGCC | 0 | 0 | 0 | 0 | 0 | 0
DemandResponse | 0 | 0 | 0 | 0 | 0 | 0
IGCC-CCS | 0 | 0 | 0 | 0 | 0 | 0
WT_off | 0 | 0 | 0 | 0 | 0 | 0
PseudoUnit | 0 | 0 | 0 | 0 | 0 | 0
FixedInterchange | 0 | 0 | 0 | 0 | 0 | 0
Retrofit FOM Costs by Reporting Type: Nebraska
ReportingType | 2015 | 2020 | 2025 | 2030 | 2035 | 2040
BM | 0 | 0 | 0 | 0 | 0 | 0
CC | 0 | 0 | 0 | 0 | 0 | 0
CSP | 0 | 0 | 0 | 0 | 0 | 0
CT | 0 | 0 | 0 | 0 | 0 | 0
Coal | 4.88 | 5.6 | 5.61 | 5.61 | 5.61 | 5.61
Geo | 0 | 0 | 0 | 0 | 0 | 0
H | 0 | 0 | 0 | 0 | 0 | 0
LFG | 0 | 0 | 0 | 0 | 0 | 0
Nuc | 0 | 0 | 0 | 0 | 0 | 0
PS | 0 | 0 | 0 | 0 | 0 | 0
PV | 0 | 0 | 0 | 0 | 0 | 0
PeakG | 0 | 0 | 0 | 0 | 0 | 0
PeakO | 0 | 0 | 0 | 0 | 0 | 0
ST | 0 | 0 | 0 | 0 | 0 | 0
STOG | 0 | 0 | 0 | 0 | 0 | 0
STWD | 0 | 0 | 0 | 0 | 0 | 0
WT | 0 | 0 | 0 | 0 | 0 | 0
IGCC | 0 | 0 | 0 | 0 | 0 | 0
DemandResponse | 0 | 0 | 0 | 0 | 0 | 0
IGCC-CCS | 0 | 0 | 0 | 0 | 0 | 0
WT_off | 0 | 0 | 0 | 0 | 0 | 0
PseudoUnit | 0 | 0 | 0 | 0 | 0 | 0
FixedInterchange | 0 | 0 | 0 | 0 | 0 | 0
Retrofit FOM Costs by Reporting Type: NEISO
ReportingType | 2015 | 2020 | 2025 | 2030 | 2035 | 2040
BM | 0 | 0 | 0 | 0 | 0 | 0
CC | 0 | 0 | 0 | 0 | 0 | 0
CSP | 0 | 0 | 0 | 0 | 0 | 0
CT | 0 | 0 | 0 | 0 | 0 | 0
Coal | 4.08 | 0 | 0 | 0 | 0 | 0
Geo | 0 | 0 | 0 | 0 | 0 | 0
H | 0 | 0 | 0 | 0 | 0 | 0
LFG | 0 | 0 | 0 | 0 | 0 | 0
Nuc | 0 | 0 | 0 | 0 | 0 | 0
PS | 0 | 0 | 0 | 0 | 0 | 0
PV | 0 | 0 | 0 | 0 | 0 | 0
PeakG | 0 | 0 | 0 | 0 | 0 | 0
PeakO | 0 | 0 | 0 | 0 | 0 | 0
ST | 0 | 0 | 0 | 0 | 0 | 0
STOG | 0 | 0 | 0 | 0 | 0 | 0
STWD | 0 | 0 | 0 | 0 | 0 | 0
WT | 0 | 0 | 0 | 0 | 0 | 0
IGCC | 0 | 0 | 0 | 0 | 0 | 0
DemandResponse | 0 | 0 | 0 | 0 | 0 | 0
IGCC-CCS | 0 | 0 | 0 | 0 | 0 | 0
WT_off | 0 | 0 | 0 | 0 | 0 | 0
PseudoUnit | 0 | 0 | 0 | 0 | 0 | 0
FixedInterchange | 0 | 0 | 0 | 0 | 0 | 0
Retrofit FOM Costs by Reporting Type: NonRTO_Midwest
ReportingType | 2015 | 2020 | 2025 | 2030 | 2035 | 2040
BM | 0 | 0 | 0 | 0 | 0 | 0
CC | 0 | 0 | 0 | 0 | 0 | 0
CSP | 0 | 0 | 0 | 0 | 0 | 0
CT | 0 | 0 | 0 | 0 | 0 | 0
Coal | 57.83 | 30.79 | 21.67 | 19.62 | 19.78 | 19.78
Geo | 0 | 0 | 0 | 0 | 0 | 0
H | 0 | 0 | 0 | 0 | 0 | 0
LFG | 0 | 0 | 0 | 0 | 0 | 0
Nuc | 0 | 0 | 0 | 0 | 0 | 0
PS | 0 | 0 | 0 | 0 | 0 | 0
PV | 0 | 0 | 0 | 0 | 0 | 0
PeakG | 0 | 0 | 0 | 0 | 0 | 0
PeakO | 0 | 0 | 0 | 0 | 0 | 0
ST | 0 | 0 | 0 | 0 | 0 | 0
STOG | 0 | 0 | 0 | 0 | 0 | 0
STWD | 0 | 0 | 0 | 0 | 0 | 0
WT | 0 | 0 | 0 | 0 | 0 | 0
IGCC | 0 | 0 | 0 | 0 | 0 | 0
DemandResponse | 0 | 0 | 0 | 0 | 0 | 0
IGCC-CCS | 0 | 0 | 0 | 0 | 0 | 0
WT_off | 0 | 0 | 0 | 0 | 0 | 0
PseudoUnit | 0 | 0 | 0 | 0 | 0 | 0
FixedInterchange | 0 | 0 | 0 | 0 | 0 | 0
Retrofit FOM Costs by Reporting Type: NYISO_A-F
ReportingType | 2015 | 2020 | 2025 | 2030 | 2035 | 2040
BM | 0 | 0 | 0 | 0 | 0 | 0
CC | 0 | 0 | 0 | 0 | 0 | 0
CSP | 0 | 0 | 0 | 0 | 0 | 0
CT | 0 | 0 | 0 | 0 | 0 | 0
Coal | 0 | 0 | 0 | 0 | 0 | 0
Geo | 0 | 0 | 0 | 0 | 0 | 0
H | 0 | 0 | 0 | 0 | 0 | 0
LFG | 0 | 0 | 0 | 0 | 0 | 0
Nuc | 0 | 0 | 0 | 0 | 0 | 0
PS | 0 | 0 | 0 | 0 | 0 | 0
PV | 0 | 0 | 0 | 0 | 0 | 0
PeakG | 0 | 0 | 0 | 0 | 0 | 0
PeakO | 0 | 0 | 0 | 0 | 0 | 0
ST | 0 | 0 | 0 | 0 | 0 | 0
STOG | 0 | 0 | 0 | 0 | 0 | 0
STWD | 0 | 0 | 0 | 0 | 0 | 0
WT | 0 | 0 | 0 | 0 | 0 | 0
IGCC | 0 | 0 | 0 | 0 | 0 | 0
DemandResponse | 0 | 0 | 0 | 0 | 0 | 0
IGCC-CCS | 0 | 0 | 0 | 0 | 0 | 0
WT_off | 0 | 0 | 0 | 0 | 0 | 0
PseudoUnit | 0 | 0 | 0 | 0 | 0 | 0
FixedInterchange | 0 | 0 | 0 | 0 | 0 | 0
Retrofit FOM Costs by Reporting Type: NYISO_G-I
ReportingType | 2015 | 2020 | 2025 | 2030 | 2035 | 2040
BM | 0 | 0 | 0 | 0 | 0 | 0
CC | 0 | 0 | 0 | 0 | 0 | 0
CSP | 0 | 0 | 0 | 0 | 0 | 0
CT | 0 | 0 | 0 | 0 | 0 | 0
Coal | 0 | 0 | 0 | 0 | 0 | 0
Geo | 0 | 0 | 0 | 0 | 0 | 0
H | 0 | 0 | 0 | 0 | 0 | 0
LFG | 0 | 0 | 0 | 0 | 0 | 0
Nuc | 0 | 0 | 0 | 0 | 0 | 0
PS | 0 | 0 | 0 | 0 | 0 | 0
PV | 0 | 0 | 0 | 0 | 0 | 0
PeakG | 0 | 0 | 0 | 0 | 0 | 0
PeakO | 0 | 0 | 0 | 0 | 0 | 0
ST | 0 | 0 | 0 | 0 | 0 | 0
STOG | 0 | 0 | 0 | 0 | 0 | 0
STWD | 0 | 0 | 0 | 0 | 0 | 0
WT | 0 | 0 | 0 | 0 | 0 | 0
IGCC | 0 | 0 | 0 | 0 | 0 | 0
DemandResponse | 0 | 0 | 0 | 0 | 0 | 0
IGCC-CCS | 0 | 0 | 0 | 0 | 0 | 0
WT_off | 0 | 0 | 0 | 0 | 0 | 0
PseudoUnit | 0 | 0 | 0 | 0 | 0 | 0
FixedInterchange | 0 | 0 | 0 | 0 | 0 | 0
Retrofit FOM Costs by Reporting Type: NYISO_J-K
ReportingType | 2015 | 2020 | 2025 | 2030 | 2035 | 2040
BM | 0 | 0 | 0 | 0 | 0 | 0
CC | 0 | 0 | 0 | 0 | 0 | 0
CSP | 0 | 0 | 0 | 0 | 0 | 0
CT | 0 | 0 | 0 | 0 | 0 | 0
Coal | 0 | 0 | 0 | 0 | 0 | 0
Geo | 0 | 0 | 0 | 0 | 0 | 0
H | 0 | 0 | 0 | 0 | 0 | 0
LFG | 0 | 0 | 0 | 0 | 0 | 0
Nuc | 0 | 0 | 0 | 0 | 0 | 0
PS | 0 | 0 | 0 | 0 | 0 | 0
PV | 0 | 0 | 0 | 0 | 0 | 0
PeakG | 0 | 0 | 0 | 0 | 0 | 0
PeakO | 0 | 0 | 0 | 0 | 0 | 0
ST | 0 | 0 | 0 | 0 | 0 | 0
STOG | 0 | 0 | 0 | 0 | 0 | 0
STWD | 0 | 0 | 0 | 0 | 0 | 0
WT | 0 | 0 | 0 | 0 | 0 | 0
IGCC | 0 | 0 | 0 | 0 | 0 | 0
DemandResponse | 0 | 0 | 0 | 0 | 0 | 0
IGCC-CCS | 0 | 0 | 0 | 0 | 0 | 0
WT_off | 0 | 0 | 0 | 0 | 0 | 0
PseudoUnit | 0 | 0 | 0 | 0 | 0 | 0
FixedInterchange | 0 | 0 | 0 | 0 | 0 | 0
Retrofit FOM Costs by Reporting Type: PJM_E
ReportingType | 2015 | 2020 | 2025 | 2030 | 2035 | 2040
BM | 0 | 0 | 0 | 0 | 0 | 0
CC | 0 | 0 | 0 | 0 | 0 | 0
CSP | 0 | 0 | 0 | 0 | 0 | 0
CT | 0 | 0 | 0 | 0 | 0 | 0
Coal | 2.35 | 1.28 | 1.28 | 1.29 | 1.46 | 1.66
Geo | 0 | 0 | 0 | 0 | 0 | 0
H | 0 | 0 | 0 | 0 | 0 | 0
LFG | 0 | 0 | 0 | 0 | 0 | 0
Nuc | 0 | 0 | 0 | 0 | 0 | 0
PS | 0 | 0 | 0 | 0 | 0 | 0
PV | 0 | 0 | 0 | 0 | 0 | 0
PeakG | 0 | 0 | 0 | 0 | 0 | 0
PeakO | 0 | 0 | 0 | 0 | 0 | 0
ST | 0 | 0 | 0 | 0 | 0 | 0
STOG | 0 | 0 | 0 | 0 | 0 | 0
STWD | 0 | 0 | 0 | 0 | 0 | 0
WT | 0 | 0 | 0 | 0 | 0 | 0
IGCC | 0 | 0 | 0 | 0 | 0 | 0
DemandResponse | 0 | 0 | 0 | 0 | 0 | 0
IGCC-CCS | 0 | 0 | 0 | 0 | 0 | 0
WT_off | 0 | 0 | 0 | 0 | 0 | 0
PseudoUnit | 0 | 0 | 0 | 0 | 0 | 0
FixedInterchange | 0 | 0 | 0 | 0 | 0 | 0
Retrofit FOM Costs by Reporting Type: PJM_ROM
ReportingType | 2015 | 2020 | 2025 | 2030 | 2035 | 2040
BM | 0 | 0 | 0 | 0 | 0 | 0
CC | 0 | 0 | 0 | 0 | 0 | 0
CSP | 0 | 0 | 0 | 0 | 0 | 0
CT | 0 | 0 | 0 | 0 | 0 | 0
Coal | 2.04 | 0.53 | 0 | 0 | 0 | 0
Geo | 0 | 0 | 0 | 0 | 0 | 0
H | 0 | 0 | 0 | 0 | 0 | 0
LFG | 0 | 0 | 0 | 0 | 0 | 0
Nuc | 0 | 0 | 0 | 0 | 0 | 0
PS | 0 | 0 | 0 | 0 | 0 | 0
PV | 0 | 0 | 0 | 0 | 0 | 0
PeakG | 0 | 0 | 0 | 0 | 0 | 0
PeakO | 0 | 0 | 0 | 0 | 0 | 0
ST | 0 | 0 | 0 | 0 | 0 | 0
STOG | 0 | 0 | 0 | 0 | 0 | 0
STWD | 0 | 0 | 0 | 0 | 0 | 0
WT | 0 | 0 | 0 | 0 | 0 | 0
IGCC | 0 | 0 | 0 | 0 | 0 | 0
DemandResponse | 0 | 0 | 0 | 0 | 0 | 0
IGCC-CCS | 0 | 0 | 0 | 0 | 0 | 0
WT_off | 0 | 0 | 0 | 0 | 0 | 0
PseudoUnit | 0 | 0 | 0 | 0 | 0 | 0
FixedInterchange | 0 | 0 | 0 | 0 | 0 | 0
Retrofit FOM Costs by Reporting Type: PJM_ROR
ReportingType | 2015 | 2020 | 2025 | 2030 | 2035 | 2040
BM | 0 | 0 | 0 | 0 | 0 | 0
CC | 0 | 0 | 0 | 0 | 0 | 0
CSP | 0 | 0 | 0 | 0 | 0 | 0
CT | 0 | 0 | 0 | 0 | 0 | 0
Coal | 109.64 | 104.04 | 53.57 | 55.15 | 58.43 | 58.43
Geo | 0 | 0 | 0 | 0 | 0 | 0
H | 0 | 0 | 0 | 0 | 0 | 0
LFG | 0 | 0 | 0 | 0 | 0 | 0
Nuc | 0 | 0 | 0 | 0 | 0 | 0
PS | 0 | 0 | 0 | 0 | 0 | 0
PV | 0 | 0 | 0 | 0 | 0 | 0
PeakG | 0 | 0 | 0 | 0 | 0 | 0
PeakO | 0 | 0 | 0 | 0 | 0 | 0
ST | 0 | 0 | 0 | 0 | 0 | 0
STOG | 0 | 0 | 0 | 0 | 0 | 0
STWD | 0 | 0 | 0 | 0 | 0 | 0
WT | 0 | 0 | 0 | 0 | 0 | 0
IGCC | 0 | 0 | 0 | 0 | 0 | 0
DemandResponse | 0 | 0 | 0 | 0 | 0 | 0
IGCC-CCS | 0 | 0 | 0 | 0 | 0 | 0
WT_off | 0 | 0 | 0 | 0 | 0 | 0
PseudoUnit | 0 | 0 | 0 | 0 | 0 | 0
FixedInterchange | 0 | 0 | 0 | 0 | 0 | 0
Retrofit FOM Costs by Reporting Type: SOCO
ReportingType | 2015 | 2020 | 2025 | 2030 | 2035 | 2040
BM | 0 | 0 | 0 | 0 | 0 | 0
CC | 0 | 0 | 0 | 0 | 0 | 0
CSP | 0 | 0 | 0 | 0 | 0 | 0
CT | 0 | 0 | 0 | 0 | 0 | 0
Coal | 52.21 | 34.53 | 19.11 | 19.63 | 19.63 | 19.63
Geo | 0 | 0 | 0 | 0 | 0 | 0
H | 0 | 0 | 0 | 0 | 0 | 0
LFG | 0 | 0 | 0 | 0 | 0 | 0
Nuc | 0 | 0 | 0 | 0 | 0 | 0
PS | 0 | 0 | 0 | 0 | 0 | 0
PV | 0 | 0 | 0 | 0 | 0 | 0
PeakG | 0 | 0 | 0 | 0 | 0 | 0
PeakO | 0 | 0 | 0 | 0 | 0 | 0
ST | 0 | 0 | 0 | 0 | 0 | 0
STOG | 0 | 0 | 0 | 0 | 0 | 0
STWD | 0 | 0 | 0 | 0 | 0 | 0
WT | 0 | 0 | 0 | 0 | 0 | 0
IGCC | 0 | 0 | 0 | 0 | 0 | 0
DemandResponse | 0 | 0 | 0 | 0 | 0 | 0
IGCC-CCS | 0 | 0 | 0 | 0 | 0 | 0
WT_off | 0 | 0 | 0 | 0 | 0 | 0
PseudoUnit | 0 | 0 | 0 | 0 | 0 | 0
FixedInterchange | 0 | 0 | 0 | 0 | 0 | 0
Retrofit FOM Costs by Reporting Type: SPP_N
ReportingType | 2015 | 2020 | 2025 | 2030 | 2035 | 2040
BM | 0 | 0 | 0 | 0 | 0 | 0
CC | 0 | 0 | 0 | 0 | 0 | 0
CSP | 0 | 0 | 0 | 0 | 0 | 0
CT | 0 | 0 | 0 | 0 | 0 | 0
Coal | 35.72 | 36.79 | 18.11 | 18.83 | 15.15 | 15.15
Geo | 0 | 0 | 0 | 0 | 0 | 0
H | 0 | 0 | 0 | 0 | 0 | 0
LFG | 0 | 0 | 0 | 0 | 0 | 0
Nuc | 0 | 0 | 0 | 0 | 0 | 0
PS | 0 | 0 | 0 | 0 | 0 | 0
PV | 0 | 0 | 0 | 0 | 0 | 0
PeakG | 0 | 0 | 0 | 0 | 0 | 0
PeakO | 0 | 0 | 0 | 0 | 0 | 0
ST | 0 | 0 | 0 | 0 | 0 | 0
STOG | 0 | 0 | 0 | 0 | 0 | 0
STWD | 0 | 0 | 0 | 0 | 0 | 0
WT | 0 | 0 | 0 | 0 | 0 | 0
IGCC | 0 | 0 | 0 | 0 | 0 | 0
DemandResponse | 0 | 0 | 0 | 0 | 0 | 0
IGCC-CCS | 0 | 0 | 0 | 0 | 0 | 0
WT_off | 0 | 0 | 0 | 0 | 0 | 0
PseudoUnit | 0 | 0 | 0 | 0 | 0 | 0
FixedInterchange | 0 | 0 | 0 | 0 | 0 | 0
Retrofit FOM Costs by Reporting Type: SPP_S
ReportingType | 2015 | 2020 | 2025 | 2030 | 2035 | 2040
BM | 0 | 0 | 0 | 0 | 0 | 0
CC | 0 | 0 | 0 | 0 | 0 | 0
CSP | 0 | 0 | 0 | 0 | 0 | 0
CT | 0 | 0 | 0 | 0 | 0 | 0
Coal | 10.97 | 7.55 | 0.44 | 0.44 | 0 | 0
Geo | 0 | 0 | 0 | 0 | 0 | 0
H | 0 | 0 | 0 | 0 | 0 | 0
LFG | 0 | 0 | 0 | 0 | 0 | 0
Nuc | 0 | 0 | 0 | 0 | 0 | 0
PS | 0 | 0 | 0 | 0 | 0 | 0
PV | 0 | 0 | 0 | 0 | 0 | 0
PeakG | 0 | 0 | 0 | 0 | 0 | 0
PeakO | 0 | 0 | 0 | 0 | 0 | 0
ST | 0 | 0 | 0 | 0 | 0 | 0
STOG | 0 | 0 | 0 | 0 | 0 | 0
STWD | 0 | 0 | 0 | 0 | 0 | 0
WT | 0 | 0 | 0 | 0 | 0 | 0
IGCC | 0 | 0 | 0 | 0 | 0 | 0
DemandResponse | 0 | 0 | 0 | 0 | 0 | 0
IGCC-CCS | 0 | 0 | 0 | 0 | 0 | 0
WT_off | 0 | 0 | 0 | 0 | 0 | 0
PseudoUnit | 0 | 0 | 0 | 0 | 0 | 0
FixedInterchange | 0 | 0 | 0 | 0 | 0 | 0
Retrofit FOM Costs by Reporting Type: TVA
ReportingType | 2015 | 2020 | 2025 | 2030 | 2035 | 2040
BM | 0 | 0 | 0 | 0 | 0 | 0
CC | 0 | 0 | 0 | 0 | 0 | 0
CSP | 0 | 0 | 0 | 0 | 0 | 0
CT | 0 | 0 | 0 | 0 | 0 | 0
Coal | 24.44 | 17.02 | 3.22 | 0 | 0 | 0
Geo | 0 | 0 | 0 | 0 | 0 | 0
H | 0 | 0 | 0 | 0 | 0 | 0
LFG | 0 | 0 | 0 | 0 | 0 | 0
Nuc | 0 | 0 | 0 | 0 | 0 | 0
PS | 0 | 0 | 0 | 0 | 0 | 0
PV | 0 | 0 | 0 | 0 | 0 | 0
PeakG | 0 | 0 | 0 | 0 | 0 | 0
PeakO | 0 | 0 | 0 | 0 | 0 | 0
ST | 0 | 0 | 0 | 0 | 0 | 0
STOG | 0 | 0 | 0 | 0 | 0 | 0
STWD | 0 | 0 | 0 | 0 | 0 | 0
WT | 0 | 0 | 0 | 0 | 0 | 0
IGCC | 0 | 0 | 0 | 0 | 0 | 0
DemandResponse | 0 | 0 | 0 | 0 | 0 | 0
IGCC-CCS | 0 | 0 | 0 | 0 | 0 | 0
WT_off | 0 | 0 | 0 | 0 | 0 | 0
PseudoUnit | 0 | 0 | 0 | 0 | 0 | 0
FixedInterchange | 0 | 0 | 0 | 0 | 0 | 0
Retrofit FOM Costs by Reporting Type: TVA_Transmission
ReportingType | 2015 | 2020 | 2025 | 2030 | 2035 | 2040
BM | 0 | 0 | 0 | 0 | 0 | 0
CC | 0 | 0 | 0 | 0 | 0 | 0
CSP | 0 | 0 | 0 | 0 | 0 | 0
CT | 0 | 0 | 0 | 0 | 0 | 0
Coal | 0 | 0 | 0 | 0 | 0 | 0
Geo | 0 | 0 | 0 | 0 | 0 | 0
H | 0 | 0 | 0 | 0 | 0 | 0
LFG | 0 | 0 | 0 | 0 | 0 | 0
Nuc | 0 | 0 | 0 | 0 | 0 | 0
PS | 0 | 0 | 0 | 0 | 0 | 0
PV | 0 | 0 | 0 | 0 | 0 | 0
PeakG | 0 | 0 | 0 | 0 | 0 | 0
PeakO | 0 | 0 | 0 | 0 | 0 | 0
ST | 0 | 0 | 0 | 0 | 0 | 0
STOG | 0 | 0 | 0 | 0 | 0 | 0
STWD | 0 | 0 | 0 | 0 | 0 | 0
WT | 0 | 0 | 0 | 0 | 0 | 0
IGCC | 0 | 0 | 0 | 0 | 0 | 0
DemandResponse | 0 | 0 | 0 | 0 | 0 | 0
IGCC-CCS | 0 | 0 | 0 | 0 | 0 | 0
WT_off | 0 | 0 | 0 | 0 | 0 | 0
PseudoUnit | 0 | 0 | 0 | 0 | 0 | 0
FixedInterchange | 0 | 0 | 0 | 0 | 0 | 0
Retrofit FOM Costs by Reporting Type: VACAR
ReportingType | 2015 | 2020 | 2025 | 2030 | 2035 | 2040
BM | 0 | 0 | 0 | 0 | 0 | 0
CC | 0 | 0 | 0 | 0 | 0 | 0
CSP | 0 | 0 | 0 | 0 | 0 | 0
CT | 0 | 0 | 0 | 0 | 0 | 0
Coal | 52.74 | 47.69 | 20.81 | 12.74 | 13.13 | 13.13
Geo | 0 | 0 | 0 | 0 | 0 | 0
H | 0 | 0 | 0 | 0 | 0 | 0
LFG | 0 | 0 | 0 | 0 | 0 | 0
Nuc | 0 | 0 | 0 | 0 | 0 | 0
PS | 0 | 0 | 0 | 0 | 0 | 0
PV | 0 | 0 | 0 | 0 | 0 | 0
PeakG | 0 | 0 | 0 | 0 | 0 | 0
PeakO | 0 | 0 | 0 | 0 | 0 | 0
ST | 0 | 0 | 0 | 0 | 0 | 0
STOG | 0 | 0 | 0 | 0 | 0 | 0
STWD | 0 | 0 | 0 | 0 | 0 | 0
WT | 0 | 0 | 0 | 0 | 0 | 0
IGCC | 0 | 0 | 0 | 0 | 0 | 0
DemandResponse | 0 | 0 | 0 | 0 | 0 | 0
IGCC-CCS | 0 | 0 | 0 | 0 | 0 | 0
WT_off | 0 | 0 | 0 | 0 | 0 | 0
PseudoUnit | 0 | 0 | 0 | 0 | 0 | 0
FixedInterchange | 0 | 0 | 0 | 0 | 0 | 0
Retrofit FOM Costs by Reporting Type: IESO
ReportingType | 2015 | 2020 | 2025 | 2030 | 2035 | 2040
BM | 0 | 0 | 0 | 0 | 0 | 0
CC | 0 | 0 | 0 | 0 | 0 | 0
CSP | 0 | 0 | 0 | 0 | 0 | 0
CT | 0 | 0 | 0 | 0 | 0 | 0
Coal | 0 | 0 | 0 | 0 | 0 | 0
Geo | 0 | 0 | 0 | 0 | 0 | 0
H | 0 | 0 | 0 | 0 | 0 | 0
LFG | 0 | 0 | 0 | 0 | 0 | 0
Nuc | 0 | 0 | 0 | 0 | 0 | 0
PS | 0 | 0 | 0 | 0 | 0 | 0
PV | 0 | 0 | 0 | 0 | 0 | 0
PeakG | 0 | 0 | 0 | 0 | 0 | 0
PeakO | 0 | 0 | 0 | 0 | 0 | 0
ST | 0 | 0 | 0 | 0 | 0 | 0
STOG | 0 | 0 | 0 | 0 | 0 | 0
STWD | 0 | 0 | 0 | 0 | 0 | 0
WT | 0 | 0 | 0 | 0 | 0 | 0
IGCC | 0 | 0 | 0 | 0 | 0 | 0
DemandResponse | 0 | 0 | 0 | 0 | 0 | 0
IGCC-CCS | 0 | 0 | 0 | 0 | 0 | 0
WT_off | 0 | 0 | 0 | 0 | 0 | 0
PseudoUnit | 0 | 0 | 0 | 0 | 0 | 0
FixedInterchange | 0 | 0 | 0 | 0 | 0 | 0
Retrofit FOM Costs by Reporting Type: MAPP_CA
ReportingType | 2015 | 2020 | 2025 | 2030 | 2035 | 2040
BM | 0 | 0 | 0 | 0 | 0 | 0
CC | 0 | 0 | 0 | 0 | 0 | 0
CSP | 0 | 0 | 0 | 0 | 0 | 0
CT | 0 | 0 | 0 | 0 | 0 | 0
Coal | 0 | 0 | 0 | 0 | 0 | 0
Geo | 0 | 0 | 0 | 0 | 0 | 0
H | 0 | 0 | 0 | 0 | 0 | 0
LFG | 0 | 0 | 0 | 0 | 0 | 0
Nuc | 0 | 0 | 0 | 0 | 0 | 0
PS | 0 | 0 | 0 | 0 | 0 | 0
PV | 0 | 0 | 0 | 0 | 0 | 0
PeakG | 0 | 0 | 0 | 0 | 0 | 0
PeakO | 0 | 0 | 0 | 0 | 0 | 0
ST | 0 | 0 | 0 | 0 | 0 | 0
STOG | 0 | 0 | 0 | 0 | 0 | 0
STWD | 0 | 0 | 0 | 0 | 0 | 0
WT | 0 | 0 | 0 | 0 | 0 | 0
IGCC | 0 | 0 | 0 | 0 | 0 | 0
DemandResponse | 0 | 0 | 0 | 0 | 0 | 0
IGCC-CCS | 0 | 0 | 0 | 0 | 0 | 0
WT_off | 0 | 0 | 0 | 0 | 0 | 0
PseudoUnit | 0 | 0 | 0 | 0 | 0 | 0
FixedInterchange | 0 | 0 | 0 | 0 | 0 | 0
Retrofit FOM Costs by Reporting Type: AZ_NM_SNV_Coal
ReportingType | 2015 | 2020 | 2025 | 2030 | 2035 | 2040
BM | 0 | 0 | 0 | 0 | 0 | 0
CC | 0 | 0 | 0 | 0 | 0 | 0
CSP | 0 | 0 | 0 | 0 | 0 | 0
CT | 0 | 0 | 0 | 0 | 0 | 0
Coal | 51.38 | 48.38 | 25.45 | 2.03 | 2.81 | 2.81
Geo | 0 | 0 | 0 | 0 | 0 | 0
H | 0 | 0 | 0 | 0 | 0 | 0
LFG | 0 | 0 | 0 | 0 | 0 | 0
Nuc | 0 | 0 | 0 | 0 | 0 | 0
PS | 0 | 0 | 0 | 0 | 0 | 0
PV | 0 | 0 | 0 | 0 | 0 | 0
PeakG | 0 | 0 | 0 | 0 | 0 | 0
PeakO | 0 | 0 | 0 | 0 | 0 | 0
ST | 0 | 0 | 0 | 0 | 0 | 0
STOG | 0 | 0 | 0 | 0 | 0 | 0
STWD | 0 | 0 | 0 | 0 | 0 | 0
WT | 0 | 0 | 0 | 0 | 0 | 0
IGCC | 0 | 0 | 0 | 0 | 0 | 0
DemandResponse | 0 | 0 | 0 | 0 | 0 | 0
IGCC-CCS | 0 | 0 | 0 | 0 | 0 | 0
WT_off | 0 | 0 | 0 | 0 | 0 | 0
PseudoUnit | 0 | 0 | 0 | 0 | 0 | 0
FixedInterchange | 0 | 0 | 0 | 0 | 0 | 0
Retrofit FOM Costs by Reporting Type: AZ_NM_SNV_Gas
ReportingType | 2015 | 2020 | 2025 | 2030 | 2035 | 2040
BM | 0 | 0 | 0 | 0 | 0 | 0
CC | 0 | 0 | 0 | 0 | 0 | 0
CSP | 0 | 0 | 0 | 0 | 0 | 0
CT | 0 | 0 | 0 | 0 | 0 | 0
Coal | 0 | 0 | 0 | 0 | 0 | 0
Geo | 0 | 0 | 0 | 0 | 0 | 0
H | 0 | 0 | 0 | 0 | 0 | 0
LFG | 0 | 0 | 0 | 0 | 0 | 0
Nuc | 0 | 0 | 0 | 0 | 0 | 0
PS | 0 | 0 | 0 | 0 | 0 | 0
PV | 0 | 0 | 0 | 0 | 0 | 0
PeakG | 0 | 0 | 0 | 0 | 0 | 0
PeakO | 0 | 0 | 0 | 0 | 0 | 0
ST | 0 | 0 | 0 | 0 | 0 | 0
STOG | 0 | 0 | 0 | 0 | 0 | 0
STWD | 0 | 0 | 0 | 0 | 0 | 0
WT | 0 | 0 | 0 | 0 | 0 | 0
IGCC | 0 | 0 | 0 | 0 | 0 | 0
DemandResponse | 0 | 0 | 0 | 0 | 0 | 0
IGCC-CCS | 0 | 0 | 0 | 0 | 0 | 0
WT_off | 0 | 0 | 0 | 0 | 0 | 0
PseudoUnit | 0 | 0 | 0 | 0 | 0 | 0
FixedInterchange | 0 | 0 | 0 | 0 | 0 | 0
Retrofit FOM Costs by Reporting Type: AZ_NM_SNV_NucRenew
ReportingType | 2015 | 2020 | 2025 | 2030 | 2035 | 2040
BM | 0 | 0 | 0 | 0 | 0 | 0
CC | 0 | 0 | 0 | 0 | 0 | 0
CSP | 0 | 0 | 0 | 0 | 0 | 0
CT | 0 | 0 | 0 | 0 | 0 | 0
Coal | 0 | 0 | 0 | 0 | 0 | 0
Geo | 0 | 0 | 0 | 0 | 0 | 0
H | 0 | 0 | 0 | 0 | 0 | 0
LFG | 0 | 0 | 0 | 0 | 0 | 0
Nuc | 0 | 0 | 0 | 0 | 0 | 0
PS | 0 | 0 | 0 | 0 | 0 | 0
PV | 0 | 0 | 0 | 0 | 0 | 0
PeakG | 0 | 0 | 0 | 0 | 0 | 0
PeakO | 0 | 0 | 0 | 0 | 0 | 0
ST | 0 | 0 | 0 | 0 | 0 | 0
STOG | 0 | 0 | 0 | 0 | 0 | 0
STWD | 0 | 0 | 0 | 0 | 0 | 0
WT | 0 | 0 | 0 | 0 | 0 | 0
IGCC | 0 | 0 | 0 | 0 | 0 | 0
DemandResponse | 0 | 0 | 0 | 0 | 0 | 0
IGCC-CCS | 0 | 0 | 0 | 0 | 0 | 0
WT_off | 0 | 0 | 0 | 0 | 0 | 0
PseudoUnit | 0 | 0 | 0 | 0 | 0 | 0
FixedInterchange | 0 | 0 | 0 | 0 | 0 | 0
Retrofit FOM Costs by Reporting Type: ERCOT
ReportingType | 2015 | 2020 | 2025 | 2030 | 2035 | 2040
BM | 0 | 0 | 0 | 0 | 0 | 0
CC | 0 | 0 | 0 | 0 | 0 | 0
CSP | 0 | 0 | 0 | 0 | 0 | 0
CT | 0 | 0 | 0 | 0 | 0 | 0
Coal | 19.61 | 19.06 | 19.56 | 20.11 | 20.36 | 20.36
Geo | 0 | 0 | 0 | 0 | 0 | 0
H | 0 | 0 | 0 | 0 | 0 | 0
LFG | 0 | 0 | 0 | 0 | 0 | 0
Nuc | 0 | 0 | 0 | 0 | 0 | 0
PS | 0 | 0 | 0 | 0 | 0 | 0
PV | 0 | 0 | 0 | 0 | 0 | 0
PeakG | 0 | 0 | 0 | 0 | 0 | 0
PeakO | 0 | 0 | 0 | 0 | 0 | 0
ST | 0 | 0 | 0 | 0 | 0 | 0
STOG | 0 | 0 | 0 | 0 | 0 | 0
STWD | 0 | 0 | 0 | 0 | 0 | 0
WT | 0 | 0 | 0 | 0 | 0 | 0
IGCC | 0 | 0 | 0 | 0 | 0 | 0
DemandResponse | 0 | 0 | 0 | 0 | 0 | 0
IGCC-CCS | 0 | 0 | 0 | 0 | 0 | 0
WT_off | 0 | 0 | 0 | 0 | 0 | 0
PseudoUnit | 0 | 0 | 0 | 0 | 0 | 0
FixedInterchange | 0 | 0 | 0 | 0 | 0 | 0
Retrofit FOM Costs by Reporting Type: NP15
ReportingType | 2015 | 2020 | 2025 | 2030 | 2035 | 2040
BM | 0 | 0 | 0 | 0 | 0 | 0
CC | 0 | 0 | 0 | 0 | 0 | 0
CSP | 0 | 0 | 0 | 0 | 0 | 0
CT | 0 | 0 | 0 | 0 | 0 | 0
Coal | 0.19 | 0 | 0 | 0 | 0 | 0
Geo | 0 | 0 | 0 | 0 | 0 | 0
H | 0 | 0 | 0 | 0 | 0 | 0
LFG | 0 | 0 | 0 | 0 | 0 | 0
Nuc | 0 | 0 | 0 | 0 | 0 | 0
PS | 0 | 0 | 0 | 0 | 0 | 0
PV | 0 | 0 | 0 | 0 | 0 | 0
PeakG | 0 | 0 | 0 | 0 | 0 | 0
PeakO | 0 | 0 | 0 | 0 | 0 | 0
ST | 0 | 0 | 0 | 0 | 0 | 0
STOG | 0 | 0 | 0 | 0 | 0 | 0
STWD | 0 | 0 | 0 | 0 | 0 | 0
WT | 0 | 0 | 0 | 0 | 0 | 0
IGCC | 0 | 0 | 0 | 0 | 0 | 0
DemandResponse | 0 | 0 | 0 | 0 | 0 | 0
IGCC-CCS | 0 | 0 | 0 | 0 | 0 | 0
WT_off | 0 | 0 | 0 | 0 | 0 | 0
PseudoUnit | 0 | 0 | 0 | 0 | 0 | 0
FixedInterchange | 0 | 0 | 0 | 0 | 0 | 0
Retrofit FOM Costs by Reporting Type: NWPP_Coal
ReportingType | 2015 | 2020 | 2025 | 2030 | 2035 | 2040
BM | 0 | 0 | 0 | 0 | 0 | 0
CC | 0 | 0 | 0 | 0 | 0 | 0
CSP | 0 | 0 | 0 | 0 | 0 | 0
CT | 0 | 0 | 0 | 0 | 0 | 0
Coal | 36.98 | 37.75 | 0.98 | 0.98 | 0.98 | 0.98
Geo | 0 | 0 | 0 | 0 | 0 | 0
H | 0 | 0 | 0 | 0 | 0 | 0
LFG | 0 | 0 | 0 | 0 | 0 | 0
Nuc | 0 | 0 | 0 | 0 | 0 | 0
PS | 0 | 0 | 0 | 0 | 0 | 0
PV | 0 | 0 | 0 | 0 | 0 | 0
PeakG | 0 | 0 | 0 | 0 | 0 | 0
PeakO | 0 | 0 | 0 | 0 | 0 | 0
ST | 0 | 0 | 0 | 0 | 0 | 0
STOG | 0 | 0 | 0 | 0 | 0 | 0
STWD | 0 | 0 | 0 | 0 | 0 | 0
WT | 0 | 0 | 0 | 0 | 0 | 0
IGCC | 0 | 0 | 0 | 0 | 0 | 0
DemandResponse | 0 | 0 | 0 | 0 | 0 | 0
IGCC-CCS | 0 | 0 | 0 | 0 | 0 | 0
WT_off | 0 | 0 | 0 | 0 | 0 | 0
PseudoUnit | 0 | 0 | 0 | 0 | 0 | 0
FixedInterchange | 0 | 0 | 0 | 0 | 0 | 0
Retrofit FOM Costs by Reporting Type: NWPP_Gas
ReportingType | 2015 | 2020 | 2025 | 2030 | 2035 | 2040
BM | 0 | 0 | 0 | 0 | 0 | 0
CC | 0 | 0 | 0 | 0 | 0 | 0
CSP | 0 | 0 | 0 | 0 | 0 | 0
CT | 0 | 0 | 0 | 0 | 0 | 0
Coal | 0 | 0 | 0 | 0 | 0 | 0
Geo | 0 | 0 | 0 | 0 | 0 | 0
H | 0 | 0 | 0 | 0 | 0 | 0
LFG | 0 | 0 | 0 | 0 | 0 | 0
Nuc | 0 | 0 | 0 | 0 | 0 | 0
PS | 0 | 0 | 0 | 0 | 0 | 0
PV | 0 | 0 | 0 | 0 | 0 | 0
PeakG | 0 | 0 | 0 | 0 | 0 | 0
PeakO | 0 | 0 | 0 | 0 | 0 | 0
ST | 0 | 0 | 0 | 0 | 0 | 0
STOG | 0 | 0 | 0 | 0 | 0 | 0
STWD | 0 | 0 | 0 | 0 | 0 | 0
WT | 0 | 0 | 0 | 0 | 0 | 0
IGCC | 0 | 0 | 0 | 0 | 0 | 0
DemandResponse | 0 | 0 | 0 | 0 | 0 | 0
IGCC-CCS | 0 | 0 | 0 | 0 | 0 | 0
WT_off | 0 | 0 | 0 | 0 | 0 | 0
PseudoUnit | 0 | 0 | 0 | 0 | 0 | 0
FixedInterchange | 0 | 0 | 0 | 0 | 0 | 0
Retrofit FOM Costs by Reporting Type: NWPP_NucRenew
ReportingType | 2015 | 2020 | 2025 | 2030 | 2035 | 2040
BM | 0 | 0 | 0 | 0 | 0 | 0
CC | 0 | 0 | 0 | 0 | 0 | 0
CSP | 0 | 0 | 0 | 0 | 0 | 0
CT | 0 | 0 | 0 | 0 | 0 | 0
Coal | 0 | 0 | 0 | 0 | 0 | 0
Geo | 0 | 0 | 0 | 0 | 0 | 0
H | 0 | 0 | 0 | 0 | 0 | 0
LFG | 0 | 0 | 0 | 0 | 0 | 0
Nuc | 0 | 0 | 0 | 0 | 0 | 0
PS | 0 | 0 | 0 | 0 | 0 | 0
PV | 0 | 0 | 0 | 0 | 0 | 0
PeakG | 0 | 0 | 0 | 0 | 0 | 0
PeakO | 0 | 0 | 0 | 0 | 0 | 0
ST | 0 | 0 | 0 | 0 | 0 | 0
STOG | 0 | 0 | 0 | 0 | 0 | 0
STWD | 0 | 0 | 0 | 0 | 0 | 0
WT | 0 | 0 | 0 | 0 | 0 | 0
IGCC | 0 | 0 | 0 | 0 | 0 | 0
DemandResponse | 0 | 0 | 0 | 0 | 0 | 0
IGCC-CCS | 0 | 0 | 0 | 0 | 0 | 0
WT_off | 0 | 0 | 0 | 0 | 0 | 0
PseudoUnit | 0 | 0 | 0 | 0 | 0 | 0
FixedInterchange | 0 | 0 | 0 | 0 | 0 | 0
Retrofit FOM Costs by Reporting Type: RMPA
ReportingType | 2015 | 2020 | 2025 | 2030 | 2035 | 2040
BM | 0 | 0 | 0 | 0 | 0 | 0
CC | 0 | 0 | 0 | 0 | 0 | 0
CSP | 0 | 0 | 0 | 0 | 0 | 0
CT | 0 | 0 | 0 | 0 | 0 | 0
Coal | 21.06 | 22.19 | 6.56 | 6.13 | 6.13 | 6.13
Geo | 0 | 0 | 0 | 0 | 0 | 0
H | 0 | 0 | 0 | 0 | 0 | 0
LFG | 0 | 0 | 0 | 0 | 0 | 0
Nuc | 0 | 0 | 0 | 0 | 0 | 0
PS | 0 | 0 | 0 | 0 | 0 | 0
PV | 0 | 0 | 0 | 0 | 0 | 0
PeakG | 0 | 0 | 0 | 0 | 0 | 0
PeakO | 0 | 0 | 0 | 0 | 0 | 0
ST | 0 | 0 | 0 | 0 | 0 | 0
STOG | 0 | 0 | 0 | 0 | 0 | 0
STWD | 0 | 0 | 0 | 0 | 0 | 0
WT | 0 | 0 | 0 | 0 | 0 | 0
IGCC | 0 | 0 | 0 | 0 | 0 | 0
DemandResponse | 0 | 0 | 0 | 0 | 0 | 0
IGCC-CCS | 0 | 0 | 0 | 0 | 0 | 0
WT_off | 0 | 0 | 0 | 0 | 0 | 0
PseudoUnit | 0 | 0 | 0 | 0 | 0 | 0
FixedInterchange | 0 | 0 | 0 | 0 | 0 | 0
Retrofit FOM Costs by Reporting Type: SP15
ReportingType | 2015 | 2020 | 2025 | 2030 | 2035 | 2040
BM | 0 | 0 | 0 | 0 | 0 | 0
CC | 0 | 0 | 0 | 0 | 0 | 0
CSP | 0 | 0 | 0 | 0 | 0 | 0
CT | 0 | 0 | 0 | 0 | 0 | 0
Coal | 0.23 | 0.41 | 0 | 0 | 0 | 0
Geo | 0 | 0 | 0 | 0 | 0 | 0
H | 0 | 0 | 0 | 0 | 0 | 0
LFG | 0 | 0 | 0 | 0 | 0 | 0
Nuc | 0 | 0 | 0 | 0 | 0 | 0
PS | 0 | 0 | 0 | 0 | 0 | 0
PV | 0 | 0 | 0 | 0 | 0 | 0
PeakG | 0 | 0 | 0 | 0 | 0 | 0
PeakO | 0 | 0 | 0 | 0 | 0 | 0
ST | 0 | 0 | 0 | 0 | 0 | 0
STOG | 0 | 0 | 0 | 0 | 0 | 0
STWD | 0 | 0 | 0 | 0 | 0 | 0
WT | 0 | 0 | 0 | 0 | 0 | 0
IGCC | 0 | 0 | 0 | 0 | 0 | 0
DemandResponse | 0 | 0 | 0 | 0 | 0 | 0
IGCC-CCS | 0 | 0 | 0 | 0 | 0 | 0
WT_off | 0 | 0 | 0 | 0 | 0 | 0
PseudoUnit | 0 | 0 | 0 | 0 | 0 | 0
FixedInterchange | 0 | 0 | 0 | 0 | 0 | 0
Retrofit FOM Costs by Reporting Type: ALB
ReportingType | 2015 | 2020 | 2025 | 2030 | 2035 | 2040
BM | 0 | 0 | 0 | 0 | 0 | 0
CC | 0 | 0 | 0 | 0 | 0 | 0
CSP | 0 | 0 | 0 | 0 | 0 | 0
CT | 0 | 0 | 0 | 0 | 0 | 0
Coal | 0.29 | 0.29 | 0.29 | 0 | 0 | 0
Geo | 0 | 0 | 0 | 0 | 0 | 0
H | 0 | 0 | 0 | 0 | 0 | 0
LFG | 0 | 0 | 0 | 0 | 0 | 0
Nuc | 0 | 0 | 0 | 0 | 0 | 0
PS | 0 | 0 | 0 | 0 | 0 | 0
PV | 0 | 0 | 0 | 0 | 0 | 0
PeakG | 0 | 0 | 0 | 0 | 0 | 0
PeakO | 0 | 0 | 0 | 0 | 0 | 0
ST | 0 | 0 | 0 | 0 | 0 | 0
STOG | 0 | 0 | 0 | 0 | 0 | 0
STWD | 0 | 0 | 0 | 0 | 0 | 0
WT | 0 | 0 | 0 | 0 | 0 | 0
IGCC | 0 | 0 | 0 | 0 | 0 | 0
DemandResponse | 0 | 0 | 0 | 0 | 0 | 0
IGCC-CCS | 0 | 0 | 0 | 0 | 0 | 0
WT_off | 0 | 0 | 0 | 0 | 0 | 0
PseudoUnit | 0 | 0 | 0 | 0 | 0 | 0
FixedInterchange | 0 | 0 | 0 | 0 | 0 | 0
Retrofit FOM Costs by Reporting Type: BC
ReportingType | 2015 | 2020 | 2025 | 2030 | 2035 | 2040
BM | 0 | 0 | 0 | 0 | 0 | 0
CC | 0 | 0 | 0 | 0 | 0 | 0
CSP | 0 | 0 | 0 | 0 | 0 | 0
CT | 0 | 0 | 0 | 0 | 0 | 0
Coal | 0 | 0 | 0 | 0 | 0 | 0
Geo | 0 | 0 | 0 | 0 | 0 | 0
H | 0 | 0 | 0 | 0 | 0 | 0
LFG | 0 | 0 | 0 | 0 | 0 | 0
Nuc | 0 | 0 | 0 | 0 | 0 | 0
PS | 0 | 0 | 0 | 0 | 0 | 0
PV | 0 | 0 | 0 | 0 | 0 | 0
PeakG | 0 | 0 | 0 | 0 | 0 | 0
PeakO | 0 | 0 | 0 | 0 | 0 | 0
ST | 0 | 0 | 0 | 0 | 0 | 0
STOG | 0 | 0 | 0 | 0 | 0 | 0
STWD | 0 | 0 | 0 | 0 | 0 | 0
WT | 0 | 0 | 0 | 0 | 0 | 0
IGCC | 0 | 0 | 0 | 0 | 0 | 0
DemandResponse | 0 | 0 | 0 | 0 | 0 | 0
IGCC-CCS | 0 | 0 | 0 | 0 | 0 | 0
WT_off | 0 | 0 | 0 | 0 | 0 | 0
PseudoUnit | 0 | 0 | 0 | 0 | 0 | 0
FixedInterchange | 0 | 0 | 0 | 0 | 0 | 0
Retrofit FOM Costs by Reporting Type: HQ_IESO
ReportingType | 2015 | 2020 | 2025 | 2030 | 2035 | 2040
BM | 0 | 0 | 0 | 0 | 0 | 0
CC | 0 | 0 | 0 | 0 | 0 | 0
CSP | 0 | 0 | 0 | 0 | 0 | 0
CT | 0 | 0 | 0 | 0 | 0 | 0
Coal | 0 | 0 | 0 | 0 | 0 | 0
Geo | 0 | 0 | 0 | 0 | 0 | 0
H | 0 | 0 | 0 | 0 | 0 | 0
LFG | 0 | 0 | 0 | 0 | 0 | 0
Nuc | 0 | 0 | 0 | 0 | 0 | 0
PS | 0 | 0 | 0 | 0 | 0 | 0
PV | 0 | 0 | 0 | 0 | 0 | 0
PeakG | 0 | 0 | 0 | 0 | 0 | 0
PeakO | 0 | 0 | 0 | 0 | 0 | 0
ST | 0 | 0 | 0 | 0 | 0 | 0
STOG | 0 | 0 | 0 | 0 | 0 | 0
STWD | 0 | 0 | 0 | 0 | 0 | 0
WT | 0 | 0 | 0 | 0 | 0 | 0
IGCC | 0 | 0 | 0 | 0 | 0 | 0
DemandResponse | 0 | 0 | 0 | 0 | 0 | 0
IGCC-CCS | 0 | 0 | 0 | 0 | 0 | 0
WT_off | 0 | 0 | 0 | 0 | 0 | 0
PseudoUnit | 0 | 0 | 0 | 0 | 0 | 0
FixedInterchange | 0 | 0 | 0 | 0 | 0 | 0
Retrofit FOM Costs by Reporting Type: HQ_NEISO
ReportingType | 2015 | 2020 | 2025 | 2030 | 2035 | 2040
BM | 0 | 0 | 0 | 0 | 0 | 0
CC | 0 | 0 | 0 | 0 | 0 | 0
CSP | 0 | 0 | 0 | 0 | 0 | 0
CT | 0 | 0 | 0 | 0 | 0 | 0
Coal | 0 | 0 | 0 | 0 | 0 | 0
Geo | 0 | 0 | 0 | 0 | 0 | 0
H | 0 | 0 | 0 | 0 | 0 | 0
LFG | 0 | 0 | 0 | 0 | 0 | 0
Nuc | 0 | 0 | 0 | 0 | 0 | 0
PS | 0 | 0 | 0 | 0 | 0 | 0
PV | 0 | 0 | 0 | 0 | 0 | 0
PeakG | 0 | 0 | 0 | 0 | 0 | 0
PeakO | 0 | 0 | 0 | 0 | 0 | 0
ST | 0 | 0 | 0 | 0 | 0 | 0
STOG | 0 | 0 | 0 | 0 | 0 | 0
STWD | 0 | 0 | 0 | 0 | 0 | 0
WT | 0 | 0 | 0 | 0 | 0 | 0
IGCC | 0 | 0 | 0 | 0 | 0 | 0
DemandResponse | 0 | 0 | 0 | 0 | 0 | 0
IGCC-CCS | 0 | 0 | 0 | 0 | 0 | 0
WT_off | 0 | 0 | 0 | 0 | 0 | 0
PseudoUnit | 0 | 0 | 0 | 0 | 0 | 0
FixedInterchange | 0 | 0 | 0 | 0 | 0 | 0
Retrofit FOM Costs by Reporting Type: HQ_NY
ReportingType | 2015 | 2020 | 2025 | 2030 | 2035 | 2040
BM | 0 | 0 | 0 | 0 | 0 | 0
CC | 0 | 0 | 0 | 0 | 0 | 0
CSP | 0 | 0 | 0 | 0 | 0 | 0
CT | 0 | 0 | 0 | 0 | 0 | 0
Coal | 0 | 0 | 0 | 0 | 0 | 0
Geo | 0 | 0 | 0 | 0 | 0 | 0
H | 0 | 0 | 0 | 0 | 0 | 0
LFG | 0 | 0 | 0 | 0 | 0 | 0
Nuc | 0 | 0 | 0 | 0 | 0 | 0
PS | 0 | 0 | 0 | 0 | 0 | 0
PV | 0 | 0 | 0 | 0 | 0 | 0
PeakG | 0 | 0 | 0 | 0 | 0 | 0
PeakO | 0 | 0 | 0 | 0 | 0 | 0
ST | 0 | 0 | 0 | 0 | 0 | 0
STOG | 0 | 0 | 0 | 0 | 0 | 0
STWD | 0 | 0 | 0 | 0 | 0 | 0
WT | 0 | 0 | 0 | 0 | 0 | 0
IGCC | 0 | 0 | 0 | 0 | 0 | 0
DemandResponse | 0 | 0 | 0 | 0 | 0 | 0
IGCC-CCS | 0 | 0 | 0 | 0 | 0 | 0
WT_off | 0 | 0 | 0 | 0 | 0 | 0
PseudoUnit | 0 | 0 | 0 | 0 | 0 | 0
FixedInterchange | 0 | 0 | 0 | 0 | 0 | 0
Retrofit FOM Costs by Reporting Type: MARITIMES
ReportingType | 2015 | 2020 | 2025 | 2030 | 2035 | 2040
BM | 0 | 0 | 0 | 0 | 0 | 0
CC | 0 | 0 | 0 | 0 | 0 | 0
CSP | 0 | 0 | 0 | 0 | 0 | 0
CT | 0 | 0 | 0 | 0 | 0 | 0
Coal | 0 | 0 | 0 | 0 | 0 | 0
Geo | 0 | 0 | 0 | 0 | 0 | 0
H | 0 | 0 | 0 | 0 | 0 | 0
LFG | 0 | 0 | 0 | 0 | 0 | 0
Nuc | 0 | 0 | 0 | 0 | 0 | 0
PS | 0 | 0 | 0 | 0 | 0 | 0
PV | 0 | 0 | 0 | 0 | 0 | 0
PeakG | 0 | 0 | 0 | 0 | 0 | 0
PeakO | 0 | 0 | 0 | 0 | 0 | 0
ST | 0 | 0 | 0 | 0 | 0 | 0
STOG | 0 | 0 | 0 | 0 | 0 | 0
STWD | 0 | 0 | 0 | 0 | 0 | 0
WT | 0 | 0 | 0 | 0 | 0 | 0
IGCC | 0 | 0 | 0 | 0 | 0 | 0
DemandResponse | 0 | 0 | 0 | 0 | 0 | 0
IGCC-CCS | 0 | 0 | 0 | 0 | 0 | 0
WT_off | 0 | 0 | 0 | 0 | 0 | 0
PseudoUnit | 0 | 0 | 0 | 0 | 0 | 0
FixedInterchange | 0 | 0 | 0 | 0 | 0 | 0
Retrofit FOM Costs by Reporting Type: All
ReportingType | 2015 | 2020 | 2025 | 2030 | 2035 | 2040
BM | 0 | 0 | 0 | 0 | 0 | 0
CC | 0 | 0 | 0 | 0 | 0 | 0
CSP | 0 | 0 | 0 | 0 | 0 | 0
CT | 0 | 0 | 0 | 0 | 0 | 0
Coal | 631.36 | 515.49 | 284.11 | 251.99 | 243.8 | 244.6
Geo | 0 | 0 | 0 | 0 | 0 | 0
H | 0 | 0 | 0 | 0 | 0 | 0
LFG | 0 | 0 | 0 | 0 | 0 | 0
Nuc | 0 | 0 | 0 | 0 | 0 | 0
PS | 0 | 0 | 0 | 0 | 0 | 0
PV | 0 | 0 | 0 | 0 | 0 | 0
PeakG | 0 | 0 | 0 | 0 | 0 | 0
PeakO | 0 | 0 | 0 | 0 | 0 | 0
ST | 0 | 0 | 0 | 0 | 0 | 0
STOG | 0 | 0 | 0 | 0 | 0 | 0
STWD | 0 | 0 | 0 | 0 | 0 | 0
WT | 0 | 0 | 0 | 0 | 0 | 0
IGCC | 0 | 0 | 0 | 0 | 0 | 0
DemandResponse | 0 | 0 | 0 | 0 | 0 | 0
IGCC-CCS | 0 | 0 | 0 | 0 | 0 | 0
WT_off | 0 | 0 | 0 | 0 | 0 | 0
PseudoUnit | 0 | 0 | 0 | 0 | 0 | 0
FixedInterchange | 0 | 0 | 0 | 0 | 0 | 0
Retrofit FOM Costs by Reporting Type: EI_US
ReportingType | 2015 | 2020 | 2025 | 2030 | 2035 | 2040
BM | 0 | 0 | 0 | 0 | 0 | 0
CC | 0 | 0 | 0 | 0 | 0 | 0
CSP | 0 | 0 | 0 | 0 | 0 | 0
CT | 0 | 0 | 0 | 0 | 0 | 0
Coal | 501.63 | 387.41 | 231.27 | 222.74 | 213.52 | 214.32
Geo | 0 | 0 | 0 | 0 | 0 | 0
H | 0 | 0 | 0 | 0 | 0 | 0
LFG | 0 | 0 | 0 | 0 | 0 | 0
Nuc | 0 | 0 | 0 | 0 | 0 | 0
PS | 0 | 0 | 0 | 0 | 0 | 0
PV | 0 | 0 | 0 | 0 | 0 | 0
PeakG | 0 | 0 | 0 | 0 | 0 | 0
PeakO | 0 | 0 | 0 | 0 | 0 | 0
ST | 0 | 0 | 0 | 0 | 0 | 0
STOG | 0 | 0 | 0 | 0 | 0 | 0
STWD | 0 | 0 | 0 | 0 | 0 | 0
WT | 0 | 0 | 0 | 0 | 0 | 0
IGCC | 0 | 0 | 0 | 0 | 0 | 0
DemandResponse | 0 | 0 | 0 | 0 | 0 | 0
IGCC-CCS | 0 | 0 | 0 | 0 | 0 | 0
WT_off | 0 | 0 | 0 | 0 | 0 | 0
PseudoUnit | 0 | 0 | 0 | 0 | 0 | 0
FixedInterchange | 0 | 0 | 0 | 0 | 0 | 0
Retrofit FOM Costs by Reporting Type: EI_Canada
ReportingType | 2015 | 2020 | 2025 | 2030 | 2035 | 2040
BM | 0 | 0 | 0 | 0 | 0 | 0
CC | 0 | 0 | 0 | 0 | 0 | 0
CSP | 0 | 0 | 0 | 0 | 0 | 0
CT | 0 | 0 | 0 | 0 | 0 | 0
Coal | 0 | 0 | 0 | 0 | 0 | 0
Geo | 0 | 0 | 0 | 0 | 0 | 0
H | 0 | 0 | 0 | 0 | 0 | 0
LFG | 0 | 0 | 0 | 0 | 0 | 0
Nuc | 0 | 0 | 0 | 0 | 0 | 0
PS | 0 | 0 | 0 | 0 | 0 | 0
PV | 0 | 0 | 0 | 0 | 0 | 0
PeakG | 0 | 0 | 0 | 0 | 0 | 0
PeakO | 0 | 0 | 0 | 0 | 0 | 0
ST | 0 | 0 | 0 | 0 | 0 | 0
STOG | 0 | 0 | 0 | 0 | 0 | 0
STWD | 0 | 0 | 0 | 0 | 0 | 0
WT | 0 | 0 | 0 | 0 | 0 | 0
IGCC | 0 | 0 | 0 | 0 | 0 | 0
DemandResponse | 0 | 0 | 0 | 0 | 0 | 0
IGCC-CCS | 0 | 0 | 0 | 0 | 0 | 0
WT_off | 0 | 0 | 0 | 0 | 0 | 0
PseudoUnit | 0 | 0 | 0 | 0 | 0 | 0
FixedInterchange | 0 | 0 | 0 | 0 | 0 | 0
Retrofit FOM Costs by Reporting Type: EI
ReportingType | 2015 | 2020 | 2025 | 2030 | 2035 | 2040
BM | 0 | 0 | 0 | 0 | 0 | 0
CC | 0 | 0 | 0 | 0 | 0 | 0
CSP | 0 | 0 | 0 | 0 | 0 | 0
CT | 0 | 0 | 0 | 0 | 0 | 0
Coal | 501.63 | 387.41 | 231.27 | 222.74 | 213.52 | 214.32
Geo | 0 | 0 | 0 | 0 | 0 | 0
H | 0 | 0 | 0 | 0 | 0 | 0
LFG | 0 | 0 | 0 | 0 | 0 | 0
Nuc | 0 | 0 | 0 | 0 | 0 | 0
PS | 0 | 0 | 0 | 0 | 0 | 0
PV | 0 | 0 | 0 | 0 | 0 | 0
PeakG | 0 | 0 | 0 | 0 | 0 | 0
PeakO | 0 | 0 | 0 | 0 | 0 | 0
ST | 0 | 0 | 0 | 0 | 0 | 0
STOG | 0 | 0 | 0 | 0 | 0 | 0
STWD | 0 | 0 | 0 | 0 | 0 | 0
WT | 0 | 0 | 0 | 0 | 0 | 0
IGCC | 0 | 0 | 0 | 0 | 0 | 0
DemandResponse | 0 | 0 | 0 | 0 | 0 | 0
IGCC-CCS | 0 | 0 | 0 | 0 | 0 | 0
WT_off | 0 | 0 | 0 | 0 | 0 | 0
PseudoUnit | 0 | 0 | 0 | 0 | 0 | 0
FixedInterchange | 0 | 0 | 0 | 0 | 0 | 0
Retrofit FOM Costs by Reporting Type: Outside_EI
ReportingType | 2015 | 2020 | 2025 | 2030 | 2035 | 2040
BM | 0 | 0 | 0 | 0 | 0 | 0
CC | 0 | 0 | 0 | 0 | 0 | 0
CSP | 0 | 0 | 0 | 0 | 0 | 0
CT | 0 | 0 | 0 | 0 | 0 | 0
Coal | 129.74 | 128.07 | 52.84 | 29.25 | 30.28 | 30.28
Geo | 0 | 0 | 0 | 0 | 0 | 0
H | 0 | 0 | 0 | 0 | 0 | 0
LFG | 0 | 0 | 0 | 0 | 0 | 0
Nuc | 0 | 0 | 0 | 0 | 0 | 0
PS | 0 | 0 | 0 | 0 | 0 | 0
PV | 0 | 0 | 0 | 0 | 0 | 0
PeakG | 0 | 0 | 0 | 0 | 0 | 0
PeakO | 0 | 0 | 0 | 0 | 0 | 0
ST | 0 | 0 | 0 | 0 | 0 | 0
STOG | 0 | 0 | 0 | 0 | 0 | 0
STWD | 0 | 0 | 0 | 0 | 0 | 0
WT | 0 | 0 | 0 | 0 | 0 | 0
IGCC | 0 | 0 | 0 | 0 | 0 | 0
DemandResponse | 0 | 0 | 0 | 0 | 0 | 0
IGCC-CCS | 0 | 0 | 0 | 0 | 0 | 0
WT_off | 0 | 0 | 0 | 0 | 0 | 0
PseudoUnit | 0 | 0 | 0 | 0 | 0 | 0
FixedInterchange | 0 | 0 | 0 | 0 | 0 | 0
#12 | Levelized Capital Costs ($million)
Levelized Capital Costs by Reporting Type: Entergy
ReportingType | 2015 | 2020 | 2025 | 2030 | 2035 | 2040
BM | 0 | 0 | 0 | 0 | 1205.92 | 3358.05
CC | 345.36 | 849.41 | 849.41 | 849.41 | 849.41 | 504.05
CSP | 0 | 0 | 0 | 0 | 0 | 0
CT | 0 | 0 | 0 | 0 | 0 | 0
Coal | 202.06 | 202.06 | 202.06 | 202.06 | 202.06 | 202.06
Geo | 0 | 0 | 0 | 0 | 0 | 0
H | 0 | 0 | 0 | 0 | 365.55 | 365.55
LFG | 0 | 0 | 20.14 | 20.14 | 20.14 | 20.14
Nuc | 0 | 0 | 0 | 0 | 1668.58 | 1668.58
PS | 0 | 0 | 0 | 0 | 0 | 0
PV | 0.11 | 20.78 | 29.85 | 29.85 | 29.74 | 9.5
PeakG | 0 | 0 | 0 | 0 | 0 | 0
PeakO | 0 | 0 | 0 | 0 | 0 | 0
ST | 0 | 0 | 0 | 0 | 0 | 0
STOG | 0 | 0 | 0 | 0 | 0 | 0
STWD | 0 | 0 | 0 | 0 | 0 | 0
WT | 0 | 0 | 0 | 0 | 0 | 0
IGCC | 0 | 0 | 0 | 0 | 0 | 0
DemandResponse | 0 | 0 | 0 | 0 | 0 | 0
IGCC-CCS | 0 | 0 | 0 | 0 | 0 | 0
WT_off | 0 | 0 | 0 | 0 | 0 | 0
PseudoUnit | 0 | 0 | 0 | 0 | 0 | 0
FixedInterchange | 0 | 0 | 0 | 0 | 0 | 0
Levelized Capital Costs by Reporting Type: FRCC
ReportingType | 2015 | 2020 | 2025 | 2030 | 2035 | 2040
BM | 0 | 0 | 0 | 0 | 0 | 684.68
CC | 1364.31 | 1364.31 | 1364.31 | 1364.31 | 1364.31 | 0
CSP | 0 | 0 | 0 | 0 | 0 | 0
CT | 196.14 | 196.14 | 196.14 | 196.14 | 0 | 0
Coal | 0 | 0 | 0 | 0 | 0 | 0
Geo | 0 | 0 | 0 | 0 | 0 | 0
H | 0 | 0 | 0 | 0 | 0 | 0
LFG | 0 | 0 | 37.91 | 37.91 | 37.91 | 37.91
Nuc | 0 | 0 | 1605.09 | 7652.85 | 12628.08 | 14639.04
PS | 0 | 0 | 0 | 0 | 0 | 0
PV | 0 | 0 | 0 | 0 | 0 | 0
PeakG | 0 | 0 | 0 | 0 | 0 | 0
PeakO | 0 | 0 | 0 | 0 | 0 | 0
ST | 0 | 0 | 0 | 0 | 0 | 0
STOG | 0 | 0 | 0 | 0 | 0 | 0
STWD | 0 | 0 | 0 | 0 | 0 | 0
WT | 0 | 0 | 0 | 0 | 0 | 0
IGCC | 0 | 0 | 0 | 0 | 0 | 0
DemandResponse | 0 | 0 | 0 | 0 | 0 | 0
IGCC-CCS | 0 | 0 | 0 | 0 | 0 | 0
WT_off | 0 | 0 | 0 | 0 | 0 | 0
PseudoUnit | 0 | 0 | 0 | 0 | 0 | 0
FixedInterchange | 0 | 0 | 0 | 0 | 0 | 0
Levelized Capital Costs by Reporting Type: MAPP_US
ReportingType | 2015 | 2020 | 2025 | 2030 | 2035 | 2040
BM | 0 | 0 | 0 | 0 | 11.45 | 21.61
CC | 0 | 0 | 0 | 0 | 0 | 0
CSP | 0 | 0 | 0 | 0 | 0 | 0
CT | 25.9 | 25.9 | 25.9 | 37.77 | 12.57 | 12.57
Coal | 0 | 0 | 0 | 0 | 0 | 0
Geo | 0 | 0 | 0 | 0 | 0 | 0
H | 0 | 0 | 0 | 0 | 0 | 0
LFG | 0 | 0 | 0 | 13.26 | 13.26 | 13.26
Nuc | 0 | 0 | 0 | 0 | 0 | 0
PS | 0 | 0 | 0 | 0 | 0 | 0
PV | 0 | 0 | 0 | 0 | 0 | 0
PeakG | 0 | 0 | 0 | 0 | 0 | 0
PeakO | 0 | 0 | 0 | 0 | 0 | 0
ST | 0 | 0 | 0 | 0 | 0 | 0
STOG | 0 | 0 | 0 | 0 | 0 | 0
STWD | 0 | 0 | 0 | 0 | 0 | 0
WT | 91.97 | 1433.86 | 2243.19 | 2205.81 | 2151.23 | 809.33
IGCC | 0 | 0 | 0 | 0 | 0 | 0
DemandResponse | 0 | 0 | 0 | 0 | 0 | 0
IGCC-CCS | 0 | 0 | 0 | 0 | 0 | 0
WT_off | 0 | 0 | 0 | 0 | 0 | 0
PseudoUnit | 0 | 0 | 0 | 0 | 0 | 0
FixedInterchange | 0 | 0 | 0 | 0 | 0 | 0
Levelized Capital Costs by Reporting Type: MISO_IN
ReportingType | 2015 | 2020 | 2025 | 2030 | 2035 | 2040
BM | 0 | 0 | 0 | 0 | 0 | 2261.94
CC | 118.9 | 2640.52 | 2640.52 | 2640.52 | 2640.52 | 2521.62
CSP | 0 | 0 | 0 | 0 | 0 | 0
CT | 0 | 0 | 0 | 0 | 0 | 0
Coal | 0 | 0 | 0 | 0 | 0 | 0
Geo | 0 | 0 | 0 | 0 | 0 | 0
H | 0 | 0 | 0 | 0 | 0 | 0
LFG | 0 | 0 | 15.89 | 15.89 | 15.89 | 15.89
Nuc | 0 | 0 | 0 | 0 | 0 | 341.66
PS | 0 | 0 | 0 | 0 | 0 | 0
PV | 0 | 80.17 | 80.17 | 80.17 | 80.17 | 0
PeakG | 0 | 0 | 0 | 0 | 0 | 0
PeakO | 0 | 0 | 0 | 0 | 0 | 0
ST | 0 | 0 | 0 | 0 | 0 | 0
STOG | 0 | 0 | 0 | 0 | 0 | 0
STWD | 0 | 0 | 0 | 0 | 0 | 0
WT | 0 | 0 | 0 | 0 | 0 | 0
IGCC | 215.26 | 215.26 | 215.26 | 215.26 | 215.26 | 215.26
DemandResponse | 0 | 0 | 0 | 0 | 0 | 0
IGCC-CCS | 0 | 0 | 0 | 0 | 0 | 0
WT_off | 0 | 0 | 0 | 0 | 0 | 0
PseudoUnit | 0 | 0 | 0 | 0 | 0 | 0
FixedInterchange | 0 | 0 | 0 | 0 | 0 | 0
Levelized Capital Costs by Reporting Type: MISO_MI
ReportingType | 2015 | 2020 | 2025 | 2030 | 2035 | 2040
BM | 0 | 0 | 0 | 0 | 0 | 1809.75
CC | 138.81 | 138.81 | 138.81 | 138.81 | 138.81 | 0
CSP | 0 | 0 | 0 | 0 | 0 | 0
CT | 0 | 0 | 0 | 0 | 0 | 0
Coal | 0 | 0 | 0 | 0 | 0 | 0
Geo | 0 | 0 | 0 | 0 | 0 | 0
H | 0 | 0 | 0 | 0 | 0 | 0
LFG | 0 | 12.99 | 33.75 | 33.75 | 33.75 | 20.76
Nuc | 0 | 0 | 0 | 0 | 830.21 | 3464.47
PS | 0 | 0 | 0 | 0 | 0 | 0
PV | 0 | 0 | 0 | 0 | 0 | 0
PeakG | 0 | 0 | 0 | 0 | 0 | 0
PeakO | 0 | 0 | 0 | 0 | 0 | 0
ST | 0 | 0 | 0 | 0 | 0 | 0
STOG | 0 | 0 | 0 | 0 | 0 | 0
STWD | 0 | 0 | 0 | 0 | 0 | 0
WT | 480.98 | 499.13 | 499.13 | 499.13 | 18.15 | 0
IGCC | 0 | 0 | 0 | 0 | 0 | 0
DemandResponse | 0 | 0 | 0 | 0 | 0 | 0
IGCC-CCS | 0 | 0 | 0 | 0 | 0 | 0
WT_off | 0 | 0 | 0 | 0 | 0 | 0
PseudoUnit | 0 | 0 | 0 | 0 | 0 | 0
FixedInterchange | 0 | 0 | 0 | 0 | 0 | 0
Levelized Capital Costs by Reporting Type: MISO_MO-IL
ReportingType | 2015 | 2020 | 2025 | 2030 | 2035 | 2040
BM | 0 | 0 | 0 | 0 | 0 | 51.01
CC | 0 | 0 | 0 | 0 | 0 | 0
CSP | 0 | 0 | 0 | 0 | 0 | 0
CT | 0 | 0 | 0 | 0 | 0 | 0
Coal | 574.94 | 574.94 | 574.94 | 574.94 | 574.94 | 574.94
Geo | 0 | 0 | 0 | 0 | 0 | 0
H | 0 | 0 | 92.29 | 92.29 | 92.29 | 92.29
LFG | 0 | 0 | 2.21 | 46.76 | 46.76 | 46.76
Nuc | 0 | 0 | 0 | 0 | 0 | 0
PS | 0 | 0 | 0 | 0 | 0 | 0
PV | 0 | 0 | 0 | 0 | 0 | 0
PeakG | 0 | 0 | 0 | 0 | 0 | 0
PeakO | 0 | 0 | 0 | 0 | 0 | 0
ST | 0 | 0 | 0 | 0 | 0 | 0
STOG | 0 | 0 | 0 | 0 | 0 | 0
STWD | 0 | 0 | 0 | 0 | 0 | 0
WT | 68.52 | 68.52 | 1227.96 | 1227.96 | 1159.44 | 1159.44
IGCC | 0 | 0 | 0 | 0 | 0 | 0
DemandResponse | 0 | 0 | 0 | 0 | 0 | 0
IGCC-CCS | 0 | 0 | 0 | 0 | 0 | 0
WT_off | 0 | 0 | 0 | 0 | 0 | 0
PseudoUnit | 0 | 0 | 0 | 0 | 0 | 0
FixedInterchange | 0 | 0 | 0 | 0 | 0 | 0
Levelized Capital Costs by Reporting Type: MISO_W
ReportingType | 2015 | 2020 | 2025 | 2030 | 2035 | 2040
BM | 0 | 0 | 0 | 0 | 0 | 0
CC | 0 | 0 | 0 | 0 | 0 | 0
CSP | 0 | 0 | 0 | 0 | 0 | 0
CT | 0 | 0 | 0 | 0 | 0 | 0
Coal | 0 | 0 | 0 | 0 | 0 | 0
Geo | 0 | 0 | 0 | 0 | 0 | 0
H | 0 | 0 | 0 | 0 | 0 | 0
LFG | 0 | 0 | 0 | 14.86 | 14.86 | 14.86
Nuc | 0 | 0 | 0 | 0 | 0 | 0
PS | 0 | 0 | 0 | 0 | 0 | 0
PV | 0 | 0 | 0 | 0 | 0 | 0
PeakG | 0 | 0 | 0 | 0 | 0 | 0
PeakO | 0 | 0 | 0 | 0 | 0 | 0
ST | 0 | 0 | 0 | 0 | 0 | 0
STOG | 0 | 0 | 0 | 0 | 0 | 0
STWD | 0 | 0 | 0 | 0 | 0 | 0
WT | 658.73 | 658.73 | 8643.57 | 8578.25 | 7984.85 | 8460.47
IGCC | 0 | 0 | 0 | 0 | 0 | 0
DemandResponse | 0 | 0 | 0 | 0 | 0 | 0
IGCC-CCS | 0 | 0 | 0 | 0 | 0 | 0
WT_off | 0 | 0 | 0 | 0 | 0 | 0
PseudoUnit | 0 | 0 | 0 | 0 | 0 | 0
FixedInterchange | 0 | 0 | 0 | 0 | 0 | 0
Levelized Capital Costs by Reporting Type: MISO_WUMS
ReportingType | 2015 | 2020 | 2025 | 2030 | 2035 | 2040
BM | 0 | 0 | 0 | 0 | 0 | 1149.27
CC | 951.98 | 951.98 | 951.98 | 951.98 | 951.98 | 0
CSP | 0 | 0 | 0 | 0 | 0 | 0
CT | 0 | 0 | 0 | 0 | 0 | 0
Coal | 184.51 | 184.51 | 184.51 | 184.51 | 184.51 | 184.51
Geo | 0 | 0 | 0 | 0 | 0 | 0
H | 0 | 0.35 | 0.35 | 0.35 | 0.35 | 0.35
LFG | 0 | 0 | 0 | 43.4 | 43.4 | 43.4
Nuc | 0 | 0 | 0 | 526.67 | 1236.56 | 1236.56
PS | 0 | 0 | 0 | 0 | 0 | 0
PV | 0 | 0 | 0 | 0 | 0 | 0
PeakG | 0 | 0 | 0 | 0 | 0 | 0
PeakO | 0 | 0 | 0 | 0 | 0 | 0
ST | 0 | 0 | 0 | 0 | 0 | 0
STOG | 0 | 0 | 0 | 0 | 0 | 0
STWD | 0 | 0 | 0 | 0 | 0 | 0
WT | 218.37 | 218.37 | 218.37 | 218.37 | 0 | 6.13
IGCC | 0 | 0 | 0 | 0 | 0 | 0
DemandResponse | 0 | 0 | 0 | 0 | 0 | 0
IGCC-CCS | 0 | 0 | 0 | 0 | 0 | 0
WT_off | 0 | 0 | 0 | 0 | 0 | 0
PseudoUnit | 0 | 0 | 0 | 0 | 0 | 0
FixedInterchange | 0 | 0 | 0 | 0 | 0 | 0
Levelized Capital Costs by Reporting Type: Nebraska
ReportingType | 2015 | 2020 | 2025 | 2030 | 2035 | 2040
BM | 0 | 0 | 0 | 0 | 116.35 | 799.91
CC | 22 | 231.33 | 231.33 | 231.33 | 231.33 | 209.34
CSP | 0 | 0 | 0 | 0 | 0 | 0
CT | 0 | 0 | 0 | 0 | 0 | 0
Coal | 66.52 | 66.52 | 66.52 | 66.52 | 66.52 | 66.52
Geo | 0 | 0 | 0 | 0 | 0 | 0
H | 0 | 0 | 0 | 0 | 0 | 0
LFG | 0 | 0 | 13.78 | 13.78 | 13.78 | 13.78
Nuc | 0 | 0 | 0 | 0 | 0 | 0
PS | 0 | 0 | 0 | 0 | 0 | 0
PV | 0 | 0 | 0 | 0 | 0 | 0
PeakG | 0 | 0 | 0 | 0 | 0 | 0
PeakO | 0 | 0 | 0 | 0 | 0 | 0
ST | 0 | 0 | 0 | 0 | 0 | 0
STOG | 0 | 0 | 0 | 0 | 0 | 0
STWD | 0 | 0 | 0 | 0 | 0 | 0
WT | 44.36 | 44.36 | 44.36 | 34.86 | 0 | 0
IGCC | 0 | 0 | 0 | 0 | 0 | 0
DemandResponse | 0 | 0 | 0 | 0 | 0 | 0
IGCC-CCS | 0 | 0 | 0 | 0 | 0 | 0
WT_off | 0 | 0 | 0 | 0 | 0 | 0
PseudoUnit | 0 | 0 | 0 | 0 | 0 | 0
FixedInterchange | 0 | 0 | 0 | 0 | 0 | 0
Levelized Capital Costs by Reporting Type: NEISO
ReportingType | 2015 | 2020 | 2025 | 2030 | 2035 | 2040
BM | 115.57 | 115.57 | 115.57 | 115.57 | 115.57 | 115.57
CC | 273.49 | 273.49 | 273.49 | 273.49 | 273.49 | 0
CSP | 0 | 0 | 0 | 0 | 0 | 0
CT | 30 | 30 | 30 | 29.13 | 0 | 0
Coal | 0 | 0 | 0 | 0 | 0 | 0
Geo | 0 | 0 | 0 | 0 | 0 | 0
H | 0 | 0 | 0 | 0.99 | 0.99 | 0.99
LFG | 10.64 | 10.64 | 10.64 | 24.97 | 14.32 | 14.32
Nuc | 0 | 0 | 0 | 0 | 0 | 0
PS | 0 | 0 | 0 | 0 | 0 | 0
PV | 0 | 108.46 | 108.46 | 108.46 | 108.46 | 0
PeakG | 0 | 0 | 0 | 0 | 0 | 0
PeakO | 0 | 0 | 0 | 0 | 0 | 0
ST | 0 | 0 | 0 | 0 | 0 | 0
STOG | 0 | 0 | 0 | 0 | 0 | 0
STWD | 0 | 0 | 0 | 0 | 0 | 0
WT | 54.49 | 615.88 | 1156.45 | 1149.16 | 4339.33 | 3777.94
IGCC | 0 | 0 | 0 | 0 | 0 | 0
DemandResponse | 0 | 0 | 0 | 0 | 0 | 0
IGCC-CCS | 0 | 0 | 0 | 0 | 0 | 0
WT_off | 283.24 | 283.24 | 283.24 | 283.24 | 0 | 0
PseudoUnit | 0 | 0 | 0 | 0 | 0 | 0
FixedInterchange | 0 | 0 | 0 | 0 | 0 | 0
Levelized Capital Costs by Reporting Type: NonRTO_Midwest
ReportingType | 2015 | 2020 | 2025 | 2030 | 2035 | 2040
BM | 0 | 0 | 0 | 0 | 279.06 | 2059.15
CC | 339.36 | 628.13 | 628.13 | 628.13 | 628.13 | 288.77
CSP | 0 | 0 | 0 | 0 | 0 | 0
CT | 0 | 0 | 0 | 0 | 0 | 0
Coal | 0 | 0 | 0 | 0 | 0 | 0
Geo | 0 | 0 | 0 | 0 | 0 | 0
H | 0 | 0 | 245.9 | 245.9 | 245.9 | 245.9
LFG | 0 | 0 | 30 | 30 | 30 | 30
Nuc | 0 | 0 | 0 | 0 | 550.31 | 550.31
PS | 0 | 0 | 0 | 0 | 0 | 0
PV | 0 | 0 | 0 | 0 | 0 | 0
PeakG | 0 | 0 | 0 | 0 | 0 | 0
PeakO | 0 | 0 | 0 | 0 | 0 | 0
ST | 0 | 0 | 0 | 0 | 0 | 0
STOG | 0 | 0 | 0 | 0 | 0 | 0
STWD | 0 | 0 | 0 | 0 | 0 | 0
WT | 0 | 0 | 0 | 0 | 0 | 0
IGCC | 0 | 0 | 0 | 0 | 0 | 0
DemandResponse | 0 | 0 | 0 | 0 | 0 | 0
IGCC-CCS | 0 | 0 | 0 | 0 | 0 | 0
WT_off | 0 | 0 | 0 | 0 | 0 | 0
PseudoUnit | 0 | 0 | 0 | 0 | 0 | 0
FixedInterchange | 0 | 0 | 0 | 0 | 0 | 0
Levelized Capital Costs by Reporting Type: NYISO_A-F
ReportingType | 2015 | 2020 | 2025 | 2030 | 2035 | 2040
BM | 0 | 0 | 0 | 0 | 0 | 0
CC | 85.71 | 85.71 | 85.71 | 85.71 | 85.71 | 0
CSP | 0 | 0 | 0 | 0 | 0 | 0
CT | 0 | 0 | 0 | 0 | 0 | 0
Coal | 0 | 0 | 0 | 0 | 0 | 0
Geo | 0 | 0 | 0 | 0 | 0 | 0
H | 0 | 0 | 0 | 0 | 0 | 0
LFG | 1.35 | 1.35 | 14.91 | 14.91 | 13.57 | 13.57
Nuc | 0 | 0 | 0 | 0 | 0 | 0
PS | 0 | 0 | 0 | 0 | 0 | 0
PV | 0 | 0 | 0 | 0 | 0 | 0
PeakG | 0 | 0 | 0 | 0 | 0 | 0
PeakO | 0 | 0 | 0 | 0 | 0 | 0
ST | 0 | 0 | 0 | 0 | 0 | 0
STOG | 0 | 0 | 0 | 0 | 0 | 0
STWD | 0 | 0 | 0 | 0 | 0 | 0
WT | 571.17 | 727.41 | 727.41 | 1345.49 | 2343.49 | 2187.25
IGCC | 0 | 0 | 0 | 0 | 0 | 0
DemandResponse | 0 | 0 | 0 | 0 | 0 | 0
IGCC-CCS | 0 | 0 | 0 | 0 | 0 | 0
WT_off | 0 | 0 | 0 | 0 | 0 | 0
PseudoUnit | 0 | 0 | 0 | 0 | 0 | 0
FixedInterchange | 0 | 0 | 0 | 0 | 0 | 0
Levelized Capital Costs by Reporting Type: NYISO_G-I
ReportingType | 2015 | 2020 | 2025 | 2030 | 2035 | 2040
BM | 0 | 0 | 0 | 0 | 240.98 | 311.91
CC | 0 | 0 | 6.35 | 6.35 | 6.35 | 6.35
CSP | 0 | 0 | 0 | 0 | 0 | 0
CT | 0 | 0 | 0 | 0 | 0 | 0
Coal | 0 | 0 | 0 | 0 | 0 | 0
Geo | 0 | 0 | 0 | 0 | 0 | 0
H | 0 | 0 | 0 | 0 | 0 | 0
LFG | 0 | 0 | 14.85 | 14.85 | 14.85 | 14.85
Nuc | 0 | 0 | 0 | 0 | 0 | 941.97
PS | 0 | 0 | 0 | 0 | 0 | 0
PV | 0 | 0 | 0 | 0 | 0 | 0
PeakG | 0 | 0 | 0 | 0 | 0 | 0
PeakO | 0 | 0 | 0 | 0 | 0 | 0
ST | 0 | 0 | 0 | 0 | 0 | 0
STOG | 0 | 0 | 0 | 0 | 0 | 0
STWD | 0 | 0 | 0 | 0 | 0 | 0
WT | 0 | 12.72 | 12.72 | 76.54 | 76.54 | 63.83
IGCC | 0 | 0 | 0 | 0 | 0 | 0
DemandResponse | 0 | 0 | 0 | 0 | 0 | 0
IGCC-CCS | 0 | 0 | 0 | 0 | 0 | 0
WT_off | 0 | 0 | 0 | 0 | 0 | 0
PseudoUnit | 0 | 0 | 0 | 0 | 0 | 0
FixedInterchange | 0 | 0 | 0 | 0 | 0 | 0
Levelized Capital Costs by Reporting Type: NYISO_J-K
ReportingType | 2015 | 2020 | 2025 | 2030 | 2035 | 2040
BM | 0 | 0 | 0 | 0 | 0 | 0
CC | 226.37 | 226.37 | 226.37 | 226.37 | 226.37 | 0
CSP | 0 | 0 | 0 | 0 | 0 | 0
CT | 0 | 0 | 0 | 0 | 0 | 0
Coal | 0 | 0 | 0 | 0 | 0 | 0
Geo | 0 | 0 | 0 | 0 | 0 | 0
H | 0 | 0 | 0 | 0 | 0 | 0
LFG | 0 | 0 | 0 | 20.47 | 20.47 | 20.47
Nuc | 0 | 0 | 0 | 0 | 0 | 0
PS | 0 | 0 | 0 | 0 | 0 | 0
PV | 16.99 | 16.99 | 16.99 | 16.99 | 0 | 0
PeakG | 0 | 0 | 0 | 0 | 0 | 0
PeakO | 0 | 0 | 0 | 0 | 0 | 0
ST | 0 | 0 | 0 | 0 | 0 | 0
STOG | 0 | 0 | 0 | 0 | 0 | 0
STWD | 0 | 0 | 0 | 0 | 0 | 0
WT | 0 | 0 | 0 | 0 | 89.6 | 89.6
IGCC | 0 | 0 | 0 | 0 | 0 | 0
DemandResponse | 0 | 0 | 0 | 0 | 0 | 0
IGCC-CCS | 0 | 0 | 0 | 0 | 0 | 0
WT_off | 0 | 0 | 0 | 0 | 0 | 0
PseudoUnit | 0 | 0 | 0 | 0 | 0 | 0
FixedInterchange | 0 | 0 | 0 | 0 | 0 | 0
Levelized Capital Costs by Reporting Type: PJM_E
ReportingType | 2015 | 2020 | 2025 | 2030 | 2035 | 2040
BM | 14.48 | 14.48 | 14.48 | 14.48 | 14.48 | 14.48
CC | 673.31 | 673.31 | 673.31 | 673.31 | 582.39 | 0
CSP | 0 | 0 | 0 | 0 | 0 | 0
CT | 2.28 | 2.28 | 2.28 | 0 | 0 | 0
Coal | 9.09 | 9.09 | 9.09 | 9.09 | 9.09 | 9.09
Geo | 0 | 0 | 0 | 0 | 0 | 0
H | 0 | 0 | 0 | 0 | 0 | 0
LFG | 2.19 | 32.86 | 32.86 | 30.67 | 30.67 | 0
Nuc | 0 | 0 | 0 | 0 | 0 | 0
PS | 0 | 0 | 0 | 0 | 0 | 0
PV | 11.04 | 11.04 | 11.04 | 11.04 | 0 | 0
PeakG | 0 | 0 | 0 | 0 | 0 | 0
PeakO | 0 | 0 | 0 | 0 | 0 | 0
ST | 0 | 0 | 0 | 0 | 0 | 0
STOG | 0 | 0 | 0 | 0 | 0 | 0
STWD | 0 | 0 | 0 | 0 | 0 | 0
WT | 300.12 | 300.12 | 300.12 | 300.12 | 4.72 | 4.72
IGCC | 0 | 0 | 0 | 0 | 0 | 0
DemandResponse | 0 | 0 | 0 | 0 | 0 | 0
IGCC-CCS | 0 | 0 | 0 | 0 | 0 | 0
WT_off | 0 | 0 | 540.35 | 540.35 | 540.35 | 4715.77
PseudoUnit | 0 | 0 | 0 | 0 | 0 | 0
FixedInterchange | 0 | 0 | 0 | 0 | 0 | 0
Levelized Capital Costs by Reporting Type: PJM_ROM
ReportingType | 2015 | 2020 | 2025 | 2030 | 2035 | 2040
BM | 7.8 | 7.8 | 7.8 | 7.8 | 869.99 | 869.99
CC | 232.92 | 232.92 | 232.92 | 232.92 | 232.92 | 0
CSP | 0 | 0 | 0 | 0 | 0 | 0
CT | 1.4 | 1.4 | 1.4 | 1.4 | 0 | 0
Coal | 10.21 | 10.21 | 10.21 | 10.21 | 10.21 | 10.21
Geo | 0 | 0 | 0 | 0 | 0 | 0
H | 0 | 0 | 223.48 | 223.48 | 223.48 | 223.48
LFG | 3.93 | 57.29 | 57.29 | 55.71 | 53.36 | 0
Nuc | 0 | 0 | 0 | 0 | 1098.76 | 2326.76
PS | 0 | 0 | 0 | 0 | 0 | 0
PV | 0 | 474.3 | 718.2 | 772.8 | 776.91 | 322.25
PeakG | 0 | 0 | 0 | 0 | 0 | 0
PeakO | 0 | 0 | 0 | 0 | 0 | 0
ST | 0 | 0 | 0 | 0 | 0 | 0
STOG | 0 | 0 | 0 | 0 | 0 | 0
STWD | 0 | 0 | 0 | 0 | 0 | 0
WT | 113.55 | 281.73 | 281.73 | 254.32 | 1457 | 1288.83
IGCC | 0 | 0 | 0 | 0 | 0 | 0
DemandResponse | 0 | 0 | 0 | 0 | 0 | 0
IGCC-CCS | 0 | 0 | 0 | 0 | 0 | 0
WT_off | 0 | 0 | 0 | 0 | 0 | 5216.77
PseudoUnit | 0 | 0 | 0 | 0 | 0 | 0
FixedInterchange | 0 | 0 | 0 | 0 | 0 | 0
Levelized Capital Costs by Reporting Type: PJM_ROR
ReportingType | 2015 | 2020 | 2025 | 2030 | 2035 | 2040
BM | 165.77 | 165.77 | 165.77 | 165.77 | 165.77 | 3695.9
CC | 2188.03 | 2978.81 | 2978.81 | 2978.81 | 2958.72 | 790.78
CSP | 0 | 0 | 0 | 0 | 0 | 0
CT | 2.4 | 2.4 | 2.4 | 2.4 | 0 | 0
Coal | 648.6 | 648.6 | 648.6 | 648.6 | 648.6 | 648.6
Geo | 0 | 0 | 0 | 0 | 0 | 0
H | 0 | 174.52 | 174.52 | 174.52 | 174.52 | 174.52
LFG | 11.72 | 108.01 | 112.9 | 107.25 | 101.18 | 4.89
Nuc | 0 | 0 | 0 | 0 | 2026.78 | 11543.7
PS | 0 | 0 | 0 | 0 | 0 | 0
PV | 0 | 0 | 66.41 | 68.87 | 68.87 | 68.87
PeakG | 0 | 0 | 0 | 0 | 0 | 0
PeakO | 0 | 0 | 0 | 0 | 0 | 0
ST | 0 | 0 | 0 | 0 | 0 | 0
STOG | 0 | 0 | 0 | 0 | 0 | 0
STWD | 0 | 0 | 0 | 0 | 0 | 0
WT | 1894.89 | 1934.85 | 3323.79 | 10499.14 | 9391.1 | 9351.14
IGCC | 0 | 0 | 0 | 0 | 0 | 0
DemandResponse | 0 | 0 | 0 | 0 | 0 | 0
IGCC-CCS | 0 | 0 | 0 | 0 | 0 | 0
WT_off | 0 | 0 | 0 | 0 | 0 | 0
PseudoUnit | 0 | 0 | 0 | 0 | 0 | 0
FixedInterchange | 0 | 0 | 0 | 0 | 0 | 0
Levelized Capital Costs by Reporting Type: SOCO
ReportingType | 2015 | 2020 | 2025 | 2030 | 2035 | 2040
BM | 21 | 21 | 21 | 21 | 2130.99 | 2130.99
CC | 780.98 | 1308.34 | 1308.34 | 1308.34 | 1308.34 | 527.36
CSP | 0 | 0 | 0 | 0 | 0 | 0
CT | 0 | 0 | 0 | 0 | 0 | 0
Coal | 0 | 0 | 0 | 0 | 0 | 0
Geo | 0 | 0 | 0 | 0 | 0 | 0
H | 0 | 0 | 0 | 0 | 0 | 0
LFG | 0 | 0 | 19.65 | 19.65 | 19.65 | 19.65
Nuc | 0 | 1254.21 | 1254.21 | 5943.16 | 7471.51 | 11712.48
PS | 0 | 0 | 0 | 0 | 0 | 0
PV | 0 | 0 | 0 | 0 | 0 | 0
PeakG | 0 | 0 | 0 | 0 | 0 | 0
PeakO | 0 | 0 | 0 | 0 | 0 | 0
ST | 0 | 0 | 0 | 0 | 0 | 0
STOG | 0 | 0 | 0 | 0 | 0 | 0
STWD | 0 | 0 | 0 | 0 | 0 | 0
WT | 0 | 0 | 0 | 0 | 20.78 | 20.78
IGCC | 0 | 0 | 0 | 0 | 0 | 0
DemandResponse | 0 | 0 | 0 | 0 | 0 | 0
IGCC-CCS | 0 | 0 | 0 | 0 | 0 | 0
WT_off | 0 | 0 | 0 | 0 | 0 | 0
PseudoUnit | 0 | 0 | 0 | 0 | 0 | 0
FixedInterchange | 0 | 0 | 0 | 0 | 0 | 0
Levelized Capital Costs by Reporting Type: SPP_N
ReportingType | 2015 | 2020 | 2025 | 2030 | 2035 | 2040
BM | 0 | 0 | 0 | 0 | 2111.79 | 2111.79
CC | 197.76 | 197.76 | 197.76 | 197.76 | 197.76 | 0
CSP | 0 | 0 | 0 | 0 | 0 | 0
CT | 0 | 0 | 0 | 0 | 0 | 0
Coal | 128.56 | 128.56 | 128.56 | 128.56 | 128.56 | 128.56
Geo | 0 | 0 | 0 | 0 | 0 | 0
H | 0 | 0 | 0 | 0 | 0 | 0
LFG | 0 | 0 | 17.63 | 17.63 | 17.63 | 17.63
Nuc | 0 | 0 | 0 | 0 | 0 | 0
PS | 0 | 0 | 0 | 0 | 0 | 0
PV | 0 | 0 | 0 | 0 | 0 | 0
PeakG | 0 | 0 | 0 | 0 | 0 | 0
PeakO | 0 | 0 | 0 | 0 | 0 | 0
ST | 0 | 0 | 0 | 0 | 0 | 0
STOG | 0 | 0 | 0 | 0 | 0 | 0
STWD | 0 | 0 | 0 | 0 | 0 | 0
WT | 0 | 2933.33 | 2933.33 | 2933.33 | 2933.33 | 190.78
IGCC | 0 | 0 | 0 | 0 | 0 | 0
DemandResponse | 0 | 0 | 0 | 0 | 0 | 0
IGCC-CCS | 0 | 0 | 0 | 0 | 0 | 0
WT_off | 0 | 0 | 0 | 0 | 0 | 0
PseudoUnit | 0 | 0 | 0 | 0 | 0 | 0
FixedInterchange | 0 | 0 | 0 | 0 | 0 | 0
Levelized Capital Costs by Reporting Type: SPP_S
ReportingType | 2015 | 2020 | 2025 | 2030 | 2035 | 2040
BM | 0 | 0 | 0 | 0 | 683.47 | 1485.98
CC | 0 | 766.84 | 766.84 | 766.84 | 766.84 | 766.84
CSP | 0 | 0 | 0 | 0 | 0 | 0
CT | 33.21 | 56.93 | 56.93 | 56.93 | 23.72 | 0
Coal | 273.14 | 273.14 | 273.14 | 273.14 | 273.14 | 273.14
Geo | 0 | 0 | 0 | 0 | 0 | 0
H | 0 | 0 | 0 | 30 | 30 | 30
LFG | 0 | 0 | 17.63 | 17.63 | 17.63 | 17.63
Nuc | 0 | 0 | 0 | 825.24 | 825.24 | 825.24
PS | 0 | 0 | 0 | 0 | 0 | 0
PV | 0 | 0 | 0 | 0 | 0 | 0
PeakG | 0 | 0 | 0 | 0 | 0 | 0
PeakO | 0 | 0 | 0 | 0 | 0 | 0
ST | 0 | 0 | 0 | 0 | 0 | 0
STOG | 0 | 0 | 0 | 0 | 0 | 0
STWD | 0 | 0 | 0 | 0 | 0 | 0
WT | 92.65 | 5629.05 | 5629.05 | 5629.05 | 5550.17 | 17.13
IGCC | 0 | 0 | 0 | 0 | 0 | 0
DemandResponse | 0 | 0 | 0 | 0 | 0 | 0
IGCC-CCS | 0 | 0 | 0 | 0 | 0 | 0
WT_off | 0 | 0 | 0 | 0 | 0 | 0
PseudoUnit | 0 | 0 | 0 | 0 | 0 | 0
FixedInterchange | 0 | 0 | 0 | 0 | 0 | 0
Levelized Capital Costs by Reporting Type: TVA
ReportingType | 2015 | 2020 | 2025 | 2030 | 2035 | 2040
BM | 0 | 0 | 0 | 0 | 2368.02 | 2368.02
CC | 490.64 | 994.39 | 994.39 | 994.39 | 959.91 | 503.74
CSP | 0 | 0 | 0 | 0 | 0 | 0
CT | 0 | 0 | 0 | 0 | 0 | 0
Coal | 0 | 0 | 0 | 0 | 0 | 0
Geo | 0 | 0 | 0 | 0 | 0 | 0
H | 0 | 0 | 8.9 | 8.9 | 8.9 | 8.9
LFG | 0 | 0 | 19.35 | 19.35 | 19.35 | 19.35
Nuc | 684.91 | 684.91 | 684.91 | 697.59 | 1936.21 | 4449.71
PS | 0 | 0 | 0 | 0 | 0 | 0
PV | 0 | 0 | 0 | 0 | 0 | 301.58
PeakG | 0 | 0 | 0 | 0 | 0 | 0
PeakO | 0 | 0 | 0 | 0 | 0 | 0
ST | 0 | 0 | 0 | 0 | 0 | 0
STOG | 0 | 0 | 0 | 0 | 0 | 0
STWD | 0 | 0 | 0 | 0 | 0 | 0
WT | 0 | 0 | 0 | 0 | 20.59 | 20.59
IGCC | 0 | 0 | 0 | 0 | 0 | 0
DemandResponse | 0 | 0 | 0 | 0 | 0 | 0
IGCC-CCS | 0 | 0 | 0 | 0 | 0 | 0
WT_off | 0 | 0 | 0 | 0 | 0 | 0
PseudoUnit | 0 | 0 | 0 | 0 | 0 | 0
FixedInterchange | 0 | 0 | 0 | 0 | 0 | 0
Levelized Capital Costs by Reporting Type: TVA_Transmission
ReportingType | 2015 | 2020 | 2025 | 2030 | 2035 | 2040
BM | 0 | 0 | 0 | 0 | 0 | 0
CC | 0 | 0 | 0 | 0 | 0 | 0
CSP | 0 | 0 | 0 | 0 | 0 | 0
CT | 0 | 0 | 0 | 0 | 0 | 0
Coal | 0 | 0 | 0 | 0 | 0 | 0
Geo | 0 | 0 | 0 | 0 | 0 | 0
H | 0 | 0 | 0 | 0 | 0 | 0
LFG | 0 | 0 | 0 | 0 | 0 | 0
Nuc | 0 | 0 | 0 | 0 | 0 | 0
PS | 0 | 0 | 0 | 0 | 0 | 0
PV | 0 | 0 | 0 | 0 | 0 | 0
PeakG | 0 | 0 | 0 | 0 | 0 | 0
PeakO | 0 | 0 | 0 | 0 | 0 | 0
ST | 0 | 0 | 0 | 0 | 0 | 0
STOG | 0 | 0 | 0 | 0 | 0 | 0
STWD | 0 | 0 | 0 | 0 | 0 | 0
WT | 0 | 0 | 0 | 0 | 0 | 0
IGCC | 0 | 0 | 0 | 0 | 0 | 0
DemandResponse | 0 | 0 | 0 | 0 | 0 | 0
IGCC-CCS | 0 | 0 | 0 | 0 | 0 | 0
WT_off | 0 | 0 | 0 | 0 | 0 | 0
PseudoUnit | 0 | 0 | 0 | 0 | 0 | 0
FixedInterchange | 0 | 0 | 0 | 0 | 0 | 0
Levelized Capital Costs by Reporting Type: VACAR
ReportingType | 2015 | 2020 | 2025 | 2030 | 2035 | 2040
BM | 0.34 | 58.51 | 227.66 | 231.66 | 231.66 | 1943.74
CC | 1687.84 | 1687.84 | 1687.84 | 1687.84 | 1687.84 | 0
CSP | 0 | 0 | 0 | 0 | 0 | 0
CT | 60.99 | 60.99 | 60.99 | 0 | 0 | 0
Coal | 220.45 | 220.45 | 220.45 | 220.45 | 220.45 | 220.45
Geo | 0 | 0 | 0 | 0 | 0 | 0
H | 0 | 0 | 0 | 0 | 0 | 0
LFG | 0.06 | 19.57 | 19.57 | 19.57 | 19.51 | 0
Nuc | 0 | 1320.06 | 2479.37 | 3498 | 3498 | 3498
PS | 0 | 0 | 0 | 0 | 0 | 0
PV | 0 | 42.44 | 43.12 | 43.36 | 43.36 | 1.79
PeakG | 0 | 0 | 0 | 0 | 0 | 0
PeakO | 0 | 0 | 0 | 0 | 0 | 0
ST | 0 | 0 | 0 | 0 | 0 | 0
STOG | 0 | 0 | 0 | 0 | 0 | 0
STWD | 0 | 0 | 0 | 0 | 0 | 0
WT | 0.19 | 740.59 | 740.59 | 740.59 | 740.4 | 0
IGCC | 0 | 0 | 0 | 0 | 0 | 0
DemandResponse | 0 | 0 | 0 | 0 | 0 | 0
IGCC-CCS | 0 | 0 | 0 | 0 | 0 | 0
WT_off | 0.53 | 0.53 | 0.53 | 0.53 | 12162.53 | 17350.26
PseudoUnit | 0 | 0 | 0 | 0 | 0 | 0
FixedInterchange | 0 | 0 | 0 | 0 | 0 | 0
Levelized Capital Costs by Reporting Type: IESO
ReportingType | 2015 | 2020 | 2025 | 2030 | 2035 | 2040
BM | 144.8 | 144.8 | 144.8 | 144.8 | 144.8 | 144.8
CC | 175.41 | 175.41 | 175.41 | 175.41 | 175.41 | 0
CSP | 0 | 0 | 0 | 0 | 0 | 0
CT | 41.8 | 41.8 | 41.8 | 41.8 | 0 | 0
Coal | 0 | 0 | 0 | 0 | 0 | 0
Geo | 0 | 0 | 0 | 0 | 0 | 0
H | 0 | 0 | 0 | 98.84 | 98.84 | 98.84
LFG | 5.12 | 5.12 | 5.12 | 5.29 | 0.17 | 0.17
Nuc | 0 | 0 | 0 | 0 | 0 | 0
PS | 0 | 0 | 0 | 0 | 0 | 0
PV | 539.74 | 539.74 | 539.74 | 539.74 | 0 | 0
PeakG | 0 | 0 | 0 | 0 | 0 | 0
PeakO | 0 | 0 | 0 | 0 | 0 | 0
ST | 0 | 0 | 0 | 0 | 0 | 0
STOG | 0 | 0 | 0 | 0 | 0 | 0
STWD | 0 | 0 | 0 | 0 | 0 | 0
WT | 660.4 | 660.4 | 660.4 | 660.4 | 0 | 0
IGCC | 0 | 0 | 0 | 0 | 0 | 0
DemandResponse | 0 | 0 | 0 | 0 | 0 | 0
IGCC-CCS | 0 | 0 | 0 | 0 | 0 | 0
WT_off | 0 | 0 | 0 | 0 | 0 | 0
PseudoUnit | 0 | 0 | 0 | 0 | 0 | 0
FixedInterchange | 0 | 0 | 0 | 0 | 0 | 0
Levelized Capital Costs by Reporting Type: MAPP_CA
ReportingType | 2015 | 2020 | 2025 | 2030 | 2035 | 2040
BM | 0 | 0 | 0 | 0 | 0 | 0
CC | 30.91 | 30.91 | 30.91 | 30.91 | 30.91 | 0
CSP | 0 | 0 | 0 | 0 | 0 | 0
CT | 0 | 0 | 0 | 0 | 0 | 0
Coal | 0 | 0 | 0 | 0 | 0 | 0
Geo | 0 | 0 | 0 | 0 | 0 | 0
H | 0 | 241.14 | 733.92 | 1544.78 | 1544.78 | 1544.78
LFG | 0 | 0 | 0 | 0 | 0 | 0
Nuc | 0 | 0 | 0 | 0 | 0 | 0
PS | 0 | 0 | 0 | 0 | 0 | 0
PV | 0 | 0 | 0 | 0 | 0 | 0
PeakG | 0 | 0 | 0 | 0 | 0 | 0
PeakO | 0 | 0 | 0 | 0 | 0 | 0
ST | 0 | 0 | 0 | 0 | 0 | 0
STOG | 0 | 0 | 0 | 0 | 0 | 0
STWD | 0 | 0 | 0 | 0 | 0 | 0
WT | 87.23 | 87.23 | 87.23 | 87.23 | 0 | 0
IGCC | 0 | 0 | 0 | 0 | 0 | 0
DemandResponse | 0 | 0 | 0 | 0 | 0 | 0
IGCC-CCS | 0 | 0 | 0 | 0 | 0 | 0
WT_off | 0 | 0 | 0 | 0 | 0 | 0
PseudoUnit | 0 | 0 | 0 | 0 | 0 | 0
FixedInterchange | 0 | 0 | 0 | 0 | 0 | 0
Levelized Capital Costs by Reporting Type: AZ_NM_SNV_Coal
ReportingType | 2015 | 2020 | 2025 | 2030 | 2035 | 2040
BM | 0 | 0 | 0 | 0 | 0 | 0
CC | 0 | 0 | 0 | 0 | 0 | 0
CSP | 0 | 0 | 0 | 0 | 0 | 0
CT | 0 | 0 | 0 | 0 | 0 | 0
Coal | 0 | 0 | 0 | 0 | 0 | 0
Geo | 0 | 0 | 0 | 0 | 0 | 0
H | 0 | 0 | 0 | 0 | 0 | 0
LFG | 0 | 0 | 0 | 0 | 0 | 0
Nuc | 0 | 0 | 0 | 0 | 0 | 0
PS | 0 | 0 | 0 | 0 | 0 | 0
PV | 0 | 0 | 0 | 0 | 0 | 0
PeakG | 0 | 0 | 0 | 0 | 0 | 0
PeakO | 0 | 0 | 0 | 0 | 0 | 0
ST | 0 | 0 | 0 | 0 | 0 | 0
STOG | 0 | 0 | 0 | 0 | 0 | 0
STWD | 0 | 0 | 0 | 0 | 0 | 0
WT | 0 | 0 | 0 | 0 | 0 | 0
IGCC | 0 | 0 | 0 | 0 | 0 | 0
DemandResponse | 0 | 0 | 0 | 0 | 0 | 0
IGCC-CCS | 0 | 0 | 0 | 0 | 0 | 0
WT_off | 0 | 0 | 0 | 0 | 0 | 0
PseudoUnit | 0 | 0 | 0 | 0 | 0 | 0
FixedInterchange | 0 | 0 | 0 | 0 | 0 | 0
Levelized Capital Costs by Reporting Type: AZ_NM_SNV_Gas
ReportingType | 2015 | 2020 | 2025 | 2030 | 2035 | 2040
BM | 0 | 0 | 0 | 0 | 0 | 0
CC | 79.32 | 260.08 | 260.08 | 260.08 | 260.08 | 180.76
CSP | 0 | 0 | 0 | 0 | 0 | 0
CT | 63.7 | 63.7 | 63.7 | 63.7 | 0 | 0
Coal | 0 | 0 | 0 | 0 | 0 | 0
Geo | 0 | 0 | 0 | 0 | 0 | 0
H | 0 | 0 | 0 | 0 | 0 | 0
LFG | 0 | 0 | 0 | 0 | 0 | 0
Nuc | 0 | 0 | 0 | 0 | 0 | 0
PS | 0 | 0 | 0 | 0 | 0 | 0
PV | 0 | 0 | 0 | 0 | 0 | 0
PeakG | 0 | 0 | 0 | 0 | 0 | 0
PeakO | 0 | 0 | 0 | 0 | 0 | 0
ST | 0 | 0 | 0 | 0 | 0 | 0
STOG | 0 | 0 | 0 | 0 | 0 | 0
STWD | 0 | 0 | 0 | 0 | 0 | 0
WT | 0 | 0 | 0 | 0 | 0 | 0
IGCC | 0 | 0 | 0 | 0 | 0 | 0
DemandResponse | 0 | 0 | 0 | 0 | 0 | 0
IGCC-CCS | 0 | 0 | 0 | 0 | 0 | 0
WT_off | 0 | 0 | 0 | 0 | 0 | 0
PseudoUnit | 0 | 0 | 0 | 0 | 0 | 0
FixedInterchange | 0 | 0 | 0 | 0 | 0 | 0
Levelized Capital Costs by Reporting Type: AZ_NM_SNV_NucRenew
ReportingType | 2015 | 2020 | 2025 | 2030 | 2035 | 2040
BM | 0 | 0 | 0 | 0 | 0 | 331.55
CC | 0 | 0 | 0 | 0 | 0 | 0
CSP | 0 | 0 | 0 | 0 | 0 | 0
CT | 0 | 0 | 0 | 0 | 0 | 0
Coal | 0 | 0 | 0 | 0 | 0 | 0
Geo | 0 | 0 | 369.64 | 369.64 | 369.64 | 369.64
H | 0 | 0 | 0 | 0 | 0 | 0
LFG | 0 | 0 | 11.41 | 11.41 | 11.41 | 11.41
Nuc | 0 | 0 | 0 | 1779.12 | 5454.64 | 5454.64
PS | 0 | 0 | 0 | 0 | 0 | 0
PV | 34.88 | 34.88 | 34.88 | 34.88 | 0 | 0
PeakG | 0 | 0 | 0 | 0 | 0 | 0
PeakO | 0 | 0 | 0 | 0 | 0 | 0
ST | 101.35 | 245.31 | 312.9 | 284.23 | 399.8 | 255.84
STOG | 0 | 0 | 0 | 0 | 0 | 0
STWD | 0 | 0 | 0 | 0 | 0 | 0
WT | 14.28 | 2481.9 | 2486.89 | 2486.89 | 2472.61 | 5
IGCC | 0 | 0 | 0 | 0 | 0 | 0
DemandResponse | 0 | 0 | 0 | 0 | 0 | 0
IGCC-CCS | 0 | 0 | 0 | 0 | 0 | 0
WT_off | 0 | 0 | 0 | 0 | 0 | 0
PseudoUnit | 0 | 0 | 0 | 0 | 0 | 0
FixedInterchange | 0 | 0 | 0 | 0 | 0 | 0
Levelized Capital Costs by Reporting Type: ERCOT
ReportingType | 2015 | 2020 | 2025 | 2030 | 2035 | 2040
BM | 54.69 | 54.69 | 54.69 | 54.69 | 1311.48 | 1311.48
CC | 1749.79 | 1749.79 | 1749.79 | 1749.79 | 1749.79 | 0
CSP | 0 | 0 | 0 | 0 | 0 | 0
CT | 20.97 | 20.97 | 20.97 | 20.97 | 0 | 0
Coal | 540.38 | 540.38 | 540.38 | 540.38 | 540.38 | 540.38
Geo | 0 | 0 | 0 | 0 | 0 | 0
H | 0 | 0 | 0 | 0 | 0 | 0
LFG | 0 | 0 | 63.77 | 63.77 | 63.77 | 63.77
Nuc | 0 | 0 | 0 | 927.23 | 6377.77 | 8680.58
PS | 0 | 0 | 0 | 0 | 0 | 0
PV | 4.89 | 4.89 | 4.89 | 4.89 | 0 | 0
PeakG | 0 | 0 | 0 | 0 | 0 | 0
PeakO | 0 | 0 | 0 | 0 | 0 | 0
ST | 0 | 0 | 0 | 0 | 0 | 0
STOG | 0 | 0 | 0 | 0 | 0 | 0
STWD | 0 | 0 | 0 | 0 | 0 | 0
WT | 72.7 | 72.7 | 3730.85 | 3730.85 | 3658.15 | 3705.84
IGCC | 0 | 0 | 0 | 0 | 0 | 0
DemandResponse | 0 | 0 | 0 | 0 | 0 | 0
IGCC-CCS | 0 | 0 | 0 | 0 | 0 | 0
WT_off | 0 | 0 | 0 | 0 | 0 | 0
PseudoUnit | 0 | 0 | 0 | 0 | 0 | 0
FixedInterchange | 0 | 0 | 0 | 0 | 0 | 0
Levelized Capital Costs by Reporting Type: NP15
ReportingType | 2015 | 2020 | 2025 | 2030 | 2035 | 2040
BM | 0 | 0 | 0 | 0 | 0 | 342.22
CC | 256.22 | 366.68 | 366.68 | 366.68 | 366.68 | 110.47
CSP | 0 | 0 | 0 | 0 | 0 | 0
CT | 17.85 | 17.85 | 17.85 | 17.85 | 0 | 0
Coal | 0 | 0 | 0 | 0 | 0 | 0
Geo | 0 | 129.85 | 183.01 | 183.01 | 183.01 | 53.16
H | 0 | 0 | 0 | 0 | 0 | 0
LFG | 0 | 76.42 | 124.55 | 124.55 | 124.55 | 48.13
Nuc | 0 | 0 | 0 | 2347.29 | 3916.19 | 4757.16
PS | 0 | 0 | 0 | 0 | 0 | 0
PV | 2.79 | 2.79 | 2.79 | 2.79 | 0 | 0
PeakG | 0 | 0 | 0 | 0 | 0 | 0
PeakO | 0 | 0 | 0 | 0 | 0 | 0
ST | 12.6 | 12.6 | 12.6 | 12.6 | 0 | 0
STOG | 0 | 0 | 0 | 0 | 0 | 0
STWD | 0 | 0 | 0 | 0 | 0 | 0
WT | 26.07 | 837.92 | 837.92 | 837.71 | 3249.12 | 2645.76
IGCC | 0 | 0 | 0 | 0 | 0 | 0
DemandResponse | 0 | 0 | 0 | 0 | 0 | 0
IGCC-CCS | 0 | 0 | 0 | 0 | 0 | 0
WT_off | 0 | 0 | 0 | 0 | 0 | 0
PseudoUnit | 0 | 0 | 0 | 0 | 0 | 0
FixedInterchange | 0 | 0 | 0 | 0 | 0 | 0
Levelized Capital Costs by Reporting Type: NWPP_Coal
ReportingType | 2015 | 2020 | 2025 | 2030 | 2035 | 2040
BM | 0 | 0 | 0 | 0 | 0 | 0
CC | 0 | 0 | 0 | 0 | 0 | 0
CSP | 0 | 0 | 0 | 0 | 0 | 0
CT | 0 | 0 | 0 | 0 | 0 | 0
Coal | 0 | 0 | 0 | 0 | 0 | 0
Geo | 0 | 0 | 0 | 0 | 0 | 0
H | 0 | 0 | 0 | 0 | 0 | 0
LFG | 0 | 0 | 0 | 0 | 0 | 0
Nuc | 0 | 0 | 0 | 0 | 0 | 0
PS | 0 | 0 | 0 | 0 | 0 | 0
PV | 0 | 0 | 0 | 0 | 0 | 0
PeakG | 0 | 0 | 0 | 0 | 0 | 0
PeakO | 0 | 0 | 0 | 0 | 0 | 0
ST | 0 | 0 | 0 | 0 | 0 | 0
STOG | 0 | 0 | 0 | 0 | 0 | 0
STWD | 0 | 0 | 0 | 0 | 0 | 0
WT | 0 | 0 | 0 | 0 | 0 | 0
IGCC | 0 | 0 | 0 | 0 | 0 | 0
DemandResponse | 0 | 0 | 0 | 0 | 0 | 0
IGCC-CCS | 0 | 0 | 0 | 0 | 0 | 0
WT_off | 0 | 0 | 0 | 0 | 0 | 0
PseudoUnit | 0 | 0 | 0 | 0 | 0 | 0
FixedInterchange | 0 | 0 | 0 | 0 | 0 | 0
Levelized Capital Costs by Reporting Type: NWPP_Gas
ReportingType | 2015 | 2020 | 2025 | 2030 | 2035 | 2040
BM | 0 | 0 | 0 | 0 | 0 | 0
CC | 33.4 | 223.19 | 223.19 | 223.19 | 223.19 | 189.79
CSP | 0 | 0 | 0 | 0 | 0 | 0
CT | 13.02 | 13.02 | 13.02 | 13.02 | 0 | 0
Coal | 0 | 0 | 0 | 0 | 0 | 0
Geo | 0 | 0 | 0 | 0 | 0 | 0
H | 0 | 0 | 0 | 0 | 0 | 0
LFG | 0 | 0 | 0 | 0 | 0 | 0
Nuc | 0 | 0 | 0 | 0 | 0 | 0
PS | 0 | 0 | 0 | 0 | 0 | 0
PV | 0 | 0 | 0 | 0 | 0 | 0
PeakG | 0 | 0 | 0 | 0 | 0 | 0
PeakO | 0 | 0 | 0 | 0 | 0 | 0
ST | 0 | 0 | 0 | 0 | 0 | 0
STOG | 0 | 0 | 0 | 0 | 0 | 0
STWD | 0 | 0 | 0 | 0 | 0 | 0
WT | 0 | 0 | 0 | 0 | 0 | 0
IGCC | 0 | 0 | 0 | 0 | 0 | 0
DemandResponse | 0 | 0 | 0 | 0 | 0 | 0
IGCC-CCS | 0 | 0 | 0 | 0 | 0 | 0
WT_off | 0 | 0 | 0 | 0 | 0 | 0
PseudoUnit | 0 | 0 | 0 | 0 | 0 | 0
FixedInterchange | 0 | 0 | 0 | 0 | 0 | 0
Levelized Capital Costs by Reporting Type: NWPP_NucRenew
ReportingType | 2015 | 2020 | 2025 | 2030 | 2035 | 2040
BM | 13.89 | 13.89 | 13.89 | 13.89 | 13.89 | 627.81
CC | 0 | 0 | 0 | 0 | 0 | 0
CSP | 0 | 0 | 0 | 0 | 0 | 0
CT | 0 | 0 | 0 | 0 | 0 | 0
Coal | 0 | 0 | 0 | 0 | 0 | 0
Geo | 24.88 | 24.88 | 135.71 | 135.71 | 110.83 | 110.83
H | 0 | 0 | 0 | 0 | 110.42 | 110.42
LFG | 5.02 | 5.02 | 50.73 | 50.73 | 45.71 | 45.71
Nuc | 0 | 0 | 0 | 0 | 2066.09 | 2568.18
PS | 0 | 0 | 0 | 0 | 0 | 0
PV | 0 | 0 | 0 | 0 | 0 | 0
PeakG | 0 | 0 | 0 | 0 | 0 | 0
PeakO | 0 | 0 | 0 | 0 | 0 | 0
ST | 0 | 0 | 0 | 0 | 0 | 0
STOG | 0 | 0 | 0 | 0 | 0 | 0
STWD | 0 | 0 | 0 | 0 | 0 | 0
WT | 238.86 | 238.86 | 238.86 | 4997.97 | 4759.11 | 5276.08
IGCC | 0 | 0 | 0 | 0 | 0 | 0
DemandResponse | 0 | 0 | 0 | 0 | 0 | 0
IGCC-CCS | 0 | 0 | 0 | 0 | 0 | 0
WT_off | 0 | 0 | 0 | 0 | 0 | 0
PseudoUnit | 0 | 0 | 0 | 0 | 0 | 0
FixedInterchange | 0 | 0 | 0 | 0 | 0 | 0
Levelized Capital Costs by Reporting Type: RMPA
ReportingType | 2015 | 2020 | 2025 | 2030 | 2035 | 2040
BM | 0 | 0 | 0 | 0 | 439.6 | 550.7
CC | 0 | 128.29 | 128.29 | 128.29 | 128.29 | 128.29
CSP | 0 | 0 | 0 | 0 | 0 | 0
CT | 15.2 | 15.2 | 15.2 | 15.2 | 0 | 0
Coal | 108.63 | 108.63 | 108.63 | 108.63 | 108.63 | 108.63
Geo | 0 | 56.56 | 662.1 | 662.1 | 662.1 | 605.53
H | 0 | 0 | 0 | 0 | 0 | 0
LFG | 0.28 | 0.28 | 5.7 | 5.7 | 5.43 | 5.43
Nuc | 0 | 0 | 197.16 | 1136.21 | 1136.21 | 1136.21
PS | 0 | 0 | 0 | 0 | 0 | 0
PV | 0.37 | 0.37 | 0.37 | 0.37 | 0 | 0
PeakG | 0 | 0 | 0 | 0 | 0 | 0
PeakO | 0 | 0 | 0 | 0 | 0 | 0
ST | 1.07 | 121.85 | 121.85 | 123.5 | 122.43 | 1.65
STOG | 0 | 0 | 0 | 0 | 0 | 0
STWD | 0 | 0 | 0 | 0 | 0 | 0
WT | 172.66 | 934.8 | 934.8 | 1044.53 | 871.87 | 137.49
IGCC | 0 | 0 | 0 | 0 | 0 | 0
DemandResponse | 0 | 0 | 0 | 0 | 0 | 0
IGCC-CCS | 0 | 0 | 0 | 0 | 0 | 0
WT_off | 0 | 0 | 0 | 0 | 0 | 0
PseudoUnit | 0 | 0 | 0 | 0 | 0 | 0
FixedInterchange | 0 | 0 | 0 | 0 | 0 | 0
Levelized Capital Costs by Reporting Type: SP15
ReportingType | 2015 | 2020 | 2025 | 2030 | 2035 | 2040
BM | 2.9 | 2.9 | 2.9 | 2.9 | 2.9 | 277.88
CC | 369.9 | 369.9 | 369.9 | 369.9 | 369.9 | 0
CSP | 0 | 0 | 0 | 0 | 0 | 0
CT | 0 | 0 | 0 | 0 | 0 | 0
Coal | 0 | 0 | 0 | 0 | 0 | 0
Geo | 14.26 | 385.19 | 385.19 | 370.93 | 370.93 | 0
H | 0 | 0 | 0 | 0 | 0 | 0
LFG | 2.09 | 125.04 | 125.04 | 124.8 | 122.95 | 0
Nuc | 0 | 0 | 0 | 682.84 | 1217.88 | 2198.39
PS | 0 | 0 | 0 | 0 | 0 | 0
PV | 1.62 | 1.62 | 1.62 | 1.62 | 0 | 0
PeakG | 0 | 0 | 0 | 0 | 0 | 0
PeakO | 0 | 0 | 0 | 0 | 0 | 0
ST | 191.39 | 191.39 | 191.39 | 191.39 | 874.33 | 1177.74
STOG | 0 | 0 | 0 | 0 | 0 | 0
STWD | 0 | 0 | 0 | 0 | 0 | 0
WT | 193.26 | 445.65 | 3601.1 | 3601.1 | 3407.84 | 3155.45
IGCC | 0 | 0 | 0 | 0 | 0 | 0
DemandResponse | 0 | 0 | 0 | 0 | 0 | 0
IGCC-CCS | 0 | 0 | 0 | 0 | 0 | 0
WT_off | 0 | 0 | 0 | 0 | 0 | 0
PseudoUnit | 0 | 0 | 0 | 0 | 0 | 0
FixedInterchange | 0 | 0 | 0 | 0 | 0 | 0
Levelized Capital Costs by Reporting Type: ALB
ReportingType | 2015 | 2020 | 2025 | 2030 | 2035 | 2040
BM | 0 | 0 | 0 | 0 | 0 | 0
CC | 0 | 0 | 0 | 0 | 0 | 0
CSP | 0 | 0 | 0 | 0 | 0 | 0
CT | 16.7 | 16.7 | 16.7 | 16.7 | 0 | 0
Coal | 147.62 | 147.62 | 147.62 | 147.62 | 147.62 | 147.62
Geo | 0 | 0 | 0 | 0 | 0 | 0
H | 0 | 0 | 0 | 0 | 0 | 0
LFG | 0 | 0 | 0 | 0 | 0 | 0
Nuc | 0 | 0 | 0 | 4953.87 | 5107.66 | 5115.18
PS | 0 | 0 | 0 | 0 | 0 | 0
PV | 0 | 0 | 0 | 0 | 0 | 0
PeakG | 0 | 0 | 0 | 0 | 0 | 0
PeakO | 0 | 0 | 0 | 0 | 0 | 0
ST | 0 | 0 | 0 | 0 | 0 | 0
STOG | 0 | 0 | 0 | 0 | 0 | 0
STWD | 0 | 0 | 0 | 0 | 0 | 0
WT | 2.54 | 2.54 | 2.54 | 2.54 | 23.83 | 23.83
IGCC | 0 | 0 | 0 | 0 | 0 | 0
DemandResponse | 0 | 0 | 0 | 0 | 0 | 0
IGCC-CCS | 0 | 0 | 0 | 0 | 0 | 0
WT_off | 0 | 0 | 0 | 0 | 0 | 0
PseudoUnit | 0 | 0 | 0 | 0 | 0 | 0
FixedInterchange | 0 | 0 | 0 | 0 | 0 | 0
Levelized Capital Costs by Reporting Type: BC
ReportingType | 2015 | 2020 | 2025 | 2030 | 2035 | 2040
BM | 0 | 0 | 0 | 0 | 0 | 0
CC | 48.45 | 48.45 | 48.45 | 48.45 | 48.45 | 0
CSP | 0 | 0 | 0 | 0 | 0 | 0
CT | 0 | 0 | 0 | 0 | 0 | 0
Coal | 0 | 0 | 0 | 0 | 0 | 0
Geo | 0 | 0 | 0 | 0 | 0 | 0
H | 0 | 0 | 0 | 0 | 0 | 0
LFG | 0 | 0 | 0 | 0 | 0 | 0
Nuc | 0 | 0 | 0 | 404.78 | 404.78 | 778.05
PS | 0 | 0 | 0 | 0 | 0 | 0
PV | 0 | 0 | 0 | 0 | 0 | 0
PeakG | 0 | 0 | 0 | 0 | 0 | 0
PeakO | 0 | 0 | 0 | 0 | 0 | 0
ST | 0 | 0 | 0 | 0 | 0 | 0
STOG | 0 | 0 | 0 | 0 | 0 | 0
STWD | 0 | 0 | 0 | 0 | 0 | 0
WT | 40.68 | 40.68 | 40.68 | 40.68 | 40.86 | 40.86
IGCC | 0 | 0 | 0 | 0 | 0 | 0
DemandResponse | 0 | 0 | 0 | 0 | 0 | 0
IGCC-CCS | 0 | 0 | 0 | 0 | 0 | 0
WT_off | 0 | 0 | 0 | 0 | 0 | 0
PseudoUnit | 0 | 0 | 0 | 0 | 0 | 0
FixedInterchange | 0 | 0 | 0 | 0 | 0 | 0
Levelized Capital Costs by Reporting Type: HQ_IESO
ReportingType | 2015 | 2020 | 2025 | 2030 | 2035 | 2040
BM | 0 | 0 | 0 | 0 | 0 | 0
CC | 0 | 0 | 0 | 0 | 0 | 0
CSP | 0 | 0 | 0 | 0 | 0 | 0
CT | 0 | 0 | 0 | 0 | 0 | 0
Coal | 0 | 0 | 0 | 0 | 0 | 0
Geo | 0 | 0 | 0 | 0 | 0 | 0
H | 0 | 0 | 0 | 0 | 0 | 0
LFG | 0 | 0 | 0 | 0 | 0 | 0
Nuc | 0 | 0 | 0 | 0 | 0 | 0
PS | 0 | 0 | 0 | 0 | 0 | 0
PV | 0 | 0 | 0 | 0 | 0 | 0
PeakG | 0 | 0 | 0 | 0 | 0 | 0
PeakO | 0 | 0 | 0 | 0 | 0 | 0
ST | 0 | 0 | 0 | 0 | 0 | 0
STOG | 0 | 0 | 0 | 0 | 0 | 0
STWD | 0 | 0 | 0 | 0 | 0 | 0
WT | 0 | 0 | 0 | 0 | 0 | 0
IGCC | 0 | 0 | 0 | 0 | 0 | 0
DemandResponse | 0 | 0 | 0 | 0 | 0 | 0
IGCC-CCS | 0 | 0 | 0 | 0 | 0 | 0
WT_off | 0 | 0 | 0 | 0 | 0 | 0
PseudoUnit | 0 | 0 | 0 | 0 | 0 | 28.98
FixedInterchange | 0 | 0 | 0 | 0 | 0 | 0
Levelized Capital Costs by Reporting Type: HQ_NEISO
ReportingType | 2015 | 2020 | 2025 | 2030 | 2035 | 2040
BM | 0 | 0 | 0 | 0 | 0 | 0
CC | 0 | 0 | 0 | 0 | 0 | 0
CSP | 0 | 0 | 0 | 0 | 0 | 0
CT | 0 | 0 | 0 | 0 | 0 | 0
Coal | 0 | 0 | 0 | 0 | 0 | 0
Geo | 0 | 0 | 0 | 0 | 0 | 0
H | 0 | 0 | 0 | 0 | 0 | 0
LFG | 0 | 0 | 0 | 0 | 0 | 0
Nuc | 0 | 0 | 0 | 0 | 0 | 0
PS | 0 | 0 | 0 | 0 | 0 | 0
PV | 0 | 0 | 0 | 0 | 0 | 0
PeakG | 0 | 0 | 0 | 0 | 0 | 0
PeakO | 0 | 0 | 0 | 0 | 0 | 0
ST | 0 | 0 | 0 | 0 | 0 | 0
STOG | 0 | 0 | 0 | 0 | 0 | 0
STWD | 0 | 0 | 0 | 0 | 0 | 0
WT | 0 | 0 | 0 | 0 | 0 | 0
IGCC | 0 | 0 | 0 | 0 | 0 | 0
DemandResponse | 0 | 0 | 0 | 0 | 0 | 0
IGCC-CCS | 0 | 0 | 0 | 0 | 0 | 0
WT_off | 0 | 0 | 0 | 0 | 0 | 0
PseudoUnit | 0 | 0 | 0 | 0 | 0 | 486.68
FixedInterchange | 0 | 0 | 0 | 0 | 0 | 0
Levelized Capital Costs by Reporting Type: HQ_NY
ReportingType | 2015 | 2020 | 2025 | 2030 | 2035 | 2040
BM | 0 | 0 | 0 | 0 | 0 | 0
CC | 0 | 0 | 0 | 0 | 0 | 0
CSP | 0 | 0 | 0 | 0 | 0 | 0
CT | 0 | 0 | 0 | 0 | 0 | 0
Coal | 0 | 0 | 0 | 0 | 0 | 0
Geo | 0 | 0 | 0 | 0 | 0 | 0
H | 0 | 0 | 0 | 0 | 0 | 0
LFG | 0 | 0 | 0 | 0 | 0 | 0
Nuc | 0 | 0 | 0 | 0 | 0 | 0
PS | 0 | 0 | 0 | 0 | 0 | 0
PV | 0 | 0 | 0 | 0 | 0 | 0
PeakG | 0 | 0 | 0 | 0 | 0 | 0
PeakO | 0 | 0 | 0 | 0 | 0 | 0
ST | 0 | 0 | 0 | 0 | 0 | 0
STOG | 0 | 0 | 0 | 0 | 0 | 0
STWD | 0 | 0 | 0 | 0 | 0 | 0
WT | 0 | 0 | 0 | 0 | 0 | 0
IGCC | 0 | 0 | 0 | 0 | 0 | 0
DemandResponse | 0 | 0 | 0 | 0 | 0 | 0
IGCC-CCS | 0 | 0 | 0 | 0 | 0 | 0
WT_off | 0 | 0 | 0 | 0 | 0 | 0
PseudoUnit | 0 | 0 | 0 | 824.05 | 824.05 | 824.05
FixedInterchange | 0 | 0 | 0 | 0 | 0 | 0
Levelized Capital Costs by Reporting Type: MARITIMES
ReportingType | 2015 | 2020 | 2025 | 2030 | 2035 | 2040
BM | 0 | 0 | 0 | 0 | 0 | 0
CC | 0 | 0 | 0 | 0 | 0 | 0
CSP | 0 | 0 | 0 | 0 | 0 | 0
CT | 0 | 0 | 0 | 0 | 0 | 0
Coal | 0 | 0 | 0 | 0 | 0 | 0
Geo | 0 | 0 | 0 | 0 | 0 | 0
H | 0 | 0 | 0 | 0 | 0 | 0
LFG | 0 | 0 | 0 | 0 | 0 | 0
Nuc | 0 | 0 | 0 | 0 | 0 | 0
PS | 0 | 0 | 0 | 0 | 0 | 0
PV | 0 | 0 | 0 | 0 | 0 | 0
PeakG | 0 | 0 | 0 | 0 | 0 | 0
PeakO | 0 | 0 | 0 | 0 | 0 | 0
ST | 0 | 0 | 0 | 0 | 0 | 0
STOG | 0 | 0 | 0 | 0 | 0 | 0
STWD | 0 | 0 | 0 | 0 | 0 | 0
WT | 0 | 0 | 0 | 0 | 0 | 0
IGCC | 0 | 0 | 0 | 0 | 0 | 0
DemandResponse | 0 | 0 | 0 | 0 | 0 | 0
IGCC-CCS | 0 | 0 | 0 | 0 | 0 | 0
WT_off | 0 | 0 | 0 | 0 | 0 | 0
PseudoUnit | 0 | 0 | 0 | 0 | 0 | 164.81
FixedInterchange | 0 | 0 | 0 | 0 | 0 | 0
Levelized Capital Costs by Reporting Type: All
ReportingType | 2015 | 2020 | 2025 | 2030 | 2035 | 2040
BM | 541.24 | 599.41 | 768.56 | 772.56 | 12458.18 | 30830.17
CC | 12861.19 | 19582.98 | 19589.33 | 19589.33 | 19443.85 | 6728.14
CSP | 0 | 0 | 0 | 0 | 0 | 0
CT | 541.57 | 565.29 | 565.29 | 513.02 | 36.29 | 12.57
Coal | 3114.71 | 3114.71 | 3114.71 | 3114.71 | 3114.71 | 3114.71
Geo | 39.14 | 596.48 | 1735.64 | 1721.38 | 1696.5 | 1139.16
H | 0 | 416.01 | 1479.36 | 2420.04 | 2896.01 | 2896.01
LFG | 42.41 | 454.57 | 877.28 | 1018.65 | 985.9 | 573.73
Nuc | 684.91 | 3259.17 | 6220.74 | 31374.87 | 59451.47 | 87886.87
PS | 0 | 0 | 0 | 0 | 0 | 0
PV | 612.43 | 1338.48 | 1658.54 | 1715.83 | 1107.52 | 703.98
PeakG | 0 | 0 | 0 | 0 | 0 | 0
PeakO | 0 | 0 | 0 | 0 | 0 | 0
ST | 306.41 | 571.15 | 638.75 | 611.73 | 1396.56 | 1435.23
STOG | 0 | 0 | 0 | 0 | 0 | 0
STWD | 0 | 0 | 0 | 0 | 0 | 0
WT | 6098.69 | 21901.33 | 40603.05 | 53182.03 | 56764.09 | 42438.27
IGCC | 215.26 | 215.26 | 215.26 | 215.26 | 215.26 | 215.26
DemandResponse | 0 | 0 | 0 | 0 | 0 | 0
IGCC-CCS | 0 | 0 | 0 | 0 | 0 | 0
WT_off | 283.77 | 283.77 | 824.12 | 824.12 | 12702.88 | 27282.8
PseudoUnit | 0 | 0 | 0 | 824.05 | 824.05 | 1504.51
FixedInterchange | 0 | 0 | 0 | 0 | 0 | 0
Levelized Capital Costs by Reporting Type: EI_US
ReportingType | 2015 | 2020 | 2025 | 2030 | 2035 | 2040
BM | 324.96 | 383.12 | 552.28 | 556.28 | 10545.5 | 27243.73
CC | 10117.78 | 16230.27 | 16236.62 | 16236.62 | 16091.14 | 6118.83
CSP | 0 | 0 | 0 | 0 | 0 | 0
CT | 352.32 | 376.04 | 376.04 | 323.77 | 36.29 | 12.57
Coal | 2318.08 | 2318.08 | 2318.08 | 2318.08 | 2318.08 | 2318.08
Geo | 0 | 0 | 0 | 0 | 0 | 0
H | 0 | 174.87 | 745.44 | 776.43 | 1141.97 | 1141.97
LFG | 29.9 | 242.7 | 490.96 | 632.39 | 611.92 | 399.12
Nuc | 684.91 | 3259.17 | 6023.58 | 19143.52 | 33770.25 | 57198.47
PS | 0 | 0 | 0 | 0 | 0 | 0
PV | 28.13 | 754.18 | 1074.24 | 1131.53 | 1107.52 | 703.98
PeakG | 0 | 0 | 0 | 0 | 0 | 0
PeakO | 0 | 0 | 0 | 0 | 0 | 0
ST | 0 | 0 | 0 | 0 | 0 | 0
STOG | 0 | 0 | 0 | 0 | 0 | 0
STWD | 0 | 0 | 0 | 0 | 0 | 0
WT | 4589.99 | 16098.65 | 27981.78 | 35692.12 | 38280.71 | 27447.96
IGCC | 215.26 | 215.26 | 215.26 | 215.26 | 215.26 | 215.26
DemandResponse | 0 | 0 | 0 | 0 | 0 | 0
IGCC-CCS | 0 | 0 | 0 | 0 | 0 | 0
WT_off | 283.77 | 283.77 | 824.12 | 824.12 | 12702.88 | 27282.8
PseudoUnit | 0 | 0 | 0 | 824.05 | 824.05 | 1475.53
FixedInterchange | 0 | 0 | 0 | 0 | 0 | 0
Levelized Capital Costs by Reporting Type: EI_Canada
ReportingType | 2015 | 2020 | 2025 | 2030 | 2035 | 2040
BM | 144.8 | 144.8 | 144.8 | 144.8 | 144.8 | 144.8
CC | 206.32 | 206.32 | 206.32 | 206.32 | 206.32 | 0
CSP | 0 | 0 | 0 | 0 | 0 | 0
CT | 41.8 | 41.8 | 41.8 | 41.8 | 0 | 0
Coal | 0 | 0 | 0 | 0 | 0 | 0
Geo | 0 | 0 | 0 | 0 | 0 | 0
H | 0 | 241.14 | 733.92 | 1643.62 | 1643.62 | 1643.62
LFG | 5.12 | 5.12 | 5.12 | 5.29 | 0.17 | 0.17
Nuc | 0 | 0 | 0 | 0 | 0 | 0
PS | 0 | 0 | 0 | 0 | 0 | 0
PV | 539.74 | 539.74 | 539.74 | 539.74 | 0 | 0
PeakG | 0 | 0 | 0 | 0 | 0 | 0
PeakO | 0 | 0 | 0 | 0 | 0 | 0
ST | 0 | 0 | 0 | 0 | 0 | 0
STOG | 0 | 0 | 0 | 0 | 0 | 0
STWD | 0 | 0 | 0 | 0 | 0 | 0
WT | 747.62 | 747.62 | 747.62 | 747.62 | 0 | 0
IGCC | 0 | 0 | 0 | 0 | 0 | 0
DemandResponse | 0 | 0 | 0 | 0 | 0 | 0
IGCC-CCS | 0 | 0 | 0 | 0 | 0 | 0
WT_off | 0 | 0 | 0 | 0 | 0 | 0
PseudoUnit | 0 | 0 | 0 | 0 | 0 | 28.98
FixedInterchange | 0 | 0 | 0 | 0 | 0 | 0
Levelized Capital Costs by Reporting Type: EI
ReportingType | 2015 | 2020 | 2025 | 2030 | 2035 | 2040
BM | 469.76 | 527.93 | 697.08 | 701.08 | 10690.3 | 27388.53
CC | 10324.11 | 16436.59 | 16442.94 | 16442.94 | 16297.46 | 6118.83
CSP | 0 | 0 | 0 | 0 | 0 | 0
CT | 394.12 | 417.84 | 417.84 | 365.57 | 36.29 | 12.57
Coal | 2318.08 | 2318.08 | 2318.08 | 2318.08 | 2318.08 | 2318.08
Geo | 0 | 0 | 0 | 0 | 0 | 0
H | 0 | 416.01 | 1479.36 | 2420.04 | 2785.59 | 2785.59
LFG | 35.02 | 247.82 | 496.08 | 637.68 | 612.09 | 399.29
Nuc | 684.91 | 3259.17 | 6023.58 | 19143.52 | 33770.25 | 57198.47
PS | 0 | 0 | 0 | 0 | 0 | 0
PV | 567.88 | 1293.93 | 1613.99 | 1671.28 | 1107.52 | 703.98
PeakG | 0 | 0 | 0 | 0 | 0 | 0
PeakO | 0 | 0 | 0 | 0 | 0 | 0
ST | 0 | 0 | 0 | 0 | 0 | 0
STOG | 0 | 0 | 0 | 0 | 0 | 0
STWD | 0 | 0 | 0 | 0 | 0 | 0
WT | 5337.61 | 16846.27 | 28729.4 | 36439.75 | 38280.71 | 27447.96
IGCC | 215.26 | 215.26 | 215.26 | 215.26 | 215.26 | 215.26
DemandResponse | 0 | 0 | 0 | 0 | 0 | 0
IGCC-CCS | 0 | 0 | 0 | 0 | 0 | 0
WT_off | 283.77 | 283.77 | 824.12 | 824.12 | 12702.88 | 27282.8
PseudoUnit | 0 | 0 | 0 | 824.05 | 824.05 | 1504.51
FixedInterchange | 0 | 0 | 0 | 0 | 0 | 0
Levelized Capital Costs by Reporting Type: Outside_EI
ReportingType | 2015 | 2020 | 2025 | 2030 | 2035 | 2040
BM | 71.48 | 71.48 | 71.48 | 71.48 | 1767.87 | 3441.64
CC | 2537.08 | 3146.39 | 3146.39 | 3146.39 | 3146.39 | 609.3
CSP | 0 | 0 | 0 | 0 | 0 | 0
CT | 147.45 | 147.45 | 147.45 | 147.45 | 0 | 0
Coal | 796.63 | 796.63 | 796.63 | 796.63 | 796.63 | 796.63
Geo | 39.14 | 596.48 | 1735.64 | 1721.38 | 1696.5 | 1139.16
H | 0 | 0 | 0 | 0 | 110.42 | 110.42
LFG | 7.39 | 206.75 | 381.2 | 380.97 | 373.81 | 174.45
Nuc | 0 | 0 | 197.16 | 12231.35 | 25681.22 | 30688.4
PS | 0 | 0 | 0 | 0 | 0 | 0
PV | 44.56 | 44.56 | 44.56 | 44.56 | 0 | 0
PeakG | 0 | 0 | 0 | 0 | 0 | 0
PeakO | 0 | 0 | 0 | 0 | 0 | 0
ST | 306.41 | 571.15 | 638.75 | 611.73 | 1396.56 | 1435.23
STOG | 0 | 0 | 0 | 0 | 0 | 0
STWD | 0 | 0 | 0 | 0 | 0 | 0
WT | 761.07 | 5055.06 | 11873.65 | 16742.28 | 18483.38 | 14990.31
IGCC | 0 | 0 | 0 | 0 | 0 | 0
DemandResponse | 0 | 0 | 0 | 0 | 0 | 0
IGCC-CCS | 0 | 0 | 0 | 0 | 0 | 0
WT_off | 0 | 0 | 0 | 0 | 0 | 0
PseudoUnit | 0 | 0 | 0 | 0 | 0 | 0
FixedInterchange | 0 | 0 | 0 | 0 | 0 | 0
#13 | Levelized Retrofit Capital Costs ($million)
Levelized Retrofit Capital Costs by Reporting Type: Entergy
ReportingType | 2015 | 2020 | 2025 | 2030 | 2035 | 2040
BM | 0 | 0 | 0 | 0 | 0 | 0
CC | 0 | 0 | 0 | 0 | 0 | 0
CSP | 0 | 0 | 0 | 0 | 0 | 0
CT | 0 | 0 | 0 | 0 | 0 | 0
Coal | 0 | 0 | 0 | 0 | 0 | 0
Geo | 0 | 0 | 0 | 0 | 0 | 0
H | 0 | 0 | 0 | 0 | 0 | 0
LFG | 0 | 0 | 0 | 0 | 0 | 0
Nuc | 0 | 0 | 0 | 0 | 0 | 0
PS | 0 | 0 | 0 | 0 | 0 | 0
PV | 0 | 0 | 0 | 0 | 0 | 0
PeakG | 0 | 0 | 0 | 0 | 0 | 0
PeakO | 0 | 0 | 0 | 0 | 0 | 0
ST | 0 | 0 | 0 | 0 | 0 | 0
STOG | 0 | 0 | 0 | 0 | 0 | 0
STWD | 0 | 0 | 0 | 0 | 0 | 0
WT | 0 | 0 | 0 | 0 | 0 | 0
IGCC | 0 | 0 | 0 | 0 | 0 | 0
DemandResponse | 0 | 0 | 0 | 0 | 0 | 0
IGCC-CCS | 0 | 0 | 0 | 0 | 0 | 0
WT_off | 0 | 0 | 0 | 0 | 0 | 0
PseudoUnit | 0 | 0 | 0 | 0 | 0 | 0
FixedInterchange | 0 | 0 | 0 | 0 | 0 | 0
Levelized Retrofit Capital Costs by Reporting Type: FRCC
ReportingType | 2015 | 2020 | 2025 | 2030 | 2035 | 2040
BM | 0 | 0 | 0 | 0 | 0 | 0
CC | 0 | 0 | 0 | 0 | 0 | 0
CSP | 0 | 0 | 0 | 0 | 0 | 0
CT | 0 | 0 | 0 | 0 | 0 | 0
Coal | 73.1 | 13.87 | 13.87 | 51.86 | 169.09 | 145.3
Geo | 0 | 0 | 0 | 0 | 0 | 0
H | 0 | 0 | 0 | 0 | 0 | 0
LFG | 0 | 0 | 0 | 0 | 0 | 0
Nuc | 0 | 0 | 0 | 0 | 0 | 0
PS | 0 | 0 | 0 | 0 | 0 | 0
PV | 0 | 0 | 0 | 0 | 0 | 0
PeakG | 0 | 0 | 0 | 0 | 0 | 0
PeakO | 0 | 0 | 0 | 0 | 0 | 0
ST | 0 | 0 | 0 | 0 | 0 | 0
STOG | 0 | 0 | 0 | 0 | 0 | 0
STWD | 0 | 0 | 0 | 0 | 0 | 0
WT | 0 | 0 | 0 | 0 | 0 | 0
IGCC | 0 | 0 | 0 | 0 | 0 | 0
DemandResponse | 0 | 0 | 0 | 0 | 0 | 0
IGCC-CCS | 0 | 0 | 0 | 0 | 0 | 0
WT_off | 0 | 0 | 0 | 0 | 0 | 0
PseudoUnit | 0 | 0 | 0 | 0 | 0 | 0
FixedInterchange | 0 | 0 | 0 | 0 | 0 | 0
Levelized Retrofit Capital Costs by Reporting Type: MAPP_US
ReportingType | 2015 | 2020 | 2025 | 2030 | 2035 | 2040
BM | 0 | 0 | 0 | 0 | 0 | 0
CC | 0 | 0 | 0 | 0 | 0 | 0
CSP | 0 | 0 | 0 | 0 | 0 | 0
CT | 0 | 0 | 0 | 0 | 0 | 0
Coal | 22.36 | 29.25 | 6.89 | 0 | 0 | 0
Geo | 0 | 0 | 0 | 0 | 0 | 0
H | 0 | 0 | 0 | 0 | 0 | 0
LFG | 0 | 0 | 0 | 0 | 0 | 0
Nuc | 0 | 0 | 0 | 0 | 0 | 0
PS | 0 | 0 | 0 | 0 | 0 | 0
PV | 0 | 0 | 0 | 0 | 0 | 0
PeakG | 0 | 0 | 0 | 0 | 0 | 0
PeakO | 0 | 0 | 0 | 0 | 0 | 0
ST | 0 | 0 | 0 | 0 | 0 | 0
STOG | 0 | 0 | 0 | 0 | 0 | 0
STWD | 0 | 0 | 0 | 0 | 0 | 0
WT | 0 | 0 | 0 | 0 | 0 | 0
IGCC | 0 | 0 | 0 | 0 | 0 | 0
DemandResponse | 0 | 0 | 0 | 0 | 0 | 0
IGCC-CCS | 0 | 0 | 0 | 0 | 0 | 0
WT_off | 0 | 0 | 0 | 0 | 0 | 0
PseudoUnit | 0 | 0 | 0 | 0 | 0 | 0
FixedInterchange | 0 | 0 | 0 | 0 | 0 | 0
Levelized Retrofit Capital Costs by Reporting Type: MISO_IN
ReportingType | 2015 | 2020 | 2025 | 2030 | 2035 | 2040
BM | 0 | 0 | 0 | 0 | 0 | 0
CC | 0 | 0 | 0 | 0 | 0 | 0
CSP | 0 | 0 | 0 | 0 | 0 | 0
CT | 0 | 0 | 0 | 0 | 0 | 0
Coal | 0 | 53.54 | 72.95 | 280.75 | 787.64 | 546.76
Geo | 0 | 0 | 0 | 0 | 0 | 0
H | 0 | 0 | 0 | 0 | 0 | 0
LFG | 0 | 0 | 0 | 0 | 0 | 0
Nuc | 0 | 0 | 0 | 0 | 0 | 0
PS | 0 | 0 | 0 | 0 | 0 | 0
PV | 0 | 0 | 0 | 0 | 0 | 0
PeakG | 0 | 0 | 0 | 0 | 0 | 0
PeakO | 0 | 0 | 0 | 0 | 0 | 0
ST | 0 | 0 | 0 | 0 | 0 | 0
STOG | 0 | 0 | 0 | 0 | 0 | 0
STWD | 0 | 0 | 0 | 0 | 0 | 0
WT | 0 | 0 | 0 | 0 | 0 | 0
IGCC | 0 | 0 | 0 | 0 | 0 | 0
DemandResponse | 0 | 0 | 0 | 0 | 0 | 0
IGCC-CCS | 0 | 0 | 0 | 0 | 0 | 0
WT_off | 0 | 0 | 0 | 0 | 0 | 0
PseudoUnit | 0 | 0 | 0 | 0 | 0 | 0
FixedInterchange | 0 | 0 | 0 | 0 | 0 | 0
Levelized Retrofit Capital Costs by Reporting Type: MISO_MI
ReportingType | 2015 | 2020 | 2025 | 2030 | 2035 | 2040
BM | 0 | 0 | 0 | 0 | 0 | 0
CC | 0 | 0 | 0 | 0 | 0 | 0
CSP | 0 | 0 | 0 | 0 | 0 | 0
CT | 0 | 0 | 0 | 0 | 0 | 0
Coal | 15.14 | 15.14 | 0 | 0 | 0 | 0
Geo | 0 | 0 | 0 | 0 | 0 | 0
H | 0 | 0 | 0 | 0 | 0 | 0
LFG | 0 | 0 | 0 | 0 | 0 | 0
Nuc | 0 | 0 | 0 | 0 | 0 | 0
PS | 0 | 0 | 0 | 0 | 0 | 0
PV | 0 | 0 | 0 | 0 | 0 | 0
PeakG | 0 | 0 | 0 | 0 | 0 | 0
PeakO | 0 | 0 | 0 | 0 | 0 | 0
ST | 0 | 0 | 0 | 0 | 0 | 0
STOG | 0 | 0 | 0 | 0 | 0 | 0
STWD | 0 | 0 | 0 | 0 | 0 | 0
WT | 0 | 0 | 0 | 0 | 0 | 0
IGCC | 0 | 0 | 0 | 0 | 0 | 0
DemandResponse | 0 | 0 | 0 | 0 | 0 | 0
IGCC-CCS | 0 | 0 | 0 | 0 | 0 | 0
WT_off | 0 | 0 | 0 | 0 | 0 | 0
PseudoUnit | 0 | 0 | 0 | 0 | 0 | 0
FixedInterchange | 0 | 0 | 0 | 0 | 0 | 0
Levelized Retrofit Capital Costs by Reporting Type: MISO_MO-IL
ReportingType | 2015 | 2020 | 2025 | 2030 | 2035 | 2040
BM | 0 | 0 | 0 | 0 | 0 | 0
CC | 0 | 0 | 0 | 0 | 0 | 0
CSP | 0 | 0 | 0 | 0 | 0 | 0
CT | 0 | 0 | 0 | 0 | 0 | 0
Coal | 9.29 | 4.72 | 14.55 | 49.8 | 156.32 | 116.34
Geo | 0 | 0 | 0 | 0 | 0 | 0
H | 0 | 0 | 0 | 0 | 0 | 0
LFG | 0 | 0 | 0 | 0 | 0 | 0
Nuc | 0 | 0 | 0 | 0 | 0 | 0
PS | 0 | 0 | 0 | 0 | 0 | 0
PV | 0 | 0 | 0 | 0 | 0 | 0
PeakG | 0 | 0 | 0 | 0 | 0 | 0
PeakO | 0 | 0 | 0 | 0 | 0 | 0
ST | 0 | 0 | 0 | 0 | 0 | 0
STOG | 0 | 0 | 0 | 0 | 0 | 0
STWD | 0 | 0 | 0 | 0 | 0 | 0
WT | 0 | 0 | 0 | 0 | 0 | 0
IGCC | 0 | 0 | 0 | 0 | 0 | 0
DemandResponse | 0 | 0 | 0 | 0 | 0 | 0
IGCC-CCS | 0 | 0 | 0 | 0 | 0 | 0
WT_off | 0 | 0 | 0 | 0 | 0 | 0
PseudoUnit | 0 | 0 | 0 | 0 | 0 | 0
FixedInterchange | 0 | 0 | 0 | 0 | 0 | 0
Levelized Retrofit Capital Costs by Reporting Type: MISO_W
ReportingType | 2015 | 2020 | 2025 | 2030 | 2035 | 2040
BM | 0 | 0 | 0 | 0 | 0 | 0
CC | 0 | 0 | 0 | 0 | 0 | 0
CSP | 0 | 0 | 0 | 0 | 0 | 0
CT | 0 | 0 | 0 | 0 | 0 | 0
Coal | 26.68 | 13.3 | 183.59 | 170.29 | 0 | 0
Geo | 0 | 0 | 0 | 0 | 0 | 0
H | 0 | 0 | 0 | 0 | 0 | 0
LFG | 0 | 0 | 0 | 0 | 0 | 0
Nuc | 0 | 0 | 0 | 0 | 0 | 0
PS | 0 | 0 | 0 | 0 | 0 | 0
PV | 0 | 0 | 0 | 0 | 0 | 0
PeakG | 0 | 0 | 0 | 0 | 0 | 0
PeakO | 0 | 0 | 0 | 0 | 0 | 0
ST | 0 | 0 | 0 | 0 | 0 | 0
STOG | 0 | 0 | 0 | 0 | 0 | 0
STWD | 0 | 0 | 0 | 0 | 0 | 0
WT | 0 | 0 | 0 | 0 | 0 | 0
IGCC | 0 | 0 | 0 | 0 | 0 | 0
DemandResponse | 0 | 0 | 0 | 0 | 0 | 0
IGCC-CCS | 0 | 0 | 0 | 0 | 0 | 0
WT_off | 0 | 0 | 0 | 0 | 0 | 0
PseudoUnit | 0 | 0 | 0 | 0 | 0 | 0
FixedInterchange | 0 | 0 | 0 | 0 | 0 | 0
Levelized Retrofit Capital Costs by Reporting Type: MISO_WUMS
ReportingType | 2015 | 2020 | 2025 | 2030 | 2035 | 2040
BM | 0 | 0 | 0 | 0 | 0 | 0
CC | 0 | 0 | 0 | 0 | 0 | 0
CSP | 0 | 0 | 0 | 0 | 0 | 0
CT | 0 | 0 | 0 | 0 | 0 | 0
Coal | 197.26 | 173.27 | 23.58 | 60.49 | 117.87 | 150.81
Geo | 0 | 0 | 0 | 0 | 0 | 0
H | 0 | 0 | 0 | 0 | 0 | 0
LFG | 0 | 0 | 0 | 0 | 0 | 0
Nuc | 0 | 0 | 0 | 0 | 0 | 0
PS | 0 | 0 | 0 | 0 | 0 | 0
PV | 0 | 0 | 0 | 0 | 0 | 0
PeakG | 0 | 0 | 0 | 0 | 0 | 0
PeakO | 0 | 0 | 0 | 0 | 0 | 0
ST | 0 | 0 | 0 | 0 | 0 | 0
STOG | 0 | 0 | 0 | 0 | 0 | 0
STWD | 0 | 0 | 0 | 0 | 0 | 0
WT | 0 | 0 | 0 | 0 | 0 | 0
IGCC | 0 | 0 | 0 | 0 | 0 | 0
DemandResponse | 0 | 0 | 0 | 0 | 0 | 0
IGCC-CCS | 0 | 0 | 0 | 0 | 0 | 0
WT_off | 0 | 0 | 0 | 0 | 0 | 0
PseudoUnit | 0 | 0 | 0 | 0 | 0 | 0
FixedInterchange | 0 | 0 | 0 | 0 | 0 | 0
Levelized Retrofit Capital Costs by Reporting Type: Nebraska
ReportingType | 2015 | 2020 | 2025 | 2030 | 2035 | 2040
BM | 0 | 0 | 0 | 0 | 0 | 0
CC | 0 | 0 | 0 | 0 | 0 | 0
CSP | 0 | 0 | 0 | 0 | 0 | 0
CT | 0 | 0 | 0 | 0 | 0 | 0
Coal | 0 | 143.01 | 144.71 | 1.71 | 0 | 0
Geo | 0 | 0 | 0 | 0 | 0 | 0
H | 0 | 0 | 0 | 0 | 0 | 0
LFG | 0 | 0 | 0 | 0 | 0 | 0
Nuc | 0 | 0 | 0 | 0 | 0 | 0
PS | 0 | 0 | 0 | 0 | 0 | 0
PV | 0 | 0 | 0 | 0 | 0 | 0
PeakG | 0 | 0 | 0 | 0 | 0 | 0
PeakO | 0 | 0 | 0 | 0 | 0 | 0
ST | 0 | 0 | 0 | 0 | 0 | 0
STOG | 0 | 0 | 0 | 0 | 0 | 0
STWD | 0 | 0 | 0 | 0 | 0 | 0
WT | 0 | 0 | 0 | 0 | 0 | 0
IGCC | 0 | 0 | 0 | 0 | 0 | 0
DemandResponse | 0 | 0 | 0 | 0 | 0 | 0
IGCC-CCS | 0 | 0 | 0 | 0 | 0 | 0
WT_off | 0 | 0 | 0 | 0 | 0 | 0
PseudoUnit | 0 | 0 | 0 | 0 | 0 | 0
FixedInterchange | 0 | 0 | 0 | 0 | 0 | 0
Levelized Retrofit Capital Costs by Reporting Type: NEISO
ReportingType | 2015 | 2020 | 2025 | 2030 | 2035 | 2040
BM | 0 | 0 | 0 | 0 | 0 | 0
CC | 0 | 0 | 0 | 0 | 0 | 0
CSP | 0 | 0 | 0 | 0 | 0 | 0
CT | 0 | 0 | 0 | 0 | 0 | 0
Coal | 29.15 | 29.15 | 0 | 0 | 0 | 0
Geo | 0 | 0 | 0 | 0 | 0 | 0
H | 0 | 0 | 0 | 0 | 0 | 0
LFG | 0 | 0 | 0 | 0 | 0 | 0
Nuc | 0 | 0 | 0 | 0 | 0 | 0
PS | 0 | 0 | 0 | 0 | 0 | 0
PV | 0 | 0 | 0 | 0 | 0 | 0
PeakG | 0 | 0 | 0 | 0 | 0 | 0
PeakO | 0 | 0 | 0 | 0 | 0 | 0
ST | 0 | 0 | 0 | 0 | 0 | 0
STOG | 0 | 0 | 0 | 0 | 0 | 0
STWD | 0 | 0 | 0 | 0 | 0 | 0
WT | 0 | 0 | 0 | 0 | 0 | 0
IGCC | 0 | 0 | 0 | 0 | 0 | 0
DemandResponse | 0 | 0 | 0 | 0 | 0 | 0
IGCC-CCS | 0 | 0 | 0 | 0 | 0 | 0
WT_off | 0 | 0 | 0 | 0 | 0 | 0
PseudoUnit | 0 | 0 | 0 | 0 | 0 | 0
FixedInterchange | 0 | 0 | 0 | 0 | 0 | 0
Levelized Retrofit Capital Costs by Reporting Type: NonRTO_Midwest
ReportingType | 2015 | 2020 | 2025 | 2030 | 2035 | 2040
BM | 0 | 0 | 0 | 0 | 0 | 0
CC | 0 | 0 | 0 | 0 | 0 | 0
CSP | 0 | 0 | 0 | 0 | 0 | 0
CT | 0 | 0 | 0 | 0 | 0 | 0
Coal | 165.72 | 163.99 | 28.95 | 256.31 | 286.13 | 32.82
Geo | 0 | 0 | 0 | 0 | 0 | 0
H | 0 | 0 | 0 | 0 | 0 | 0
LFG | 0 | 0 | 0 | 0 | 0 | 0
Nuc | 0 | 0 | 0 | 0 | 0 | 0
PS | 0 | 0 | 0 | 0 | 0 | 0
PV | 0 | 0 | 0 | 0 | 0 | 0
PeakG | 0 | 0 | 0 | 0 | 0 | 0
PeakO | 0 | 0 | 0 | 0 | 0 | 0
ST | 0 | 0 | 0 | 0 | 0 | 0
STOG | 0 | 0 | 0 | 0 | 0 | 0
STWD | 0 | 0 | 0 | 0 | 0 | 0
WT | 0 | 0 | 0 | 0 | 0 | 0
IGCC | 0 | 0 | 0 | 0 | 0 | 0
DemandResponse | 0 | 0 | 0 | 0 | 0 | 0
IGCC-CCS | 0 | 0 | 0 | 0 | 0 | 0
WT_off | 0 | 0 | 0 | 0 | 0 | 0
PseudoUnit | 0 | 0 | 0 | 0 | 0 | 0
FixedInterchange | 0 | 0 | 0 | 0 | 0 | 0
Levelized Retrofit Capital Costs by Reporting Type: NYISO_A-F
ReportingType | 2015 | 2020 | 2025 | 2030 | 2035 | 2040
BM | 0 | 0 | 0 | 0 | 0 | 0
CC | 0 | 0 | 0 | 0 | 0 | 0
CSP | 0 | 0 | 0 | 0 | 0 | 0
CT | 0 | 0 | 0 | 0 | 0 | 0
Coal | 0 | 0 | 0 | 0 | 0 | 0
Geo | 0 | 0 | 0 | 0 | 0 | 0
H | 0 | 0 | 0 | 0 | 0 | 0
LFG | 0 | 0 | 0 | 0 | 0 | 0
Nuc | 0 | 0 | 0 | 0 | 0 | 0
PS | 0 | 0 | 0 | 0 | 0 | 0
PV | 0 | 0 | 0 | 0 | 0 | 0
PeakG | 0 | 0 | 0 | 0 | 0 | 0
PeakO | 0 | 0 | 0 | 0 | 0 | 0
ST | 0 | 0 | 0 | 0 | 0 | 0
STOG | 0 | 0 | 0 | 0 | 0 | 0
STWD | 0 | 0 | 0 | 0 | 0 | 0
WT | 0 | 0 | 0 | 0 | 0 | 0
IGCC | 0 | 0 | 0 | 0 | 0 | 0
DemandResponse | 0 | 0 | 0 | 0 | 0 | 0
IGCC-CCS | 0 | 0 | 0 | 0 | 0 | 0
WT_off | 0 | 0 | 0 | 0 | 0 | 0
PseudoUnit | 0 | 0 | 0 | 0 | 0 | 0
FixedInterchange | 0 | 0 | 0 | 0 | 0 | 0
Levelized Retrofit Capital Costs by Reporting Type: NYISO_G-I
ReportingType | 2015 | 2020 | 2025 | 2030 | 2035 | 2040
BM | 0 | 0 | 0 | 0 | 0 | 0
CC | 0 | 0 | 0 | 0 | 0 | 0
CSP | 0 | 0 | 0 | 0 | 0 | 0
CT | 0 | 0 | 0 | 0 | 0 | 0
Coal | 0 | 0 | 0 | 0 | 0 | 0
Geo | 0 | 0 | 0 | 0 | 0 | 0
H | 0 | 0 | 0 | 0 | 0 | 0
LFG | 0 | 0 | 0 | 0 | 0 | 0
Nuc | 0 | 0 | 0 | 0 | 0 | 0
PS | 0 | 0 | 0 | 0 | 0 | 0
PV | 0 | 0 | 0 | 0 | 0 | 0
PeakG | 0 | 0 | 0 | 0 | 0 | 0
PeakO | 0 | 0 | 0 | 0 | 0 | 0
ST | 0 | 0 | 0 | 0 | 0 | 0
STOG | 0 | 0 | 0 | 0 | 0 | 0
STWD | 0 | 0 | 0 | 0 | 0 | 0
WT | 0 | 0 | 0 | 0 | 0 | 0
IGCC | 0 | 0 | 0 | 0 | 0 | 0
DemandResponse | 0 | 0 | 0 | 0 | 0 | 0
IGCC-CCS | 0 | 0 | 0 | 0 | 0 | 0
WT_off | 0 | 0 | 0 | 0 | 0 | 0
PseudoUnit | 0 | 0 | 0 | 0 | 0 | 0
FixedInterchange | 0 | 0 | 0 | 0 | 0 | 0
Levelized Retrofit Capital Costs by Reporting Type: NYISO_J-K
ReportingType | 2015 | 2020 | 2025 | 2030 | 2035 | 2040
BM | 0 | 0 | 0 | 0 | 0 | 0
CC | 0 | 0 | 0 | 0 | 0 | 0
CSP | 0 | 0 | 0 | 0 | 0 | 0
CT | 0 | 0 | 0 | 0 | 0 | 0
Coal | 0 | 0 | 0 | 0 | 0 | 0
Geo | 0 | 0 | 0 | 0 | 0 | 0
H | 0 | 0 | 0 | 0 | 0 | 0
LFG | 0 | 0 | 0 | 0 | 0 | 0
Nuc | 0 | 0 | 0 | 0 | 0 | 0
PS | 0 | 0 | 0 | 0 | 0 | 0
PV | 0 | 0 | 0 | 0 | 0 | 0
PeakG | 0 | 0 | 0 | 0 | 0 | 0
PeakO | 0 | 0 | 0 | 0 | 0 | 0
ST | 0 | 0 | 0 | 0 | 0 | 0
STOG | 0 | 0 | 0 | 0 | 0 | 0
STWD | 0 | 0 | 0 | 0 | 0 | 0
WT | 0 | 0 | 0 | 0 | 0 | 0
IGCC | 0 | 0 | 0 | 0 | 0 | 0
DemandResponse | 0 | 0 | 0 | 0 | 0 | 0
IGCC-CCS | 0 | 0 | 0 | 0 | 0 | 0
WT_off | 0 | 0 | 0 | 0 | 0 | 0
PseudoUnit | 0 | 0 | 0 | 0 | 0 | 0
FixedInterchange | 0 | 0 | 0 | 0 | 0 | 0
Levelized Retrofit Capital Costs by Reporting Type: PJM_E
ReportingType | 2015 | 2020 | 2025 | 2030 | 2035 | 2040
BM | 0 | 0 | 0 | 0 | 0 | 0
CC | 0 | 0 | 0 | 0 | 0 | 0
CSP | 0 | 0 | 0 | 0 | 0 | 0
CT | 0 | 0 | 0 | 0 | 0 | 0
Coal | 22.45 | 22.45 | 0 | 2.25 | 35.72 | 73.49
Geo | 0 | 0 | 0 | 0 | 0 | 0
H | 0 | 0 | 0 | 0 | 0 | 0
LFG | 0 | 0 | 0 | 0 | 0 | 0
Nuc | 0 | 0 | 0 | 0 | 0 | 0
PS | 0 | 0 | 0 | 0 | 0 | 0
PV | 0 | 0 | 0 | 0 | 0 | 0
PeakG | 0 | 0 | 0 | 0 | 0 | 0
PeakO | 0 | 0 | 0 | 0 | 0 | 0
ST | 0 | 0 | 0 | 0 | 0 | 0
STOG | 0 | 0 | 0 | 0 | 0 | 0
STWD | 0 | 0 | 0 | 0 | 0 | 0
WT | 0 | 0 | 0 | 0 | 0 | 0
IGCC | 0 | 0 | 0 | 0 | 0 | 0
DemandResponse | 0 | 0 | 0 | 0 | 0 | 0
IGCC-CCS | 0 | 0 | 0 | 0 | 0 | 0
WT_off | 0 | 0 | 0 | 0 | 0 | 0
PseudoUnit | 0 | 0 | 0 | 0 | 0 | 0
FixedInterchange | 0 | 0 | 0 | 0 | 0 | 0
Levelized Retrofit Capital Costs by Reporting Type: PJM_ROM
ReportingType | 2015 | 2020 | 2025 | 2030 | 2035 | 2040
BM | 0 | 0 | 0 | 0 | 0 | 0
CC | 0 | 0 | 0 | 0 | 0 | 0
CSP | 0 | 0 | 0 | 0 | 0 | 0
CT | 0 | 0 | 0 | 0 | 0 | 0
Coal | 14.63 | 0.53 | 0.53 | 0 | 0 | 0
Geo | 0 | 0 | 0 | 0 | 0 | 0
H | 0 | 0 | 0 | 0 | 0 | 0
LFG | 0 | 0 | 0 | 0 | 0 | 0
Nuc | 0 | 0 | 0 | 0 | 0 | 0
PS | 0 | 0 | 0 | 0 | 0 | 0
PV | 0 | 0 | 0 | 0 | 0 | 0
PeakG | 0 | 0 | 0 | 0 | 0 | 0
PeakO | 0 | 0 | 0 | 0 | 0 | 0
ST | 0 | 0 | 0 | 0 | 0 | 0
STOG | 0 | 0 | 0 | 0 | 0 | 0
STWD | 0 | 0 | 0 | 0 | 0 | 0
WT | 0 | 0 | 0 | 0 | 0 | 0
IGCC | 0 | 0 | 0 | 0 | 0 | 0
DemandResponse | 0 | 0 | 0 | 0 | 0 | 0
IGCC-CCS | 0 | 0 | 0 | 0 | 0 | 0
WT_off | 0 | 0 | 0 | 0 | 0 | 0
PseudoUnit | 0 | 0 | 0 | 0 | 0 | 0
FixedInterchange | 0 | 0 | 0 | 0 | 0 | 0
Levelized Retrofit Capital Costs by Reporting Type: PJM_ROR
ReportingType | 2015 | 2020 | 2025 | 2030 | 2035 | 2040
BM | 0 | 0 | 0 | 0 | 0 | 0
CC | 0 | 0 | 0 | 0 | 0 | 0
CSP | 0 | 0 | 0 | 0 | 0 | 0
CT | 0 | 0 | 0 | 0 | 0 | 0
Coal | 46.99 | 146.57 | 403.97 | 571.48 | 963.99 | 649.9
Geo | 0 | 0 | 0 | 0 | 0 | 0
H | 0 | 0 | 0 | 0 | 0 | 0
LFG | 0 | 0 | 0 | 0 | 0 | 0
Nuc | 0 | 0 | 0 | 0 | 0 | 0
PS | 0 | 0 | 0 | 0 | 0 | 0
PV | 0 | 0 | 0 | 0 | 0 | 0
PeakG | 0 | 0 | 0 | 0 | 0 | 0
PeakO | 0 | 0 | 0 | 0 | 0 | 0
ST | 0 | 0 | 0 | 0 | 0 | 0
STOG | 0 | 0 | 0 | 0 | 0 | 0
STWD | 0 | 0 | 0 | 0 | 0 | 0
WT | 0 | 0 | 0 | 0 | 0 | 0
IGCC | 0 | 0 | 0 | 0 | 0 | 0
DemandResponse | 0 | 0 | 0 | 0 | 0 | 0
IGCC-CCS | 0 | 0 | 0 | 0 | 0 | 0
WT_off | 0 | 0 | 0 | 0 | 0 | 0
PseudoUnit | 0 | 0 | 0 | 0 | 0 | 0
FixedInterchange | 0 | 0 | 0 | 0 | 0 | 0
Levelized Retrofit Capital Costs by Reporting Type: SOCO
ReportingType | 2015 | 2020 | 2025 | 2030 | 2035 | 2040
BM | 0 | 0 | 0 | 0 | 0 | 0
CC | 0 | 0 | 0 | 0 | 0 | 0
CSP | 0 | 0 | 0 | 0 | 0 | 0
CT | 0 | 0 | 0 | 0 | 0 | 0
Coal | 400.34 | 419.96 | 322.96 | 404.53 | 101.19 | 0
Geo | 0 | 0 | 0 | 0 | 0 | 0
H | 0 | 0 | 0 | 0 | 0 | 0
LFG | 0 | 0 | 0 | 0 | 0 | 0
Nuc | 0 | 0 | 0 | 0 | 0 | 0
PS | 0 | 0 | 0 | 0 | 0 | 0
PV | 0 | 0 | 0 | 0 | 0 | 0
PeakG | 0 | 0 | 0 | 0 | 0 | 0
PeakO | 0 | 0 | 0 | 0 | 0 | 0
ST | 0 | 0 | 0 | 0 | 0 | 0
STOG | 0 | 0 | 0 | 0 | 0 | 0
STWD | 0 | 0 | 0 | 0 | 0 | 0
WT | 0 | 0 | 0 | 0 | 0 | 0
IGCC | 0 | 0 | 0 | 0 | 0 | 0
DemandResponse | 0 | 0 | 0 | 0 | 0 | 0
IGCC-CCS | 0 | 0 | 0 | 0 | 0 | 0
WT_off | 0 | 0 | 0 | 0 | 0 | 0
PseudoUnit | 0 | 0 | 0 | 0 | 0 | 0
FixedInterchange | 0 | 0 | 0 | 0 | 0 | 0
Levelized Retrofit Capital Costs by Reporting Type: SPP_N
ReportingType | 2015 | 2020 | 2025 | 2030 | 2035 | 2040
BM | 0 | 0 | 0 | 0 | 0 | 0
CC | 0 | 0 | 0 | 0 | 0 | 0
CSP | 0 | 0 | 0 | 0 | 0 | 0
CT | 0 | 0 | 0 | 0 | 0 | 0
Coal | 0 | 47.08 | 49.34 | 144.88 | 276.73 | 134.1
Geo | 0 | 0 | 0 | 0 | 0 | 0
H | 0 | 0 | 0 | 0 | 0 | 0
LFG | 0 | 0 | 0 | 0 | 0 | 0
Nuc | 0 | 0 | 0 | 0 | 0 | 0
PS | 0 | 0 | 0 | 0 | 0 | 0
PV | 0 | 0 | 0 | 0 | 0 | 0
PeakG | 0 | 0 | 0 | 0 | 0 | 0
PeakO | 0 | 0 | 0 | 0 | 0 | 0
ST | 0 | 0 | 0 | 0 | 0 | 0
STOG | 0 | 0 | 0 | 0 | 0 | 0
STWD | 0 | 0 | 0 | 0 | 0 | 0
WT | 0 | 0 | 0 | 0 | 0 | 0
IGCC | 0 | 0 | 0 | 0 | 0 | 0
DemandResponse | 0 | 0 | 0 | 0 | 0 | 0
IGCC-CCS | 0 | 0 | 0 | 0 | 0 | 0
WT_off | 0 | 0 | 0 | 0 | 0 | 0
PseudoUnit | 0 | 0 | 0 | 0 | 0 | 0
FixedInterchange | 0 | 0 | 0 | 0 | 0 | 0
Levelized Retrofit Capital Costs by Reporting Type: SPP_S
ReportingType | 2015 | 2020 | 2025 | 2030 | 2035 | 2040
BM | 0 | 0 | 0 | 0 | 0 | 0
CC | 0 | 0 | 0 | 0 | 0 | 0
CSP | 0 | 0 | 0 | 0 | 0 | 0
CT | 0 | 0 | 0 | 0 | 0 | 0
Coal | 0 | 20.71 | 20.71 | 0 | 0 | 0
Geo | 0 | 0 | 0 | 0 | 0 | 0
H | 0 | 0 | 0 | 0 | 0 | 0
LFG | 0 | 0 | 0 | 0 | 0 | 0
Nuc | 0 | 0 | 0 | 0 | 0 | 0
PS | 0 | 0 | 0 | 0 | 0 | 0
PV | 0 | 0 | 0 | 0 | 0 | 0
PeakG | 0 | 0 | 0 | 0 | 0 | 0
PeakO | 0 | 0 | 0 | 0 | 0 | 0
ST | 0 | 0 | 0 | 0 | 0 | 0
STOG | 0 | 0 | 0 | 0 | 0 | 0
STWD | 0 | 0 | 0 | 0 | 0 | 0
WT | 0 | 0 | 0 | 0 | 0 | 0
IGCC | 0 | 0 | 0 | 0 | 0 | 0
DemandResponse | 0 | 0 | 0 | 0 | 0 | 0
IGCC-CCS | 0 | 0 | 0 | 0 | 0 | 0
WT_off | 0 | 0 | 0 | 0 | 0 | 0
PseudoUnit | 0 | 0 | 0 | 0 | 0 | 0
FixedInterchange | 0 | 0 | 0 | 0 | 0 | 0
Levelized Retrofit Capital Costs by Reporting Type: TVA
ReportingType | 2015 | 2020 | 2025 | 2030 | 2035 | 2040
BM | 0 | 0 | 0 | 0 | 0 | 0
CC | 0 | 0 | 0 | 0 | 0 | 0
CSP | 0 | 0 | 0 | 0 | 0 | 0
CT | 0 | 0 | 0 | 0 | 0 | 0
Coal | 0 | 23.02 | 23.02 | 0 | 0 | 0
Geo | 0 | 0 | 0 | 0 | 0 | 0
H | 0 | 0 | 0 | 0 | 0 | 0
LFG | 0 | 0 | 0 | 0 | 0 | 0
Nuc | 0 | 0 | 0 | 0 | 0 | 0
PS | 0 | 0 | 0 | 0 | 0 | 0
PV | 0 | 0 | 0 | 0 | 0 | 0
PeakG | 0 | 0 | 0 | 0 | 0 | 0
PeakO | 0 | 0 | 0 | 0 | 0 | 0
ST | 0 | 0 | 0 | 0 | 0 | 0
STOG | 0 | 0 | 0 | 0 | 0 | 0
STWD | 0 | 0 | 0 | 0 | 0 | 0
WT | 0 | 0 | 0 | 0 | 0 | 0
IGCC | 0 | 0 | 0 | 0 | 0 | 0
DemandResponse | 0 | 0 | 0 | 0 | 0 | 0
IGCC-CCS | 0 | 0 | 0 | 0 | 0 | 0
WT_off | 0 | 0 | 0 | 0 | 0 | 0
PseudoUnit | 0 | 0 | 0 | 0 | 0 | 0
FixedInterchange | 0 | 0 | 0 | 0 | 0 | 0
Levelized Retrofit Capital Costs by Reporting Type: TVA_Transmission
ReportingType | 2015 | 2020 | 2025 | 2030 | 2035 | 2040
BM | 0 | 0 | 0 | 0 | 0 | 0
CC | 0 | 0 | 0 | 0 | 0 | 0
CSP | 0 | 0 | 0 | 0 | 0 | 0
CT | 0 | 0 | 0 | 0 | 0 | 0
Coal | 0 | 0 | 0 | 0 | 0 | 0
Geo | 0 | 0 | 0 | 0 | 0 | 0
H | 0 | 0 | 0 | 0 | 0 | 0
LFG | 0 | 0 | 0 | 0 | 0 | 0
Nuc | 0 | 0 | 0 | 0 | 0 | 0
PS | 0 | 0 | 0 | 0 | 0 | 0
PV | 0 | 0 | 0 | 0 | 0 | 0
PeakG | 0 | 0 | 0 | 0 | 0 | 0
PeakO | 0 | 0 | 0 | 0 | 0 | 0
ST | 0 | 0 | 0 | 0 | 0 | 0
STOG | 0 | 0 | 0 | 0 | 0 | 0
STWD | 0 | 0 | 0 | 0 | 0 | 0
WT | 0 | 0 | 0 | 0 | 0 | 0
IGCC | 0 | 0 | 0 | 0 | 0 | 0
DemandResponse | 0 | 0 | 0 | 0 | 0 | 0
IGCC-CCS | 0 | 0 | 0 | 0 | 0 | 0
WT_off | 0 | 0 | 0 | 0 | 0 | 0
PseudoUnit | 0 | 0 | 0 | 0 | 0 | 0
FixedInterchange | 0 | 0 | 0 | 0 | 0 | 0
Levelized Retrofit Capital Costs by Reporting Type: VACAR
ReportingType | 2015 | 2020 | 2025 | 2030 | 2035 | 2040
BM | 0 | 0 | 0 | 0 | 0 | 0
CC | 0 | 0 | 0 | 0 | 0 | 0
CSP | 0 | 0 | 0 | 0 | 0 | 0
CT | 0 | 0 | 0 | 0 | 0 | 0
Coal | 0 | 43.99 | 122.86 | 129.43 | 126.71 | 76.15
Geo | 0 | 0 | 0 | 0 | 0 | 0
H | 0 | 0 | 0 | 0 | 0 | 0
LFG | 0 | 0 | 0 | 0 | 0 | 0
Nuc | 0 | 0 | 0 | 0 | 0 | 0
PS | 0 | 0 | 0 | 0 | 0 | 0
PV | 0 | 0 | 0 | 0 | 0 | 0
PeakG | 0 | 0 | 0 | 0 | 0 | 0
PeakO | 0 | 0 | 0 | 0 | 0 | 0
ST | 0 | 0 | 0 | 0 | 0 | 0
STOG | 0 | 0 | 0 | 0 | 0 | 0
STWD | 0 | 0 | 0 | 0 | 0 | 0
WT | 0 | 0 | 0 | 0 | 0 | 0
IGCC | 0 | 0 | 0 | 0 | 0 | 0
DemandResponse | 0 | 0 | 0 | 0 | 0 | 0
IGCC-CCS | 0 | 0 | 0 | 0 | 0 | 0
WT_off | 0 | 0 | 0 | 0 | 0 | 0
PseudoUnit | 0 | 0 | 0 | 0 | 0 | 0
FixedInterchange | 0 | 0 | 0 | 0 | 0 | 0
Levelized Retrofit Capital Costs by Reporting Type: IESO
ReportingType | 2015 | 2020 | 2025 | 2030 | 2035 | 2040
BM | 0 | 0 | 0 | 0 | 0 | 0
CC | 0 | 0 | 0 | 0 | 0 | 0
CSP | 0 | 0 | 0 | 0 | 0 | 0
CT | 0 | 0 | 0 | 0 | 0 | 0
Coal | 0 | 0 | 0 | 0 | 0 | 0
Geo | 0 | 0 | 0 | 0 | 0 | 0
H | 0 | 0 | 0 | 0 | 0 | 0
LFG | 0 | 0 | 0 | 0 | 0 | 0
Nuc | 0 | 0 | 0 | 0 | 0 | 0
PS | 0 | 0 | 0 | 0 | 0 | 0
PV | 0 | 0 | 0 | 0 | 0 | 0
PeakG | 0 | 0 | 0 | 0 | 0 | 0
PeakO | 0 | 0 | 0 | 0 | 0 | 0
ST | 0 | 0 | 0 | 0 | 0 | 0
STOG | 0 | 0 | 0 | 0 | 0 | 0
STWD | 0 | 0 | 0 | 0 | 0 | 0
WT | 0 | 0 | 0 | 0 | 0 | 0
IGCC | 0 | 0 | 0 | 0 | 0 | 0
DemandResponse | 0 | 0 | 0 | 0 | 0 | 0
IGCC-CCS | 0 | 0 | 0 | 0 | 0 | 0
WT_off | 0 | 0 | 0 | 0 | 0 | 0
PseudoUnit | 0 | 0 | 0 | 0 | 0 | 0
FixedInterchange | 0 | 0 | 0 | 0 | 0 | 0
Levelized Retrofit Capital Costs by Reporting Type: MAPP_CA
ReportingType | 2015 | 2020 | 2025 | 2030 | 2035 | 2040
BM | 0 | 0 | 0 | 0 | 0 | 0
CC | 0 | 0 | 0 | 0 | 0 | 0
CSP | 0 | 0 | 0 | 0 | 0 | 0
CT | 0 | 0 | 0 | 0 | 0 | 0
Coal | 0 | 0 | 0 | 0 | 0 | 0
Geo | 0 | 0 | 0 | 0 | 0 | 0
H | 0 | 0 | 0 | 0 | 0 | 0
LFG | 0 | 0 | 0 | 0 | 0 | 0
Nuc | 0 | 0 | 0 | 0 | 0 | 0
PS | 0 | 0 | 0 | 0 | 0 | 0
PV | 0 | 0 | 0 | 0 | 0 | 0
PeakG | 0 | 0 | 0 | 0 | 0 | 0
PeakO | 0 | 0 | 0 | 0 | 0 | 0
ST | 0 | 0 | 0 | 0 | 0 | 0
STOG | 0 | 0 | 0 | 0 | 0 | 0
STWD | 0 | 0 | 0 | 0 | 0 | 0
WT | 0 | 0 | 0 | 0 | 0 | 0
IGCC | 0 | 0 | 0 | 0 | 0 | 0
DemandResponse | 0 | 0 | 0 | 0 | 0 | 0
IGCC-CCS | 0 | 0 | 0 | 0 | 0 | 0
WT_off | 0 | 0 | 0 | 0 | 0 | 0
PseudoUnit | 0 | 0 | 0 | 0 | 0 | 0
FixedInterchange | 0 | 0 | 0 | 0 | 0 | 0
Levelized Retrofit Capital Costs by Reporting Type: AZ_NM_SNV_Coal
ReportingType | 2015 | 2020 | 2025 | 2030 | 2035 | 2040
BM | 0 | 0 | 0 | 0 | 0 | 0
CC | 0 | 0 | 0 | 0 | 0 | 0
CSP | 0 | 0 | 0 | 0 | 0 | 0
CT | 0 | 0 | 0 | 0 | 0 | 0
Coal | 49.67 | 60.69 | 27.76 | 27.6 | 182.29 | 154.69
Geo | 0 | 0 | 0 | 0 | 0 | 0
H | 0 | 0 | 0 | 0 | 0 | 0
LFG | 0 | 0 | 0 | 0 | 0 | 0
Nuc | 0 | 0 | 0 | 0 | 0 | 0
PS | 0 | 0 | 0 | 0 | 0 | 0
PV | 0 | 0 | 0 | 0 | 0 | 0
PeakG | 0 | 0 | 0 | 0 | 0 | 0
PeakO | 0 | 0 | 0 | 0 | 0 | 0
ST | 0 | 0 | 0 | 0 | 0 | 0
STOG | 0 | 0 | 0 | 0 | 0 | 0
STWD | 0 | 0 | 0 | 0 | 0 | 0
WT | 0 | 0 | 0 | 0 | 0 | 0
IGCC | 0 | 0 | 0 | 0 | 0 | 0
DemandResponse | 0 | 0 | 0 | 0 | 0 | 0
IGCC-CCS | 0 | 0 | 0 | 0 | 0 | 0
WT_off | 0 | 0 | 0 | 0 | 0 | 0
PseudoUnit | 0 | 0 | 0 | 0 | 0 | 0
FixedInterchange | 0 | 0 | 0 | 0 | 0 | 0
Levelized Retrofit Capital Costs by Reporting Type: AZ_NM_SNV_Gas
ReportingType | 2015 | 2020 | 2025 | 2030 | 2035 | 2040
BM | 0 | 0 | 0 | 0 | 0 | 0
CC | 0 | 0 | 0 | 0 | 0 | 0
CSP | 0 | 0 | 0 | 0 | 0 | 0
CT | 0 | 0 | 0 | 0 | 0 | 0
Coal | 0 | 0 | 0 | 0 | 0 | 0
Geo | 0 | 0 | 0 | 0 | 0 | 0
H | 0 | 0 | 0 | 0 | 0 | 0
LFG | 0 | 0 | 0 | 0 | 0 | 0
Nuc | 0 | 0 | 0 | 0 | 0 | 0
PS | 0 | 0 | 0 | 0 | 0 | 0
PV | 0 | 0 | 0 | 0 | 0 | 0
PeakG | 0 | 0 | 0 | 0 | 0 | 0
PeakO | 0 | 0 | 0 | 0 | 0 | 0
ST | 0 | 0 | 0 | 0 | 0 | 0
STOG | 0 | 0 | 0 | 0 | 0 | 0
STWD | 0 | 0 | 0 | 0 | 0 | 0
WT | 0 | 0 | 0 | 0 | 0 | 0
IGCC | 0 | 0 | 0 | 0 | 0 | 0
DemandResponse | 0 | 0 | 0 | 0 | 0 | 0
IGCC-CCS | 0 | 0 | 0 | 0 | 0 | 0
WT_off | 0 | 0 | 0 | 0 | 0 | 0
PseudoUnit | 0 | 0 | 0 | 0 | 0 | 0
FixedInterchange | 0 | 0 | 0 | 0 | 0 | 0
Levelized Retrofit Capital Costs by Reporting Type: AZ_NM_SNV_NucRenew
ReportingType | 2015 | 2020 | 2025 | 2030 | 2035 | 2040
BM | 0 | 0 | 0 | 0 | 0 | 0
CC | 0 | 0 | 0 | 0 | 0 | 0
CSP | 0 | 0 | 0 | 0 | 0 | 0
CT | 0 | 0 | 0 | 0 | 0 | 0
Coal | 0 | 0 | 0 | 0 | 0 | 0
Geo | 0 | 0 | 0 | 0 | 0 | 0
H | 0 | 0 | 0 | 0 | 0 | 0
LFG | 0 | 0 | 0 | 0 | 0 | 0
Nuc | 0 | 0 | 0 | 0 | 0 | 0
PS | 0 | 0 | 0 | 0 | 0 | 0
PV | 0 | 0 | 0 | 0 | 0 | 0
PeakG | 0 | 0 | 0 | 0 | 0 | 0
PeakO | 0 | 0 | 0 | 0 | 0 | 0
ST | 0 | 0 | 0 | 0 | 0 | 0
STOG | 0 | 0 | 0 | 0 | 0 | 0
STWD | 0 | 0 | 0 | 0 | 0 | 0
WT | 0 | 0 | 0 | 0 | 0 | 0
IGCC | 0 | 0 | 0 | 0 | 0 | 0
DemandResponse | 0 | 0 | 0 | 0 | 0 | 0
IGCC-CCS | 0 | 0 | 0 | 0 | 0 | 0
WT_off | 0 | 0 | 0 | 0 | 0 | 0
PseudoUnit | 0 | 0 | 0 | 0 | 0 | 0
FixedInterchange | 0 | 0 | 0 | 0 | 0 | 0
Levelized Retrofit Capital Costs by Reporting Type: ERCOT
ReportingType | 2015 | 2020 | 2025 | 2030 | 2035 | 2040
BM | 0 | 0 | 0 | 0 | 0 | 0
CC | 0 | 0 | 0 | 0 | 0 | 0
CSP | 0 | 0 | 0 | 0 | 0 | 0
CT | 0 | 0 | 0 | 0 | 0 | 0
Coal | 82.51 | 5.82 | 181.97 | 285.01 | 158.78 | 49.92
Geo | 0 | 0 | 0 | 0 | 0 | 0
H | 0 | 0 | 0 | 0 | 0 | 0
LFG | 0 | 0 | 0 | 0 | 0 | 0
Nuc | 0 | 0 | 0 | 0 | 0 | 0
PS | 0 | 0 | 0 | 0 | 0 | 0
PV | 0 | 0 | 0 | 0 | 0 | 0
PeakG | 0 | 0 | 0 | 0 | 0 | 0
PeakO | 0 | 0 | 0 | 0 | 0 | 0
ST | 0 | 0 | 0 | 0 | 0 | 0
STOG | 0 | 0 | 0 | 0 | 0 | 0
STWD | 0 | 0 | 0 | 0 | 0 | 0
WT | 0 | 0 | 0 | 0 | 0 | 0
IGCC | 0 | 0 | 0 | 0 | 0 | 0
DemandResponse | 0 | 0 | 0 | 0 | 0 | 0
IGCC-CCS | 0 | 0 | 0 | 0 | 0 | 0
WT_off | 0 | 0 | 0 | 0 | 0 | 0
PseudoUnit | 0 | 0 | 0 | 0 | 0 | 0
FixedInterchange | 0 | 0 | 0 | 0 | 0 | 0
Levelized Retrofit Capital Costs by Reporting Type: NP15
ReportingType | 2015 | 2020 | 2025 | 2030 | 2035 | 2040
BM | 0 | 0 | 0 | 0 | 0 | 0
CC | 0 | 0 | 0 | 0 | 0 | 0
CSP | 0 | 0 | 0 | 0 | 0 | 0
CT | 0 | 0 | 0 | 0 | 0 | 0
Coal | 0 | 0 | 0 | 0 | 0 | 0
Geo | 0 | 0 | 0 | 0 | 0 | 0
H | 0 | 0 | 0 | 0 | 0 | 0
LFG | 0 | 0 | 0 | 0 | 0 | 0
Nuc | 0 | 0 | 0 | 0 | 0 | 0
PS | 0 | 0 | 0 | 0 | 0 | 0
PV | 0 | 0 | 0 | 0 | 0 | 0
PeakG | 0 | 0 | 0 | 0 | 0 | 0
PeakO | 0 | 0 | 0 | 0 | 0 | 0
ST | 0 | 0 | 0 | 0 | 0 | 0
STOG | 0 | 0 | 0 | 0 | 0 | 0
STWD | 0 | 0 | 0 | 0 | 0 | 0
WT | 0 | 0 | 0 | 0 | 0 | 0
IGCC | 0 | 0 | 0 | 0 | 0 | 0
DemandResponse | 0 | 0 | 0 | 0 | 0 | 0
IGCC-CCS | 0 | 0 | 0 | 0 | 0 | 0
WT_off | 0 | 0 | 0 | 0 | 0 | 0
PseudoUnit | 0 | 0 | 0 | 0 | 0 | 0
FixedInterchange | 0 | 0 | 0 | 0 | 0 | 0
Levelized Retrofit Capital Costs by Reporting Type: NWPP_Coal
ReportingType | 2015 | 2020 | 2025 | 2030 | 2035 | 2040
BM | 0 | 0 | 0 | 0 | 0 | 0
CC | 0 | 0 | 0 | 0 | 0 | 0
CSP | 0 | 0 | 0 | 0 | 0 | 0
CT | 0 | 0 | 0 | 0 | 0 | 0
Coal | 0 | 50.24 | 121.14 | 70.9 | 0 | 0
Geo | 0 | 0 | 0 | 0 | 0 | 0
H | 0 | 0 | 0 | 0 | 0 | 0
LFG | 0 | 0 | 0 | 0 | 0 | 0
Nuc | 0 | 0 | 0 | 0 | 0 | 0
PS | 0 | 0 | 0 | 0 | 0 | 0
PV | 0 | 0 | 0 | 0 | 0 | 0
PeakG | 0 | 0 | 0 | 0 | 0 | 0
PeakO | 0 | 0 | 0 | 0 | 0 | 0
ST | 0 | 0 | 0 | 0 | 0 | 0
STOG | 0 | 0 | 0 | 0 | 0 | 0
STWD | 0 | 0 | 0 | 0 | 0 | 0
WT | 0 | 0 | 0 | 0 | 0 | 0
IGCC | 0 | 0 | 0 | 0 | 0 | 0
DemandResponse | 0 | 0 | 0 | 0 | 0 | 0
IGCC-CCS | 0 | 0 | 0 | 0 | 0 | 0
WT_off | 0 | 0 | 0 | 0 | 0 | 0
PseudoUnit | 0 | 0 | 0 | 0 | 0 | 0
FixedInterchange | 0 | 0 | 0 | 0 | 0 | 0
Levelized Retrofit Capital Costs by Reporting Type: NWPP_Gas
ReportingType | 2015 | 2020 | 2025 | 2030 | 2035 | 2040
BM | 0 | 0 | 0 | 0 | 0 | 0
CC | 0 | 0 | 0 | 0 | 0 | 0
CSP | 0 | 0 | 0 | 0 | 0 | 0
CT | 0 | 0 | 0 | 0 | 0 | 0
Coal | 0 | 0 | 0 | 0 | 0 | 0
Geo | 0 | 0 | 0 | 0 | 0 | 0
H | 0 | 0 | 0 | 0 | 0 | 0
LFG | 0 | 0 | 0 | 0 | 0 | 0
Nuc | 0 | 0 | 0 | 0 | 0 | 0
PS | 0 | 0 | 0 | 0 | 0 | 0
PV | 0 | 0 | 0 | 0 | 0 | 0
PeakG | 0 | 0 | 0 | 0 | 0 | 0
PeakO | 0 | 0 | 0 | 0 | 0 | 0
ST | 0 | 0 | 0 | 0 | 0 | 0
STOG | 0 | 0 | 0 | 0 | 0 | 0
STWD | 0 | 0 | 0 | 0 | 0 | 0
WT | 0 | 0 | 0 | 0 | 0 | 0
IGCC | 0 | 0 | 0 | 0 | 0 | 0
DemandResponse | 0 | 0 | 0 | 0 | 0 | 0
IGCC-CCS | 0 | 0 | 0 | 0 | 0 | 0
WT_off | 0 | 0 | 0 | 0 | 0 | 0
PseudoUnit | 0 | 0 | 0 | 0 | 0 | 0
FixedInterchange | 0 | 0 | 0 | 0 | 0 | 0
Levelized Retrofit Capital Costs by Reporting Type: NWPP_NucRenew
ReportingType | 2015 | 2020 | 2025 | 2030 | 2035 | 2040
BM | 0 | 0 | 0 | 0 | 0 | 0
CC | 0 | 0 | 0 | 0 | 0 | 0
CSP | 0 | 0 | 0 | 0 | 0 | 0
CT | 0 | 0 | 0 | 0 | 0 | 0
Coal | 0 | 0 | 0 | 0 | 0 | 0
Geo | 0 | 0 | 0 | 0 | 0 | 0
H | 0 | 0 | 0 | 0 | 0 | 0
LFG | 0 | 0 | 0 | 0 | 0 | 0
Nuc | 0 | 0 | 0 | 0 | 0 | 0
PS | 0 | 0 | 0 | 0 | 0 | 0
PV | 0 | 0 | 0 | 0 | 0 | 0
PeakG | 0 | 0 | 0 | 0 | 0 | 0
PeakO | 0 | 0 | 0 | 0 | 0 | 0
ST | 0 | 0 | 0 | 0 | 0 | 0
STOG | 0 | 0 | 0 | 0 | 0 | 0
STWD | 0 | 0 | 0 | 0 | 0 | 0
WT | 0 | 0 | 0 | 0 | 0 | 0
IGCC | 0 | 0 | 0 | 0 | 0 | 0
DemandResponse | 0 | 0 | 0 | 0 | 0 | 0
IGCC-CCS | 0 | 0 | 0 | 0 | 0 | 0
WT_off | 0 | 0 | 0 | 0 | 0 | 0
PseudoUnit | 0 | 0 | 0 | 0 | 0 | 0
FixedInterchange | 0 | 0 | 0 | 0 | 0 | 0
Levelized Retrofit Capital Costs by Reporting Type: RMPA
ReportingType | 2015 | 2020 | 2025 | 2030 | 2035 | 2040
BM | 0 | 0 | 0 | 0 | 0 | 0
CC | 0 | 0 | 0 | 0 | 0 | 0
CSP | 0 | 0 | 0 | 0 | 0 | 0
CT | 0 | 0 | 0 | 0 | 0 | 0
Coal | 29.1 | 21.65 | 187.21 | 165.56 | 0 | 0
Geo | 0 | 0 | 0 | 0 | 0 | 0
H | 0 | 0 | 0 | 0 | 0 | 0
LFG | 0 | 0 | 0 | 0 | 0 | 0
Nuc | 0 | 0 | 0 | 0 | 0 | 0
PS | 0 | 0 | 0 | 0 | 0 | 0
PV | 0 | 0 | 0 | 0 | 0 | 0
PeakG | 0 | 0 | 0 | 0 | 0 | 0
PeakO | 0 | 0 | 0 | 0 | 0 | 0
ST | 0 | 0 | 0 | 0 | 0 | 0
STOG | 0 | 0 | 0 | 0 | 0 | 0
STWD | 0 | 0 | 0 | 0 | 0 | 0
WT | 0 | 0 | 0 | 0 | 0 | 0
IGCC | 0 | 0 | 0 | 0 | 0 | 0
DemandResponse | 0 | 0 | 0 | 0 | 0 | 0
IGCC-CCS | 0 | 0 | 0 | 0 | 0 | 0
WT_off | 0 | 0 | 0 | 0 | 0 | 0
PseudoUnit | 0 | 0 | 0 | 0 | 0 | 0
FixedInterchange | 0 | 0 | 0 | 0 | 0 | 0
Levelized Retrofit Capital Costs by Reporting Type: SP15
ReportingType | 2015 | 2020 | 2025 | 2030 | 2035 | 2040
BM | 0 | 0 | 0 | 0 | 0 | 0
CC | 0 | 0 | 0 | 0 | 0 | 0
CSP | 0 | 0 | 0 | 0 | 0 | 0
CT | 0 | 0 | 0 | 0 | 0 | 0
Coal | 0 | 2.92 | 2.92 | 0 | 0 | 0
Geo | 0 | 0 | 0 | 0 | 0 | 0
H | 0 | 0 | 0 | 0 | 0 | 0
LFG | 0 | 0 | 0 | 0 | 0 | 0
Nuc | 0 | 0 | 0 | 0 | 0 | 0
PS | 0 | 0 | 0 | 0 | 0 | 0
PV | 0 | 0 | 0 | 0 | 0 | 0
PeakG | 0 | 0 | 0 | 0 | 0 | 0
PeakO | 0 | 0 | 0 | 0 | 0 | 0
ST | 0 | 0 | 0 | 0 | 0 | 0
STOG | 0 | 0 | 0 | 0 | 0 | 0
STWD | 0 | 0 | 0 | 0 | 0 | 0
WT | 0 | 0 | 0 | 0 | 0 | 0
IGCC | 0 | 0 | 0 | 0 | 0 | 0
DemandResponse | 0 | 0 | 0 | 0 | 0 | 0
IGCC-CCS | 0 | 0 | 0 | 0 | 0 | 0
WT_off | 0 | 0 | 0 | 0 | 0 | 0
PseudoUnit | 0 | 0 | 0 | 0 | 0 | 0
FixedInterchange | 0 | 0 | 0 | 0 | 0 | 0
Levelized Retrofit Capital Costs by Reporting Type: ALB
ReportingType | 2015 | 2020 | 2025 | 2030 | 2035 | 2040
BM | 0 | 0 | 0 | 0 | 0 | 0
CC | 0 | 0 | 0 | 0 | 0 | 0
CSP | 0 | 0 | 0 | 0 | 0 | 0
CT | 0 | 0 | 0 | 0 | 0 | 0
Coal | 0 | 0 | 0 | 0 | 0 | 0
Geo | 0 | 0 | 0 | 0 | 0 | 0
H | 0 | 0 | 0 | 0 | 0 | 0
LFG | 0 | 0 | 0 | 0 | 0 | 0
Nuc | 0 | 0 | 0 | 0 | 0 | 0
PS | 0 | 0 | 0 | 0 | 0 | 0
PV | 0 | 0 | 0 | 0 | 0 | 0
PeakG | 0 | 0 | 0 | 0 | 0 | 0
PeakO | 0 | 0 | 0 | 0 | 0 | 0
ST | 0 | 0 | 0 | 0 | 0 | 0
STOG | 0 | 0 | 0 | 0 | 0 | 0
STWD | 0 | 0 | 0 | 0 | 0 | 0
WT | 0 | 0 | 0 | 0 | 0 | 0
IGCC | 0 | 0 | 0 | 0 | 0 | 0
DemandResponse | 0 | 0 | 0 | 0 | 0 | 0
IGCC-CCS | 0 | 0 | 0 | 0 | 0 | 0
WT_off | 0 | 0 | 0 | 0 | 0 | 0
PseudoUnit | 0 | 0 | 0 | 0 | 0 | 0
FixedInterchange | 0 | 0 | 0 | 0 | 0 | 0
Levelized Retrofit Capital Costs by Reporting Type: BC
ReportingType | 2015 | 2020 | 2025 | 2030 | 2035 | 2040
BM | 0 | 0 | 0 | 0 | 0 | 0
CC | 0 | 0 | 0 | 0 | 0 | 0
CSP | 0 | 0 | 0 | 0 | 0 | 0
CT | 0 | 0 | 0 | 0 | 0 | 0
Coal | 0 | 0 | 0 | 0 | 0 | 0
Geo | 0 | 0 | 0 | 0 | 0 | 0
H | 0 | 0 | 0 | 0 | 0 | 0
LFG | 0 | 0 | 0 | 0 | 0 | 0
Nuc | 0 | 0 | 0 | 0 | 0 | 0
PS | 0 | 0 | 0 | 0 | 0 | 0
PV | 0 | 0 | 0 | 0 | 0 | 0
PeakG | 0 | 0 | 0 | 0 | 0 | 0
PeakO | 0 | 0 | 0 | 0 | 0 | 0
ST | 0 | 0 | 0 | 0 | 0 | 0
STOG | 0 | 0 | 0 | 0 | 0 | 0
STWD | 0 | 0 | 0 | 0 | 0 | 0
WT | 0 | 0 | 0 | 0 | 0 | 0
IGCC | 0 | 0 | 0 | 0 | 0 | 0
DemandResponse | 0 | 0 | 0 | 0 | 0 | 0
IGCC-CCS | 0 | 0 | 0 | 0 | 0 | 0
WT_off | 0 | 0 | 0 | 0 | 0 | 0
PseudoUnit | 0 | 0 | 0 | 0 | 0 | 0
FixedInterchange | 0 | 0 | 0 | 0 | 0 | 0
Levelized Retrofit Capital Costs by Reporting Type: HQ_IESO
ReportingType | 2015 | 2020 | 2025 | 2030 | 2035 | 2040
BM | 0 | 0 | 0 | 0 | 0 | 0
CC | 0 | 0 | 0 | 0 | 0 | 0
CSP | 0 | 0 | 0 | 0 | 0 | 0
CT | 0 | 0 | 0 | 0 | 0 | 0
Coal | 0 | 0 | 0 | 0 | 0 | 0
Geo | 0 | 0 | 0 | 0 | 0 | 0
H | 0 | 0 | 0 | 0 | 0 | 0
LFG | 0 | 0 | 0 | 0 | 0 | 0
Nuc | 0 | 0 | 0 | 0 | 0 | 0
PS | 0 | 0 | 0 | 0 | 0 | 0
PV | 0 | 0 | 0 | 0 | 0 | 0
PeakG | 0 | 0 | 0 | 0 | 0 | 0
PeakO | 0 | 0 | 0 | 0 | 0 | 0
ST | 0 | 0 | 0 | 0 | 0 | 0
STOG | 0 | 0 | 0 | 0 | 0 | 0
STWD | 0 | 0 | 0 | 0 | 0 | 0
WT | 0 | 0 | 0 | 0 | 0 | 0
IGCC | 0 | 0 | 0 | 0 | 0 | 0
DemandResponse | 0 | 0 | 0 | 0 | 0 | 0
IGCC-CCS | 0 | 0 | 0 | 0 | 0 | 0
WT_off | 0 | 0 | 0 | 0 | 0 | 0
PseudoUnit | 0 | 0 | 0 | 0 | 0 | 0
FixedInterchange | 0 | 0 | 0 | 0 | 0 | 0
Levelized Retrofit Capital Costs by Reporting Type: HQ_NEISO
ReportingType | 2015 | 2020 | 2025 | 2030 | 2035 | 2040
BM | 0 | 0 | 0 | 0 | 0 | 0
CC | 0 | 0 | 0 | 0 | 0 | 0
CSP | 0 | 0 | 0 | 0 | 0 | 0
CT | 0 | 0 | 0 | 0 | 0 | 0
Coal | 0 | 0 | 0 | 0 | 0 | 0
Geo | 0 | 0 | 0 | 0 | 0 | 0
H | 0 | 0 | 0 | 0 | 0 | 0
LFG | 0 | 0 | 0 | 0 | 0 | 0
Nuc | 0 | 0 | 0 | 0 | 0 | 0
PS | 0 | 0 | 0 | 0 | 0 | 0
PV | 0 | 0 | 0 | 0 | 0 | 0
PeakG | 0 | 0 | 0 | 0 | 0 | 0
PeakO | 0 | 0 | 0 | 0 | 0 | 0
ST | 0 | 0 | 0 | 0 | 0 | 0
STOG | 0 | 0 | 0 | 0 | 0 | 0
STWD | 0 | 0 | 0 | 0 | 0 | 0
WT | 0 | 0 | 0 | 0 | 0 | 0
IGCC | 0 | 0 | 0 | 0 | 0 | 0
DemandResponse | 0 | 0 | 0 | 0 | 0 | 0
IGCC-CCS | 0 | 0 | 0 | 0 | 0 | 0
WT_off | 0 | 0 | 0 | 0 | 0 | 0
PseudoUnit | 0 | 0 | 0 | 0 | 0 | 0
FixedInterchange | 0 | 0 | 0 | 0 | 0 | 0
Levelized Retrofit Capital Costs by Reporting Type: HQ_NY
ReportingType | 2015 | 2020 | 2025 | 2030 | 2035 | 2040
BM | 0 | 0 | 0 | 0 | 0 | 0
CC | 0 | 0 | 0 | 0 | 0 | 0
CSP | 0 | 0 | 0 | 0 | 0 | 0
CT | 0 | 0 | 0 | 0 | 0 | 0
Coal | 0 | 0 | 0 | 0 | 0 | 0
Geo | 0 | 0 | 0 | 0 | 0 | 0
H | 0 | 0 | 0 | 0 | 0 | 0
LFG | 0 | 0 | 0 | 0 | 0 | 0
Nuc | 0 | 0 | 0 | 0 | 0 | 0
PS | 0 | 0 | 0 | 0 | 0 | 0
PV | 0 | 0 | 0 | 0 | 0 | 0
PeakG | 0 | 0 | 0 | 0 | 0 | 0
PeakO | 0 | 0 | 0 | 0 | 0 | 0
ST | 0 | 0 | 0 | 0 | 0 | 0
STOG | 0 | 0 | 0 | 0 | 0 | 0
STWD | 0 | 0 | 0 | 0 | 0 | 0
WT | 0 | 0 | 0 | 0 | 0 | 0
IGCC | 0 | 0 | 0 | 0 | 0 | 0
DemandResponse | 0 | 0 | 0 | 0 | 0 | 0
IGCC-CCS | 0 | 0 | 0 | 0 | 0 | 0
WT_off | 0 | 0 | 0 | 0 | 0 | 0
PseudoUnit | 0 | 0 | 0 | 0 | 0 | 0
FixedInterchange | 0 | 0 | 0 | 0 | 0 | 0
Levelized Retrofit Capital Costs by Reporting Type: MARITIMES
ReportingType | 2015 | 2020 | 2025 | 2030 | 2035 | 2040
BM | 0 | 0 | 0 | 0 | 0 | 0
CC | 0 | 0 | 0 | 0 | 0 | 0
CSP | 0 | 0 | 0 | 0 | 0 | 0
CT | 0 | 0 | 0 | 0 | 0 | 0
Coal | 0 | 0 | 0 | 0 | 0 | 0
Geo | 0 | 0 | 0 | 0 | 0 | 0
H | 0 | 0 | 0 | 0 | 0 | 0
LFG | 0 | 0 | 0 | 0 | 0 | 0
Nuc | 0 | 0 | 0 | 0 | 0 | 0
PS | 0 | 0 | 0 | 0 | 0 | 0
PV | 0 | 0 | 0 | 0 | 0 | 0
PeakG | 0 | 0 | 0 | 0 | 0 | 0
PeakO | 0 | 0 | 0 | 0 | 0 | 0
ST | 0 | 0 | 0 | 0 | 0 | 0
STOG | 0 | 0 | 0 | 0 | 0 | 0
STWD | 0 | 0 | 0 | 0 | 0 | 0
WT | 0 | 0 | 0 | 0 | 0 | 0
IGCC | 0 | 0 | 0 | 0 | 0 | 0
DemandResponse | 0 | 0 | 0 | 0 | 0 | 0
IGCC-CCS | 0 | 0 | 0 | 0 | 0 | 0
WT_off | 0 | 0 | 0 | 0 | 0 | 0
PseudoUnit | 0 | 0 | 0 | 0 | 0 | 0
FixedInterchange | 0 | 0 | 0 | 0 | 0 | 0
Levelized Retrofit Capital Costs by Reporting Type: All
ReportingType | 2015 | 2020 | 2025 | 2030 | 2035 | 2040
BM | 0 | 0 | 0 | 0 | 0 | 0
CC | 0 | 0 | 0 | 0 | 0 | 0
CSP | 0 | 0 | 0 | 0 | 0 | 0
CT | 0 | 0 | 0 | 0 | 0 | 0
Coal | 1184.41 | 1504.87 | 1953.46 | 2672.84 | 3362.46 | 2130.29
Geo | 0 | 0 | 0 | 0 | 0 | 0
H | 0 | 0 | 0 | 0 | 0 | 0
LFG | 0 | 0 | 0 | 0 | 0 | 0
Nuc | 0 | 0 | 0 | 0 | 0 | 0
PS | 0 | 0 | 0 | 0 | 0 | 0
PV | 0 | 0 | 0 | 0 | 0 | 0
PeakG | 0 | 0 | 0 | 0 | 0 | 0
PeakO | 0 | 0 | 0 | 0 | 0 | 0
ST | 0 | 0 | 0 | 0 | 0 | 0
STOG | 0 | 0 | 0 | 0 | 0 | 0
STWD | 0 | 0 | 0 | 0 | 0 | 0
WT | 0 | 0 | 0 | 0 | 0 | 0
IGCC | 0 | 0 | 0 | 0 | 0 | 0
DemandResponse | 0 | 0 | 0 | 0 | 0 | 0
IGCC-CCS | 0 | 0 | 0 | 0 | 0 | 0
WT_off | 0 | 0 | 0 | 0 | 0 | 0
PseudoUnit | 0 | 0 | 0 | 0 | 0 | 0
FixedInterchange | 0 | 0 | 0 | 0 | 0 | 0
Levelized Retrofit Capital Costs by Reporting Type: EI_US
ReportingType | 2015 | 2020 | 2025 | 2030 | 2035 | 2040
BM | 0 | 0 | 0 | 0 | 0 | 0
CC | 0 | 0 | 0 | 0 | 0 | 0
CSP | 0 | 0 | 0 | 0 | 0 | 0
CT | 0 | 0 | 0 | 0 | 0 | 0
Coal | 1023.13 | 1363.54 | 1432.46 | 2123.77 | 3021.39 | 1925.67
Geo | 0 | 0 | 0 | 0 | 0 | 0
H | 0 | 0 | 0 | 0 | 0 | 0
LFG | 0 | 0 | 0 | 0 | 0 | 0
Nuc | 0 | 0 | 0 | 0 | 0 | 0
PS | 0 | 0 | 0 | 0 | 0 | 0
PV | 0 | 0 | 0 | 0 | 0 | 0
PeakG | 0 | 0 | 0 | 0 | 0 | 0
PeakO | 0 | 0 | 0 | 0 | 0 | 0
ST | 0 | 0 | 0 | 0 | 0 | 0
STOG | 0 | 0 | 0 | 0 | 0 | 0
STWD | 0 | 0 | 0 | 0 | 0 | 0
WT | 0 | 0 | 0 | 0 | 0 | 0
IGCC | 0 | 0 | 0 | 0 | 0 | 0
DemandResponse | 0 | 0 | 0 | 0 | 0 | 0
IGCC-CCS | 0 | 0 | 0 | 0 | 0 | 0
WT_off | 0 | 0 | 0 | 0 | 0 | 0
PseudoUnit | 0 | 0 | 0 | 0 | 0 | 0
FixedInterchange | 0 | 0 | 0 | 0 | 0 | 0
Levelized Retrofit Capital Costs by Reporting Type: EI_Canada
ReportingType | 2015 | 2020 | 2025 | 2030 | 2035 | 2040
BM | 0 | 0 | 0 | 0 | 0 | 0
CC | 0 | 0 | 0 | 0 | 0 | 0
CSP | 0 | 0 | 0 | 0 | 0 | 0
CT | 0 | 0 | 0 | 0 | 0 | 0
Coal | 0 | 0 | 0 | 0 | 0 | 0
Geo | 0 | 0 | 0 | 0 | 0 | 0
H | 0 | 0 | 0 | 0 | 0 | 0
LFG | 0 | 0 | 0 | 0 | 0 | 0
Nuc | 0 | 0 | 0 | 0 | 0 | 0
PS | 0 | 0 | 0 | 0 | 0 | 0
PV | 0 | 0 | 0 | 0 | 0 | 0
PeakG | 0 | 0 | 0 | 0 | 0 | 0
PeakO | 0 | 0 | 0 | 0 | 0 | 0
ST | 0 | 0 | 0 | 0 | 0 | 0
STOG | 0 | 0 | 0 | 0 | 0 | 0
STWD | 0 | 0 | 0 | 0 | 0 | 0
WT | 0 | 0 | 0 | 0 | 0 | 0
IGCC | 0 | 0 | 0 | 0 | 0 | 0
DemandResponse | 0 | 0 | 0 | 0 | 0 | 0
IGCC-CCS | 0 | 0 | 0 | 0 | 0 | 0
WT_off | 0 | 0 | 0 | 0 | 0 | 0
PseudoUnit | 0 | 0 | 0 | 0 | 0 | 0
FixedInterchange | 0 | 0 | 0 | 0 | 0 | 0
Levelized Retrofit Capital Costs by Reporting Type: EI
ReportingType | 2015 | 2020 | 2025 | 2030 | 2035 | 2040
BM | 0 | 0 | 0 | 0 | 0 | 0
CC | 0 | 0 | 0 | 0 | 0 | 0
CSP | 0 | 0 | 0 | 0 | 0 | 0
CT | 0 | 0 | 0 | 0 | 0 | 0
Coal | 1023.13 | 1363.54 | 1432.46 | 2123.77 | 3021.39 | 1925.67
Geo | 0 | 0 | 0 | 0 | 0 | 0
H | 0 | 0 | 0 | 0 | 0 | 0
LFG | 0 | 0 | 0 | 0 | 0 | 0
Nuc | 0 | 0 | 0 | 0 | 0 | 0
PS | 0 | 0 | 0 | 0 | 0 | 0
PV | 0 | 0 | 0 | 0 | 0 | 0
PeakG | 0 | 0 | 0 | 0 | 0 | 0
PeakO | 0 | 0 | 0 | 0 | 0 | 0
ST | 0 | 0 | 0 | 0 | 0 | 0
STOG | 0 | 0 | 0 | 0 | 0 | 0
STWD | 0 | 0 | 0 | 0 | 0 | 0
WT | 0 | 0 | 0 | 0 | 0 | 0
IGCC | 0 | 0 | 0 | 0 | 0 | 0
DemandResponse | 0 | 0 | 0 | 0 | 0 | 0
IGCC-CCS | 0 | 0 | 0 | 0 | 0 | 0
WT_off | 0 | 0 | 0 | 0 | 0 | 0
PseudoUnit | 0 | 0 | 0 | 0 | 0 | 0
FixedInterchange | 0 | 0 | 0 | 0 | 0 | 0
Levelized Retrofit Capital Costs by Reporting Type: Outside_EI
ReportingType | 2015 | 2020 | 2025 | 2030 | 2035 | 2040
BM | 0 | 0 | 0 | 0 | 0 | 0
CC | 0 | 0 | 0 | 0 | 0 | 0
CSP | 0 | 0 | 0 | 0 | 0 | 0
CT | 0 | 0 | 0 | 0 | 0 | 0
Coal | 161.28 | 141.33 | 521 | 549.07 | 341.07 | 204.61
Geo | 0 | 0 | 0 | 0 | 0 | 0
H | 0 | 0 | 0 | 0 | 0 | 0
LFG | 0 | 0 | 0 | 0 | 0 | 0
Nuc | 0 | 0 | 0 | 0 | 0 | 0
PS | 0 | 0 | 0 | 0 | 0 | 0
PV | 0 | 0 | 0 | 0 | 0 | 0
PeakG | 0 | 0 | 0 | 0 | 0 | 0
PeakO | 0 | 0 | 0 | 0 | 0 | 0
ST | 0 | 0 | 0 | 0 | 0 | 0
STOG | 0 | 0 | 0 | 0 | 0 | 0
STWD | 0 | 0 | 0 | 0 | 0 | 0
WT | 0 | 0 | 0 | 0 | 0 | 0
IGCC | 0 | 0 | 0 | 0 | 0 | 0
DemandResponse | 0 | 0 | 0 | 0 | 0 | 0
IGCC-CCS | 0 | 0 | 0 | 0 | 0 | 0
WT_off | 0 | 0 | 0 | 0 | 0 | 0
PseudoUnit | 0 | 0 | 0 | 0 | 0 | 0
FixedInterchange | 0 | 0 | 0 | 0 | 0 | 0
#14 | Total Costs ($million)
Total Costs by Reporting Type: Entergy
ReportingType | 2015 | 2020 | 2025 | 2030 | 2035 | 2040
BM | 0 | 0 | 0 | 0 | 3554.92 | 9899.12
CC | 4872.22 | 7903.9 | 8235.78 | 8940.76 | 6344.63 | 2676.65
CSP | 0 | 0 | 0 | 0 | 0 | 0
CT | 0 | 0 | 0 | 0 | 0 | 0
Coal | 3727.84 | 548.96 | 271.32 | 223.42 | 223.42 | 223.42
Geo | 0 | 0 | 0 | 0 | 0 | 0
H | 10.6 | 10.6 | 10.6 | 10.6 | 391.98 | 391.98
LFG | 0.97 | 0.97 | 34.17 | 34.17 | 34.17 | 34.17
Nuc | 1262.64 | 1285.77 | 1294.03 | 1301.93 | 3299.48 | 3663.91
PS | 1.4 | 1.4 | 1.4 | 1.4 | 1.4 | 1.4
PV | 0.11 | 21.81 | 31.37 | 31.37 | 31.26 | 11.04
PeakG | 47.54 | 69.98 | 49.29 | 14.35 | 15.31 | 15.31
PeakO | 4.42 | 5.87 | 0 | 0 | 0 | 0
ST | 0 | 0 | 0 | 0 | 0 | 0
STOG | 89.11 | 122.34 | 0 | 0 | 0 | 0
STWD | 8.4 | 14.95 | 18.32 | 84.84 | 133.79 | 105.78
WT | 3.67 | 3.67 | 3.67 | 3.67 | 3.67 | 3.67
IGCC | 0 | 0 | 0 | 0 | 0 | 0
DemandResponse | 0 | 0 | 0 | 0 | 0 | 0
IGCC-CCS | 0 | 0 | 0 | 0 | 0 | 0
WT_off | 0 | 0 | 0 | 0 | 0 | 0
PseudoUnit | 0 | 0 | 0 | 0 | 0 | 0
FixedInterchange | 0 | 0 | 0 | 0 | 0 | 0
Total Costs by Reporting Type: FRCC
ReportingType | 2015 | 2020 | 2025 | 2030 | 2035 | 2040
BM | 0 | 0 | 0 | 0 | 0 | 1706.14
CC | 13926.28 | 16137.76 | 16642.2 | 12146.13 | 7808.32 | 5441.62
CSP | 0 | 0 | 0 | 0 | 0 | 0
CT | 262.19 | 307.86 | 328.66 | 262.93 | 0 | 0
Coal | 1248.19 | 533.39 | 186.13 | 202.27 | 497.68 | 564.01
Geo | 0 | 0 | 0 | 0 | 0 | 0
H | 0.78 | 0.78 | 0.78 | 0.78 | 0.78 | 0.78
LFG | 58.68 | 58.68 | 120.69 | 120.69 | 120.69 | 120.69
Nuc | 960.37 | 1000.19 | 3094.12 | 11069.13 | 17814.2 | 19728.9
PS | 0 | 0 | 0 | 0 | 0 | 0
PV | 0.75 | 0.75 | 0.75 | 0.75 | 0.75 | 0.75
PeakG | 189.97 | 289.34 | 246.49 | 162.69 | 170.76 | 173.46
PeakO | 64.61 | 83.43 | 39.11 | 0 | 0 | 0
ST | 0 | 0 | 0 | 0 | 0 | 0
STOG | 17.47 | 20.24 | 0 | 0 | 0 | 0
STWD | 16.26 | 26.99 | 110.46 | 110.46 | 110.46 | 70.64
WT | 0 | 0 | 0 | 0 | 0 | 0
IGCC | 0 | 0 | 0 | 0 | 0 | 0
DemandResponse | 0 | 0 | 0 | 0 | 0 | 0
IGCC-CCS | 0 | 0 | 0 | 0 | 0 | 0
WT_off | 0 | 0 | 0 | 0 | 0 | 0
PseudoUnit | 0 | 0 | 0 | 0 | 0 | 0
FixedInterchange | 0 | 0 | 0 | 0 | 0 | 0
Total Costs by Reporting Type: MAPP_US
ReportingType | 2015 | 2020 | 2025 | 2030 | 2035 | 2040
BM | 0 | 0 | 0 | 0 | 34.15 | 56.17
CC | 85 | 23.61 | 29.6 | 25.63 | 35.15 | 20.9
CSP | 0 | 0 | 0 | 0 | 0 | 0
CT | 27.96 | 27.96 | 27.96 | 40.87 | 15.67 | 15.67
Coal | 669.73 | 307.83 | 15.96 | 6.31 | 6.31 | 6.31
Geo | 3.95 | 3.95 | 3.95 | 3.95 | 3.95 | 3.95
H | 31.14 | 31.14 | 31.14 | 31.14 | 31.14 | 31.14
LFG | 0.24 | 0.24 | 0.24 | 22.22 | 22.22 | 22.22
Nuc | 0.01 | 0.01 | 0.01 | 0.02 | 0.08 | 0.05
PS | 0 | 0 | 0 | 0 | 0 | 0
PV | 0 | 0 | 0 | 0 | 0 | 0
PeakG | 16.81 | 25.36 | 22.55 | 27.51 | 30.01 | 29.58
PeakO | 9.49 | 12.94 | 10.37 | 10.37 | 10.37 | 10.37
ST | 0 | 0 | 0 | 0 | 0 | 0
STOG | 0 | 0 | 0 | 0 | 0 | 0
STWD | 0 | 0 | 0 | 0 | 0 | 0
WT | 147.25 | 1673.7 | 2600.34 | 2562.96 | 2508.38 | 1166.48
IGCC | 0 | 0 | 0 | 0 | 0 | 0
DemandResponse | 0 | 0 | 0 | 0 | 0 | 0
IGCC-CCS | 0 | 0 | 0 | 0 | 0 | 0
WT_off | 0 | 0 | 0 | 0 | 0 | 0
PseudoUnit | 0 | 0 | 0 | 0 | 0 | 0
FixedInterchange | 0 | 0 | 0 | 0 | 0 | 0
Total Costs by Reporting Type: MISO_IN
ReportingType | 2015 | 2020 | 2025 | 2030 | 2035 | 2040
BM | 0 | 0 | 0 | 0 | 0 | 6251.22
CC | 779.8 | 12825.4 | 13741.33 | 15500.17 | 19406.97 | 7696.46
CSP | 0 | 0 | 0 | 0 | 0 | 0
CT | 0 | 0 | 0 | 0 | 0 | 0
Coal | 3133.44 | 1719.33 | 660.02 | 914.74 | 2151.46 | 2199.94
Geo | 0 | 0 | 0 | 0 | 0 | 0
H | 1.07 | 1.07 | 1.07 | 1.07 | 1.07 | 1.07
LFG | 4.47 | 4.47 | 30.11 | 30.11 | 30.11 | 30.11
Nuc | 0.01 | 0.01 | 0.01 | 0.02 | 0.08 | 445.7
PS | 0 | 0 | 0 | 0 | 0 | 0
PV | 0 | 83.95 | 83.95 | 83.95 | 83.95 | 3.77
PeakG | 52.35 | 76.94 | 54.27 | 73.39 | 73.39 | 73.39
PeakO | 10.59 | 13.5 | 10.82 | 10.82 | 10.82 | 10.82
ST | 0 | 0 | 0 | 0 | 0 | 0
STOG | 14.75 | 17.35 | 15.52 | 13.44 | 12.44 | 0
STWD | 0 | 0 | 0 | 0 | 0 | 0
WT | 18.33 | 18.33 | 18.33 | 18.33 | 18.33 | 18.33
IGCC | 464.39 | 498.24 | 293.46 | 245.48 | 245.48 | 245.48
DemandResponse | 0 | 0 | 0 | 0 | 0 | 0
IGCC-CCS | 0 | 0 | 0 | 0 | 0 | 0
WT_off | 0 | 0 | 0 | 0 | 0 | 0
PseudoUnit | 0 | 0 | 0 | 0 | 0 | 0
FixedInterchange | 0 | 0 | 0 | 0 | 0 | 0
Total Costs by Reporting Type: MISO_MI
ReportingType | 2015 | 2020 | 2025 | 2030 | 2035 | 2040
BM | 0 | 0 | 0 | 0 | 0 | 4927.78
CC | 1266.92 | 1350.07 | 1507.26 | 1248.1 | 1444.83 | 181.92
CSP | 0 | 0 | 0 | 0 | 0 | 0
CT | 0 | 0 | 0 | 0 | 0 | 0
Coal | 1674.13 | 15.14 | 0 | 0 | 0 | 0
Geo | 0 | 0 | 0 | 0 | 0 | 0
H | 2.01 | 2.01 | 2.01 | 2.01 | 2.01 | 2.01
LFG | 19.68 | 40.05 | 72.93 | 72.93 | 72.93 | 59.94
Nuc | 449.71 | 452.56 | 461.47 | 464.43 | 1356.98 | 5051.93
PS | 44.44 | 44.44 | 44.44 | 44.44 | 44.44 | 44.44
PV | 0 | 0 | 0 | 0 | 0 | 0
PeakG | 62.53 | 89.88 | 71.67 | 85.63 | 85.63 | 85.63
PeakO | 15.67 | 19.97 | 16.01 | 16.01 | 16.01 | 16.01
ST | 0 | 0 | 0 | 0 | 0 | 0
STOG | 149.88 | 157.3 | 142.78 | 127.13 | 127.13 | 0
STWD | 95.36 | 96.67 | 79.84 | 80.85 | 95.46 | 95.46
WT | 542.69 | 563.13 | 563.13 | 563.13 | 82.15 | 64
IGCC | 0 | 0 | 0 | 0 | 0 | 0
DemandResponse | 0 | 0 | 0 | 0 | 0 | 0
IGCC-CCS | 0 | 0 | 0 | 0 | 0 | 0
WT_off | 0 | 0 | 0 | 0 | 0 | 0
PseudoUnit | 0 | 0 | 0 | 0 | 0 | 0
FixedInterchange | 0 | 0 | 0 | 0 | 0 | 0
Total Costs by Reporting Type: MISO_MO-IL
ReportingType | 2015 | 2020 | 2025 | 2030 | 2035 | 2040
BM | 0 | 0 | 0 | 0 | 0 | 138.22
CC | 182.4 | 236.27 | 254.42 | 122.74 | 158.1 | 94.48
CSP | 0 | 0 | 0 | 0 | 0 | 0
CT | 0 | 0 | 0 | 0 | 0 | 0
Coal | 4909.78 | 1639.14 | 954.12 | 798.95 | 1078.09 | 1095.51
Geo | 0 | 0 | 0 | 0 | 0 | 0
H | 5.01 | 5.01 | 101.31 | 101.31 | 101.31 | 101.31
LFG | 2.17 | 2.17 | 5.67 | 76.11 | 76.11 | 76.11
Nuc | 493.74 | 512.79 | 521.93 | 524.97 | 524.97 | 524.97
PS | 10.45 | 10.45 | 10.45 | 10.45 | 10.45 | 10.45
PV | 0 | 0 | 0 | 0 | 0 | 0
PeakG | 88.24 | 159.34 | 92.06 | 164.97 | 200.16 | 159.81
PeakO | 21.48 | 28.65 | 22.96 | 22.96 | 22.96 | 22.96
ST | 0 | 0 | 0 | 0 | 0 | 0
STOG | 26.49 | 32.67 | 26.39 | 26.39 | 26.39 | 0
STWD | 0 | 0 | 0 | 0 | 0 | 0
WT | 89.9 | 89.9 | 1406.73 | 1406.73 | 1338.21 | 1338.21
IGCC | 0 | 0 | 0 | 0 | 0 | 0
DemandResponse | 0 | 0 | 0 | 0 | 0 | 0
IGCC-CCS | 0 | 0 | 0 | 0 | 0 | 0
WT_off | 0 | 0 | 0 | 0 | 0 | 0
PseudoUnit | 0 | 0 | 0 | 0 | 0 | 0
FixedInterchange | 0 | 0 | 0 | 0 | 0 | 0
Total Costs by Reporting Type: MISO_W
ReportingType | 2015 | 2020 | 2025 | 2030 | 2035 | 2040
BM | 0 | 0 | 0 | 0 | 0 | 0
CC | 576.69 | 886.5 | 375.36 | 369.31 | 374.21 | 314.8
CSP | 0 | 0 | 0 | 0 | 0 | 0
CT | 0 | 0 | 0 | 0 | 0 | 0
Coal | 4183.57 | 2017.77 | 590.47 | 520.1 | 230.76 | 278.14
Geo | 0 | 0 | 0 | 0 | 0 | 0
H | 7.08 | 7.08 | 7.08 | 7.08 | 7.08 | 7.08
LFG | 24.75 | 24.75 | 24.75 | 48.33 | 48.33 | 48.33
Nuc | 539.99 | 543.1 | 552.83 | 814.83 | 0.05 | 0.05
PS | 0 | 0 | 0 | 0 | 0 | 0
PV | 0 | 0 | 0 | 0 | 0 | 0
PeakG | 101.39 | 149.25 | 90.47 | 105.17 | 119.52 | 108.71
PeakO | 56.38 | 79.08 | 64.57 | 64.57 | 64.57 | 64.57
ST | 0 | 0 | 0 | 0 | 0 | 0
STOG | 7.57 | 8.94 | 7.67 | 7.67 | 7.67 | 0
STWD | 14.56 | 22.3 | 26.09 | 113.53 | 178.27 | 152.31
WT | 927.86 | 927.86 | 9970.31 | 9904.98 | 9311.58 | 9850.2
IGCC | 0 | 0 | 0 | 0 | 0 | 0
DemandResponse | 0 | 0 | 0 | 0 | 0 | 0
IGCC-CCS | 0 | 0 | 0 | 0 | 0 | 0
WT_off | 0 | 0 | 0 | 0 | 0 | 0
PseudoUnit | 0 | 0 | 0 | 0 | 0 | 0
FixedInterchange | 0 | 0 | 0 | 0 | 0 | 0
Total Costs by Reporting Type: MISO_WUMS
ReportingType | 2015 | 2020 | 2025 | 2030 | 2035 | 2040
BM | 0 | 0 | 0 | 0 | 0 | 3227.36
CC | 4774.78 | 5171.24 | 5117.83 | 4949.01 | 6607.66 | 311.2
CSP | 0 | 0 | 0 | 0 | 0 | 0
CT | 0 | 0 | 0 | 0 | 0 | 0
Coal | 1258 | 556.4 | 357.84 | 396.12 | 575.22 | 755.64
Geo | 0 | 0 | 0 | 0 | 0 | 0
H | 4.79 | 5.15 | 5.15 | 5.15 | 5.15 | 5.15
LFG | 8.57 | 8.57 | 8.57 | 79.15 | 79.15 | 79.15
Nuc | 419.03 | 444.73 | 429.21 | 1426.49 | 1616.6 | 1616.6
PS | 0 | 0 | 0 | 0 | 0 | 0
PV | 0 | 0 | 0 | 0 | 0 | 0
PeakG | 55.64 | 81.65 | 65.08 | 77.65 | 77.65 | 77.65
PeakO | 13.52 | 17.78 | 14.69 | 14.69 | 14.69 | 14.69
ST | 0 | 0 | 0 | 0 | 0 | 0
STOG | 13.21 | 15.63 | 13.39 | 13.39 | 13.39 | 0
STWD | 7.98 | 7.99 | 9.09 | 24.2 | 68.51 | 61.8
WT | 264.78 | 264.78 | 264.78 | 264.78 | 46.41 | 53.41
IGCC | 0 | 0 | 0 | 0 | 0 | 0
DemandResponse | 0 | 0 | 0 | 0 | 0 | 0
IGCC-CCS | 0 | 0 | 0 | 0 | 0 | 0
WT_off | 0 | 0 | 0 | 0 | 0 | 0
PseudoUnit | 0 | 0 | 0 | 0 | 0 | 0
FixedInterchange | 0 | 0 | 0 | 0 | 0 | 0
Total Costs by Reporting Type: Nebraska
ReportingType | 2015 | 2020 | 2025 | 2030 | 2035 | 2040
BM | 0 | 0 | 0 | 0 | 335.82 | 2308.77
CC | 139.34 | 1170.9 | 1256.2 | 1382.62 | 921.26 | 600.4
CSP | 0 | 0 | 0 | 0 | 0 | 0
CT | 0 | 0 | 0 | 0 | 0 | 0
Coal | 1742.21 | 439.43 | 373.73 | 243.02 | 280.57 | 327
Geo | 0 | 0 | 0 | 0 | 0 | 0
H | 2.38 | 2.38 | 2.38 | 2.38 | 2.38 | 2.38
LFG | 0.72 | 0.72 | 23.23 | 23.23 | 23.23 | 23.23
Nuc | 289.1 | 306.81 | 296.14 | 364.84 | 0.11 | 0.11
PS | 0 | 0 | 0 | 0 | 0 | 0
PV | 0 | 0 | 0 | 0 | 0 | 0
PeakG | 29.07 | 37.31 | 31.37 | 31.37 | 31.37 | 31.37
PeakO | 9.57 | 12.19 | 9.77 | 9.77 | 9.77 | 9.77
ST | 0 | 0 | 0 | 0 | 0 | 0
STOG | 0 | 0 | 0 | 0 | 0 | 0
STWD | 0 | 0 | 0 | 0 | 0 | 0
WT | 54.91 | 54.91 | 54.91 | 45.4 | 10.54 | 10.54
IGCC | 0 | 0 | 0 | 0 | 0 | 0
DemandResponse | 0 | 0 | 0 | 0 | 0 | 0
IGCC-CCS | 0 | 0 | 0 | 0 | 0 | 0
WT_off | 0 | 0 | 0 | 0 | 0 | 0
PseudoUnit | 0 | 0 | 0 | 0 | 0 | 0
FixedInterchange | 0 | 0 | 0 | 0 | 0 | 0
Total Costs by Reporting Type: NEISO
ReportingType | 2015 | 2020 | 2025 | 2030 | 2035 | 2040
BM | 279.31 | 223.55 | 184.84 | 279.31 | 279.31 | 247.67
CC | 2962.69 | 2290.74 | 1920.37 | 1941.86 | 1107.78 | 542.31
CSP | 0 | 0 | 0 | 0 | 0 | 0
CT | 32.29 | 33.27 | 33.33 | 31.56 | 0.9 | 0.9
Coal | 58.84 | 29.15 | 0 | 0 | 0 | 0
Geo | 0 | 0 | 0 | 0 | 0 | 0
H | 46.4 | 46.4 | 46.4 | 47.43 | 47.43 | 47.43
LFG | 80.87 | 80.87 | 80.87 | 103.68 | 93.04 | 93.04
Nuc | 1055.43 | 1120.79 | 1080.11 | 1086.32 | 784.86 | 1150.98
PS | 39.74 | 39.74 | 39.74 | 39.74 | 39.74 | 39.74
PV | 0.03 | 113.38 | 113.38 | 113.38 | 113.38 | 4.92
PeakG | 20.63 | 32.49 | 24.39 | 26.12 | 28.85 | 28.85
PeakO | 0 | 0 | 0 | 0 | 0 | 0
ST | 0 | 0 | 0 | 0 | 0 | 0
STOG | 0 | 0 | 0 | 0 | 0 | 0
STWD | 367.79 | 129.44 | 35.89 | 150.17 | 247.76 | 283.93
WT | 67.94 | 699.88 | 1311.8 | 1304.5 | 4901.17 | 4339.77
IGCC | 0 | 0 | 0 | 0 | 0 | 0
DemandResponse | 0 | 0 | 0 | 0 | 0 | 0
IGCC-CCS | 0 | 0 | 0 | 0 | 0 | 0
WT_off | 308.22 | 308.22 | 308.22 | 308.22 | 24.98 | 24.98
PseudoUnit | 0 | 0 | 0 | 0 | 0 | 0
FixedInterchange | 0 | 0 | 0 | 0 | 0 | 0
Total Costs by Reporting Type: NonRTO_Midwest
ReportingType | 2015 | 2020 | 2025 | 2030 | 2035 | 2040
BM | 0 | 0 | 0 | 0 | 819.69 | 6048.42
CC | 1603.57 | 3283.09 | 3472.48 | 4185.95 | 5127.16 | 706.22
CSP | 0 | 0 | 0 | 0 | 0 | 0
CT | 0 | 0 | 0 | 0 | 0 | 0
Coal | 2663.41 | 1464.69 | 502.21 | 617.81 | 750.24 | 576.42
Geo | 0 | 0 | 0 | 0 | 0 | 0
H | 2.04 | 2.04 | 258.59 | 258.59 | 258.59 | 258.59
LFG | 1.69 | 1.69 | 51.19 | 51.19 | 51.19 | 51.19
Nuc | 0.01 | 0.01 | 0.02 | 0.05 | 725.39 | 725.39
PS | 0 | 0 | 0 | 0 | 0 | 0
PV | 0 | 0 | 0 | 0 | 0 | 0
PeakG | 70.22 | 88.99 | 86.61 | 104.73 | 52.25 | 8.57
PeakO | 0.35 | 0.45 | 0.36 | 0 | 0 | 0
ST | 0 | 0 | 0 | 0 | 0 | 0
STOG | 0 | 0 | 0 | 0 | 0 | 0
STWD | 0 | 0 | 0 | 0 | 0 | 0
WT | 2.26 | 2.26 | 2.26 | 2.26 | 2.26 | 2.26
IGCC | 0 | 0 | 0 | 0 | 0 | 0
DemandResponse | 0 | 0 | 0 | 0 | 0 | 0
IGCC-CCS | 0 | 0 | 0 | 0 | 0 | 0
WT_off | 0 | 0 | 0 | 0 | 0 | 0
PseudoUnit | 0 | 0 | 0 | 0 | 0 | 0
FixedInterchange | 0 | 0 | 0 | 0 | 0 | 0
Total Costs by Reporting Type: NYISO_A-F
ReportingType | 2015 | 2020 | 2025 | 2030 | 2035 | 2040
BM | 0 | 0 | 0 | 0 | 0 | 0
CC | 660.63 | 816.32 | 738.11 | 595.3 | 234.87 | 87.26
CSP | 0 | 0 | 0 | 0 | 0 | 0
CT | 0 | 0 | 0 | 0 | 0 | 0
Coal | 0 | 0 | 0 | 0 | 0 | 0
Geo | 0 | 0 | 0 | 0 | 0 | 0
H | 62.6 | 62.6 | 62.6 | 62.6 | 62.6 | 62.6
LFG | 22.17 | 22.17 | 44 | 44 | 42.66 | 42.66
Nuc | 769.17 | 792.88 | 787.44 | 645.82 | 746.25 | 695.88
PS | 33.52 | 33.52 | 33.52 | 33.52 | 33.52 | 33.52
PV | 0 | 0 | 0 | 0 | 0 | 0
PeakG | 3.78 | 6.17 | 5.96 | 5.55 | 5.31 | 5.31
PeakO | 1.14 | 1.46 | 1.17 | 1.17 | 1.17 | 1.17
ST | 0 | 0 | 0 | 0 | 0 | 0
STOG | 0 | 0 | 0 | 0 | 0 | 0
STWD | 2.82 | 3.68 | 4.17 | 8.47 | 28.42 | 33.9
WT | 684.71 | 860.89 | 860.89 | 1560.78 | 2766.49 | 2610.26
IGCC | 0 | 0 | 0 | 0 | 0 | 0
DemandResponse | 0 | 0 | 0 | 0 | 0 | 0
IGCC-CCS | 0 | 0 | 0 | 0 | 0 | 0
WT_off | 0 | 0 | 0 | 0 | 0 | 0
PseudoUnit | 0 | 0 | 0 | 0 | 0 | 0
FixedInterchange | 0 | 0 | 0 | 0 | 0 | 0
Total Costs by Reporting Type: NYISO_G-I
ReportingType | 2015 | 2020 | 2025 | 2030 | 2035 | 2040
BM | 0 | 0 | 0 | 0 | 642.25 | 831.3
CC | 222.81 | 506.42 | 616.82 | 285.11 | 299.51 | 275.81
CSP | 0 | 0 | 0 | 0 | 0 | 0
CT | 0 | 0 | 0 | 0 | 0 | 0
Coal | 0 | 0 | 0 | 0 | 0 | 0
Geo | 0 | 0 | 0 | 0 | 0 | 0
H | 0.46 | 0.46 | 0.46 | 0.46 | 0.46 | 0.46
LFG | 7.73 | 7.73 | 31.62 | 31.62 | 31.62 | 31.62
Nuc | 466.19 | 495 | 477.19 | 479.96 | 543.55 | 1216.44
PS | 0 | 0 | 0 | 0 | 0 | 0
PV | 0 | 0 | 0 | 0 | 0 | 0
PeakG | 1.51 | 2.04 | 1.56 | 1.57 | 1.56 | 1.56
PeakO | 2.55 | 3.25 | 2.61 | 2.61 | 2.61 | 2.61
ST | 0 | 0 | 0 | 0 | 0 | 0
STOG | 0 | 0 | 0 | 0 | 0 | 0
STWD | 0 | 0 | 0 | 0 | 0 | 0
WT | 0 | 14.4 | 14.4 | 86.66 | 86.66 | 73.94
IGCC | 0 | 0 | 0 | 0 | 0 | 0
DemandResponse | 0 | 0 | 0 | 0 | 0 | 0
IGCC-CCS | 0 | 0 | 0 | 0 | 0 | 0
WT_off | 0 | 0 | 0 | 0 | 0 | 0
PseudoUnit | 0 | 0 | 0 | 0 | 0 | 0
FixedInterchange | 0 | 0 | 0 | 0 | 0 | 0
Total Costs by Reporting Type: NYISO_J-K
ReportingType | 2015 | 2020 | 2025 | 2030 | 2035 | 2040
BM | 0 | 0 | 0 | 0 | 0 | 0
CC | 1586.8 | 1813.79 | 1977.11 | 1793.94 | 1727.76 | 1247.19
CSP | 0 | 0 | 0 | 0 | 0 | 0
CT | 0 | 0 | 0 | 0 | 0 | 0
Coal | 0 | 0 | 0 | 0 | 0 | 0
Geo | 0 | 0 | 0 | 0 | 0 | 0
H | 0 | 0 | 0 | 0 | 0 | 0
LFG | 14.97 | 14.97 | 14.97 | 44.49 | 44.49 | 44.49
Nuc | 0.01 | 0.01 | 0.01 | 0.02 | 0.08 | 0.08
PS | 0 | 0 | 0 | 0 | 0 | 0
PV | 17.52 | 17.52 | 17.52 | 17.52 | 0.54 | 0.54
PeakG | 58.94 | 91.09 | 72.76 | 68.59 | 73.68 | 90.73
PeakO | 61.69 | 79.16 | 63.78 | 65.02 | 65.02 | 65.02
ST | 0 | 0 | 0 | 0 | 0 | 0
STOG | 171 | 217.93 | 194.77 | 182.14 | 154.59 | 163.74
STWD | 0 | 0 | 0 | 0 | 0 | 0
WT | 0 | 0 | 0 | 0 | 98.87 | 98.87
IGCC | 0 | 0 | 0 | 0 | 0 | 0
DemandResponse | 0 | 0 | 0 | 0 | 0 | 0
IGCC-CCS | 0 | 0 | 0 | 0 | 0 | 0
WT_off | 0 | 0 | 0 | 0 | 0 | 0
PseudoUnit | 0 | 0 | 0 | 0 | 0 | 0
FixedInterchange | 0 | 0 | 0 | 0 | 0 | 0
Total Costs by Reporting Type: PJM_E
ReportingType | 2015 | 2020 | 2025 | 2030 | 2035 | 2040
BM | 18.42 | 33.95 | 33.95 | 33.95 | 33.95 | 33.95
CC | 3675.69 | 4215.65 | 4741.33 | 4816.15 | 5428.39 | 3004.96
CSP | 0 | 0 | 0 | 0 | 0 | 0
CT | 2.48 | 2.73 | 3 | 0 | 0 | 0
Coal | 144.02 | 97.4 | 61.83 | 46.99 | 132.41 | 245.48
Geo | 0 | 0 | 0 | 0 | 0 | 0
H | 3.85 | 3.85 | 3.85 | 3.85 | 3.85 | 3.85
LFG | 59.08 | 105.92 | 105.92 | 103.73 | 103.73 | 73.06
Nuc | 1960.16 | 1864.06 | 1862.64 | 1873.72 | 1345.93 | 2395.82
PS | 9.5 | 9.5 | 9.5 | 9.5 | 9.5 | 9.5
PV | 11.79 | 11.79 | 11.79 | 11.79 | 0.75 | 0.75
PeakG | 78.35 | 147.92 | 129.21 | 157.62 | 163.99 | 159.51
PeakO | 75.92 | 100.78 | 82.41 | 82.41 | 82.41 | 82.41
ST | 0 | 0 | 0 | 0 | 0 | 0
STOG | 138.63 | 185.19 | 0 | 0 | 0 | 0
STWD | 0 | 0 | 0 | 0 | 0 | 0
WT | 332.76 | 332.76 | 332.76 | 332.76 | 37.93 | 37.93
IGCC | 0 | 0 | 0 | 0 | 0 | 0
DemandResponse | 0 | 0 | 0 | 0 | 0 | 0
IGCC-CCS | 0 | 0 | 0 | 0 | 0 | 0
WT_off | 0 | 0 | 599.06 | 599.06 | 599.06 | 5228.13
PseudoUnit | 0 | 0 | 0 | 0 | 0 | 0
FixedInterchange | 0 | 0 | 0 | 0 | 0 | 0
Total Costs by Reporting Type: PJM_ROM
ReportingType | 2015 | 2020 | 2025 | 2030 | 2035 | 2040
BM | 10.17 | 19.49 | 19.49 | 19.49 | 2400.76 | 2400.76
CC | 1599.45 | 1872.27 | 2119.45 | 2203.87 | 2360.75 | 958.65
CSP | 0 | 0 | 0 | 0 | 0 | 0
CT | 1.52 | 1.67 | 1.84 | 1.93 | 0 | 0
Coal | 657.24 | 130.58 | 13.89 | 11.33 | 11.44 | 11.17
Geo | 0 | 0 | 0 | 0 | 0 | 0
H | 19.83 | 19.83 | 253 | 253 | 253 | 253
LFG | 47.04 | 132.66 | 132.66 | 131.08 | 128.72 | 75.37
Nuc | 1163.94 | 1194.41 | 1192.35 | 1199.5 | 2392.16 | 4308.4
PS | 35.92 | 35.92 | 35.92 | 35.92 | 35.92 | 35.92
PV | 0.06 | 497.02 | 753.61 | 811.04 | 815.37 | 361.72
PeakG | 30.83 | 46.11 | 47.13 | 84.07 | 75.97 | 83.47
PeakO | 45.95 | 58.57 | 46.94 | 46.94 | 46.94 | 0
ST | 0 | 0 | 0 | 0 | 0 | 0
STOG | 212.25 | 263.1 | 5 | 0 | 0 | 0
STWD | 4.35 | 39.07 | 38.55 | 38.55 | 38.55 | 38.55
WT | 152.07 | 341.33 | 341.33 | 313.91 | 1679.83 | 1511.66
IGCC | 0 | 0 | 0 | 0 | 0 | 0
DemandResponse | 0 | 0 | 0 | 0 | 0 | 0
IGCC-CCS | 0 | 0 | 0 | 0 | 0 | 0
WT_off | 0 | 0 | 0 | 0 | 0 | 5793.95
PseudoUnit | 0 | 0 | 0 | 0 | 0 | 0
FixedInterchange | 0 | 0 | 0 | 0 | 0 | 0
Total Costs by Reporting Type: PJM_ROR
ReportingType | 2015 | 2020 | 2025 | 2030 | 2035 | 2040
BM | 216.32 | 415.73 | 382.8 | 415.73 | 415.73 | 10549.51
CC | 11769.78 | 16952.24 | 18578.1 | 21003.7 | 25112.24 | 3553.14
CSP | 0 | 0 | 0 | 0 | 0 | 0
CT | 2.85 | 3.15 | 3.19 | 3.36 | 0 | 0
Coal | 12258.66 | 7771.36 | 2503.8 | 2360.34 | 3606.26 | 3744.05
Geo | 0 | 0 | 0 | 0 | 0 | 0
H | 26.17 | 207.89 | 207.89 | 207.89 | 207.89 | 207.89
LFG | 76.9 | 232.61 | 240.6 | 234.94 | 228.88 | 132.58
Nuc | 4607.58 | 4731.16 | 4718.65 | 4541.22 | 6179.4 | 20427.55
PS | 73.14 | 73.14 | 73.14 | 73.14 | 73.14 | 73.14
PV | 0.35 | 0.35 | 70.29 | 72.88 | 72.88 | 72.88
PeakG | 417.68 | 586.05 | 523.13 | 662.89 | 701.63 | 543.57
PeakO | 48.69 | 65.15 | 52.22 | 52.22 | 52.22 | 0
ST | 0 | 0 | 0 | 0 | 0 | 0
STOG | 124.75 | 180.38 | 169.03 | 0 | 0 | 0
STWD | 9.11 | 114.87 | 96.08 | 85.03 | 113.43 | 113.43
WT | 2217.8 | 2263.14 | 3840.23 | 12094.15 | 10986.11 | 10946.15
IGCC | 0 | 0 | 0 | 0 | 0 | 0
DemandResponse | 0 | 0 | 0 | 0 | 0 | 0
IGCC-CCS | 0 | 0 | 0 | 0 | 0 | 0
WT_off | 0 | 0 | 0 | 0 | 0 | 0
PseudoUnit | 0 | 0 | 0 | 0 | 0 | 0
FixedInterchange | 0 | 0 | 0 | 0 | 0 | 0
Total Costs by Reporting Type: SOCO
ReportingType | 2015 | 2020 | 2025 | 2030 | 2035 | 2040
BM | 29.34 | 33.07 | 48.54 | 56.71 | 6386.93 | 6386.93
CC | 9879.18 | 13320.47 | 14474.01 | 11988.21 | 7312.08 | 2312.08
CSP | 0 | 0 | 0 | 0 | 0 | 0
CT | 0 | 0 | 0 | 0 | 0 | 0
Coal | 3164.96 | 1591.69 | 715.5 | 954.38 | 796.46 | 790.79
Geo | 0 | 0 | 0 | 0 | 0 | 0
H | 59.74 | 59.74 | 59.74 | 59.74 | 59.74 | 59.74
LFG | 4.47 | 4.47 | 37.19 | 37.19 | 37.19 | 37.19
Nuc | 1355.07 | 2993.98 | 3028.43 | 9236.91 | 11256.81 | 16767.82
PS | 39.76 | 39.76 | 39.76 | 39.76 | 39.76 | 39.76
PV | 0 | 0 | 0 | 0 | 0 | 0
PeakG | 245.87 | 369.57 | 401.23 | 80.87 | 104.1 | 77.77
PeakO | 0 | 0 | 0 | 0 | 0 | 0
ST | 0 | 0 | 0 | 0 | 0 | 0
STOG | 0 | 0 | 0 | 0 | 0 | 0
STWD | 43.84 | 65.76 | 81.53 | 360.06 | 425.48 | 271.07
WT | 0 | 0 | 0 | 0 | 23.58 | 23.58
IGCC | 0 | 0 | 0 | 0 | 0 | 0
DemandResponse | 0 | 0 | 0 | 0 | 0 | 0
IGCC-CCS | 0 | 0 | 0 | 0 | 0 | 0
WT_off | 0 | 0 | 0 | 0 | 0 | 0
PseudoUnit | 0 | 0 | 0 | 0 | 0 | 0
FixedInterchange | 0 | 0 | 0 | 0 | 0 | 0
Total Costs by Reporting Type: SPP_N
ReportingType | 2015 | 2020 | 2025 | 2030 | 2035 | 2040
BM | 0 | 0 | 0 | 0 | 6270.57 | 6124.5
CC | 1137.36 | 1133.71 | 1107.09 | 1107.5 | 701.62 | 432.96
CSP | 0 | 0 | 0 | 0 | 0 | 0
CT | 0 | 0 | 0 | 0 | 0 | 0
Coal | 3517.82 | 1869.05 | 538.19 | 642.02 | 931.91 | 885.75
Geo | 0 | 0 | 0 | 0 | 0 | 0
H | 0.3 | 0.3 | 0.3 | 0.3 | 0.3 | 0.3
LFG | 0.85 | 0.85 | 30.03 | 30.03 | 30.03 | 30.03
Nuc | 256.73 | 266.63 | 271.39 | 272.98 | 272.98 | 272.98
PS | 0 | 0 | 0 | 0 | 0 | 0
PV | 0 | 0 | 0 | 0 | 0 | 0
PeakG | 76.92 | 117.69 | 105.7 | 105.7 | 105.7 | 105.7
PeakO | 34.89 | 44.84 | 35.94 | 35.94 | 35.94 | 35.94
ST | 0 | 0 | 0 | 0 | 0 | 0
STOG | 0 | 0 | 0 | 0 | 0 | 0
STWD | 0 | 0 | 0 | 0 | 0 | 0
WT | 42.04 | 3377.22 | 3377.22 | 3377.22 | 3377.22 | 662.2
IGCC | 0 | 0 | 0 | 0 | 0 | 0
DemandResponse | 0 | 0 | 0 | 0 | 0 | 0
IGCC-CCS | 0 | 0 | 0 | 0 | 0 | 0
WT_off | 0 | 0 | 0 | 0 | 0 | 0
PseudoUnit | 0 | 0 | 0 | 0 | 0 | 0
FixedInterchange | 0 | 0 | 0 | 0 | 0 | 0
Total Costs by Reporting Type: SPP_S
ReportingType | 2015 | 2020 | 2025 | 2030 | 2035 | 2040
BM | 0 | 0 | 0 | 0 | 2029.44 | 4232
CC | 2758.08 | 5095.55 | 5577.96 | 6440.22 | 4501.2 | 4020.22
CSP | 0 | 0 | 0 | 0 | 0 | 0
CT | 36.29 | 61.7 | 61.7 | 67.15 | 25.73 | 0
Coal | 4788.41 | 1014.54 | 446.89 | 342.46 | 302.46 | 302.46
Geo | 0 | 0 | 0 | 0 | 0 | 0
H | 30.03 | 30.03 | 30.03 | 61.32 | 61.32 | 61.32
LFG | 2.29 | 2.29 | 31.48 | 31.48 | 31.48 | 31.48
Nuc | 0.01 | 0.01 | 0.01 | 1088.77 | 1088.83 | 1088.81
PS | 10.59 | 10.59 | 10.59 | 10.59 | 10.59 | 10.59
PV | 0 | 0 | 0 | 0 | 0 | 0
PeakG | 60.2 | 87.93 | 62.37 | 76.78 | 82.77 | 82.77
PeakO | 3.36 | 4.54 | 3.63 | 3.63 | 3.64 | 3.66
ST | 0 | 0 | 0 | 0 | 0 | 0
STOG | 524.29 | 477.22 | 513.03 | 584.61 | 237.05 | 0
STWD | 7.55 | 6.08 | 5.45 | 23.13 | 54.2 | 42.72
WT | 183.43 | 6479.44 | 6479.44 | 6479.44 | 6402.54 | 869.99
IGCC | 0 | 0 | 0 | 0 | 0 | 0
DemandResponse | 0 | 0 | 0 | 0 | 0 | 0
IGCC-CCS | 0 | 0 | 0 | 0 | 0 | 0
WT_off | 0 | 0 | 0 | 0 | 0 | 0
PseudoUnit | 0 | 0 | 0 | 0 | 0 | 0
FixedInterchange | 0 | 0 | 0 | 0 | 0 | 0
Total Costs by Reporting Type: TVA
ReportingType | 2015 | 2020 | 2025 | 2030 | 2035 | 2040
BM | 0 | 0 | 0 | 0 | 7168.7 | 7168.7
CC | 3396.79 | 5936.27 | 6605.84 | 7679.14 | 5854.09 | 1208.2
CSP | 0 | 0 | 0 | 0 | 0 | 0
CT | 0 | 0 | 0 | 0 | 0 | 0
Coal | 2240.4 | 1152.66 | 114.66 | 0 | 0 | 0
Geo | 0 | 0 | 0 | 0 | 0 | 0
H | 72.8 | 72.8 | 82.09 | 82.09 | 82.09 | 82.09
LFG | 1.57 | 1.57 | 33.99 | 33.99 | 33.99 | 33.99
Nuc | 2533.71 | 2590.04 | 2579.4 | 2607.66 | 3653.91 | 7459.8
PS | 41.38 | 41.38 | 41.38 | 41.38 | 41.38 | 41.38
PV | 0 | 0 | 0 | 0 | 0 | 318.59
PeakG | 99.24 | 153.37 | 140.99 | 140.99 | 136.34 | 136.34
PeakO | 1.87 | 2.54 | 1.92 | 2.49 | 0 | 0
ST | 0 | 0 | 0 | 0 | 0 | 0
STOG | 0 | 0 | 0 | 0 | 0 | 0
STWD | 0.32 | 0.36 | 0.44 | 2.54 | 3 | 3
WT | 0.99 | 0.99 | 0.99 | 0.99 | 24.39 | 24.39
IGCC | 0 | 0 | 0 | 0 | 0 | 0
DemandResponse | 0 | 0 | 0 | 0 | 0 | 0
IGCC-CCS | 0 | 0 | 0 | 0 | 0 | 0
WT_off | 0 | 0 | 0 | 0 | 0 | 0
PseudoUnit | 0 | 0 | 0 | 0 | 0 | 0
FixedInterchange | 0 | 0 | 0 | 0 | 0 | 0
Total Costs by Reporting Type: TVA_Transmission
ReportingType | 2015 | 2020 | 2025 | 2030 | 2035 | 2040
BM | 0 | 0 | 0 | 0 | 0 | 0
CC | 0 | 0 | 0 | 0 | 0 | 0
CSP | 0 | 0 | 0 | 0 | 0 | 0
CT | 0 | 0 | 0 | 0 | 0 | 0
Coal | 0 | 0 | 0 | 0 | 0 | 0
Geo | 0 | 0 | 0 | 0 | 0 | 0
H | 0 | 0 | 0 | 0 | 0 | 0
LFG | 0 | 0 | 0 | 0 | 0 | 0
Nuc | 0 | 0 | 0 | 0 | 0 | 0
PS | 0 | 0 | 0 | 0 | 0 | 0
PV | 0 | 0 | 0 | 0 | 0 | 0
PeakG | 0 | 0 | 0 | 0 | 0 | 0
PeakO | 0 | 0 | 0 | 0 | 0 | 0
ST | 0 | 0 | 0 | 0 | 0 | 0
STOG | 0 | 0 | 0 | 0 | 0 | 0
STWD | 0 | 0 | 0 | 0 | 0 | 0
WT | 0 | 0 | 0 | 0 | 0 | 0
IGCC | 0 | 0 | 0 | 0 | 0 | 0
DemandResponse | 0 | 0 | 0 | 0 | 0 | 0
IGCC-CCS | 0 | 0 | 0 | 0 | 0 | 0
WT_off | 0 | 0 | 0 | 0 | 0 | 0
PseudoUnit | 0 | 0 | 0 | 0 | 0 | 0
FixedInterchange | 0 | 0 | 0 | 0 | 0 | 0
Total Costs by Reporting Type: VACAR
ReportingType | 2015 | 2020 | 2025 | 2030 | 2035 | 2040
BM | 0.93 | 169.61 | 688.42 | 700.69 | 700.69 | 5951.81
CC | 9131.65 | 9837.02 | 10284.62 | 10583.98 | 6902.63 | 1683.91
CSP | 0 | 0 | 0 | 0 | 0 | 0
CT | 73.03 | 73.88 | 82.34 | 0 | 0 | 0
Coal | 2323.85 | 1778.15 | 764.78 | 626.51 | 753.72 | 761.13
Geo | 0 | 0 | 0 | 0 | 0 | 0
H | 30.23 | 30.23 | 30.23 | 30.23 | 30.23 | 30.23
LFG | 7.71 | 40.25 | 40.25 | 40.25 | 40.18 | 20.68
Nuc | 2606.17 | 4424.34 | 5927.86 | 7297.79 | 6535.34 | 7967.2
PS | 62.1 | 62.1 | 62.1 | 62.1 | 62.1 | 62.1
PV | 0.24 | 44.91 | 45.63 | 45.88 | 45.88 | 4.36
PeakG | 153.37 | 232.64 | 194.36 | 251.01 | 205.79 | 218.9
PeakO | 36.13 | 46.34 | 37.33 | 38.01 | 0 | 0
ST | 0 | 0 | 0 | 0 | 0 | 0
STOG | 4.04 | 4.78 | 4.1 | 4.1 | 0 | 0
STWD | 173.41 | 175.67 | 173.58 | 173.58 | 173.58 | 137.34
WT | 0.22 | 838.93 | 838.93 | 838.93 | 838.73 | 98.34
IGCC | 0 | 0 | 0 | 0 | 0 | 0
DemandResponse | 0 | 0 | 0 | 0 | 0 | 0
IGCC-CCS | 0 | 0 | 0 | 0 | 0 | 0
WT_off | 0.59 | 0.59 | 0.59 | 0.59 | 13630.95 | 19444.98
PseudoUnit | 0 | 0 | 0 | 0 | 0 | 0
FixedInterchange | 0 | 0 | 0 | 0 | 0 | 0
Total Costs by Reporting Type: IESO
ReportingType | 2015 | 2020 | 2025 | 2030 | 2035 | 2040
BM | 177.6 | 177.87 | 178.07 | 180.08 | 183.93 | 189.23
CC | 465.79 | 220.56 | 199.83 | 210.24 | 209.52 | 39.74
CSP | 0 | 0 | 0 | 0 | 0 | 0
CT | 44.26 | 44.69 | 44.26 | 44.26 | 0 | 0
Coal | 0 | 0 | 0 | 0 | 0 | 0
Geo | 0 | 0 | 0 | 0 | 0 | 0
H | 123.83 | 123.83 | 123.83 | 226.24 | 226.24 | 226.24
LFG | 19.32 | 19.32 | 19.32 | 19.55 | 14.43 | 14.43
Nuc | 2990.3 | 2997.91 | 3038.61 | 3080.28 | 2836.57 | 3030.7
PS | 2.92 | 2.92 | 2.92 | 2.92 | 2.92 | 2.92
PV | 558.01 | 558.01 | 558.01 | 558.01 | 0.44 | 0.44
PeakG | 0 | 0 | 0 | 0 | 0 | 0
PeakO | 0 | 0 | 0 | 0 | 0 | 0
ST | 0 | 0 | 0 | 0 | 0 | 0
STOG | 0 | 0 | 0 | 0 | 0 | 0
STWD | 4.77 | 4.82 | 4.77 | 8.12 | 44.95 | 74.15
WT | 763.41 | 763.41 | 763.41 | 763.41 | 103.02 | 103.02
IGCC | 0 | 0 | 0 | 0 | 0 | 0
DemandResponse | 0 | 0 | 0 | 0 | 0 | 0
IGCC-CCS | 0 | 0 | 0 | 0 | 0 | 0
WT_off | 0 | 0 | 0 | 0 | 0 | 0
PseudoUnit | 0 | 0 | 0 | 0 | 0 | 0
FixedInterchange | 0 | 0 | 0 | 0 | 0 | 0
Total Costs by Reporting Type: MAPP_CA
ReportingType | 2015 | 2020 | 2025 | 2030 | 2035 | 2040
BM | 0 | 0 | 0 | 0 | 0 | 0
CC | 413.86 | 483.98 | 72.98 | 44.46 | 42.24 | 0
CSP | 0 | 0 | 0 | 0 | 0 | 0
CT | 0 | 0 | 0 | 0 | 0 | 0
Coal | 61.88 | 10.6 | 0 | 0 | 0 | 0
Geo | 0 | 0 | 0 | 0 | 0 | 0
H | 92.24 | 343.32 | 857.5 | 1703.56 | 1703.56 | 1703.56
LFG | 0 | 0 | 0 | 0 | 0 | 0
Nuc | 0.01 | 0.01 | 0.01 | 0.01 | 0.08 | 0.06
PS | 0 | 0 | 0 | 0 | 0 | 0
PV | 0 | 0 | 0 | 0 | 0 | 0
PeakG | 16.76 | 18.05 | 0 | 0 | 0 | 0
PeakO | 0.09 | 0.09 | 0 | 0 | 0 | 0
ST | 0 | 0 | 0 | 0 | 0 | 0
STOG | 7.43 | 7.81 | 0 | 0 | 0 | 0
STWD | 0 | 0 | 0 | 0 | 0 | 0
WT | 105.14 | 105.14 | 105.14 | 105.14 | 9.42 | 9.42
IGCC | 0 | 0 | 0 | 0 | 0 | 0
DemandResponse | 0 | 0 | 0 | 0 | 0 | 0
IGCC-CCS | 0 | 0 | 0 | 0 | 0 | 0
WT_off | 0 | 0 | 0 | 0 | 0 | 0
PseudoUnit | 0 | 0 | 0 | 0 | 0 | 0
FixedInterchange | 0 | 0 | 0 | 0 | 0 | 0
Total Costs by Reporting Type: AZ_NM_SNV_Coal
ReportingType | 2015 | 2020 | 2025 | 2030 | 2035 | 2040
BM | 0 | 0 | 0 | 0 | 0 | 0
CC | 0 | 0 | 0 | 0 | 0 | 0
CSP | 0 | 0 | 0 | 0 | 0 | 0
CT | 0 | 0 | 0 | 0 | 0 | 0
Coal | 3121.17 | 3319.15 | 1116.01 | 100.99 | 456.28 | 348.06
Geo | 0 | 0 | 0 | 0 | 0 | 0
H | 0 | 0 | 0 | 0 | 0 | 0
LFG | 0 | 0 | 0 | 0 | 0 | 0
Nuc | 0 | 0 | 0 | 0 | 0 | 0
PS | 0 | 0 | 0 | 0 | 0 | 0
PV | 0 | 0 | 0 | 0 | 0 | 0
PeakG | 0 | 0 | 0 | 0 | 0 | 0
PeakO | 5.77 | 7.38 | 6 | 6 | 6 | 6
ST | 0 | 0 | 0 | 0 | 0 | 0
STOG | 0 | 0 | 0 | 0 | 0 | 0
STWD | 0 | 0 | 0 | 0 | 0 | 0
WT | 0 | 0 | 0 | 0 | 0 | 0
IGCC | 0 | 0 | 0 | 0 | 0 | 0
DemandResponse | 0 | 0 | 0 | 0 | 0 | 0
IGCC-CCS | 0 | 0 | 0 | 0 | 0 | 0
WT_off | 0 | 0 | 0 | 0 | 0 | 0
PseudoUnit | 0 | 0 | 0 | 0 | 0 | 0
FixedInterchange | 0 | 0 | 0 | 0 | 0 | 0
Total Costs by Reporting Type: AZ_NM_SNV_Gas
ReportingType | 2015 | 2020 | 2025 | 2030 | 2035 | 2040
BM | 0 | 0 | 0 | 0 | 0 | 0
CC | 4257.45 | 4404.48 | 6556.87 | 5333.88 | 3032.22 | 2740.43
CSP | 0 | 0 | 0 | 0 | 0 | 0
CT | 68.63 | 68.63 | 68.63 | 68.63 | 0 | 0
Coal | 0 | 0 | 0 | 0 | 0 | 0
Geo | 0 | 0 | 0 | 0 | 0 | 0
H | 0 | 0 | 0 | 0 | 0 | 0
LFG | 0 | 0 | 0 | 0 | 0 | 0
Nuc | 0 | 0 | 0 | 0 | 0 | 0
PS | 0 | 0 | 0 | 0 | 0 | 0
PV | 0 | 0 | 0 | 0 | 0 | 0
PeakG | 63.97 | 93.45 | 74.33 | 87.99 | 87.99 | 87.99
PeakO | 0 | 0 | 0 | 0 | 0 | 0
ST | 0 | 0 | 0 | 0 | 0 | 0
STOG | 0 | 0 | 0 | 0 | 0 | 0
STWD | 0 | 0 | 0 | 0 | 0 | 0
WT | 0 | 0 | 0 | 0 | 0 | 0
IGCC | 0 | 0 | 0 | 0 | 0 | 0
DemandResponse | 0 | 0 | 0 | 0 | 0 | 0
IGCC-CCS | 0 | 0 | 0 | 0 | 0 | 0
WT_off | 0 | 0 | 0 | 0 | 0 | 0
PseudoUnit | 0 | 0 | 0 | 0 | 0 | 0
FixedInterchange | 0 | 0 | 0 | 0 | 0 | 0
Total Costs by Reporting Type: AZ_NM_SNV_NucRenew
ReportingType | 2015 | 2020 | 2025 | 2030 | 2035 | 2040
BM | 0 | 0 | 0 | 0 | 0 | 925.05
CC | 0 | 0 | 0 | 0 | 0 | 0
CSP | 0 | 0 | 0 | 0 | 0 | 0
CT | 0 | 0 | 0 | 0 | 0 | 0
Coal | 0 | 0 | 0 | 0 | 0 | 0
Geo | 0 | 0 | 608.13 | 608.13 | 608.13 | 608.13
H | 44.6 | 44.6 | 44.6 | 44.6 | 44.6 | 44.6
LFG | 0.85 | 0.85 | 19.64 | 19.64 | 19.64 | 19.64
Nuc | 810.72 | 895.93 | 912.19 | 3262.47 | 8106.81 | 8106.81
PS | 5.13 | 5.13 | 5.13 | 5.13 | 5.13 | 5.13
PV | 37.26 | 37.26 | 37.26 | 37.26 | 2.38 | 2.38
PeakG | 0 | 0 | 0 | 0 | 0 | 0
PeakO | 0 | 0 | 0 | 0 | 0 | 0
ST | 119.29 | 291.78 | 373.96 | 352.5 | 501.48 | 357.52
STOG | 0 | 0 | 0 | 0 | 0 | 0
STWD | 12.81 | 13.02 | 12.82 | 12.82 | 12.82 | 12.82
WT | 31.87 | 2830.79 | 2836.49 | 2836.49 | 2822.2 | 354.59
IGCC | 0 | 0 | 0 | 0 | 0 | 0
DemandResponse | 0 | 0 | 0 | 0 | 0 | 0
IGCC-CCS | 0 | 0 | 0 | 0 | 0 | 0
WT_off | 0 | 0 | 0 | 0 | 0 | 0
PseudoUnit | 0 | 0 | 0 | 0 | 0 | 0
FixedInterchange | 0 | 0 | 0 | 0 | 0 | 0
Total Costs by Reporting Type: ERCOT
ReportingType | 2015 | 2020 | 2025 | 2030 | 2035 | 2040
BM | 73.54 | 76.66 | 80.42 | 148.83 | 3950.63 | 3440.71
CC | 14480.44 | 17398.69 | 16199.95 | 18148.87 | 12417.45 | 9606.07
CSP | 0 | 0 | 0 | 0 | 0 | 0
CT | 22.65 | 22.89 | 22.81 | 23.79 | 0 | 0
Coal | 3130.92 | 2471.46 | 1136.47 | 1313.24 | 1333.08 | 1352.5
Geo | 0 | 0 | 0 | 0 | 0 | 0
H | 8.05 | 8.05 | 8.05 | 8.05 | 8.05 | 8.05
LFG | 9.06 | 9.06 | 115.9 | 115.9 | 115.9 | 115.9
Nuc | 1007.36 | 1174.9 | 1203.03 | 2436.91 | 9647.77 | 12694.3
PS | 0 | 0 | 0 | 0 | 0 | 0
PV | 5.14 | 5.14 | 5.14 | 5.14 | 0.01 | 0.01
PeakG | 80.63 | 119.71 | 114.62 | 120.7 | 123.09 | 125.99
PeakO | 1.29 | 1.86 | 1.53 | 1.53 | 0 | 0
ST | 0 | 0 | 0 | 0 | 0 | 0
STOG | 730.81 | 965.07 | 476.74 | 378.15 | 0 | 0
STWD | 0 | 0 | 0 | 0 | 0 | 0
WT | 388.45 | 388.45 | 4593.33 | 4593.33 | 4520.63 | 4575.44
IGCC | 0 | 0 | 0 | 0 | 0 | 0
DemandResponse | 0 | 0 | 0 | 0 | 0 | 0
IGCC-CCS | 0 | 0 | 0 | 0 | 0 | 0
WT_off | 0 | 0 | 0 | 0 | 0 | 0
PseudoUnit | 0 | 0 | 0 | 0 | 0 | 0
FixedInterchange | 0 | 0 | 0 | 0 | 0 | 0
Total Costs by Reporting Type: NP15
ReportingType | 2015 | 2020 | 2025 | 2030 | 2035 | 2040
BM | 0 | 0 | 0 | 0 | 0 | 889.69
CC | 4028 | 4746.94 | 5027.34 | 4543.14 | 2592.88 | 1559.92
CSP | 0 | 0 | 0 | 0 | 0 | 0
CT | 19.28 | 19.28 | 19.28 | 19.28 | 0 | 0
Coal | 95.98 | 0 | 0 | 0 | 0 | 0
Geo | 100.91 | 299.52 | 382.6 | 382.6 | 382.6 | 252.75
H | 125.7 | 125.7 | 125.7 | 125.7 | 125.7 | 125.7
LFG | 10.26 | 128.44 | 203.56 | 203.56 | 203.56 | 127.15
Nuc | 495.59 | 560.5 | 540.7 | 3575.23 | 5601.35 | 6687.4
PS | 53.58 | 53.58 | 53.58 | 53.58 | 53.58 | 53.58
PV | 3.68 | 3.68 | 3.68 | 3.68 | 0.89 | 0.89
PeakG | 56.04 | 82.34 | 58.1 | 74.01 | 78.49 | 78.49
PeakO | 10.26 | 13.08 | 10.48 | 10.49 | 10.49 | 10.49
ST | 14.46 | 14.46 | 14.46 | 14.46 | 1.86 | 1.86
STOG | 173.69 | 201.84 | 177.07 | 135.74 | 37.96 | 37.96
STWD | 265.97 | 269.53 | 139.23 | 266.24 | 266.24 | 266.24
WT | 66.32 | 970.87 | 970.87 | 970.65 | 3618.72 | 3035.61
IGCC | 0 | 0 | 0 | 0 | 0 | 0
DemandResponse | 0 | 0 | 0 | 0 | 0 | 0
IGCC-CCS | 0 | 0 | 0 | 0 | 0 | 0
WT_off | 0 | 0 | 0 | 0 | 0 | 0
PseudoUnit | 0 | 0 | 0 | 0 | 0 | 0
FixedInterchange | 0 | 0 | 0 | 0 | 0 | 0
Total Costs by Reporting Type: NWPP_Coal
ReportingType | 2015 | 2020 | 2025 | 2030 | 2035 | 2040
BM | 0 | 0 | 0 | 0 | 0 | 0
CC | 0 | 0 | 0 | 0 | 0 | 0
CSP | 0 | 0 | 0 | 0 | 0 | 0
CT | 0 | 0 | 0 | 0 | 0 | 0
Coal | 2711.31 | 2532.11 | 184.06 | 146.39 | 94.71 | 114.25
Geo | 0 | 0 | 0 | 0 | 0 | 0
H | 0 | 0 | 0 | 0 | 0 | 0
LFG | 0 | 0 | 0 | 0 | 0 | 0
Nuc | 0 | 0 | 0 | 0 | 0 | 0
PS | 0 | 0 | 0 | 0 | 0 | 0
PV | 0 | 0 | 0 | 0 | 0 | 0
PeakG | 0 | 0 | 0 | 0 | 0 | 0
PeakO | 0 | 0 | 0 | 0 | 0 | 0
ST | 0 | 0 | 0 | 0 | 0 | 0
STOG | 0 | 0 | 0 | 0 | 0 | 0
STWD | 0 | 0 | 0 | 0 | 0 | 0
WT | 0 | 0 | 0 | 0 | 0 | 0
IGCC | 0 | 0 | 0 | 0 | 0 | 0
DemandResponse | 0 | 0 | 0 | 0 | 0 | 0
IGCC-CCS | 0 | 0 | 0 | 0 | 0 | 0
WT_off | 0 | 0 | 0 | 0 | 0 | 0
PseudoUnit | 0 | 0 | 0 | 0 | 0 | 0
FixedInterchange | 0 | 0 | 0 | 0 | 0 | 0
Total Costs by Reporting Type: NWPP_Gas
ReportingType | 2015 | 2020 | 2025 | 2030 | 2035 | 2040
BM | 0 | 0 | 0 | 0 | 0 | 0
CC | 3065.8 | 4567.49 | 4873.52 | 3939.35 | 1076.91 | 1155.69
CSP | 0 | 0 | 0 | 0 | 0 | 0
CT | 14.02 | 14.02 | 14.02 | 14.02 | 0 | 0
Coal | 0 | 0 | 0 | 0 | 0 | 0
Geo | 0 | 0 | 0 | 0 | 0 | 0
H | 0 | 0 | 0 | 0 | 0 | 0
LFG | 0 | 0 | 0 | 0 | 0 | 0
Nuc | 0 | 0 | 0 | 0 | 0 | 0
PS | 0 | 0 | 0 | 0 | 0 | 0
PV | 0 | 0 | 0 | 0 | 0 | 0
PeakG | 0 | 0 | 0 | 0 | 0 | 0
PeakO | 0 | 0 | 0 | 0 | 0 | 0
ST | 0 | 0 | 0 | 0 | 0 | 0
STOG | 0 | 0 | 0 | 0 | 0 | 0
STWD | 0 | 0 | 0 | 0 | 0 | 0
WT | 0 | 0 | 0 | 0 | 0 | 0
IGCC | 0 | 0 | 0 | 0 | 0 | 0
DemandResponse | 0 | 0 | 0 | 0 | 0 | 0
IGCC-CCS | 0 | 0 | 0 | 0 | 0 | 0
WT_off | 0 | 0 | 0 | 0 | 0 | 0
PseudoUnit | 0 | 0 | 0 | 0 | 0 | 0
FixedInterchange | 0 | 0 | 0 | 0 | 0 | 0
Total Costs by Reporting Type: NWPP_NucRenew
ReportingType | 2015 | 2020 | 2025 | 2030 | 2035 | 2040
BM | 17.16 | 22 | 35.02 | 35.02 | 35.02 | 1747.91
CC | 0 | 0 | 0 | 0 | 0 | 0
CSP | 0 | 0 | 0 | 0 | 0 | 0
CT | 0 | 0 | 0 | 0 | 0 | 0
Coal | 0 | 0 | 0 | 0 | 0 | 0
Geo | 67.62 | 67.62 | 249.83 | 249.83 | 224.95 | 224.95
H | 480.54 | 480.54 | 480.54 | 480.54 | 595.74 | 595.74
LFG | 20.56 | 20.56 | 96.02 | 96.02 | 91 | 91
Nuc | 256.71 | 258.17 | 262.7 | 264.21 | 2981.31 | 3702.07
PS | 6.12 | 6.12 | 6.12 | 6.12 | 6.12 | 6.12
PV | 0.04 | 0.04 | 0.04 | 0.04 | 0.04 | 0.04
PeakG | 0 | 0 | 0 | 0 | 0 | 0
PeakO | 0 | 0 | 0 | 0 | 0 | 0
ST | 0 | 0 | 0 | 0 | 0 | 0
STOG | 0 | 0 | 0 | 0 | 0 | 0
STWD | 17.98 | 22.5 | 329.12 | 329.12 | 329.12 | 329.12
WT | 467.97 | 467.97 | 467.97 | 5826.65 | 5587.79 | 6169.9
IGCC | 0 | 0 | 0 | 0 | 0 | 0
DemandResponse | 0 | 0 | 0 | 0 | 0 | 0
IGCC-CCS | 0 | 0 | 0 | 0 | 0 | 0
WT_off | 0 | 0 | 0 | 0 | 0 | 0
PseudoUnit | 0 | 0 | 0 | 0 | 0 | 0
FixedInterchange | 0 | 0 | 0 | 0 | 0 | 0
Total Costs by Reporting Type: RMPA
ReportingType | 2015 | 2020 | 2025 | 2030 | 2035 | 2040
BM | 0 | 0 | 0 | 0 | 1296.82 | 1624.56
CC | 730.73 | 926.15 | 1542.44 | 1216.66 | 785.44 | 738.52
CSP | 0 | 0 | 0 | 0 | 0 | 0
CT | 16.21 | 16.21 | 16.21 | 16.21 | 0 | 0
Coal | 2918.63 | 2923.14 | 723.5 | 464.84 | 346.04 | 396.44
Geo | 0 | 90.6 | 1084.8 | 1084.8 | 1084.8 | 1028.24
H | 13.99 | 13.99 | 13.99 | 13.99 | 13.99 | 13.99
LFG | 1.17 | 1.17 | 10.12 | 10.12 | 9.84 | 9.84
Nuc | 0.01 | 0.01 | 259.51 | 1498.33 | 1498.36 | 1498.34
PS | 13.37 | 13.37 | 13.37 | 13.37 | 13.37 | 13.37
PV | 0.68 | 0.68 | 0.68 | 0.68 | 0.31 | 0.31
PeakG | 48.87 | 72.26 | 50.7 | 61.6 | 69.81 | 69.81
PeakO | 0 | 0 | 0 | 0 | 0 | 0
ST | 1.26 | 145.57 | 145.57 | 147.57 | 146.5 | 25.72
STOG | 0 | 0 | 0 | 0 | 0 | 0
STWD | 0 | 0 | 0 | 0 | 0 | 0
WT | 240.35 | 1102.12 | 1102.12 | 1226.94 | 1054.28 | 323.71
IGCC | 0 | 0 | 0 | 0 | 0 | 0
DemandResponse | 0 | 0 | 0 | 0 | 0 | 0
IGCC-CCS | 0 | 0 | 0 | 0 | 0 | 0
WT_off | 0 | 0 | 0 | 0 | 0 | 0
PseudoUnit | 0 | 0 | 0 | 0 | 0 | 0
FixedInterchange | 0 | 0 | 0 | 0 | 0 | 0
Total Costs by Reporting Type: SP15
ReportingType | 2015 | 2020 | 2025 | 2030 | 2035 | 2040
BM | 6.8 | 6.8 | 6.8 | 6.8 | 6.8 | 715.86
CC | 5533.61 | 5832 | 6091.25 | 6543.35 | 4646.56 | 3255.66
CSP | 0 | 0 | 0 | 0 | 0 | 0
CT | 0 | 0 | 0 | 0 | 0 | 0
Coal | 82.23 | 55.13 | 2.92 | 0 | 0 | 0
Geo | 104.52 | 713.94 | 713.94 | 699.68 | 699.68 | 328.75
H | 16.57 | 16.57 | 16.57 | 16.57 | 16.57 | 16.57
LFG | 29.05 | 219.63 | 219.63 | 219.4 | 217.54 | 94.59
Nuc | 508.22 | 539.82 | 519.92 | 1399.25 | 2085.94 | 3464.64
PS | 34.19 | 34.19 | 34.19 | 34.19 | 34.19 | 34.19
PV | 3.49 | 3.49 | 3.49 | 3.49 | 1.87 | 1.87
PeakG | 76.73 | 111.44 | 93.22 | 103.59 | 103.59 | 103.59
PeakO | 1.47 | 1.91 | 1.53 | 1.53 | 1.53 | 1.53
ST | 220.08 | 220.08 | 220.08 | 220.08 | 1057.32 | 1414.28
STOG | 344.88 | 381.45 | 356.98 | 305.25 | 199.07 | 202.15
STWD | 68.43 | 69.39 | 68.5 | 68.5 | 68.5 | 68.5
WT | 264.36 | 544.98 | 4070.24 | 4070.24 | 3876.98 | 3624.58
IGCC | 0 | 0 | 0 | 0 | 0 | 0
DemandResponse | 0 | 0 | 0 | 0 | 0 | 0
IGCC-CCS | 0 | 0 | 0 | 0 | 0 | 0
WT_off | 0 | 0 | 0 | 0 | 0 | 0
PseudoUnit | 0 | 0 | 0 | 0 | 0 | 0
FixedInterchange | 0 | 0 | 0 | 0 | 0 | 0
Total Costs by Reporting Type: ALB
ReportingType | 2015 | 2020 | 2025 | 2030 | 2035 | 2040
BM | 0 | 0 | 0 | 0 | 0 | 0
CC | 885.68 | 1082.2 | 1344.28 | 8.37 | 9.12 | 10.36
CSP | 0 | 0 | 0 | 0 | 0 | 0
CT | 18.05 | 18.05 | 18.05 | 18.05 | 0.48 | 0.48
Coal | 2152.26 | 2681.67 | 3749.12 | 162.31 | 162.31 | 162.31
Geo | 0 | 0 | 0 | 0 | 0 | 0
H | 12.99 | 12.99 | 12.99 | 12.99 | 12.99 | 12.99
LFG | 1.21 | 1.21 | 1.21 | 1.21 | 1.21 | 1.21
Nuc | 0.01 | 0.01 | 0.06 | 6491.45 | 6693 | 6702.85
PS | 0 | 0 | 0 | 0 | 0 | 0
PV | 0 | 0 | 0 | 0 | 0 | 0
PeakG | 16.5 | 16.5 | 16.5 | 16.5 | 23.24 | 24.04
PeakO | 0 | 0 | 0 | 0 | 0 | 0
ST | 0 | 0 | 0 | 0 | 0 | 0
STOG | 0 | 0 | 0 | 0 | 0 | 0
STWD | 5.58 | 57.16 | 93.47 | 93.47 | 93.47 | 93.47
WT | 25.5 | 25.5 | 25.5 | 25.5 | 49.35 | 49.35
IGCC | 0 | 0 | 0 | 0 | 0 | 0
DemandResponse | 0 | 0 | 0 | 0 | 0 | 0
IGCC-CCS | 0 | 0 | 0 | 0 | 0 | 0
WT_off | 0 | 0 | 0 | 0 | 0 | 0
PseudoUnit | 0 | 0 | 0 | 0 | 0 | 0
FixedInterchange | 0 | 0 | 0 | 0 | 0 | 0
Total Costs by Reporting Type: BC
ReportingType | 2015 | 2020 | 2025 | 2030 | 2035 | 2040
BM | 0 | 0 | 0 | 0 | 0 | 0
CC | 268.68 | 310.51 | 370.54 | 346.27 | 54.47 | 0
CSP | 0 | 0 | 0 | 0 | 0 | 0
CT | 0 | 0 | 0 | 0 | 0 | 0
Coal | 0 | 0 | 0 | 0 | 0 | 0
Geo | 0 | 0 | 0 | 0 | 0 | 0
H | 173.22 | 173.22 | 173.22 | 173.22 | 173.22 | 173.22
LFG | 2.9 | 2.9 | 2.9 | 2.9 | 2.9 | 2.9
Nuc | 0.01 | 0.01 | 0.03 | 530.49 | 530.49 | 1019.62
PS | 0 | 0 | 0 | 0 | 0 | 0
PV | 0 | 0 | 0 | 0 | 0 | 0
PeakG | 0 | 0 | 0 | 0 | 0 | 0
PeakO | 0 | 0 | 0 | 0 | 0 | 0
ST | 0 | 0 | 0 | 0 | 0 | 0
STOG | 0 | 0 | 0 | 0 | 0 | 0
STWD | 16.34 | 161.58 | 296.27 | 296.27 | 296.27 | 296.27
WT | 48.22 | 48.22 | 48.22 | 48.22 | 52.78 | 52.78
IGCC | 0 | 0 | 0 | 0 | 0 | 0
DemandResponse | 0 | 0 | 0 | 0 | 0 | 0
IGCC-CCS | 0 | 0 | 0 | 0 | 0 | 0
WT_off | 0 | 0 | 0 | 0 | 0 | 0
PseudoUnit | 0 | 0 | 0 | 0 | 0 | 0
FixedInterchange | 0 | 0 | 0 | 0 | 0 | 0
Total Costs by Reporting Type: HQ_IESO
ReportingType | 2015 | 2020 | 2025 | 2030 | 2035 | 2040
BM | 0 | 0 | 0 | 0 | 0 | 0
CC | 0 | 0 | 0 | 0 | 0 | 0
CSP | 0 | 0 | 0 | 0 | 0 | 0
CT | 0 | 0 | 0 | 0 | 0 | 0
Coal | 0 | 0 | 0 | 0 | 0 | 0
Geo | 0 | 0 | 0 | 0 | 0 | 0
H | 0 | 0 | 0 | 0 | 0 | 0
LFG | 0 | 0 | 0 | 0 | 0 | 0
Nuc | 0.01 | 0.01 | 0.01 | 0.01 | 0.01 | 0.01
PS | 0 | 0 | 0 | 0 | 0 | 0
PV | 0 | 0 | 0 | 0 | 0 | 0
PeakG | 0 | 0 | 0 | 0 | 0 | 0
PeakO | 0 | 0 | 0 | 0 | 0 | 0
ST | 0 | 0 | 0 | 0 | 0 | 0
STOG | 0 | 0 | 0 | 0 | 0 | 0
STWD | 0 | 0 | 0 | 0 | 0 | 0
WT | 0 | 0 | 0 | 0 | 0 | 0
IGCC | 0 | 0 | 0 | 0 | 0 | 0
DemandResponse | 0 | 0 | 0 | 0 | 0 | 0
IGCC-CCS | 0 | 0 | 0 | 0 | 0 | 0
WT_off | 0 | 0 | 0 | 0 | 0 | 0
PseudoUnit | 0 | 0 | 0 | 0 | 0 | 49.35
FixedInterchange | 0 | 0 | 0 | 0 | 0 | 0
Total Costs by Reporting Type: HQ_NEISO
ReportingType | 2015 | 2020 | 2025 | 2030 | 2035 | 2040
BM | 0 | 0 | 0 | 0 | 0 | 0
CC | 0 | 0 | 0 | 0 | 0 | 0
CSP | 0 | 0 | 0 | 0 | 0 | 0
CT | 0 | 0 | 0 | 0 | 0 | 0
Coal | 0 | 0 | 0 | 0 | 0 | 0
Geo | 0 | 0 | 0 | 0 | 0 | 0
H | 0 | 0 | 0 | 0 | 0 | 0
LFG | 0 | 0 | 0 | 0 | 0 | 0
Nuc | 0.01 | 0.01 | 0.01 | 0.01 | 0.05 | 0.05
PS | 0 | 0 | 0 | 0 | 0 | 0
PV | 0 | 0 | 0 | 0 | 0 | 0
PeakG | 0 | 0 | 0 | 0 | 0 | 0
PeakO | 0 | 0 | 0 | 0 | 0 | 0
ST | 0 | 0 | 0 | 0 | 0 | 0
STOG | 0 | 0 | 0 | 0 | 0 | 0
STWD | 0 | 0 | 0 | 0 | 0 | 0
WT | 0 | 0 | 0 | 0 | 0 | 0
IGCC | 0 | 0 | 0 | 0 | 0 | 0
DemandResponse | 0 | 0 | 0 | 0 | 0 | 0
IGCC-CCS | 0 | 0 | 0 | 0 | 0 | 0
WT_off | 0 | 0 | 0 | 0 | 0 | 0
PseudoUnit | 0 | 0 | 0 | 0 | 0 | 764.91
FixedInterchange | 0 | 0 | 0 | 0 | 0 | 0
Total Costs by Reporting Type: HQ_NY
ReportingType | 2015 | 2020 | 2025 | 2030 | 2035 | 2040
BM | 0 | 0 | 0 | 0 | 0 | 0
CC | 0 | 0 | 0 | 0 | 0 | 0
CSP | 0 | 0 | 0 | 0 | 0 | 0
CT | 0 | 0 | 0 | 0 | 0 | 0
Coal | 0 | 0 | 0 | 0 | 0 | 0
Geo | 0 | 0 | 0 | 0 | 0 | 0
H | 0 | 0 | 0 | 0 | 0 | 0
LFG | 0 | 0 | 0 | 0 | 0 | 0
Nuc | 0.01 | 0.01 | 0.01 | 0.01 | 0.05 | 0.05
PS | 0 | 0 | 0 | 0 | 0 | 0
PV | 0 | 0 | 0 | 0 | 0 | 0
PeakG | 0 | 0 | 0 | 0 | 0 | 0
PeakO | 0 | 0 | 0 | 0 | 0 | 0
ST | 0 | 0 | 0 | 0 | 0 | 0
STOG | 0 | 0 | 0 | 0 | 0 | 0
STWD | 0 | 0 | 0 | 0 | 0 | 0
WT | 0 | 0 | 0 | 0 | 0 | 0
IGCC | 0 | 0 | 0 | 0 | 0 | 0
DemandResponse | 0 | 0 | 0 | 0 | 0 | 0
IGCC-CCS | 0 | 0 | 0 | 0 | 0 | 0
WT_off | 0 | 0 | 0 | 0 | 0 | 0
PseudoUnit | 0 | 0 | 0 | 1051.33 | 1414.04 | 1371.22
FixedInterchange | 0 | 0 | 0 | 0 | 0 | 0
Total Costs by Reporting Type: MARITIMES
ReportingType | 2015 | 2020 | 2025 | 2030 | 2035 | 2040
BM | 0 | 0 | 0 | 0 | 0 | 0
CC | 0 | 0 | 0 | 0 | 0 | 0
CSP | 0 | 0 | 0 | 0 | 0 | 0
CT | 0 | 0 | 0 | 0 | 0 | 0
Coal | 0 | 0 | 0 | 0 | 0 | 0
Geo | 0 | 0 | 0 | 0 | 0 | 0
H | 0 | 0 | 0 | 0 | 0 | 0
LFG | 0 | 0 | 0 | 0 | 0 | 0
Nuc | 0.01 | 0.01 | 0.01 | 0.01 | 0.05 | 0.05
PS | 0 | 0 | 0 | 0 | 0 | 0
PV | 0 | 0 | 0 | 0 | 0 | 0
PeakG | 0 | 0 | 0 | 0 | 0 | 0
PeakO | 0 | 0 | 0 | 0 | 0 | 0
ST | 0 | 0 | 0 | 0 | 0 | 0
STOG | 0 | 0 | 0 | 0 | 0 | 0
STWD | 0 | 0 | 0 | 0 | 0 | 0
WT | 0 | 0 | 0 | 0 | 0 | 0
IGCC | 0 | 0 | 0 | 0 | 0 | 0
DemandResponse | 0 | 0 | 0 | 0 | 0 | 0
IGCC-CCS | 0 | 0 | 0 | 0 | 0 | 0
WT_off | 0 | 0 | 0 | 0 | 0 | 0
PseudoUnit | 0 | 0 | 0 | 0 | 0 | 259.03
FixedInterchange | 0 | 0 | 0 | 0 | 0 | 0
Total Costs by Reporting Type: All
ReportingType | 2015 | 2020 | 2025 | 2030 | 2035 | 2040
BM | 829.58 | 1178.73 | 1658.35 | 1876.61 | 36546.11 | 88023.34
CC | 111117.96 | 152752.18 | 161652.28 | 159643.99 | 134638.03 | 56477.7
CSP | 0 | 0 | 0 | 0 | 0 | 0
CT | 641.73 | 716 | 745.3 | 612.05 | 42.78 | 17.05
Coal | 68638.89 | 38669.92 | 15983.42 | 11094.57 | 14720.83 | 15140.77
Geo | 277 | 1175.63 | 3043.25 | 3028.99 | 3004.12 | 2446.77
H | 1511 | 1944.16 | 3053.64 | 4034.45 | 4531.04 | 4531.04
LFG | 541.97 | 1191.79 | 1883.42 | 2112.89 | 2080.14 | 1667.98
Nuc | 27257.77 | 31446.65 | 35312.07 | 68836.06 | 100119.87 | 142416.33
PS | 517.25 | 517.25 | 517.25 | 517.25 | 517.25 | 517.25
PV | 639.15 | 1399.79 | 1736.59 | 1796.87 | 1170.71 | 785.28
PeakG | 2320.6 | 3454.86 | 2926.16 | 2973.61 | 3027.95 | 2787.87
PeakO | 537.15 | 704.79 | 536.14 | 499.15 | 457.14 | 358
ST | 355.08 | 671.89 | 754.07 | 734.61 | 1707.16 | 1799.38
STOG | 2750.24 | 3259.24 | 2102.47 | 1778 | 815.68 | 403.85
STWD | 1143.6 | 1301.83 | 1623.69 | 2329.97 | 2782.31 | 2550.52
WT | 8135.22 | 26054.97 | 47265.74 | 61628.17 | 66240.22 | 52102.6
IGCC | 464.39 | 498.24 | 293.46 | 245.48 | 245.48 | 245.48
DemandResponse | 0 | 0 | 0 | 0 | 0 | 0
IGCC-CCS | 0 | 0 | 0 | 0 | 0 | 0
WT_off | 308.81 | 308.81 | 907.86 | 907.86 | 14254.98 | 30492.04
PseudoUnit | 0 | 0 | 0 | 1051.33 | 1414.04 | 2444.52
FixedInterchange | 0 | 0 | 0 | 0 | 0 | 0
Total Costs by Reporting Type: EI_US
ReportingType | 2015 | 2020 | 2025 | 2030 | 2035 | 2040
BM | 554.48 | 895.4 | 1358.04 | 1505.87 | 31072.92 | 78490.33
CC | 76987.93 | 112779.17 | 119373.27 | 119309.4 | 109771.22 | 37371.32
CSP | 0 | 0 | 0 | 0 | 0 | 0
CT | 438.62 | 512.22 | 542.04 | 407.8 | 42.3 | 16.58
Coal | 54364.52 | 24676.67 | 9071.35 | 8906.79 | 12328.42 | 12767.22
Geo | 3.95 | 3.95 | 3.95 | 3.95 | 3.95 | 3.95
H | 419.29 | 601.36 | 1196.67 | 1229 | 1610.38 | 1610.38
LFG | 447.6 | 788.66 | 1195.13 | 1424.6 | 1404.12 | 1191.32
Nuc | 21188.81 | 25019.36 | 28575.3 | 46297.4 | 60138.19 | 95509.53
PS | 401.94 | 401.94 | 401.94 | 401.94 | 401.94 | 401.94
PV | 30.85 | 791.48 | 1128.29 | 1188.56 | 1164.76 | 779.33
PeakG | 1961.09 | 2941.12 | 2518.68 | 2509.23 | 2541.74 | 2297.97
PeakO | 518.27 | 680.47 | 516.6 | 479.61 | 439.13 | 339.99
ST | 0 | 0 | 0 | 0 | 0 | 0
STOG | 1493.43 | 1703.07 | 1091.67 | 958.87 | 578.65 | 163.74
STWD | 751.73 | 703.84 | 679.5 | 1255.42 | 1670.93 | 1409.94
WT | 5733.61 | 18807.51 | 32282.43 | 41161.59 | 44545.06 | 33804.19
IGCC | 464.39 | 498.24 | 293.46 | 245.48 | 245.48 | 245.48
DemandResponse | 0 | 0 | 0 | 0 | 0 | 0
IGCC-CCS | 0 | 0 | 0 | 0 | 0 | 0
WT_off | 308.81 | 308.81 | 907.86 | 907.86 | 14254.98 | 30492.04
PseudoUnit | 0 | 0 | 0 | 1051.33 | 1414.04 | 2395.16
FixedInterchange | 0 | 0 | 0 | 0 | 0 | 0
Total Costs by Reporting Type: EI_Canada
ReportingType | 2015 | 2020 | 2025 | 2030 | 2035 | 2040
BM | 177.6 | 177.87 | 178.07 | 180.08 | 183.93 | 189.23
CC | 879.64 | 704.54 | 272.81 | 254.7 | 251.76 | 39.74
CSP | 0 | 0 | 0 | 0 | 0 | 0
CT | 44.26 | 44.69 | 44.26 | 44.26 | 0 | 0
Coal | 61.88 | 10.6 | 0 | 0 | 0 | 0
Geo | 0 | 0 | 0 | 0 | 0 | 0
H | 216.06 | 467.15 | 981.32 | 1929.8 | 1929.8 | 1929.8
LFG | 19.32 | 19.32 | 19.32 | 19.55 | 14.43 | 14.43
Nuc | 2990.32 | 2997.94 | 3038.63 | 3080.31 | 2836.66 | 3030.77
PS | 2.92 | 2.92 | 2.92 | 2.92 | 2.92 | 2.92
PV | 558.01 | 558.01 | 558.01 | 558.01 | 0.44 | 0.44
PeakG | 16.76 | 18.05 | 0 | 0 | 0 | 0
PeakO | 0.09 | 0.09 | 0 | 0 | 0 | 0
ST | 0 | 0 | 0 | 0 | 0 | 0
STOG | 7.43 | 7.81 | 0 | 0 | 0 | 0
STWD | 4.77 | 4.82 | 4.77 | 8.12 | 44.95 | 74.15
WT | 868.55 | 868.55 | 868.55 | 868.55 | 112.43 | 112.43
IGCC | 0 | 0 | 0 | 0 | 0 | 0
DemandResponse | 0 | 0 | 0 | 0 | 0 | 0
IGCC-CCS | 0 | 0 | 0 | 0 | 0 | 0
WT_off | 0 | 0 | 0 | 0 | 0 | 0
PseudoUnit | 0 | 0 | 0 | 0 | 0 | 49.35
FixedInterchange | 0 | 0 | 0 | 0 | 0 | 0
Total Costs by Reporting Type: EI
ReportingType | 2015 | 2020 | 2025 | 2030 | 2035 | 2040
BM | 732.08 | 1073.27 | 1536.11 | 1685.96 | 31256.84 | 78679.56
CC | 77867.57 | 113483.72 | 119646.08 | 119564.1 | 110022.98 | 37411.06
CSP | 0 | 0 | 0 | 0 | 0 | 0
CT | 482.88 | 556.91 | 586.3 | 452.06 | 42.3 | 16.58
Coal | 54426.4 | 24687.27 | 9071.35 | 8906.79 | 12328.42 | 12767.22
Geo | 3.95 | 3.95 | 3.95 | 3.95 | 3.95 | 3.95
H | 635.35 | 1068.51 | 2177.99 | 3158.8 | 3540.18 | 3540.18
LFG | 466.92 | 807.98 | 1214.44 | 1444.15 | 1418.56 | 1205.75
Nuc | 24179.13 | 28017.3 | 31613.93 | 49377.71 | 62974.85 | 98540.3
PS | 404.86 | 404.86 | 404.86 | 404.86 | 404.86 | 404.86
PV | 588.85 | 1349.49 | 1686.29 | 1746.57 | 1165.2 | 779.77
PeakG | 1977.85 | 2959.16 | 2518.68 | 2509.23 | 2541.74 | 2297.97
PeakO | 518.36 | 680.56 | 516.6 | 479.61 | 439.13 | 339.99
ST | 0 | 0 | 0 | 0 | 0 | 0
STOG | 1500.86 | 1710.88 | 1091.67 | 958.87 | 578.65 | 163.74
STWD | 756.5 | 708.66 | 684.27 | 1263.54 | 1715.88 | 1484.09
WT | 6602.17 | 19676.06 | 33150.99 | 42030.14 | 44657.49 | 33916.63
IGCC | 464.39 | 498.24 | 293.46 | 245.48 | 245.48 | 245.48
DemandResponse | 0 | 0 | 0 | 0 | 0 | 0
IGCC-CCS | 0 | 0 | 0 | 0 | 0 | 0
WT_off | 308.81 | 308.81 | 907.86 | 907.86 | 14254.98 | 30492.04
PseudoUnit | 0 | 0 | 0 | 1051.33 | 1414.04 | 2444.52
FixedInterchange | 0 | 0 | 0 | 0 | 0 | 0
Total Costs by Reporting Type: Outside_EI
ReportingType | 2015 | 2020 | 2025 | 2030 | 2035 | 2040
BM | 97.5 | 105.46 | 122.24 | 190.65 | 5289.27 | 9343.78
CC | 33250.39 | 39268.47 | 42006.2 | 40079.89 | 24615.05 | 19066.64
CSP | 0 | 0 | 0 | 0 | 0 | 0
CT | 158.85 | 159.09 | 159.01 | 159.99 | 0.48 | 0.48
Coal | 14212.49 | 13982.65 | 6912.07 | 2187.78 | 2392.41 | 2373.56
Geo | 273.05 | 1171.68 | 3039.3 | 3025.04 | 3000.16 | 2442.82
H | 875.65 | 875.65 | 875.65 | 875.65 | 990.86 | 990.86
LFG | 75.05 | 383.81 | 668.98 | 668.75 | 661.59 | 462.23
Nuc | 3078.63 | 3429.35 | 3698.13 | 19458.34 | 37145.02 | 43876.03
PS | 112.39 | 112.39 | 112.39 | 112.39 | 112.39 | 112.39
PV | 50.3 | 50.3 | 50.3 | 50.3 | 5.51 | 5.51
PeakG | 342.75 | 495.7 | 407.47 | 464.38 | 486.21 | 489.9
PeakO | 18.79 | 24.23 | 19.54 | 19.54 | 18.02 | 18.02
ST | 355.08 | 671.89 | 754.07 | 734.61 | 1707.16 | 1799.38
STOG | 1249.38 | 1548.36 | 1010.79 | 819.14 | 237.03 | 240.11
STWD | 387.1 | 593.17 | 939.42 | 1066.43 | 1066.43 | 1066.43
WT | 1533.05 | 6378.91 | 14114.75 | 19598.03 | 21582.73 | 18185.97
IGCC | 0 | 0 | 0 | 0 | 0 | 0
DemandResponse | 0 | 0 | 0 | 0 | 0 | 0
IGCC-CCS | 0 | 0 | 0 | 0 | 0 | 0
WT_off | 0 | 0 | 0 | 0 | 0 | 0
PseudoUnit | 0 | 0 | 0 | 0 | 0 | 0
FixedInterchange | 0 | 0 | 0 | 0 | 0 | 0
#15 A | RPS Generation Compliance Payments ($)
RPS Program | 2015 | 2020 | 2025 | 2030 | 2035 | 2040
NEISO | 2.16 | 0 | 0 | 0 | 0 | 0
CA | 1658.41 | 0 | 0 | 0 | 0 | 0
NWPP | 0 | 0 | 0 | 0 | 0 | 0
PJM | 0 | 225.97 | 0 | 0 | 0 | 0
US | 0 | 0 | 0 | 0 | 0 | 0
PJM_Solar | 361.86 | 0 | 0 | 0 | 0 | 0
MA_Solar | 160.47 | 0 | 0 | 0 | 0 | 0
NH_Solar | 10.81 | 0 | 0 | 0 | 0 | 0
MRETS_Solar | 0 | 0 | 0 | 0 | 0 | 0
AZNMSNV | 211.66 | 0 | 0 | 0 | 0 | 0
AZNMSNV_Solar | 52.24 | 0 | 0 | 0 | 0 | 0
MRETS | 0 | 0 | 0 | 0 | 0 | 0
MI | 36.68 | 0 | 0 | 0 | 0 | 0
Ohio | 0 | 0 | 0 | 0 | 0 | 0
Ohio_Solar | 52.28 | 0 | 0 | 0 | 0 | 0
MOKSOKNE | 162.16 | 0 | 0 | 0 | 0 | 0
MO_Solar | 28.72 | 0 | 0 | 0 | 0 | 0
NC | 785.41 | 0 | 0 | 0 | 0 | 0
NC_Solar | 26.33 | 0 | 0 | 0 | 0 | 0
CO | 21.39 | 0 | 0 | 0 | 0 | 0
CO_Solar | 183.92 | 0 | 0 | 0 | 0 | 0
NY | 0 | 0 | 0 | 0 | 0 | 0
TX | 0 | 0 | 0 | 0 | 0 | 0
#15 B | RPS Capacity Compliance Payments ($)
RPS Program | 2015 | 2020 | 2025 | 2030 | 2035 | 2040
NEISO | 0 | 0 | 0 | 0 | 0 | 0
CA | 0 | 0 | 0 | 0 | 0 | 0
NWPP | 0 | 0 | 0 | 0 | 0 | 0
PJM | 0 | 0 | 0 | 0 | 0 | 0
US | 0 | 0 | 0 | 0 | 0 | 0
PJM_Solar | 0 | 0 | 0 | 0 | 0 | 0
MA_Solar | 0 | 0 | 0 | 0 | 0 | 0
NH_Solar | 0 | 0 | 0 | 0 | 0 | 0
MRETS_Solar | 0 | 0 | 0 | 0 | 0 | 0
AZNMSNV | 0 | 0 | 0 | 0 | 0 | 0
AZNMSNV_Solar | 0 | 0 | 0 | 0 | 0 | 0
MRETS | 0 | 0 | 0 | 0 | 0 | 0
MI | 0 | 0 | 0 | 0 | 0 | 0
Ohio | 0 | 0 | 0 | 0 | 0 | 0
Ohio_Solar | 0 | 0 | 0 | 0 | 0 | 0
MOKSOKNE | 0 | 0 | 0 | 0 | 0 | 0
MO_Solar | 0 | 0 | 0 | 0 | 0 | 0
NC | 0 | 0 | 0 | 0 | 0 | 0
NC_Solar | 0 | 0 | 0 | 0 | 0 | 0
CO | 0 | 0 | 0 | 0 | 0 | 0
CO_Solar | 0 | 0 | 0 | 0 | 0 | 0
NY | 0 | 0 | 0 | 0 | 0 | 0
TX | 0 | 0 | 0 | 0 | 0 | 0
#16a | Transmission Costs ($million) [excludes shadow cost]
Transmission Costs: Entergy
Cost | 2015 | 2020 | 2025 | 2030 | 2035 | 2040
a. Wheel Share | 5.49 | 24.17 | 33.82 | 28.05 | 13.83 | 25.75
b. Friction Share | 8.75 | 31.48 | 37.4 | 32.44 | 17.16 | 38.03
Transmission Costs: FRCC
Cost | 2015 | 2020 | 2025 | 2030 | 2035 | 2040
a. Wheel Share | 1.97 | 2.24 | 0.91 | 0.02 | 1.27 | 32.66
b. Friction Share | 1.97 | 2.24 | 0.91 | 0.02 | 1.59 | 32.19
Transmission Costs: MAPP_US
Cost | 2015 | 2020 | 2025 | 2030 | 2035 | 2040
a. Wheel Share | 2.6 | 28.69 | 51.72 | 52.61 | 55.06 | 60.51
b. Friction Share | 2.06 | 20.78 | 37.97 | 38.99 | 40.88 | 46.25
Transmission Costs: MISO_IN
Cost | 2015 | 2020 | 2025 | 2030 | 2035 | 2040
a. Wheel Share | 1.95 | 18.68 | 28.21 | 14.39 | 6.6 | 5.91
b. Friction Share | 1.02 | 10.23 | 25.43 | 11.71 | 6.89 | 8.63
Transmission Costs: MISO_MI
Cost | 2015 | 2020 | 2025 | 2030 | 2035 | 2040
a. Wheel Share | 21.35 | 16.88 | 39.12 | 18.6 | 18.94 | 36.39
b. Friction Share | 41.18 | 48.42 | 47.44 | 41.48 | 42.81 | 37.15
Transmission Costs: MISO_MO-IL
Cost | 2015 | 2020 | 2025 | 2030 | 2035 | 2040
a. Wheel Share | 0.51 | 18.35 | 27.91 | 20.85 | 24.37 | 51.16
b. Friction Share | 1.65 | 2.51 | 22.03 | 7.14 | 10.57 | 32.08
Transmission Costs: MISO_W
Cost | 2015 | 2020 | 2025 | 2030 | 2035 | 2040
a. Wheel Share | 3.76 | 34.59 | 23.85 | 51.3 | 65.24 | 235.9
b. Friction Share | 6.22 | 18.23 | 19.19 | 24.03 | 22.72 | 29.98
Transmission Costs: MISO_WUMS
Cost | 2015 | 2020 | 2025 | 2030 | 2035 | 2040
a. Wheel Share | 4.59 | 13.81 | 23 | 3.34 | 2.66 | 43.57
b. Friction Share | 7.3 | 7.94 | 14.09 | 7.26 | 8.28 | 3.77
Transmission Costs: Nebraska
Cost | 2015 | 2020 | 2025 | 2030 | 2035 | 2040
a. Wheel Share | 3.03 | 6.95 | 34.94 | 34.78 | 39.8 | 28.16
b. Friction Share | 2.73 | 6.26 | 27.92 | 27.53 | 27.11 | 23.03
Transmission Costs: NEISO
Cost | 2015 | 2020 | 2025 | 2030 | 2035 | 2040
a. Wheel Share | 0.77 | 1.87 | 3.14 | 5.05 | 105.75 | 186.11
b. Friction Share | 4 | 5.93 | 9.31 | 13.66 | 26.53 | 46.63
Transmission Costs: NonRTO_Midwest
Cost | 2015 | 2020 | 2025 | 2030 | 2035 | 2040
a. Wheel Share | 1.38 | 2.17 | 28.14 | 14.09 | 1.22 | 3.83
b. Friction Share | 0.89 | 1.33 | 16.96 | 8.52 | 1.76 | 6.24
Transmission Costs: NYISO_A-F
Cost | 2015 | 2020 | 2025 | 2030 | 2035 | 2040
a. Wheel Share | 20.65 | 23.61 | 22.4 | 41.33 | 172.72 | 24.56
b. Friction Share | 39.74 | 40.2 | 41.43 | 45.45 | 41.89 | 40.15
Transmission Costs: NYISO_G-I
Cost | 2015 | 2020 | 2025 | 2030 | 2035 | 2040
a. Wheel Share | 5.67 | 9.33 | 7.24 | 19.65 | 149.52 | 118.35
b. Friction Share | 2.94 | 4.38 | 5.92 | 8.03 | 14.13 | 31.86
Transmission Costs: NYISO_J-K
Cost | 2015 | 2020 | 2025 | 2030 | 2035 | 2040
a. Wheel Share | 1.11 | 2.34 | 3.25 | 6.98 | 106.73 | 84.05
b. Friction Share | 2.56 | 3.8 | 5.82 | 8.56 | 18.61 | 16.98
Transmission Costs: PJM_E
Cost | 2015 | 2020 | 2025 | 2030 | 2035 | 2040
a. Wheel Share | 2.49 | 3.64 | 4.45 | 4.61 | 10.52 | 16.44
b. Friction Share | 1.87 | 2.62 | 2.83 | 3.61 | 6.79 | 11.98
Transmission Costs: PJM_ROM
Cost | 2015 | 2020 | 2025 | 2030 | 2035 | 2040
a. Wheel Share | 1.89 | 2.37 | 4.38 | 11.4 | 21.9 | 16.17
b. Friction Share | 1.54 | 1.81 | 2.97 | 7.24 | 13.55 | 11.36
Transmission Costs: PJM_ROR
Cost | 2015 | 2020 | 2025 | 2030 | 2035 | 2040
a. Wheel Share | 13.32 | 6.86 | 6.85 | 23.35 | 6.77 | 17.59
b. Friction Share | 24.95 | 32.19 | 49.64 | 41.67 | 36.64 | 58.88
Transmission Costs: SOCO
Cost | 2015 | 2020 | 2025 | 2030 | 2035 | 2040
a. Wheel Share | 8.91 | 13.08 | 13.99 | 5.09 | 4.18 | 54.18
b. Friction Share | 13.85 | 16.19 | 17.17 | 8.36 | 6.44 | 70.61
Transmission Costs: SPP_N
Cost | 2015 | 2020 | 2025 | 2030 | 2035 | 2040
a. Wheel Share | 1.79 | 15.37 | 21.52 | 21.16 | 19.29 | 27.72
b. Friction Share | 1.21 | 18.93 | 23.94 | 23.11 | 18.31 | 37.01
Transmission Costs: SPP_S
Cost | 2015 | 2020 | 2025 | 2030 | 2035 | 2040
a. Wheel Share | 1.19 | 13.03 | 5.76 | 12.24 | 5.28 | 9.43
b. Friction Share | 1.25 | 14.98 | 6.99 | 12.96 | 6.11 | 13.57
Transmission Costs: TVA
Cost | 2015 | 2020 | 2025 | 2030 | 2035 | 2040
a. Wheel Share | 1.03 | 5.47 | 6.79 | 0.9 | 2.5 | 2.92
b. Friction Share | 1.25 | 4.34 | 5.14 | 0.77 | 3.07 | 3.68
Transmission Costs: TVA_Transmission
Cost | 2015 | 2020 | 2025 | 2030 | 2035 | 2040
a. Wheel Share | 5.15 | 0.53 | 13.37 | 6.63 | 1.15 | 30.14
b. Friction Share | 5.23 | 0.64 | 9.1 | 6.53 | 2.07 | 35.98
Transmission Costs: VACAR
Cost | 2015 | 2020 | 2025 | 2030 | 2035 | 2040
a. Wheel Share | 9.44 | 7.4 | 7.27 | 23.03 | 7.3 | 37.03
b. Friction Share | 10.94 | 8.36 | 8.58 | 26.04 | 14.36 | 70.71
Transmission Costs: IESO
Cost | 2015 | 2020 | 2025 | 2030 | 2035 | 2040
a. Wheel Share | 34.65 | 34.73 | 34.74 | 33.19 | 30.57 | 24.67
b. Friction Share | 86.63 | 86.83 | 86.86 | 82.99 | 76.45 | 55.25
Transmission Costs: MAPP_CA
Cost | 2015 | 2020 | 2025 | 2030 | 2035 | 2040
a. Wheel Share | 3.55 | 5.74 | 8.99 | 20.67 | 33.48 | 166.84
b. Friction Share | 5.79 | 7.89 | 7.46 | 4 | 7.83 | 9.18
Transmission Costs: AZ_NM_SNV_Coal
Cost | 2015 | 2020 | 2025 | 2030 | 2035 | 2040
a. Wheel Share | 20.91 | 22.39 | 22.34 | 0.92 | 8.79 | 13.01
b. Friction Share | 35.38 | 37.97 | 38.14 | 2.42 | 15.58 | 22.63
Transmission Costs: AZ_NM_SNV_Gas
Cost | 2015 | 2020 | 2025 | 2030 | 2035 | 2040
a. Wheel Share | 8.71 | 11.09 | 11.09 | 8.44 | 4.41 | 2.7
b. Friction Share | 14.87 | 18.78 | 18.94 | 14.34 | 7.44 | 4.57
Transmission Costs: AZ_NM_SNV_NucRenew
Cost | 2015 | 2020 | 2025 | 2030 | 2035 | 2040
a. Wheel Share | 18.05 | 21.13 | 20.75 | 19.45 | 39.51 | 38.33
b. Friction Share | 30.26 | 35.59 | 35.02 | 33.02 | 66.7 | 64.76
Transmission Costs: ERCOT
Cost | 2015 | 2020 | 2025 | 2030 | 2035 | 2040
a. Wheel Share | 0.02 | 3.53 | 0.74 | 2.36 | 1.13 | 3.07
b. Friction Share | 0.04 | 5.3 | 1.11 | 3.55 | 1.77 | 4.66
Transmission Costs: NP15
Cost | 2015 | 2020 | 2025 | 2030 | 2035 | 2040
a. Wheel Share | 5.41 | 1.54 | 3.59 | 0.53 | 0.13 | 15.64
b. Friction Share | 9.07 | 2.66 | 6.07 | 0.99 | 0.39 | 26.2
Transmission Costs: NWPP_Coal
Cost | 2015 | 2020 | 2025 | 2030 | 2035 | 2040
a. Wheel Share | 43.14 | 30.32 | 39.09 | 6.95 | 24.69 | 76.39
b. Friction Share | 73.16 | 51.87 | 66.55 | 13.13 | 42.68 | 129
Transmission Costs: NWPP_Gas
Cost | 2015 | 2020 | 2025 | 2030 | 2035 | 2040
a. Wheel Share | 0 | 0 | 0 | 0 | 0 | 0
b. Friction Share | 0.3 | 0.38 | 0.38 | 0.24 | 0.04 | 0.04
Transmission Costs: NWPP_NucRenew
Cost | 2015 | 2020 | 2025 | 2030 | 2035 | 2040
a. Wheel Share | 0 | 0 | 0 | 0 | 0 | 0
b. Friction Share | 0.96 | 0.96 | 1.02 | 1.31 | 1.49 | 1.64
Transmission Costs: RMPA
Cost | 2015 | 2020 | 2025 | 2030 | 2035 | 2040
a. Wheel Share | 1.23 | 8.7 | 14.61 | 8.64 | 8.35 | 16.64
b. Friction Share | 1.98 | 10.63 | 19.45 | 9.7 | 9.96 | 24.34
Transmission Costs: SP15
Cost | 2015 | 2020 | 2025 | 2030 | 2035 | 2040
a. Wheel Share | 83.18 | 74.86 | 44.45 | 31.81 | 52.88 | 69.77
b. Friction Share | 138.68 | 124.86 | 74.16 | 53.13 | 88.3 | 116.42
Transmission Costs: ALB
Cost | 2015 | 2020 | 2025 | 2030 | 2035 | 2040
a. Wheel Share | 3.37 | 1.93 | 2.14 | 3.71 | 2.6 | 10.25
b. Friction Share | 5.62 | 3.22 | 3.57 | 6.19 | 4.34 | 17.08
Transmission Costs: BC
Cost | 2015 | 2020 | 2025 | 2030 | 2035 | 2040
a. Wheel Share | 3.68 | 2.03 | 2.44 | 3.86 | 7.67 | 25.51
b. Friction Share | 6.14 | 3.39 | 4.07 | 6.43 | 12.78 | 42.51
Transmission Costs: HQ_IESO
Cost | 2015 | 2020 | 2025 | 2030 | 2035 | 2040
a. Wheel Share | 0 | 0 | 0 | 0 | 0 | 0
b. Friction Share | 0.01 | 0.01 | 0.01 | 0.01 | 0.01 | 0.02
Transmission Costs: HQ_NEISO
Cost | 2015 | 2020 | 2025 | 2030 | 2035 | 2040
a. Wheel Share | 0 | 0 | 0 | 0 | 0 | 0
b. Friction Share | 0.11 | 0.11 | 0.11 | 0.11 | 0.11 | 0.16
Transmission Costs: HQ_NY
Cost | 2015 | 2020 | 2025 | 2030 | 2035 | 2040
a. Wheel Share | 0 | 0 | 0 | 0 | 0 | 0
b. Friction Share | 0.03 | 0.03 | 0.03 | 0.12 | 0.12 | 0.12
Transmission Costs: MARITIMES
Cost | 2015 | 2020 | 2025 | 2030 | 2035 | 2040
a. Wheel Share | 0 | 0 | 0 | 0 | 0 | 0
b. Friction Share | 0.05 | 0.05 | 0.05 | 0.05 | 0.05 | 0.07
Transmission Costs: All
Cost | 2015 | 2020 | 2025 | 2030 | 2035 | 2040
a. Wheel Share | 345.93 | 489.42 | 617.02 | 559.97 | 1056.83 | 1611.37
b. Friction Share | 594.2 | 694.34 | 801.17 | 636.86 | 724.32 | 1225.39
Transmission Costs: EI_US
Cost | 2015 | 2020 | 2025 | 2030 | 2035 | 2040
a. Wheel Share | 120.04 | 271.43 | 412.04 | 419.42 | 842.61 | 1148.55
b. Friction Share | 185.3 | 304 | 438.36 | 405.39 | 388.56 | 707.09
Transmission Costs: EI_Canada
Cost | 2015 | 2020 | 2025 | 2030 | 2035 | 2040
a. Wheel Share | 38.19 | 40.46 | 43.73 | 53.86 | 64.06 | 191.51
b. Friction Share | 92.43 | 94.74 | 94.34 | 87.01 | 84.29 | 64.45
Transmission Costs: EI
Cost | 2015 | 2020 | 2025 | 2030 | 2035 | 2040
a. Wheel Share | 158.24 | 311.9 | 455.77 | 473.28 | 906.67 | 1340.06
b. Friction Share | 277.73 | 398.75 | 532.7 | 492.4 | 472.86 | 771.54
Transmission Costs: Outside_EI
Cost | 2015 | 2020 | 2025 | 2030 | 2035 | 2040
a. Wheel Share | 187.69 | 177.53 | 161.25 | 86.68 | 150.16 | 271.3
b. Friction Share | 316.46 | 295.6 | 268.47 | 144.47 | 251.46 | 453.85

## Capacity
#1 | New Build Capacity (MW)
New Build Capacity by Reporting Type: Entergy
ReportingType | 2015 | 2020 | 2025 | 2030 | 2035 | 2040
BM | 0 | 0 | 0 | 0 | 3618.06 | 6456.89
CC | 3198.29 | 4750.74 | 0 | 0 | 0 | 0
CSP | 0 | 0 | 0 | 0 | 0 | 0
CT | 0 | 0 | 0 | 0 | 0 | 0
Coal | 720 | 0 | 0 | 0 | 0 | 0
Geo | 0 | 0 | 0 | 0 | 0 | 0
H | 0 | 0 | 0 | 0 | 1109 | 0
LFG | 0 | 0 | 107.4 | 0 | 0 | 0
Nuc | 170 | 0 | 0 | 0 | 3005.43 | 0
PS | 0 | 0 | 0 | 0 | 0 | 0
PV | 0.29 | 61.53 | 29.38 | 0 | 0 | 1.39
PeakG | 0 | 0 | 0 | 0 | 0 | 0
PeakO | 0 | 0 | 0 | 0 | 0 | 0
ST | 0 | 0 | 0 | 0 | 0 | 0
STOG | 0 | 0 | 0 | 0 | 0 | 0
STWD | 0 | 0 | 0 | 0 | 0 | 0
WT | 0 | 0 | 0 | 0 | 0 | 0
IGCC | 0 | 0 | 0 | 0 | 0 | 0
DemandResponse | 0 | 0 | 0 | 0 | 0 | 0
IGCC-CCS | 0 | 0 | 0 | 0 | 0 | 0
WT_off | 0 | 0 | 0 | 0 | 0 | 0
PseudoUnit | 0 | 0 | 0 | 0 | 0 | 0
FixedInterchange | 0 | 0 | 0 | 0 | 0 | 0
New Build Capacity by Reporting Type: FRCC
ReportingType | 2015 | 2020 | 2025 | 2030 | 2035 | 2040
BM | 0 | 0 | 0 | 0 | 0 | 2001.91
CC | 12513.86 | 0 | 0 | 0 | 0 | 0
CSP | 0 | 0 | 0 | 0 | 0 | 0
CT | 2480 | 0 | 0 | 0 | 0 | 0
Coal | 0 | 0 | 0 | 0 | 0 | 0
Geo | 0 | 0 | 0 | 0 | 0 | 0
H | 0 | 0 | 0 | 0 | 0 | 0
LFG | 0 | 0 | 198 | 0 | 0 | 0
Nuc | 229.33 | 0 | 2879.27 | 10848.65 | 8924.71 | 3607.33
PS | 0 | 0 | 0 | 0 | 0 | 0
PV | 0 | 0 | 0 | 0 | 0 | 0
PeakG | 0 | 0 | 0 | 0 | 0 | 0
PeakO | 0 | 0 | 0 | 0 | 0 | 0
ST | 0 | 0 | 0 | 0 | 0 | 0
STOG | 0 | 0 | 0 | 0 | 0 | 0
STWD | 0 | 0 | 0 | 0 | 0 | 0
WT | 0 | 0 | 0 | 0 | 0 | 0
IGCC | 0 | 0 | 0 | 0 | 0 | 0
DemandResponse | 0 | 0 | 0 | 0 | 0 | 0
IGCC-CCS | 0 | 0 | 0 | 0 | 0 | 0
WT_off | 0 | 0 | 0 | 0 | 0 | 0
PseudoUnit | 0 | 0 | 0 | 0 | 0 | 0
FixedInterchange | 0 | 0 | 0 | 0 | 0 | 0
New Build Capacity by Reporting Type: MAPP_US
ReportingType | 2015 | 2020 | 2025 | 2030 | 2035 | 2040
BM | 0 | 0 | 0 | 0 | 34.97 | 31.01
CC | 0 | 0 | 0 | 0 | 0 | 0
CSP | 0 | 0 | 0 | 0 | 0 | 0
CT | 308.3 | 0 | 0 | 154.96 | 0 | 0
Coal | 0 | 0 | 0 | 0 | 0 | 0
Geo | 0 | 0 | 0 | 0 | 0 | 0
H | 0 | 0 | 0 | 0 | 0 | 0
LFG | 0 | 0 | 0 | 71.67 | 0 | 0
Nuc | 0 | 0 | 0 | 0 | 0 | 0
PS | 0 | 0 | 0 | 0 | 0 | 0
PV | 0 | 0 | 0 | 0 | 0 | 0
PeakG | 0 | 0 | 0 | 0 | 0 | 0
PeakO | 0 | 0 | 0 | 0 | 0 | 0
ST | 0 | 0 | 0 | 0 | 0 | 0
STOG | 0 | 0 | 0 | 0 | 0 | 0
STWD | 0 | 0 | 0 | 0 | 0 | 0
WT | 421.3 | 6565.38 | 4173.22 | 0 | 0 | 0
IGCC | 0 | 0 | 0 | 0 | 0 | 0
DemandResponse | 0 | 0 | 0 | 0 | 0 | 0
IGCC-CCS | 0 | 0 | 0 | 0 | 0 | 0
WT_off | 0 | 0 | 0 | 0 | 0 | 0
PseudoUnit | 0 | 0 | 0 | 0 | 0 | 0
FixedInterchange | 0 | 0 | 0 | 0 | 0 | 0
New Build Capacity by Reporting Type: MISO_IN
ReportingType | 2015 | 2020 | 2025 | 2030 | 2035 | 2040
BM | 0 | 0 | 0 | 0 | 0 | 6144.51
CC | 1018.16 | 21976.52 | 0 | 0 | 0 | 0
CSP | 0 | 0 | 0 | 0 | 0 | 0
CT | 0 | 0 | 0 | 0 | 0 | 0
Coal | 0 | 0 | 0 | 0 | 0 | 0
Geo | 0 | 0 | 0 | 0 | 0 | 0
H | 0 | 0 | 0 | 0 | 0 | 0
LFG | 0 | 0 | 80.12 | 0 | 0 | 0
Nuc | 0 | 0 | 0 | 0 | 0 | 588.24
PS | 0 | 0 | 0 | 0 | 0 | 0
PV | 0 | 225.83 | 0 | 0 | 0 | 0
PeakG | 0 | 0 | 0 | 0 | 0 | 0
PeakO | 0 | 0 | 0 | 0 | 0 | 0
ST | 0 | 0 | 0 | 0 | 0 | 0
STOG | 0 | 0 | 0 | 0 | 0 | 0
STWD | 0 | 0 | 0 | 0 | 0 | 0
WT | 0 | 0 | 0 | 0 | 0 | 0
IGCC | 618 | 0 | 0 | 0 | 0 | 0
DemandResponse | 0 | 0 | 0 | 0 | 0 | 0
IGCC-CCS | 0 | 0 | 0 | 0 | 0 | 0
WT_off | 0 | 0 | 0 | 0 | 0 | 0
PseudoUnit | 0 | 0 | 0 | 0 | 0 | 0
FixedInterchange | 0 | 0 | 0 | 0 | 0 | 0
New Build Capacity by Reporting Type: MISO_MI
ReportingType | 2015 | 2020 | 2025 | 2030 | 2035 | 2040
BM | 0 | 0 | 0 | 0 | 0 | 4802.58
CC | 1140.05 | 0 | 0 | 0 | 0 | 0
CSP | 0 | 0 | 0 | 0 | 0 | 0
CT | 0 | 0 | 0 | 0 | 0 | 0
Coal | 0 | 0 | 0 | 0 | 0 | 0
Geo | 0 | 0 | 0 | 0 | 0 | 0
H | 0 | 0 | 0 | 0 | 0 | 0
LFG | 0 | 60.68 | 99.57 | 0 | 0 | 0
Nuc | 0 | 0 | 0 | 0 | 1435.03 | 4553.32
PS | 0 | 0 | 0 | 0 | 0 | 0
PV | 0 | 0 | 0 | 0 | 0 | 0
PeakG | 0 | 0 | 0 | 0 | 0 | 0
PeakO | 0 | 0 | 0 | 0 | 0 | 0
ST | 0 | 0 | 0 | 0 | 0 | 0
STOG | 0 | 0 | 0 | 0 | 0 | 0
STWD | 0 | 0 | 0 | 0 | 0 | 0
WT | 2000 | 81.38 | 0 | 0 | 0 | 0
IGCC | 0 | 0 | 0 | 0 | 0 | 0
DemandResponse | 0 | 0 | 0 | 0 | 0 | 0
IGCC-CCS | 0 | 0 | 0 | 0 | 0 | 0
WT_off | 0 | 0 | 0 | 0 | 0 | 0
PseudoUnit | 0 | 0 | 0 | 0 | 0 | 0
FixedInterchange | 0 | 0 | 0 | 0 | 0 | 0
New Build Capacity by Reporting Type: MISO_MO-IL
ReportingType | 2015 | 2020 | 2025 | 2030 | 2035 | 2040
BM | 0 | 0 | 0 | 0 | 0 | 134.33
CC | 0 | 0 | 0 | 0 | 0 | 0
CSP | 0 | 0 | 0 | 0 | 0 | 0
CT | 0 | 0 | 0 | 0 | 0 | 0
Coal | 1790 | 0 | 0 | 0 | 0 | 0
Geo | 0 | 0 | 0 | 0 | 0 | 0
H | 0 | 0 | 280 | 0 | 0 | 0
LFG | 0 | 0 | 10.57 | 212.76 | 0 | 0
Nuc | 0 | 0 | 0 | 0 | 0 | 0
PS | 0 | 0 | 0 | 0 | 0 | 0
PV | 0 | 0 | 0 | 0 | 0 | 0
PeakG | 0 | 0 | 0 | 0 | 0 | 0
PeakO | 0 | 0 | 0 | 0 | 0 | 0
ST | 0 | 0 | 0 | 0 | 0 | 0
STOG | 0 | 0 | 0 | 0 | 0 | 0
STWD | 0 | 0 | 0 | 0 | 0 | 0
WT | 300 | 0 | 5600 | 0 | 0 | 0
IGCC | 0 | 0 | 0 | 0 | 0 | 0
DemandResponse | 0 | 0 | 0 | 0 | 0 | 0
IGCC-CCS | 0 | 0 | 0 | 0 | 0 | 0
WT_off | 0 | 0 | 0 | 0 | 0 | 0
PseudoUnit | 0 | 0 | 0 | 0 | 0 | 0
FixedInterchange | 0 | 0 | 0 | 0 | 0 | 0
New Build Capacity by Reporting Type: MISO_W
ReportingType | 2015 | 2020 | 2025 | 2030 | 2035 | 2040
BM | 0 | 0 | 0 | 0 | 0 | 0
CC | 0 | 0 | 0 | 0 | 0 | 0
CSP | 0 | 0 | 0 | 0 | 0 | 0
CT | 0 | 0 | 0 | 0 | 0 | 0
Coal | 0 | 0 | 0 | 0 | 0 | 0
Geo | 0 | 0 | 0 | 0 | 0 | 0
H | 0 | 0 | 0 | 0 | 0 | 0
LFG | 0 | 0 | 0 | 71.67 | 0 | 0
Nuc | 94.33 | 0 | 0 | 0 | 0 | 0
PS | 0 | 0 | 0 | 0 | 0 | 0
PV | 0 | 0 | 0 | 0 | 0 | 0
PeakG | 0 | 0 | 0 | 0 | 0 | 0
PeakO | 0 | 0 | 0 | 0 | 0 | 0
ST | 0 | 0 | 0 | 0 | 0 | 0
STOG | 0 | 0 | 0 | 0 | 0 | 0
STWD | 0 | 0 | 0 | 0 | 0 | 0
WT | 2800.5 | 0 | 37626.81 | 0 | 0 | 2241.27
IGCC | 0 | 0 | 0 | 0 | 0 | 0
DemandResponse | 0 | 0 | 0 | 0 | 0 | 0
IGCC-CCS | 0 | 0 | 0 | 0 | 0 | 0
WT_off | 0 | 0 | 0 | 0 | 0 | 0
PseudoUnit | 0 | 0 | 0 | 0 | 0 | 0
FixedInterchange | 0 | 0 | 0 | 0 | 0 | 0
New Build Capacity by Reporting Type: MISO_WUMS
ReportingType | 2015 | 2020 | 2025 | 2030 | 2035 | 2040
BM | 0 | 0 | 0 | 0 | 0 | 3200.79
CC | 8333.74 | 0 | 0 | 0 | 0 | 0
CSP | 0 | 0 | 0 | 0 | 0 | 0
CT | 0 | 0 | 0 | 0 | 0 | 0
Coal | 615 | 0 | 0 | 0 | 0 | 0
Geo | 0 | 0 | 0 | 0 | 0 | 0
H | 0 | 1 | 0 | 0 | 0 | 0
LFG | 0 | 0 | 0 | 223.33 | 0 | 0
Nuc | 235 | 0 | 0 | 915.76 | 1234.33 | 0
PS | 0 | 0 | 0 | 0 | 0 | 0
PV | 0 | 0 | 0 | 0 | 0 | 0
PeakG | 0 | 0 | 0 | 0 | 0 | 0
PeakO | 0 | 0 | 0 | 0 | 0 | 0
ST | 0 | 0 | 0 | 0 | 0 | 0
STOG | 0 | 0 | 0 | 0 | 0 | 0
STWD | 0 | 0 | 0 | 0 | 0 | 0
WT | 968.9 | 0 | 0 | 0 | 0 | 30.8
IGCC | 0 | 0 | 0 | 0 | 0 | 0
DemandResponse | 0 | 0 | 0 | 0 | 0 | 0
IGCC-CCS | 0 | 0 | 0 | 0 | 0 | 0
WT_off | 0 | 0 | 0 | 0 | 0 | 0
PseudoUnit | 0 | 0 | 0 | 0 | 0 | 0
FixedInterchange | 0 | 0 | 0 | 0 | 0 | 0
New Build Capacity by Reporting Type: Nebraska
ReportingType | 2015 | 2020 | 2025 | 2030 | 2035 | 2040
BM | 0 | 0 | 0 | 0 | 338.04 | 1986
CC | 192.75 | 1866.96 | 0 | 0 | 0 | 0
CSP | 0 | 0 | 0 | 0 | 0 | 0
CT | 0 | 0 | 0 | 0 | 0 | 0
Coal | 232.1 | 0 | 0 | 0 | 0 | 0
Geo | 0 | 0 | 0 | 0 | 0 | 0
H | 0 | 0 | 0 | 0 | 0 | 0
LFG | 0 | 0 | 71.67 | 0 | 0 | 0
Nuc | 0 | 0 | 0 | 0 | 0 | 0
PS | 0 | 0 | 0 | 0 | 0 | 0
PV | 0 | 0 | 0 | 0 | 0 | 0
PeakG | 0 | 0 | 0 | 0 | 0 | 0
PeakO | 0 | 0 | 0 | 0 | 0 | 0
ST | 0 | 0 | 0 | 0 | 0 | 0
STOG | 0 | 0 | 0 | 0 | 0 | 0
STWD | 0 | 0 | 0 | 0 | 0 | 0
WT | 202 | 0 | 0 | 0 | 0 | 0
IGCC | 0 | 0 | 0 | 0 | 0 | 0
DemandResponse | 0 | 0 | 0 | 0 | 0 | 0
IGCC-CCS | 0 | 0 | 0 | 0 | 0 | 0
WT_off | 0 | 0 | 0 | 0 | 0 | 0
PseudoUnit | 0 | 0 | 0 | 0 | 0 | 0
FixedInterchange | 0 | 0 | 0 | 0 | 0 | 0
New Build Capacity by Reporting Type: NEISO
ReportingType | 2015 | 2020 | 2025 | 2030 | 2035 | 2040
BM | 252.2 | 0 | 0 | 0 | 0 | 0
CC | 2049.5 | 0 | 0 | 0 | 0 | 0
CSP | 0 | 0 | 0 | 0 | 0 | 0
CT | 334 | 0 | 0 | 0 | 0 | 0
Coal | 0 | 0 | 0 | 0 | 0 | 0
Geo | 0 | 0 | 0 | 0 | 0 | 0
H | 0 | 0 | 0 | 3 | 0 | 0
LFG | 49.26 | 0 | 0 | 69.74 | 0 | 0
Nuc | 0 | 0 | 0 | 0 | 0 | 0
PS | 0 | 0 | 0 | 0 | 0 | 0
PV | 0 | 292.5 | 0 | 0 | 0 | 0
PeakG | 0 | 0 | 0 | 0 | 0 | 0
PeakO | 0 | 0 | 0 | 0 | 0 | 0
ST | 0 | 0 | 0 | 0 | 0 | 0
STOG | 0 | 0 | 0 | 0 | 0 | 0
STWD | 0 | 0 | 0 | 0 | 0 | 0
WT | 231.2 | 2509.93 | 2538.87 | 0 | 14466.72 | 0
IGCC | 0 | 0 | 0 | 0 | 0 | 0
DemandResponse | 0 | 0 | 0 | 0 | 0 | 0
IGCC-CCS | 0 | 0 | 0 | 0 | 0 | 0
WT_off | 468 | 0 | 0 | 0 | 0 | 0
PseudoUnit | 0 | 0 | 0 | 0 | 0 | 0
FixedInterchange | 0 | 0 | 0 | 0 | 0 | 0
New Build Capacity by Reporting Type: NonRTO_Midwest
ReportingType | 2015 | 2020 | 2025 | 2030 | 2035 | 2040
BM | 0 | 0 | 0 | 0 | 832.71 | 5311.8
CC | 3093.05 | 2678.62 | 0 | 0 | 0 | 0
CSP | 0 | 0 | 0 | 0 | 0 | 0
CT | 0 | 0 | 0 | 0 | 0 | 0
Coal | 0 | 0 | 0 | 0 | 0 | 0
Geo | 0 | 0 | 0 | 0 | 0 | 0
H | 0 | 0 | 746 | 0 | 0 | 0
LFG | 0 | 0 | 160.25 | 0 | 0 | 0
Nuc | 0 | 0 | 0 | 0 | 990.19 | 0
PS | 0 | 0 | 0 | 0 | 0 | 0
PV | 0 | 0 | 0 | 0 | 0 | 0
PeakG | 0 | 0 | 0 | 0 | 0 | 0
PeakO | 0 | 0 | 0 | 0 | 0 | 0
ST | 0 | 0 | 0 | 0 | 0 | 0
STOG | 0 | 0 | 0 | 0 | 0 | 0
STWD | 0 | 0 | 0 | 0 | 0 | 0
WT | 0 | 0 | 0 | 0 | 0 | 0
IGCC | 0 | 0 | 0 | 0 | 0 | 0
DemandResponse | 0 | 0 | 0 | 0 | 0 | 0
IGCC-CCS | 0 | 0 | 0 | 0 | 0 | 0
WT_off | 0 | 0 | 0 | 0 | 0 | 0
PseudoUnit | 0 | 0 | 0 | 0 | 0 | 0
FixedInterchange | 0 | 0 | 0 | 0 | 0 | 0
New Build Capacity by Reporting Type: NYISO_A-F
ReportingType | 2015 | 2020 | 2025 | 2030 | 2035 | 2040
BM | 0 | 0 | 0 | 0 | 0 | 0
CC | 639 | 0 | 0 | 0 | 0 | 0
CSP | 0 | 0 | 0 | 0 | 0 | 0
CT | 0 | 0 | 0 | 0 | 0 | 0
Coal | 0 | 0 | 0 | 0 | 0 | 0
Geo | 0 | 0 | 0 | 0 | 0 | 0
H | 0 | 0 | 0 | 0 | 0 | 0
LFG | 6.4 | 0 | 67.93 | 0 | 0 | 0
Nuc | 168 | 0 | 0 | 0 | 0 | 0
PS | 0 | 0 | 0 | 0 | 0 | 0
PV | 0 | 0 | 0 | 0 | 0 | 0
PeakG | 0 | 0 | 0 | 0 | 0 | 0
PeakO | 0 | 0 | 0 | 0 | 0 | 0
ST | 0 | 0 | 0 | 0 | 0 | 0
STOG | 0 | 0 | 0 | 0 | 0 | 0
STWD | 0 | 0 | 0 | 0 | 0 | 0
WT | 2476.3 | 709.8 | 0 | 2911.71 | 7392.19 | 0
IGCC | 0 | 0 | 0 | 0 | 0 | 0
DemandResponse | 0 | 0 | 0 | 0 | 0 | 0
IGCC-CCS | 0 | 0 | 0 | 0 | 0 | 0
WT_off | 0 | 0 | 0 | 0 | 0 | 0
PseudoUnit | 0 | 0 | 0 | 0 | 0 | 0
FixedInterchange | 0 | 0 | 0 | 0 | 0 | 0
New Build Capacity by Reporting Type: NYISO_G-I
ReportingType | 2015 | 2020 | 2025 | 2030 | 2035 | 2040
BM | 0 | 0 | 0 | 0 | 618.07 | 181.93
CC | 0 | 0 | 49.05 | 0 | 0 | 0
CSP | 0 | 0 | 0 | 0 | 0 | 0
CT | 0 | 0 | 0 | 0 | 0 | 0
Coal | 0 | 0 | 0 | 0 | 0 | 0
Geo | 0 | 0 | 0 | 0 | 0 | 0
H | 0 | 0 | 0 | 0 | 0 | 0
LFG | 0 | 0 | 74.33 | 0 | 0 | 0
Nuc | 0 | 0 | 0 | 0 | 0 | 1551.83
PS | 0 | 0 | 0 | 0 | 0 | 0
PV | 0 | 0 | 0 | 0 | 0 | 0
PeakG | 0 | 0 | 0 | 0 | 0 | 0
PeakO | 0 | 0 | 0 | 0 | 0 | 0
ST | 0 | 0 | 0 | 0 | 0 | 0
STOG | 0 | 0 | 0 | 0 | 0 | 0
STWD | 0 | 0 | 0 | 0 | 0 | 0
WT | 0 | 60 | 0 | 300 | 0 | 0
IGCC | 0 | 0 | 0 | 0 | 0 | 0
DemandResponse | 0 | 0 | 0 | 0 | 0 | 0
IGCC-CCS | 0 | 0 | 0 | 0 | 0 | 0
WT_off | 0 | 0 | 0 | 0 | 0 | 0
PseudoUnit | 0 | 0 | 0 | 0 | 0 | 0
FixedInterchange | 0 | 0 | 0 | 0 | 0 | 0
New Build Capacity by Reporting Type: NYISO_J-K
ReportingType | 2015 | 2020 | 2025 | 2030 | 2035 | 2040
BM | 0 | 0 | 0 | 0 | 0 | 0
CC | 1175.4 | 0 | 0 | 0 | 0 | 0
CSP | 0 | 0 | 0 | 0 | 0 | 0
CT | 0 | 0 | 0 | 0 | 0 | 0
Coal | 0 | 0 | 0 | 0 | 0 | 0
Geo | 0 | 0 | 0 | 0 | 0 | 0
H | 0 | 0 | 0 | 0 | 0 | 0
LFG | 0 | 0 | 0 | 74.33 | 0 | 0
Nuc | 0 | 0 | 0 | 0 | 0 | 0
PS | 0 | 0 | 0 | 0 | 0 | 0
PV | 32 | 0 | 0 | 0 | 0 | 0
PeakG | 0 | 0 | 0 | 0 | 0 | 0
PeakO | 0 | 0 | 0 | 0 | 0 | 0
ST | 0 | 0 | 0 | 0 | 0 | 0
STOG | 0 | 0 | 0 | 0 | 0 | 0
STWD | 0 | 0 | 0 | 0 | 0 | 0
WT | 0 | 0 | 0 | 0 | 330 | 0
IGCC | 0 | 0 | 0 | 0 | 0 | 0
DemandResponse | 0 | 0 | 0 | 0 | 0 | 0
IGCC-CCS | 0 | 0 | 0 | 0 | 0 | 0
WT_off | 0 | 0 | 0 | 0 | 0 | 0
PseudoUnit | 0 | 0 | 0 | 0 | 0 | 0
FixedInterchange | 0 | 0 | 0 | 0 | 0 | 0
New Build Capacity by Reporting Type: PJM_E
ReportingType | 2015 | 2020 | 2025 | 2030 | 2035 | 2040
BM | 30 | 0 | 0 | 0 | 0 | 0
CC | 4634.3 | 0 | 0 | 0 | 0 | 0
CSP | 0 | 0 | 0 | 0 | 0 | 0
CT | 26.2 | 0 | 0 | 0 | 0 | 0
Coal | 27 | 0 | 0 | 0 | 0 | 0
Geo | 0 | 0 | 0 | 0 | 0 | 0
H | 0 | 0 | 0 | 0 | 0 | 0
LFG | 9.1 | 132.9 | 0 | 0 | 0 | 0
Nuc | 38 | 0 | 0 | 0 | 0 | 0
PS | 0 | 0 | 0 | 0 | 0 | 0
PV | 25.45 | 0 | 0 | 0 | 0 | 0
PeakG | 0 | 0 | 0 | 0 | 0 | 0
PeakO | 0 | 0 | 0 | 0 | 0 | 0
ST | 0 | 0 | 0 | 0 | 0 | 0
STOG | 0 | 0 | 0 | 0 | 0 | 0
STWD | 0 | 0 | 0 | 0 | 0 | 0
WT | 1150 | 0 | 0 | 0 | 20 | 0
IGCC | 0 | 0 | 0 | 0 | 0 | 0
DemandResponse | 0 | 0 | 0 | 0 | 0 | 0
IGCC-CCS | 0 | 0 | 0 | 0 | 0 | 0
WT_off | 0 | 0 | 1100 | 0 | 0 | 8500
PseudoUnit | 0 | 0 | 0 | 0 | 0 | 0
FixedInterchange | 0 | 0 | 0 | 0 | 0 | 0
New Build Capacity by Reporting Type: PJM_ROM
ReportingType | 2015 | 2020 | 2025 | 2030 | 2035 | 2040
BM | 18 | 0 | 0 | 0 | 2339.79 | 0
CC | 1678.5 | 0 | 0 | 0 | 0 | 0
CSP | 0 | 0 | 0 | 0 | 0 | 0
CT | 16 | 0 | 0 | 0 | 0 | 0
Coal | 32.5 | 0 | 0 | 0 | 0 | 0
Geo | 0 | 0 | 0 | 0 | 0 | 0
H | 0 | 0 | 678 | 0 | 0 | 0
LFG | 18.9 | 265.1 | 0 | 0 | 0 | 0
Nuc | 0 | 0 | 0 | 0 | 1866.15 | 2085.64
PS | 0 | 0 | 0 | 0 | 0 | 0
PV | 0 | 1355.2 | 758.74 | 169.83 | 12.8 | 61.08
PeakG | 0 | 0 | 0 | 0 | 0 | 0
PeakO | 0 | 0 | 0 | 0 | 0 | 0
ST | 0 | 0 | 0 | 0 | 0 | 0
STOG | 0 | 0 | 0 | 0 | 0 | 0
STWD | 0 | 0 | 0 | 0 | 0 | 0
WT | 479.8 | 750.2 | 0 | 0 | 5810 | 0
IGCC | 0 | 0 | 0 | 0 | 0 | 0
DemandResponse | 0 | 0 | 0 | 0 | 0 | 0
IGCC-CCS | 0 | 0 | 0 | 0 | 0 | 0
WT_off | 0 | 0 | 0 | 0 | 0 | 10814.93
PseudoUnit | 0 | 0 | 0 | 0 | 0 | 0
FixedInterchange | 0 | 0 | 0 | 0 | 0 | 0
New Build Capacity by Reporting Type: PJM_ROR
ReportingType | 2015 | 2020 | 2025 | 2030 | 2035 | 2040
BM | 385 | 0 | 0 | 0 | 0 | 10171.34
CC | 19210.24 | 7066.92 | 0 | 0 | 0 | 0
CSP | 0 | 0 | 0 | 0 | 0 | 0
CT | 29 | 0 | 0 | 0 | 0 | 0
Coal | 2164 | 0 | 0 | 0 | 0 | 0
Geo | 0 | 0 | 0 | 0 | 0 | 0
H | 0 | 503 | 0 | 0 | 0 | 0
LFG | 57.4 | 488.24 | 25.47 | 0 | 0 | 0
Nuc | 38 | 0 | 0 | 0 | 3531.11 | 16580.58
PS | 0 | 0 | 0 | 0 | 0 | 0
PV | 0 | 0 | 210.91 | 7.83 | 0 | 0
PeakG | 0 | 0 | 0 | 0 | 0 | 0
PeakO | 0 | 0 | 0 | 0 | 0 | 0
ST | 0 | 0 | 0 | 0 | 0 | 0
STOG | 0 | 0 | 0 | 0 | 0 | 0
STWD | 0 | 0 | 0 | 0 | 0 | 0
WT | 8325.7 | 191.7 | 6696.19 | 38386.41 | 0 | 0
IGCC | 0 | 0 | 0 | 0 | 0 | 0
DemandResponse | 0 | 0 | 0 | 0 | 0 | 0
IGCC-CCS | 0 | 0 | 0 | 0 | 0 | 0
WT_off | 0 | 0 | 0 | 0 | 0 | 0
PseudoUnit | 0 | 0 | 0 | 0 | 0 | 0
FixedInterchange | 0 | 0 | 0 | 0 | 0 | 0
New Build Capacity by Reporting Type: SOCO
ReportingType | 2015 | 2020 | 2025 | 2030 | 2035 | 2040
BM | 55 | 0 | 0 | 0 | 6500.24 | 0
CC | 7201.58 | 4949.24 | 0 | 0 | 0 | 0
CSP | 0 | 0 | 0 | 0 | 0 | 0
CT | 0 | 0 | 0 | 0 | 0 | 0
Coal | 0 | 0 | 0 | 0 | 0 | 0
Geo | 0 | 0 | 0 | 0 | 0 | 0
H | 0 | 0 | 0 | 0 | 0 | 0
LFG | 0 | 0 | 107.4 | 0 | 0 | 0
Nuc | 70 | 2200 | 0 | 8533.22 | 2781.38 | 7717.94
PS | 0 | 0 | 0 | 0 | 0 | 0
PV | 0 | 0 | 0 | 0 | 0 | 0
PeakG | 0 | 0 | 0 | 0 | 0 | 0
PeakO | 0 | 0 | 0 | 0 | 0 | 0
ST | 0 | 0 | 0 | 0 | 0 | 0
STOG | 0 | 0 | 0 | 0 | 0 | 0
STWD | 0 | 0 | 0 | 0 | 0 | 0
WT | 0 | 0 | 0 | 0 | 100 | 0
IGCC | 0 | 0 | 0 | 0 | 0 | 0
DemandResponse | 0 | 0 | 0 | 0 | 0 | 0
IGCC-CCS | 0 | 0 | 0 | 0 | 0 | 0
WT_off | 0 | 0 | 0 | 0 | 0 | 0
PseudoUnit | 0 | 0 | 0 | 0 | 0 | 0
FixedInterchange | 0 | 0 | 0 | 0 | 0 | 0
New Build Capacity by Reporting Type: SPP_N
ReportingType | 2015 | 2020 | 2025 | 2030 | 2035 | 2040
BM | 0 | 0 | 0 | 0 | 6405.59 | 0
CC | 1785.53 | 0 | 0 | 0 | 0 | 0
CSP | 0 | 0 | 0 | 0 | 0 | 0
CT | 0 | 0 | 0 | 0 | 0 | 0
Coal | 465.04 | 0 | 0 | 0 | 0 | 0
Geo | 0 | 0 | 0 | 0 | 0 | 0
H | 0 | 0 | 0 | 0 | 0 | 0
LFG | 0 | 0 | 95 | 0 | 0 | 0
Nuc | 0 | 0 | 0 | 0 | 0 | 0
PS | 0 | 0 | 0 | 0 | 0 | 0
PV | 0 | 0 | 0 | 0 | 0 | 0
PeakG | 0 | 0 | 0 | 0 | 0 | 0
PeakO | 0 | 0 | 0 | 0 | 0 | 0
ST | 0 | 0 | 0 | 0 | 0 | 0
STOG | 0 | 0 | 0 | 0 | 0 | 0
STWD | 0 | 0 | 0 | 0 | 0 | 0
WT | 0 | 14295.99 | 0 | 0 | 0 | 979.62
IGCC | 0 | 0 | 0 | 0 | 0 | 0
DemandResponse | 0 | 0 | 0 | 0 | 0 | 0
IGCC-CCS | 0 | 0 | 0 | 0 | 0 | 0
WT_off | 0 | 0 | 0 | 0 | 0 | 0
PseudoUnit | 0 | 0 | 0 | 0 | 0 | 0
FixedInterchange | 0 | 0 | 0 | 0 | 0 | 0
New Build Capacity by Reporting Type: SPP_S
ReportingType | 2015 | 2020 | 2025 | 2030 | 2035 | 2040
BM | 0 | 0 | 0 | 0 | 2073.14 | 2434.2
CC | 0 | 7046.3 | 0 | 0 | 0 | 0
CSP | 0 | 0 | 0 | 0 | 0 | 0
CT | 412.99 | 300 | 0 | 0 | 0 | 0
Coal | 988 | 0 | 0 | 0 | 0 | 0
Geo | 0 | 0 | 0 | 0 | 0 | 0
H | 0 | 0 | 0 | 91 | 0 | 0
LFG | 0 | 0 | 95 | 0 | 0 | 0
Nuc | 0 | 0 | 0 | 1491 | 0 | 0
PS | 0 | 0 | 0 | 0 | 0 | 0
PV | 0 | 0 | 0 | 0 | 0 | 0
PeakG | 0 | 0 | 0 | 0 | 0 | 0
PeakO | 0 | 0 | 0 | 0 | 0 | 0
ST | 0 | 0 | 0 | 0 | 0 | 0
STOG | 0 | 0 | 0 | 0 | 0 | 0
STWD | 0 | 0 | 0 | 0 | 0 | 0
WT | 430 | 27023.12 | 0 | 0 | 70.77 | 17.34
IGCC | 0 | 0 | 0 | 0 | 0 | 0
DemandResponse | 0 | 0 | 0 | 0 | 0 | 0
IGCC-CCS | 0 | 0 | 0 | 0 | 0 | 0
WT_off | 0 | 0 | 0 | 0 | 0 | 0
PseudoUnit | 0 | 0 | 0 | 0 | 0 | 0
FixedInterchange | 0 | 0 | 0 | 0 | 0 | 0
New Build Capacity by Reporting Type: TVA
ReportingType | 2015 | 2020 | 2025 | 2030 | 2035 | 2040
BM | 0 | 0 | 0 | 0 | 7394.28 | 0
CC | 4613.52 | 4825.44 | 0 | 0 | 0 | 0
CSP | 0 | 0 | 0 | 0 | 0 | 0
CT | 0 | 0 | 0 | 0 | 0 | 0
Coal | 0 | 0 | 0 | 0 | 0 | 0
Geo | 0 | 0 | 0 | 0 | 0 | 0
H | 0 | 0 | 27 | 0 | 0 | 0
LFG | 0 | 0 | 107.4 | 0 | 0 | 0
Nuc | 1697.89 | 0 | 0 | 23.13 | 2258.78 | 4583.71
PS | 0 | 0 | 0 | 0 | 0 | 0
PV | 0 | 0 | 0 | 0 | 0 | 1017.56
PeakG | 0 | 0 | 0 | 0 | 0 | 0
PeakO | 0 | 0 | 0 | 0 | 0 | 0
ST | 0 | 0 | 0 | 0 | 0 | 0
STOG | 0 | 0 | 0 | 0 | 0 | 0
STWD | 0 | 0 | 0 | 0 | 0 | 0
WT | 0 | 0 | 0 | 0 | 100 | 0
IGCC | 0 | 0 | 0 | 0 | 0 | 0
DemandResponse | 0 | 0 | 0 | 0 | 0 | 0
IGCC-CCS | 0 | 0 | 0 | 0 | 0 | 0
WT_off | 0 | 0 | 0 | 0 | 0 | 0
PseudoUnit | 0 | 0 | 0 | 0 | 0 | 0
FixedInterchange | 0 | 0 | 0 | 0 | 0 | 0
New Build Capacity by Reporting Type: TVA_Transmission
ReportingType | 2015 | 2020 | 2025 | 2030 | 2035 | 2040
BM | 0 | 0 | 0 | 0 | 0 | 0
CC | 0 | 0 | 0 | 0 | 0 | 0
CSP | 0 | 0 | 0 | 0 | 0 | 0
CT | 0 | 0 | 0 | 0 | 0 | 0
Coal | 0 | 0 | 0 | 0 | 0 | 0
Geo | 0 | 0 | 0 | 0 | 0 | 0
H | 0 | 0 | 0 | 0 | 0 | 0
LFG | 0 | 0 | 0 | 0 | 0 | 0
Nuc | 0 | 0 | 0 | 0 | 0 | 0
PS | 0 | 0 | 0 | 0 | 0 | 0
PV | 0 | 0 | 0 | 0 | 0 | 0
PeakG | 0 | 0 | 0 | 0 | 0 | 0
PeakO | 0 | 0 | 0 | 0 | 0 | 0
ST | 0 | 0 | 0 | 0 | 0 | 0
STOG | 0 | 0 | 0 | 0 | 0 | 0
STWD | 0 | 0 | 0 | 0 | 0 | 0
WT | 0 | 0 | 0 | 0 | 0 | 0
IGCC | 0 | 0 | 0 | 0 | 0 | 0
DemandResponse | 0 | 0 | 0 | 0 | 0 | 0
IGCC-CCS | 0 | 0 | 0 | 0 | 0 | 0
WT_off | 0 | 0 | 0 | 0 | 0 | 0
PseudoUnit | 0 | 0 | 0 | 0 | 0 | 0
FixedInterchange | 0 | 0 | 0 | 0 | 0 | 0
New Build Capacity by Reporting Type: VACAR
ReportingType | 2015 | 2020 | 2025 | 2030 | 2035 | 2040
BM | 0.92 | 170.21 | 538.56 | 12.74 | 0 | 5451.04
CC | 16043.4 | 0 | 0 | 0 | 0 | 0
CSP | 0 | 0 | 0 | 0 | 0 | 0
CT | 717.2 | 0 | 0 | 0 | 0 | 0
Coal | 825 | 0 | 0 | 0 | 0 | 0
Geo | 0 | 0 | 0 | 0 | 0 | 0
H | 0 | 0 | 0 | 0 | 0 | 0
LFG | 0.34 | 107.06 | 0 | 0 | 0 | 0
Nuc | 0 | 2330 | 2122.97 | 1865.37 | 0 | 0
PS | 0 | 0 | 0 | 0 | 0 | 0
PV | 0 | 133.61 | 2.34 | 0.8 | 0 | 3
PeakG | 0 | 0 | 0 | 0 | 0 | 0
PeakO | 0 | 0 | 0 | 0 | 0 | 0
ST | 0 | 0 | 0 | 0 | 0 | 0
STOG | 0 | 0 | 0 | 0 | 0 | 0
STWD | 0 | 0 | 0 | 0 | 0 | 0
WT | 0.9 | 3499.1 | 0 | 0 | 0 | 0
IGCC | 0 | 0 | 0 | 0 | 0 | 0
DemandResponse | 0 | 0 | 0 | 0 | 0 | 0
IGCC-CCS | 0 | 0 | 0 | 0 | 0 | 0
WT_off | 1 | 0 | 0 | 0 | 27513.55 | 11735.45
PseudoUnit | 0 | 0 | 0 | 0 | 0 | 0
FixedInterchange | 0 | 0 | 0 | 0 | 0 | 0
New Build Capacity by Reporting Type: IESO
ReportingType | 2015 | 2020 | 2025 | 2030 | 2035 | 2040
BM | 326.33 | 0 | 0 | 0 | 0 | 0
CC | 1263 | 0 | 0 | 0 | 0 | 0
CSP | 0 | 0 | 0 | 0 | 0 | 0
CT | 368 | 0 | 0 | 0 | 0 | 0
Coal | 0 | 0 | 0 | 0 | 0 | 0
Geo | 0 | 0 | 0 | 0 | 0 | 0
H | 0 | 0 | 0 | 250 | 0 | 0
LFG | 14.5 | 0 | 0 | 0.5 | 0 | 0
Nuc | 0 | 0 | 0 | 0 | 0 | 0
PS | 0 | 0 | 0 | 0 | 0 | 0
PV | 1067.26 | 0 | 0 | 0 | 0 | 0
PeakG | 0 | 0 | 0 | 0 | 0 | 0
PeakO | 0 | 0 | 0 | 0 | 0 | 0
ST | 0 | 0 | 0 | 0 | 0 | 0
STOG | 0 | 0 | 0 | 0 | 0 | 0
STWD | 0 | 0 | 0 | 0 | 0 | 0
WT | 2105.9 | 0 | 0 | 0 | 0 | 0
IGCC | 0 | 0 | 0 | 0 | 0 | 0
DemandResponse | 0 | 0 | 0 | 0 | 0 | 0
IGCC-CCS | 0 | 0 | 0 | 0 | 0 | 0
WT_off | 0 | 0 | 0 | 0 | 0 | 0
PseudoUnit | 0 | 0 | 0 | 0 | 0 | 0
FixedInterchange | 0 | 0 | 0 | 0 | 0 | 0
New Build Capacity by Reporting Type: MAPP_CA
ReportingType | 2015 | 2020 | 2025 | 2030 | 2035 | 2040
BM | 0 | 0 | 0 | 0 | 0 | 0
CC | 281.76 | 0 | 0 | 0 | 0 | 0
CSP | 0 | 0 | 0 | 0 | 0 | 0
CT | 0 | 0 | 0 | 0 | 0 | 0
Coal | 0 | 0 | 0 | 0 | 0 | 0
Geo | 0 | 0 | 0 | 0 | 0 | 0
H | 0 | 695 | 1495 | 2460 | 0 | 0
LFG | 0 | 0 | 0 | 0 | 0 | 0
Nuc | 0 | 0 | 0 | 0 | 0 | 0
PS | 0 | 0 | 0 | 0 | 0 | 0
PV | 0 | 0 | 0 | 0 | 0 | 0
PeakG | 0 | 0 | 0 | 0 | 0 | 0
PeakO | 0 | 0 | 0 | 0 | 0 | 0
ST | 0 | 0 | 0 | 0 | 0 | 0
STOG | 0 | 0 | 0 | 0 | 0 | 0
STWD | 0 | 0 | 0 | 0 | 0 | 0
WT | 302.4 | 0 | 0 | 0 | 0 | 0
IGCC | 0 | 0 | 0 | 0 | 0 | 0
DemandResponse | 0 | 0 | 0 | 0 | 0 | 0
IGCC-CCS | 0 | 0 | 0 | 0 | 0 | 0
WT_off | 0 | 0 | 0 | 0 | 0 | 0
PseudoUnit | 0 | 0 | 0 | 0 | 0 | 0
FixedInterchange | 0 | 0 | 0 | 0 | 0 | 0
New Build Capacity by Reporting Type: AZ_NM_SNV_Coal
ReportingType | 2015 | 2020 | 2025 | 2030 | 2035 | 2040
BM | 0 | 0 | 0 | 0 | 0 | 0
CC | 0 | 0 | 0 | 0 | 0 | 0
CSP | 0 | 0 | 0 | 0 | 0 | 0
CT | 0 | 0 | 0 | 0 | 0 | 0
Coal | 0 | 0 | 0 | 0 | 0 | 0
Geo | 0 | 0 | 0 | 0 | 0 | 0
H | 0 | 0 | 0 | 0 | 0 | 0
LFG | 0 | 0 | 0 | 0 | 0 | 0
Nuc | 0 | 0 | 0 | 0 | 0 | 0
PS | 0 | 0 | 0 | 0 | 0 | 0
PV | 0 | 0 | 0 | 0 | 0 | 0
PeakG | 0 | 0 | 0 | 0 | 0 | 0
PeakO | 0 | 0 | 0 | 0 | 0 | 0
ST | 0 | 0 | 0 | 0 | 0 | 0
STOG | 0 | 0 | 0 | 0 | 0 | 0
STWD | 0 | 0 | 0 | 0 | 0 | 0
WT | 0 | 0 | 0 | 0 | 0 | 0
IGCC | 0 | 0 | 0 | 0 | 0 | 0
DemandResponse | 0 | 0 | 0 | 0 | 0 | 0
IGCC-CCS | 0 | 0 | 0 | 0 | 0 | 0
WT_off | 0 | 0 | 0 | 0 | 0 | 0
PseudoUnit | 0 | 0 | 0 | 0 | 0 | 0
FixedInterchange | 0 | 0 | 0 | 0 | 0 | 0
New Build Capacity by Reporting Type: AZ_NM_SNV_Gas
ReportingType | 2015 | 2020 | 2025 | 2030 | 2035 | 2040
BM | 0 | 0 | 0 | 0 | 0 | 0
CC | 668 | 1549.28 | 0 | 0 | 0 | 0
CSP | 0 | 0 | 0 | 0 | 0 | 0
CT | 736 | 0 | 0 | 0 | 0 | 0
Coal | 0 | 0 | 0 | 0 | 0 | 0
Geo | 0 | 0 | 0 | 0 | 0 | 0
H | 0 | 0 | 0 | 0 | 0 | 0
LFG | 0 | 0 | 0 | 0 | 0 | 0
Nuc | 0 | 0 | 0 | 0 | 0 | 0
PS | 0 | 0 | 0 | 0 | 0 | 0
PV | 0 | 0 | 0 | 0 | 0 | 0
PeakG | 0 | 0 | 0 | 0 | 0 | 0
PeakO | 0 | 0 | 0 | 0 | 0 | 0
ST | 0 | 0 | 0 | 0 | 0 | 0
STOG | 0 | 0 | 0 | 0 | 0 | 0
STWD | 0 | 0 | 0 | 0 | 0 | 0
WT | 0 | 0 | 0 | 0 | 0 | 0
IGCC | 0 | 0 | 0 | 0 | 0 | 0
DemandResponse | 0 | 0 | 0 | 0 | 0 | 0
IGCC-CCS | 0 | 0 | 0 | 0 | 0 | 0
WT_off | 0 | 0 | 0 | 0 | 0 | 0
PseudoUnit | 0 | 0 | 0 | 0 | 0 | 0
FixedInterchange | 0 | 0 | 0 | 0 | 0 | 0
New Build Capacity by Reporting Type: AZ_NM_SNV_NucRenew
ReportingType | 2015 | 2020 | 2025 | 2030 | 2035 | 2040
BM | 0 | 0 | 0 | 0 | 0 | 914.15
CC | 0 | 0 | 0 | 0 | 0 | 0
CSP | 0 | 0 | 0 | 0 | 0 | 0
CT | 0 | 0 | 0 | 0 | 0 | 0
Coal | 0 | 0 | 0 | 0 | 0 | 0
Geo | 0 | 0 | 1450 | 0 | 0 | 0
H | 0 | 0 | 0 | 0 | 0 | 0
LFG | 0 | 0 | 60.67 | 0 | 0 | 0
Nuc | 0 | 0 | 0 | 3201.26 | 6613.52 | 0
PS | 0 | 0 | 0 | 0 | 0 | 0
PV | 95.7 | 0 | 0 | 0 | 0 | 0
PeakG | 0 | 0 | 0 | 0 | 0 | 0
PeakO | 0 | 0 | 0 | 0 | 0 | 0
ST | 280 | 445.61 | 227.78 | 112.6 | 521.78 | 0
STOG | 0 | 0 | 0 | 0 | 0 | 0
STWD | 0 | 0 | 0 | 0 | 0 | 0
WT | 65.1 | 11789.82 | 25.07 | 0 | 0 | 0
IGCC | 0 | 0 | 0 | 0 | 0 | 0
DemandResponse | 0 | 0 | 0 | 0 | 0 | 0
IGCC-CCS | 0 | 0 | 0 | 0 | 0 | 0
WT_off | 0 | 0 | 0 | 0 | 0 | 0
PseudoUnit | 0 | 0 | 0 | 0 | 0 | 0
FixedInterchange | 0 | 0 | 0 | 0 | 0 | 0
New Build Capacity by Reporting Type: ERCOT
ReportingType | 2015 | 2020 | 2025 | 2030 | 2035 | 2040
BM | 145 | 0 | 0 | 0 | 3919.97 | 0
CC | 16523.19 | 0 | 0 | 0 | 0 | 0
CSP | 0 | 0 | 0 | 0 | 0 | 0
CT | 250 | 0 | 0 | 0 | 0 | 0
Coal | 2020 | 0 | 0 | 0 | 0 | 0
Geo | 0 | 0 | 0 | 0 | 0 | 0
H | 0 | 0 | 0 | 0 | 0 | 0
LFG | 0 | 0 | 354 | 0 | 0 | 0
Nuc | 0 | 0 | 0 | 1694.45 | 9960.47 | 4208.22
PS | 0 | 0 | 0 | 0 | 0 | 0
PV | 14 | 0 | 0 | 0 | 0 | 0
PeakG | 0 | 0 | 0 | 0 | 0 | 0
PeakO | 0 | 0 | 0 | 0 | 0 | 0
ST | 0 | 0 | 0 | 0 | 0 | 0
STOG | 0 | 0 | 0 | 0 | 0 | 0
STWD | 0 | 0 | 0 | 0 | 0 | 0
WT | 350.1 | 0 | 19454.31 | 0 | 0 | 253.6
IGCC | 0 | 0 | 0 | 0 | 0 | 0
DemandResponse | 0 | 0 | 0 | 0 | 0 | 0
IGCC-CCS | 0 | 0 | 0 | 0 | 0 | 0
WT_off | 0 | 0 | 0 | 0 | 0 | 0
PseudoUnit | 0 | 0 | 0 | 0 | 0 | 0
FixedInterchange | 0 | 0 | 0 | 0 | 0 | 0
New Build Capacity by Reporting Type: NP15
ReportingType | 2015 | 2020 | 2025 | 2030 | 2035 | 2040
BM | 0 | 0 | 0 | 0 | 0 | 843.24
CC | 1846.37 | 810.17 | 0 | 0 | 0 | 0
CSP | 0 | 0 | 0 | 0 | 0 | 0
CT | 212.6 | 0 | 0 | 0 | 0 | 0
Coal | 0 | 0 | 0 | 0 | 0 | 0
Geo | 0 | 418.04 | 181.96 | 0 | 0 | 0
H | 0 | 0 | 0 | 0 | 0 | 0
LFG | 0 | 343.22 | 221.78 | 0 | 0 | 0
Nuc | 0 | 0 | 0 | 3870.62 | 2587.08 | 1386.74
PS | 0 | 0 | 0 | 0 | 0 | 0
PV | 6.5 | 0 | 0 | 0 | 0 | 0
PeakG | 0 | 0 | 0 | 0 | 0 | 0
PeakO | 0 | 0 | 0 | 0 | 0 | 0
ST | 29 | 0 | 0 | 0 | 0 | 0
STOG | 0 | 0 | 0 | 0 | 0 | 0
STWD | 0 | 0 | 0 | 0 | 0 | 0
WT | 101.2 | 3298.8 | 0 | 0 | 8421.97 | 720.43
IGCC | 0 | 0 | 0 | 0 | 0 | 0
DemandResponse | 0 | 0 | 0 | 0 | 0 | 0
IGCC-CCS | 0 | 0 | 0 | 0 | 0 | 0
WT_off | 0 | 0 | 0 | 0 | 0 | 0
PseudoUnit | 0 | 0 | 0 | 0 | 0 | 0
FixedInterchange | 0 | 0 | 0 | 0 | 0 | 0
New Build Capacity by Reporting Type: NWPP_Coal
ReportingType | 2015 | 2020 | 2025 | 2030 | 2035 | 2040
BM | 0 | 0 | 0 | 0 | 0 | 0
CC | 0 | 0 | 0 | 0 | 0 | 0
CSP | 0 | 0 | 0 | 0 | 0 | 0
CT | 0 | 0 | 0 | 0 | 0 | 0
Coal | 0 | 0 | 0 | 0 | 0 | 0
Geo | 0 | 0 | 0 | 0 | 0 | 0
H | 0 | 0 | 0 | 0 | 0 | 0
LFG | 0 | 0 | 0 | 0 | 0 | 0
Nuc | 0 | 0 | 0 | 0 | 0 | 0
PS | 0 | 0 | 0 | 0 | 0 | 0
PV | 0 | 0 | 0 | 0 | 0 | 0
PeakG | 0 | 0 | 0 | 0 | 0 | 0
PeakO | 0 | 0 | 0 | 0 | 0 | 0
ST | 0 | 0 | 0 | 0 | 0 | 0
STOG | 0 | 0 | 0 | 0 | 0 | 0
STWD | 0 | 0 | 0 | 0 | 0 | 0
WT | 0 | 0 | 0 | 0 | 0 | 0
IGCC | 0 | 0 | 0 | 0 | 0 | 0
DemandResponse | 0 | 0 | 0 | 0 | 0 | 0
IGCC-CCS | 0 | 0 | 0 | 0 | 0 | 0
WT_off | 0 | 0 | 0 | 0 | 0 | 0
PseudoUnit | 0 | 0 | 0 | 0 | 0 | 0
FixedInterchange | 0 | 0 | 0 | 0 | 0 | 0
New Build Capacity by Reporting Type: NWPP_Gas
ReportingType | 2015 | 2020 | 2025 | 2030 | 2035 | 2040
BM | 0 | 0 | 0 | 0 | 0 | 0
CC | 300 | 1734.89 | 0 | 0 | 0 | 0
CSP | 0 | 0 | 0 | 0 | 0 | 0
CT | 150 | 0 | 0 | 0 | 0 | 0
Coal | 0 | 0 | 0 | 0 | 0 | 0
Geo | 0 | 0 | 0 | 0 | 0 | 0
H | 0 | 0 | 0 | 0 | 0 | 0
LFG | 0 | 0 | 0 | 0 | 0 | 0
Nuc | 0 | 0 | 0 | 0 | 0 | 0
PS | 0 | 0 | 0 | 0 | 0 | 0
PV | 0 | 0 | 0 | 0 | 0 | 0
PeakG | 0 | 0 | 0 | 0 | 0 | 0
PeakO | 0 | 0 | 0 | 0 | 0 | 0
ST | 0 | 0 | 0 | 0 | 0 | 0
STOG | 0 | 0 | 0 | 0 | 0 | 0
STWD | 0 | 0 | 0 | 0 | 0 | 0
WT | 0 | 0 | 0 | 0 | 0 | 0
IGCC | 0 | 0 | 0 | 0 | 0 | 0
DemandResponse | 0 | 0 | 0 | 0 | 0 | 0
IGCC-CCS | 0 | 0 | 0 | 0 | 0 | 0
WT_off | 0 | 0 | 0 | 0 | 0 | 0
PseudoUnit | 0 | 0 | 0 | 0 | 0 | 0
FixedInterchange | 0 | 0 | 0 | 0 | 0 | 0
New Build Capacity by Reporting Type: NWPP_NucRenew
ReportingType | 2015 | 2020 | 2025 | 2030 | 2035 | 2040
BM | 32.55 | 0 | 0 | 0 | 0 | 1692.71
CC | 0 | 0 | 0 | 0 | 0 | 0
CSP | 0 | 0 | 0 | 0 | 0 | 0
CT | 0 | 0 | 0 | 0 | 0 | 0
Coal | 0 | 0 | 0 | 0 | 0 | 0
Geo | 86 | 0 | 434 | 0 | 0 | 0
H | 0 | 0 | 0 | 0 | 335 | 0
LFG | 25.5 | 0 | 244.5 | 0 | 0 | 0
Nuc | 0 | 0 | 0 | 0 | 3683.63 | 895.19
PS | 0 | 0 | 0 | 0 | 0 | 0
PV | 0 | 0 | 0 | 0 | 0 | 0
PeakG | 0 | 0 | 0 | 0 | 0 | 0
PeakO | 0 | 0 | 0 | 0 | 0 | 0
ST | 0 | 0 | 0 | 0 | 0 | 0
STOG | 0 | 0 | 0 | 0 | 0 | 0
STWD | 0 | 0 | 0 | 0 | 0 | 0
WT | 977.3 | 0 | 0 | 21339.06 | 0 | 2318.04
IGCC | 0 | 0 | 0 | 0 | 0 | 0
DemandResponse | 0 | 0 | 0 | 0 | 0 | 0
IGCC-CCS | 0 | 0 | 0 | 0 | 0 | 0
WT_off | 0 | 0 | 0 | 0 | 0 | 0
PseudoUnit | 0 | 0 | 0 | 0 | 0 | 0
FixedInterchange | 0 | 0 | 0 | 0 | 0 | 0
New Build Capacity by Reporting Type: RMPA
ReportingType | 2015 | 2020 | 2025 | 2030 | 2035 | 2040
BM | 0 | 0 | 0 | 0 | 1320.34 | 333.68
CC | 0 | 1104.9 | 0 | 0 | 0 | 0
CSP | 0 | 0 | 0 | 0 | 0 | 0
CT | 152 | 0 | 0 | 0 | 0 | 0
Coal | 390 | 0 | 0 | 0 | 0 | 0
Geo | 0 | 206.96 | 2363.04 | 0 | 0 | 0
H | 0 | 0 | 0 | 0 | 0 | 0
LFG | 1.4 | 0 | 28.93 | 0 | 0 | 0
Nuc | 0 | 0 | 355.49 | 1693.15 | 0 | 0
PS | 0 | 0 | 0 | 0 | 0 | 0
PV | 1 | 0 | 0 | 0 | 0 | 0
PeakG | 0 | 0 | 0 | 0 | 0 | 0
PeakO | 0 | 0 | 0 | 0 | 0 | 0
ST | 3 | 367.43 | 0 | 5.46 | 0 | 0
STOG | 0 | 0 | 0 | 0 | 0 | 0
STWD | 0 | 0 | 0 | 0 | 0 | 0
WT | 765.4 | 3545.21 | 0 | 536.58 | 0 | 135.73
IGCC | 0 | 0 | 0 | 0 | 0 | 0
DemandResponse | 0 | 0 | 0 | 0 | 0 | 0
IGCC-CCS | 0 | 0 | 0 | 0 | 0 | 0
WT_off | 0 | 0 | 0 | 0 | 0 | 0
PseudoUnit | 0 | 0 | 0 | 0 | 0 | 0
FixedInterchange | 0 | 0 | 0 | 0 | 0 | 0
New Build Capacity by Reporting Type: SP15
ReportingType | 2015 | 2020 | 2025 | 2030 | 2035 | 2040
BM | 6 | 0 | 0 | 0 | 0 | 668.59
CC | 2493.04 | 0 | 0 | 0 | 0 | 0
CSP | 0 | 0 | 0 | 0 | 0 | 0
CT | 0 | 0 | 0 | 0 | 0 | 0
Coal | 0 | 0 | 0 | 0 | 0 | 0
Geo | 50 | 1450 | 0 | 0 | 0 | 0
H | 0 | 0 | 0 | 0 | 0 | 0
LFG | 9.2 | 555.8 | 0 | 0 | 0 | 0
Nuc | 0 | 0 | 0 | 1095.14 | 858.09 | 1572.54
PS | 0 | 0 | 0 | 0 | 0 | 0
PV | 3.8 | 0 | 0 | 0 | 0 | 0
PeakG | 0 | 0 | 0 | 0 | 0 | 0
PeakO | 0 | 0 | 0 | 0 | 0 | 0
ST | 448 | 0 | 0 | 0 | 2409.45 | 836.14
STOG | 0 | 0 | 0 | 0 | 0 | 0
STWD | 0 | 0 | 0 | 0 | 0 | 0
WT | 735 | 1004.44 | 13160.56 | 0 | 0 | 0
IGCC | 0 | 0 | 0 | 0 | 0 | 0
DemandResponse | 0 | 0 | 0 | 0 | 0 | 0
IGCC-CCS | 0 | 0 | 0 | 0 | 0 | 0
WT_off | 0 | 0 | 0 | 0 | 0 | 0
PseudoUnit | 0 | 0 | 0 | 0 | 0 | 0
FixedInterchange | 0 | 0 | 0 | 0 | 0 | 0
New Build Capacity by Reporting Type: ALB
ReportingType | 2015 | 2020 | 2025 | 2030 | 2035 | 2040
BM | 0 | 0 | 0 | 0 | 0 | 0
CC | 0 | 0 | 0 | 0 | 0 | 0
CSP | 0 | 0 | 0 | 0 | 0 | 0
CT | 201.5 | 0 | 0 | 0 | 0 | 0
Coal | 495 | 0 | 0 | 0 | 0 | 0
Geo | 0 | 0 | 0 | 0 | 0 | 0
H | 0 | 0 | 0 | 0 | 0 | 0
LFG | 0 | 0 | 0 | 0 | 0 | 0
Nuc | 0 | 0 | 0 | 8699.78 | 270.09 | 13.2
PS | 0 | 0 | 0 | 0 | 0 | 0
PV | 0 | 0 | 0 | 0 | 0 | 0
PeakG | 0 | 0 | 0 | 0 | 0 | 0
PeakO | 0 | 0 | 0 | 0 | 0 | 0
ST | 0 | 0 | 0 | 0 | 0 | 0
STOG | 0 | 0 | 0 | 0 | 0 | 0
STWD | 0 | 0 | 0 | 0 | 0 | 0
WT | 9 | 0 | 0 | 0 | 91 | 0
IGCC | 0 | 0 | 0 | 0 | 0 | 0
DemandResponse | 0 | 0 | 0 | 0 | 0 | 0
IGCC-CCS | 0 | 0 | 0 | 0 | 0 | 0
WT_off | 0 | 0 | 0 | 0 | 0 | 0
PseudoUnit | 0 | 0 | 0 | 0 | 0 | 0
FixedInterchange | 0 | 0 | 0 | 0 | 0 | 0
New Build Capacity by Reporting Type: BC
ReportingType | 2015 | 2020 | 2025 | 2030 | 2035 | 2040
BM | 0 | 0 | 0 | 0 | 0 | 0
CC | 418.6 | 0 | 0 | 0 | 0 | 0
CSP | 0 | 0 | 0 | 0 | 0 | 0
CT | 0 | 0 | 0 | 0 | 0 | 0
Coal | 0 | 0 | 0 | 0 | 0 | 0
Geo | 0 | 0 | 0 | 0 | 0 | 0
H | 0 | 0 | 0 | 0 | 0 | 0
LFG | 0 | 0 | 0 | 0 | 0 | 0
Nuc | 0 | 0 | 0 | 710.86 | 0 | 655.53
PS | 0 | 0 | 0 | 0 | 0 | 0
PV | 0 | 0 | 0 | 0 | 0 | 0
PeakG | 0 | 0 | 0 | 0 | 0 | 0
PeakO | 0 | 0 | 0 | 0 | 0 | 0
ST | 0 | 0 | 0 | 0 | 0 | 0
STOG | 0 | 0 | 0 | 0 | 0 | 0
STWD | 0 | 0 | 0 | 0 | 0 | 0
WT | 144 | 0 | 0 | 0 | 156 | 0
IGCC | 0 | 0 | 0 | 0 | 0 | 0
DemandResponse | 0 | 0 | 0 | 0 | 0 | 0
IGCC-CCS | 0 | 0 | 0 | 0 | 0 | 0
WT_off | 0 | 0 | 0 | 0 | 0 | 0
PseudoUnit | 0 | 0 | 0 | 0 | 0 | 0
FixedInterchange | 0 | 0 | 0 | 0 | 0 | 0
New Build Capacity by Reporting Type: HQ_IESO
ReportingType | 2015 | 2020 | 2025 | 2030 | 2035 | 2040
BM | 0 | 0 | 0 | 0 | 0 | 0
CC | 0 | 0 | 0 | 0 | 0 | 0
CSP | 0 | 0 | 0 | 0 | 0 | 0
CT | 0 | 0 | 0 | 0 | 0 | 0
Coal | 0 | 0 | 0 | 0 | 0 | 0
Geo | 0 | 0 | 0 | 0 | 0 | 0
H | 0 | 0 | 0 | 0 | 0 | 0
LFG | 0 | 0 | 0 | 0 | 0 | 0
Nuc | 0 | 0 | 0 | 0 | 0 | 0
PS | 0 | 0 | 0 | 0 | 0 | 0
PV | 0 | 0 | 0 | 0 | 0 | 0
PeakG | 0 | 0 | 0 | 0 | 0 | 0
PeakO | 0 | 0 | 0 | 0 | 0 | 0
ST | 0 | 0 | 0 | 0 | 0 | 0
STOG | 0 | 0 | 0 | 0 | 0 | 0
STWD | 0 | 0 | 0 | 0 | 0 | 0
WT | 0 | 0 | 0 | 0 | 0 | 0
IGCC | 0 | 0 | 0 | 0 | 0 | 0
DemandResponse | 0 | 0 | 0 | 0 | 0 | 0
IGCC-CCS | 0 | 0 | 0 | 0 | 0 | 0
WT_off | 0 | 0 | 0 | 0 | 0 | 0
PseudoUnit | 0 | 0 | 0 | 0 | 0 | 87.91
FixedInterchange | 0 | 0 | 0 | 0 | 0 | 0
New Build Capacity by Reporting Type: HQ_NEISO
ReportingType | 2015 | 2020 | 2025 | 2030 | 2035 | 2040
BM | 0 | 0 | 0 | 0 | 0 | 0
CC | 0 | 0 | 0 | 0 | 0 | 0
CSP | 0 | 0 | 0 | 0 | 0 | 0
CT | 0 | 0 | 0 | 0 | 0 | 0
Coal | 0 | 0 | 0 | 0 | 0 | 0
Geo | 0 | 0 | 0 | 0 | 0 | 0
H | 0 | 0 | 0 | 0 | 0 | 0
LFG | 0 | 0 | 0 | 0 | 0 | 0
Nuc | 0 | 0 | 0 | 0 | 0 | 0
PS | 0 | 0 | 0 | 0 | 0 | 0
PV | 0 | 0 | 0 | 0 | 0 | 0
PeakG | 0 | 0 | 0 | 0 | 0 | 0
PeakO | 0 | 0 | 0 | 0 | 0 | 0
ST | 0 | 0 | 0 | 0 | 0 | 0
STOG | 0 | 0 | 0 | 0 | 0 | 0
STWD | 0 | 0 | 0 | 0 | 0 | 0
WT | 0 | 0 | 0 | 0 | 0 | 0
IGCC | 0 | 0 | 0 | 0 | 0 | 0
DemandResponse | 0 | 0 | 0 | 0 | 0 | 0
IGCC-CCS | 0 | 0 | 0 | 0 | 0 | 0
WT_off | 0 | 0 | 0 | 0 | 0 | 0
PseudoUnit | 0 | 0 | 0 | 0 | 0 | 1476.49
FixedInterchange | 0 | 0 | 0 | 0 | 0 | 0
New Build Capacity by Reporting Type: HQ_NY
ReportingType | 2015 | 2020 | 2025 | 2030 | 2035 | 2040
BM | 0 | 0 | 0 | 0 | 0 | 0
CC | 0 | 0 | 0 | 0 | 0 | 0
CSP | 0 | 0 | 0 | 0 | 0 | 0
CT | 0 | 0 | 0 | 0 | 0 | 0
Coal | 0 | 0 | 0 | 0 | 0 | 0
Geo | 0 | 0 | 0 | 0 | 0 | 0
H | 0 | 0 | 0 | 0 | 0 | 0
LFG | 0 | 0 | 0 | 0 | 0 | 0
Nuc | 0 | 0 | 0 | 0 | 0 | 0
PS | 0 | 0 | 0 | 0 | 0 | 0
PV | 0 | 0 | 0 | 0 | 0 | 0
PeakG | 0 | 0 | 0 | 0 | 0 | 0
PeakO | 0 | 0 | 0 | 0 | 0 | 0
ST | 0 | 0 | 0 | 0 | 0 | 0
STOG | 0 | 0 | 0 | 0 | 0 | 0
STWD | 0 | 0 | 0 | 0 | 0 | 0
WT | 0 | 0 | 0 | 0 | 0 | 0
IGCC | 0 | 0 | 0 | 0 | 0 | 0
DemandResponse | 0 | 0 | 0 | 0 | 0 | 0
IGCC-CCS | 0 | 0 | 0 | 0 | 0 | 0
WT_off | 0 | 0 | 0 | 0 | 0 | 0
PseudoUnit | 0 | 0 | 0 | 2500 | 0 | 0
FixedInterchange | 0 | 0 | 0 | 0 | 0 | 0
New Build Capacity by Reporting Type: MARITIMES
ReportingType | 2015 | 2020 | 2025 | 2030 | 2035 | 2040
BM | 0 | 0 | 0 | 0 | 0 | 0
CC | 0 | 0 | 0 | 0 | 0 | 0
CSP | 0 | 0 | 0 | 0 | 0 | 0
CT | 0 | 0 | 0 | 0 | 0 | 0
Coal | 0 | 0 | 0 | 0 | 0 | 0
Geo | 0 | 0 | 0 | 0 | 0 | 0
H | 0 | 0 | 0 | 0 | 0 | 0
LFG | 0 | 0 | 0 | 0 | 0 | 0
Nuc | 0 | 0 | 0 | 0 | 0 | 0
PS | 0 | 0 | 0 | 0 | 0 | 0
PV | 0 | 0 | 0 | 0 | 0 | 0
PeakG | 0 | 0 | 0 | 0 | 0 | 0
PeakO | 0 | 0 | 0 | 0 | 0 | 0
ST | 0 | 0 | 0 | 0 | 0 | 0
STOG | 0 | 0 | 0 | 0 | 0 | 0
STWD | 0 | 0 | 0 | 0 | 0 | 0
WT | 0 | 0 | 0 | 0 | 0 | 0
IGCC | 0 | 0 | 0 | 0 | 0 | 0
DemandResponse | 0 | 0 | 0 | 0 | 0 | 0
IGCC-CCS | 0 | 0 | 0 | 0 | 0 | 0
WT_off | 0 | 0 | 0 | 0 | 0 | 0
PseudoUnit | 0 | 0 | 0 | 0 | 0 | 500
FixedInterchange | 0 | 0 | 0 | 0 | 0 | 0
New Build Capacity by Reporting Type: All
ReportingType | 2015 | 2020 | 2025 | 2030 | 2035 | 2040
BM | 1251 | 170.21 | 538.56 | 12.74 | 35395.22 | 52760.7
CC | 112314.82 | 60359.98 | 49.05 | 0 | 0 | 0
CSP | 0 | 0 | 0 | 0 | 0 | 0
CT | 6393.79 | 300 | 0 | 154.96 | 0 | 0
Coal | 10763.64 | 0 | 0 | 0 | 0 | 0
Geo | 136 | 2075 | 4429 | 0 | 0 | 0
H | 0 | 1199 | 3226 | 2804 | 1444 | 0
LFG | 192 | 1953 | 2210 | 724 | 0 | 0
Nuc | 2740.56 | 4530 | 5357.73 | 44642.38 | 50000 | 50000
PS | 0 | 0 | 0 | 0 | 0 | 0
PV | 1246 | 2068.67 | 1001.37 | 178.45 | 12.8 | 1083.02
PeakG | 0 | 0 | 0 | 0 | 0 | 0
PeakO | 0 | 0 | 0 | 0 | 0 | 0
ST | 760 | 813.04 | 227.78 | 118.06 | 2931.22 | 836.14
STOG | 0 | 0 | 0 | 0 | 0 | 0
STWD | 0 | 0 | 0 | 0 | 0 | 0
WT | 25342 | 75324.86 | 89275.03 | 63473.76 | 36958.65 | 6696.84
IGCC | 618 | 0 | 0 | 0 | 0 | 0
DemandResponse | 0 | 0 | 0 | 0 | 0 | 0
IGCC-CCS | 0 | 0 | 0 | 0 | 0 | 0
WT_off | 469 | 0 | 1100 | 0 | 27513.55 | 31050.39
PseudoUnit | 0 | 0 | 0 | 2500 | 0 | 2064.4
FixedInterchange | 0 | 0 | 0 | 0 | 0 | 0
New Build Capacity by Reporting Type: EI_US
ReportingType | 2015 | 2020 | 2025 | 2030 | 2035 | 2040
BM | 741.12 | 170.21 | 538.56 | 12.74 | 30154.91 | 48308.33
CC | 88520.87 | 55160.73 | 49.05 | 0 | 0 | 0
CSP | 0 | 0 | 0 | 0 | 0 | 0
CT | 4323.69 | 300 | 0 | 154.96 | 0 | 0
Coal | 7858.64 | 0 | 0 | 0 | 0 | 0
Geo | 0 | 0 | 0 | 0 | 0 | 0
H | 0 | 504 | 1731 | 94 | 1109 | 0
LFG | 141.4 | 1053.98 | 1300.12 | 723.5 | 0 | 0
Nuc | 2740.56 | 4530 | 5002.24 | 23677.12 | 26027.12 | 41268.59
PS | 0 | 0 | 0 | 0 | 0 | 0
PV | 57.74 | 2068.67 | 1001.37 | 178.45 | 12.8 | 1083.02
PeakG | 0 | 0 | 0 | 0 | 0 | 0
PeakO | 0 | 0 | 0 | 0 | 0 | 0
ST | 0 | 0 | 0 | 0 | 0 | 0
STOG | 0 | 0 | 0 | 0 | 0 | 0
STWD | 0 | 0 | 0 | 0 | 0 | 0
WT | 19786.6 | 55686.59 | 56635.09 | 41598.12 | 28289.68 | 3269.03
IGCC | 618 | 0 | 0 | 0 | 0 | 0
DemandResponse | 0 | 0 | 0 | 0 | 0 | 0
IGCC-CCS | 0 | 0 | 0 | 0 | 0 | 0
WT_off | 469 | 0 | 1100 | 0 | 27513.55 | 31050.39
PseudoUnit | 0 | 0 | 0 | 2500 | 0 | 1976.49
FixedInterchange | 0 | 0 | 0 | 0 | 0 | 0
New Build Capacity by Reporting Type: EI_Canada
ReportingType | 2015 | 2020 | 2025 | 2030 | 2035 | 2040
BM | 326.33 | 0 | 0 | 0 | 0 | 0
CC | 1544.76 | 0 | 0 | 0 | 0 | 0
CSP | 0 | 0 | 0 | 0 | 0 | 0
CT | 368 | 0 | 0 | 0 | 0 | 0
Coal | 0 | 0 | 0 | 0 | 0 | 0
Geo | 0 | 0 | 0 | 0 | 0 | 0
H | 0 | 695 | 1495 | 2710 | 0 | 0
LFG | 14.5 | 0 | 0 | 0.5 | 0 | 0
Nuc | 0 | 0 | 0 | 0 | 0 | 0
PS | 0 | 0 | 0 | 0 | 0 | 0
PV | 1067.26 | 0 | 0 | 0 | 0 | 0
PeakG | 0 | 0 | 0 | 0 | 0 | 0
PeakO | 0 | 0 | 0 | 0 | 0 | 0
ST | 0 | 0 | 0 | 0 | 0 | 0
STOG | 0 | 0 | 0 | 0 | 0 | 0
STWD | 0 | 0 | 0 | 0 | 0 | 0
WT | 2408.3 | 0 | 0 | 0 | 0 | 0
IGCC | 0 | 0 | 0 | 0 | 0 | 0
DemandResponse | 0 | 0 | 0 | 0 | 0 | 0
IGCC-CCS | 0 | 0 | 0 | 0 | 0 | 0
WT_off | 0 | 0 | 0 | 0 | 0 | 0
PseudoUnit | 0 | 0 | 0 | 0 | 0 | 87.91
FixedInterchange | 0 | 0 | 0 | 0 | 0 | 0
New Build Capacity by Reporting Type: EI
ReportingType | 2015 | 2020 | 2025 | 2030 | 2035 | 2040
BM | 1067.45 | 170.21 | 538.56 | 12.74 | 30154.91 | 48308.33
CC | 90065.63 | 55160.73 | 49.05 | 0 | 0 | 0
CSP | 0 | 0 | 0 | 0 | 0 | 0
CT | 4691.69 | 300 | 0 | 154.96 | 0 | 0
Coal | 7858.64 | 0 | 0 | 0 | 0 | 0
Geo | 0 | 0 | 0 | 0 | 0 | 0
H | 0 | 1199 | 3226 | 2804 | 1109 | 0
LFG | 155.9 | 1053.98 | 1300.12 | 724 | 0 | 0
Nuc | 2740.56 | 4530 | 5002.24 | 23677.12 | 26027.12 | 41268.59
PS | 0 | 0 | 0 | 0 | 0 | 0
PV | 1125 | 2068.67 | 1001.37 | 178.45 | 12.8 | 1083.02
PeakG | 0 | 0 | 0 | 0 | 0 | 0
PeakO | 0 | 0 | 0 | 0 | 0 | 0
ST | 0 | 0 | 0 | 0 | 0 | 0
STOG | 0 | 0 | 0 | 0 | 0 | 0
STWD | 0 | 0 | 0 | 0 | 0 | 0
WT | 22194.9 | 55686.59 | 56635.09 | 41598.12 | 28289.68 | 3269.03
IGCC | 618 | 0 | 0 | 0 | 0 | 0
DemandResponse | 0 | 0 | 0 | 0 | 0 | 0
IGCC-CCS | 0 | 0 | 0 | 0 | 0 | 0
WT_off | 469 | 0 | 1100 | 0 | 27513.55 | 31050.39
PseudoUnit | 0 | 0 | 0 | 2500 | 0 | 2064.4
FixedInterchange | 0 | 0 | 0 | 0 | 0 | 0
New Build Capacity by Reporting Type: Outside_EI
ReportingType | 2015 | 2020 | 2025 | 2030 | 2035 | 2040
BM | 183.55 | 0 | 0 | 0 | 5240.31 | 4452.37
CC | 22249.19 | 5199.24 | 0 | 0 | 0 | 0
CSP | 0 | 0 | 0 | 0 | 0 | 0
CT | 1702.1 | 0 | 0 | 0 | 0 | 0
Coal | 2905 | 0 | 0 | 0 | 0 | 0
Geo | 136 | 2075 | 4429 | 0 | 0 | 0
H | 0 | 0 | 0 | 0 | 335 | 0
LFG | 36.1 | 899.02 | 909.88 | 0 | 0 | 0
Nuc | 0 | 0 | 355.49 | 20965.26 | 23972.88 | 8731.41
PS | 0 | 0 | 0 | 0 | 0 | 0
PV | 121 | 0 | 0 | 0 | 0 | 0
PeakG | 0 | 0 | 0 | 0 | 0 | 0
PeakO | 0 | 0 | 0 | 0 | 0 | 0
ST | 760 | 813.04 | 227.78 | 118.06 | 2931.22 | 836.14
STOG | 0 | 0 | 0 | 0 | 0 | 0
STWD | 0 | 0 | 0 | 0 | 0 | 0
WT | 3147.1 | 19638.27 | 32639.94 | 21875.64 | 8668.97 | 3427.81
IGCC | 0 | 0 | 0 | 0 | 0 | 0
DemandResponse | 0 | 0 | 0 | 0 | 0 | 0
IGCC-CCS | 0 | 0 | 0 | 0 | 0 | 0
WT_off | 0 | 0 | 0 | 0 | 0 | 0
PseudoUnit | 0 | 0 | 0 | 0 | 0 | 0
FixedInterchange | 0 | 0 | 0 | 0 | 0 | 0
#2 | Cumulative New Build Capacity (MW)
Cumulative New Build Capacity by Reporting Type: Entergy
ReportingType | 2015 | 2020 | 2025 | 2030 | 2035 | 2040
BM | 0 | 0 | 0 | 0 | 3618.06 | 10074.95
CC | 3198.29 | 7949.02 | 7949.02 | 7949.02 | 7949.02 | 7949.02
CSP | 0 | 0 | 0 | 0 | 0 | 0
CT | 0 | 0 | 0 | 0 | 0 | 0
Coal | 720 | 720 | 720 | 720 | 720 | 720
Geo | 0 | 0 | 0 | 0 | 0 | 0
H | 0 | 0 | 0 | 0 | 1109 | 1109
LFG | 0 | 0 | 107.4 | 107.4 | 107.4 | 107.4
Nuc | 170 | 170 | 170 | 170 | 3175.43 | 3175.43
PS | 0 | 0 | 0 | 0 | 0 | 0
PV | 0.29 | 61.82 | 91.21 | 91.21 | 91.21 | 92.59
PeakG | 0 | 0 | 0 | 0 | 0 | 0
PeakO | 0 | 0 | 0 | 0 | 0 | 0
ST | 0 | 0 | 0 | 0 | 0 | 0
STOG | 0 | 0 | 0 | 0 | 0 | 0
STWD | 0 | 0 | 0 | 0 | 0 | 0
WT | 0 | 0 | 0 | 0 | 0 | 0
IGCC | 0 | 0 | 0 | 0 | 0 | 0
DemandResponse | 0 | 0 | 0 | 0 | 0 | 0
IGCC-CCS | 0 | 0 | 0 | 0 | 0 | 0
WT_off | 0 | 0 | 0 | 0 | 0 | 0
PseudoUnit | 0 | 0 | 0 | 0 | 0 | 0
FixedInterchange | 0 | 0 | 0 | 0 | 0 | 0
Cumulative New Build Capacity by Reporting Type: FRCC
ReportingType | 2015 | 2020 | 2025 | 2030 | 2035 | 2040
BM | 0 | 0 | 0 | 0 | 0 | 2001.91
CC | 12513.86 | 12513.86 | 12513.86 | 12513.86 | 12513.86 | 12513.86
CSP | 0 | 0 | 0 | 0 | 0 | 0
CT | 2480 | 2480 | 2480 | 2480 | 2480 | 2480
Coal | 0 | 0 | 0 | 0 | 0 | 0
Geo | 0 | 0 | 0 | 0 | 0 | 0
H | 0 | 0 | 0 | 0 | 0 | 0
LFG | 0 | 0 | 198 | 198 | 198 | 198
Nuc | 229.33 | 229.33 | 3108.6 | 13957.25 | 22881.96 | 26489.29
PS | 0 | 0 | 0 | 0 | 0 | 0
PV | 0 | 0 | 0 | 0 | 0 | 0
PeakG | 0 | 0 | 0 | 0 | 0 | 0
PeakO | 0 | 0 | 0 | 0 | 0 | 0
ST | 0 | 0 | 0 | 0 | 0 | 0
STOG | 0 | 0 | 0 | 0 | 0 | 0
STWD | 0 | 0 | 0 | 0 | 0 | 0
WT | 0 | 0 | 0 | 0 | 0 | 0
IGCC | 0 | 0 | 0 | 0 | 0 | 0
DemandResponse | 0 | 0 | 0 | 0 | 0 | 0
IGCC-CCS | 0 | 0 | 0 | 0 | 0 | 0
WT_off | 0 | 0 | 0 | 0 | 0 | 0
PseudoUnit | 0 | 0 | 0 | 0 | 0 | 0
FixedInterchange | 0 | 0 | 0 | 0 | 0 | 0
Cumulative New Build Capacity by Reporting Type: MAPP_US
ReportingType | 2015 | 2020 | 2025 | 2030 | 2035 | 2040
BM | 0 | 0 | 0 | 0 | 34.97 | 65.98
CC | 0 | 0 | 0 | 0 | 0 | 0
CSP | 0 | 0 | 0 | 0 | 0 | 0
CT | 308.3 | 308.3 | 308.3 | 463.26 | 463.26 | 463.26
Coal | 0 | 0 | 0 | 0 | 0 | 0
Geo | 0 | 0 | 0 | 0 | 0 | 0
H | 0 | 0 | 0 | 0 | 0 | 0
LFG | 0 | 0 | 0 | 71.67 | 71.67 | 71.67
Nuc | 0 | 0 | 0 | 0 | 0 | 0
PS | 0 | 0 | 0 | 0 | 0 | 0
PV | 0 | 0 | 0 | 0 | 0 | 0
PeakG | 0 | 0 | 0 | 0 | 0 | 0
PeakO | 0 | 0 | 0 | 0 | 0 | 0
ST | 0 | 0 | 0 | 0 | 0 | 0
STOG | 0 | 0 | 0 | 0 | 0 | 0
STWD | 0 | 0 | 0 | 0 | 0 | 0
WT | 421.3 | 6986.68 | 11159.89 | 11159.89 | 11159.89 | 11159.89
IGCC | 0 | 0 | 0 | 0 | 0 | 0
DemandResponse | 0 | 0 | 0 | 0 | 0 | 0
IGCC-CCS | 0 | 0 | 0 | 0 | 0 | 0
WT_off | 0 | 0 | 0 | 0 | 0 | 0
PseudoUnit | 0 | 0 | 0 | 0 | 0 | 0
FixedInterchange | 0 | 0 | 0 | 0 | 0 | 0
Cumulative New Build Capacity by Reporting Type: MISO_IN
ReportingType | 2015 | 2020 | 2025 | 2030 | 2035 | 2040
BM | 0 | 0 | 0 | 0 | 0 | 6144.51
CC | 1018.16 | 22994.69 | 22994.69 | 22994.69 | 22994.69 | 22994.69
CSP | 0 | 0 | 0 | 0 | 0 | 0
CT | 0 | 0 | 0 | 0 | 0 | 0
Coal | 0 | 0 | 0 | 0 | 0 | 0
Geo | 0 | 0 | 0 | 0 | 0 | 0
H | 0 | 0 | 0 | 0 | 0 | 0
LFG | 0 | 0 | 80.12 | 80.12 | 80.12 | 80.12
Nuc | 0 | 0 | 0 | 0 | 0 | 588.24
PS | 0 | 0 | 0 | 0 | 0 | 0
PV | 0 | 225.83 | 225.83 | 225.83 | 225.83 | 225.83
PeakG | 0 | 0 | 0 | 0 | 0 | 0
PeakO | 0 | 0 | 0 | 0 | 0 | 0
ST | 0 | 0 | 0 | 0 | 0 | 0
STOG | 0 | 0 | 0 | 0 | 0 | 0
STWD | 0 | 0 | 0 | 0 | 0 | 0
WT | 0 | 0 | 0 | 0 | 0 | 0
IGCC | 618 | 618 | 618 | 618 | 618 | 618
DemandResponse | 0 | 0 | 0 | 0 | 0 | 0
IGCC-CCS | 0 | 0 | 0 | 0 | 0 | 0
WT_off | 0 | 0 | 0 | 0 | 0 | 0
PseudoUnit | 0 | 0 | 0 | 0 | 0 | 0
FixedInterchange | 0 | 0 | 0 | 0 | 0 | 0
Cumulative New Build Capacity by Reporting Type: MISO_MI
ReportingType | 2015 | 2020 | 2025 | 2030 | 2035 | 2040
BM | 0 | 0 | 0 | 0 | 0 | 4802.58
CC | 1140.05 | 1140.05 | 1140.05 | 1140.05 | 1140.05 | 1140.05
CSP | 0 | 0 | 0 | 0 | 0 | 0
CT | 0 | 0 | 0 | 0 | 0 | 0
Coal | 0 | 0 | 0 | 0 | 0 | 0
Geo | 0 | 0 | 0 | 0 | 0 | 0
H | 0 | 0 | 0 | 0 | 0 | 0
LFG | 0 | 60.68 | 160.25 | 160.25 | 160.25 | 160.25
Nuc | 0 | 0 | 0 | 0 | 1435.03 | 5988.35
PS | 0 | 0 | 0 | 0 | 0 | 0
PV | 0 | 0 | 0 | 0 | 0 | 0
PeakG | 0 | 0 | 0 | 0 | 0 | 0
PeakO | 0 | 0 | 0 | 0 | 0 | 0
ST | 0 | 0 | 0 | 0 | 0 | 0
STOG | 0 | 0 | 0 | 0 | 0 | 0
STWD | 0 | 0 | 0 | 0 | 0 | 0
WT | 2000 | 2081.38 | 2081.38 | 2081.38 | 2081.38 | 2081.38
IGCC | 0 | 0 | 0 | 0 | 0 | 0
DemandResponse | 0 | 0 | 0 | 0 | 0 | 0
IGCC-CCS | 0 | 0 | 0 | 0 | 0 | 0
WT_off | 0 | 0 | 0 | 0 | 0 | 0
PseudoUnit | 0 | 0 | 0 | 0 | 0 | 0
FixedInterchange | 0 | 0 | 0 | 0 | 0 | 0
Cumulative New Build Capacity by Reporting Type: MISO_MO-IL
ReportingType | 2015 | 2020 | 2025 | 2030 | 2035 | 2040
BM | 0 | 0 | 0 | 0 | 0 | 134.33
CC | 0 | 0 | 0 | 0 | 0 | 0
CSP | 0 | 0 | 0 | 0 | 0 | 0
CT | 0 | 0 | 0 | 0 | 0 | 0
Coal | 1790 | 1790 | 1790 | 1790 | 1790 | 1790
Geo | 0 | 0 | 0 | 0 | 0 | 0
H | 0 | 0 | 280 | 280 | 280 | 280
LFG | 0 | 0 | 10.57 | 223.33 | 223.33 | 223.33
Nuc | 0 | 0 | 0 | 0 | 0 | 0
PS | 0 | 0 | 0 | 0 | 0 | 0
PV | 0 | 0 | 0 | 0 | 0 | 0
PeakG | 0 | 0 | 0 | 0 | 0 | 0
PeakO | 0 | 0 | 0 | 0 | 0 | 0
ST | 0 | 0 | 0 | 0 | 0 | 0
STOG | 0 | 0 | 0 | 0 | 0 | 0
STWD | 0 | 0 | 0 | 0 | 0 | 0
WT | 300 | 300 | 5900 | 5900 | 5900 | 5900
IGCC | 0 | 0 | 0 | 0 | 0 | 0
DemandResponse | 0 | 0 | 0 | 0 | 0 | 0
IGCC-CCS | 0 | 0 | 0 | 0 | 0 | 0
WT_off | 0 | 0 | 0 | 0 | 0 | 0
PseudoUnit | 0 | 0 | 0 | 0 | 0 | 0
FixedInterchange | 0 | 0 | 0 | 0 | 0 | 0
Cumulative New Build Capacity by Reporting Type: MISO_W
ReportingType | 2015 | 2020 | 2025 | 2030 | 2035 | 2040
BM | 0 | 0 | 0 | 0 | 0 | 0
CC | 0 | 0 | 0 | 0 | 0 | 0
CSP | 0 | 0 | 0 | 0 | 0 | 0
CT | 0 | 0 | 0 | 0 | 0 | 0
Coal | 0 | 0 | 0 | 0 | 0 | 0
Geo | 0 | 0 | 0 | 0 | 0 | 0
H | 0 | 0 | 0 | 0 | 0 | 0
LFG | 0 | 0 | 0 | 71.67 | 71.67 | 71.67
Nuc | 94.33 | 94.33 | 94.33 | 94.33 | 94.33 | 94.33
PS | 0 | 0 | 0 | 0 | 0 | 0
PV | 0 | 0 | 0 | 0 | 0 | 0
PeakG | 0 | 0 | 0 | 0 | 0 | 0
PeakO | 0 | 0 | 0 | 0 | 0 | 0
ST | 0 | 0 | 0 | 0 | 0 | 0
STOG | 0 | 0 | 0 | 0 | 0 | 0
STWD | 0 | 0 | 0 | 0 | 0 | 0
WT | 2800.5 | 2800.5 | 40427.31 | 40427.31 | 40427.31 | 42668.58
IGCC | 0 | 0 | 0 | 0 | 0 | 0
DemandResponse | 0 | 0 | 0 | 0 | 0 | 0
IGCC-CCS | 0 | 0 | 0 | 0 | 0 | 0
WT_off | 0 | 0 | 0 | 0 | 0 | 0
PseudoUnit | 0 | 0 | 0 | 0 | 0 | 0
FixedInterchange | 0 | 0 | 0 | 0 | 0 | 0
Cumulative New Build Capacity by Reporting Type: MISO_WUMS
ReportingType | 2015 | 2020 | 2025 | 2030 | 2035 | 2040
BM | 0 | 0 | 0 | 0 | 0 | 3200.79
CC | 8333.74 | 8333.74 | 8333.74 | 8333.74 | 8333.74 | 8333.74
CSP | 0 | 0 | 0 | 0 | 0 | 0
CT | 0 | 0 | 0 | 0 | 0 | 0
Coal | 615 | 615 | 615 | 615 | 615 | 615
Geo | 0 | 0 | 0 | 0 | 0 | 0
H | 0 | 1 | 1 | 1 | 1 | 1
LFG | 0 | 0 | 0 | 223.33 | 223.33 | 223.33
Nuc | 235 | 235 | 235 | 1150.76 | 2385.09 | 2385.09
PS | 0 | 0 | 0 | 0 | 0 | 0
PV | 0 | 0 | 0 | 0 | 0 | 0
PeakG | 0 | 0 | 0 | 0 | 0 | 0
PeakO | 0 | 0 | 0 | 0 | 0 | 0
ST | 0 | 0 | 0 | 0 | 0 | 0
STOG | 0 | 0 | 0 | 0 | 0 | 0
STWD | 0 | 0 | 0 | 0 | 0 | 0
WT | 968.9 | 968.9 | 968.9 | 968.9 | 968.9 | 999.7
IGCC | 0 | 0 | 0 | 0 | 0 | 0
DemandResponse | 0 | 0 | 0 | 0 | 0 | 0
IGCC-CCS | 0 | 0 | 0 | 0 | 0 | 0
WT_off | 0 | 0 | 0 | 0 | 0 | 0
PseudoUnit | 0 | 0 | 0 | 0 | 0 | 0
FixedInterchange | 0 | 0 | 0 | 0 | 0 | 0
Cumulative New Build Capacity by Reporting Type: Nebraska
ReportingType | 2015 | 2020 | 2025 | 2030 | 2035 | 2040
BM | 0 | 0 | 0 | 0 | 338.04 | 2324.04
CC | 192.75 | 2059.72 | 2059.72 | 2059.72 | 2059.72 | 2059.72
CSP | 0 | 0 | 0 | 0 | 0 | 0
CT | 0 | 0 | 0 | 0 | 0 | 0
Coal | 232.1 | 232.1 | 232.1 | 232.1 | 232.1 | 232.1
Geo | 0 | 0 | 0 | 0 | 0 | 0
H | 0 | 0 | 0 | 0 | 0 | 0
LFG | 0 | 0 | 71.67 | 71.67 | 71.67 | 71.67
Nuc | 0 | 0 | 0 | 0 | 0 | 0
PS | 0 | 0 | 0 | 0 | 0 | 0
PV | 0 | 0 | 0 | 0 | 0 | 0
PeakG | 0 | 0 | 0 | 0 | 0 | 0
PeakO | 0 | 0 | 0 | 0 | 0 | 0
ST | 0 | 0 | 0 | 0 | 0 | 0
STOG | 0 | 0 | 0 | 0 | 0 | 0
STWD | 0 | 0 | 0 | 0 | 0 | 0
WT | 202 | 202 | 202 | 202 | 202 | 202
IGCC | 0 | 0 | 0 | 0 | 0 | 0
DemandResponse | 0 | 0 | 0 | 0 | 0 | 0
IGCC-CCS | 0 | 0 | 0 | 0 | 0 | 0
WT_off | 0 | 0 | 0 | 0 | 0 | 0
PseudoUnit | 0 | 0 | 0 | 0 | 0 | 0
FixedInterchange | 0 | 0 | 0 | 0 | 0 | 0
Cumulative New Build Capacity by Reporting Type: NEISO
ReportingType | 2015 | 2020 | 2025 | 2030 | 2035 | 2040
BM | 252.2 | 252.2 | 252.2 | 252.2 | 252.2 | 252.2
CC | 2049.5 | 2049.5 | 2049.5 | 2049.5 | 2049.5 | 2049.5
CSP | 0 | 0 | 0 | 0 | 0 | 0
CT | 334 | 334 | 334 | 334 | 334 | 334
Coal | 0 | 0 | 0 | 0 | 0 | 0
Geo | 0 | 0 | 0 | 0 | 0 | 0
H | 0 | 0 | 0 | 3 | 3 | 3
LFG | 49.26 | 49.26 | 49.26 | 119 | 119 | 119
Nuc | 0 | 0 | 0 | 0 | 0 | 0
PS | 0 | 0 | 0 | 0 | 0 | 0
PV | 0 | 292.5 | 292.5 | 292.5 | 292.5 | 292.5
PeakG | 0 | 0 | 0 | 0 | 0 | 0
PeakO | 0 | 0 | 0 | 0 | 0 | 0
ST | 0 | 0 | 0 | 0 | 0 | 0
STOG | 0 | 0 | 0 | 0 | 0 | 0
STWD | 0 | 0 | 0 | 0 | 0 | 0
WT | 231.2 | 2741.13 | 5280 | 5280 | 19746.72 | 19746.72
IGCC | 0 | 0 | 0 | 0 | 0 | 0
DemandResponse | 0 | 0 | 0 | 0 | 0 | 0
IGCC-CCS | 0 | 0 | 0 | 0 | 0 | 0
WT_off | 468 | 468 | 468 | 468 | 468 | 468
PseudoUnit | 0 | 0 | 0 | 0 | 0 | 0
FixedInterchange | 0 | 0 | 0 | 0 | 0 | 0
Cumulative New Build Capacity by Reporting Type: NonRTO_Midwest
ReportingType | 2015 | 2020 | 2025 | 2030 | 2035 | 2040
BM | 0 | 0 | 0 | 0 | 832.71 | 6144.51
CC | 3093.05 | 5771.67 | 5771.67 | 5771.67 | 5771.67 | 5771.67
CSP | 0 | 0 | 0 | 0 | 0 | 0
CT | 0 | 0 | 0 | 0 | 0 | 0
Coal | 0 | 0 | 0 | 0 | 0 | 0
Geo | 0 | 0 | 0 | 0 | 0 | 0
H | 0 | 0 | 746 | 746 | 746 | 746
LFG | 0 | 0 | 160.25 | 160.25 | 160.25 | 160.25
Nuc | 0 | 0 | 0 | 0 | 990.19 | 990.19
PS | 0 | 0 | 0 | 0 | 0 | 0
PV | 0 | 0 | 0 | 0 | 0 | 0
PeakG | 0 | 0 | 0 | 0 | 0 | 0
PeakO | 0 | 0 | 0 | 0 | 0 | 0
ST | 0 | 0 | 0 | 0 | 0 | 0
STOG | 0 | 0 | 0 | 0 | 0 | 0
STWD | 0 | 0 | 0 | 0 | 0 | 0
WT | 0 | 0 | 0 | 0 | 0 | 0
IGCC | 0 | 0 | 0 | 0 | 0 | 0
DemandResponse | 0 | 0 | 0 | 0 | 0 | 0
IGCC-CCS | 0 | 0 | 0 | 0 | 0 | 0
WT_off | 0 | 0 | 0 | 0 | 0 | 0
PseudoUnit | 0 | 0 | 0 | 0 | 0 | 0
FixedInterchange | 0 | 0 | 0 | 0 | 0 | 0
Cumulative New Build Capacity by Reporting Type: NYISO_A-F
ReportingType | 2015 | 2020 | 2025 | 2030 | 2035 | 2040
BM | 0 | 0 | 0 | 0 | 0 | 0
CC | 639 | 639 | 639 | 639 | 639 | 639
CSP | 0 | 0 | 0 | 0 | 0 | 0
CT | 0 | 0 | 0 | 0 | 0 | 0
Coal | 0 | 0 | 0 | 0 | 0 | 0
Geo | 0 | 0 | 0 | 0 | 0 | 0
H | 0 | 0 | 0 | 0 | 0 | 0
LFG | 6.4 | 6.4 | 74.33 | 74.33 | 74.33 | 74.33
Nuc | 168 | 168 | 168 | 168 | 168 | 168
PS | 0 | 0 | 0 | 0 | 0 | 0
PV | 0 | 0 | 0 | 0 | 0 | 0
PeakG | 0 | 0 | 0 | 0 | 0 | 0
PeakO | 0 | 0 | 0 | 0 | 0 | 0
ST | 0 | 0 | 0 | 0 | 0 | 0
STOG | 0 | 0 | 0 | 0 | 0 | 0
STWD | 0 | 0 | 0 | 0 | 0 | 0
WT | 2476.3 | 3186.1 | 3186.1 | 6097.81 | 13490 | 13490
IGCC | 0 | 0 | 0 | 0 | 0 | 0
DemandResponse | 0 | 0 | 0 | 0 | 0 | 0
IGCC-CCS | 0 | 0 | 0 | 0 | 0 | 0
WT_off | 0 | 0 | 0 | 0 | 0 | 0
PseudoUnit | 0 | 0 | 0 | 0 | 0 | 0
FixedInterchange | 0 | 0 | 0 | 0 | 0 | 0
Cumulative New Build Capacity by Reporting Type: NYISO_G-I
ReportingType | 2015 | 2020 | 2025 | 2030 | 2035 | 2040
BM | 0 | 0 | 0 | 0 | 618.07 | 800
CC | 0 | 0 | 49.05 | 49.05 | 49.05 | 49.05
CSP | 0 | 0 | 0 | 0 | 0 | 0
CT | 0 | 0 | 0 | 0 | 0 | 0
Coal | 0 | 0 | 0 | 0 | 0 | 0
Geo | 0 | 0 | 0 | 0 | 0 | 0
H | 0 | 0 | 0 | 0 | 0 | 0
LFG | 0 | 0 | 74.33 | 74.33 | 74.33 | 74.33
Nuc | 0 | 0 | 0 | 0 | 0 | 1551.83
PS | 0 | 0 | 0 | 0 | 0 | 0
PV | 0 | 0 | 0 | 0 | 0 | 0
PeakG | 0 | 0 | 0 | 0 | 0 | 0
PeakO | 0 | 0 | 0 | 0 | 0 | 0
ST | 0 | 0 | 0 | 0 | 0 | 0
STOG | 0 | 0 | 0 | 0 | 0 | 0
STWD | 0 | 0 | 0 | 0 | 0 | 0
WT | 0 | 60 | 60 | 360 | 360 | 360
IGCC | 0 | 0 | 0 | 0 | 0 | 0
DemandResponse | 0 | 0 | 0 | 0 | 0 | 0
IGCC-CCS | 0 | 0 | 0 | 0 | 0 | 0
WT_off | 0 | 0 | 0 | 0 | 0 | 0
PseudoUnit | 0 | 0 | 0 | 0 | 0 | 0
FixedInterchange | 0 | 0 | 0 | 0 | 0 | 0
Cumulative New Build Capacity by Reporting Type: NYISO_J-K
ReportingType | 2015 | 2020 | 2025 | 2030 | 2035 | 2040
BM | 0 | 0 | 0 | 0 | 0 | 0
CC | 1175.4 | 1175.4 | 1175.4 | 1175.4 | 1175.4 | 1175.4
CSP | 0 | 0 | 0 | 0 | 0 | 0
CT | 0 | 0 | 0 | 0 | 0 | 0
Coal | 0 | 0 | 0 | 0 | 0 | 0
Geo | 0 | 0 | 0 | 0 | 0 | 0
H | 0 | 0 | 0 | 0 | 0 | 0
LFG | 0 | 0 | 0 | 74.33 | 74.33 | 74.33
Nuc | 0 | 0 | 0 | 0 | 0 | 0
PS | 0 | 0 | 0 | 0 | 0 | 0
PV | 32 | 32 | 32 | 32 | 32 | 32
PeakG | 0 | 0 | 0 | 0 | 0 | 0
PeakO | 0 | 0 | 0 | 0 | 0 | 0
ST | 0 | 0 | 0 | 0 | 0 | 0
STOG | 0 | 0 | 0 | 0 | 0 | 0
STWD | 0 | 0 | 0 | 0 | 0 | 0
WT | 0 | 0 | 0 | 0 | 330 | 330
IGCC | 0 | 0 | 0 | 0 | 0 | 0
DemandResponse | 0 | 0 | 0 | 0 | 0 | 0
IGCC-CCS | 0 | 0 | 0 | 0 | 0 | 0
WT_off | 0 | 0 | 0 | 0 | 0 | 0
PseudoUnit | 0 | 0 | 0 | 0 | 0 | 0
FixedInterchange | 0 | 0 | 0 | 0 | 0 | 0
Cumulative New Build Capacity by Reporting Type: PJM_E
ReportingType | 2015 | 2020 | 2025 | 2030 | 2035 | 2040
BM | 30 | 30 | 30 | 30 | 30 | 30
CC | 4634.3 | 4634.3 | 4634.3 | 4634.3 | 4634.3 | 4634.3
CSP | 0 | 0 | 0 | 0 | 0 | 0
CT | 26.2 | 26.2 | 26.2 | 26.2 | 26.2 | 26.2
Coal | 27 | 27 | 27 | 27 | 27 | 27
Geo | 0 | 0 | 0 | 0 | 0 | 0
H | 0 | 0 | 0 | 0 | 0 | 0
LFG | 9.1 | 142 | 142 | 142 | 142 | 142
Nuc | 38 | 38 | 38 | 38 | 38 | 38
PS | 0 | 0 | 0 | 0 | 0 | 0
PV | 25.45 | 25.45 | 25.45 | 25.45 | 25.45 | 25.45
PeakG | 0 | 0 | 0 | 0 | 0 | 0
PeakO | 0 | 0 | 0 | 0 | 0 | 0
ST | 0 | 0 | 0 | 0 | 0 | 0
STOG | 0 | 0 | 0 | 0 | 0 | 0
STWD | 0 | 0 | 0 | 0 | 0 | 0
WT | 1150 | 1150 | 1150 | 1150 | 1170 | 1170
IGCC | 0 | 0 | 0 | 0 | 0 | 0
DemandResponse | 0 | 0 | 0 | 0 | 0 | 0
IGCC-CCS | 0 | 0 | 0 | 0 | 0 | 0
WT_off | 0 | 0 | 1100 | 1100 | 1100 | 9600
PseudoUnit | 0 | 0 | 0 | 0 | 0 | 0
FixedInterchange | 0 | 0 | 0 | 0 | 0 | 0
Cumulative New Build Capacity by Reporting Type: PJM_ROM
ReportingType | 2015 | 2020 | 2025 | 2030 | 2035 | 2040
BM | 18 | 18 | 18 | 18 | 2357.79 | 2357.79
CC | 1678.5 | 1678.5 | 1678.5 | 1678.5 | 1678.5 | 1678.5
CSP | 0 | 0 | 0 | 0 | 0 | 0
CT | 16 | 16 | 16 | 16 | 16 | 16
Coal | 32.5 | 32.5 | 32.5 | 32.5 | 32.5 | 32.5
Geo | 0 | 0 | 0 | 0 | 0 | 0
H | 0 | 0 | 678 | 678 | 678 | 678
LFG | 18.9 | 284 | 284 | 284 | 284 | 284
Nuc | 0 | 0 | 0 | 0 | 1866.15 | 3951.79
PS | 0 | 0 | 0 | 0 | 0 | 0
PV | 0 | 1355.2 | 2113.94 | 2283.77 | 2296.57 | 2357.65
PeakG | 0 | 0 | 0 | 0 | 0 | 0
PeakO | 0 | 0 | 0 | 0 | 0 | 0
ST | 0 | 0 | 0 | 0 | 0 | 0
STOG | 0 | 0 | 0 | 0 | 0 | 0
STWD | 0 | 0 | 0 | 0 | 0 | 0
WT | 479.8 | 1230 | 1230 | 1230 | 7040 | 7040
IGCC | 0 | 0 | 0 | 0 | 0 | 0
DemandResponse | 0 | 0 | 0 | 0 | 0 | 0
IGCC-CCS | 0 | 0 | 0 | 0 | 0 | 0
WT_off | 0 | 0 | 0 | 0 | 0 | 10814.93
PseudoUnit | 0 | 0 | 0 | 0 | 0 | 0
FixedInterchange | 0 | 0 | 0 | 0 | 0 | 0
Cumulative New Build Capacity by Reporting Type: PJM_ROR
ReportingType | 2015 | 2020 | 2025 | 2030 | 2035 | 2040
BM | 385 | 385 | 385 | 385 | 385 | 10556.34
CC | 19210.24 | 26277.16 | 26277.16 | 26277.16 | 26277.16 | 26277.16
CSP | 0 | 0 | 0 | 0 | 0 | 0
CT | 29 | 29 | 29 | 29 | 29 | 29
Coal | 2164 | 2164 | 2164 | 2164 | 2164 | 2164
Geo | 0 | 0 | 0 | 0 | 0 | 0
H | 0 | 503 | 503 | 503 | 503 | 503
LFG | 57.4 | 545.64 | 571.11 | 571.11 | 571.11 | 571.11
Nuc | 38 | 38 | 38 | 38 | 3569.11 | 20149.69
PS | 0 | 0 | 0 | 0 | 0 | 0
PV | 0 | 0 | 210.91 | 218.73 | 218.73 | 218.73
PeakG | 0 | 0 | 0 | 0 | 0 | 0
PeakO | 0 | 0 | 0 | 0 | 0 | 0
ST | 0 | 0 | 0 | 0 | 0 | 0
STOG | 0 | 0 | 0 | 0 | 0 | 0
STWD | 0 | 0 | 0 | 0 | 0 | 0
WT | 8325.7 | 8517.4 | 15213.59 | 53600 | 53600 | 53600
IGCC | 0 | 0 | 0 | 0 | 0 | 0
DemandResponse | 0 | 0 | 0 | 0 | 0 | 0
IGCC-CCS | 0 | 0 | 0 | 0 | 0 | 0
WT_off | 0 | 0 | 0 | 0 | 0 | 0
PseudoUnit | 0 | 0 | 0 | 0 | 0 | 0
FixedInterchange | 0 | 0 | 0 | 0 | 0 | 0
Cumulative New Build Capacity by Reporting Type: SOCO
ReportingType | 2015 | 2020 | 2025 | 2030 | 2035 | 2040
BM | 55 | 55 | 55 | 55 | 6555.24 | 6555.24
CC | 7201.58 | 12150.82 | 12150.82 | 12150.82 | 12150.82 | 12150.82
CSP | 0 | 0 | 0 | 0 | 0 | 0
CT | 0 | 0 | 0 | 0 | 0 | 0
Coal | 0 | 0 | 0 | 0 | 0 | 0
Geo | 0 | 0 | 0 | 0 | 0 | 0
H | 0 | 0 | 0 | 0 | 0 | 0
LFG | 0 | 0 | 107.4 | 107.4 | 107.4 | 107.4
Nuc | 70 | 2270 | 2270 | 10803.22 | 13584.6 | 21302.54
PS | 0 | 0 | 0 | 0 | 0 | 0
PV | 0 | 0 | 0 | 0 | 0 | 0
PeakG | 0 | 0 | 0 | 0 | 0 | 0
PeakO | 0 | 0 | 0 | 0 | 0 | 0
ST | 0 | 0 | 0 | 0 | 0 | 0
STOG | 0 | 0 | 0 | 0 | 0 | 0
STWD | 0 | 0 | 0 | 0 | 0 | 0
WT | 0 | 0 | 0 | 0 | 100 | 100
IGCC | 0 | 0 | 0 | 0 | 0 | 0
DemandResponse | 0 | 0 | 0 | 0 | 0 | 0
IGCC-CCS | 0 | 0 | 0 | 0 | 0 | 0
WT_off | 0 | 0 | 0 | 0 | 0 | 0
PseudoUnit | 0 | 0 | 0 | 0 | 0 | 0
FixedInterchange | 0 | 0 | 0 | 0 | 0 | 0
Cumulative New Build Capacity by Reporting Type: SPP_N
ReportingType | 2015 | 2020 | 2025 | 2030 | 2035 | 2040
BM | 0 | 0 | 0 | 0 | 6405.59 | 6405.59
CC | 1785.53 | 1785.53 | 1785.53 | 1785.53 | 1785.53 | 1785.53
CSP | 0 | 0 | 0 | 0 | 0 | 0
CT | 0 | 0 | 0 | 0 | 0 | 0
Coal | 465.04 | 465.04 | 465.04 | 465.04 | 465.04 | 465.04
Geo | 0 | 0 | 0 | 0 | 0 | 0
H | 0 | 0 | 0 | 0 | 0 | 0
LFG | 0 | 0 | 95 | 95 | 95 | 95
Nuc | 0 | 0 | 0 | 0 | 0 | 0
PS | 0 | 0 | 0 | 0 | 0 | 0
PV | 0 | 0 | 0 | 0 | 0 | 0
PeakG | 0 | 0 | 0 | 0 | 0 | 0
PeakO | 0 | 0 | 0 | 0 | 0 | 0
ST | 0 | 0 | 0 | 0 | 0 | 0
STOG | 0 | 0 | 0 | 0 | 0 | 0
STWD | 0 | 0 | 0 | 0 | 0 | 0
WT | 0 | 14295.99 | 14295.99 | 14295.99 | 14295.99 | 15275.61
IGCC | 0 | 0 | 0 | 0 | 0 | 0
DemandResponse | 0 | 0 | 0 | 0 | 0 | 0
IGCC-CCS | 0 | 0 | 0 | 0 | 0 | 0
WT_off | 0 | 0 | 0 | 0 | 0 | 0
PseudoUnit | 0 | 0 | 0 | 0 | 0 | 0
FixedInterchange | 0 | 0 | 0 | 0 | 0 | 0
Cumulative New Build Capacity by Reporting Type: SPP_S
ReportingType | 2015 | 2020 | 2025 | 2030 | 2035 | 2040
BM | 0 | 0 | 0 | 0 | 2073.14 | 4507.34
CC | 0 | 7046.3 | 7046.3 | 7046.3 | 7046.3 | 7046.3
CSP | 0 | 0 | 0 | 0 | 0 | 0
CT | 412.99 | 712.99 | 712.99 | 712.99 | 712.99 | 712.99
Coal | 988 | 988 | 988 | 988 | 988 | 988
Geo | 0 | 0 | 0 | 0 | 0 | 0
H | 0 | 0 | 0 | 91 | 91 | 91
LFG | 0 | 0 | 95 | 95 | 95 | 95
Nuc | 0 | 0 | 0 | 1491 | 1491 | 1491
PS | 0 | 0 | 0 | 0 | 0 | 0
PV | 0 | 0 | 0 | 0 | 0 | 0
PeakG | 0 | 0 | 0 | 0 | 0 | 0
PeakO | 0 | 0 | 0 | 0 | 0 | 0
ST | 0 | 0 | 0 | 0 | 0 | 0
STOG | 0 | 0 | 0 | 0 | 0 | 0
STWD | 0 | 0 | 0 | 0 | 0 | 0
WT | 430 | 27453.12 | 27453.12 | 27453.12 | 27523.89 | 27541.22
IGCC | 0 | 0 | 0 | 0 | 0 | 0
DemandResponse | 0 | 0 | 0 | 0 | 0 | 0
IGCC-CCS | 0 | 0 | 0 | 0 | 0 | 0
WT_off | 0 | 0 | 0 | 0 | 0 | 0
PseudoUnit | 0 | 0 | 0 | 0 | 0 | 0
FixedInterchange | 0 | 0 | 0 | 0 | 0 | 0
Cumulative New Build Capacity by Reporting Type: TVA
ReportingType | 2015 | 2020 | 2025 | 2030 | 2035 | 2040
BM | 0 | 0 | 0 | 0 | 7394.28 | 7394.28
CC | 4613.52 | 9438.96 | 9438.96 | 9438.96 | 9438.96 | 9438.96
CSP | 0 | 0 | 0 | 0 | 0 | 0
CT | 0 | 0 | 0 | 0 | 0 | 0
Coal | 0 | 0 | 0 | 0 | 0 | 0
Geo | 0 | 0 | 0 | 0 | 0 | 0
H | 0 | 0 | 27 | 27 | 27 | 27
LFG | 0 | 0 | 107.4 | 107.4 | 107.4 | 107.4
Nuc | 1697.89 | 1697.89 | 1697.89 | 1721.02 | 3979.8 | 8563.51
PS | 0 | 0 | 0 | 0 | 0 | 0
PV | 0 | 0 | 0 | 0 | 0 | 1017.56
PeakG | 0 | 0 | 0 | 0 | 0 | 0
PeakO | 0 | 0 | 0 | 0 | 0 | 0
ST | 0 | 0 | 0 | 0 | 0 | 0
STOG | 0 | 0 | 0 | 0 | 0 | 0
STWD | 0 | 0 | 0 | 0 | 0 | 0
WT | 0 | 0 | 0 | 0 | 100 | 100
IGCC | 0 | 0 | 0 | 0 | 0 | 0
DemandResponse | 0 | 0 | 0 | 0 | 0 | 0
IGCC-CCS | 0 | 0 | 0 | 0 | 0 | 0
WT_off | 0 | 0 | 0 | 0 | 0 | 0
PseudoUnit | 0 | 0 | 0 | 0 | 0 | 0
FixedInterchange | 0 | 0 | 0 | 0 | 0 | 0
Cumulative New Build Capacity by Reporting Type: TVA_Transmission
ReportingType | 2015 | 2020 | 2025 | 2030 | 2035 | 2040
BM | 0 | 0 | 0 | 0 | 0 | 0
CC | 0 | 0 | 0 | 0 | 0 | 0
CSP | 0 | 0 | 0 | 0 | 0 | 0
CT | 0 | 0 | 0 | 0 | 0 | 0
Coal | 0 | 0 | 0 | 0 | 0 | 0
Geo | 0 | 0 | 0 | 0 | 0 | 0
H | 0 | 0 | 0 | 0 | 0 | 0
LFG | 0 | 0 | 0 | 0 | 0 | 0
Nuc | 0 | 0 | 0 | 0 | 0 | 0
PS | 0 | 0 | 0 | 0 | 0 | 0
PV | 0 | 0 | 0 | 0 | 0 | 0
PeakG | 0 | 0 | 0 | 0 | 0 | 0
PeakO | 0 | 0 | 0 | 0 | 0 | 0
ST | 0 | 0 | 0 | 0 | 0 | 0
STOG | 0 | 0 | 0 | 0 | 0 | 0
STWD | 0 | 0 | 0 | 0 | 0 | 0
WT | 0 | 0 | 0 | 0 | 0 | 0
IGCC | 0 | 0 | 0 | 0 | 0 | 0
DemandResponse | 0 | 0 | 0 | 0 | 0 | 0
IGCC-CCS | 0 | 0 | 0 | 0 | 0 | 0
WT_off | 0 | 0 | 0 | 0 | 0 | 0
PseudoUnit | 0 | 0 | 0 | 0 | 0 | 0
FixedInterchange | 0 | 0 | 0 | 0 | 0 | 0
Cumulative New Build Capacity by Reporting Type: VACAR
ReportingType | 2015 | 2020 | 2025 | 2030 | 2035 | 2040
BM | 0.92 | 171.13 | 709.69 | 722.42 | 722.42 | 6173.47
CC | 16043.4 | 16043.4 | 16043.4 | 16043.4 | 16043.4 | 16043.4
CSP | 0 | 0 | 0 | 0 | 0 | 0
CT | 717.2 | 717.2 | 717.2 | 717.2 | 717.2 | 717.2
Coal | 825 | 825 | 825 | 825 | 825 | 825
Geo | 0 | 0 | 0 | 0 | 0 | 0
H | 0 | 0 | 0 | 0 | 0 | 0
LFG | 0.34 | 107.4 | 107.4 | 107.4 | 107.4 | 107.4
Nuc | 0 | 2330 | 4452.97 | 6318.34 | 6318.34 | 6318.34
PS | 0 | 0 | 0 | 0 | 0 | 0
PV | 0 | 133.61 | 135.95 | 136.75 | 136.75 | 139.75
PeakG | 0 | 0 | 0 | 0 | 0 | 0
PeakO | 0 | 0 | 0 | 0 | 0 | 0
ST | 0 | 0 | 0 | 0 | 0 | 0
STOG | 0 | 0 | 0 | 0 | 0 | 0
STWD | 0 | 0 | 0 | 0 | 0 | 0
WT | 0.9 | 3500 | 3500 | 3500 | 3500 | 3500
IGCC | 0 | 0 | 0 | 0 | 0 | 0
DemandResponse | 0 | 0 | 0 | 0 | 0 | 0
IGCC-CCS | 0 | 0 | 0 | 0 | 0 | 0
WT_off | 1 | 1 | 1 | 1 | 27514.55 | 39250
PseudoUnit | 0 | 0 | 0 | 0 | 0 | 0
FixedInterchange | 0 | 0 | 0 | 0 | 0 | 0
Cumulative New Build Capacity by Reporting Type: IESO
ReportingType | 2015 | 2020 | 2025 | 2030 | 2035 | 2040
BM | 326.33 | 326.33 | 326.33 | 326.33 | 326.33 | 326.33
CC | 1263 | 1263 | 1263 | 1263 | 1263 | 1263
CSP | 0 | 0 | 0 | 0 | 0 | 0
CT | 368 | 368 | 368 | 368 | 368 | 368
Coal | 0 | 0 | 0 | 0 | 0 | 0
Geo | 0 | 0 | 0 | 0 | 0 | 0
H | 0 | 0 | 0 | 250 | 250 | 250
LFG | 14.5 | 14.5 | 14.5 | 15 | 15 | 15
Nuc | 0 | 0 | 0 | 0 | 0 | 0
PS | 0 | 0 | 0 | 0 | 0 | 0
PV | 1067.26 | 1067.26 | 1067.26 | 1067.26 | 1067.26 | 1067.26
PeakG | 0 | 0 | 0 | 0 | 0 | 0
PeakO | 0 | 0 | 0 | 0 | 0 | 0
ST | 0 | 0 | 0 | 0 | 0 | 0
STOG | 0 | 0 | 0 | 0 | 0 | 0
STWD | 0 | 0 | 0 | 0 | 0 | 0
WT | 2105.9 | 2105.9 | 2105.9 | 2105.9 | 2105.9 | 2105.9
IGCC | 0 | 0 | 0 | 0 | 0 | 0
DemandResponse | 0 | 0 | 0 | 0 | 0 | 0
IGCC-CCS | 0 | 0 | 0 | 0 | 0 | 0
WT_off | 0 | 0 | 0 | 0 | 0 | 0
PseudoUnit | 0 | 0 | 0 | 0 | 0 | 0
FixedInterchange | 0 | 0 | 0 | 0 | 0 | 0
Cumulative New Build Capacity by Reporting Type: MAPP_CA
ReportingType | 2015 | 2020 | 2025 | 2030 | 2035 | 2040
BM | 0 | 0 | 0 | 0 | 0 | 0
CC | 281.76 | 281.76 | 281.76 | 281.76 | 281.76 | 281.76
CSP | 0 | 0 | 0 | 0 | 0 | 0
CT | 0 | 0 | 0 | 0 | 0 | 0
Coal | 0 | 0 | 0 | 0 | 0 | 0
Geo | 0 | 0 | 0 | 0 | 0 | 0
H | 0 | 695 | 2190 | 4650 | 4650 | 4650
LFG | 0 | 0 | 0 | 0 | 0 | 0
Nuc | 0 | 0 | 0 | 0 | 0 | 0
PS | 0 | 0 | 0 | 0 | 0 | 0
PV | 0 | 0 | 0 | 0 | 0 | 0
PeakG | 0 | 0 | 0 | 0 | 0 | 0
PeakO | 0 | 0 | 0 | 0 | 0 | 0
ST | 0 | 0 | 0 | 0 | 0 | 0
STOG | 0 | 0 | 0 | 0 | 0 | 0
STWD | 0 | 0 | 0 | 0 | 0 | 0
WT | 302.4 | 302.4 | 302.4 | 302.4 | 302.4 | 302.4
IGCC | 0 | 0 | 0 | 0 | 0 | 0
DemandResponse | 0 | 0 | 0 | 0 | 0 | 0
IGCC-CCS | 0 | 0 | 0 | 0 | 0 | 0
WT_off | 0 | 0 | 0 | 0 | 0 | 0
PseudoUnit | 0 | 0 | 0 | 0 | 0 | 0
FixedInterchange | 0 | 0 | 0 | 0 | 0 | 0
Cumulative New Build Capacity by Reporting Type: AZ_NM_SNV_Coal
ReportingType | 2015 | 2020 | 2025 | 2030 | 2035 | 2040
BM | 0 | 0 | 0 | 0 | 0 | 0
CC | 0 | 0 | 0 | 0 | 0 | 0
CSP | 0 | 0 | 0 | 0 | 0 | 0
CT | 0 | 0 | 0 | 0 | 0 | 0
Coal | 0 | 0 | 0 | 0 | 0 | 0
Geo | 0 | 0 | 0 | 0 | 0 | 0
H | 0 | 0 | 0 | 0 | 0 | 0
LFG | 0 | 0 | 0 | 0 | 0 | 0
Nuc | 0 | 0 | 0 | 0 | 0 | 0
PS | 0 | 0 | 0 | 0 | 0 | 0
PV | 0 | 0 | 0 | 0 | 0 | 0
PeakG | 0 | 0 | 0 | 0 | 0 | 0
PeakO | 0 | 0 | 0 | 0 | 0 | 0
ST | 0 | 0 | 0 | 0 | 0 | 0
STOG | 0 | 0 | 0 | 0 | 0 | 0
STWD | 0 | 0 | 0 | 0 | 0 | 0
WT | 0 | 0 | 0 | 0 | 0 | 0
IGCC | 0 | 0 | 0 | 0 | 0 | 0
DemandResponse | 0 | 0 | 0 | 0 | 0 | 0
IGCC-CCS | 0 | 0 | 0 | 0 | 0 | 0
WT_off | 0 | 0 | 0 | 0 | 0 | 0
PseudoUnit | 0 | 0 | 0 | 0 | 0 | 0
FixedInterchange | 0 | 0 | 0 | 0 | 0 | 0
Cumulative New Build Capacity by Reporting Type: AZ_NM_SNV_Gas
ReportingType | 2015 | 2020 | 2025 | 2030 | 2035 | 2040
BM | 0 | 0 | 0 | 0 | 0 | 0
CC | 668 | 2217.28 | 2217.28 | 2217.28 | 2217.28 | 2217.28
CSP | 0 | 0 | 0 | 0 | 0 | 0
CT | 736 | 736 | 736 | 736 | 736 | 736
Coal | 0 | 0 | 0 | 0 | 0 | 0
Geo | 0 | 0 | 0 | 0 | 0 | 0
H | 0 | 0 | 0 | 0 | 0 | 0
LFG | 0 | 0 | 0 | 0 | 0 | 0
Nuc | 0 | 0 | 0 | 0 | 0 | 0
PS | 0 | 0 | 0 | 0 | 0 | 0
PV | 0 | 0 | 0 | 0 | 0 | 0
PeakG | 0 | 0 | 0 | 0 | 0 | 0
PeakO | 0 | 0 | 0 | 0 | 0 | 0
ST | 0 | 0 | 0 | 0 | 0 | 0
STOG | 0 | 0 | 0 | 0 | 0 | 0
STWD | 0 | 0 | 0 | 0 | 0 | 0
WT | 0 | 0 | 0 | 0 | 0 | 0
IGCC | 0 | 0 | 0 | 0 | 0 | 0
DemandResponse | 0 | 0 | 0 | 0 | 0 | 0
IGCC-CCS | 0 | 0 | 0 | 0 | 0 | 0
WT_off | 0 | 0 | 0 | 0 | 0 | 0
PseudoUnit | 0 | 0 | 0 | 0 | 0 | 0
FixedInterchange | 0 | 0 | 0 | 0 | 0 | 0
Cumulative New Build Capacity by Reporting Type: AZ_NM_SNV_NucRenew
ReportingType | 2015 | 2020 | 2025 | 2030 | 2035 | 2040
BM | 0 | 0 | 0 | 0 | 0 | 914.15
CC | 0 | 0 | 0 | 0 | 0 | 0
CSP | 0 | 0 | 0 | 0 | 0 | 0
CT | 0 | 0 | 0 | 0 | 0 | 0
Coal | 0 | 0 | 0 | 0 | 0 | 0
Geo | 0 | 0 | 1450 | 1450 | 1450 | 1450
H | 0 | 0 | 0 | 0 | 0 | 0
LFG | 0 | 0 | 60.67 | 60.67 | 60.67 | 60.67
Nuc | 0 | 0 | 0 | 3201.26 | 9814.78 | 9814.78
PS | 0 | 0 | 0 | 0 | 0 | 0
PV | 95.7 | 95.7 | 95.7 | 95.7 | 95.7 | 95.7
PeakG | 0 | 0 | 0 | 0 | 0 | 0
PeakO | 0 | 0 | 0 | 0 | 0 | 0
ST | 280 | 725.61 | 953.39 | 1065.98 | 1587.76 | 1587.76
STOG | 0 | 0 | 0 | 0 | 0 | 0
STWD | 0 | 0 | 0 | 0 | 0 | 0
WT | 65.1 | 11854.92 | 11879.99 | 11879.99 | 11879.99 | 11879.99
IGCC | 0 | 0 | 0 | 0 | 0 | 0
DemandResponse | 0 | 0 | 0 | 0 | 0 | 0
IGCC-CCS | 0 | 0 | 0 | 0 | 0 | 0
WT_off | 0 | 0 | 0 | 0 | 0 | 0
PseudoUnit | 0 | 0 | 0 | 0 | 0 | 0
FixedInterchange | 0 | 0 | 0 | 0 | 0 | 0
Cumulative New Build Capacity by Reporting Type: ERCOT
ReportingType | 2015 | 2020 | 2025 | 2030 | 2035 | 2040
BM | 145 | 145 | 145 | 145 | 4064.97 | 4064.97
CC | 16523.19 | 16523.19 | 16523.19 | 16523.19 | 16523.19 | 16523.19
CSP | 0 | 0 | 0 | 0 | 0 | 0
CT | 250 | 250 | 250 | 250 | 250 | 250
Coal | 2020 | 2020 | 2020 | 2020 | 2020 | 2020
Geo | 0 | 0 | 0 | 0 | 0 | 0
H | 0 | 0 | 0 | 0 | 0 | 0
LFG | 0 | 0 | 354 | 354 | 354 | 354
Nuc | 0 | 0 | 0 | 1694.45 | 11654.93 | 15863.14
PS | 0 | 0 | 0 | 0 | 0 | 0
PV | 14 | 14 | 14 | 14 | 14 | 14
PeakG | 0 | 0 | 0 | 0 | 0 | 0
PeakO | 0 | 0 | 0 | 0 | 0 | 0
ST | 0 | 0 | 0 | 0 | 0 | 0
STOG | 0 | 0 | 0 | 0 | 0 | 0
STWD | 0 | 0 | 0 | 0 | 0 | 0
WT | 350.1 | 350.1 | 19804.41 | 19804.41 | 19804.41 | 20058.02
IGCC | 0 | 0 | 0 | 0 | 0 | 0
DemandResponse | 0 | 0 | 0 | 0 | 0 | 0
IGCC-CCS | 0 | 0 | 0 | 0 | 0 | 0
WT_off | 0 | 0 | 0 | 0 | 0 | 0
PseudoUnit | 0 | 0 | 0 | 0 | 0 | 0
FixedInterchange | 0 | 0 | 0 | 0 | 0 | 0
Cumulative New Build Capacity by Reporting Type: NP15
ReportingType | 2015 | 2020 | 2025 | 2030 | 2035 | 2040
BM | 0 | 0 | 0 | 0 | 0 | 843.24
CC | 1846.37 | 2656.54 | 2656.54 | 2656.54 | 2656.54 | 2656.54
CSP | 0 | 0 | 0 | 0 | 0 | 0
CT | 212.6 | 212.6 | 212.6 | 212.6 | 212.6 | 212.6
Coal | 0 | 0 | 0 | 0 | 0 | 0
Geo | 0 | 418.04 | 600 | 600 | 600 | 600
H | 0 | 0 | 0 | 0 | 0 | 0
LFG | 0 | 343.22 | 565 | 565 | 565 | 565
Nuc | 0 | 0 | 0 | 3870.62 | 6457.7 | 7844.44
PS | 0 | 0 | 0 | 0 | 0 | 0
PV | 6.5 | 6.5 | 6.5 | 6.5 | 6.5 | 6.5
PeakG | 0 | 0 | 0 | 0 | 0 | 0
PeakO | 0 | 0 | 0 | 0 | 0 | 0
ST | 29 | 29 | 29 | 29 | 29 | 29
STOG | 0 | 0 | 0 | 0 | 0 | 0
STWD | 0 | 0 | 0 | 0 | 0 | 0
WT | 101.2 | 3400 | 3400 | 3400 | 11821.97 | 12542.4
IGCC | 0 | 0 | 0 | 0 | 0 | 0
DemandResponse | 0 | 0 | 0 | 0 | 0 | 0
IGCC-CCS | 0 | 0 | 0 | 0 | 0 | 0
WT_off | 0 | 0 | 0 | 0 | 0 | 0
PseudoUnit | 0 | 0 | 0 | 0 | 0 | 0
FixedInterchange | 0 | 0 | 0 | 0 | 0 | 0
Cumulative New Build Capacity by Reporting Type: NWPP_Coal
ReportingType | 2015 | 2020 | 2025 | 2030 | 2035 | 2040
BM | 0 | 0 | 0 | 0 | 0 | 0
CC | 0 | 0 | 0 | 0 | 0 | 0
CSP | 0 | 0 | 0 | 0 | 0 | 0
CT | 0 | 0 | 0 | 0 | 0 | 0
Coal | 0 | 0 | 0 | 0 | 0 | 0
Geo | 0 | 0 | 0 | 0 | 0 | 0
H | 0 | 0 | 0 | 0 | 0 | 0
LFG | 0 | 0 | 0 | 0 | 0 | 0
Nuc | 0 | 0 | 0 | 0 | 0 | 0
PS | 0 | 0 | 0 | 0 | 0 | 0
PV | 0 | 0 | 0 | 0 | 0 | 0
PeakG | 0 | 0 | 0 | 0 | 0 | 0
PeakO | 0 | 0 | 0 | 0 | 0 | 0
ST | 0 | 0 | 0 | 0 | 0 | 0
STOG | 0 | 0 | 0 | 0 | 0 | 0
STWD | 0 | 0 | 0 | 0 | 0 | 0
WT | 0 | 0 | 0 | 0 | 0 | 0
IGCC | 0 | 0 | 0 | 0 | 0 | 0
DemandResponse | 0 | 0 | 0 | 0 | 0 | 0
IGCC-CCS | 0 | 0 | 0 | 0 | 0 | 0
WT_off | 0 | 0 | 0 | 0 | 0 | 0
PseudoUnit | 0 | 0 | 0 | 0 | 0 | 0
FixedInterchange | 0 | 0 | 0 | 0 | 0 | 0
Cumulative New Build Capacity by Reporting Type: NWPP_Gas
ReportingType | 2015 | 2020 | 2025 | 2030 | 2035 | 2040
BM | 0 | 0 | 0 | 0 | 0 | 0
CC | 300 | 2034.89 | 2034.89 | 2034.89 | 2034.89 | 2034.89
CSP | 0 | 0 | 0 | 0 | 0 | 0
CT | 150 | 150 | 150 | 150 | 150 | 150
Coal | 0 | 0 | 0 | 0 | 0 | 0
Geo | 0 | 0 | 0 | 0 | 0 | 0
H | 0 | 0 | 0 | 0 | 0 | 0
LFG | 0 | 0 | 0 | 0 | 0 | 0
Nuc | 0 | 0 | 0 | 0 | 0 | 0
PS | 0 | 0 | 0 | 0 | 0 | 0
PV | 0 | 0 | 0 | 0 | 0 | 0
PeakG | 0 | 0 | 0 | 0 | 0 | 0
PeakO | 0 | 0 | 0 | 0 | 0 | 0
ST | 0 | 0 | 0 | 0 | 0 | 0
STOG | 0 | 0 | 0 | 0 | 0 | 0
STWD | 0 | 0 | 0 | 0 | 0 | 0
WT | 0 | 0 | 0 | 0 | 0 | 0
IGCC | 0 | 0 | 0 | 0 | 0 | 0
DemandResponse | 0 | 0 | 0 | 0 | 0 | 0
IGCC-CCS | 0 | 0 | 0 | 0 | 0 | 0
WT_off | 0 | 0 | 0 | 0 | 0 | 0
PseudoUnit | 0 | 0 | 0 | 0 | 0 | 0
FixedInterchange | 0 | 0 | 0 | 0 | 0 | 0
Cumulative New Build Capacity by Reporting Type: NWPP_NucRenew
ReportingType | 2015 | 2020 | 2025 | 2030 | 2035 | 2040
BM | 32.55 | 32.55 | 32.55 | 32.55 | 32.55 | 1725.26
CC | 0 | 0 | 0 | 0 | 0 | 0
CSP | 0 | 0 | 0 | 0 | 0 | 0
CT | 0 | 0 | 0 | 0 | 0 | 0
Coal | 0 | 0 | 0 | 0 | 0 | 0
Geo | 86 | 86 | 520 | 520 | 520 | 520
H | 0 | 0 | 0 | 0 | 335 | 335
LFG | 25.5 | 25.5 | 270 | 270 | 270 | 270
Nuc | 0 | 0 | 0 | 0 | 3683.63 | 4578.82
PS | 0 | 0 | 0 | 0 | 0 | 0
PV | 0 | 0 | 0 | 0 | 0 | 0
PeakG | 0 | 0 | 0 | 0 | 0 | 0
PeakO | 0 | 0 | 0 | 0 | 0 | 0
ST | 0 | 0 | 0 | 0 | 0 | 0
STOG | 0 | 0 | 0 | 0 | 0 | 0
STWD | 0 | 0 | 0 | 0 | 0 | 0
WT | 977.3 | 977.3 | 977.3 | 22316.36 | 22316.37 | 24634.41
IGCC | 0 | 0 | 0 | 0 | 0 | 0
DemandResponse | 0 | 0 | 0 | 0 | 0 | 0
IGCC-CCS | 0 | 0 | 0 | 0 | 0 | 0
WT_off | 0 | 0 | 0 | 0 | 0 | 0
PseudoUnit | 0 | 0 | 0 | 0 | 0 | 0
FixedInterchange | 0 | 0 | 0 | 0 | 0 | 0
Cumulative New Build Capacity by Reporting Type: RMPA
ReportingType | 2015 | 2020 | 2025 | 2030 | 2035 | 2040
BM | 0 | 0 | 0 | 0 | 1320.34 | 1654.02
CC | 0 | 1104.9 | 1104.9 | 1104.9 | 1104.9 | 1104.9
CSP | 0 | 0 | 0 | 0 | 0 | 0
CT | 152 | 152 | 152 | 152 | 152 | 152
Coal | 390 | 390 | 390 | 390 | 390 | 390
Geo | 0 | 206.96 | 2570 | 2570 | 2570 | 2570
H | 0 | 0 | 0 | 0 | 0 | 0
LFG | 1.4 | 1.4 | 30.33 | 30.33 | 30.33 | 30.33
Nuc | 0 | 0 | 355.49 | 2048.64 | 2048.64 | 2048.64
PS | 0 | 0 | 0 | 0 | 0 | 0
PV | 1 | 1 | 1 | 1 | 1 | 1
PeakG | 0 | 0 | 0 | 0 | 0 | 0
PeakO | 0 | 0 | 0 | 0 | 0 | 0
ST | 3 | 370.43 | 370.43 | 375.89 | 375.89 | 375.89
STOG | 0 | 0 | 0 | 0 | 0 | 0
STWD | 0 | 0 | 0 | 0 | 0 | 0
WT | 765.4 | 4310.61 | 4310.61 | 4847.18 | 4847.18 | 4982.91
IGCC | 0 | 0 | 0 | 0 | 0 | 0
DemandResponse | 0 | 0 | 0 | 0 | 0 | 0
IGCC-CCS | 0 | 0 | 0 | 0 | 0 | 0
WT_off | 0 | 0 | 0 | 0 | 0 | 0
PseudoUnit | 0 | 0 | 0 | 0 | 0 | 0
FixedInterchange | 0 | 0 | 0 | 0 | 0 | 0
Cumulative New Build Capacity by Reporting Type: SP15
ReportingType | 2015 | 2020 | 2025 | 2030 | 2035 | 2040
BM | 6 | 6 | 6 | 6 | 6 | 674.59
CC | 2493.04 | 2493.04 | 2493.04 | 2493.04 | 2493.04 | 2493.04
CSP | 0 | 0 | 0 | 0 | 0 | 0
CT | 0 | 0 | 0 | 0 | 0 | 0
Coal | 0 | 0 | 0 | 0 | 0 | 0
Geo | 50 | 1500 | 1500 | 1500 | 1500 | 1500
H | 0 | 0 | 0 | 0 | 0 | 0
LFG | 9.2 | 565 | 565 | 565 | 565 | 565
Nuc | 0 | 0 | 0 | 1095.14 | 1953.23 | 3525.77
PS | 0 | 0 | 0 | 0 | 0 | 0
PV | 3.8 | 3.8 | 3.8 | 3.8 | 3.8 | 3.8
PeakG | 0 | 0 | 0 | 0 | 0 | 0
PeakO | 0 | 0 | 0 | 0 | 0 | 0
ST | 448 | 448 | 448 | 448 | 2857.45 | 3693.59
STOG | 0 | 0 | 0 | 0 | 0 | 0
STWD | 0 | 0 | 0 | 0 | 0 | 0
WT | 735 | 1739.44 | 14900 | 14900 | 14900 | 14900
IGCC | 0 | 0 | 0 | 0 | 0 | 0
DemandResponse | 0 | 0 | 0 | 0 | 0 | 0
IGCC-CCS | 0 | 0 | 0 | 0 | 0 | 0
WT_off | 0 | 0 | 0 | 0 | 0 | 0
PseudoUnit | 0 | 0 | 0 | 0 | 0 | 0
FixedInterchange | 0 | 0 | 0 | 0 | 0 | 0
Cumulative New Build Capacity by Reporting Type: ALB
ReportingType | 2015 | 2020 | 2025 | 2030 | 2035 | 2040
BM | 0 | 0 | 0 | 0 | 0 | 0
CC | 0 | 0 | 0 | 0 | 0 | 0
CSP | 0 | 0 | 0 | 0 | 0 | 0
CT | 201.5 | 201.5 | 201.5 | 201.5 | 201.5 | 201.5
Coal | 495 | 495 | 495 | 495 | 495 | 495
Geo | 0 | 0 | 0 | 0 | 0 | 0
H | 0 | 0 | 0 | 0 | 0 | 0
LFG | 0 | 0 | 0 | 0 | 0 | 0
Nuc | 0 | 0 | 0 | 8699.78 | 8969.87 | 8983.07
PS | 0 | 0 | 0 | 0 | 0 | 0
PV | 0 | 0 | 0 | 0 | 0 | 0
PeakG | 0 | 0 | 0 | 0 | 0 | 0
PeakO | 0 | 0 | 0 | 0 | 0 | 0
ST | 0 | 0 | 0 | 0 | 0 | 0
STOG | 0 | 0 | 0 | 0 | 0 | 0
STWD | 0 | 0 | 0 | 0 | 0 | 0
WT | 9 | 9 | 9 | 9 | 100 | 100
IGCC | 0 | 0 | 0 | 0 | 0 | 0
DemandResponse | 0 | 0 | 0 | 0 | 0 | 0
IGCC-CCS | 0 | 0 | 0 | 0 | 0 | 0
WT_off | 0 | 0 | 0 | 0 | 0 | 0
PseudoUnit | 0 | 0 | 0 | 0 | 0 | 0
FixedInterchange | 0 | 0 | 0 | 0 | 0 | 0
Cumulative New Build Capacity by Reporting Type: BC
ReportingType | 2015 | 2020 | 2025 | 2030 | 2035 | 2040
BM | 0 | 0 | 0 | 0 | 0 | 0
CC | 418.6 | 418.6 | 418.6 | 418.6 | 418.6 | 418.6
CSP | 0 | 0 | 0 | 0 | 0 | 0
CT | 0 | 0 | 0 | 0 | 0 | 0
Coal | 0 | 0 | 0 | 0 | 0 | 0
Geo | 0 | 0 | 0 | 0 | 0 | 0
H | 0 | 0 | 0 | 0 | 0 | 0
LFG | 0 | 0 | 0 | 0 | 0 | 0
Nuc | 0 | 0 | 0 | 710.86 | 710.86 | 1366.39
PS | 0 | 0 | 0 | 0 | 0 | 0
PV | 0 | 0 | 0 | 0 | 0 | 0
PeakG | 0 | 0 | 0 | 0 | 0 | 0
PeakO | 0 | 0 | 0 | 0 | 0 | 0
ST | 0 | 0 | 0 | 0 | 0 | 0
STOG | 0 | 0 | 0 | 0 | 0 | 0
STWD | 0 | 0 | 0 | 0 | 0 | 0
WT | 144 | 144 | 144 | 144 | 300 | 300
IGCC | 0 | 0 | 0 | 0 | 0 | 0
DemandResponse | 0 | 0 | 0 | 0 | 0 | 0
IGCC-CCS | 0 | 0 | 0 | 0 | 0 | 0
WT_off | 0 | 0 | 0 | 0 | 0 | 0
PseudoUnit | 0 | 0 | 0 | 0 | 0 | 0
FixedInterchange | 0 | 0 | 0 | 0 | 0 | 0
Cumulative New Build Capacity by Reporting Type: HQ_IESO
ReportingType | 2015 | 2020 | 2025 | 2030 | 2035 | 2040
BM | 0 | 0 | 0 | 0 | 0 | 0
CC | 0 | 0 | 0 | 0 | 0 | 0
CSP | 0 | 0 | 0 | 0 | 0 | 0
CT | 0 | 0 | 0 | 0 | 0 | 0
Coal | 0 | 0 | 0 | 0 | 0 | 0
Geo | 0 | 0 | 0 | 0 | 0 | 0
H | 0 | 0 | 0 | 0 | 0 | 0
LFG | 0 | 0 | 0 | 0 | 0 | 0
Nuc | 0 | 0 | 0 | 0 | 0 | 0
PS | 0 | 0 | 0 | 0 | 0 | 0
PV | 0 | 0 | 0 | 0 | 0 | 0
PeakG | 0 | 0 | 0 | 0 | 0 | 0
PeakO | 0 | 0 | 0 | 0 | 0 | 0
ST | 0 | 0 | 0 | 0 | 0 | 0
STOG | 0 | 0 | 0 | 0 | 0 | 0
STWD | 0 | 0 | 0 | 0 | 0 | 0
WT | 0 | 0 | 0 | 0 | 0 | 0
IGCC | 0 | 0 | 0 | 0 | 0 | 0
DemandResponse | 0 | 0 | 0 | 0 | 0 | 0
IGCC-CCS | 0 | 0 | 0 | 0 | 0 | 0
WT_off | 0 | 0 | 0 | 0 | 0 | 0
PseudoUnit | 0 | 0 | 0 | 0 | 0 | 87.91
FixedInterchange | 0 | 0 | 0 | 0 | 0 | 0
Cumulative New Build Capacity by Reporting Type: HQ_NEISO
ReportingType | 2015 | 2020 | 2025 | 2030 | 2035 | 2040
BM | 0 | 0 | 0 | 0 | 0 | 0
CC | 0 | 0 | 0 | 0 | 0 | 0
CSP | 0 | 0 | 0 | 0 | 0 | 0
CT | 0 | 0 | 0 | 0 | 0 | 0
Coal | 0 | 0 | 0 | 0 | 0 | 0
Geo | 0 | 0 | 0 | 0 | 0 | 0
H | 0 | 0 | 0 | 0 | 0 | 0
LFG | 0 | 0 | 0 | 0 | 0 | 0
Nuc | 0 | 0 | 0 | 0 | 0 | 0
PS | 0 | 0 | 0 | 0 | 0 | 0
PV | 0 | 0 | 0 | 0 | 0 | 0
PeakG | 0 | 0 | 0 | 0 | 0 | 0
PeakO | 0 | 0 | 0 | 0 | 0 | 0
ST | 0 | 0 | 0 | 0 | 0 | 0
STOG | 0 | 0 | 0 | 0 | 0 | 0
STWD | 0 | 0 | 0 | 0 | 0 | 0
WT | 0 | 0 | 0 | 0 | 0 | 0
IGCC | 0 | 0 | 0 | 0 | 0 | 0
DemandResponse | 0 | 0 | 0 | 0 | 0 | 0
IGCC-CCS | 0 | 0 | 0 | 0 | 0 | 0
WT_off | 0 | 0 | 0 | 0 | 0 | 0
PseudoUnit | 0 | 0 | 0 | 0 | 0 | 1476.49
FixedInterchange | 0 | 0 | 0 | 0 | 0 | 0
Cumulative New Build Capacity by Reporting Type: HQ_NY
ReportingType | 2015 | 2020 | 2025 | 2030 | 2035 | 2040
BM | 0 | 0 | 0 | 0 | 0 | 0
CC | 0 | 0 | 0 | 0 | 0 | 0
CSP | 0 | 0 | 0 | 0 | 0 | 0
CT | 0 | 0 | 0 | 0 | 0 | 0
Coal | 0 | 0 | 0 | 0 | 0 | 0
Geo | 0 | 0 | 0 | 0 | 0 | 0
H | 0 | 0 | 0 | 0 | 0 | 0
LFG | 0 | 0 | 0 | 0 | 0 | 0
Nuc | 0 | 0 | 0 | 0 | 0 | 0
PS | 0 | 0 | 0 | 0 | 0 | 0
PV | 0 | 0 | 0 | 0 | 0 | 0
PeakG | 0 | 0 | 0 | 0 | 0 | 0
PeakO | 0 | 0 | 0 | 0 | 0 | 0
ST | 0 | 0 | 0 | 0 | 0 | 0
STOG | 0 | 0 | 0 | 0 | 0 | 0
STWD | 0 | 0 | 0 | 0 | 0 | 0
WT | 0 | 0 | 0 | 0 | 0 | 0
IGCC | 0 | 0 | 0 | 0 | 0 | 0
DemandResponse | 0 | 0 | 0 | 0 | 0 | 0
IGCC-CCS | 0 | 0 | 0 | 0 | 0 | 0
WT_off | 0 | 0 | 0 | 0 | 0 | 0
PseudoUnit | 0 | 0 | 0 | 2500 | 2500 | 2500
FixedInterchange | 0 | 0 | 0 | 0 | 0 | 0
Cumulative New Build Capacity by Reporting Type: MARITIMES
ReportingType | 2015 | 2020 | 2025 | 2030 | 2035 | 2040
BM | 0 | 0 | 0 | 0 | 0 | 0
CC | 0 | 0 | 0 | 0 | 0 | 0
CSP | 0 | 0 | 0 | 0 | 0 | 0
CT | 0 | 0 | 0 | 0 | 0 | 0
Coal | 0 | 0 | 0 | 0 | 0 | 0
Geo | 0 | 0 | 0 | 0 | 0 | 0
H | 0 | 0 | 0 | 0 | 0 | 0
LFG | 0 | 0 | 0 | 0 | 0 | 0
Nuc | 0 | 0 | 0 | 0 | 0 | 0
PS | 0 | 0 | 0 | 0 | 0 | 0
PV | 0 | 0 | 0 | 0 | 0 | 0
PeakG | 0 | 0 | 0 | 0 | 0 | 0
PeakO | 0 | 0 | 0 | 0 | 0 | 0
ST | 0 | 0 | 0 | 0 | 0 | 0
STOG | 0 | 0 | 0 | 0 | 0 | 0
STWD | 0 | 0 | 0 | 0 | 0 | 0
WT | 0 | 0 | 0 | 0 | 0 | 0
IGCC | 0 | 0 | 0 | 0 | 0 | 0
DemandResponse | 0 | 0 | 0 | 0 | 0 | 0
IGCC-CCS | 0 | 0 | 0 | 0 | 0 | 0
WT_off | 0 | 0 | 0 | 0 | 0 | 0
PseudoUnit | 0 | 0 | 0 | 0 | 0 | 500
FixedInterchange | 0 | 0 | 0 | 0 | 0 | 0
Cumulative New Build Capacity by Reporting Type: All
ReportingType | 2015 | 2020 | 2025 | 2030 | 2035 | 2040
BM | 1251 | 1421.21 | 1959.77 | 1972.51 | 37367.73 | 90128.44
CC | 112314.82 | 172674.79 | 172723.84 | 172723.84 | 172723.84 | 172723.84
CSP | 0 | 0 | 0 | 0 | 0 | 0
CT | 6393.79 | 6693.79 | 6693.79 | 6848.75 | 6848.75 | 6848.75
Coal | 10763.64 | 10763.64 | 10763.64 | 10763.64 | 10763.64 | 10763.64
Geo | 136 | 2211 | 6640 | 6640 | 6640 | 6640
H | 0 | 1199 | 4425 | 7229 | 8673 | 8673
LFG | 192 | 2145 | 4355 | 5079 | 5079 | 5079
Nuc | 2740.56 | 7270.56 | 12628.28 | 57270.67 | 107270.67 | 157270.67
PS | 0 | 0 | 0 | 0 | 0 | 0
PV | 1246 | 3314.67 | 4316.04 | 4494.49 | 4507.29 | 5590.31
PeakG | 0 | 0 | 0 | 0 | 0 | 0
PeakO | 0 | 0 | 0 | 0 | 0 | 0
ST | 760 | 1573.04 | 1800.81 | 1918.87 | 4850.1 | 5686.24
STOG | 0 | 0 | 0 | 0 | 0 | 0
STWD | 0 | 0 | 0 | 0 | 0 | 0
WT | 25342 | 100666.86 | 189941.89 | 253415.65 | 290374.3 | 297071.14
IGCC | 618 | 618 | 618 | 618 | 618 | 618
DemandResponse | 0 | 0 | 0 | 0 | 0 | 0
IGCC-CCS | 0 | 0 | 0 | 0 | 0 | 0
WT_off | 469 | 469 | 1569 | 1569 | 29082.55 | 60132.93
PseudoUnit | 0 | 0 | 0 | 2500 | 2500 | 4564.4
FixedInterchange | 0 | 0 | 0 | 0 | 0 | 0
Cumulative New Build Capacity by Reporting Type: EI_US
ReportingType | 2015 | 2020 | 2025 | 2030 | 2035 | 2040
BM | 741.12 | 911.33 | 1449.89 | 1462.62 | 31617.54 | 79925.87
CC | 88520.87 | 143681.61 | 143730.66 | 143730.66 | 143730.66 | 143730.66
CSP | 0 | 0 | 0 | 0 | 0 | 0
CT | 4323.69 | 4623.69 | 4623.69 | 4778.65 | 4778.65 | 4778.65
Coal | 7858.64 | 7858.64 | 7858.64 | 7858.64 | 7858.64 | 7858.64
Geo | 0 | 0 | 0 | 0 | 0 | 0
H | 0 | 504 | 2235 | 2329 | 3438 | 3438
LFG | 141.4 | 1195.38 | 2495.5 | 3219 | 3219 | 3219
Nuc | 2740.56 | 7270.56 | 12272.79 | 35949.91 | 61977.03 | 103245.62
PS | 0 | 0 | 0 | 0 | 0 | 0
PV | 57.74 | 2126.41 | 3127.78 | 3306.23 | 3319.04 | 4402.06
PeakG | 0 | 0 | 0 | 0 | 0 | 0
PeakO | 0 | 0 | 0 | 0 | 0 | 0
ST | 0 | 0 | 0 | 0 | 0 | 0
STOG | 0 | 0 | 0 | 0 | 0 | 0
STWD | 0 | 0 | 0 | 0 | 0 | 0
WT | 19786.6 | 75473.19 | 132108.28 | 173706.4 | 201996.08 | 205265.11
IGCC | 618 | 618 | 618 | 618 | 618 | 618
DemandResponse | 0 | 0 | 0 | 0 | 0 | 0
IGCC-CCS | 0 | 0 | 0 | 0 | 0 | 0
WT_off | 469 | 469 | 1569 | 1569 | 29082.55 | 60132.93
PseudoUnit | 0 | 0 | 0 | 2500 | 2500 | 4476.49
FixedInterchange | 0 | 0 | 0 | 0 | 0 | 0
Cumulative New Build Capacity by Reporting Type: EI_Canada
ReportingType | 2015 | 2020 | 2025 | 2030 | 2035 | 2040
BM | 326.33 | 326.33 | 326.33 | 326.33 | 326.33 | 326.33
CC | 1544.76 | 1544.76 | 1544.76 | 1544.76 | 1544.76 | 1544.76
CSP | 0 | 0 | 0 | 0 | 0 | 0
CT | 368 | 368 | 368 | 368 | 368 | 368
Coal | 0 | 0 | 0 | 0 | 0 | 0
Geo | 0 | 0 | 0 | 0 | 0 | 0
H | 0 | 695 | 2190 | 4900 | 4900 | 4900
LFG | 14.5 | 14.5 | 14.5 | 15 | 15 | 15
Nuc | 0 | 0 | 0 | 0 | 0 | 0
PS | 0 | 0 | 0 | 0 | 0 | 0
PV | 1067.26 | 1067.26 | 1067.26 | 1067.26 | 1067.26 | 1067.26
PeakG | 0 | 0 | 0 | 0 | 0 | 0
PeakO | 0 | 0 | 0 | 0 | 0 | 0
ST | 0 | 0 | 0 | 0 | 0 | 0
STOG | 0 | 0 | 0 | 0 | 0 | 0
STWD | 0 | 0 | 0 | 0 | 0 | 0
WT | 2408.3 | 2408.3 | 2408.3 | 2408.3 | 2408.3 | 2408.3
IGCC | 0 | 0 | 0 | 0 | 0 | 0
DemandResponse | 0 | 0 | 0 | 0 | 0 | 0
IGCC-CCS | 0 | 0 | 0 | 0 | 0 | 0
WT_off | 0 | 0 | 0 | 0 | 0 | 0
PseudoUnit | 0 | 0 | 0 | 0 | 0 | 87.91
FixedInterchange | 0 | 0 | 0 | 0 | 0 | 0
Cumulative New Build Capacity by Reporting Type: EI
ReportingType | 2015 | 2020 | 2025 | 2030 | 2035 | 2040
BM | 1067.45 | 1237.66 | 1776.22 | 1788.96 | 31943.87 | 80252.2
CC | 90065.63 | 145226.36 | 145275.41 | 145275.41 | 145275.41 | 145275.41
CSP | 0 | 0 | 0 | 0 | 0 | 0
CT | 4691.69 | 4991.69 | 4991.69 | 5146.65 | 5146.65 | 5146.65
Coal | 7858.64 | 7858.64 | 7858.64 | 7858.64 | 7858.64 | 7858.64
Geo | 0 | 0 | 0 | 0 | 0 | 0
H | 0 | 1199 | 4425 | 7229 | 8338 | 8338
LFG | 155.9 | 1209.88 | 2510 | 3234 | 3234 | 3234
Nuc | 2740.56 | 7270.56 | 12272.79 | 35949.91 | 61977.03 | 103245.62
PS | 0 | 0 | 0 | 0 | 0 | 0
PV | 1125 | 3193.67 | 4195.04 | 4373.49 | 4386.29 | 5469.31
PeakG | 0 | 0 | 0 | 0 | 0 | 0
PeakO | 0 | 0 | 0 | 0 | 0 | 0
ST | 0 | 0 | 0 | 0 | 0 | 0
STOG | 0 | 0 | 0 | 0 | 0 | 0
STWD | 0 | 0 | 0 | 0 | 0 | 0
WT | 22194.9 | 77881.49 | 134516.58 | 176114.7 | 204404.38 | 207673.41
IGCC | 618 | 618 | 618 | 618 | 618 | 618
DemandResponse | 0 | 0 | 0 | 0 | 0 | 0
IGCC-CCS | 0 | 0 | 0 | 0 | 0 | 0
WT_off | 469 | 469 | 1569 | 1569 | 29082.55 | 60132.93
PseudoUnit | 0 | 0 | 0 | 2500 | 2500 | 4564.4
FixedInterchange | 0 | 0 | 0 | 0 | 0 | 0
Cumulative New Build Capacity by Reporting Type: Outside_EI
ReportingType | 2015 | 2020 | 2025 | 2030 | 2035 | 2040
BM | 183.55 | 183.55 | 183.55 | 183.55 | 5423.86 | 9876.23
CC | 22249.19 | 27448.43 | 27448.43 | 27448.43 | 27448.43 | 27448.43
CSP | 0 | 0 | 0 | 0 | 0 | 0
CT | 1702.1 | 1702.1 | 1702.1 | 1702.1 | 1702.1 | 1702.1
Coal | 2905 | 2905 | 2905 | 2905 | 2905 | 2905
Geo | 136 | 2211 | 6640 | 6640 | 6640 | 6640
H | 0 | 0 | 0 | 0 | 335 | 335
LFG | 36.1 | 935.12 | 1845 | 1845 | 1845 | 1845
Nuc | 0 | 0 | 355.49 | 21320.75 | 45293.64 | 54025.05
PS | 0 | 0 | 0 | 0 | 0 | 0
PV | 121 | 121 | 121 | 121 | 121 | 121
PeakG | 0 | 0 | 0 | 0 | 0 | 0
PeakO | 0 | 0 | 0 | 0 | 0 | 0
ST | 760 | 1573.04 | 1800.81 | 1918.87 | 4850.1 | 5686.24
STOG | 0 | 0 | 0 | 0 | 0 | 0
STWD | 0 | 0 | 0 | 0 | 0 | 0
WT | 3147.1 | 22785.37 | 55425.31 | 77300.95 | 85969.92 | 89397.73
IGCC | 0 | 0 | 0 | 0 | 0 | 0
DemandResponse | 0 | 0 | 0 | 0 | 0 | 0
IGCC-CCS | 0 | 0 | 0 | 0 | 0 | 0
WT_off | 0 | 0 | 0 | 0 | 0 | 0
PseudoUnit | 0 | 0 | 0 | 0 | 0 | 0
FixedInterchange | 0 | 0 | 0 | 0 | 0 | 0
#3 | Retirements of Capacity (MW)
Retirements of Capacity by Reporting Type: Entergy
ReportingType | 2015 | 2020 | 2025 | 2030 | 2035 | 2040
BM | 0 | 0 | 0 | 0 | 0 | 0
CC | 0 | 0 | 168.89 | 40.11 | 8592.81 | 4236.97
CSP | 0 | 0 | 0 | 0 | 0 | 0
CT | 0 | 0 | 0 | 0 | 0 | 0
Coal | 1246.26 | 7062.64 | 0 | 0 | 0 | 0
Geo | 0 | 0 | 0 | 0 | 0 | 0
H | 0 | 0 | 0 | 0 | 0 | 0
LFG | 0 | 0 | 0 | 0 | 0 | 0
Nuc | 0 | 0 | 0 | 0 | 842 | 997
PS | 0 | 0 | 0 | 0 | 0 | 0
PV | 0 | 0 | 0 | 0 | 0 | 0
PeakG | 0 | 0 | 0 | 2150.31 | 0 | 0
PeakO | 0 | 0 | 174 | 0 | 0 | 0
ST | 0 | 0 | 0 | 0 | 0 | 0
STOG | 13385.39 | 0 | 1479.61 | 0 | 0 | 0
STWD | 0 | 0 | 0 | 0 | 0 | 0
WT | 0 | 0 | 0 | 0 | 0 | 0
IGCC | 0 | 0 | 0 | 0 | 0 | 0
DemandResponse | 0 | 0 | 0 | 0 | 0 | 0
IGCC-CCS | 0 | 0 | 0 | 0 | 0 | 0
WT_off | 0 | 0 | 0 | 0 | 0 | 0
PseudoUnit | 0 | 0 | 0 | 0 | 0 | 0
FixedInterchange | 0 | 0 | 0 | 0 | 0 | 0
Retirements of Capacity by Reporting Type: FRCC
ReportingType | 2015 | 2020 | 2025 | 2030 | 2035 | 2040
BM | 0 | 0 | 0 | 0 | 0 | 0
CC | 0 | 0 | 0 | 7498.19 | 7159.33 | 0
CSP | 0 | 0 | 0 | 0 | 0 | 0
CT | 0 | 0 | 0 | 0 | 2480 | 0
Coal | 7107.4 | 1104 | 0 | 0 | 0 | 0
Geo | 0 | 0 | 0 | 0 | 0 | 0
H | 0 | 0 | 0 | 0 | 0 | 0
LFG | 0 | 0 | 0 | 0 | 0 | 0
Nuc | 0 | 0 | 0 | 0 | 1615.33 | 1677
PS | 0 | 0 | 0 | 0 | 0 | 0
PV | 0 | 0 | 0 | 0 | 0 | 0
PeakG | 0 | 0 | 0 | 2080.31 | 0 | 0
PeakO | 0 | 0 | 978.32 | 1304.68 | 0 | 0
ST | 0 | 0 | 0 | 0 | 0 | 0
STOG | 9616.05 | 0 | 216.95 | 0 | 0 | 0
STWD | 0 | 0 | 0 | 0 | 0 | 0
WT | 0 | 0 | 0 | 0 | 0 | 0
IGCC | 0 | 0 | 0 | 0 | 0 | 0
DemandResponse | 0 | 0 | 0 | 0 | 0 | 0
IGCC-CCS | 0 | 0 | 0 | 0 | 0 | 0
WT_off | 0 | 0 | 0 | 0 | 0 | 0
PseudoUnit | 0 | 0 | 0 | 0 | 0 | 0
FixedInterchange | 0 | 0 | 0 | 0 | 0 | 0
Retirements of Capacity by Reporting Type: MAPP_US
ReportingType | 2015 | 2020 | 2025 | 2030 | 2035 | 2040
BM | 0 | 0 | 0 | 0 | 0 | 0
CC | 0 | 0 | 0 | 0 | 0 | 0
CSP | 0 | 0 | 0 | 0 | 0 | 0
CT | 0 | 0 | 0 | 0 | 0 | 0
Coal | 1891.09 | 717.24 | 851.65 | 0 | 0 | 0
Geo | 0 | 0 | 0 | 0 | 0 | 0
H | 0 | 0 | 0 | 0 | 0 | 0
LFG | 0 | 0 | 0 | 0 | 0 | 0
Nuc | 0 | 0 | 0 | 0 | 0 | 0
PS | 0 | 0 | 0 | 0 | 0 | 0
PV | 0 | 0 | 0 | 0 | 0 | 0
PeakG | 0 | 0 | 0 | 0 | 0 | 0
PeakO | 0 | 0 | 0 | 0 | 0 | 0
ST | 0 | 0 | 0 | 0 | 0 | 0
STOG | 36 | 0 | 0 | 0 | 0 | 0
STWD | 0 | 0 | 0 | 0 | 0 | 0
WT | 0 | 0 | 0 | 0 | 0 | 0
IGCC | 0 | 0 | 0 | 0 | 0 | 0
DemandResponse | 0 | 0 | 0 | 0 | 0 | 0
IGCC-CCS | 0 | 0 | 0 | 0 | 0 | 0
WT_off | 0 | 0 | 0 | 0 | 0 | 0
PseudoUnit | 0 | 0 | 0 | 0 | 0 | 0
FixedInterchange | 0 | 0 | 0 | 0 | 0 | 0
Retirements of Capacity by Reporting Type: MISO_IN
ReportingType | 2015 | 2020 | 2025 | 2030 | 2035 | 2040
BM | 0 | 0 | 0 | 0 | 0 | 0
CC | 0 | 0 | 0 | 0 | 0 | 1018.16
CSP | 0 | 0 | 0 | 0 | 0 | 0
CT | 0 | 0 | 0 | 0 | 0 | 0
Coal | 7202.7 | 3053 | 0 | 0 | 0 | 0
Geo | 0 | 0 | 0 | 0 | 0 | 0
H | 0 | 0 | 0 | 0 | 0 | 0
LFG | 0 | 0 | 0 | 0 | 0 | 0
Nuc | 0 | 0 | 0 | 0 | 0 | 0
PS | 0 | 0 | 0 | 0 | 0 | 0
PV | 0 | 0 | 0 | 0 | 0 | 0.05
PeakG | 0 | 0 | 0 | 0 | 0 | 0
PeakO | 0 | 0 | 0 | 0 | 0 | 0
ST | 0 | 0 | 0 | 0 | 0 | 0
STOG | 0 | 0 | 0 | 0 | 0 | 279
STWD | 0 | 0 | 0 | 0 | 0 | 0
WT | 0 | 0 | 0 | 0 | 0 | 0
IGCC | 0 | 0 | 0 | 0 | 0 | 0
DemandResponse | 0 | 0 | 0 | 0 | 0 | 0
IGCC-CCS | 0 | 0 | 0 | 0 | 0 | 0
WT_off | 0 | 0 | 0 | 0 | 0 | 0
PseudoUnit | 0 | 0 | 0 | 0 | 0 | 0
FixedInterchange | 0 | 0 | 0 | 0 | 0 | 0
Retirements of Capacity by Reporting Type: MISO_MI
ReportingType | 2015 | 2020 | 2025 | 2030 | 2035 | 2040
BM | 0 | 0 | 0 | 0 | 0 | 0
CC | 0 | 0 | 0 | 0 | 0 | 2488.58
CSP | 0 | 0 | 0 | 0 | 0 | 0
CT | 0 | 0 | 0 | 0 | 0 | 0
Coal | 6340 | 4452 | 0 | 0 | 0 | 0
Geo | 0 | 0 | 0 | 0 | 0 | 0
H | 0 | 0 | 0 | 0 | 0 | 0
LFG | 0 | 0 | 0 | 0 | 0 | 0
Nuc | 0 | 0 | 0 | 0 | 778 | 0
PS | 0 | 0 | 0 | 0 | 0 | 0
PV | 0 | 0 | 0 | 0 | 0 | 0
PeakG | 0 | 0 | 0 | 0 | 0 | 0
PeakO | 0 | 0 | 0 | 0 | 0 | 0
ST | 0 | 0 | 0 | 0 | 0 | 0
STOG | 0 | 0 | 0 | 0 | 0 | 2852
STWD | 0 | 0 | 0 | 0 | 0 | 0
WT | 0 | 0 | 0 | 0 | 0 | 0
IGCC | 0 | 0 | 0 | 0 | 0 | 0
DemandResponse | 0 | 0 | 0 | 0 | 0 | 0
IGCC-CCS | 0 | 0 | 0 | 0 | 0 | 0
WT_off | 0 | 0 | 0 | 0 | 0 | 0
PseudoUnit | 0 | 0 | 0 | 0 | 0 | 0
FixedInterchange | 0 | 0 | 0 | 0 | 0 | 0
Retirements of Capacity by Reporting Type: MISO_MO-IL
ReportingType | 2015 | 2020 | 2025 | 2030 | 2035 | 2040
BM | 0 | 0 | 0 | 0 | 0 | 0
CC | 0 | 0 | 0 | 0 | 0 | 0
CSP | 0 | 0 | 0 | 0 | 0 | 0
CT | 0 | 0 | 0 | 0 | 0 | 0
Coal | 4855.63 | 8112.07 | 0 | 0 | 0 | 0
Geo | 0 | 0 | 0 | 0 | 0 | 0
H | 0 | 0 | 0 | 0 | 0 | 0
LFG | 0 | 0 | 0 | 0 | 0 | 0
Nuc | 0 | 0 | 0 | 0 | 0 | 0
PS | 0 | 0 | 0 | 0 | 0 | 0
PV | 0 | 0 | 0 | 0 | 0 | 0
PeakG | 0 | 0 | 0 | 0 | 0 | 0
PeakO | 0 | 0 | 0 | 0 | 0 | 0
ST | 0 | 0 | 0 | 0 | 0 | 0
STOG | 0 | 0 | 0 | 0 | 0 | 592
STWD | 0 | 0 | 0 | 0 | 0 | 0
WT | 0 | 0 | 0 | 0 | 0 | 0
IGCC | 0 | 0 | 0 | 0 | 0 | 0
DemandResponse | 0 | 0 | 0 | 0 | 0 | 0
IGCC-CCS | 0 | 0 | 0 | 0 | 0 | 0
WT_off | 0 | 0 | 0 | 0 | 0 | 0
PseudoUnit | 0 | 0 | 0 | 0 | 0 | 0
FixedInterchange | 0 | 0 | 0 | 0 | 0 | 0
Retirements of Capacity by Reporting Type: MISO_W
ReportingType | 2015 | 2020 | 2025 | 2030 | 2035 | 2040
BM | 0 | 0 | 0 | 0 | 0 | 0
CC | 0 | 0 | 0 | 0 | 0 | 11
CSP | 0 | 0 | 0 | 0 | 0 | 0
CT | 0 | 0 | 0 | 0 | 0 | 0
Coal | 4076.19 | 5431.54 | 1327.46 | 0 | 2299.4 | 0
Geo | 0 | 0 | 0 | 0 | 0 | 0
H | 0 | 0 | 0 | 0 | 0 | 0
LFG | 0 | 0 | 0 | 0 | 0 | 0
Nuc | 0 | 0 | 0 | 0 | 2361.23 | 0
PS | 0 | 0 | 0 | 0 | 0 | 0
PV | 0 | 0 | 0 | 0 | 0 | 0
PeakG | 0 | 0 | 0 | 0 | 0 | 0
PeakO | 0 | 0 | 0 | 0 | 0 | 0
ST | 0 | 0 | 0 | 0 | 0 | 0
STOG | 0 | 0 | 0 | 0 | 0 | 172
STWD | 0 | 0 | 0 | 0 | 0 | 0
WT | 0 | 0 | 0 | 0 | 0 | 0
IGCC | 0 | 0 | 0 | 0 | 0 | 0
DemandResponse | 0 | 0 | 0 | 0 | 0 | 0
IGCC-CCS | 0 | 0 | 0 | 0 | 0 | 0
WT_off | 0 | 0 | 0 | 0 | 0 | 0
PseudoUnit | 0 | 0 | 0 | 0 | 0 | 0
FixedInterchange | 0 | 0 | 0 | 0 | 0 | 0
Retirements of Capacity by Reporting Type: MISO_WUMS
ReportingType | 2015 | 2020 | 2025 | 2030 | 2035 | 2040
BM | 0 | 0 | 0 | 0 | 0 | 0
CC | 0 | 0 | 0 | 0 | 0 | 8205.76
CSP | 0 | 0 | 0 | 0 | 0 | 0
CT | 0 | 0 | 0 | 0 | 0 | 0
Coal | 4191.1 | 2202.1 | 0 | 0 | 0 | 0
Geo | 0 | 0 | 0 | 0 | 0 | 0
H | 0 | 0 | 0 | 0 | 0 | 0
LFG | 0 | 0 | 0 | 0 | 0 | 0
Nuc | 0 | 0 | 0 | 0 | 1816.9 | 0
PS | 0 | 0 | 0 | 0 | 0 | 0
PV | 0 | 0 | 0 | 0 | 0 | 0
PeakG | 0 | 0 | 0 | 0 | 0 | 0
PeakO | 0 | 0 | 0 | 0 | 0 | 0
ST | 0 | 0 | 0 | 0 | 0 | 0
STOG | 59.5 | 0 | 0 | 0 | 0 | 300.5
STWD | 0 | 0 | 0 | 0 | 0 | 0
WT | 0 | 0 | 0 | 0 | 0 | 0
IGCC | 0 | 0 | 0 | 0 | 0 | 0
DemandResponse | 0 | 0 | 0 | 0 | 0 | 0
IGCC-CCS | 0 | 0 | 0 | 0 | 0 | 0
WT_off | 0 | 0 | 0 | 0 | 0 | 0
PseudoUnit | 0 | 0 | 0 | 0 | 0 | 0
FixedInterchange | 0 | 0 | 0 | 0 | 0 | 0
Retirements of Capacity by Reporting Type: Nebraska
ReportingType | 2015 | 2020 | 2025 | 2030 | 2035 | 2040
BM | 0 | 0 | 0 | 0 | 0 | 0
CC | 0 | 0 | 0 | 0 | 0 | 0
CSP | 0 | 0 | 0 | 0 | 0 | 0
CT | 0 | 0 | 0 | 0 | 0 | 0
Coal | 0 | 3195.8 | 0 | 0 | 0 | 0
Geo | 0 | 0 | 0 | 0 | 0 | 0
H | 0 | 0 | 0 | 0 | 0 | 0
LFG | 0 | 0 | 0 | 0 | 0 | 0
Nuc | 0 | 0 | 0 | 0 | 1251.8 | 0
PS | 0 | 0 | 0 | 0 | 0 | 0
PV | 0 | 0 | 0 | 0 | 0 | 0
PeakG | 0 | 0 | 0 | 0 | 0 | 0
PeakO | 0 | 0 | 0 | 0 | 0 | 0
ST | 0 | 0 | 0 | 0 | 0 | 0
STOG | 270 | 0 | 0 | 0 | 0 | 0
STWD | 0 | 0 | 0 | 0 | 0 | 0
WT | 0 | 0 | 0 | 0 | 0 | 0
IGCC | 0 | 0 | 0 | 0 | 0 | 0
DemandResponse | 0 | 0 | 0 | 0 | 0 | 0
IGCC-CCS | 0 | 0 | 0 | 0 | 0 | 0
WT_off | 0 | 0 | 0 | 0 | 0 | 0
PseudoUnit | 0 | 0 | 0 | 0 | 0 | 0
FixedInterchange | 0 | 0 | 0 | 0 | 0 | 0
Retirements of Capacity by Reporting Type: NEISO
ReportingType | 2015 | 2020 | 2025 | 2030 | 2035 | 2040
BM | 0 | 0 | 0 | 0 | 0 | 0
CC | 1035.91 | 3020.5 | 1442.12 | 262.63 | 0 | 2049.5
CSP | 0 | 0 | 0 | 0 | 0 | 0
CT | 0 | 0 | 0 | 9.5 | 189.93 | 0
Coal | 2250.13 | 320 | 0 | 0 | 0 | 0
Geo | 0 | 0 | 0 | 0 | 0 | 0
H | 0 | 0 | 0 | 0 | 0 | 0
LFG | 0 | 0 | 0 | 0 | 0 | 0
Nuc | 0 | 0 | 0 | 0 | 1289 | 876.92
PS | 0 | 0 | 0 | 0 | 0 | 0
PV | 0 | 0 | 0 | 0 | 0 | 0
PeakG | 0 | 0 | 0 | 0 | 0 | 0
PeakO | 1183 | 0 | 0 | 0 | 0 | 0
ST | 0 | 0 | 0 | 0 | 0 | 0
STOG | 6237 | 0 | 0 | 0 | 0 | 0
STWD | 0 | 0 | 0 | 0 | 0 | 0
WT | 0 | 0 | 0 | 0 | 0 | 0
IGCC | 0 | 0 | 0 | 0 | 0 | 0
DemandResponse | 0 | 0 | 0 | 0 | 0 | 0
IGCC-CCS | 0 | 0 | 0 | 0 | 0 | 0
WT_off | 0 | 0 | 0 | 0 | 0 | 0
PseudoUnit | 0 | 0 | 0 | 0 | 0 | 0
FixedInterchange | 0 | 0 | 0 | 0 | 0 | 0
Retirements of Capacity by Reporting Type: NonRTO_Midwest
ReportingType | 2015 | 2020 | 2025 | 2030 | 2035 | 2040
BM | 0 | 0 | 0 | 0 | 0 | 0
CC | 0 | 0 | 0 | 0 | 0 | 3093.05
CSP | 0 | 0 | 0 | 0 | 0 | 0
CT | 0 | 0 | 0 | 0 | 0 | 0
Coal | 4409.7 | 2788.33 | 818.98 | 777.18 | 0 | 0
Geo | 0 | 0 | 0 | 0 | 0 | 0
H | 0 | 0 | 0 | 0 | 0 | 0
LFG | 0 | 0 | 0 | 0 | 0 | 0
Nuc | 0 | 0 | 0 | 0 | 0 | 0
PS | 0 | 0 | 0 | 0 | 0 | 0
PV | 0 | 0 | 0 | 0 | 0 | 0
PeakG | 0 | 0 | 0 | 99 | 1469.11 | 1428.3
PeakO | 0 | 0 | 0 | 12 | 0 | 0
ST | 0 | 0 | 0 | 0 | 0 | 0
STOG | 0 | 0 | 0 | 0 | 0 | 0
STWD | 0 | 0 | 0 | 0 | 0 | 0
WT | 0 | 0 | 0 | 0 | 0 | 0
IGCC | 0 | 0 | 0 | 0 | 0 | 0
DemandResponse | 0 | 0 | 0 | 0 | 0 | 0
IGCC-CCS | 0 | 0 | 0 | 0 | 0 | 0
WT_off | 0 | 0 | 0 | 0 | 0 | 0
PseudoUnit | 0 | 0 | 0 | 0 | 0 | 0
FixedInterchange | 0 | 0 | 0 | 0 | 0 | 0
Retirements of Capacity by Reporting Type: NYISO_A-F
ReportingType | 2015 | 2020 | 2025 | 2030 | 2035 | 2040
BM | 0 | 0 | 0 | 0 | 0 | 0
CC | 0 | 0 | 0 | 1512.97 | 493.68 | 639
CSP | 0 | 0 | 0 | 0 | 0 | 0
CT | 0 | 0 | 0 | 0 | 0 | 0
Coal | 2251.9 | 0 | 0 | 0 | 0 | 0
Geo | 0 | 0 | 0 | 0 | 0 | 0
H | 0 | 0 | 0 | 0 | 0 | 0
LFG | 0 | 0 | 0 | 0 | 0 | 0
Nuc | 0 | 0 | 0 | 621.2 | 580.5 | 852.2
PS | 0 | 0 | 0 | 0 | 0 | 0
PV | 0 | 0 | 0 | 0 | 0 | 0
PeakG | 0 | 0 | 0 | 0 | 0 | 0
PeakO | 0 | 0 | 0 | 0 | 0 | 0
ST | 0 | 0 | 0 | 0 | 0 | 0
STOG | 1701 | 0 | 0 | 0 | 0 | 0
STWD | 0 | 0 | 0 | 0 | 0 | 0
WT | 0 | 0 | 0 | 0 | 0 | 0
IGCC | 0 | 0 | 0 | 0 | 0 | 0
DemandResponse | 0 | 0 | 0 | 0 | 0 | 0
IGCC-CCS | 0 | 0 | 0 | 0 | 0 | 0
WT_off | 0 | 0 | 0 | 0 | 0 | 0
PseudoUnit | 0 | 0 | 0 | 0 | 0 | 0
FixedInterchange | 0 | 0 | 0 | 0 | 0 | 0
Retirements of Capacity by Reporting Type: NYISO_G-I
ReportingType | 2015 | 2020 | 2025 | 2030 | 2035 | 2040
BM | 0 | 0 | 0 | 0 | 0 | 0
CC | 0 | 0 | 0 | 0 | 0 | 0
CSP | 0 | 0 | 0 | 0 | 0 | 0
CT | 0 | 0 | 0 | 0 | 0 | 0
Coal | 368.2 | 0 | 0 | 0 | 0 | 0
Geo | 0 | 0 | 0 | 0 | 0 | 0
H | 0 | 0 | 0 | 0 | 0 | 0
LFG | 0 | 0 | 0 | 0 | 0 | 0
Nuc | 0 | 0 | 0 | 0 | 1019.6 | 1025
PS | 0 | 0 | 0 | 0 | 0 | 0
PV | 0 | 0 | 0 | 0 | 0 | 0
PeakG | 0 | 0 | 0 | 0 | 0 | 0
PeakO | 0 | 0 | 0 | 0 | 0 | 0
ST | 0 | 0 | 0 | 0 | 0 | 0
STOG | 2431 | 0 | 0 | 0 | 0 | 0
STWD | 0 | 0 | 0 | 0 | 0 | 0
WT | 0 | 0 | 0 | 0 | 0 | 0
IGCC | 0 | 0 | 0 | 0 | 0 | 0
DemandResponse | 0 | 0 | 0 | 0 | 0 | 0
IGCC-CCS | 0 | 0 | 0 | 0 | 0 | 0
WT_off | 0 | 0 | 0 | 0 | 0 | 0
PseudoUnit | 0 | 0 | 0 | 0 | 0 | 0
FixedInterchange | 0 | 0 | 0 | 0 | 0 | 0
Retirements of Capacity by Reporting Type: NYISO_J-K
ReportingType | 2015 | 2020 | 2025 | 2030 | 2035 | 2040
BM | 0 | 0 | 0 | 0 | 0 | 0
CC | 0 | 0 | 0 | 0 | 0 | 0
CSP | 0 | 0 | 0 | 0 | 0 | 0
CT | 0 | 0 | 0 | 0 | 0 | 0
Coal | 0 | 0 | 0 | 0 | 0 | 0
Geo | 0 | 0 | 0 | 0 | 0 | 0
H | 0 | 0 | 0 | 0 | 0 | 0
LFG | 0 | 0 | 0 | 0 | 0 | 0
Nuc | 0 | 0 | 0 | 0 | 0 | 0
PS | 0 | 0 | 0 | 0 | 0 | 0
PV | 0 | 0 | 0 | 0 | 0 | 0
PeakG | 0 | 0 | 0 | 0 | 0 | 0
PeakO | 0 | 0 | 0 | 0 | 0 | 0
ST | 0 | 0 | 0 | 0 | 0 | 0
STOG | 3499.54 | 0 | 0 | 0 | 0 | 0
STWD | 0 | 0 | 0 | 0 | 0 | 0
WT | 0 | 0 | 0 | 0 | 0 | 0
IGCC | 0 | 0 | 0 | 0 | 0 | 0
DemandResponse | 0 | 0 | 0 | 0 | 0 | 0
IGCC-CCS | 0 | 0 | 0 | 0 | 0 | 0
WT_off | 0 | 0 | 0 | 0 | 0 | 0
PseudoUnit | 0 | 0 | 0 | 0 | 0 | 0
FixedInterchange | 0 | 0 | 0 | 0 | 0 | 0
Retirements of Capacity by Reporting Type: PJM_E
ReportingType | 2015 | 2020 | 2025 | 2030 | 2035 | 2040
BM | 0 | 0 | 0 | 0 | 0 | 0
CC | 0 | 0 | 0 | 0 | 618.3 | 523
CSP | 0 | 0 | 0 | 0 | 0 | 0
CT | 0 | 0 | 0 | 26.2 | 0 | 0
Coal | 2804 | 568 | 0 | 0 | 0 | 0
Geo | 0 | 0 | 0 | 0 | 0 | 0
H | 0 | 0 | 0 | 0 | 0 | 0
LFG | 0 | 0 | 0 | 0 | 0 | 0
Nuc | 0 | 614.5 | 0 | 0 | 2224 | 1174
PS | 0 | 0 | 0 | 0 | 0 | 0
PV | 0 | 0 | 0 | 0 | 0 | 0
PeakG | 268.5 | 0 | 0 | 0 | 0 | 0
PeakO | 2.7 | 0 | 0 | 0 | 0 | 0
ST | 0 | 0 | 0 | 0 | 0 | 0
STOG | 629.5 | 0 | 2622.5 | 0 | 0 | 0
STWD | 0 | 0 | 0 | 0 | 0 | 0
WT | 0 | 0 | 0 | 0 | 0 | 0
IGCC | 0 | 0 | 0 | 0 | 0 | 0
DemandResponse | 0 | 0 | 0 | 0 | 0 | 0
IGCC-CCS | 0 | 0 | 0 | 0 | 0 | 0
WT_off | 0 | 0 | 0 | 0 | 0 | 0
PseudoUnit | 0 | 0 | 0 | 0 | 0 | 0
FixedInterchange | 0 | 0 | 0 | 0 | 0 | 0
Retirements of Capacity by Reporting Type: PJM_ROM
ReportingType | 2015 | 2020 | 2025 | 2030 | 2035 | 2040
BM | 0 | 0 | 0 | 0 | 0 | 0
CC | 0 | 0 | 0 | 0 | 0 | 1397
CSP | 0 | 0 | 0 | 0 | 0 | 0
CT | 0 | 0 | 0 | 0 | 16 | 0
Coal | 14625.5 | 1234 | 521 | 0 | 0 | 0
Geo | 0 | 0 | 0 | 0 | 0 | 0
H | 0 | 0 | 0 | 0 | 0 | 0
LFG | 0 | 0 | 0 | 0 | 0 | 0
Nuc | 0 | 0 | 0 | 0 | 1732 | 899
PS | 0 | 0 | 0 | 0 | 0 | 0
PV | 0 | 0 | 0 | 0 | 0 | 0
PeakG | 0 | 0 | 0 | 0 | 0 | 0
PeakO | 270 | 0 | 0 | 0 | 0 | 1566
ST | 0 | 0 | 0 | 0 | 0 | 0
STOG | 580 | 0 | 3467.78 | 61.22 | 0 | 0
STWD | 0 | 0 | 0 | 0 | 0 | 0
WT | 0 | 0 | 0 | 0 | 0 | 0
IGCC | 0 | 0 | 0 | 0 | 0 | 0
DemandResponse | 0 | 0 | 0 | 0 | 0 | 0
IGCC-CCS | 0 | 0 | 0 | 0 | 0 | 0
WT_off | 0 | 0 | 0 | 0 | 0 | 0
PseudoUnit | 0 | 0 | 0 | 0 | 0 | 0
FixedInterchange | 0 | 0 | 0 | 0 | 0 | 0
Retirements of Capacity by Reporting Type: PJM_ROR
ReportingType | 2015 | 2020 | 2025 | 2030 | 2035 | 2040
BM | 0 | 0 | 0 | 0 | 0 | 0
CC | 0 | 0 | 0 | 0 | 174 | 20571.36
CSP | 0 | 0 | 0 | 0 | 0 | 0
CT | 0 | 0 | 0 | 0 | 29 | 0
Coal | 35025.28 | 12109.25 | 6335.67 | 0 | 0 | 0
Geo | 0 | 0 | 0 | 0 | 0 | 0
H | 0 | 0 | 0 | 0 | 0 | 0
LFG | 0 | 0 | 0 | 0 | 0 | 0
Nuc | 0 | 0 | 0 | 867 | 4275 | 4883.16
PS | 0 | 0 | 0 | 0 | 0 | 0
PV | 0 | 0 | 0 | 0 | 0 | 0
PeakG | 0 | 0 | 0 | 0 | 0 | 0
PeakO | 19 | 0 | 0 | 0 | 0 | 1742
ST | 0 | 0 | 0 | 0 | 0 | 0
STOG | 0 | 0 | 35 | 2087 | 0 | 0
STWD | 0 | 0 | 0 | 0 | 0 | 0
WT | 0 | 0 | 0 | 0 | 0 | 0
IGCC | 0 | 0 | 0 | 0 | 0 | 0
DemandResponse | 0 | 0 | 0 | 0 | 0 | 0
IGCC-CCS | 0 | 0 | 0 | 0 | 0 | 0
WT_off | 0 | 0 | 0 | 0 | 0 | 0
PseudoUnit | 0 | 0 | 0 | 0 | 0 | 0
FixedInterchange | 0 | 0 | 0 | 0 | 0 | 0
Retirements of Capacity by Reporting Type: SOCO
ReportingType | 2015 | 2020 | 2025 | 2030 | 2035 | 2040
BM | 0 | 0 | 0 | 0 | 0 | 0
CC | 0 | 0 | 0 | 186 | 10226.93 | 6352.97
CSP | 0 | 0 | 0 | 0 | 0 | 0
CT | 0 | 0 | 0 | 0 | 0 | 0
Coal | 17250 | 4130.07 | 2028.63 | 0 | 0 | 0
Geo | 0 | 0 | 0 | 0 | 0 | 0
H | 0 | 0 | 0 | 0 | 0 | 0
LFG | 0 | 0 | 0 | 0 | 0 | 0
Nuc | 0 | 0 | 0 | 0 | 0 | 2645.05
PS | 0 | 0 | 0 | 0 | 0 | 0
PV | 0 | 0 | 0 | 0 | 0 | 0
PeakG | 210 | 0 | 0 | 8128.68 | 0 | 0
PeakO | 1139 | 0 | 0 | 0 | 0 | 0
ST | 0 | 0 | 0 | 0 | 0 | 0
STOG | 854 | 0 | 0 | 0 | 0 | 0
STWD | 0 | 0 | 0 | 0 | 0 | 0
WT | 0 | 0 | 0 | 0 | 0 | 0
IGCC | 0 | 0 | 0 | 0 | 0 | 0
DemandResponse | 0 | 0 | 0 | 0 | 0 | 0
IGCC-CCS | 0 | 0 | 0 | 0 | 0 | 0
WT_off | 0 | 0 | 0 | 0 | 0 | 0
PseudoUnit | 0 | 0 | 0 | 0 | 0 | 0
FixedInterchange | 0 | 0 | 0 | 0 | 0 | 0
Retirements of Capacity by Reporting Type: SPP_N
ReportingType | 2015 | 2020 | 2025 | 2030 | 2035 | 2040
BM | 0 | 0 | 0 | 0 | 0 | 0
CC | 0 | 0 | 0 | 0 | 0 | 0
CSP | 0 | 0 | 0 | 0 | 0 | 0
CT | 0 | 0 | 0 | 0 | 0 | 0
Coal | 621 | 2097.5 | 2635.67 | 0 | 756.74 | 0
Geo | 0 | 0 | 0 | 0 | 0 | 0
H | 0 | 0 | 0 | 0 | 0 | 0
LFG | 0 | 0 | 0 | 0 | 0 | 0
Nuc | 0 | 0 | 0 | 0 | 0 | 0
PS | 0 | 0 | 0 | 0 | 0 | 0
PV | 0 | 0 | 0 | 0 | 0 | 0
PeakG | 0 | 0 | 0 | 0 | 0 | 0
PeakO | 0 | 0 | 0 | 0 | 0 | 0
ST | 0 | 0 | 0 | 0 | 0 | 0
STOG | 1749 | 0 | 0 | 0 | 0 | 0
STWD | 0 | 0 | 0 | 0 | 0 | 0
WT | 0 | 0 | 0 | 0 | 0 | 0
IGCC | 0 | 0 | 0 | 0 | 0 | 0
DemandResponse | 0 | 0 | 0 | 0 | 0 | 0
IGCC-CCS | 0 | 0 | 0 | 0 | 0 | 0
WT_off | 0 | 0 | 0 | 0 | 0 | 0
PseudoUnit | 0 | 0 | 0 | 0 | 0 | 0
FixedInterchange | 0 | 0 | 0 | 0 | 0 | 0
Retirements of Capacity by Reporting Type: SPP_S
ReportingType | 2015 | 2020 | 2025 | 2030 | 2035 | 2040
BM | 0 | 0 | 0 | 0 | 0 | 0
CC | 0 | 0 | 0 | 0 | 0 | 0
CSP | 0 | 0 | 0 | 0 | 0 | 0
CT | 0 | 0 | 0 | 0 | 412.99 | 300
Coal | 3557.13 | 7136.8 | 1901 | 0 | 545 | 0
Geo | 0 | 0 | 0 | 0 | 0 | 0
H | 0 | 0 | 0 | 0 | 0 | 0
LFG | 0 | 0 | 0 | 0 | 0 | 0
Nuc | 0 | 0 | 0 | 0 | 0 | 0
PS | 0 | 0 | 0 | 0 | 0 | 0
PV | 0 | 0 | 0 | 0 | 0 | 0
PeakG | 0 | 0 | 0 | 0 | 0 | 0
PeakO | 0 | 0 | 0 | 0 | 0 | 0
ST | 0 | 0 | 0 | 0 | 0 | 0
STOG | 2875.67 | 0 | 0 | 0 | 4032.87 | 3662.46
STWD | 0 | 0 | 0 | 0 | 0 | 0
WT | 0 | 0 | 0 | 0 | 0 | 0
IGCC | 0 | 0 | 0 | 0 | 0 | 0
DemandResponse | 0 | 0 | 0 | 0 | 0 | 0
IGCC-CCS | 0 | 0 | 0 | 0 | 0 | 0
WT_off | 0 | 0 | 0 | 0 | 0 | 0
PseudoUnit | 0 | 0 | 0 | 0 | 0 | 0
FixedInterchange | 0 | 0 | 0 | 0 | 0 | 0
Retirements of Capacity by Reporting Type: TVA
ReportingType | 2015 | 2020 | 2025 | 2030 | 2035 | 2040
BM | 0 | 0 | 0 | 0 | 0 | 0
CC | 0 | 0 | 0 | 0 | 4565.35 | 4511.17
CSP | 0 | 0 | 0 | 0 | 0 | 0
CT | 0 | 0 | 0 | 0 | 0 | 0
Coal | 10405 | 2104 | 1861.26 | 788.74 | 0 | 0
Geo | 0 | 0 | 0 | 0 | 0 | 0
H | 0 | 0 | 0 | 0 | 0 | 0
LFG | 0 | 0 | 0 | 0 | 0 | 0
Nuc | 0 | 0 | 0 | 0 | 2512.33 | 1278.67
PS | 0 | 0 | 0 | 0 | 0 | 0
PV | 0 | 0 | 0 | 0 | 0 | 0
PeakG | 0 | 0 | 0 | 0 | 193.71 | 0
PeakO | 0 | 0 | 0 | 0 | 83 | 0
ST | 0 | 0 | 0 | 0 | 0 | 0
STOG | 0 | 0 | 0 | 0 | 0 | 0
STWD | 0 | 0 | 0 | 0 | 0 | 0
WT | 0 | 0 | 0 | 0 | 0 | 0
IGCC | 0 | 0 | 0 | 0 | 0 | 0
DemandResponse | 0 | 0 | 0 | 0 | 0 | 0
IGCC-CCS | 0 | 0 | 0 | 0 | 0 | 0
WT_off | 0 | 0 | 0 | 0 | 0 | 0
PseudoUnit | 0 | 0 | 0 | 0 | 0 | 0
FixedInterchange | 0 | 0 | 0 | 0 | 0 | 0
Retirements of Capacity by Reporting Type: TVA_Transmission
ReportingType | 2015 | 2020 | 2025 | 2030 | 2035 | 2040
BM | 0 | 0 | 0 | 0 | 0 | 0
CC | 0 | 0 | 0 | 0 | 0 | 0
CSP | 0 | 0 | 0 | 0 | 0 | 0
CT | 0 | 0 | 0 | 0 | 0 | 0
Coal | 0 | 0 | 0 | 0 | 0 | 0
Geo | 0 | 0 | 0 | 0 | 0 | 0
H | 0 | 0 | 0 | 0 | 0 | 0
LFG | 0 | 0 | 0 | 0 | 0 | 0
Nuc | 0 | 0 | 0 | 0 | 0 | 0
PS | 0 | 0 | 0 | 0 | 0 | 0
PV | 0 | 0 | 0 | 0 | 0 | 0
PeakG | 0 | 0 | 0 | 0 | 0 | 0
PeakO | 0 | 0 | 0 | 0 | 0 | 0
ST | 0 | 0 | 0 | 0 | 0 | 0
STOG | 0 | 0 | 0 | 0 | 0 | 0
STWD | 0 | 0 | 0 | 0 | 0 | 0
WT | 0 | 0 | 0 | 0 | 0 | 0
IGCC | 0 | 0 | 0 | 0 | 0 | 0
DemandResponse | 0 | 0 | 0 | 0 | 0 | 0
IGCC-CCS | 0 | 0 | 0 | 0 | 0 | 0
WT_off | 0 | 0 | 0 | 0 | 0 | 0
PseudoUnit | 0 | 0 | 0 | 0 | 0 | 0
FixedInterchange | 0 | 0 | 0 | 0 | 0 | 0
Retirements of Capacity by Reporting Type: VACAR
ReportingType | 2015 | 2020 | 2025 | 2030 | 2035 | 2040
BM | 0 | 0 | 0 | 0 | 0 | 0
CC | 0 | 0 | 0 | 0 | 3525 | 5945.1
CSP | 0 | 0 | 0 | 0 | 0 | 0
CT | 0 | 0 | 0 | 717.2 | 0 | 0
Coal | 12891.6 | 1842.49 | 3089.75 | 1152.17 | 0 | 0
Geo | 0 | 0 | 0 | 0 | 0 | 0
H | 0 | 0 | 0 | 0 | 0 | 0
LFG | 0 | 0 | 0 | 0 | 0 | 0
Nuc | 0 | 0 | 0 | 0 | 3248 | 1858
PS | 0 | 0 | 0 | 0 | 0 | 0
PV | 0 | 0 | 0 | 0 | 0 | 0
PeakG | 0 | 0 | 0 | 0 | 670.22 | 0
PeakO | 0 | 0 | 0 | 0 | 1268 | 0
ST | 0 | 0 | 0 | 0 | 0 | 0
STOG | 0 | 0 | 0 | 0 | 92 | 0
STWD | 0 | 0 | 0 | 0 | 0 | 0
WT | 0 | 0 | 0 | 0 | 0 | 0
IGCC | 0 | 0 | 0 | 0 | 0 | 0
DemandResponse | 0 | 0 | 0 | 0 | 0 | 0
IGCC-CCS | 0 | 0 | 0 | 0 | 0 | 0
WT_off | 0 | 0 | 0 | 0 | 0 | 0
PseudoUnit | 0 | 0 | 0 | 0 | 0 | 0
FixedInterchange | 0 | 0 | 0 | 0 | 0 | 0
Retirements of Capacity by Reporting Type: IESO
ReportingType | 2015 | 2020 | 2025 | 2030 | 2035 | 2040
BM | 0 | 0 | 0 | 0 | 0 | 0
CC | 5943 | 0 | 0 | 0 | 0 | 0
CSP | 0 | 0 | 0 | 0 | 0 | 0
CT | 0 | 0 | 0 | 0 | 368 | 0
Coal | 6416 | 0 | 0 | 0 | 0 | 0
Geo | 0 | 0 | 0 | 0 | 0 | 0
H | 0 | 0 | 0 | 0 | 0 | 0
LFG | 0 | 0 | 0 | 0 | 0 | 0
Nuc | 0 | 0 | 0 | 0 | 1030 | 1540
PS | 0 | 0 | 0 | 0 | 0 | 0
PV | 0 | 0 | 0 | 0 | 1067.26 | 0
PeakG | 584 | 0 | 0 | 0 | 0 | 0
PeakO | 175 | 0 | 0 | 0 | 0 | 0
ST | 0 | 0 | 0 | 0 | 0 | 0
STOG | 2126 | 0 | 0 | 0 | 0 | 0
STWD | 0 | 0 | 0 | 0 | 0 | 0
WT | 0 | 0 | 0 | 0 | 0 | 0
IGCC | 0 | 0 | 0 | 0 | 0 | 0
DemandResponse | 0 | 0 | 0 | 0 | 0 | 0
IGCC-CCS | 0 | 0 | 0 | 0 | 0 | 0
WT_off | 0 | 0 | 0 | 0 | 0 | 0
PseudoUnit | 0 | 0 | 0 | 0 | 0 | 0
FixedInterchange | 0 | 0 | 0 | 0 | 0 | 0
Retirements of Capacity by Reporting Type: MAPP_CA
ReportingType | 2015 | 2020 | 2025 | 2030 | 2035 | 2040
BM | 0 | 0 | 0 | 0 | 0 | 0
CC | 0 | 0 | 731 | 0 | 0 | 281.76
CSP | 0 | 0 | 0 | 0 | 0 | 0
CT | 0 | 0 | 0 | 0 | 0 | 0
Coal | 1076.84 | 560.33 | 108.73 | 0 | 0 | 0
Geo | 0 | 0 | 0 | 0 | 0 | 0
H | 0 | 0 | 0 | 0 | 0 | 0
LFG | 0 | 0 | 0 | 0 | 0 | 0
Nuc | 0 | 0 | 0 | 0 | 0 | 0
PS | 0 | 0 | 0 | 0 | 0 | 0
PV | 0 | 0 | 0 | 0 | 0 | 0
PeakG | 0 | 0 | 559 | 0 | 0 | 0
PeakO | 0 | 0 | 4 | 0 | 0 | 0
ST | 0 | 0 | 0 | 0 | 0 | 0
STOG | 0 | 0 | 126 | 0 | 0 | 0
STWD | 0 | 0 | 0 | 0 | 0 | 0
WT | 0 | 0 | 0 | 0 | 302.4 | 0
IGCC | 0 | 0 | 0 | 0 | 0 | 0
DemandResponse | 0 | 0 | 0 | 0 | 0 | 0
IGCC-CCS | 0 | 0 | 0 | 0 | 0 | 0
WT_off | 0 | 0 | 0 | 0 | 0 | 0
PseudoUnit | 0 | 0 | 0 | 0 | 0 | 0
FixedInterchange | 0 | 0 | 0 | 0 | 0 | 0
Retirements of Capacity by Reporting Type: AZ_NM_SNV_Coal
ReportingType | 2015 | 2020 | 2025 | 2030 | 2035 | 2040
BM | 0 | 0 | 0 | 0 | 0 | 0
CC | 0 | 0 | 0 | 0 | 0 | 0
CSP | 0 | 0 | 0 | 0 | 0 | 0
CT | 0 | 0 | 0 | 0 | 0 | 0
Coal | 2984.87 | 605.13 | 2776.39 | 3281.61 | 0 | 0
Geo | 0 | 0 | 0 | 0 | 0 | 0
H | 0 | 0 | 0 | 0 | 0 | 0
LFG | 0 | 0 | 0 | 0 | 0 | 0
Nuc | 0 | 0 | 0 | 0 | 0 | 0
PS | 0 | 0 | 0 | 0 | 0 | 0
PV | 0 | 0 | 0 | 0 | 0 | 0
PeakG | 0 | 0 | 0 | 0 | 0 | 0
PeakO | 0 | 0 | 0 | 0 | 0 | 0
ST | 0 | 0 | 0 | 0 | 0 | 0
STOG | 0 | 0 | 0 | 0 | 0 | 0
STWD | 0 | 0 | 0 | 0 | 0 | 0
WT | 0 | 0 | 0 | 0 | 0 | 0
IGCC | 0 | 0 | 0 | 0 | 0 | 0
DemandResponse | 0 | 0 | 0 | 0 | 0 | 0
IGCC-CCS | 0 | 0 | 0 | 0 | 0 | 0
WT_off | 0 | 0 | 0 | 0 | 0 | 0
PseudoUnit | 0 | 0 | 0 | 0 | 0 | 0
FixedInterchange | 0 | 0 | 0 | 0 | 0 | 0
Retirements of Capacity by Reporting Type: AZ_NM_SNV_Gas
ReportingType | 2015 | 2020 | 2025 | 2030 | 2035 | 2040
BM | 0 | 0 | 0 | 0 | 0 | 0
CC | 1095 | 0 | 0 | 286.71 | 4314.4 | 1061.87
CSP | 0 | 0 | 0 | 0 | 0 | 0
CT | 0 | 0 | 0 | 0 | 736 | 0
Coal | 0 | 0 | 0 | 0 | 0 | 0
Geo | 0 | 0 | 0 | 0 | 0 | 0
H | 0 | 0 | 0 | 0 | 0 | 0
LFG | 0 | 0 | 0 | 0 | 0 | 0
Nuc | 0 | 0 | 0 | 0 | 0 | 0
PS | 0 | 0 | 0 | 0 | 0 | 0
PV | 0 | 0 | 0 | 0 | 0 | 0
PeakG | 0 | 0 | 0 | 0 | 0 | 0
PeakO | 0 | 0 | 0 | 0 | 0 | 0
ST | 0 | 0 | 0 | 0 | 0 | 0
STOG | 2064 | 0 | 0 | 0 | 0 | 0
STWD | 0 | 0 | 0 | 0 | 0 | 0
WT | 0 | 0 | 0 | 0 | 0 | 0
IGCC | 0 | 0 | 0 | 0 | 0 | 0
DemandResponse | 0 | 0 | 0 | 0 | 0 | 0
IGCC-CCS | 0 | 0 | 0 | 0 | 0 | 0
WT_off | 0 | 0 | 0 | 0 | 0 | 0
PseudoUnit | 0 | 0 | 0 | 0 | 0 | 0
FixedInterchange | 0 | 0 | 0 | 0 | 0 | 0
Retirements of Capacity by Reporting Type: AZ_NM_SNV_NucRenew
ReportingType | 2015 | 2020 | 2025 | 2030 | 2035 | 2040
BM | 0 | 0 | 0 | 0 | 0 | 0
CC | 0 | 0 | 0 | 0 | 0 | 0
CSP | 65 | 0 | 0 | 0 | 0 | 0
CT | 0 | 0 | 0 | 0 | 0 | 0
Coal | 0 | 0 | 0 | 0 | 0 | 0
Geo | 0 | 0 | 0 | 0 | 0 | 0
H | 0 | 0 | 0 | 0 | 0 | 0
LFG | 0 | 0 | 0 | 0 | 0 | 0
Nuc | 0 | 0 | 0 | 0 | 0 | 0
PS | 0 | 0 | 0 | 0 | 0 | 0
PV | 0 | 0 | 0 | 0 | 0 | 0
PeakG | 0 | 0 | 0 | 0 | 0 | 0
PeakO | 0 | 0 | 0 | 0 | 0 | 0
ST | 0 | 0 | 0 | 0 | 0 | 0
STOG | 0 | 0 | 0 | 0 | 0 | 0
STWD | 0 | 0 | 0 | 0 | 0 | 0
WT | 0 | 0 | 0 | 0 | 0 | 0
IGCC | 0 | 0 | 0 | 0 | 0 | 0
DemandResponse | 0 | 0 | 0 | 0 | 0 | 0
IGCC-CCS | 0 | 0 | 0 | 0 | 0 | 0
WT_off | 0 | 0 | 0 | 0 | 0 | 0
PseudoUnit | 0 | 0 | 0 | 0 | 0 | 0
FixedInterchange | 0 | 0 | 0 | 0 | 0 | 0
Retirements of Capacity by Reporting Type: ERCOT
ReportingType | 2015 | 2020 | 2025 | 2030 | 2035 | 2040
BM | 0 | 0 | 0 | 0 | 0 | 0
CC | 0 | 0 | 0 | 0 | 7883.91 | 3782.49
CSP | 0 | 0 | 0 | 0 | 0 | 0
CT | 0 | 0 | 0 | 0 | 250 | 0
Coal | 13999.48 | 1502.39 | 560 | 0 | 0 | 0
Geo | 0 | 0 | 0 | 0 | 0 | 0
H | 0 | 0 | 0 | 0 | 0 | 0
LFG | 0 | 0 | 0 | 0 | 0 | 0
Nuc | 0 | 0 | 0 | 0 | 0 | 0
PS | 0 | 0 | 0 | 0 | 0 | 0
PV | 0 | 0 | 0 | 0 | 13.99 | 0
PeakG | 0 | 0 | 0 | 0 | 0 | 0
PeakO | 0 | 0 | 0 | 0 | 51 | 0
ST | 0 | 0 | 0 | 0 | 0 | 0
STOG | 6111.14 | 0 | 4383.86 | 2528.09 | 5909.91 | 0
STWD | 0 | 0 | 0 | 0 | 0 | 0
WT | 0 | 0 | 0 | 0 | 0 | 0
IGCC | 0 | 0 | 0 | 0 | 0 | 0
DemandResponse | 0 | 0 | 0 | 0 | 0 | 0
IGCC-CCS | 0 | 0 | 0 | 0 | 0 | 0
WT_off | 0 | 0 | 0 | 0 | 0 | 0
PseudoUnit | 0 | 0 | 0 | 0 | 0 | 0
FixedInterchange | 0 | 0 | 0 | 0 | 0 | 0
Retirements of Capacity by Reporting Type: NP15
ReportingType | 2015 | 2020 | 2025 | 2030 | 2035 | 2040
BM | 0 | 0 | 0 | 0 | 0 | 0
CC | 0 | 0 | 0 | 0 | 0 | 558.01
CSP | 0 | 0 | 0 | 0 | 0 | 0
CT | 0 | 0 | 0 | 0 | 212.6 | 0
Coal | 0 | 191.9 | 0 | 0 | 0 | 0
Geo | 0 | 0 | 0 | 0 | 0 | 0
H | 0 | 0 | 0 | 0 | 0 | 0
LFG | 0 | 0 | 0 | 0 | 0 | 0
Nuc | 0 | 0 | 0 | 0 | 0 | 0
PS | 0 | 0 | 0 | 0 | 0 | 0
PV | 0 | 0 | 0 | 0 | 0 | 0
PeakG | 0 | 0 | 0 | 0 | 0 | 0
PeakO | 156 | 0 | 0 | 0 | 0 | 0
ST | 0 | 0 | 0 | 0 | 0 | 0
STOG | 1046.4 | 0 | 0 | 767.46 | 2193.6 | 0
STWD | 0 | 0 | 0 | 0 | 0 | 0
WT | 0 | 0 | 0 | 0 | 0 | 0
IGCC | 0 | 0 | 0 | 0 | 0 | 0
DemandResponse | 0 | 0 | 0 | 0 | 0 | 0
IGCC-CCS | 0 | 0 | 0 | 0 | 0 | 0
WT_off | 0 | 0 | 0 | 0 | 0 | 0
PseudoUnit | 0 | 0 | 0 | 0 | 0 | 0
FixedInterchange | 0 | 0 | 0 | 0 | 0 | 0
Retirements of Capacity by Reporting Type: NWPP_Coal
ReportingType | 2015 | 2020 | 2025 | 2030 | 2035 | 2040
BM | 0 | 0 | 0 | 0 | 0 | 0
CC | 0 | 0 | 0 | 0 | 0 | 0
CSP | 0 | 0 | 0 | 0 | 0 | 0
CT | 0 | 0 | 0 | 0 | 0 | 0
Coal | 7292.24 | 1582.46 | 4682 | 0 | 0 | 0
Geo | 0 | 0 | 0 | 0 | 0 | 0
H | 0 | 0 | 0 | 0 | 0 | 0
LFG | 0 | 0 | 0 | 0 | 0 | 0
Nuc | 0 | 0 | 0 | 0 | 0 | 0
PS | 0 | 0 | 0 | 0 | 0 | 0
PV | 0 | 0 | 0 | 0 | 0 | 0
PeakG | 0 | 0 | 0 | 0 | 0 | 0
PeakO | 183 | 0 | 0 | 0 | 0 | 0
ST | 0 | 0 | 0 | 0 | 0 | 0
STOG | 0 | 0 | 0 | 0 | 0 | 0
STWD | 0 | 0 | 0 | 0 | 0 | 0
WT | 0 | 0 | 0 | 0 | 0 | 0
IGCC | 0 | 0 | 0 | 0 | 0 | 0
DemandResponse | 0 | 0 | 0 | 0 | 0 | 0
IGCC-CCS | 0 | 0 | 0 | 0 | 0 | 0
WT_off | 0 | 0 | 0 | 0 | 0 | 0
PseudoUnit | 0 | 0 | 0 | 0 | 0 | 0
FixedInterchange | 0 | 0 | 0 | 0 | 0 | 0
Retirements of Capacity by Reporting Type: NWPP_Gas
ReportingType | 2015 | 2020 | 2025 | 2030 | 2035 | 2040
BM | 0 | 0 | 0 | 0 | 0 | 0
CC | 1678 | 0 | 0 | 993.72 | 5333.28 | 300
CSP | 0 | 0 | 0 | 0 | 0 | 0
CT | 0 | 0 | 0 | 0 | 150 | 0
Coal | 0 | 0 | 0 | 0 | 0 | 0
Geo | 0 | 0 | 0 | 0 | 0 | 0
H | 0 | 0 | 0 | 0 | 0 | 0
LFG | 0 | 0 | 0 | 0 | 0 | 0
Nuc | 0 | 0 | 0 | 0 | 0 | 0
PS | 0 | 0 | 0 | 0 | 0 | 0
PV | 0 | 0 | 0 | 0 | 0 | 0
PeakG | 2623 | 0 | 0 | 0 | 0 | 0
PeakO | 0 | 0 | 0 | 0 | 0 | 0
ST | 0 | 0 | 0 | 0 | 0 | 0
STOG | 786 | 0 | 0 | 0 | 0 | 0
STWD | 0 | 0 | 0 | 0 | 0 | 0
WT | 0 | 0 | 0 | 0 | 0 | 0
IGCC | 0 | 0 | 0 | 0 | 0 | 0
DemandResponse | 0 | 0 | 0 | 0 | 0 | 0
IGCC-CCS | 0 | 0 | 0 | 0 | 0 | 0
WT_off | 0 | 0 | 0 | 0 | 0 | 0
PseudoUnit | 0 | 0 | 0 | 0 | 0 | 0
FixedInterchange | 0 | 0 | 0 | 0 | 0 | 0
Retirements of Capacity by Reporting Type: NWPP_NucRenew
ReportingType | 2015 | 2020 | 2025 | 2030 | 2035 | 2040
BM | 0 | 0 | 0 | 0 | 0 | 0
CC | 0 | 0 | 0 | 0 | 0 | 0
CSP | 0 | 0 | 0 | 0 | 0 | 0
CT | 0 | 0 | 0 | 0 | 0 | 0
Coal | 0 | 0 | 0 | 0 | 0 | 0
Geo | 4.8 | 0 | 0 | 0 | 0 | 0
H | 0 | 0 | 0 | 0 | 0 | 0
LFG | 0 | 0 | 0 | 0 | 0 | 0
Nuc | 0 | 0 | 0 | 0 | 0 | 0
PS | 0 | 0 | 0 | 0 | 0 | 0
PV | 0 | 0 | 0 | 0 | 0 | 0
PeakG | 0 | 0 | 0 | 0 | 0 | 0
PeakO | 0 | 0 | 0 | 0 | 0 | 0
ST | 0 | 0 | 0 | 0 | 0 | 0
STOG | 0 | 0 | 0 | 0 | 0 | 0
STWD | 0 | 0 | 0 | 0 | 0 | 0
WT | 0 | 0 | 0 | 0 | 0 | 0
IGCC | 0 | 0 | 0 | 0 | 0 | 0
DemandResponse | 0 | 0 | 0 | 0 | 0 | 0
IGCC-CCS | 0 | 0 | 0 | 0 | 0 | 0
WT_off | 0 | 0 | 0 | 0 | 0 | 0
PseudoUnit | 0 | 0 | 0 | 0 | 0 | 0
FixedInterchange | 0 | 0 | 0 | 0 | 0 | 0
Retirements of Capacity by Reporting Type: RMPA
ReportingType | 2015 | 2020 | 2025 | 2030 | 2035 | 2040
BM | 0 | 0 | 0 | 0 | 0 | 0
CC | 0 | 0 | 0 | 0 | 1224.03 | 85.54
CSP | 1 | 0 | 0 | 0 | 0 | 0
CT | 0 | 0 | 0 | 0 | 152 | 0
Coal | 1186 | 1185 | 3899.76 | 517.24 | 0 | 0
Geo | 0 | 0 | 0 | 0 | 0 | 0
H | 0 | 0 | 0 | 0 | 0 | 0
LFG | 0 | 0 | 0 | 0 | 0 | 0
Nuc | 0 | 0 | 0 | 0 | 0 | 0
PS | 0 | 0 | 0 | 0 | 0 | 0
PV | 0 | 0 | 0 | 0 | 0 | 0
PeakG | 0 | 0 | 0 | 0 | 0 | 0
PeakO | 187 | 0 | 0 | 0 | 0 | 0
ST | 0 | 0 | 0 | 0 | 0 | 0
STOG | 217 | 0 | 0 | 0 | 0 | 0
STWD | 0 | 0 | 0 | 0 | 0 | 0
WT | 0 | 0 | 0 | 0 | 0 | 0
IGCC | 0 | 0 | 0 | 0 | 0 | 0
DemandResponse | 0 | 0 | 0 | 0 | 0 | 0
IGCC-CCS | 0 | 0 | 0 | 0 | 0 | 0
WT_off | 0 | 0 | 0 | 0 | 0 | 0
PseudoUnit | 0 | 0 | 0 | 0 | 0 | 0
FixedInterchange | 0 | 0 | 0 | 0 | 0 | 0
Retirements of Capacity by Reporting Type: SP15
ReportingType | 2015 | 2020 | 2025 | 2030 | 2035 | 2040
BM | 0 | 0 | 0 | 0 | 0 | 0
CC | 0 | 0 | 0 | 0 | 0 | 0
CSP | 409 | 0 | 0 | 0 | 0 | 0
CT | 0 | 0 | 0 | 0 | 0 | 0
Coal | 57 | 84.5 | 101.2 | 0 | 0 | 0
Geo | 0 | 0 | 0 | 0 | 0 | 0
H | 0 | 0 | 0 | 0 | 0 | 0
LFG | 0 | 0 | 0 | 0 | 0 | 0
Nuc | 0 | 0 | 0 | 0 | 0 | 0
PS | 0 | 0 | 0 | 0 | 0 | 0
PV | 0 | 0 | 0 | 0 | 0 | 0
PeakG | 44 | 0 | 0 | 0 | 0 | 0
PeakO | 15 | 0 | 0 | 0 | 0 | 0
ST | 0 | 0 | 0 | 0 | 0 | 0
STOG | 4274.15 | 0 | 0 | 654.53 | 2097.55 | 0
STWD | 0 | 0 | 0 | 0 | 0 | 0
WT | 126.2 | 0 | 0 | 0 | 0 | 0
IGCC | 0 | 0 | 0 | 0 | 0 | 0
DemandResponse | 0 | 0 | 0 | 0 | 0 | 0
IGCC-CCS | 0 | 0 | 0 | 0 | 0 | 0
WT_off | 0 | 0 | 0 | 0 | 0 | 0
PseudoUnit | 0 | 0 | 0 | 0 | 0 | 0
FixedInterchange | 0 | 0 | 0 | 0 | 0 | 0
Retirements of Capacity by Reporting Type: ALB
ReportingType | 2015 | 2020 | 2025 | 2030 | 2035 | 2040
BM | 0 | 0 | 0 | 0 | 0 | 0
CC | 0 | 0 | 0 | 1952 | 0 | 0
CSP | 0 | 0 | 0 | 0 | 0 | 0
CT | 0 | 0 | 0 | 0 | 129.93 | 0
Coal | 0 | 0 | 0 | 5745.83 | 0 | 0
Geo | 0 | 0 | 0 | 0 | 0 | 0
H | 0 | 0 | 0 | 0 | 0 | 0
LFG | 0 | 0 | 0 | 0 | 0 | 0
Nuc | 0 | 0 | 0 | 0 | 0 | 0
PS | 0 | 0 | 0 | 0 | 0 | 0
PV | 0 | 0 | 0 | 0 | 0 | 0
PeakG | 1375.25 | 0 | 0 | 0 | 0 | 0
PeakO | 6 | 0 | 0 | 0 | 0 | 0
ST | 0 | 0 | 0 | 0 | 0 | 0
STOG | 186 | 0 | 0 | 0 | 0 | 0
STWD | 0 | 0 | 0 | 0 | 0 | 0
WT | 0 | 0 | 0 | 0 | 0 | 0
IGCC | 0 | 0 | 0 | 0 | 0 | 0
DemandResponse | 0 | 0 | 0 | 0 | 0 | 0
IGCC-CCS | 0 | 0 | 0 | 0 | 0 | 0
WT_off | 0 | 0 | 0 | 0 | 0 | 0
PseudoUnit | 0 | 0 | 0 | 0 | 0 | 0
FixedInterchange | 0 | 0 | 0 | 0 | 0 | 0
Retirements of Capacity by Reporting Type: BC
ReportingType | 2015 | 2020 | 2025 | 2030 | 2035 | 2040
BM | 0 | 0 | 0 | 0 | 0 | 0
CC | 0 | 0 | 0 | 205 | 0 | 418.6
CSP | 0 | 0 | 0 | 0 | 0 | 0
CT | 0 | 0 | 0 | 0 | 0 | 0
Coal | 0 | 0 | 0 | 0 | 0 | 0
Geo | 0 | 0 | 0 | 0 | 0 | 0
H | 0 | 0 | 0 | 0 | 0 | 0
LFG | 0 | 0 | 0 | 0 | 0 | 0
Nuc | 0 | 0 | 0 | 0 | 0 | 0
PS | 0 | 0 | 0 | 0 | 0 | 0
PV | 0 | 0 | 0 | 0 | 0 | 0
PeakG | 141 | 0 | 0 | 0 | 0 | 0
PeakO | 44 | 0 | 0 | 0 | 0 | 0
ST | 0 | 0 | 0 | 0 | 0 | 0
STOG | 938 | 0 | 0 | 0 | 0 | 0
STWD | 0 | 0 | 0 | 0 | 0 | 0
WT | 0 | 0 | 0 | 0 | 0 | 0
IGCC | 0 | 0 | 0 | 0 | 0 | 0
DemandResponse | 0 | 0 | 0 | 0 | 0 | 0
IGCC-CCS | 0 | 0 | 0 | 0 | 0 | 0
WT_off | 0 | 0 | 0 | 0 | 0 | 0
PseudoUnit | 0 | 0 | 0 | 0 | 0 | 0
FixedInterchange | 0 | 0 | 0 | 0 | 0 | 0
Retirements of Capacity by Reporting Type: HQ_IESO
ReportingType | 2015 | 2020 | 2025 | 2030 | 2035 | 2040
BM | 0 | 0 | 0 | 0 | 0 | 0
CC | 0 | 0 | 0 | 0 | 0 | 0
CSP | 0 | 0 | 0 | 0 | 0 | 0
CT | 0 | 0 | 0 | 0 | 0 | 0
Coal | 0 | 0 | 0 | 0 | 0 | 0
Geo | 0 | 0 | 0 | 0 | 0 | 0
H | 0 | 0 | 0 | 0 | 0 | 0
LFG | 0 | 0 | 0 | 0 | 0 | 0
Nuc | 0 | 0 | 0 | 0 | 0 | 0
PS | 0 | 0 | 0 | 0 | 0 | 0
PV | 0 | 0 | 0 | 0 | 0 | 0
PeakG | 0 | 0 | 0 | 0 | 0 | 0
PeakO | 0 | 0 | 0 | 0 | 0 | 0
ST | 0 | 0 | 0 | 0 | 0 | 0
STOG | 0 | 0 | 0 | 0 | 0 | 0
STWD | 0 | 0 | 0 | 0 | 0 | 0
WT | 0 | 0 | 0 | 0 | 0 | 0
IGCC | 0 | 0 | 0 | 0 | 0 | 0
DemandResponse | 0 | 0 | 0 | 0 | 0 | 0
IGCC-CCS | 0 | 0 | 0 | 0 | 0 | 0
WT_off | 0 | 0 | 0 | 0 | 0 | 0
PseudoUnit | 0 | 0 | 0 | 0 | 0 | 0
FixedInterchange | 0 | 0 | 0 | 0 | 0 | 0
Retirements of Capacity by Reporting Type: HQ_NEISO
ReportingType | 2015 | 2020 | 2025 | 2030 | 2035 | 2040
BM | 0 | 0 | 0 | 0 | 0 | 0
CC | 0 | 0 | 0 | 0 | 0 | 0
CSP | 0 | 0 | 0 | 0 | 0 | 0
CT | 0 | 0 | 0 | 0 | 0 | 0
Coal | 0 | 0 | 0 | 0 | 0 | 0
Geo | 0 | 0 | 0 | 0 | 0 | 0
H | 0 | 0 | 0 | 0 | 0 | 0
LFG | 0 | 0 | 0 | 0 | 0 | 0
Nuc | 0 | 0 | 0 | 0 | 0 | 0
PS | 0 | 0 | 0 | 0 | 0 | 0
PV | 0 | 0 | 0 | 0 | 0 | 0
PeakG | 0 | 0 | 0 | 0 | 0 | 0
PeakO | 0 | 0 | 0 | 0 | 0 | 0
ST | 0 | 0 | 0 | 0 | 0 | 0
STOG | 0 | 0 | 0 | 0 | 0 | 0
STWD | 0 | 0 | 0 | 0 | 0 | 0
WT | 0 | 0 | 0 | 0 | 0 | 0
IGCC | 0 | 0 | 0 | 0 | 0 | 0
DemandResponse | 0 | 0 | 0 | 0 | 0 | 0
IGCC-CCS | 0 | 0 | 0 | 0 | 0 | 0
WT_off | 0 | 0 | 0 | 0 | 0 | 0
PseudoUnit | 0 | 0 | 0 | 0 | 0 | 0
FixedInterchange | 0 | 0 | 0 | 0 | 0 | 0
Retirements of Capacity by Reporting Type: HQ_NY
ReportingType | 2015 | 2020 | 2025 | 2030 | 2035 | 2040
BM | 0 | 0 | 0 | 0 | 0 | 0
CC | 0 | 0 | 0 | 0 | 0 | 0
CSP | 0 | 0 | 0 | 0 | 0 | 0
CT | 0 | 0 | 0 | 0 | 0 | 0
Coal | 0 | 0 | 0 | 0 | 0 | 0
Geo | 0 | 0 | 0 | 0 | 0 | 0
H | 0 | 0 | 0 | 0 | 0 | 0
LFG | 0 | 0 | 0 | 0 | 0 | 0
Nuc | 0 | 0 | 0 | 0 | 0 | 0
PS | 0 | 0 | 0 | 0 | 0 | 0
PV | 0 | 0 | 0 | 0 | 0 | 0
PeakG | 0 | 0 | 0 | 0 | 0 | 0
PeakO | 0 | 0 | 0 | 0 | 0 | 0
ST | 0 | 0 | 0 | 0 | 0 | 0
STOG | 0 | 0 | 0 | 0 | 0 | 0
STWD | 0 | 0 | 0 | 0 | 0 | 0
WT | 0 | 0 | 0 | 0 | 0 | 0
IGCC | 0 | 0 | 0 | 0 | 0 | 0
DemandResponse | 0 | 0 | 0 | 0 | 0 | 0
IGCC-CCS | 0 | 0 | 0 | 0 | 0 | 0
WT_off | 0 | 0 | 0 | 0 | 0 | 0
PseudoUnit | 0 | 0 | 0 | 0 | 0 | 0
FixedInterchange | 0 | 0 | 0 | 0 | 0 | 0
Retirements of Capacity by Reporting Type: MARITIMES
ReportingType | 2015 | 2020 | 2025 | 2030 | 2035 | 2040
BM | 0 | 0 | 0 | 0 | 0 | 0
CC | 0 | 0 | 0 | 0 | 0 | 0
CSP | 0 | 0 | 0 | 0 | 0 | 0
CT | 0 | 0 | 0 | 0 | 0 | 0
Coal | 0 | 0 | 0 | 0 | 0 | 0
Geo | 0 | 0 | 0 | 0 | 0 | 0
H | 0 | 0 | 0 | 0 | 0 | 0
LFG | 0 | 0 | 0 | 0 | 0 | 0
Nuc | 0 | 0 | 0 | 0 | 0 | 0
PS | 0 | 0 | 0 | 0 | 0 | 0
PV | 0 | 0 | 0 | 0 | 0 | 0
PeakG | 0 | 0 | 0 | 0 | 0 | 0
PeakO | 0 | 0 | 0 | 0 | 0 | 0
ST | 0 | 0 | 0 | 0 | 0 | 0
STOG | 0 | 0 | 0 | 0 | 0 | 0
STWD | 0 | 0 | 0 | 0 | 0 | 0
WT | 0 | 0 | 0 | 0 | 0 | 0
IGCC | 0 | 0 | 0 | 0 | 0 | 0
DemandResponse | 0 | 0 | 0 | 0 | 0 | 0
IGCC-CCS | 0 | 0 | 0 | 0 | 0 | 0
WT_off | 0 | 0 | 0 | 0 | 0 | 0
PseudoUnit | 0 | 0 | 0 | 0 | 0 | 0
FixedInterchange | 0 | 0 | 0 | 0 | 0 | 0
Retirements of Capacity by Reporting Type: All
ReportingType | 2015 | 2020 | 2025 | 2030 | 2035 | 2040
BM | 0 | 0 | 0 | 0 | 0 | 0
CC | 9751.91 | 3020.5 | 2342.01 | 12937.32 | 54111.02 | 67530.9
CSP | 475 | 0 | 0 | 0 | 0 | 0
CT | 0 | 0 | 0 | 752.9 | 5126.45 | 300
Coal | 176382.24 | 75372.55 | 33499.16 | 12262.76 | 3601.14 | 0
Geo | 4.8 | 0 | 0 | 0 | 0 | 0
H | 0 | 0 | 0 | 0 | 0 | 0
LFG | 0 | 0 | 0 | 0 | 0 | 0
Nuc | 0 | 614.5 | 0 | 1488.2 | 26575.7 | 19706
PS | 0 | 0 | 0 | 0 | 0 | 0
PV | 0 | 0 | 0 | 0 | 1081.24 | 0.05
PeakG | 5245.75 | 0 | 559 | 12458.3 | 2333.04 | 1428.3
PeakO | 3379.7 | 0 | 1156.32 | 1316.68 | 1402 | 3308
ST | 0 | 0 | 0 | 0 | 0 | 0
STOG | 61672.35 | 0 | 12331.69 | 6098.3 | 14325.93 | 7857.96
STWD | 0 | 0 | 0 | 0 | 0 | 0
WT | 126.2 | 0 | 0 | 0 | 302.4 | 0
IGCC | 0 | 0 | 0 | 0 | 0 | 0
DemandResponse | 0 | 0 | 0 | 0 | 0 | 0
IGCC-CCS | 0 | 0 | 0 | 0 | 0 | 0
WT_off | 0 | 0 | 0 | 0 | 0 | 0
PseudoUnit | 0 | 0 | 0 | 0 | 0 | 0
FixedInterchange | 0 | 0 | 0 | 0 | 0 | 0
Retirements of Capacity by Reporting Type: EI_US
ReportingType | 2015 | 2020 | 2025 | 2030 | 2035 | 2040
BM | 0 | 0 | 0 | 0 | 0 | 0
CC | 1035.91 | 3020.5 | 1611.01 | 9499.9 | 35355.39 | 61042.64
CSP | 0 | 0 | 0 | 0 | 0 | 0
CT | 0 | 0 | 0 | 752.9 | 3127.92 | 300
Coal | 143369.81 | 69660.83 | 21371.08 | 2718.09 | 3601.14 | 0
Geo | 0 | 0 | 0 | 0 | 0 | 0
H | 0 | 0 | 0 | 0 | 0 | 0
LFG | 0 | 0 | 0 | 0 | 0 | 0
Nuc | 0 | 614.5 | 0 | 1488.2 | 25545.7 | 18166
PS | 0 | 0 | 0 | 0 | 0 | 0
PV | 0 | 0 | 0 | 0 | 0 | 0.05
PeakG | 478.5 | 0 | 0 | 12458.3 | 2333.04 | 1428.3
PeakO | 2613.7 | 0 | 1152.32 | 1316.68 | 1351 | 3308
ST | 0 | 0 | 0 | 0 | 0 | 0
STOG | 43923.65 | 0 | 7821.83 | 2148.22 | 4124.87 | 7857.96
STWD | 0 | 0 | 0 | 0 | 0 | 0
WT | 0 | 0 | 0 | 0 | 0 | 0
IGCC | 0 | 0 | 0 | 0 | 0 | 0
DemandResponse | 0 | 0 | 0 | 0 | 0 | 0
IGCC-CCS | 0 | 0 | 0 | 0 | 0 | 0
WT_off | 0 | 0 | 0 | 0 | 0 | 0
PseudoUnit | 0 | 0 | 0 | 0 | 0 | 0
FixedInterchange | 0 | 0 | 0 | 0 | 0 | 0
Retirements of Capacity by Reporting Type: EI_Canada
ReportingType | 2015 | 2020 | 2025 | 2030 | 2035 | 2040
BM | 0 | 0 | 0 | 0 | 0 | 0
CC | 5943 | 0 | 731 | 0 | 0 | 281.76
CSP | 0 | 0 | 0 | 0 | 0 | 0
CT | 0 | 0 | 0 | 0 | 368 | 0
Coal | 7492.84 | 560.33 | 108.73 | 0 | 0 | 0
Geo | 0 | 0 | 0 | 0 | 0 | 0
H | 0 | 0 | 0 | 0 | 0 | 0
LFG | 0 | 0 | 0 | 0 | 0 | 0
Nuc | 0 | 0 | 0 | 0 | 1030 | 1540
PS | 0 | 0 | 0 | 0 | 0 | 0
PV | 0 | 0 | 0 | 0 | 1067.26 | 0
PeakG | 584 | 0 | 559 | 0 | 0 | 0
PeakO | 175 | 0 | 4 | 0 | 0 | 0
ST | 0 | 0 | 0 | 0 | 0 | 0
STOG | 2126 | 0 | 126 | 0 | 0 | 0
STWD | 0 | 0 | 0 | 0 | 0 | 0
WT | 0 | 0 | 0 | 0 | 302.4 | 0
IGCC | 0 | 0 | 0 | 0 | 0 | 0
DemandResponse | 0 | 0 | 0 | 0 | 0 | 0
IGCC-CCS | 0 | 0 | 0 | 0 | 0 | 0
WT_off | 0 | 0 | 0 | 0 | 0 | 0
PseudoUnit | 0 | 0 | 0 | 0 | 0 | 0
FixedInterchange | 0 | 0 | 0 | 0 | 0 | 0
Retirements of Capacity by Reporting Type: EI
ReportingType | 2015 | 2020 | 2025 | 2030 | 2035 | 2040
BM | 0 | 0 | 0 | 0 | 0 | 0
CC | 6978.91 | 3020.5 | 2342.01 | 9499.9 | 35355.39 | 61324.4
CSP | 0 | 0 | 0 | 0 | 0 | 0
CT | 0 | 0 | 0 | 752.9 | 3495.92 | 300
Coal | 150862.65 | 70221.16 | 21479.81 | 2718.09 | 3601.14 | 0
Geo | 0 | 0 | 0 | 0 | 0 | 0
H | 0 | 0 | 0 | 0 | 0 | 0
LFG | 0 | 0 | 0 | 0 | 0 | 0
Nuc | 0 | 614.5 | 0 | 1488.2 | 26575.7 | 19706
PS | 0 | 0 | 0 | 0 | 0 | 0
PV | 0 | 0 | 0 | 0 | 1067.26 | 0.05
PeakG | 1062.5 | 0 | 559 | 12458.3 | 2333.04 | 1428.3
PeakO | 2788.7 | 0 | 1156.32 | 1316.68 | 1351 | 3308
ST | 0 | 0 | 0 | 0 | 0 | 0
STOG | 46049.65 | 0 | 7947.83 | 2148.22 | 4124.87 | 7857.96
STWD | 0 | 0 | 0 | 0 | 0 | 0
WT | 0 | 0 | 0 | 0 | 302.4 | 0
IGCC | 0 | 0 | 0 | 0 | 0 | 0
DemandResponse | 0 | 0 | 0 | 0 | 0 | 0
IGCC-CCS | 0 | 0 | 0 | 0 | 0 | 0
WT_off | 0 | 0 | 0 | 0 | 0 | 0
PseudoUnit | 0 | 0 | 0 | 0 | 0 | 0
FixedInterchange | 0 | 0 | 0 | 0 | 0 | 0
Retirements of Capacity by Reporting Type: Outside_EI
ReportingType | 2015 | 2020 | 2025 | 2030 | 2035 | 2040
BM | 0 | 0 | 0 | 0 | 0 | 0
CC | 2773 | 0 | 0 | 3437.42 | 18755.62 | 6206.51
CSP | 475 | 0 | 0 | 0 | 0 | 0
CT | 0 | 0 | 0 | 0 | 1630.53 | 0
Coal | 25519.59 | 5151.38 | 12019.35 | 9544.67 | 0 | 0
Geo | 4.8 | 0 | 0 | 0 | 0 | 0
H | 0 | 0 | 0 | 0 | 0 | 0
LFG | 0 | 0 | 0 | 0 | 0 | 0
Nuc | 0 | 0 | 0 | 0 | 0 | 0
PS | 0 | 0 | 0 | 0 | 0 | 0
PV | 0 | 0 | 0 | 0 | 13.99 | 0
PeakG | 4183.25 | 0 | 0 | 0 | 0 | 0
PeakO | 591 | 0 | 0 | 0 | 51 | 0
ST | 0 | 0 | 0 | 0 | 0 | 0
STOG | 15622.7 | 0 | 4383.86 | 3950.07 | 10201.06 | 0
STWD | 0 | 0 | 0 | 0 | 0 | 0
WT | 126.2 | 0 | 0 | 0 | 0 | 0
IGCC | 0 | 0 | 0 | 0 | 0 | 0
DemandResponse | 0 | 0 | 0 | 0 | 0 | 0
IGCC-CCS | 0 | 0 | 0 | 0 | 0 | 0
WT_off | 0 | 0 | 0 | 0 | 0 | 0
PseudoUnit | 0 | 0 | 0 | 0 | 0 | 0
FixedInterchange | 0 | 0 | 0 | 0 | 0 | 0
#4 | Cumulative Retirements of Capacity (MW)
Cumulative Retirements of Capacity by Reporting Type: Entergy
ReportingType | 2015 | 2020 | 2025 | 2030 | 2035 | 2040
BM | 0 | 0 | 0 | 0 | 0 | 0
CC | 0 | 0 | 168.89 | 209 | 8801.81 | 13038.78
CSP | 0 | 0 | 0 | 0 | 0 | 0
CT | 0 | 0 | 0 | 0 | 0 | 0
Coal | 1246.26 | 8308.9 | 8308.9 | 8308.9 | 8308.9 | 8308.9
Geo | 0 | 0 | 0 | 0 | 0 | 0
H | 0 | 0 | 0 | 0 | 0 | 0
LFG | 0 | 0 | 0 | 0 | 0 | 0
Nuc | 0 | 0 | 0 | 0 | 842 | 1839
PS | 0 | 0 | 0 | 0 | 0 | 0
PV | 0 | 0 | 0 | 0 | 0 | 0
PeakG | 0 | 0 | 0 | 2150.31 | 2150.31 | 2150.31
PeakO | 0 | 0 | 174 | 174 | 174 | 174
ST | 0 | 0 | 0 | 0 | 0 | 0
STOG | 13385.39 | 13385.39 | 14865 | 14865 | 14865 | 14865
STWD | 0 | 0 | 0 | 0 | 0 | 0
WT | 0 | 0 | 0 | 0 | 0 | 0
IGCC | 0 | 0 | 0 | 0 | 0 | 0
DemandResponse | 0 | 0 | 0 | 0 | 0 | 0
IGCC-CCS | 0 | 0 | 0 | 0 | 0 | 0
WT_off | 0 | 0 | 0 | 0 | 0 | 0
PseudoUnit | 0 | 0 | 0 | 0 | 0 | 0
FixedInterchange | 0 | 0 | 0 | 0 | 0 | 0
Cumulative Retirements of Capacity by Reporting Type: FRCC
ReportingType | 2015 | 2020 | 2025 | 2030 | 2035 | 2040
BM | 0 | 0 | 0 | 0 | 0 | 0
CC | 0 | 0 | 0 | 7498.19 | 14657.52 | 14657.52
CSP | 0 | 0 | 0 | 0 | 0 | 0
CT | 0 | 0 | 0 | 0 | 2480 | 2480
Coal | 7107.4 | 8211.4 | 8211.4 | 8211.4 | 8211.4 | 8211.4
Geo | 0 | 0 | 0 | 0 | 0 | 0
H | 0 | 0 | 0 | 0 | 0 | 0
LFG | 0 | 0 | 0 | 0 | 0 | 0
Nuc | 0 | 0 | 0 | 0 | 1615.33 | 3292.33
PS | 0 | 0 | 0 | 0 | 0 | 0
PV | 0 | 0 | 0 | 0 | 0 | 0
PeakG | 0 | 0 | 0 | 2080.31 | 2080.31 | 2080.31
PeakO | 0 | 0 | 978.32 | 2283 | 2283 | 2283
ST | 0 | 0 | 0 | 0 | 0 | 0
STOG | 9616.05 | 9616.05 | 9833 | 9833 | 9833 | 9833
STWD | 0 | 0 | 0 | 0 | 0 | 0
WT | 0 | 0 | 0 | 0 | 0 | 0
IGCC | 0 | 0 | 0 | 0 | 0 | 0
DemandResponse | 0 | 0 | 0 | 0 | 0 | 0
IGCC-CCS | 0 | 0 | 0 | 0 | 0 | 0
WT_off | 0 | 0 | 0 | 0 | 0 | 0
PseudoUnit | 0 | 0 | 0 | 0 | 0 | 0
FixedInterchange | 0 | 0 | 0 | 0 | 0 | 0
Cumulative Retirements of Capacity by Reporting Type: MAPP_US
ReportingType | 2015 | 2020 | 2025 | 2030 | 2035 | 2040
BM | 0 | 0 | 0 | 0 | 0 | 0
CC | 0 | 0 | 0 | 0 | 0 | 0
CSP | 0 | 0 | 0 | 0 | 0 | 0
CT | 0 | 0 | 0 | 0 | 0 | 0
Coal | 1891.09 | 2608.34 | 3459.98 | 3459.98 | 3459.98 | 3459.98
Geo | 0 | 0 | 0 | 0 | 0 | 0
H | 0 | 0 | 0 | 0 | 0 | 0
LFG | 0 | 0 | 0 | 0 | 0 | 0
Nuc | 0 | 0 | 0 | 0 | 0 | 0
PS | 0 | 0 | 0 | 0 | 0 | 0
PV | 0 | 0 | 0 | 0 | 0 | 0
PeakG | 0 | 0 | 0 | 0 | 0 | 0
PeakO | 0 | 0 | 0 | 0 | 0 | 0
ST | 0 | 0 | 0 | 0 | 0 | 0
STOG | 36 | 36 | 36 | 36 | 36 | 36
STWD | 0 | 0 | 0 | 0 | 0 | 0
WT | 0 | 0 | 0 | 0 | 0 | 0
IGCC | 0 | 0 | 0 | 0 | 0 | 0
DemandResponse | 0 | 0 | 0 | 0 | 0 | 0
IGCC-CCS | 0 | 0 | 0 | 0 | 0 | 0
WT_off | 0 | 0 | 0 | 0 | 0 | 0
PseudoUnit | 0 | 0 | 0 | 0 | 0 | 0
FixedInterchange | 0 | 0 | 0 | 0 | 0 | 0
Cumulative Retirements of Capacity by Reporting Type: MISO_IN
ReportingType | 2015 | 2020 | 2025 | 2030 | 2035 | 2040
BM | 0 | 0 | 0 | 0 | 0 | 0
CC | 0 | 0 | 0 | 0 | 0 | 1018.16
CSP | 0 | 0 | 0 | 0 | 0 | 0
CT | 0 | 0 | 0 | 0 | 0 | 0
Coal | 7202.7 | 10255.7 | 10255.7 | 10255.7 | 10255.7 | 10255.7
Geo | 0 | 0 | 0 | 0 | 0 | 0
H | 0 | 0 | 0 | 0 | 0 | 0
LFG | 0 | 0 | 0 | 0 | 0 | 0
Nuc | 0 | 0 | 0 | 0 | 0 | 0
PS | 0 | 0 | 0 | 0 | 0 | 0
PV | 0 | 0 | 0 | 0 | 0 | 0.05
PeakG | 0 | 0 | 0 | 0 | 0 | 0
PeakO | 0 | 0 | 0 | 0 | 0 | 0
ST | 0 | 0 | 0 | 0 | 0 | 0
STOG | 0 | 0 | 0 | 0 | 0 | 279
STWD | 0 | 0 | 0 | 0 | 0 | 0
WT | 0 | 0 | 0 | 0 | 0 | 0
IGCC | 0 | 0 | 0 | 0 | 0 | 0
DemandResponse | 0 | 0 | 0 | 0 | 0 | 0
IGCC-CCS | 0 | 0 | 0 | 0 | 0 | 0
WT_off | 0 | 0 | 0 | 0 | 0 | 0
PseudoUnit | 0 | 0 | 0 | 0 | 0 | 0
FixedInterchange | 0 | 0 | 0 | 0 | 0 | 0
Cumulative Retirements of Capacity by Reporting Type: MISO_MI
ReportingType | 2015 | 2020 | 2025 | 2030 | 2035 | 2040
BM | 0 | 0 | 0 | 0 | 0 | 0
CC | 0 | 0 | 0 | 0 | 0 | 2488.58
CSP | 0 | 0 | 0 | 0 | 0 | 0
CT | 0 | 0 | 0 | 0 | 0 | 0
Coal | 6340 | 10792 | 10792 | 10792 | 10792 | 10792
Geo | 0 | 0 | 0 | 0 | 0 | 0
H | 0 | 0 | 0 | 0 | 0 | 0
LFG | 0 | 0 | 0 | 0 | 0 | 0
Nuc | 0 | 0 | 0 | 0 | 778 | 778
PS | 0 | 0 | 0 | 0 | 0 | 0
PV | 0 | 0 | 0 | 0 | 0 | 0
PeakG | 0 | 0 | 0 | 0 | 0 | 0
PeakO | 0 | 0 | 0 | 0 | 0 | 0
ST | 0 | 0 | 0 | 0 | 0 | 0
STOG | 0 | 0 | 0 | 0 | 0 | 2852
STWD | 0 | 0 | 0 | 0 | 0 | 0
WT | 0 | 0 | 0 | 0 | 0 | 0
IGCC | 0 | 0 | 0 | 0 | 0 | 0
DemandResponse | 0 | 0 | 0 | 0 | 0 | 0
IGCC-CCS | 0 | 0 | 0 | 0 | 0 | 0
WT_off | 0 | 0 | 0 | 0 | 0 | 0
PseudoUnit | 0 | 0 | 0 | 0 | 0 | 0
FixedInterchange | 0 | 0 | 0 | 0 | 0 | 0
Cumulative Retirements of Capacity by Reporting Type: MISO_MO-IL
ReportingType | 2015 | 2020 | 2025 | 2030 | 2035 | 2040
BM | 0 | 0 | 0 | 0 | 0 | 0
CC | 0 | 0 | 0 | 0 | 0 | 0
CSP | 0 | 0 | 0 | 0 | 0 | 0
CT | 0 | 0 | 0 | 0 | 0 | 0
Coal | 4855.63 | 12967.7 | 12967.7 | 12967.7 | 12967.7 | 12967.7
Geo | 0 | 0 | 0 | 0 | 0 | 0
H | 0 | 0 | 0 | 0 | 0 | 0
LFG | 0 | 0 | 0 | 0 | 0 | 0
Nuc | 0 | 0 | 0 | 0 | 0 | 0
PS | 0 | 0 | 0 | 0 | 0 | 0
PV | 0 | 0 | 0 | 0 | 0 | 0
PeakG | 0 | 0 | 0 | 0 | 0 | 0
PeakO | 0 | 0 | 0 | 0 | 0 | 0
ST | 0 | 0 | 0 | 0 | 0 | 0
STOG | 0 | 0 | 0 | 0 | 0 | 592
STWD | 0 | 0 | 0 | 0 | 0 | 0
WT | 0 | 0 | 0 | 0 | 0 | 0
IGCC | 0 | 0 | 0 | 0 | 0 | 0
DemandResponse | 0 | 0 | 0 | 0 | 0 | 0
IGCC-CCS | 0 | 0 | 0 | 0 | 0 | 0
WT_off | 0 | 0 | 0 | 0 | 0 | 0
PseudoUnit | 0 | 0 | 0 | 0 | 0 | 0
FixedInterchange | 0 | 0 | 0 | 0 | 0 | 0
Cumulative Retirements of Capacity by Reporting Type: MISO_W
ReportingType | 2015 | 2020 | 2025 | 2030 | 2035 | 2040
BM | 0 | 0 | 0 | 0 | 0 | 0
CC | 0 | 0 | 0 | 0 | 0 | 11
CSP | 0 | 0 | 0 | 0 | 0 | 0
CT | 0 | 0 | 0 | 0 | 0 | 0
Coal | 4076.19 | 9507.73 | 10835.19 | 10835.19 | 13134.59 | 13134.59
Geo | 0 | 0 | 0 | 0 | 0 | 0
H | 0 | 0 | 0 | 0 | 0 | 0
LFG | 0 | 0 | 0 | 0 | 0 | 0
Nuc | 0 | 0 | 0 | 0 | 2361.23 | 2361.23
PS | 0 | 0 | 0 | 0 | 0 | 0
PV | 0 | 0 | 0 | 0 | 0 | 0
PeakG | 0 | 0 | 0 | 0 | 0 | 0
PeakO | 0 | 0 | 0 | 0 | 0 | 0
ST | 0 | 0 | 0 | 0 | 0 | 0
STOG | 0 | 0 | 0 | 0 | 0 | 172
STWD | 0 | 0 | 0 | 0 | 0 | 0
WT | 0 | 0 | 0 | 0 | 0 | 0
IGCC | 0 | 0 | 0 | 0 | 0 | 0
DemandResponse | 0 | 0 | 0 | 0 | 0 | 0
IGCC-CCS | 0 | 0 | 0 | 0 | 0 | 0
WT_off | 0 | 0 | 0 | 0 | 0 | 0
PseudoUnit | 0 | 0 | 0 | 0 | 0 | 0
FixedInterchange | 0 | 0 | 0 | 0 | 0 | 0
Cumulative Retirements of Capacity by Reporting Type: MISO_WUMS
ReportingType | 2015 | 2020 | 2025 | 2030 | 2035 | 2040
BM | 0 | 0 | 0 | 0 | 0 | 0
CC | 0 | 0 | 0 | 0 | 0 | 8205.76
CSP | 0 | 0 | 0 | 0 | 0 | 0
CT | 0 | 0 | 0 | 0 | 0 | 0
Coal | 4191.1 | 6393.2 | 6393.2 | 6393.2 | 6393.2 | 6393.2
Geo | 0 | 0 | 0 | 0 | 0 | 0
H | 0 | 0 | 0 | 0 | 0 | 0
LFG | 0 | 0 | 0 | 0 | 0 | 0
Nuc | 0 | 0 | 0 | 0 | 1816.9 | 1816.9
PS | 0 | 0 | 0 | 0 | 0 | 0
PV | 0 | 0 | 0 | 0 | 0 | 0
PeakG | 0 | 0 | 0 | 0 | 0 | 0
PeakO | 0 | 0 | 0 | 0 | 0 | 0
ST | 0 | 0 | 0 | 0 | 0 | 0
STOG | 59.5 | 59.5 | 59.5 | 59.5 | 59.5 | 360
STWD | 0 | 0 | 0 | 0 | 0 | 0
WT | 0 | 0 | 0 | 0 | 0 | 0
IGCC | 0 | 0 | 0 | 0 | 0 | 0
DemandResponse | 0 | 0 | 0 | 0 | 0 | 0
IGCC-CCS | 0 | 0 | 0 | 0 | 0 | 0
WT_off | 0 | 0 | 0 | 0 | 0 | 0
PseudoUnit | 0 | 0 | 0 | 0 | 0 | 0
FixedInterchange | 0 | 0 | 0 | 0 | 0 | 0
Cumulative Retirements of Capacity by Reporting Type: Nebraska
ReportingType | 2015 | 2020 | 2025 | 2030 | 2035 | 2040
BM | 0 | 0 | 0 | 0 | 0 | 0
CC | 0 | 0 | 0 | 0 | 0 | 0
CSP | 0 | 0 | 0 | 0 | 0 | 0
CT | 0 | 0 | 0 | 0 | 0 | 0
Coal | 0 | 3195.8 | 3195.8 | 3195.8 | 3195.8 | 3195.8
Geo | 0 | 0 | 0 | 0 | 0 | 0
H | 0 | 0 | 0 | 0 | 0 | 0
LFG | 0 | 0 | 0 | 0 | 0 | 0
Nuc | 0 | 0 | 0 | 0 | 1251.8 | 1251.8
PS | 0 | 0 | 0 | 0 | 0 | 0
PV | 0 | 0 | 0 | 0 | 0 | 0
PeakG | 0 | 0 | 0 | 0 | 0 | 0
PeakO | 0 | 0 | 0 | 0 | 0 | 0
ST | 0 | 0 | 0 | 0 | 0 | 0
STOG | 270 | 270 | 270 | 270 | 270 | 270
STWD | 0 | 0 | 0 | 0 | 0 | 0
WT | 0 | 0 | 0 | 0 | 0 | 0
IGCC | 0 | 0 | 0 | 0 | 0 | 0
DemandResponse | 0 | 0 | 0 | 0 | 0 | 0
IGCC-CCS | 0 | 0 | 0 | 0 | 0 | 0
WT_off | 0 | 0 | 0 | 0 | 0 | 0
PseudoUnit | 0 | 0 | 0 | 0 | 0 | 0
FixedInterchange | 0 | 0 | 0 | 0 | 0 | 0
Cumulative Retirements of Capacity by Reporting Type: NEISO
ReportingType | 2015 | 2020 | 2025 | 2030 | 2035 | 2040
BM | 0 | 0 | 0 | 0 | 0 | 0
CC | 1035.91 | 4056.41 | 5498.53 | 5761.16 | 5761.16 | 7810.66
CSP | 0 | 0 | 0 | 0 | 0 | 0
CT | 0 | 0 | 0 | 9.5 | 199.43 | 199.43
Coal | 2250.13 | 2570.13 | 2570.13 | 2570.13 | 2570.13 | 2570.13
Geo | 0 | 0 | 0 | 0 | 0 | 0
H | 0 | 0 | 0 | 0 | 0 | 0
LFG | 0 | 0 | 0 | 0 | 0 | 0
Nuc | 0 | 0 | 0 | 0 | 1289 | 2165.92
PS | 0 | 0 | 0 | 0 | 0 | 0
PV | 0 | 0 | 0 | 0 | 0 | 0
PeakG | 0 | 0 | 0 | 0 | 0 | 0
PeakO | 1183 | 1183 | 1183 | 1183 | 1183 | 1183
ST | 0 | 0 | 0 | 0 | 0 | 0
STOG | 6237 | 6237 | 6237 | 6237 | 6237 | 6237
STWD | 0 | 0 | 0 | 0 | 0 | 0
WT | 0 | 0 | 0 | 0 | 0 | 0
IGCC | 0 | 0 | 0 | 0 | 0 | 0
DemandResponse | 0 | 0 | 0 | 0 | 0 | 0
IGCC-CCS | 0 | 0 | 0 | 0 | 0 | 0
WT_off | 0 | 0 | 0 | 0 | 0 | 0
PseudoUnit | 0 | 0 | 0 | 0 | 0 | 0
FixedInterchange | 0 | 0 | 0 | 0 | 0 | 0
Cumulative Retirements of Capacity by Reporting Type: NonRTO_Midwest
ReportingType | 2015 | 2020 | 2025 | 2030 | 2035 | 2040
BM | 0 | 0 | 0 | 0 | 0 | 0
CC | 0 | 0 | 0 | 0 | 0 | 3093.05
CSP | 0 | 0 | 0 | 0 | 0 | 0
CT | 0 | 0 | 0 | 0 | 0 | 0
Coal | 4409.7 | 7198.03 | 8017.01 | 8794.19 | 8794.19 | 8794.19
Geo | 0 | 0 | 0 | 0 | 0 | 0
H | 0 | 0 | 0 | 0 | 0 | 0
LFG | 0 | 0 | 0 | 0 | 0 | 0
Nuc | 0 | 0 | 0 | 0 | 0 | 0
PS | 0 | 0 | 0 | 0 | 0 | 0
PV | 0 | 0 | 0 | 0 | 0 | 0
PeakG | 0 | 0 | 0 | 99 | 1568.11 | 2996.42
PeakO | 0 | 0 | 0 | 12 | 12 | 12
ST | 0 | 0 | 0 | 0 | 0 | 0
STOG | 0 | 0 | 0 | 0 | 0 | 0
STWD | 0 | 0 | 0 | 0 | 0 | 0
WT | 0 | 0 | 0 | 0 | 0 | 0
IGCC | 0 | 0 | 0 | 0 | 0 | 0
DemandResponse | 0 | 0 | 0 | 0 | 0 | 0
IGCC-CCS | 0 | 0 | 0 | 0 | 0 | 0
WT_off | 0 | 0 | 0 | 0 | 0 | 0
PseudoUnit | 0 | 0 | 0 | 0 | 0 | 0
FixedInterchange | 0 | 0 | 0 | 0 | 0 | 0
Cumulative Retirements of Capacity by Reporting Type: NYISO_A-F
ReportingType | 2015 | 2020 | 2025 | 2030 | 2035 | 2040
BM | 0 | 0 | 0 | 0 | 0 | 0
CC | 0 | 0 | 0 | 1512.97 | 2006.65 | 2645.65
CSP | 0 | 0 | 0 | 0 | 0 | 0
CT | 0 | 0 | 0 | 0 | 0 | 0
Coal | 2251.9 | 2251.9 | 2251.9 | 2251.9 | 2251.9 | 2251.9
Geo | 0 | 0 | 0 | 0 | 0 | 0
H | 0 | 0 | 0 | 0 | 0 | 0
LFG | 0 | 0 | 0 | 0 | 0 | 0
Nuc | 0 | 0 | 0 | 621.2 | 1201.7 | 2053.9
PS | 0 | 0 | 0 | 0 | 0 | 0
PV | 0 | 0 | 0 | 0 | 0 | 0
PeakG | 0 | 0 | 0 | 0 | 0 | 0
PeakO | 0 | 0 | 0 | 0 | 0 | 0
ST | 0 | 0 | 0 | 0 | 0 | 0
STOG | 1701 | 1701 | 1701 | 1701 | 1701 | 1701
STWD | 0 | 0 | 0 | 0 | 0 | 0
WT | 0 | 0 | 0 | 0 | 0 | 0
IGCC | 0 | 0 | 0 | 0 | 0 | 0
DemandResponse | 0 | 0 | 0 | 0 | 0 | 0
IGCC-CCS | 0 | 0 | 0 | 0 | 0 | 0
WT_off | 0 | 0 | 0 | 0 | 0 | 0
PseudoUnit | 0 | 0 | 0 | 0 | 0 | 0
FixedInterchange | 0 | 0 | 0 | 0 | 0 | 0
Cumulative Retirements of Capacity by Reporting Type: NYISO_G-I
ReportingType | 2015 | 2020 | 2025 | 2030 | 2035 | 2040
BM | 0 | 0 | 0 | 0 | 0 | 0
CC | 0 | 0 | 0 | 0 | 0 | 0
CSP | 0 | 0 | 0 | 0 | 0 | 0
CT | 0 | 0 | 0 | 0 | 0 | 0
Coal | 368.2 | 368.2 | 368.2 | 368.2 | 368.2 | 368.2
Geo | 0 | 0 | 0 | 0 | 0 | 0
H | 0 | 0 | 0 | 0 | 0 | 0
LFG | 0 | 0 | 0 | 0 | 0 | 0
Nuc | 0 | 0 | 0 | 0 | 1019.6 | 2044.6
PS | 0 | 0 | 0 | 0 | 0 | 0
PV | 0 | 0 | 0 | 0 | 0 | 0
PeakG | 0 | 0 | 0 | 0 | 0 | 0
PeakO | 0 | 0 | 0 | 0 | 0 | 0
ST | 0 | 0 | 0 | 0 | 0 | 0
STOG | 2431 | 2431 | 2431 | 2431 | 2431 | 2431
STWD | 0 | 0 | 0 | 0 | 0 | 0
WT | 0 | 0 | 0 | 0 | 0 | 0
IGCC | 0 | 0 | 0 | 0 | 0 | 0
DemandResponse | 0 | 0 | 0 | 0 | 0 | 0
IGCC-CCS | 0 | 0 | 0 | 0 | 0 | 0
WT_off | 0 | 0 | 0 | 0 | 0 | 0
PseudoUnit | 0 | 0 | 0 | 0 | 0 | 0
FixedInterchange | 0 | 0 | 0 | 0 | 0 | 0
Cumulative Retirements of Capacity by Reporting Type: NYISO_J-K
ReportingType | 2015 | 2020 | 2025 | 2030 | 2035 | 2040
BM | 0 | 0 | 0 | 0 | 0 | 0
CC | 0 | 0 | 0 | 0 | 0 | 0
CSP | 0 | 0 | 0 | 0 | 0 | 0
CT | 0 | 0 | 0 | 0 | 0 | 0
Coal | 0 | 0 | 0 | 0 | 0 | 0
Geo | 0 | 0 | 0 | 0 | 0 | 0
H | 0 | 0 | 0 | 0 | 0 | 0
LFG | 0 | 0 | 0 | 0 | 0 | 0
Nuc | 0 | 0 | 0 | 0 | 0 | 0
PS | 0 | 0 | 0 | 0 | 0 | 0
PV | 0 | 0 | 0 | 0 | 0 | 0
PeakG | 0 | 0 | 0 | 0 | 0 | 0
PeakO | 0 | 0 | 0 | 0 | 0 | 0
ST | 0 | 0 | 0 | 0 | 0 | 0
STOG | 3499.54 | 3499.54 | 3499.54 | 3499.54 | 3499.54 | 3499.54
STWD | 0 | 0 | 0 | 0 | 0 | 0
WT | 0 | 0 | 0 | 0 | 0 | 0
IGCC | 0 | 0 | 0 | 0 | 0 | 0
DemandResponse | 0 | 0 | 0 | 0 | 0 | 0
IGCC-CCS | 0 | 0 | 0 | 0 | 0 | 0
WT_off | 0 | 0 | 0 | 0 | 0 | 0
PseudoUnit | 0 | 0 | 0 | 0 | 0 | 0
FixedInterchange | 0 | 0 | 0 | 0 | 0 | 0
Cumulative Retirements of Capacity by Reporting Type: PJM_E
ReportingType | 2015 | 2020 | 2025 | 2030 | 2035 | 2040
BM | 0 | 0 | 0 | 0 | 0 | 0
CC | 0 | 0 | 0 | 0 | 618.3 | 1141.3
CSP | 0 | 0 | 0 | 0 | 0 | 0
CT | 0 | 0 | 0 | 26.2 | 26.2 | 26.2
Coal | 2804 | 3372 | 3372 | 3372 | 3372 | 3372
Geo | 0 | 0 | 0 | 0 | 0 | 0
H | 0 | 0 | 0 | 0 | 0 | 0
LFG | 0 | 0 | 0 | 0 | 0 | 0
Nuc | 0 | 614.5 | 614.5 | 614.5 | 2838.5 | 4012.5
PS | 0 | 0 | 0 | 0 | 0 | 0
PV | 0 | 0 | 0 | 0 | 0 | 0
PeakG | 268.5 | 268.5 | 268.5 | 268.5 | 268.5 | 268.5
PeakO | 2.7 | 2.7 | 2.7 | 2.7 | 2.7 | 2.7
ST | 0 | 0 | 0 | 0 | 0 | 0
STOG | 629.5 | 629.5 | 3252 | 3252 | 3252 | 3252
STWD | 0 | 0 | 0 | 0 | 0 | 0
WT | 0 | 0 | 0 | 0 | 0 | 0
IGCC | 0 | 0 | 0 | 0 | 0 | 0
DemandResponse | 0 | 0 | 0 | 0 | 0 | 0
IGCC-CCS | 0 | 0 | 0 | 0 | 0 | 0
WT_off | 0 | 0 | 0 | 0 | 0 | 0
PseudoUnit | 0 | 0 | 0 | 0 | 0 | 0
FixedInterchange | 0 | 0 | 0 | 0 | 0 | 0
Cumulative Retirements of Capacity by Reporting Type: PJM_ROM
ReportingType | 2015 | 2020 | 2025 | 2030 | 2035 | 2040
BM | 0 | 0 | 0 | 0 | 0 | 0
CC | 0 | 0 | 0 | 0 | 0 | 1397
CSP | 0 | 0 | 0 | 0 | 0 | 0
CT | 0 | 0 | 0 | 0 | 16 | 16
Coal | 14625.5 | 15859.5 | 16380.5 | 16380.5 | 16380.5 | 16380.5
Geo | 0 | 0 | 0 | 0 | 0 | 0
H | 0 | 0 | 0 | 0 | 0 | 0
LFG | 0 | 0 | 0 | 0 | 0 | 0
Nuc | 0 | 0 | 0 | 0 | 1732 | 2631
PS | 0 | 0 | 0 | 0 | 0 | 0
PV | 0 | 0 | 0 | 0 | 0 | 0
PeakG | 0 | 0 | 0 | 0 | 0 | 0
PeakO | 270 | 270 | 270 | 270 | 270 | 1836
ST | 0 | 0 | 0 | 0 | 0 | 0
STOG | 580 | 580 | 4047.78 | 4109 | 4109 | 4109
STWD | 0 | 0 | 0 | 0 | 0 | 0
WT | 0 | 0 | 0 | 0 | 0 | 0
IGCC | 0 | 0 | 0 | 0 | 0 | 0
DemandResponse | 0 | 0 | 0 | 0 | 0 | 0
IGCC-CCS | 0 | 0 | 0 | 0 | 0 | 0
WT_off | 0 | 0 | 0 | 0 | 0 | 0
PseudoUnit | 0 | 0 | 0 | 0 | 0 | 0
FixedInterchange | 0 | 0 | 0 | 0 | 0 | 0
Cumulative Retirements of Capacity by Reporting Type: PJM_ROR
ReportingType | 2015 | 2020 | 2025 | 2030 | 2035 | 2040
BM | 0 | 0 | 0 | 0 | 0 | 0
CC | 0 | 0 | 0 | 0 | 174 | 20745.36
CSP | 0 | 0 | 0 | 0 | 0 | 0
CT | 0 | 0 | 0 | 0 | 29 | 29
Coal | 35025.28 | 47134.53 | 53470.2 | 53470.2 | 53470.2 | 53470.2
Geo | 0 | 0 | 0 | 0 | 0 | 0
H | 0 | 0 | 0 | 0 | 0 | 0
LFG | 0 | 0 | 0 | 0 | 0 | 0
Nuc | 0 | 0 | 0 | 867 | 5142 | 10025.16
PS | 0 | 0 | 0 | 0 | 0 | 0
PV | 0 | 0 | 0 | 0 | 0 | 0
PeakG | 0 | 0 | 0 | 0 | 0 | 0
PeakO | 19 | 19 | 19 | 19 | 19 | 1761
ST | 0 | 0 | 0 | 0 | 0 | 0
STOG | 0 | 0 | 35 | 2122 | 2122 | 2122
STWD | 0 | 0 | 0 | 0 | 0 | 0
WT | 0 | 0 | 0 | 0 | 0 | 0
IGCC | 0 | 0 | 0 | 0 | 0 | 0
DemandResponse | 0 | 0 | 0 | 0 | 0 | 0
IGCC-CCS | 0 | 0 | 0 | 0 | 0 | 0
WT_off | 0 | 0 | 0 | 0 | 0 | 0
PseudoUnit | 0 | 0 | 0 | 0 | 0 | 0
FixedInterchange | 0 | 0 | 0 | 0 | 0 | 0
Cumulative Retirements of Capacity by Reporting Type: SOCO
ReportingType | 2015 | 2020 | 2025 | 2030 | 2035 | 2040
BM | 0 | 0 | 0 | 0 | 0 | 0
CC | 0 | 0 | 0 | 186 | 10412.93 | 16765.9
CSP | 0 | 0 | 0 | 0 | 0 | 0
CT | 0 | 0 | 0 | 0 | 0 | 0
Coal | 17250 | 21380.07 | 23408.7 | 23408.7 | 23408.7 | 23408.7
Geo | 0 | 0 | 0 | 0 | 0 | 0
H | 0 | 0 | 0 | 0 | 0 | 0
LFG | 0 | 0 | 0 | 0 | 0 | 0
Nuc | 0 | 0 | 0 | 0 | 0 | 2645.05
PS | 0 | 0 | 0 | 0 | 0 | 0
PV | 0 | 0 | 0 | 0 | 0 | 0
PeakG | 210 | 210 | 210 | 8338.68 | 8338.68 | 8338.68
PeakO | 1139 | 1139 | 1139 | 1139 | 1139 | 1139
ST | 0 | 0 | 0 | 0 | 0 | 0
STOG | 854 | 854 | 854 | 854 | 854 | 854
STWD | 0 | 0 | 0 | 0 | 0 | 0
WT | 0 | 0 | 0 | 0 | 0 | 0
IGCC | 0 | 0 | 0 | 0 | 0 | 0
DemandResponse | 0 | 0 | 0 | 0 | 0 | 0
IGCC-CCS | 0 | 0 | 0 | 0 | 0 | 0
WT_off | 0 | 0 | 0 | 0 | 0 | 0
PseudoUnit | 0 | 0 | 0 | 0 | 0 | 0
FixedInterchange | 0 | 0 | 0 | 0 | 0 | 0
Cumulative Retirements of Capacity by Reporting Type: SPP_N
ReportingType | 2015 | 2020 | 2025 | 2030 | 2035 | 2040
BM | 0 | 0 | 0 | 0 | 0 | 0
CC | 0 | 0 | 0 | 0 | 0 | 0
CSP | 0 | 0 | 0 | 0 | 0 | 0
CT | 0 | 0 | 0 | 0 | 0 | 0
Coal | 621 | 2718.5 | 5354.17 | 5354.17 | 6110.91 | 6110.91
Geo | 0 | 0 | 0 | 0 | 0 | 0
H | 0 | 0 | 0 | 0 | 0 | 0
LFG | 0 | 0 | 0 | 0 | 0 | 0
Nuc | 0 | 0 | 0 | 0 | 0 | 0
PS | 0 | 0 | 0 | 0 | 0 | 0
PV | 0 | 0 | 0 | 0 | 0 | 0
PeakG | 0 | 0 | 0 | 0 | 0 | 0
PeakO | 0 | 0 | 0 | 0 | 0 | 0
ST | 0 | 0 | 0 | 0 | 0 | 0
STOG | 1749 | 1749 | 1749 | 1749 | 1749 | 1749
STWD | 0 | 0 | 0 | 0 | 0 | 0
WT | 0 | 0 | 0 | 0 | 0 | 0
IGCC | 0 | 0 | 0 | 0 | 0 | 0
DemandResponse | 0 | 0 | 0 | 0 | 0 | 0
IGCC-CCS | 0 | 0 | 0 | 0 | 0 | 0
WT_off | 0 | 0 | 0 | 0 | 0 | 0
PseudoUnit | 0 | 0 | 0 | 0 | 0 | 0
FixedInterchange | 0 | 0 | 0 | 0 | 0 | 0
Cumulative Retirements of Capacity by Reporting Type: SPP_S
ReportingType | 2015 | 2020 | 2025 | 2030 | 2035 | 2040
BM | 0 | 0 | 0 | 0 | 0 | 0
CC | 0 | 0 | 0 | 0 | 0 | 0
CSP | 0 | 0 | 0 | 0 | 0 | 0
CT | 0 | 0 | 0 | 0 | 412.99 | 712.99
Coal | 3557.13 | 10693.93 | 12594.93 | 12594.93 | 13139.93 | 13139.93
Geo | 0 | 0 | 0 | 0 | 0 | 0
H | 0 | 0 | 0 | 0 | 0 | 0
LFG | 0 | 0 | 0 | 0 | 0 | 0
Nuc | 0 | 0 | 0 | 0 | 0 | 0
PS | 0 | 0 | 0 | 0 | 0 | 0
PV | 0 | 0 | 0 | 0 | 0 | 0
PeakG | 0 | 0 | 0 | 0 | 0 | 0
PeakO | 0 | 0 | 0 | 0 | 0 | 0
ST | 0 | 0 | 0 | 0 | 0 | 0
STOG | 2875.67 | 2875.67 | 2875.67 | 2875.67 | 6908.54 | 10571
STWD | 0 | 0 | 0 | 0 | 0 | 0
WT | 0 | 0 | 0 | 0 | 0 | 0
IGCC | 0 | 0 | 0 | 0 | 0 | 0
DemandResponse | 0 | 0 | 0 | 0 | 0 | 0
IGCC-CCS | 0 | 0 | 0 | 0 | 0 | 0
WT_off | 0 | 0 | 0 | 0 | 0 | 0
PseudoUnit | 0 | 0 | 0 | 0 | 0 | 0
FixedInterchange | 0 | 0 | 0 | 0 | 0 | 0
Cumulative Retirements of Capacity by Reporting Type: TVA
ReportingType | 2015 | 2020 | 2025 | 2030 | 2035 | 2040
BM | 0 | 0 | 0 | 0 | 0 | 0
CC | 0 | 0 | 0 | 0 | 4565.35 | 9076.52
CSP | 0 | 0 | 0 | 0 | 0 | 0
CT | 0 | 0 | 0 | 0 | 0 | 0
Coal | 10405 | 12509 | 14370.26 | 15159 | 15159 | 15159
Geo | 0 | 0 | 0 | 0 | 0 | 0
H | 0 | 0 | 0 | 0 | 0 | 0
LFG | 0 | 0 | 0 | 0 | 0 | 0
Nuc | 0 | 0 | 0 | 0 | 2512.33 | 3791
PS | 0 | 0 | 0 | 0 | 0 | 0
PV | 0 | 0 | 0 | 0 | 0 | 0
PeakG | 0 | 0 | 0 | 0 | 193.71 | 193.71
PeakO | 0 | 0 | 0 | 0 | 83 | 83
ST | 0 | 0 | 0 | 0 | 0 | 0
STOG | 0 | 0 | 0 | 0 | 0 | 0
STWD | 0 | 0 | 0 | 0 | 0 | 0
WT | 0 | 0 | 0 | 0 | 0 | 0
IGCC | 0 | 0 | 0 | 0 | 0 | 0
DemandResponse | 0 | 0 | 0 | 0 | 0 | 0
IGCC-CCS | 0 | 0 | 0 | 0 | 0 | 0
WT_off | 0 | 0 | 0 | 0 | 0 | 0
PseudoUnit | 0 | 0 | 0 | 0 | 0 | 0
FixedInterchange | 0 | 0 | 0 | 0 | 0 | 0
Cumulative Retirements of Capacity by Reporting Type: TVA_Transmission
ReportingType | 2015 | 2020 | 2025 | 2030 | 2035 | 2040
BM | 0 | 0 | 0 | 0 | 0 | 0
CC | 0 | 0 | 0 | 0 | 0 | 0
CSP | 0 | 0 | 0 | 0 | 0 | 0
CT | 0 | 0 | 0 | 0 | 0 | 0
Coal | 0 | 0 | 0 | 0 | 0 | 0
Geo | 0 | 0 | 0 | 0 | 0 | 0
H | 0 | 0 | 0 | 0 | 0 | 0
LFG | 0 | 0 | 0 | 0 | 0 | 0
Nuc | 0 | 0 | 0 | 0 | 0 | 0
PS | 0 | 0 | 0 | 0 | 0 | 0
PV | 0 | 0 | 0 | 0 | 0 | 0
PeakG | 0 | 0 | 0 | 0 | 0 | 0
PeakO | 0 | 0 | 0 | 0 | 0 | 0
ST | 0 | 0 | 0 | 0 | 0 | 0
STOG | 0 | 0 | 0 | 0 | 0 | 0
STWD | 0 | 0 | 0 | 0 | 0 | 0
WT | 0 | 0 | 0 | 0 | 0 | 0
IGCC | 0 | 0 | 0 | 0 | 0 | 0
DemandResponse | 0 | 0 | 0 | 0 | 0 | 0
IGCC-CCS | 0 | 0 | 0 | 0 | 0 | 0
WT_off | 0 | 0 | 0 | 0 | 0 | 0
PseudoUnit | 0 | 0 | 0 | 0 | 0 | 0
FixedInterchange | 0 | 0 | 0 | 0 | 0 | 0
Cumulative Retirements of Capacity by Reporting Type: VACAR
ReportingType | 2015 | 2020 | 2025 | 2030 | 2035 | 2040
BM | 0 | 0 | 0 | 0 | 0 | 0
CC | 0 | 0 | 0 | 0 | 3525 | 9470.1
CSP | 0 | 0 | 0 | 0 | 0 | 0
CT | 0 | 0 | 0 | 717.2 | 717.2 | 717.2
Coal | 12891.6 | 14734.08 | 17823.83 | 18976 | 18976 | 18976
Geo | 0 | 0 | 0 | 0 | 0 | 0
H | 0 | 0 | 0 | 0 | 0 | 0
LFG | 0 | 0 | 0 | 0 | 0 | 0
Nuc | 0 | 0 | 0 | 0 | 3248 | 5106
PS | 0 | 0 | 0 | 0 | 0 | 0
PV | 0 | 0 | 0 | 0 | 0 | 0
PeakG | 0 | 0 | 0 | 0 | 670.22 | 670.22
PeakO | 0 | 0 | 0 | 0 | 1268 | 1268
ST | 0 | 0 | 0 | 0 | 0 | 0
STOG | 0 | 0 | 0 | 0 | 92 | 92
STWD | 0 | 0 | 0 | 0 | 0 | 0
WT | 0 | 0 | 0 | 0 | 0 | 0
IGCC | 0 | 0 | 0 | 0 | 0 | 0
DemandResponse | 0 | 0 | 0 | 0 | 0 | 0
IGCC-CCS | 0 | 0 | 0 | 0 | 0 | 0
WT_off | 0 | 0 | 0 | 0 | 0 | 0
PseudoUnit | 0 | 0 | 0 | 0 | 0 | 0
FixedInterchange | 0 | 0 | 0 | 0 | 0 | 0
Cumulative Retirements of Capacity by Reporting Type: IESO
ReportingType | 2015 | 2020 | 2025 | 2030 | 2035 | 2040
BM | 0 | 0 | 0 | 0 | 0 | 0
CC | 5943 | 5943 | 5943 | 5943 | 5943 | 5943
CSP | 0 | 0 | 0 | 0 | 0 | 0
CT | 0 | 0 | 0 | 0 | 368 | 368
Coal | 6416 | 6416 | 6416 | 6416 | 6416 | 6416
Geo | 0 | 0 | 0 | 0 | 0 | 0
H | 0 | 0 | 0 | 0 | 0 | 0
LFG | 0 | 0 | 0 | 0 | 0 | 0
Nuc | 0 | 0 | 0 | 0 | 1030 | 2570
PS | 0 | 0 | 0 | 0 | 0 | 0
PV | 0 | 0 | 0 | 0 | 1067.26 | 1067.26
PeakG | 584 | 584 | 584 | 584 | 584 | 584
PeakO | 175 | 175 | 175 | 175 | 175 | 175
ST | 0 | 0 | 0 | 0 | 0 | 0
STOG | 2126 | 2126 | 2126 | 2126 | 2126 | 2126
STWD | 0 | 0 | 0 | 0 | 0 | 0
WT | 0 | 0 | 0 | 0 | 0 | 0
IGCC | 0 | 0 | 0 | 0 | 0 | 0
DemandResponse | 0 | 0 | 0 | 0 | 0 | 0
IGCC-CCS | 0 | 0 | 0 | 0 | 0 | 0
WT_off | 0 | 0 | 0 | 0 | 0 | 0
PseudoUnit | 0 | 0 | 0 | 0 | 0 | 0
FixedInterchange | 0 | 0 | 0 | 0 | 0 | 0
Cumulative Retirements of Capacity by Reporting Type: MAPP_CA
ReportingType | 2015 | 2020 | 2025 | 2030 | 2035 | 2040
BM | 0 | 0 | 0 | 0 | 0 | 0
CC | 0 | 0 | 731 | 731 | 731 | 1012.76
CSP | 0 | 0 | 0 | 0 | 0 | 0
CT | 0 | 0 | 0 | 0 | 0 | 0
Coal | 1076.84 | 1637.17 | 1745.9 | 1745.9 | 1745.9 | 1745.9
Geo | 0 | 0 | 0 | 0 | 0 | 0
H | 0 | 0 | 0 | 0 | 0 | 0
LFG | 0 | 0 | 0 | 0 | 0 | 0
Nuc | 0 | 0 | 0 | 0 | 0 | 0
PS | 0 | 0 | 0 | 0 | 0 | 0
PV | 0 | 0 | 0 | 0 | 0 | 0
PeakG | 0 | 0 | 559 | 559 | 559 | 559
PeakO | 0 | 0 | 4 | 4 | 4 | 4
ST | 0 | 0 | 0 | 0 | 0 | 0
STOG | 0 | 0 | 126 | 126 | 126 | 126
STWD | 0 | 0 | 0 | 0 | 0 | 0
WT | 0 | 0 | 0 | 0 | 302.4 | 302.4
IGCC | 0 | 0 | 0 | 0 | 0 | 0
DemandResponse | 0 | 0 | 0 | 0 | 0 | 0
IGCC-CCS | 0 | 0 | 0 | 0 | 0 | 0
WT_off | 0 | 0 | 0 | 0 | 0 | 0
PseudoUnit | 0 | 0 | 0 | 0 | 0 | 0
FixedInterchange | 0 | 0 | 0 | 0 | 0 | 0
Cumulative Retirements of Capacity by Reporting Type: AZ_NM_SNV_Coal
ReportingType | 2015 | 2020 | 2025 | 2030 | 2035 | 2040
BM | 0 | 0 | 0 | 0 | 0 | 0
CC | 0 | 0 | 0 | 0 | 0 | 0
CSP | 0 | 0 | 0 | 0 | 0 | 0
CT | 0 | 0 | 0 | 0 | 0 | 0
Coal | 2984.87 | 3590 | 6366.39 | 9648 | 9648 | 9648
Geo | 0 | 0 | 0 | 0 | 0 | 0
H | 0 | 0 | 0 | 0 | 0 | 0
LFG | 0 | 0 | 0 | 0 | 0 | 0
Nuc | 0 | 0 | 0 | 0 | 0 | 0
PS | 0 | 0 | 0 | 0 | 0 | 0
PV | 0 | 0 | 0 | 0 | 0 | 0
PeakG | 0 | 0 | 0 | 0 | 0 | 0
PeakO | 0 | 0 | 0 | 0 | 0 | 0
ST | 0 | 0 | 0 | 0 | 0 | 0
STOG | 0 | 0 | 0 | 0 | 0 | 0
STWD | 0 | 0 | 0 | 0 | 0 | 0
WT | 0 | 0 | 0 | 0 | 0 | 0
IGCC | 0 | 0 | 0 | 0 | 0 | 0
DemandResponse | 0 | 0 | 0 | 0 | 0 | 0
IGCC-CCS | 0 | 0 | 0 | 0 | 0 | 0
WT_off | 0 | 0 | 0 | 0 | 0 | 0
PseudoUnit | 0 | 0 | 0 | 0 | 0 | 0
FixedInterchange | 0 | 0 | 0 | 0 | 0 | 0
Cumulative Retirements of Capacity by Reporting Type: AZ_NM_SNV_Gas
ReportingType | 2015 | 2020 | 2025 | 2030 | 2035 | 2040
BM | 0 | 0 | 0 | 0 | 0 | 0
CC | 1095 | 1095 | 1095 | 1381.71 | 5696.11 | 6757.98
CSP | 0 | 0 | 0 | 0 | 0 | 0
CT | 0 | 0 | 0 | 0 | 736 | 736
Coal | 0 | 0 | 0 | 0 | 0 | 0
Geo | 0 | 0 | 0 | 0 | 0 | 0
H | 0 | 0 | 0 | 0 | 0 | 0
LFG | 0 | 0 | 0 | 0 | 0 | 0
Nuc | 0 | 0 | 0 | 0 | 0 | 0
PS | 0 | 0 | 0 | 0 | 0 | 0
PV | 0 | 0 | 0 | 0 | 0 | 0
PeakG | 0 | 0 | 0 | 0 | 0 | 0
PeakO | 0 | 0 | 0 | 0 | 0 | 0
ST | 0 | 0 | 0 | 0 | 0 | 0
STOG | 2064 | 2064 | 2064 | 2064 | 2064 | 2064
STWD | 0 | 0 | 0 | 0 | 0 | 0
WT | 0 | 0 | 0 | 0 | 0 | 0
IGCC | 0 | 0 | 0 | 0 | 0 | 0
DemandResponse | 0 | 0 | 0 | 0 | 0 | 0
IGCC-CCS | 0 | 0 | 0 | 0 | 0 | 0
WT_off | 0 | 0 | 0 | 0 | 0 | 0
PseudoUnit | 0 | 0 | 0 | 0 | 0 | 0
FixedInterchange | 0 | 0 | 0 | 0 | 0 | 0
Cumulative Retirements of Capacity by Reporting Type: AZ_NM_SNV_NucRenew
ReportingType | 2015 | 2020 | 2025 | 2030 | 2035 | 2040
BM | 0 | 0 | 0 | 0 | 0 | 0
CC | 0 | 0 | 0 | 0 | 0 | 0
CSP | 65 | 65 | 65 | 65 | 65 | 65
CT | 0 | 0 | 0 | 0 | 0 | 0
Coal | 0 | 0 | 0 | 0 | 0 | 0
Geo | 0 | 0 | 0 | 0 | 0 | 0
H | 0 | 0 | 0 | 0 | 0 | 0
LFG | 0 | 0 | 0 | 0 | 0 | 0
Nuc | 0 | 0 | 0 | 0 | 0 | 0
PS | 0 | 0 | 0 | 0 | 0 | 0
PV | 0 | 0 | 0 | 0 | 0 | 0
PeakG | 0 | 0 | 0 | 0 | 0 | 0
PeakO | 0 | 0 | 0 | 0 | 0 | 0
ST | 0 | 0 | 0 | 0 | 0 | 0
STOG | 0 | 0 | 0 | 0 | 0 | 0
STWD | 0 | 0 | 0 | 0 | 0 | 0
WT | 0 | 0 | 0 | 0 | 0 | 0
IGCC | 0 | 0 | 0 | 0 | 0 | 0
DemandResponse | 0 | 0 | 0 | 0 | 0 | 0
IGCC-CCS | 0 | 0 | 0 | 0 | 0 | 0
WT_off | 0 | 0 | 0 | 0 | 0 | 0
PseudoUnit | 0 | 0 | 0 | 0 | 0 | 0
FixedInterchange | 0 | 0 | 0 | 0 | 0 | 0
Cumulative Retirements of Capacity by Reporting Type: ERCOT
ReportingType | 2015 | 2020 | 2025 | 2030 | 2035 | 2040
BM | 0 | 0 | 0 | 0 | 0 | 0
CC | 0 | 0 | 0 | 0 | 7883.91 | 11666.4
CSP | 0 | 0 | 0 | 0 | 0 | 0
CT | 0 | 0 | 0 | 0 | 250 | 250
Coal | 13999.48 | 15501.87 | 16061.87 | 16061.87 | 16061.87 | 16061.87
Geo | 0 | 0 | 0 | 0 | 0 | 0
H | 0 | 0 | 0 | 0 | 0 | 0
LFG | 0 | 0 | 0 | 0 | 0 | 0
Nuc | 0 | 0 | 0 | 0 | 0 | 0
PS | 0 | 0 | 0 | 0 | 0 | 0
PV | 0 | 0 | 0 | 0 | 13.99 | 13.99
PeakG | 0 | 0 | 0 | 0 | 0 | 0
PeakO | 0 | 0 | 0 | 0 | 51 | 51
ST | 0 | 0 | 0 | 0 | 0 | 0
STOG | 6111.14 | 6111.14 | 10495 | 13023.09 | 18933 | 18933
STWD | 0 | 0 | 0 | 0 | 0 | 0
WT | 0 | 0 | 0 | 0 | 0 | 0
IGCC | 0 | 0 | 0 | 0 | 0 | 0
DemandResponse | 0 | 0 | 0 | 0 | 0 | 0
IGCC-CCS | 0 | 0 | 0 | 0 | 0 | 0
WT_off | 0 | 0 | 0 | 0 | 0 | 0
PseudoUnit | 0 | 0 | 0 | 0 | 0 | 0
FixedInterchange | 0 | 0 | 0 | 0 | 0 | 0
Cumulative Retirements of Capacity by Reporting Type: NP15
ReportingType | 2015 | 2020 | 2025 | 2030 | 2035 | 2040
BM | 0 | 0 | 0 | 0 | 0 | 0
CC | 0 | 0 | 0 | 0 | 0 | 558.01
CSP | 0 | 0 | 0 | 0 | 0 | 0
CT | 0 | 0 | 0 | 0 | 212.6 | 212.6
Coal | 0 | 191.9 | 191.9 | 191.9 | 191.9 | 191.9
Geo | 0 | 0 | 0 | 0 | 0 | 0
H | 0 | 0 | 0 | 0 | 0 | 0
LFG | 0 | 0 | 0 | 0 | 0 | 0
Nuc | 0 | 0 | 0 | 0 | 0 | 0
PS | 0 | 0 | 0 | 0 | 0 | 0
PV | 0 | 0 | 0 | 0 | 0 | 0
PeakG | 0 | 0 | 0 | 0 | 0 | 0
PeakO | 156 | 156 | 156 | 156 | 156 | 156
ST | 0 | 0 | 0 | 0 | 0 | 0
STOG | 1046.4 | 1046.4 | 1046.4 | 1813.86 | 4007.46 | 4007.46
STWD | 0 | 0 | 0 | 0 | 0 | 0
WT | 0 | 0 | 0 | 0 | 0 | 0
IGCC | 0 | 0 | 0 | 0 | 0 | 0
DemandResponse | 0 | 0 | 0 | 0 | 0 | 0
IGCC-CCS | 0 | 0 | 0 | 0 | 0 | 0
WT_off | 0 | 0 | 0 | 0 | 0 | 0
PseudoUnit | 0 | 0 | 0 | 0 | 0 | 0
FixedInterchange | 0 | 0 | 0 | 0 | 0 | 0
Cumulative Retirements of Capacity by Reporting Type: NWPP_Coal
ReportingType | 2015 | 2020 | 2025 | 2030 | 2035 | 2040
BM | 0 | 0 | 0 | 0 | 0 | 0
CC | 0 | 0 | 0 | 0 | 0 | 0
CSP | 0 | 0 | 0 | 0 | 0 | 0
CT | 0 | 0 | 0 | 0 | 0 | 0
Coal | 7292.24 | 8874.7 | 13556.7 | 13556.7 | 13556.7 | 13556.7
Geo | 0 | 0 | 0 | 0 | 0 | 0
H | 0 | 0 | 0 | 0 | 0 | 0
LFG | 0 | 0 | 0 | 0 | 0 | 0
Nuc | 0 | 0 | 0 | 0 | 0 | 0
PS | 0 | 0 | 0 | 0 | 0 | 0
PV | 0 | 0 | 0 | 0 | 0 | 0
PeakG | 0 | 0 | 0 | 0 | 0 | 0
PeakO | 183 | 183 | 183 | 183 | 183 | 183
ST | 0 | 0 | 0 | 0 | 0 | 0
STOG | 0 | 0 | 0 | 0 | 0 | 0
STWD | 0 | 0 | 0 | 0 | 0 | 0
WT | 0 | 0 | 0 | 0 | 0 | 0
IGCC | 0 | 0 | 0 | 0 | 0 | 0
DemandResponse | 0 | 0 | 0 | 0 | 0 | 0
IGCC-CCS | 0 | 0 | 0 | 0 | 0 | 0
WT_off | 0 | 0 | 0 | 0 | 0 | 0
PseudoUnit | 0 | 0 | 0 | 0 | 0 | 0
FixedInterchange | 0 | 0 | 0 | 0 | 0 | 0
Cumulative Retirements of Capacity by Reporting Type: NWPP_Gas
ReportingType | 2015 | 2020 | 2025 | 2030 | 2035 | 2040
BM | 0 | 0 | 0 | 0 | 0 | 0
CC | 1678 | 1678 | 1678 | 2671.72 | 8005 | 8305
CSP | 0 | 0 | 0 | 0 | 0 | 0
CT | 0 | 0 | 0 | 0 | 150 | 150
Coal | 0 | 0 | 0 | 0 | 0 | 0
Geo | 0 | 0 | 0 | 0 | 0 | 0
H | 0 | 0 | 0 | 0 | 0 | 0
LFG | 0 | 0 | 0 | 0 | 0 | 0
Nuc | 0 | 0 | 0 | 0 | 0 | 0
PS | 0 | 0 | 0 | 0 | 0 | 0
PV | 0 | 0 | 0 | 0 | 0 | 0
PeakG | 2623 | 2623 | 2623 | 2623 | 2623 | 2623
PeakO | 0 | 0 | 0 | 0 | 0 | 0
ST | 0 | 0 | 0 | 0 | 0 | 0
STOG | 786 | 786 | 786 | 786 | 786 | 786
STWD | 0 | 0 | 0 | 0 | 0 | 0
WT | 0 | 0 | 0 | 0 | 0 | 0
IGCC | 0 | 0 | 0 | 0 | 0 | 0
DemandResponse | 0 | 0 | 0 | 0 | 0 | 0
IGCC-CCS | 0 | 0 | 0 | 0 | 0 | 0
WT_off | 0 | 0 | 0 | 0 | 0 | 0
PseudoUnit | 0 | 0 | 0 | 0 | 0 | 0
FixedInterchange | 0 | 0 | 0 | 0 | 0 | 0
Cumulative Retirements of Capacity by Reporting Type: NWPP_NucRenew
ReportingType | 2015 | 2020 | 2025 | 2030 | 2035 | 2040
BM | 0 | 0 | 0 | 0 | 0 | 0
CC | 0 | 0 | 0 | 0 | 0 | 0
CSP | 0 | 0 | 0 | 0 | 0 | 0
CT | 0 | 0 | 0 | 0 | 0 | 0
Coal | 0 | 0 | 0 | 0 | 0 | 0
Geo | 4.8 | 4.8 | 4.8 | 4.8 | 4.8 | 4.8
H | 0 | 0 | 0 | 0 | 0 | 0
LFG | 0 | 0 | 0 | 0 | 0 | 0
Nuc | 0 | 0 | 0 | 0 | 0 | 0
PS | 0 | 0 | 0 | 0 | 0 | 0
PV | 0 | 0 | 0 | 0 | 0 | 0
PeakG | 0 | 0 | 0 | 0 | 0 | 0
PeakO | 0 | 0 | 0 | 0 | 0 | 0
ST | 0 | 0 | 0 | 0 | 0 | 0
STOG | 0 | 0 | 0 | 0 | 0 | 0
STWD | 0 | 0 | 0 | 0 | 0 | 0
WT | 0 | 0 | 0 | 0 | 0 | 0
IGCC | 0 | 0 | 0 | 0 | 0 | 0
DemandResponse | 0 | 0 | 0 | 0 | 0 | 0
IGCC-CCS | 0 | 0 | 0 | 0 | 0 | 0
WT_off | 0 | 0 | 0 | 0 | 0 | 0
PseudoUnit | 0 | 0 | 0 | 0 | 0 | 0
FixedInterchange | 0 | 0 | 0 | 0 | 0 | 0
Cumulative Retirements of Capacity by Reporting Type: RMPA
ReportingType | 2015 | 2020 | 2025 | 2030 | 2035 | 2040
BM | 0 | 0 | 0 | 0 | 0 | 0
CC | 0 | 0 | 0 | 0 | 1224.03 | 1309.57
CSP | 1 | 1 | 1 | 1 | 1 | 1
CT | 0 | 0 | 0 | 0 | 152 | 152
Coal | 1186 | 2371 | 6270.76 | 6788 | 6788 | 6788
Geo | 0 | 0 | 0 | 0 | 0 | 0
H | 0 | 0 | 0 | 0 | 0 | 0
LFG | 0 | 0 | 0 | 0 | 0 | 0
Nuc | 0 | 0 | 0 | 0 | 0 | 0
PS | 0 | 0 | 0 | 0 | 0 | 0
PV | 0 | 0 | 0 | 0 | 0 | 0
PeakG | 0 | 0 | 0 | 0 | 0 | 0
PeakO | 187 | 187 | 187 | 187 | 187 | 187
ST | 0 | 0 | 0 | 0 | 0 | 0
STOG | 217 | 217 | 217 | 217 | 217 | 217
STWD | 0 | 0 | 0 | 0 | 0 | 0
WT | 0 | 0 | 0 | 0 | 0 | 0
IGCC | 0 | 0 | 0 | 0 | 0 | 0
DemandResponse | 0 | 0 | 0 | 0 | 0 | 0
IGCC-CCS | 0 | 0 | 0 | 0 | 0 | 0
WT_off | 0 | 0 | 0 | 0 | 0 | 0
PseudoUnit | 0 | 0 | 0 | 0 | 0 | 0
FixedInterchange | 0 | 0 | 0 | 0 | 0 | 0
Cumulative Retirements of Capacity by Reporting Type: SP15
ReportingType | 2015 | 2020 | 2025 | 2030 | 2035 | 2040
BM | 0 | 0 | 0 | 0 | 0 | 0
CC | 0 | 0 | 0 | 0 | 0 | 0
CSP | 409 | 409 | 409 | 409 | 409 | 409
CT | 0 | 0 | 0 | 0 | 0 | 0
Coal | 57 | 141.5 | 242.7 | 242.7 | 242.7 | 242.7
Geo | 0 | 0 | 0 | 0 | 0 | 0
H | 0 | 0 | 0 | 0 | 0 | 0
LFG | 0 | 0 | 0 | 0 | 0 | 0
Nuc | 0 | 0 | 0 | 0 | 0 | 0
PS | 0 | 0 | 0 | 0 | 0 | 0
PV | 0 | 0 | 0 | 0 | 0 | 0
PeakG | 44 | 44 | 44 | 44 | 44 | 44
PeakO | 15 | 15 | 15 | 15 | 15 | 15
ST | 0 | 0 | 0 | 0 | 0 | 0
STOG | 4274.15 | 4274.15 | 4274.15 | 4928.68 | 7026.24 | 7026.24
STWD | 0 | 0 | 0 | 0 | 0 | 0
WT | 126.2 | 126.2 | 126.2 | 126.2 | 126.2 | 126.2
IGCC | 0 | 0 | 0 | 0 | 0 | 0
DemandResponse | 0 | 0 | 0 | 0 | 0 | 0
IGCC-CCS | 0 | 0 | 0 | 0 | 0 | 0
WT_off | 0 | 0 | 0 | 0 | 0 | 0
PseudoUnit | 0 | 0 | 0 | 0 | 0 | 0
FixedInterchange | 0 | 0 | 0 | 0 | 0 | 0
Cumulative Retirements of Capacity by Reporting Type: ALB
ReportingType | 2015 | 2020 | 2025 | 2030 | 2035 | 2040
BM | 0 | 0 | 0 | 0 | 0 | 0
CC | 0 | 0 | 0 | 1952 | 1952 | 1952
CSP | 0 | 0 | 0 | 0 | 0 | 0
CT | 0 | 0 | 0 | 0 | 129.93 | 129.93
Coal | 0 | 0 | 0 | 5745.83 | 5745.83 | 5745.83
Geo | 0 | 0 | 0 | 0 | 0 | 0
H | 0 | 0 | 0 | 0 | 0 | 0
LFG | 0 | 0 | 0 | 0 | 0 | 0
Nuc | 0 | 0 | 0 | 0 | 0 | 0
PS | 0 | 0 | 0 | 0 | 0 | 0
PV | 0 | 0 | 0 | 0 | 0 | 0
PeakG | 1375.25 | 1375.25 | 1375.25 | 1375.25 | 1375.25 | 1375.25
PeakO | 6 | 6 | 6 | 6 | 6 | 6
ST | 0 | 0 | 0 | 0 | 0 | 0
STOG | 186 | 186 | 186 | 186 | 186 | 186
STWD | 0 | 0 | 0 | 0 | 0 | 0
WT | 0 | 0 | 0 | 0 | 0 | 0
IGCC | 0 | 0 | 0 | 0 | 0 | 0
DemandResponse | 0 | 0 | 0 | 0 | 0 | 0
IGCC-CCS | 0 | 0 | 0 | 0 | 0 | 0
WT_off | 0 | 0 | 0 | 0 | 0 | 0
PseudoUnit | 0 | 0 | 0 | 0 | 0 | 0
FixedInterchange | 0 | 0 | 0 | 0 | 0 | 0
Cumulative Retirements of Capacity by Reporting Type: BC
ReportingType | 2015 | 2020 | 2025 | 2030 | 2035 | 2040
BM | 0 | 0 | 0 | 0 | 0 | 0
CC | 0 | 0 | 0 | 205 | 205 | 623.6
CSP | 0 | 0 | 0 | 0 | 0 | 0
CT | 0 | 0 | 0 | 0 | 0 | 0
Coal | 0 | 0 | 0 | 0 | 0 | 0
Geo | 0 | 0 | 0 | 0 | 0 | 0
H | 0 | 0 | 0 | 0 | 0 | 0
LFG | 0 | 0 | 0 | 0 | 0 | 0
Nuc | 0 | 0 | 0 | 0 | 0 | 0
PS | 0 | 0 | 0 | 0 | 0 | 0
PV | 0 | 0 | 0 | 0 | 0 | 0
PeakG | 141 | 141 | 141 | 141 | 141 | 141
PeakO | 44 | 44 | 44 | 44 | 44 | 44
ST | 0 | 0 | 0 | 0 | 0 | 0
STOG | 938 | 938 | 938 | 938 | 938 | 938
STWD | 0 | 0 | 0 | 0 | 0 | 0
WT | 0 | 0 | 0 | 0 | 0 | 0
IGCC | 0 | 0 | 0 | 0 | 0 | 0
DemandResponse | 0 | 0 | 0 | 0 | 0 | 0
IGCC-CCS | 0 | 0 | 0 | 0 | 0 | 0
WT_off | 0 | 0 | 0 | 0 | 0 | 0
PseudoUnit | 0 | 0 | 0 | 0 | 0 | 0
FixedInterchange | 0 | 0 | 0 | 0 | 0 | 0
Cumulative Retirements of Capacity by Reporting Type: HQ_IESO
ReportingType | 2015 | 2020 | 2025 | 2030 | 2035 | 2040
BM | 0 | 0 | 0 | 0 | 0 | 0
CC | 0 | 0 | 0 | 0 | 0 | 0
CSP | 0 | 0 | 0 | 0 | 0 | 0
CT | 0 | 0 | 0 | 0 | 0 | 0
Coal | 0 | 0 | 0 | 0 | 0 | 0
Geo | 0 | 0 | 0 | 0 | 0 | 0
H | 0 | 0 | 0 | 0 | 0 | 0
LFG | 0 | 0 | 0 | 0 | 0 | 0
Nuc | 0 | 0 | 0 | 0 | 0 | 0
PS | 0 | 0 | 0 | 0 | 0 | 0
PV | 0 | 0 | 0 | 0 | 0 | 0
PeakG | 0 | 0 | 0 | 0 | 0 | 0
PeakO | 0 | 0 | 0 | 0 | 0 | 0
ST | 0 | 0 | 0 | 0 | 0 | 0
STOG | 0 | 0 | 0 | 0 | 0 | 0
STWD | 0 | 0 | 0 | 0 | 0 | 0
WT | 0 | 0 | 0 | 0 | 0 | 0
IGCC | 0 | 0 | 0 | 0 | 0 | 0
DemandResponse | 0 | 0 | 0 | 0 | 0 | 0
IGCC-CCS | 0 | 0 | 0 | 0 | 0 | 0
WT_off | 0 | 0 | 0 | 0 | 0 | 0
PseudoUnit | 0 | 0 | 0 | 0 | 0 | 0
FixedInterchange | 0 | 0 | 0 | 0 | 0 | 0
Cumulative Retirements of Capacity by Reporting Type: HQ_NEISO
ReportingType | 2015 | 2020 | 2025 | 2030 | 2035 | 2040
BM | 0 | 0 | 0 | 0 | 0 | 0
CC | 0 | 0 | 0 | 0 | 0 | 0
CSP | 0 | 0 | 0 | 0 | 0 | 0
CT | 0 | 0 | 0 | 0 | 0 | 0
Coal | 0 | 0 | 0 | 0 | 0 | 0
Geo | 0 | 0 | 0 | 0 | 0 | 0
H | 0 | 0 | 0 | 0 | 0 | 0
LFG | 0 | 0 | 0 | 0 | 0 | 0
Nuc | 0 | 0 | 0 | 0 | 0 | 0
PS | 0 | 0 | 0 | 0 | 0 | 0
PV | 0 | 0 | 0 | 0 | 0 | 0
PeakG | 0 | 0 | 0 | 0 | 0 | 0
PeakO | 0 | 0 | 0 | 0 | 0 | 0
ST | 0 | 0 | 0 | 0 | 0 | 0
STOG | 0 | 0 | 0 | 0 | 0 | 0
STWD | 0 | 0 | 0 | 0 | 0 | 0
WT | 0 | 0 | 0 | 0 | 0 | 0
IGCC | 0 | 0 | 0 | 0 | 0 | 0
DemandResponse | 0 | 0 | 0 | 0 | 0 | 0
IGCC-CCS | 0 | 0 | 0 | 0 | 0 | 0
WT_off | 0 | 0 | 0 | 0 | 0 | 0
PseudoUnit | 0 | 0 | 0 | 0 | 0 | 0
FixedInterchange | 0 | 0 | 0 | 0 | 0 | 0
Cumulative Retirements of Capacity by Reporting Type: HQ_NY
ReportingType | 2015 | 2020 | 2025 | 2030 | 2035 | 2040
BM | 0 | 0 | 0 | 0 | 0 | 0
CC | 0 | 0 | 0 | 0 | 0 | 0
CSP | 0 | 0 | 0 | 0 | 0 | 0
CT | 0 | 0 | 0 | 0 | 0 | 0
Coal | 0 | 0 | 0 | 0 | 0 | 0
Geo | 0 | 0 | 0 | 0 | 0 | 0
H | 0 | 0 | 0 | 0 | 0 | 0
LFG | 0 | 0 | 0 | 0 | 0 | 0
Nuc | 0 | 0 | 0 | 0 | 0 | 0
PS | 0 | 0 | 0 | 0 | 0 | 0
PV | 0 | 0 | 0 | 0 | 0 | 0
PeakG | 0 | 0 | 0 | 0 | 0 | 0
PeakO | 0 | 0 | 0 | 0 | 0 | 0
ST | 0 | 0 | 0 | 0 | 0 | 0
STOG | 0 | 0 | 0 | 0 | 0 | 0
STWD | 0 | 0 | 0 | 0 | 0 | 0
WT | 0 | 0 | 0 | 0 | 0 | 0
IGCC | 0 | 0 | 0 | 0 | 0 | 0
DemandResponse | 0 | 0 | 0 | 0 | 0 | 0
IGCC-CCS | 0 | 0 | 0 | 0 | 0 | 0
WT_off | 0 | 0 | 0 | 0 | 0 | 0
PseudoUnit | 0 | 0 | 0 | 0 | 0 | 0
FixedInterchange | 0 | 0 | 0 | 0 | 0 | 0
Cumulative Retirements of Capacity by Reporting Type: MARITIMES
ReportingType | 2015 | 2020 | 2025 | 2030 | 2035 | 2040
BM | 0 | 0 | 0 | 0 | 0 | 0
CC | 0 | 0 | 0 | 0 | 0 | 0
CSP | 0 | 0 | 0 | 0 | 0 | 0
CT | 0 | 0 | 0 | 0 | 0 | 0
Coal | 0 | 0 | 0 | 0 | 0 | 0
Geo | 0 | 0 | 0 | 0 | 0 | 0
H | 0 | 0 | 0 | 0 | 0 | 0
LFG | 0 | 0 | 0 | 0 | 0 | 0
Nuc | 0 | 0 | 0 | 0 | 0 | 0
PS | 0 | 0 | 0 | 0 | 0 | 0
PV | 0 | 0 | 0 | 0 | 0 | 0
PeakG | 0 | 0 | 0 | 0 | 0 | 0
PeakO | 0 | 0 | 0 | 0 | 0 | 0
ST | 0 | 0 | 0 | 0 | 0 | 0
STOG | 0 | 0 | 0 | 0 | 0 | 0
STWD | 0 | 0 | 0 | 0 | 0 | 0
WT | 0 | 0 | 0 | 0 | 0 | 0
IGCC | 0 | 0 | 0 | 0 | 0 | 0
DemandResponse | 0 | 0 | 0 | 0 | 0 | 0
IGCC-CCS | 0 | 0 | 0 | 0 | 0 | 0
WT_off | 0 | 0 | 0 | 0 | 0 | 0
PseudoUnit | 0 | 0 | 0 | 0 | 0 | 0
FixedInterchange | 0 | 0 | 0 | 0 | 0 | 0
Cumulative Retirements of Capacity by Reporting Type: All
ReportingType | 2015 | 2020 | 2025 | 2030 | 2035 | 2040
BM | 0 | 0 | 0 | 0 | 0 | 0
CC | 9751.91 | 12772.41 | 15114.42 | 28051.74 | 82162.76 | 149693.66
CSP | 475 | 475 | 475 | 475 | 475 | 475
CT | 0 | 0 | 0 | 752.9 | 5879.35 | 6179.35
Coal | 176382.24 | 251754.78 | 285253.94 | 297516.7 | 301117.84 | 301117.84
Geo | 4.8 | 4.8 | 4.8 | 4.8 | 4.8 | 4.8
H | 0 | 0 | 0 | 0 | 0 | 0
LFG | 0 | 0 | 0 | 0 | 0 | 0
Nuc | 0 | 614.5 | 614.5 | 2102.7 | 28678.4 | 48384.39
PS | 0 | 0 | 0 | 0 | 0 | 0
PV | 0 | 0 | 0 | 0 | 1081.24 | 1081.3
PeakG | 5245.75 | 5245.75 | 5804.75 | 18263.06 | 20596.1 | 22024.4
PeakO | 3379.7 | 3379.7 | 4536.02 | 5852.7 | 7254.7 | 10562.7
ST | 0 | 0 | 0 | 0 | 0 | 0
STOG | 61672.35 | 61672.35 | 74004.04 | 80102.34 | 94428.27 | 102286.23
STWD | 0 | 0 | 0 | 0 | 0 | 0
WT | 126.2 | 126.2 | 126.2 | 126.2 | 428.6 | 428.6
IGCC | 0 | 0 | 0 | 0 | 0 | 0
DemandResponse | 0 | 0 | 0 | 0 | 0 | 0
IGCC-CCS | 0 | 0 | 0 | 0 | 0 | 0
WT_off | 0 | 0 | 0 | 0 | 0 | 0
PseudoUnit | 0 | 0 | 0 | 0 | 0 | 0
FixedInterchange | 0 | 0 | 0 | 0 | 0 | 0
Cumulative Retirements of Capacity by Reporting Type: EI_US
ReportingType | 2015 | 2020 | 2025 | 2030 | 2035 | 2040
BM | 0 | 0 | 0 | 0 | 0 | 0
CC | 1035.91 | 4056.41 | 5667.42 | 15167.32 | 50522.71 | 111565.35
CSP | 0 | 0 | 0 | 0 | 0 | 0
CT | 0 | 0 | 0 | 752.9 | 3880.82 | 4180.82
Coal | 143369.81 | 213030.64 | 234401.72 | 237119.81 | 240720.94 | 240720.94
Geo | 0 | 0 | 0 | 0 | 0 | 0
H | 0 | 0 | 0 | 0 | 0 | 0
LFG | 0 | 0 | 0 | 0 | 0 | 0
Nuc | 0 | 614.5 | 614.5 | 2102.7 | 27648.4 | 45814.39
PS | 0 | 0 | 0 | 0 | 0 | 0
PV | 0 | 0 | 0 | 0 | 0 | 0.05
PeakG | 478.5 | 478.5 | 478.5 | 12936.8 | 15269.85 | 16698.15
PeakO | 2613.7 | 2613.7 | 3766.02 | 5082.7 | 6433.7 | 9741.7
ST | 0 | 0 | 0 | 0 | 0 | 0
STOG | 43923.65 | 43923.65 | 51745.48 | 53893.71 | 58018.58 | 65876.54
STWD | 0 | 0 | 0 | 0 | 0 | 0
WT | 0 | 0 | 0 | 0 | 0 | 0
IGCC | 0 | 0 | 0 | 0 | 0 | 0
DemandResponse | 0 | 0 | 0 | 0 | 0 | 0
IGCC-CCS | 0 | 0 | 0 | 0 | 0 | 0
WT_off | 0 | 0 | 0 | 0 | 0 | 0
PseudoUnit | 0 | 0 | 0 | 0 | 0 | 0
FixedInterchange | 0 | 0 | 0 | 0 | 0 | 0
Cumulative Retirements of Capacity by Reporting Type: EI_Canada
ReportingType | 2015 | 2020 | 2025 | 2030 | 2035 | 2040
BM | 0 | 0 | 0 | 0 | 0 | 0
CC | 5943 | 5943 | 6674 | 6674 | 6674 | 6955.76
CSP | 0 | 0 | 0 | 0 | 0 | 0
CT | 0 | 0 | 0 | 0 | 368 | 368
Coal | 7492.84 | 8053.17 | 8161.9 | 8161.9 | 8161.9 | 8161.9
Geo | 0 | 0 | 0 | 0 | 0 | 0
H | 0 | 0 | 0 | 0 | 0 | 0
LFG | 0 | 0 | 0 | 0 | 0 | 0
Nuc | 0 | 0 | 0 | 0 | 1030 | 2570
PS | 0 | 0 | 0 | 0 | 0 | 0
PV | 0 | 0 | 0 | 0 | 1067.26 | 1067.26
PeakG | 584 | 584 | 1143 | 1143 | 1143 | 1143
PeakO | 175 | 175 | 179 | 179 | 179 | 179
ST | 0 | 0 | 0 | 0 | 0 | 0
STOG | 2126 | 2126 | 2252 | 2252 | 2252 | 2252
STWD | 0 | 0 | 0 | 0 | 0 | 0
WT | 0 | 0 | 0 | 0 | 302.4 | 302.4
IGCC | 0 | 0 | 0 | 0 | 0 | 0
DemandResponse | 0 | 0 | 0 | 0 | 0 | 0
IGCC-CCS | 0 | 0 | 0 | 0 | 0 | 0
WT_off | 0 | 0 | 0 | 0 | 0 | 0
PseudoUnit | 0 | 0 | 0 | 0 | 0 | 0
FixedInterchange | 0 | 0 | 0 | 0 | 0 | 0
Cumulative Retirements of Capacity by Reporting Type: EI
ReportingType | 2015 | 2020 | 2025 | 2030 | 2035 | 2040
BM | 0 | 0 | 0 | 0 | 0 | 0
CC | 6978.91 | 9999.41 | 12341.42 | 21841.32 | 57196.71 | 118521.11
CSP | 0 | 0 | 0 | 0 | 0 | 0
CT | 0 | 0 | 0 | 752.9 | 4248.82 | 4548.82
Coal | 150862.65 | 221083.81 | 242563.62 | 245281.71 | 248882.84 | 248882.84
Geo | 0 | 0 | 0 | 0 | 0 | 0
H | 0 | 0 | 0 | 0 | 0 | 0
LFG | 0 | 0 | 0 | 0 | 0 | 0
Nuc | 0 | 614.5 | 614.5 | 2102.7 | 28678.4 | 48384.39
PS | 0 | 0 | 0 | 0 | 0 | 0
PV | 0 | 0 | 0 | 0 | 1067.26 | 1067.31
PeakG | 1062.5 | 1062.5 | 1621.5 | 14079.8 | 16412.85 | 17841.15
PeakO | 2788.7 | 2788.7 | 3945.02 | 5261.7 | 6612.7 | 9920.7
ST | 0 | 0 | 0 | 0 | 0 | 0
STOG | 46049.65 | 46049.65 | 53997.48 | 56145.71 | 60270.58 | 68128.54
STWD | 0 | 0 | 0 | 0 | 0 | 0
WT | 0 | 0 | 0 | 0 | 302.4 | 302.4
IGCC | 0 | 0 | 0 | 0 | 0 | 0
DemandResponse | 0 | 0 | 0 | 0 | 0 | 0
IGCC-CCS | 0 | 0 | 0 | 0 | 0 | 0
WT_off | 0 | 0 | 0 | 0 | 0 | 0
PseudoUnit | 0 | 0 | 0 | 0 | 0 | 0
FixedInterchange | 0 | 0 | 0 | 0 | 0 | 0
Cumulative Retirements of Capacity by Reporting Type: Outside_EI
ReportingType | 2015 | 2020 | 2025 | 2030 | 2035 | 2040
BM | 0 | 0 | 0 | 0 | 0 | 0
CC | 2773 | 2773 | 2773 | 6210.42 | 24966.05 | 31172.55
CSP | 475 | 475 | 475 | 475 | 475 | 475
CT | 0 | 0 | 0 | 0 | 1630.53 | 1630.53
Coal | 25519.59 | 30670.97 | 42690.32 | 52235 | 52235 | 52235
Geo | 4.8 | 4.8 | 4.8 | 4.8 | 4.8 | 4.8
H | 0 | 0 | 0 | 0 | 0 | 0
LFG | 0 | 0 | 0 | 0 | 0 | 0
Nuc | 0 | 0 | 0 | 0 | 0 | 0
PS | 0 | 0 | 0 | 0 | 0 | 0
PV | 0 | 0 | 0 | 0 | 13.99 | 13.99
PeakG | 4183.25 | 4183.25 | 4183.25 | 4183.25 | 4183.25 | 4183.25
PeakO | 591 | 591 | 591 | 591 | 642 | 642
ST | 0 | 0 | 0 | 0 | 0 | 0
STOG | 15622.7 | 15622.7 | 20006.56 | 23956.63 | 34157.7 | 34157.7
STWD | 0 | 0 | 0 | 0 | 0 | 0
WT | 126.2 | 126.2 | 126.2 | 126.2 | 126.2 | 126.2
IGCC | 0 | 0 | 0 | 0 | 0 | 0
DemandResponse | 0 | 0 | 0 | 0 | 0 | 0
IGCC-CCS | 0 | 0 | 0 | 0 | 0 | 0
WT_off | 0 | 0 | 0 | 0 | 0 | 0
PseudoUnit | 0 | 0 | 0 | 0 | 0 | 0
FixedInterchange | 0 | 0 | 0 | 0 | 0 | 0
#5 | Total Installed ACTIVE Capacity (MW)
Total Installed Capacity by Reporting Type: Entergy
ReportingType | 2015 | 2020 | 2025 | 2030 | 2035 | 2040
BM | 0 | 0 | 0 | 0 | 3618.06 | 10074.95
CC | 17083.29 | 21834.02 | 21665.14 | 21625.02 | 13032.21 | 8795.24
CSP | 0 | 0 | 0 | 0 | 0 | 0
CT | 0 | 0 | 0 | 0 | 0 | 0
Coal | 7782.64 | 720 | 720 | 720 | 720 | 720
Geo | 0 | 0 | 0 | 0 | 0 | 0
H | 744 | 744 | 744 | 744 | 1853 | 1853
LFG | 8 | 8 | 115.4 | 115.4 | 115.4 | 115.4
Nuc | 5422 | 5422 | 5422 | 5422 | 7585.43 | 6588.43
PS | 59 | 59 | 59 | 59 | 59 | 59
PV | 0.29 | 61.82 | 91.21 | 91.21 | 91.21 | 92.59
PeakG | 2787 | 2787 | 2787 | 636.69 | 636.69 | 636.69
PeakO | 174 | 174 | 0 | 0 | 0 | 0
ST | 0 | 0 | 0 | 0 | 0 | 0
STOG | 1479.61 | 1479.61 | 0 | 0 | 0 | 0
STWD | 206 | 206 | 206 | 206 | 206 | 206
WT | 107 | 107 | 107 | 107 | 107 | 107
IGCC | 0 | 0 | 0 | 0 | 0 | 0
DemandResponse | 301.55 | 1538.95 | 2854.33 | 2930.78 | 3009.27 | 3089.87
IGCC-CCS | 0 | 0 | 0 | 0 | 0 | 0
WT_off | 0 | 0 | 0 | 0 | 0 | 0
PseudoUnit | 0 | 0 | 0 | 0 | 0 | 0
FixedInterchange | 0 | 0 | 0 | 0 | 0 | 0
Total Installed Capacity by Reporting Type: FRCC
ReportingType | 2015 | 2020 | 2025 | 2030 | 2035 | 2040
BM | 0 | 0 | 0 | 0 | 0 | 2001.91
CC | 34297.86 | 34297.86 | 34297.86 | 26799.67 | 19640.34 | 19640.34
CSP | 0 | 0 | 0 | 0 | 0 | 0
CT | 2480 | 2480 | 2480 | 2480 | 0 | 0
Coal | 2356 | 1252 | 1252 | 1252 | 1252 | 1252
Geo | 0 | 0 | 0 | 0 | 0 | 0
H | 55 | 55 | 55 | 55 | 55 | 55
LFG | 486 | 486 | 684 | 684 | 684 | 684
Nuc | 4131.33 | 4131.33 | 7010.6 | 17859.25 | 25168.62 | 27098.96
PS | 0 | 0 | 0 | 0 | 0 | 0
PV | 51 | 51 | 51 | 51 | 51 | 51
PeakG | 8431 | 8431 | 8431 | 6350.69 | 6350.69 | 6350.69
PeakO | 2283 | 2283 | 1304.68 | 0 | 0 | 0
ST | 0 | 0 | 0 | 0 | 0 | 0
STOG | 216.95 | 216.95 | 0 | 0 | 0 | 0
STWD | 195 | 195 | 195 | 195 | 195 | 195
WT | 0 | 0 | 0 | 0 | 0 | 0
IGCC | 0 | 0 | 0 | 0 | 0 | 0
DemandResponse | 2734.45 | 3962.85 | 5527.63 | 5878.95 | 6252.59 | 6649.99
IGCC-CCS | 0 | 0 | 0 | 0 | 0 | 0
WT_off | 0 | 0 | 0 | 0 | 0 | 0
PseudoUnit | 0 | 0 | 0 | 0 | 0 | 0
FixedInterchange | 0 | 0 | 0 | 0 | 0 | 0
Total Installed Capacity by Reporting Type: MAPP_US
ReportingType | 2015 | 2020 | 2025 | 2030 | 2035 | 2040
BM | 0 | 0 | 0 | 0 | 34.97 | 65.98
CC | 289 | 289 | 289 | 289 | 289 | 289
CSP | 0 | 0 | 0 | 0 | 0 | 0
CT | 308.3 | 308.3 | 308.3 | 463.26 | 463.26 | 463.26
Coal | 1655.41 | 938.16 | 86.52 | 86.52 | 86.52 | 86.52
Geo | 44 | 44 | 44 | 44 | 44 | 44
H | 2186 | 2186 | 2186 | 2186 | 2186 | 2186
LFG | 2 | 2 | 2 | 73.67 | 73.67 | 73.67
Nuc | 0.1 | 0.1 | 0.1 | 0.1 | 0.1 | 0.1
PS | 0 | 0 | 0 | 0 | 0 | 0
PV | 0 | 0 | 0 | 0 | 0 | 0
PeakG | 709 | 709 | 709 | 709 | 709 | 709
PeakO | 346 | 346 | 346 | 346 | 346 | 346
ST | 0 | 0 | 0 | 0 | 0 | 0
STOG | 0 | 0 | 0 | 0 | 0 | 0
STWD | 0 | 0 | 0 | 0 | 0 | 0
WT | 1689.3 | 8254.68 | 12427.89 | 12427.89 | 12427.89 | 12427.89
IGCC | 0 | 0 | 0 | 0 | 0 | 0
DemandResponse | 59 | 199.4 | 353.8 | 367.81 | 382.38 | 397.53
IGCC-CCS | 0 | 0 | 0 | 0 | 0 | 0
WT_off | 0 | 0 | 0 | 0 | 0 | 0
PseudoUnit | 0 | 0 | 0 | 0 | 0 | 0
FixedInterchange | 0 | 0 | 0 | 0 | 0 | 0
Total Installed Capacity by Reporting Type: MISO_IN
ReportingType | 2015 | 2020 | 2025 | 2030 | 2035 | 2040
BM | 0 | 0 | 0 | 0 | 0 | 6144.51
CC | 2414.16 | 24390.69 | 24390.69 | 24390.69 | 24390.69 | 23372.52
CSP | 0 | 0 | 0 | 0 | 0 | 0
CT | 0 | 0 | 0 | 0 | 0 | 0
Coal | 7544 | 4491 | 4491 | 4491 | 4491 | 4491
Geo | 0 | 0 | 0 | 0 | 0 | 0
H | 75 | 75 | 75 | 75 | 75 | 75
LFG | 37 | 37 | 117.13 | 117.13 | 117.13 | 117.13
Nuc | 0.1 | 0.1 | 0.1 | 0.1 | 0.1 | 588.34
PS | 0 | 0 | 0 | 0 | 0 | 0
PV | 0 | 225.83 | 225.83 | 225.83 | 225.83 | 225.78
PeakG | 3053 | 3053 | 3053 | 3053 | 3053 | 3053
PeakO | 361 | 361 | 361 | 361 | 361 | 361
ST | 0 | 0 | 0 | 0 | 0 | 0
STOG | 279 | 279 | 279 | 279 | 279 | 0
STWD | 0 | 0 | 0 | 0 | 0 | 0
WT | 535 | 535 | 535 | 535 | 535 | 535
IGCC | 618 | 618 | 618 | 618 | 618 | 618
DemandResponse | 1068.55 | 1287.74 | 1545.09 | 1592.8 | 1641.97 | 1692.67
IGCC-CCS | 0 | 0 | 0 | 0 | 0 | 0
WT_off | 0 | 0 | 0 | 0 | 0 | 0
PseudoUnit | 0 | 0 | 0 | 0 | 0 | 0
FixedInterchange | 0 | 0 | 0 | 0 | 0 | 0
Total Installed Capacity by Reporting Type: MISO_MI
ReportingType | 2015 | 2020 | 2025 | 2030 | 2035 | 2040
BM | 0 | 0 | 0 | 0 | 0 | 4802.58
CC | 5478.05 | 5478.05 | 5478.05 | 5478.05 | 5478.05 | 2989.46
CSP | 0 | 0 | 0 | 0 | 0 | 0
CT | 0 | 0 | 0 | 0 | 0 | 0
Coal | 4452 | 0 | 0 | 0 | 0 | 0
Geo | 0 | 0 | 0 | 0 | 0 | 0
H | 141 | 141 | 141 | 141 | 141 | 141
LFG | 163 | 223.68 | 323.25 | 323.25 | 323.25 | 323.25
Nuc | 1889 | 1889 | 1889 | 1889 | 2546.03 | 7099.35
PS | 1872 | 1872 | 1872 | 1872 | 1872 | 1872
PV | 0 | 0 | 0 | 0 | 0 | 0
PeakG | 3562 | 3562 | 3562 | 3562 | 3562 | 3562
PeakO | 534 | 534 | 534 | 534 | 534 | 534
ST | 0 | 0 | 0 | 0 | 0 | 0
STOG | 2852 | 2852 | 2852 | 2852 | 2852 | 0
STWD | 163 | 163 | 163 | 163 | 163 | 163
WT | 2161 | 2242.38 | 2242.38 | 2242.38 | 2242.38 | 2242.38
IGCC | 0 | 0 | 0 | 0 | 0 | 0
DemandResponse | 1838.88 | 2351.35 | 3000.3 | 3120.7 | 3245.93 | 3376.18
IGCC-CCS | 0 | 0 | 0 | 0 | 0 | 0
WT_off | 0 | 0 | 0 | 0 | 0 | 0
PseudoUnit | 0 | 0 | 0 | 0 | 0 | 0
FixedInterchange | 0 | 0 | 0 | 0 | 0 | 0
Total Installed Capacity by Reporting Type: MISO_MO-IL
ReportingType | 2015 | 2020 | 2025 | 2030 | 2035 | 2040
BM | 0 | 0 | 0 | 0 | 0 | 134.33
CC | 1058 | 1058 | 1058 | 1058 | 1058 | 1058
CSP | 0 | 0 | 0 | 0 | 0 | 0
CT | 0 | 0 | 0 | 0 | 0 | 0
Coal | 10898.07 | 2786 | 2786 | 2786 | 2786 | 2786
Geo | 0 | 0 | 0 | 0 | 0 | 0
H | 352 | 352 | 632 | 632 | 632 | 632
LFG | 18 | 18 | 28.57 | 241.33 | 241.33 | 241.33
Nuc | 2233 | 2233 | 2233 | 2233 | 2233 | 2233
PS | 440 | 440 | 440 | 440 | 440 | 440
PV | 0 | 0 | 0 | 0 | 0 | 0
PeakG | 4595 | 4595 | 4595 | 4595 | 4595 | 4595
PeakO | 766 | 766 | 766 | 766 | 766 | 766
ST | 0 | 0 | 0 | 0 | 0 | 0
STOG | 592 | 592 | 592 | 592 | 592 | 0
STWD | 0 | 0 | 0 | 0 | 0 | 0
WT | 678 | 678 | 6278 | 6278 | 6278 | 6278
IGCC | 0 | 0 | 0 | 0 | 0 | 0
DemandResponse | 301.14 | 1139.8 | 2067.65 | 2153.82 | 2243.59 | 2337.1
IGCC-CCS | 0 | 0 | 0 | 0 | 0 | 0
WT_off | 0 | 0 | 0 | 0 | 0 | 0
PseudoUnit | 0 | 0 | 0 | 0 | 0 | 0
FixedInterchange | 0 | 0 | 0 | 0 | 0 | 0
Total Installed Capacity by Reporting Type: MISO_W
ReportingType | 2015 | 2020 | 2025 | 2030 | 2035 | 2040
BM | 0 | 0 | 0 | 0 | 0 | 0
CC | 3025 | 3025 | 3025 | 3025 | 3025 | 3014
CSP | 0 | 0 | 0 | 0 | 0 | 0
CT | 0 | 0 | 0 | 0 | 0 | 0
Coal | 9858.4 | 4426.86 | 3099.4 | 3099.4 | 800 | 800
Geo | 0 | 0 | 0 | 0 | 0 | 0
H | 497 | 497 | 497 | 497 | 497 | 497
LFG | 205 | 205 | 205 | 276.67 | 276.67 | 276.67
Nuc | 2361.33 | 2361.33 | 2361.33 | 2361.33 | 0.1 | 0.1
PS | 0 | 0 | 0 | 0 | 0 | 0
PV | 0 | 0 | 0 | 0 | 0 | 0
PeakG | 4522 | 4522 | 4522 | 4522 | 4522 | 4522
PeakO | 2154 | 2154 | 2154 | 2154 | 2154 | 2154
ST | 0 | 0 | 0 | 0 | 0 | 0
STOG | 172 | 172 | 172 | 172 | 172 | 0
STWD | 313 | 313 | 313 | 313 | 313 | 313
WT | 8358.5 | 8358.5 | 45985.31 | 45985.31 | 45985.31 | 48226.58
IGCC | 0 | 0 | 0 | 0 | 0 | 0
DemandResponse | 2622.87 | 2885.77 | 3318.4 | 3449.86 | 3586.51 | 3728.59
IGCC-CCS | 0 | 0 | 0 | 0 | 0 | 0
WT_off | 0 | 0 | 0 | 0 | 0 | 0
PseudoUnit | 0 | 0 | 0 | 0 | 0 | 0
FixedInterchange | 0 | 0 | 0 | 0 | 0 | 0
Total Installed Capacity by Reporting Type: MISO_WUMS
ReportingType | 2015 | 2020 | 2025 | 2030 | 2035 | 2040
BM | 0 | 0 | 0 | 0 | 0 | 3200.79
CC | 11057.74 | 11057.74 | 11057.74 | 11057.74 | 11057.74 | 2851.98
CSP | 0 | 0 | 0 | 0 | 0 | 0
CT | 0 | 0 | 0 | 0 | 0 | 0
Coal | 3969.1 | 1767 | 1767 | 1767 | 1767 | 1767
Geo | 0 | 0 | 0 | 0 | 0 | 0
H | 336 | 337 | 337 | 337 | 337 | 337
LFG | 71 | 71 | 71 | 294.33 | 294.33 | 294.33
Nuc | 1817 | 1817 | 1817 | 2732.76 | 2150.19 | 2150.19
PS | 0 | 0 | 0 | 0 | 0 | 0
PV | 0 | 0 | 0 | 0 | 0 | 0
PeakG | 3230 | 3230 | 3230 | 3230 | 3230 | 3230
PeakO | 490 | 490 | 490 | 490 | 490 | 490
ST | 0 | 0 | 0 | 0 | 0 | 0
STOG | 300.5 | 300.5 | 300.5 | 300.5 | 300.5 | 0
STWD | 105 | 105 | 105 | 105 | 105 | 105
WT | 1528.9 | 1528.9 | 1528.9 | 1528.9 | 1528.9 | 1559.7
IGCC | 0 | 0 | 0 | 0 | 0 | 0
DemandResponse | 193.34 | 453.12 | 737.75 | 762.42 | 787.92 | 814.26
IGCC-CCS | 0 | 0 | 0 | 0 | 0 | 0
WT_off | 0 | 0 | 0 | 0 | 0 | 0
PseudoUnit | 0 | 0 | 0 | 0 | 0 | 0
FixedInterchange | 0 | 0 | 0 | 0 | 0 | 0
Total Installed Capacity by Reporting Type: Nebraska
ReportingType | 2015 | 2020 | 2025 | 2030 | 2035 | 2040
BM | 0 | 0 | 0 | 0 | 338.04 | 2324.04
CC | 550.75 | 2417.72 | 2417.72 | 2417.72 | 2417.72 | 2417.72
CSP | 0 | 0 | 0 | 0 | 0 | 0
CT | 0 | 0 | 0 | 0 | 0 | 0
Coal | 4110.1 | 914.3 | 914.3 | 914.3 | 914.3 | 914.3
Geo | 0 | 0 | 0 | 0 | 0 | 0
H | 167 | 167 | 167 | 167 | 167 | 167
LFG | 6 | 6 | 77.67 | 77.67 | 77.67 | 77.67
Nuc | 1252 | 1252 | 1252 | 1252 | 0.2 | 0.2
PS | 0 | 0 | 0 | 0 | 0 | 0
PV | 0 | 0 | 0 | 0 | 0 | 0
PeakG | 1305 | 1305 | 1305 | 1305 | 1305 | 1305
PeakO | 326 | 326 | 326 | 326 | 326 | 326
ST | 0 | 0 | 0 | 0 | 0 | 0
STOG | 0 | 0 | 0 | 0 | 0 | 0
STWD | 0 | 0 | 0 | 0 | 0 | 0
WT | 344 | 344 | 344 | 344 | 344 | 344
IGCC | 0 | 0 | 0 | 0 | 0 | 0
DemandResponse | 624.42 | 756.13 | 918.4 | 954.78 | 992.6 | 1031.92
IGCC-CCS | 0 | 0 | 0 | 0 | 0 | 0
WT_off | 0 | 0 | 0 | 0 | 0 | 0
PseudoUnit | 0 | 0 | 0 | 0 | 0 | 0
FixedInterchange | 0 | 0 | 0 | 0 | 0 | 0
Total Installed Capacity by Reporting Type: NEISO
ReportingType | 2015 | 2020 | 2025 | 2030 | 2035 | 2040
BM | 252.2 | 252.2 | 252.2 | 252.2 | 252.2 | 252.2
CC | 12476.59 | 9456.09 | 8013.97 | 7751.34 | 7751.34 | 5701.84
CSP | 0 | 0 | 0 | 0 | 0 | 0
CT | 334 | 334 | 334 | 324.5 | 134.57 | 134.57
Coal | 320 | 0 | 0 | 0 | 0 | 0
Geo | 0 | 0 | 0 | 0 | 0 | 0
H | 3257.7 | 3257.7 | 3257.7 | 3260.7 | 3260.7 | 3260.7
LFG | 581.26 | 581.26 | 581.26 | 651 | 651 | 651
Nuc | 4645 | 4645 | 4645 | 4645 | 3356 | 2479.08
PS | 1674 | 1674 | 1674 | 1674 | 1674 | 1674
PV | 2 | 294.5 | 294.5 | 294.5 | 294.5 | 294.5
PeakG | 1200 | 1200 | 1200 | 1200 | 1200 | 1200
PeakO | 0 | 0 | 0 | 0 | 0 | 0
ST | 0 | 0 | 0 | 0 | 0 | 0
STOG | 0 | 0 | 0 | 0 | 0 | 0
STWD | 610 | 610 | 610 | 610 | 610 | 610
WT | 434.2 | 2944.13 | 5483 | 5483 | 19949.72 | 19949.72
IGCC | 0 | 0 | 0 | 0 | 0 | 0
DemandResponse | 3092.4 | 3627.72 | 4230.66 | 4257.78 | 4282.5 | 4307.35
IGCC-CCS | 0 | 0 | 0 | 0 | 0 | 0
WT_off | 468 | 468 | 468 | 468 | 468 | 468
PseudoUnit | 0 | 0 | 0 | 0 | 0 | 0
FixedInterchange | 0 | 0 | 0 | 0 | 0 | 0
Total Installed Capacity by Reporting Type: NonRTO_Midwest
ReportingType | 2015 | 2020 | 2025 | 2030 | 2035 | 2040
BM | 0 | 0 | 0 | 0 | 832.71 | 6144.51
CC | 3093.05 | 5771.67 | 5771.67 | 5771.67 | 5771.67 | 2678.62
CSP | 0 | 0 | 0 | 0 | 0 | 0
CT | 0 | 0 | 0 | 0 | 0 | 0
Coal | 6220.5 | 3432.17 | 2613.19 | 1836.01 | 1836.01 | 1836.01
Geo | 0 | 0 | 0 | 0 | 0 | 0
H | 143 | 143 | 889 | 889 | 889 | 889
LFG | 14 | 14 | 174.25 | 174.25 | 174.25 | 174.25
Nuc | 0.1 | 0.1 | 0.1 | 0.1 | 990.29 | 990.29
PS | 0 | 0 | 0 | 0 | 0 | 0
PV | 0 | 0 | 0 | 0 | 0 | 0
PeakG | 3353 | 3353 | 3353 | 3254 | 1784.89 | 356.58
PeakO | 12 | 12 | 12 | 0 | 0 | 0
ST | 0 | 0 | 0 | 0 | 0 | 0
STOG | 0 | 0 | 0 | 0 | 0 | 0
STWD | 0 | 0 | 0 | 0 | 0 | 0
WT | 66 | 66 | 66 | 66 | 66 | 66
IGCC | 0 | 0 | 0 | 0 | 0 | 0
DemandResponse | 193.98 | 453.37 | 727.88 | 745.89 | 764.35 | 783.26
IGCC-CCS | 0 | 0 | 0 | 0 | 0 | 0
WT_off | 0 | 0 | 0 | 0 | 0 | 0
PseudoUnit | 0 | 0 | 0 | 0 | 0 | 0
FixedInterchange | 0 | 0 | 0 | 0 | 0 | 0
Total Installed Capacity by Reporting Type: NYISO_A-F
ReportingType | 2015 | 2020 | 2025 | 2030 | 2035 | 2040
BM | 0 | 0 | 0 | 0 | 0 | 0
CC | 4233 | 4233 | 4233 | 2720.03 | 2226.35 | 1587.35
CSP | 0 | 0 | 0 | 0 | 0 | 0
CT | 0 | 0 | 0 | 0 | 0 | 0
Coal | 0 | 0 | 0 | 0 | 0 | 0
Geo | 0 | 0 | 0 | 0 | 0 | 0
H | 4395 | 4395 | 4395 | 4395 | 4395 | 4395
LFG | 172.4 | 172.4 | 240.33 | 240.33 | 240.33 | 240.33
Nuc | 3365 | 3365 | 3365 | 2743.8 | 2163.3 | 1311.1
PS | 1412 | 1412 | 1412 | 1412 | 1412 | 1412
PV | 0 | 0 | 0 | 0 | 0 | 0
PeakG | 221 | 221 | 221 | 221 | 221 | 221
PeakO | 39 | 39 | 39 | 39 | 39 | 39
ST | 0 | 0 | 0 | 0 | 0 | 0
STOG | 0 | 0 | 0 | 0 | 0 | 0
STWD | 86 | 86 | 86 | 86 | 86 | 86
WT | 3759.3 | 4469.1 | 4469.1 | 7380.81 | 14773 | 14773
IGCC | 0 | 0 | 0 | 0 | 0 | 0
DemandResponse | 907.2 | 1018.15 | 1143.28 | 1172.73 | 1202.95 | 1233.94
IGCC-CCS | 0 | 0 | 0 | 0 | 0 | 0
WT_off | 0 | 0 | 0 | 0 | 0 | 0
PseudoUnit | 0 | 0 | 0 | 0 | 0 | 0
FixedInterchange | 0 | 0 | 0 | 0 | 0 | 0
Total Installed Capacity by Reporting Type: NYISO_G-I
ReportingType | 2015 | 2020 | 2025 | 2030 | 2035 | 2040
BM | 0 | 0 | 0 | 0 | 618.07 | 800
CC | 1157 | 1157 | 1206.05 | 1206.05 | 1206.05 | 1206.05
CSP | 0 | 0 | 0 | 0 | 0 | 0
CT | 0 | 0 | 0 | 0 | 0 | 0
Coal | 0 | 0 | 0 | 0 | 0 | 0
Geo | 0 | 0 | 0 | 0 | 0 | 0
H | 32 | 32 | 32 | 32 | 32 | 32
LFG | 64 | 64 | 138.33 | 138.33 | 138.33 | 138.33
Nuc | 2045 | 2045 | 2045 | 2045 | 1025.4 | 1552.23
PS | 0 | 0 | 0 | 0 | 0 | 0
PV | 0 | 0 | 0 | 0 | 0 | 0
PeakG | 65 | 65 | 65 | 65 | 65 | 65
PeakO | 87 | 87 | 87 | 87 | 87 | 87
ST | 0 | 0 | 0 | 0 | 0 | 0
STOG | 0 | 0 | 0 | 0 | 0 | 0
STWD | 0 | 0 | 0 | 0 | 0 | 0
WT | 0 | 60 | 60 | 360 | 360 | 360
IGCC | 0 | 0 | 0 | 0 | 0 | 0
DemandResponse | 339.56 | 380.32 | 434.34 | 453.11 | 472.7 | 493.13
IGCC-CCS | 0 | 0 | 0 | 0 | 0 | 0
WT_off | 0 | 0 | 0 | 0 | 0 | 0
PseudoUnit | 0 | 0 | 0 | 0 | 0 | 0
FixedInterchange | 0 | 0 | 0 | 0 | 0 | 0
Total Installed Capacity by Reporting Type: NYISO_J-K
ReportingType | 2015 | 2020 | 2025 | 2030 | 2035 | 2040
BM | 0 | 0 | 0 | 0 | 0 | 0
CC | 4833.4 | 4833.4 | 4833.4 | 4833.4 | 4833.4 | 4833.4
CSP | 0 | 0 | 0 | 0 | 0 | 0
CT | 0 | 0 | 0 | 0 | 0 | 0
Coal | 0 | 0 | 0 | 0 | 0 | 0
Geo | 0 | 0 | 0 | 0 | 0 | 0
H | 0 | 0 | 0 | 0 | 0 | 0
LFG | 124 | 124 | 124 | 198.33 | 198.33 | 198.33
Nuc | 0.1 | 0.1 | 0.1 | 0.1 | 0.1 | 0.1
PS | 0 | 0 | 0 | 0 | 0 | 0
PV | 32 | 32 | 32 | 32 | 32 | 32
PeakG | 2778 | 2778 | 2778 | 2778 | 2778 | 2778
PeakO | 2169 | 2169 | 2169 | 2169 | 2169 | 2169
ST | 0 | 0 | 0 | 0 | 0 | 0
STOG | 3299.46 | 3299.46 | 3299.46 | 3299.46 | 3299.46 | 3299.46
STWD | 0 | 0 | 0 | 0 | 0 | 0
WT | 0 | 0 | 0 | 0 | 330 | 330
IGCC | 0 | 0 | 0 | 0 | 0 | 0
DemandResponse | 1319.07 | 1502.66 | 1718.62 | 1795.58 | 1875.99 | 1960
IGCC-CCS | 0 | 0 | 0 | 0 | 0 | 0
WT_off | 0 | 0 | 0 | 0 | 0 | 0
PseudoUnit | 0 | 0 | 0 | 0 | 0 | 0
FixedInterchange | 0 | 0 | 0 | 0 | 0 | 0
Total Installed Capacity by Reporting Type: PJM_E
ReportingType | 2015 | 2020 | 2025 | 2030 | 2035 | 2040
BM | 30 | 30 | 30 | 30 | 30 | 30
CC | 12283.3 | 12283.3 | 12283.3 | 12283.3 | 11665 | 11142
CSP | 0 | 0 | 0 | 0 | 0 | 0
CT | 26.2 | 26.2 | 26.2 | 0 | 0 | 0
Coal | 1076 | 508 | 508 | 508 | 508 | 508
Geo | 0 | 0 | 0 | 0 | 0 | 0
H | 269.99 | 269.99 | 269.99 | 269.99 | 269.99 | 269.99
LFG | 471.1 | 604 | 604 | 604 | 604 | 604
Nuc | 8510 | 7895.5 | 7895.5 | 7895.5 | 5671.5 | 4497.5
PS | 400 | 400 | 400 | 400 | 400 | 400
PV | 47.45 | 47.45 | 47.45 | 47.45 | 47.45 | 47.45
PeakG | 3877.5 | 3877.5 | 3877.5 | 3877.5 | 3877.5 | 3877.5
PeakO | 2749.3 | 2749.3 | 2749.3 | 2749.3 | 2749.3 | 2749.3
ST | 0 | 0 | 0 | 0 | 0 | 0
STOG | 2622.5 | 2622.5 | 0 | 0 | 0 | 0
STWD | 0 | 0 | 0 | 0 | 0 | 0
WT | 1160 | 1160 | 1160 | 1160 | 1180 | 1180
IGCC | 0 | 0 | 0 | 0 | 0 | 0
DemandResponse | 1256.73 | 1718.17 | 2388.62 | 2469.72 | 2553.57 | 2640.27
IGCC-CCS | 0 | 0 | 0 | 0 | 0 | 0
WT_off | 0 | 0 | 1100 | 1100 | 1100 | 9600
PseudoUnit | 0 | 0 | 0 | 0 | 0 | 0
FixedInterchange | 0 | 0 | 0 | 0 | 0 | 0
Total Installed Capacity by Reporting Type: PJM_ROM
ReportingType | 2015 | 2020 | 2025 | 2030 | 2035 | 2040
BM | 18 | 18 | 18 | 18 | 2357.79 | 2357.79
CC | 5664.5 | 5664.5 | 5664.5 | 5664.5 | 5664.5 | 4267.5
CSP | 0 | 0 | 0 | 0 | 0 | 0
CT | 16 | 16 | 16 | 16 | 0 | 0
Coal | 1787.5 | 553.5 | 32.5 | 32.5 | 32.5 | 32.5
Geo | 0 | 0 | 0 | 0 | 0 | 0
H | 1392 | 1392 | 2070 | 2070 | 2070 | 2070
LFG | 356.9 | 622 | 622 | 622 | 622 | 622
Nuc | 5036 | 5036 | 5036 | 5036 | 5170.15 | 6356.79
PS | 1513 | 1513 | 1513 | 1513 | 1513 | 1513
PV | 4 | 1359.2 | 2117.94 | 2287.77 | 2300.57 | 2361.65
PeakG | 1719 | 1719 | 1719 | 1719 | 1719 | 1719
PeakO | 1566 | 1566 | 1566 | 1566 | 1566 | 0
ST | 0 | 0 | 0 | 0 | 0 | 0
STOG | 3529 | 3529 | 61.22 | 0 | 0 | 0
STWD | 70 | 70 | 70 | 70 | 70 | 70
WT | 1210.8 | 1961 | 1961 | 1961 | 7771 | 7771
IGCC | 0 | 0 | 0 | 0 | 0 | 0
DemandResponse | 2307.31 | 2787.75 | 3373.93 | 3488.48 | 3606.92 | 3729.38
IGCC-CCS | 0 | 0 | 0 | 0 | 0 | 0
WT_off | 0 | 0 | 0 | 0 | 0 | 10814.93
PseudoUnit | 0 | 0 | 0 | 0 | 0 | 0
FixedInterchange | 0 | 0 | 0 | 0 | 0 | 0
Total Installed Capacity by Reporting Type: PJM_ROR
ReportingType | 2015 | 2020 | 2025 | 2030 | 2035 | 2040
BM | 385 | 385 | 385 | 385 | 385 | 10556.34
CC | 29751.24 | 36818.16 | 36818.16 | 36818.16 | 36644.16 | 16072.8
CSP | 0 | 0 | 0 | 0 | 0 | 0
CT | 29 | 29 | 29 | 29 | 0 | 0
Coal | 27006.92 | 14897.67 | 8562 | 8562 | 8562 | 8562
Geo | 0 | 0 | 0 | 0 | 0 | 0
H | 1837.4 | 2340.4 | 2340.4 | 2340.4 | 2340.4 | 2340.4
LFG | 539.4 | 1027.64 | 1053.11 | 1053.11 | 1053.11 | 1053.11
Nuc | 20038 | 20038 | 20038 | 19171 | 18427.11 | 30124.53
PS | 3081 | 3081 | 3081 | 3081 | 3081 | 3081
PV | 24 | 24 | 234.91 | 242.73 | 242.73 | 242.73
PeakG | 19311 | 19311 | 19311 | 19311 | 19311 | 19311
PeakO | 1742 | 1742 | 1742 | 1742 | 1742 | 0
ST | 0 | 0 | 0 | 0 | 0 | 0
STOG | 2122 | 2122 | 2087 | 0 | 0 | 0
STWD | 194 | 194 | 194 | 194 | 194 | 194
WT | 10922.7 | 11114.4 | 17810.59 | 56197 | 56197 | 56197
IGCC | 0 | 0 | 0 | 0 | 0 | 0
DemandResponse | 3324.65 | 6282.21 | 9765.55 | 10067.05 | 10377.87 | 10698.28
IGCC-CCS | 0 | 0 | 0 | 0 | 0 | 0
WT_off | 0 | 0 | 0 | 0 | 0 | 0
PseudoUnit | 0 | 0 | 0 | 0 | 0 | 0
FixedInterchange | 0 | 0 | 0 | 0 | 0 | 0
Total Installed Capacity by Reporting Type: SOCO
ReportingType | 2015 | 2020 | 2025 | 2030 | 2035 | 2040
BM | 55 | 55 | 55 | 55 | 6555.24 | 6555.24
CC | 22013.58 | 26962.82 | 26962.82 | 26776.82 | 16549.89 | 10196.92
CSP | 0 | 0 | 0 | 0 | 0 | 0
CT | 0 | 0 | 0 | 0 | 0 | 0
Coal | 8085 | 3954.93 | 1926.3 | 1926.3 | 1926.3 | 1926.3
Geo | 0 | 0 | 0 | 0 | 0 | 0
H | 4194 | 4194 | 4194 | 4194 | 4194 | 4194
LFG | 37 | 37 | 144.4 | 144.4 | 144.4 | 144.4
Nuc | 5841 | 8041 | 8041 | 16574.22 | 19355.6 | 24428.49
PS | 1675 | 1675 | 1675 | 1675 | 1675 | 1675
PV | 0 | 0 | 0 | 0 | 0 | 0
PeakG | 10713 | 10713 | 10713 | 2584.32 | 2584.32 | 2584.32
PeakO | 0 | 0 | 0 | 0 | 0 | 0
ST | 0 | 0 | 0 | 0 | 0 | 0
STOG | 0 | 0 | 0 | 0 | 0 | 0
STWD | 668 | 668 | 668 | 668 | 668 | 668
WT | 0 | 0 | 0 | 0 | 100 | 100
IGCC | 0 | 0 | 0 | 0 | 0 | 0
DemandResponse | 2570.49 | 4773.97 | 7215.46 | 7512.46 | 7821.68 | 8143.63
IGCC-CCS | 0 | 0 | 0 | 0 | 0 | 0
WT_off | 0 | 0 | 0 | 0 | 0 | 0
PseudoUnit | 0 | 0 | 0 | 0 | 0 | 0
FixedInterchange | 0 | 0 | 0 | 0 | 0 | 0
Total Installed Capacity by Reporting Type: SPP_N
ReportingType | 2015 | 2020 | 2025 | 2030 | 2035 | 2040
BM | 0 | 0 | 0 | 0 | 6405.59 | 6405.59
CC | 3171.53 | 3171.53 | 3171.53 | 3171.53 | 3171.53 | 3171.53
CSP | 0 | 0 | 0 | 0 | 0 | 0
CT | 0 | 0 | 0 | 0 | 0 | 0
Coal | 7726.53 | 5629.03 | 2993.36 | 2993.36 | 2236.63 | 2236.63
Geo | 0 | 0 | 0 | 0 | 0 | 0
H | 21 | 21 | 21 | 21 | 21 | 21
LFG | 7 | 7 | 102 | 102 | 102 | 102
Nuc | 1160 | 1160 | 1160 | 1160 | 1160 | 1160
PS | 0 | 0 | 0 | 0 | 0 | 0
PV | 0 | 0 | 0 | 0 | 0 | 0
PeakG | 4397 | 4397 | 4397 | 4397 | 4397 | 4397
PeakO | 1199 | 1199 | 1199 | 1199 | 1199 | 1199
ST | 0 | 0 | 0 | 0 | 0 | 0
STOG | 0 | 0 | 0 | 0 | 0 | 0
STWD | 0 | 0 | 0 | 0 | 0 | 0
WT | 1227 | 15522.99 | 15522.99 | 15522.99 | 15522.99 | 16502.61
IGCC | 0 | 0 | 0 | 0 | 0 | 0
DemandResponse | 446.68 | 920.58 | 1432.75 | 1499.14 | 1568.6 | 1641.28
IGCC-CCS | 0 | 0 | 0 | 0 | 0 | 0
WT_off | 0 | 0 | 0 | 0 | 0 | 0
PseudoUnit | 0 | 0 | 0 | 0 | 0 | 0
FixedInterchange | 0 | 0 | 0 | 0 | 0 | 0
Total Installed Capacity by Reporting Type: SPP_S
ReportingType | 2015 | 2020 | 2025 | 2030 | 2035 | 2040
BM | 0 | 0 | 0 | 0 | 2073.14 | 4507.34
CC | 10917 | 17963.3 | 17963.3 | 17963.3 | 17963.3 | 17963.3
CSP | 0 | 0 | 0 | 0 | 0 | 0
CT | 412.99 | 712.99 | 712.99 | 712.99 | 300 | 0
Coal | 10570.8 | 3434 | 1533 | 1533 | 988 | 988
Geo | 0 | 0 | 0 | 0 | 0 | 0
H | 2108 | 2108 | 2108 | 2199 | 2199 | 2199
LFG | 19 | 19 | 114 | 114 | 114 | 114
Nuc | 0.1 | 0.1 | 0.1 | 1491.1 | 1491.1 | 1491.1
PS | 446 | 446 | 446 | 446 | 446 | 446
PV | 0 | 0 | 0 | 0 | 0 | 0
PeakG | 3443 | 3443 | 3443 | 3443 | 3443 | 3443
PeakO | 122 | 122 | 122 | 122 | 122 | 122
ST | 0 | 0 | 0 | 0 | 0 | 0
STOG | 7695.33 | 7695.33 | 7695.33 | 7695.33 | 3662.46 | 0
STWD | 84 | 84 | 84 | 84 | 84 | 84
WT | 2727 | 29750.12 | 29750.12 | 29750.12 | 29820.89 | 29838.22
IGCC | 0 | 0 | 0 | 0 | 0 | 0
DemandResponse | 61.11 | 1754.28 | 3560.21 | 3675.61 | 3794.74 | 3917.74
IGCC-CCS | 0 | 0 | 0 | 0 | 0 | 0
WT_off | 0 | 0 | 0 | 0 | 0 | 0
PseudoUnit | 0 | 0 | 0 | 0 | 0 | 0
FixedInterchange | 0 | 0 | 0 | 0 | 0 | 0
Total Installed Capacity by Reporting Type: TVA
ReportingType | 2015 | 2020 | 2025 | 2030 | 2035 | 2040
BM | 0 | 0 | 0 | 0 | 7394.28 | 7394.28
CC | 9076.52 | 13901.96 | 13901.96 | 13901.96 | 9336.61 | 4825.44
CSP | 0 | 0 | 0 | 0 | 0 | 0
CT | 0 | 0 | 0 | 0 | 0 | 0
Coal | 4754 | 2650 | 788.74 | 0 | 0 | 0
Geo | 0 | 0 | 0 | 0 | 0 | 0
H | 5111 | 5111 | 5138 | 5138 | 5138 | 5138
LFG | 13 | 13 | 120.4 | 120.4 | 120.4 | 120.4
Nuc | 8394.89 | 8394.89 | 8394.89 | 8418.02 | 8164.47 | 11469.51
PS | 1743 | 1743 | 1743 | 1743 | 1743 | 1743
PV | 0 | 0 | 0 | 0 | 0 | 1017.56
PeakG | 5865 | 5865 | 5865 | 5865 | 5671.29 | 5671.29
PeakO | 83 | 83 | 83 | 83 | 0 | 0
ST | 0 | 0 | 0 | 0 | 0 | 0
STOG | 0 | 0 | 0 | 0 | 0 | 0
STWD | 5 | 5 | 5 | 5 | 5 | 5
WT | 29 | 29 | 29 | 29 | 129 | 129
IGCC | 0 | 0 | 0 | 0 | 0 | 0
DemandResponse | 1805 | 2555.95 | 3357.9 | 3440.97 | 3526.11 | 3613.35
IGCC-CCS | 0 | 0 | 0 | 0 | 0 | 0
WT_off | 0 | 0 | 0 | 0 | 0 | 0
PseudoUnit | 0 | 0 | 0 | 0 | 0 | 0
FixedInterchange | 0 | 0 | 0 | 0 | 0 | 0
Total Installed Capacity by Reporting Type: TVA_Transmission
ReportingType | 2015 | 2020 | 2025 | 2030 | 2035 | 2040
BM | 0 | 0 | 0 | 0 | 0 | 0
CC | 0 | 0 | 0 | 0 | 0 | 0
CSP | 0 | 0 | 0 | 0 | 0 | 0
CT | 0 | 0 | 0 | 0 | 0 | 0
Coal | 0 | 0 | 0 | 0 | 0 | 0
Geo | 0 | 0 | 0 | 0 | 0 | 0
H | 0 | 0 | 0 | 0 | 0 | 0
LFG | 0 | 0 | 0 | 0 | 0 | 0
Nuc | 0 | 0 | 0 | 0 | 0 | 0
PS | 0 | 0 | 0 | 0 | 0 | 0
PV | 0 | 0 | 0 | 0 | 0 | 0
PeakG | 0 | 0 | 0 | 0 | 0 | 0
PeakO | 0 | 0 | 0 | 0 | 0 | 0
ST | 0 | 0 | 0 | 0 | 0 | 0
STOG | 0 | 0 | 0 | 0 | 0 | 0
STWD | 0 | 0 | 0 | 0 | 0 | 0
WT | 0 | 0 | 0 | 0 | 0 | 0
IGCC | 0 | 0 | 0 | 0 | 0 | 0
DemandResponse | 0 | 0 | 0 | 0 | 0 | 0
IGCC-CCS | 0 | 0 | 0 | 0 | 0 | 0
WT_off | 0 | 0 | 0 | 0 | 0 | 0
PseudoUnit | 0 | 0 | 0 | 0 | 0 | 0
FixedInterchange | 0 | 0 | 0 | 0 | 0 | 0
Total Installed Capacity by Reporting Type: VACAR
ReportingType | 2015 | 2020 | 2025 | 2030 | 2035 | 2040
BM | 0.92 | 171.13 | 709.69 | 722.42 | 722.42 | 6173.47
CC | 19568.4 | 19568.4 | 19568.4 | 19568.4 | 16043.4 | 10098.3
CSP | 0 | 0 | 0 | 0 | 0 | 0
CT | 717.2 | 717.2 | 717.2 | 0 | 0 | 0
Coal | 8069.4 | 6226.92 | 3137.17 | 1985 | 1985 | 1985
Geo | 0 | 0 | 0 | 0 | 0 | 0
H | 2122 | 2122 | 2122 | 2122 | 2122 | 2122
LFG | 63.34 | 170.4 | 170.4 | 170.4 | 170.4 | 170.4
Nuc | 11430 | 13760 | 15882.97 | 17748.34 | 14500.34 | 12642.34
PS | 2616 | 2616 | 2616 | 2616 | 2616 | 2616
PV | 16 | 149.61 | 151.95 | 152.75 | 152.75 | 155.75
PeakG | 8308 | 8308 | 8308 | 8308 | 7637.78 | 7637.78
PeakO | 1268 | 1268 | 1268 | 1268 | 0 | 0
ST | 0 | 0 | 0 | 0 | 0 | 0
STOG | 92 | 92 | 92 | 92 | 0 | 0
STWD | 281 | 281 | 281 | 281 | 281 | 281
WT | 0.9 | 3500 | 3500 | 3500 | 3500 | 3500
IGCC | 0 | 0 | 0 | 0 | 0 | 0
DemandResponse | 2339.28 | 3868.22 | 5651.52 | 5928.05 | 6218.12 | 6522.37
IGCC-CCS | 0 | 0 | 0 | 0 | 0 | 0
WT_off | 1 | 1 | 1 | 1 | 27514.55 | 39250
PseudoUnit | 0 | 0 | 0 | 0 | 0 | 0
FixedInterchange | 0 | 0 | 0 | 0 | 0 | 0
Total Installed Capacity by Reporting Type: IESO
ReportingType | 2015 | 2020 | 2025 | 2030 | 2035 | 2040
BM | 326.33 | 326.33 | 326.33 | 326.33 | 326.33 | 326.33
CC | 1263 | 1263 | 1263 | 1263 | 1263 | 1263
CSP | 0 | 0 | 0 | 0 | 0 | 0
CT | 368 | 368 | 368 | 368 | 0 | 0
Coal | 0 | 0 | 0 | 0 | 0 | 0
Geo | 0 | 0 | 0 | 0 | 0 | 0
H | 8693.3 | 8693.3 | 8693.3 | 8943.3 | 8943.3 | 8943.3
LFG | 117.5 | 117.5 | 117.5 | 118 | 118 | 118
Nuc | 13018 | 13018 | 13018 | 13018 | 11988 | 10448
PS | 123 | 123 | 123 | 123 | 123 | 123
PV | 1097.26 | 1097.26 | 1097.26 | 1097.26 | 30 | 30
PeakG | 0 | 0 | 0 | 0 | 0 | 0
PeakO | 0 | 0 | 0 | 0 | 0 | 0
ST | 0 | 0 | 0 | 0 | 0 | 0
STOG | 0 | 0 | 0 | 0 | 0 | 0
STWD | 139 | 139 | 139 | 139 | 139 | 139
WT | 3385.9 | 3385.9 | 3385.9 | 3385.9 | 3385.9 | 3385.9
IGCC | 0 | 0 | 0 | 0 | 0 | 0
DemandResponse | 1958.79 | 2066.83 | 2340.54 | 2421.21 | 2504.65 | 2590.98
IGCC-CCS | 0 | 0 | 0 | 0 | 0 | 0
WT_off | 0 | 0 | 0 | 0 | 0 | 0
PseudoUnit | 0 | 0 | 0 | 0 | 0 | 0
FixedInterchange | 0 | 0 | 0 | 0 | 0 | 0
Total Installed Capacity by Reporting Type: MAPP_CA
ReportingType | 2015 | 2020 | 2025 | 2030 | 2035 | 2040
BM | 0 | 0 | 0 | 0 | 0 | 0
CC | 1012.76 | 1012.76 | 281.76 | 281.76 | 281.76 | 0
CSP | 0 | 0 | 0 | 0 | 0 | 0
CT | 0 | 0 | 0 | 0 | 0 | 0
Coal | 669.06 | 108.73 | 0 | 0 | 0 | 0
Geo | 0 | 0 | 0 | 0 | 0 | 0
H | 6475.4 | 7170.4 | 8665.4 | 11125.4 | 11125.4 | 11125.4
LFG | 0 | 0 | 0 | 0 | 0 | 0
Nuc | 0.1 | 0.1 | 0.1 | 0.1 | 0.1 | 0.1
PS | 0 | 0 | 0 | 0 | 0 | 0
PV | 0 | 0 | 0 | 0 | 0 | 0
PeakG | 559 | 559 | 0 | 0 | 0 | 0
PeakO | 4 | 4 | 0 | 0 | 0 | 0
ST | 0 | 0 | 0 | 0 | 0 | 0
STOG | 126 | 126 | 0 | 0 | 0 | 0
STWD | 0 | 0 | 0 | 0 | 0 | 0
WT | 577.4 | 577.4 | 577.4 | 577.4 | 275 | 275
IGCC | 0 | 0 | 0 | 0 | 0 | 0
DemandResponse | 89.5 | 308.14 | 546.73 | 568.39 | 590.9 | 614.31
IGCC-CCS | 0 | 0 | 0 | 0 | 0 | 0
WT_off | 0 | 0 | 0 | 0 | 0 | 0
PseudoUnit | 0 | 0 | 0 | 0 | 0 | 0
FixedInterchange | 0 | 0 | 0 | 0 | 0 | 0
Total Installed Capacity by Reporting Type: AZ_NM_SNV_Coal
ReportingType | 2015 | 2020 | 2025 | 2030 | 2035 | 2040
BM | 0 | 0 | 0 | 0 | 0 | 0
CC | 0 | 0 | 0 | 0 | 0 | 0
CSP | 0 | 0 | 0 | 0 | 0 | 0
CT | 0 | 0 | 0 | 0 | 0 | 0
Coal | 7481.13 | 6876 | 4099.61 | 818 | 818 | 818
Geo | 0 | 0 | 0 | 0 | 0 | 0
H | 0 | 0 | 0 | 0 | 0 | 0
LFG | 0 | 0 | 0 | 0 | 0 | 0
Nuc | 0 | 0 | 0 | 0 | 0 | 0
PS | 0 | 0 | 0 | 0 | 0 | 0
PV | 0 | 0 | 0 | 0 | 0 | 0
PeakG | 0 | 0 | 0 | 0 | 0 | 0
PeakO | 200 | 200 | 200 | 200 | 200 | 200
ST | 0 | 0 | 0 | 0 | 0 | 0
STOG | 0 | 0 | 0 | 0 | 0 | 0
STWD | 0 | 0 | 0 | 0 | 0 | 0
WT | 0 | 0 | 0 | 0 | 0 | 0
IGCC | 0 | 0 | 0 | 0 | 0 | 0
DemandResponse | 0 | 0 | 0 | 0 | 0 | 0
IGCC-CCS | 0 | 0 | 0 | 0 | 0 | 0
WT_off | 0 | 0 | 0 | 0 | 0 | 0
PseudoUnit | 0 | 0 | 0 | 0 | 0 | 0
FixedInterchange | 0 | 0 | 0 | 0 | 0 | 0
Total Installed Capacity by Reporting Type: AZ_NM_SNV_Gas
ReportingType | 2015 | 2020 | 2025 | 2030 | 2035 | 2040
BM | 0 | 0 | 0 | 0 | 0 | 0
CC | 15245 | 16794.28 | 16794.28 | 16507.57 | 12193.17 | 11131.29
CSP | 0 | 0 | 0 | 0 | 0 | 0
CT | 736 | 736 | 736 | 736 | 0 | 0
Coal | 0 | 0 | 0 | 0 | 0 | 0
Geo | 0 | 0 | 0 | 0 | 0 | 0
H | 0 | 0 | 0 | 0 | 0 | 0
LFG | 0 | 0 | 0 | 0 | 0 | 0
Nuc | 0 | 0 | 0 | 0 | 0 | 0
PS | 0 | 0 | 0 | 0 | 0 | 0
PV | 0 | 0 | 0 | 0 | 0 | 0
PeakG | 3660 | 3660 | 3660 | 3660 | 3660 | 3660
PeakO | 0 | 0 | 0 | 0 | 0 | 0
ST | 0 | 0 | 0 | 0 | 0 | 0
STOG | 0 | 0 | 0 | 0 | 0 | 0
STWD | 0 | 0 | 0 | 0 | 0 | 0
WT | 0 | 0 | 0 | 0 | 0 | 0
IGCC | 0 | 0 | 0 | 0 | 0 | 0
DemandResponse | 334.55 | 1076.71 | 1928.33 | 2059.84 | 2196.64 | 2344.36
IGCC-CCS | 0 | 0 | 0 | 0 | 0 | 0
WT_off | 0 | 0 | 0 | 0 | 0 | 0
PseudoUnit | 0 | 0 | 0 | 0 | 0 | 0
FixedInterchange | 0 | 0 | 0 | 0 | 0 | 0
Total Installed Capacity by Reporting Type: AZ_NM_SNV_NucRenew
ReportingType | 2015 | 2020 | 2025 | 2030 | 2035 | 2040
BM | 0 | 0 | 0 | 0 | 0 | 914.15
CC | 0 | 0 | 0 | 0 | 0 | 0
CSP | 0 | 0 | 0 | 0 | 0 | 0
CT | 0 | 0 | 0 | 0 | 0 | 0
Coal | 0 | 0 | 0 | 0 | 0 | 0
Geo | 0 | 0 | 1450 | 1450 | 1450 | 1450
H | 3131 | 3131 | 3131 | 3131 | 3131 | 3131
LFG | 7 | 7 | 67.67 | 67.67 | 67.67 | 67.67
Nuc | 3875 | 3875 | 3875 | 7076.26 | 13689.78 | 13689.78
PS | 216 | 216 | 216 | 216 | 216 | 216
PV | 148.7 | 148.7 | 148.7 | 148.7 | 148.7 | 148.7
PeakG | 0 | 0 | 0 | 0 | 0 | 0
PeakO | 0 | 0 | 0 | 0 | 0 | 0
ST | 280 | 725.61 | 953.39 | 1065.98 | 1587.76 | 1587.76
STOG | 0 | 0 | 0 | 0 | 0 | 0
STWD | 26 | 26 | 26 | 26 | 26 | 26
WT | 525.1 | 12314.92 | 12339.99 | 12339.99 | 12339.99 | 12339.99
IGCC | 0 | 0 | 0 | 0 | 0 | 0
DemandResponse | 0 | 0 | 0 | 0 | 0 | 0
IGCC-CCS | 0 | 0 | 0 | 0 | 0 | 0
WT_off | 0 | 0 | 0 | 0 | 0 | 0
PseudoUnit | 0 | 0 | 0 | 0 | 0 | 0
FixedInterchange | 0 | 0 | 0 | 0 | 0 | 0
Total Installed Capacity by Reporting Type: ERCOT
ReportingType | 2015 | 2020 | 2025 | 2030 | 2035 | 2040
BM | 145 | 145 | 145 | 145 | 4064.97 | 4064.97
CC | 45398.19 | 45398.19 | 45398.19 | 45398.19 | 37514.28 | 33731.79
CSP | 0 | 0 | 0 | 0 | 0 | 0
CT | 250 | 250 | 250 | 250 | 0 | 0
Coal | 6012.39 | 4510 | 3950 | 3950 | 3950 | 3950
Geo | 0 | 0 | 0 | 0 | 0 | 0
H | 565 | 565 | 565 | 565 | 565 | 565
LFG | 75 | 75 | 429 | 429 | 429 | 429
Nuc | 5091 | 5091 | 5091 | 6785.45 | 16745.93 | 20954.14
PS | 0 | 0 | 0 | 0 | 0 | 0
PV | 15 | 15 | 15 | 15 | 1.01 | 1
PeakG | 4768 | 4768 | 4768 | 4768 | 4768 | 4768
PeakO | 51 | 51 | 51 | 51 | 0 | 0
ST | 0 | 0 | 0 | 0 | 0 | 0
STOG | 12821.86 | 12821.86 | 8438 | 5909.91 | 0 | 0
STWD | 0 | 0 | 0 | 0 | 0 | 0
WT | 9280.1 | 9280.1 | 28734.41 | 28734.41 | 28734.41 | 28988.02
IGCC | 0 | 0 | 0 | 0 | 0 | 0
DemandResponse | 740.81 | 3617.73 | 6720.3 | 6926.25 | 7155.61 | 7391.29
IGCC-CCS | 0 | 0 | 0 | 0 | 0 | 0
WT_off | 0 | 0 | 0 | 0 | 0 | 0
PseudoUnit | 0 | 0 | 0 | 0 | 0 | 0
FixedInterchange | 0 | 0 | 0 | 0 | 0 | 0
Total Installed Capacity by Reporting Type: NP15
ReportingType | 2015 | 2020 | 2025 | 2030 | 2035 | 2040
BM | 0 | 0 | 0 | 0 | 0 | 843.24
CC | 8310.37 | 9120.54 | 9120.54 | 9120.54 | 9120.54 | 8562.53
CSP | 0 | 0 | 0 | 0 | 0 | 0
CT | 212.6 | 212.6 | 212.6 | 212.6 | 0 | 0
Coal | 191.9 | 0 | 0 | 0 | 0 | 0
Geo | 1123 | 1541.04 | 1723 | 1723 | 1723 | 1723
H | 8825 | 8825 | 8825 | 8825 | 8825 | 8825
LFG | 85 | 428.22 | 650 | 650 | 650 | 650
Nuc | 2300 | 2300 | 2300 | 6170.62 | 8757.7 | 10144.44
PS | 2257 | 2257 | 2257 | 2257 | 2257 | 2257
PV | 59.5 | 59.5 | 59.5 | 59.5 | 59.5 | 59.5
PeakG | 3265 | 3265 | 3265 | 3265 | 3265 | 3265
PeakO | 350 | 350 | 350 | 350 | 350 | 350
ST | 29 | 29 | 29 | 29 | 29 | 29
STOG | 3812.6 | 3812.6 | 3812.6 | 3045.14 | 851.54 | 851.54
STWD | 442 | 442 | 442 | 442 | 442 | 442
WT | 1193.2 | 4492 | 4492 | 4492 | 12913.97 | 13634.4
IGCC | 0 | 0 | 0 | 0 | 0 | 0
DemandResponse | 1828.06 | 1875.2 | 2034.02 | 2149.8 | 2261.58 | 2376.93
IGCC-CCS | 0 | 0 | 0 | 0 | 0 | 0
WT_off | 0 | 0 | 0 | 0 | 0 | 0
PseudoUnit | 0 | 0 | 0 | 0 | 0 | 0
FixedInterchange | 0 | 0 | 0 | 0 | 0 | 0
Total Installed Capacity by Reporting Type: NWPP_Coal
ReportingType | 2015 | 2020 | 2025 | 2030 | 2035 | 2040
BM | 0 | 0 | 0 | 0 | 0 | 0
CC | 0 | 0 | 0 | 0 | 0 | 0
CSP | 0 | 0 | 0 | 0 | 0 | 0
CT | 0 | 0 | 0 | 0 | 0 | 0
Coal | 6491.26 | 4908.8 | 226.8 | 226.8 | 226.8 | 226.8
Geo | 0 | 0 | 0 | 0 | 0 | 0
H | 0 | 0 | 0 | 0 | 0 | 0
LFG | 0 | 0 | 0 | 0 | 0 | 0
Nuc | 0 | 0 | 0 | 0 | 0 | 0
PS | 0 | 0 | 0 | 0 | 0 | 0
PV | 0 | 0 | 0 | 0 | 0 | 0
PeakG | 0 | 0 | 0 | 0 | 0 | 0
PeakO | 0 | 0 | 0 | 0 | 0 | 0
ST | 0 | 0 | 0 | 0 | 0 | 0
STOG | 0 | 0 | 0 | 0 | 0 | 0
STWD | 0 | 0 | 0 | 0 | 0 | 0
WT | 0 | 0 | 0 | 0 | 0 | 0
IGCC | 0 | 0 | 0 | 0 | 0 | 0
DemandResponse | 0 | 0 | 0 | 0 | 0 | 0
IGCC-CCS | 0 | 0 | 0 | 0 | 0 | 0
WT_off | 0 | 0 | 0 | 0 | 0 | 0
PseudoUnit | 0 | 0 | 0 | 0 | 0 | 0
FixedInterchange | 0 | 0 | 0 | 0 | 0 | 0
Total Installed Capacity by Reporting Type: NWPP_Gas
ReportingType | 2015 | 2020 | 2025 | 2030 | 2035 | 2040
BM | 0 | 0 | 0 | 0 | 0 | 0
CC | 6627 | 8361.89 | 8361.89 | 7368.17 | 2034.89 | 1734.89
CSP | 0 | 0 | 0 | 0 | 0 | 0
CT | 150 | 150 | 150 | 150 | 0 | 0
Coal | 0 | 0 | 0 | 0 | 0 | 0
Geo | 0 | 0 | 0 | 0 | 0 | 0
H | 0 | 0 | 0 | 0 | 0 | 0
LFG | 0 | 0 | 0 | 0 | 0 | 0
Nuc | 0 | 0 | 0 | 0 | 0 | 0
PS | 0 | 0 | 0 | 0 | 0 | 0
PV | 0 | 0 | 0 | 0 | 0 | 0
PeakG | 0 | 0 | 0 | 0 | 0 | 0
PeakO | 0 | 0 | 0 | 0 | 0 | 0
ST | 0 | 0 | 0 | 0 | 0 | 0
STOG | 0 | 0 | 0 | 0 | 0 | 0
STWD | 0 | 0 | 0 | 0 | 0 | 0
WT | 0 | 0 | 0 | 0 | 0 | 0
IGCC | 0 | 0 | 0 | 0 | 0 | 0
DemandResponse | 0.01 | 953.34 | 1988.72 | 2091.14 | 2193.74 | 2298.72
IGCC-CCS | 0 | 0 | 0 | 0 | 0 | 0
WT_off | 0 | 0 | 0 | 0 | 0 | 0
PseudoUnit | 0 | 0 | 0 | 0 | 0 | 0
FixedInterchange | 0 | 0 | 0 | 0 | 0 | 0
Total Installed Capacity by Reporting Type: NWPP_NucRenew
ReportingType | 2015 | 2020 | 2025 | 2030 | 2035 | 2040
BM | 32.55 | 32.55 | 32.55 | 32.55 | 32.55 | 1725.26
CC | 0 | 0 | 0 | 0 | 0 | 0
CSP | 0 | 0 | 0 | 0 | 0 | 0
CT | 0 | 0 | 0 | 0 | 0 | 0
Coal | 0 | 0 | 0 | 0 | 0 | 0
Geo | 404.2 | 404.2 | 838.2 | 838.2 | 838.2 | 838.2
H | 33736 | 33736 | 33736 | 33736 | 34071 | 34071
LFG | 128.5 | 128.5 | 373 | 373 | 373 | 373
Nuc | 1131 | 1131 | 1131 | 1131 | 4814.63 | 5709.82
PS | 258 | 258 | 258 | 258 | 258 | 258
PV | 3 | 3 | 3 | 3 | 3 | 3
PeakG | 0 | 0 | 0 | 0 | 0 | 0
PeakO | 0 | 0 | 0 | 0 | 0 | 0
ST | 0 | 0 | 0 | 0 | 0 | 0
STOG | 0 | 0 | 0 | 0 | 0 | 0
STWD | 561 | 561 | 561 | 561 | 561 | 561
WT | 6865.3 | 6865.3 | 6865.3 | 28204.36 | 28204.37 | 30522.41
IGCC | 0 | 0 | 0 | 0 | 0 | 0
DemandResponse | 0 | 0 | 0 | 0 | 0 | 0
IGCC-CCS | 0 | 0 | 0 | 0 | 0 | 0
WT_off | 0 | 0 | 0 | 0 | 0 | 0
PseudoUnit | 0 | 0 | 0 | 0 | 0 | 0
FixedInterchange | 0 | 0 | 0 | 0 | 0 | 0
Total Installed Capacity by Reporting Type: RMPA
ReportingType | 2015 | 2020 | 2025 | 2030 | 2035 | 2040
BM | 0 | 0 | 0 | 0 | 1320.34 | 1654.02
CC | 2686 | 3790.9 | 3790.9 | 3790.9 | 2566.88 | 2481.34
CSP | 0 | 0 | 0 | 0 | 0 | 0
CT | 152 | 152 | 152 | 152 | 0 | 0
Coal | 6769.3 | 5584.3 | 1684.54 | 1167.3 | 1167.3 | 1167.3
Geo | 0 | 206.96 | 2570 | 2570 | 2570 | 2570
H | 982 | 982 | 982 | 982 | 982 | 982
LFG | 7.4 | 7.4 | 36.33 | 36.33 | 36.33 | 36.33
Nuc | 0.1 | 0.1 | 355.59 | 2048.74 | 2048.74 | 2048.74
PS | 563 | 563 | 563 | 563 | 563 | 563
PV | 21 | 21 | 21 | 21 | 21 | 21
PeakG | 2904 | 2904 | 2904 | 2904 | 2904 | 2904
PeakO | 0 | 0 | 0 | 0 | 0 | 0
ST | 3 | 370.43 | 370.43 | 375.89 | 375.89 | 375.89
STOG | 0 | 0 | 0 | 0 | 0 | 0
STWD | 0 | 0 | 0 | 0 | 0 | 0
WT | 2113.4 | 5658.61 | 5658.61 | 6195.18 | 6195.18 | 6330.91
IGCC | 0 | 0 | 0 | 0 | 0 | 0
DemandResponse | 486.05 | 622.89 | 804.5 | 856.88 | 912.57 | 971.91
IGCC-CCS | 0 | 0 | 0 | 0 | 0 | 0
WT_off | 0 | 0 | 0 | 0 | 0 | 0
PseudoUnit | 0 | 0 | 0 | 0 | 0 | 0
FixedInterchange | 0 | 0 | 0 | 0 | 0 | 0
Total Installed Capacity by Reporting Type: SP15
ReportingType | 2015 | 2020 | 2025 | 2030 | 2035 | 2040
BM | 6 | 6 | 6 | 6 | 6 | 674.59
CC | 12164.04 | 12164.04 | 12164.04 | 12164.04 | 12164.04 | 12164.04
CSP | 0 | 0 | 0 | 0 | 0 | 0
CT | 0 | 0 | 0 | 0 | 0 | 0
Coal | 185.7 | 101.2 | 0 | 0 | 0 | 0
Geo | 963 | 2413 | 2413 | 2413 | 2413 | 2413
H | 1163 | 1163 | 1163 | 1163 | 1163 | 1163
LFG | 223.2 | 779 | 779 | 779 | 779 | 779
Nuc | 2250 | 2250 | 2250 | 3345.14 | 4203.23 | 5775.77
PS | 1440 | 1440 | 1440 | 1440 | 1440 | 1440
PV | 126.8 | 126.8 | 126.8 | 126.8 | 126.8 | 126.8
PeakG | 4309 | 4309 | 4309 | 4309 | 4309 | 4309
PeakO | 51 | 51 | 51 | 51 | 51 | 51
ST | 448 | 448 | 448 | 448 | 2857.45 | 3693.59
STOG | 6925.85 | 6925.85 | 6925.85 | 6271.32 | 4173.76 | 4173.76
STWD | 119 | 119 | 119 | 119 | 119 | 119
WT | 2207.8 | 3212.24 | 16372.8 | 16372.8 | 16372.8 | 16372.8
IGCC | 0 | 0 | 0 | 0 | 0 | 0
DemandResponse | 2613.15 | 2728.17 | 2959.23 | 3127.67 | 3290.3 | 3458.12
IGCC-CCS | 0 | 0 | 0 | 0 | 0 | 0
WT_off | 0 | 0 | 0 | 0 | 0 | 0
PseudoUnit | 0 | 0 | 0 | 0 | 0 | 0
FixedInterchange | 0 | 0 | 0 | 0 | 0 | 0
Total Installed Capacity by Reporting Type: ALB
ReportingType | 2015 | 2020 | 2025 | 2030 | 2035 | 2040
BM | 0 | 0 | 0 | 0 | 0 | 0
CC | 2202 | 2202 | 2202 | 250 | 250 | 250
CSP | 0 | 0 | 0 | 0 | 0 | 0
CT | 201.5 | 201.5 | 201.5 | 201.5 | 71.57 | 71.57
Coal | 6240.83 | 6240.83 | 6240.83 | 495 | 495 | 495
Geo | 0 | 0 | 0 | 0 | 0 | 0
H | 912 | 912 | 912 | 912 | 912 | 912
LFG | 10 | 10 | 10 | 10 | 10 | 10
Nuc | 0.1 | 0.1 | 0.1 | 8699.88 | 8969.97 | 8983.17
PS | 0 | 0 | 0 | 0 | 0 | 0
PV | 0 | 0 | 0 | 0 | 0 | 0
PeakG | 992.75 | 992.75 | 992.75 | 992.75 | 992.75 | 992.75
PeakO | 0 | 0 | 0 | 0 | 0 | 0
ST | 0 | 0 | 0 | 0 | 0 | 0
STOG | 0 | 0 | 0 | 0 | 0 | 0
STWD | 174 | 174 | 174 | 174 | 174 | 174
WT | 672 | 672 | 672 | 672 | 763 | 763
IGCC | 0 | 0 | 0 | 0 | 0 | 0
DemandResponse | 105.16 | 361.08 | 660.83 | 708.64 | 759.9 | 814.88
IGCC-CCS | 0 | 0 | 0 | 0 | 0 | 0
WT_off | 0 | 0 | 0 | 0 | 0 | 0
PseudoUnit | 0 | 0 | 0 | 0 | 0 | 0
FixedInterchange | 0 | 0 | 0 | 0 | 0 | 0
Total Installed Capacity by Reporting Type: BC
ReportingType | 2015 | 2020 | 2025 | 2030 | 2035 | 2040
BM | 0 | 0 | 0 | 0 | 0 | 0
CC | 623.6 | 623.6 | 623.6 | 418.6 | 418.6 | 0
CSP | 0 | 0 | 0 | 0 | 0 | 0
CT | 0 | 0 | 0 | 0 | 0 | 0
Coal | 0 | 0 | 0 | 0 | 0 | 0
Geo | 0 | 0 | 0 | 0 | 0 | 0
H | 12161 | 12161 | 12161 | 12161 | 12161 | 12161
LFG | 24 | 24 | 24 | 24 | 24 | 24
Nuc | 0.1 | 0.1 | 0.1 | 710.96 | 710.96 | 1366.49
PS | 0 | 0 | 0 | 0 | 0 | 0
PV | 0 | 0 | 0 | 0 | 0 | 0
PeakG | 0 | 0 | 0 | 0 | 0 | 0
PeakO | 0 | 0 | 0 | 0 | 0 | 0
ST | 0 | 0 | 0 | 0 | 0 | 0
STOG | 0 | 0 | 0 | 0 | 0 | 0
STWD | 510 | 510 | 510 | 510 | 510 | 510
WT | 246 | 246 | 246 | 246 | 402 | 402
IGCC | 0 | 0 | 0 | 0 | 0 | 0
DemandResponse | 0.01 | 264.69 | 555.31 | 582.51 | 611.05 | 640.98
IGCC-CCS | 0 | 0 | 0 | 0 | 0 | 0
WT_off | 0 | 0 | 0 | 0 | 0 | 0
PseudoUnit | 0 | 0 | 0 | 0 | 0 | 0
FixedInterchange | 0 | 0 | 0 | 0 | 0 | 0
Total Installed Capacity by Reporting Type: HQ_IESO
ReportingType | 2015 | 2020 | 2025 | 2030 | 2035 | 2040
BM | 0 | 0 | 0 | 0 | 0 | 0
CC | 0 | 0 | 0 | 0 | 0 | 0
CSP | 0 | 0 | 0 | 0 | 0 | 0
CT | 0 | 0 | 0 | 0 | 0 | 0
Coal | 0 | 0 | 0 | 0 | 0 | 0
Geo | 0 | 0 | 0 | 0 | 0 | 0
H | 0 | 0 | 0 | 0 | 0 | 0
LFG | 0 | 0 | 0 | 0 | 0 | 0
Nuc | 0.1 | 0.1 | 0.1 | 0.1 | 0.1 | 0.1
PS | 0 | 0 | 0 | 0 | 0 | 0
PV | 0 | 0 | 0 | 0 | 0 | 0
PeakG | 0 | 0 | 0 | 0 | 0 | 0
PeakO | 0 | 0 | 0 | 0 | 0 | 0
ST | 0 | 0 | 0 | 0 | 0 | 0
STOG | 0 | 0 | 0 | 0 | 0 | 0
STWD | 0 | 0 | 0 | 0 | 0 | 0
WT | 0 | 0 | 0 | 0 | 0 | 0
IGCC | 0 | 0 | 0 | 0 | 0 | 0
DemandResponse | 0 | 0 | 0 | 0 | 0 | 0
IGCC-CCS | 0 | 0 | 0 | 0 | 0 | 0
WT_off | 0 | 0 | 0 | 0 | 0 | 0
PseudoUnit | 0 | 0 | 0 | 0 | 0 | 87.91
FixedInterchange | 3000 | 3000 | 3000 | 3000 | 3000 | 3000
Total Installed Capacity by Reporting Type: HQ_NEISO
ReportingType | 2015 | 2020 | 2025 | 2030 | 2035 | 2040
BM | 0 | 0 | 0 | 0 | 0 | 0
CC | 0 | 0 | 0 | 0 | 0 | 0
CSP | 0 | 0 | 0 | 0 | 0 | 0
CT | 0 | 0 | 0 | 0 | 0 | 0
Coal | 0 | 0 | 0 | 0 | 0 | 0
Geo | 0 | 0 | 0 | 0 | 0 | 0
H | 0 | 0 | 0 | 0 | 0 | 0
LFG | 0 | 0 | 0 | 0 | 0 | 0
Nuc | 0.1 | 0.1 | 0.1 | 0.1 | 0.1 | 0.1
PS | 0 | 0 | 0 | 0 | 0 | 0
PV | 0 | 0 | 0 | 0 | 0 | 0
PeakG | 0 | 0 | 0 | 0 | 0 | 0
PeakO | 0 | 0 | 0 | 0 | 0 | 0
ST | 0 | 0 | 0 | 0 | 0 | 0
STOG | 0 | 0 | 0 | 0 | 0 | 0
STWD | 0 | 0 | 0 | 0 | 0 | 0
WT | 0 | 0 | 0 | 0 | 0 | 0
IGCC | 0 | 0 | 0 | 0 | 0 | 0
DemandResponse | 0 | 0 | 0 | 0 | 0 | 0
IGCC-CCS | 0 | 0 | 0 | 0 | 0 | 0
WT_off | 0 | 0 | 0 | 0 | 0 | 0
PseudoUnit | 0 | 0 | 0 | 0 | 0 | 1476.49
FixedInterchange | 2920 | 2920 | 2920 | 2920 | 2920 | 2920
Total Installed Capacity by Reporting Type: HQ_NY
ReportingType | 2015 | 2020 | 2025 | 2030 | 2035 | 2040
BM | 0 | 0 | 0 | 0 | 0 | 0
CC | 0 | 0 | 0 | 0 | 0 | 0
CSP | 0 | 0 | 0 | 0 | 0 | 0
CT | 0 | 0 | 0 | 0 | 0 | 0
Coal | 0 | 0 | 0 | 0 | 0 | 0
Geo | 0 | 0 | 0 | 0 | 0 | 0
H | 0 | 0 | 0 | 0 | 0 | 0
LFG | 0 | 0 | 0 | 0 | 0 | 0
Nuc | 0.1 | 0.1 | 0.1 | 0.1 | 0.1 | 0.1
PS | 0 | 0 | 0 | 0 | 0 | 0
PV | 0 | 0 | 0 | 0 | 0 | 0
PeakG | 0 | 0 | 0 | 0 | 0 | 0
PeakO | 0 | 0 | 0 | 0 | 0 | 0
ST | 0 | 0 | 0 | 0 | 0 | 0
STOG | 0 | 0 | 0 | 0 | 0 | 0
STWD | 0 | 0 | 0 | 0 | 0 | 0
WT | 0 | 0 | 0 | 0 | 0 | 0
IGCC | 0 | 0 | 0 | 0 | 0 | 0
DemandResponse | 0 | 0 | 0 | 0 | 0 | 0
IGCC-CCS | 0 | 0 | 0 | 0 | 0 | 0
WT_off | 0 | 0 | 0 | 0 | 0 | 0
PseudoUnit | 0 | 0 | 0 | 2500 | 2500 | 2500
FixedInterchange | 1500 | 1500 | 1500 | 1500 | 1500 | 1500
Total Installed Capacity by Reporting Type: MARITIMES
ReportingType | 2015 | 2020 | 2025 | 2030 | 2035 | 2040
BM | 0 | 0 | 0 | 0 | 0 | 0
CC | 0 | 0 | 0 | 0 | 0 | 0
CSP | 0 | 0 | 0 | 0 | 0 | 0
CT | 0 | 0 | 0 | 0 | 0 | 0
Coal | 0 | 0 | 0 | 0 | 0 | 0
Geo | 0 | 0 | 0 | 0 | 0 | 0
H | 0 | 0 | 0 | 0 | 0 | 0
LFG | 0 | 0 | 0 | 0 | 0 | 0
Nuc | 0.1 | 0.1 | 0.1 | 0.1 | 0.1 | 0.1
PS | 0 | 0 | 0 | 0 | 0 | 0
PV | 0 | 0 | 0 | 0 | 0 | 0
PeakG | 0 | 0 | 0 | 0 | 0 | 0
PeakO | 0 | 0 | 0 | 0 | 0 | 0
ST | 0 | 0 | 0 | 0 | 0 | 0
STOG | 0 | 0 | 0 | 0 | 0 | 0
STWD | 0 | 0 | 0 | 0 | 0 | 0
WT | 0 | 0 | 0 | 0 | 0 | 0
IGCC | 0 | 0 | 0 | 0 | 0 | 0
DemandResponse | 0 | 0 | 0 | 0 | 0 | 0
IGCC-CCS | 0 | 0 | 0 | 0 | 0 | 0
WT_off | 0 | 0 | 0 | 0 | 0 | 0
PseudoUnit | 0 | 0 | 0 | 0 | 0 | 500
FixedInterchange | 1400 | 1400 | 1400 | 1400 | 1400 | 1400
Total Installed Capacity by Reporting Type: All
ReportingType | 2015 | 2020 | 2025 | 2030 | 2035 | 2040
BM | 1251 | 1421.21 | 1959.77 | 1972.51 | 37367.73 | 90128.44
CC | 309024.91 | 366364.38 | 364071.42 | 351134.1 | 297023.08 | 229492.18
CSP | 0 | 0 | 0 | 0 | 0 | 0
CT | 6393.79 | 6693.79 | 6693.79 | 6095.85 | 969.4 | 669.4
Coal | 162283.95 | 86911.41 | 53412.25 | 41149.49 | 37548.35 | 37548.35
Geo | 2534.2 | 4609.2 | 9038.2 | 9038.2 | 9038.2 | 9038.2
H | 106079.79 | 107278.79 | 110504.79 | 113308.79 | 114752.79 | 114752.79
LFG | 4136 | 6089 | 8299 | 9023 | 9023 | 9023
Nuc | 117236.86 | 121152.36 | 126510.08 | 169664.27 | 193088.57 | 223382.57
PS | 21788 | 21788 | 21788 | 21788 | 21788 | 21788
PV | 1648 | 3716.67 | 4718.04 | 4896.49 | 3828.05 | 4911
PeakG | 117902.25 | 117902.25 | 117343.25 | 104884.94 | 102551.9 | 101123.6
PeakO | 19126.3 | 19126.3 | 17969.98 | 16653.3 | 15251.3 | 11943.3
ST | 760 | 1573.04 | 1800.81 | 1918.87 | 4850.1 | 5686.24
STOG | 48938.65 | 48938.65 | 36606.96 | 30508.66 | 16182.73 | 8324.77
STWD | 4951 | 4951 | 4951 | 4951 | 4951 | 4951
WT | 64004.8 | 139329.66 | 228604.69 | 292078.45 | 328734.7 | 335431.54
IGCC | 618 | 618 | 618 | 618 | 618 | 618
DemandResponse | 37863.74 | 60093.26 | 85862.57 | 89210.8 | 92685.8 | 96304.58
IGCC-CCS | 0 | 0 | 0 | 0 | 0 | 0
WT_off | 469 | 469 | 1569 | 1569 | 29082.55 | 60132.93
PseudoUnit | 0 | 0 | 0 | 2500 | 2500 | 4564.4
FixedInterchange | 8820 | 8820 | 8820 | 8820 | 8820 | 8820
Total Installed Capacity by Reporting Type: EI_US
ReportingType | 2015 | 2020 | 2025 | 2030 | 2035 | 2040
BM | 741.12 | 911.33 | 1449.89 | 1462.62 | 31617.54 | 79925.87
CC | 213492.96 | 265633.19 | 264071.24 | 254571.34 | 219215.95 | 158173.3
CSP | 0 | 0 | 0 | 0 | 0 | 0
CT | 4323.69 | 4623.69 | 4623.69 | 4025.75 | 897.84 | 597.84
Coal | 128242.39 | 58581.55 | 37210.47 | 34492.39 | 30891.25 | 30891.25
Geo | 44 | 44 | 44 | 44 | 44 | 44
H | 29436.09 | 29940.09 | 31671.09 | 31765.09 | 32874.09 | 32874.09
LFG | 3458.4 | 4512.38 | 5812.5 | 6536 | 6536 | 6536
Nuc | 89571.36 | 93486.86 | 98489.09 | 120678.01 | 121159.43 | 144262.02
PS | 16931 | 16931 | 16931 | 16931 | 16931 | 16931
PV | 176.74 | 2245.41 | 3246.78 | 3425.23 | 3438.04 | 4521
PeakG | 97444.5 | 97444.5 | 97444.5 | 84986.2 | 82653.15 | 81224.85
PeakO | 18470.3 | 18470.3 | 17317.98 | 16001.3 | 14650.3 | 11342.3
ST | 0 | 0 | 0 | 0 | 0 | 0
STOG | 25252.35 | 25252.35 | 17430.52 | 15282.29 | 11157.42 | 3299.46
STWD | 2980 | 2980 | 2980 | 2980 | 2980 | 2980
WT | 36938.6 | 92625.19 | 149260.28 | 190858.4 | 219148.08 | 222417.11
IGCC | 618 | 618 | 618 | 618 | 618 | 618
DemandResponse | 29707.66 | 46218.47 | 65324.07 | 67718.5 | 70208.86 | 72802.09
IGCC-CCS | 0 | 0 | 0 | 0 | 0 | 0
WT_off | 469 | 469 | 1569 | 1569 | 29082.55 | 60132.93
PseudoUnit | 0 | 0 | 0 | 2500 | 2500 | 4476.49
FixedInterchange | 5820 | 5820 | 5820 | 5820 | 5820 | 5820
Total Installed Capacity by Reporting Type: EI_Canada
ReportingType | 2015 | 2020 | 2025 | 2030 | 2035 | 2040
BM | 326.33 | 326.33 | 326.33 | 326.33 | 326.33 | 326.33
CC | 2275.76 | 2275.76 | 1544.76 | 1544.76 | 1544.76 | 1263
CSP | 0 | 0 | 0 | 0 | 0 | 0
CT | 368 | 368 | 368 | 368 | 0 | 0
Coal | 669.06 | 108.73 | 0 | 0 | 0 | 0
Geo | 0 | 0 | 0 | 0 | 0 | 0
H | 15168.7 | 15863.7 | 17358.7 | 20068.7 | 20068.7 | 20068.7
LFG | 117.5 | 117.5 | 117.5 | 118 | 118 | 118
Nuc | 13018.2 | 13018.2 | 13018.2 | 13018.2 | 11988.2 | 10448.2
PS | 123 | 123 | 123 | 123 | 123 | 123
PV | 1097.26 | 1097.26 | 1097.26 | 1097.26 | 30 | 30
PeakG | 559 | 559 | 0 | 0 | 0 | 0
PeakO | 4 | 4 | 0 | 0 | 0 | 0
ST | 0 | 0 | 0 | 0 | 0 | 0
STOG | 126 | 126 | 0 | 0 | 0 | 0
STWD | 139 | 139 | 139 | 139 | 139 | 139
WT | 3963.3 | 3963.3 | 3963.3 | 3963.3 | 3660.9 | 3660.9
IGCC | 0 | 0 | 0 | 0 | 0 | 0
DemandResponse | 2048.29 | 2374.97 | 2887.27 | 2989.59 | 3095.56 | 3205.29
IGCC-CCS | 0 | 0 | 0 | 0 | 0 | 0
WT_off | 0 | 0 | 0 | 0 | 0 | 0
PseudoUnit | 0 | 0 | 0 | 0 | 0 | 87.91
FixedInterchange | 3000 | 3000 | 3000 | 3000 | 3000 | 3000
Total Installed Capacity by Reporting Type: EI
ReportingType | 2015 | 2020 | 2025 | 2030 | 2035 | 2040
BM | 1067.45 | 1237.66 | 1776.22 | 1788.96 | 31943.87 | 80252.2
CC | 215768.72 | 267908.95 | 265615.99 | 256116.09 | 220760.7 | 159436.3
CSP | 0 | 0 | 0 | 0 | 0 | 0
CT | 4691.69 | 4991.69 | 4991.69 | 4393.75 | 897.84 | 597.84
Coal | 128911.44 | 58690.28 | 37210.47 | 34492.39 | 30891.25 | 30891.25
Geo | 44 | 44 | 44 | 44 | 44 | 44
H | 44604.79 | 45803.79 | 49029.79 | 51833.79 | 52942.79 | 52942.79
LFG | 3575.9 | 4629.88 | 5930 | 6654 | 6654 | 6654
Nuc | 102589.56 | 106505.06 | 111507.29 | 133696.21 | 133147.63 | 154710.22
PS | 17054 | 17054 | 17054 | 17054 | 17054 | 17054
PV | 1274 | 3342.67 | 4344.04 | 4522.49 | 3468.04 | 4551
PeakG | 98003.5 | 98003.5 | 97444.5 | 84986.2 | 82653.15 | 81224.85
PeakO | 18474.3 | 18474.3 | 17317.98 | 16001.3 | 14650.3 | 11342.3
ST | 0 | 0 | 0 | 0 | 0 | 0
STOG | 25378.35 | 25378.35 | 17430.52 | 15282.29 | 11157.42 | 3299.46
STWD | 3119 | 3119 | 3119 | 3119 | 3119 | 3119
WT | 40901.9 | 96588.49 | 153223.58 | 194821.7 | 222808.98 | 226078.01
IGCC | 618 | 618 | 618 | 618 | 618 | 618
DemandResponse | 31755.95 | 48593.44 | 68211.33 | 70708.09 | 73304.41 | 76007.38
IGCC-CCS | 0 | 0 | 0 | 0 | 0 | 0
WT_off | 469 | 469 | 1569 | 1569 | 29082.55 | 60132.93
PseudoUnit | 0 | 0 | 0 | 2500 | 2500 | 4564.4
FixedInterchange | 8820 | 8820 | 8820 | 8820 | 8820 | 8820
Total Installed Capacity by Reporting Type: Outside_EI
ReportingType | 2015 | 2020 | 2025 | 2030 | 2035 | 2040
BM | 183.55 | 183.55 | 183.55 | 183.55 | 5423.86 | 9876.23
CC | 93256.19 | 98455.43 | 98455.43 | 95018.01 | 76262.38 | 70055.88
CSP | 0 | 0 | 0 | 0 | 0 | 0
CT | 1702.1 | 1702.1 | 1702.1 | 1702.1 | 71.57 | 71.57
Coal | 33372.51 | 28221.13 | 16201.77 | 6657.1 | 6657.1 | 6657.1
Geo | 2490.2 | 4565.2 | 8994.2 | 8994.2 | 8994.2 | 8994.2
H | 61475 | 61475 | 61475 | 61475 | 61810 | 61810
LFG | 560.1 | 1459.12 | 2369 | 2369 | 2369 | 2369
Nuc | 14647.3 | 14647.3 | 15002.79 | 35968.05 | 59940.94 | 68672.35
PS | 4734 | 4734 | 4734 | 4734 | 4734 | 4734
PV | 374 | 374 | 374 | 374 | 360.01 | 360
PeakG | 19898.75 | 19898.75 | 19898.75 | 19898.75 | 19898.75 | 19898.75
PeakO | 652 | 652 | 652 | 652 | 601 | 601
ST | 760 | 1573.04 | 1800.81 | 1918.87 | 4850.1 | 5686.24
STOG | 23560.3 | 23560.3 | 19176.44 | 15226.37 | 5025.3 | 5025.3
STWD | 1832 | 1832 | 1832 | 1832 | 1832 | 1832
WT | 23102.9 | 42741.17 | 75381.11 | 97256.75 | 105925.72 | 109353.53
IGCC | 0 | 0 | 0 | 0 | 0 | 0
DemandResponse | 6107.8 | 11499.81 | 17651.23 | 18502.71 | 19381.39 | 20297.2
IGCC-CCS | 0 | 0 | 0 | 0 | 0 | 0
WT_off | 0 | 0 | 0 | 0 | 0 | 0
PseudoUnit | 0 | 0 | 0 | 0 | 0 | 0
FixedInterchange | 0 | 0 | 0 | 0 | 0 | 0
#6 | Retrofit Capacity (MW)
Retrofit Capacity by Reporting Type: Entergy
ReportingType | 2015 | 2020 | 2025 | 2030 | 2035 | 2040
FGD | 0 | 0 | 0 | 0 | 0 | 0
SNCR | 0 | 0 | 0 | 0 | 0 | 0
SCR | 0 | 0 | 0 | 0 | 0 | 0
ACI90 | 0 | 0 | 0 | 0 | 0 | 0
RPJ90 | 0 | 0 | 0 | 0 | 0 | 0
PCSEQ | 0 | 0 | 0 | 0 | 0 | 0
Retrofit Capacity by Reporting Type: FRCC
ReportingType | 2015 | 2020 | 2025 | 2030 | 2035 | 2040
FGD | 0 | 0 | 0 | 0 | 0 | 0
SNCR | 0 | 0 | 0 | 0 | 0 | 0
SCR | 1898 | 0 | 0 | 0 | 0 | 0
ACI90 | 0 | 0 | 0 | 0 | 0 | 0
RPJ90 | 0 | 1252 | 1252 | 1252 | 1252 | 1252
PCSEQ | 0 | 0 | 0 | 165.88 | 540.88 | 630.67
Retrofit Capacity by Reporting Type: MAPP_US
ReportingType | 2015 | 2020 | 2025 | 2030 | 2035 | 2040
FGD | 221 | 0 | 0 | 0 | 0 | 0
SNCR | 0 | 0 | 0 | 0 | 0 | 0
SCR | 0 | 0 | 0 | 0 | 0 | 0
ACI90 | 0 | 0 | 0 | 0 | 0 | 0
RPJ90 | 0 | 938.16 | 86.52 | 86.52 | 86.52 | 86.52
PCSEQ | 0 | 0 | 0 | 0 | 0 | 0
Retrofit Capacity by Reporting Type: MISO_IN
ReportingType | 2015 | 2020 | 2025 | 2030 | 2035 | 2040
FGD | 0 | 0 | 0 | 0 | 0 | 0
SNCR | 0 | 0 | 0 | 0 | 0 | 0
SCR | 0 | 0 | 0 | 0 | 0 | 0
ACI90 | 0 | 0 | 0 | 0 | 0 | 0
RPJ90 | 0 | 4491 | 4491 | 4491 | 4491 | 4491
PCSEQ | 0 | 0 | 62.08 | 898.06 | 2581.6 | 2647.05
Retrofit Capacity by Reporting Type: MISO_MI
ReportingType | 2015 | 2020 | 2025 | 2030 | 2035 | 2040
FGD | 0 | 0 | 0 | 0 | 0 | 0
SNCR | 0 | 0 | 0 | 0 | 0 | 0
SCR | 355 | 0 | 0 | 0 | 0 | 0
ACI90 | 0 | 0 | 0 | 0 | 0 | 0
RPJ90 | 0 | 0 | 0 | 0 | 0 | 0
PCSEQ | 0 | 0 | 0 | 0 | 0 | 0
Retrofit Capacity by Reporting Type: MISO_MO-IL
ReportingType | 2015 | 2020 | 2025 | 2030 | 2035 | 2040
FGD | 0 | 0 | 0 | 0 | 0 | 0
SNCR | 0 | 0 | 0 | 0 | 0 | 0
SCR | 400 | 200 | 200 | 200 | 200 | 200
ACI90 | 0 | 0 | 0 | 0 | 0 | 0
RPJ90 | 1683 | 796 | 796 | 796 | 796 | 796
PCSEQ | 0 | 0 | 31.44 | 159.31 | 531.47 | 531.47
Retrofit Capacity by Reporting Type: MISO_W
ReportingType | 2015 | 2020 | 2025 | 2030 | 2035 | 2040
FGD | 0 | 0 | 0 | 0 | 0 | 0
SNCR | 0 | 0 | 0 | 0 | 0 | 0
SCR | 612.63 | 0 | 0 | 0 | 0 | 0
ACI90 | 0 | 0 | 0 | 0 | 0 | 0
RPJ90 | 2301.83 | 4426.86 | 3099.4 | 3099.4 | 800 | 800
PCSEQ | 0 | 0 | 544.73 | 544.73 | 544.73 | 544.73
Retrofit Capacity by Reporting Type: MISO_WUMS
ReportingType | 2015 | 2020 | 2025 | 2030 | 2035 | 2040
FGD | 1135 | 0 | 0 | 0 | 0 | 0
SNCR | 0 | 0 | 0 | 0 | 0 | 0
SCR | 2778.6 | 615 | 615 | 615 | 615 | 615
ACI90 | 0 | 0 | 0 | 0 | 0 | 0
RPJ90 | 1740.2 | 537 | 537 | 537 | 537 | 537
PCSEQ | 0 | 0 | 75.42 | 193.48 | 452.48 | 675.9
Retrofit Capacity by Reporting Type: Nebraska
ReportingType | 2015 | 2020 | 2025 | 2030 | 2035 | 2040
FGD | 0 | 0 | 0 | 0 | 0 | 0
SNCR | 0 | 0 | 0 | 0 | 0 | 0
SCR | 0 | 0 | 0 | 0 | 0 | 0
ACI90 | 0 | 0 | 0 | 0 | 0 | 0
RPJ90 | 1364.4 | 682.2 | 682.2 | 682.2 | 682.2 | 682.2
PCSEQ | 0 | 457.45 | 462.91 | 462.91 | 462.91 | 462.91
Retrofit Capacity by Reporting Type: NEISO
ReportingType | 2015 | 2020 | 2025 | 2030 | 2035 | 2040
FGD | 320 | 0 | 0 | 0 | 0 | 0
SNCR | 0 | 0 | 0 | 0 | 0 | 0
SCR | 0 | 0 | 0 | 0 | 0 | 0
ACI90 | 0 | 0 | 0 | 0 | 0 | 0
RPJ90 | 870.93 | 0 | 0 | 0 | 0 | 0
PCSEQ | 0 | 0 | 0 | 0 | 0 | 0
Retrofit Capacity by Reporting Type: NonRTO_Midwest
ReportingType | 2015 | 2020 | 2025 | 2030 | 2035 | 2040
FGD | 1403 | 0 | 0 | 0 | 0 | 0
SNCR | 0 | 0 | 0 | 0 | 0 | 0
SCR | 1463.8 | 731.9 | 731.9 | 731.9 | 731.9 | 731.9
ACI90 | 0 | 0 | 0 | 0 | 0 | 0
RPJ90 | 0 | 2700.27 | 1881.29 | 1104.11 | 1104.11 | 1104.11
PCSEQ | 0 | 0 | 9.57 | 819.88 | 924.85 | 924.85
Retrofit Capacity by Reporting Type: NYISO_A-F
ReportingType | 2015 | 2020 | 2025 | 2030 | 2035 | 2040
FGD | 0 | 0 | 0 | 0 | 0 | 0
SNCR | 0 | 0 | 0 | 0 | 0 | 0
SCR | 0 | 0 | 0 | 0 | 0 | 0
ACI90 | 0 | 0 | 0 | 0 | 0 | 0
RPJ90 | 486.3 | 0 | 0 | 0 | 0 | 0
PCSEQ | 0 | 0 | 0 | 0 | 0 | 0
Retrofit Capacity by Reporting Type: NYISO_G-I
ReportingType | 2015 | 2020 | 2025 | 2030 | 2035 | 2040
FGD | 0 | 0 | 0 | 0 | 0 | 0
SNCR | 0 | 0 | 0 | 0 | 0 | 0
SCR | 0 | 0 | 0 | 0 | 0 | 0
ACI90 | 0 | 0 | 0 | 0 | 0 | 0
RPJ90 | 0 | 0 | 0 | 0 | 0 | 0
PCSEQ | 0 | 0 | 0 | 0 | 0 | 0
Retrofit Capacity by Reporting Type: NYISO_J-K
ReportingType | 2015 | 2020 | 2025 | 2030 | 2035 | 2040
FGD | 0 | 0 | 0 | 0 | 0 | 0
SNCR | 0 | 0 | 0 | 0 | 0 | 0
SCR | 0 | 0 | 0 | 0 | 0 | 0
ACI90 | 0 | 0 | 0 | 0 | 0 | 0
RPJ90 | 0 | 0 | 0 | 0 | 0 | 0
PCSEQ | 0 | 0 | 0 | 0 | 0 | 0
Retrofit Capacity by Reporting Type: PJM_E
ReportingType | 2015 | 2020 | 2025 | 2030 | 2035 | 2040
FGD | 0 | 0 | 0 | 0 | 0 | 0
SNCR | 0 | 0 | 0 | 0 | 0 | 0
SCR | 568 | 0 | 0 | 0 | 0 | 0
ACI90 | 0 | 0 | 0 | 0 | 0 | 0
RPJ90 | 1784 | 0 | 0 | 3.38 | 76.69 | 154.44
PCSEQ | 0 | 0 | 0 | 7.21 | 114.28 | 242.29
Retrofit Capacity by Reporting Type: PJM_ROM
ReportingType | 2015 | 2020 | 2025 | 2030 | 2035 | 2040
FGD | 0 | 0 | 0 | 0 | 0 | 0
SNCR | 0 | 0 | 0 | 0 | 0 | 0
SCR | 341 | 0 | 0 | 0 | 0 | 0
ACI90 | 0 | 0 | 0 | 0 | 0 | 0
RPJ90 | 1286 | 521 | 0 | 0 | 0 | 0
PCSEQ | 0 | 0 | 0 | 0 | 0 | 0
Retrofit Capacity by Reporting Type: PJM_ROR
ReportingType | 2015 | 2020 | 2025 | 2030 | 2035 | 2040
FGD | 0 | 0 | 0 | 0 | 0 | 0
SNCR | 0 | 0 | 0 | 0 | 0 | 0
SCR | 1200 | 0 | 0 | 0 | 0 | 0
ACI90 | 0 | 0 | 0 | 0 | 0 | 0
RPJ90 | 0 | 12733.67 | 6398 | 6398 | 6398 | 6398
PCSEQ | 0 | 0 | 823.37 | 1828.06 | 3906.98 | 3906.98
Retrofit Capacity by Reporting Type: SOCO
ReportingType | 2015 | 2020 | 2025 | 2030 | 2035 | 2040
FGD | 4088.7 | 2028.63 | 0 | 0 | 0 | 0
SNCR | 0 | 0 | 0 | 0 | 0 | 0
SCR | 3404.7 | 2028.63 | 0 | 0 | 0 | 0
ACI90 | 0 | 0 | 0 | 0 | 0 | 0
RPJ90 | 6809.4 | 3954.93 | 1926.3 | 1926.3 | 1926.3 | 1926.3
PCSEQ | 0 | 0 | 970.33 | 1294.03 | 1294.03 | 1294.03
Retrofit Capacity by Reporting Type: SPP_N
ReportingType | 2015 | 2020 | 2025 | 2030 | 2035 | 2040
FGD | 0 | 0 | 0 | 0 | 0 | 0
SNCR | 0 | 0 | 0 | 0 | 0 | 0
SCR | 0 | 0 | 0 | 0 | 0 | 0
ACI90 | 0 | 0 | 0 | 0 | 0 | 0
RPJ90 | 1302 | 4601 | 2143.74 | 2176.29 | 1511.62 | 1511.62
PCSEQ | 0 | 0 | 7.21 | 463.43 | 892.4 | 892.4
Retrofit Capacity by Reporting Type: SPP_S
ReportingType | 2015 | 2020 | 2025 | 2030 | 2035 | 2040
FGD | 0 | 1774 | 545 | 545 | 0 | 0
SNCR | 0 | 0 | 0 | 0 | 0 | 0
SCR | 0 | 0 | 0 | 0 | 0 | 0
ACI90 | 0 | 0 | 0 | 0 | 0 | 0
RPJ90 | 0 | 2446 | 545 | 545 | 0 | 0
PCSEQ | 0 | 0 | 0 | 0 | 0 | 0
Retrofit Capacity by Reporting Type: TVA
ReportingType | 2015 | 2020 | 2025 | 2030 | 2035 | 2040
FGD | 0 | 0 | 0 | 0 | 0 | 0
SNCR | 0 | 0 | 0 | 0 | 0 | 0
SCR | 0 | 0 | 0 | 0 | 0 | 0
ACI90 | 0 | 0 | 0 | 0 | 0 | 0
RPJ90 | 0 | 2650 | 788.74 | 0 | 0 | 0
PCSEQ | 0 | 0 | 0 | 0 | 0 | 0
Retrofit Capacity by Reporting Type: TVA_Transmission
ReportingType | 2015 | 2020 | 2025 | 2030 | 2035 | 2040
FGD | 0 | 0 | 0 | 0 | 0 | 0
SNCR | 0 | 0 | 0 | 0 | 0 | 0
SCR | 0 | 0 | 0 | 0 | 0 | 0
ACI90 | 0 | 0 | 0 | 0 | 0 | 0
RPJ90 | 0 | 0 | 0 | 0 | 0 | 0
PCSEQ | 0 | 0 | 0 | 0 | 0 | 0
Retrofit Capacity by Reporting Type: VACAR
ReportingType | 2015 | 2020 | 2025 | 2030 | 2035 | 2040
FGD | 0 | 0 | 0 | 0 | 0 | 0
SNCR | 0 | 0 | 0 | 0 | 0 | 0
SCR | 0 | 0 | 0 | 0 | 0 | 0
ACI90 | 0 | 0 | 0 | 0 | 0 | 0
RPJ90 | 0 | 4281.92 | 1892.17 | 1160 | 1160 | 1160
PCSEQ | 0 | 0 | 252.27 | 414.02 | 657.6 | 657.6
Retrofit Capacity by Reporting Type: IESO
ReportingType | 2015 | 2020 | 2025 | 2030 | 2035 | 2040
FGD | 0 | 0 | 0 | 0 | 0 | 0
SNCR | 0 | 0 | 0 | 0 | 0 | 0
SCR | 0 | 0 | 0 | 0 | 0 | 0
ACI90 | 0 | 0 | 0 | 0 | 0 | 0
RPJ90 | 0 | 0 | 0 | 0 | 0 | 0
PCSEQ | 0 | 0 | 0 | 0 | 0 | 0
Retrofit Capacity by Reporting Type: MAPP_CA
ReportingType | 2015 | 2020 | 2025 | 2030 | 2035 | 2040
FGD | 0 | 0 | 0 | 0 | 0 | 0
SNCR | 0 | 0 | 0 | 0 | 0 | 0
SCR | 0 | 0 | 0 | 0 | 0 | 0
ACI90 | 0 | 0 | 0 | 0 | 0 | 0
RPJ90 | 0 | 0 | 0 | 0 | 0 | 0
PCSEQ | 0 | 0 | 0 | 0 | 0 | 0
Retrofit Capacity by Reporting Type: AZ_NM_SNV_Coal
ReportingType | 2015 | 2020 | 2025 | 2030 | 2035 | 2040
FGD | 384 | 0 | 0 | 0 | 0 | 0
SNCR | 0 | 0 | 0 | 0 | 0 | 0
SCR | 800 | 400 | 400 | 400 | 400 | 400
ACI90 | 0 | 0 | 0 | 0 | 0 | 0
RPJ90 | 3286 | 6476 | 3699.61 | 418 | 418 | 418
PCSEQ | 0 | 0 | 0 | 88.29 | 583.12 | 583.12
Retrofit Capacity by Reporting Type: AZ_NM_SNV_Gas
ReportingType | 2015 | 2020 | 2025 | 2030 | 2035 | 2040
FGD | 0 | 0 | 0 | 0 | 0 | 0
SNCR | 0 | 0 | 0 | 0 | 0 | 0
SCR | 0 | 0 | 0 | 0 | 0 | 0
ACI90 | 0 | 0 | 0 | 0 | 0 | 0
RPJ90 | 0 | 0 | 0 | 0 | 0 | 0
PCSEQ | 0 | 0 | 0 | 0 | 0 | 0
Retrofit Capacity by Reporting Type: AZ_NM_SNV_NucRenew
ReportingType | 2015 | 2020 | 2025 | 2030 | 2035 | 2040
FGD | 0 | 0 | 0 | 0 | 0 | 0
SNCR | 0 | 0 | 0 | 0 | 0 | 0
SCR | 0 | 0 | 0 | 0 | 0 | 0
ACI90 | 0 | 0 | 0 | 0 | 0 | 0
RPJ90 | 0 | 0 | 0 | 0 | 0 | 0
PCSEQ | 0 | 0 | 0 | 0 | 0 | 0
Retrofit Capacity by Reporting Type: ERCOT
ReportingType | 2015 | 2020 | 2025 | 2030 | 2035 | 2040
FGD | 0 | 0 | 0 | 0 | 0 | 0
SNCR | 0 | 0 | 0 | 0 | 0 | 0
SCR | 3515 | 1330 | 1330 | 1330 | 1330 | 1330
ACI90 | 0 | 0 | 0 | 0 | 0 | 0
RPJ90 | 7133.39 | 1890 | 1393.02 | 1435.52 | 1552.62 | 1552.62
PCSEQ | 0 | 0 | 563.47 | 911.69 | 1071.38 | 1071.38
Retrofit Capacity by Reporting Type: NP15
ReportingType | 2015 | 2020 | 2025 | 2030 | 2035 | 2040
FGD | 0 | 0 | 0 | 0 | 0 | 0
SNCR | 0 | 0 | 0 | 0 | 0 | 0
SCR | 0 | 0 | 0 | 0 | 0 | 0
ACI90 | 0 | 0 | 0 | 0 | 0 | 0
RPJ90 | 0 | 0 | 0 | 0 | 0 | 0
PCSEQ | 0 | 0 | 0 | 0 | 0 | 0
Retrofit Capacity by Reporting Type: NWPP_Coal
ReportingType | 2015 | 2020 | 2025 | 2030 | 2035 | 2040
FGD | 0 | 0 | 0 | 0 | 0 | 0
SNCR | 0 | 0 | 0 | 0 | 0 | 0
SCR | 0 | 0 | 0 | 0 | 0 | 0
ACI90 | 0 | 0 | 0 | 0 | 0 | 0
RPJ90 | 453.6 | 4908.8 | 226.8 | 226.8 | 226.8 | 226.8
PCSEQ | 0 | 0 | 226.8 | 226.8 | 226.8 | 226.8
Retrofit Capacity by Reporting Type: NWPP_Gas
ReportingType | 2015 | 2020 | 2025 | 2030 | 2035 | 2040
FGD | 0 | 0 | 0 | 0 | 0 | 0
SNCR | 0 | 0 | 0 | 0 | 0 | 0
SCR | 0 | 0 | 0 | 0 | 0 | 0
ACI90 | 0 | 0 | 0 | 0 | 0 | 0
RPJ90 | 0 | 0 | 0 | 0 | 0 | 0
PCSEQ | 0 | 0 | 0 | 0 | 0 | 0
Retrofit Capacity by Reporting Type: NWPP_NucRenew
ReportingType | 2015 | 2020 | 2025 | 2030 | 2035 | 2040
FGD | 0 | 0 | 0 | 0 | 0 | 0
SNCR | 0 | 0 | 0 | 0 | 0 | 0
SCR | 0 | 0 | 0 | 0 | 0 | 0
ACI90 | 0 | 0 | 0 | 0 | 0 | 0
RPJ90 | 0 | 0 | 0 | 0 | 0 | 0
PCSEQ | 0 | 0 | 0 | 0 | 0 | 0
Retrofit Capacity by Reporting Type: RMPA
ReportingType | 2015 | 2020 | 2025 | 2030 | 2035 | 2040
FGD | 0 | 713 | 0 | 0 | 0 | 0
SNCR | 0 | 0 | 0 | 0 | 0 | 0
SCR | 1554.6 | 777.3 | 777.3 | 777.3 | 777.3 | 777.3
ACI90 | 0 | 0 | 0 | 0 | 0 | 0
RPJ90 | 2874.6 | 5194.3 | 1294.54 | 777.3 | 777.3 | 777.3
PCSEQ | 0 | 0 | 529.6 | 529.6 | 529.6 | 529.6
Retrofit Capacity by Reporting Type: SP15
ReportingType | 2015 | 2020 | 2025 | 2030 | 2035 | 2040
FGD | 0 | 0 | 0 | 0 | 0 | 0
SNCR | 0 | 0 | 0 | 0 | 0 | 0
SCR | 0 | 0 | 0 | 0 | 0 | 0
ACI90 | 0 | 0 | 0 | 0 | 0 | 0
RPJ90 | 0 | 101.2 | 0 | 0 | 0 | 0
PCSEQ | 0 | 0 | 0 | 0 | 0 | 0
Retrofit Capacity by Reporting Type: ALB
ReportingType | 2015 | 2020 | 2025 | 2030 | 2035 | 2040
FGD | 0 | 0 | 0 | 0 | 0 | 0
SNCR | 0 | 0 | 0 | 0 | 0 | 0
SCR | 0 | 0 | 0 | 0 | 0 | 0
ACI90 | 0 | 0 | 0 | 0 | 0 | 0
RPJ90 | 0 | 0 | 0 | 0 | 0 | 0
PCSEQ | 0 | 0 | 0 | 0 | 0 | 0
Retrofit Capacity by Reporting Type: BC
ReportingType | 2015 | 2020 | 2025 | 2030 | 2035 | 2040
FGD | 0 | 0 | 0 | 0 | 0 | 0
SNCR | 0 | 0 | 0 | 0 | 0 | 0
SCR | 0 | 0 | 0 | 0 | 0 | 0
ACI90 | 0 | 0 | 0 | 0 | 0 | 0
RPJ90 | 0 | 0 | 0 | 0 | 0 | 0
PCSEQ | 0 | 0 | 0 | 0 | 0 | 0
Retrofit Capacity by Reporting Type: HQ_IESO
ReportingType | 2015 | 2020 | 2025 | 2030 | 2035 | 2040
FGD | 0 | 0 | 0 | 0 | 0 | 0
SNCR | 0 | 0 | 0 | 0 | 0 | 0
SCR | 0 | 0 | 0 | 0 | 0 | 0
ACI90 | 0 | 0 | 0 | 0 | 0 | 0
RPJ90 | 0 | 0 | 0 | 0 | 0 | 0
PCSEQ | 0 | 0 | 0 | 0 | 0 | 0
Retrofit Capacity by Reporting Type: HQ_NEISO
ReportingType | 2015 | 2020 | 2025 | 2030 | 2035 | 2040
FGD | 0 | 0 | 0 | 0 | 0 | 0
SNCR | 0 | 0 | 0 | 0 | 0 | 0
SCR | 0 | 0 | 0 | 0 | 0 | 0
ACI90 | 0 | 0 | 0 | 0 | 0 | 0
RPJ90 | 0 | 0 | 0 | 0 | 0 | 0
PCSEQ | 0 | 0 | 0 | 0 | 0 | 0
Retrofit Capacity by Reporting Type: HQ_NY
ReportingType | 2015 | 2020 | 2025 | 2030 | 2035 | 2040
FGD | 0 | 0 | 0 | 0 | 0 | 0
SNCR | 0 | 0 | 0 | 0 | 0 | 0
SCR | 0 | 0 | 0 | 0 | 0 | 0
ACI90 | 0 | 0 | 0 | 0 | 0 | 0
RPJ90 | 0 | 0 | 0 | 0 | 0 | 0
PCSEQ | 0 | 0 | 0 | 0 | 0 | 0
Retrofit Capacity by Reporting Type: MARITIMES
ReportingType | 2015 | 2020 | 2025 | 2030 | 2035 | 2040
FGD | 0 | 0 | 0 | 0 | 0 | 0
SNCR | 0 | 0 | 0 | 0 | 0 | 0
SCR | 0 | 0 | 0 | 0 | 0 | 0
ACI90 | 0 | 0 | 0 | 0 | 0 | 0
RPJ90 | 0 | 0 | 0 | 0 | 0 | 0
PCSEQ | 0 | 0 | 0 | 0 | 0 | 0
Retrofit Capacity by Reporting Type: All
ReportingType | 2015 | 2020 | 2025 | 2030 | 2035 | 2040
FGD | 7551.7 | 4515.63 | 545 | 545 | 0 | 0
SNCR | 0 | 0 | 0 | 0 | 0 | 0
SCR | 18891.33 | 6082.83 | 4054.2 | 4054.2 | 4054.2 | 4054.2
ACI90 | 0 | 0 | 0 | 0 | 0 | 0
RPJ90 | 33375.64 | 65582.31 | 33133.3 | 27114.82 | 23796.15 | 23873.91
PCSEQ | 0 | 457.45 | 4559.21 | 9007.39 | 15315.12 | 15821.79
Retrofit Capacity by Reporting Type: EI_US
ReportingType | 2015 | 2020 | 2025 | 2030 | 2035 | 2040
FGD | 7167.7 | 3802.63 | 545 | 545 | 0 | 0
SNCR | 0 | 0 | 0 | 0 | 0 | 0
SCR | 13021.73 | 3575.53 | 1546.9 | 1546.9 | 1546.9 | 1546.9
ACI90 | 0 | 0 | 0 | 0 | 0 | 0
RPJ90 | 19628.06 | 47012.02 | 26519.35 | 24257.19 | 20821.43 | 20899.18
PCSEQ | 0 | 457.45 | 3239.34 | 7251.01 | 12904.23 | 13410.9
Retrofit Capacity by Reporting Type: EI_Canada
ReportingType | 2015 | 2020 | 2025 | 2030 | 2035 | 2040
FGD | 0 | 0 | 0 | 0 | 0 | 0
SNCR | 0 | 0 | 0 | 0 | 0 | 0
SCR | 0 | 0 | 0 | 0 | 0 | 0
ACI90 | 0 | 0 | 0 | 0 | 0 | 0
RPJ90 | 0 | 0 | 0 | 0 | 0 | 0
PCSEQ | 0 | 0 | 0 | 0 | 0 | 0
Retrofit Capacity by Reporting Type: EI
ReportingType | 2015 | 2020 | 2025 | 2030 | 2035 | 2040
FGD | 7167.7 | 3802.63 | 545 | 545 | 0 | 0
SNCR | 0 | 0 | 0 | 0 | 0 | 0
SCR | 13021.73 | 3575.53 | 1546.9 | 1546.9 | 1546.9 | 1546.9
ACI90 | 0 | 0 | 0 | 0 | 0 | 0
RPJ90 | 19628.06 | 47012.02 | 26519.35 | 24257.19 | 20821.43 | 20899.18
PCSEQ | 0 | 457.45 | 3239.34 | 7251.01 | 12904.23 | 13410.9
Retrofit Capacity by Reporting Type: Outside_EI
ReportingType | 2015 | 2020 | 2025 | 2030 | 2035 | 2040
FGD | 384 | 713 | 0 | 0 | 0 | 0
SNCR | 0 | 0 | 0 | 0 | 0 | 0
SCR | 5869.6 | 2507.3 | 2507.3 | 2507.3 | 2507.3 | 2507.3
ACI90 | 0 | 0 | 0 | 0 | 0 | 0
RPJ90 | 13747.59 | 18570.3 | 6613.96 | 2857.62 | 2974.72 | 2974.72
PCSEQ | 0 | 0 | 1319.87 | 1756.37 | 2410.89 | 2410.89
#7 | Reserve Margin (MW)
Reserve Margin Data: ALB
| 2015 | 2020 | 2025 | 2030 | 2035 | 2040
a. Peak Demand | 9181.37 | 9515.81 | 9741.03 | 10539.59 | 10511.17 | 10894.89
b. Peak Demand + Reserve Margin | 10834.02 | 11228.65 | 11494.41 | 12436.71 | 12403.18 | 12855.97
c. DR MW | 105.16 | 361.08 | 660.83 | 708.64 | 759.9 | 814.88
d. Capacity Credit | 10972.74 | 11228.65 | 11528.4 | 12578.16 | 12787.79 | 12855.97
Reserve Margin Data: BC
| 2015 | 2020 | 2025 | 2030 | 2035 | 2040
a. Peak Demand | 11225.55 | 11381.05 | 11396.67 | 12062.39 | 11767.86 | 11931.79
b. Peak Demand + Reserve Margin | 13246.15 | 13429.64 | 13448.08 | 14233.62 | 13886.07 | 14079.51
c. DR MW | 0.01 | 264.69 | 555.31 | 582.51 | 611.05 | 640.98
d. Capacity Credit | 13367.91 | 13632.58 | 13923.2 | 14456.27 | 14516 | 14782.87
Reserve Margin Data: ENT
| 2015 | 2020 | 2025 | 2030 | 2035 | 2040
a. Peak Demand | 31634.41 | 30708.05 | 30365.16 | 28510.79 | 27086.39 | 28230.18
b. Peak Demand + Reserve Margin | 36063.22 | 35007.18 | 34616.28 | 32502.31 | 30878.48 | 32182.41
c. DR MW | 301.55 | 1538.95 | 2854.33 | 2930.78 | 3009.27 | 3089.87
d. Capacity Credit | 36063.22 | 35007.18 | 34616.28 | 32502.31 | 30878.48 | 32182.41
Reserve Margin Data: ERCOT
| 2015 | 2020 | 2025 | 2030 | 2035 | 2040
a. Peak Demand | 68229.3 | 69451.1 | 69569.82 | 68940.45 | 68917.28 | 69525.49
b. Peak Demand + Reserve Margin | 76757.96 | 78132.49 | 78266.05 | 77558 | 77531.94 | 78216.17
c. DR MW | 740.81 | 3617.73 | 6720.3 | 6926.25 | 7155.61 | 7391.29
d. Capacity Credit | 76757.96 | 78132.49 | 78266.05 | 77558 | 77531.94 | 78216.17
Reserve Margin Data: FRCC
| 2015 | 2020 | 2025 | 2030 | 2035 | 2040
a. Peak Demand | 49725.75 | 49833.01 | 52804.36 | 53044.46 | 51283.38 | 54997.97
b. Peak Demand + Reserve Margin | 57681.87 | 57806.29 | 61253.06 | 61531.57 | 59488.72 | 63797.65
c. DR MW | 2734.45 | 3962.85 | 5527.63 | 5878.95 | 6252.59 | 6649.99
d. Capacity Credit | 57681.89 | 57806.29 | 61253.06 | 61531.57 | 59488.72 | 63797.65
Reserve Margin Data: IESO
| 2015 | 2020 | 2025 | 2030 | 2035 | 2040
a. Peak Demand | 21596.16 | 20650.12 | 20392.13 | 21284.45 | 20477.21 | 20474.97
b. Peak Demand + Reserve Margin | 25267.51 | 24160.64 | 23858.79 | 24902.8 | 23958.33 | 23955.71
c. DR MW | 1958.79 | 2066.83 | 2340.54 | 2421.21 | 2504.65 | 2590.98
d. Capacity Credit | 26708.65 | 26816.69 | 27090.4 | 27421.57 | 25786.84 | 24333.16
Reserve Margin Data: MAPP_CA
| 2015 | 2020 | 2025 | 2030 | 2035 | 2040
a. Peak Demand | 8035.11 | 8350.57 | 8287.28 | 8692.95 | 8404.88 | 8445.78
b. Peak Demand + Reserve Margin | 8999.32 | 9352.64 | 9281.75 | 9736.11 | 9413.46 | 9459.27
c. DR MW | 89.5 | 308.14 | 546.73 | 568.39 | 590.9 | 614.31
d. Capacity Credit | 8999.32 | 9352.64 | 9557.5 | 12039.16 | 12028.41 | 11770.06
Reserve Margin Data: MAPP_US
| 2015 | 2020 | 2025 | 2030 | 2035 | 2040
a. Peak Demand | 5129.44 | 5491.37 | 5428.86 | 5639.95 | 5683.4 | 5723.89
b. Peak Demand + Reserve Margin | 5847.56 | 6260.17 | 6188.9 | 6429.54 | 6479.08 | 6525.23
c. DR MW | 59 | 199.4 | 353.8 | 367.81 | 382.38 | 397.53
d. Capacity Credit | 5847.56 | 6260.17 | 6188.9 | 6429.54 | 6479.08 | 6525.23
Reserve Margin Data: NEISO
| 2015 | 2020 | 2025 | 2030 | 2035 | 2040
a. Peak Demand | 28416.17 | 26403.91 | 26008.78 | 25551.91 | 26477.35 | 25679.87
b. Peak Demand + Reserve Margin | 32962.76 | 30628.53 | 30170.18 | 29640.22 | 30713.72 | 29788.64
c. DR MW | 3092.4 | 3627.72 | 4230.66 | 4257.78 | 4282.5 | 4307.35
d. Capacity Credit | 32962.76 | 30628.53 | 30170.18 | 29997.92 | 30713.72 | 29788.64
Reserve Margin Data: NonRTO_Midwest
| 2015 | 2020 | 2025 | 2030 | 2035 | 2040
a. Peak Demand | 11412.35 | 11569.49 | 11884.9 | 10957.56 | 11262.84 | 11807.74
b. Peak Demand + Reserve Margin | 13010.07 | 13189.22 | 13548.79 | 12491.62 | 12839.64 | 13460.82
c. DR MW | 193.98 | 453.37 | 727.88 | 745.89 | 764.35 | 783.26
d. Capacity Credit | 13010.07 | 13189.22 | 13548.79 | 12491.62 | 12839.64 | 13648.99
Reserve Margin Data: NYISO_J-K
| 2015 | 2020 | 2025 | 2030 | 2035 | 2040
a. Peak Demand | 14770.7 | 15573.29 | 15898.98 | 16038 | 15901.54 | 16023.59
b. Peak Demand + Reserve Margin | 13589.04 | 14327.43 | 14627.07 | 14754.96 | 14629.41 | 14741.7
c. DR MW | 1319.07 | 1502.66 | 1718.62 | 1795.58 | 1875.99 | 1960
d. Capacity Credit | 14532.63 | 14716.22 | 14932.18 | 15083.48 | 15213.39 | 15297.39
Reserve Margin Data: PJM_E
| 2015 | 2020 | 2025 | 2030 | 2035 | 2040
a. Peak Demand | 29437.08 | 26957.84 | 26749.84 | 27161.45 | 27329.4 | 27784.97
b. Peak Demand + Reserve Margin | 28789.47 | 26364.77 | 26161.35 | 26563.9 | 26728.15 | 27173.7
c. DR MW | 1256.73 | 1718.17 | 2388.62 | 2469.72 | 2553.57 | 2640.27
d. Capacity Credit | 33737.65 | 33149.49 | 31527.45 | 31580.69 | 28800.13 | 29710.29
Reserve Margin Data: RMPA
| 2015 | 2020 | 2025 | 2030 | 2035 | 2040
a. Peak Demand | 12677.75 | 13837.46 | 12883.21 | 14032.71 | 14032.7 | 14320.28
b. Peak Demand + Reserve Margin | 14452.64 | 15774.71 | 14686.86 | 15997.29 | 15997.28 | 16325.12
c. DR MW | 486.05 | 622.89 | 804.5 | 856.88 | 912.57 | 971.91
d. Capacity Credit | 14874.06 | 15774.71 | 14686.86 | 15997.29 | 15997.28 | 16325.12
Reserve Margin Data: SOCO
| 2015 | 2020 | 2025 | 2030 | 2035 | 2040
a. Peak Demand | 48917.72 | 53536.94 | 53834.26 | 54220.95 | 53676.14 | 52835.67
b. Peak Demand + Reserve Margin | 55766.2 | 61032.11 | 61371.05 | 61811.89 | 61190.8 | 60232.67
c. DR MW | 2570.49 | 4773.97 | 7215.46 | 7512.46 | 7821.68 | 8143.63
d. Capacity Credit | 55766.2 | 61032.11 | 61371.05 | 61811.89 | 61190.8 | 60232.67
Reserve Margin Data: TVA
| 2015 | 2020 | 2025 | 2030 | 2035 | 2040
a. Peak Demand | 32046.86 | 35066.33 | 34262.05 | 33668.55 | 35751.86 | 35044.36
b. Peak Demand + Reserve Margin | 36853.89 | 40326.28 | 39401.36 | 38718.83 | 41114.64 | 40301.02
c. DR MW | 1805 | 2555.95 | 3357.9 | 3440.97 | 3526.11 | 3613.35
d. Capacity Credit | 36853.89 | 40326.28 | 39401.36 | 38718.83 | 41114.64 | 40301.02
Reserve Margin Data: VACAR
| 2015 | 2020 | 2025 | 2030 | 2035 | 2040
a. Peak Demand | 49895.42 | 52403.03 | 53541.25 | 53758.95 | 53001.52 | 54775.11
b. Peak Demand + Reserve Margin | 56880.77 | 59739.45 | 61037.02 | 61285.2 | 60421.73 | 62443.63
c. DR MW | 2339.28 | 3868.22 | 5651.52 | 5928.05 | 6218.12 | 6522.37
d. Capacity Credit | 56880.77 | 59739.45 | 61037.02 | 61285.2 | 60969.9 | 62443.63
Reserve Margin Data: AZ_NM_SNV
| 2015 | 2020 | 2025 | 2030 | 2035 | 2040
a. Peak Demand | 26478.97 | 29587.47 | 30300.18 | 30625.14 | 32130.99 | 32130.99
b. Peak Demand + Reserve Margin | 30636.17 | 34232.7 | 35057.31 | 35433.29 | 37175.56 | 37175.55
c. DR MW | 334.55 | 1076.71 | 1928.33 | 2059.84 | 2196.64 | 2344.36
d. Capacity Credit | 30636.17 | 34232.7 | 35057.31 | 35433.29 | 37175.56 | 37175.55
Reserve Margin Data: CA
| 2015 | 2020 | 2025 | 2030 | 2035 | 2040
a. Peak Demand | 62369.58 | 66254.09 | 67147.73 | 69917.77 | 71670.91 | 75639.37
b. Peak Demand + Reserve Margin | 72722.93 | 77252.26 | 78294.26 | 81524.12 | 83568.28 | 88195.5
c. DR MW | 4441.2 | 4603.38 | 4993.26 | 5277.46 | 5551.88 | 5835.06
d. Capacity Credit | 72722.93 | 77252.26 | 78294.26 | 81524.12 | 83568.28 | 88195.5
Reserve Margin Data: MISO
| 2015 | 2020 | 2025 | 2030 | 2035 | 2040
a. Peak Demand | 92771.39 | 93609.81 | 100435.65 | 101785.09 | 97786.79 | 101382.85
b. Peak Demand + Reserve Margin | 108913.62 | 109897.91 | 117911.45 | 119495.7 | 114801.69 | 119023.46
c. DR MW | 6024.78 | 8117.79 | 10669.2 | 11079.6 | 11505.92 | 11948.8
d. Capacity Credit | 108913.62 | 109897.91 | 117911.45 | 119495.7 | 114801.69 | 119023.46
Reserve Margin Data: NWPP
| 2015 | 2020 | 2025 | 2030 | 2035 | 2040
a. Peak Demand | 36159.13 | 38275.33 | 39293.31 | 39990.2 | 39990.2 | 43276.5
b. Peak Demand + Reserve Margin | 42667.78 | 45164.89 | 46366.11 | 47188.43 | 47188.44 | 51066.27
c. DR MW | 0.01 | 953.34 | 1988.72 | 2091.14 | 2193.74 | 2298.72
d. Capacity Credit | 48766.8 | 49882.03 | 48635.52 | 50945.07 | 49583.03 | 52323.61
Reserve Margin Data: NYISO
| 2015 | 2020 | 2025 | 2030 | 2035 | 2040
a. Peak Demand | 28540.06 | 30358.42 | 30861.79 | 31331.41 | 30533.94 | 30615.37
b. Peak Demand + Reserve Margin | 33249.17 | 35367.56 | 35953.98 | 36501.09 | 35572.04 | 35666.91
c. DR MW | 2565.83 | 2901.13 | 3296.24 | 3421.43 | 3551.63 | 3687.07
d. Capacity Credit | 34916.79 | 35367.56 | 35953.98 | 36501.09 | 36313.91 | 35666.91
Reserve Margin Data: NYISO_G-I_J-K
| 2015 | 2020 | 2025 | 2030 | 2035 | 2040
a. Peak Demand | 18572.33 | 19532.14 | 19944.79 | 20006.48 | 19907.3 | 20055.11
b. Peak Demand + Reserve Margin | 17643.71 | 18555.53 | 18947.55 | 19006.16 | 18911.93 | 19052.36
c. DR MW | 1658.63 | 1882.98 | 2152.95 | 2248.69 | 2348.69 | 2453.13
d. Capacity Credit | 18322.19 | 18555.54 | 18948.9 | 19163.97 | 18911.93 | 19725.14
Reserve Margin Data: PJM
| 2015 | 2020 | 2025 | 2030 | 2035 | 2040
a. Peak Demand | 147146.78 | 145723.4 | 140313.94 | 142279.02 | 141792.59 | 143869.67
b. Peak Demand + Reserve Margin | 169660.23 | 168019.08 | 161781.97 | 164047.71 | 163486.86 | 165881.73
c. DR MW | 6888.69 | 10788.12 | 15528.1 | 16025.26 | 16538.36 | 17067.93
d. Capacity Credit | 169660.23 | 168019.08 | 161781.97 | 164047.71 | 163486.86 | 165881.73
Reserve Margin Data: SPP
| 2015 | 2020 | 2025 | 2030 | 2035 | 2040
a. Peak Demand | 55452.51 | 59996.2 | 58421.53 | 59913.5 | 61638.24 | 62379.68
b. Peak Demand + Reserve Margin | 62994.05 | 68155.69 | 66366.86 | 68061.74 | 70021.04 | 70863.31
c. DR MW | 1132.21 | 3430.99 | 5911.36 | 6129.52 | 6355.94 | 6590.94
d. Capacity Credit | 62994.05 | 68155.69 | 66366.86 | 68061.74 | 70021.04 | 70863.31

## Transmission
$/MW
[8 empty] | Transfer |  | $/MWh | $/MWh | Wheel+ | $/MWh
Year | Line | From | To | EI Internal/External | Season | Block | Duration | Limit | MW flow | From price | To price | Friction | Shadow Price
2015 | ENT_2_MISO_MO-IL | ENT | MISO_MO-IL | Internal | Shoulder | B11 | 25 | 2260 | 0 | 78.23 | 76.04 | 8 | 0
2015 | ENT_2_MISO_MO-IL | ENT | MISO_MO-IL | Internal | Shoulder | B12 | 200 | 2260 | 0 | 59.47 | 63.26 | 8 | 0
2015 | ENT_2_MISO_MO-IL | ENT | MISO_MO-IL | Internal | Shoulder | B13 | 600 | 2260 | 0 | 59.47 | 58.37 | 8 | 0
2015 | ENT_2_MISO_MO-IL | ENT | MISO_MO-IL | Internal | Shoulder | B14 | 900 | 2260 | 0 | 57.49 | 55.78 | 8 | 0
2015 | ENT_2_MISO_MO-IL | ENT | MISO_MO-IL | Internal | Shoulder | B15 | 1203 | 2260 | 0 | 57.49 | 54.37 | 8 | 0
2015 | ENT_2_MISO_MO-IL | ENT | MISO_MO-IL | Internal | Summer | B1 | 10 | 2260 | 0 | 91.47 | 91.47 | 8 | 0
2015 | ENT_2_MISO_MO-IL | ENT | MISO_MO-IL | Internal | Summer | B2 | 25 | 2260 | 0 | 89.87 | 88.74 | 8 | 0
2015 | ENT_2_MISO_MO-IL | ENT | MISO_MO-IL | Internal | Summer | B3 | 75 | 2260 | 0 | 89.87 | 88.63 | 8 | 0
2015 | ENT_2_MISO_MO-IL | ENT | MISO_MO-IL | Internal | Summer | B4 | 100 | 2260 | 0 | 87.97 | 83.54 | 8 | 0
2015 | ENT_2_MISO_MO-IL | ENT | MISO_MO-IL | Internal | Summer | B5 | 200 | 2260 | 0 | 82.19 | 74.19 | 8 | 0
2015 | ENT_2_MISO_MO-IL | ENT | MISO_MO-IL | Internal | Summer | B6 | 300 | 2260 | 0 | 63.89 | 64.89 | 8 | 0
2015 | ENT_2_MISO_MO-IL | ENT | MISO_MO-IL | Internal | Summer | B7 | 400 | 2260 | 0 | 58.69 | 55.6 | 8 | 0
2015 | ENT_2_MISO_MO-IL | ENT | MISO_MO-IL | Internal | Summer | B8 | 500 | 2260 | 0 | 58.69 | 53.82 | 8 | 0
2015 | ENT_2_MISO_MO-IL | ENT | MISO_MO-IL | Internal | Summer | B9 | 800 | 2260 | 0 | 56.32 | 52.93 | 8 | 0
2015 | ENT_2_MISO_MO-IL | ENT | MISO_MO-IL | Internal | Summer | B10 | 1262 | 2260 | 0 | 56.32 | 51.63 | 8 | 0
2015 | ENT_2_MISO_MO-IL | ENT | MISO_MO-IL | Internal | Winter | B16 | 25 | 2260 | 0 | 75.36 | 75.36 | 8 | 0
2015 | ENT_2_MISO_MO-IL | ENT | MISO_MO-IL | Internal | Winter | B17 | 100 | 2260 | 0 | 61.89 | 67.63 | 8 | 0
2015 | ENT_2_MISO_MO-IL | ENT | MISO_MO-IL | Internal | Winter | B18 | 400 | 2260 | 0 | 60.33 | 59.47 | 8 | 0
2015 | ENT_2_MISO_MO-IL | ENT | MISO_MO-IL | Internal | Winter | B19 | 700 | 2260 | 0 | 59.83 | 57.37 | 8 | 0
2015 | ENT_2_MISO_MO-IL | ENT | MISO_MO-IL | Internal | Winter | B20 | 935 | 2260 | 0 | 59.83 | 52.72 | 8 | 0
2015 | ENT_2_SOCO | ENT | SOCO | Internal | Shoulder | B11 | 25 | 2000 | 972.27 | 78.23 | 86.23 | 8 | 0
2015 | ENT_2_SOCO | ENT | SOCO | Internal | Shoulder | B12 | 200 | 2000 | 0 | 59.47 | 66.41 | 8 | 0
2015 | ENT_2_SOCO | ENT | SOCO | Internal | Shoulder | B13 | 600 | 2000 | 0 | 59.47 | 61.88 | 8 | 0
2015 | ENT_2_SOCO | ENT | SOCO | Internal | Shoulder | B14 | 900 | 2000 | 0 | 57.49 | 61.88 | 8 | 0
2015 | ENT_2_SOCO | ENT | SOCO | Internal | Shoulder | B15 | 1203 | 2000 | 0 | 57.49 | 59.72 | 8 | 0
2015 | ENT_2_SOCO | ENT | SOCO | Internal | Summer | B1 | 10 | 2000 | 79.47 | 91.47 | 99.47 | 8 | 0
2015 | ENT_2_SOCO | ENT | SOCO | Internal | Summer | B2 | 25 | 2000 | 1112.11 | 89.87 | 97.87 | 8 | 0
2015 | ENT_2_SOCO | ENT | SOCO | Internal | Summer | B3 | 75 | 2000 | 1981.37 | 89.87 | 97.87 | 8 | 0
2015 | ENT_2_SOCO | ENT | SOCO | Internal | Summer | B4 | 100 | 2000 | 2000 | 87.97 | 97.87 | 8 | 1.9
2015 | ENT_2_SOCO | ENT | SOCO | Internal | Summer | B5 | 200 | 2000 | 2000 | 82.19 | 90.86 | 8 | 0.66
2015 | ENT_2_SOCO | ENT | SOCO | Internal | Summer | B6 | 300 | 2000 | 2000 | 63.89 | 79.57 | 8 | 7.68
2015 | ENT_2_SOCO | ENT | SOCO | Internal | Summer | B7 | 400 | 2000 | 2000 | 58.69 | 71.47 | 8 | 4.78
2015 | ENT_2_SOCO | ENT | SOCO | Internal | Summer | B8 | 500 | 2000 | 1940.39 | 58.69 | 66.69 | 8 | 0
2015 | ENT_2_SOCO | ENT | SOCO | Internal | Summer | B9 | 800 | 2000 | 0 | 56.32 | 60.67 | 8 | 0
2015 | ENT_2_SOCO | ENT | SOCO | Internal | Summer | B10 | 1262 | 2000 | 0 | 56.32 | 58.55 | 8 | 0
2015 | ENT_2_SOCO | ENT | SOCO | Internal | Winter | B16 | 25 | 2000 | 2000 | 75.36 | 85.18 | 8 | 1.82
2015 | ENT_2_SOCO | ENT | SOCO | Internal | Winter | B17 | 100 | 2000 | 0 | 61.89 | 67.53 | 8 | 0
2015 | ENT_2_SOCO | ENT | SOCO | Internal | Winter | B18 | 400 | 2000 | 0 | 60.33 | 64.36 | 8 | 0
2015 | ENT_2_SOCO | ENT | SOCO | Internal | Winter | B19 | 700 | 2000 | 0 | 59.83 | 64.36 | 8 | 0
2015 | ENT_2_SOCO | ENT | SOCO | Internal | Winter | B20 | 935 | 2000 | 0 | 59.83 | 62.11 | 8 | 0
2015 | ENT_2_SPP_N | ENT | SPP_N | Internal | Shoulder | B11 | 25 | 1300 | 0 | 78.23 | 83.04 | 8 | 0
2015 | ENT_2_SPP_N | ENT | SPP_N | Internal | Shoulder | B12 | 200 | 1300 | 0 | 59.47 | 60.03 | 8 | 0
2015 | ENT_2_SPP_N | ENT | SPP_N | Internal | Shoulder | B13 | 600 | 1300 | 0 | 59.47 | 58.31 | 8 | 0
2015 | ENT_2_SPP_N | ENT | SPP_N | Internal | Shoulder | B14 | 900 | 1300 | 0 | 57.49 | 57.38 | 8 | 0
2015 | ENT_2_SPP_N | ENT | SPP_N | Internal | Shoulder | B15 | 1203 | 1300 | 0 | 57.49 | 57.38 | 8 | 0
2015 | ENT_2_SPP_N | ENT | SPP_N | Internal | Summer | B1 | 10 | 1300 | 0 | 91.47 | 92.6 | 8 | 0
2015 | ENT_2_SPP_N | ENT | SPP_N | Internal | Summer | B2 | 25 | 1300 | 0 | 89.87 | 92.6 | 8 | 0
2015 | ENT_2_SPP_N | ENT | SPP_N | Internal | Summer | B3 | 75 | 1300 | 0 | 89.87 | 91.39 | 8 | 0
2015 | ENT_2_SPP_N | ENT | SPP_N | Internal | Summer | B4 | 100 | 1300 | 0 | 87.97 | 85.93 | 8 | 0
2015 | ENT_2_SPP_N | ENT | SPP_N | Internal | Summer | B5 | 200 | 1300 | 0 | 82.19 | 81.18 | 8 | 0
2015 | ENT_2_SPP_N | ENT | SPP_N | Internal | Summer | B6 | 300 | 1300 | 0 | 63.89 | 71.88 | 8 | 0
2015 | ENT_2_SPP_N | ENT | SPP_N | Internal | Summer | B7 | 400 | 1300 | 0 | 58.69 | 62.24 | 8 | 0
2015 | ENT_2_SPP_N | ENT | SPP_N | Internal | Summer | B8 | 500 | 1300 | 0 | 58.69 | 58.7 | 8 | 0
2015 | ENT_2_SPP_N | ENT | SPP_N | Internal | Summer | B9 | 800 | 1300 | 0 | 56.32 | 56.11 | 8 | 0
2015 | ENT_2_SPP_N | ENT | SPP_N | Internal | Summer | B10 | 1262 | 1300 | 0 | 56.32 | 54.36 | 8 | 0
2015 | ENT_2_SPP_N | ENT | SPP_N | Internal | Winter | B16 | 25 | 1300 | 0 | 75.36 | 70.36 | 8 | 0
2015 | ENT_2_SPP_N | ENT | SPP_N | Internal | Winter | B17 | 100 | 1300 | 0 | 61.89 | 62.63 | 8 | 0
2015 | ENT_2_SPP_N | ENT | SPP_N | Internal | Winter | B18 | 400 | 1300 | 0 | 60.33 | 59.86 | 8 | 0
2015 | ENT_2_SPP_N | ENT | SPP_N | Internal | Winter | B19 | 700 | 1300 | 0 | 59.83 | 59.72 | 8 | 0
2015 | ENT_2_SPP_N | ENT | SPP_N | Internal | Winter | B20 | 935 | 1300 | 0 | 59.83 | 57.92 | 8 | 0
2015 | ENT_2_SPP_S | ENT | SPP_S | Internal | Shoulder | B11 | 25 | 1300 | 0 | 78.23 | 83.05 | 8 | 0
2015 | ENT_2_SPP_S | ENT | SPP_S | Internal | Shoulder | B12 | 200 | 1300 | 0 | 59.47 | 60.04 | 8 | 0
2015 | ENT_2_SPP_S | ENT | SPP_S | Internal | Shoulder | B13 | 600 | 1300 | 0 | 59.47 | 58.32 | 8 | 0
2015 | ENT_2_SPP_S | ENT | SPP_S | Internal | Shoulder | B14 | 900 | 1300 | 0 | 57.49 | 57.39 | 8 | 0
2015 | ENT_2_SPP_S | ENT | SPP_S | Internal | Shoulder | B15 | 1203 | 1300 | 0 | 57.49 | 57.39 | 8 | 0
2015 | ENT_2_SPP_S | ENT | SPP_S | Internal | Summer | B1 | 10 | 1300 | 0 | 91.47 | 89.64 | 8 | 0
2015 | ENT_2_SPP_S | ENT | SPP_S | Internal | Summer | B2 | 25 | 1300 | 0 | 89.87 | 90.43 | 8 | 0
2015 | ENT_2_SPP_S | ENT | SPP_S | Internal | Summer | B3 | 75 | 1300 | 0 | 89.87 | 88.43 | 8 | 0
2015 | ENT_2_SPP_S | ENT | SPP_S | Internal | Summer | B4 | 100 | 1300 | 0 | 87.97 | 82.97 | 8 | 0
2015 | ENT_2_SPP_S | ENT | SPP_S | Internal | Summer | B5 | 200 | 1300 | 0 | 82.19 | 81.19 | 8 | 0
2015 | ENT_2_SPP_S | ENT | SPP_S | Internal | Summer | B6 | 300 | 1300 | 470.38 | 63.89 | 71.89 | 8 | 0
2015 | ENT_2_SPP_S | ENT | SPP_S | Internal | Summer | B7 | 400 | 1300 | 0 | 58.69 | 62.25 | 8 | 0
2015 | ENT_2_SPP_S | ENT | SPP_S | Internal | Summer | B8 | 500 | 1300 | 0 | 58.69 | 58.71 | 8 | 0
2015 | ENT_2_SPP_S | ENT | SPP_S | Internal | Summer | B9 | 800 | 1300 | 0 | 56.32 | 56.13 | 8 | 0
2015 | ENT_2_SPP_S | ENT | SPP_S | Internal | Summer | B10 | 1262 | 1300 | 0 | 56.32 | 56 | 8 | 0
2015 | ENT_2_SPP_S | ENT | SPP_S | Internal | Winter | B16 | 25 | 1300 | 0 | 75.36 | 70.38 | 8 | 0
2015 | ENT_2_SPP_S | ENT | SPP_S | Internal | Winter | B17 | 100 | 1300 | 0 | 61.89 | 62.64 | 8 | 0
2015 | ENT_2_SPP_S | ENT | SPP_S | Internal | Winter | B18 | 400 | 1300 | 0 | 60.33 | 59.87 | 8 | 0
2015 | ENT_2_SPP_S | ENT | SPP_S | Internal | Winter | B19 | 700 | 1300 | 0 | 59.83 | 59.74 | 8 | 0
2015 | ENT_2_SPP_S | ENT | SPP_S | Internal | Winter | B20 | 935 | 1300 | 0 | 59.83 | 59.74 | 8 | 0
2015 | ENT_2_TVA_Transmission | ENT | TVA_Transmission | Internal | Shoulder | B11 | 25 | 2100 | 0 | 78.23 | 80.04 | 8 | 0
2015 | ENT_2_TVA_Transmission | ENT | TVA_Transmission | Internal | Shoulder | B12 | 200 | 2100 | 0 | 59.47 | 65.76 | 8 | 0
2015 | ENT_2_TVA_Transmission | ENT | TVA_Transmission | Internal | Shoulder | B13 | 600 | 2100 | 0 | 59.47 | 63.3 | 8 | 0
2015 | ENT_2_TVA_Transmission | ENT | TVA_Transmission | Internal | Shoulder | B14 | 900 | 2100 | 0 | 57.49 | 62.58 | 8 | 0
2015 | ENT_2_TVA_Transmission | ENT | TVA_Transmission | Internal | Shoulder | B15 | 1203 | 2100 | 0 | 57.49 | 60 | 8 | 0
2015 | ENT_2_TVA_Transmission | ENT | TVA_Transmission | Internal | Summer | B1 | 10 | 2100 | 663.66 | 91.47 | 99.47 | 8 | 0
2015 | ENT_2_TVA_Transmission | ENT | TVA_Transmission | Internal | Summer | B2 | 25 | 2100 | 0 | 89.87 | 96.74 | 8 | 0
2015 | ENT_2_TVA_Transmission | ENT | TVA_Transmission | Internal | Summer | B3 | 75 | 2100 | 0 | 89.87 | 95.51 | 8 | 0
2015 | ENT_2_TVA_Transmission | ENT | TVA_Transmission | Internal | Summer | B4 | 100 | 2100 | 0 | 87.97 | 90.87 | 8 | 0
2015 | ENT_2_TVA_Transmission | ENT | TVA_Transmission | Internal | Summer | B5 | 200 | 2100 | 0 | 82.19 | 81.86 | 8 | 0
2015 | ENT_2_TVA_Transmission | ENT | TVA_Transmission | Internal | Summer | B6 | 300 | 2100 | 0 | 63.89 | 70.57 | 8 | 0
2015 | ENT_2_TVA_Transmission | ENT | TVA_Transmission | Internal | Summer | B7 | 400 | 2100 | 0 | 58.69 | 63.03 | 8 | 0
2015 | ENT_2_TVA_Transmission | ENT | TVA_Transmission | Internal | Summer | B8 | 500 | 2100 | 0 | 58.69 | 61.04 | 8 | 0
2015 | ENT_2_TVA_Transmission | ENT | TVA_Transmission | Internal | Summer | B9 | 800 | 2100 | 0 | 56.32 | 59.66 | 8 | 0
2015 | ENT_2_TVA_Transmission | ENT | TVA_Transmission | Internal | Summer | B10 | 1262 | 2100 | 0 | 56.32 | 57.99 | 8 | 0
2015 | ENT_2_TVA_Transmission | ENT | TVA_Transmission | Internal | Winter | B16 | 25 | 2100 | 724.49 | 75.36 | 83.36 | 8 | 0
2015 | ENT_2_TVA_Transmission | ENT | TVA_Transmission | Internal | Winter | B17 | 100 | 2100 | 0 | 61.89 | 69.39 | 8 | 0
2015 | ENT_2_TVA_Transmission | ENT | TVA_Transmission | Internal | Winter | B18 | 400 | 2100 | 0 | 60.33 | 65.53 | 8 | 0
2015 | ENT_2_TVA_Transmission | ENT | TVA_Transmission | Internal | Winter | B19 | 700 | 2100 | 0 | 59.83 | 64.28 | 8 | 0
2015 | ENT_2_TVA_Transmission | ENT | TVA_Transmission | Internal | Winter | B20 | 935 | 2100 | 0 | 59.83 | 60.69 | 8 | 0
2015 | FRCC_2_SOCO | FRCC | SOCO | Internal | Shoulder | B11 | 25 | 900 | 0 | 96.23 | 86.23 | 8 | 0
2015 | FRCC_2_SOCO | FRCC | SOCO | Internal | Shoulder | B12 | 200 | 900 | 0 | 66.91 | 66.41 | 8 | 0
2015 | FRCC_2_SOCO | FRCC | SOCO | Internal | Shoulder | B13 | 600 | 900 | 0 | 65.37 | 61.88 | 8 | 0
2015 | FRCC_2_SOCO | FRCC | SOCO | Internal | Shoulder | B14 | 900 | 900 | 0 | 64.13 | 61.88 | 8 | 0
2015 | FRCC_2_SOCO | FRCC | SOCO | Internal | Shoulder | B15 | 1203 | 900 | 0 | 64.13 | 59.72 | 8 | 0
2015 | FRCC_2_SOCO | FRCC | SOCO | Internal | Summer | B1 | 10 | 900 | 0 | 103.87 | 99.47 | 8 | 0
2015 | FRCC_2_SOCO | FRCC | SOCO | Internal | Summer | B2 | 25 | 900 | 0 | 103.87 | 97.87 | 8 | 0
2015 | FRCC_2_SOCO | FRCC | SOCO | Internal | Summer | B3 | 75 | 900 | 0 | 103.87 | 97.87 | 8 | 0
2015 | FRCC_2_SOCO | FRCC | SOCO | Internal | Summer | B4 | 100 | 900 | 0 | 103.87 | 97.87 | 8 | 0
2015 | FRCC_2_SOCO | FRCC | SOCO | Internal | Summer | B5 | 200 | 900 | 0 | 100.86 | 90.86 | 8 | 0
2015 | FRCC_2_SOCO | FRCC | SOCO | Internal | Summer | B6 | 300 | 900 | 0 | 89.57 | 79.57 | 8 | 0
2015 | FRCC_2_SOCO | FRCC | SOCO | Internal | Summer | B7 | 400 | 900 | 0 | 66.43 | 71.47 | 8 | 0
2015 | FRCC_2_SOCO | FRCC | SOCO | Internal | Summer | B8 | 500 | 900 | 0 | 66.21 | 66.69 | 8 | 0
2015 | FRCC_2_SOCO | FRCC | SOCO | Internal | Summer | B9 | 800 | 900 | 0 | 63.46 | 60.67 | 8 | 0
2015 | FRCC_2_SOCO | FRCC | SOCO | Internal | Summer | B10 | 1262 | 900 | 0 | 63.46 | 58.55 | 8 | 0
2015 | FRCC_2_SOCO | FRCC | SOCO | Internal | Winter | B16 | 25 | 900 | 0 | 90.65 | 85.18 | 8 | 0
2015 | FRCC_2_SOCO | FRCC | SOCO | Internal | Winter | B17 | 100 | 900 | 0 | 69.02 | 67.53 | 8 | 0
2015 | FRCC_2_SOCO | FRCC | SOCO | Internal | Winter | B18 | 400 | 900 | 0 | 66.15 | 64.36 | 8 | 0
2015 | FRCC_2_SOCO | FRCC | SOCO | Internal | Winter | B19 | 700 | 900 | 0 | 66.15 | 64.36 | 8 | 0
2015 | FRCC_2_SOCO | FRCC | SOCO | Internal | Winter | B20 | 935 | 900 | 0 | 66.15 | 62.11 | 8 | 0
2015 | HQ_NEISO_2_NEISO | HQ_NEISO | NEISO | Internal | Shoulder | B11 | 25 | 99999 | 2920 | 55.81 | 55.82 | 0.01 | 0
2015 | HQ_NEISO_2_NEISO | HQ_NEISO | NEISO | Internal | Shoulder | B12 | 200 | 99999 | 2920 | 55.81 | 55.82 | 0.01 | 0
2015 | HQ_NEISO_2_NEISO | HQ_NEISO | NEISO | Internal | Shoulder | B13 | 600 | 99999 | 2920 | 55.81 | 55.82 | 0.01 | 0
2015 | HQ_NEISO_2_NEISO | HQ_NEISO | NEISO | Internal | Shoulder | B14 | 900 | 99999 | 2920 | 55.81 | 55.82 | 0.01 | 0
2015 | HQ_NEISO_2_NEISO | HQ_NEISO | NEISO | Internal | Shoulder | B15 | 1203 | 99999 | 1143.24 | 55.81 | 55.82 | 0.01 | 0
2015 | HQ_NEISO_2_NEISO | HQ_NEISO | NEISO | Internal | Summer | B1 | 10 | 99999 | 2920.1 | 86.11 | 86.12 | 0.01 | 0
2015 | HQ_NEISO_2_NEISO | HQ_NEISO | NEISO | Internal | Summer | B2 | 25 | 99999 | 2920 | 79.28 | 79.3 | 0.01 | 0
2015 | HQ_NEISO_2_NEISO | HQ_NEISO | NEISO | Internal | Summer | B3 | 75 | 99999 | 2920 | 73.2 | 73.21 | 0.01 | 0
2015 | HQ_NEISO_2_NEISO | HQ_NEISO | NEISO | Internal | Summer | B4 | 100 | 99999 | 2920 | 70.45 | 70.46 | 0.01 | 0
2015 | HQ_NEISO_2_NEISO | HQ_NEISO | NEISO | Internal | Summer | B5 | 200 | 99999 | 2920 | 59 | 59.01 | 0.01 | 0
2015 | HQ_NEISO_2_NEISO | HQ_NEISO | NEISO | Internal | Summer | B6 | 300 | 99999 | 2920 | 53.12 | 53.13 | 0.01 | 0
2015 | HQ_NEISO_2_NEISO | HQ_NEISO | NEISO | Internal | Summer | B7 | 400 | 99999 | 2920 | 53.12 | 53.13 | 0.01 | 0
2015 | HQ_NEISO_2_NEISO | HQ_NEISO | NEISO | Internal | Summer | B8 | 500 | 99999 | 2920 | 53.12 | 53.13 | 0.01 | 0
2015 | HQ_NEISO_2_NEISO | HQ_NEISO | NEISO | Internal | Summer | B9 | 800 | 99999 | 2920 | 53.12 | 53.13 | 0.01 | 0
2015 | HQ_NEISO_2_NEISO | HQ_NEISO | NEISO | Internal | Summer | B10 | 1262 | 99999 | 795.94 | 53.12 | 53.13 | 0.01 | 0
2015 | HQ_NEISO_2_NEISO | HQ_NEISO | NEISO | Internal | Winter | B16 | 25 | 99999 | 2920 | 64.21 | 64.22 | 0.01 | 0
2015 | HQ_NEISO_2_NEISO | HQ_NEISO | NEISO | Internal | Winter | B17 | 100 | 99999 | 2920 | 64.21 | 64.22 | 0.01 | 0
2015 | HQ_NEISO_2_NEISO | HQ_NEISO | NEISO | Internal | Winter | B18 | 400 | 99999 | 2920 | 64.21 | 64.22 | 0.01 | 0
2015 | HQ_NEISO_2_NEISO | HQ_NEISO | NEISO | Internal | Winter | B19 | 700 | 99999 | 2920 | 64.21 | 64.22 | 0.01 | 0
2015 | HQ_NEISO_2_NEISO | HQ_NEISO | NEISO | Internal | Winter | B20 | 935 | 99999 | 1233.58 | 64.21 | 64.22 | 0.01 | 0
2015 | HQ_NY_2_NYISO_A-F | HQ_NY | NYISO_A-F | Internal | Shoulder | B11 | 25 | 99999 | 1000 | 59.16 | 59.17 | 0.01 | 0
2015 | HQ_NY_2_NYISO_A-F | HQ_NY | NYISO_A-F | Internal | Shoulder | B12 | 200 | 99999 | 1000 | 58.8 | 58.81 | 0.01 | 0
2015 | HQ_NY_2_NYISO_A-F | HQ_NY | NYISO_A-F | Internal | Shoulder | B13 | 600 | 99999 | 1000 | 56.87 | 56.88 | 0.01 | 0
2015 | HQ_NY_2_NYISO_A-F | HQ_NY | NYISO_A-F | Internal | Shoulder | B14 | 900 | 99999 | 1000 | 56.87 | 56.88 | 0.01 | 0
2015 | HQ_NY_2_NYISO_A-F | HQ_NY | NYISO_A-F | Internal | Shoulder | B15 | 1203 | 99999 | 188.69 | 56.87 | 56.88 | 0.01 | 0
2015 | HQ_NY_2_NYISO_A-F | HQ_NY | NYISO_A-F | Internal | Summer | B1 | 10 | 99999 | 1000.1 | 85.47 | 85.48 | 0.01 | 0
2015 | HQ_NY_2_NYISO_A-F | HQ_NY | NYISO_A-F | Internal | Summer | B2 | 25 | 99999 | 1000 | 80.2 | 80.21 | 0.01 | 0
2015 | HQ_NY_2_NYISO_A-F | HQ_NY | NYISO_A-F | Internal | Summer | B3 | 75 | 99999 | 1000 | 75.99 | 76.01 | 0.01 | 0
2015 | HQ_NY_2_NYISO_A-F | HQ_NY | NYISO_A-F | Internal | Summer | B4 | 100 | 99999 | 1000 | 74.24 | 74.25 | 0.01 | 0
2015 | HQ_NY_2_NYISO_A-F | HQ_NY | NYISO_A-F | Internal | Summer | B5 | 200 | 99999 | 1000 | 62.79 | 62.8 | 0.01 | 0
2015 | HQ_NY_2_NYISO_A-F | HQ_NY | NYISO_A-F | Internal | Summer | B6 | 300 | 99999 | 1000 | 57.44 | 57.45 | 0.01 | 0
2015 | HQ_NY_2_NYISO_A-F | HQ_NY | NYISO_A-F | Internal | Summer | B7 | 400 | 99999 | 1000 | 55.39 | 55.4 | 0.01 | 0
2015 | HQ_NY_2_NYISO_A-F | HQ_NY | NYISO_A-F | Internal | Summer | B8 | 500 | 99999 | 1000 | 55.21 | 55.22 | 0.01 | 0
2015 | HQ_NY_2_NYISO_A-F | HQ_NY | NYISO_A-F | Internal | Summer | B9 | 800 | 99999 | 1000 | 55.21 | 55.22 | 0.01 | 0
2015 | HQ_NY_2_NYISO_A-F | HQ_NY | NYISO_A-F | Internal | Summer | B10 | 1262 | 99999 | 30.11 | 55.21 | 55.22 | 0.01 | 0
2015 | HQ_NY_2_NYISO_A-F | HQ_NY | NYISO_A-F | Internal | Winter | B16 | 25 | 99999 | 1000 | 67.61 | 67.62 | 0.01 | 0
2015 | HQ_NY_2_NYISO_A-F | HQ_NY | NYISO_A-F | Internal | Winter | B17 | 100 | 99999 | 1000 | 64.95 | 64.97 | 0.01 | 0
2015 | HQ_NY_2_NYISO_A-F | HQ_NY | NYISO_A-F | Internal | Winter | B18 | 400 | 99999 | 1000 | 62.74 | 62.75 | 0.01 | 0
2015 | HQ_NY_2_NYISO_A-F | HQ_NY | NYISO_A-F | Internal | Winter | B19 | 700 | 99999 | 1000 | 61.58 | 61.59 | 0.01 | 0
2015 | HQ_NY_2_NYISO_A-F | HQ_NY | NYISO_A-F | Internal | Winter | B20 | 935 | 99999 | 229.95 | 61.58 | 61.59 | 0.01 | 0
2015 | HQ_IESO_2_IESO | HQ_IESO | IESO | Internal | Shoulder | B11 | 25 | 99999 | 400 | 43.48 | 43.49 | 0.01 | 0
2015 | HQ_IESO_2_IESO | HQ_IESO | IESO | Internal | Shoulder | B12 | 200 | 99999 | 400 | 43.48 | 43.49 | 0.01 | 0
2015 | HQ_IESO_2_IESO | HQ_IESO | IESO | Internal | Shoulder | B13 | 600 | 99999 | 400 | 43.48 | 43.49 | 0.01 | 0
2015 | HQ_IESO_2_IESO | HQ_IESO | IESO | Internal | Shoulder | B14 | 900 | 99999 | 400 | 43.48 | 43.49 | 0.01 | 0
2015 | HQ_IESO_2_IESO | HQ_IESO | IESO | Internal | Shoulder | B15 | 1203 | 99999 | 75.48 | 43.48 | 43.49 | 0.01 | 0
2015 | HQ_IESO_2_IESO | HQ_IESO | IESO | Internal | Summer | B1 | 10 | 99999 | 400 | 78.47 | 78.48 | 0.01 | 0
2015 | HQ_IESO_2_IESO | HQ_IESO | IESO | Internal | Summer | B2 | 25 | 99999 | 400 | 73.2 | 73.21 | 0.01 | 0
2015 | HQ_IESO_2_IESO | HQ_IESO | IESO | Internal | Summer | B3 | 75 | 99999 | 400 | 68.99 | 69.01 | 0.01 | 0
2015 | HQ_IESO_2_IESO | HQ_IESO | IESO | Internal | Summer | B4 | 100 | 99999 | 400 | 48.14 | 48.15 | 0.01 | 0
2015 | HQ_IESO_2_IESO | HQ_IESO | IESO | Internal | Summer | B5 | 200 | 99999 | 400 | 42.47 | 42.48 | 0.01 | 0
2015 | HQ_IESO_2_IESO | HQ_IESO | IESO | Internal | Summer | B6 | 300 | 99999 | 400 | 42.47 | 42.48 | 0.01 | 0
2015 | HQ_IESO_2_IESO | HQ_IESO | IESO | Internal | Summer | B7 | 400 | 99999 | 400 | 42.47 | 42.48 | 0.01 | 0
2015 | HQ_IESO_2_IESO | HQ_IESO | IESO | Internal | Summer | B8 | 500 | 99999 | 400 | 42.47 | 42.48 | 0.01 | 0
2015 | HQ_IESO_2_IESO | HQ_IESO | IESO | Internal | Summer | B9 | 800 | 99999 | 400 | 42.47 | 42.48 | 0.01 | 0
2015 | HQ_IESO_2_IESO | HQ_IESO | IESO | Internal | Summer | B10 | 1262 | 99999 | 12.04 | 42.47 | 42.48 | 0.01 | 0
2015 | HQ_IESO_2_IESO | HQ_IESO | IESO | Internal | Winter | B16 | 25 | 99999 | 400 | 45.51 | 45.52 | 0.01 | 0
2015 | HQ_IESO_2_IESO | HQ_IESO | IESO | Internal | Winter | B17 | 100 | 99999 | 400 | 45.51 | 45.52 | 0.01 | 0
2015 | HQ_IESO_2_IESO | HQ_IESO | IESO | Internal | Winter | B18 | 400 | 99999 | 400 | 45.51 | 45.52 | 0.01 | 0
2015 | HQ_IESO_2_IESO | HQ_IESO | IESO | Internal | Winter | B19 | 700 | 99999 | 400 | 45.51 | 45.52 | 0.01 | 0
2015 | HQ_IESO_2_IESO | HQ_IESO | IESO | Internal | Winter | B20 | 935 | 99999 | 91.98 | 45.51 | 45.52 | 0.01 | 0
2015 | IESO_2_MAPP_CA | IESO | MAPP_CA | Internal | Shoulder | B11 | 25 | 262 | 262 | 43.49 | 70.97 | 7 | 20.49
2015 | IESO_2_MAPP_CA | IESO | MAPP_CA | Internal | Shoulder | B12 | 200 | 262 | 262 | 43.49 | 63.24 | 7 | 12.75
2015 | IESO_2_MAPP_CA | IESO | MAPP_CA | Internal | Shoulder | B13 | 600 | 262 | 262 | 43.49 | 58.35 | 7 | 7.86
2015 | IESO_2_MAPP_CA | IESO | MAPP_CA | Internal | Shoulder | B14 | 900 | 262 | 262 | 43.49 | 55.76 | 7 | 5.27
2015 | IESO_2_MAPP_CA | IESO | MAPP_CA | Internal | Shoulder | B15 | 1203 | 262 | 262 | 43.49 | 55.76 | 7 | 5.27
2015 | IESO_2_MAPP_CA | IESO | MAPP_CA | Internal | Summer | B1 | 10 | 262 | 0 | 78.48 | 84.98 | 7 | 0
2015 | IESO_2_MAPP_CA | IESO | MAPP_CA | Internal | Summer | B2 | 25 | 262 | 262 | 73.21 | 82.25 | 7 | 2.04
2015 | IESO_2_MAPP_CA | IESO | MAPP_CA | Internal | Summer | B3 | 75 | 262 | 262 | 69.01 | 82.14 | 7 | 6.14
2015 | IESO_2_MAPP_CA | IESO | MAPP_CA | Internal | Summer | B4 | 100 | 262 | 262 | 48.15 | 77.05 | 7 | 21.9
2015 | IESO_2_MAPP_CA | IESO | MAPP_CA | Internal | Summer | B5 | 200 | 262 | 262 | 42.48 | 70.97 | 7 | 21.49
2015 | IESO_2_MAPP_CA | IESO | MAPP_CA | Internal | Summer | B6 | 300 | 262 | 262 | 42.48 | 64.87 | 7 | 15.38
2015 | IESO_2_MAPP_CA | IESO | MAPP_CA | Internal | Summer | B7 | 400 | 262 | 262 | 42.48 | 55.58 | 7 | 6.1
2015 | IESO_2_MAPP_CA | IESO | MAPP_CA | Internal | Summer | B8 | 500 | 262 | 262 | 42.48 | 53.8 | 7 | 4.31
2015 | IESO_2_MAPP_CA | IESO | MAPP_CA | Internal | Summer | B9 | 800 | 262 | 262 | 42.48 | 52.91 | 7 | 3.42
2015 | IESO_2_MAPP_CA | IESO | MAPP_CA | Internal | Summer | B10 | 1262 | 262 | 262 | 42.48 | 52.91 | 7 | 3.42
2015 | IESO_2_MAPP_CA | IESO | MAPP_CA | Internal | Winter | B16 | 25 | 262 | 262 | 45.52 | 75.34 | 7 | 22.82
2015 | IESO_2_MAPP_CA | IESO | MAPP_CA | Internal | Winter | B17 | 100 | 262 | 262 | 45.52 | 67.6 | 7 | 15.08
2015 | IESO_2_MAPP_CA | IESO | MAPP_CA | Internal | Winter | B18 | 400 | 262 | 262 | 45.52 | 59.44 | 7 | 6.92
2015 | IESO_2_MAPP_CA | IESO | MAPP_CA | Internal | Winter | B19 | 700 | 262 | 262 | 45.52 | 57.34 | 7 | 4.82
2015 | IESO_2_MAPP_CA | IESO | MAPP_CA | Internal | Winter | B20 | 935 | 262 | 262 | 45.52 | 54.62 | 7 | 2.1
2015 | IESO_2_MISO_MI | IESO | MISO_MI | Internal | Shoulder | B11 | 25 | 1840 | 1840 | 43.49 | 75.7 | 7 | 25.21
2015 | IESO_2_MISO_MI | IESO | MISO_MI | Internal | Shoulder | B12 | 200 | 1840 | 1840 | 43.49 | 62.95 | 7 | 12.46
2015 | IESO_2_MISO_MI | IESO | MISO_MI | Internal | Shoulder | B13 | 600 | 1840 | 1840 | 43.49 | 58.06 | 7 | 7.57
2015 | IESO_2_MISO_MI | IESO | MISO_MI | Internal | Shoulder | B14 | 900 | 1840 | 1840 | 43.49 | 55.78 | 7 | 5.29
2015 | IESO_2_MISO_MI | IESO | MISO_MI | Internal | Shoulder | B15 | 1203 | 1840 | 1840 | 43.49 | 54.03 | 7 | 3.54
2015 | IESO_2_MISO_MI | IESO | MISO_MI | Internal | Summer | B1 | 10 | 1840 | 1840 | 78.48 | 91.77 | 7 | 6.3
2015 | IESO_2_MISO_MI | IESO | MISO_MI | Internal | Summer | B2 | 25 | 1840 | 1840 | 73.21 | 88.59 | 7 | 8.39
2015 | IESO_2_MISO_MI | IESO | MISO_MI | Internal | Summer | B3 | 75 | 1840 | 1840 | 69.01 | 88.29 | 7 | 12.29
2015 | IESO_2_MISO_MI | IESO | MISO_MI | Internal | Summer | B4 | 100 | 1840 | 1840 | 48.15 | 83.2 | 7 | 28.05
2015 | IESO_2_MISO_MI | IESO | MISO_MI | Internal | Summer | B5 | 200 | 1840 | 1840 | 42.48 | 73.86 | 7 | 24.37
2015 | IESO_2_MISO_MI | IESO | MISO_MI | Internal | Summer | B6 | 300 | 1840 | 1840 | 42.48 | 64.57 | 7 | 15.09
2015 | IESO_2_MISO_MI | IESO | MISO_MI | Internal | Summer | B7 | 400 | 1840 | 1840 | 42.48 | 55.6 | 7 | 6.12
2015 | IESO_2_MISO_MI | IESO | MISO_MI | Internal | Summer | B8 | 500 | 1840 | 1840 | 42.48 | 53.82 | 7 | 4.34
2015 | IESO_2_MISO_MI | IESO | MISO_MI | Internal | Summer | B9 | 800 | 1840 | 1840 | 42.48 | 53.24 | 7 | 3.75
2015 | IESO_2_MISO_MI | IESO | MISO_MI | Internal | Summer | B10 | 1262 | 1840 | 1840 | 42.48 | 51.96 | 7 | 2.47
2015 | IESO_2_MISO_MI | IESO | MISO_MI | Internal | Winter | B16 | 25 | 1840 | 1840 | 45.52 | 75.7 | 7 | 23.18
2015 | IESO_2_MISO_MI | IESO | MISO_MI | Internal | Winter | B17 | 100 | 1840 | 1840 | 45.52 | 67.97 | 7 | 15.45
2015 | IESO_2_MISO_MI | IESO | MISO_MI | Internal | Winter | B18 | 400 | 1840 | 1840 | 45.52 | 59.78 | 7 | 7.26
2015 | IESO_2_MISO_MI | IESO | MISO_MI | Internal | Winter | B19 | 700 | 1840 | 1840 | 45.52 | 57.37 | 7 | 4.85
2015 | IESO_2_MISO_MI | IESO | MISO_MI | Internal | Winter | B20 | 935 | 1840 | 1840 | 45.52 | 53.03 | 7 | 0.51
2015 | IESO_2_MISO_W | IESO | MISO_W | Internal | Shoulder | B11 | 25 | 140 | 140 | 43.49 | 76.04 | 7 | 25.55
2015 | IESO_2_MISO_W | IESO | MISO_W | Internal | Shoulder | B12 | 200 | 140 | 140 | 43.49 | 63.25 | 7 | 12.76
2015 | IESO_2_MISO_W | IESO | MISO_W | Internal | Shoulder | B13 | 600 | 140 | 140 | 43.49 | 58.36 | 7 | 7.87
2015 | IESO_2_MISO_W | IESO | MISO_W | Internal | Shoulder | B14 | 900 | 140 | 140 | 43.49 | 55.77 | 7 | 5.28
2015 | IESO_2_MISO_W | IESO | MISO_W | Internal | Shoulder | B15 | 1203 | 140 | 140 | 43.49 | 54.38 | 7 | 3.89
2015 | IESO_2_MISO_W | IESO | MISO_W | Internal | Summer | B1 | 10 | 140 | 140 | 78.48 | 91.45 | 7 | 5.98
2015 | IESO_2_MISO_W | IESO | MISO_W | Internal | Summer | B2 | 25 | 140 | 140 | 73.21 | 88.73 | 7 | 8.52
2015 | IESO_2_MISO_W | IESO | MISO_W | Internal | Summer | B3 | 75 | 140 | 140 | 69.01 | 88.62 | 7 | 12.61
2015 | IESO_2_MISO_W | IESO | MISO_W | Internal | Summer | B4 | 100 | 140 | 140 | 48.15 | 83.53 | 7 | 28.38
2015 | IESO_2_MISO_W | IESO | MISO_W | Internal | Summer | B5 | 200 | 140 | 140 | 42.48 | 74.18 | 7 | 24.7
2015 | IESO_2_MISO_W | IESO | MISO_W | Internal | Summer | B6 | 300 | 140 | 140 | 42.48 | 64.88 | 7 | 15.39
2015 | IESO_2_MISO_W | IESO | MISO_W | Internal | Summer | B7 | 400 | 140 | 140 | 42.48 | 55.59 | 7 | 6.11
2015 | IESO_2_MISO_W | IESO | MISO_W | Internal | Summer | B8 | 500 | 140 | 140 | 42.48 | 53.81 | 7 | 4.32
2015 | IESO_2_MISO_W | IESO | MISO_W | Internal | Summer | B9 | 800 | 140 | 140 | 42.48 | 52.92 | 7 | 3.43
2015 | IESO_2_MISO_W | IESO | MISO_W | Internal | Summer | B10 | 1262 | 140 | 140 | 42.48 | 51.61 | 7 | 2.13
2015 | IESO_2_MISO_W | IESO | MISO_W | Internal | Winter | B16 | 25 | 140 | 140 | 45.52 | 75.35 | 7 | 22.83
2015 | IESO_2_MISO_W | IESO | MISO_W | Internal | Winter | B17 | 100 | 140 | 140 | 45.52 | 67.61 | 7 | 15.09
2015 | IESO_2_MISO_W | IESO | MISO_W | Internal | Winter | B18 | 400 | 140 | 140 | 45.52 | 59.45 | 7 | 6.93
2015 | IESO_2_MISO_W | IESO | MISO_W | Internal | Winter | B19 | 700 | 140 | 140 | 45.52 | 57.36 | 7 | 4.84
2015 | IESO_2_MISO_W | IESO | MISO_W | Internal | Winter | B20 | 935 | 140 | 140 | 45.52 | 52.7 | 7 | 0.18
2015 | IESO_2_NYISO_A-F | IESO | NYISO_A-F | Internal | Shoulder | B11 | 25 | 1725 | 1725 | 43.49 | 59.17 | 7 | 8.68
2015 | IESO_2_NYISO_A-F | IESO | NYISO_A-F | Internal | Shoulder | B12 | 200 | 1725 | 1725 | 43.49 | 58.81 | 7 | 8.32
2015 | IESO_2_NYISO_A-F | IESO | NYISO_A-F | Internal | Shoulder | B13 | 600 | 1725 | 1725 | 43.49 | 56.88 | 7 | 6.39
2015 | IESO_2_NYISO_A-F | IESO | NYISO_A-F | Internal | Shoulder | B14 | 900 | 1725 | 1725 | 43.49 | 56.88 | 7 | 6.39
2015 | IESO_2_NYISO_A-F | IESO | NYISO_A-F | Internal | Shoulder | B15 | 1203 | 1725 | 1725 | 43.49 | 56.88 | 7 | 6.39
2015 | IESO_2_NYISO_A-F | IESO | NYISO_A-F | Internal | Summer | B1 | 10 | 1725 | 86.99 | 78.48 | 85.48 | 7 | 0
2015 | IESO_2_NYISO_A-F | IESO | NYISO_A-F | Internal | Summer | B2 | 25 | 1725 | 277.56 | 73.21 | 80.21 | 7 | 0
2015 | IESO_2_NYISO_A-F | IESO | NYISO_A-F | Internal | Summer | B3 | 75 | 1725 | 1062.58 | 69.01 | 76.01 | 7 | 0
2015 | IESO_2_NYISO_A-F | IESO | NYISO_A-F | Internal | Summer | B4 | 100 | 1725 | 1725 | 48.15 | 74.25 | 7 | 19.1
2015 | IESO_2_NYISO_A-F | IESO | NYISO_A-F | Internal | Summer | B5 | 200 | 1725 | 1725 | 42.48 | 62.8 | 7 | 13.31
2015 | IESO_2_NYISO_A-F | IESO | NYISO_A-F | Internal | Summer | B6 | 300 | 1725 | 1725 | 42.48 | 57.45 | 7 | 7.97
2015 | IESO_2_NYISO_A-F | IESO | NYISO_A-F | Internal | Summer | B7 | 400 | 1725 | 1725 | 42.48 | 55.4 | 7 | 5.91
2015 | IESO_2_NYISO_A-F | IESO | NYISO_A-F | Internal | Summer | B8 | 500 | 1725 | 1725 | 42.48 | 55.22 | 7 | 5.74
2015 | IESO_2_NYISO_A-F | IESO | NYISO_A-F | Internal | Summer | B9 | 800 | 1725 | 1725 | 42.48 | 55.22 | 7 | 5.74
2015 | IESO_2_NYISO_A-F | IESO | NYISO_A-F | Internal | Summer | B10 | 1262 | 1725 | 1725 | 42.48 | 55.22 | 7 | 5.74
2015 | IESO_2_NYISO_A-F | IESO | NYISO_A-F | Internal | Winter | B16 | 25 | 1725 | 1725 | 45.52 | 67.62 | 7 | 15.1
2015 | IESO_2_NYISO_A-F | IESO | NYISO_A-F | Internal | Winter | B17 | 100 | 1725 | 1725 | 45.52 | 64.97 | 7 | 12.45
2015 | IESO_2_NYISO_A-F | IESO | NYISO_A-F | Internal | Winter | B18 | 400 | 1725 | 1725 | 45.52 | 62.75 | 7 | 10.23
2015 | IESO_2_NYISO_A-F | IESO | NYISO_A-F | Internal | Winter | B19 | 700 | 1725 | 1725 | 45.52 | 61.59 | 7 | 9.07
2015 | IESO_2_NYISO_A-F | IESO | NYISO_A-F | Internal | Winter | B20 | 935 | 1725 | 1725 | 45.52 | 61.59 | 7 | 9.07
2015 | MAPP_CA_2_IESO | MAPP_CA | IESO | Internal | Shoulder | B11 | 25 | 330 | 0 | 70.97 | 43.49 | 8 | 0
2015 | MAPP_CA_2_IESO | MAPP_CA | IESO | Internal | Shoulder | B12 | 200 | 330 | 0 | 63.24 | 43.49 | 8 | 0
2015 | MAPP_CA_2_IESO | MAPP_CA | IESO | Internal | Shoulder | B13 | 600 | 330 | 0 | 58.35 | 43.49 | 8 | 0
2015 | MAPP_CA_2_IESO | MAPP_CA | IESO | Internal | Shoulder | B14 | 900 | 330 | 0 | 55.76 | 43.49 | 8 | 0
2015 | MAPP_CA_2_IESO | MAPP_CA | IESO | Internal | Shoulder | B15 | 1203 | 330 | 0 | 55.76 | 43.49 | 8 | 0
2015 | MAPP_CA_2_IESO | MAPP_CA | IESO | Internal | Summer | B1 | 10 | 330 | 0 | 84.98 | 78.48 | 8 | 0
2015 | MAPP_CA_2_IESO | MAPP_CA | IESO | Internal | Summer | B2 | 25 | 330 | 0 | 82.25 | 73.21 | 8 | 0
2015 | MAPP_CA_2_IESO | MAPP_CA | IESO | Internal | Summer | B3 | 75 | 330 | 0 | 82.14 | 69.01 | 8 | 0
2015 | MAPP_CA_2_IESO | MAPP_CA | IESO | Internal | Summer | B4 | 100 | 330 | 0 | 77.05 | 48.15 | 8 | 0
2015 | MAPP_CA_2_IESO | MAPP_CA | IESO | Internal | Summer | B5 | 200 | 330 | 0 | 70.97 | 42.48 | 8 | 0
2015 | MAPP_CA_2_IESO | MAPP_CA | IESO | Internal | Summer | B6 | 300 | 330 | 0 | 64.87 | 42.48 | 8 | 0
2015 | MAPP_CA_2_IESO | MAPP_CA | IESO | Internal | Summer | B7 | 400 | 330 | 0 | 55.58 | 42.48 | 8 | 0
2015 | MAPP_CA_2_IESO | MAPP_CA | IESO | Internal | Summer | B8 | 500 | 330 | 0 | 53.8 | 42.48 | 8 | 0
2015 | MAPP_CA_2_IESO | MAPP_CA | IESO | Internal | Summer | B9 | 800 | 330 | 0 | 52.91 | 42.48 | 8 | 0
2015 | MAPP_CA_2_IESO | MAPP_CA | IESO | Internal | Summer | B10 | 1262 | 330 | 0 | 52.91 | 42.48 | 8 | 0
2015 | MAPP_CA_2_IESO | MAPP_CA | IESO | Internal | Winter | B16 | 25 | 330 | 0 | 75.34 | 45.52 | 8 | 0
2015 | MAPP_CA_2_IESO | MAPP_CA | IESO | Internal | Winter | B17 | 100 | 330 | 0 | 67.6 | 45.52 | 8 | 0
2015 | MAPP_CA_2_IESO | MAPP_CA | IESO | Internal | Winter | B18 | 400 | 330 | 0 | 59.44 | 45.52 | 8 | 0
2015 | MAPP_CA_2_IESO | MAPP_CA | IESO | Internal | Winter | B19 | 700 | 330 | 0 | 57.34 | 45.52 | 8 | 0
2015 | MAPP_CA_2_IESO | MAPP_CA | IESO | Internal | Winter | B20 | 935 | 330 | 0 | 54.62 | 45.52 | 8 | 0
2015 | MAPP_CA_2_MAPP_US | MAPP_CA | MAPP_US | Internal | Shoulder | B11 | 25 | 372 | 0 | 70.97 | 74.86 | 7 | 0
2015 | MAPP_CA_2_MAPP_US | MAPP_CA | MAPP_US | Internal | Shoulder | B12 | 200 | 372 | 0 | 63.24 | 56.25 | 7 | 0
2015 | MAPP_CA_2_MAPP_US | MAPP_CA | MAPP_US | Internal | Shoulder | B13 | 600 | 372 | 0 | 58.35 | 55.46 | 7 | 0
2015 | MAPP_CA_2_MAPP_US | MAPP_CA | MAPP_US | Internal | Shoulder | B14 | 900 | 372 | 0 | 55.76 | 55.46 | 7 | 0
2015 | MAPP_CA_2_MAPP_US | MAPP_CA | MAPP_US | Internal | Shoulder | B15 | 1203 | 372 | 0 | 55.76 | 55.46 | 7 | 0
2015 | MAPP_CA_2_MAPP_US | MAPP_CA | MAPP_US | Internal | Summer | B1 | 10 | 372 | 0 | 84.98 | 84.45 | 7 | 0
2015 | MAPP_CA_2_MAPP_US | MAPP_CA | MAPP_US | Internal | Summer | B2 | 25 | 372 | 0 | 82.25 | 84.41 | 7 | 0
2015 | MAPP_CA_2_MAPP_US | MAPP_CA | MAPP_US | Internal | Summer | B3 | 75 | 372 | 0 | 82.14 | 84.38 | 7 | 0
2015 | MAPP_CA_2_MAPP_US | MAPP_CA | MAPP_US | Internal | Summer | B4 | 100 | 372 | 0 | 77.05 | 78.92 | 7 | 0
2015 | MAPP_CA_2_MAPP_US | MAPP_CA | MAPP_US | Internal | Summer | B5 | 200 | 372 | 0 | 70.97 | 74.06 | 7 | 0
2015 | MAPP_CA_2_MAPP_US | MAPP_CA | MAPP_US | Internal | Summer | B6 | 300 | 372 | 0 | 64.87 | 63.69 | 7 | 0
2015 | MAPP_CA_2_MAPP_US | MAPP_CA | MAPP_US | Internal | Summer | B7 | 400 | 372 | 0 | 55.58 | 54.05 | 7 | 0
2015 | MAPP_CA_2_MAPP_US | MAPP_CA | MAPP_US | Internal | Summer | B8 | 500 | 372 | 0 | 53.8 | 52.46 | 7 | 0
2015 | MAPP_CA_2_MAPP_US | MAPP_CA | MAPP_US | Internal | Summer | B9 | 800 | 372 | 0 | 52.91 | 52.46 | 7 | 0
2015 | MAPP_CA_2_MAPP_US | MAPP_CA | MAPP_US | Internal | Summer | B10 | 1262 | 372 | 0 | 52.91 | 52.46 | 7 | 0
2015 | MAPP_CA_2_MAPP_US | MAPP_CA | MAPP_US | Internal | Winter | B16 | 25 | 372 | 0 | 75.34 | 68.35 | 7 | 0
2015 | MAPP_CA_2_MAPP_US | MAPP_CA | MAPP_US | Internal | Winter | B17 | 100 | 372 | 0 | 67.6 | 60.61 | 7 | 0
2015 | MAPP_CA_2_MAPP_US | MAPP_CA | MAPP_US | Internal | Winter | B18 | 400 | 372 | 0 | 59.44 | 58.09 | 7 | 0
2015 | MAPP_CA_2_MAPP_US | MAPP_CA | MAPP_US | Internal | Winter | B19 | 700 | 372 | 0 | 57.34 | 58.09 | 7 | 0
2015 | MAPP_CA_2_MAPP_US | MAPP_CA | MAPP_US | Internal | Winter | B20 | 935 | 372 | 0 | 54.62 | 58.09 | 7 | 0
2015 | MAPP_CA_2_MISO_W | MAPP_CA | MISO_W | Internal | Shoulder | B11 | 25 | 1970 | 1970 | 70.97 | 76.04 | 0.01 | 5.06
2015 | MAPP_CA_2_MISO_W | MAPP_CA | MISO_W | Internal | Shoulder | B12 | 200 | 1970 | 1558.6 | 63.24 | 63.25 | 0.01 | 0
2015 | MAPP_CA_2_MISO_W | MAPP_CA | MISO_W | Internal | Shoulder | B13 | 600 | 1970 | 1644.82 | 58.35 | 58.36 | 0.01 | 0
2015 | MAPP_CA_2_MISO_W | MAPP_CA | MISO_W | Internal | Shoulder | B14 | 900 | 1970 | 972.34 | 55.76 | 55.77 | 0.01 | 0
2015 | MAPP_CA_2_MISO_W | MAPP_CA | MISO_W | Internal | Shoulder | B15 | 1203 | 1970 | 0 | 55.76 | 54.38 | 0.01 | 0
2015 | MAPP_CA_2_MISO_W | MAPP_CA | MISO_W | Internal | Summer | B1 | 10 | 1970 | 2395.7 | 84.98 | 91.45 | 0.01 | 6.47
2015 | MAPP_CA_2_MISO_W | MAPP_CA | MISO_W | Internal | Summer | B2 | 25 | 1970 | 2546.95 | 82.25 | 88.73 | 0.01 | 6.47
2015 | MAPP_CA_2_MISO_W | MAPP_CA | MISO_W | Internal | Summer | B3 | 75 | 1970 | 2486.7 | 82.14 | 88.62 | 0.01 | 6.47
2015 | MAPP_CA_2_MISO_W | MAPP_CA | MISO_W | Internal | Summer | B4 | 100 | 1970 | 2573.5 | 77.05 | 83.53 | 0.01 | 6.47
2015 | MAPP_CA_2_MISO_W | MAPP_CA | MISO_W | Internal | Summer | B5 | 200 | 1970 | 1970 | 70.97 | 74.18 | 0.01 | 3.2
2015 | MAPP_CA_2_MISO_W | MAPP_CA | MISO_W | Internal | Summer | B6 | 300 | 1970 | 1581.74 | 64.87 | 64.88 | 0.01 | 0
2015 | MAPP_CA_2_MISO_W | MAPP_CA | MISO_W | Internal | Summer | B7 | 400 | 1970 | 1705.79 | 55.58 | 55.59 | 0.01 | 0
2015 | MAPP_CA_2_MISO_W | MAPP_CA | MISO_W | Internal | Summer | B8 | 500 | 1970 | 1885.23 | 53.8 | 53.81 | 0.01 | 0
2015 | MAPP_CA_2_MISO_W | MAPP_CA | MISO_W | Internal | Summer | B9 | 800 | 1970 | 984.55 | 52.91 | 52.92 | 0.01 | 0
2015 | MAPP_CA_2_MISO_W | MAPP_CA | MISO_W | Internal | Summer | B10 | 1262 | 1970 | 0 | 52.91 | 51.61 | 0.01 | 0
2015 | MAPP_CA_2_MISO_W | MAPP_CA | MISO_W | Internal | Winter | B16 | 25 | 1970 | 1304.49 | 75.34 | 75.35 | 0.01 | 0
2015 | MAPP_CA_2_MISO_W | MAPP_CA | MISO_W | Internal | Winter | B17 | 100 | 1970 | 572.97 | 67.6 | 67.61 | 0.01 | 0
2015 | MAPP_CA_2_MISO_W | MAPP_CA | MISO_W | Internal | Winter | B18 | 400 | 1970 | 670.93 | 59.44 | 59.45 | 0.01 | 0
2015 | MAPP_CA_2_MISO_W | MAPP_CA | MISO_W | Internal | Winter | B19 | 700 | 1970 | 838.61 | 57.34 | 57.36 | 0.01 | 0
2015 | MAPP_CA_2_MISO_W | MAPP_CA | MISO_W | Internal | Winter | B20 | 935 | 1970 | 0 | 54.62 | 52.7 | 0.01 | 0
2015 | MAPP_US_2_MAPP_CA | MAPP_US | MAPP_CA | Internal | Shoulder | B11 | 25 | 165 | 0 | 74.86 | 70.97 | 7 | 0
2015 | MAPP_US_2_MAPP_CA | MAPP_US | MAPP_CA | Internal | Shoulder | B12 | 200 | 165 | 0 | 56.25 | 63.24 | 7 | 0
2015 | MAPP_US_2_MAPP_CA | MAPP_US | MAPP_CA | Internal | Shoulder | B13 | 600 | 165 | 0 | 55.46 | 58.35 | 7 | 0
2015 | MAPP_US_2_MAPP_CA | MAPP_US | MAPP_CA | Internal | Shoulder | B14 | 900 | 165 | 0 | 55.46 | 55.76 | 7 | 0
2015 | MAPP_US_2_MAPP_CA | MAPP_US | MAPP_CA | Internal | Shoulder | B15 | 1203 | 165 | 0 | 55.46 | 55.76 | 7 | 0
2015 | MAPP_US_2_MAPP_CA | MAPP_US | MAPP_CA | Internal | Summer | B1 | 10 | 165 | 0 | 84.45 | 84.98 | 7 | 0
2015 | MAPP_US_2_MAPP_CA | MAPP_US | MAPP_CA | Internal | Summer | B2 | 25 | 165 | 0 | 84.41 | 82.25 | 7 | 0
2015 | MAPP_US_2_MAPP_CA | MAPP_US | MAPP_CA | Internal | Summer | B3 | 75 | 165 | 0 | 84.38 | 82.14 | 7 | 0
2015 | MAPP_US_2_MAPP_CA | MAPP_US | MAPP_CA | Internal | Summer | B4 | 100 | 165 | 0 | 78.92 | 77.05 | 7 | 0
2015 | MAPP_US_2_MAPP_CA | MAPP_US | MAPP_CA | Internal | Summer | B5 | 200 | 165 | 0 | 74.06 | 70.97 | 7 | 0
2015 | MAPP_US_2_MAPP_CA | MAPP_US | MAPP_CA | Internal | Summer | B6 | 300 | 165 | 0 | 63.69 | 64.87 | 7 | 0
2015 | MAPP_US_2_MAPP_CA | MAPP_US | MAPP_CA | Internal | Summer | B7 | 400 | 165 | 0 | 54.05 | 55.58 | 7 | 0
2015 | MAPP_US_2_MAPP_CA | MAPP_US | MAPP_CA | Internal | Summer | B8 | 500 | 165 | 0 | 52.46 | 53.8 | 7 | 0
2015 | MAPP_US_2_MAPP_CA | MAPP_US | MAPP_CA | Internal | Summer | B9 | 800 | 165 | 0 | 52.46 | 52.91 | 7 | 0
2015 | MAPP_US_2_MAPP_CA | MAPP_US | MAPP_CA | Internal | Summer | B10 | 1262 | 165 | 0 | 52.46 | 52.91 | 7 | 0
2015 | MAPP_US_2_MAPP_CA | MAPP_US | MAPP_CA | Internal | Winter | B16 | 25 | 165 | 0 | 68.35 | 75.34 | 7 | 0
2015 | MAPP_US_2_MAPP_CA | MAPP_US | MAPP_CA | Internal | Winter | B17 | 100 | 165 | 0 | 60.61 | 67.6 | 7 | 0
2015 | MAPP_US_2_MAPP_CA | MAPP_US | MAPP_CA | Internal | Winter | B18 | 400 | 165 | 0 | 58.09 | 59.44 | 7 | 0
2015 | MAPP_US_2_MAPP_CA | MAPP_US | MAPP_CA | Internal | Winter | B19 | 700 | 165 | 0 | 58.09 | 57.34 | 7 | 0
2015 | MAPP_US_2_MAPP_CA | MAPP_US | MAPP_CA | Internal | Winter | B20 | 935 | 165 | 0 | 58.09 | 54.62 | 7 | 0
2015 | MAPP_US_2_MISO_W | MAPP_US | MISO_W | Internal | Shoulder | B11 | 25 | 2635 | 0 | 74.86 | 76.04 | 7 | 0
2015 | MAPP_US_2_MISO_W | MAPP_US | MISO_W | Internal | Shoulder | B12 | 200 | 2635 | 745.85 | 56.25 | 63.25 | 7 | 0
2015 | MAPP_US_2_MISO_W | MAPP_US | MISO_W | Internal | Shoulder | B13 | 600 | 2635 | 0 | 55.46 | 58.36 | 7 | 0
2015 | MAPP_US_2_MISO_W | MAPP_US | MISO_W | Internal | Shoulder | B14 | 900 | 2635 | 0 | 55.46 | 55.77 | 7 | 0
2015 | MAPP_US_2_MISO_W | MAPP_US | MISO_W | Internal | Shoulder | B15 | 1203 | 2635 | 0 | 55.46 | 54.38 | 7 | 0
2015 | MAPP_US_2_MISO_W | MAPP_US | MISO_W | Internal | Summer | B1 | 10 | 2635 | 587.41 | 84.45 | 91.45 | 7 | 0
2015 | MAPP_US_2_MISO_W | MAPP_US | MISO_W | Internal | Summer | B2 | 25 | 2635 | 0 | 84.41 | 88.73 | 7 | 0
2015 | MAPP_US_2_MISO_W | MAPP_US | MISO_W | Internal | Summer | B3 | 75 | 2635 | 0 | 84.38 | 88.62 | 7 | 0
2015 | MAPP_US_2_MISO_W | MAPP_US | MISO_W | Internal | Summer | B4 | 100 | 2635 | 0 | 78.92 | 83.53 | 7 | 0
2015 | MAPP_US_2_MISO_W | MAPP_US | MISO_W | Internal | Summer | B5 | 200 | 2635 | 0 | 74.06 | 74.18 | 7 | 0
2015 | MAPP_US_2_MISO_W | MAPP_US | MISO_W | Internal | Summer | B6 | 300 | 2635 | 0 | 63.69 | 64.88 | 7 | 0
2015 | MAPP_US_2_MISO_W | MAPP_US | MISO_W | Internal | Summer | B7 | 400 | 2635 | 0 | 54.05 | 55.59 | 7 | 0
2015 | MAPP_US_2_MISO_W | MAPP_US | MISO_W | Internal | Summer | B8 | 500 | 2635 | 0 | 52.46 | 53.81 | 7 | 0
2015 | MAPP_US_2_MISO_W | MAPP_US | MISO_W | Internal | Summer | B9 | 800 | 2635 | 0 | 52.46 | 52.92 | 7 | 0
2015 | MAPP_US_2_MISO_W | MAPP_US | MISO_W | Internal | Summer | B10 | 1262 | 2635 | 0 | 52.46 | 51.61 | 7 | 0
2015 | MAPP_US_2_MISO_W | MAPP_US | MISO_W | Internal | Winter | B16 | 25 | 2635 | 1088.46 | 68.35 | 75.35 | 7 | 0
2015 | MAPP_US_2_MISO_W | MAPP_US | MISO_W | Internal | Winter | B17 | 100 | 2635 | 812.71 | 60.61 | 67.61 | 7 | 0
2015 | MAPP_US_2_MISO_W | MAPP_US | MISO_W | Internal | Winter | B18 | 400 | 2635 | 0 | 58.09 | 59.45 | 7 | 0
2015 | MAPP_US_2_MISO_W | MAPP_US | MISO_W | Internal | Winter | B19 | 700 | 2635 | 0 | 58.09 | 57.36 | 7 | 0
2015 | MAPP_US_2_MISO_W | MAPP_US | MISO_W | Internal | Winter | B20 | 935 | 2635 | 0 | 58.09 | 52.7 | 7 | 0
2015 | MAPP_US_2_NE | MAPP_US | NE | Internal | Shoulder | B11 | 25 | 2000 | 1210.81 | 74.86 | 81.86 | 7 | 0
2015 | MAPP_US_2_NE | MAPP_US | NE | Internal | Shoulder | B12 | 200 | 2000 | 0 | 56.25 | 60.02 | 7 | 0
2015 | MAPP_US_2_NE | MAPP_US | NE | Internal | Shoulder | B13 | 600 | 2000 | 0 | 55.46 | 58.29 | 7 | 0
2015 | MAPP_US_2_NE | MAPP_US | NE | Internal | Shoulder | B14 | 900 | 2000 | 0 | 55.46 | 57.37 | 7 | 0
2015 | MAPP_US_2_NE | MAPP_US | NE | Internal | Shoulder | B15 | 1203 | 2000 | 0 | 55.46 | 57.37 | 7 | 0
2015 | MAPP_US_2_NE | MAPP_US | NE | Internal | Summer | B1 | 10 | 2000 | 196.69 | 84.45 | 91.45 | 7 | 0
2015 | MAPP_US_2_NE | MAPP_US | NE | Internal | Summer | B2 | 25 | 2000 | 826.64 | 84.41 | 91.41 | 7 | 0
2015 | MAPP_US_2_NE | MAPP_US | NE | Internal | Summer | B3 | 75 | 2000 | 798.1 | 84.38 | 91.38 | 7 | 0
2015 | MAPP_US_2_NE | MAPP_US | NE | Internal | Summer | B4 | 100 | 2000 | 693.75 | 78.92 | 85.92 | 7 | 0
2015 | MAPP_US_2_NE | MAPP_US | NE | Internal | Summer | B5 | 200 | 2000 | 747.56 | 74.06 | 81.06 | 7 | 0
2015 | MAPP_US_2_NE | MAPP_US | NE | Internal | Summer | B6 | 300 | 2000 | 791.34 | 63.69 | 70.69 | 7 | 0
2015 | MAPP_US_2_NE | MAPP_US | NE | Internal | Summer | B7 | 400 | 2000 | 1029.62 | 54.05 | 61.05 | 7 | 0
2015 | MAPP_US_2_NE | MAPP_US | NE | Internal | Summer | B8 | 500 | 2000 | 0 | 52.46 | 58.69 | 7 | 0
2015 | MAPP_US_2_NE | MAPP_US | NE | Internal | Summer | B9 | 800 | 2000 | 0 | 52.46 | 56.1 | 7 | 0
2015 | MAPP_US_2_NE | MAPP_US | NE | Internal | Summer | B10 | 1262 | 2000 | 0 | 52.46 | 54.27 | 7 | 0
2015 | MAPP_US_2_NE | MAPP_US | NE | Internal | Winter | B16 | 25 | 2000 | 0 | 68.35 | 70.35 | 7 | 0
2015 | MAPP_US_2_NE | MAPP_US | NE | Internal | Winter | B17 | 100 | 2000 | 0 | 60.61 | 62.61 | 7 | 0
2015 | MAPP_US_2_NE | MAPP_US | NE | Internal | Winter | B18 | 400 | 2000 | 0 | 58.09 | 59.85 | 7 | 0
2015 | MAPP_US_2_NE | MAPP_US | NE | Internal | Winter | B19 | 700 | 2000 | 0 | 58.09 | 59.71 | 7 | 0
2015 | MAPP_US_2_NE | MAPP_US | NE | Internal | Winter | B20 | 935 | 2000 | 0 | 58.09 | 56.73 | 7 | 0
2015 | MARITIMES_2_NEISO | MARITIMES | NEISO | Internal | Shoulder | B11 | 25 | 99999 | 1400 | 55.81 | 55.82 | 0.01 | 0
2015 | MARITIMES_2_NEISO | MARITIMES | NEISO | Internal | Shoulder | B12 | 200 | 99999 | 1400 | 55.81 | 55.82 | 0.01 | 0
2015 | MARITIMES_2_NEISO | MARITIMES | NEISO | Internal | Shoulder | B13 | 600 | 99999 | 1400 | 55.81 | 55.82 | 0.01 | 0
2015 | MARITIMES_2_NEISO | MARITIMES | NEISO | Internal | Shoulder | B14 | 900 | 99999 | 1400 | 55.81 | 55.82 | 0.01 | 0
2015 | MARITIMES_2_NEISO | MARITIMES | NEISO | Internal | Shoulder | B15 | 1203 | 99999 | 426.43 | 55.81 | 55.82 | 0.01 | 0
2015 | MARITIMES_2_NEISO | MARITIMES | NEISO | Internal | Summer | B1 | 10 | 99999 | 1400.1 | 86.11 | 86.12 | 0.01 | 0
2015 | MARITIMES_2_NEISO | MARITIMES | NEISO | Internal | Summer | B2 | 25 | 99999 | 1400 | 79.28 | 79.3 | 0.01 | 0
2015 | MARITIMES_2_NEISO | MARITIMES | NEISO | Internal | Summer | B3 | 75 | 99999 | 1400 | 73.2 | 73.21 | 0.01 | 0
2015 | MARITIMES_2_NEISO | MARITIMES | NEISO | Internal | Summer | B4 | 100 | 99999 | 1400 | 70.45 | 70.46 | 0.01 | 0
2015 | MARITIMES_2_NEISO | MARITIMES | NEISO | Internal | Summer | B5 | 200 | 99999 | 1400 | 59 | 59.01 | 0.01 | 0
2015 | MARITIMES_2_NEISO | MARITIMES | NEISO | Internal | Summer | B6 | 300 | 99999 | 1400 | 53.12 | 53.13 | 0.01 | 0
2015 | MARITIMES_2_NEISO | MARITIMES | NEISO | Internal | Summer | B7 | 400 | 99999 | 1400 | 53.12 | 53.13 | 0.01 | 0
2015 | MARITIMES_2_NEISO | MARITIMES | NEISO | Internal | Summer | B8 | 500 | 99999 | 1400 | 53.12 | 53.13 | 0.01 | 0
2015 | MARITIMES_2_NEISO | MARITIMES | NEISO | Internal | Summer | B9 | 800 | 99999 | 1400 | 53.12 | 53.13 | 0.01 | 0
2015 | MARITIMES_2_NEISO | MARITIMES | NEISO | Internal | Summer | B10 | 1262 | 99999 | 236.13 | 53.12 | 53.13 | 0.01 | 0
2015 | MARITIMES_2_NEISO | MARITIMES | NEISO | Internal | Winter | B16 | 25 | 99999 | 1400 | 64.21 | 64.22 | 0.01 | 0
2015 | MARITIMES_2_NEISO | MARITIMES | NEISO | Internal | Winter | B17 | 100 | 99999 | 1400 | 64.21 | 64.22 | 0.01 | 0
2015 | MARITIMES_2_NEISO | MARITIMES | NEISO | Internal | Winter | B18 | 400 | 99999 | 1400 | 64.21 | 64.22 | 0.01 | 0
2015 | MARITIMES_2_NEISO | MARITIMES | NEISO | Internal | Winter | B19 | 700 | 99999 | 1400 | 64.21 | 64.22 | 0.01 | 0
2015 | MARITIMES_2_NEISO | MARITIMES | NEISO | Internal | Winter | B20 | 935 | 99999 | 475.94 | 64.21 | 64.22 | 0.01 | 0
2015 | MISO_IN_2_MISO_MI | MISO_IN | MISO_MI | Internal | Shoulder | B11 | 25 | 5000 | 0 | 76.03 | 75.7 | 0.01 | 0
2015 | MISO_IN_2_MISO_MI | MISO_IN | MISO_MI | Internal | Shoulder | B12 | 200 | 5000 | 0 | 63.28 | 62.95 | 0.01 | 0
2015 | MISO_IN_2_MISO_MI | MISO_IN | MISO_MI | Internal | Shoulder | B13 | 600 | 5000 | 0 | 58.38 | 58.06 | 0.01 | 0
2015 | MISO_IN_2_MISO_MI | MISO_IN | MISO_MI | Internal | Shoulder | B14 | 900 | 5000 | 0 | 55.79 | 55.78 | 0.01 | 0
2015 | MISO_IN_2_MISO_MI | MISO_IN | MISO_MI | Internal | Shoulder | B15 | 1203 | 5000 | 0 | 54.36 | 54.03 | 0.01 | 0
2015 | MISO_IN_2_MISO_MI | MISO_IN | MISO_MI | Internal | Summer | B1 | 10 | 5000 | 0 | 92.1 | 91.77 | 0.01 | 0
2015 | MISO_IN_2_MISO_MI | MISO_IN | MISO_MI | Internal | Summer | B2 | 25 | 5000 | 0 | 88.92 | 88.59 | 0.01 | 0
2015 | MISO_IN_2_MISO_MI | MISO_IN | MISO_MI | Internal | Summer | B3 | 75 | 5000 | 0 | 88.62 | 88.29 | 0.01 | 0
2015 | MISO_IN_2_MISO_MI | MISO_IN | MISO_MI | Internal | Summer | B4 | 100 | 5000 | 0 | 83.53 | 83.2 | 0.01 | 0
2015 | MISO_IN_2_MISO_MI | MISO_IN | MISO_MI | Internal | Summer | B5 | 200 | 5000 | 0 | 74.18 | 73.86 | 0.01 | 0
2015 | MISO_IN_2_MISO_MI | MISO_IN | MISO_MI | Internal | Summer | B6 | 300 | 5000 | 0 | 64.9 | 64.57 | 0.01 | 0
2015 | MISO_IN_2_MISO_MI | MISO_IN | MISO_MI | Internal | Summer | B7 | 400 | 5000 | 0 | 55.61 | 55.6 | 0.01 | 0
2015 | MISO_IN_2_MISO_MI | MISO_IN | MISO_MI | Internal | Summer | B8 | 500 | 5000 | 0 | 53.83 | 53.82 | 0.01 | 0
2015 | MISO_IN_2_MISO_MI | MISO_IN | MISO_MI | Internal | Summer | B9 | 800 | 5000 | 0 | 53.25 | 53.24 | 0.01 | 0
2015 | MISO_IN_2_MISO_MI | MISO_IN | MISO_MI | Internal | Summer | B10 | 1262 | 5000 | 54.13 | 51.95 | 51.96 | 0.01 | 0
2015 | MISO_IN_2_MISO_MI | MISO_IN | MISO_MI | Internal | Winter | B16 | 25 | 5000 | 0 | 76.02 | 75.7 | 0.01 | 0
2015 | MISO_IN_2_MISO_MI | MISO_IN | MISO_MI | Internal | Winter | B17 | 100 | 5000 | 0 | 68.3 | 67.97 | 0.01 | 0
2015 | MISO_IN_2_MISO_MI | MISO_IN | MISO_MI | Internal | Winter | B18 | 400 | 5000 | 0 | 59.79 | 59.78 | 0.01 | 0
2015 | MISO_IN_2_MISO_MI | MISO_IN | MISO_MI | Internal | Winter | B19 | 700 | 5000 | 0 | 57.38 | 57.37 | 0.01 | 0
2015 | MISO_IN_2_MISO_MI | MISO_IN | MISO_MI | Internal | Winter | B20 | 935 | 5000 | 0 | 53.04 | 53.03 | 0.01 | 0
2015 | MISO_IN_2_MISO_MO-IL | MISO_IN | MISO_MO-IL | Internal | Shoulder | B11 | 25 | 5000 | 2078.46 | 76.03 | 76.04 | 0.01 | 0
2015 | MISO_IN_2_MISO_MO-IL | MISO_IN | MISO_MO-IL | Internal | Shoulder | B12 | 200 | 5000 | 0 | 63.28 | 63.26 | 0.01 | 0
2015 | MISO_IN_2_MISO_MO-IL | MISO_IN | MISO_MO-IL | Internal | Shoulder | B13 | 600 | 5000 | 0 | 58.38 | 58.37 | 0.01 | 0
2015 | MISO_IN_2_MISO_MO-IL | MISO_IN | MISO_MO-IL | Internal | Shoulder | B14 | 900 | 5000 | 0 | 55.79 | 55.78 | 0.01 | 0
2015 | MISO_IN_2_MISO_MO-IL | MISO_IN | MISO_MO-IL | Internal | Shoulder | B15 | 1203 | 5000 | 119.46 | 54.36 | 54.37 | 0.01 | 0
2015 | MISO_IN_2_MISO_MO-IL | MISO_IN | MISO_MO-IL | Internal | Summer | B1 | 10 | 5000 | 0 | 92.1 | 91.47 | 0.01 | 0
2015 | MISO_IN_2_MISO_MO-IL | MISO_IN | MISO_MO-IL | Internal | Summer | B2 | 25 | 5000 | 0 | 88.92 | 88.74 | 0.01 | 0
2015 | MISO_IN_2_MISO_MO-IL | MISO_IN | MISO_MO-IL | Internal | Summer | B3 | 75 | 5000 | 1206.83 | 88.62 | 88.63 | 0.01 | 0
2015 | MISO_IN_2_MISO_MO-IL | MISO_IN | MISO_MO-IL | Internal | Summer | B4 | 100 | 5000 | 112.51 | 83.53 | 83.54 | 0.01 | 0
2015 | MISO_IN_2_MISO_MO-IL | MISO_IN | MISO_MO-IL | Internal | Summer | B5 | 200 | 5000 | 715.32 | 74.18 | 74.19 | 0.01 | 0
2015 | MISO_IN_2_MISO_MO-IL | MISO_IN | MISO_MO-IL | Internal | Summer | B6 | 300 | 5000 | 0 | 64.9 | 64.89 | 0.01 | 0
2015 | MISO_IN_2_MISO_MO-IL | MISO_IN | MISO_MO-IL | Internal | Summer | B7 | 400 | 5000 | 0 | 55.61 | 55.6 | 0.01 | 0
2015 | MISO_IN_2_MISO_MO-IL | MISO_IN | MISO_MO-IL | Internal | Summer | B8 | 500 | 5000 | 0 | 53.83 | 53.82 | 0.01 | 0
2015 | MISO_IN_2_MISO_MO-IL | MISO_IN | MISO_MO-IL | Internal | Summer | B9 | 800 | 5000 | 0 | 53.25 | 52.93 | 0.01 | 0
2015 | MISO_IN_2_MISO_MO-IL | MISO_IN | MISO_MO-IL | Internal | Summer | B10 | 1262 | 5000 | 0 | 51.95 | 51.63 | 0.01 | 0
2015 | MISO_IN_2_MISO_MO-IL | MISO_IN | MISO_MO-IL | Internal | Winter | B16 | 25 | 5000 | 0 | 76.02 | 75.36 | 0.01 | 0
2015 | MISO_IN_2_MISO_MO-IL | MISO_IN | MISO_MO-IL | Internal | Winter | B17 | 100 | 5000 | 0 | 68.3 | 67.63 | 0.01 | 0
2015 | MISO_IN_2_MISO_MO-IL | MISO_IN | MISO_MO-IL | Internal | Winter | B18 | 400 | 5000 | 0 | 59.79 | 59.47 | 0.01 | 0
2015 | MISO_IN_2_MISO_MO-IL | MISO_IN | MISO_MO-IL | Internal | Winter | B19 | 700 | 5000 | 0 | 57.38 | 57.37 | 0.01 | 0
2015 | MISO_IN_2_MISO_MO-IL | MISO_IN | MISO_MO-IL | Internal | Winter | B20 | 935 | 5000 | 0 | 53.04 | 52.72 | 0.01 | 0
2015 | MISO_IN_2_NonRTO_Midwest | MISO_IN | NonRTO_Midwest | Internal | Shoulder | B11 | 25 | 4800 | 962.59 | 76.03 | 84.03 | 8 | 0
2015 | MISO_IN_2_NonRTO_Midwest | MISO_IN | NonRTO_Midwest | Internal | Shoulder | B12 | 200 | 4800 | 443.33 | 63.28 | 71.28 | 8 | 0
2015 | MISO_IN_2_NonRTO_Midwest | MISO_IN | NonRTO_Midwest | Internal | Shoulder | B13 | 600 | 4800 | 0 | 58.38 | 57.46 | 8 | 0
2015 | MISO_IN_2_NonRTO_Midwest | MISO_IN | NonRTO_Midwest | Internal | Shoulder | B14 | 900 | 4800 | 0 | 55.79 | 56.65 | 8 | 0
2015 | MISO_IN_2_NonRTO_Midwest | MISO_IN | NonRTO_Midwest | Internal | Shoulder | B15 | 1203 | 4800 | 0 | 54.36 | 54.58 | 8 | 0
2015 | MISO_IN_2_NonRTO_Midwest | MISO_IN | NonRTO_Midwest | Internal | Summer | B1 | 10 | 4800 | 0 | 92.1 | 96.27 | 8 | 0
2015 | MISO_IN_2_NonRTO_Midwest | MISO_IN | NonRTO_Midwest | Internal | Summer | B2 | 25 | 4800 | 0 | 88.92 | 96.27 | 8 | 0
2015 | MISO_IN_2_NonRTO_Midwest | MISO_IN | NonRTO_Midwest | Internal | Summer | B3 | 75 | 4800 | 0 | 88.62 | 96.27 | 8 | 0
2015 | MISO_IN_2_NonRTO_Midwest | MISO_IN | NonRTO_Midwest | Internal | Summer | B4 | 100 | 4800 | 719.8 | 83.53 | 91.53 | 8 | 0
2015 | MISO_IN_2_NonRTO_Midwest | MISO_IN | NonRTO_Midwest | Internal | Summer | B5 | 200 | 4800 | 409.32 | 74.18 | 82.18 | 8 | 0
2015 | MISO_IN_2_NonRTO_Midwest | MISO_IN | NonRTO_Midwest | Internal | Summer | B6 | 300 | 4800 | 0 | 64.9 | 62.57 | 8 | 0
2015 | MISO_IN_2_NonRTO_Midwest | MISO_IN | NonRTO_Midwest | Internal | Summer | B7 | 400 | 4800 | 0 | 55.61 | 56.65 | 8 | 0
2015 | MISO_IN_2_NonRTO_Midwest | MISO_IN | NonRTO_Midwest | Internal | Summer | B8 | 500 | 4800 | 0 | 53.83 | 56.49 | 8 | 0
2015 | MISO_IN_2_NonRTO_Midwest | MISO_IN | NonRTO_Midwest | Internal | Summer | B9 | 800 | 4800 | 0 | 53.25 | 54.55 | 8 | 0
2015 | MISO_IN_2_NonRTO_Midwest | MISO_IN | NonRTO_Midwest | Internal | Summer | B10 | 1262 | 4800 | 0 | 51.95 | 53.93 | 8 | 0
2015 | MISO_IN_2_NonRTO_Midwest | MISO_IN | NonRTO_Midwest | Internal | Winter | B16 | 25 | 4800 | 2089.02 | 76.02 | 84.02 | 8 | 0
2015 | MISO_IN_2_NonRTO_Midwest | MISO_IN | NonRTO_Midwest | Internal | Winter | B17 | 100 | 4800 | 1066.88 | 68.3 | 76.3 | 8 | 0
2015 | MISO_IN_2_NonRTO_Midwest | MISO_IN | NonRTO_Midwest | Internal | Winter | B18 | 400 | 4800 | 244.03 | 59.79 | 67.79 | 8 | 0
2015 | MISO_IN_2_NonRTO_Midwest | MISO_IN | NonRTO_Midwest | Internal | Winter | B19 | 700 | 4800 | 0 | 57.38 | 56.65 | 8 | 0
2015 | MISO_IN_2_NonRTO_Midwest | MISO_IN | NonRTO_Midwest | Internal | Winter | B20 | 935 | 4800 | 0 | 53.04 | 55.22 | 8 | 0
2015 | MISO_IN_2_PJM_ROR | MISO_IN | PJM_ROR | Internal | Shoulder | B11 | 25 | 992 | 0 | 76.03 | 74.04 | 2 | 0
2015 | MISO_IN_2_PJM_ROR | MISO_IN | PJM_ROR | Internal | Shoulder | B12 | 200 | 992 | 0 | 63.28 | 64.62 | 2 | 0
2015 | MISO_IN_2_PJM_ROR | MISO_IN | PJM_ROR | Internal | Shoulder | B13 | 600 | 992 | 0 | 58.38 | 59.94 | 2 | 0
2015 | MISO_IN_2_PJM_ROR | MISO_IN | PJM_ROR | Internal | Shoulder | B14 | 900 | 992 | 0 | 55.79 | 57.78 | 2 | 0
2015 | MISO_IN_2_PJM_ROR | MISO_IN | PJM_ROR | Internal | Shoulder | B15 | 1203 | 992 | 0 | 54.36 | 54 | 2 | 0
2015 | MISO_IN_2_PJM_ROR | MISO_IN | PJM_ROR | Internal | Summer | B1 | 10 | 992 | 0 | 92.1 | 93.47 | 2 | 0
2015 | MISO_IN_2_PJM_ROR | MISO_IN | PJM_ROR | Internal | Summer | B2 | 25 | 992 | 0 | 88.92 | 90.26 | 2 | 0
2015 | MISO_IN_2_PJM_ROR | MISO_IN | PJM_ROR | Internal | Summer | B3 | 75 | 992 | 0 | 88.62 | 89.51 | 2 | 0
2015 | MISO_IN_2_PJM_ROR | MISO_IN | PJM_ROR | Internal | Summer | B4 | 100 | 992 | 0 | 83.53 | 84.87 | 2 | 0
2015 | MISO_IN_2_PJM_ROR | MISO_IN | PJM_ROR | Internal | Summer | B5 | 200 | 992 | 0 | 74.18 | 75.86 | 2 | 0
2015 | MISO_IN_2_PJM_ROR | MISO_IN | PJM_ROR | Internal | Summer | B6 | 300 | 992 | 0 | 64.9 | 66.57 | 2 | 0
2015 | MISO_IN_2_PJM_ROR | MISO_IN | PJM_ROR | Internal | Summer | B7 | 400 | 992 | 0 | 55.61 | 57.59 | 2 | 0
2015 | MISO_IN_2_PJM_ROR | MISO_IN | PJM_ROR | Internal | Summer | B8 | 500 | 992 | 0 | 53.83 | 55.49 | 2 | 0
2015 | MISO_IN_2_PJM_ROR | MISO_IN | PJM_ROR | Internal | Summer | B9 | 800 | 992 | 0 | 53.25 | 53.66 | 2 | 0
2015 | MISO_IN_2_PJM_ROR | MISO_IN | PJM_ROR | Internal | Summer | B10 | 1262 | 992 | 0 | 51.95 | 52.02 | 2 | 0
2015 | MISO_IN_2_PJM_ROR | MISO_IN | PJM_ROR | Internal | Winter | B16 | 25 | 992 | 0 | 76.02 | 77.7 | 2 | 0
2015 | MISO_IN_2_PJM_ROR | MISO_IN | PJM_ROR | Internal | Winter | B17 | 100 | 992 | 931.15 | 68.3 | 70.3 | 2 | 0
2015 | MISO_IN_2_PJM_ROR | MISO_IN | PJM_ROR | Internal | Winter | B18 | 400 | 992 | 0 | 59.79 | 61.47 | 2 | 0
2015 | MISO_IN_2_PJM_ROR | MISO_IN | PJM_ROR | Internal | Winter | B19 | 700 | 992 | 0 | 57.38 | 59.37 | 2 | 0
2015 | MISO_IN_2_PJM_ROR | MISO_IN | PJM_ROR | Internal | Winter | B20 | 935 | 992 | 0 | 53.04 | 54.69 | 2 | 0
2015 | MISO_MI_2_MISO_IN | MISO_MI | MISO_IN | Internal | Shoulder | B11 | 25 | 2045 | 7518.54 | 75.7 | 76.03 | 0.01 | 0.32
2015 | MISO_MI_2_MISO_IN | MISO_MI | MISO_IN | Internal | Shoulder | B12 | 200 | 2045 | 3070.48 | 62.95 | 63.28 | 0.01 | 0.32
2015 | MISO_MI_2_MISO_IN | MISO_MI | MISO_IN | Internal | Shoulder | B13 | 600 | 2045 | 2234.51 | 58.06 | 58.38 | 0.01 | 0.32
2015 | MISO_MI_2_MISO_IN | MISO_MI | MISO_IN | Internal | Shoulder | B14 | 900 | 2045 | 1962.06 | 55.78 | 55.79 | 0.01 | 0
2015 | MISO_MI_2_MISO_IN | MISO_MI | MISO_IN | Internal | Shoulder | B15 | 1203 | 2045 | 3176.74 | 54.03 | 54.36 | 0.01 | 0.32
2015 | MISO_MI_2_MISO_IN | MISO_MI | MISO_IN | Internal | Summer | B1 | 10 | 2045 | 4569.29 | 91.77 | 92.1 | 0.01 | 0.32
2015 | MISO_MI_2_MISO_IN | MISO_MI | MISO_IN | Internal | Summer | B2 | 25 | 2045 | 4318.85 | 88.59 | 88.92 | 0.01 | 0.32
2015 | MISO_MI_2_MISO_IN | MISO_MI | MISO_IN | Internal | Summer | B3 | 75 | 2045 | 6805.43 | 88.29 | 88.62 | 0.01 | 0.32
2015 | MISO_MI_2_MISO_IN | MISO_MI | MISO_IN | Internal | Summer | B4 | 100 | 2045 | 5930.5 | 83.2 | 83.53 | 0.01 | 0.32
2015 | MISO_MI_2_MISO_IN | MISO_MI | MISO_IN | Internal | Summer | B5 | 200 | 2045 | 5715.56 | 73.86 | 74.18 | 0.01 | 0.32
2015 | MISO_MI_2_MISO_IN | MISO_MI | MISO_IN | Internal | Summer | B6 | 300 | 2045 | 3277.69 | 64.57 | 64.9 | 0.01 | 0.32
2015 | MISO_MI_2_MISO_IN | MISO_MI | MISO_IN | Internal | Summer | B7 | 400 | 2045 | 1377.34 | 55.6 | 55.61 | 0.01 | 0
2015 | MISO_MI_2_MISO_IN | MISO_MI | MISO_IN | Internal | Summer | B8 | 500 | 2045 | 1740.08 | 53.82 | 53.83 | 0.01 | 0
2015 | MISO_MI_2_MISO_IN | MISO_MI | MISO_IN | Internal | Summer | B9 | 800 | 2045 | 839.43 | 53.24 | 53.25 | 0.01 | 0
2015 | MISO_MI_2_MISO_IN | MISO_MI | MISO_IN | Internal | Summer | B10 | 1262 | 2045 | 0 | 51.96 | 51.95 | 0.01 | 0
2015 | MISO_MI_2_MISO_IN | MISO_MI | MISO_IN | Internal | Winter | B16 | 25 | 2045 | 4080.64 | 75.7 | 76.02 | 0.01 | 0.32
2015 | MISO_MI_2_MISO_IN | MISO_MI | MISO_IN | Internal | Winter | B17 | 100 | 2045 | 3236.31 | 67.97 | 68.3 | 0.01 | 0.32
2015 | MISO_MI_2_MISO_IN | MISO_MI | MISO_IN | Internal | Winter | B18 | 400 | 2045 | 1285.95 | 59.78 | 59.79 | 0.01 | 0
2015 | MISO_MI_2_MISO_IN | MISO_MI | MISO_IN | Internal | Winter | B19 | 700 | 2045 | 668.82 | 57.37 | 57.38 | 0.01 | 0
2015 | MISO_MI_2_MISO_IN | MISO_MI | MISO_IN | Internal | Winter | B20 | 935 | 2045 | 326.91 | 53.03 | 53.04 | 0.01 | 0
2015 | MISO_MI_2_MISO_WUMS | MISO_MI | MISO_WUMS | Internal | Shoulder | B11 | 25 | 117 | 0 | 75.7 | 75.37 | 0.01 | 0
2015 | MISO_MI_2_MISO_WUMS | MISO_MI | MISO_WUMS | Internal | Shoulder | B12 | 200 | 117 | 0 | 62.95 | 62.62 | 0.01 | 0
2015 | MISO_MI_2_MISO_WUMS | MISO_MI | MISO_WUMS | Internal | Shoulder | B13 | 600 | 117 | 0 | 58.06 | 57.72 | 0.01 | 0
2015 | MISO_MI_2_MISO_WUMS | MISO_MI | MISO_WUMS | Internal | Shoulder | B14 | 900 | 117 | 0 | 55.78 | 55.45 | 0.01 | 0
2015 | MISO_MI_2_MISO_WUMS | MISO_MI | MISO_WUMS | Internal | Shoulder | B15 | 1203 | 117 | 0 | 54.03 | 53.7 | 0.01 | 0
2015 | MISO_MI_2_MISO_WUMS | MISO_MI | MISO_WUMS | Internal | Summer | B1 | 10 | 117 | 0 | 91.77 | 91.44 | 0.01 | 0
2015 | MISO_MI_2_MISO_WUMS | MISO_MI | MISO_WUMS | Internal | Summer | B2 | 25 | 117 | 0 | 88.59 | 88.26 | 0.01 | 0
2015 | MISO_MI_2_MISO_WUMS | MISO_MI | MISO_WUMS | Internal | Summer | B3 | 75 | 117 | 0 | 88.29 | 87.96 | 0.01 | 0
2015 | MISO_MI_2_MISO_WUMS | MISO_MI | MISO_WUMS | Internal | Summer | B4 | 100 | 117 | 0 | 83.2 | 82.87 | 0.01 | 0
2015 | MISO_MI_2_MISO_WUMS | MISO_MI | MISO_WUMS | Internal | Summer | B5 | 200 | 117 | 0 | 73.86 | 73.52 | 0.01 | 0
2015 | MISO_MI_2_MISO_WUMS | MISO_MI | MISO_WUMS | Internal | Summer | B6 | 300 | 117 | 0 | 64.57 | 64.24 | 0.01 | 0
2015 | MISO_MI_2_MISO_WUMS | MISO_MI | MISO_WUMS | Internal | Summer | B7 | 400 | 117 | 0 | 55.6 | 55.27 | 0.01 | 0
2015 | MISO_MI_2_MISO_WUMS | MISO_MI | MISO_WUMS | Internal | Summer | B8 | 500 | 117 | 0 | 53.82 | 53.49 | 0.01 | 0
2015 | MISO_MI_2_MISO_WUMS | MISO_MI | MISO_WUMS | Internal | Summer | B9 | 800 | 117 | 0 | 53.24 | 52.91 | 0.01 | 0
2015 | MISO_MI_2_MISO_WUMS | MISO_MI | MISO_WUMS | Internal | Summer | B10 | 1262 | 117 | 0 | 51.96 | 51.63 | 0.01 | 0
2015 | MISO_MI_2_MISO_WUMS | MISO_MI | MISO_WUMS | Internal | Winter | B16 | 25 | 117 | 0 | 75.7 | 75.36 | 0.01 | 0
2015 | MISO_MI_2_MISO_WUMS | MISO_MI | MISO_WUMS | Internal | Winter | B17 | 100 | 117 | 0 | 67.97 | 67.64 | 0.01 | 0
2015 | MISO_MI_2_MISO_WUMS | MISO_MI | MISO_WUMS | Internal | Winter | B18 | 400 | 117 | 0 | 59.78 | 59.44 | 0.01 | 0
2015 | MISO_MI_2_MISO_WUMS | MISO_MI | MISO_WUMS | Internal | Winter | B19 | 700 | 117 | 0 | 57.37 | 57.03 | 0.01 | 0
2015 | MISO_MI_2_MISO_WUMS | MISO_MI | MISO_WUMS | Internal | Winter | B20 | 935 | 117 | 0 | 53.03 | 52.69 | 0.01 | 0
2015 | MISO_MI_2_PJM_ROR | MISO_MI | PJM_ROR | Internal | Shoulder | B11 | 25 | 1424 | 0 | 75.7 | 74.04 | 2 | 0
2015 | MISO_MI_2_PJM_ROR | MISO_MI | PJM_ROR | Internal | Shoulder | B12 | 200 | 1424 | 0 | 62.95 | 64.62 | 2 | 0
2015 | MISO_MI_2_PJM_ROR | MISO_MI | PJM_ROR | Internal | Shoulder | B13 | 600 | 1424 | 0 | 58.06 | 59.94 | 2 | 0
2015 | MISO_MI_2_PJM_ROR | MISO_MI | PJM_ROR | Internal | Shoulder | B14 | 900 | 1424 | 512.52 | 55.78 | 57.78 | 2 | 0
2015 | MISO_MI_2_PJM_ROR | MISO_MI | PJM_ROR | Internal | Shoulder | B15 | 1203 | 1424 | 0 | 54.03 | 54 | 2 | 0
2015 | MISO_MI_2_PJM_ROR | MISO_MI | PJM_ROR | Internal | Summer | B1 | 10 | 1424 | 0 | 91.77 | 93.47 | 2 | 0
2015 | MISO_MI_2_PJM_ROR | MISO_MI | PJM_ROR | Internal | Summer | B2 | 25 | 1424 | 0 | 88.59 | 90.26 | 2 | 0
2015 | MISO_MI_2_PJM_ROR | MISO_MI | PJM_ROR | Internal | Summer | B3 | 75 | 1424 | 0 | 88.29 | 89.51 | 2 | 0
2015 | MISO_MI_2_PJM_ROR | MISO_MI | PJM_ROR | Internal | Summer | B4 | 100 | 1424 | 0 | 83.2 | 84.87 | 2 | 0
2015 | MISO_MI_2_PJM_ROR | MISO_MI | PJM_ROR | Internal | Summer | B5 | 200 | 1424 | 29.46 | 73.86 | 75.86 | 2 | 0
2015 | MISO_MI_2_PJM_ROR | MISO_MI | PJM_ROR | Internal | Summer | B6 | 300 | 1424 | 244.97 | 64.57 | 66.57 | 2 | 0
2015 | MISO_MI_2_PJM_ROR | MISO_MI | PJM_ROR | Internal | Summer | B7 | 400 | 1424 | 0 | 55.6 | 57.59 | 2 | 0
2015 | MISO_MI_2_PJM_ROR | MISO_MI | PJM_ROR | Internal | Summer | B8 | 500 | 1424 | 0 | 53.82 | 55.49 | 2 | 0
2015 | MISO_MI_2_PJM_ROR | MISO_MI | PJM_ROR | Internal | Summer | B9 | 800 | 1424 | 0 | 53.24 | 53.66 | 2 | 0
2015 | MISO_MI_2_PJM_ROR | MISO_MI | PJM_ROR | Internal | Summer | B10 | 1262 | 1424 | 0 | 51.96 | 52.02 | 2 | 0
2015 | MISO_MI_2_PJM_ROR | MISO_MI | PJM_ROR | Internal | Winter | B16 | 25 | 1424 | 1214.24 | 75.7 | 77.7 | 2 | 0
2015 | MISO_MI_2_PJM_ROR | MISO_MI | PJM_ROR | Internal | Winter | B17 | 100 | 1424 | 1424 | 67.97 | 70.3 | 2 | 0.33
2015 | MISO_MI_2_PJM_ROR | MISO_MI | PJM_ROR | Internal | Winter | B18 | 400 | 1424 | 0 | 59.78 | 61.47 | 2 | 0
2015 | MISO_MI_2_PJM_ROR | MISO_MI | PJM_ROR | Internal | Winter | B19 | 700 | 1424 | 139.18 | 57.37 | 59.37 | 2 | 0
2015 | MISO_MI_2_PJM_ROR | MISO_MI | PJM_ROR | Internal | Winter | B20 | 935 | 1424 | 0 | 53.03 | 54.69 | 2 | 0
2015 | MISO_MO-IL_2_ENT | MISO_MO-IL | ENT | Internal | Shoulder | B11 | 25 | 2540 | 0 | 76.04 | 78.23 | 8 | 0
2015 | MISO_MO-IL_2_ENT | MISO_MO-IL | ENT | Internal | Shoulder | B12 | 200 | 2540 | 0 | 63.26 | 59.47 | 8 | 0
2015 | MISO_MO-IL_2_ENT | MISO_MO-IL | ENT | Internal | Shoulder | B13 | 600 | 2540 | 0 | 58.37 | 59.47 | 8 | 0
2015 | MISO_MO-IL_2_ENT | MISO_MO-IL | ENT | Internal | Shoulder | B14 | 900 | 2540 | 0 | 55.78 | 57.49 | 8 | 0
2015 | MISO_MO-IL_2_ENT | MISO_MO-IL | ENT | Internal | Shoulder | B15 | 1203 | 2540 | 0 | 54.37 | 57.49 | 8 | 0
2015 | MISO_MO-IL_2_ENT | MISO_MO-IL | ENT | Internal | Summer | B1 | 10 | 2540 | 0 | 91.47 | 91.47 | 8 | 0
2015 | MISO_MO-IL_2_ENT | MISO_MO-IL | ENT | Internal | Summer | B2 | 25 | 2540 | 0 | 88.74 | 89.87 | 8 | 0
2015 | MISO_MO-IL_2_ENT | MISO_MO-IL | ENT | Internal | Summer | B3 | 75 | 2540 | 0 | 88.63 | 89.87 | 8 | 0
2015 | MISO_MO-IL_2_ENT | MISO_MO-IL | ENT | Internal | Summer | B4 | 100 | 2540 | 0 | 83.54 | 87.97 | 8 | 0
2015 | MISO_MO-IL_2_ENT | MISO_MO-IL | ENT | Internal | Summer | B5 | 200 | 2540 | 732.6 | 74.19 | 82.19 | 8 | 0
2015 | MISO_MO-IL_2_ENT | MISO_MO-IL | ENT | Internal | Summer | B6 | 300 | 2540 | 0 | 64.89 | 63.89 | 8 | 0
2015 | MISO_MO-IL_2_ENT | MISO_MO-IL | ENT | Internal | Summer | B7 | 400 | 2540 | 0 | 55.6 | 58.69 | 8 | 0
2015 | MISO_MO-IL_2_ENT | MISO_MO-IL | ENT | Internal | Summer | B8 | 500 | 2540 | 0 | 53.82 | 58.69 | 8 | 0
2015 | MISO_MO-IL_2_ENT | MISO_MO-IL | ENT | Internal | Summer | B9 | 800 | 2540 | 0 | 52.93 | 56.32 | 8 | 0
2015 | MISO_MO-IL_2_ENT | MISO_MO-IL | ENT | Internal | Summer | B10 | 1262 | 2540 | 0 | 51.63 | 56.32 | 8 | 0
2015 | MISO_MO-IL_2_ENT | MISO_MO-IL | ENT | Internal | Winter | B16 | 25 | 2540 | 0 | 75.36 | 75.36 | 8 | 0
2015 | MISO_MO-IL_2_ENT | MISO_MO-IL | ENT | Internal | Winter | B17 | 100 | 2540 | 0 | 67.63 | 61.89 | 8 | 0
2015 | MISO_MO-IL_2_ENT | MISO_MO-IL | ENT | Internal | Winter | B18 | 400 | 2540 | 0 | 59.47 | 60.33 | 8 | 0
2015 | MISO_MO-IL_2_ENT | MISO_MO-IL | ENT | Internal | Winter | B19 | 700 | 2540 | 0 | 57.37 | 59.83 | 8 | 0
2015 | MISO_MO-IL_2_ENT | MISO_MO-IL | ENT | Internal | Winter | B20 | 935 | 2540 | 0 | 52.72 | 59.83 | 8 | 0
2015 | MISO_MO-IL_2_MISO_IN | MISO_MO-IL | MISO_IN | Internal | Shoulder | B11 | 25 | 2100 | 0 | 76.04 | 76.03 | 0.01 | 0
2015 | MISO_MO-IL_2_MISO_IN | MISO_MO-IL | MISO_IN | Internal | Shoulder | B12 | 200 | 2100 | 1374.78 | 63.26 | 63.28 | 0.01 | 0
2015 | MISO_MO-IL_2_MISO_IN | MISO_MO-IL | MISO_IN | Internal | Shoulder | B13 | 600 | 2100 | 1527.85 | 58.37 | 58.38 | 0.01 | 0
2015 | MISO_MO-IL_2_MISO_IN | MISO_MO-IL | MISO_IN | Internal | Shoulder | B14 | 900 | 2100 | 1345.04 | 55.78 | 55.79 | 0.01 | 0
2015 | MISO_MO-IL_2_MISO_IN | MISO_MO-IL | MISO_IN | Internal | Shoulder | B15 | 1203 | 2100 | 0 | 54.37 | 54.36 | 0.01 | 0
2015 | MISO_MO-IL_2_MISO_IN | MISO_MO-IL | MISO_IN | Internal | Summer | B1 | 10 | 2100 | 2100 | 91.47 | 92.1 | 0.01 | 0.62
2015 | MISO_MO-IL_2_MISO_IN | MISO_MO-IL | MISO_IN | Internal | Summer | B2 | 25 | 2100 | 2100 | 88.74 | 88.92 | 0.01 | 0.17
2015 | MISO_MO-IL_2_MISO_IN | MISO_MO-IL | MISO_IN | Internal | Summer | B3 | 75 | 2100 | 0 | 88.63 | 88.62 | 0.01 | 0
2015 | MISO_MO-IL_2_MISO_IN | MISO_MO-IL | MISO_IN | Internal | Summer | B4 | 100 | 2100 | 0 | 83.54 | 83.53 | 0.01 | 0
2015 | MISO_MO-IL_2_MISO_IN | MISO_MO-IL | MISO_IN | Internal | Summer | B5 | 200 | 2100 | 0 | 74.19 | 74.18 | 0.01 | 0
2015 | MISO_MO-IL_2_MISO_IN | MISO_MO-IL | MISO_IN | Internal | Summer | B6 | 300 | 2100 | 439.24 | 64.89 | 64.9 | 0.01 | 0
2015 | MISO_MO-IL_2_MISO_IN | MISO_MO-IL | MISO_IN | Internal | Summer | B7 | 400 | 2100 | 2060.76 | 55.6 | 55.61 | 0.01 | 0
2015 | MISO_MO-IL_2_MISO_IN | MISO_MO-IL | MISO_IN | Internal | Summer | B8 | 500 | 2100 | 1703.84 | 53.82 | 53.83 | 0.01 | 0
2015 | MISO_MO-IL_2_MISO_IN | MISO_MO-IL | MISO_IN | Internal | Summer | B9 | 800 | 2100 | 2100 | 52.93 | 53.25 | 0.01 | 0.31
2015 | MISO_MO-IL_2_MISO_IN | MISO_MO-IL | MISO_IN | Internal | Summer | B10 | 1262 | 2100 | 2100 | 51.63 | 51.95 | 0.01 | 0.31
2015 | MISO_MO-IL_2_MISO_IN | MISO_MO-IL | MISO_IN | Internal | Winter | B16 | 25 | 2100 | 2100 | 75.36 | 76.02 | 0.01 | 0.65
2015 | MISO_MO-IL_2_MISO_IN | MISO_MO-IL | MISO_IN | Internal | Winter | B17 | 100 | 2100 | 2100 | 67.63 | 68.3 | 0.01 | 0.66
2015 | MISO_MO-IL_2_MISO_IN | MISO_MO-IL | MISO_IN | Internal | Winter | B18 | 400 | 2100 | 2100 | 59.47 | 59.79 | 0.01 | 0.31
2015 | MISO_MO-IL_2_MISO_IN | MISO_MO-IL | MISO_IN | Internal | Winter | B19 | 700 | 2100 | 1923.65 | 57.37 | 57.38 | 0.01 | 0
2015 | MISO_MO-IL_2_MISO_IN | MISO_MO-IL | MISO_IN | Internal | Winter | B20 | 935 | 2100 | 2100 | 52.72 | 53.04 | 0.01 | 0.31
2015 | MISO_MO-IL_2_MISO_W | MISO_MO-IL | MISO_W | Internal | Shoulder | B11 | 25 | 960 | 0 | 76.04 | 76.04 | 0.01 | 0
2015 | MISO_MO-IL_2_MISO_W | MISO_MO-IL | MISO_W | Internal | Shoulder | B12 | 200 | 960 | 0 | 63.26 | 63.25 | 0.01 | 0
2015 | MISO_MO-IL_2_MISO_W | MISO_MO-IL | MISO_W | Internal | Shoulder | B13 | 600 | 960 | 0 | 58.37 | 58.36 | 0.01 | 0
2015 | MISO_MO-IL_2_MISO_W | MISO_MO-IL | MISO_W | Internal | Shoulder | B14 | 900 | 960 | 0 | 55.78 | 55.77 | 0.01 | 0
2015 | MISO_MO-IL_2_MISO_W | MISO_MO-IL | MISO_W | Internal | Shoulder | B15 | 1203 | 960 | 197.49 | 54.37 | 54.38 | 0.01 | 0
2015 | MISO_MO-IL_2_MISO_W | MISO_MO-IL | MISO_W | Internal | Summer | B1 | 10 | 960 | 0 | 91.47 | 91.45 | 0.01 | 0
2015 | MISO_MO-IL_2_MISO_W | MISO_MO-IL | MISO_W | Internal | Summer | B2 | 25 | 960 | 0 | 88.74 | 88.73 | 0.01 | 0
2015 | MISO_MO-IL_2_MISO_W | MISO_MO-IL | MISO_W | Internal | Summer | B3 | 75 | 960 | 0 | 88.63 | 88.62 | 0.01 | 0
2015 | MISO_MO-IL_2_MISO_W | MISO_MO-IL | MISO_W | Internal | Summer | B4 | 100 | 960 | 0 | 83.54 | 83.53 | 0.01 | 0
2015 | MISO_MO-IL_2_MISO_W | MISO_MO-IL | MISO_W | Internal | Summer | B5 | 200 | 960 | 0 | 74.19 | 74.18 | 0.01 | 0
2015 | MISO_MO-IL_2_MISO_W | MISO_MO-IL | MISO_W | Internal | Summer | B6 | 300 | 960 | 0 | 64.89 | 64.88 | 0.01 | 0
2015 | MISO_MO-IL_2_MISO_W | MISO_MO-IL | MISO_W | Internal | Summer | B7 | 400 | 960 | 0 | 55.6 | 55.59 | 0.01 | 0
2015 | MISO_MO-IL_2_MISO_W | MISO_MO-IL | MISO_W | Internal | Summer | B8 | 500 | 960 | 0 | 53.82 | 53.81 | 0.01 | 0
2015 | MISO_MO-IL_2_MISO_W | MISO_MO-IL | MISO_W | Internal | Summer | B9 | 800 | 960 | 0 | 52.93 | 52.92 | 0.01 | 0
2015 | MISO_MO-IL_2_MISO_W | MISO_MO-IL | MISO_W | Internal | Summer | B10 | 1262 | 960 | 0 | 51.63 | 51.61 | 0.01 | 0
2015 | MISO_MO-IL_2_MISO_W | MISO_MO-IL | MISO_W | Internal | Winter | B16 | 25 | 960 | 0 | 75.36 | 75.35 | 0.01 | 0
2015 | MISO_MO-IL_2_MISO_W | MISO_MO-IL | MISO_W | Internal | Winter | B17 | 100 | 960 | 0 | 67.63 | 67.61 | 0.01 | 0
2015 | MISO_MO-IL_2_MISO_W | MISO_MO-IL | MISO_W | Internal | Winter | B18 | 400 | 960 | 0 | 59.47 | 59.45 | 0.01 | 0
2015 | MISO_MO-IL_2_MISO_W | MISO_MO-IL | MISO_W | Internal | Winter | B19 | 700 | 960 | 0 | 57.37 | 57.36 | 0.01 | 0
2015 | MISO_MO-IL_2_MISO_W | MISO_MO-IL | MISO_W | Internal | Winter | B20 | 935 | 960 | 0 | 52.72 | 52.7 | 0.01 | 0
2015 | MISO_MO-IL_2_PJM_ROR | MISO_MO-IL | PJM_ROR | Internal | Shoulder | B11 | 25 | 1212 | 0 | 76.04 | 74.04 | 2 | 0
2015 | MISO_MO-IL_2_PJM_ROR | MISO_MO-IL | PJM_ROR | Internal | Shoulder | B12 | 200 | 1212 | 0 | 63.26 | 64.62 | 2 | 0
2015 | MISO_MO-IL_2_PJM_ROR | MISO_MO-IL | PJM_ROR | Internal | Shoulder | B13 | 600 | 1212 | 0 | 58.37 | 59.94 | 2 | 0
2015 | MISO_MO-IL_2_PJM_ROR | MISO_MO-IL | PJM_ROR | Internal | Shoulder | B14 | 900 | 1212 | 72.63 | 55.78 | 57.78 | 2 | 0
2015 | MISO_MO-IL_2_PJM_ROR | MISO_MO-IL | PJM_ROR | Internal | Shoulder | B15 | 1203 | 1212 | 0 | 54.37 | 54 | 2 | 0
2015 | MISO_MO-IL_2_PJM_ROR | MISO_MO-IL | PJM_ROR | Internal | Summer | B1 | 10 | 1212 | 277.74 | 91.47 | 93.47 | 2 | 0
2015 | MISO_MO-IL_2_PJM_ROR | MISO_MO-IL | PJM_ROR | Internal | Summer | B2 | 25 | 1212 | 0 | 88.74 | 90.26 | 2 | 0
2015 | MISO_MO-IL_2_PJM_ROR | MISO_MO-IL | PJM_ROR | Internal | Summer | B3 | 75 | 1212 | 0 | 88.63 | 89.51 | 2 | 0
2015 | MISO_MO-IL_2_PJM_ROR | MISO_MO-IL | PJM_ROR | Internal | Summer | B4 | 100 | 1212 | 0 | 83.54 | 84.87 | 2 | 0
2015 | MISO_MO-IL_2_PJM_ROR | MISO_MO-IL | PJM_ROR | Internal | Summer | B5 | 200 | 1212 | 0 | 74.19 | 75.86 | 2 | 0
2015 | MISO_MO-IL_2_PJM_ROR | MISO_MO-IL | PJM_ROR | Internal | Summer | B6 | 300 | 1212 | 0 | 64.89 | 66.57 | 2 | 0
2015 | MISO_MO-IL_2_PJM_ROR | MISO_MO-IL | PJM_ROR | Internal | Summer | B7 | 400 | 1212 | 0 | 55.6 | 57.59 | 2 | 0
2015 | MISO_MO-IL_2_PJM_ROR | MISO_MO-IL | PJM_ROR | Internal | Summer | B8 | 500 | 1212 | 0 | 53.82 | 55.49 | 2 | 0
2015 | MISO_MO-IL_2_PJM_ROR | MISO_MO-IL | PJM_ROR | Internal | Summer | B9 | 800 | 1212 | 0 | 52.93 | 53.66 | 2 | 0
2015 | MISO_MO-IL_2_PJM_ROR | MISO_MO-IL | PJM_ROR | Internal | Summer | B10 | 1262 | 1212 | 0 | 51.63 | 52.02 | 2 | 0
2015 | MISO_MO-IL_2_PJM_ROR | MISO_MO-IL | PJM_ROR | Internal | Winter | B16 | 25 | 1212 | 1212 | 75.36 | 77.7 | 2 | 0.33
2015 | MISO_MO-IL_2_PJM_ROR | MISO_MO-IL | PJM_ROR | Internal | Winter | B17 | 100 | 1212 | 1212 | 67.63 | 70.3 | 2 | 0.67
2015 | MISO_MO-IL_2_PJM_ROR | MISO_MO-IL | PJM_ROR | Internal | Winter | B18 | 400 | 1212 | 1160.82 | 59.47 | 61.47 | 2 | 0
2015 | MISO_MO-IL_2_PJM_ROR | MISO_MO-IL | PJM_ROR | Internal | Winter | B19 | 700 | 1212 | 629.97 | 57.37 | 59.37 | 2 | 0
2015 | MISO_MO-IL_2_PJM_ROR | MISO_MO-IL | PJM_ROR | Internal | Winter | B20 | 935 | 1212 | 0 | 52.72 | 54.69 | 2 | 0
2015 | MISO_MO-IL_2_TVA_Transmission | MISO_MO-IL | TVA_Transmission | Internal | Shoulder | B11 | 25 | 4000 | 0 | 76.04 | 80.04 | 8 | 0
2015 | MISO_MO-IL_2_TVA_Transmission | MISO_MO-IL | TVA_Transmission | Internal | Shoulder | B12 | 200 | 4000 | 0 | 63.26 | 65.76 | 8 | 0
2015 | MISO_MO-IL_2_TVA_Transmission | MISO_MO-IL | TVA_Transmission | Internal | Shoulder | B13 | 600 | 4000 | 0 | 58.37 | 63.3 | 8 | 0
2015 | MISO_MO-IL_2_TVA_Transmission | MISO_MO-IL | TVA_Transmission | Internal | Shoulder | B14 | 900 | 4000 | 0 | 55.78 | 62.58 | 8 | 0
2015 | MISO_MO-IL_2_TVA_Transmission | MISO_MO-IL | TVA_Transmission | Internal | Shoulder | B15 | 1203 | 4000 | 0 | 54.37 | 60 | 8 | 0
2015 | MISO_MO-IL_2_TVA_Transmission | MISO_MO-IL | TVA_Transmission | Internal | Summer | B1 | 10 | 4000 | 652.2 | 91.47 | 99.47 | 8 | 0
2015 | MISO_MO-IL_2_TVA_Transmission | MISO_MO-IL | TVA_Transmission | Internal | Summer | B2 | 25 | 4000 | 85.25 | 88.74 | 96.74 | 8 | 0
2015 | MISO_MO-IL_2_TVA_Transmission | MISO_MO-IL | TVA_Transmission | Internal | Summer | B3 | 75 | 4000 | 0 | 88.63 | 95.51 | 8 | 0
2015 | MISO_MO-IL_2_TVA_Transmission | MISO_MO-IL | TVA_Transmission | Internal | Summer | B4 | 100 | 4000 | 0 | 83.54 | 90.87 | 8 | 0
2015 | MISO_MO-IL_2_TVA_Transmission | MISO_MO-IL | TVA_Transmission | Internal | Summer | B5 | 200 | 4000 | 0 | 74.19 | 81.86 | 8 | 0
2015 | MISO_MO-IL_2_TVA_Transmission | MISO_MO-IL | TVA_Transmission | Internal | Summer | B6 | 300 | 4000 | 0 | 64.89 | 70.57 | 8 | 0
2015 | MISO_MO-IL_2_TVA_Transmission | MISO_MO-IL | TVA_Transmission | Internal | Summer | B7 | 400 | 4000 | 0 | 55.6 | 63.03 | 8 | 0
2015 | MISO_MO-IL_2_TVA_Transmission | MISO_MO-IL | TVA_Transmission | Internal | Summer | B8 | 500 | 4000 | 0 | 53.82 | 61.04 | 8 | 0
2015 | MISO_MO-IL_2_TVA_Transmission | MISO_MO-IL | TVA_Transmission | Internal | Summer | B9 | 800 | 4000 | 0 | 52.93 | 59.66 | 8 | 0
2015 | MISO_MO-IL_2_TVA_Transmission | MISO_MO-IL | TVA_Transmission | Internal | Summer | B10 | 1262 | 4000 | 0 | 51.63 | 57.99 | 8 | 0
2015 | MISO_MO-IL_2_TVA_Transmission | MISO_MO-IL | TVA_Transmission | Internal | Winter | B16 | 25 | 4000 | 535.01 | 75.36 | 83.36 | 8 | 0
2015 | MISO_MO-IL_2_TVA_Transmission | MISO_MO-IL | TVA_Transmission | Internal | Winter | B17 | 100 | 4000 | 0 | 67.63 | 69.39 | 8 | 0
2015 | MISO_MO-IL_2_TVA_Transmission | MISO_MO-IL | TVA_Transmission | Internal | Winter | B18 | 400 | 4000 | 0 | 59.47 | 65.53 | 8 | 0
2015 | MISO_MO-IL_2_TVA_Transmission | MISO_MO-IL | TVA_Transmission | Internal | Winter | B19 | 700 | 4000 | 0 | 57.37 | 64.28 | 8 | 0
2015 | MISO_MO-IL_2_TVA_Transmission | MISO_MO-IL | TVA_Transmission | Internal | Winter | B20 | 935 | 4000 | 0 | 52.72 | 60.69 | 8 | 0
2015 | MISO_W_2_IESO | MISO_W | IESO | Internal | Shoulder | B11 | 25 | 90 | 0 | 76.04 | 43.49 | 8 | 0
2015 | MISO_W_2_IESO | MISO_W | IESO | Internal | Shoulder | B12 | 200 | 90 | 0 | 63.25 | 43.49 | 8 | 0
2015 | MISO_W_2_IESO | MISO_W | IESO | Internal | Shoulder | B13 | 600 | 90 | 0 | 58.36 | 43.49 | 8 | 0
2015 | MISO_W_2_IESO | MISO_W | IESO | Internal | Shoulder | B14 | 900 | 90 | 0 | 55.77 | 43.49 | 8 | 0
2015 | MISO_W_2_IESO | MISO_W | IESO | Internal | Shoulder | B15 | 1203 | 90 | 0 | 54.38 | 43.49 | 8 | 0
2015 | MISO_W_2_IESO | MISO_W | IESO | Internal | Summer | B1 | 10 | 90 | 0 | 91.45 | 78.48 | 8 | 0
2015 | MISO_W_2_IESO | MISO_W | IESO | Internal | Summer | B2 | 25 | 90 | 0 | 88.73 | 73.21 | 8 | 0
2015 | MISO_W_2_IESO | MISO_W | IESO | Internal | Summer | B3 | 75 | 90 | 0 | 88.62 | 69.01 | 8 | 0
2015 | MISO_W_2_IESO | MISO_W | IESO | Internal | Summer | B4 | 100 | 90 | 0 | 83.53 | 48.15 | 8 | 0
2015 | MISO_W_2_IESO | MISO_W | IESO | Internal | Summer | B5 | 200 | 90 | 0 | 74.18 | 42.48 | 8 | 0
2015 | MISO_W_2_IESO | MISO_W | IESO | Internal | Summer | B6 | 300 | 90 | 0 | 64.88 | 42.48 | 8 | 0
2015 | MISO_W_2_IESO | MISO_W | IESO | Internal | Summer | B7 | 400 | 90 | 0 | 55.59 | 42.48 | 8 | 0
2015 | MISO_W_2_IESO | MISO_W | IESO | Internal | Summer | B8 | 500 | 90 | 0 | 53.81 | 42.48 | 8 | 0
2015 | MISO_W_2_IESO | MISO_W | IESO | Internal | Summer | B9 | 800 | 90 | 0 | 52.92 | 42.48 | 8 | 0
2015 | MISO_W_2_IESO | MISO_W | IESO | Internal | Summer | B10 | 1262 | 90 | 0 | 51.61 | 42.48 | 8 | 0
2015 | MISO_W_2_IESO | MISO_W | IESO | Internal | Winter | B16 | 25 | 90 | 0 | 75.35 | 45.52 | 8 | 0
2015 | MISO_W_2_IESO | MISO_W | IESO | Internal | Winter | B17 | 100 | 90 | 0 | 67.61 | 45.52 | 8 | 0
2015 | MISO_W_2_IESO | MISO_W | IESO | Internal | Winter | B18 | 400 | 90 | 0 | 59.45 | 45.52 | 8 | 0
2015 | MISO_W_2_IESO | MISO_W | IESO | Internal | Winter | B19 | 700 | 90 | 0 | 57.36 | 45.52 | 8 | 0
2015 | MISO_W_2_IESO | MISO_W | IESO | Internal | Winter | B20 | 935 | 90 | 0 | 52.7 | 45.52 | 8 | 0
2015 | MISO_W_2_MAPP_CA | MISO_W | MAPP_CA | Internal | Shoulder | B11 | 25 | 700 | 0 | 76.04 | 70.97 | 0.01 | 0
2015 | MISO_W_2_MAPP_CA | MISO_W | MAPP_CA | Internal | Shoulder | B12 | 200 | 700 | 0 | 63.25 | 63.24 | 0.01 | 0
2015 | MISO_W_2_MAPP_CA | MISO_W | MAPP_CA | Internal | Shoulder | B13 | 600 | 700 | 0 | 58.36 | 58.35 | 0.01 | 0
2015 | MISO_W_2_MAPP_CA | MISO_W | MAPP_CA | Internal | Shoulder | B14 | 900 | 700 | 0 | 55.77 | 55.76 | 0.01 | 0
2015 | MISO_W_2_MAPP_CA | MISO_W | MAPP_CA | Internal | Shoulder | B15 | 1203 | 700 | 700 | 54.38 | 55.76 | 0.01 | 1.37
2015 | MISO_W_2_MAPP_CA | MISO_W | MAPP_CA | Internal | Summer | B1 | 10 | 700 | 0 | 91.45 | 84.98 | 0.01 | 0
2015 | MISO_W_2_MAPP_CA | MISO_W | MAPP_CA | Internal | Summer | B2 | 25 | 700 | 0 | 88.73 | 82.25 | 0.01 | 0
2015 | MISO_W_2_MAPP_CA | MISO_W | MAPP_CA | Internal | Summer | B3 | 75 | 700 | 0 | 88.62 | 82.14 | 0.01 | 0
2015 | MISO_W_2_MAPP_CA | MISO_W | MAPP_CA | Internal | Summer | B4 | 100 | 700 | 0 | 83.53 | 77.05 | 0.01 | 0
2015 | MISO_W_2_MAPP_CA | MISO_W | MAPP_CA | Internal | Summer | B5 | 200 | 700 | 0 | 74.18 | 70.97 | 0.01 | 0
2015 | MISO_W_2_MAPP_CA | MISO_W | MAPP_CA | Internal | Summer | B6 | 300 | 700 | 0 | 64.88 | 64.87 | 0.01 | 0
2015 | MISO_W_2_MAPP_CA | MISO_W | MAPP_CA | Internal | Summer | B7 | 400 | 700 | 0 | 55.59 | 55.58 | 0.01 | 0
2015 | MISO_W_2_MAPP_CA | MISO_W | MAPP_CA | Internal | Summer | B8 | 500 | 700 | 0 | 53.81 | 53.8 | 0.01 | 0
2015 | MISO_W_2_MAPP_CA | MISO_W | MAPP_CA | Internal | Summer | B9 | 800 | 700 | 0 | 52.92 | 52.91 | 0.01 | 0
2015 | MISO_W_2_MAPP_CA | MISO_W | MAPP_CA | Internal | Summer | B10 | 1262 | 700 | 700 | 51.61 | 52.91 | 0.01 | 1.28
2015 | MISO_W_2_MAPP_CA | MISO_W | MAPP_CA | Internal | Winter | B16 | 25 | 700 | 0 | 75.35 | 75.34 | 0.01 | 0
2015 | MISO_W_2_MAPP_CA | MISO_W | MAPP_CA | Internal | Winter | B17 | 100 | 700 | 0 | 67.61 | 67.6 | 0.01 | 0
2015 | MISO_W_2_MAPP_CA | MISO_W | MAPP_CA | Internal | Winter | B18 | 400 | 700 | 0 | 59.45 | 59.44 | 0.01 | 0
2015 | MISO_W_2_MAPP_CA | MISO_W | MAPP_CA | Internal | Winter | B19 | 700 | 700 | 0 | 57.36 | 57.34 | 0.01 | 0
2015 | MISO_W_2_MAPP_CA | MISO_W | MAPP_CA | Internal | Winter | B20 | 935 | 700 | 1676.24 | 52.7 | 54.62 | 0.01 | 1.9
2015 | MISO_W_2_MISO_MO-IL | MISO_W | MISO_MO-IL | Internal | Shoulder | B11 | 25 | 3800 | 0 | 76.04 | 76.04 | 0.01 | 0
2015 | MISO_W_2_MISO_MO-IL | MISO_W | MISO_MO-IL | Internal | Shoulder | B12 | 200 | 3800 | 2077.52 | 63.25 | 63.26 | 0.01 | 0
2015 | MISO_W_2_MISO_MO-IL | MISO_W | MISO_MO-IL | Internal | Shoulder | B13 | 600 | 3800 | 1888.12 | 58.36 | 58.37 | 0.01 | 0
2015 | MISO_W_2_MISO_MO-IL | MISO_W | MISO_MO-IL | Internal | Shoulder | B14 | 900 | 3800 | 1523.2 | 55.77 | 55.78 | 0.01 | 0
2015 | MISO_W_2_MISO_MO-IL | MISO_W | MISO_MO-IL | Internal | Shoulder | B15 | 1203 | 3800 | 0 | 54.38 | 54.37 | 0.01 | 0
2015 | MISO_W_2_MISO_MO-IL | MISO_W | MISO_MO-IL | Internal | Summer | B1 | 10 | 3800 | 1607.55 | 91.45 | 91.47 | 0.01 | 0
2015 | MISO_W_2_MISO_MO-IL | MISO_W | MISO_MO-IL | Internal | Summer | B2 | 25 | 3800 | 1674.15 | 88.73 | 88.74 | 0.01 | 0
2015 | MISO_W_2_MISO_MO-IL | MISO_W | MISO_MO-IL | Internal | Summer | B3 | 75 | 3800 | 239.21 | 88.62 | 88.63 | 0.01 | 0
2015 | MISO_W_2_MISO_MO-IL | MISO_W | MISO_MO-IL | Internal | Summer | B4 | 100 | 3800 | 460.23 | 83.53 | 83.54 | 0.01 | 0
2015 | MISO_W_2_MISO_MO-IL | MISO_W | MISO_MO-IL | Internal | Summer | B5 | 200 | 3800 | 188.05 | 74.18 | 74.19 | 0.01 | 0
2015 | MISO_W_2_MISO_MO-IL | MISO_W | MISO_MO-IL | Internal | Summer | B6 | 300 | 3800 | 109.54 | 64.88 | 64.89 | 0.01 | 0
2015 | MISO_W_2_MISO_MO-IL | MISO_W | MISO_MO-IL | Internal | Summer | B7 | 400 | 3800 | 1713.17 | 55.59 | 55.6 | 0.01 | 0
2015 | MISO_W_2_MISO_MO-IL | MISO_W | MISO_MO-IL | Internal | Summer | B8 | 500 | 3800 | 1550.36 | 53.81 | 53.82 | 0.01 | 0
2015 | MISO_W_2_MISO_MO-IL | MISO_W | MISO_MO-IL | Internal | Summer | B9 | 800 | 3800 | 1536.59 | 52.92 | 52.93 | 0.01 | 0
2015 | MISO_W_2_MISO_MO-IL | MISO_W | MISO_MO-IL | Internal | Summer | B10 | 1262 | 3800 | 842.12 | 51.61 | 51.63 | 0.01 | 0
2015 | MISO_W_2_MISO_MO-IL | MISO_W | MISO_MO-IL | Internal | Winter | B16 | 25 | 3800 | 2305.67 | 75.35 | 75.36 | 0.01 | 0
2015 | MISO_W_2_MISO_MO-IL | MISO_W | MISO_MO-IL | Internal | Winter | B17 | 100 | 3800 | 806.15 | 67.61 | 67.63 | 0.01 | 0
2015 | MISO_W_2_MISO_MO-IL | MISO_W | MISO_MO-IL | Internal | Winter | B18 | 400 | 3800 | 1254.86 | 59.45 | 59.47 | 0.01 | 0
2015 | MISO_W_2_MISO_MO-IL | MISO_W | MISO_MO-IL | Internal | Winter | B19 | 700 | 3800 | 420.87 | 57.36 | 57.37 | 0.01 | 0
2015 | MISO_W_2_MISO_MO-IL | MISO_W | MISO_MO-IL | Internal | Winter | B20 | 935 | 3800 | 276.84 | 52.7 | 52.72 | 0.01 | 0
2015 | MISO_W_2_MISO_WUMS | MISO_W | MISO_WUMS | Internal | Shoulder | B11 | 25 | 1629 | 0 | 76.04 | 75.37 | 0.01 | 0
2015 | MISO_W_2_MISO_WUMS | MISO_W | MISO_WUMS | Internal | Shoulder | B12 | 200 | 1629 | 0 | 63.25 | 62.62 | 0.01 | 0
2015 | MISO_W_2_MISO_WUMS | MISO_W | MISO_WUMS | Internal | Shoulder | B13 | 600 | 1629 | 0 | 58.36 | 57.72 | 0.01 | 0
2015 | MISO_W_2_MISO_WUMS | MISO_W | MISO_WUMS | Internal | Shoulder | B14 | 900 | 1629 | 0 | 55.77 | 55.45 | 0.01 | 0
2015 | MISO_W_2_MISO_WUMS | MISO_W | MISO_WUMS | Internal | Shoulder | B15 | 1203 | 1629 | 0 | 54.38 | 53.7 | 0.01 | 0
2015 | MISO_W_2_MISO_WUMS | MISO_W | MISO_WUMS | Internal | Summer | B1 | 10 | 1629 | 0 | 91.45 | 91.44 | 0.01 | 0
2015 | MISO_W_2_MISO_WUMS | MISO_W | MISO_WUMS | Internal | Summer | B2 | 25 | 1629 | 0 | 88.73 | 88.26 | 0.01 | 0
2015 | MISO_W_2_MISO_WUMS | MISO_W | MISO_WUMS | Internal | Summer | B3 | 75 | 1629 | 0 | 88.62 | 87.96 | 0.01 | 0
2015 | MISO_W_2_MISO_WUMS | MISO_W | MISO_WUMS | Internal | Summer | B4 | 100 | 1629 | 0 | 83.53 | 82.87 | 0.01 | 0
2015 | MISO_W_2_MISO_WUMS | MISO_W | MISO_WUMS | Internal | Summer | B5 | 200 | 1629 | 0 | 74.18 | 73.52 | 0.01 | 0
2015 | MISO_W_2_MISO_WUMS | MISO_W | MISO_WUMS | Internal | Summer | B6 | 300 | 1629 | 0 | 64.88 | 64.24 | 0.01 | 0
2015 | MISO_W_2_MISO_WUMS | MISO_W | MISO_WUMS | Internal | Summer | B7 | 400 | 1629 | 0 | 55.59 | 55.27 | 0.01 | 0
2015 | MISO_W_2_MISO_WUMS | MISO_W | MISO_WUMS | Internal | Summer | B8 | 500 | 1629 | 0 | 53.81 | 53.49 | 0.01 | 0
2015 | MISO_W_2_MISO_WUMS | MISO_W | MISO_WUMS | Internal | Summer | B9 | 800 | 1629 | 0 | 52.92 | 52.91 | 0.01 | 0
2015 | MISO_W_2_MISO_WUMS | MISO_W | MISO_WUMS | Internal | Summer | B10 | 1262 | 1629 | 190.35 | 51.61 | 51.63 | 0.01 | 0
2015 | MISO_W_2_MISO_WUMS | MISO_W | MISO_WUMS | Internal | Winter | B16 | 25 | 1629 | 96.35 | 75.35 | 75.36 | 0.01 | 0
2015 | MISO_W_2_MISO_WUMS | MISO_W | MISO_WUMS | Internal | Winter | B17 | 100 | 1629 | 1761.34 | 67.61 | 67.64 | 0.01 | 0.01
2015 | MISO_W_2_MISO_WUMS | MISO_W | MISO_WUMS | Internal | Winter | B18 | 400 | 1629 | 0 | 59.45 | 59.44 | 0.01 | 0
2015 | MISO_W_2_MISO_WUMS | MISO_W | MISO_WUMS | Internal | Winter | B19 | 700 | 1629 | 0 | 57.36 | 57.03 | 0.01 | 0
2015 | MISO_W_2_MISO_WUMS | MISO_W | MISO_WUMS | Internal | Winter | B20 | 935 | 1629 | 0 | 52.7 | 52.69 | 0.01 | 0
2015 | MISO_W_2_NE | MISO_W | NE | Internal | Shoulder | B11 | 25 | 2800 | 0 | 76.04 | 81.86 | 7 | 0
2015 | MISO_W_2_NE | MISO_W | NE | Internal | Shoulder | B12 | 200 | 2800 | 0 | 63.25 | 60.02 | 7 | 0
2015 | MISO_W_2_NE | MISO_W | NE | Internal | Shoulder | B13 | 600 | 2800 | 0 | 58.36 | 58.29 | 7 | 0
2015 | MISO_W_2_NE | MISO_W | NE | Internal | Shoulder | B14 | 900 | 2800 | 0 | 55.77 | 57.37 | 7 | 0
2015 | MISO_W_2_NE | MISO_W | NE | Internal | Shoulder | B15 | 1203 | 2800 | 0 | 54.38 | 57.37 | 7 | 0
2015 | MISO_W_2_NE | MISO_W | NE | Internal | Summer | B1 | 10 | 2800 | 0 | 91.45 | 91.45 | 7 | 0
2015 | MISO_W_2_NE | MISO_W | NE | Internal | Summer | B2 | 25 | 2800 | 0 | 88.73 | 91.41 | 7 | 0
2015 | MISO_W_2_NE | MISO_W | NE | Internal | Summer | B3 | 75 | 2800 | 0 | 88.62 | 91.38 | 7 | 0
2015 | MISO_W_2_NE | MISO_W | NE | Internal | Summer | B4 | 100 | 2800 | 0 | 83.53 | 85.92 | 7 | 0
2015 | MISO_W_2_NE | MISO_W | NE | Internal | Summer | B5 | 200 | 2800 | 0 | 74.18 | 81.06 | 7 | 0
2015 | MISO_W_2_NE | MISO_W | NE | Internal | Summer | B6 | 300 | 2800 | 0 | 64.88 | 70.69 | 7 | 0
2015 | MISO_W_2_NE | MISO_W | NE | Internal | Summer | B7 | 400 | 2800 | 0 | 55.59 | 61.05 | 7 | 0
2015 | MISO_W_2_NE | MISO_W | NE | Internal | Summer | B8 | 500 | 2800 | 0 | 53.81 | 58.69 | 7 | 0
2015 | MISO_W_2_NE | MISO_W | NE | Internal | Summer | B9 | 800 | 2800 | 0 | 52.92 | 56.1 | 7 | 0
2015 | MISO_W_2_NE | MISO_W | NE | Internal | Summer | B10 | 1262 | 2800 | 0 | 51.61 | 54.27 | 7 | 0
2015 | MISO_W_2_NE | MISO_W | NE | Internal | Winter | B16 | 25 | 2800 | 0 | 75.35 | 70.35 | 7 | 0
2015 | MISO_W_2_NE | MISO_W | NE | Internal | Winter | B17 | 100 | 2800 | 0 | 67.61 | 62.61 | 7 | 0
2015 | MISO_W_2_NE | MISO_W | NE | Internal | Winter | B18 | 400 | 2800 | 0 | 59.45 | 59.85 | 7 | 0
2015 | MISO_W_2_NE | MISO_W | NE | Internal | Winter | B19 | 700 | 2800 | 0 | 57.36 | 59.71 | 7 | 0
2015 | MISO_W_2_NE | MISO_W | NE | Internal | Winter | B20 | 935 | 2800 | 0 | 52.7 | 56.73 | 7 | 0
2015 | MISO_W_2_PJM_ROR | MISO_W | PJM_ROR | Internal | Shoulder | B11 | 25 | 773 | 0 | 76.04 | 74.04 | 2 | 0
2015 | MISO_W_2_PJM_ROR | MISO_W | PJM_ROR | Internal | Shoulder | B12 | 200 | 773 | 0 | 63.25 | 64.62 | 2 | 0
2015 | MISO_W_2_PJM_ROR | MISO_W | PJM_ROR | Internal | Shoulder | B13 | 600 | 773 | 0 | 58.36 | 59.94 | 2 | 0
2015 | MISO_W_2_PJM_ROR | MISO_W | PJM_ROR | Internal | Shoulder | B14 | 900 | 773 | 773 | 55.77 | 57.78 | 2 | 0.01
2015 | MISO_W_2_PJM_ROR | MISO_W | PJM_ROR | Internal | Shoulder | B15 | 1203 | 773 | 0 | 54.38 | 54 | 2 | 0
2015 | MISO_W_2_PJM_ROR | MISO_W | PJM_ROR | Internal | Summer | B1 | 10 | 773 | 773 | 91.45 | 93.47 | 2 | 0.01
2015 | MISO_W_2_PJM_ROR | MISO_W | PJM_ROR | Internal | Summer | B2 | 25 | 773 | 0 | 88.73 | 90.26 | 2 | 0
2015 | MISO_W_2_PJM_ROR | MISO_W | PJM_ROR | Internal | Summer | B3 | 75 | 773 | 0 | 88.62 | 89.51 | 2 | 0
2015 | MISO_W_2_PJM_ROR | MISO_W | PJM_ROR | Internal | Summer | B4 | 100 | 773 | 0 | 83.53 | 84.87 | 2 | 0
2015 | MISO_W_2_PJM_ROR | MISO_W | PJM_ROR | Internal | Summer | B5 | 200 | 773 | 0 | 74.18 | 75.86 | 2 | 0
2015 | MISO_W_2_PJM_ROR | MISO_W | PJM_ROR | Internal | Summer | B6 | 300 | 773 | 0 | 64.88 | 66.57 | 2 | 0
2015 | MISO_W_2_PJM_ROR | MISO_W | PJM_ROR | Internal | Summer | B7 | 400 | 773 | 772.8 | 55.59 | 57.59 | 2 | 0
2015 | MISO_W_2_PJM_ROR | MISO_W | PJM_ROR | Internal | Summer | B8 | 500 | 773 | 0 | 53.81 | 55.49 | 2 | 0
2015 | MISO_W_2_PJM_ROR | MISO_W | PJM_ROR | Internal | Summer | B9 | 800 | 773 | 0 | 52.92 | 53.66 | 2 | 0
2015 | MISO_W_2_PJM_ROR | MISO_W | PJM_ROR | Internal | Summer | B10 | 1262 | 773 | 0 | 51.61 | 52.02 | 2 | 0
2015 | MISO_W_2_PJM_ROR | MISO_W | PJM_ROR | Internal | Winter | B16 | 25 | 773 | 773 | 75.35 | 77.7 | 2 | 0.34
2015 | MISO_W_2_PJM_ROR | MISO_W | PJM_ROR | Internal | Winter | B17 | 100 | 773 | 773 | 67.61 | 70.3 | 2 | 0.68
2015 | MISO_W_2_PJM_ROR | MISO_W | PJM_ROR | Internal | Winter | B18 | 400 | 773 | 773 | 59.45 | 61.47 | 2 | 0.01
2015 | MISO_W_2_PJM_ROR | MISO_W | PJM_ROR | Internal | Winter | B19 | 700 | 773 | 773 | 57.36 | 59.37 | 2 | 0.01
2015 | MISO_W_2_PJM_ROR | MISO_W | PJM_ROR | Internal | Winter | B20 | 935 | 773 | 0 | 52.7 | 54.69 | 2 | 0
2015 | MISO_W_2_SPP_N | MISO_W | SPP_N | Internal | Shoulder | B11 | 25 | 3200 | 875.39 | 76.04 | 83.04 | 7 | 0
2015 | MISO_W_2_SPP_N | MISO_W | SPP_N | Internal | Shoulder | B12 | 200 | 3200 | 0 | 63.25 | 60.03 | 7 | 0
2015 | MISO_W_2_SPP_N | MISO_W | SPP_N | Internal | Shoulder | B13 | 600 | 3200 | 0 | 58.36 | 58.31 | 7 | 0
2015 | MISO_W_2_SPP_N | MISO_W | SPP_N | Internal | Shoulder | B14 | 900 | 3200 | 0 | 55.77 | 57.38 | 7 | 0
2015 | MISO_W_2_SPP_N | MISO_W | SPP_N | Internal | Shoulder | B15 | 1203 | 3200 | 0 | 54.38 | 57.38 | 7 | 0
2015 | MISO_W_2_SPP_N | MISO_W | SPP_N | Internal | Summer | B1 | 10 | 3200 | 0 | 91.45 | 92.6 | 7 | 0
2015 | MISO_W_2_SPP_N | MISO_W | SPP_N | Internal | Summer | B2 | 25 | 3200 | 0 | 88.73 | 92.6 | 7 | 0
2015 | MISO_W_2_SPP_N | MISO_W | SPP_N | Internal | Summer | B3 | 75 | 3200 | 0 | 88.62 | 91.39 | 7 | 0
2015 | MISO_W_2_SPP_N | MISO_W | SPP_N | Internal | Summer | B4 | 100 | 3200 | 0 | 83.53 | 85.93 | 7 | 0
2015 | MISO_W_2_SPP_N | MISO_W | SPP_N | Internal | Summer | B5 | 200 | 3200 | 133.37 | 74.18 | 81.18 | 7 | 0
2015 | MISO_W_2_SPP_N | MISO_W | SPP_N | Internal | Summer | B6 | 300 | 3200 | 940.9 | 64.88 | 71.88 | 7 | 0
2015 | MISO_W_2_SPP_N | MISO_W | SPP_N | Internal | Summer | B7 | 400 | 3200 | 0 | 55.59 | 62.24 | 7 | 0
2015 | MISO_W_2_SPP_N | MISO_W | SPP_N | Internal | Summer | B8 | 500 | 3200 | 0 | 53.81 | 58.7 | 7 | 0
2015 | MISO_W_2_SPP_N | MISO_W | SPP_N | Internal | Summer | B9 | 800 | 3200 | 0 | 52.92 | 56.11 | 7 | 0
2015 | MISO_W_2_SPP_N | MISO_W | SPP_N | Internal | Summer | B10 | 1262 | 3200 | 0 | 51.61 | 54.36 | 7 | 0
2015 | MISO_W_2_SPP_N | MISO_W | SPP_N | Internal | Winter | B16 | 25 | 3200 | 0 | 75.35 | 70.36 | 7 | 0
2015 | MISO_W_2_SPP_N | MISO_W | SPP_N | Internal | Winter | B17 | 100 | 3200 | 0 | 67.61 | 62.63 | 7 | 0
2015 | MISO_W_2_SPP_N | MISO_W | SPP_N | Internal | Winter | B18 | 400 | 3200 | 0 | 59.45 | 59.86 | 7 | 0
2015 | MISO_W_2_SPP_N | MISO_W | SPP_N | Internal | Winter | B19 | 700 | 3200 | 0 | 57.36 | 59.72 | 7 | 0
2015 | MISO_W_2_SPP_N | MISO_W | SPP_N | Internal | Winter | B20 | 935 | 3200 | 0 | 52.7 | 57.92 | 7 | 0
2015 | MISO_WUMS_2_MISO_MI | MISO_WUMS | MISO_MI | Internal | Shoulder | B11 | 25 | 99 | 5912.03 | 75.37 | 75.7 | 0.01 | 0.32
2015 | MISO_WUMS_2_MISO_MI | MISO_WUMS | MISO_MI | Internal | Shoulder | B12 | 200 | 99 | 4494.06 | 62.62 | 62.95 | 0.01 | 0.32
2015 | MISO_WUMS_2_MISO_MI | MISO_WUMS | MISO_MI | Internal | Shoulder | B13 | 600 | 99 | 3310.87 | 57.72 | 58.06 | 0.01 | 0.32
2015 | MISO_WUMS_2_MISO_MI | MISO_WUMS | MISO_MI | Internal | Shoulder | B14 | 900 | 99 | 3542.35 | 55.45 | 55.78 | 0.01 | 0.32
2015 | MISO_WUMS_2_MISO_MI | MISO_WUMS | MISO_MI | Internal | Shoulder | B15 | 1203 | 99 | 3428.28 | 53.7 | 54.03 | 0.01 | 0.32
2015 | MISO_WUMS_2_MISO_MI | MISO_WUMS | MISO_MI | Internal | Summer | B1 | 10 | 99 | 3860.01 | 91.44 | 91.77 | 0.01 | 0.32
2015 | MISO_WUMS_2_MISO_MI | MISO_WUMS | MISO_MI | Internal | Summer | B2 | 25 | 99 | 3882.62 | 88.26 | 88.59 | 0.01 | 0.32
2015 | MISO_WUMS_2_MISO_MI | MISO_WUMS | MISO_MI | Internal | Summer | B3 | 75 | 99 | 4955.24 | 87.96 | 88.29 | 0.01 | 0.32
2015 | MISO_WUMS_2_MISO_MI | MISO_WUMS | MISO_MI | Internal | Summer | B4 | 100 | 99 | 5569.2 | 82.87 | 83.2 | 0.01 | 0.32
2015 | MISO_WUMS_2_MISO_MI | MISO_WUMS | MISO_MI | Internal | Summer | B5 | 200 | 99 | 4544.97 | 73.52 | 73.86 | 0.01 | 0.32
2015 | MISO_WUMS_2_MISO_MI | MISO_WUMS | MISO_MI | Internal | Summer | B6 | 300 | 99 | 4923.61 | 64.24 | 64.57 | 0.01 | 0.32
2015 | MISO_WUMS_2_MISO_MI | MISO_WUMS | MISO_MI | Internal | Summer | B7 | 400 | 99 | 2999.4 | 55.27 | 55.6 | 0.01 | 0.32
2015 | MISO_WUMS_2_MISO_MI | MISO_WUMS | MISO_MI | Internal | Summer | B8 | 500 | 99 | 3279.47 | 53.49 | 53.82 | 0.01 | 0.32
2015 | MISO_WUMS_2_MISO_MI | MISO_WUMS | MISO_MI | Internal | Summer | B9 | 800 | 99 | 3603.52 | 52.91 | 53.24 | 0.01 | 0.32
2015 | MISO_WUMS_2_MISO_MI | MISO_WUMS | MISO_MI | Internal | Summer | B10 | 1262 | 99 | 4366.41 | 51.63 | 51.96 | 0.01 | 0.32
2015 | MISO_WUMS_2_MISO_MI | MISO_WUMS | MISO_MI | Internal | Winter | B16 | 25 | 99 | 3715.42 | 75.36 | 75.7 | 0.01 | 0.32
2015 | MISO_WUMS_2_MISO_MI | MISO_WUMS | MISO_MI | Internal | Winter | B17 | 100 | 99 | 5628.18 | 67.64 | 67.97 | 0.01 | 0.32
2015 | MISO_WUMS_2_MISO_MI | MISO_WUMS | MISO_MI | Internal | Winter | B18 | 400 | 99 | 1579.82 | 59.44 | 59.78 | 0.01 | 0.32
2015 | MISO_WUMS_2_MISO_MI | MISO_WUMS | MISO_MI | Internal | Winter | B19 | 700 | 99 | 1354.69 | 57.03 | 57.37 | 0.01 | 0.32
2015 | MISO_WUMS_2_MISO_MI | MISO_WUMS | MISO_MI | Internal | Winter | B20 | 935 | 99 | 1258.11 | 52.69 | 53.03 | 0.01 | 0.32
2015 | MISO_WUMS_2_MISO_W | MISO_WUMS | MISO_W | Internal | Shoulder | B11 | 25 | 1137 | 1137 | 75.37 | 76.04 | 0.01 | 0.66
2015 | MISO_WUMS_2_MISO_W | MISO_WUMS | MISO_W | Internal | Shoulder | B12 | 200 | 1137 | 1137 | 62.62 | 63.25 | 0.01 | 0.62
2015 | MISO_WUMS_2_MISO_W | MISO_WUMS | MISO_W | Internal | Shoulder | B13 | 600 | 1137 | 1137 | 57.72 | 58.36 | 0.01 | 0.62
2015 | MISO_WUMS_2_MISO_W | MISO_WUMS | MISO_W | Internal | Shoulder | B14 | 900 | 1137 | 1137 | 55.45 | 55.77 | 0.01 | 0.31
2015 | MISO_WUMS_2_MISO_W | MISO_WUMS | MISO_W | Internal | Shoulder | B15 | 1203 | 1137 | 1137 | 53.7 | 54.38 | 0.01 | 0.67
2015 | MISO_WUMS_2_MISO_W | MISO_WUMS | MISO_W | Internal | Summer | B1 | 10 | 1137 | 74.75 | 91.44 | 91.45 | 0.01 | 0
2015 | MISO_WUMS_2_MISO_W | MISO_WUMS | MISO_W | Internal | Summer | B2 | 25 | 1137 | 1137 | 88.26 | 88.73 | 0.01 | 0.46
2015 | MISO_WUMS_2_MISO_W | MISO_WUMS | MISO_W | Internal | Summer | B3 | 75 | 1137 | 1137 | 87.96 | 88.62 | 0.01 | 0.65
2015 | MISO_WUMS_2_MISO_W | MISO_WUMS | MISO_W | Internal | Summer | B4 | 100 | 1137 | 1137 | 82.87 | 83.53 | 0.01 | 0.65
2015 | MISO_WUMS_2_MISO_W | MISO_WUMS | MISO_W | Internal | Summer | B5 | 200 | 1137 | 1137 | 73.52 | 74.18 | 0.01 | 0.65
2015 | MISO_WUMS_2_MISO_W | MISO_WUMS | MISO_W | Internal | Summer | B6 | 300 | 1137 | 1137 | 64.24 | 64.88 | 0.01 | 0.62
2015 | MISO_WUMS_2_MISO_W | MISO_WUMS | MISO_W | Internal | Summer | B7 | 400 | 1137 | 1137 | 55.27 | 55.59 | 0.01 | 0.31
2015 | MISO_WUMS_2_MISO_W | MISO_WUMS | MISO_W | Internal | Summer | B8 | 500 | 1137 | 1137 | 53.49 | 53.81 | 0.01 | 0.31
2015 | MISO_WUMS_2_MISO_W | MISO_WUMS | MISO_W | Internal | Summer | B9 | 800 | 1137 | 1102.26 | 52.91 | 52.92 | 0.01 | 0
2015 | MISO_WUMS_2_MISO_W | MISO_WUMS | MISO_W | Internal | Summer | B10 | 1262 | 1137 | 0 | 51.63 | 51.61 | 0.01 | 0
2015 | MISO_WUMS_2_MISO_W | MISO_WUMS | MISO_W | Internal | Winter | B16 | 25 | 1137 | 0 | 75.36 | 75.35 | 0.01 | 0
2015 | MISO_WUMS_2_MISO_W | MISO_WUMS | MISO_W | Internal | Winter | B17 | 100 | 1137 | 0 | 67.64 | 67.61 | 0.01 | 0
2015 | MISO_WUMS_2_MISO_W | MISO_WUMS | MISO_W | Internal | Winter | B18 | 400 | 1137 | 639.15 | 59.44 | 59.45 | 0.01 | 0
2015 | MISO_WUMS_2_MISO_W | MISO_WUMS | MISO_W | Internal | Winter | B19 | 700 | 1137 | 1137 | 57.03 | 57.36 | 0.01 | 0.31
2015 | MISO_WUMS_2_MISO_W | MISO_WUMS | MISO_W | Internal | Winter | B20 | 935 | 1137 | 314.64 | 52.69 | 52.7 | 0.01 | 0
2015 | MISO_WUMS_2_PJM_ROR | MISO_WUMS | PJM_ROR | Internal | Shoulder | B11 | 25 | 1600 | 0 | 75.37 | 74.04 | 2 | 0
2015 | MISO_WUMS_2_PJM_ROR | MISO_WUMS | PJM_ROR | Internal | Shoulder | B12 | 200 | 1600 | 1321.67 | 62.62 | 64.62 | 2 | 0
2015 | MISO_WUMS_2_PJM_ROR | MISO_WUMS | PJM_ROR | Internal | Shoulder | B13 | 600 | 1600 | 1600 | 57.72 | 59.94 | 2 | 0.22
2015 | MISO_WUMS_2_PJM_ROR | MISO_WUMS | PJM_ROR | Internal | Shoulder | B14 | 900 | 1600 | 1600 | 55.45 | 57.78 | 2 | 0.33
2015 | MISO_WUMS_2_PJM_ROR | MISO_WUMS | PJM_ROR | Internal | Shoulder | B15 | 1203 | 1600 | 0 | 53.7 | 54 | 2 | 0
2015 | MISO_WUMS_2_PJM_ROR | MISO_WUMS | PJM_ROR | Internal | Summer | B1 | 10 | 1600 | 1600 | 91.44 | 93.47 | 2 | 0.02
2015 | MISO_WUMS_2_PJM_ROR | MISO_WUMS | PJM_ROR | Internal | Summer | B2 | 25 | 1600 | 553.99 | 88.26 | 90.26 | 2 | 0
2015 | MISO_WUMS_2_PJM_ROR | MISO_WUMS | PJM_ROR | Internal | Summer | B3 | 75 | 1600 | 0 | 87.96 | 89.51 | 2 | 0
2015 | MISO_WUMS_2_PJM_ROR | MISO_WUMS | PJM_ROR | Internal | Summer | B4 | 100 | 1600 | 65.63 | 82.87 | 84.87 | 2 | 0
2015 | MISO_WUMS_2_PJM_ROR | MISO_WUMS | PJM_ROR | Internal | Summer | B5 | 200 | 1600 | 1600 | 73.52 | 75.86 | 2 | 0.33
2015 | MISO_WUMS_2_PJM_ROR | MISO_WUMS | PJM_ROR | Internal | Summer | B6 | 300 | 1600 | 1600 | 64.24 | 66.57 | 2 | 0.33
2015 | MISO_WUMS_2_PJM_ROR | MISO_WUMS | PJM_ROR | Internal | Summer | B7 | 400 | 1600 | 1600 | 55.27 | 57.59 | 2 | 0.32
2015 | MISO_WUMS_2_PJM_ROR | MISO_WUMS | PJM_ROR | Internal | Summer | B8 | 500 | 1600 | 861.68 | 53.49 | 55.49 | 2 | 0
2015 | MISO_WUMS_2_PJM_ROR | MISO_WUMS | PJM_ROR | Internal | Summer | B9 | 800 | 1600 | 0 | 52.91 | 53.66 | 2 | 0
2015 | MISO_WUMS_2_PJM_ROR | MISO_WUMS | PJM_ROR | Internal | Summer | B10 | 1262 | 1600 | 0 | 51.63 | 52.02 | 2 | 0
2015 | MISO_WUMS_2_PJM_ROR | MISO_WUMS | PJM_ROR | Internal | Winter | B16 | 25 | 1600 | 1600 | 75.36 | 77.7 | 2 | 0.33
2015 | MISO_WUMS_2_PJM_ROR | MISO_WUMS | PJM_ROR | Internal | Winter | B17 | 100 | 1600 | 1600 | 67.64 | 70.3 | 2 | 0.66
2015 | MISO_WUMS_2_PJM_ROR | MISO_WUMS | PJM_ROR | Internal | Winter | B18 | 400 | 1600 | 1600 | 59.44 | 61.47 | 2 | 0.02
2015 | MISO_WUMS_2_PJM_ROR | MISO_WUMS | PJM_ROR | Internal | Winter | B19 | 700 | 1600 | 1600 | 57.03 | 59.37 | 2 | 0.33
2015 | MISO_WUMS_2_PJM_ROR | MISO_WUMS | PJM_ROR | Internal | Winter | B20 | 935 | 1600 | 764.79 | 52.69 | 54.69 | 2 | 0
2015 | NE_2_MISO_W | NE | MISO_W | Internal | Shoulder | B11 | 25 | 1600 | 0 | 81.86 | 76.04 | 5 | 0
2015 | NE_2_MISO_W | NE | MISO_W | Internal | Shoulder | B12 | 200 | 1600 | 0 | 60.02 | 63.25 | 5 | 0
2015 | NE_2_MISO_W | NE | MISO_W | Internal | Shoulder | B13 | 600 | 1600 | 0 | 58.29 | 58.36 | 5 | 0
2015 | NE_2_MISO_W | NE | MISO_W | Internal | Shoulder | B14 | 900 | 1600 | 0 | 57.37 | 55.77 | 5 | 0
2015 | NE_2_MISO_W | NE | MISO_W | Internal | Shoulder | B15 | 1203 | 1600 | 0 | 57.37 | 54.38 | 5 | 0
2015 | NE_2_MISO_W | NE | MISO_W | Internal | Summer | B1 | 10 | 1600 | 0 | 91.45 | 91.45 | 5 | 0
2015 | NE_2_MISO_W | NE | MISO_W | Internal | Summer | B2 | 25 | 1600 | 0 | 91.41 | 88.73 | 5 | 0
2015 | NE_2_MISO_W | NE | MISO_W | Internal | Summer | B3 | 75 | 1600 | 0 | 91.38 | 88.62 | 5 | 0
2015 | NE_2_MISO_W | NE | MISO_W | Internal | Summer | B4 | 100 | 1600 | 0 | 85.92 | 83.53 | 5 | 0
2015 | NE_2_MISO_W | NE | MISO_W | Internal | Summer | B5 | 200 | 1600 | 0 | 81.06 | 74.18 | 5 | 0
2015 | NE_2_MISO_W | NE | MISO_W | Internal | Summer | B6 | 300 | 1600 | 0 | 70.69 | 64.88 | 5 | 0
2015 | NE_2_MISO_W | NE | MISO_W | Internal | Summer | B7 | 400 | 1600 | 0 | 61.05 | 55.59 | 5 | 0
2015 | NE_2_MISO_W | NE | MISO_W | Internal | Summer | B8 | 500 | 1600 | 0 | 58.69 | 53.81 | 5 | 0
2015 | NE_2_MISO_W | NE | MISO_W | Internal | Summer | B9 | 800 | 1600 | 0 | 56.1 | 52.92 | 5 | 0
2015 | NE_2_MISO_W | NE | MISO_W | Internal | Summer | B10 | 1262 | 1600 | 0 | 54.27 | 51.61 | 5 | 0
2015 | NE_2_MISO_W | NE | MISO_W | Internal | Winter | B16 | 25 | 1600 | 380.06 | 70.35 | 75.35 | 5 | 0
2015 | NE_2_MISO_W | NE | MISO_W | Internal | Winter | B17 | 100 | 1600 | 841.31 | 62.61 | 67.61 | 5 | 0
2015 | NE_2_MISO_W | NE | MISO_W | Internal | Winter | B18 | 400 | 1600 | 0 | 59.85 | 59.45 | 5 | 0
2015 | NE_2_MISO_W | NE | MISO_W | Internal | Winter | B19 | 700 | 1600 | 0 | 59.71 | 57.36 | 5 | 0
2015 | NE_2_MISO_W | NE | MISO_W | Internal | Winter | B20 | 935 | 1600 | 0 | 56.73 | 52.7 | 5 | 0
2015 | NE_2_SPP_N | NE | SPP_N | Internal | Shoulder | B11 | 25 | 1800 | 1880.07 | 81.86 | 83.04 | 0.01 | 1.17
2015 | NE_2_SPP_N | NE | SPP_N | Internal | Shoulder | B12 | 200 | 1800 | 429.99 | 60.02 | 60.03 | 0.01 | 0
2015 | NE_2_SPP_N | NE | SPP_N | Internal | Shoulder | B13 | 600 | 1800 | 567.26 | 58.29 | 58.31 | 0.01 | 0
2015 | NE_2_SPP_N | NE | SPP_N | Internal | Shoulder | B14 | 900 | 1800 | 725.55 | 57.37 | 57.38 | 0.01 | 0
2015 | NE_2_SPP_N | NE | SPP_N | Internal | Shoulder | B15 | 1203 | 1800 | 1205.15 | 57.37 | 57.38 | 0.01 | 0
2015 | NE_2_SPP_N | NE | SPP_N | Internal | Summer | B1 | 10 | 1800 | 1800 | 91.45 | 92.6 | 0.01 | 1.13
2015 | NE_2_SPP_N | NE | SPP_N | Internal | Summer | B2 | 25 | 1800 | 2433.52 | 91.41 | 92.6 | 0.01 | 1.17
2015 | NE_2_SPP_N | NE | SPP_N | Internal | Summer | B3 | 75 | 1800 | 1750.09 | 91.38 | 91.39 | 0.01 | 0
2015 | NE_2_SPP_N | NE | SPP_N | Internal | Summer | B4 | 100 | 1800 | 1257.91 | 85.92 | 85.93 | 0.01 | 0
2015 | NE_2_SPP_N | NE | SPP_N | Internal | Summer | B5 | 200 | 1800 | 1800 | 81.06 | 81.18 | 0.01 | 0.11
2015 | NE_2_SPP_N | NE | SPP_N | Internal | Summer | B6 | 300 | 1800 | 2068.04 | 70.69 | 71.88 | 0.01 | 1.17
2015 | NE_2_SPP_N | NE | SPP_N | Internal | Summer | B7 | 400 | 1800 | 2221.54 | 61.05 | 62.24 | 0.01 | 1.17
2015 | NE_2_SPP_N | NE | SPP_N | Internal | Summer | B8 | 500 | 1800 | 1575.87 | 58.69 | 58.7 | 0.01 | 0
2015 | NE_2_SPP_N | NE | SPP_N | Internal | Summer | B9 | 800 | 1800 | 1485.62 | 56.1 | 56.11 | 0.01 | 0
2015 | NE_2_SPP_N | NE | SPP_N | Internal | Summer | B10 | 1262 | 1800 | 1800 | 54.27 | 54.36 | 0.01 | 0.08
2015 | NE_2_SPP_N | NE | SPP_N | Internal | Winter | B16 | 25 | 1800 | 1188.42 | 70.35 | 70.36 | 0.01 | 0
2015 | NE_2_SPP_N | NE | SPP_N | Internal | Winter | B17 | 100 | 1800 | 737.07 | 62.61 | 62.63 | 0.01 | 0
2015 | NE_2_SPP_N | NE | SPP_N | Internal | Winter | B18 | 400 | 1800 | 1667.66 | 59.85 | 59.86 | 0.01 | 0
2015 | NE_2_SPP_N | NE | SPP_N | Internal | Winter | B19 | 700 | 1800 | 1691.47 | 59.71 | 59.72 | 0.01 | 0
2015 | NE_2_SPP_N | NE | SPP_N | Internal | Winter | B20 | 935 | 1800 | 2054.18 | 56.73 | 57.92 | 0.01 | 1.17
2015 | NEISO_2_NYISO_A-F | NEISO | NYISO_A-F | Internal | Shoulder | B11 | 25 | 600 | 600 | 55.82 | 59.17 | 3 | 0.35
2015 | NEISO_2_NYISO_A-F | NEISO | NYISO_A-F | Internal | Shoulder | B12 | 200 | 600 | 0 | 55.82 | 58.81 | 3 | 0
2015 | NEISO_2_NYISO_A-F | NEISO | NYISO_A-F | Internal | Shoulder | B13 | 600 | 600 | 0 | 55.82 | 56.88 | 3 | 0
2015 | NEISO_2_NYISO_A-F | NEISO | NYISO_A-F | Internal | Shoulder | B14 | 900 | 600 | 0 | 55.82 | 56.88 | 3 | 0
2015 | NEISO_2_NYISO_A-F | NEISO | NYISO_A-F | Internal | Shoulder | B15 | 1203 | 600 | 0 | 55.82 | 56.88 | 3 | 0
2015 | NEISO_2_NYISO_A-F | NEISO | NYISO_A-F | Internal | Summer | B1 | 10 | 600 | 0 | 86.12 | 85.48 | 3 | 0
2015 | NEISO_2_NYISO_A-F | NEISO | NYISO_A-F | Internal | Summer | B2 | 25 | 600 | 0 | 79.3 | 80.21 | 3 | 0
2015 | NEISO_2_NYISO_A-F | NEISO | NYISO_A-F | Internal | Summer | B3 | 75 | 600 | 0 | 73.21 | 76.01 | 3 | 0
2015 | NEISO_2_NYISO_A-F | NEISO | NYISO_A-F | Internal | Summer | B4 | 100 | 600 | 600 | 70.46 | 74.25 | 3 | 0.79
2015 | NEISO_2_NYISO_A-F | NEISO | NYISO_A-F | Internal | Summer | B5 | 200 | 600 | 600 | 59.01 | 62.8 | 3 | 0.79
2015 | NEISO_2_NYISO_A-F | NEISO | NYISO_A-F | Internal | Summer | B6 | 300 | 600 | 1196.9 | 53.13 | 57.45 | 3 | 1.32
2015 | NEISO_2_NYISO_A-F | NEISO | NYISO_A-F | Internal | Summer | B7 | 400 | 600 | 0 | 53.13 | 55.4 | 3 | 0
2015 | NEISO_2_NYISO_A-F | NEISO | NYISO_A-F | Internal | Summer | B8 | 500 | 600 | 0 | 53.13 | 55.22 | 3 | 0
2015 | NEISO_2_NYISO_A-F | NEISO | NYISO_A-F | Internal | Summer | B9 | 800 | 600 | 0 | 53.13 | 55.22 | 3 | 0
2015 | NEISO_2_NYISO_A-F | NEISO | NYISO_A-F | Internal | Summer | B10 | 1262 | 600 | 0 | 53.13 | 55.22 | 3 | 0
2015 | NEISO_2_NYISO_A-F | NEISO | NYISO_A-F | Internal | Winter | B16 | 25 | 600 | 600 | 64.22 | 67.62 | 3 | 0.4
2015 | NEISO_2_NYISO_A-F | NEISO | NYISO_A-F | Internal | Winter | B17 | 100 | 600 | 0 | 64.22 | 64.97 | 3 | 0
2015 | NEISO_2_NYISO_A-F | NEISO | NYISO_A-F | Internal | Winter | B18 | 400 | 600 | 0 | 64.22 | 62.75 | 3 | 0
2015 | NEISO_2_NYISO_A-F | NEISO | NYISO_A-F | Internal | Winter | B19 | 700 | 600 | 0 | 64.22 | 61.59 | 3 | 0
2015 | NEISO_2_NYISO_A-F | NEISO | NYISO_A-F | Internal | Winter | B20 | 935 | 600 | 0 | 64.22 | 61.59 | 3 | 0
2015 | NEISO_2_NYISO_G-I | NEISO | NYISO_G-I | Internal | Shoulder | B11 | 25 | 600 | 600 | 55.82 | 61.24 | 3 | 2.42
2015 | NEISO_2_NYISO_G-I | NEISO | NYISO_G-I | Internal | Shoulder | B12 | 200 | 600 | 320.53 | 55.82 | 58.82 | 3 | 0
2015 | NEISO_2_NYISO_G-I | NEISO | NYISO_G-I | Internal | Shoulder | B13 | 600 | 600 | 0 | 55.82 | 58.13 | 3 | 0
2015 | NEISO_2_NYISO_G-I | NEISO | NYISO_G-I | Internal | Shoulder | B14 | 900 | 600 | 0 | 55.82 | 57.83 | 3 | 0
2015 | NEISO_2_NYISO_G-I | NEISO | NYISO_G-I | Internal | Shoulder | B15 | 1203 | 600 | 0 | 55.82 | 56.89 | 3 | 0
2015 | NEISO_2_NYISO_G-I | NEISO | NYISO_G-I | Internal | Summer | B1 | 10 | 600 | 0 | 86.12 | 87.55 | 3 | 0
2015 | NEISO_2_NYISO_G-I | NEISO | NYISO_G-I | Internal | Summer | B2 | 25 | 600 | 0 | 79.3 | 82.28 | 3 | 0
2015 | NEISO_2_NYISO_G-I | NEISO | NYISO_G-I | Internal | Summer | B3 | 75 | 600 | 600 | 73.21 | 78.08 | 3 | 1.87
2015 | NEISO_2_NYISO_G-I | NEISO | NYISO_G-I | Internal | Summer | B4 | 100 | 600 | 600 | 70.46 | 76.33 | 3 | 2.86
2015 | NEISO_2_NYISO_G-I | NEISO | NYISO_G-I | Internal | Summer | B5 | 200 | 600 | 600 | 59.01 | 64.88 | 3 | 2.86
2015 | NEISO_2_NYISO_G-I | NEISO | NYISO_G-I | Internal | Summer | B6 | 300 | 600 | 600 | 53.13 | 58.6 | 3 | 2.47
2015 | NEISO_2_NYISO_G-I | NEISO | NYISO_G-I | Internal | Summer | B7 | 400 | 600 | 600 | 53.13 | 57.47 | 3 | 1.35
2015 | NEISO_2_NYISO_G-I | NEISO | NYISO_G-I | Internal | Summer | B8 | 500 | 600 | 16.33 | 53.13 | 56.13 | 3 | 0
2015 | NEISO_2_NYISO_G-I | NEISO | NYISO_G-I | Internal | Summer | B9 | 800 | 600 | 0 | 53.13 | 55.25 | 3 | 0
2015 | NEISO_2_NYISO_G-I | NEISO | NYISO_G-I | Internal | Summer | B10 | 1262 | 600 | 0 | 53.13 | 55.24 | 3 | 0
2015 | NEISO_2_NYISO_G-I | NEISO | NYISO_G-I | Internal | Winter | B16 | 25 | 600 | 600 | 64.22 | 69.7 | 3 | 2.48
2015 | NEISO_2_NYISO_G-I | NEISO | NYISO_G-I | Internal | Winter | B17 | 100 | 600 | 0 | 64.22 | 67.04 | 3 | 0
2015 | NEISO_2_NYISO_G-I | NEISO | NYISO_G-I | Internal | Winter | B18 | 400 | 600 | 0 | 64.22 | 64.83 | 3 | 0
2015 | NEISO_2_NYISO_G-I | NEISO | NYISO_G-I | Internal | Winter | B19 | 700 | 600 | 0 | 64.22 | 63.67 | 3 | 0
2015 | NEISO_2_NYISO_G-I | NEISO | NYISO_G-I | Internal | Winter | B20 | 935 | 600 | 0 | 64.22 | 62.51 | 3 | 0
2015 | NEISO_2_NYISO_J-K | NEISO | NYISO_J-K | Internal | Shoulder | B11 | 25 | 430 | 430 | 55.82 | 61.26 | 3 | 2.43
2015 | NEISO_2_NYISO_J-K | NEISO | NYISO_J-K | Internal | Shoulder | B12 | 200 | 430 | 430 | 55.82 | 58.84 | 3 | 0.01
2015 | NEISO_2_NYISO_J-K | NEISO | NYISO_J-K | Internal | Shoulder | B13 | 600 | 430 | 0 | 55.82 | 58.14 | 3 | 0
2015 | NEISO_2_NYISO_J-K | NEISO | NYISO_J-K | Internal | Shoulder | B14 | 900 | 430 | 0 | 55.82 | 57.84 | 3 | 0
2015 | NEISO_2_NYISO_J-K | NEISO | NYISO_J-K | Internal | Shoulder | B15 | 1203 | 430 | 0 | 55.82 | 56.91 | 3 | 0
2015 | NEISO_2_NYISO_J-K | NEISO | NYISO_J-K | Internal | Summer | B1 | 10 | 430 | 0 | 86.12 | 87.57 | 3 | 0
2015 | NEISO_2_NYISO_J-K | NEISO | NYISO_J-K | Internal | Summer | B2 | 25 | 430 | 150.39 | 79.3 | 82.3 | 3 | 0
2015 | NEISO_2_NYISO_J-K | NEISO | NYISO_J-K | Internal | Summer | B3 | 75 | 430 | 430 | 73.21 | 78.09 | 3 | 1.88
2015 | NEISO_2_NYISO_J-K | NEISO | NYISO_J-K | Internal | Summer | B4 | 100 | 430 | 1382.42 | 70.46 | 76.34 | 3 | 2.88
2015 | NEISO_2_NYISO_J-K | NEISO | NYISO_J-K | Internal | Summer | B5 | 200 | 430 | 2203.15 | 59.01 | 64.89 | 3 | 2.88
2015 | NEISO_2_NYISO_J-K | NEISO | NYISO_J-K | Internal | Summer | B6 | 300 | 430 | 430 | 53.13 | 58.61 | 3 | 2.48
2015 | NEISO_2_NYISO_J-K | NEISO | NYISO_J-K | Internal | Summer | B7 | 400 | 430 | 430 | 53.13 | 57.49 | 3 | 1.36
2015 | NEISO_2_NYISO_J-K | NEISO | NYISO_J-K | Internal | Summer | B8 | 500 | 430 | 430 | 53.13 | 56.14 | 3 | 0.01
2015 | NEISO_2_NYISO_J-K | NEISO | NYISO_J-K | Internal | Summer | B9 | 800 | 430 | 0 | 53.13 | 55.26 | 3 | 0
2015 | NEISO_2_NYISO_J-K | NEISO | NYISO_J-K | Internal | Summer | B10 | 1262 | 430 | 0 | 53.13 | 55.25 | 3 | 0
2015 | NEISO_2_NYISO_J-K | NEISO | NYISO_J-K | Internal | Winter | B16 | 25 | 430 | 430 | 64.22 | 69.71 | 3 | 2.49
2015 | NEISO_2_NYISO_J-K | NEISO | NYISO_J-K | Internal | Winter | B17 | 100 | 430 | 0 | 64.22 | 67.07 | 3 | 0
2015 | NEISO_2_NYISO_J-K | NEISO | NYISO_J-K | Internal | Winter | B18 | 400 | 430 | 0 | 64.22 | 64.85 | 3 | 0
2015 | NEISO_2_NYISO_J-K | NEISO | NYISO_J-K | Internal | Winter | B19 | 700 | 430 | 0 | 64.22 | 63.69 | 3 | 0
2015 | NEISO_2_NYISO_J-K | NEISO | NYISO_J-K | Internal | Winter | B20 | 935 | 430 | 0 | 64.22 | 62.52 | 3 | 0
2015 | NonRTO_Midwest_2_MISO_IN | NonRTO_Midwest | MISO_IN | Internal | Shoulder | B11 | 25 | 4450 | 0 | 84.03 | 76.03 | 8 | 0
2015 | NonRTO_Midwest_2_MISO_IN | NonRTO_Midwest | MISO_IN | Internal | Shoulder | B12 | 200 | 4450 | 0 | 71.28 | 63.28 | 8 | 0
2015 | NonRTO_Midwest_2_MISO_IN | NonRTO_Midwest | MISO_IN | Internal | Shoulder | B13 | 600 | 4450 | 0 | 57.46 | 58.38 | 8 | 0
2015 | NonRTO_Midwest_2_MISO_IN | NonRTO_Midwest | MISO_IN | Internal | Shoulder | B14 | 900 | 4450 | 0 | 56.65 | 55.79 | 8 | 0
2015 | NonRTO_Midwest_2_MISO_IN | NonRTO_Midwest | MISO_IN | Internal | Shoulder | B15 | 1203 | 4450 | 0 | 54.58 | 54.36 | 8 | 0
2015 | NonRTO_Midwest_2_MISO_IN | NonRTO_Midwest | MISO_IN | Internal | Summer | B1 | 10 | 4450 | 0 | 96.27 | 92.1 | 8 | 0
2015 | NonRTO_Midwest_2_MISO_IN | NonRTO_Midwest | MISO_IN | Internal | Summer | B2 | 25 | 4450 | 0 | 96.27 | 88.92 | 8 | 0
2015 | NonRTO_Midwest_2_MISO_IN | NonRTO_Midwest | MISO_IN | Internal | Summer | B3 | 75 | 4450 | 0 | 96.27 | 88.62 | 8 | 0
2015 | NonRTO_Midwest_2_MISO_IN | NonRTO_Midwest | MISO_IN | Internal | Summer | B4 | 100 | 4450 | 0 | 91.53 | 83.53 | 8 | 0
2015 | NonRTO_Midwest_2_MISO_IN | NonRTO_Midwest | MISO_IN | Internal | Summer | B5 | 200 | 4450 | 0 | 82.18 | 74.18 | 8 | 0
2015 | NonRTO_Midwest_2_MISO_IN | NonRTO_Midwest | MISO_IN | Internal | Summer | B6 | 300 | 4450 | 0 | 62.57 | 64.9 | 8 | 0
2015 | NonRTO_Midwest_2_MISO_IN | NonRTO_Midwest | MISO_IN | Internal | Summer | B7 | 400 | 4450 | 0 | 56.65 | 55.61 | 8 | 0
2015 | NonRTO_Midwest_2_MISO_IN | NonRTO_Midwest | MISO_IN | Internal | Summer | B8 | 500 | 4450 | 0 | 56.49 | 53.83 | 8 | 0
2015 | NonRTO_Midwest_2_MISO_IN | NonRTO_Midwest | MISO_IN | Internal | Summer | B9 | 800 | 4450 | 0 | 54.55 | 53.25 | 8 | 0
2015 | NonRTO_Midwest_2_MISO_IN | NonRTO_Midwest | MISO_IN | Internal | Summer | B10 | 1262 | 4450 | 0 | 53.93 | 51.95 | 8 | 0
2015 | NonRTO_Midwest_2_MISO_IN | NonRTO_Midwest | MISO_IN | Internal | Winter | B16 | 25 | 4450 | 0 | 84.02 | 76.02 | 8 | 0
2015 | NonRTO_Midwest_2_MISO_IN | NonRTO_Midwest | MISO_IN | Internal | Winter | B17 | 100 | 4450 | 0 | 76.3 | 68.3 | 8 | 0
2015 | NonRTO_Midwest_2_MISO_IN | NonRTO_Midwest | MISO_IN | Internal | Winter | B18 | 400 | 4450 | 0 | 67.79 | 59.79 | 8 | 0
2015 | NonRTO_Midwest_2_MISO_IN | NonRTO_Midwest | MISO_IN | Internal | Winter | B19 | 700 | 4450 | 0 | 56.65 | 57.38 | 8 | 0
2015 | NonRTO_Midwest_2_MISO_IN | NonRTO_Midwest | MISO_IN | Internal | Winter | B20 | 935 | 4450 | 0 | 55.22 | 53.04 | 8 | 0
2015 | NonRTO_Midwest_2_TVA_Transmission | NonRTO_Midwest | TVA_Transmission | Internal | Shoulder | B11 | 25 | 2400 | 0 | 84.03 | 80.04 | 8 | 0
2015 | NonRTO_Midwest_2_TVA_Transmission | NonRTO_Midwest | TVA_Transmission | Internal | Shoulder | B12 | 200 | 2400 | 0 | 71.28 | 65.76 | 8 | 0
2015 | NonRTO_Midwest_2_TVA_Transmission | NonRTO_Midwest | TVA_Transmission | Internal | Shoulder | B13 | 600 | 2400 | 0 | 57.46 | 63.3 | 8 | 0
2015 | NonRTO_Midwest_2_TVA_Transmission | NonRTO_Midwest | TVA_Transmission | Internal | Shoulder | B14 | 900 | 2400 | 0 | 56.65 | 62.58 | 8 | 0
2015 | NonRTO_Midwest_2_TVA_Transmission | NonRTO_Midwest | TVA_Transmission | Internal | Shoulder | B15 | 1203 | 2400 | 0 | 54.58 | 60 | 8 | 0
2015 | NonRTO_Midwest_2_TVA_Transmission | NonRTO_Midwest | TVA_Transmission | Internal | Summer | B1 | 10 | 2400 | 0 | 96.27 | 99.47 | 8 | 0
2015 | NonRTO_Midwest_2_TVA_Transmission | NonRTO_Midwest | TVA_Transmission | Internal | Summer | B2 | 25 | 2400 | 0 | 96.27 | 96.74 | 8 | 0
2015 | NonRTO_Midwest_2_TVA_Transmission | NonRTO_Midwest | TVA_Transmission | Internal | Summer | B3 | 75 | 2400 | 0 | 96.27 | 95.51 | 8 | 0
2015 | NonRTO_Midwest_2_TVA_Transmission | NonRTO_Midwest | TVA_Transmission | Internal | Summer | B4 | 100 | 2400 | 0 | 91.53 | 90.87 | 8 | 0
2015 | NonRTO_Midwest_2_TVA_Transmission | NonRTO_Midwest | TVA_Transmission | Internal | Summer | B5 | 200 | 2400 | 0 | 82.18 | 81.86 | 8 | 0
2015 | NonRTO_Midwest_2_TVA_Transmission | NonRTO_Midwest | TVA_Transmission | Internal | Summer | B6 | 300 | 2400 | 71.71 | 62.57 | 70.57 | 8 | 0
2015 | NonRTO_Midwest_2_TVA_Transmission | NonRTO_Midwest | TVA_Transmission | Internal | Summer | B7 | 400 | 2400 | 0 | 56.65 | 63.03 | 8 | 0
2015 | NonRTO_Midwest_2_TVA_Transmission | NonRTO_Midwest | TVA_Transmission | Internal | Summer | B8 | 500 | 2400 | 0 | 56.49 | 61.04 | 8 | 0
2015 | NonRTO_Midwest_2_TVA_Transmission | NonRTO_Midwest | TVA_Transmission | Internal | Summer | B9 | 800 | 2400 | 0 | 54.55 | 59.66 | 8 | 0
2015 | NonRTO_Midwest_2_TVA_Transmission | NonRTO_Midwest | TVA_Transmission | Internal | Summer | B10 | 1262 | 2400 | 0 | 53.93 | 57.99 | 8 | 0
2015 | NonRTO_Midwest_2_TVA_Transmission | NonRTO_Midwest | TVA_Transmission | Internal | Winter | B16 | 25 | 2400 | 0 | 84.02 | 83.36 | 8 | 0
2015 | NonRTO_Midwest_2_TVA_Transmission | NonRTO_Midwest | TVA_Transmission | Internal | Winter | B17 | 100 | 2400 | 0 | 76.3 | 69.39 | 8 | 0
2015 | NonRTO_Midwest_2_TVA_Transmission | NonRTO_Midwest | TVA_Transmission | Internal | Winter | B18 | 400 | 2400 | 0 | 67.79 | 65.53 | 8 | 0
2015 | NonRTO_Midwest_2_TVA_Transmission | NonRTO_Midwest | TVA_Transmission | Internal | Winter | B19 | 700 | 2400 | 0 | 56.65 | 64.28 | 8 | 0
2015 | NonRTO_Midwest_2_TVA_Transmission | NonRTO_Midwest | TVA_Transmission | Internal | Winter | B20 | 935 | 2400 | 0 | 55.22 | 60.69 | 8 | 0
2015 | NYISO_A-F_2_IESO | NYISO_A-F | IESO | Internal | Shoulder | B11 | 25 | 1600 | 0 | 59.17 | 43.49 | 7 | 0
2015 | NYISO_A-F_2_IESO | NYISO_A-F | IESO | Internal | Shoulder | B12 | 200 | 1600 | 0 | 58.81 | 43.49 | 7 | 0
2015 | NYISO_A-F_2_IESO | NYISO_A-F | IESO | Internal | Shoulder | B13 | 600 | 1600 | 0 | 56.88 | 43.49 | 7 | 0
2015 | NYISO_A-F_2_IESO | NYISO_A-F | IESO | Internal | Shoulder | B14 | 900 | 1600 | 0 | 56.88 | 43.49 | 7 | 0
2015 | NYISO_A-F_2_IESO | NYISO_A-F | IESO | Internal | Shoulder | B15 | 1203 | 1600 | 0 | 56.88 | 43.49 | 7 | 0
2015 | NYISO_A-F_2_IESO | NYISO_A-F | IESO | Internal | Summer | B1 | 10 | 1600 | 0 | 85.48 | 78.48 | 7 | 0
2015 | NYISO_A-F_2_IESO | NYISO_A-F | IESO | Internal | Summer | B2 | 25 | 1600 | 0 | 80.21 | 73.21 | 7 | 0
2015 | NYISO_A-F_2_IESO | NYISO_A-F | IESO | Internal | Summer | B3 | 75 | 1600 | 0 | 76.01 | 69.01 | 7 | 0
2015 | NYISO_A-F_2_IESO | NYISO_A-F | IESO | Internal | Summer | B4 | 100 | 1600 | 0 | 74.25 | 48.15 | 7 | 0
2015 | NYISO_A-F_2_IESO | NYISO_A-F | IESO | Internal | Summer | B5 | 200 | 1600 | 0 | 62.8 | 42.48 | 7 | 0
2015 | NYISO_A-F_2_IESO | NYISO_A-F | IESO | Internal | Summer | B6 | 300 | 1600 | 0 | 57.45 | 42.48 | 7 | 0
2015 | NYISO_A-F_2_IESO | NYISO_A-F | IESO | Internal | Summer | B7 | 400 | 1600 | 0 | 55.4 | 42.48 | 7 | 0
2015 | NYISO_A-F_2_IESO | NYISO_A-F | IESO | Internal | Summer | B8 | 500 | 1600 | 0 | 55.22 | 42.48 | 7 | 0
2015 | NYISO_A-F_2_IESO | NYISO_A-F | IESO | Internal | Summer | B9 | 800 | 1600 | 0 | 55.22 | 42.48 | 7 | 0
2015 | NYISO_A-F_2_IESO | NYISO_A-F | IESO | Internal | Summer | B10 | 1262 | 1600 | 0 | 55.22 | 42.48 | 7 | 0
2015 | NYISO_A-F_2_IESO | NYISO_A-F | IESO | Internal | Winter | B16 | 25 | 1600 | 0 | 67.62 | 45.52 | 7 | 0
2015 | NYISO_A-F_2_IESO | NYISO_A-F | IESO | Internal | Winter | B17 | 100 | 1600 | 0 | 64.97 | 45.52 | 7 | 0
2015 | NYISO_A-F_2_IESO | NYISO_A-F | IESO | Internal | Winter | B18 | 400 | 1600 | 0 | 62.75 | 45.52 | 7 | 0
2015 | NYISO_A-F_2_IESO | NYISO_A-F | IESO | Internal | Winter | B19 | 700 | 1600 | 0 | 61.59 | 45.52 | 7 | 0
2015 | NYISO_A-F_2_IESO | NYISO_A-F | IESO | Internal | Winter | B20 | 935 | 1600 | 0 | 61.59 | 45.52 | 7 | 0
2015 | NYISO_A-F_2_NEISO | NYISO_A-F | NEISO | Internal | Shoulder | B11 | 25 | 600 | 0 | 59.17 | 55.82 | 3 | 0
2015 | NYISO_A-F_2_NEISO | NYISO_A-F | NEISO | Internal | Shoulder | B12 | 200 | 600 | 0 | 58.81 | 55.82 | 3 | 0
2015 | NYISO_A-F_2_NEISO | NYISO_A-F | NEISO | Internal | Shoulder | B13 | 600 | 600 | 0 | 56.88 | 55.82 | 3 | 0
2015 | NYISO_A-F_2_NEISO | NYISO_A-F | NEISO | Internal | Shoulder | B14 | 900 | 600 | 0 | 56.88 | 55.82 | 3 | 0
2015 | NYISO_A-F_2_NEISO | NYISO_A-F | NEISO | Internal | Shoulder | B15 | 1203 | 600 | 0 | 56.88 | 55.82 | 3 | 0
2015 | NYISO_A-F_2_NEISO | NYISO_A-F | NEISO | Internal | Summer | B1 | 10 | 600 | 0 | 85.48 | 86.12 | 3 | 0
2015 | NYISO_A-F_2_NEISO | NYISO_A-F | NEISO | Internal | Summer | B2 | 25 | 600 | 0 | 80.21 | 79.3 | 3 | 0
2015 | NYISO_A-F_2_NEISO | NYISO_A-F | NEISO | Internal | Summer | B3 | 75 | 600 | 0 | 76.01 | 73.21 | 3 | 0
2015 | NYISO_A-F_2_NEISO | NYISO_A-F | NEISO | Internal | Summer | B4 | 100 | 600 | 0 | 74.25 | 70.46 | 3 | 0
2015 | NYISO_A-F_2_NEISO | NYISO_A-F | NEISO | Internal | Summer | B5 | 200 | 600 | 0 | 62.8 | 59.01 | 3 | 0
2015 | NYISO_A-F_2_NEISO | NYISO_A-F | NEISO | Internal | Summer | B6 | 300 | 600 | 0 | 57.45 | 53.13 | 3 | 0
2015 | NYISO_A-F_2_NEISO | NYISO_A-F | NEISO | Internal | Summer | B7 | 400 | 600 | 0 | 55.4 | 53.13 | 3 | 0
2015 | NYISO_A-F_2_NEISO | NYISO_A-F | NEISO | Internal | Summer | B8 | 500 | 600 | 0 | 55.22 | 53.13 | 3 | 0
2015 | NYISO_A-F_2_NEISO | NYISO_A-F | NEISO | Internal | Summer | B9 | 800 | 600 | 0 | 55.22 | 53.13 | 3 | 0
2015 | NYISO_A-F_2_NEISO | NYISO_A-F | NEISO | Internal | Summer | B10 | 1262 | 600 | 0 | 55.22 | 53.13 | 3 | 0
2015 | NYISO_A-F_2_NEISO | NYISO_A-F | NEISO | Internal | Winter | B16 | 25 | 600 | 0 | 67.62 | 64.22 | 3 | 0
2015 | NYISO_A-F_2_NEISO | NYISO_A-F | NEISO | Internal | Winter | B17 | 100 | 600 | 0 | 64.97 | 64.22 | 3 | 0
2015 | NYISO_A-F_2_NEISO | NYISO_A-F | NEISO | Internal | Winter | B18 | 400 | 600 | 0 | 62.75 | 64.22 | 3 | 0
2015 | NYISO_A-F_2_NEISO | NYISO_A-F | NEISO | Internal | Winter | B19 | 700 | 600 | 0 | 61.59 | 64.22 | 3 | 0
2015 | NYISO_A-F_2_NEISO | NYISO_A-F | NEISO | Internal | Winter | B20 | 935 | 600 | 0 | 61.59 | 64.22 | 3 | 0
2015 | NYISO_A-F_2_NYISO_G-I | NYISO_A-F | NYISO_G-I | Internal | Shoulder | B11 | 25 | 4250 | 4473.52 | 59.17 | 61.24 | 0.01 | 2.06
2015 | NYISO_A-F_2_NYISO_G-I | NYISO_A-F | NYISO_G-I | Internal | Shoulder | B12 | 200 | 4250 | 3874.07 | 58.81 | 58.82 | 0.01 | 0
2015 | NYISO_A-F_2_NYISO_G-I | NYISO_A-F | NYISO_G-I | Internal | Shoulder | B13 | 600 | 4250 | 4250 | 56.88 | 58.13 | 0.01 | 1.24
2015 | NYISO_A-F_2_NYISO_G-I | NYISO_A-F | NYISO_G-I | Internal | Shoulder | B14 | 900 | 4250 | 4250 | 56.88 | 57.83 | 0.01 | 0.94
2015 | NYISO_A-F_2_NYISO_G-I | NYISO_A-F | NYISO_G-I | Internal | Shoulder | B15 | 1203 | 4250 | 2918.68 | 56.88 | 56.89 | 0.01 | 0
2015 | NYISO_A-F_2_NYISO_G-I | NYISO_A-F | NYISO_G-I | Internal | Summer | B1 | 10 | 4250 | 5787.22 | 85.48 | 87.55 | 0.01 | 2.06
2015 | NYISO_A-F_2_NYISO_G-I | NYISO_A-F | NYISO_G-I | Internal | Summer | B2 | 25 | 4250 | 5166.72 | 80.21 | 82.28 | 0.01 | 2.06
2015 | NYISO_A-F_2_NYISO_G-I | NYISO_A-F | NYISO_G-I | Internal | Summer | B3 | 75 | 4250 | 5522.36 | 76.01 | 78.08 | 0.01 | 2.06
2015 | NYISO_A-F_2_NYISO_G-I | NYISO_A-F | NYISO_G-I | Internal | Summer | B4 | 100 | 4250 | 6333.16 | 74.25 | 76.33 | 0.01 | 2.06
2015 | NYISO_A-F_2_NYISO_G-I | NYISO_A-F | NYISO_G-I | Internal | Summer | B5 | 200 | 4250 | 4884.43 | 62.8 | 64.88 | 0.01 | 2.06
2015 | NYISO_A-F_2_NYISO_G-I | NYISO_A-F | NYISO_G-I | Internal | Summer | B6 | 300 | 4250 | 4250 | 57.45 | 58.6 | 0.01 | 1.13
2015 | NYISO_A-F_2_NYISO_G-I | NYISO_A-F | NYISO_G-I | Internal | Summer | B7 | 400 | 4250 | 4338.18 | 55.4 | 57.47 | 0.01 | 2.06
2015 | NYISO_A-F_2_NYISO_G-I | NYISO_A-F | NYISO_G-I | Internal | Summer | B8 | 500 | 4250 | 4250 | 55.22 | 56.13 | 0.01 | 0.89
2015 | NYISO_A-F_2_NYISO_G-I | NYISO_A-F | NYISO_G-I | Internal | Summer | B9 | 800 | 4250 | 4250 | 55.22 | 55.25 | 0.01 | 0.02
2015 | NYISO_A-F_2_NYISO_G-I | NYISO_A-F | NYISO_G-I | Internal | Summer | B10 | 1262 | 4250 | 2698.08 | 55.22 | 55.24 | 0.01 | 0
2015 | NYISO_A-F_2_NYISO_G-I | NYISO_A-F | NYISO_G-I | Internal | Winter | B16 | 25 | 4250 | 5822.11 | 67.62 | 69.7 | 0.01 | 2.06
2015 | NYISO_A-F_2_NYISO_G-I | NYISO_A-F | NYISO_G-I | Internal | Winter | B17 | 100 | 4250 | 6404.4 | 64.97 | 67.04 | 0.01 | 2.06
2015 | NYISO_A-F_2_NYISO_G-I | NYISO_A-F | NYISO_G-I | Internal | Winter | B18 | 400 | 4250 | 6657.56 | 62.75 | 64.83 | 0.01 | 2.06
2015 | NYISO_A-F_2_NYISO_G-I | NYISO_A-F | NYISO_G-I | Internal | Winter | B19 | 700 | 4250 | 6786.44 | 61.59 | 63.67 | 0.01 | 2.06
2015 | NYISO_A-F_2_NYISO_G-I | NYISO_A-F | NYISO_G-I | Internal | Winter | B20 | 935 | 4250 | 4250 | 61.59 | 62.51 | 0.01 | 0.91
2015 | NYISO_A-F_2_PJM_ROM | NYISO_A-F | PJM_ROM | Internal | Shoulder | B11 | 25 | 1000 | 1000 | 59.17 | 74.05 | 8 | 6.88
2015 | NYISO_A-F_2_PJM_ROM | NYISO_A-F | PJM_ROM | Internal | Shoulder | B12 | 200 | 1000 | 0 | 58.81 | 64.63 | 8 | 0
2015 | NYISO_A-F_2_PJM_ROM | NYISO_A-F | PJM_ROM | Internal | Shoulder | B13 | 600 | 1000 | 0 | 56.88 | 59.95 | 8 | 0
2015 | NYISO_A-F_2_PJM_ROM | NYISO_A-F | PJM_ROM | Internal | Shoulder | B14 | 900 | 1000 | 0 | 56.88 | 58.92 | 8 | 0
2015 | NYISO_A-F_2_PJM_ROM | NYISO_A-F | PJM_ROM | Internal | Shoulder | B15 | 1203 | 1000 | 0 | 56.88 | 54.01 | 8 | 0
2015 | NYISO_A-F_2_PJM_ROM | NYISO_A-F | PJM_ROM | Internal | Summer | B1 | 10 | 1000 | 642.63 | 85.48 | 93.48 | 8 | 0
2015 | NYISO_A-F_2_PJM_ROM | NYISO_A-F | PJM_ROM | Internal | Summer | B2 | 25 | 1000 | 1000 | 80.21 | 90.27 | 8 | 2.06
2015 | NYISO_A-F_2_PJM_ROM | NYISO_A-F | PJM_ROM | Internal | Summer | B3 | 75 | 1000 | 1000 | 76.01 | 89.53 | 8 | 5.52
2015 | NYISO_A-F_2_PJM_ROM | NYISO_A-F | PJM_ROM | Internal | Summer | B4 | 100 | 1000 | 1000 | 74.25 | 84.88 | 8 | 2.63
2015 | NYISO_A-F_2_PJM_ROM | NYISO_A-F | PJM_ROM | Internal | Summer | B5 | 200 | 1000 | 1000 | 62.8 | 75.87 | 8 | 5.07
2015 | NYISO_A-F_2_PJM_ROM | NYISO_A-F | PJM_ROM | Internal | Summer | B6 | 300 | 1000 | 1000 | 57.45 | 66.59 | 8 | 1.13
2015 | NYISO_A-F_2_PJM_ROM | NYISO_A-F | PJM_ROM | Internal | Summer | B7 | 400 | 1000 | 0 | 55.4 | 60.49 | 8 | 0
2015 | NYISO_A-F_2_PJM_ROM | NYISO_A-F | PJM_ROM | Internal | Summer | B8 | 500 | 1000 | 0 | 55.22 | 56.92 | 8 | 0
2015 | NYISO_A-F_2_PJM_ROM | NYISO_A-F | PJM_ROM | Internal | Summer | B9 | 800 | 1000 | 0 | 55.22 | 56.66 | 8 | 0
2015 | NYISO_A-F_2_PJM_ROM | NYISO_A-F | PJM_ROM | Internal | Summer | B10 | 1262 | 1000 | 0 | 55.22 | 52.04 | 8 | 0
2015 | NYISO_A-F_2_PJM_ROM | NYISO_A-F | PJM_ROM | Internal | Winter | B16 | 25 | 1000 | 1000 | 67.62 | 77.71 | 8 | 2.09
2015 | NYISO_A-F_2_PJM_ROM | NYISO_A-F | PJM_ROM | Internal | Winter | B17 | 100 | 1000 | 0 | 64.97 | 70.31 | 8 | 0
2015 | NYISO_A-F_2_PJM_ROM | NYISO_A-F | PJM_ROM | Internal | Winter | B18 | 400 | 1000 | 0 | 62.75 | 65.19 | 8 | 0
2015 | NYISO_A-F_2_PJM_ROM | NYISO_A-F | PJM_ROM | Internal | Winter | B19 | 700 | 1000 | 0 | 61.59 | 64.13 | 8 | 0
2015 | NYISO_A-F_2_PJM_ROM | NYISO_A-F | PJM_ROM | Internal | Winter | B20 | 935 | 1000 | 0 | 61.59 | 56.5 | 8 | 0
2015 | NYISO_G-I_2_NYISO_J-K | NYISO_G-I | NYISO_J-K | Internal | Shoulder | B11 | 25 | 6130 | 3758.59 | 61.24 | 61.26 | 0.01 | 0
2015 | NYISO_G-I_2_NYISO_J-K | NYISO_G-I | NYISO_J-K | Internal | Shoulder | B12 | 200 | 6130 | 4444.45 | 58.82 | 58.84 | 0.01 | 0
2015 | NYISO_G-I_2_NYISO_J-K | NYISO_G-I | NYISO_J-K | Internal | Shoulder | B13 | 600 | 6130 | 4614.45 | 58.13 | 58.14 | 0.01 | 0
2015 | NYISO_G-I_2_NYISO_J-K | NYISO_G-I | NYISO_J-K | Internal | Shoulder | B14 | 900 | 6130 | 3948.18 | 57.83 | 57.84 | 0.01 | 0
2015 | NYISO_G-I_2_NYISO_J-K | NYISO_G-I | NYISO_J-K | Internal | Shoulder | B15 | 1203 | 6130 | 2963.69 | 56.89 | 56.91 | 0.01 | 0
2015 | NYISO_G-I_2_NYISO_J-K | NYISO_G-I | NYISO_J-K | Internal | Summer | B1 | 10 | 6130 | 5230.35 | 87.55 | 87.57 | 0.01 | 0
2015 | NYISO_G-I_2_NYISO_J-K | NYISO_G-I | NYISO_J-K | Internal | Summer | B2 | 25 | 6130 | 4651.06 | 82.28 | 82.3 | 0.01 | 0
2015 | NYISO_G-I_2_NYISO_J-K | NYISO_G-I | NYISO_J-K | Internal | Summer | B3 | 75 | 6130 | 4603.31 | 78.08 | 78.09 | 0.01 | 0
2015 | NYISO_G-I_2_NYISO_J-K | NYISO_G-I | NYISO_J-K | Internal | Summer | B4 | 100 | 6130 | 5668.35 | 76.33 | 76.34 | 0.01 | 0
2015 | NYISO_G-I_2_NYISO_J-K | NYISO_G-I | NYISO_J-K | Internal | Summer | B5 | 200 | 6130 | 4347.91 | 64.88 | 64.89 | 0.01 | 0
2015 | NYISO_G-I_2_NYISO_J-K | NYISO_G-I | NYISO_J-K | Internal | Summer | B6 | 300 | 6130 | 5314.26 | 58.6 | 58.61 | 0.01 | 0
2015 | NYISO_G-I_2_NYISO_J-K | NYISO_G-I | NYISO_J-K | Internal | Summer | B7 | 400 | 6130 | 5652.62 | 57.47 | 57.49 | 0.01 | 0
2015 | NYISO_G-I_2_NYISO_J-K | NYISO_G-I | NYISO_J-K | Internal | Summer | B8 | 500 | 6130 | 5127.51 | 56.13 | 56.14 | 0.01 | 0
2015 | NYISO_G-I_2_NYISO_J-K | NYISO_G-I | NYISO_J-K | Internal | Summer | B9 | 800 | 6130 | 4745.79 | 55.25 | 55.26 | 0.01 | 0
2015 | NYISO_G-I_2_NYISO_J-K | NYISO_G-I | NYISO_J-K | Internal | Summer | B10 | 1262 | 6130 | 3103.1 | 55.24 | 55.25 | 0.01 | 0
2015 | NYISO_G-I_2_NYISO_J-K | NYISO_G-I | NYISO_J-K | Internal | Winter | B16 | 25 | 6130 | 5702.7 | 69.7 | 69.71 | 0.01 | 0
2015 | NYISO_G-I_2_NYISO_J-K | NYISO_G-I | NYISO_J-K | Internal | Winter | B17 | 100 | 6130 | 7174.22 | 67.04 | 67.07 | 0.01 | 0.01
2015 | NYISO_G-I_2_NYISO_J-K | NYISO_G-I | NYISO_J-K | Internal | Winter | B18 | 400 | 6130 | 7165.55 | 64.83 | 64.85 | 0.01 | 0.01
2015 | NYISO_G-I_2_NYISO_J-K | NYISO_G-I | NYISO_J-K | Internal | Winter | B19 | 700 | 6130 | 6751.08 | 63.67 | 63.69 | 0.01 | 0.01
2015 | NYISO_G-I_2_NYISO_J-K | NYISO_G-I | NYISO_J-K | Internal | Winter | B20 | 935 | 6130 | 4873.21 | 62.51 | 62.52 | 0.01 | 0
2015 | NYISO_G-I_2_PJM_E | NYISO_G-I | PJM_E | Internal | Shoulder | B11 | 25 | 1500 | 1500 | 61.24 | 74.04 | 8 | 4.8
2015 | NYISO_G-I_2_PJM_E | NYISO_G-I | PJM_E | Internal | Shoulder | B12 | 200 | 1500 | 0 | 58.82 | 64.62 | 8 | 0
2015 | NYISO_G-I_2_PJM_E | NYISO_G-I | PJM_E | Internal | Shoulder | B13 | 600 | 1500 | 0 | 58.13 | 59.97 | 8 | 0
2015 | NYISO_G-I_2_PJM_E | NYISO_G-I | PJM_E | Internal | Shoulder | B14 | 900 | 1500 | 0 | 57.83 | 58.91 | 8 | 0
2015 | NYISO_G-I_2_PJM_E | NYISO_G-I | PJM_E | Internal | Shoulder | B15 | 1203 | 1500 | 0 | 56.89 | 54.03 | 8 | 0
2015 | NYISO_G-I_2_PJM_E | NYISO_G-I | PJM_E | Internal | Summer | B1 | 10 | 1500 | 0 | 87.55 | 93.49 | 8 | 0
2015 | NYISO_G-I_2_PJM_E | NYISO_G-I | PJM_E | Internal | Summer | B2 | 25 | 1500 | 114.43 | 82.28 | 90.28 | 8 | 0
2015 | NYISO_G-I_2_PJM_E | NYISO_G-I | PJM_E | Internal | Summer | B3 | 75 | 1500 | 1500 | 78.08 | 89.51 | 8 | 3.43
2015 | NYISO_G-I_2_PJM_E | NYISO_G-I | PJM_E | Internal | Summer | B4 | 100 | 1500 | 1500 | 76.33 | 84.87 | 8 | 0.54
2015 | NYISO_G-I_2_PJM_E | NYISO_G-I | PJM_E | Internal | Summer | B5 | 200 | 1500 | 1500 | 64.88 | 75.86 | 8 | 2.98
2015 | NYISO_G-I_2_PJM_E | NYISO_G-I | PJM_E | Internal | Summer | B6 | 300 | 1500 | 65.7 | 58.6 | 66.6 | 8 | 0
2015 | NYISO_G-I_2_PJM_E | NYISO_G-I | PJM_E | Internal | Summer | B7 | 400 | 1500 | 0 | 57.47 | 60.51 | 8 | 0
2015 | NYISO_G-I_2_PJM_E | NYISO_G-I | PJM_E | Internal | Summer | B8 | 500 | 1500 | 0 | 56.13 | 56.93 | 8 | 0
2015 | NYISO_G-I_2_PJM_E | NYISO_G-I | PJM_E | Internal | Summer | B9 | 800 | 1500 | 0 | 55.25 | 56.65 | 8 | 0
2015 | NYISO_G-I_2_PJM_E | NYISO_G-I | PJM_E | Internal | Summer | B10 | 1262 | 1500 | 0 | 55.24 | 52.02 | 8 | 0
2015 | NYISO_G-I_2_PJM_E | NYISO_G-I | PJM_E | Internal | Winter | B16 | 25 | 1500 | 1364.04 | 69.7 | 77.7 | 8 | 0
2015 | NYISO_G-I_2_PJM_E | NYISO_G-I | PJM_E | Internal | Winter | B17 | 100 | 1500 | 0 | 67.04 | 70.3 | 8 | 0
2015 | NYISO_G-I_2_PJM_E | NYISO_G-I | PJM_E | Internal | Winter | B18 | 400 | 1500 | 0 | 64.83 | 65.2 | 8 | 0
2015 | NYISO_G-I_2_PJM_E | NYISO_G-I | PJM_E | Internal | Winter | B19 | 700 | 1500 | 0 | 63.67 | 64.14 | 8 | 0
2015 | NYISO_G-I_2_PJM_E | NYISO_G-I | PJM_E | Internal | Winter | B20 | 935 | 1500 | 0 | 62.51 | 56.51 | 8 | 0
2015 | PJM_E_2_NYISO_G-I | PJM_E | NYISO_G-I | Internal | Shoulder | B11 | 25 | 500 | 0 | 74.04 | 61.24 | 6 | 0
2015 | PJM_E_2_NYISO_G-I | PJM_E | NYISO_G-I | Internal | Shoulder | B12 | 200 | 500 | 0 | 64.62 | 58.82 | 6 | 0
2015 | PJM_E_2_NYISO_G-I | PJM_E | NYISO_G-I | Internal | Shoulder | B13 | 600 | 500 | 0 | 59.97 | 58.13 | 6 | 0
2015 | PJM_E_2_NYISO_G-I | PJM_E | NYISO_G-I | Internal | Shoulder | B14 | 900 | 500 | 0 | 58.91 | 57.83 | 6 | 0
2015 | PJM_E_2_NYISO_G-I | PJM_E | NYISO_G-I | Internal | Shoulder | B15 | 1203 | 500 | 0 | 54.03 | 56.89 | 6 | 0
2015 | PJM_E_2_NYISO_G-I | PJM_E | NYISO_G-I | Internal | Summer | B1 | 10 | 500 | 0 | 93.49 | 87.55 | 6 | 0
2015 | PJM_E_2_NYISO_G-I | PJM_E | NYISO_G-I | Internal | Summer | B2 | 25 | 500 | 0 | 90.28 | 82.28 | 6 | 0
2015 | PJM_E_2_NYISO_G-I | PJM_E | NYISO_G-I | Internal | Summer | B3 | 75 | 500 | 0 | 89.51 | 78.08 | 6 | 0
2015 | PJM_E_2_NYISO_G-I | PJM_E | NYISO_G-I | Internal | Summer | B4 | 100 | 500 | 0 | 84.87 | 76.33 | 6 | 0
2015 | PJM_E_2_NYISO_G-I | PJM_E | NYISO_G-I | Internal | Summer | B5 | 200 | 500 | 0 | 75.86 | 64.88 | 6 | 0
2015 | PJM_E_2_NYISO_G-I | PJM_E | NYISO_G-I | Internal | Summer | B6 | 300 | 500 | 0 | 66.6 | 58.6 | 6 | 0
2015 | PJM_E_2_NYISO_G-I | PJM_E | NYISO_G-I | Internal | Summer | B7 | 400 | 500 | 0 | 60.51 | 57.47 | 6 | 0
2015 | PJM_E_2_NYISO_G-I | PJM_E | NYISO_G-I | Internal | Summer | B8 | 500 | 500 | 0 | 56.93 | 56.13 | 6 | 0
2015 | PJM_E_2_NYISO_G-I | PJM_E | NYISO_G-I | Internal | Summer | B9 | 800 | 500 | 0 | 56.65 | 55.25 | 6 | 0
2015 | PJM_E_2_NYISO_G-I | PJM_E | NYISO_G-I | Internal | Summer | B10 | 1262 | 500 | 0 | 52.02 | 55.24 | 6 | 0
2015 | PJM_E_2_NYISO_G-I | PJM_E | NYISO_G-I | Internal | Winter | B16 | 25 | 500 | 0 | 77.7 | 69.7 | 6 | 0
2015 | PJM_E_2_NYISO_G-I | PJM_E | NYISO_G-I | Internal | Winter | B17 | 100 | 500 | 0 | 70.3 | 67.04 | 6 | 0
2015 | PJM_E_2_NYISO_G-I | PJM_E | NYISO_G-I | Internal | Winter | B18 | 400 | 500 | 0 | 65.2 | 64.83 | 6 | 0
2015 | PJM_E_2_NYISO_G-I | PJM_E | NYISO_G-I | Internal | Winter | B19 | 700 | 500 | 0 | 64.14 | 63.67 | 6 | 0
2015 | PJM_E_2_NYISO_G-I | PJM_E | NYISO_G-I | Internal | Winter | B20 | 935 | 500 | 278.37 | 56.51 | 62.51 | 6 | 0
2015 | PJM_E_2_NYISO_J-K | PJM_E | NYISO_J-K | Internal | Shoulder | B11 | 25 | 330 | 0 | 74.04 | 61.26 | 6 | 0
2015 | PJM_E_2_NYISO_J-K | PJM_E | NYISO_J-K | Internal | Shoulder | B12 | 200 | 330 | 0 | 64.62 | 58.84 | 6 | 0
2015 | PJM_E_2_NYISO_J-K | PJM_E | NYISO_J-K | Internal | Shoulder | B13 | 600 | 330 | 0 | 59.97 | 58.14 | 6 | 0
2015 | PJM_E_2_NYISO_J-K | PJM_E | NYISO_J-K | Internal | Shoulder | B14 | 900 | 330 | 0 | 58.91 | 57.84 | 6 | 0
2015 | PJM_E_2_NYISO_J-K | PJM_E | NYISO_J-K | Internal | Shoulder | B15 | 1203 | 330 | 0 | 54.03 | 56.91 | 6 | 0
2015 | PJM_E_2_NYISO_J-K | PJM_E | NYISO_J-K | Internal | Summer | B1 | 10 | 330 | 0 | 93.49 | 87.57 | 6 | 0
2015 | PJM_E_2_NYISO_J-K | PJM_E | NYISO_J-K | Internal | Summer | B2 | 25 | 330 | 0 | 90.28 | 82.3 | 6 | 0
2015 | PJM_E_2_NYISO_J-K | PJM_E | NYISO_J-K | Internal | Summer | B3 | 75 | 330 | 0 | 89.51 | 78.09 | 6 | 0
2015 | PJM_E_2_NYISO_J-K | PJM_E | NYISO_J-K | Internal | Summer | B4 | 100 | 330 | 0 | 84.87 | 76.34 | 6 | 0
2015 | PJM_E_2_NYISO_J-K | PJM_E | NYISO_J-K | Internal | Summer | B5 | 200 | 330 | 0 | 75.86 | 64.89 | 6 | 0
2015 | PJM_E_2_NYISO_J-K | PJM_E | NYISO_J-K | Internal | Summer | B6 | 300 | 330 | 0 | 66.6 | 58.61 | 6 | 0
2015 | PJM_E_2_NYISO_J-K | PJM_E | NYISO_J-K | Internal | Summer | B7 | 400 | 330 | 0 | 60.51 | 57.49 | 6 | 0
2015 | PJM_E_2_NYISO_J-K | PJM_E | NYISO_J-K | Internal | Summer | B8 | 500 | 330 | 0 | 56.93 | 56.14 | 6 | 0
2015 | PJM_E_2_NYISO_J-K | PJM_E | NYISO_J-K | Internal | Summer | B9 | 800 | 330 | 0 | 56.65 | 55.26 | 6 | 0
2015 | PJM_E_2_NYISO_J-K | PJM_E | NYISO_J-K | Internal | Summer | B10 | 1262 | 330 | 0 | 52.02 | 55.25 | 6 | 0
2015 | PJM_E_2_NYISO_J-K | PJM_E | NYISO_J-K | Internal | Winter | B16 | 25 | 330 | 0 | 77.7 | 69.71 | 6 | 0
2015 | PJM_E_2_NYISO_J-K | PJM_E | NYISO_J-K | Internal | Winter | B17 | 100 | 330 | 0 | 70.3 | 67.07 | 6 | 0
2015 | PJM_E_2_NYISO_J-K | PJM_E | NYISO_J-K | Internal | Winter | B18 | 400 | 330 | 0 | 65.2 | 64.85 | 6 | 0
2015 | PJM_E_2_NYISO_J-K | PJM_E | NYISO_J-K | Internal | Winter | B19 | 700 | 330 | 0 | 64.14 | 63.69 | 6 | 0
2015 | PJM_E_2_NYISO_J-K | PJM_E | NYISO_J-K | Internal | Winter | B20 | 935 | 330 | 330 | 56.51 | 62.52 | 6 | 0.01
2015 | PJM_E_2_PJM_ROM | PJM_E | PJM_ROM | Internal | Shoulder | B11 | 25 | 8000 | 4208.69 | 74.04 | 74.05 | 0.01 | 0
2015 | PJM_E_2_PJM_ROM | PJM_E | PJM_ROM | Internal | Shoulder | B12 | 200 | 8000 | 2338.97 | 64.62 | 64.63 | 0.01 | 0
2015 | PJM_E_2_PJM_ROM | PJM_E | PJM_ROM | Internal | Shoulder | B13 | 600 | 8000 | 0 | 59.97 | 59.95 | 0.01 | 0
2015 | PJM_E_2_PJM_ROM | PJM_E | PJM_ROM | Internal | Shoulder | B14 | 900 | 8000 | 267.59 | 58.91 | 58.92 | 0.01 | 0
2015 | PJM_E_2_PJM_ROM | PJM_E | PJM_ROM | Internal | Shoulder | B15 | 1203 | 8000 | 0 | 54.03 | 54.01 | 0.01 | 0
2015 | PJM_E_2_PJM_ROM | PJM_E | PJM_ROM | Internal | Summer | B1 | 10 | 8000 | 0 | 93.49 | 93.48 | 0.01 | 0
2015 | PJM_E_2_PJM_ROM | PJM_E | PJM_ROM | Internal | Summer | B2 | 25 | 8000 | 0 | 90.28 | 90.27 | 0.01 | 0
2015 | PJM_E_2_PJM_ROM | PJM_E | PJM_ROM | Internal | Summer | B3 | 75 | 8000 | 1206.75 | 89.51 | 89.53 | 0.01 | 0
2015 | PJM_E_2_PJM_ROM | PJM_E | PJM_ROM | Internal | Summer | B4 | 100 | 8000 | 715.14 | 84.87 | 84.88 | 0.01 | 0
2015 | PJM_E_2_PJM_ROM | PJM_E | PJM_ROM | Internal | Summer | B5 | 200 | 8000 | 1260.39 | 75.86 | 75.87 | 0.01 | 0
2015 | PJM_E_2_PJM_ROM | PJM_E | PJM_ROM | Internal | Summer | B6 | 300 | 8000 | 0 | 66.6 | 66.59 | 0.01 | 0
2015 | PJM_E_2_PJM_ROM | PJM_E | PJM_ROM | Internal | Summer | B7 | 400 | 8000 | 0 | 60.51 | 60.49 | 0.01 | 0
2015 | PJM_E_2_PJM_ROM | PJM_E | PJM_ROM | Internal | Summer | B8 | 500 | 8000 | 0 | 56.93 | 56.92 | 0.01 | 0
2015 | PJM_E_2_PJM_ROM | PJM_E | PJM_ROM | Internal | Summer | B9 | 800 | 8000 | 207.2 | 56.65 | 56.66 | 0.01 | 0
2015 | PJM_E_2_PJM_ROM | PJM_E | PJM_ROM | Internal | Summer | B10 | 1262 | 8000 | 343.92 | 52.02 | 52.04 | 0.01 | 0
2015 | PJM_E_2_PJM_ROM | PJM_E | PJM_ROM | Internal | Winter | B16 | 25 | 8000 | 1197.56 | 77.7 | 77.71 | 0.01 | 0
2015 | PJM_E_2_PJM_ROM | PJM_E | PJM_ROM | Internal | Winter | B17 | 100 | 8000 | 378.84 | 70.3 | 70.31 | 0.01 | 0
2015 | PJM_E_2_PJM_ROM | PJM_E | PJM_ROM | Internal | Winter | B18 | 400 | 8000 | 0 | 65.2 | 65.19 | 0.01 | 0
2015 | PJM_E_2_PJM_ROM | PJM_E | PJM_ROM | Internal | Winter | B19 | 700 | 8000 | 0 | 64.14 | 64.13 | 0.01 | 0
2015 | PJM_E_2_PJM_ROM | PJM_E | PJM_ROM | Internal | Winter | B20 | 935 | 8000 | 0 | 56.51 | 56.5 | 0.01 | 0
2015 | PJM_ROR_2_MISO_IN | PJM_ROR | MISO_IN | Internal | Shoulder | B11 | 25 | 909 | 0 | 74.04 | 76.03 | 2 | 0
2015 | PJM_ROR_2_MISO_IN | PJM_ROR | MISO_IN | Internal | Shoulder | B12 | 200 | 909 | 0 | 64.62 | 63.28 | 2 | 0
2015 | PJM_ROR_2_MISO_IN | PJM_ROR | MISO_IN | Internal | Shoulder | B13 | 600 | 909 | 0 | 59.94 | 58.38 | 2 | 0
2015 | PJM_ROR_2_MISO_IN | PJM_ROR | MISO_IN | Internal | Shoulder | B14 | 900 | 909 | 0 | 57.78 | 55.79 | 2 | 0
2015 | PJM_ROR_2_MISO_IN | PJM_ROR | MISO_IN | Internal | Shoulder | B15 | 1203 | 909 | 0 | 54 | 54.36 | 2 | 0
2015 | PJM_ROR_2_MISO_IN | PJM_ROR | MISO_IN | Internal | Summer | B1 | 10 | 909 | 0 | 93.47 | 92.1 | 2 | 0
2015 | PJM_ROR_2_MISO_IN | PJM_ROR | MISO_IN | Internal | Summer | B2 | 25 | 909 | 0 | 90.26 | 88.92 | 2 | 0
2015 | PJM_ROR_2_MISO_IN | PJM_ROR | MISO_IN | Internal | Summer | B3 | 75 | 909 | 0 | 89.51 | 88.62 | 2 | 0
2015 | PJM_ROR_2_MISO_IN | PJM_ROR | MISO_IN | Internal | Summer | B4 | 100 | 909 | 0 | 84.87 | 83.53 | 2 | 0
2015 | PJM_ROR_2_MISO_IN | PJM_ROR | MISO_IN | Internal | Summer | B5 | 200 | 909 | 0 | 75.86 | 74.18 | 2 | 0
2015 | PJM_ROR_2_MISO_IN | PJM_ROR | MISO_IN | Internal | Summer | B6 | 300 | 909 | 0 | 66.57 | 64.9 | 2 | 0
2015 | PJM_ROR_2_MISO_IN | PJM_ROR | MISO_IN | Internal | Summer | B7 | 400 | 909 | 0 | 57.59 | 55.61 | 2 | 0
2015 | PJM_ROR_2_MISO_IN | PJM_ROR | MISO_IN | Internal | Summer | B8 | 500 | 909 | 0 | 55.49 | 53.83 | 2 | 0
2015 | PJM_ROR_2_MISO_IN | PJM_ROR | MISO_IN | Internal | Summer | B9 | 800 | 909 | 0 | 53.66 | 53.25 | 2 | 0
2015 | PJM_ROR_2_MISO_IN | PJM_ROR | MISO_IN | Internal | Summer | B10 | 1262 | 909 | 0 | 52.02 | 51.95 | 2 | 0
2015 | PJM_ROR_2_MISO_IN | PJM_ROR | MISO_IN | Internal | Winter | B16 | 25 | 909 | 0 | 77.7 | 76.02 | 2 | 0
2015 | PJM_ROR_2_MISO_IN | PJM_ROR | MISO_IN | Internal | Winter | B17 | 100 | 909 | 0 | 70.3 | 68.3 | 2 | 0
2015 | PJM_ROR_2_MISO_IN | PJM_ROR | MISO_IN | Internal | Winter | B18 | 400 | 909 | 0 | 61.47 | 59.79 | 2 | 0
2015 | PJM_ROR_2_MISO_IN | PJM_ROR | MISO_IN | Internal | Winter | B19 | 700 | 909 | 0 | 59.37 | 57.38 | 2 | 0
2015 | PJM_ROR_2_MISO_IN | PJM_ROR | MISO_IN | Internal | Winter | B20 | 935 | 909 | 0 | 54.69 | 53.04 | 2 | 0
2015 | PJM_ROR_2_MISO_MI | PJM_ROR | MISO_MI | Internal | Shoulder | B11 | 25 | 1305 | 0 | 74.04 | 75.7 | 2 | 0
2015 | PJM_ROR_2_MISO_MI | PJM_ROR | MISO_MI | Internal | Shoulder | B12 | 200 | 1305 | 0 | 64.62 | 62.95 | 2 | 0
2015 | PJM_ROR_2_MISO_MI | PJM_ROR | MISO_MI | Internal | Shoulder | B13 | 600 | 1305 | 0 | 59.94 | 58.06 | 2 | 0
2015 | PJM_ROR_2_MISO_MI | PJM_ROR | MISO_MI | Internal | Shoulder | B14 | 900 | 1305 | 0 | 57.78 | 55.78 | 2 | 0
2015 | PJM_ROR_2_MISO_MI | PJM_ROR | MISO_MI | Internal | Shoulder | B15 | 1203 | 1305 | 0 | 54 | 54.03 | 2 | 0
2015 | PJM_ROR_2_MISO_MI | PJM_ROR | MISO_MI | Internal | Summer | B1 | 10 | 1305 | 0 | 93.47 | 91.77 | 2 | 0
2015 | PJM_ROR_2_MISO_MI | PJM_ROR | MISO_MI | Internal | Summer | B2 | 25 | 1305 | 0 | 90.26 | 88.59 | 2 | 0
2015 | PJM_ROR_2_MISO_MI | PJM_ROR | MISO_MI | Internal | Summer | B3 | 75 | 1305 | 0 | 89.51 | 88.29 | 2 | 0
2015 | PJM_ROR_2_MISO_MI | PJM_ROR | MISO_MI | Internal | Summer | B4 | 100 | 1305 | 0 | 84.87 | 83.2 | 2 | 0
2015 | PJM_ROR_2_MISO_MI | PJM_ROR | MISO_MI | Internal | Summer | B5 | 200 | 1305 | 0 | 75.86 | 73.86 | 2 | 0
2015 | PJM_ROR_2_MISO_MI | PJM_ROR | MISO_MI | Internal | Summer | B6 | 300 | 1305 | 0 | 66.57 | 64.57 | 2 | 0
2015 | PJM_ROR_2_MISO_MI | PJM_ROR | MISO_MI | Internal | Summer | B7 | 400 | 1305 | 0 | 57.59 | 55.6 | 2 | 0
2015 | PJM_ROR_2_MISO_MI | PJM_ROR | MISO_MI | Internal | Summer | B8 | 500 | 1305 | 0 | 55.49 | 53.82 | 2 | 0
2015 | PJM_ROR_2_MISO_MI | PJM_ROR | MISO_MI | Internal | Summer | B9 | 800 | 1305 | 0 | 53.66 | 53.24 | 2 | 0
2015 | PJM_ROR_2_MISO_MI | PJM_ROR | MISO_MI | Internal | Summer | B10 | 1262 | 1305 | 0 | 52.02 | 51.96 | 2 | 0
2015 | PJM_ROR_2_MISO_MI | PJM_ROR | MISO_MI | Internal | Winter | B16 | 25 | 1305 | 0 | 77.7 | 75.7 | 2 | 0
2015 | PJM_ROR_2_MISO_MI | PJM_ROR | MISO_MI | Internal | Winter | B17 | 100 | 1305 | 0 | 70.3 | 67.97 | 2 | 0
2015 | PJM_ROR_2_MISO_MI | PJM_ROR | MISO_MI | Internal | Winter | B18 | 400 | 1305 | 0 | 61.47 | 59.78 | 2 | 0
2015 | PJM_ROR_2_MISO_MI | PJM_ROR | MISO_MI | Internal | Winter | B19 | 700 | 1305 | 0 | 59.37 | 57.37 | 2 | 0
2015 | PJM_ROR_2_MISO_MI | PJM_ROR | MISO_MI | Internal | Winter | B20 | 935 | 1305 | 0 | 54.69 | 53.03 | 2 | 0
2015 | PJM_ROR_2_MISO_MO-IL | PJM_ROR | MISO_MO-IL | Internal | Shoulder | B11 | 25 | 1111 | 362.84 | 74.04 | 76.04 | 2 | 0
2015 | PJM_ROR_2_MISO_MO-IL | PJM_ROR | MISO_MO-IL | Internal | Shoulder | B12 | 200 | 1111 | 0 | 64.62 | 63.26 | 2 | 0
2015 | PJM_ROR_2_MISO_MO-IL | PJM_ROR | MISO_MO-IL | Internal | Shoulder | B13 | 600 | 1111 | 0 | 59.94 | 58.37 | 2 | 0
2015 | PJM_ROR_2_MISO_MO-IL | PJM_ROR | MISO_MO-IL | Internal | Shoulder | B14 | 900 | 1111 | 0 | 57.78 | 55.78 | 2 | 0
2015 | PJM_ROR_2_MISO_MO-IL | PJM_ROR | MISO_MO-IL | Internal | Shoulder | B15 | 1203 | 1111 | 0 | 54 | 54.37 | 2 | 0
2015 | PJM_ROR_2_MISO_MO-IL | PJM_ROR | MISO_MO-IL | Internal | Summer | B1 | 10 | 1111 | 0 | 93.47 | 91.47 | 2 | 0
2015 | PJM_ROR_2_MISO_MO-IL | PJM_ROR | MISO_MO-IL | Internal | Summer | B2 | 25 | 1111 | 0 | 90.26 | 88.74 | 2 | 0
2015 | PJM_ROR_2_MISO_MO-IL | PJM_ROR | MISO_MO-IL | Internal | Summer | B3 | 75 | 1111 | 0 | 89.51 | 88.63 | 2 | 0
2015 | PJM_ROR_2_MISO_MO-IL | PJM_ROR | MISO_MO-IL | Internal | Summer | B4 | 100 | 1111 | 0 | 84.87 | 83.54 | 2 | 0
2015 | PJM_ROR_2_MISO_MO-IL | PJM_ROR | MISO_MO-IL | Internal | Summer | B5 | 200 | 1111 | 0 | 75.86 | 74.19 | 2 | 0
2015 | PJM_ROR_2_MISO_MO-IL | PJM_ROR | MISO_MO-IL | Internal | Summer | B6 | 300 | 1111 | 0 | 66.57 | 64.89 | 2 | 0
2015 | PJM_ROR_2_MISO_MO-IL | PJM_ROR | MISO_MO-IL | Internal | Summer | B7 | 400 | 1111 | 0 | 57.59 | 55.6 | 2 | 0
2015 | PJM_ROR_2_MISO_MO-IL | PJM_ROR | MISO_MO-IL | Internal | Summer | B8 | 500 | 1111 | 0 | 55.49 | 53.82 | 2 | 0
2015 | PJM_ROR_2_MISO_MO-IL | PJM_ROR | MISO_MO-IL | Internal | Summer | B9 | 800 | 1111 | 0 | 53.66 | 52.93 | 2 | 0
2015 | PJM_ROR_2_MISO_MO-IL | PJM_ROR | MISO_MO-IL | Internal | Summer | B10 | 1262 | 1111 | 0 | 52.02 | 51.63 | 2 | 0
2015 | PJM_ROR_2_MISO_MO-IL | PJM_ROR | MISO_MO-IL | Internal | Winter | B16 | 25 | 1111 | 0 | 77.7 | 75.36 | 2 | 0
2015 | PJM_ROR_2_MISO_MO-IL | PJM_ROR | MISO_MO-IL | Internal | Winter | B17 | 100 | 1111 | 0 | 70.3 | 67.63 | 2 | 0
2015 | PJM_ROR_2_MISO_MO-IL | PJM_ROR | MISO_MO-IL | Internal | Winter | B18 | 400 | 1111 | 0 | 61.47 | 59.47 | 2 | 0
2015 | PJM_ROR_2_MISO_MO-IL | PJM_ROR | MISO_MO-IL | Internal | Winter | B19 | 700 | 1111 | 0 | 59.37 | 57.37 | 2 | 0
2015 | PJM_ROR_2_MISO_MO-IL | PJM_ROR | MISO_MO-IL | Internal | Winter | B20 | 935 | 1111 | 0 | 54.69 | 52.72 | 2 | 0
2015 | PJM_ROR_2_MISO_W | PJM_ROR | MISO_W | Internal | Shoulder | B11 | 25 | 709 | 438.29 | 74.04 | 76.04 | 2 | 0
2015 | PJM_ROR_2_MISO_W | PJM_ROR | MISO_W | Internal | Shoulder | B12 | 200 | 709 | 0 | 64.62 | 63.25 | 2 | 0
2015 | PJM_ROR_2_MISO_W | PJM_ROR | MISO_W | Internal | Shoulder | B13 | 600 | 709 | 0 | 59.94 | 58.36 | 2 | 0
2015 | PJM_ROR_2_MISO_W | PJM_ROR | MISO_W | Internal | Shoulder | B14 | 900 | 709 | 0 | 57.78 | 55.77 | 2 | 0
2015 | PJM_ROR_2_MISO_W | PJM_ROR | MISO_W | Internal | Shoulder | B15 | 1203 | 709 | 0 | 54 | 54.38 | 2 | 0
2015 | PJM_ROR_2_MISO_W | PJM_ROR | MISO_W | Internal | Summer | B1 | 10 | 709 | 0 | 93.47 | 91.45 | 2 | 0
2015 | PJM_ROR_2_MISO_W | PJM_ROR | MISO_W | Internal | Summer | B2 | 25 | 709 | 0 | 90.26 | 88.73 | 2 | 0
2015 | PJM_ROR_2_MISO_W | PJM_ROR | MISO_W | Internal | Summer | B3 | 75 | 709 | 0 | 89.51 | 88.62 | 2 | 0
2015 | PJM_ROR_2_MISO_W | PJM_ROR | MISO_W | Internal | Summer | B4 | 100 | 709 | 0 | 84.87 | 83.53 | 2 | 0
2015 | PJM_ROR_2_MISO_W | PJM_ROR | MISO_W | Internal | Summer | B5 | 200 | 709 | 0 | 75.86 | 74.18 | 2 | 0
2015 | PJM_ROR_2_MISO_W | PJM_ROR | MISO_W | Internal | Summer | B6 | 300 | 709 | 0 | 66.57 | 64.88 | 2 | 0
2015 | PJM_ROR_2_MISO_W | PJM_ROR | MISO_W | Internal | Summer | B7 | 400 | 709 | 0 | 57.59 | 55.59 | 2 | 0
2015 | PJM_ROR_2_MISO_W | PJM_ROR | MISO_W | Internal | Summer | B8 | 500 | 709 | 0 | 55.49 | 53.81 | 2 | 0
2015 | PJM_ROR_2_MISO_W | PJM_ROR | MISO_W | Internal | Summer | B9 | 800 | 709 | 0 | 53.66 | 52.92 | 2 | 0
2015 | PJM_ROR_2_MISO_W | PJM_ROR | MISO_W | Internal | Summer | B10 | 1262 | 709 | 0 | 52.02 | 51.61 | 2 | 0
2015 | PJM_ROR_2_MISO_W | PJM_ROR | MISO_W | Internal | Winter | B16 | 25 | 709 | 0 | 77.7 | 75.35 | 2 | 0
2015 | PJM_ROR_2_MISO_W | PJM_ROR | MISO_W | Internal | Winter | B17 | 100 | 709 | 0 | 70.3 | 67.61 | 2 | 0
2015 | PJM_ROR_2_MISO_W | PJM_ROR | MISO_W | Internal | Winter | B18 | 400 | 709 | 0 | 61.47 | 59.45 | 2 | 0
2015 | PJM_ROR_2_MISO_W | PJM_ROR | MISO_W | Internal | Winter | B19 | 700 | 709 | 0 | 59.37 | 57.36 | 2 | 0
2015 | PJM_ROR_2_MISO_W | PJM_ROR | MISO_W | Internal | Winter | B20 | 935 | 709 | 0 | 54.69 | 52.7 | 2 | 0
2015 | PJM_ROR_2_MISO_WUMS | PJM_ROR | MISO_WUMS | Internal | Shoulder | B11 | 25 | 1467 | 0 | 74.04 | 75.37 | 2 | 0
2015 | PJM_ROR_2_MISO_WUMS | PJM_ROR | MISO_WUMS | Internal | Shoulder | B12 | 200 | 1467 | 0 | 64.62 | 62.62 | 2 | 0
2015 | PJM_ROR_2_MISO_WUMS | PJM_ROR | MISO_WUMS | Internal | Shoulder | B13 | 600 | 1467 | 0 | 59.94 | 57.72 | 2 | 0
2015 | PJM_ROR_2_MISO_WUMS | PJM_ROR | MISO_WUMS | Internal | Shoulder | B14 | 900 | 1467 | 0 | 57.78 | 55.45 | 2 | 0
2015 | PJM_ROR_2_MISO_WUMS | PJM_ROR | MISO_WUMS | Internal | Shoulder | B15 | 1203 | 1467 | 0 | 54 | 53.7 | 2 | 0
2015 | PJM_ROR_2_MISO_WUMS | PJM_ROR | MISO_WUMS | Internal | Summer | B1 | 10 | 1467 | 0 | 93.47 | 91.44 | 2 | 0
2015 | PJM_ROR_2_MISO_WUMS | PJM_ROR | MISO_WUMS | Internal | Summer | B2 | 25 | 1467 | 0 | 90.26 | 88.26 | 2 | 0
2015 | PJM_ROR_2_MISO_WUMS | PJM_ROR | MISO_WUMS | Internal | Summer | B3 | 75 | 1467 | 0 | 89.51 | 87.96 | 2 | 0
2015 | PJM_ROR_2_MISO_WUMS | PJM_ROR | MISO_WUMS | Internal | Summer | B4 | 100 | 1467 | 0 | 84.87 | 82.87 | 2 | 0
2015 | PJM_ROR_2_MISO_WUMS | PJM_ROR | MISO_WUMS | Internal | Summer | B5 | 200 | 1467 | 0 | 75.86 | 73.52 | 2 | 0
2015 | PJM_ROR_2_MISO_WUMS | PJM_ROR | MISO_WUMS | Internal | Summer | B6 | 300 | 1467 | 0 | 66.57 | 64.24 | 2 | 0
2015 | PJM_ROR_2_MISO_WUMS | PJM_ROR | MISO_WUMS | Internal | Summer | B7 | 400 | 1467 | 0 | 57.59 | 55.27 | 2 | 0
2015 | PJM_ROR_2_MISO_WUMS | PJM_ROR | MISO_WUMS | Internal | Summer | B8 | 500 | 1467 | 0 | 55.49 | 53.49 | 2 | 0
2015 | PJM_ROR_2_MISO_WUMS | PJM_ROR | MISO_WUMS | Internal | Summer | B9 | 800 | 1467 | 0 | 53.66 | 52.91 | 2 | 0
2015 | PJM_ROR_2_MISO_WUMS | PJM_ROR | MISO_WUMS | Internal | Summer | B10 | 1262 | 1467 | 0 | 52.02 | 51.63 | 2 | 0
2015 | PJM_ROR_2_MISO_WUMS | PJM_ROR | MISO_WUMS | Internal | Winter | B16 | 25 | 1467 | 0 | 77.7 | 75.36 | 2 | 0
2015 | PJM_ROR_2_MISO_WUMS | PJM_ROR | MISO_WUMS | Internal | Winter | B17 | 100 | 1467 | 0 | 70.3 | 67.64 | 2 | 0
2015 | PJM_ROR_2_MISO_WUMS | PJM_ROR | MISO_WUMS | Internal | Winter | B18 | 400 | 1467 | 0 | 61.47 | 59.44 | 2 | 0
2015 | PJM_ROR_2_MISO_WUMS | PJM_ROR | MISO_WUMS | Internal | Winter | B19 | 700 | 1467 | 0 | 59.37 | 57.03 | 2 | 0
2015 | PJM_ROR_2_MISO_WUMS | PJM_ROR | MISO_WUMS | Internal | Winter | B20 | 935 | 1467 | 0 | 54.69 | 52.69 | 2 | 0
2015 | PJM_ROR_2_PJM_ROM | PJM_ROR | PJM_ROM | Internal | Shoulder | B11 | 25 | 8000 | 1349.71 | 74.04 | 74.05 | 0.01 | 0
2015 | PJM_ROR_2_PJM_ROM | PJM_ROR | PJM_ROM | Internal | Shoulder | B12 | 200 | 8000 | 4178.91 | 64.62 | 64.63 | 0.01 | 0
2015 | PJM_ROR_2_PJM_ROM | PJM_ROR | PJM_ROM | Internal | Shoulder | B13 | 600 | 8000 | 6652.2 | 59.94 | 59.95 | 0.01 | 0
2015 | PJM_ROR_2_PJM_ROM | PJM_ROR | PJM_ROM | Internal | Shoulder | B14 | 900 | 8000 | 8000 | 57.78 | 58.92 | 0.01 | 1.13
2015 | PJM_ROR_2_PJM_ROM | PJM_ROR | PJM_ROM | Internal | Shoulder | B15 | 1203 | 8000 | 6536.24 | 54 | 54.01 | 0.01 | 0
2015 | PJM_ROR_2_PJM_ROM | PJM_ROR | PJM_ROM | Internal | Summer | B1 | 10 | 8000 | 7546.15 | 93.47 | 93.48 | 0.01 | 0
2015 | PJM_ROR_2_PJM_ROM | PJM_ROR | PJM_ROM | Internal | Summer | B2 | 25 | 8000 | 7543.89 | 90.26 | 90.27 | 0.01 | 0
2015 | PJM_ROR_2_PJM_ROM | PJM_ROR | PJM_ROM | Internal | Summer | B3 | 75 | 8000 | 2209.37 | 89.51 | 89.53 | 0.01 | 0
2015 | PJM_ROR_2_PJM_ROM | PJM_ROR | PJM_ROM | Internal | Summer | B4 | 100 | 8000 | 1556.2 | 84.87 | 84.88 | 0.01 | 0
2015 | PJM_ROR_2_PJM_ROM | PJM_ROR | PJM_ROM | Internal | Summer | B5 | 200 | 8000 | 3687.84 | 75.86 | 75.87 | 0.01 | 0
2015 | PJM_ROR_2_PJM_ROM | PJM_ROR | PJM_ROM | Internal | Summer | B6 | 300 | 8000 | 5742.95 | 66.57 | 66.59 | 0.01 | 0
2015 | PJM_ROR_2_PJM_ROM | PJM_ROR | PJM_ROM | Internal | Summer | B7 | 400 | 8000 | 8000 | 57.59 | 60.49 | 0.01 | 2.89
2015 | PJM_ROR_2_PJM_ROM | PJM_ROR | PJM_ROM | Internal | Summer | B8 | 500 | 8000 | 8000 | 55.49 | 56.92 | 0.01 | 1.42
2015 | PJM_ROR_2_PJM_ROM | PJM_ROR | PJM_ROM | Internal | Summer | B9 | 800 | 8000 | 8000 | 53.66 | 56.66 | 0.01 | 2.99
2015 | PJM_ROR_2_PJM_ROM | PJM_ROR | PJM_ROM | Internal | Summer | B10 | 1262 | 8000 | 6911.71 | 52.02 | 52.04 | 0.01 | 0
2015 | PJM_ROR_2_PJM_ROM | PJM_ROR | PJM_ROM | Internal | Winter | B16 | 25 | 8000 | 3920.34 | 77.7 | 77.71 | 0.01 | 0
2015 | PJM_ROR_2_PJM_ROM | PJM_ROR | PJM_ROM | Internal | Winter | B17 | 100 | 8000 | 6283.22 | 70.3 | 70.31 | 0.01 | 0
2015 | PJM_ROR_2_PJM_ROM | PJM_ROR | PJM_ROM | Internal | Winter | B18 | 400 | 8000 | 8000 | 61.47 | 65.19 | 0.01 | 3.71
2015 | PJM_ROR_2_PJM_ROM | PJM_ROR | PJM_ROM | Internal | Winter | B19 | 700 | 8000 | 8000 | 59.37 | 64.13 | 0.01 | 4.75
2015 | PJM_ROR_2_PJM_ROM | PJM_ROR | PJM_ROM | Internal | Winter | B20 | 935 | 8000 | 8000 | 54.69 | 56.5 | 0.01 | 1.8
2015 | PJM_ROR_2_TVA_Transmission | PJM_ROR | TVA_Transmission | Internal | Shoulder | B11 | 25 | 2500 | 682.36 | 74.04 | 80.04 | 6 | 0
2015 | PJM_ROR_2_TVA_Transmission | PJM_ROR | TVA_Transmission | Internal | Shoulder | B12 | 200 | 2500 | 0 | 64.62 | 65.76 | 6 | 0
2015 | PJM_ROR_2_TVA_Transmission | PJM_ROR | TVA_Transmission | Internal | Shoulder | B13 | 600 | 2500 | 0 | 59.94 | 63.3 | 6 | 0
2015 | PJM_ROR_2_TVA_Transmission | PJM_ROR | TVA_Transmission | Internal | Shoulder | B14 | 900 | 2500 | 0 | 57.78 | 62.58 | 6 | 0
2015 | PJM_ROR_2_TVA_Transmission | PJM_ROR | TVA_Transmission | Internal | Shoulder | B15 | 1203 | 2500 | 556 | 54 | 60 | 6 | 0
2015 | PJM_ROR_2_TVA_Transmission | PJM_ROR | TVA_Transmission | Internal | Summer | B1 | 10 | 2500 | 1904 | 93.47 | 99.47 | 6 | 0
2015 | PJM_ROR_2_TVA_Transmission | PJM_ROR | TVA_Transmission | Internal | Summer | B2 | 25 | 2500 | 2500 | 90.26 | 96.74 | 6 | 0.48
2015 | PJM_ROR_2_TVA_Transmission | PJM_ROR | TVA_Transmission | Internal | Summer | B3 | 75 | 2500 | 1374.66 | 89.51 | 95.51 | 6 | 0
2015 | PJM_ROR_2_TVA_Transmission | PJM_ROR | TVA_Transmission | Internal | Summer | B4 | 100 | 2500 | 826.07 | 84.87 | 90.87 | 6 | 0
2015 | PJM_ROR_2_TVA_Transmission | PJM_ROR | TVA_Transmission | Internal | Summer | B5 | 200 | 2500 | 244.86 | 75.86 | 81.86 | 6 | 0
2015 | PJM_ROR_2_TVA_Transmission | PJM_ROR | TVA_Transmission | Internal | Summer | B6 | 300 | 2500 | 0 | 66.57 | 70.57 | 6 | 0
2015 | PJM_ROR_2_TVA_Transmission | PJM_ROR | TVA_Transmission | Internal | Summer | B7 | 400 | 2500 | 0 | 57.59 | 63.03 | 6 | 0
2015 | PJM_ROR_2_TVA_Transmission | PJM_ROR | TVA_Transmission | Internal | Summer | B8 | 500 | 2500 | 0 | 55.49 | 61.04 | 6 | 0
2015 | PJM_ROR_2_TVA_Transmission | PJM_ROR | TVA_Transmission | Internal | Summer | B9 | 800 | 2500 | 166 | 53.66 | 59.66 | 6 | 0
2015 | PJM_ROR_2_TVA_Transmission | PJM_ROR | TVA_Transmission | Internal | Summer | B10 | 1262 | 2500 | 0 | 52.02 | 57.99 | 6 | 0
2015 | PJM_ROR_2_TVA_Transmission | PJM_ROR | TVA_Transmission | Internal | Winter | B16 | 25 | 2500 | 0 | 77.7 | 83.36 | 6 | 0
2015 | PJM_ROR_2_TVA_Transmission | PJM_ROR | TVA_Transmission | Internal | Winter | B17 | 100 | 2500 | 0 | 70.3 | 69.39 | 6 | 0
2015 | PJM_ROR_2_TVA_Transmission | PJM_ROR | TVA_Transmission | Internal | Winter | B18 | 400 | 2500 | 0 | 61.47 | 65.53 | 6 | 0
2015 | PJM_ROR_2_TVA_Transmission | PJM_ROR | TVA_Transmission | Internal | Winter | B19 | 700 | 2500 | 0 | 59.37 | 64.28 | 6 | 0
2015 | PJM_ROR_2_TVA_Transmission | PJM_ROR | TVA_Transmission | Internal | Winter | B20 | 935 | 2500 | 2268.46 | 54.69 | 60.69 | 6 | 0
2015 | PJM_ROR_2_VACAR | PJM_ROR | VACAR | Internal | Shoulder | B11 | 25 | 3000 | 0 | 74.04 | 79.23 | 6 | 0
2015 | PJM_ROR_2_VACAR | PJM_ROR | VACAR | Internal | Shoulder | B12 | 200 | 3000 | 0 | 64.62 | 66.56 | 6 | 0
2015 | PJM_ROR_2_VACAR | PJM_ROR | VACAR | Internal | Shoulder | B13 | 600 | 3000 | 0 | 59.94 | 63.46 | 6 | 0
2015 | PJM_ROR_2_VACAR | PJM_ROR | VACAR | Internal | Shoulder | B14 | 900 | 3000 | 0 | 57.78 | 62.92 | 6 | 0
2015 | PJM_ROR_2_VACAR | PJM_ROR | VACAR | Internal | Shoulder | B15 | 1203 | 3000 | 0 | 54 | 56.22 | 6 | 0
2015 | PJM_ROR_2_VACAR | PJM_ROR | VACAR | Internal | Summer | B1 | 10 | 3000 | 3000 | 93.47 | 100.71 | 6 | 1.25
2015 | PJM_ROR_2_VACAR | PJM_ROR | VACAR | Internal | Summer | B2 | 25 | 3000 | 3000 | 90.26 | 100.71 | 6 | 4.45
2015 | PJM_ROR_2_VACAR | PJM_ROR | VACAR | Internal | Summer | B3 | 75 | 3000 | 3000 | 89.51 | 100.71 | 6 | 5.2
2015 | PJM_ROR_2_VACAR | PJM_ROR | VACAR | Internal | Summer | B4 | 100 | 3000 | 2234.34 | 84.87 | 90.87 | 6 | 0
2015 | PJM_ROR_2_VACAR | PJM_ROR | VACAR | Internal | Summer | B5 | 200 | 3000 | 3000 | 75.86 | 83.86 | 6 | 2
2015 | PJM_ROR_2_VACAR | PJM_ROR | VACAR | Internal | Summer | B6 | 300 | 3000 | 1827.26 | 66.57 | 72.57 | 6 | 0
2015 | PJM_ROR_2_VACAR | PJM_ROR | VACAR | Internal | Summer | B7 | 400 | 3000 | 3000 | 57.59 | 64.47 | 6 | 0.88
2015 | PJM_ROR_2_VACAR | PJM_ROR | VACAR | Internal | Summer | B8 | 500 | 3000 | 910.06 | 55.49 | 61.49 | 6 | 0
2015 | PJM_ROR_2_VACAR | PJM_ROR | VACAR | Internal | Summer | B9 | 800 | 3000 | 2081.19 | 53.66 | 59.66 | 6 | 0
2015 | PJM_ROR_2_VACAR | PJM_ROR | VACAR | Internal | Summer | B10 | 1262 | 3000 | 0 | 52.02 | 53.44 | 6 | 0
2015 | PJM_ROR_2_VACAR | PJM_ROR | VACAR | Internal | Winter | B16 | 25 | 3000 | 3000 | 77.7 | 92 | 6 | 8.3
2015 | PJM_ROR_2_VACAR | PJM_ROR | VACAR | Internal | Winter | B17 | 100 | 3000 | 1022.34 | 70.3 | 76.3 | 6 | 0
2015 | PJM_ROR_2_VACAR | PJM_ROR | VACAR | Internal | Winter | B18 | 400 | 3000 | 0 | 61.47 | 66.87 | 6 | 0
2015 | PJM_ROR_2_VACAR | PJM_ROR | VACAR | Internal | Winter | B19 | 700 | 3000 | 608.43 | 59.37 | 65.37 | 6 | 0
2015 | PJM_ROR_2_VACAR | PJM_ROR | VACAR | Internal | Winter | B20 | 935 | 3000 | 0 | 54.69 | 59.73 | 6 | 0
2015 | PJM_ROM_2_NYISO_A-F | PJM_ROM | NYISO_A-F | Internal | Shoulder | B11 | 25 | 2000 | 0 | 74.05 | 59.17 | 6 | 0
2015 | PJM_ROM_2_NYISO_A-F | PJM_ROM | NYISO_A-F | Internal | Shoulder | B12 | 200 | 2000 | 0 | 64.63 | 58.81 | 6 | 0
2015 | PJM_ROM_2_NYISO_A-F | PJM_ROM | NYISO_A-F | Internal | Shoulder | B13 | 600 | 2000 | 0 | 59.95 | 56.88 | 6 | 0
2015 | PJM_ROM_2_NYISO_A-F | PJM_ROM | NYISO_A-F | Internal | Shoulder | B14 | 900 | 2000 | 0 | 58.92 | 56.88 | 6 | 0
2015 | PJM_ROM_2_NYISO_A-F | PJM_ROM | NYISO_A-F | Internal | Shoulder | B15 | 1203 | 2000 | 0 | 54.01 | 56.88 | 6 | 0
2015 | PJM_ROM_2_NYISO_A-F | PJM_ROM | NYISO_A-F | Internal | Summer | B1 | 10 | 2000 | 0 | 93.48 | 85.48 | 6 | 0
2015 | PJM_ROM_2_NYISO_A-F | PJM_ROM | NYISO_A-F | Internal | Summer | B2 | 25 | 2000 | 0 | 90.27 | 80.21 | 6 | 0
2015 | PJM_ROM_2_NYISO_A-F | PJM_ROM | NYISO_A-F | Internal | Summer | B3 | 75 | 2000 | 0 | 89.53 | 76.01 | 6 | 0
2015 | PJM_ROM_2_NYISO_A-F | PJM_ROM | NYISO_A-F | Internal | Summer | B4 | 100 | 2000 | 0 | 84.88 | 74.25 | 6 | 0
2015 | PJM_ROM_2_NYISO_A-F | PJM_ROM | NYISO_A-F | Internal | Summer | B5 | 200 | 2000 | 0 | 75.87 | 62.8 | 6 | 0
2015 | PJM_ROM_2_NYISO_A-F | PJM_ROM | NYISO_A-F | Internal | Summer | B6 | 300 | 2000 | 0 | 66.59 | 57.45 | 6 | 0
2015 | PJM_ROM_2_NYISO_A-F | PJM_ROM | NYISO_A-F | Internal | Summer | B7 | 400 | 2000 | 0 | 60.49 | 55.4 | 6 | 0
2015 | PJM_ROM_2_NYISO_A-F | PJM_ROM | NYISO_A-F | Internal | Summer | B8 | 500 | 2000 | 0 | 56.92 | 55.22 | 6 | 0
2015 | PJM_ROM_2_NYISO_A-F | PJM_ROM | NYISO_A-F | Internal | Summer | B9 | 800 | 2000 | 0 | 56.66 | 55.22 | 6 | 0
2015 | PJM_ROM_2_NYISO_A-F | PJM_ROM | NYISO_A-F | Internal | Summer | B10 | 1262 | 2000 | 0 | 52.04 | 55.22 | 6 | 0
2015 | PJM_ROM_2_NYISO_A-F | PJM_ROM | NYISO_A-F | Internal | Winter | B16 | 25 | 2000 | 0 | 77.71 | 67.62 | 6 | 0
2015 | PJM_ROM_2_NYISO_A-F | PJM_ROM | NYISO_A-F | Internal | Winter | B17 | 100 | 2000 | 0 | 70.31 | 64.97 | 6 | 0
2015 | PJM_ROM_2_NYISO_A-F | PJM_ROM | NYISO_A-F | Internal | Winter | B18 | 400 | 2000 | 0 | 65.19 | 62.75 | 6 | 0
2015 | PJM_ROM_2_NYISO_A-F | PJM_ROM | NYISO_A-F | Internal | Winter | B19 | 700 | 2000 | 0 | 64.13 | 61.59 | 6 | 0
2015 | PJM_ROM_2_NYISO_A-F | PJM_ROM | NYISO_A-F | Internal | Winter | B20 | 935 | 2000 | 0 | 56.5 | 61.59 | 6 | 0
2015 | PJM_ROM_2_PJM_E | PJM_ROM | PJM_E | Internal | Shoulder | B11 | 25 | 8000 | 0 | 74.05 | 74.04 | 0.01 | 0
2015 | PJM_ROM_2_PJM_E | PJM_ROM | PJM_E | Internal | Shoulder | B12 | 200 | 8000 | 0 | 64.63 | 64.62 | 0.01 | 0
2015 | PJM_ROM_2_PJM_E | PJM_ROM | PJM_E | Internal | Shoulder | B13 | 600 | 8000 | 125.57 | 59.95 | 59.97 | 0.01 | 0
2015 | PJM_ROM_2_PJM_E | PJM_ROM | PJM_E | Internal | Shoulder | B14 | 900 | 8000 | 0 | 58.92 | 58.91 | 0.01 | 0
2015 | PJM_ROM_2_PJM_E | PJM_ROM | PJM_E | Internal | Shoulder | B15 | 1203 | 8000 | 249.82 | 54.01 | 54.03 | 0.01 | 0
2015 | PJM_ROM_2_PJM_E | PJM_ROM | PJM_E | Internal | Summer | B1 | 10 | 8000 | 1768.41 | 93.48 | 93.49 | 0.01 | 0
2015 | PJM_ROM_2_PJM_E | PJM_ROM | PJM_E | Internal | Summer | B2 | 25 | 8000 | 2593.73 | 90.27 | 90.28 | 0.01 | 0
2015 | PJM_ROM_2_PJM_E | PJM_ROM | PJM_E | Internal | Summer | B3 | 75 | 8000 | 0 | 89.53 | 89.51 | 0.01 | 0
2015 | PJM_ROM_2_PJM_E | PJM_ROM | PJM_E | Internal | Summer | B4 | 100 | 8000 | 0 | 84.88 | 84.87 | 0.01 | 0
2015 | PJM_ROM_2_PJM_E | PJM_ROM | PJM_E | Internal | Summer | B5 | 200 | 8000 | 0 | 75.87 | 75.86 | 0.01 | 0
2015 | PJM_ROM_2_PJM_E | PJM_ROM | PJM_E | Internal | Summer | B6 | 300 | 8000 | 225.42 | 66.59 | 66.6 | 0.01 | 0
2015 | PJM_ROM_2_PJM_E | PJM_ROM | PJM_E | Internal | Summer | B7 | 400 | 8000 | 998.74 | 60.49 | 60.51 | 0.01 | 0
2015 | PJM_ROM_2_PJM_E | PJM_ROM | PJM_E | Internal | Summer | B8 | 500 | 8000 | 145.14 | 56.92 | 56.93 | 0.01 | 0
2015 | PJM_ROM_2_PJM_E | PJM_ROM | PJM_E | Internal | Summer | B9 | 800 | 8000 | 0 | 56.66 | 56.65 | 0.01 | 0
2015 | PJM_ROM_2_PJM_E | PJM_ROM | PJM_E | Internal | Summer | B10 | 1262 | 8000 | 0 | 52.04 | 52.02 | 0.01 | 0
2015 | PJM_ROM_2_PJM_E | PJM_ROM | PJM_E | Internal | Winter | B16 | 25 | 8000 | 0 | 77.71 | 77.7 | 0.01 | 0
2015 | PJM_ROM_2_PJM_E | PJM_ROM | PJM_E | Internal | Winter | B17 | 100 | 8000 | 0 | 70.31 | 70.3 | 0.01 | 0
2015 | PJM_ROM_2_PJM_E | PJM_ROM | PJM_E | Internal | Winter | B18 | 400 | 8000 | 1416.56 | 65.19 | 65.2 | 0.01 | 0
2015 | PJM_ROM_2_PJM_E | PJM_ROM | PJM_E | Internal | Winter | B19 | 700 | 8000 | 1925.94 | 64.13 | 64.14 | 0.01 | 0
2015 | PJM_ROM_2_PJM_E | PJM_ROM | PJM_E | Internal | Winter | B20 | 935 | 8000 | 1094.71 | 56.5 | 56.51 | 0.01 | 0
2015 | PJM_ROM_2_PJM_ROR | PJM_ROM | PJM_ROR | Internal | Shoulder | B11 | 25 | 8000 | 0 | 74.05 | 74.04 | 0.01 | 0
2015 | PJM_ROM_2_PJM_ROR | PJM_ROM | PJM_ROR | Internal | Shoulder | B12 | 200 | 8000 | 0 | 64.63 | 64.62 | 0.01 | 0
2015 | PJM_ROM_2_PJM_ROR | PJM_ROM | PJM_ROR | Internal | Shoulder | B13 | 600 | 8000 | 0 | 59.95 | 59.94 | 0.01 | 0
2015 | PJM_ROM_2_PJM_ROR | PJM_ROM | PJM_ROR | Internal | Shoulder | B14 | 900 | 8000 | 0 | 58.92 | 57.78 | 0.01 | 0
2015 | PJM_ROM_2_PJM_ROR | PJM_ROM | PJM_ROR | Internal | Shoulder | B15 | 1203 | 8000 | 0 | 54.01 | 54 | 0.01 | 0
2015 | PJM_ROM_2_PJM_ROR | PJM_ROM | PJM_ROR | Internal | Summer | B1 | 10 | 8000 | 0 | 93.48 | 93.47 | 0.01 | 0
2015 | PJM_ROM_2_PJM_ROR | PJM_ROM | PJM_ROR | Internal | Summer | B2 | 25 | 8000 | 0 | 90.27 | 90.26 | 0.01 | 0
2015 | PJM_ROM_2_PJM_ROR | PJM_ROM | PJM_ROR | Internal | Summer | B3 | 75 | 8000 | 0 | 89.53 | 89.51 | 0.01 | 0
2015 | PJM_ROM_2_PJM_ROR | PJM_ROM | PJM_ROR | Internal | Summer | B4 | 100 | 8000 | 0 | 84.88 | 84.87 | 0.01 | 0
2015 | PJM_ROM_2_PJM_ROR | PJM_ROM | PJM_ROR | Internal | Summer | B5 | 200 | 8000 | 0 | 75.87 | 75.86 | 0.01 | 0
2015 | PJM_ROM_2_PJM_ROR | PJM_ROM | PJM_ROR | Internal | Summer | B6 | 300 | 8000 | 0 | 66.59 | 66.57 | 0.01 | 0
2015 | PJM_ROM_2_PJM_ROR | PJM_ROM | PJM_ROR | Internal | Summer | B7 | 400 | 8000 | 0 | 60.49 | 57.59 | 0.01 | 0
2015 | PJM_ROM_2_PJM_ROR | PJM_ROM | PJM_ROR | Internal | Summer | B8 | 500 | 8000 | 0 | 56.92 | 55.49 | 0.01 | 0
2015 | PJM_ROM_2_PJM_ROR | PJM_ROM | PJM_ROR | Internal | Summer | B9 | 800 | 8000 | 0 | 56.66 | 53.66 | 0.01 | 0
2015 | PJM_ROM_2_PJM_ROR | PJM_ROM | PJM_ROR | Internal | Summer | B10 | 1262 | 8000 | 0 | 52.04 | 52.02 | 0.01 | 0
2015 | PJM_ROM_2_PJM_ROR | PJM_ROM | PJM_ROR | Internal | Winter | B16 | 25 | 8000 | 0 | 77.71 | 77.7 | 0.01 | 0
2015 | PJM_ROM_2_PJM_ROR | PJM_ROM | PJM_ROR | Internal | Winter | B17 | 100 | 8000 | 0 | 70.31 | 70.3 | 0.01 | 0
2015 | PJM_ROM_2_PJM_ROR | PJM_ROM | PJM_ROR | Internal | Winter | B18 | 400 | 8000 | 0 | 65.19 | 61.47 | 0.01 | 0
2015 | PJM_ROM_2_PJM_ROR | PJM_ROM | PJM_ROR | Internal | Winter | B19 | 700 | 8000 | 0 | 64.13 | 59.37 | 0.01 | 0
2015 | PJM_ROM_2_PJM_ROR | PJM_ROM | PJM_ROR | Internal | Winter | B20 | 935 | 8000 | 0 | 56.5 | 54.69 | 0.01 | 0
2015 | SOCO_2_ENT | SOCO | ENT | Internal | Shoulder | B11 | 25 | 2400 | 0 | 86.23 | 78.23 | 10 | 0
2015 | SOCO_2_ENT | SOCO | ENT | Internal | Shoulder | B12 | 200 | 2400 | 0 | 66.41 | 59.47 | 10 | 0
2015 | SOCO_2_ENT | SOCO | ENT | Internal | Shoulder | B13 | 600 | 2400 | 0 | 61.88 | 59.47 | 10 | 0
2015 | SOCO_2_ENT | SOCO | ENT | Internal | Shoulder | B14 | 900 | 2400 | 0 | 61.88 | 57.49 | 10 | 0
2015 | SOCO_2_ENT | SOCO | ENT | Internal | Shoulder | B15 | 1203 | 2400 | 0 | 59.72 | 57.49 | 10 | 0
2015 | SOCO_2_ENT | SOCO | ENT | Internal | Summer | B1 | 10 | 2400 | 0 | 99.47 | 91.47 | 10 | 0
2015 | SOCO_2_ENT | SOCO | ENT | Internal | Summer | B2 | 25 | 2400 | 0 | 97.87 | 89.87 | 10 | 0
2015 | SOCO_2_ENT | SOCO | ENT | Internal | Summer | B3 | 75 | 2400 | 0 | 97.87 | 89.87 | 10 | 0
2015 | SOCO_2_ENT | SOCO | ENT | Internal | Summer | B4 | 100 | 2400 | 0 | 97.87 | 87.97 | 10 | 0
2015 | SOCO_2_ENT | SOCO | ENT | Internal | Summer | B5 | 200 | 2400 | 0 | 90.86 | 82.19 | 10 | 0
2015 | SOCO_2_ENT | SOCO | ENT | Internal | Summer | B6 | 300 | 2400 | 0 | 79.57 | 63.89 | 10 | 0
2015 | SOCO_2_ENT | SOCO | ENT | Internal | Summer | B7 | 400 | 2400 | 0 | 71.47 | 58.69 | 10 | 0
2015 | SOCO_2_ENT | SOCO | ENT | Internal | Summer | B8 | 500 | 2400 | 0 | 66.69 | 58.69 | 10 | 0
2015 | SOCO_2_ENT | SOCO | ENT | Internal | Summer | B9 | 800 | 2400 | 0 | 60.67 | 56.32 | 10 | 0
2015 | SOCO_2_ENT | SOCO | ENT | Internal | Summer | B10 | 1262 | 2400 | 0 | 58.55 | 56.32 | 10 | 0
2015 | SOCO_2_ENT | SOCO | ENT | Internal | Winter | B16 | 25 | 2400 | 0 | 85.18 | 75.36 | 10 | 0
2015 | SOCO_2_ENT | SOCO | ENT | Internal | Winter | B17 | 100 | 2400 | 0 | 67.53 | 61.89 | 10 | 0
2015 | SOCO_2_ENT | SOCO | ENT | Internal | Winter | B18 | 400 | 2400 | 0 | 64.36 | 60.33 | 10 | 0
2015 | SOCO_2_ENT | SOCO | ENT | Internal | Winter | B19 | 700 | 2400 | 0 | 64.36 | 59.83 | 10 | 0
2015 | SOCO_2_ENT | SOCO | ENT | Internal | Winter | B20 | 935 | 2400 | 0 | 62.11 | 59.83 | 10 | 0
2015 | SOCO_2_FRCC | SOCO | FRCC | Internal | Shoulder | B11 | 25 | 3700 | 3612.9 | 86.23 | 96.23 | 10 | 0
2015 | SOCO_2_FRCC | SOCO | FRCC | Internal | Shoulder | B12 | 200 | 3700 | 0 | 66.41 | 66.91 | 10 | 0
2015 | SOCO_2_FRCC | SOCO | FRCC | Internal | Shoulder | B13 | 600 | 3700 | 0 | 61.88 | 65.37 | 10 | 0
2015 | SOCO_2_FRCC | SOCO | FRCC | Internal | Shoulder | B14 | 900 | 3700 | 0 | 61.88 | 64.13 | 10 | 0
2015 | SOCO_2_FRCC | SOCO | FRCC | Internal | Shoulder | B15 | 1203 | 3700 | 0 | 59.72 | 64.13 | 10 | 0
2015 | SOCO_2_FRCC | SOCO | FRCC | Internal | Summer | B1 | 10 | 3700 | 0 | 99.47 | 103.87 | 10 | 0
2015 | SOCO_2_FRCC | SOCO | FRCC | Internal | Summer | B2 | 25 | 3700 | 0 | 97.87 | 103.87 | 10 | 0
2015 | SOCO_2_FRCC | SOCO | FRCC | Internal | Summer | B3 | 75 | 3700 | 0 | 97.87 | 103.87 | 10 | 0
2015 | SOCO_2_FRCC | SOCO | FRCC | Internal | Summer | B4 | 100 | 3700 | 0 | 97.87 | 103.87 | 10 | 0
2015 | SOCO_2_FRCC | SOCO | FRCC | Internal | Summer | B5 | 200 | 3700 | 2436.14 | 90.86 | 100.86 | 10 | 0
2015 | SOCO_2_FRCC | SOCO | FRCC | Internal | Summer | B6 | 300 | 3700 | 696.84 | 79.57 | 89.57 | 10 | 0
2015 | SOCO_2_FRCC | SOCO | FRCC | Internal | Summer | B7 | 400 | 3700 | 0 | 71.47 | 66.43 | 10 | 0
2015 | SOCO_2_FRCC | SOCO | FRCC | Internal | Summer | B8 | 500 | 3700 | 0 | 66.69 | 66.21 | 10 | 0
2015 | SOCO_2_FRCC | SOCO | FRCC | Internal | Summer | B9 | 800 | 3700 | 0 | 60.67 | 63.46 | 10 | 0
2015 | SOCO_2_FRCC | SOCO | FRCC | Internal | Summer | B10 | 1262 | 3700 | 0 | 58.55 | 63.46 | 10 | 0
2015 | SOCO_2_FRCC | SOCO | FRCC | Internal | Winter | B16 | 25 | 3700 | 0 | 85.18 | 90.65 | 10 | 0
2015 | SOCO_2_FRCC | SOCO | FRCC | Internal | Winter | B17 | 100 | 3700 | 0 | 67.53 | 69.02 | 10 | 0
2015 | SOCO_2_FRCC | SOCO | FRCC | Internal | Winter | B18 | 400 | 3700 | 0 | 64.36 | 66.15 | 10 | 0
2015 | SOCO_2_FRCC | SOCO | FRCC | Internal | Winter | B19 | 700 | 3700 | 0 | 64.36 | 66.15 | 10 | 0
2015 | SOCO_2_FRCC | SOCO | FRCC | Internal | Winter | B20 | 935 | 3700 | 0 | 62.11 | 66.15 | 10 | 0
2015 | SOCO_2_TVA_Transmission | SOCO | TVA_Transmission | Internal | Shoulder | B11 | 25 | 2600 | 0 | 86.23 | 80.04 | 10 | 0
2015 | SOCO_2_TVA_Transmission | SOCO | TVA_Transmission | Internal | Shoulder | B12 | 200 | 2600 | 0 | 66.41 | 65.76 | 10 | 0
2015 | SOCO_2_TVA_Transmission | SOCO | TVA_Transmission | Internal | Shoulder | B13 | 600 | 2600 | 0 | 61.88 | 63.3 | 10 | 0
2015 | SOCO_2_TVA_Transmission | SOCO | TVA_Transmission | Internal | Shoulder | B14 | 900 | 2600 | 0 | 61.88 | 62.58 | 10 | 0
2015 | SOCO_2_TVA_Transmission | SOCO | TVA_Transmission | Internal | Shoulder | B15 | 1203 | 2600 | 0 | 59.72 | 60 | 10 | 0
2015 | SOCO_2_TVA_Transmission | SOCO | TVA_Transmission | Internal | Summer | B1 | 10 | 2600 | 0 | 99.47 | 99.47 | 10 | 0
2015 | SOCO_2_TVA_Transmission | SOCO | TVA_Transmission | Internal | Summer | B2 | 25 | 2600 | 0 | 97.87 | 96.74 | 10 | 0
2015 | SOCO_2_TVA_Transmission | SOCO | TVA_Transmission | Internal | Summer | B3 | 75 | 2600 | 0 | 97.87 | 95.51 | 10 | 0
2015 | SOCO_2_TVA_Transmission | SOCO | TVA_Transmission | Internal | Summer | B4 | 100 | 2600 | 0 | 97.87 | 90.87 | 10 | 0
2015 | SOCO_2_TVA_Transmission | SOCO | TVA_Transmission | Internal | Summer | B5 | 200 | 2600 | 0 | 90.86 | 81.86 | 10 | 0
2015 | SOCO_2_TVA_Transmission | SOCO | TVA_Transmission | Internal | Summer | B6 | 300 | 2600 | 0 | 79.57 | 70.57 | 10 | 0
2015 | SOCO_2_TVA_Transmission | SOCO | TVA_Transmission | Internal | Summer | B7 | 400 | 2600 | 0 | 71.47 | 63.03 | 10 | 0
2015 | SOCO_2_TVA_Transmission | SOCO | TVA_Transmission | Internal | Summer | B8 | 500 | 2600 | 0 | 66.69 | 61.04 | 10 | 0
2015 | SOCO_2_TVA_Transmission | SOCO | TVA_Transmission | Internal | Summer | B9 | 800 | 2600 | 0 | 60.67 | 59.66 | 10 | 0
2015 | SOCO_2_TVA_Transmission | SOCO | TVA_Transmission | Internal | Summer | B10 | 1262 | 2600 | 0 | 58.55 | 57.99 | 10 | 0
2015 | SOCO_2_TVA_Transmission | SOCO | TVA_Transmission | Internal | Winter | B16 | 25 | 2600 | 0 | 85.18 | 83.36 | 10 | 0
2015 | SOCO_2_TVA_Transmission | SOCO | TVA_Transmission | Internal | Winter | B17 | 100 | 2600 | 0 | 67.53 | 69.39 | 10 | 0
2015 | SOCO_2_TVA_Transmission | SOCO | TVA_Transmission | Internal | Winter | B18 | 400 | 2600 | 0 | 64.36 | 65.53 | 10 | 0
2015 | SOCO_2_TVA_Transmission | SOCO | TVA_Transmission | Internal | Winter | B19 | 700 | 2600 | 0 | 64.36 | 64.28 | 10 | 0
2015 | SOCO_2_TVA_Transmission | SOCO | TVA_Transmission | Internal | Winter | B20 | 935 | 2600 | 0 | 62.11 | 60.69 | 10 | 0
2015 | SOCO_2_VACAR | SOCO | VACAR | Internal | Shoulder | B11 | 25 | 2000 | 0 | 86.23 | 79.23 | 10 | 0
2015 | SOCO_2_VACAR | SOCO | VACAR | Internal | Shoulder | B12 | 200 | 2000 | 0 | 66.41 | 66.56 | 10 | 0
2015 | SOCO_2_VACAR | SOCO | VACAR | Internal | Shoulder | B13 | 600 | 2000 | 0 | 61.88 | 63.46 | 10 | 0
2015 | SOCO_2_VACAR | SOCO | VACAR | Internal | Shoulder | B14 | 900 | 2000 | 0 | 61.88 | 62.92 | 10 | 0
2015 | SOCO_2_VACAR | SOCO | VACAR | Internal | Shoulder | B15 | 1203 | 2000 | 0 | 59.72 | 56.22 | 10 | 0
2015 | SOCO_2_VACAR | SOCO | VACAR | Internal | Summer | B1 | 10 | 2000 | 0 | 99.47 | 100.71 | 10 | 0
2015 | SOCO_2_VACAR | SOCO | VACAR | Internal | Summer | B2 | 25 | 2000 | 0 | 97.87 | 100.71 | 10 | 0
2015 | SOCO_2_VACAR | SOCO | VACAR | Internal | Summer | B3 | 75 | 2000 | 0 | 97.87 | 100.71 | 10 | 0
2015 | SOCO_2_VACAR | SOCO | VACAR | Internal | Summer | B4 | 100 | 2000 | 0 | 97.87 | 90.87 | 10 | 0
2015 | SOCO_2_VACAR | SOCO | VACAR | Internal | Summer | B5 | 200 | 2000 | 0 | 90.86 | 83.86 | 10 | 0
2015 | SOCO_2_VACAR | SOCO | VACAR | Internal | Summer | B6 | 300 | 2000 | 0 | 79.57 | 72.57 | 10 | 0
2015 | SOCO_2_VACAR | SOCO | VACAR | Internal | Summer | B7 | 400 | 2000 | 0 | 71.47 | 64.47 | 10 | 0
2015 | SOCO_2_VACAR | SOCO | VACAR | Internal | Summer | B8 | 500 | 2000 | 0 | 66.69 | 61.49 | 10 | 0
2015 | SOCO_2_VACAR | SOCO | VACAR | Internal | Summer | B9 | 800 | 2000 | 0 | 60.67 | 59.66 | 10 | 0
2015 | SOCO_2_VACAR | SOCO | VACAR | Internal | Summer | B10 | 1262 | 2000 | 0 | 58.55 | 53.44 | 10 | 0
2015 | SOCO_2_VACAR | SOCO | VACAR | Internal | Winter | B16 | 25 | 2000 | 0 | 85.18 | 92 | 10 | 0
2015 | SOCO_2_VACAR | SOCO | VACAR | Internal | Winter | B17 | 100 | 2000 | 0 | 67.53 | 76.3 | 10 | 0
2015 | SOCO_2_VACAR | SOCO | VACAR | Internal | Winter | B18 | 400 | 2000 | 0 | 64.36 | 66.87 | 10 | 0
2015 | SOCO_2_VACAR | SOCO | VACAR | Internal | Winter | B19 | 700 | 2000 | 0 | 64.36 | 65.37 | 10 | 0
2015 | SOCO_2_VACAR | SOCO | VACAR | Internal | Winter | B20 | 935 | 2000 | 0 | 62.11 | 59.73 | 10 | 0
2015 | SPP_N_2_ENT | SPP_N | ENT | Internal | Shoulder | B11 | 25 | 1800 | 0 | 83.04 | 78.23 | 5 | 0
2015 | SPP_N_2_ENT | SPP_N | ENT | Internal | Shoulder | B12 | 200 | 1800 | 0 | 60.03 | 59.47 | 5 | 0
2015 | SPP_N_2_ENT | SPP_N | ENT | Internal | Shoulder | B13 | 600 | 1800 | 0 | 58.31 | 59.47 | 5 | 0
2015 | SPP_N_2_ENT | SPP_N | ENT | Internal | Shoulder | B14 | 900 | 1800 | 0 | 57.38 | 57.49 | 5 | 0
2015 | SPP_N_2_ENT | SPP_N | ENT | Internal | Shoulder | B15 | 1203 | 1800 | 0 | 57.38 | 57.49 | 5 | 0
2015 | SPP_N_2_ENT | SPP_N | ENT | Internal | Summer | B1 | 10 | 1800 | 0 | 92.6 | 91.47 | 5 | 0
2015 | SPP_N_2_ENT | SPP_N | ENT | Internal | Summer | B2 | 25 | 1800 | 0 | 92.6 | 89.87 | 5 | 0
2015 | SPP_N_2_ENT | SPP_N | ENT | Internal | Summer | B3 | 75 | 1800 | 0 | 91.39 | 89.87 | 5 | 0
2015 | SPP_N_2_ENT | SPP_N | ENT | Internal | Summer | B4 | 100 | 1800 | 0 | 85.93 | 87.97 | 5 | 0
2015 | SPP_N_2_ENT | SPP_N | ENT | Internal | Summer | B5 | 200 | 1800 | 0 | 81.18 | 82.19 | 5 | 0
2015 | SPP_N_2_ENT | SPP_N | ENT | Internal | Summer | B6 | 300 | 1800 | 0 | 71.88 | 63.89 | 5 | 0
2015 | SPP_N_2_ENT | SPP_N | ENT | Internal | Summer | B7 | 400 | 1800 | 0 | 62.24 | 58.69 | 5 | 0
2015 | SPP_N_2_ENT | SPP_N | ENT | Internal | Summer | B8 | 500 | 1800 | 0 | 58.7 | 58.69 | 5 | 0
2015 | SPP_N_2_ENT | SPP_N | ENT | Internal | Summer | B9 | 800 | 1800 | 0 | 56.11 | 56.32 | 5 | 0
2015 | SPP_N_2_ENT | SPP_N | ENT | Internal | Summer | B10 | 1262 | 1800 | 0 | 54.36 | 56.32 | 5 | 0
2015 | SPP_N_2_ENT | SPP_N | ENT | Internal | Winter | B16 | 25 | 1800 | 235.5 | 70.36 | 75.36 | 5 | 0
2015 | SPP_N_2_ENT | SPP_N | ENT | Internal | Winter | B17 | 100 | 1800 | 0 | 62.63 | 61.89 | 5 | 0
2015 | SPP_N_2_ENT | SPP_N | ENT | Internal | Winter | B18 | 400 | 1800 | 0 | 59.86 | 60.33 | 5 | 0
2015 | SPP_N_2_ENT | SPP_N | ENT | Internal | Winter | B19 | 700 | 1800 | 0 | 59.72 | 59.83 | 5 | 0
2015 | SPP_N_2_ENT | SPP_N | ENT | Internal | Winter | B20 | 935 | 1800 | 0 | 57.92 | 59.83 | 5 | 0
2015 | SPP_N_2_MISO_MO-IL | SPP_N | MISO_MO-IL | Internal | Shoulder | B11 | 25 | 2000 | 0 | 83.04 | 76.04 | 5 | 0
2015 | SPP_N_2_MISO_MO-IL | SPP_N | MISO_MO-IL | Internal | Shoulder | B12 | 200 | 2000 | 0 | 60.03 | 63.26 | 5 | 0
2015 | SPP_N_2_MISO_MO-IL | SPP_N | MISO_MO-IL | Internal | Shoulder | B13 | 600 | 2000 | 0 | 58.31 | 58.37 | 5 | 0
2015 | SPP_N_2_MISO_MO-IL | SPP_N | MISO_MO-IL | Internal | Shoulder | B14 | 900 | 2000 | 0 | 57.38 | 55.78 | 5 | 0
2015 | SPP_N_2_MISO_MO-IL | SPP_N | MISO_MO-IL | Internal | Shoulder | B15 | 1203 | 2000 | 0 | 57.38 | 54.37 | 5 | 0
2015 | SPP_N_2_MISO_MO-IL | SPP_N | MISO_MO-IL | Internal | Summer | B1 | 10 | 2000 | 0 | 92.6 | 91.47 | 5 | 0
2015 | SPP_N_2_MISO_MO-IL | SPP_N | MISO_MO-IL | Internal | Summer | B2 | 25 | 2000 | 0 | 92.6 | 88.74 | 5 | 0
2015 | SPP_N_2_MISO_MO-IL | SPP_N | MISO_MO-IL | Internal | Summer | B3 | 75 | 2000 | 0 | 91.39 | 88.63 | 5 | 0
2015 | SPP_N_2_MISO_MO-IL | SPP_N | MISO_MO-IL | Internal | Summer | B4 | 100 | 2000 | 0 | 85.93 | 83.54 | 5 | 0
2015 | SPP_N_2_MISO_MO-IL | SPP_N | MISO_MO-IL | Internal | Summer | B5 | 200 | 2000 | 0 | 81.18 | 74.19 | 5 | 0
2015 | SPP_N_2_MISO_MO-IL | SPP_N | MISO_MO-IL | Internal | Summer | B6 | 300 | 2000 | 0 | 71.88 | 64.89 | 5 | 0
2015 | SPP_N_2_MISO_MO-IL | SPP_N | MISO_MO-IL | Internal | Summer | B7 | 400 | 2000 | 0 | 62.24 | 55.6 | 5 | 0
2015 | SPP_N_2_MISO_MO-IL | SPP_N | MISO_MO-IL | Internal | Summer | B8 | 500 | 2000 | 0 | 58.7 | 53.82 | 5 | 0
2015 | SPP_N_2_MISO_MO-IL | SPP_N | MISO_MO-IL | Internal | Summer | B9 | 800 | 2000 | 0 | 56.11 | 52.93 | 5 | 0
2015 | SPP_N_2_MISO_MO-IL | SPP_N | MISO_MO-IL | Internal | Summer | B10 | 1262 | 2000 | 0 | 54.36 | 51.63 | 5 | 0
2015 | SPP_N_2_MISO_MO-IL | SPP_N | MISO_MO-IL | Internal | Winter | B16 | 25 | 2000 | 322.43 | 70.36 | 75.36 | 5 | 0
2015 | SPP_N_2_MISO_MO-IL | SPP_N | MISO_MO-IL | Internal | Winter | B17 | 100 | 2000 | 797.72 | 62.63 | 67.63 | 5 | 0
2015 | SPP_N_2_MISO_MO-IL | SPP_N | MISO_MO-IL | Internal | Winter | B18 | 400 | 2000 | 0 | 59.86 | 59.47 | 5 | 0
2015 | SPP_N_2_MISO_MO-IL | SPP_N | MISO_MO-IL | Internal | Winter | B19 | 700 | 2000 | 0 | 59.72 | 57.37 | 5 | 0
2015 | SPP_N_2_MISO_MO-IL | SPP_N | MISO_MO-IL | Internal | Winter | B20 | 935 | 2000 | 0 | 57.92 | 52.72 | 5 | 0
2015 | SPP_N_2_MISO_W | SPP_N | MISO_W | Internal | Shoulder | B11 | 25 | 750 | 0 | 83.04 | 76.04 | 5 | 0
2015 | SPP_N_2_MISO_W | SPP_N | MISO_W | Internal | Shoulder | B12 | 200 | 750 | 0 | 60.03 | 63.25 | 5 | 0
2015 | SPP_N_2_MISO_W | SPP_N | MISO_W | Internal | Shoulder | B13 | 600 | 750 | 0 | 58.31 | 58.36 | 5 | 0
2015 | SPP_N_2_MISO_W | SPP_N | MISO_W | Internal | Shoulder | B14 | 900 | 750 | 0 | 57.38 | 55.77 | 5 | 0
2015 | SPP_N_2_MISO_W | SPP_N | MISO_W | Internal | Shoulder | B15 | 1203 | 750 | 0 | 57.38 | 54.38 | 5 | 0
2015 | SPP_N_2_MISO_W | SPP_N | MISO_W | Internal | Summer | B1 | 10 | 750 | 0 | 92.6 | 91.45 | 5 | 0
2015 | SPP_N_2_MISO_W | SPP_N | MISO_W | Internal | Summer | B2 | 25 | 750 | 0 | 92.6 | 88.73 | 5 | 0
2015 | SPP_N_2_MISO_W | SPP_N | MISO_W | Internal | Summer | B3 | 75 | 750 | 0 | 91.39 | 88.62 | 5 | 0
2015 | SPP_N_2_MISO_W | SPP_N | MISO_W | Internal | Summer | B4 | 100 | 750 | 0 | 85.93 | 83.53 | 5 | 0
2015 | SPP_N_2_MISO_W | SPP_N | MISO_W | Internal | Summer | B5 | 200 | 750 | 0 | 81.18 | 74.18 | 5 | 0
2015 | SPP_N_2_MISO_W | SPP_N | MISO_W | Internal | Summer | B6 | 300 | 750 | 0 | 71.88 | 64.88 | 5 | 0
2015 | SPP_N_2_MISO_W | SPP_N | MISO_W | Internal | Summer | B7 | 400 | 750 | 0 | 62.24 | 55.59 | 5 | 0
2015 | SPP_N_2_MISO_W | SPP_N | MISO_W | Internal | Summer | B8 | 500 | 750 | 0 | 58.7 | 53.81 | 5 | 0
2015 | SPP_N_2_MISO_W | SPP_N | MISO_W | Internal | Summer | B9 | 800 | 750 | 0 | 56.11 | 52.92 | 5 | 0
2015 | SPP_N_2_MISO_W | SPP_N | MISO_W | Internal | Summer | B10 | 1262 | 750 | 0 | 54.36 | 51.61 | 5 | 0
2015 | SPP_N_2_MISO_W | SPP_N | MISO_W | Internal | Winter | B16 | 25 | 750 | 0 | 70.36 | 75.35 | 5 | 0
2015 | SPP_N_2_MISO_W | SPP_N | MISO_W | Internal | Winter | B17 | 100 | 750 | 0 | 62.63 | 67.61 | 5 | 0
2015 | SPP_N_2_MISO_W | SPP_N | MISO_W | Internal | Winter | B18 | 400 | 750 | 0 | 59.86 | 59.45 | 5 | 0
2015 | SPP_N_2_MISO_W | SPP_N | MISO_W | Internal | Winter | B19 | 700 | 750 | 0 | 59.72 | 57.36 | 5 | 0
2015 | SPP_N_2_MISO_W | SPP_N | MISO_W | Internal | Winter | B20 | 935 | 750 | 0 | 57.92 | 52.7 | 5 | 0
2015 | SPP_N_2_NE | SPP_N | NE | Internal | Shoulder | B11 | 25 | 330 | 0 | 83.04 | 81.86 | 0.01 | 0
2015 | SPP_N_2_NE | SPP_N | NE | Internal | Shoulder | B12 | 200 | 330 | 0 | 60.03 | 60.02 | 0.01 | 0
2015 | SPP_N_2_NE | SPP_N | NE | Internal | Shoulder | B13 | 600 | 330 | 0 | 58.31 | 58.29 | 0.01 | 0
2015 | SPP_N_2_NE | SPP_N | NE | Internal | Shoulder | B14 | 900 | 330 | 0 | 57.38 | 57.37 | 0.01 | 0
2015 | SPP_N_2_NE | SPP_N | NE | Internal | Shoulder | B15 | 1203 | 330 | 0 | 57.38 | 57.37 | 0.01 | 0
2015 | SPP_N_2_NE | SPP_N | NE | Internal | Summer | B1 | 10 | 330 | 0 | 92.6 | 91.45 | 0.01 | 0
2015 | SPP_N_2_NE | SPP_N | NE | Internal | Summer | B2 | 25 | 330 | 0 | 92.6 | 91.41 | 0.01 | 0
2015 | SPP_N_2_NE | SPP_N | NE | Internal | Summer | B3 | 75 | 330 | 0 | 91.39 | 91.38 | 0.01 | 0
2015 | SPP_N_2_NE | SPP_N | NE | Internal | Summer | B4 | 100 | 330 | 0 | 85.93 | 85.92 | 0.01 | 0
2015 | SPP_N_2_NE | SPP_N | NE | Internal | Summer | B5 | 200 | 330 | 0 | 81.18 | 81.06 | 0.01 | 0
2015 | SPP_N_2_NE | SPP_N | NE | Internal | Summer | B6 | 300 | 330 | 0 | 71.88 | 70.69 | 0.01 | 0
2015 | SPP_N_2_NE | SPP_N | NE | Internal | Summer | B7 | 400 | 330 | 0 | 62.24 | 61.05 | 0.01 | 0
2015 | SPP_N_2_NE | SPP_N | NE | Internal | Summer | B8 | 500 | 330 | 0 | 58.7 | 58.69 | 0.01 | 0
2015 | SPP_N_2_NE | SPP_N | NE | Internal | Summer | B9 | 800 | 330 | 0 | 56.11 | 56.1 | 0.01 | 0
2015 | SPP_N_2_NE | SPP_N | NE | Internal | Summer | B10 | 1262 | 330 | 0 | 54.36 | 54.27 | 0.01 | 0
2015 | SPP_N_2_NE | SPP_N | NE | Internal | Winter | B16 | 25 | 330 | 0 | 70.36 | 70.35 | 0.01 | 0
2015 | SPP_N_2_NE | SPP_N | NE | Internal | Winter | B17 | 100 | 330 | 0 | 62.63 | 62.61 | 0.01 | 0
2015 | SPP_N_2_NE | SPP_N | NE | Internal | Winter | B18 | 400 | 330 | 0 | 59.86 | 59.85 | 0.01 | 0
2015 | SPP_N_2_NE | SPP_N | NE | Internal | Winter | B19 | 700 | 330 | 0 | 59.72 | 59.71 | 0.01 | 0
2015 | SPP_N_2_NE | SPP_N | NE | Internal | Winter | B20 | 935 | 330 | 0 | 57.92 | 56.73 | 0.01 | 0
2015 | SPP_N_2_SPP_S | SPP_N | SPP_S | Internal | Shoulder | B11 | 25 | 4000 | 918 | 83.04 | 83.05 | 0.01 | 0
2015 | SPP_N_2_SPP_S | SPP_N | SPP_S | Internal | Shoulder | B12 | 200 | 4000 | 673.07 | 60.03 | 60.04 | 0.01 | 0
2015 | SPP_N_2_SPP_S | SPP_N | SPP_S | Internal | Shoulder | B13 | 600 | 4000 | 1323.52 | 58.31 | 58.32 | 0.01 | 0
2015 | SPP_N_2_SPP_S | SPP_N | SPP_S | Internal | Shoulder | B14 | 900 | 4000 | 835.21 | 57.38 | 57.39 | 0.01 | 0
2015 | SPP_N_2_SPP_S | SPP_N | SPP_S | Internal | Shoulder | B15 | 1203 | 4000 | 2667.18 | 57.38 | 57.39 | 0.01 | 0
2015 | SPP_N_2_SPP_S | SPP_N | SPP_S | Internal | Summer | B1 | 10 | 4000 | 0 | 92.6 | 89.64 | 0.01 | 0
2015 | SPP_N_2_SPP_S | SPP_N | SPP_S | Internal | Summer | B2 | 25 | 4000 | 0 | 92.6 | 90.43 | 0.01 | 0
2015 | SPP_N_2_SPP_S | SPP_N | SPP_S | Internal | Summer | B3 | 75 | 4000 | 0 | 91.39 | 88.43 | 0.01 | 0
2015 | SPP_N_2_SPP_S | SPP_N | SPP_S | Internal | Summer | B4 | 100 | 4000 | 0 | 85.93 | 82.97 | 0.01 | 0
2015 | SPP_N_2_SPP_S | SPP_N | SPP_S | Internal | Summer | B5 | 200 | 4000 | 274.5 | 81.18 | 81.19 | 0.01 | 0
2015 | SPP_N_2_SPP_S | SPP_N | SPP_S | Internal | Summer | B6 | 300 | 4000 | 2340.34 | 71.88 | 71.89 | 0.01 | 0
2015 | SPP_N_2_SPP_S | SPP_N | SPP_S | Internal | Summer | B7 | 400 | 4000 | 2160.2 | 62.24 | 62.25 | 0.01 | 0
2015 | SPP_N_2_SPP_S | SPP_N | SPP_S | Internal | Summer | B8 | 500 | 4000 | 2593.16 | 58.7 | 58.71 | 0.01 | 0
2015 | SPP_N_2_SPP_S | SPP_N | SPP_S | Internal | Summer | B9 | 800 | 4000 | 2479.54 | 56.11 | 56.13 | 0.01 | 0
2015 | SPP_N_2_SPP_S | SPP_N | SPP_S | Internal | Summer | B10 | 1262 | 4000 | 4000 | 54.36 | 56 | 0.01 | 1.63
2015 | SPP_N_2_SPP_S | SPP_N | SPP_S | Internal | Winter | B16 | 25 | 4000 | 690.73 | 70.36 | 70.38 | 0.01 | 0
2015 | SPP_N_2_SPP_S | SPP_N | SPP_S | Internal | Winter | B17 | 100 | 4000 | 1134.17 | 62.63 | 62.64 | 0.01 | 0
2015 | SPP_N_2_SPP_S | SPP_N | SPP_S | Internal | Winter | B18 | 400 | 4000 | 2787.14 | 59.86 | 59.87 | 0.01 | 0
2015 | SPP_N_2_SPP_S | SPP_N | SPP_S | Internal | Winter | B19 | 700 | 4000 | 2838.34 | 59.72 | 59.74 | 0.01 | 0
2015 | SPP_N_2_SPP_S | SPP_N | SPP_S | Internal | Winter | B20 | 935 | 4000 | 4476.94 | 57.92 | 59.74 | 0.01 | 1.81
2015 | SPP_S_2_ENT | SPP_S | ENT | Internal | Shoulder | B11 | 25 | 850 | 0 | 83.05 | 78.23 | 5 | 0
2015 | SPP_S_2_ENT | SPP_S | ENT | Internal | Shoulder | B12 | 200 | 850 | 0 | 60.04 | 59.47 | 5 | 0
2015 | SPP_S_2_ENT | SPP_S | ENT | Internal | Shoulder | B13 | 600 | 850 | 0 | 58.32 | 59.47 | 5 | 0
2015 | SPP_S_2_ENT | SPP_S | ENT | Internal | Shoulder | B14 | 900 | 850 | 0 | 57.39 | 57.49 | 5 | 0
2015 | SPP_S_2_ENT | SPP_S | ENT | Internal | Shoulder | B15 | 1203 | 850 | 0 | 57.39 | 57.49 | 5 | 0
2015 | SPP_S_2_ENT | SPP_S | ENT | Internal | Summer | B1 | 10 | 850 | 0 | 89.64 | 91.47 | 5 | 0
2015 | SPP_S_2_ENT | SPP_S | ENT | Internal | Summer | B2 | 25 | 850 | 0 | 90.43 | 89.87 | 5 | 0
2015 | SPP_S_2_ENT | SPP_S | ENT | Internal | Summer | B3 | 75 | 850 | 0 | 88.43 | 89.87 | 5 | 0
2015 | SPP_S_2_ENT | SPP_S | ENT | Internal | Summer | B4 | 100 | 850 | 348.57 | 82.97 | 87.97 | 5 | 0
2015 | SPP_S_2_ENT | SPP_S | ENT | Internal | Summer | B5 | 200 | 850 | 0 | 81.19 | 82.19 | 5 | 0
2015 | SPP_S_2_ENT | SPP_S | ENT | Internal | Summer | B6 | 300 | 850 | 0 | 71.89 | 63.89 | 5 | 0
2015 | SPP_S_2_ENT | SPP_S | ENT | Internal | Summer | B7 | 400 | 850 | 0 | 62.25 | 58.69 | 5 | 0
2015 | SPP_S_2_ENT | SPP_S | ENT | Internal | Summer | B8 | 500 | 850 | 0 | 58.71 | 58.69 | 5 | 0
2015 | SPP_S_2_ENT | SPP_S | ENT | Internal | Summer | B9 | 800 | 850 | 0 | 56.13 | 56.32 | 5 | 0
2015 | SPP_S_2_ENT | SPP_S | ENT | Internal | Summer | B10 | 1262 | 850 | 0 | 56 | 56.32 | 5 | 0
2015 | SPP_S_2_ENT | SPP_S | ENT | Internal | Winter | B16 | 25 | 850 | 0 | 70.38 | 75.36 | 5 | 0
2015 | SPP_S_2_ENT | SPP_S | ENT | Internal | Winter | B17 | 100 | 850 | 0 | 62.64 | 61.89 | 5 | 0
2015 | SPP_S_2_ENT | SPP_S | ENT | Internal | Winter | B18 | 400 | 850 | 0 | 59.87 | 60.33 | 5 | 0
2015 | SPP_S_2_ENT | SPP_S | ENT | Internal | Winter | B19 | 700 | 850 | 0 | 59.74 | 59.83 | 5 | 0
2015 | SPP_S_2_ENT | SPP_S | ENT | Internal | Winter | B20 | 935 | 850 | 0 | 59.74 | 59.83 | 5 | 0
2015 | SPP_S_2_SPP_N | SPP_S | SPP_N | Internal | Shoulder | B11 | 25 | 640 | 0 | 83.05 | 83.04 | 0.01 | 0
2015 | SPP_S_2_SPP_N | SPP_S | SPP_N | Internal | Shoulder | B12 | 200 | 640 | 0 | 60.04 | 60.03 | 0.01 | 0
2015 | SPP_S_2_SPP_N | SPP_S | SPP_N | Internal | Shoulder | B13 | 600 | 640 | 0 | 58.32 | 58.31 | 0.01 | 0
2015 | SPP_S_2_SPP_N | SPP_S | SPP_N | Internal | Shoulder | B14 | 900 | 640 | 0 | 57.39 | 57.38 | 0.01 | 0
2015 | SPP_S_2_SPP_N | SPP_S | SPP_N | Internal | Shoulder | B15 | 1203 | 640 | 0 | 57.39 | 57.38 | 0.01 | 0
2015 | SPP_S_2_SPP_N | SPP_S | SPP_N | Internal | Summer | B1 | 10 | 640 | 666.69 | 89.64 | 92.6 | 0.01 | 2.95
2015 | SPP_S_2_SPP_N | SPP_S | SPP_N | Internal | Summer | B2 | 25 | 640 | 640 | 90.43 | 92.6 | 0.01 | 2.15
2015 | SPP_S_2_SPP_N | SPP_S | SPP_N | Internal | Summer | B3 | 75 | 640 | 1139.6 | 88.43 | 91.39 | 0.01 | 2.95
2015 | SPP_S_2_SPP_N | SPP_S | SPP_N | Internal | Summer | B4 | 100 | 640 | 998.47 | 82.97 | 85.93 | 0.01 | 2.95
2015 | SPP_S_2_SPP_N | SPP_S | SPP_N | Internal | Summer | B5 | 200 | 640 | 0 | 81.19 | 81.18 | 0.01 | 0
2015 | SPP_S_2_SPP_N | SPP_S | SPP_N | Internal | Summer | B6 | 300 | 640 | 0 | 71.89 | 71.88 | 0.01 | 0
2015 | SPP_S_2_SPP_N | SPP_S | SPP_N | Internal | Summer | B7 | 400 | 640 | 0 | 62.25 | 62.24 | 0.01 | 0
2015 | SPP_S_2_SPP_N | SPP_S | SPP_N | Internal | Summer | B8 | 500 | 640 | 0 | 58.71 | 58.7 | 0.01 | 0
2015 | SPP_S_2_SPP_N | SPP_S | SPP_N | Internal | Summer | B9 | 800 | 640 | 0 | 56.13 | 56.11 | 0.01 | 0
2015 | SPP_S_2_SPP_N | SPP_S | SPP_N | Internal | Summer | B10 | 1262 | 640 | 0 | 56 | 54.36 | 0.01 | 0
2015 | SPP_S_2_SPP_N | SPP_S | SPP_N | Internal | Winter | B16 | 25 | 640 | 0 | 70.38 | 70.36 | 0.01 | 0
2015 | SPP_S_2_SPP_N | SPP_S | SPP_N | Internal | Winter | B17 | 100 | 640 | 0 | 62.64 | 62.63 | 0.01 | 0
2015 | SPP_S_2_SPP_N | SPP_S | SPP_N | Internal | Winter | B18 | 400 | 640 | 0 | 59.87 | 59.86 | 0.01 | 0
2015 | SPP_S_2_SPP_N | SPP_S | SPP_N | Internal | Winter | B19 | 700 | 640 | 0 | 59.74 | 59.72 | 0.01 | 0
2015 | SPP_S_2_SPP_N | SPP_S | SPP_N | Internal | Winter | B20 | 935 | 640 | 0 | 59.74 | 57.92 | 0.01 | 0
2015 | TVA_2_ENT | TVA | ENT | Internal | Shoulder | B11 | 25 | 500 | 0 | 80.05 | 78.23 | 9 | 0
2015 | TVA_2_ENT | TVA | ENT | Internal | Shoulder | B12 | 200 | 500 | 0 | 61.77 | 59.47 | 9 | 0
2015 | TVA_2_ENT | TVA | ENT | Internal | Shoulder | B13 | 600 | 500 | 0 | 61.77 | 59.47 | 9 | 0
2015 | TVA_2_ENT | TVA | ENT | Internal | Shoulder | B14 | 900 | 500 | 0 | 61.77 | 57.49 | 9 | 0
2015 | TVA_2_ENT | TVA | ENT | Internal | Shoulder | B15 | 1203 | 500 | 0 | 60.01 | 57.49 | 9 | 0
2015 | TVA_2_ENT | TVA | ENT | Internal | Summer | B1 | 10 | 500 | 0 | 99.48 | 91.47 | 9 | 0
2015 | TVA_2_ENT | TVA | ENT | Internal | Summer | B2 | 25 | 500 | 0 | 96.75 | 89.87 | 9 | 0
2015 | TVA_2_ENT | TVA | ENT | Internal | Summer | B3 | 75 | 500 | 0 | 95.53 | 89.87 | 9 | 0
2015 | TVA_2_ENT | TVA | ENT | Internal | Summer | B4 | 100 | 500 | 0 | 90.88 | 87.97 | 9 | 0
2015 | TVA_2_ENT | TVA | ENT | Internal | Summer | B5 | 200 | 500 | 0 | 81.86 | 82.19 | 9 | 0
2015 | TVA_2_ENT | TVA | ENT | Internal | Summer | B6 | 300 | 500 | 0 | 67.45 | 63.89 | 9 | 0
2015 | TVA_2_ENT | TVA | ENT | Internal | Summer | B7 | 400 | 500 | 0 | 60.44 | 58.69 | 9 | 0
2015 | TVA_2_ENT | TVA | ENT | Internal | Summer | B8 | 500 | 500 | 0 | 60.44 | 58.69 | 9 | 0
2015 | TVA_2_ENT | TVA | ENT | Internal | Summer | B9 | 800 | 500 | 0 | 59.67 | 56.32 | 9 | 0
2015 | TVA_2_ENT | TVA | ENT | Internal | Summer | B10 | 1262 | 500 | 0 | 57.94 | 56.32 | 9 | 0
2015 | TVA_2_ENT | TVA | ENT | Internal | Winter | B16 | 25 | 500 | 0 | 83.38 | 75.36 | 9 | 0
2015 | TVA_2_ENT | TVA | ENT | Internal | Winter | B17 | 100 | 500 | 0 | 67.3 | 61.89 | 9 | 0
2015 | TVA_2_ENT | TVA | ENT | Internal | Winter | B18 | 400 | 500 | 0 | 63.86 | 60.33 | 9 | 0
2015 | TVA_2_ENT | TVA | ENT | Internal | Winter | B19 | 700 | 500 | 0 | 63.86 | 59.83 | 9 | 0
2015 | TVA_2_ENT | TVA | ENT | Internal | Winter | B20 | 935 | 500 | 0 | 60.7 | 59.83 | 9 | 0
2015 | TVA_2_MISO_MO-IL | TVA | MISO_MO-IL | Internal | Shoulder | B11 | 25 | 50 | 0 | 80.05 | 76.04 | 9 | 0
2015 | TVA_2_MISO_MO-IL | TVA | MISO_MO-IL | Internal | Shoulder | B12 | 200 | 50 | 0 | 61.77 | 63.26 | 9 | 0
2015 | TVA_2_MISO_MO-IL | TVA | MISO_MO-IL | Internal | Shoulder | B13 | 600 | 50 | 0 | 61.77 | 58.37 | 9 | 0
2015 | TVA_2_MISO_MO-IL | TVA | MISO_MO-IL | Internal | Shoulder | B14 | 900 | 50 | 0 | 61.77 | 55.78 | 9 | 0
2015 | TVA_2_MISO_MO-IL | TVA | MISO_MO-IL | Internal | Shoulder | B15 | 1203 | 50 | 0 | 60.01 | 54.37 | 9 | 0
2015 | TVA_2_MISO_MO-IL | TVA | MISO_MO-IL | Internal | Summer | B1 | 10 | 50 | 0 | 99.48 | 91.47 | 9 | 0
2015 | TVA_2_MISO_MO-IL | TVA | MISO_MO-IL | Internal | Summer | B2 | 25 | 50 | 0 | 96.75 | 88.74 | 9 | 0
2015 | TVA_2_MISO_MO-IL | TVA | MISO_MO-IL | Internal | Summer | B3 | 75 | 50 | 0 | 95.53 | 88.63 | 9 | 0
2015 | TVA_2_MISO_MO-IL | TVA | MISO_MO-IL | Internal | Summer | B4 | 100 | 50 | 0 | 90.88 | 83.54 | 9 | 0
2015 | TVA_2_MISO_MO-IL | TVA | MISO_MO-IL | Internal | Summer | B5 | 200 | 50 | 0 | 81.86 | 74.19 | 9 | 0
2015 | TVA_2_MISO_MO-IL | TVA | MISO_MO-IL | Internal | Summer | B6 | 300 | 50 | 0 | 67.45 | 64.89 | 9 | 0
2015 | TVA_2_MISO_MO-IL | TVA | MISO_MO-IL | Internal | Summer | B7 | 400 | 50 | 0 | 60.44 | 55.6 | 9 | 0
2015 | TVA_2_MISO_MO-IL | TVA | MISO_MO-IL | Internal | Summer | B8 | 500 | 50 | 0 | 60.44 | 53.82 | 9 | 0
2015 | TVA_2_MISO_MO-IL | TVA | MISO_MO-IL | Internal | Summer | B9 | 800 | 50 | 0 | 59.67 | 52.93 | 9 | 0
2015 | TVA_2_MISO_MO-IL | TVA | MISO_MO-IL | Internal | Summer | B10 | 1262 | 50 | 0 | 57.94 | 51.63 | 9 | 0
2015 | TVA_2_MISO_MO-IL | TVA | MISO_MO-IL | Internal | Winter | B16 | 25 | 50 | 0 | 83.38 | 75.36 | 9 | 0
2015 | TVA_2_MISO_MO-IL | TVA | MISO_MO-IL | Internal | Winter | B17 | 100 | 50 | 0 | 67.3 | 67.63 | 9 | 0
2015 | TVA_2_MISO_MO-IL | TVA | MISO_MO-IL | Internal | Winter | B18 | 400 | 50 | 0 | 63.86 | 59.47 | 9 | 0
2015 | TVA_2_MISO_MO-IL | TVA | MISO_MO-IL | Internal | Winter | B19 | 700 | 50 | 0 | 63.86 | 57.37 | 9 | 0
2015 | TVA_2_MISO_MO-IL | TVA | MISO_MO-IL | Internal | Winter | B20 | 935 | 50 | 0 | 60.7 | 52.72 | 9 | 0
2015 | TVA_2_NonRTO_Midwest | TVA | NonRTO_Midwest | Internal | Shoulder | B11 | 25 | 100 | 0 | 80.05 | 84.03 | 9 | 0
2015 | TVA_2_NonRTO_Midwest | TVA | NonRTO_Midwest | Internal | Shoulder | B12 | 200 | 100 | 100 | 61.77 | 71.28 | 9 | 0.51
2015 | TVA_2_NonRTO_Midwest | TVA | NonRTO_Midwest | Internal | Shoulder | B13 | 600 | 100 | 0 | 61.77 | 57.46 | 9 | 0
2015 | TVA_2_NonRTO_Midwest | TVA | NonRTO_Midwest | Internal | Shoulder | B14 | 900 | 100 | 0 | 61.77 | 56.65 | 9 | 0
2015 | TVA_2_NonRTO_Midwest | TVA | NonRTO_Midwest | Internal | Shoulder | B15 | 1203 | 100 | 0 | 60.01 | 54.58 | 9 | 0
2015 | TVA_2_NonRTO_Midwest | TVA | NonRTO_Midwest | Internal | Summer | B1 | 10 | 100 | 0 | 99.48 | 96.27 | 9 | 0
2015 | TVA_2_NonRTO_Midwest | TVA | NonRTO_Midwest | Internal | Summer | B2 | 25 | 100 | 0 | 96.75 | 96.27 | 9 | 0
2015 | TVA_2_NonRTO_Midwest | TVA | NonRTO_Midwest | Internal | Summer | B3 | 75 | 100 | 0 | 95.53 | 96.27 | 9 | 0
2015 | TVA_2_NonRTO_Midwest | TVA | NonRTO_Midwest | Internal | Summer | B4 | 100 | 100 | 0 | 90.88 | 91.53 | 9 | 0
2015 | TVA_2_NonRTO_Midwest | TVA | NonRTO_Midwest | Internal | Summer | B5 | 200 | 100 | 0 | 81.86 | 82.18 | 9 | 0
2015 | TVA_2_NonRTO_Midwest | TVA | NonRTO_Midwest | Internal | Summer | B6 | 300 | 100 | 0 | 67.45 | 62.57 | 9 | 0
2015 | TVA_2_NonRTO_Midwest | TVA | NonRTO_Midwest | Internal | Summer | B7 | 400 | 100 | 0 | 60.44 | 56.65 | 9 | 0
2015 | TVA_2_NonRTO_Midwest | TVA | NonRTO_Midwest | Internal | Summer | B8 | 500 | 100 | 0 | 60.44 | 56.49 | 9 | 0
2015 | TVA_2_NonRTO_Midwest | TVA | NonRTO_Midwest | Internal | Summer | B9 | 800 | 100 | 0 | 59.67 | 54.55 | 9 | 0
2015 | TVA_2_NonRTO_Midwest | TVA | NonRTO_Midwest | Internal | Summer | B10 | 1262 | 100 | 0 | 57.94 | 53.93 | 9 | 0
2015 | TVA_2_NonRTO_Midwest | TVA | NonRTO_Midwest | Internal | Winter | B16 | 25 | 100 | 0 | 83.38 | 84.02 | 9 | 0
2015 | TVA_2_NonRTO_Midwest | TVA | NonRTO_Midwest | Internal | Winter | B17 | 100 | 100 | 23.34 | 67.3 | 76.3 | 9 | 0
2015 | TVA_2_NonRTO_Midwest | TVA | NonRTO_Midwest | Internal | Winter | B18 | 400 | 100 | 0 | 63.86 | 67.79 | 9 | 0
2015 | TVA_2_NonRTO_Midwest | TVA | NonRTO_Midwest | Internal | Winter | B19 | 700 | 100 | 0 | 63.86 | 56.65 | 9 | 0
2015 | TVA_2_NonRTO_Midwest | TVA | NonRTO_Midwest | Internal | Winter | B20 | 935 | 100 | 0 | 60.7 | 55.22 | 9 | 0
2015 | TVA_2_PJM_ROR | TVA | PJM_ROR | Internal | Shoulder | B11 | 25 | 500 | 0 | 80.05 | 74.04 | 9 | 0
2015 | TVA_2_PJM_ROR | TVA | PJM_ROR | Internal | Shoulder | B12 | 200 | 500 | 0 | 61.77 | 64.62 | 9 | 0
2015 | TVA_2_PJM_ROR | TVA | PJM_ROR | Internal | Shoulder | B13 | 600 | 500 | 0 | 61.77 | 59.94 | 9 | 0
2015 | TVA_2_PJM_ROR | TVA | PJM_ROR | Internal | Shoulder | B14 | 900 | 500 | 0 | 61.77 | 57.78 | 9 | 0
2015 | TVA_2_PJM_ROR | TVA | PJM_ROR | Internal | Shoulder | B15 | 1203 | 500 | 0 | 60.01 | 54 | 9 | 0
2015 | TVA_2_PJM_ROR | TVA | PJM_ROR | Internal | Summer | B1 | 10 | 500 | 0 | 99.48 | 93.47 | 9 | 0
2015 | TVA_2_PJM_ROR | TVA | PJM_ROR | Internal | Summer | B2 | 25 | 500 | 0 | 96.75 | 90.26 | 9 | 0
2015 | TVA_2_PJM_ROR | TVA | PJM_ROR | Internal | Summer | B3 | 75 | 500 | 0 | 95.53 | 89.51 | 9 | 0
2015 | TVA_2_PJM_ROR | TVA | PJM_ROR | Internal | Summer | B4 | 100 | 500 | 0 | 90.88 | 84.87 | 9 | 0
2015 | TVA_2_PJM_ROR | TVA | PJM_ROR | Internal | Summer | B5 | 200 | 500 | 0 | 81.86 | 75.86 | 9 | 0
2015 | TVA_2_PJM_ROR | TVA | PJM_ROR | Internal | Summer | B6 | 300 | 500 | 0 | 67.45 | 66.57 | 9 | 0
2015 | TVA_2_PJM_ROR | TVA | PJM_ROR | Internal | Summer | B7 | 400 | 500 | 0 | 60.44 | 57.59 | 9 | 0
2015 | TVA_2_PJM_ROR | TVA | PJM_ROR | Internal | Summer | B8 | 500 | 500 | 0 | 60.44 | 55.49 | 9 | 0
2015 | TVA_2_PJM_ROR | TVA | PJM_ROR | Internal | Summer | B9 | 800 | 500 | 0 | 59.67 | 53.66 | 9 | 0
2015 | TVA_2_PJM_ROR | TVA | PJM_ROR | Internal | Summer | B10 | 1262 | 500 | 0 | 57.94 | 52.02 | 9 | 0
2015 | TVA_2_PJM_ROR | TVA | PJM_ROR | Internal | Winter | B16 | 25 | 500 | 0 | 83.38 | 77.7 | 9 | 0
2015 | TVA_2_PJM_ROR | TVA | PJM_ROR | Internal | Winter | B17 | 100 | 500 | 0 | 67.3 | 70.3 | 9 | 0
2015 | TVA_2_PJM_ROR | TVA | PJM_ROR | Internal | Winter | B18 | 400 | 500 | 0 | 63.86 | 61.47 | 9 | 0
2015 | TVA_2_PJM_ROR | TVA | PJM_ROR | Internal | Winter | B19 | 700 | 500 | 0 | 63.86 | 59.37 | 9 | 0
2015 | TVA_2_PJM_ROR | TVA | PJM_ROR | Internal | Winter | B20 | 935 | 500 | 0 | 60.7 | 54.69 | 9 | 0
2015 | TVA_2_SOCO | TVA | SOCO | Internal | Shoulder | B11 | 25 | 500 | 0 | 80.05 | 86.23 | 9 | 0
2015 | TVA_2_SOCO | TVA | SOCO | Internal | Shoulder | B12 | 200 | 500 | 0 | 61.77 | 66.41 | 9 | 0
2015 | TVA_2_SOCO | TVA | SOCO | Internal | Shoulder | B13 | 600 | 500 | 0 | 61.77 | 61.88 | 9 | 0
2015 | TVA_2_SOCO | TVA | SOCO | Internal | Shoulder | B14 | 900 | 500 | 0 | 61.77 | 61.88 | 9 | 0
2015 | TVA_2_SOCO | TVA | SOCO | Internal | Shoulder | B15 | 1203 | 500 | 0 | 60.01 | 59.72 | 9 | 0
2015 | TVA_2_SOCO | TVA | SOCO | Internal | Summer | B1 | 10 | 500 | 0 | 99.48 | 99.47 | 9 | 0
2015 | TVA_2_SOCO | TVA | SOCO | Internal | Summer | B2 | 25 | 500 | 0 | 96.75 | 97.87 | 9 | 0
2015 | TVA_2_SOCO | TVA | SOCO | Internal | Summer | B3 | 75 | 500 | 0 | 95.53 | 97.87 | 9 | 0
2015 | TVA_2_SOCO | TVA | SOCO | Internal | Summer | B4 | 100 | 500 | 0 | 90.88 | 97.87 | 9 | 0
2015 | TVA_2_SOCO | TVA | SOCO | Internal | Summer | B5 | 200 | 500 | 452.92 | 81.86 | 90.86 | 9 | 0
2015 | TVA_2_SOCO | TVA | SOCO | Internal | Summer | B6 | 300 | 500 | 584.22 | 67.45 | 79.57 | 9 | 3.12
2015 | TVA_2_SOCO | TVA | SOCO | Internal | Summer | B7 | 400 | 500 | 500 | 60.44 | 71.47 | 9 | 2.02
2015 | TVA_2_SOCO | TVA | SOCO | Internal | Summer | B8 | 500 | 500 | 0 | 60.44 | 66.69 | 9 | 0
2015 | TVA_2_SOCO | TVA | SOCO | Internal | Summer | B9 | 800 | 500 | 0 | 59.67 | 60.67 | 9 | 0
2015 | TVA_2_SOCO | TVA | SOCO | Internal | Summer | B10 | 1262 | 500 | 0 | 57.94 | 58.55 | 9 | 0
2015 | TVA_2_SOCO | TVA | SOCO | Internal | Winter | B16 | 25 | 500 | 0 | 83.38 | 85.18 | 9 | 0
2015 | TVA_2_SOCO | TVA | SOCO | Internal | Winter | B17 | 100 | 500 | 0 | 67.3 | 67.53 | 9 | 0
2015 | TVA_2_SOCO | TVA | SOCO | Internal | Winter | B18 | 400 | 500 | 0 | 63.86 | 64.36 | 9 | 0
2015 | TVA_2_SOCO | TVA | SOCO | Internal | Winter | B19 | 700 | 500 | 0 | 63.86 | 64.36 | 9 | 0
2015 | TVA_2_SOCO | TVA | SOCO | Internal | Winter | B20 | 935 | 500 | 0 | 60.7 | 62.11 | 9 | 0
2015 | TVA_2_VACAR | TVA | VACAR | Internal | Shoulder | B11 | 25 | 150 | 0 | 80.05 | 79.23 | 9 | 0
2015 | TVA_2_VACAR | TVA | VACAR | Internal | Shoulder | B12 | 200 | 150 | 0 | 61.77 | 66.56 | 9 | 0
2015 | TVA_2_VACAR | TVA | VACAR | Internal | Shoulder | B13 | 600 | 150 | 0 | 61.77 | 63.46 | 9 | 0
2015 | TVA_2_VACAR | TVA | VACAR | Internal | Shoulder | B14 | 900 | 150 | 0 | 61.77 | 62.92 | 9 | 0
2015 | TVA_2_VACAR | TVA | VACAR | Internal | Shoulder | B15 | 1203 | 150 | 0 | 60.01 | 56.22 | 9 | 0
2015 | TVA_2_VACAR | TVA | VACAR | Internal | Summer | B1 | 10 | 150 | 0 | 99.48 | 100.71 | 9 | 0
2015 | TVA_2_VACAR | TVA | VACAR | Internal | Summer | B2 | 25 | 150 | 0 | 96.75 | 100.71 | 9 | 0
2015 | TVA_2_VACAR | TVA | VACAR | Internal | Summer | B3 | 75 | 150 | 0 | 95.53 | 100.71 | 9 | 0
2015 | TVA_2_VACAR | TVA | VACAR | Internal | Summer | B4 | 100 | 150 | 0 | 90.88 | 90.87 | 9 | 0
2015 | TVA_2_VACAR | TVA | VACAR | Internal | Summer | B5 | 200 | 150 | 0 | 81.86 | 83.86 | 9 | 0
2015 | TVA_2_VACAR | TVA | VACAR | Internal | Summer | B6 | 300 | 150 | 0 | 67.45 | 72.57 | 9 | 0
2015 | TVA_2_VACAR | TVA | VACAR | Internal | Summer | B7 | 400 | 150 | 0 | 60.44 | 64.47 | 9 | 0
2015 | TVA_2_VACAR | TVA | VACAR | Internal | Summer | B8 | 500 | 150 | 0 | 60.44 | 61.49 | 9 | 0
2015 | TVA_2_VACAR | TVA | VACAR | Internal | Summer | B9 | 800 | 150 | 0 | 59.67 | 59.66 | 9 | 0
2015 | TVA_2_VACAR | TVA | VACAR | Internal | Summer | B10 | 1262 | 150 | 0 | 57.94 | 53.44 | 9 | 0
2015 | TVA_2_VACAR | TVA | VACAR | Internal | Winter | B16 | 25 | 150 | 0 | 83.38 | 92 | 9 | 0
2015 | TVA_2_VACAR | TVA | VACAR | Internal | Winter | B17 | 100 | 150 | 46.95 | 67.3 | 76.3 | 9 | 0
2015 | TVA_2_VACAR | TVA | VACAR | Internal | Winter | B18 | 400 | 150 | 0 | 63.86 | 66.87 | 9 | 0
2015 | TVA_2_VACAR | TVA | VACAR | Internal | Winter | B19 | 700 | 150 | 0 | 63.86 | 65.37 | 9 | 0
2015 | TVA_2_VACAR | TVA | VACAR | Internal | Winter | B20 | 935 | 150 | 0 | 60.7 | 59.73 | 9 | 0
2015 | TVA_Transmission_2_ENT | TVA_Transmission | ENT | Internal | Shoulder | B11 | 25 | 3000 | 0 | 80.04 | 78.23 | 9 | 0
2015 | TVA_Transmission_2_ENT | TVA_Transmission | ENT | Internal | Shoulder | B12 | 200 | 3000 | 0 | 65.76 | 59.47 | 9 | 0
2015 | TVA_Transmission_2_ENT | TVA_Transmission | ENT | Internal | Shoulder | B13 | 600 | 3000 | 0 | 63.3 | 59.47 | 9 | 0
2015 | TVA_Transmission_2_ENT | TVA_Transmission | ENT | Internal | Shoulder | B14 | 900 | 3000 | 0 | 62.58 | 57.49 | 9 | 0
2015 | TVA_Transmission_2_ENT | TVA_Transmission | ENT | Internal | Shoulder | B15 | 1203 | 3000 | 0 | 60 | 57.49 | 9 | 0
2015 | TVA_Transmission_2_ENT | TVA_Transmission | ENT | Internal | Summer | B1 | 10 | 3000 | 0 | 99.47 | 91.47 | 9 | 0
2015 | TVA_Transmission_2_ENT | TVA_Transmission | ENT | Internal | Summer | B2 | 25 | 3000 | 0 | 96.74 | 89.87 | 9 | 0
2015 | TVA_Transmission_2_ENT | TVA_Transmission | ENT | Internal | Summer | B3 | 75 | 3000 | 0 | 95.51 | 89.87 | 9 | 0
2015 | TVA_Transmission_2_ENT | TVA_Transmission | ENT | Internal | Summer | B4 | 100 | 3000 | 0 | 90.87 | 87.97 | 9 | 0
2015 | TVA_Transmission_2_ENT | TVA_Transmission | ENT | Internal | Summer | B5 | 200 | 3000 | 0 | 81.86 | 82.19 | 9 | 0
2015 | TVA_Transmission_2_ENT | TVA_Transmission | ENT | Internal | Summer | B6 | 300 | 3000 | 0 | 70.57 | 63.89 | 9 | 0
2015 | TVA_Transmission_2_ENT | TVA_Transmission | ENT | Internal | Summer | B7 | 400 | 3000 | 0 | 63.03 | 58.69 | 9 | 0
2015 | TVA_Transmission_2_ENT | TVA_Transmission | ENT | Internal | Summer | B8 | 500 | 3000 | 0 | 61.04 | 58.69 | 9 | 0
2015 | TVA_Transmission_2_ENT | TVA_Transmission | ENT | Internal | Summer | B9 | 800 | 3000 | 0 | 59.66 | 56.32 | 9 | 0
2015 | TVA_Transmission_2_ENT | TVA_Transmission | ENT | Internal | Summer | B10 | 1262 | 3000 | 0 | 57.99 | 56.32 | 9 | 0
2015 | TVA_Transmission_2_ENT | TVA_Transmission | ENT | Internal | Winter | B16 | 25 | 3000 | 0 | 83.36 | 75.36 | 9 | 0
2015 | TVA_Transmission_2_ENT | TVA_Transmission | ENT | Internal | Winter | B17 | 100 | 3000 | 0 | 69.39 | 61.89 | 9 | 0
2015 | TVA_Transmission_2_ENT | TVA_Transmission | ENT | Internal | Winter | B18 | 400 | 3000 | 0 | 65.53 | 60.33 | 9 | 0
2015 | TVA_Transmission_2_ENT | TVA_Transmission | ENT | Internal | Winter | B19 | 700 | 3000 | 0 | 64.28 | 59.83 | 9 | 0
2015 | TVA_Transmission_2_ENT | TVA_Transmission | ENT | Internal | Winter | B20 | 935 | 3000 | 0 | 60.69 | 59.83 | 9 | 0
2015 | TVA_Transmission_2_MISO_MO-IL | TVA_Transmission | MISO_MO-IL | Internal | Shoulder | B11 | 25 | 4000 | 0 | 80.04 | 76.04 | 9 | 0
2015 | TVA_Transmission_2_MISO_MO-IL | TVA_Transmission | MISO_MO-IL | Internal | Shoulder | B12 | 200 | 4000 | 0 | 65.76 | 63.26 | 9 | 0
2015 | TVA_Transmission_2_MISO_MO-IL | TVA_Transmission | MISO_MO-IL | Internal | Shoulder | B13 | 600 | 4000 | 0 | 63.3 | 58.37 | 9 | 0
2015 | TVA_Transmission_2_MISO_MO-IL | TVA_Transmission | MISO_MO-IL | Internal | Shoulder | B14 | 900 | 4000 | 0 | 62.58 | 55.78 | 9 | 0
2015 | TVA_Transmission_2_MISO_MO-IL | TVA_Transmission | MISO_MO-IL | Internal | Shoulder | B15 | 1203 | 4000 | 0 | 60 | 54.37 | 9 | 0
2015 | TVA_Transmission_2_MISO_MO-IL | TVA_Transmission | MISO_MO-IL | Internal | Summer | B1 | 10 | 4000 | 0 | 99.47 | 91.47 | 9 | 0
2015 | TVA_Transmission_2_MISO_MO-IL | TVA_Transmission | MISO_MO-IL | Internal | Summer | B2 | 25 | 4000 | 0 | 96.74 | 88.74 | 9 | 0
2015 | TVA_Transmission_2_MISO_MO-IL | TVA_Transmission | MISO_MO-IL | Internal | Summer | B3 | 75 | 4000 | 0 | 95.51 | 88.63 | 9 | 0
2015 | TVA_Transmission_2_MISO_MO-IL | TVA_Transmission | MISO_MO-IL | Internal | Summer | B4 | 100 | 4000 | 0 | 90.87 | 83.54 | 9 | 0
2015 | TVA_Transmission_2_MISO_MO-IL | TVA_Transmission | MISO_MO-IL | Internal | Summer | B5 | 200 | 4000 | 0 | 81.86 | 74.19 | 9 | 0
2015 | TVA_Transmission_2_MISO_MO-IL | TVA_Transmission | MISO_MO-IL | Internal | Summer | B6 | 300 | 4000 | 0 | 70.57 | 64.89 | 9 | 0
2015 | TVA_Transmission_2_MISO_MO-IL | TVA_Transmission | MISO_MO-IL | Internal | Summer | B7 | 400 | 4000 | 0 | 63.03 | 55.6 | 9 | 0
2015 | TVA_Transmission_2_MISO_MO-IL | TVA_Transmission | MISO_MO-IL | Internal | Summer | B8 | 500 | 4000 | 0 | 61.04 | 53.82 | 9 | 0
2015 | TVA_Transmission_2_MISO_MO-IL | TVA_Transmission | MISO_MO-IL | Internal | Summer | B9 | 800 | 4000 | 0 | 59.66 | 52.93 | 9 | 0
2015 | TVA_Transmission_2_MISO_MO-IL | TVA_Transmission | MISO_MO-IL | Internal | Summer | B10 | 1262 | 4000 | 0 | 57.99 | 51.63 | 9 | 0
2015 | TVA_Transmission_2_MISO_MO-IL | TVA_Transmission | MISO_MO-IL | Internal | Winter | B16 | 25 | 4000 | 0 | 83.36 | 75.36 | 9 | 0
2015 | TVA_Transmission_2_MISO_MO-IL | TVA_Transmission | MISO_MO-IL | Internal | Winter | B17 | 100 | 4000 | 0 | 69.39 | 67.63 | 9 | 0
2015 | TVA_Transmission_2_MISO_MO-IL | TVA_Transmission | MISO_MO-IL | Internal | Winter | B18 | 400 | 4000 | 0 | 65.53 | 59.47 | 9 | 0
2015 | TVA_Transmission_2_MISO_MO-IL | TVA_Transmission | MISO_MO-IL | Internal | Winter | B19 | 700 | 4000 | 0 | 64.28 | 57.37 | 9 | 0
2015 | TVA_Transmission_2_MISO_MO-IL | TVA_Transmission | MISO_MO-IL | Internal | Winter | B20 | 935 | 4000 | 0 | 60.69 | 52.72 | 9 | 0
2015 | TVA_Transmission_2_NonRTO_Midwest | TVA_Transmission | NonRTO_Midwest | Internal | Shoulder | B11 | 25 | 700 | 0 | 80.04 | 84.03 | 9 | 0
2015 | TVA_Transmission_2_NonRTO_Midwest | TVA_Transmission | NonRTO_Midwest | Internal | Shoulder | B12 | 200 | 700 | 0 | 65.76 | 71.28 | 9 | 0
2015 | TVA_Transmission_2_NonRTO_Midwest | TVA_Transmission | NonRTO_Midwest | Internal | Shoulder | B13 | 600 | 700 | 0 | 63.3 | 57.46 | 9 | 0
2015 | TVA_Transmission_2_NonRTO_Midwest | TVA_Transmission | NonRTO_Midwest | Internal | Shoulder | B14 | 900 | 700 | 0 | 62.58 | 56.65 | 9 | 0
2015 | TVA_Transmission_2_NonRTO_Midwest | TVA_Transmission | NonRTO_Midwest | Internal | Shoulder | B15 | 1203 | 700 | 0 | 60 | 54.58 | 9 | 0
2015 | TVA_Transmission_2_NonRTO_Midwest | TVA_Transmission | NonRTO_Midwest | Internal | Summer | B1 | 10 | 700 | 0 | 99.47 | 96.27 | 9 | 0
2015 | TVA_Transmission_2_NonRTO_Midwest | TVA_Transmission | NonRTO_Midwest | Internal | Summer | B2 | 25 | 700 | 0 | 96.74 | 96.27 | 9 | 0
2015 | TVA_Transmission_2_NonRTO_Midwest | TVA_Transmission | NonRTO_Midwest | Internal | Summer | B3 | 75 | 700 | 0 | 95.51 | 96.27 | 9 | 0
2015 | TVA_Transmission_2_NonRTO_Midwest | TVA_Transmission | NonRTO_Midwest | Internal | Summer | B4 | 100 | 700 | 0 | 90.87 | 91.53 | 9 | 0
2015 | TVA_Transmission_2_NonRTO_Midwest | TVA_Transmission | NonRTO_Midwest | Internal | Summer | B5 | 200 | 700 | 0 | 81.86 | 82.18 | 9 | 0
2015 | TVA_Transmission_2_NonRTO_Midwest | TVA_Transmission | NonRTO_Midwest | Internal | Summer | B6 | 300 | 700 | 0 | 70.57 | 62.57 | 9 | 0
2015 | TVA_Transmission_2_NonRTO_Midwest | TVA_Transmission | NonRTO_Midwest | Internal | Summer | B7 | 400 | 700 | 0 | 63.03 | 56.65 | 9 | 0
2015 | TVA_Transmission_2_NonRTO_Midwest | TVA_Transmission | NonRTO_Midwest | Internal | Summer | B8 | 500 | 700 | 0 | 61.04 | 56.49 | 9 | 0
2015 | TVA_Transmission_2_NonRTO_Midwest | TVA_Transmission | NonRTO_Midwest | Internal | Summer | B9 | 800 | 700 | 0 | 59.66 | 54.55 | 9 | 0
2015 | TVA_Transmission_2_NonRTO_Midwest | TVA_Transmission | NonRTO_Midwest | Internal | Summer | B10 | 1262 | 700 | 0 | 57.99 | 53.93 | 9 | 0
2015 | TVA_Transmission_2_NonRTO_Midwest | TVA_Transmission | NonRTO_Midwest | Internal | Winter | B16 | 25 | 700 | 0 | 83.36 | 84.02 | 9 | 0
2015 | TVA_Transmission_2_NonRTO_Midwest | TVA_Transmission | NonRTO_Midwest | Internal | Winter | B17 | 100 | 700 | 0 | 69.39 | 76.3 | 9 | 0
2015 | TVA_Transmission_2_NonRTO_Midwest | TVA_Transmission | NonRTO_Midwest | Internal | Winter | B18 | 400 | 700 | 0 | 65.53 | 67.79 | 9 | 0
2015 | TVA_Transmission_2_NonRTO_Midwest | TVA_Transmission | NonRTO_Midwest | Internal | Winter | B19 | 700 | 700 | 0 | 64.28 | 56.65 | 9 | 0
2015 | TVA_Transmission_2_NonRTO_Midwest | TVA_Transmission | NonRTO_Midwest | Internal | Winter | B20 | 935 | 700 | 0 | 60.69 | 55.22 | 9 | 0
2015 | TVA_Transmission_2_PJM_ROR | TVA_Transmission | PJM_ROR | Internal | Shoulder | B11 | 25 | 2000 | 0 | 80.04 | 74.04 | 9 | 0
2015 | TVA_Transmission_2_PJM_ROR | TVA_Transmission | PJM_ROR | Internal | Shoulder | B12 | 200 | 2000 | 0 | 65.76 | 64.62 | 9 | 0
2015 | TVA_Transmission_2_PJM_ROR | TVA_Transmission | PJM_ROR | Internal | Shoulder | B13 | 600 | 2000 | 0 | 63.3 | 59.94 | 9 | 0
2015 | TVA_Transmission_2_PJM_ROR | TVA_Transmission | PJM_ROR | Internal | Shoulder | B14 | 900 | 2000 | 0 | 62.58 | 57.78 | 9 | 0
2015 | TVA_Transmission_2_PJM_ROR | TVA_Transmission | PJM_ROR | Internal | Shoulder | B15 | 1203 | 2000 | 0 | 60 | 54 | 9 | 0
2015 | TVA_Transmission_2_PJM_ROR | TVA_Transmission | PJM_ROR | Internal | Summer | B1 | 10 | 2000 | 0 | 99.47 | 93.47 | 9 | 0
2015 | TVA_Transmission_2_PJM_ROR | TVA_Transmission | PJM_ROR | Internal | Summer | B2 | 25 | 2000 | 0 | 96.74 | 90.26 | 9 | 0
2015 | TVA_Transmission_2_PJM_ROR | TVA_Transmission | PJM_ROR | Internal | Summer | B3 | 75 | 2000 | 0 | 95.51 | 89.51 | 9 | 0
2015 | TVA_Transmission_2_PJM_ROR | TVA_Transmission | PJM_ROR | Internal | Summer | B4 | 100 | 2000 | 0 | 90.87 | 84.87 | 9 | 0
2015 | TVA_Transmission_2_PJM_ROR | TVA_Transmission | PJM_ROR | Internal | Summer | B5 | 200 | 2000 | 0 | 81.86 | 75.86 | 9 | 0
2015 | TVA_Transmission_2_PJM_ROR | TVA_Transmission | PJM_ROR | Internal | Summer | B6 | 300 | 2000 | 0 | 70.57 | 66.57 | 9 | 0
2015 | TVA_Transmission_2_PJM_ROR | TVA_Transmission | PJM_ROR | Internal | Summer | B7 | 400 | 2000 | 0 | 63.03 | 57.59 | 9 | 0
2015 | TVA_Transmission_2_PJM_ROR | TVA_Transmission | PJM_ROR | Internal | Summer | B8 | 500 | 2000 | 0 | 61.04 | 55.49 | 9 | 0
2015 | TVA_Transmission_2_PJM_ROR | TVA_Transmission | PJM_ROR | Internal | Summer | B9 | 800 | 2000 | 0 | 59.66 | 53.66 | 9 | 0
2015 | TVA_Transmission_2_PJM_ROR | TVA_Transmission | PJM_ROR | Internal | Summer | B10 | 1262 | 2000 | 0 | 57.99 | 52.02 | 9 | 0
2015 | TVA_Transmission_2_PJM_ROR | TVA_Transmission | PJM_ROR | Internal | Winter | B16 | 25 | 2000 | 0 | 83.36 | 77.7 | 9 | 0
2015 | TVA_Transmission_2_PJM_ROR | TVA_Transmission | PJM_ROR | Internal | Winter | B17 | 100 | 2000 | 0 | 69.39 | 70.3 | 9 | 0
2015 | TVA_Transmission_2_PJM_ROR | TVA_Transmission | PJM_ROR | Internal | Winter | B18 | 400 | 2000 | 0 | 65.53 | 61.47 | 9 | 0
2015 | TVA_Transmission_2_PJM_ROR | TVA_Transmission | PJM_ROR | Internal | Winter | B19 | 700 | 2000 | 0 | 64.28 | 59.37 | 9 | 0
2015 | TVA_Transmission_2_PJM_ROR | TVA_Transmission | PJM_ROR | Internal | Winter | B20 | 935 | 2000 | 0 | 60.69 | 54.69 | 9 | 0
2015 | TVA_Transmission_2_SOCO | TVA_Transmission | SOCO | Internal | Shoulder | B11 | 25 | 3200 | 0 | 80.04 | 86.23 | 9 | 0
2015 | TVA_Transmission_2_SOCO | TVA_Transmission | SOCO | Internal | Shoulder | B12 | 200 | 3200 | 0 | 65.76 | 66.41 | 9 | 0
2015 | TVA_Transmission_2_SOCO | TVA_Transmission | SOCO | Internal | Shoulder | B13 | 600 | 3200 | 0 | 63.3 | 61.88 | 9 | 0
2015 | TVA_Transmission_2_SOCO | TVA_Transmission | SOCO | Internal | Shoulder | B14 | 900 | 3200 | 0 | 62.58 | 61.88 | 9 | 0
2015 | TVA_Transmission_2_SOCO | TVA_Transmission | SOCO | Internal | Shoulder | B15 | 1203 | 3200 | 0 | 60 | 59.72 | 9 | 0
2015 | TVA_Transmission_2_SOCO | TVA_Transmission | SOCO | Internal | Summer | B1 | 10 | 3200 | 0 | 99.47 | 99.47 | 9 | 0
2015 | TVA_Transmission_2_SOCO | TVA_Transmission | SOCO | Internal | Summer | B2 | 25 | 3200 | 0 | 96.74 | 97.87 | 9 | 0
2015 | TVA_Transmission_2_SOCO | TVA_Transmission | SOCO | Internal | Summer | B3 | 75 | 3200 | 0 | 95.51 | 97.87 | 9 | 0
2015 | TVA_Transmission_2_SOCO | TVA_Transmission | SOCO | Internal | Summer | B4 | 100 | 3200 | 0 | 90.87 | 97.87 | 9 | 0
2015 | TVA_Transmission_2_SOCO | TVA_Transmission | SOCO | Internal | Summer | B5 | 200 | 3200 | 244.86 | 81.86 | 90.86 | 9 | 0
2015 | TVA_Transmission_2_SOCO | TVA_Transmission | SOCO | Internal | Summer | B6 | 300 | 3200 | 71.71 | 70.57 | 79.57 | 9 | 0
2015 | TVA_Transmission_2_SOCO | TVA_Transmission | SOCO | Internal | Summer | B7 | 400 | 3200 | 0 | 63.03 | 71.47 | 9 | 0
2015 | TVA_Transmission_2_SOCO | TVA_Transmission | SOCO | Internal | Summer | B8 | 500 | 3200 | 0 | 61.04 | 66.69 | 9 | 0
2015 | TVA_Transmission_2_SOCO | TVA_Transmission | SOCO | Internal | Summer | B9 | 800 | 3200 | 0 | 59.66 | 60.67 | 9 | 0
2015 | TVA_Transmission_2_SOCO | TVA_Transmission | SOCO | Internal | Summer | B10 | 1262 | 3200 | 0 | 57.99 | 58.55 | 9 | 0
2015 | TVA_Transmission_2_SOCO | TVA_Transmission | SOCO | Internal | Winter | B16 | 25 | 3200 | 0 | 83.36 | 85.18 | 9 | 0
2015 | TVA_Transmission_2_SOCO | TVA_Transmission | SOCO | Internal | Winter | B17 | 100 | 3200 | 0 | 69.39 | 67.53 | 9 | 0
2015 | TVA_Transmission_2_SOCO | TVA_Transmission | SOCO | Internal | Winter | B18 | 400 | 3200 | 0 | 65.53 | 64.36 | 9 | 0
2015 | TVA_Transmission_2_SOCO | TVA_Transmission | SOCO | Internal | Winter | B19 | 700 | 3200 | 0 | 64.28 | 64.36 | 9 | 0
2015 | TVA_Transmission_2_SOCO | TVA_Transmission | SOCO | Internal | Winter | B20 | 935 | 3200 | 0 | 60.69 | 62.11 | 9 | 0
2015 | TVA_Transmission_2_TVA | TVA_Transmission | TVA | Internal | Shoulder | B11 | 25 | 99999 | 682.36 | 80.04 | 80.05 | 0.01 | 0
2015 | TVA_Transmission_2_TVA | TVA_Transmission | TVA | Internal | Shoulder | B12 | 200 | 99999 | 0 | 65.76 | 61.77 | 0.01 | 0
2015 | TVA_Transmission_2_TVA | TVA_Transmission | TVA | Internal | Shoulder | B13 | 600 | 99999 | 0 | 63.3 | 61.77 | 0.01 | 0
2015 | TVA_Transmission_2_TVA | TVA_Transmission | TVA | Internal | Shoulder | B14 | 900 | 99999 | 0 | 62.58 | 61.77 | 0.01 | 0
2015 | TVA_Transmission_2_TVA | TVA_Transmission | TVA | Internal | Shoulder | B15 | 1203 | 99999 | 556 | 60 | 60.01 | 0.01 | 0
2015 | TVA_Transmission_2_TVA | TVA_Transmission | TVA | Internal | Summer | B1 | 10 | 99999 | 3219.85 | 99.47 | 99.48 | 0.01 | 0
2015 | TVA_Transmission_2_TVA | TVA_Transmission | TVA | Internal | Summer | B2 | 25 | 99999 | 2585.25 | 96.74 | 96.75 | 0.01 | 0
2015 | TVA_Transmission_2_TVA | TVA_Transmission | TVA | Internal | Summer | B3 | 75 | 99999 | 1374.66 | 95.51 | 95.53 | 0.01 | 0
2015 | TVA_Transmission_2_TVA | TVA_Transmission | TVA | Internal | Summer | B4 | 100 | 99999 | 826.07 | 90.87 | 90.88 | 0.01 | 0
2015 | TVA_Transmission_2_TVA | TVA_Transmission | TVA | Internal | Summer | B5 | 200 | 99999 | 0 | 81.86 | 81.86 | 0.01 | 0
2015 | TVA_Transmission_2_TVA | TVA_Transmission | TVA | Internal | Summer | B6 | 300 | 99999 | 0 | 70.57 | 67.45 | 0.01 | 0
2015 | TVA_Transmission_2_TVA | TVA_Transmission | TVA | Internal | Summer | B7 | 400 | 99999 | 0 | 63.03 | 60.44 | 0.01 | 0
2015 | TVA_Transmission_2_TVA | TVA_Transmission | TVA | Internal | Summer | B8 | 500 | 99999 | 0 | 61.04 | 60.44 | 0.01 | 0
2015 | TVA_Transmission_2_TVA | TVA_Transmission | TVA | Internal | Summer | B9 | 800 | 99999 | 166 | 59.66 | 59.67 | 0.01 | 0
2015 | TVA_Transmission_2_TVA | TVA_Transmission | TVA | Internal | Summer | B10 | 1262 | 99999 | 0 | 57.99 | 57.94 | 0.01 | 0
2015 | TVA_Transmission_2_TVA | TVA_Transmission | TVA | Internal | Winter | B16 | 25 | 99999 | 1259.5 | 83.36 | 83.38 | 0.01 | 0
2015 | TVA_Transmission_2_TVA | TVA_Transmission | TVA | Internal | Winter | B17 | 100 | 99999 | 0 | 69.39 | 67.3 | 0.01 | 0
2015 | TVA_Transmission_2_TVA | TVA_Transmission | TVA | Internal | Winter | B18 | 400 | 99999 | 0 | 65.53 | 63.86 | 0.01 | 0
2015 | TVA_Transmission_2_TVA | TVA_Transmission | TVA | Internal | Winter | B19 | 700 | 99999 | 0 | 64.28 | 63.86 | 0.01 | 0
2015 | TVA_Transmission_2_TVA | TVA_Transmission | TVA | Internal | Winter | B20 | 935 | 99999 | 2268.46 | 60.69 | 60.7 | 0.01 | 0
2015 | TVA_Transmission_2_VACAR | TVA_Transmission | VACAR | Internal | Shoulder | B11 | 25 | 900 | 0 | 80.04 | 79.23 | 9 | 0
2015 | TVA_Transmission_2_VACAR | TVA_Transmission | VACAR | Internal | Shoulder | B12 | 200 | 900 | 0 | 65.76 | 66.56 | 9 | 0
2015 | TVA_Transmission_2_VACAR | TVA_Transmission | VACAR | Internal | Shoulder | B13 | 600 | 900 | 0 | 63.3 | 63.46 | 9 | 0
2015 | TVA_Transmission_2_VACAR | TVA_Transmission | VACAR | Internal | Shoulder | B14 | 900 | 900 | 0 | 62.58 | 62.92 | 9 | 0
2015 | TVA_Transmission_2_VACAR | TVA_Transmission | VACAR | Internal | Shoulder | B15 | 1203 | 900 | 0 | 60 | 56.22 | 9 | 0
2015 | TVA_Transmission_2_VACAR | TVA_Transmission | VACAR | Internal | Summer | B1 | 10 | 900 | 0 | 99.47 | 100.71 | 9 | 0
2015 | TVA_Transmission_2_VACAR | TVA_Transmission | VACAR | Internal | Summer | B2 | 25 | 900 | 0 | 96.74 | 100.71 | 9 | 0
2015 | TVA_Transmission_2_VACAR | TVA_Transmission | VACAR | Internal | Summer | B3 | 75 | 900 | 0 | 95.51 | 100.71 | 9 | 0
2015 | TVA_Transmission_2_VACAR | TVA_Transmission | VACAR | Internal | Summer | B4 | 100 | 900 | 0 | 90.87 | 90.87 | 9 | 0
2015 | TVA_Transmission_2_VACAR | TVA_Transmission | VACAR | Internal | Summer | B5 | 200 | 900 | 0 | 81.86 | 83.86 | 9 | 0
2015 | TVA_Transmission_2_VACAR | TVA_Transmission | VACAR | Internal | Summer | B6 | 300 | 900 | 0 | 70.57 | 72.57 | 9 | 0
2015 | TVA_Transmission_2_VACAR | TVA_Transmission | VACAR | Internal | Summer | B7 | 400 | 900 | 0 | 63.03 | 64.47 | 9 | 0
2015 | TVA_Transmission_2_VACAR | TVA_Transmission | VACAR | Internal | Summer | B8 | 500 | 900 | 0 | 61.04 | 61.49 | 9 | 0
2015 | TVA_Transmission_2_VACAR | TVA_Transmission | VACAR | Internal | Summer | B9 | 800 | 900 | 0 | 59.66 | 59.66 | 9 | 0
2015 | TVA_Transmission_2_VACAR | TVA_Transmission | VACAR | Internal | Summer | B10 | 1262 | 900 | 0 | 57.99 | 53.44 | 9 | 0
2015 | TVA_Transmission_2_VACAR | TVA_Transmission | VACAR | Internal | Winter | B16 | 25 | 900 | 0 | 83.36 | 92 | 9 | 0
2015 | TVA_Transmission_2_VACAR | TVA_Transmission | VACAR | Internal | Winter | B17 | 100 | 900 | 0 | 69.39 | 76.3 | 9 | 0
2015 | TVA_Transmission_2_VACAR | TVA_Transmission | VACAR | Internal | Winter | B18 | 400 | 900 | 0 | 65.53 | 66.87 | 9 | 0
2015 | TVA_Transmission_2_VACAR | TVA_Transmission | VACAR | Internal | Winter | B19 | 700 | 900 | 0 | 64.28 | 65.37 | 9 | 0
2015 | TVA_Transmission_2_VACAR | TVA_Transmission | VACAR | Internal | Winter | B20 | 935 | 900 | 0 | 60.69 | 59.73 | 9 | 0
2015 | VACAR_2_PJM_ROR | VACAR | PJM_ROR | Internal | Shoulder | B11 | 25 | 2000 | 0 | 79.23 | 74.04 | 7 | 0
2015 | VACAR_2_PJM_ROR | VACAR | PJM_ROR | Internal | Shoulder | B12 | 200 | 2000 | 0 | 66.56 | 64.62 | 7 | 0
2015 | VACAR_2_PJM_ROR | VACAR | PJM_ROR | Internal | Shoulder | B13 | 600 | 2000 | 0 | 63.46 | 59.94 | 7 | 0
2015 | VACAR_2_PJM_ROR | VACAR | PJM_ROR | Internal | Shoulder | B14 | 900 | 2000 | 0 | 62.92 | 57.78 | 7 | 0
2015 | VACAR_2_PJM_ROR | VACAR | PJM_ROR | Internal | Shoulder | B15 | 1203 | 2000 | 0 | 56.22 | 54 | 7 | 0
2015 | VACAR_2_PJM_ROR | VACAR | PJM_ROR | Internal | Summer | B1 | 10 | 2000 | 0 | 100.71 | 93.47 | 7 | 0
2015 | VACAR_2_PJM_ROR | VACAR | PJM_ROR | Internal | Summer | B2 | 25 | 2000 | 0 | 100.71 | 90.26 | 7 | 0
2015 | VACAR_2_PJM_ROR | VACAR | PJM_ROR | Internal | Summer | B3 | 75 | 2000 | 0 | 100.71 | 89.51 | 7 | 0
2015 | VACAR_2_PJM_ROR | VACAR | PJM_ROR | Internal | Summer | B4 | 100 | 2000 | 0 | 90.87 | 84.87 | 7 | 0
2015 | VACAR_2_PJM_ROR | VACAR | PJM_ROR | Internal | Summer | B5 | 200 | 2000 | 0 | 83.86 | 75.86 | 7 | 0
2015 | VACAR_2_PJM_ROR | VACAR | PJM_ROR | Internal | Summer | B6 | 300 | 2000 | 0 | 72.57 | 66.57 | 7 | 0
2015 | VACAR_2_PJM_ROR | VACAR | PJM_ROR | Internal | Summer | B7 | 400 | 2000 | 0 | 64.47 | 57.59 | 7 | 0
2015 | VACAR_2_PJM_ROR | VACAR | PJM_ROR | Internal | Summer | B8 | 500 | 2000 | 0 | 61.49 | 55.49 | 7 | 0
2015 | VACAR_2_PJM_ROR | VACAR | PJM_ROR | Internal | Summer | B9 | 800 | 2000 | 0 | 59.66 | 53.66 | 7 | 0
2015 | VACAR_2_PJM_ROR | VACAR | PJM_ROR | Internal | Summer | B10 | 1262 | 2000 | 0 | 53.44 | 52.02 | 7 | 0
2015 | VACAR_2_PJM_ROR | VACAR | PJM_ROR | Internal | Winter | B16 | 25 | 2000 | 0 | 92 | 77.7 | 7 | 0
2015 | VACAR_2_PJM_ROR | VACAR | PJM_ROR | Internal | Winter | B17 | 100 | 2000 | 0 | 76.3 | 70.3 | 7 | 0
2015 | VACAR_2_PJM_ROR | VACAR | PJM_ROR | Internal | Winter | B18 | 400 | 2000 | 0 | 66.87 | 61.47 | 7 | 0
2015 | VACAR_2_PJM_ROR | VACAR | PJM_ROR | Internal | Winter | B19 | 700 | 2000 | 0 | 65.37 | 59.37 | 7 | 0
2015 | VACAR_2_PJM_ROR | VACAR | PJM_ROR | Internal | Winter | B20 | 935 | 2000 | 0 | 59.73 | 54.69 | 7 | 0
2015 | VACAR_2_SOCO | VACAR | SOCO | Internal | Shoulder | B11 | 25 | 3000 | 2608.17 | 79.23 | 86.23 | 7 | 0
2015 | VACAR_2_SOCO | VACAR | SOCO | Internal | Shoulder | B12 | 200 | 3000 | 0 | 66.56 | 66.41 | 7 | 0
2015 | VACAR_2_SOCO | VACAR | SOCO | Internal | Shoulder | B13 | 600 | 3000 | 0 | 63.46 | 61.88 | 7 | 0
2015 | VACAR_2_SOCO | VACAR | SOCO | Internal | Shoulder | B14 | 900 | 3000 | 0 | 62.92 | 61.88 | 7 | 0
2015 | VACAR_2_SOCO | VACAR | SOCO | Internal | Shoulder | B15 | 1203 | 3000 | 0 | 56.22 | 59.72 | 7 | 0
2015 | VACAR_2_SOCO | VACAR | SOCO | Internal | Summer | B1 | 10 | 3000 | 0 | 100.71 | 99.47 | 7 | 0
2015 | VACAR_2_SOCO | VACAR | SOCO | Internal | Summer | B2 | 25 | 3000 | 0 | 100.71 | 97.87 | 7 | 0
2015 | VACAR_2_SOCO | VACAR | SOCO | Internal | Summer | B3 | 75 | 3000 | 0 | 100.71 | 97.87 | 7 | 0
2015 | VACAR_2_SOCO | VACAR | SOCO | Internal | Summer | B4 | 100 | 3000 | 314.29 | 90.87 | 97.87 | 7 | 0
2015 | VACAR_2_SOCO | VACAR | SOCO | Internal | Summer | B5 | 200 | 3000 | 2615.75 | 83.86 | 90.86 | 7 | 0
2015 | VACAR_2_SOCO | VACAR | SOCO | Internal | Summer | B6 | 300 | 3000 | 894.64 | 72.57 | 79.57 | 7 | 0
2015 | VACAR_2_SOCO | VACAR | SOCO | Internal | Summer | B7 | 400 | 3000 | 270.3 | 64.47 | 71.47 | 7 | 0
2015 | VACAR_2_SOCO | VACAR | SOCO | Internal | Summer | B8 | 500 | 3000 | 0 | 61.49 | 66.69 | 7 | 0
2015 | VACAR_2_SOCO | VACAR | SOCO | Internal | Summer | B9 | 800 | 3000 | 0 | 59.66 | 60.67 | 7 | 0
2015 | VACAR_2_SOCO | VACAR | SOCO | Internal | Summer | B10 | 1262 | 3000 | 0 | 53.44 | 58.55 | 7 | 0
2015 | VACAR_2_SOCO | VACAR | SOCO | Internal | Winter | B16 | 25 | 3000 | 0 | 92 | 85.18 | 7 | 0
2015 | VACAR_2_SOCO | VACAR | SOCO | Internal | Winter | B17 | 100 | 3000 | 0 | 76.3 | 67.53 | 7 | 0
2015 | VACAR_2_SOCO | VACAR | SOCO | Internal | Winter | B18 | 400 | 3000 | 0 | 66.87 | 64.36 | 7 | 0
2015 | VACAR_2_SOCO | VACAR | SOCO | Internal | Winter | B19 | 700 | 3000 | 0 | 65.37 | 64.36 | 7 | 0
2015 | VACAR_2_SOCO | VACAR | SOCO | Internal | Winter | B20 | 935 | 3000 | 0 | 59.73 | 62.11 | 7 | 0
2015 | VACAR_2_TVA_Transmission | VACAR | TVA_Transmission | Internal | Shoulder | B11 | 25 | 900 | 0 | 79.23 | 80.04 | 7 | 0
2015 | VACAR_2_TVA_Transmission | VACAR | TVA_Transmission | Internal | Shoulder | B12 | 200 | 900 | 0 | 66.56 | 65.76 | 7 | 0
2015 | VACAR_2_TVA_Transmission | VACAR | TVA_Transmission | Internal | Shoulder | B13 | 600 | 900 | 0 | 63.46 | 63.3 | 7 | 0
2015 | VACAR_2_TVA_Transmission | VACAR | TVA_Transmission | Internal | Shoulder | B14 | 900 | 900 | 0 | 62.92 | 62.58 | 7 | 0
2015 | VACAR_2_TVA_Transmission | VACAR | TVA_Transmission | Internal | Shoulder | B15 | 1203 | 900 | 0 | 56.22 | 60 | 7 | 0
2015 | VACAR_2_TVA_Transmission | VACAR | TVA_Transmission | Internal | Summer | B1 | 10 | 900 | 0 | 100.71 | 99.47 | 7 | 0
2015 | VACAR_2_TVA_Transmission | VACAR | TVA_Transmission | Internal | Summer | B2 | 25 | 900 | 0 | 100.71 | 96.74 | 7 | 0
2015 | VACAR_2_TVA_Transmission | VACAR | TVA_Transmission | Internal | Summer | B3 | 75 | 900 | 0 | 100.71 | 95.51 | 7 | 0
2015 | VACAR_2_TVA_Transmission | VACAR | TVA_Transmission | Internal | Summer | B4 | 100 | 900 | 0 | 90.87 | 90.87 | 7 | 0
2015 | VACAR_2_TVA_Transmission | VACAR | TVA_Transmission | Internal | Summer | B5 | 200 | 900 | 0 | 83.86 | 81.86 | 7 | 0
2015 | VACAR_2_TVA_Transmission | VACAR | TVA_Transmission | Internal | Summer | B6 | 300 | 900 | 0 | 72.57 | 70.57 | 7 | 0
2015 | VACAR_2_TVA_Transmission | VACAR | TVA_Transmission | Internal | Summer | B7 | 400 | 900 | 0 | 64.47 | 63.03 | 7 | 0
2015 | VACAR_2_TVA_Transmission | VACAR | TVA_Transmission | Internal | Summer | B8 | 500 | 900 | 0 | 61.49 | 61.04 | 7 | 0
2015 | VACAR_2_TVA_Transmission | VACAR | TVA_Transmission | Internal | Summer | B9 | 800 | 900 | 0 | 59.66 | 59.66 | 7 | 0
2015 | VACAR_2_TVA_Transmission | VACAR | TVA_Transmission | Internal | Summer | B10 | 1262 | 900 | 0 | 53.44 | 57.99 | 7 | 0
2015 | VACAR_2_TVA_Transmission | VACAR | TVA_Transmission | Internal | Winter | B16 | 25 | 900 | 0 | 92 | 83.36 | 7 | 0
2015 | VACAR_2_TVA_Transmission | VACAR | TVA_Transmission | Internal | Winter | B17 | 100 | 900 | 0 | 76.3 | 69.39 | 7 | 0
2015 | VACAR_2_TVA_Transmission | VACAR | TVA_Transmission | Internal | Winter | B18 | 400 | 900 | 0 | 66.87 | 65.53 | 7 | 0
2015 | VACAR_2_TVA_Transmission | VACAR | TVA_Transmission | Internal | Winter | B19 | 700 | 900 | 0 | 65.37 | 64.28 | 7 | 0
2015 | VACAR_2_TVA_Transmission | VACAR | TVA_Transmission | Internal | Winter | B20 | 935 | 900 | 0 | 59.73 | 60.69 | 7 | 0
2020 | ENT_2_MISO_MO-IL | ENT | MISO_MO-IL | Internal | Shoulder | B11 | 25 | 2260 | 0 | 75.99 | 78.48 | 8 | 0
2020 | ENT_2_MISO_MO-IL | ENT | MISO_MO-IL | Internal | Shoulder | B12 | 200 | 2260 | 0 | 68.27 | 70.34 | 8 | 0
2020 | ENT_2_MISO_MO-IL | ENT | MISO_MO-IL | Internal | Shoulder | B13 | 600 | 2260 | 0 | 67.77 | 66.9 | 8 | 0
2020 | ENT_2_MISO_MO-IL | ENT | MISO_MO-IL | Internal | Shoulder | B14 | 900 | 2260 | 0 | 65.51 | 64.44 | 8 | 0
2020 | ENT_2_MISO_MO-IL | ENT | MISO_MO-IL | Internal | Shoulder | B15 | 1203 | 2260 | 0 | 64.97 | 61.29 | 8 | 0
2020 | ENT_2_MISO_MO-IL | ENT | MISO_MO-IL | Internal | Summer | B1 | 10 | 2260 | 0 | 99.97 | 103.82 | 8 | 0
2020 | ENT_2_MISO_MO-IL | ENT | MISO_MO-IL | Internal | Summer | B2 | 25 | 2260 | 0 | 100.48 | 102.37 | 8 | 0
2020 | ENT_2_MISO_MO-IL | ENT | MISO_MO-IL | Internal | Summer | B3 | 75 | 2260 | 0 | 100.75 | 101.06 | 8 | 0
2020 | ENT_2_MISO_MO-IL | ENT | MISO_MO-IL | Internal | Summer | B4 | 100 | 2260 | 0 | 99.97 | 99.26 | 8 | 0
2020 | ENT_2_MISO_MO-IL | ENT | MISO_MO-IL | Internal | Summer | B5 | 200 | 2260 | 0 | 94.84 | 90.27 | 8 | 0
2020 | ENT_2_MISO_MO-IL | ENT | MISO_MO-IL | Internal | Summer | B6 | 300 | 2260 | 0 | 74.92 | 74.92 | 8 | 0
2020 | ENT_2_MISO_MO-IL | ENT | MISO_MO-IL | Internal | Summer | B7 | 400 | 2260 | 0 | 66.9 | 65.44 | 8 | 0
2020 | ENT_2_MISO_MO-IL | ENT | MISO_MO-IL | Internal | Summer | B8 | 500 | 2260 | 0 | 66.9 | 63 | 8 | 0
2020 | ENT_2_MISO_MO-IL | ENT | MISO_MO-IL | Internal | Summer | B9 | 800 | 2260 | 0 | 66.41 | 61.09 | 8 | 0
2020 | ENT_2_MISO_MO-IL | ENT | MISO_MO-IL | Internal | Summer | B10 | 1262 | 2260 | 0 | 64.19 | 59.28 | 8 | 0
2020 | ENT_2_MISO_MO-IL | ENT | MISO_MO-IL | Internal | Winter | B16 | 25 | 2260 | 0 | 75.35 | 79.12 | 8 | 0
2020 | ENT_2_MISO_MO-IL | ENT | MISO_MO-IL | Internal | Winter | B17 | 100 | 2260 | 0 | 70.64 | 72.46 | 8 | 0
2020 | ENT_2_MISO_MO-IL | ENT | MISO_MO-IL | Internal | Winter | B18 | 400 | 2260 | 0 | 69.44 | 69.44 | 8 | 0
2020 | ENT_2_MISO_MO-IL | ENT | MISO_MO-IL | Internal | Winter | B19 | 700 | 2260 | 0 | 68.12 | 67.51 | 8 | 0
2020 | ENT_2_MISO_MO-IL | ENT | MISO_MO-IL | Internal | Winter | B20 | 935 | 2260 | 0 | 67.39 | 62.76 | 8 | 0
2020 | ENT_2_SOCO | ENT | SOCO | Internal | Shoulder | B11 | 25 | 2000 | 2000 | 75.99 | 92.21 | 8 | 8.22
2020 | ENT_2_SOCO | ENT | SOCO | Internal | Shoulder | B12 | 200 | 2000 | 0 | 68.27 | 69.83 | 8 | 0
2020 | ENT_2_SOCO | ENT | SOCO | Internal | Shoulder | B13 | 600 | 2000 | 0 | 67.77 | 68.56 | 8 | 0
2020 | ENT_2_SOCO | ENT | SOCO | Internal | Shoulder | B14 | 900 | 2000 | 0 | 65.51 | 68.56 | 8 | 0
2020 | ENT_2_SOCO | ENT | SOCO | Internal | Shoulder | B15 | 1203 | 2000 | 0 | 64.97 | 67.38 | 8 | 0
2020 | ENT_2_SOCO | ENT | SOCO | Internal | Summer | B1 | 10 | 2000 | 2000 | 99.97 | 112.12 | 8 | 4.15
2020 | ENT_2_SOCO | ENT | SOCO | Internal | Summer | B2 | 25 | 2000 | 2000 | 100.48 | 109.92 | 8 | 1.44
2020 | ENT_2_SOCO | ENT | SOCO | Internal | Summer | B3 | 75 | 2000 | 2000 | 100.75 | 109.92 | 8 | 1.16
2020 | ENT_2_SOCO | ENT | SOCO | Internal | Summer | B4 | 100 | 2000 | 2000 | 99.97 | 109.92 | 8 | 1.95
2020 | ENT_2_SOCO | ENT | SOCO | Internal | Summer | B5 | 200 | 2000 | 2000 | 94.84 | 103.83 | 8 | 0.99
2020 | ENT_2_SOCO | ENT | SOCO | Internal | Summer | B6 | 300 | 2000 | 2000 | 74.92 | 89.34 | 8 | 6.42
2020 | ENT_2_SOCO | ENT | SOCO | Internal | Summer | B7 | 400 | 2000 | 2000 | 66.9 | 78.87 | 8 | 3.98
2020 | ENT_2_SOCO | ENT | SOCO | Internal | Summer | B8 | 500 | 2000 | 1845.36 | 66.9 | 74.9 | 8 | 0
2020 | ENT_2_SOCO | ENT | SOCO | Internal | Summer | B9 | 800 | 2000 | 0 | 66.41 | 68.51 | 8 | 0
2020 | ENT_2_SOCO | ENT | SOCO | Internal | Summer | B10 | 1262 | 2000 | 0 | 64.19 | 66.11 | 8 | 0
2020 | ENT_2_SOCO | ENT | SOCO | Internal | Winter | B16 | 25 | 2000 | 2000 | 75.35 | 93.43 | 8 | 10.08
2020 | ENT_2_SOCO | ENT | SOCO | Internal | Winter | B17 | 100 | 2000 | 0 | 70.64 | 76.91 | 8 | 0
2020 | ENT_2_SOCO | ENT | SOCO | Internal | Winter | B18 | 400 | 2000 | 0 | 69.44 | 69.99 | 8 | 0
2020 | ENT_2_SOCO | ENT | SOCO | Internal | Winter | B19 | 700 | 2000 | 0 | 68.12 | 69.99 | 8 | 0
2020 | ENT_2_SOCO | ENT | SOCO | Internal | Winter | B20 | 935 | 2000 | 0 | 67.39 | 69.99 | 8 | 0
2020 | ENT_2_SPP_N | ENT | SPP_N | Internal | Shoulder | B11 | 25 | 1300 | 0 | 75.99 | 73.47 | 8 | 0
2020 | ENT_2_SPP_N | ENT | SPP_N | Internal | Shoulder | B12 | 200 | 1300 | 0 | 68.27 | 65.34 | 8 | 0
2020 | ENT_2_SPP_N | ENT | SPP_N | Internal | Shoulder | B13 | 600 | 1300 | 0 | 67.77 | 62.77 | 8 | 0
2020 | ENT_2_SPP_N | ENT | SPP_N | Internal | Shoulder | B14 | 900 | 1300 | 0 | 65.51 | 60.51 | 8 | 0
2020 | ENT_2_SPP_N | ENT | SPP_N | Internal | Shoulder | B15 | 1203 | 1300 | 0 | 64.97 | 58.03 | 8 | 0
2020 | ENT_2_SPP_N | ENT | SPP_N | Internal | Summer | B1 | 10 | 1300 | 0 | 99.97 | 97.45 | 8 | 0
2020 | ENT_2_SPP_N | ENT | SPP_N | Internal | Summer | B2 | 25 | 1300 | 0 | 100.48 | 97.96 | 8 | 0
2020 | ENT_2_SPP_N | ENT | SPP_N | Internal | Summer | B3 | 75 | 1300 | 0 | 100.75 | 98.24 | 8 | 0
2020 | ENT_2_SPP_N | ENT | SPP_N | Internal | Summer | B4 | 100 | 1300 | 0 | 99.97 | 97.45 | 8 | 0
2020 | ENT_2_SPP_N | ENT | SPP_N | Internal | Summer | B5 | 200 | 1300 | 0 | 94.84 | 90.15 | 8 | 0
2020 | ENT_2_SPP_N | ENT | SPP_N | Internal | Summer | B6 | 300 | 1300 | 0 | 74.92 | 69.92 | 8 | 0
2020 | ENT_2_SPP_N | ENT | SPP_N | Internal | Summer | B7 | 400 | 1300 | 0 | 66.9 | 65.47 | 8 | 0
2020 | ENT_2_SPP_N | ENT | SPP_N | Internal | Summer | B8 | 500 | 1300 | 0 | 66.9 | 63.94 | 8 | 0
2020 | ENT_2_SPP_N | ENT | SPP_N | Internal | Summer | B9 | 800 | 1300 | 0 | 66.41 | 63.82 | 8 | 0
2020 | ENT_2_SPP_N | ENT | SPP_N | Internal | Summer | B10 | 1262 | 1300 | 0 | 64.19 | 59.19 | 8 | 0
2020 | ENT_2_SPP_N | ENT | SPP_N | Internal | Winter | B16 | 25 | 1300 | 0 | 75.35 | 72.82 | 8 | 0
2020 | ENT_2_SPP_N | ENT | SPP_N | Internal | Winter | B17 | 100 | 1300 | 0 | 70.64 | 66.17 | 8 | 0
2020 | ENT_2_SPP_N | ENT | SPP_N | Internal | Winter | B18 | 400 | 1300 | 0 | 69.44 | 64.44 | 8 | 0
2020 | ENT_2_SPP_N | ENT | SPP_N | Internal | Winter | B19 | 700 | 1300 | 0 | 68.12 | 62.72 | 8 | 0
2020 | ENT_2_SPP_N | ENT | SPP_N | Internal | Winter | B20 | 935 | 1300 | 0 | 67.39 | 60.45 | 8 | 0
2020 | ENT_2_SPP_S | ENT | SPP_S | Internal | Shoulder | B11 | 25 | 1300 | 0 | 75.99 | 68.9 | 8 | 0
2020 | ENT_2_SPP_S | ENT | SPP_S | Internal | Shoulder | B12 | 200 | 1300 | 0 | 68.27 | 65.35 | 8 | 0
2020 | ENT_2_SPP_S | ENT | SPP_S | Internal | Shoulder | B13 | 600 | 1300 | 0 | 67.77 | 62.78 | 8 | 0
2020 | ENT_2_SPP_S | ENT | SPP_S | Internal | Shoulder | B14 | 900 | 1300 | 0 | 65.51 | 59.02 | 8 | 0
2020 | ENT_2_SPP_S | ENT | SPP_S | Internal | Shoulder | B15 | 1203 | 1300 | 0 | 64.97 | 57.88 | 8 | 0
2020 | ENT_2_SPP_S | ENT | SPP_S | Internal | Summer | B1 | 10 | 1300 | 0 | 99.97 | 92.88 | 8 | 0
2020 | ENT_2_SPP_S | ENT | SPP_S | Internal | Summer | B2 | 25 | 1300 | 0 | 100.48 | 93.39 | 8 | 0
2020 | ENT_2_SPP_S | ENT | SPP_S | Internal | Summer | B3 | 75 | 1300 | 0 | 100.75 | 93.66 | 8 | 0
2020 | ENT_2_SPP_S | ENT | SPP_S | Internal | Summer | B4 | 100 | 1300 | 0 | 99.97 | 92.88 | 8 | 0
2020 | ENT_2_SPP_S | ENT | SPP_S | Internal | Summer | B5 | 200 | 1300 | 0 | 94.84 | 87.75 | 8 | 0
2020 | ENT_2_SPP_S | ENT | SPP_S | Internal | Summer | B6 | 300 | 1300 | 0 | 74.92 | 69.91 | 8 | 0
2020 | ENT_2_SPP_S | ENT | SPP_S | Internal | Summer | B7 | 400 | 1300 | 0 | 66.9 | 65.48 | 8 | 0
2020 | ENT_2_SPP_S | ENT | SPP_S | Internal | Summer | B8 | 500 | 1300 | 0 | 66.9 | 63.95 | 8 | 0
2020 | ENT_2_SPP_S | ENT | SPP_S | Internal | Summer | B9 | 800 | 1300 | 0 | 66.41 | 63.84 | 8 | 0
2020 | ENT_2_SPP_S | ENT | SPP_S | Internal | Summer | B10 | 1262 | 1300 | 0 | 64.19 | 59.2 | 8 | 0
2020 | ENT_2_SPP_S | ENT | SPP_S | Internal | Winter | B16 | 25 | 1300 | 0 | 75.35 | 68.26 | 8 | 0
2020 | ENT_2_SPP_S | ENT | SPP_S | Internal | Winter | B17 | 100 | 1300 | 0 | 70.64 | 65.64 | 8 | 0
2020 | ENT_2_SPP_S | ENT | SPP_S | Internal | Winter | B18 | 400 | 1300 | 0 | 69.44 | 64.43 | 8 | 0
2020 | ENT_2_SPP_S | ENT | SPP_S | Internal | Winter | B19 | 700 | 1300 | 0 | 68.12 | 62.71 | 8 | 0
2020 | ENT_2_SPP_S | ENT | SPP_S | Internal | Winter | B20 | 935 | 1300 | 0 | 67.39 | 60.3 | 8 | 0
2020 | ENT_2_TVA_Transmission | ENT | TVA_Transmission | Internal | Shoulder | B11 | 25 | 2100 | 0 | 75.99 | 83.8 | 8 | 0
2020 | ENT_2_TVA_Transmission | ENT | TVA_Transmission | Internal | Shoulder | B12 | 200 | 2100 | 0 | 68.27 | 72.96 | 8 | 0
2020 | ENT_2_TVA_Transmission | ENT | TVA_Transmission | Internal | Shoulder | B13 | 600 | 2100 | 0 | 67.77 | 70.26 | 8 | 0
2020 | ENT_2_TVA_Transmission | ENT | TVA_Transmission | Internal | Shoulder | B14 | 900 | 2100 | 0 | 65.51 | 69.08 | 8 | 0
2020 | ENT_2_TVA_Transmission | ENT | TVA_Transmission | Internal | Shoulder | B15 | 1203 | 2100 | 0 | 64.97 | 67.24 | 8 | 0
2020 | ENT_2_TVA_Transmission | ENT | TVA_Transmission | Internal | Summer | B1 | 10 | 2100 | 2100 | 99.97 | 111.82 | 8 | 3.86
2020 | ENT_2_TVA_Transmission | ENT | TVA_Transmission | Internal | Summer | B2 | 25 | 2100 | 304.86 | 100.48 | 108.48 | 8 | 0
2020 | ENT_2_TVA_Transmission | ENT | TVA_Transmission | Internal | Summer | B3 | 75 | 2100 | 0 | 100.75 | 107.15 | 8 | 0
2020 | ENT_2_TVA_Transmission | ENT | TVA_Transmission | Internal | Summer | B4 | 100 | 2100 | 0 | 99.97 | 104.21 | 8 | 0
2020 | ENT_2_TVA_Transmission | ENT | TVA_Transmission | Internal | Summer | B5 | 200 | 2100 | 0 | 94.84 | 95.8 | 8 | 0
2020 | ENT_2_TVA_Transmission | ENT | TVA_Transmission | Internal | Summer | B6 | 300 | 2100 | 0 | 74.92 | 81.35 | 8 | 0
2020 | ENT_2_TVA_Transmission | ENT | TVA_Transmission | Internal | Summer | B7 | 400 | 2100 | 0 | 66.9 | 71.32 | 8 | 0
2020 | ENT_2_TVA_Transmission | ENT | TVA_Transmission | Internal | Summer | B8 | 500 | 2100 | 0 | 66.9 | 68.69 | 8 | 0
2020 | ENT_2_TVA_Transmission | ENT | TVA_Transmission | Internal | Summer | B9 | 800 | 2100 | 0 | 66.41 | 66.6 | 8 | 0
2020 | ENT_2_TVA_Transmission | ENT | TVA_Transmission | Internal | Summer | B10 | 1262 | 2100 | 0 | 64.19 | 64.49 | 8 | 0
2020 | ENT_2_TVA_Transmission | ENT | TVA_Transmission | Internal | Winter | B16 | 25 | 2100 | 2100 | 75.35 | 84.43 | 8 | 1.08
2020 | ENT_2_TVA_Transmission | ENT | TVA_Transmission | Internal | Winter | B17 | 100 | 2100 | 0 | 70.64 | 77.43 | 8 | 0
2020 | ENT_2_TVA_Transmission | ENT | TVA_Transmission | Internal | Winter | B18 | 400 | 2100 | 0 | 69.44 | 73.04 | 8 | 0
2020 | ENT_2_TVA_Transmission | ENT | TVA_Transmission | Internal | Winter | B19 | 700 | 2100 | 0 | 68.12 | 71.26 | 8 | 0
2020 | ENT_2_TVA_Transmission | ENT | TVA_Transmission | Internal | Winter | B20 | 935 | 2100 | 0 | 67.39 | 69.07 | 8 | 0
2020 | FRCC_2_SOCO | FRCC | SOCO | Internal | Shoulder | B11 | 25 | 900 | 0 | 106.96 | 92.21 | 8 | 0
2020 | FRCC_2_SOCO | FRCC | SOCO | Internal | Shoulder | B12 | 200 | 900 | 0 | 75.45 | 69.83 | 8 | 0
2020 | FRCC_2_SOCO | FRCC | SOCO | Internal | Shoulder | B13 | 600 | 900 | 0 | 75.28 | 68.56 | 8 | 0
2020 | FRCC_2_SOCO | FRCC | SOCO | Internal | Shoulder | B14 | 900 | 900 | 0 | 72.31 | 68.56 | 8 | 0
2020 | FRCC_2_SOCO | FRCC | SOCO | Internal | Shoulder | B15 | 1203 | 900 | 0 | 72.31 | 67.38 | 8 | 0
2020 | FRCC_2_SOCO | FRCC | SOCO | Internal | Summer | B1 | 10 | 900 | 0 | 122.12 | 112.12 | 8 | 0
2020 | FRCC_2_SOCO | FRCC | SOCO | Internal | Summer | B2 | 25 | 900 | 0 | 116.56 | 109.92 | 8 | 0
2020 | FRCC_2_SOCO | FRCC | SOCO | Internal | Summer | B3 | 75 | 900 | 0 | 116.56 | 109.92 | 8 | 0
2020 | FRCC_2_SOCO | FRCC | SOCO | Internal | Summer | B4 | 100 | 900 | 0 | 116.56 | 109.92 | 8 | 0
2020 | FRCC_2_SOCO | FRCC | SOCO | Internal | Summer | B5 | 200 | 900 | 0 | 113.83 | 103.83 | 8 | 0
2020 | FRCC_2_SOCO | FRCC | SOCO | Internal | Summer | B6 | 300 | 900 | 0 | 99.34 | 89.34 | 8 | 0
2020 | FRCC_2_SOCO | FRCC | SOCO | Internal | Summer | B7 | 400 | 900 | 0 | 85.21 | 78.87 | 8 | 0
2020 | FRCC_2_SOCO | FRCC | SOCO | Internal | Summer | B8 | 500 | 900 | 0 | 74.69 | 74.9 | 8 | 0
2020 | FRCC_2_SOCO | FRCC | SOCO | Internal | Summer | B9 | 800 | 900 | 0 | 71.58 | 68.51 | 8 | 0
2020 | FRCC_2_SOCO | FRCC | SOCO | Internal | Summer | B10 | 1262 | 900 | 0 | 71.58 | 66.11 | 8 | 0
2020 | FRCC_2_SOCO | FRCC | SOCO | Internal | Winter | B16 | 25 | 900 | 0 | 103.43 | 93.43 | 8 | 0
2020 | FRCC_2_SOCO | FRCC | SOCO | Internal | Winter | B17 | 100 | 900 | 0 | 77.79 | 76.91 | 8 | 0
2020 | FRCC_2_SOCO | FRCC | SOCO | Internal | Winter | B18 | 400 | 900 | 0 | 76.17 | 69.99 | 8 | 0
2020 | FRCC_2_SOCO | FRCC | SOCO | Internal | Winter | B19 | 700 | 900 | 0 | 74.54 | 69.99 | 8 | 0
2020 | FRCC_2_SOCO | FRCC | SOCO | Internal | Winter | B20 | 935 | 900 | 0 | 74.54 | 69.99 | 8 | 0
2020 | HQ_NEISO_2_NEISO | HQ_NEISO | NEISO | Internal | Shoulder | B11 | 25 | 99999 | 2920 | 61.5 | 61.51 | 0.01 | 0
2020 | HQ_NEISO_2_NEISO | HQ_NEISO | NEISO | Internal | Shoulder | B12 | 200 | 99999 | 2920 | 61.5 | 61.51 | 0.01 | 0
2020 | HQ_NEISO_2_NEISO | HQ_NEISO | NEISO | Internal | Shoulder | B13 | 600 | 99999 | 2920 | 61.5 | 61.51 | 0.01 | 0
2020 | HQ_NEISO_2_NEISO | HQ_NEISO | NEISO | Internal | Shoulder | B14 | 900 | 99999 | 2920 | 61.5 | 61.51 | 0.01 | 0
2020 | HQ_NEISO_2_NEISO | HQ_NEISO | NEISO | Internal | Shoulder | B15 | 1203 | 99999 | 1143.24 | 61.5 | 61.51 | 0.01 | 0
2020 | HQ_NEISO_2_NEISO | HQ_NEISO | NEISO | Internal | Summer | B1 | 10 | 99999 | 2920.1 | 100.82 | 100.83 | 0.01 | 0
2020 | HQ_NEISO_2_NEISO | HQ_NEISO | NEISO | Internal | Summer | B2 | 25 | 99999 | 2920.1 | 94.77 | 94.78 | 0.01 | 0
2020 | HQ_NEISO_2_NEISO | HQ_NEISO | NEISO | Internal | Summer | B3 | 75 | 99999 | 2920 | 80.54 | 80.55 | 0.01 | 0
2020 | HQ_NEISO_2_NEISO | HQ_NEISO | NEISO | Internal | Summer | B4 | 100 | 99999 | 2920 | 75.92 | 75.93 | 0.01 | 0
2020 | HQ_NEISO_2_NEISO | HQ_NEISO | NEISO | Internal | Summer | B5 | 200 | 99999 | 2920 | 73.75 | 73.76 | 0.01 | 0
2020 | HQ_NEISO_2_NEISO | HQ_NEISO | NEISO | Internal | Summer | B6 | 300 | 99999 | 2920 | 59.01 | 59.03 | 0.01 | 0
2020 | HQ_NEISO_2_NEISO | HQ_NEISO | NEISO | Internal | Summer | B7 | 400 | 99999 | 2920 | 58.62 | 58.63 | 0.01 | 0
2020 | HQ_NEISO_2_NEISO | HQ_NEISO | NEISO | Internal | Summer | B8 | 500 | 99999 | 2920 | 58.62 | 58.63 | 0.01 | 0
2020 | HQ_NEISO_2_NEISO | HQ_NEISO | NEISO | Internal | Summer | B9 | 800 | 99999 | 2920 | 58.62 | 58.63 | 0.01 | 0
2020 | HQ_NEISO_2_NEISO | HQ_NEISO | NEISO | Internal | Summer | B10 | 1262 | 99999 | 795.94 | 58.62 | 58.63 | 0.01 | 0
2020 | HQ_NEISO_2_NEISO | HQ_NEISO | NEISO | Internal | Winter | B16 | 25 | 99999 | 2920 | 70.43 | 70.44 | 0.01 | 0
2020 | HQ_NEISO_2_NEISO | HQ_NEISO | NEISO | Internal | Winter | B17 | 100 | 99999 | 2920 | 70.43 | 70.44 | 0.01 | 0
2020 | HQ_NEISO_2_NEISO | HQ_NEISO | NEISO | Internal | Winter | B18 | 400 | 99999 | 2920 | 69.41 | 69.42 | 0.01 | 0
2020 | HQ_NEISO_2_NEISO | HQ_NEISO | NEISO | Internal | Winter | B19 | 700 | 99999 | 2920 | 69.41 | 69.42 | 0.01 | 0
2020 | HQ_NEISO_2_NEISO | HQ_NEISO | NEISO | Internal | Winter | B20 | 935 | 99999 | 1233.58 | 69.41 | 69.42 | 0.01 | 0
2020 | HQ_NY_2_NYISO_A-F | HQ_NY | NYISO_A-F | Internal | Shoulder | B11 | 25 | 99999 | 1000 | 65.25 | 65.26 | 0.01 | 0
2020 | HQ_NY_2_NYISO_A-F | HQ_NY | NYISO_A-F | Internal | Shoulder | B12 | 200 | 99999 | 1000 | 64.34 | 64.35 | 0.01 | 0
2020 | HQ_NY_2_NYISO_A-F | HQ_NY | NYISO_A-F | Internal | Shoulder | B13 | 600 | 99999 | 1000 | 64.01 | 64.03 | 0.01 | 0
2020 | HQ_NY_2_NYISO_A-F | HQ_NY | NYISO_A-F | Internal | Shoulder | B14 | 900 | 99999 | 1000 | 62.61 | 62.62 | 0.01 | 0
2020 | HQ_NY_2_NYISO_A-F | HQ_NY | NYISO_A-F | Internal | Shoulder | B15 | 1203 | 99999 | 188.69 | 62.61 | 62.62 | 0.01 | 0
2020 | HQ_NY_2_NYISO_A-F | HQ_NY | NYISO_A-F | Internal | Summer | B1 | 10 | 99999 | 1000.1 | 97.82 | 97.83 | 0.01 | 0
2020 | HQ_NY_2_NYISO_A-F | HQ_NY | NYISO_A-F | Internal | Summer | B2 | 25 | 99999 | 1000.1 | 93.89 | 93.9 | 0.01 | 0
2020 | HQ_NY_2_NYISO_A-F | HQ_NY | NYISO_A-F | Internal | Summer | B3 | 75 | 99999 | 1000 | 82.18 | 82.2 | 0.01 | 0
2020 | HQ_NY_2_NYISO_A-F | HQ_NY | NYISO_A-F | Internal | Summer | B4 | 100 | 99999 | 1000 | 79.66 | 79.68 | 0.01 | 0
2020 | HQ_NY_2_NYISO_A-F | HQ_NY | NYISO_A-F | Internal | Summer | B5 | 200 | 99999 | 1000 | 77.49 | 77.51 | 0.01 | 0
2020 | HQ_NY_2_NYISO_A-F | HQ_NY | NYISO_A-F | Internal | Summer | B6 | 300 | 99999 | 1000 | 62.76 | 62.77 | 0.01 | 0
2020 | HQ_NY_2_NYISO_A-F | HQ_NY | NYISO_A-F | Internal | Summer | B7 | 400 | 99999 | 1000 | 61.62 | 61.63 | 0.01 | 0
2020 | HQ_NY_2_NYISO_A-F | HQ_NY | NYISO_A-F | Internal | Summer | B8 | 500 | 99999 | 1000 | 61.6 | 61.61 | 0.01 | 0
2020 | HQ_NY_2_NYISO_A-F | HQ_NY | NYISO_A-F | Internal | Summer | B9 | 800 | 99999 | 1000 | 61.6 | 61.61 | 0.01 | 0
2020 | HQ_NY_2_NYISO_A-F | HQ_NY | NYISO_A-F | Internal | Summer | B10 | 1262 | 99999 | 30.11 | 61.6 | 61.61 | 0.01 | 0
2020 | HQ_NY_2_NYISO_A-F | HQ_NY | NYISO_A-F | Internal | Winter | B16 | 25 | 99999 | 1000 | 72.95 | 72.97 | 0.01 | 0
2020 | HQ_NY_2_NYISO_A-F | HQ_NY | NYISO_A-F | Internal | Winter | B17 | 100 | 99999 | 1000 | 69.57 | 69.58 | 0.01 | 0
2020 | HQ_NY_2_NYISO_A-F | HQ_NY | NYISO_A-F | Internal | Winter | B18 | 400 | 99999 | 1000 | 68.22 | 68.24 | 0.01 | 0
2020 | HQ_NY_2_NYISO_A-F | HQ_NY | NYISO_A-F | Internal | Winter | B19 | 700 | 99999 | 1000 | 66.41 | 66.42 | 0.01 | 0
2020 | HQ_NY_2_NYISO_A-F | HQ_NY | NYISO_A-F | Internal | Winter | B20 | 935 | 99999 | 229.95 | 66.41 | 66.42 | 0.01 | 0
2020 | HQ_IESO_2_IESO | HQ_IESO | IESO | Internal | Shoulder | B11 | 25 | 99999 | 400 | 13.91 | 13.92 | 0.01 | 0
2020 | HQ_IESO_2_IESO | HQ_IESO | IESO | Internal | Shoulder | B12 | 200 | 99999 | 400 | 13.91 | 13.92 | 0.01 | 0
2020 | HQ_IESO_2_IESO | HQ_IESO | IESO | Internal | Shoulder | B13 | 600 | 99999 | 400 | 13.91 | 13.92 | 0.01 | 0
2020 | HQ_IESO_2_IESO | HQ_IESO | IESO | Internal | Shoulder | B14 | 900 | 99999 | 400 | 13.91 | 13.92 | 0.01 | 0
2020 | HQ_IESO_2_IESO | HQ_IESO | IESO | Internal | Shoulder | B15 | 1203 | 99999 | 75.48 | 13.91 | 13.92 | 0.01 | 0
2020 | HQ_IESO_2_IESO | HQ_IESO | IESO | Internal | Summer | B1 | 10 | 99999 | 400.1 | 90.82 | 90.83 | 0.01 | 0
2020 | HQ_IESO_2_IESO | HQ_IESO | IESO | Internal | Summer | B2 | 25 | 99999 | 400.1 | 86.89 | 86.9 | 0.01 | 0
2020 | HQ_IESO_2_IESO | HQ_IESO | IESO | Internal | Summer | B3 | 75 | 99999 | 400 | 71.53 | 71.54 | 0.01 | 0
2020 | HQ_IESO_2_IESO | HQ_IESO | IESO | Internal | Summer | B4 | 100 | 99999 | 400 | 47.03 | 47.04 | 0.01 | 0
2020 | HQ_IESO_2_IESO | HQ_IESO | IESO | Internal | Summer | B5 | 200 | 99999 | 400 | 10.96 | 10.97 | 0.01 | 0
2020 | HQ_IESO_2_IESO | HQ_IESO | IESO | Internal | Summer | B6 | 300 | 99999 | 400 | 10.96 | 10.97 | 0.01 | 0
2020 | HQ_IESO_2_IESO | HQ_IESO | IESO | Internal | Summer | B7 | 400 | 99999 | 400 | 10.96 | 10.97 | 0.01 | 0
2020 | HQ_IESO_2_IESO | HQ_IESO | IESO | Internal | Summer | B8 | 500 | 99999 | 400 | 10.96 | 10.97 | 0.01 | 0
2020 | HQ_IESO_2_IESO | HQ_IESO | IESO | Internal | Summer | B9 | 800 | 99999 | 400 | 10.96 | 10.97 | 0.01 | 0
2020 | HQ_IESO_2_IESO | HQ_IESO | IESO | Internal | Summer | B10 | 1262 | 99999 | 12.04 | 10.96 | 10.97 | 0.01 | 0
2020 | HQ_IESO_2_IESO | HQ_IESO | IESO | Internal | Winter | B16 | 25 | 99999 | 400 | 49.8 | 49.81 | 0.01 | 0
2020 | HQ_IESO_2_IESO | HQ_IESO | IESO | Internal | Winter | B17 | 100 | 99999 | 400 | 49.8 | 49.81 | 0.01 | 0
2020 | HQ_IESO_2_IESO | HQ_IESO | IESO | Internal | Winter | B18 | 400 | 99999 | 400 | 49.8 | 49.81 | 0.01 | 0
2020 | HQ_IESO_2_IESO | HQ_IESO | IESO | Internal | Winter | B19 | 700 | 99999 | 400 | 49.8 | 49.81 | 0.01 | 0
2020 | HQ_IESO_2_IESO | HQ_IESO | IESO | Internal | Winter | B20 | 935 | 99999 | 91.98 | 49.8 | 49.81 | 0.01 | 0
2020 | IESO_2_MAPP_CA | IESO | MAPP_CA | Internal | Shoulder | B11 | 25 | 262 | 262 | 13.92 | 75.42 | 7 | 54.49
2020 | IESO_2_MAPP_CA | IESO | MAPP_CA | Internal | Shoulder | B12 | 200 | 262 | 262 | 13.92 | 70.32 | 7 | 49.4
2020 | IESO_2_MAPP_CA | IESO | MAPP_CA | Internal | Shoulder | B13 | 600 | 262 | 262 | 13.92 | 66.87 | 7 | 45.95
2020 | IESO_2_MAPP_CA | IESO | MAPP_CA | Internal | Shoulder | B14 | 900 | 262 | 262 | 13.92 | 64.08 | 7 | 43.15
2020 | IESO_2_MAPP_CA | IESO | MAPP_CA | Internal | Shoulder | B15 | 1203 | 262 | 262 | 13.92 | 64.08 | 7 | 43.15
2020 | IESO_2_MAPP_CA | IESO | MAPP_CA | Internal | Summer | B1 | 10 | 262 | 262 | 90.83 | 100.77 | 7 | 2.93
2020 | IESO_2_MAPP_CA | IESO | MAPP_CA | Internal | Summer | B2 | 25 | 262 | 262 | 86.9 | 100.36 | 7 | 6.46
2020 | IESO_2_MAPP_CA | IESO | MAPP_CA | Internal | Summer | B3 | 75 | 262 | 262 | 71.54 | 99.15 | 7 | 20.61
2020 | IESO_2_MAPP_CA | IESO | MAPP_CA | Internal | Summer | B4 | 100 | 262 | 262 | 47.04 | 96.22 | 7 | 42.18
2020 | IESO_2_MAPP_CA | IESO | MAPP_CA | Internal | Summer | B5 | 200 | 262 | 262 | 10.97 | 88.38 | 7 | 70.41
2020 | IESO_2_MAPP_CA | IESO | MAPP_CA | Internal | Summer | B6 | 300 | 262 | 262 | 10.97 | 74.91 | 7 | 56.94
2020 | IESO_2_MAPP_CA | IESO | MAPP_CA | Internal | Summer | B7 | 400 | 262 | 262 | 10.97 | 62.4 | 7 | 44.43
2020 | IESO_2_MAPP_CA | IESO | MAPP_CA | Internal | Summer | B8 | 500 | 262 | 262 | 10.97 | 62.29 | 7 | 44.32
2020 | IESO_2_MAPP_CA | IESO | MAPP_CA | Internal | Summer | B9 | 800 | 262 | 262 | 10.97 | 62.29 | 7 | 44.32
2020 | IESO_2_MAPP_CA | IESO | MAPP_CA | Internal | Summer | B10 | 1262 | 262 | 262 | 10.97 | 62.29 | 7 | 44.32
2020 | IESO_2_MAPP_CA | IESO | MAPP_CA | Internal | Winter | B16 | 25 | 262 | 262 | 49.81 | 78.25 | 7 | 21.44
2020 | IESO_2_MAPP_CA | IESO | MAPP_CA | Internal | Winter | B17 | 100 | 262 | 262 | 49.81 | 72.44 | 7 | 15.63
2020 | IESO_2_MAPP_CA | IESO | MAPP_CA | Internal | Winter | B18 | 400 | 262 | 262 | 49.81 | 69.43 | 7 | 12.62
2020 | IESO_2_MAPP_CA | IESO | MAPP_CA | Internal | Winter | B19 | 700 | 262 | 262 | 49.81 | 67.71 | 7 | 10.89
2020 | IESO_2_MAPP_CA | IESO | MAPP_CA | Internal | Winter | B20 | 935 | 262 | 262 | 49.81 | 65.76 | 7 | 8.95
2020 | IESO_2_MISO_MI | IESO | MISO_MI | Internal | Shoulder | B11 | 25 | 1840 | 1840 | 13.92 | 76.59 | 7 | 55.66
2020 | IESO_2_MISO_MI | IESO | MISO_MI | Internal | Shoulder | B12 | 200 | 1840 | 1840 | 13.92 | 69.76 | 7 | 48.83
2020 | IESO_2_MISO_MI | IESO | MISO_MI | Internal | Shoulder | B13 | 600 | 1840 | 1840 | 13.92 | 66.32 | 7 | 45.39
2020 | IESO_2_MISO_MI | IESO | MISO_MI | Internal | Shoulder | B14 | 900 | 1840 | 1840 | 13.92 | 63.3 | 7 | 42.38
2020 | IESO_2_MISO_MI | IESO | MISO_MI | Internal | Shoulder | B15 | 1203 | 1840 | 1840 | 13.92 | 59.39 | 7 | 38.47
2020 | IESO_2_MISO_MI | IESO | MISO_MI | Internal | Summer | B1 | 10 | 1840 | 1840 | 90.83 | 103.25 | 7 | 5.41
2020 | IESO_2_MISO_MI | IESO | MISO_MI | Internal | Summer | B2 | 25 | 1840 | 1840 | 86.9 | 100.48 | 7 | 6.57
2020 | IESO_2_MISO_MI | IESO | MISO_MI | Internal | Summer | B3 | 75 | 1840 | 1840 | 71.54 | 99.16 | 7 | 20.62
2020 | IESO_2_MISO_MI | IESO | MISO_MI | Internal | Summer | B4 | 100 | 1840 | 1840 | 47.04 | 97.36 | 7 | 43.32
2020 | IESO_2_MISO_MI | IESO | MISO_MI | Internal | Summer | B5 | 200 | 1840 | 1840 | 10.97 | 88.37 | 7 | 70.4
2020 | IESO_2_MISO_MI | IESO | MISO_MI | Internal | Summer | B6 | 300 | 1840 | 1840 | 10.97 | 74.34 | 7 | 56.37
2020 | IESO_2_MISO_MI | IESO | MISO_MI | Internal | Summer | B7 | 400 | 1840 | 1840 | 10.97 | 64.86 | 7 | 46.89
2020 | IESO_2_MISO_MI | IESO | MISO_MI | Internal | Summer | B8 | 500 | 1840 | 1840 | 10.97 | 62.14 | 7 | 44.17
2020 | IESO_2_MISO_MI | IESO | MISO_MI | Internal | Summer | B9 | 800 | 1840 | 1840 | 10.97 | 60.51 | 7 | 42.54
2020 | IESO_2_MISO_MI | IESO | MISO_MI | Internal | Summer | B10 | 1262 | 1840 | 1840 | 10.97 | 58.18 | 7 | 40.21
2020 | IESO_2_MISO_MI | IESO | MISO_MI | Internal | Winter | B16 | 25 | 1840 | 1840 | 49.81 | 79.12 | 7 | 22.31
2020 | IESO_2_MISO_MI | IESO | MISO_MI | Internal | Winter | B17 | 100 | 1840 | 1840 | 49.81 | 73.26 | 7 | 16.44
2020 | IESO_2_MISO_MI | IESO | MISO_MI | Internal | Winter | B18 | 400 | 1840 | 1840 | 49.81 | 68.5 | 7 | 11.69
2020 | IESO_2_MISO_MI | IESO | MISO_MI | Internal | Winter | B19 | 700 | 1840 | 1840 | 49.81 | 65.61 | 7 | 8.8
2020 | IESO_2_MISO_MI | IESO | MISO_MI | Internal | Winter | B20 | 935 | 1840 | 1840 | 49.81 | 61.07 | 7 | 4.26
2020 | IESO_2_MISO_W | IESO | MISO_W | Internal | Shoulder | B11 | 25 | 140 | 140 | 13.92 | 78.47 | 7 | 57.55
2020 | IESO_2_MISO_W | IESO | MISO_W | Internal | Shoulder | B12 | 200 | 140 | 140 | 13.92 | 70.34 | 7 | 49.41
2020 | IESO_2_MISO_W | IESO | MISO_W | Internal | Shoulder | B13 | 600 | 140 | 140 | 13.92 | 66.88 | 7 | 45.96
2020 | IESO_2_MISO_W | IESO | MISO_W | Internal | Shoulder | B14 | 900 | 140 | 140 | 13.92 | 64.46 | 7 | 43.53
2020 | IESO_2_MISO_W | IESO | MISO_W | Internal | Shoulder | B15 | 1203 | 140 | 140 | 13.92 | 63.03 | 7 | 42.11
2020 | IESO_2_MISO_W | IESO | MISO_W | Internal | Summer | B1 | 10 | 140 | 140 | 90.83 | 103.82 | 7 | 5.99
2020 | IESO_2_MISO_W | IESO | MISO_W | Internal | Summer | B2 | 25 | 140 | 140 | 86.9 | 103.42 | 7 | 9.52
2020 | IESO_2_MISO_W | IESO | MISO_W | Internal | Summer | B3 | 75 | 140 | 140 | 71.54 | 102.21 | 7 | 23.67
2020 | IESO_2_MISO_W | IESO | MISO_W | Internal | Summer | B4 | 100 | 140 | 140 | 47.04 | 99.27 | 7 | 45.23
2020 | IESO_2_MISO_W | IESO | MISO_W | Internal | Summer | B5 | 200 | 140 | 140 | 10.97 | 91.43 | 7 | 73.46
2020 | IESO_2_MISO_W | IESO | MISO_W | Internal | Summer | B6 | 300 | 140 | 140 | 10.97 | 74.92 | 7 | 56.95
2020 | IESO_2_MISO_W | IESO | MISO_W | Internal | Summer | B7 | 400 | 140 | 140 | 10.97 | 65.45 | 7 | 47.48
2020 | IESO_2_MISO_W | IESO | MISO_W | Internal | Summer | B8 | 500 | 140 | 140 | 10.97 | 63.19 | 7 | 45.22
2020 | IESO_2_MISO_W | IESO | MISO_W | Internal | Summer | B9 | 800 | 140 | 140 | 10.97 | 62.96 | 7 | 44.99
2020 | IESO_2_MISO_W | IESO | MISO_W | Internal | Summer | B10 | 1262 | 140 | 140 | 10.97 | 61.25 | 7 | 43.28
2020 | IESO_2_MISO_W | IESO | MISO_W | Internal | Winter | B16 | 25 | 140 | 140 | 49.81 | 79.11 | 7 | 22.29
2020 | IESO_2_MISO_W | IESO | MISO_W | Internal | Winter | B17 | 100 | 140 | 140 | 49.81 | 72.45 | 7 | 15.64
2020 | IESO_2_MISO_W | IESO | MISO_W | Internal | Winter | B18 | 400 | 140 | 140 | 49.81 | 69.44 | 7 | 12.63
2020 | IESO_2_MISO_W | IESO | MISO_W | Internal | Winter | B19 | 700 | 140 | 140 | 49.81 | 67.72 | 7 | 10.91
2020 | IESO_2_MISO_W | IESO | MISO_W | Internal | Winter | B20 | 935 | 140 | 140 | 49.81 | 64.72 | 7 | 7.91
2020 | IESO_2_NYISO_A-F | IESO | NYISO_A-F | Internal | Shoulder | B11 | 25 | 1725 | 1725 | 13.92 | 65.26 | 7 | 44.33
2020 | IESO_2_NYISO_A-F | IESO | NYISO_A-F | Internal | Shoulder | B12 | 200 | 1725 | 1725 | 13.92 | 64.35 | 7 | 43.42
2020 | IESO_2_NYISO_A-F | IESO | NYISO_A-F | Internal | Shoulder | B13 | 600 | 1725 | 1725 | 13.92 | 64.03 | 7 | 43.1
2020 | IESO_2_NYISO_A-F | IESO | NYISO_A-F | Internal | Shoulder | B14 | 900 | 1725 | 1725 | 13.92 | 62.62 | 7 | 41.7
2020 | IESO_2_NYISO_A-F | IESO | NYISO_A-F | Internal | Shoulder | B15 | 1203 | 1725 | 1725 | 13.92 | 62.62 | 7 | 41.7
2020 | IESO_2_NYISO_A-F | IESO | NYISO_A-F | Internal | Summer | B1 | 10 | 1725 | 1187.26 | 90.83 | 97.83 | 7 | 0
2020 | IESO_2_NYISO_A-F | IESO | NYISO_A-F | Internal | Summer | B2 | 25 | 1725 | 1031.7 | 86.9 | 93.9 | 7 | 0
2020 | IESO_2_NYISO_A-F | IESO | NYISO_A-F | Internal | Summer | B3 | 75 | 1725 | 1725 | 71.54 | 82.2 | 7 | 3.65
2020 | IESO_2_NYISO_A-F | IESO | NYISO_A-F | Internal | Summer | B4 | 100 | 1725 | 1725 | 47.04 | 79.68 | 7 | 25.64
2020 | IESO_2_NYISO_A-F | IESO | NYISO_A-F | Internal | Summer | B5 | 200 | 1725 | 1725 | 10.97 | 77.51 | 7 | 59.54
2020 | IESO_2_NYISO_A-F | IESO | NYISO_A-F | Internal | Summer | B6 | 300 | 1725 | 1725 | 10.97 | 62.77 | 7 | 44.8
2020 | IESO_2_NYISO_A-F | IESO | NYISO_A-F | Internal | Summer | B7 | 400 | 1725 | 1725 | 10.97 | 61.63 | 7 | 43.66
2020 | IESO_2_NYISO_A-F | IESO | NYISO_A-F | Internal | Summer | B8 | 500 | 1725 | 1725 | 10.97 | 61.61 | 7 | 43.64
2020 | IESO_2_NYISO_A-F | IESO | NYISO_A-F | Internal | Summer | B9 | 800 | 1725 | 1725 | 10.97 | 61.61 | 7 | 43.64
2020 | IESO_2_NYISO_A-F | IESO | NYISO_A-F | Internal | Summer | B10 | 1262 | 1725 | 1725 | 10.97 | 61.61 | 7 | 43.64
2020 | IESO_2_NYISO_A-F | IESO | NYISO_A-F | Internal | Winter | B16 | 25 | 1725 | 1725 | 49.81 | 72.97 | 7 | 16.15
2020 | IESO_2_NYISO_A-F | IESO | NYISO_A-F | Internal | Winter | B17 | 100 | 1725 | 1725 | 49.81 | 69.58 | 7 | 12.77
2020 | IESO_2_NYISO_A-F | IESO | NYISO_A-F | Internal | Winter | B18 | 400 | 1725 | 1725 | 49.81 | 68.24 | 7 | 11.42
2020 | IESO_2_NYISO_A-F | IESO | NYISO_A-F | Internal | Winter | B19 | 700 | 1725 | 1725 | 49.81 | 66.42 | 7 | 9.61
2020 | IESO_2_NYISO_A-F | IESO | NYISO_A-F | Internal | Winter | B20 | 935 | 1725 | 1725 | 49.81 | 66.42 | 7 | 9.61
2020 | MAPP_CA_2_IESO | MAPP_CA | IESO | Internal | Shoulder | B11 | 25 | 330 | 0 | 75.42 | 13.92 | 8 | 0
2020 | MAPP_CA_2_IESO | MAPP_CA | IESO | Internal | Shoulder | B12 | 200 | 330 | 0 | 70.32 | 13.92 | 8 | 0
2020 | MAPP_CA_2_IESO | MAPP_CA | IESO | Internal | Shoulder | B13 | 600 | 330 | 0 | 66.87 | 13.92 | 8 | 0
2020 | MAPP_CA_2_IESO | MAPP_CA | IESO | Internal | Shoulder | B14 | 900 | 330 | 0 | 64.08 | 13.92 | 8 | 0
2020 | MAPP_CA_2_IESO | MAPP_CA | IESO | Internal | Shoulder | B15 | 1203 | 330 | 0 | 64.08 | 13.92 | 8 | 0
2020 | MAPP_CA_2_IESO | MAPP_CA | IESO | Internal | Summer | B1 | 10 | 330 | 0 | 100.77 | 90.83 | 8 | 0
2020 | MAPP_CA_2_IESO | MAPP_CA | IESO | Internal | Summer | B2 | 25 | 330 | 0 | 100.36 | 86.9 | 8 | 0
2020 | MAPP_CA_2_IESO | MAPP_CA | IESO | Internal | Summer | B3 | 75 | 330 | 0 | 99.15 | 71.54 | 8 | 0
2020 | MAPP_CA_2_IESO | MAPP_CA | IESO | Internal | Summer | B4 | 100 | 330 | 0 | 96.22 | 47.04 | 8 | 0
2020 | MAPP_CA_2_IESO | MAPP_CA | IESO | Internal | Summer | B5 | 200 | 330 | 0 | 88.38 | 10.97 | 8 | 0
2020 | MAPP_CA_2_IESO | MAPP_CA | IESO | Internal | Summer | B6 | 300 | 330 | 0 | 74.91 | 10.97 | 8 | 0
2020 | MAPP_CA_2_IESO | MAPP_CA | IESO | Internal | Summer | B7 | 400 | 330 | 0 | 62.4 | 10.97 | 8 | 0
2020 | MAPP_CA_2_IESO | MAPP_CA | IESO | Internal | Summer | B8 | 500 | 330 | 0 | 62.29 | 10.97 | 8 | 0
2020 | MAPP_CA_2_IESO | MAPP_CA | IESO | Internal | Summer | B9 | 800 | 330 | 0 | 62.29 | 10.97 | 8 | 0
2020 | MAPP_CA_2_IESO | MAPP_CA | IESO | Internal | Summer | B10 | 1262 | 330 | 0 | 62.29 | 10.97 | 8 | 0
2020 | MAPP_CA_2_IESO | MAPP_CA | IESO | Internal | Winter | B16 | 25 | 330 | 0 | 78.25 | 49.81 | 8 | 0
2020 | MAPP_CA_2_IESO | MAPP_CA | IESO | Internal | Winter | B17 | 100 | 330 | 0 | 72.44 | 49.81 | 8 | 0
2020 | MAPP_CA_2_IESO | MAPP_CA | IESO | Internal | Winter | B18 | 400 | 330 | 0 | 69.43 | 49.81 | 8 | 0
2020 | MAPP_CA_2_IESO | MAPP_CA | IESO | Internal | Winter | B19 | 700 | 330 | 0 | 67.71 | 49.81 | 8 | 0
2020 | MAPP_CA_2_IESO | MAPP_CA | IESO | Internal | Winter | B20 | 935 | 330 | 0 | 65.76 | 49.81 | 8 | 0
2020 | MAPP_CA_2_MAPP_US | MAPP_CA | MAPP_US | Internal | Shoulder | B11 | 25 | 372 | 0 | 75.42 | 71.47 | 7 | 0
2020 | MAPP_CA_2_MAPP_US | MAPP_CA | MAPP_US | Internal | Shoulder | B12 | 200 | 372 | 0 | 70.32 | 63.34 | 7 | 0
2020 | MAPP_CA_2_MAPP_US | MAPP_CA | MAPP_US | Internal | Shoulder | B13 | 600 | 372 | 0 | 66.87 | 59.88 | 7 | 0
2020 | MAPP_CA_2_MAPP_US | MAPP_CA | MAPP_US | Internal | Shoulder | B14 | 900 | 372 | 0 | 64.08 | 57.46 | 7 | 0
2020 | MAPP_CA_2_MAPP_US | MAPP_CA | MAPP_US | Internal | Shoulder | B15 | 1203 | 372 | 0 | 64.08 | 56.03 | 7 | 0
2020 | MAPP_CA_2_MAPP_US | MAPP_CA | MAPP_US | Internal | Summer | B1 | 10 | 372 | 0 | 100.77 | 96.82 | 7 | 0
2020 | MAPP_CA_2_MAPP_US | MAPP_CA | MAPP_US | Internal | Summer | B2 | 25 | 372 | 0 | 100.36 | 96.42 | 7 | 0
2020 | MAPP_CA_2_MAPP_US | MAPP_CA | MAPP_US | Internal | Summer | B3 | 75 | 372 | 0 | 99.15 | 95.21 | 7 | 0
2020 | MAPP_CA_2_MAPP_US | MAPP_CA | MAPP_US | Internal | Summer | B4 | 100 | 372 | 0 | 96.22 | 92.27 | 7 | 0
2020 | MAPP_CA_2_MAPP_US | MAPP_CA | MAPP_US | Internal | Summer | B5 | 200 | 372 | 0 | 88.38 | 84.43 | 7 | 0
2020 | MAPP_CA_2_MAPP_US | MAPP_CA | MAPP_US | Internal | Summer | B6 | 300 | 372 | 0 | 74.91 | 67.92 | 7 | 0
2020 | MAPP_CA_2_MAPP_US | MAPP_CA | MAPP_US | Internal | Summer | B7 | 400 | 372 | 0 | 62.4 | 58.45 | 7 | 0
2020 | MAPP_CA_2_MAPP_US | MAPP_CA | MAPP_US | Internal | Summer | B8 | 500 | 372 | 0 | 62.29 | 56.81 | 7 | 0
2020 | MAPP_CA_2_MAPP_US | MAPP_CA | MAPP_US | Internal | Summer | B9 | 800 | 372 | 0 | 62.29 | 56.81 | 7 | 0
2020 | MAPP_CA_2_MAPP_US | MAPP_CA | MAPP_US | Internal | Summer | B10 | 1262 | 372 | 0 | 62.29 | 54.25 | 7 | 0
2020 | MAPP_CA_2_MAPP_US | MAPP_CA | MAPP_US | Internal | Winter | B16 | 25 | 372 | 0 | 78.25 | 70.21 | 7 | 0
2020 | MAPP_CA_2_MAPP_US | MAPP_CA | MAPP_US | Internal | Winter | B17 | 100 | 372 | 0 | 72.44 | 65.45 | 7 | 0
2020 | MAPP_CA_2_MAPP_US | MAPP_CA | MAPP_US | Internal | Winter | B18 | 400 | 372 | 0 | 69.43 | 62.44 | 7 | 0
2020 | MAPP_CA_2_MAPP_US | MAPP_CA | MAPP_US | Internal | Winter | B19 | 700 | 372 | 0 | 67.71 | 60.72 | 7 | 0
2020 | MAPP_CA_2_MAPP_US | MAPP_CA | MAPP_US | Internal | Winter | B20 | 935 | 372 | 0 | 65.76 | 57.72 | 7 | 0
2020 | MAPP_CA_2_MISO_W | MAPP_CA | MISO_W | Internal | Shoulder | B11 | 25 | 1970 | 2243.15 | 75.42 | 78.47 | 0.01 | 3.04
2020 | MAPP_CA_2_MISO_W | MAPP_CA | MISO_W | Internal | Shoulder | B12 | 200 | 1970 | 1840.91 | 70.32 | 70.34 | 0.01 | 0
2020 | MAPP_CA_2_MISO_W | MAPP_CA | MISO_W | Internal | Shoulder | B13 | 600 | 1970 | 1916.62 | 66.87 | 66.88 | 0.01 | 0
2020 | MAPP_CA_2_MISO_W | MAPP_CA | MISO_W | Internal | Shoulder | B14 | 900 | 1970 | 1970 | 64.08 | 64.46 | 0.01 | 0.37
2020 | MAPP_CA_2_MISO_W | MAPP_CA | MISO_W | Internal | Shoulder | B15 | 1203 | 1970 | 0 | 64.08 | 63.03 | 0.01 | 0
2020 | MAPP_CA_2_MISO_W | MAPP_CA | MISO_W | Internal | Summer | B1 | 10 | 1970 | 2613.71 | 100.77 | 103.82 | 0.01 | 3.04
2020 | MAPP_CA_2_MISO_W | MAPP_CA | MISO_W | Internal | Summer | B2 | 25 | 1970 | 2518.3 | 100.36 | 103.42 | 0.01 | 3.04
2020 | MAPP_CA_2_MISO_W | MAPP_CA | MISO_W | Internal | Summer | B3 | 75 | 1970 | 2442.27 | 99.15 | 102.21 | 0.01 | 3.04
2020 | MAPP_CA_2_MISO_W | MAPP_CA | MISO_W | Internal | Summer | B4 | 100 | 1970 | 2493.16 | 96.22 | 99.27 | 0.01 | 3.04
2020 | MAPP_CA_2_MISO_W | MAPP_CA | MISO_W | Internal | Summer | B5 | 200 | 1970 | 1980.67 | 88.38 | 91.43 | 0.01 | 3.04
2020 | MAPP_CA_2_MISO_W | MAPP_CA | MISO_W | Internal | Summer | B6 | 300 | 1970 | 1952.88 | 74.91 | 74.92 | 0.01 | 0
2020 | MAPP_CA_2_MISO_W | MAPP_CA | MISO_W | Internal | Summer | B7 | 400 | 1970 | 2048.31 | 62.4 | 65.45 | 0.01 | 3.04
2020 | MAPP_CA_2_MISO_W | MAPP_CA | MISO_W | Internal | Summer | B8 | 500 | 1970 | 1970 | 62.29 | 63.19 | 0.01 | 0.89
2020 | MAPP_CA_2_MISO_W | MAPP_CA | MISO_W | Internal | Summer | B9 | 800 | 1970 | 1970 | 62.29 | 62.96 | 0.01 | 0.67
2020 | MAPP_CA_2_MISO_W | MAPP_CA | MISO_W | Internal | Summer | B10 | 1262 | 1970 | 0 | 62.29 | 61.25 | 0.01 | 0
2020 | MAPP_CA_2_MISO_W | MAPP_CA | MISO_W | Internal | Winter | B16 | 25 | 1970 | 1970 | 78.25 | 79.11 | 0.01 | 0.84
2020 | MAPP_CA_2_MISO_W | MAPP_CA | MISO_W | Internal | Winter | B17 | 100 | 1970 | 854.69 | 72.44 | 72.45 | 0.01 | 0
2020 | MAPP_CA_2_MISO_W | MAPP_CA | MISO_W | Internal | Winter | B18 | 400 | 1970 | 943.83 | 69.43 | 69.44 | 0.01 | 0
2020 | MAPP_CA_2_MISO_W | MAPP_CA | MISO_W | Internal | Winter | B19 | 700 | 1970 | 1089.71 | 67.71 | 67.72 | 0.01 | 0
2020 | MAPP_CA_2_MISO_W | MAPP_CA | MISO_W | Internal | Winter | B20 | 935 | 1970 | 0 | 65.76 | 64.72 | 0.01 | 0
2020 | MAPP_US_2_MAPP_CA | MAPP_US | MAPP_CA | Internal | Shoulder | B11 | 25 | 165 | 0 | 71.47 | 75.42 | 7 | 0
2020 | MAPP_US_2_MAPP_CA | MAPP_US | MAPP_CA | Internal | Shoulder | B12 | 200 | 165 | 0 | 63.34 | 70.32 | 7 | 0
2020 | MAPP_US_2_MAPP_CA | MAPP_US | MAPP_CA | Internal | Shoulder | B13 | 600 | 165 | 0 | 59.88 | 66.87 | 7 | 0
2020 | MAPP_US_2_MAPP_CA | MAPP_US | MAPP_CA | Internal | Shoulder | B14 | 900 | 165 | 0 | 57.46 | 64.08 | 7 | 0
2020 | MAPP_US_2_MAPP_CA | MAPP_US | MAPP_CA | Internal | Shoulder | B15 | 1203 | 165 | 361.98 | 56.03 | 64.08 | 7 | 1.04
2020 | MAPP_US_2_MAPP_CA | MAPP_US | MAPP_CA | Internal | Summer | B1 | 10 | 165 | 0 | 96.82 | 100.77 | 7 | 0
2020 | MAPP_US_2_MAPP_CA | MAPP_US | MAPP_CA | Internal | Summer | B2 | 25 | 165 | 0 | 96.42 | 100.36 | 7 | 0
2020 | MAPP_US_2_MAPP_CA | MAPP_US | MAPP_CA | Internal | Summer | B3 | 75 | 165 | 0 | 95.21 | 99.15 | 7 | 0
2020 | MAPP_US_2_MAPP_CA | MAPP_US | MAPP_CA | Internal | Summer | B4 | 100 | 165 | 0 | 92.27 | 96.22 | 7 | 0
2020 | MAPP_US_2_MAPP_CA | MAPP_US | MAPP_CA | Internal | Summer | B5 | 200 | 165 | 0 | 84.43 | 88.38 | 7 | 0
2020 | MAPP_US_2_MAPP_CA | MAPP_US | MAPP_CA | Internal | Summer | B6 | 300 | 165 | 0 | 67.92 | 74.91 | 7 | 0
2020 | MAPP_US_2_MAPP_CA | MAPP_US | MAPP_CA | Internal | Summer | B7 | 400 | 165 | 0 | 58.45 | 62.4 | 7 | 0
2020 | MAPP_US_2_MAPP_CA | MAPP_US | MAPP_CA | Internal | Summer | B8 | 500 | 165 | 0 | 56.81 | 62.29 | 7 | 0
2020 | MAPP_US_2_MAPP_CA | MAPP_US | MAPP_CA | Internal | Summer | B9 | 800 | 165 | 0 | 56.81 | 62.29 | 7 | 0
2020 | MAPP_US_2_MAPP_CA | MAPP_US | MAPP_CA | Internal | Summer | B10 | 1262 | 165 | 165.66 | 54.25 | 62.29 | 7 | 1.04
2020 | MAPP_US_2_MAPP_CA | MAPP_US | MAPP_CA | Internal | Winter | B16 | 25 | 165 | 969.38 | 70.21 | 78.25 | 7 | 1.04
2020 | MAPP_US_2_MAPP_CA | MAPP_US | MAPP_CA | Internal | Winter | B17 | 100 | 165 | 0 | 65.45 | 72.44 | 7 | 0
2020 | MAPP_US_2_MAPP_CA | MAPP_US | MAPP_CA | Internal | Winter | B18 | 400 | 165 | 0 | 62.44 | 69.43 | 7 | 0
2020 | MAPP_US_2_MAPP_CA | MAPP_US | MAPP_CA | Internal | Winter | B19 | 700 | 165 | 0 | 60.72 | 67.71 | 7 | 0
2020 | MAPP_US_2_MAPP_CA | MAPP_US | MAPP_CA | Internal | Winter | B20 | 935 | 165 | 773.17 | 57.72 | 65.76 | 7 | 1.04
2020 | MAPP_US_2_MISO_W | MAPP_US | MISO_W | Internal | Shoulder | B11 | 25 | 2635 | 2202.78 | 71.47 | 78.47 | 7 | 0
2020 | MAPP_US_2_MISO_W | MAPP_US | MISO_W | Internal | Shoulder | B12 | 200 | 2635 | 2023.82 | 63.34 | 70.34 | 7 | 0
2020 | MAPP_US_2_MISO_W | MAPP_US | MISO_W | Internal | Shoulder | B13 | 600 | 2635 | 2043.89 | 59.88 | 66.88 | 7 | 0
2020 | MAPP_US_2_MISO_W | MAPP_US | MISO_W | Internal | Shoulder | B14 | 900 | 2635 | 999.86 | 57.46 | 64.46 | 7 | 0
2020 | MAPP_US_2_MISO_W | MAPP_US | MISO_W | Internal | Shoulder | B15 | 1203 | 2635 | 897.71 | 56.03 | 63.03 | 7 | 0
2020 | MAPP_US_2_MISO_W | MAPP_US | MISO_W | Internal | Summer | B1 | 10 | 2635 | 1095.97 | 96.82 | 103.82 | 7 | 0
2020 | MAPP_US_2_MISO_W | MAPP_US | MISO_W | Internal | Summer | B2 | 25 | 2635 | 1783.79 | 96.42 | 103.42 | 7 | 0
2020 | MAPP_US_2_MISO_W | MAPP_US | MISO_W | Internal | Summer | B3 | 75 | 2635 | 1687.22 | 95.21 | 102.21 | 7 | 0
2020 | MAPP_US_2_MISO_W | MAPP_US | MISO_W | Internal | Summer | B4 | 100 | 2635 | 1777.64 | 92.27 | 99.27 | 7 | 0
2020 | MAPP_US_2_MISO_W | MAPP_US | MISO_W | Internal | Summer | B5 | 200 | 2635 | 1303.9 | 84.43 | 91.43 | 7 | 0
2020 | MAPP_US_2_MISO_W | MAPP_US | MISO_W | Internal | Summer | B6 | 300 | 2635 | 1580.31 | 67.92 | 74.92 | 7 | 0
2020 | MAPP_US_2_MISO_W | MAPP_US | MISO_W | Internal | Summer | B7 | 400 | 2635 | 727.13 | 58.45 | 65.45 | 7 | 0
2020 | MAPP_US_2_MISO_W | MAPP_US | MISO_W | Internal | Summer | B8 | 500 | 2635 | 0 | 56.81 | 63.19 | 7 | 0
2020 | MAPP_US_2_MISO_W | MAPP_US | MISO_W | Internal | Summer | B9 | 800 | 2635 | 0 | 56.81 | 62.96 | 7 | 0
2020 | MAPP_US_2_MISO_W | MAPP_US | MISO_W | Internal | Summer | B10 | 1262 | 2635 | 773.24 | 54.25 | 61.25 | 7 | 0
2020 | MAPP_US_2_MISO_W | MAPP_US | MISO_W | Internal | Winter | B16 | 25 | 2635 | 3271.32 | 70.21 | 79.11 | 7 | 1.89
2020 | MAPP_US_2_MISO_W | MAPP_US | MISO_W | Internal | Winter | B17 | 100 | 2635 | 2618.48 | 65.45 | 72.45 | 7 | 0
2020 | MAPP_US_2_MISO_W | MAPP_US | MISO_W | Internal | Winter | B18 | 400 | 2635 | 2564.91 | 62.44 | 69.44 | 7 | 0
2020 | MAPP_US_2_MISO_W | MAPP_US | MISO_W | Internal | Winter | B19 | 700 | 2635 | 845.51 | 60.72 | 67.72 | 7 | 0
2020 | MAPP_US_2_MISO_W | MAPP_US | MISO_W | Internal | Winter | B20 | 935 | 2635 | 647.83 | 57.72 | 64.72 | 7 | 0
2020 | MAPP_US_2_NE | MAPP_US | NE | Internal | Shoulder | B11 | 25 | 2000 | 0 | 71.47 | 74.75 | 7 | 0
2020 | MAPP_US_2_NE | MAPP_US | NE | Internal | Shoulder | B12 | 200 | 2000 | 0 | 63.34 | 65.35 | 7 | 0
2020 | MAPP_US_2_NE | MAPP_US | NE | Internal | Shoulder | B13 | 600 | 2000 | 0 | 59.88 | 64.06 | 7 | 0
2020 | MAPP_US_2_NE | MAPP_US | NE | Internal | Shoulder | B14 | 900 | 2000 | 0 | 57.46 | 60.52 | 7 | 0
2020 | MAPP_US_2_NE | MAPP_US | NE | Internal | Shoulder | B15 | 1203 | 2000 | 0 | 56.03 | 58.05 | 7 | 0
2020 | MAPP_US_2_NE | MAPP_US | NE | Internal | Summer | B1 | 10 | 2000 | 0 | 96.82 | 98.73 | 7 | 0
2020 | MAPP_US_2_NE | MAPP_US | NE | Internal | Summer | B2 | 25 | 2000 | 0 | 96.42 | 99.24 | 7 | 0
2020 | MAPP_US_2_NE | MAPP_US | NE | Internal | Summer | B3 | 75 | 2000 | 0 | 95.21 | 99.52 | 7 | 0
2020 | MAPP_US_2_NE | MAPP_US | NE | Internal | Summer | B4 | 100 | 2000 | 0 | 92.27 | 98.73 | 7 | 0
2020 | MAPP_US_2_NE | MAPP_US | NE | Internal | Summer | B5 | 200 | 2000 | 197.96 | 84.43 | 91.43 | 7 | 0
2020 | MAPP_US_2_NE | MAPP_US | NE | Internal | Summer | B6 | 300 | 2000 | 0 | 67.92 | 71.2 | 7 | 0
2020 | MAPP_US_2_NE | MAPP_US | NE | Internal | Summer | B7 | 400 | 2000 | 753.21 | 58.45 | 65.45 | 7 | 0
2020 | MAPP_US_2_NE | MAPP_US | NE | Internal | Summer | B8 | 500 | 2000 | 2000 | 56.81 | 63.92 | 7 | 0.11
2020 | MAPP_US_2_NE | MAPP_US | NE | Internal | Summer | B9 | 800 | 2000 | 1407.85 | 56.81 | 63.81 | 7 | 0
2020 | MAPP_US_2_NE | MAPP_US | NE | Internal | Summer | B10 | 1262 | 2000 | 0 | 54.25 | 59.2 | 7 | 0
2020 | MAPP_US_2_NE | MAPP_US | NE | Internal | Winter | B16 | 25 | 2000 | 0 | 70.21 | 74.11 | 7 | 0
2020 | MAPP_US_2_NE | MAPP_US | NE | Internal | Winter | B17 | 100 | 2000 | 0 | 65.45 | 67.45 | 7 | 0
2020 | MAPP_US_2_NE | MAPP_US | NE | Internal | Winter | B18 | 400 | 2000 | 0 | 62.44 | 65.44 | 7 | 0
2020 | MAPP_US_2_NE | MAPP_US | NE | Internal | Winter | B19 | 700 | 2000 | 0 | 60.72 | 64 | 7 | 0
2020 | MAPP_US_2_NE | MAPP_US | NE | Internal | Winter | B20 | 935 | 2000 | 0 | 57.72 | 60.49 | 7 | 0
2020 | MARITIMES_2_NEISO | MARITIMES | NEISO | Internal | Shoulder | B11 | 25 | 99999 | 1400 | 61.5 | 61.51 | 0.01 | 0
2020 | MARITIMES_2_NEISO | MARITIMES | NEISO | Internal | Shoulder | B12 | 200 | 99999 | 1400 | 61.5 | 61.51 | 0.01 | 0
2020 | MARITIMES_2_NEISO | MARITIMES | NEISO | Internal | Shoulder | B13 | 600 | 99999 | 1400 | 61.5 | 61.51 | 0.01 | 0
2020 | MARITIMES_2_NEISO | MARITIMES | NEISO | Internal | Shoulder | B14 | 900 | 99999 | 1400 | 61.5 | 61.51 | 0.01 | 0
2020 | MARITIMES_2_NEISO | MARITIMES | NEISO | Internal | Shoulder | B15 | 1203 | 99999 | 426.43 | 61.5 | 61.51 | 0.01 | 0
2020 | MARITIMES_2_NEISO | MARITIMES | NEISO | Internal | Summer | B1 | 10 | 99999 | 1400.1 | 100.82 | 100.83 | 0.01 | 0
2020 | MARITIMES_2_NEISO | MARITIMES | NEISO | Internal | Summer | B2 | 25 | 99999 | 1400.1 | 94.77 | 94.78 | 0.01 | 0
2020 | MARITIMES_2_NEISO | MARITIMES | NEISO | Internal | Summer | B3 | 75 | 99999 | 1400 | 80.54 | 80.55 | 0.01 | 0
2020 | MARITIMES_2_NEISO | MARITIMES | NEISO | Internal | Summer | B4 | 100 | 99999 | 1400 | 75.92 | 75.93 | 0.01 | 0
2020 | MARITIMES_2_NEISO | MARITIMES | NEISO | Internal | Summer | B5 | 200 | 99999 | 1400 | 73.75 | 73.76 | 0.01 | 0
2020 | MARITIMES_2_NEISO | MARITIMES | NEISO | Internal | Summer | B6 | 300 | 99999 | 1400 | 59.01 | 59.03 | 0.01 | 0
2020 | MARITIMES_2_NEISO | MARITIMES | NEISO | Internal | Summer | B7 | 400 | 99999 | 1400 | 58.62 | 58.63 | 0.01 | 0
2020 | MARITIMES_2_NEISO | MARITIMES | NEISO | Internal | Summer | B8 | 500 | 99999 | 1400 | 58.62 | 58.63 | 0.01 | 0
2020 | MARITIMES_2_NEISO | MARITIMES | NEISO | Internal | Summer | B9 | 800 | 99999 | 1400 | 58.62 | 58.63 | 0.01 | 0
2020 | MARITIMES_2_NEISO | MARITIMES | NEISO | Internal | Summer | B10 | 1262 | 99999 | 236.13 | 58.62 | 58.63 | 0.01 | 0
2020 | MARITIMES_2_NEISO | MARITIMES | NEISO | Internal | Winter | B16 | 25 | 99999 | 1400 | 70.43 | 70.44 | 0.01 | 0
2020 | MARITIMES_2_NEISO | MARITIMES | NEISO | Internal | Winter | B17 | 100 | 99999 | 1400 | 70.43 | 70.44 | 0.01 | 0
2020 | MARITIMES_2_NEISO | MARITIMES | NEISO | Internal | Winter | B18 | 400 | 99999 | 1400 | 69.41 | 69.42 | 0.01 | 0
2020 | MARITIMES_2_NEISO | MARITIMES | NEISO | Internal | Winter | B19 | 700 | 99999 | 1400 | 69.41 | 69.42 | 0.01 | 0
2020 | MARITIMES_2_NEISO | MARITIMES | NEISO | Internal | Winter | B20 | 935 | 99999 | 475.94 | 69.41 | 69.42 | 0.01 | 0
2020 | MISO_IN_2_MISO_MI | MISO_IN | MISO_MI | Internal | Shoulder | B11 | 25 | 5000 | 4302.58 | 76.57 | 76.59 | 0.01 | 0
2020 | MISO_IN_2_MISO_MI | MISO_IN | MISO_MI | Internal | Shoulder | B12 | 200 | 5000 | 5570.96 | 68.43 | 69.76 | 0.01 | 1.32
2020 | MISO_IN_2_MISO_MI | MISO_IN | MISO_MI | Internal | Shoulder | B13 | 600 | 5000 | 5689.56 | 64.98 | 66.32 | 0.01 | 1.32
2020 | MISO_IN_2_MISO_MI | MISO_IN | MISO_MI | Internal | Shoulder | B14 | 900 | 5000 | 5000 | 62.53 | 63.3 | 0.01 | 0.76
2020 | MISO_IN_2_MISO_MI | MISO_IN | MISO_MI | Internal | Shoulder | B15 | 1203 | 5000 | 4971.5 | 59.38 | 59.39 | 0.01 | 0
2020 | MISO_IN_2_MISO_MI | MISO_IN | MISO_MI | Internal | Summer | B1 | 10 | 5000 | 5340.2 | 101.91 | 103.25 | 0.01 | 1.32
2020 | MISO_IN_2_MISO_MI | MISO_IN | MISO_MI | Internal | Summer | B2 | 25 | 5000 | 2865.97 | 100.46 | 100.48 | 0.01 | 0
2020 | MISO_IN_2_MISO_MI | MISO_IN | MISO_MI | Internal | Summer | B3 | 75 | 5000 | 4109.58 | 99.15 | 99.16 | 0.01 | 0
2020 | MISO_IN_2_MISO_MI | MISO_IN | MISO_MI | Internal | Summer | B4 | 100 | 5000 | 3025.57 | 97.35 | 97.36 | 0.01 | 0
2020 | MISO_IN_2_MISO_MI | MISO_IN | MISO_MI | Internal | Summer | B5 | 200 | 5000 | 2617.16 | 88.36 | 88.37 | 0.01 | 0
2020 | MISO_IN_2_MISO_MI | MISO_IN | MISO_MI | Internal | Summer | B6 | 300 | 5000 | 5436.46 | 73.01 | 74.34 | 0.01 | 1.32
2020 | MISO_IN_2_MISO_MI | MISO_IN | MISO_MI | Internal | Summer | B7 | 400 | 5000 | 5128.03 | 63.53 | 64.86 | 0.01 | 1.32
2020 | MISO_IN_2_MISO_MI | MISO_IN | MISO_MI | Internal | Summer | B8 | 500 | 5000 | 5000 | 61.09 | 62.14 | 0.01 | 1.04
2020 | MISO_IN_2_MISO_MI | MISO_IN | MISO_MI | Internal | Summer | B9 | 800 | 5000 | 5126.15 | 59.18 | 60.51 | 0.01 | 1.32
2020 | MISO_IN_2_MISO_MI | MISO_IN | MISO_MI | Internal | Summer | B10 | 1262 | 5000 | 5000 | 57.37 | 58.18 | 0.01 | 0.8
2020 | MISO_IN_2_MISO_MI | MISO_IN | MISO_MI | Internal | Winter | B16 | 25 | 5000 | 4033.12 | 79.11 | 79.12 | 0.01 | 0
2020 | MISO_IN_2_MISO_MI | MISO_IN | MISO_MI | Internal | Winter | B17 | 100 | 5000 | 5000 | 72.45 | 73.26 | 0.01 | 0.79
2020 | MISO_IN_2_MISO_MI | MISO_IN | MISO_MI | Internal | Winter | B18 | 400 | 5000 | 5000 | 67.53 | 68.5 | 0.01 | 0.96
2020 | MISO_IN_2_MISO_MI | MISO_IN | MISO_MI | Internal | Winter | B19 | 700 | 5000 | 4973.8 | 65.6 | 65.61 | 0.01 | 0
2020 | MISO_IN_2_MISO_MI | MISO_IN | MISO_MI | Internal | Winter | B20 | 935 | 5000 | 5000 | 60.85 | 61.07 | 0.01 | 0.21
2020 | MISO_IN_2_MISO_MO-IL | MISO_IN | MISO_MO-IL | Internal | Shoulder | B11 | 25 | 5000 | 5691.13 | 76.57 | 78.48 | 0.01 | 1.9
2020 | MISO_IN_2_MISO_MO-IL | MISO_IN | MISO_MO-IL | Internal | Shoulder | B12 | 200 | 5000 | 5236.37 | 68.43 | 70.34 | 0.01 | 1.9
2020 | MISO_IN_2_MISO_MO-IL | MISO_IN | MISO_MO-IL | Internal | Shoulder | B13 | 600 | 5000 | 5746.23 | 64.98 | 66.9 | 0.01 | 1.9
2020 | MISO_IN_2_MISO_MO-IL | MISO_IN | MISO_MO-IL | Internal | Shoulder | B14 | 900 | 5000 | 6611.3 | 62.53 | 64.44 | 0.01 | 1.9
2020 | MISO_IN_2_MISO_MO-IL | MISO_IN | MISO_MO-IL | Internal | Shoulder | B15 | 1203 | 5000 | 6470.13 | 59.38 | 61.29 | 0.01 | 1.9
2020 | MISO_IN_2_MISO_MO-IL | MISO_IN | MISO_MO-IL | Internal | Summer | B1 | 10 | 5000 | 5160.84 | 101.91 | 103.82 | 0.01 | 1.9
2020 | MISO_IN_2_MISO_MO-IL | MISO_IN | MISO_MO-IL | Internal | Summer | B2 | 25 | 5000 | 7348.23 | 100.46 | 102.37 | 0.01 | 1.9
2020 | MISO_IN_2_MISO_MO-IL | MISO_IN | MISO_MO-IL | Internal | Summer | B3 | 75 | 5000 | 6682.74 | 99.15 | 101.06 | 0.01 | 1.9
2020 | MISO_IN_2_MISO_MO-IL | MISO_IN | MISO_MO-IL | Internal | Summer | B4 | 100 | 5000 | 9124.39 | 97.35 | 99.26 | 0.01 | 1.9
2020 | MISO_IN_2_MISO_MO-IL | MISO_IN | MISO_MO-IL | Internal | Summer | B5 | 200 | 5000 | 9352.5 | 88.36 | 90.27 | 0.01 | 1.9
2020 | MISO_IN_2_MISO_MO-IL | MISO_IN | MISO_MO-IL | Internal | Summer | B6 | 300 | 5000 | 7646.68 | 73.01 | 74.92 | 0.01 | 1.9
2020 | MISO_IN_2_MISO_MO-IL | MISO_IN | MISO_MO-IL | Internal | Summer | B7 | 400 | 5000 | 8556.82 | 63.53 | 65.44 | 0.01 | 1.9
2020 | MISO_IN_2_MISO_MO-IL | MISO_IN | MISO_MO-IL | Internal | Summer | B8 | 500 | 5000 | 8087.81 | 61.09 | 63 | 0.01 | 1.9
2020 | MISO_IN_2_MISO_MO-IL | MISO_IN | MISO_MO-IL | Internal | Summer | B9 | 800 | 5000 | 7691.86 | 59.18 | 61.09 | 0.01 | 1.9
2020 | MISO_IN_2_MISO_MO-IL | MISO_IN | MISO_MO-IL | Internal | Summer | B10 | 1262 | 5000 | 7220.94 | 57.37 | 59.28 | 0.01 | 1.9
2020 | MISO_IN_2_MISO_MO-IL | MISO_IN | MISO_MO-IL | Internal | Winter | B16 | 25 | 5000 | 3862.51 | 79.11 | 79.12 | 0.01 | 0
2020 | MISO_IN_2_MISO_MO-IL | MISO_IN | MISO_MO-IL | Internal | Winter | B17 | 100 | 5000 | 4429.72 | 72.45 | 72.46 | 0.01 | 0
2020 | MISO_IN_2_MISO_MO-IL | MISO_IN | MISO_MO-IL | Internal | Winter | B18 | 400 | 5000 | 5482.18 | 67.53 | 69.44 | 0.01 | 1.9
2020 | MISO_IN_2_MISO_MO-IL | MISO_IN | MISO_MO-IL | Internal | Winter | B19 | 700 | 5000 | 6766.08 | 65.6 | 67.51 | 0.01 | 1.9
2020 | MISO_IN_2_MISO_MO-IL | MISO_IN | MISO_MO-IL | Internal | Winter | B20 | 935 | 5000 | 6507.46 | 60.85 | 62.76 | 0.01 | 1.9
2020 | MISO_IN_2_NonRTO_Midwest | MISO_IN | NonRTO_Midwest | Internal | Shoulder | B11 | 25 | 4800 | 976.25 | 76.57 | 84.57 | 8 | 0
2020 | MISO_IN_2_NonRTO_Midwest | MISO_IN | NonRTO_Midwest | Internal | Shoulder | B12 | 200 | 4800 | 451.08 | 68.43 | 76.43 | 8 | 0
2020 | MISO_IN_2_NonRTO_Midwest | MISO_IN | NonRTO_Midwest | Internal | Shoulder | B13 | 600 | 4800 | 0 | 64.98 | 68.08 | 8 | 0
2020 | MISO_IN_2_NonRTO_Midwest | MISO_IN | NonRTO_Midwest | Internal | Shoulder | B14 | 900 | 4800 | 0 | 62.53 | 65.39 | 8 | 0
2020 | MISO_IN_2_NonRTO_Midwest | MISO_IN | NonRTO_Midwest | Internal | Shoulder | B15 | 1203 | 4800 | 0 | 59.38 | 62.5 | 8 | 0
2020 | MISO_IN_2_NonRTO_Midwest | MISO_IN | NonRTO_Midwest | Internal | Summer | B1 | 10 | 4800 | 0 | 101.91 | 108.46 | 8 | 0
2020 | MISO_IN_2_NonRTO_Midwest | MISO_IN | NonRTO_Midwest | Internal | Summer | B2 | 25 | 4800 | 532.64 | 100.46 | 108.46 | 8 | 0
2020 | MISO_IN_2_NonRTO_Midwest | MISO_IN | NonRTO_Midwest | Internal | Summer | B3 | 75 | 4800 | 1301.01 | 99.15 | 107.15 | 8 | 0
2020 | MISO_IN_2_NonRTO_Midwest | MISO_IN | NonRTO_Midwest | Internal | Summer | B4 | 100 | 4800 | 893.3 | 97.35 | 105.35 | 8 | 0
2020 | MISO_IN_2_NonRTO_Midwest | MISO_IN | NonRTO_Midwest | Internal | Summer | B5 | 200 | 4800 | 584.01 | 88.36 | 96.36 | 8 | 0
2020 | MISO_IN_2_NonRTO_Midwest | MISO_IN | NonRTO_Midwest | Internal | Summer | B6 | 300 | 4800 | 103.95 | 73.01 | 81.01 | 8 | 0
2020 | MISO_IN_2_NonRTO_Midwest | MISO_IN | NonRTO_Midwest | Internal | Summer | B7 | 400 | 4800 | 0 | 63.53 | 65.39 | 8 | 0
2020 | MISO_IN_2_NonRTO_Midwest | MISO_IN | NonRTO_Midwest | Internal | Summer | B8 | 500 | 4800 | 0 | 61.09 | 64.91 | 8 | 0
2020 | MISO_IN_2_NonRTO_Midwest | MISO_IN | NonRTO_Midwest | Internal | Summer | B9 | 800 | 4800 | 0 | 59.18 | 62.5 | 8 | 0
2020 | MISO_IN_2_NonRTO_Midwest | MISO_IN | NonRTO_Midwest | Internal | Summer | B10 | 1262 | 4800 | 0 | 57.37 | 61.53 | 8 | 0
2020 | MISO_IN_2_NonRTO_Midwest | MISO_IN | NonRTO_Midwest | Internal | Winter | B16 | 25 | 4800 | 2357.87 | 79.11 | 87.11 | 8 | 0
2020 | MISO_IN_2_NonRTO_Midwest | MISO_IN | NonRTO_Midwest | Internal | Winter | B17 | 100 | 4800 | 1347.7 | 72.45 | 80.45 | 8 | 0
2020 | MISO_IN_2_NonRTO_Midwest | MISO_IN | NonRTO_Midwest | Internal | Winter | B18 | 400 | 4800 | 491.02 | 67.53 | 75.53 | 8 | 0
2020 | MISO_IN_2_NonRTO_Midwest | MISO_IN | NonRTO_Midwest | Internal | Winter | B19 | 700 | 4800 | 0 | 65.6 | 65.39 | 8 | 0
2020 | MISO_IN_2_NonRTO_Midwest | MISO_IN | NonRTO_Midwest | Internal | Winter | B20 | 935 | 4800 | 0 | 60.85 | 64.91 | 8 | 0
2020 | MISO_IN_2_PJM_ROR | MISO_IN | PJM_ROR | Internal | Shoulder | B11 | 25 | 992 | 992 | 76.57 | 79.2 | 2 | 0.63
2020 | MISO_IN_2_PJM_ROR | MISO_IN | PJM_ROR | Internal | Shoulder | B12 | 200 | 992 | 992 | 68.43 | 72.34 | 2 | 1.91
2020 | MISO_IN_2_PJM_ROR | MISO_IN | PJM_ROR | Internal | Shoulder | B13 | 600 | 992 | 992 | 64.98 | 68.58 | 2 | 1.59
2020 | MISO_IN_2_PJM_ROR | MISO_IN | PJM_ROR | Internal | Shoulder | B14 | 900 | 992 | 992 | 62.53 | 65.3 | 2 | 0.77
2020 | MISO_IN_2_PJM_ROR | MISO_IN | PJM_ROR | Internal | Shoulder | B15 | 1203 | 992 | 992 | 59.38 | 61.39 | 2 | 0.01
2020 | MISO_IN_2_PJM_ROR | MISO_IN | PJM_ROR | Internal | Summer | B1 | 10 | 992 | 992 | 101.91 | 105.82 | 2 | 1.91
2020 | MISO_IN_2_PJM_ROR | MISO_IN | PJM_ROR | Internal | Summer | B2 | 25 | 992 | 992 | 100.46 | 102.48 | 2 | 0.01
2020 | MISO_IN_2_PJM_ROR | MISO_IN | PJM_ROR | Internal | Summer | B3 | 75 | 992 | 457.83 | 99.15 | 101.15 | 2 | 0
2020 | MISO_IN_2_PJM_ROR | MISO_IN | PJM_ROR | Internal | Summer | B4 | 100 | 992 | 0 | 97.35 | 98.21 | 2 | 0
2020 | MISO_IN_2_PJM_ROR | MISO_IN | PJM_ROR | Internal | Summer | B5 | 200 | 992 | 992 | 88.36 | 90.37 | 2 | 0.01
2020 | MISO_IN_2_PJM_ROR | MISO_IN | PJM_ROR | Internal | Summer | B6 | 300 | 992 | 992 | 73.01 | 76.34 | 2 | 1.33
2020 | MISO_IN_2_PJM_ROR | MISO_IN | PJM_ROR | Internal | Summer | B7 | 400 | 992 | 992 | 63.53 | 66.86 | 2 | 1.33
2020 | MISO_IN_2_PJM_ROR | MISO_IN | PJM_ROR | Internal | Summer | B8 | 500 | 992 | 992 | 61.09 | 64.14 | 2 | 1.06
2020 | MISO_IN_2_PJM_ROR | MISO_IN | PJM_ROR | Internal | Summer | B9 | 800 | 992 | 850.21 | 59.18 | 61.18 | 2 | 0
2020 | MISO_IN_2_PJM_ROR | MISO_IN | PJM_ROR | Internal | Summer | B10 | 1262 | 992 | 992 | 57.37 | 60.18 | 2 | 0.81
2020 | MISO_IN_2_PJM_ROR | MISO_IN | PJM_ROR | Internal | Winter | B16 | 25 | 992 | 992 | 79.11 | 87.43 | 2 | 6.33
2020 | MISO_IN_2_PJM_ROR | MISO_IN | PJM_ROR | Internal | Winter | B17 | 100 | 992 | 992 | 72.45 | 78.58 | 2 | 4.13
2020 | MISO_IN_2_PJM_ROR | MISO_IN | PJM_ROR | Internal | Winter | B18 | 400 | 992 | 992 | 67.53 | 71.44 | 2 | 1.91
2020 | MISO_IN_2_PJM_ROR | MISO_IN | PJM_ROR | Internal | Winter | B19 | 700 | 992 | 992 | 65.6 | 68.75 | 2 | 1.15
2020 | MISO_IN_2_PJM_ROR | MISO_IN | PJM_ROR | Internal | Winter | B20 | 935 | 992 | 992 | 60.85 | 63.07 | 2 | 0.22
2020 | MISO_MI_2_MISO_IN | MISO_MI | MISO_IN | Internal | Shoulder | B11 | 25 | 2045 | 0 | 76.59 | 76.57 | 0.01 | 0
2020 | MISO_MI_2_MISO_IN | MISO_MI | MISO_IN | Internal | Shoulder | B12 | 200 | 2045 | 0 | 69.76 | 68.43 | 0.01 | 0
2020 | MISO_MI_2_MISO_IN | MISO_MI | MISO_IN | Internal | Shoulder | B13 | 600 | 2045 | 0 | 66.32 | 64.98 | 0.01 | 0
2020 | MISO_MI_2_MISO_IN | MISO_MI | MISO_IN | Internal | Shoulder | B14 | 900 | 2045 | 0 | 63.3 | 62.53 | 0.01 | 0
2020 | MISO_MI_2_MISO_IN | MISO_MI | MISO_IN | Internal | Shoulder | B15 | 1203 | 2045 | 0 | 59.39 | 59.38 | 0.01 | 0
2020 | MISO_MI_2_MISO_IN | MISO_MI | MISO_IN | Internal | Summer | B1 | 10 | 2045 | 0 | 103.25 | 101.91 | 0.01 | 0
2020 | MISO_MI_2_MISO_IN | MISO_MI | MISO_IN | Internal | Summer | B2 | 25 | 2045 | 0 | 100.48 | 100.46 | 0.01 | 0
2020 | MISO_MI_2_MISO_IN | MISO_MI | MISO_IN | Internal | Summer | B3 | 75 | 2045 | 0 | 99.16 | 99.15 | 0.01 | 0
2020 | MISO_MI_2_MISO_IN | MISO_MI | MISO_IN | Internal | Summer | B4 | 100 | 2045 | 0 | 97.36 | 97.35 | 0.01 | 0
2020 | MISO_MI_2_MISO_IN | MISO_MI | MISO_IN | Internal | Summer | B5 | 200 | 2045 | 0 | 88.37 | 88.36 | 0.01 | 0
2020 | MISO_MI_2_MISO_IN | MISO_MI | MISO_IN | Internal | Summer | B6 | 300 | 2045 | 0 | 74.34 | 73.01 | 0.01 | 0
2020 | MISO_MI_2_MISO_IN | MISO_MI | MISO_IN | Internal | Summer | B7 | 400 | 2045 | 0 | 64.86 | 63.53 | 0.01 | 0
2020 | MISO_MI_2_MISO_IN | MISO_MI | MISO_IN | Internal | Summer | B8 | 500 | 2045 | 0 | 62.14 | 61.09 | 0.01 | 0
2020 | MISO_MI_2_MISO_IN | MISO_MI | MISO_IN | Internal | Summer | B9 | 800 | 2045 | 0 | 60.51 | 59.18 | 0.01 | 0
2020 | MISO_MI_2_MISO_IN | MISO_MI | MISO_IN | Internal | Summer | B10 | 1262 | 2045 | 0 | 58.18 | 57.37 | 0.01 | 0
2020 | MISO_MI_2_MISO_IN | MISO_MI | MISO_IN | Internal | Winter | B16 | 25 | 2045 | 0 | 79.12 | 79.11 | 0.01 | 0
2020 | MISO_MI_2_MISO_IN | MISO_MI | MISO_IN | Internal | Winter | B17 | 100 | 2045 | 0 | 73.26 | 72.45 | 0.01 | 0
2020 | MISO_MI_2_MISO_IN | MISO_MI | MISO_IN | Internal | Winter | B18 | 400 | 2045 | 0 | 68.5 | 67.53 | 0.01 | 0
2020 | MISO_MI_2_MISO_IN | MISO_MI | MISO_IN | Internal | Winter | B19 | 700 | 2045 | 0 | 65.61 | 65.6 | 0.01 | 0
2020 | MISO_MI_2_MISO_IN | MISO_MI | MISO_IN | Internal | Winter | B20 | 935 | 2045 | 0 | 61.07 | 60.85 | 0.01 | 0
2020 | MISO_MI_2_MISO_WUMS | MISO_MI | MISO_WUMS | Internal | Shoulder | B11 | 25 | 117 | 0 | 76.59 | 75.41 | 0.01 | 0
2020 | MISO_MI_2_MISO_WUMS | MISO_MI | MISO_WUMS | Internal | Shoulder | B12 | 200 | 117 | 0 | 69.76 | 67.27 | 0.01 | 0
2020 | MISO_MI_2_MISO_WUMS | MISO_MI | MISO_WUMS | Internal | Shoulder | B13 | 600 | 117 | 0 | 66.32 | 63.82 | 0.01 | 0
2020 | MISO_MI_2_MISO_WUMS | MISO_MI | MISO_WUMS | Internal | Shoulder | B14 | 900 | 117 | 0 | 63.3 | 62.12 | 0.01 | 0
2020 | MISO_MI_2_MISO_WUMS | MISO_MI | MISO_WUMS | Internal | Shoulder | B15 | 1203 | 117 | 117 | 59.39 | 59.97 | 0.01 | 0.57
2020 | MISO_MI_2_MISO_WUMS | MISO_MI | MISO_WUMS | Internal | Summer | B1 | 10 | 117 | 0 | 103.25 | 101.82 | 0.01 | 0
2020 | MISO_MI_2_MISO_WUMS | MISO_MI | MISO_WUMS | Internal | Summer | B2 | 25 | 117 | 0 | 100.48 | 100.36 | 0.01 | 0
2020 | MISO_MI_2_MISO_WUMS | MISO_MI | MISO_WUMS | Internal | Summer | B3 | 75 | 117 | 0 | 99.16 | 99.15 | 0.01 | 0
2020 | MISO_MI_2_MISO_WUMS | MISO_MI | MISO_WUMS | Internal | Summer | B4 | 100 | 117 | 0 | 97.36 | 96.21 | 0.01 | 0
2020 | MISO_MI_2_MISO_WUMS | MISO_MI | MISO_WUMS | Internal | Summer | B5 | 200 | 117 | 0 | 88.37 | 88.37 | 0.01 | 0
2020 | MISO_MI_2_MISO_WUMS | MISO_MI | MISO_WUMS | Internal | Summer | B6 | 300 | 117 | 0 | 74.34 | 71.86 | 0.01 | 0
2020 | MISO_MI_2_MISO_WUMS | MISO_MI | MISO_WUMS | Internal | Summer | B7 | 400 | 117 | 0 | 64.86 | 62.39 | 0.01 | 0
2020 | MISO_MI_2_MISO_WUMS | MISO_MI | MISO_WUMS | Internal | Summer | B8 | 500 | 117 | 0 | 62.14 | 60.81 | 0.01 | 0
2020 | MISO_MI_2_MISO_WUMS | MISO_MI | MISO_WUMS | Internal | Summer | B9 | 800 | 117 | 0 | 60.51 | 59.9 | 0.01 | 0
2020 | MISO_MI_2_MISO_WUMS | MISO_MI | MISO_WUMS | Internal | Summer | B10 | 1262 | 117 | 0 | 58.18 | 58.18 | 0.01 | 0
2020 | MISO_MI_2_MISO_WUMS | MISO_MI | MISO_WUMS | Internal | Winter | B16 | 25 | 117 | 0 | 79.12 | 76.24 | 0.01 | 0
2020 | MISO_MI_2_MISO_WUMS | MISO_MI | MISO_WUMS | Internal | Winter | B17 | 100 | 117 | 0 | 73.26 | 70.38 | 0.01 | 0
2020 | MISO_MI_2_MISO_WUMS | MISO_MI | MISO_WUMS | Internal | Winter | B18 | 400 | 117 | 0 | 68.5 | 66.68 | 0.01 | 0
2020 | MISO_MI_2_MISO_WUMS | MISO_MI | MISO_WUMS | Internal | Winter | B19 | 700 | 117 | 0 | 65.61 | 64.72 | 0.01 | 0
2020 | MISO_MI_2_MISO_WUMS | MISO_MI | MISO_WUMS | Internal | Winter | B20 | 935 | 117 | 598.26 | 61.07 | 61.66 | 0.01 | 0.57
2020 | MISO_MI_2_PJM_ROR | MISO_MI | PJM_ROR | Internal | Shoulder | B11 | 25 | 1424 | 1424 | 76.59 | 79.2 | 2 | 0.61
2020 | MISO_MI_2_PJM_ROR | MISO_MI | PJM_ROR | Internal | Shoulder | B12 | 200 | 1424 | 1424 | 69.76 | 72.34 | 2 | 0.58
2020 | MISO_MI_2_PJM_ROR | MISO_MI | PJM_ROR | Internal | Shoulder | B13 | 600 | 1424 | 1424 | 66.32 | 68.58 | 2 | 0.26
2020 | MISO_MI_2_PJM_ROR | MISO_MI | PJM_ROR | Internal | Shoulder | B14 | 900 | 1424 | 1161.93 | 63.3 | 65.3 | 2 | 0
2020 | MISO_MI_2_PJM_ROR | MISO_MI | PJM_ROR | Internal | Shoulder | B15 | 1203 | 1424 | 1242.67 | 59.39 | 61.39 | 2 | 0
2020 | MISO_MI_2_PJM_ROR | MISO_MI | PJM_ROR | Internal | Summer | B1 | 10 | 1424 | 1424 | 103.25 | 105.82 | 2 | 0.58
2020 | MISO_MI_2_PJM_ROR | MISO_MI | PJM_ROR | Internal | Summer | B2 | 25 | 1424 | 55.34 | 100.48 | 102.48 | 2 | 0
2020 | MISO_MI_2_PJM_ROR | MISO_MI | PJM_ROR | Internal | Summer | B3 | 75 | 1424 | 0 | 99.16 | 101.15 | 2 | 0
2020 | MISO_MI_2_PJM_ROR | MISO_MI | PJM_ROR | Internal | Summer | B4 | 100 | 1424 | 0 | 97.36 | 98.21 | 2 | 0
2020 | MISO_MI_2_PJM_ROR | MISO_MI | PJM_ROR | Internal | Summer | B5 | 200 | 1424 | 297.13 | 88.37 | 90.37 | 2 | 0
2020 | MISO_MI_2_PJM_ROR | MISO_MI | PJM_ROR | Internal | Summer | B6 | 300 | 1424 | 581.86 | 74.34 | 76.34 | 2 | 0
2020 | MISO_MI_2_PJM_ROR | MISO_MI | PJM_ROR | Internal | Summer | B7 | 400 | 1424 | 17.33 | 64.86 | 66.86 | 2 | 0
2020 | MISO_MI_2_PJM_ROR | MISO_MI | PJM_ROR | Internal | Summer | B8 | 500 | 1424 | 534.7 | 62.14 | 64.14 | 2 | 0
2020 | MISO_MI_2_PJM_ROR | MISO_MI | PJM_ROR | Internal | Summer | B9 | 800 | 1424 | 0 | 60.51 | 61.18 | 2 | 0
2020 | MISO_MI_2_PJM_ROR | MISO_MI | PJM_ROR | Internal | Summer | B10 | 1262 | 1424 | 497.35 | 58.18 | 60.18 | 2 | 0
2020 | MISO_MI_2_PJM_ROR | MISO_MI | PJM_ROR | Internal | Winter | B16 | 25 | 1424 | 1424 | 79.12 | 87.43 | 2 | 6.32
2020 | MISO_MI_2_PJM_ROR | MISO_MI | PJM_ROR | Internal | Winter | B17 | 100 | 1424 | 1424 | 73.26 | 78.58 | 2 | 3.32
2020 | MISO_MI_2_PJM_ROR | MISO_MI | PJM_ROR | Internal | Winter | B18 | 400 | 1424 | 1424 | 68.5 | 71.44 | 2 | 0.94
2020 | MISO_MI_2_PJM_ROR | MISO_MI | PJM_ROR | Internal | Winter | B19 | 700 | 1424 | 1424 | 65.61 | 68.75 | 2 | 1.14
2020 | MISO_MI_2_PJM_ROR | MISO_MI | PJM_ROR | Internal | Winter | B20 | 935 | 1424 | 1335.3 | 61.07 | 63.07 | 2 | 0
2020 | MISO_MO-IL_2_ENT | MISO_MO-IL | ENT | Internal | Shoulder | B11 | 25 | 2540 | 0 | 78.48 | 75.99 | 8 | 0
2020 | MISO_MO-IL_2_ENT | MISO_MO-IL | ENT | Internal | Shoulder | B12 | 200 | 2540 | 0 | 70.34 | 68.27 | 8 | 0
2020 | MISO_MO-IL_2_ENT | MISO_MO-IL | ENT | Internal | Shoulder | B13 | 600 | 2540 | 0 | 66.9 | 67.77 | 8 | 0
2020 | MISO_MO-IL_2_ENT | MISO_MO-IL | ENT | Internal | Shoulder | B14 | 900 | 2540 | 0 | 64.44 | 65.51 | 8 | 0
2020 | MISO_MO-IL_2_ENT | MISO_MO-IL | ENT | Internal | Shoulder | B15 | 1203 | 2540 | 0 | 61.29 | 64.97 | 8 | 0
2020 | MISO_MO-IL_2_ENT | MISO_MO-IL | ENT | Internal | Summer | B1 | 10 | 2540 | 0 | 103.82 | 99.97 | 8 | 0
2020 | MISO_MO-IL_2_ENT | MISO_MO-IL | ENT | Internal | Summer | B2 | 25 | 2540 | 0 | 102.37 | 100.48 | 8 | 0
2020 | MISO_MO-IL_2_ENT | MISO_MO-IL | ENT | Internal | Summer | B3 | 75 | 2540 | 0 | 101.06 | 100.75 | 8 | 0
2020 | MISO_MO-IL_2_ENT | MISO_MO-IL | ENT | Internal | Summer | B4 | 100 | 2540 | 0 | 99.26 | 99.97 | 8 | 0
2020 | MISO_MO-IL_2_ENT | MISO_MO-IL | ENT | Internal | Summer | B5 | 200 | 2540 | 0 | 90.27 | 94.84 | 8 | 0
2020 | MISO_MO-IL_2_ENT | MISO_MO-IL | ENT | Internal | Summer | B6 | 300 | 2540 | 0 | 74.92 | 74.92 | 8 | 0
2020 | MISO_MO-IL_2_ENT | MISO_MO-IL | ENT | Internal | Summer | B7 | 400 | 2540 | 0 | 65.44 | 66.9 | 8 | 0
2020 | MISO_MO-IL_2_ENT | MISO_MO-IL | ENT | Internal | Summer | B8 | 500 | 2540 | 0 | 63 | 66.9 | 8 | 0
2020 | MISO_MO-IL_2_ENT | MISO_MO-IL | ENT | Internal | Summer | B9 | 800 | 2540 | 0 | 61.09 | 66.41 | 8 | 0
2020 | MISO_MO-IL_2_ENT | MISO_MO-IL | ENT | Internal | Summer | B10 | 1262 | 2540 | 0 | 59.28 | 64.19 | 8 | 0
2020 | MISO_MO-IL_2_ENT | MISO_MO-IL | ENT | Internal | Winter | B16 | 25 | 2540 | 0 | 79.12 | 75.35 | 8 | 0
2020 | MISO_MO-IL_2_ENT | MISO_MO-IL | ENT | Internal | Winter | B17 | 100 | 2540 | 0 | 72.46 | 70.64 | 8 | 0
2020 | MISO_MO-IL_2_ENT | MISO_MO-IL | ENT | Internal | Winter | B18 | 400 | 2540 | 0 | 69.44 | 69.44 | 8 | 0
2020 | MISO_MO-IL_2_ENT | MISO_MO-IL | ENT | Internal | Winter | B19 | 700 | 2540 | 0 | 67.51 | 68.12 | 8 | 0
2020 | MISO_MO-IL_2_ENT | MISO_MO-IL | ENT | Internal | Winter | B20 | 935 | 2540 | 0 | 62.76 | 67.39 | 8 | 0
2020 | MISO_MO-IL_2_MISO_IN | MISO_MO-IL | MISO_IN | Internal | Shoulder | B11 | 25 | 2100 | 0 | 78.48 | 76.57 | 0.01 | 0
2020 | MISO_MO-IL_2_MISO_IN | MISO_MO-IL | MISO_IN | Internal | Shoulder | B12 | 200 | 2100 | 0 | 70.34 | 68.43 | 0.01 | 0
2020 | MISO_MO-IL_2_MISO_IN | MISO_MO-IL | MISO_IN | Internal | Shoulder | B13 | 600 | 2100 | 0 | 66.9 | 64.98 | 0.01 | 0
2020 | MISO_MO-IL_2_MISO_IN | MISO_MO-IL | MISO_IN | Internal | Shoulder | B14 | 900 | 2100 | 0 | 64.44 | 62.53 | 0.01 | 0
2020 | MISO_MO-IL_2_MISO_IN | MISO_MO-IL | MISO_IN | Internal | Shoulder | B15 | 1203 | 2100 | 0 | 61.29 | 59.38 | 0.01 | 0
2020 | MISO_MO-IL_2_MISO_IN | MISO_MO-IL | MISO_IN | Internal | Summer | B1 | 10 | 2100 | 0 | 103.82 | 101.91 | 0.01 | 0
2020 | MISO_MO-IL_2_MISO_IN | MISO_MO-IL | MISO_IN | Internal | Summer | B2 | 25 | 2100 | 0 | 102.37 | 100.46 | 0.01 | 0
2020 | MISO_MO-IL_2_MISO_IN | MISO_MO-IL | MISO_IN | Internal | Summer | B3 | 75 | 2100 | 0 | 101.06 | 99.15 | 0.01 | 0
2020 | MISO_MO-IL_2_MISO_IN | MISO_MO-IL | MISO_IN | Internal | Summer | B4 | 100 | 2100 | 0 | 99.26 | 97.35 | 0.01 | 0
2020 | MISO_MO-IL_2_MISO_IN | MISO_MO-IL | MISO_IN | Internal | Summer | B5 | 200 | 2100 | 0 | 90.27 | 88.36 | 0.01 | 0
2020 | MISO_MO-IL_2_MISO_IN | MISO_MO-IL | MISO_IN | Internal | Summer | B6 | 300 | 2100 | 0 | 74.92 | 73.01 | 0.01 | 0
2020 | MISO_MO-IL_2_MISO_IN | MISO_MO-IL | MISO_IN | Internal | Summer | B7 | 400 | 2100 | 0 | 65.44 | 63.53 | 0.01 | 0
2020 | MISO_MO-IL_2_MISO_IN | MISO_MO-IL | MISO_IN | Internal | Summer | B8 | 500 | 2100 | 0 | 63 | 61.09 | 0.01 | 0
2020 | MISO_MO-IL_2_MISO_IN | MISO_MO-IL | MISO_IN | Internal | Summer | B9 | 800 | 2100 | 0 | 61.09 | 59.18 | 0.01 | 0
2020 | MISO_MO-IL_2_MISO_IN | MISO_MO-IL | MISO_IN | Internal | Summer | B10 | 1262 | 2100 | 0 | 59.28 | 57.37 | 0.01 | 0
2020 | MISO_MO-IL_2_MISO_IN | MISO_MO-IL | MISO_IN | Internal | Winter | B16 | 25 | 2100 | 0 | 79.12 | 79.11 | 0.01 | 0
2020 | MISO_MO-IL_2_MISO_IN | MISO_MO-IL | MISO_IN | Internal | Winter | B17 | 100 | 2100 | 0 | 72.46 | 72.45 | 0.01 | 0
2020 | MISO_MO-IL_2_MISO_IN | MISO_MO-IL | MISO_IN | Internal | Winter | B18 | 400 | 2100 | 0 | 69.44 | 67.53 | 0.01 | 0
2020 | MISO_MO-IL_2_MISO_IN | MISO_MO-IL | MISO_IN | Internal | Winter | B19 | 700 | 2100 | 0 | 67.51 | 65.6 | 0.01 | 0
2020 | MISO_MO-IL_2_MISO_IN | MISO_MO-IL | MISO_IN | Internal | Winter | B20 | 935 | 2100 | 0 | 62.76 | 60.85 | 0.01 | 0
2020 | MISO_MO-IL_2_MISO_W | MISO_MO-IL | MISO_W | Internal | Shoulder | B11 | 25 | 960 | 0 | 78.48 | 78.47 | 0.01 | 0
2020 | MISO_MO-IL_2_MISO_W | MISO_MO-IL | MISO_W | Internal | Shoulder | B12 | 200 | 960 | 0 | 70.34 | 70.34 | 0.01 | 0
2020 | MISO_MO-IL_2_MISO_W | MISO_MO-IL | MISO_W | Internal | Shoulder | B13 | 600 | 960 | 0 | 66.9 | 66.88 | 0.01 | 0
2020 | MISO_MO-IL_2_MISO_W | MISO_MO-IL | MISO_W | Internal | Shoulder | B14 | 900 | 960 | 732.99 | 64.44 | 64.46 | 0.01 | 0
2020 | MISO_MO-IL_2_MISO_W | MISO_MO-IL | MISO_W | Internal | Shoulder | B15 | 1203 | 960 | 960 | 61.29 | 63.03 | 0.01 | 1.73
2020 | MISO_MO-IL_2_MISO_W | MISO_MO-IL | MISO_W | Internal | Summer | B1 | 10 | 960 | 0 | 103.82 | 103.82 | 0.01 | 0
2020 | MISO_MO-IL_2_MISO_W | MISO_MO-IL | MISO_W | Internal | Summer | B2 | 25 | 960 | 960 | 102.37 | 103.42 | 0.01 | 1.03
2020 | MISO_MO-IL_2_MISO_W | MISO_MO-IL | MISO_W | Internal | Summer | B3 | 75 | 960 | 960 | 101.06 | 102.21 | 0.01 | 1.14
2020 | MISO_MO-IL_2_MISO_W | MISO_MO-IL | MISO_W | Internal | Summer | B4 | 100 | 960 | 308.95 | 99.26 | 99.27 | 0.01 | 0
2020 | MISO_MO-IL_2_MISO_W | MISO_MO-IL | MISO_W | Internal | Summer | B5 | 200 | 960 | 960 | 90.27 | 91.43 | 0.01 | 1.15
2020 | MISO_MO-IL_2_MISO_W | MISO_MO-IL | MISO_W | Internal | Summer | B6 | 300 | 960 | 0 | 74.92 | 74.92 | 0.01 | 0
2020 | MISO_MO-IL_2_MISO_W | MISO_MO-IL | MISO_W | Internal | Summer | B7 | 400 | 960 | 772.86 | 65.44 | 65.45 | 0.01 | 0
2020 | MISO_MO-IL_2_MISO_W | MISO_MO-IL | MISO_W | Internal | Summer | B8 | 500 | 960 | 960 | 63 | 63.19 | 0.01 | 0.17
2020 | MISO_MO-IL_2_MISO_W | MISO_MO-IL | MISO_W | Internal | Summer | B9 | 800 | 960 | 960 | 61.09 | 62.96 | 0.01 | 1.86
2020 | MISO_MO-IL_2_MISO_W | MISO_MO-IL | MISO_W | Internal | Summer | B10 | 1262 | 960 | 1802.34 | 59.28 | 61.25 | 0.01 | 1.95
2020 | MISO_MO-IL_2_MISO_W | MISO_MO-IL | MISO_W | Internal | Winter | B16 | 25 | 960 | 0 | 79.12 | 79.11 | 0.01 | 0
2020 | MISO_MO-IL_2_MISO_W | MISO_MO-IL | MISO_W | Internal | Winter | B17 | 100 | 960 | 0 | 72.46 | 72.45 | 0.01 | 0
2020 | MISO_MO-IL_2_MISO_W | MISO_MO-IL | MISO_W | Internal | Winter | B18 | 400 | 960 | 0 | 69.44 | 69.44 | 0.01 | 0
2020 | MISO_MO-IL_2_MISO_W | MISO_MO-IL | MISO_W | Internal | Winter | B19 | 700 | 960 | 960 | 67.51 | 67.72 | 0.01 | 0.2
2020 | MISO_MO-IL_2_MISO_W | MISO_MO-IL | MISO_W | Internal | Winter | B20 | 935 | 960 | 1111.47 | 62.76 | 64.72 | 0.01 | 1.95
2020 | MISO_MO-IL_2_PJM_ROR | MISO_MO-IL | PJM_ROR | Internal | Shoulder | B11 | 25 | 1212 | 0 | 78.48 | 79.2 | 2 | 0
2020 | MISO_MO-IL_2_PJM_ROR | MISO_MO-IL | PJM_ROR | Internal | Shoulder | B12 | 200 | 1212 | 81.36 | 70.34 | 72.34 | 2 | 0
2020 | MISO_MO-IL_2_PJM_ROR | MISO_MO-IL | PJM_ROR | Internal | Shoulder | B13 | 600 | 1212 | 0 | 66.9 | 68.58 | 2 | 0
2020 | MISO_MO-IL_2_PJM_ROR | MISO_MO-IL | PJM_ROR | Internal | Shoulder | B14 | 900 | 1212 | 0 | 64.44 | 65.3 | 2 | 0
2020 | MISO_MO-IL_2_PJM_ROR | MISO_MO-IL | PJM_ROR | Internal | Shoulder | B15 | 1203 | 1212 | 0 | 61.29 | 61.39 | 2 | 0
2020 | MISO_MO-IL_2_PJM_ROR | MISO_MO-IL | PJM_ROR | Internal | Summer | B1 | 10 | 1212 | 98.99 | 103.82 | 105.82 | 2 | 0
2020 | MISO_MO-IL_2_PJM_ROR | MISO_MO-IL | PJM_ROR | Internal | Summer | B2 | 25 | 1212 | 0 | 102.37 | 102.48 | 2 | 0
2020 | MISO_MO-IL_2_PJM_ROR | MISO_MO-IL | PJM_ROR | Internal | Summer | B3 | 75 | 1212 | 0 | 101.06 | 101.15 | 2 | 0
2020 | MISO_MO-IL_2_PJM_ROR | MISO_MO-IL | PJM_ROR | Internal | Summer | B4 | 100 | 1212 | 0 | 99.26 | 98.21 | 2 | 0
2020 | MISO_MO-IL_2_PJM_ROR | MISO_MO-IL | PJM_ROR | Internal | Summer | B5 | 200 | 1212 | 0 | 90.27 | 90.37 | 2 | 0
2020 | MISO_MO-IL_2_PJM_ROR | MISO_MO-IL | PJM_ROR | Internal | Summer | B6 | 300 | 1212 | 0 | 74.92 | 76.34 | 2 | 0
2020 | MISO_MO-IL_2_PJM_ROR | MISO_MO-IL | PJM_ROR | Internal | Summer | B7 | 400 | 1212 | 0 | 65.44 | 66.86 | 2 | 0
2020 | MISO_MO-IL_2_PJM_ROR | MISO_MO-IL | PJM_ROR | Internal | Summer | B8 | 500 | 1212 | 0 | 63 | 64.14 | 2 | 0
2020 | MISO_MO-IL_2_PJM_ROR | MISO_MO-IL | PJM_ROR | Internal | Summer | B9 | 800 | 1212 | 0 | 61.09 | 61.18 | 2 | 0
2020 | MISO_MO-IL_2_PJM_ROR | MISO_MO-IL | PJM_ROR | Internal | Summer | B10 | 1262 | 1212 | 0 | 59.28 | 60.18 | 2 | 0
2020 | MISO_MO-IL_2_PJM_ROR | MISO_MO-IL | PJM_ROR | Internal | Winter | B16 | 25 | 1212 | 1212 | 79.12 | 87.43 | 2 | 6.32
2020 | MISO_MO-IL_2_PJM_ROR | MISO_MO-IL | PJM_ROR | Internal | Winter | B17 | 100 | 1212 | 1212 | 72.46 | 78.58 | 2 | 4.11
2020 | MISO_MO-IL_2_PJM_ROR | MISO_MO-IL | PJM_ROR | Internal | Winter | B18 | 400 | 1212 | 727.75 | 69.44 | 71.44 | 2 | 0
2020 | MISO_MO-IL_2_PJM_ROR | MISO_MO-IL | PJM_ROR | Internal | Winter | B19 | 700 | 1212 | 0 | 67.51 | 68.75 | 2 | 0
2020 | MISO_MO-IL_2_PJM_ROR | MISO_MO-IL | PJM_ROR | Internal | Winter | B20 | 935 | 1212 | 0 | 62.76 | 63.07 | 2 | 0
2020 | MISO_MO-IL_2_TVA_Transmission | MISO_MO-IL | TVA_Transmission | Internal | Shoulder | B11 | 25 | 4000 | 0 | 78.48 | 83.8 | 8 | 0
2020 | MISO_MO-IL_2_TVA_Transmission | MISO_MO-IL | TVA_Transmission | Internal | Shoulder | B12 | 200 | 4000 | 0 | 70.34 | 72.96 | 8 | 0
2020 | MISO_MO-IL_2_TVA_Transmission | MISO_MO-IL | TVA_Transmission | Internal | Shoulder | B13 | 600 | 4000 | 0 | 66.9 | 70.26 | 8 | 0
2020 | MISO_MO-IL_2_TVA_Transmission | MISO_MO-IL | TVA_Transmission | Internal | Shoulder | B14 | 900 | 4000 | 0 | 64.44 | 69.08 | 8 | 0
2020 | MISO_MO-IL_2_TVA_Transmission | MISO_MO-IL | TVA_Transmission | Internal | Shoulder | B15 | 1203 | 4000 | 0 | 61.29 | 67.24 | 8 | 0
2020 | MISO_MO-IL_2_TVA_Transmission | MISO_MO-IL | TVA_Transmission | Internal | Summer | B1 | 10 | 4000 | 97.26 | 103.82 | 111.82 | 8 | 0
2020 | MISO_MO-IL_2_TVA_Transmission | MISO_MO-IL | TVA_Transmission | Internal | Summer | B2 | 25 | 4000 | 0 | 102.37 | 108.48 | 8 | 0
2020 | MISO_MO-IL_2_TVA_Transmission | MISO_MO-IL | TVA_Transmission | Internal | Summer | B3 | 75 | 4000 | 0 | 101.06 | 107.15 | 8 | 0
2020 | MISO_MO-IL_2_TVA_Transmission | MISO_MO-IL | TVA_Transmission | Internal | Summer | B4 | 100 | 4000 | 0 | 99.26 | 104.21 | 8 | 0
2020 | MISO_MO-IL_2_TVA_Transmission | MISO_MO-IL | TVA_Transmission | Internal | Summer | B5 | 200 | 4000 | 0 | 90.27 | 95.8 | 8 | 0
2020 | MISO_MO-IL_2_TVA_Transmission | MISO_MO-IL | TVA_Transmission | Internal | Summer | B6 | 300 | 4000 | 0 | 74.92 | 81.35 | 8 | 0
2020 | MISO_MO-IL_2_TVA_Transmission | MISO_MO-IL | TVA_Transmission | Internal | Summer | B7 | 400 | 4000 | 0 | 65.44 | 71.32 | 8 | 0
2020 | MISO_MO-IL_2_TVA_Transmission | MISO_MO-IL | TVA_Transmission | Internal | Summer | B8 | 500 | 4000 | 0 | 63 | 68.69 | 8 | 0
2020 | MISO_MO-IL_2_TVA_Transmission | MISO_MO-IL | TVA_Transmission | Internal | Summer | B9 | 800 | 4000 | 0 | 61.09 | 66.6 | 8 | 0
2020 | MISO_MO-IL_2_TVA_Transmission | MISO_MO-IL | TVA_Transmission | Internal | Summer | B10 | 1262 | 4000 | 0 | 59.28 | 64.49 | 8 | 0
2020 | MISO_MO-IL_2_TVA_Transmission | MISO_MO-IL | TVA_Transmission | Internal | Winter | B16 | 25 | 4000 | 0 | 79.12 | 84.43 | 8 | 0
2020 | MISO_MO-IL_2_TVA_Transmission | MISO_MO-IL | TVA_Transmission | Internal | Winter | B17 | 100 | 4000 | 0 | 72.46 | 77.43 | 8 | 0
2020 | MISO_MO-IL_2_TVA_Transmission | MISO_MO-IL | TVA_Transmission | Internal | Winter | B18 | 400 | 4000 | 0 | 69.44 | 73.04 | 8 | 0
2020 | MISO_MO-IL_2_TVA_Transmission | MISO_MO-IL | TVA_Transmission | Internal | Winter | B19 | 700 | 4000 | 0 | 67.51 | 71.26 | 8 | 0
2020 | MISO_MO-IL_2_TVA_Transmission | MISO_MO-IL | TVA_Transmission | Internal | Winter | B20 | 935 | 4000 | 0 | 62.76 | 69.07 | 8 | 0
2020 | MISO_W_2_IESO | MISO_W | IESO | Internal | Shoulder | B11 | 25 | 90 | 0 | 78.47 | 13.92 | 8 | 0
2020 | MISO_W_2_IESO | MISO_W | IESO | Internal | Shoulder | B12 | 200 | 90 | 0 | 70.34 | 13.92 | 8 | 0
2020 | MISO_W_2_IESO | MISO_W | IESO | Internal | Shoulder | B13 | 600 | 90 | 0 | 66.88 | 13.92 | 8 | 0
2020 | MISO_W_2_IESO | MISO_W | IESO | Internal | Shoulder | B14 | 900 | 90 | 0 | 64.46 | 13.92 | 8 | 0
2020 | MISO_W_2_IESO | MISO_W | IESO | Internal | Shoulder | B15 | 1203 | 90 | 0 | 63.03 | 13.92 | 8 | 0
2020 | MISO_W_2_IESO | MISO_W | IESO | Internal | Summer | B1 | 10 | 90 | 0 | 103.82 | 90.83 | 8 | 0
2020 | MISO_W_2_IESO | MISO_W | IESO | Internal | Summer | B2 | 25 | 90 | 0 | 103.42 | 86.9 | 8 | 0
2020 | MISO_W_2_IESO | MISO_W | IESO | Internal | Summer | B3 | 75 | 90 | 0 | 102.21 | 71.54 | 8 | 0
2020 | MISO_W_2_IESO | MISO_W | IESO | Internal | Summer | B4 | 100 | 90 | 0 | 99.27 | 47.04 | 8 | 0
2020 | MISO_W_2_IESO | MISO_W | IESO | Internal | Summer | B5 | 200 | 90 | 0 | 91.43 | 10.97 | 8 | 0
2020 | MISO_W_2_IESO | MISO_W | IESO | Internal | Summer | B6 | 300 | 90 | 0 | 74.92 | 10.97 | 8 | 0
2020 | MISO_W_2_IESO | MISO_W | IESO | Internal | Summer | B7 | 400 | 90 | 0 | 65.45 | 10.97 | 8 | 0
2020 | MISO_W_2_IESO | MISO_W | IESO | Internal | Summer | B8 | 500 | 90 | 0 | 63.19 | 10.97 | 8 | 0
2020 | MISO_W_2_IESO | MISO_W | IESO | Internal | Summer | B9 | 800 | 90 | 0 | 62.96 | 10.97 | 8 | 0
2020 | MISO_W_2_IESO | MISO_W | IESO | Internal | Summer | B10 | 1262 | 90 | 0 | 61.25 | 10.97 | 8 | 0
2020 | MISO_W_2_IESO | MISO_W | IESO | Internal | Winter | B16 | 25 | 90 | 0 | 79.11 | 49.81 | 8 | 0
2020 | MISO_W_2_IESO | MISO_W | IESO | Internal | Winter | B17 | 100 | 90 | 0 | 72.45 | 49.81 | 8 | 0
2020 | MISO_W_2_IESO | MISO_W | IESO | Internal | Winter | B18 | 400 | 90 | 0 | 69.44 | 49.81 | 8 | 0
2020 | MISO_W_2_IESO | MISO_W | IESO | Internal | Winter | B19 | 700 | 90 | 0 | 67.72 | 49.81 | 8 | 0
2020 | MISO_W_2_IESO | MISO_W | IESO | Internal | Winter | B20 | 935 | 90 | 0 | 64.72 | 49.81 | 8 | 0
2020 | MISO_W_2_MAPP_CA | MISO_W | MAPP_CA | Internal | Shoulder | B11 | 25 | 700 | 0 | 78.47 | 75.42 | 0.01 | 0
2020 | MISO_W_2_MAPP_CA | MISO_W | MAPP_CA | Internal | Shoulder | B12 | 200 | 700 | 0 | 70.34 | 70.32 | 0.01 | 0
2020 | MISO_W_2_MAPP_CA | MISO_W | MAPP_CA | Internal | Shoulder | B13 | 600 | 700 | 0 | 66.88 | 66.87 | 0.01 | 0
2020 | MISO_W_2_MAPP_CA | MISO_W | MAPP_CA | Internal | Shoulder | B14 | 900 | 700 | 0 | 64.46 | 64.08 | 0.01 | 0
2020 | MISO_W_2_MAPP_CA | MISO_W | MAPP_CA | Internal | Shoulder | B15 | 1203 | 700 | 700 | 63.03 | 64.08 | 0.01 | 1.03
2020 | MISO_W_2_MAPP_CA | MISO_W | MAPP_CA | Internal | Summer | B1 | 10 | 700 | 0 | 103.82 | 100.77 | 0.01 | 0
2020 | MISO_W_2_MAPP_CA | MISO_W | MAPP_CA | Internal | Summer | B2 | 25 | 700 | 0 | 103.42 | 100.36 | 0.01 | 0
2020 | MISO_W_2_MAPP_CA | MISO_W | MAPP_CA | Internal | Summer | B3 | 75 | 700 | 0 | 102.21 | 99.15 | 0.01 | 0
2020 | MISO_W_2_MAPP_CA | MISO_W | MAPP_CA | Internal | Summer | B4 | 100 | 700 | 0 | 99.27 | 96.22 | 0.01 | 0
2020 | MISO_W_2_MAPP_CA | MISO_W | MAPP_CA | Internal | Summer | B5 | 200 | 700 | 0 | 91.43 | 88.38 | 0.01 | 0
2020 | MISO_W_2_MAPP_CA | MISO_W | MAPP_CA | Internal | Summer | B6 | 300 | 700 | 0 | 74.92 | 74.91 | 0.01 | 0
2020 | MISO_W_2_MAPP_CA | MISO_W | MAPP_CA | Internal | Summer | B7 | 400 | 700 | 0 | 65.45 | 62.4 | 0.01 | 0
2020 | MISO_W_2_MAPP_CA | MISO_W | MAPP_CA | Internal | Summer | B8 | 500 | 700 | 0 | 63.19 | 62.29 | 0.01 | 0
2020 | MISO_W_2_MAPP_CA | MISO_W | MAPP_CA | Internal | Summer | B9 | 800 | 700 | 0 | 62.96 | 62.29 | 0.01 | 0
2020 | MISO_W_2_MAPP_CA | MISO_W | MAPP_CA | Internal | Summer | B10 | 1262 | 700 | 700 | 61.25 | 62.29 | 0.01 | 1.03
2020 | MISO_W_2_MAPP_CA | MISO_W | MAPP_CA | Internal | Winter | B16 | 25 | 700 | 0 | 79.11 | 78.25 | 0.01 | 0
2020 | MISO_W_2_MAPP_CA | MISO_W | MAPP_CA | Internal | Winter | B17 | 100 | 700 | 0 | 72.45 | 72.44 | 0.01 | 0
2020 | MISO_W_2_MAPP_CA | MISO_W | MAPP_CA | Internal | Winter | B18 | 400 | 700 | 0 | 69.44 | 69.43 | 0.01 | 0
2020 | MISO_W_2_MAPP_CA | MISO_W | MAPP_CA | Internal | Winter | B19 | 700 | 700 | 0 | 67.72 | 67.71 | 0.01 | 0
2020 | MISO_W_2_MAPP_CA | MISO_W | MAPP_CA | Internal | Winter | B20 | 935 | 700 | 700 | 64.72 | 65.76 | 0.01 | 1.03
2020 | MISO_W_2_MISO_MO-IL | MISO_W | MISO_MO-IL | Internal | Shoulder | B11 | 25 | 3800 | 1051.4 | 78.47 | 78.48 | 0.01 | 0
2020 | MISO_W_2_MISO_MO-IL | MISO_W | MISO_MO-IL | Internal | Shoulder | B12 | 200 | 3800 | 0 | 70.34 | 70.34 | 0.01 | 0
2020 | MISO_W_2_MISO_MO-IL | MISO_W | MISO_MO-IL | Internal | Shoulder | B13 | 600 | 3800 | 697.62 | 66.88 | 66.9 | 0.01 | 0
2020 | MISO_W_2_MISO_MO-IL | MISO_W | MISO_MO-IL | Internal | Shoulder | B14 | 900 | 3800 | 0 | 64.46 | 64.44 | 0.01 | 0
2020 | MISO_W_2_MISO_MO-IL | MISO_W | MISO_MO-IL | Internal | Shoulder | B15 | 1203 | 3800 | 0 | 63.03 | 61.29 | 0.01 | 0
2020 | MISO_W_2_MISO_MO-IL | MISO_W | MISO_MO-IL | Internal | Summer | B1 | 10 | 3800 | 0 | 103.82 | 103.82 | 0.01 | 0
2020 | MISO_W_2_MISO_MO-IL | MISO_W | MISO_MO-IL | Internal | Summer | B2 | 25 | 3800 | 0 | 103.42 | 102.37 | 0.01 | 0
2020 | MISO_W_2_MISO_MO-IL | MISO_W | MISO_MO-IL | Internal | Summer | B3 | 75 | 3800 | 0 | 102.21 | 101.06 | 0.01 | 0
2020 | MISO_W_2_MISO_MO-IL | MISO_W | MISO_MO-IL | Internal | Summer | B4 | 100 | 3800 | 0 | 99.27 | 99.26 | 0.01 | 0
2020 | MISO_W_2_MISO_MO-IL | MISO_W | MISO_MO-IL | Internal | Summer | B5 | 200 | 3800 | 0 | 91.43 | 90.27 | 0.01 | 0
2020 | MISO_W_2_MISO_MO-IL | MISO_W | MISO_MO-IL | Internal | Summer | B6 | 300 | 3800 | 0 | 74.92 | 74.92 | 0.01 | 0
2020 | MISO_W_2_MISO_MO-IL | MISO_W | MISO_MO-IL | Internal | Summer | B7 | 400 | 3800 | 0 | 65.45 | 65.44 | 0.01 | 0
2020 | MISO_W_2_MISO_MO-IL | MISO_W | MISO_MO-IL | Internal | Summer | B8 | 500 | 3800 | 0 | 63.19 | 63 | 0.01 | 0
2020 | MISO_W_2_MISO_MO-IL | MISO_W | MISO_MO-IL | Internal | Summer | B9 | 800 | 3800 | 0 | 62.96 | 61.09 | 0.01 | 0
2020 | MISO_W_2_MISO_MO-IL | MISO_W | MISO_MO-IL | Internal | Summer | B10 | 1262 | 3800 | 0 | 61.25 | 59.28 | 0.01 | 0
2020 | MISO_W_2_MISO_MO-IL | MISO_W | MISO_MO-IL | Internal | Winter | B16 | 25 | 3800 | 2840.34 | 79.11 | 79.12 | 0.01 | 0
2020 | MISO_W_2_MISO_MO-IL | MISO_W | MISO_MO-IL | Internal | Winter | B17 | 100 | 3800 | 1278.66 | 72.45 | 72.46 | 0.01 | 0
2020 | MISO_W_2_MISO_MO-IL | MISO_W | MISO_MO-IL | Internal | Winter | B18 | 400 | 3800 | 0 | 69.44 | 69.44 | 0.01 | 0
2020 | MISO_W_2_MISO_MO-IL | MISO_W | MISO_MO-IL | Internal | Winter | B19 | 700 | 3800 | 0 | 67.72 | 67.51 | 0.01 | 0
2020 | MISO_W_2_MISO_MO-IL | MISO_W | MISO_MO-IL | Internal | Winter | B20 | 935 | 3800 | 0 | 64.72 | 62.76 | 0.01 | 0
2020 | MISO_W_2_MISO_WUMS | MISO_W | MISO_WUMS | Internal | Shoulder | B11 | 25 | 1629 | 0 | 78.47 | 75.41 | 0.01 | 0
2020 | MISO_W_2_MISO_WUMS | MISO_W | MISO_WUMS | Internal | Shoulder | B12 | 200 | 1629 | 0 | 70.34 | 67.27 | 0.01 | 0
2020 | MISO_W_2_MISO_WUMS | MISO_W | MISO_WUMS | Internal | Shoulder | B13 | 600 | 1629 | 0 | 66.88 | 63.82 | 0.01 | 0
2020 | MISO_W_2_MISO_WUMS | MISO_W | MISO_WUMS | Internal | Shoulder | B14 | 900 | 1629 | 0 | 64.46 | 62.12 | 0.01 | 0
2020 | MISO_W_2_MISO_WUMS | MISO_W | MISO_WUMS | Internal | Shoulder | B15 | 1203 | 1629 | 0 | 63.03 | 59.97 | 0.01 | 0
2020 | MISO_W_2_MISO_WUMS | MISO_W | MISO_WUMS | Internal | Summer | B1 | 10 | 1629 | 0 | 103.82 | 101.82 | 0.01 | 0
2020 | MISO_W_2_MISO_WUMS | MISO_W | MISO_WUMS | Internal | Summer | B2 | 25 | 1629 | 0 | 103.42 | 100.36 | 0.01 | 0
2020 | MISO_W_2_MISO_WUMS | MISO_W | MISO_WUMS | Internal | Summer | B3 | 75 | 1629 | 0 | 102.21 | 99.15 | 0.01 | 0
2020 | MISO_W_2_MISO_WUMS | MISO_W | MISO_WUMS | Internal | Summer | B4 | 100 | 1629 | 0 | 99.27 | 96.21 | 0.01 | 0
2020 | MISO_W_2_MISO_WUMS | MISO_W | MISO_WUMS | Internal | Summer | B5 | 200 | 1629 | 0 | 91.43 | 88.37 | 0.01 | 0
2020 | MISO_W_2_MISO_WUMS | MISO_W | MISO_WUMS | Internal | Summer | B6 | 300 | 1629 | 0 | 74.92 | 71.86 | 0.01 | 0
2020 | MISO_W_2_MISO_WUMS | MISO_W | MISO_WUMS | Internal | Summer | B7 | 400 | 1629 | 0 | 65.45 | 62.39 | 0.01 | 0
2020 | MISO_W_2_MISO_WUMS | MISO_W | MISO_WUMS | Internal | Summer | B8 | 500 | 1629 | 0 | 63.19 | 60.81 | 0.01 | 0
2020 | MISO_W_2_MISO_WUMS | MISO_W | MISO_WUMS | Internal | Summer | B9 | 800 | 1629 | 0 | 62.96 | 59.9 | 0.01 | 0
2020 | MISO_W_2_MISO_WUMS | MISO_W | MISO_WUMS | Internal | Summer | B10 | 1262 | 1629 | 0 | 61.25 | 58.18 | 0.01 | 0
2020 | MISO_W_2_MISO_WUMS | MISO_W | MISO_WUMS | Internal | Winter | B16 | 25 | 1629 | 0 | 79.11 | 76.24 | 0.01 | 0
2020 | MISO_W_2_MISO_WUMS | MISO_W | MISO_WUMS | Internal | Winter | B17 | 100 | 1629 | 0 | 72.45 | 70.38 | 0.01 | 0
2020 | MISO_W_2_MISO_WUMS | MISO_W | MISO_WUMS | Internal | Winter | B18 | 400 | 1629 | 0 | 69.44 | 66.68 | 0.01 | 0
2020 | MISO_W_2_MISO_WUMS | MISO_W | MISO_WUMS | Internal | Winter | B19 | 700 | 1629 | 0 | 67.72 | 64.72 | 0.01 | 0
2020 | MISO_W_2_MISO_WUMS | MISO_W | MISO_WUMS | Internal | Winter | B20 | 935 | 1629 | 0 | 64.72 | 61.66 | 0.01 | 0
2020 | MISO_W_2_NE | MISO_W | NE | Internal | Shoulder | B11 | 25 | 2800 | 0 | 78.47 | 74.75 | 7 | 0
2020 | MISO_W_2_NE | MISO_W | NE | Internal | Shoulder | B12 | 200 | 2800 | 0 | 70.34 | 65.35 | 7 | 0
2020 | MISO_W_2_NE | MISO_W | NE | Internal | Shoulder | B13 | 600 | 2800 | 0 | 66.88 | 64.06 | 7 | 0
2020 | MISO_W_2_NE | MISO_W | NE | Internal | Shoulder | B14 | 900 | 2800 | 0 | 64.46 | 60.52 | 7 | 0
2020 | MISO_W_2_NE | MISO_W | NE | Internal | Shoulder | B15 | 1203 | 2800 | 0 | 63.03 | 58.05 | 7 | 0
2020 | MISO_W_2_NE | MISO_W | NE | Internal | Summer | B1 | 10 | 2800 | 0 | 103.82 | 98.73 | 7 | 0
2020 | MISO_W_2_NE | MISO_W | NE | Internal | Summer | B2 | 25 | 2800 | 0 | 103.42 | 99.24 | 7 | 0
2020 | MISO_W_2_NE | MISO_W | NE | Internal | Summer | B3 | 75 | 2800 | 0 | 102.21 | 99.52 | 7 | 0
2020 | MISO_W_2_NE | MISO_W | NE | Internal | Summer | B4 | 100 | 2800 | 0 | 99.27 | 98.73 | 7 | 0
2020 | MISO_W_2_NE | MISO_W | NE | Internal | Summer | B5 | 200 | 2800 | 0 | 91.43 | 91.43 | 7 | 0
2020 | MISO_W_2_NE | MISO_W | NE | Internal | Summer | B6 | 300 | 2800 | 0 | 74.92 | 71.2 | 7 | 0
2020 | MISO_W_2_NE | MISO_W | NE | Internal | Summer | B7 | 400 | 2800 | 0 | 65.45 | 65.45 | 7 | 0
2020 | MISO_W_2_NE | MISO_W | NE | Internal | Summer | B8 | 500 | 2800 | 0 | 63.19 | 63.92 | 7 | 0
2020 | MISO_W_2_NE | MISO_W | NE | Internal | Summer | B9 | 800 | 2800 | 0 | 62.96 | 63.81 | 7 | 0
2020 | MISO_W_2_NE | MISO_W | NE | Internal | Summer | B10 | 1262 | 2800 | 0 | 61.25 | 59.2 | 7 | 0
2020 | MISO_W_2_NE | MISO_W | NE | Internal | Winter | B16 | 25 | 2800 | 0 | 79.11 | 74.11 | 7 | 0
2020 | MISO_W_2_NE | MISO_W | NE | Internal | Winter | B17 | 100 | 2800 | 0 | 72.45 | 67.45 | 7 | 0
2020 | MISO_W_2_NE | MISO_W | NE | Internal | Winter | B18 | 400 | 2800 | 0 | 69.44 | 65.44 | 7 | 0
2020 | MISO_W_2_NE | MISO_W | NE | Internal | Winter | B19 | 700 | 2800 | 0 | 67.72 | 64 | 7 | 0
2020 | MISO_W_2_NE | MISO_W | NE | Internal | Winter | B20 | 935 | 2800 | 0 | 64.72 | 60.49 | 7 | 0
2020 | MISO_W_2_PJM_ROR | MISO_W | PJM_ROR | Internal | Shoulder | B11 | 25 | 773 | 0 | 78.47 | 79.2 | 2 | 0
2020 | MISO_W_2_PJM_ROR | MISO_W | PJM_ROR | Internal | Shoulder | B12 | 200 | 773 | 338 | 70.34 | 72.34 | 2 | 0
2020 | MISO_W_2_PJM_ROR | MISO_W | PJM_ROR | Internal | Shoulder | B13 | 600 | 773 | 0 | 66.88 | 68.58 | 2 | 0
2020 | MISO_W_2_PJM_ROR | MISO_W | PJM_ROR | Internal | Shoulder | B14 | 900 | 773 | 0 | 64.46 | 65.3 | 2 | 0
2020 | MISO_W_2_PJM_ROR | MISO_W | PJM_ROR | Internal | Shoulder | B15 | 1203 | 773 | 0 | 63.03 | 61.39 | 2 | 0
2020 | MISO_W_2_PJM_ROR | MISO_W | PJM_ROR | Internal | Summer | B1 | 10 | 773 | 463.18 | 103.82 | 105.82 | 2 | 0
2020 | MISO_W_2_PJM_ROR | MISO_W | PJM_ROR | Internal | Summer | B2 | 25 | 773 | 0 | 103.42 | 102.48 | 2 | 0
2020 | MISO_W_2_PJM_ROR | MISO_W | PJM_ROR | Internal | Summer | B3 | 75 | 773 | 0 | 102.21 | 101.15 | 2 | 0
2020 | MISO_W_2_PJM_ROR | MISO_W | PJM_ROR | Internal | Summer | B4 | 100 | 773 | 0 | 99.27 | 98.21 | 2 | 0
2020 | MISO_W_2_PJM_ROR | MISO_W | PJM_ROR | Internal | Summer | B5 | 200 | 773 | 0 | 91.43 | 90.37 | 2 | 0
2020 | MISO_W_2_PJM_ROR | MISO_W | PJM_ROR | Internal | Summer | B6 | 300 | 773 | 0 | 74.92 | 76.34 | 2 | 0
2020 | MISO_W_2_PJM_ROR | MISO_W | PJM_ROR | Internal | Summer | B7 | 400 | 773 | 0 | 65.45 | 66.86 | 2 | 0
2020 | MISO_W_2_PJM_ROR | MISO_W | PJM_ROR | Internal | Summer | B8 | 500 | 773 | 0 | 63.19 | 64.14 | 2 | 0
2020 | MISO_W_2_PJM_ROR | MISO_W | PJM_ROR | Internal | Summer | B9 | 800 | 773 | 0 | 62.96 | 61.18 | 2 | 0
2020 | MISO_W_2_PJM_ROR | MISO_W | PJM_ROR | Internal | Summer | B10 | 1262 | 773 | 0 | 61.25 | 60.18 | 2 | 0
2020 | MISO_W_2_PJM_ROR | MISO_W | PJM_ROR | Internal | Winter | B16 | 25 | 773 | 773 | 79.11 | 87.43 | 2 | 6.33
2020 | MISO_W_2_PJM_ROR | MISO_W | PJM_ROR | Internal | Winter | B17 | 100 | 773 | 773 | 72.45 | 78.58 | 2 | 4.13
2020 | MISO_W_2_PJM_ROR | MISO_W | PJM_ROR | Internal | Winter | B18 | 400 | 773 | 479.19 | 69.44 | 71.44 | 2 | 0
2020 | MISO_W_2_PJM_ROR | MISO_W | PJM_ROR | Internal | Winter | B19 | 700 | 773 | 0 | 67.72 | 68.75 | 2 | 0
2020 | MISO_W_2_PJM_ROR | MISO_W | PJM_ROR | Internal | Winter | B20 | 935 | 773 | 0 | 64.72 | 63.07 | 2 | 0
2020 | MISO_W_2_SPP_N | MISO_W | SPP_N | Internal | Shoulder | B11 | 25 | 3200 | 0 | 78.47 | 73.47 | 7 | 0
2020 | MISO_W_2_SPP_N | MISO_W | SPP_N | Internal | Shoulder | B12 | 200 | 3200 | 0 | 70.34 | 65.34 | 7 | 0
2020 | MISO_W_2_SPP_N | MISO_W | SPP_N | Internal | Shoulder | B13 | 600 | 3200 | 0 | 66.88 | 62.77 | 7 | 0
2020 | MISO_W_2_SPP_N | MISO_W | SPP_N | Internal | Shoulder | B14 | 900 | 3200 | 0 | 64.46 | 60.51 | 7 | 0
2020 | MISO_W_2_SPP_N | MISO_W | SPP_N | Internal | Shoulder | B15 | 1203 | 3200 | 0 | 63.03 | 58.03 | 7 | 0
2020 | MISO_W_2_SPP_N | MISO_W | SPP_N | Internal | Summer | B1 | 10 | 3200 | 0 | 103.82 | 97.45 | 7 | 0
2020 | MISO_W_2_SPP_N | MISO_W | SPP_N | Internal | Summer | B2 | 25 | 3200 | 0 | 103.42 | 97.96 | 7 | 0
2020 | MISO_W_2_SPP_N | MISO_W | SPP_N | Internal | Summer | B3 | 75 | 3200 | 0 | 102.21 | 98.24 | 7 | 0
2020 | MISO_W_2_SPP_N | MISO_W | SPP_N | Internal | Summer | B4 | 100 | 3200 | 0 | 99.27 | 97.45 | 7 | 0
2020 | MISO_W_2_SPP_N | MISO_W | SPP_N | Internal | Summer | B5 | 200 | 3200 | 0 | 91.43 | 90.15 | 7 | 0
2020 | MISO_W_2_SPP_N | MISO_W | SPP_N | Internal | Summer | B6 | 300 | 3200 | 0 | 74.92 | 69.92 | 7 | 0
2020 | MISO_W_2_SPP_N | MISO_W | SPP_N | Internal | Summer | B7 | 400 | 3200 | 0 | 65.45 | 65.47 | 7 | 0
2020 | MISO_W_2_SPP_N | MISO_W | SPP_N | Internal | Summer | B8 | 500 | 3200 | 0 | 63.19 | 63.94 | 7 | 0
2020 | MISO_W_2_SPP_N | MISO_W | SPP_N | Internal | Summer | B9 | 800 | 3200 | 0 | 62.96 | 63.82 | 7 | 0
2020 | MISO_W_2_SPP_N | MISO_W | SPP_N | Internal | Summer | B10 | 1262 | 3200 | 0 | 61.25 | 59.19 | 7 | 0
2020 | MISO_W_2_SPP_N | MISO_W | SPP_N | Internal | Winter | B16 | 25 | 3200 | 0 | 79.11 | 72.82 | 7 | 0
2020 | MISO_W_2_SPP_N | MISO_W | SPP_N | Internal | Winter | B17 | 100 | 3200 | 0 | 72.45 | 66.17 | 7 | 0
2020 | MISO_W_2_SPP_N | MISO_W | SPP_N | Internal | Winter | B18 | 400 | 3200 | 0 | 69.44 | 64.44 | 7 | 0
2020 | MISO_W_2_SPP_N | MISO_W | SPP_N | Internal | Winter | B19 | 700 | 3200 | 0 | 67.72 | 62.72 | 7 | 0
2020 | MISO_W_2_SPP_N | MISO_W | SPP_N | Internal | Winter | B20 | 935 | 3200 | 0 | 64.72 | 60.45 | 7 | 0
2020 | MISO_WUMS_2_MISO_MI | MISO_WUMS | MISO_MI | Internal | Shoulder | B11 | 25 | 99 | 99 | 75.41 | 76.59 | 0.01 | 1.16
2020 | MISO_WUMS_2_MISO_MI | MISO_WUMS | MISO_MI | Internal | Shoulder | B12 | 200 | 99 | 99 | 67.27 | 69.76 | 0.01 | 2.47
2020 | MISO_WUMS_2_MISO_MI | MISO_WUMS | MISO_MI | Internal | Shoulder | B13 | 600 | 99 | 99 | 63.82 | 66.32 | 0.01 | 2.49
2020 | MISO_WUMS_2_MISO_MI | MISO_WUMS | MISO_MI | Internal | Shoulder | B14 | 900 | 99 | 99 | 62.12 | 63.3 | 0.01 | 1.17
2020 | MISO_WUMS_2_MISO_MI | MISO_WUMS | MISO_MI | Internal | Shoulder | B15 | 1203 | 99 | 0 | 59.97 | 59.39 | 0.01 | 0
2020 | MISO_WUMS_2_MISO_MI | MISO_WUMS | MISO_MI | Internal | Summer | B1 | 10 | 99 | 99 | 101.82 | 103.25 | 0.01 | 1.41
2020 | MISO_WUMS_2_MISO_MI | MISO_WUMS | MISO_MI | Internal | Summer | B2 | 25 | 99 | 99 | 100.36 | 100.48 | 0.01 | 0.11
2020 | MISO_WUMS_2_MISO_MI | MISO_WUMS | MISO_MI | Internal | Summer | B3 | 75 | 99 | 51.06 | 99.15 | 99.16 | 0.01 | 0
2020 | MISO_WUMS_2_MISO_MI | MISO_WUMS | MISO_MI | Internal | Summer | B4 | 100 | 99 | 99 | 96.21 | 97.36 | 0.01 | 1.14
2020 | MISO_WUMS_2_MISO_MI | MISO_WUMS | MISO_MI | Internal | Summer | B5 | 200 | 99 | 0 | 88.37 | 88.37 | 0.01 | 0
2020 | MISO_WUMS_2_MISO_MI | MISO_WUMS | MISO_MI | Internal | Summer | B6 | 300 | 99 | 99 | 71.86 | 74.34 | 0.01 | 2.47
2020 | MISO_WUMS_2_MISO_MI | MISO_WUMS | MISO_MI | Internal | Summer | B7 | 400 | 99 | 99 | 62.39 | 64.86 | 0.01 | 2.46
2020 | MISO_WUMS_2_MISO_MI | MISO_WUMS | MISO_MI | Internal | Summer | B8 | 500 | 99 | 99 | 60.81 | 62.14 | 0.01 | 1.32
2020 | MISO_WUMS_2_MISO_MI | MISO_WUMS | MISO_MI | Internal | Summer | B9 | 800 | 99 | 99 | 59.9 | 60.51 | 0.01 | 0.6
2020 | MISO_WUMS_2_MISO_MI | MISO_WUMS | MISO_MI | Internal | Summer | B10 | 1262 | 99 | 0 | 58.18 | 58.18 | 0.01 | 0
2020 | MISO_WUMS_2_MISO_MI | MISO_WUMS | MISO_MI | Internal | Winter | B16 | 25 | 99 | 1209.83 | 76.24 | 79.12 | 0.01 | 2.86
2020 | MISO_WUMS_2_MISO_MI | MISO_WUMS | MISO_MI | Internal | Winter | B17 | 100 | 99 | 429.89 | 70.38 | 73.26 | 0.01 | 2.86
2020 | MISO_WUMS_2_MISO_MI | MISO_WUMS | MISO_MI | Internal | Winter | B18 | 400 | 99 | 99 | 66.68 | 68.5 | 0.01 | 1.81
2020 | MISO_WUMS_2_MISO_MI | MISO_WUMS | MISO_MI | Internal | Winter | B19 | 700 | 99 | 99 | 64.72 | 65.61 | 0.01 | 0.88
2020 | MISO_WUMS_2_MISO_MI | MISO_WUMS | MISO_MI | Internal | Winter | B20 | 935 | 99 | 0 | 61.66 | 61.07 | 0.01 | 0
2020 | MISO_WUMS_2_MISO_W | MISO_WUMS | MISO_W | Internal | Shoulder | B11 | 25 | 1137 | 2446.6 | 75.41 | 78.47 | 0.01 | 3.05
2020 | MISO_WUMS_2_MISO_W | MISO_WUMS | MISO_W | Internal | Shoulder | B12 | 200 | 1137 | 1632.32 | 67.27 | 70.34 | 0.01 | 3.05
2020 | MISO_WUMS_2_MISO_W | MISO_WUMS | MISO_W | Internal | Shoulder | B13 | 600 | 1137 | 1445.2 | 63.82 | 66.88 | 0.01 | 3.05
2020 | MISO_WUMS_2_MISO_W | MISO_WUMS | MISO_W | Internal | Shoulder | B14 | 900 | 1137 | 1137 | 62.12 | 64.46 | 0.01 | 2.33
2020 | MISO_WUMS_2_MISO_W | MISO_WUMS | MISO_W | Internal | Shoulder | B15 | 1203 | 1137 | 3202.42 | 59.97 | 63.03 | 0.01 | 3.05
2020 | MISO_WUMS_2_MISO_W | MISO_WUMS | MISO_W | Internal | Summer | B1 | 10 | 1137 | 1137 | 101.82 | 103.82 | 0.01 | 1.99
2020 | MISO_WUMS_2_MISO_W | MISO_WUMS | MISO_W | Internal | Summer | B2 | 25 | 1137 | 1193.42 | 100.36 | 103.42 | 0.01 | 3.05
2020 | MISO_WUMS_2_MISO_W | MISO_WUMS | MISO_W | Internal | Summer | B3 | 75 | 1137 | 2410.32 | 99.15 | 102.21 | 0.01 | 3.05
2020 | MISO_WUMS_2_MISO_W | MISO_WUMS | MISO_W | Internal | Summer | B4 | 100 | 1137 | 4009.46 | 96.21 | 99.27 | 0.01 | 3.05
2020 | MISO_WUMS_2_MISO_W | MISO_WUMS | MISO_W | Internal | Summer | B5 | 200 | 1137 | 3578.07 | 88.37 | 91.43 | 0.01 | 3.05
2020 | MISO_WUMS_2_MISO_W | MISO_WUMS | MISO_W | Internal | Summer | B6 | 300 | 1137 | 3420.37 | 71.86 | 74.92 | 0.01 | 3.05
2020 | MISO_WUMS_2_MISO_W | MISO_WUMS | MISO_W | Internal | Summer | B7 | 400 | 1137 | 2076.94 | 62.39 | 65.45 | 0.01 | 3.05
2020 | MISO_WUMS_2_MISO_W | MISO_WUMS | MISO_W | Internal | Summer | B8 | 500 | 1137 | 1137 | 60.81 | 63.19 | 0.01 | 2.36
2020 | MISO_WUMS_2_MISO_W | MISO_WUMS | MISO_W | Internal | Summer | B9 | 800 | 1137 | 2075.41 | 59.9 | 62.96 | 0.01 | 3.05
2020 | MISO_WUMS_2_MISO_W | MISO_WUMS | MISO_W | Internal | Summer | B10 | 1262 | 1137 | 2830.12 | 58.18 | 61.25 | 0.01 | 3.05
2020 | MISO_WUMS_2_MISO_W | MISO_WUMS | MISO_W | Internal | Winter | B16 | 25 | 1137 | 1137 | 76.24 | 79.11 | 0.01 | 2.85
2020 | MISO_WUMS_2_MISO_W | MISO_WUMS | MISO_W | Internal | Winter | B17 | 100 | 1137 | 1137 | 70.38 | 72.45 | 0.01 | 2.06
2020 | MISO_WUMS_2_MISO_W | MISO_WUMS | MISO_W | Internal | Winter | B18 | 400 | 1137 | 1137 | 66.68 | 69.44 | 0.01 | 2.75
2020 | MISO_WUMS_2_MISO_W | MISO_WUMS | MISO_W | Internal | Winter | B19 | 700 | 1137 | 1137 | 64.72 | 67.72 | 0.01 | 2.99
2020 | MISO_WUMS_2_MISO_W | MISO_WUMS | MISO_W | Internal | Winter | B20 | 935 | 1137 | 2473.85 | 61.66 | 64.72 | 0.01 | 3.05
2020 | MISO_WUMS_2_PJM_ROR | MISO_WUMS | PJM_ROR | Internal | Shoulder | B11 | 25 | 1600 | 1600 | 75.41 | 79.2 | 2 | 1.79
2020 | MISO_WUMS_2_PJM_ROR | MISO_WUMS | PJM_ROR | Internal | Shoulder | B12 | 200 | 1600 | 1600 | 67.27 | 72.34 | 2 | 3.06
2020 | MISO_WUMS_2_PJM_ROR | MISO_WUMS | PJM_ROR | Internal | Shoulder | B13 | 600 | 1600 | 1600 | 63.82 | 68.58 | 2 | 2.76
2020 | MISO_WUMS_2_PJM_ROR | MISO_WUMS | PJM_ROR | Internal | Shoulder | B14 | 900 | 1600 | 1600 | 62.12 | 65.3 | 2 | 1.18
2020 | MISO_WUMS_2_PJM_ROR | MISO_WUMS | PJM_ROR | Internal | Shoulder | B15 | 1203 | 1600 | 0 | 59.97 | 61.39 | 2 | 0
2020 | MISO_WUMS_2_PJM_ROR | MISO_WUMS | PJM_ROR | Internal | Summer | B1 | 10 | 1600 | 1600 | 101.82 | 105.82 | 2 | 2
2020 | MISO_WUMS_2_PJM_ROR | MISO_WUMS | PJM_ROR | Internal | Summer | B2 | 25 | 1600 | 1600 | 100.36 | 102.48 | 2 | 0.12
2020 | MISO_WUMS_2_PJM_ROR | MISO_WUMS | PJM_ROR | Internal | Summer | B3 | 75 | 1600 | 993.16 | 99.15 | 101.15 | 2 | 0
2020 | MISO_WUMS_2_PJM_ROR | MISO_WUMS | PJM_ROR | Internal | Summer | B4 | 100 | 1600 | 66.99 | 96.21 | 98.21 | 2 | 0
2020 | MISO_WUMS_2_PJM_ROR | MISO_WUMS | PJM_ROR | Internal | Summer | B5 | 200 | 1600 | 1136.57 | 88.37 | 90.37 | 2 | 0
2020 | MISO_WUMS_2_PJM_ROR | MISO_WUMS | PJM_ROR | Internal | Summer | B6 | 300 | 1600 | 1600 | 71.86 | 76.34 | 2 | 2.49
2020 | MISO_WUMS_2_PJM_ROR | MISO_WUMS | PJM_ROR | Internal | Summer | B7 | 400 | 1600 | 1600 | 62.39 | 66.86 | 2 | 2.47
2020 | MISO_WUMS_2_PJM_ROR | MISO_WUMS | PJM_ROR | Internal | Summer | B8 | 500 | 1600 | 1600 | 60.81 | 64.14 | 2 | 1.33
2020 | MISO_WUMS_2_PJM_ROR | MISO_WUMS | PJM_ROR | Internal | Summer | B9 | 800 | 1600 | 0 | 59.9 | 61.18 | 2 | 0
2020 | MISO_WUMS_2_PJM_ROR | MISO_WUMS | PJM_ROR | Internal | Summer | B10 | 1262 | 1600 | 693.48 | 58.18 | 60.18 | 2 | 0
2020 | MISO_WUMS_2_PJM_ROR | MISO_WUMS | PJM_ROR | Internal | Winter | B16 | 25 | 1600 | 1600 | 76.24 | 87.43 | 2 | 9.19
2020 | MISO_WUMS_2_PJM_ROR | MISO_WUMS | PJM_ROR | Internal | Winter | B17 | 100 | 1600 | 1600 | 70.38 | 78.58 | 2 | 6.19
2020 | MISO_WUMS_2_PJM_ROR | MISO_WUMS | PJM_ROR | Internal | Winter | B18 | 400 | 1600 | 1600 | 66.68 | 71.44 | 2 | 2.76
2020 | MISO_WUMS_2_PJM_ROR | MISO_WUMS | PJM_ROR | Internal | Winter | B19 | 700 | 1600 | 1600 | 64.72 | 68.75 | 2 | 2.03
2020 | MISO_WUMS_2_PJM_ROR | MISO_WUMS | PJM_ROR | Internal | Winter | B20 | 935 | 1600 | 0 | 61.66 | 63.07 | 2 | 0
2020 | NE_2_MISO_W | NE | MISO_W | Internal | Shoulder | B11 | 25 | 1600 | 0 | 74.75 | 78.47 | 5 | 0
2020 | NE_2_MISO_W | NE | MISO_W | Internal | Shoulder | B12 | 200 | 1600 | 0 | 65.35 | 70.34 | 5 | 0
2020 | NE_2_MISO_W | NE | MISO_W | Internal | Shoulder | B13 | 600 | 1600 | 0 | 64.06 | 66.88 | 5 | 0
2020 | NE_2_MISO_W | NE | MISO_W | Internal | Shoulder | B14 | 900 | 1600 | 0 | 60.52 | 64.46 | 5 | 0
2020 | NE_2_MISO_W | NE | MISO_W | Internal | Shoulder | B15 | 1203 | 1600 | 0 | 58.05 | 63.03 | 5 | 0
2020 | NE_2_MISO_W | NE | MISO_W | Internal | Summer | B1 | 10 | 1600 | 1600 | 98.73 | 103.82 | 5 | 0.09
2020 | NE_2_MISO_W | NE | MISO_W | Internal | Summer | B2 | 25 | 1600 | 0 | 99.24 | 103.42 | 5 | 0
2020 | NE_2_MISO_W | NE | MISO_W | Internal | Summer | B3 | 75 | 1600 | 0 | 99.52 | 102.21 | 5 | 0
2020 | NE_2_MISO_W | NE | MISO_W | Internal | Summer | B4 | 100 | 1600 | 0 | 98.73 | 99.27 | 5 | 0
2020 | NE_2_MISO_W | NE | MISO_W | Internal | Summer | B5 | 200 | 1600 | 0 | 91.43 | 91.43 | 5 | 0
2020 | NE_2_MISO_W | NE | MISO_W | Internal | Summer | B6 | 300 | 1600 | 0 | 71.2 | 74.92 | 5 | 0
2020 | NE_2_MISO_W | NE | MISO_W | Internal | Summer | B7 | 400 | 1600 | 0 | 65.45 | 65.45 | 5 | 0
2020 | NE_2_MISO_W | NE | MISO_W | Internal | Summer | B8 | 500 | 1600 | 0 | 63.92 | 63.19 | 5 | 0
2020 | NE_2_MISO_W | NE | MISO_W | Internal | Summer | B9 | 800 | 1600 | 0 | 63.81 | 62.96 | 5 | 0
2020 | NE_2_MISO_W | NE | MISO_W | Internal | Summer | B10 | 1262 | 1600 | 0 | 59.2 | 61.25 | 5 | 0
2020 | NE_2_MISO_W | NE | MISO_W | Internal | Winter | B16 | 25 | 1600 | 1177.25 | 74.11 | 79.11 | 5 | 0
2020 | NE_2_MISO_W | NE | MISO_W | Internal | Winter | B17 | 100 | 1600 | 947.36 | 67.45 | 72.45 | 5 | 0
2020 | NE_2_MISO_W | NE | MISO_W | Internal | Winter | B18 | 400 | 1600 | 0 | 65.44 | 69.44 | 5 | 0
2020 | NE_2_MISO_W | NE | MISO_W | Internal | Winter | B19 | 700 | 1600 | 0 | 64 | 67.72 | 5 | 0
2020 | NE_2_MISO_W | NE | MISO_W | Internal | Winter | B20 | 935 | 1600 | 0 | 60.49 | 64.72 | 5 | 0
2020 | NE_2_SPP_N | NE | SPP_N | Internal | Shoulder | B11 | 25 | 1800 | 0 | 74.75 | 73.47 | 0.01 | 0
2020 | NE_2_SPP_N | NE | SPP_N | Internal | Shoulder | B12 | 200 | 1800 | 0 | 65.35 | 65.34 | 0.01 | 0
2020 | NE_2_SPP_N | NE | SPP_N | Internal | Shoulder | B13 | 600 | 1800 | 0 | 64.06 | 62.77 | 0.01 | 0
2020 | NE_2_SPP_N | NE | SPP_N | Internal | Shoulder | B14 | 900 | 1800 | 0 | 60.52 | 60.51 | 0.01 | 0
2020 | NE_2_SPP_N | NE | SPP_N | Internal | Shoulder | B15 | 1203 | 1800 | 0 | 58.05 | 58.03 | 0.01 | 0
2020 | NE_2_SPP_N | NE | SPP_N | Internal | Summer | B1 | 10 | 1800 | 0 | 98.73 | 97.45 | 0.01 | 0
2020 | NE_2_SPP_N | NE | SPP_N | Internal | Summer | B2 | 25 | 1800 | 0 | 99.24 | 97.96 | 0.01 | 0
2020 | NE_2_SPP_N | NE | SPP_N | Internal | Summer | B3 | 75 | 1800 | 0 | 99.52 | 98.24 | 0.01 | 0
2020 | NE_2_SPP_N | NE | SPP_N | Internal | Summer | B4 | 100 | 1800 | 0 | 98.73 | 97.45 | 0.01 | 0
2020 | NE_2_SPP_N | NE | SPP_N | Internal | Summer | B5 | 200 | 1800 | 0 | 91.43 | 90.15 | 0.01 | 0
2020 | NE_2_SPP_N | NE | SPP_N | Internal | Summer | B6 | 300 | 1800 | 0 | 71.2 | 69.92 | 0.01 | 0
2020 | NE_2_SPP_N | NE | SPP_N | Internal | Summer | B7 | 400 | 1800 | 38.18 | 65.45 | 65.47 | 0.01 | 0
2020 | NE_2_SPP_N | NE | SPP_N | Internal | Summer | B8 | 500 | 1800 | 1684.83 | 63.92 | 63.94 | 0.01 | 0
2020 | NE_2_SPP_N | NE | SPP_N | Internal | Summer | B9 | 800 | 1800 | 1358.79 | 63.81 | 63.82 | 0.01 | 0
2020 | NE_2_SPP_N | NE | SPP_N | Internal | Summer | B10 | 1262 | 1800 | 0 | 59.2 | 59.19 | 0.01 | 0
2020 | NE_2_SPP_N | NE | SPP_N | Internal | Winter | B16 | 25 | 1800 | 0 | 74.11 | 72.82 | 0.01 | 0
2020 | NE_2_SPP_N | NE | SPP_N | Internal | Winter | B17 | 100 | 1800 | 0 | 67.45 | 66.17 | 0.01 | 0
2020 | NE_2_SPP_N | NE | SPP_N | Internal | Winter | B18 | 400 | 1800 | 0 | 65.44 | 64.44 | 0.01 | 0
2020 | NE_2_SPP_N | NE | SPP_N | Internal | Winter | B19 | 700 | 1800 | 0 | 64 | 62.72 | 0.01 | 0
2020 | NE_2_SPP_N | NE | SPP_N | Internal | Winter | B20 | 935 | 1800 | 0 | 60.49 | 60.45 | 0.01 | 0
2020 | NEISO_2_NYISO_A-F | NEISO | NYISO_A-F | Internal | Shoulder | B11 | 25 | 600 | 600 | 61.51 | 65.26 | 3 | 0.74
2020 | NEISO_2_NYISO_A-F | NEISO | NYISO_A-F | Internal | Shoulder | B12 | 200 | 600 | 0 | 61.51 | 64.35 | 3 | 0
2020 | NEISO_2_NYISO_A-F | NEISO | NYISO_A-F | Internal | Shoulder | B13 | 600 | 600 | 0 | 61.51 | 64.03 | 3 | 0
2020 | NEISO_2_NYISO_A-F | NEISO | NYISO_A-F | Internal | Shoulder | B14 | 900 | 600 | 0 | 61.51 | 62.62 | 3 | 0
2020 | NEISO_2_NYISO_A-F | NEISO | NYISO_A-F | Internal | Shoulder | B15 | 1203 | 600 | 0 | 61.51 | 62.62 | 3 | 0
2020 | NEISO_2_NYISO_A-F | NEISO | NYISO_A-F | Internal | Summer | B1 | 10 | 600 | 0 | 100.83 | 97.83 | 3 | 0
2020 | NEISO_2_NYISO_A-F | NEISO | NYISO_A-F | Internal | Summer | B2 | 25 | 600 | 0 | 94.78 | 93.9 | 3 | 0
2020 | NEISO_2_NYISO_A-F | NEISO | NYISO_A-F | Internal | Summer | B3 | 75 | 600 | 0 | 80.55 | 82.2 | 3 | 0
2020 | NEISO_2_NYISO_A-F | NEISO | NYISO_A-F | Internal | Summer | B4 | 100 | 600 | 600 | 75.93 | 79.68 | 3 | 0.74
2020 | NEISO_2_NYISO_A-F | NEISO | NYISO_A-F | Internal | Summer | B5 | 200 | 600 | 600 | 73.76 | 77.51 | 3 | 0.74
2020 | NEISO_2_NYISO_A-F | NEISO | NYISO_A-F | Internal | Summer | B6 | 300 | 600 | 600 | 59.03 | 62.77 | 3 | 0.74
2020 | NEISO_2_NYISO_A-F | NEISO | NYISO_A-F | Internal | Summer | B7 | 400 | 600 | 347.89 | 58.63 | 61.63 | 3 | 0
2020 | NEISO_2_NYISO_A-F | NEISO | NYISO_A-F | Internal | Summer | B8 | 500 | 600 | 0 | 58.63 | 61.61 | 3 | 0
2020 | NEISO_2_NYISO_A-F | NEISO | NYISO_A-F | Internal | Summer | B9 | 800 | 600 | 0 | 58.63 | 61.61 | 3 | 0
2020 | NEISO_2_NYISO_A-F | NEISO | NYISO_A-F | Internal | Summer | B10 | 1262 | 600 | 0 | 58.63 | 61.61 | 3 | 0
2020 | NEISO_2_NYISO_A-F | NEISO | NYISO_A-F | Internal | Winter | B16 | 25 | 600 | 0 | 70.44 | 72.97 | 3 | 0
2020 | NEISO_2_NYISO_A-F | NEISO | NYISO_A-F | Internal | Winter | B17 | 100 | 600 | 0 | 70.44 | 69.58 | 3 | 0
2020 | NEISO_2_NYISO_A-F | NEISO | NYISO_A-F | Internal | Winter | B18 | 400 | 600 | 0 | 69.42 | 68.24 | 3 | 0
2020 | NEISO_2_NYISO_A-F | NEISO | NYISO_A-F | Internal | Winter | B19 | 700 | 600 | 0 | 69.42 | 66.42 | 3 | 0
2020 | NEISO_2_NYISO_A-F | NEISO | NYISO_A-F | Internal | Winter | B20 | 935 | 600 | 0 | 69.42 | 66.42 | 3 | 0
2020 | NEISO_2_NYISO_G-I | NEISO | NYISO_G-I | Internal | Shoulder | B11 | 25 | 600 | 600 | 61.51 | 69.12 | 3 | 4.61
2020 | NEISO_2_NYISO_G-I | NEISO | NYISO_G-I | Internal | Shoulder | B12 | 200 | 600 | 600 | 61.51 | 65.65 | 3 | 1.13
2020 | NEISO_2_NYISO_G-I | NEISO | NYISO_G-I | Internal | Shoulder | B13 | 600 | 600 | 211.34 | 61.51 | 64.51 | 3 | 0
2020 | NEISO_2_NYISO_G-I | NEISO | NYISO_G-I | Internal | Shoulder | B14 | 900 | 600 | 0 | 61.51 | 62.64 | 3 | 0
2020 | NEISO_2_NYISO_G-I | NEISO | NYISO_G-I | Internal | Shoulder | B15 | 1203 | 600 | 0 | 61.51 | 62.64 | 3 | 0
2020 | NEISO_2_NYISO_G-I | NEISO | NYISO_G-I | Internal | Summer | B1 | 10 | 600 | 0 | 100.83 | 101.7 | 3 | 0
2020 | NEISO_2_NYISO_G-I | NEISO | NYISO_G-I | Internal | Summer | B2 | 25 | 600 | 0 | 94.78 | 97.77 | 3 | 0
2020 | NEISO_2_NYISO_G-I | NEISO | NYISO_G-I | Internal | Summer | B3 | 75 | 600 | 600 | 80.55 | 86.06 | 3 | 2.51
2020 | NEISO_2_NYISO_G-I | NEISO | NYISO_G-I | Internal | Summer | B4 | 100 | 600 | 600 | 75.93 | 83.54 | 3 | 4.61
2020 | NEISO_2_NYISO_G-I | NEISO | NYISO_G-I | Internal | Summer | B5 | 200 | 600 | 600 | 73.76 | 81.37 | 3 | 4.61
2020 | NEISO_2_NYISO_G-I | NEISO | NYISO_G-I | Internal | Summer | B6 | 300 | 600 | 600 | 59.03 | 66.63 | 3 | 4.61
2020 | NEISO_2_NYISO_G-I | NEISO | NYISO_G-I | Internal | Summer | B7 | 400 | 600 | 600 | 58.63 | 62.5 | 3 | 0.87
2020 | NEISO_2_NYISO_G-I | NEISO | NYISO_G-I | Internal | Summer | B8 | 500 | 600 | 600 | 58.63 | 62.5 | 3 | 0.87
2020 | NEISO_2_NYISO_G-I | NEISO | NYISO_G-I | Internal | Summer | B9 | 800 | 600 | 0 | 58.63 | 61.62 | 3 | 0
2020 | NEISO_2_NYISO_G-I | NEISO | NYISO_G-I | Internal | Summer | B10 | 1262 | 600 | 0 | 58.63 | 61.62 | 3 | 0
2020 | NEISO_2_NYISO_G-I | NEISO | NYISO_G-I | Internal | Winter | B16 | 25 | 600 | 600 | 70.44 | 76.83 | 3 | 3.38
2020 | NEISO_2_NYISO_G-I | NEISO | NYISO_G-I | Internal | Winter | B17 | 100 | 600 | 69.35 | 70.44 | 73.44 | 3 | 0
2020 | NEISO_2_NYISO_G-I | NEISO | NYISO_G-I | Internal | Winter | B18 | 400 | 600 | 0 | 69.42 | 72.1 | 3 | 0
2020 | NEISO_2_NYISO_G-I | NEISO | NYISO_G-I | Internal | Winter | B19 | 700 | 600 | 0 | 69.42 | 70.28 | 3 | 0
2020 | NEISO_2_NYISO_G-I | NEISO | NYISO_G-I | Internal | Winter | B20 | 935 | 600 | 0 | 69.42 | 69.79 | 3 | 0
2020 | NEISO_2_NYISO_J-K | NEISO | NYISO_J-K | Internal | Shoulder | B11 | 25 | 430 | 917.99 | 61.51 | 69.13 | 3 | 4.62
2020 | NEISO_2_NYISO_J-K | NEISO | NYISO_J-K | Internal | Shoulder | B12 | 200 | 430 | 430 | 61.51 | 65.66 | 3 | 1.15
2020 | NEISO_2_NYISO_J-K | NEISO | NYISO_J-K | Internal | Shoulder | B13 | 600 | 430 | 430 | 61.51 | 64.53 | 3 | 0.01
2020 | NEISO_2_NYISO_J-K | NEISO | NYISO_J-K | Internal | Shoulder | B14 | 900 | 430 | 0 | 61.51 | 62.65 | 3 | 0
2020 | NEISO_2_NYISO_J-K | NEISO | NYISO_J-K | Internal | Shoulder | B15 | 1203 | 430 | 0 | 61.51 | 62.65 | 3 | 0
2020 | NEISO_2_NYISO_J-K | NEISO | NYISO_J-K | Internal | Summer | B1 | 10 | 430 | 0 | 100.83 | 101.71 | 3 | 0
2020 | NEISO_2_NYISO_J-K | NEISO | NYISO_J-K | Internal | Summer | B2 | 25 | 430 | 340.64 | 94.78 | 97.78 | 3 | 0
2020 | NEISO_2_NYISO_J-K | NEISO | NYISO_J-K | Internal | Summer | B3 | 75 | 430 | 430 | 80.55 | 86.07 | 3 | 2.52
2020 | NEISO_2_NYISO_J-K | NEISO | NYISO_J-K | Internal | Summer | B4 | 100 | 430 | 488.39 | 75.93 | 83.55 | 3 | 4.62
2020 | NEISO_2_NYISO_J-K | NEISO | NYISO_J-K | Internal | Summer | B5 | 200 | 430 | 1634.71 | 73.76 | 81.38 | 3 | 4.62
2020 | NEISO_2_NYISO_J-K | NEISO | NYISO_J-K | Internal | Summer | B6 | 300 | 430 | 2269.63 | 59.03 | 66.64 | 3 | 4.62
2020 | NEISO_2_NYISO_J-K | NEISO | NYISO_J-K | Internal | Summer | B7 | 400 | 430 | 430 | 58.63 | 62.51 | 3 | 0.88
2020 | NEISO_2_NYISO_J-K | NEISO | NYISO_J-K | Internal | Summer | B8 | 500 | 430 | 430 | 58.63 | 62.51 | 3 | 0.88
2020 | NEISO_2_NYISO_J-K | NEISO | NYISO_J-K | Internal | Summer | B9 | 800 | 430 | 159.28 | 58.63 | 61.63 | 3 | 0
2020 | NEISO_2_NYISO_J-K | NEISO | NYISO_J-K | Internal | Summer | B10 | 1262 | 430 | 19.8 | 58.63 | 61.63 | 3 | 0
2020 | NEISO_2_NYISO_J-K | NEISO | NYISO_J-K | Internal | Winter | B16 | 25 | 430 | 430 | 70.44 | 76.84 | 3 | 3.4
2020 | NEISO_2_NYISO_J-K | NEISO | NYISO_J-K | Internal | Winter | B17 | 100 | 430 | 430 | 70.44 | 73.45 | 3 | 0.01
2020 | NEISO_2_NYISO_J-K | NEISO | NYISO_J-K | Internal | Winter | B18 | 400 | 430 | 0 | 69.42 | 72.12 | 3 | 0
2020 | NEISO_2_NYISO_J-K | NEISO | NYISO_J-K | Internal | Winter | B19 | 700 | 430 | 0 | 69.42 | 70.3 | 3 | 0
2020 | NEISO_2_NYISO_J-K | NEISO | NYISO_J-K | Internal | Winter | B20 | 935 | 430 | 0 | 69.42 | 69.81 | 3 | 0
2020 | NonRTO_Midwest_2_MISO_IN | NonRTO_Midwest | MISO_IN | Internal | Shoulder | B11 | 25 | 4450 | 0 | 84.57 | 76.57 | 8 | 0
2020 | NonRTO_Midwest_2_MISO_IN | NonRTO_Midwest | MISO_IN | Internal | Shoulder | B12 | 200 | 4450 | 0 | 76.43 | 68.43 | 8 | 0
2020 | NonRTO_Midwest_2_MISO_IN | NonRTO_Midwest | MISO_IN | Internal | Shoulder | B13 | 600 | 4450 | 0 | 68.08 | 64.98 | 8 | 0
2020 | NonRTO_Midwest_2_MISO_IN | NonRTO_Midwest | MISO_IN | Internal | Shoulder | B14 | 900 | 4450 | 0 | 65.39 | 62.53 | 8 | 0
2020 | NonRTO_Midwest_2_MISO_IN | NonRTO_Midwest | MISO_IN | Internal | Shoulder | B15 | 1203 | 4450 | 0 | 62.5 | 59.38 | 8 | 0
2020 | NonRTO_Midwest_2_MISO_IN | NonRTO_Midwest | MISO_IN | Internal | Summer | B1 | 10 | 4450 | 0 | 108.46 | 101.91 | 8 | 0
2020 | NonRTO_Midwest_2_MISO_IN | NonRTO_Midwest | MISO_IN | Internal | Summer | B2 | 25 | 4450 | 0 | 108.46 | 100.46 | 8 | 0
2020 | NonRTO_Midwest_2_MISO_IN | NonRTO_Midwest | MISO_IN | Internal | Summer | B3 | 75 | 4450 | 0 | 107.15 | 99.15 | 8 | 0
2020 | NonRTO_Midwest_2_MISO_IN | NonRTO_Midwest | MISO_IN | Internal | Summer | B4 | 100 | 4450 | 0 | 105.35 | 97.35 | 8 | 0
2020 | NonRTO_Midwest_2_MISO_IN | NonRTO_Midwest | MISO_IN | Internal | Summer | B5 | 200 | 4450 | 0 | 96.36 | 88.36 | 8 | 0
2020 | NonRTO_Midwest_2_MISO_IN | NonRTO_Midwest | MISO_IN | Internal | Summer | B6 | 300 | 4450 | 0 | 81.01 | 73.01 | 8 | 0
2020 | NonRTO_Midwest_2_MISO_IN | NonRTO_Midwest | MISO_IN | Internal | Summer | B7 | 400 | 4450 | 0 | 65.39 | 63.53 | 8 | 0
2020 | NonRTO_Midwest_2_MISO_IN | NonRTO_Midwest | MISO_IN | Internal | Summer | B8 | 500 | 4450 | 0 | 64.91 | 61.09 | 8 | 0
2020 | NonRTO_Midwest_2_MISO_IN | NonRTO_Midwest | MISO_IN | Internal | Summer | B9 | 800 | 4450 | 0 | 62.5 | 59.18 | 8 | 0
2020 | NonRTO_Midwest_2_MISO_IN | NonRTO_Midwest | MISO_IN | Internal | Summer | B10 | 1262 | 4450 | 0 | 61.53 | 57.37 | 8 | 0
2020 | NonRTO_Midwest_2_MISO_IN | NonRTO_Midwest | MISO_IN | Internal | Winter | B16 | 25 | 4450 | 0 | 87.11 | 79.11 | 8 | 0
2020 | NonRTO_Midwest_2_MISO_IN | NonRTO_Midwest | MISO_IN | Internal | Winter | B17 | 100 | 4450 | 0 | 80.45 | 72.45 | 8 | 0
2020 | NonRTO_Midwest_2_MISO_IN | NonRTO_Midwest | MISO_IN | Internal | Winter | B18 | 400 | 4450 | 0 | 75.53 | 67.53 | 8 | 0
2020 | NonRTO_Midwest_2_MISO_IN | NonRTO_Midwest | MISO_IN | Internal | Winter | B19 | 700 | 4450 | 0 | 65.39 | 65.6 | 8 | 0
2020 | NonRTO_Midwest_2_MISO_IN | NonRTO_Midwest | MISO_IN | Internal | Winter | B20 | 935 | 4450 | 0 | 64.91 | 60.85 | 8 | 0
2020 | NonRTO_Midwest_2_TVA_Transmission | NonRTO_Midwest | TVA_Transmission | Internal | Shoulder | B11 | 25 | 2400 | 0 | 84.57 | 83.8 | 8 | 0
2020 | NonRTO_Midwest_2_TVA_Transmission | NonRTO_Midwest | TVA_Transmission | Internal | Shoulder | B12 | 200 | 2400 | 0 | 76.43 | 72.96 | 8 | 0
2020 | NonRTO_Midwest_2_TVA_Transmission | NonRTO_Midwest | TVA_Transmission | Internal | Shoulder | B13 | 600 | 2400 | 0 | 68.08 | 70.26 | 8 | 0
2020 | NonRTO_Midwest_2_TVA_Transmission | NonRTO_Midwest | TVA_Transmission | Internal | Shoulder | B14 | 900 | 2400 | 0 | 65.39 | 69.08 | 8 | 0
2020 | NonRTO_Midwest_2_TVA_Transmission | NonRTO_Midwest | TVA_Transmission | Internal | Shoulder | B15 | 1203 | 2400 | 0 | 62.5 | 67.24 | 8 | 0
2020 | NonRTO_Midwest_2_TVA_Transmission | NonRTO_Midwest | TVA_Transmission | Internal | Summer | B1 | 10 | 2400 | 0 | 108.46 | 111.82 | 8 | 0
2020 | NonRTO_Midwest_2_TVA_Transmission | NonRTO_Midwest | TVA_Transmission | Internal | Summer | B2 | 25 | 2400 | 0 | 108.46 | 108.48 | 8 | 0
2020 | NonRTO_Midwest_2_TVA_Transmission | NonRTO_Midwest | TVA_Transmission | Internal | Summer | B3 | 75 | 2400 | 0 | 107.15 | 107.15 | 8 | 0
2020 | NonRTO_Midwest_2_TVA_Transmission | NonRTO_Midwest | TVA_Transmission | Internal | Summer | B4 | 100 | 2400 | 0 | 105.35 | 104.21 | 8 | 0
2020 | NonRTO_Midwest_2_TVA_Transmission | NonRTO_Midwest | TVA_Transmission | Internal | Summer | B5 | 200 | 2400 | 0 | 96.36 | 95.8 | 8 | 0
2020 | NonRTO_Midwest_2_TVA_Transmission | NonRTO_Midwest | TVA_Transmission | Internal | Summer | B6 | 300 | 2400 | 0 | 81.01 | 81.35 | 8 | 0
2020 | NonRTO_Midwest_2_TVA_Transmission | NonRTO_Midwest | TVA_Transmission | Internal | Summer | B7 | 400 | 2400 | 0 | 65.39 | 71.32 | 8 | 0
2020 | NonRTO_Midwest_2_TVA_Transmission | NonRTO_Midwest | TVA_Transmission | Internal | Summer | B8 | 500 | 2400 | 0 | 64.91 | 68.69 | 8 | 0
2020 | NonRTO_Midwest_2_TVA_Transmission | NonRTO_Midwest | TVA_Transmission | Internal | Summer | B9 | 800 | 2400 | 0 | 62.5 | 66.6 | 8 | 0
2020 | NonRTO_Midwest_2_TVA_Transmission | NonRTO_Midwest | TVA_Transmission | Internal | Summer | B10 | 1262 | 2400 | 0 | 61.53 | 64.49 | 8 | 0
2020 | NonRTO_Midwest_2_TVA_Transmission | NonRTO_Midwest | TVA_Transmission | Internal | Winter | B16 | 25 | 2400 | 0 | 87.11 | 84.43 | 8 | 0
2020 | NonRTO_Midwest_2_TVA_Transmission | NonRTO_Midwest | TVA_Transmission | Internal | Winter | B17 | 100 | 2400 | 0 | 80.45 | 77.43 | 8 | 0
2020 | NonRTO_Midwest_2_TVA_Transmission | NonRTO_Midwest | TVA_Transmission | Internal | Winter | B18 | 400 | 2400 | 0 | 75.53 | 73.04 | 8 | 0
2020 | NonRTO_Midwest_2_TVA_Transmission | NonRTO_Midwest | TVA_Transmission | Internal | Winter | B19 | 700 | 2400 | 0 | 65.39 | 71.26 | 8 | 0
2020 | NonRTO_Midwest_2_TVA_Transmission | NonRTO_Midwest | TVA_Transmission | Internal | Winter | B20 | 935 | 2400 | 0 | 64.91 | 69.07 | 8 | 0
2020 | NYISO_A-F_2_IESO | NYISO_A-F | IESO | Internal | Shoulder | B11 | 25 | 1600 | 0 | 65.26 | 13.92 | 7 | 0
2020 | NYISO_A-F_2_IESO | NYISO_A-F | IESO | Internal | Shoulder | B12 | 200 | 1600 | 0 | 64.35 | 13.92 | 7 | 0
2020 | NYISO_A-F_2_IESO | NYISO_A-F | IESO | Internal | Shoulder | B13 | 600 | 1600 | 0 | 64.03 | 13.92 | 7 | 0
2020 | NYISO_A-F_2_IESO | NYISO_A-F | IESO | Internal | Shoulder | B14 | 900 | 1600 | 0 | 62.62 | 13.92 | 7 | 0
2020 | NYISO_A-F_2_IESO | NYISO_A-F | IESO | Internal | Shoulder | B15 | 1203 | 1600 | 0 | 62.62 | 13.92 | 7 | 0
2020 | NYISO_A-F_2_IESO | NYISO_A-F | IESO | Internal | Summer | B1 | 10 | 1600 | 0 | 97.83 | 90.83 | 7 | 0
2020 | NYISO_A-F_2_IESO | NYISO_A-F | IESO | Internal | Summer | B2 | 25 | 1600 | 0 | 93.9 | 86.9 | 7 | 0
2020 | NYISO_A-F_2_IESO | NYISO_A-F | IESO | Internal | Summer | B3 | 75 | 1600 | 0 | 82.2 | 71.54 | 7 | 0
2020 | NYISO_A-F_2_IESO | NYISO_A-F | IESO | Internal | Summer | B4 | 100 | 1600 | 0 | 79.68 | 47.04 | 7 | 0
2020 | NYISO_A-F_2_IESO | NYISO_A-F | IESO | Internal | Summer | B5 | 200 | 1600 | 0 | 77.51 | 10.97 | 7 | 0
2020 | NYISO_A-F_2_IESO | NYISO_A-F | IESO | Internal | Summer | B6 | 300 | 1600 | 0 | 62.77 | 10.97 | 7 | 0
2020 | NYISO_A-F_2_IESO | NYISO_A-F | IESO | Internal | Summer | B7 | 400 | 1600 | 0 | 61.63 | 10.97 | 7 | 0
2020 | NYISO_A-F_2_IESO | NYISO_A-F | IESO | Internal | Summer | B8 | 500 | 1600 | 0 | 61.61 | 10.97 | 7 | 0
2020 | NYISO_A-F_2_IESO | NYISO_A-F | IESO | Internal | Summer | B9 | 800 | 1600 | 0 | 61.61 | 10.97 | 7 | 0
2020 | NYISO_A-F_2_IESO | NYISO_A-F | IESO | Internal | Summer | B10 | 1262 | 1600 | 0 | 61.61 | 10.97 | 7 | 0
2020 | NYISO_A-F_2_IESO | NYISO_A-F | IESO | Internal | Winter | B16 | 25 | 1600 | 0 | 72.97 | 49.81 | 7 | 0
2020 | NYISO_A-F_2_IESO | NYISO_A-F | IESO | Internal | Winter | B17 | 100 | 1600 | 0 | 69.58 | 49.81 | 7 | 0
2020 | NYISO_A-F_2_IESO | NYISO_A-F | IESO | Internal | Winter | B18 | 400 | 1600 | 0 | 68.24 | 49.81 | 7 | 0
2020 | NYISO_A-F_2_IESO | NYISO_A-F | IESO | Internal | Winter | B19 | 700 | 1600 | 0 | 66.42 | 49.81 | 7 | 0
2020 | NYISO_A-F_2_IESO | NYISO_A-F | IESO | Internal | Winter | B20 | 935 | 1600 | 0 | 66.42 | 49.81 | 7 | 0
2020 | NYISO_A-F_2_NEISO | NYISO_A-F | NEISO | Internal | Shoulder | B11 | 25 | 600 | 0 | 65.26 | 61.51 | 3 | 0
2020 | NYISO_A-F_2_NEISO | NYISO_A-F | NEISO | Internal | Shoulder | B12 | 200 | 600 | 0 | 64.35 | 61.51 | 3 | 0
2020 | NYISO_A-F_2_NEISO | NYISO_A-F | NEISO | Internal | Shoulder | B13 | 600 | 600 | 0 | 64.03 | 61.51 | 3 | 0
2020 | NYISO_A-F_2_NEISO | NYISO_A-F | NEISO | Internal | Shoulder | B14 | 900 | 600 | 0 | 62.62 | 61.51 | 3 | 0
2020 | NYISO_A-F_2_NEISO | NYISO_A-F | NEISO | Internal | Shoulder | B15 | 1203 | 600 | 0 | 62.62 | 61.51 | 3 | 0
2020 | NYISO_A-F_2_NEISO | NYISO_A-F | NEISO | Internal | Summer | B1 | 10 | 600 | 87.7 | 97.83 | 100.83 | 3 | 0
2020 | NYISO_A-F_2_NEISO | NYISO_A-F | NEISO | Internal | Summer | B2 | 25 | 600 | 0 | 93.9 | 94.78 | 3 | 0
2020 | NYISO_A-F_2_NEISO | NYISO_A-F | NEISO | Internal | Summer | B3 | 75 | 600 | 0 | 82.2 | 80.55 | 3 | 0
2020 | NYISO_A-F_2_NEISO | NYISO_A-F | NEISO | Internal | Summer | B4 | 100 | 600 | 0 | 79.68 | 75.93 | 3 | 0
2020 | NYISO_A-F_2_NEISO | NYISO_A-F | NEISO | Internal | Summer | B5 | 200 | 600 | 0 | 77.51 | 73.76 | 3 | 0
2020 | NYISO_A-F_2_NEISO | NYISO_A-F | NEISO | Internal | Summer | B6 | 300 | 600 | 0 | 62.77 | 59.03 | 3 | 0
2020 | NYISO_A-F_2_NEISO | NYISO_A-F | NEISO | Internal | Summer | B7 | 400 | 600 | 0 | 61.63 | 58.63 | 3 | 0
2020 | NYISO_A-F_2_NEISO | NYISO_A-F | NEISO | Internal | Summer | B8 | 500 | 600 | 0 | 61.61 | 58.63 | 3 | 0
2020 | NYISO_A-F_2_NEISO | NYISO_A-F | NEISO | Internal | Summer | B9 | 800 | 600 | 0 | 61.61 | 58.63 | 3 | 0
2020 | NYISO_A-F_2_NEISO | NYISO_A-F | NEISO | Internal | Summer | B10 | 1262 | 600 | 0 | 61.61 | 58.63 | 3 | 0
2020 | NYISO_A-F_2_NEISO | NYISO_A-F | NEISO | Internal | Winter | B16 | 25 | 600 | 0 | 72.97 | 70.44 | 3 | 0
2020 | NYISO_A-F_2_NEISO | NYISO_A-F | NEISO | Internal | Winter | B17 | 100 | 600 | 0 | 69.58 | 70.44 | 3 | 0
2020 | NYISO_A-F_2_NEISO | NYISO_A-F | NEISO | Internal | Winter | B18 | 400 | 600 | 0 | 68.24 | 69.42 | 3 | 0
2020 | NYISO_A-F_2_NEISO | NYISO_A-F | NEISO | Internal | Winter | B19 | 700 | 600 | 27.94 | 66.42 | 69.42 | 3 | 0
2020 | NYISO_A-F_2_NEISO | NYISO_A-F | NEISO | Internal | Winter | B20 | 935 | 600 | 23.6 | 66.42 | 69.42 | 3 | 0
2020 | NYISO_A-F_2_NYISO_G-I | NYISO_A-F | NYISO_G-I | Internal | Shoulder | B11 | 25 | 4250 | 4677.02 | 65.26 | 69.12 | 0.01 | 3.85
2020 | NYISO_A-F_2_NYISO_G-I | NYISO_A-F | NYISO_G-I | Internal | Shoulder | B12 | 200 | 4250 | 4250 | 64.35 | 65.65 | 0.01 | 1.29
2020 | NYISO_A-F_2_NYISO_G-I | NYISO_A-F | NYISO_G-I | Internal | Shoulder | B13 | 600 | 4250 | 4250 | 64.03 | 64.51 | 0.01 | 0.48
2020 | NYISO_A-F_2_NYISO_G-I | NYISO_A-F | NYISO_G-I | Internal | Shoulder | B14 | 900 | 4250 | 4115.84 | 62.62 | 62.64 | 0.01 | 0
2020 | NYISO_A-F_2_NYISO_G-I | NYISO_A-F | NYISO_G-I | Internal | Shoulder | B15 | 1203 | 4250 | 2532.44 | 62.62 | 62.64 | 0.01 | 0
2020 | NYISO_A-F_2_NYISO_G-I | NYISO_A-F | NYISO_G-I | Internal | Summer | B1 | 10 | 4250 | 6675.02 | 97.83 | 101.7 | 0.01 | 3.85
2020 | NYISO_A-F_2_NYISO_G-I | NYISO_A-F | NYISO_G-I | Internal | Summer | B2 | 25 | 4250 | 5740.8 | 93.9 | 97.77 | 0.01 | 3.85
2020 | NYISO_A-F_2_NYISO_G-I | NYISO_A-F | NYISO_G-I | Internal | Summer | B3 | 75 | 4250 | 4885.37 | 82.2 | 86.06 | 0.01 | 3.85
2020 | NYISO_A-F_2_NYISO_G-I | NYISO_A-F | NYISO_G-I | Internal | Summer | B4 | 100 | 4250 | 5854.01 | 79.68 | 83.54 | 0.01 | 3.85
2020 | NYISO_A-F_2_NYISO_G-I | NYISO_A-F | NYISO_G-I | Internal | Summer | B5 | 200 | 4250 | 6224.6 | 77.51 | 81.37 | 0.01 | 3.85
2020 | NYISO_A-F_2_NYISO_G-I | NYISO_A-F | NYISO_G-I | Internal | Summer | B6 | 300 | 4250 | 4575.02 | 62.77 | 66.63 | 0.01 | 3.85
2020 | NYISO_A-F_2_NYISO_G-I | NYISO_A-F | NYISO_G-I | Internal | Summer | B7 | 400 | 4250 | 4250 | 61.63 | 62.5 | 0.01 | 0.86
2020 | NYISO_A-F_2_NYISO_G-I | NYISO_A-F | NYISO_G-I | Internal | Summer | B8 | 500 | 4250 | 4250 | 61.61 | 62.5 | 0.01 | 0.88
2020 | NYISO_A-F_2_NYISO_G-I | NYISO_A-F | NYISO_G-I | Internal | Summer | B9 | 800 | 4250 | 4201.8 | 61.61 | 61.62 | 0.01 | 0
2020 | NYISO_A-F_2_NYISO_G-I | NYISO_A-F | NYISO_G-I | Internal | Summer | B10 | 1262 | 4250 | 2152.22 | 61.61 | 61.62 | 0.01 | 0
2020 | NYISO_A-F_2_NYISO_G-I | NYISO_A-F | NYISO_G-I | Internal | Winter | B16 | 25 | 4250 | 5564.16 | 72.97 | 76.83 | 0.01 | 3.85
2020 | NYISO_A-F_2_NYISO_G-I | NYISO_A-F | NYISO_G-I | Internal | Winter | B17 | 100 | 4250 | 5098.05 | 69.58 | 73.44 | 0.01 | 3.85
2020 | NYISO_A-F_2_NYISO_G-I | NYISO_A-F | NYISO_G-I | Internal | Winter | B18 | 400 | 4250 | 6364.83 | 68.24 | 72.1 | 0.01 | 3.85
2020 | NYISO_A-F_2_NYISO_G-I | NYISO_A-F | NYISO_G-I | Internal | Winter | B19 | 700 | 4250 | 6323.36 | 66.42 | 70.28 | 0.01 | 3.85
2020 | NYISO_A-F_2_NYISO_G-I | NYISO_A-F | NYISO_G-I | Internal | Winter | B20 | 935 | 4250 | 4250 | 66.42 | 69.79 | 0.01 | 3.37
2020 | NYISO_A-F_2_PJM_ROM | NYISO_A-F | PJM_ROM | Internal | Shoulder | B11 | 25 | 1000 | 1000 | 65.26 | 79.21 | 8 | 5.95
2020 | NYISO_A-F_2_PJM_ROM | NYISO_A-F | PJM_ROM | Internal | Shoulder | B12 | 200 | 1000 | 454.95 | 64.35 | 72.35 | 8 | 0
2020 | NYISO_A-F_2_PJM_ROM | NYISO_A-F | PJM_ROM | Internal | Shoulder | B13 | 600 | 1000 | 0 | 64.03 | 68.59 | 8 | 0
2020 | NYISO_A-F_2_PJM_ROM | NYISO_A-F | PJM_ROM | Internal | Shoulder | B14 | 900 | 1000 | 0 | 62.62 | 65.31 | 8 | 0
2020 | NYISO_A-F_2_PJM_ROM | NYISO_A-F | PJM_ROM | Internal | Shoulder | B15 | 1203 | 1000 | 0 | 62.62 | 61.41 | 8 | 0
2020 | NYISO_A-F_2_PJM_ROM | NYISO_A-F | PJM_ROM | Internal | Summer | B1 | 10 | 1000 | 620.76 | 97.83 | 105.83 | 8 | 0
2020 | NYISO_A-F_2_PJM_ROM | NYISO_A-F | PJM_ROM | Internal | Summer | B2 | 25 | 1000 | 1000 | 93.9 | 102.49 | 8 | 0.58
2020 | NYISO_A-F_2_PJM_ROM | NYISO_A-F | PJM_ROM | Internal | Summer | B3 | 75 | 1000 | 1000 | 82.2 | 101.14 | 8 | 10.94
2020 | NYISO_A-F_2_PJM_ROM | NYISO_A-F | PJM_ROM | Internal | Summer | B4 | 100 | 1000 | 1000 | 79.68 | 98.2 | 8 | 10.52
2020 | NYISO_A-F_2_PJM_ROM | NYISO_A-F | PJM_ROM | Internal | Summer | B5 | 200 | 1000 | 1000 | 77.51 | 90.38 | 8 | 4.87
2020 | NYISO_A-F_2_PJM_ROM | NYISO_A-F | PJM_ROM | Internal | Summer | B6 | 300 | 1000 | 1000 | 62.77 | 76.36 | 8 | 5.59
2020 | NYISO_A-F_2_PJM_ROM | NYISO_A-F | PJM_ROM | Internal | Summer | B7 | 400 | 1000 | 0 | 61.63 | 66.88 | 8 | 0
2020 | NYISO_A-F_2_PJM_ROM | NYISO_A-F | PJM_ROM | Internal | Summer | B8 | 500 | 1000 | 0 | 61.61 | 64.16 | 8 | 0
2020 | NYISO_A-F_2_PJM_ROM | NYISO_A-F | PJM_ROM | Internal | Summer | B9 | 800 | 1000 | 0 | 61.61 | 61.9 | 8 | 0
2020 | NYISO_A-F_2_PJM_ROM | NYISO_A-F | PJM_ROM | Internal | Summer | B10 | 1262 | 1000 | 0 | 61.61 | 60.19 | 8 | 0
2020 | NYISO_A-F_2_PJM_ROM | NYISO_A-F | PJM_ROM | Internal | Winter | B16 | 25 | 1000 | 1000 | 72.97 | 87.45 | 8 | 6.48
2020 | NYISO_A-F_2_PJM_ROM | NYISO_A-F | PJM_ROM | Internal | Winter | B17 | 100 | 1000 | 1000 | 69.58 | 78.59 | 8 | 1.01
2020 | NYISO_A-F_2_PJM_ROM | NYISO_A-F | PJM_ROM | Internal | Winter | B18 | 400 | 1000 | 0 | 68.24 | 74.33 | 8 | 0
2020 | NYISO_A-F_2_PJM_ROM | NYISO_A-F | PJM_ROM | Internal | Winter | B19 | 700 | 1000 | 0 | 66.42 | 69.56 | 8 | 0
2020 | NYISO_A-F_2_PJM_ROM | NYISO_A-F | PJM_ROM | Internal | Winter | B20 | 935 | 1000 | 0 | 66.42 | 63.78 | 8 | 0
2020 | NYISO_G-I_2_NYISO_J-K | NYISO_G-I | NYISO_J-K | Internal | Shoulder | B11 | 25 | 6130 | 3860.67 | 69.12 | 69.13 | 0.01 | 0
2020 | NYISO_G-I_2_NYISO_J-K | NYISO_G-I | NYISO_J-K | Internal | Shoulder | B12 | 200 | 6130 | 4980.74 | 65.65 | 65.66 | 0.01 | 0
2020 | NYISO_G-I_2_NYISO_J-K | NYISO_G-I | NYISO_J-K | Internal | Shoulder | B13 | 600 | 6130 | 4712.29 | 64.51 | 64.53 | 0.01 | 0
2020 | NYISO_G-I_2_NYISO_J-K | NYISO_G-I | NYISO_J-K | Internal | Shoulder | B14 | 900 | 6130 | 4431.47 | 62.64 | 62.65 | 0.01 | 0
2020 | NYISO_G-I_2_NYISO_J-K | NYISO_G-I | NYISO_J-K | Internal | Shoulder | B15 | 1203 | 6130 | 2790.76 | 62.64 | 62.65 | 0.01 | 0
2020 | NYISO_G-I_2_NYISO_J-K | NYISO_G-I | NYISO_J-K | Internal | Summer | B1 | 10 | 6130 | 5992.08 | 101.7 | 101.71 | 0.01 | 0
2020 | NYISO_G-I_2_NYISO_J-K | NYISO_G-I | NYISO_J-K | Internal | Summer | B2 | 25 | 6130 | 5210.61 | 97.77 | 97.78 | 0.01 | 0
2020 | NYISO_G-I_2_NYISO_J-K | NYISO_G-I | NYISO_J-K | Internal | Summer | B3 | 75 | 6130 | 3846.78 | 86.06 | 86.07 | 0.01 | 0
2020 | NYISO_G-I_2_NYISO_J-K | NYISO_G-I | NYISO_J-K | Internal | Summer | B4 | 100 | 6130 | 5071.82 | 83.54 | 83.55 | 0.01 | 0
2020 | NYISO_G-I_2_NYISO_J-K | NYISO_G-I | NYISO_J-K | Internal | Summer | B5 | 200 | 6130 | 5574.63 | 81.37 | 81.38 | 0.01 | 0
2020 | NYISO_G-I_2_NYISO_J-K | NYISO_G-I | NYISO_J-K | Internal | Summer | B6 | 300 | 6130 | 4113.4 | 66.63 | 66.64 | 0.01 | 0
2020 | NYISO_G-I_2_NYISO_J-K | NYISO_G-I | NYISO_J-K | Internal | Summer | B7 | 400 | 6130 | 5452.82 | 62.5 | 62.51 | 0.01 | 0
2020 | NYISO_G-I_2_NYISO_J-K | NYISO_G-I | NYISO_J-K | Internal | Summer | B8 | 500 | 6130 | 5600.92 | 62.5 | 62.51 | 0.01 | 0
2020 | NYISO_G-I_2_NYISO_J-K | NYISO_G-I | NYISO_J-K | Internal | Summer | B9 | 800 | 6130 | 5155.33 | 61.62 | 61.63 | 0.01 | 0
2020 | NYISO_G-I_2_NYISO_J-K | NYISO_G-I | NYISO_J-K | Internal | Summer | B10 | 1262 | 6130 | 3544.73 | 61.62 | 61.63 | 0.01 | 0
2020 | NYISO_G-I_2_NYISO_J-K | NYISO_G-I | NYISO_J-K | Internal | Winter | B16 | 25 | 6130 | 5267.63 | 76.83 | 76.84 | 0.01 | 0
2020 | NYISO_G-I_2_NYISO_J-K | NYISO_G-I | NYISO_J-K | Internal | Winter | B17 | 100 | 6130 | 5876.89 | 73.44 | 73.45 | 0.01 | 0
2020 | NYISO_G-I_2_NYISO_J-K | NYISO_G-I | NYISO_J-K | Internal | Winter | B18 | 400 | 6130 | 7140.31 | 72.1 | 72.12 | 0.01 | 0.01
2020 | NYISO_G-I_2_NYISO_J-K | NYISO_G-I | NYISO_J-K | Internal | Winter | B19 | 700 | 6130 | 7266.43 | 70.28 | 70.3 | 0.01 | 0.01
2020 | NYISO_G-I_2_NYISO_J-K | NYISO_G-I | NYISO_J-K | Internal | Winter | B20 | 935 | 6130 | 5287.35 | 69.79 | 69.81 | 0.01 | 0
2020 | NYISO_G-I_2_PJM_E | NYISO_G-I | PJM_E | Internal | Shoulder | B11 | 25 | 1500 | 1500 | 69.12 | 79.2 | 8 | 2.08
2020 | NYISO_G-I_2_PJM_E | NYISO_G-I | PJM_E | Internal | Shoulder | B12 | 200 | 1500 | 0 | 65.65 | 72.34 | 8 | 0
2020 | NYISO_G-I_2_PJM_E | NYISO_G-I | PJM_E | Internal | Shoulder | B13 | 600 | 1500 | 0 | 64.51 | 68.58 | 8 | 0
2020 | NYISO_G-I_2_PJM_E | NYISO_G-I | PJM_E | Internal | Shoulder | B14 | 900 | 1500 | 0 | 62.64 | 65.3 | 8 | 0
2020 | NYISO_G-I_2_PJM_E | NYISO_G-I | PJM_E | Internal | Shoulder | B15 | 1203 | 1500 | 0 | 62.64 | 61.39 | 8 | 0
2020 | NYISO_G-I_2_PJM_E | NYISO_G-I | PJM_E | Internal | Summer | B1 | 10 | 1500 | 0 | 101.7 | 105.85 | 8 | 0
2020 | NYISO_G-I_2_PJM_E | NYISO_G-I | PJM_E | Internal | Summer | B2 | 25 | 1500 | 0 | 97.77 | 102.48 | 8 | 0
2020 | NYISO_G-I_2_PJM_E | NYISO_G-I | PJM_E | Internal | Summer | B3 | 75 | 1500 | 1500 | 86.06 | 101.12 | 8 | 7.07
2020 | NYISO_G-I_2_PJM_E | NYISO_G-I | PJM_E | Internal | Summer | B4 | 100 | 1500 | 1500 | 83.54 | 98.19 | 8 | 6.65
2020 | NYISO_G-I_2_PJM_E | NYISO_G-I | PJM_E | Internal | Summer | B5 | 200 | 1500 | 1500 | 81.37 | 90.37 | 8 | 1
2020 | NYISO_G-I_2_PJM_E | NYISO_G-I | PJM_E | Internal | Summer | B6 | 300 | 1500 | 1500 | 66.63 | 76.34 | 8 | 1.71
2020 | NYISO_G-I_2_PJM_E | NYISO_G-I | PJM_E | Internal | Summer | B7 | 400 | 1500 | 0 | 62.5 | 66.86 | 8 | 0
2020 | NYISO_G-I_2_PJM_E | NYISO_G-I | PJM_E | Internal | Summer | B8 | 500 | 1500 | 0 | 62.5 | 64.14 | 8 | 0
2020 | NYISO_G-I_2_PJM_E | NYISO_G-I | PJM_E | Internal | Summer | B9 | 800 | 1500 | 0 | 61.62 | 61.88 | 8 | 0
2020 | NYISO_G-I_2_PJM_E | NYISO_G-I | PJM_E | Internal | Summer | B10 | 1262 | 1500 | 0 | 61.62 | 60.18 | 8 | 0
2020 | NYISO_G-I_2_PJM_E | NYISO_G-I | PJM_E | Internal | Winter | B16 | 25 | 1500 | 1500 | 76.83 | 87.43 | 8 | 2.61
2020 | NYISO_G-I_2_PJM_E | NYISO_G-I | PJM_E | Internal | Winter | B17 | 100 | 1500 | 0 | 73.44 | 78.58 | 8 | 0
2020 | NYISO_G-I_2_PJM_E | NYISO_G-I | PJM_E | Internal | Winter | B18 | 400 | 1500 | 0 | 72.1 | 74.35 | 8 | 0
2020 | NYISO_G-I_2_PJM_E | NYISO_G-I | PJM_E | Internal | Winter | B19 | 700 | 1500 | 0 | 70.28 | 69.57 | 8 | 0
2020 | NYISO_G-I_2_PJM_E | NYISO_G-I | PJM_E | Internal | Winter | B20 | 935 | 1500 | 0 | 69.79 | 63.79 | 8 | 0
2020 | PJM_E_2_NYISO_G-I | PJM_E | NYISO_G-I | Internal | Shoulder | B11 | 25 | 500 | 0 | 79.2 | 69.12 | 6 | 0
2020 | PJM_E_2_NYISO_G-I | PJM_E | NYISO_G-I | Internal | Shoulder | B12 | 200 | 500 | 0 | 72.34 | 65.65 | 6 | 0
2020 | PJM_E_2_NYISO_G-I | PJM_E | NYISO_G-I | Internal | Shoulder | B13 | 600 | 500 | 0 | 68.58 | 64.51 | 6 | 0
2020 | PJM_E_2_NYISO_G-I | PJM_E | NYISO_G-I | Internal | Shoulder | B14 | 900 | 500 | 0 | 65.3 | 62.64 | 6 | 0
2020 | PJM_E_2_NYISO_G-I | PJM_E | NYISO_G-I | Internal | Shoulder | B15 | 1203 | 500 | 0 | 61.39 | 62.64 | 6 | 0
2020 | PJM_E_2_NYISO_G-I | PJM_E | NYISO_G-I | Internal | Summer | B1 | 10 | 500 | 0 | 105.85 | 101.7 | 6 | 0
2020 | PJM_E_2_NYISO_G-I | PJM_E | NYISO_G-I | Internal | Summer | B2 | 25 | 500 | 0 | 102.48 | 97.77 | 6 | 0
2020 | PJM_E_2_NYISO_G-I | PJM_E | NYISO_G-I | Internal | Summer | B3 | 75 | 500 | 0 | 101.12 | 86.06 | 6 | 0
2020 | PJM_E_2_NYISO_G-I | PJM_E | NYISO_G-I | Internal | Summer | B4 | 100 | 500 | 0 | 98.19 | 83.54 | 6 | 0
2020 | PJM_E_2_NYISO_G-I | PJM_E | NYISO_G-I | Internal | Summer | B5 | 200 | 500 | 0 | 90.37 | 81.37 | 6 | 0
2020 | PJM_E_2_NYISO_G-I | PJM_E | NYISO_G-I | Internal | Summer | B6 | 300 | 500 | 0 | 76.34 | 66.63 | 6 | 0
2020 | PJM_E_2_NYISO_G-I | PJM_E | NYISO_G-I | Internal | Summer | B7 | 400 | 500 | 0 | 66.86 | 62.5 | 6 | 0
2020 | PJM_E_2_NYISO_G-I | PJM_E | NYISO_G-I | Internal | Summer | B8 | 500 | 500 | 0 | 64.14 | 62.5 | 6 | 0
2020 | PJM_E_2_NYISO_G-I | PJM_E | NYISO_G-I | Internal | Summer | B9 | 800 | 500 | 0 | 61.88 | 61.62 | 6 | 0
2020 | PJM_E_2_NYISO_G-I | PJM_E | NYISO_G-I | Internal | Summer | B10 | 1262 | 500 | 0 | 60.18 | 61.62 | 6 | 0
2020 | PJM_E_2_NYISO_G-I | PJM_E | NYISO_G-I | Internal | Winter | B16 | 25 | 500 | 0 | 87.43 | 76.83 | 6 | 0
2020 | PJM_E_2_NYISO_G-I | PJM_E | NYISO_G-I | Internal | Winter | B17 | 100 | 500 | 0 | 78.58 | 73.44 | 6 | 0
2020 | PJM_E_2_NYISO_G-I | PJM_E | NYISO_G-I | Internal | Winter | B18 | 400 | 500 | 0 | 74.35 | 72.1 | 6 | 0
2020 | PJM_E_2_NYISO_G-I | PJM_E | NYISO_G-I | Internal | Winter | B19 | 700 | 500 | 0 | 69.57 | 70.28 | 6 | 0
2020 | PJM_E_2_NYISO_G-I | PJM_E | NYISO_G-I | Internal | Winter | B20 | 935 | 500 | 326.42 | 63.79 | 69.79 | 6 | 0
2020 | PJM_E_2_NYISO_J-K | PJM_E | NYISO_J-K | Internal | Shoulder | B11 | 25 | 330 | 0 | 79.2 | 69.13 | 6 | 0
2020 | PJM_E_2_NYISO_J-K | PJM_E | NYISO_J-K | Internal | Shoulder | B12 | 200 | 330 | 0 | 72.34 | 65.66 | 6 | 0
2020 | PJM_E_2_NYISO_J-K | PJM_E | NYISO_J-K | Internal | Shoulder | B13 | 600 | 330 | 0 | 68.58 | 64.53 | 6 | 0
2020 | PJM_E_2_NYISO_J-K | PJM_E | NYISO_J-K | Internal | Shoulder | B14 | 900 | 330 | 0 | 65.3 | 62.65 | 6 | 0
2020 | PJM_E_2_NYISO_J-K | PJM_E | NYISO_J-K | Internal | Shoulder | B15 | 1203 | 330 | 0 | 61.39 | 62.65 | 6 | 0
2020 | PJM_E_2_NYISO_J-K | PJM_E | NYISO_J-K | Internal | Summer | B1 | 10 | 330 | 0 | 105.85 | 101.71 | 6 | 0
2020 | PJM_E_2_NYISO_J-K | PJM_E | NYISO_J-K | Internal | Summer | B2 | 25 | 330 | 0 | 102.48 | 97.78 | 6 | 0
2020 | PJM_E_2_NYISO_J-K | PJM_E | NYISO_J-K | Internal | Summer | B3 | 75 | 330 | 0 | 101.12 | 86.07 | 6 | 0
2020 | PJM_E_2_NYISO_J-K | PJM_E | NYISO_J-K | Internal | Summer | B4 | 100 | 330 | 0 | 98.19 | 83.55 | 6 | 0
2020 | PJM_E_2_NYISO_J-K | PJM_E | NYISO_J-K | Internal | Summer | B5 | 200 | 330 | 0 | 90.37 | 81.38 | 6 | 0
2020 | PJM_E_2_NYISO_J-K | PJM_E | NYISO_J-K | Internal | Summer | B6 | 300 | 330 | 0 | 76.34 | 66.64 | 6 | 0
2020 | PJM_E_2_NYISO_J-K | PJM_E | NYISO_J-K | Internal | Summer | B7 | 400 | 330 | 0 | 66.86 | 62.51 | 6 | 0
2020 | PJM_E_2_NYISO_J-K | PJM_E | NYISO_J-K | Internal | Summer | B8 | 500 | 330 | 0 | 64.14 | 62.51 | 6 | 0
2020 | PJM_E_2_NYISO_J-K | PJM_E | NYISO_J-K | Internal | Summer | B9 | 800 | 330 | 0 | 61.88 | 61.63 | 6 | 0
2020 | PJM_E_2_NYISO_J-K | PJM_E | NYISO_J-K | Internal | Summer | B10 | 1262 | 330 | 0 | 60.18 | 61.63 | 6 | 0
2020 | PJM_E_2_NYISO_J-K | PJM_E | NYISO_J-K | Internal | Winter | B16 | 25 | 330 | 0 | 87.43 | 76.84 | 6 | 0
2020 | PJM_E_2_NYISO_J-K | PJM_E | NYISO_J-K | Internal | Winter | B17 | 100 | 330 | 0 | 78.58 | 73.45 | 6 | 0
2020 | PJM_E_2_NYISO_J-K | PJM_E | NYISO_J-K | Internal | Winter | B18 | 400 | 330 | 0 | 74.35 | 72.12 | 6 | 0
2020 | PJM_E_2_NYISO_J-K | PJM_E | NYISO_J-K | Internal | Winter | B19 | 700 | 330 | 0 | 69.57 | 70.3 | 6 | 0
2020 | PJM_E_2_NYISO_J-K | PJM_E | NYISO_J-K | Internal | Winter | B20 | 935 | 330 | 330 | 63.79 | 69.81 | 6 | 0.01
2020 | PJM_E_2_PJM_ROM | PJM_E | PJM_ROM | Internal | Shoulder | B11 | 25 | 8000 | 4659.96 | 79.2 | 79.21 | 0.01 | 0
2020 | PJM_E_2_PJM_ROM | PJM_E | PJM_ROM | Internal | Shoulder | B12 | 200 | 8000 | 3210.22 | 72.34 | 72.35 | 0.01 | 0
2020 | PJM_E_2_PJM_ROM | PJM_E | PJM_ROM | Internal | Shoulder | B13 | 600 | 8000 | 1251.6 | 68.58 | 68.59 | 0.01 | 0
2020 | PJM_E_2_PJM_ROM | PJM_E | PJM_ROM | Internal | Shoulder | B14 | 900 | 8000 | 2060.26 | 65.3 | 65.31 | 0.01 | 0
2020 | PJM_E_2_PJM_ROM | PJM_E | PJM_ROM | Internal | Shoulder | B15 | 1203 | 8000 | 308.06 | 61.39 | 61.41 | 0.01 | 0
2020 | PJM_E_2_PJM_ROM | PJM_E | PJM_ROM | Internal | Summer | B1 | 10 | 8000 | 0 | 105.85 | 105.83 | 0.01 | 0
2020 | PJM_E_2_PJM_ROM | PJM_E | PJM_ROM | Internal | Summer | B2 | 25 | 8000 | 255.95 | 102.48 | 102.49 | 0.01 | 0
2020 | PJM_E_2_PJM_ROM | PJM_E | PJM_ROM | Internal | Summer | B3 | 75 | 8000 | 4435.87 | 101.12 | 101.14 | 0.01 | 0
2020 | PJM_E_2_PJM_ROM | PJM_E | PJM_ROM | Internal | Summer | B4 | 100 | 8000 | 5630.33 | 98.19 | 98.2 | 0.01 | 0
2020 | PJM_E_2_PJM_ROM | PJM_E | PJM_ROM | Internal | Summer | B5 | 200 | 8000 | 2447.93 | 90.37 | 90.38 | 0.01 | 0
2020 | PJM_E_2_PJM_ROM | PJM_E | PJM_ROM | Internal | Summer | B6 | 300 | 8000 | 3231 | 76.34 | 76.36 | 0.01 | 0
2020 | PJM_E_2_PJM_ROM | PJM_E | PJM_ROM | Internal | Summer | B7 | 400 | 8000 | 2699.71 | 66.86 | 66.88 | 0.01 | 0
2020 | PJM_E_2_PJM_ROM | PJM_E | PJM_ROM | Internal | Summer | B8 | 500 | 8000 | 1301.65 | 64.14 | 64.16 | 0.01 | 0
2020 | PJM_E_2_PJM_ROM | PJM_E | PJM_ROM | Internal | Summer | B9 | 800 | 8000 | 1060.23 | 61.88 | 61.9 | 0.01 | 0
2020 | PJM_E_2_PJM_ROM | PJM_E | PJM_ROM | Internal | Summer | B10 | 1262 | 8000 | 872.26 | 60.18 | 60.19 | 0.01 | 0
2020 | PJM_E_2_PJM_ROM | PJM_E | PJM_ROM | Internal | Winter | B16 | 25 | 8000 | 2295.33 | 87.43 | 87.45 | 0.01 | 0
2020 | PJM_E_2_PJM_ROM | PJM_E | PJM_ROM | Internal | Winter | B17 | 100 | 8000 | 1293.3 | 78.58 | 78.59 | 0.01 | 0
2020 | PJM_E_2_PJM_ROM | PJM_E | PJM_ROM | Internal | Winter | B18 | 400 | 8000 | 0 | 74.35 | 74.33 | 0.01 | 0
2020 | PJM_E_2_PJM_ROM | PJM_E | PJM_ROM | Internal | Winter | B19 | 700 | 8000 | 0 | 69.57 | 69.56 | 0.01 | 0
2020 | PJM_E_2_PJM_ROM | PJM_E | PJM_ROM | Internal | Winter | B20 | 935 | 8000 | 0 | 63.79 | 63.78 | 0.01 | 0
2020 | PJM_ROR_2_MISO_IN | PJM_ROR | MISO_IN | Internal | Shoulder | B11 | 25 | 909 | 0 | 79.2 | 76.57 | 2 | 0
2020 | PJM_ROR_2_MISO_IN | PJM_ROR | MISO_IN | Internal | Shoulder | B12 | 200 | 909 | 0 | 72.34 | 68.43 | 2 | 0
2020 | PJM_ROR_2_MISO_IN | PJM_ROR | MISO_IN | Internal | Shoulder | B13 | 600 | 909 | 0 | 68.58 | 64.98 | 2 | 0
2020 | PJM_ROR_2_MISO_IN | PJM_ROR | MISO_IN | Internal | Shoulder | B14 | 900 | 909 | 0 | 65.3 | 62.53 | 2 | 0
2020 | PJM_ROR_2_MISO_IN | PJM_ROR | MISO_IN | Internal | Shoulder | B15 | 1203 | 909 | 0 | 61.39 | 59.38 | 2 | 0
2020 | PJM_ROR_2_MISO_IN | PJM_ROR | MISO_IN | Internal | Summer | B1 | 10 | 909 | 0 | 105.82 | 101.91 | 2 | 0
2020 | PJM_ROR_2_MISO_IN | PJM_ROR | MISO_IN | Internal | Summer | B2 | 25 | 909 | 0 | 102.48 | 100.46 | 2 | 0
2020 | PJM_ROR_2_MISO_IN | PJM_ROR | MISO_IN | Internal | Summer | B3 | 75 | 909 | 0 | 101.15 | 99.15 | 2 | 0
2020 | PJM_ROR_2_MISO_IN | PJM_ROR | MISO_IN | Internal | Summer | B4 | 100 | 909 | 0 | 98.21 | 97.35 | 2 | 0
2020 | PJM_ROR_2_MISO_IN | PJM_ROR | MISO_IN | Internal | Summer | B5 | 200 | 909 | 0 | 90.37 | 88.36 | 2 | 0
2020 | PJM_ROR_2_MISO_IN | PJM_ROR | MISO_IN | Internal | Summer | B6 | 300 | 909 | 0 | 76.34 | 73.01 | 2 | 0
2020 | PJM_ROR_2_MISO_IN | PJM_ROR | MISO_IN | Internal | Summer | B7 | 400 | 909 | 0 | 66.86 | 63.53 | 2 | 0
2020 | PJM_ROR_2_MISO_IN | PJM_ROR | MISO_IN | Internal | Summer | B8 | 500 | 909 | 0 | 64.14 | 61.09 | 2 | 0
2020 | PJM_ROR_2_MISO_IN | PJM_ROR | MISO_IN | Internal | Summer | B9 | 800 | 909 | 0 | 61.18 | 59.18 | 2 | 0
2020 | PJM_ROR_2_MISO_IN | PJM_ROR | MISO_IN | Internal | Summer | B10 | 1262 | 909 | 0 | 60.18 | 57.37 | 2 | 0
2020 | PJM_ROR_2_MISO_IN | PJM_ROR | MISO_IN | Internal | Winter | B16 | 25 | 909 | 0 | 87.43 | 79.11 | 2 | 0
2020 | PJM_ROR_2_MISO_IN | PJM_ROR | MISO_IN | Internal | Winter | B17 | 100 | 909 | 0 | 78.58 | 72.45 | 2 | 0
2020 | PJM_ROR_2_MISO_IN | PJM_ROR | MISO_IN | Internal | Winter | B18 | 400 | 909 | 0 | 71.44 | 67.53 | 2 | 0
2020 | PJM_ROR_2_MISO_IN | PJM_ROR | MISO_IN | Internal | Winter | B19 | 700 | 909 | 0 | 68.75 | 65.6 | 2 | 0
2020 | PJM_ROR_2_MISO_IN | PJM_ROR | MISO_IN | Internal | Winter | B20 | 935 | 909 | 0 | 63.07 | 60.85 | 2 | 0
2020 | PJM_ROR_2_MISO_MI | PJM_ROR | MISO_MI | Internal | Shoulder | B11 | 25 | 1305 | 0 | 79.2 | 76.59 | 2 | 0
2020 | PJM_ROR_2_MISO_MI | PJM_ROR | MISO_MI | Internal | Shoulder | B12 | 200 | 1305 | 0 | 72.34 | 69.76 | 2 | 0
2020 | PJM_ROR_2_MISO_MI | PJM_ROR | MISO_MI | Internal | Shoulder | B13 | 600 | 1305 | 0 | 68.58 | 66.32 | 2 | 0
2020 | PJM_ROR_2_MISO_MI | PJM_ROR | MISO_MI | Internal | Shoulder | B14 | 900 | 1305 | 0 | 65.3 | 63.3 | 2 | 0
2020 | PJM_ROR_2_MISO_MI | PJM_ROR | MISO_MI | Internal | Shoulder | B15 | 1203 | 1305 | 0 | 61.39 | 59.39 | 2 | 0
2020 | PJM_ROR_2_MISO_MI | PJM_ROR | MISO_MI | Internal | Summer | B1 | 10 | 1305 | 0 | 105.82 | 103.25 | 2 | 0
2020 | PJM_ROR_2_MISO_MI | PJM_ROR | MISO_MI | Internal | Summer | B2 | 25 | 1305 | 0 | 102.48 | 100.48 | 2 | 0
2020 | PJM_ROR_2_MISO_MI | PJM_ROR | MISO_MI | Internal | Summer | B3 | 75 | 1305 | 0 | 101.15 | 99.16 | 2 | 0
2020 | PJM_ROR_2_MISO_MI | PJM_ROR | MISO_MI | Internal | Summer | B4 | 100 | 1305 | 0 | 98.21 | 97.36 | 2 | 0
2020 | PJM_ROR_2_MISO_MI | PJM_ROR | MISO_MI | Internal | Summer | B5 | 200 | 1305 | 0 | 90.37 | 88.37 | 2 | 0
2020 | PJM_ROR_2_MISO_MI | PJM_ROR | MISO_MI | Internal | Summer | B6 | 300 | 1305 | 0 | 76.34 | 74.34 | 2 | 0
2020 | PJM_ROR_2_MISO_MI | PJM_ROR | MISO_MI | Internal | Summer | B7 | 400 | 1305 | 0 | 66.86 | 64.86 | 2 | 0
2020 | PJM_ROR_2_MISO_MI | PJM_ROR | MISO_MI | Internal | Summer | B8 | 500 | 1305 | 0 | 64.14 | 62.14 | 2 | 0
2020 | PJM_ROR_2_MISO_MI | PJM_ROR | MISO_MI | Internal | Summer | B9 | 800 | 1305 | 0 | 61.18 | 60.51 | 2 | 0
2020 | PJM_ROR_2_MISO_MI | PJM_ROR | MISO_MI | Internal | Summer | B10 | 1262 | 1305 | 0 | 60.18 | 58.18 | 2 | 0
2020 | PJM_ROR_2_MISO_MI | PJM_ROR | MISO_MI | Internal | Winter | B16 | 25 | 1305 | 0 | 87.43 | 79.12 | 2 | 0
2020 | PJM_ROR_2_MISO_MI | PJM_ROR | MISO_MI | Internal | Winter | B17 | 100 | 1305 | 0 | 78.58 | 73.26 | 2 | 0
2020 | PJM_ROR_2_MISO_MI | PJM_ROR | MISO_MI | Internal | Winter | B18 | 400 | 1305 | 0 | 71.44 | 68.5 | 2 | 0
2020 | PJM_ROR_2_MISO_MI | PJM_ROR | MISO_MI | Internal | Winter | B19 | 700 | 1305 | 0 | 68.75 | 65.61 | 2 | 0
2020 | PJM_ROR_2_MISO_MI | PJM_ROR | MISO_MI | Internal | Winter | B20 | 935 | 1305 | 0 | 63.07 | 61.07 | 2 | 0
2020 | PJM_ROR_2_MISO_MO-IL | PJM_ROR | MISO_MO-IL | Internal | Shoulder | B11 | 25 | 1111 | 0 | 79.2 | 78.48 | 2 | 0
2020 | PJM_ROR_2_MISO_MO-IL | PJM_ROR | MISO_MO-IL | Internal | Shoulder | B12 | 200 | 1111 | 0 | 72.34 | 70.34 | 2 | 0
2020 | PJM_ROR_2_MISO_MO-IL | PJM_ROR | MISO_MO-IL | Internal | Shoulder | B13 | 600 | 1111 | 0 | 68.58 | 66.9 | 2 | 0
2020 | PJM_ROR_2_MISO_MO-IL | PJM_ROR | MISO_MO-IL | Internal | Shoulder | B14 | 900 | 1111 | 0 | 65.3 | 64.44 | 2 | 0
2020 | PJM_ROR_2_MISO_MO-IL | PJM_ROR | MISO_MO-IL | Internal | Shoulder | B15 | 1203 | 1111 | 0 | 61.39 | 61.29 | 2 | 0
2020 | PJM_ROR_2_MISO_MO-IL | PJM_ROR | MISO_MO-IL | Internal | Summer | B1 | 10 | 1111 | 0 | 105.82 | 103.82 | 2 | 0
2020 | PJM_ROR_2_MISO_MO-IL | PJM_ROR | MISO_MO-IL | Internal | Summer | B2 | 25 | 1111 | 0 | 102.48 | 102.37 | 2 | 0
2020 | PJM_ROR_2_MISO_MO-IL | PJM_ROR | MISO_MO-IL | Internal | Summer | B3 | 75 | 1111 | 0 | 101.15 | 101.06 | 2 | 0
2020 | PJM_ROR_2_MISO_MO-IL | PJM_ROR | MISO_MO-IL | Internal | Summer | B4 | 100 | 1111 | 0 | 98.21 | 99.26 | 2 | 0
2020 | PJM_ROR_2_MISO_MO-IL | PJM_ROR | MISO_MO-IL | Internal | Summer | B5 | 200 | 1111 | 0 | 90.37 | 90.27 | 2 | 0
2020 | PJM_ROR_2_MISO_MO-IL | PJM_ROR | MISO_MO-IL | Internal | Summer | B6 | 300 | 1111 | 0 | 76.34 | 74.92 | 2 | 0
2020 | PJM_ROR_2_MISO_MO-IL | PJM_ROR | MISO_MO-IL | Internal | Summer | B7 | 400 | 1111 | 0 | 66.86 | 65.44 | 2 | 0
2020 | PJM_ROR_2_MISO_MO-IL | PJM_ROR | MISO_MO-IL | Internal | Summer | B8 | 500 | 1111 | 0 | 64.14 | 63 | 2 | 0
2020 | PJM_ROR_2_MISO_MO-IL | PJM_ROR | MISO_MO-IL | Internal | Summer | B9 | 800 | 1111 | 0 | 61.18 | 61.09 | 2 | 0
2020 | PJM_ROR_2_MISO_MO-IL | PJM_ROR | MISO_MO-IL | Internal | Summer | B10 | 1262 | 1111 | 0 | 60.18 | 59.28 | 2 | 0
2020 | PJM_ROR_2_MISO_MO-IL | PJM_ROR | MISO_MO-IL | Internal | Winter | B16 | 25 | 1111 | 0 | 87.43 | 79.12 | 2 | 0
2020 | PJM_ROR_2_MISO_MO-IL | PJM_ROR | MISO_MO-IL | Internal | Winter | B17 | 100 | 1111 | 0 | 78.58 | 72.46 | 2 | 0
2020 | PJM_ROR_2_MISO_MO-IL | PJM_ROR | MISO_MO-IL | Internal | Winter | B18 | 400 | 1111 | 0 | 71.44 | 69.44 | 2 | 0
2020 | PJM_ROR_2_MISO_MO-IL | PJM_ROR | MISO_MO-IL | Internal | Winter | B19 | 700 | 1111 | 0 | 68.75 | 67.51 | 2 | 0
2020 | PJM_ROR_2_MISO_MO-IL | PJM_ROR | MISO_MO-IL | Internal | Winter | B20 | 935 | 1111 | 0 | 63.07 | 62.76 | 2 | 0
2020 | PJM_ROR_2_MISO_W | PJM_ROR | MISO_W | Internal | Shoulder | B11 | 25 | 709 | 0 | 79.2 | 78.47 | 2 | 0
2020 | PJM_ROR_2_MISO_W | PJM_ROR | MISO_W | Internal | Shoulder | B12 | 200 | 709 | 0 | 72.34 | 70.34 | 2 | 0
2020 | PJM_ROR_2_MISO_W | PJM_ROR | MISO_W | Internal | Shoulder | B13 | 600 | 709 | 0 | 68.58 | 66.88 | 2 | 0
2020 | PJM_ROR_2_MISO_W | PJM_ROR | MISO_W | Internal | Shoulder | B14 | 900 | 709 | 0 | 65.3 | 64.46 | 2 | 0
2020 | PJM_ROR_2_MISO_W | PJM_ROR | MISO_W | Internal | Shoulder | B15 | 1203 | 709 | 0 | 61.39 | 63.03 | 2 | 0
2020 | PJM_ROR_2_MISO_W | PJM_ROR | MISO_W | Internal | Summer | B1 | 10 | 709 | 0 | 105.82 | 103.82 | 2 | 0
2020 | PJM_ROR_2_MISO_W | PJM_ROR | MISO_W | Internal | Summer | B2 | 25 | 709 | 0 | 102.48 | 103.42 | 2 | 0
2020 | PJM_ROR_2_MISO_W | PJM_ROR | MISO_W | Internal | Summer | B3 | 75 | 709 | 0 | 101.15 | 102.21 | 2 | 0
2020 | PJM_ROR_2_MISO_W | PJM_ROR | MISO_W | Internal | Summer | B4 | 100 | 709 | 0 | 98.21 | 99.27 | 2 | 0
2020 | PJM_ROR_2_MISO_W | PJM_ROR | MISO_W | Internal | Summer | B5 | 200 | 709 | 0 | 90.37 | 91.43 | 2 | 0
2020 | PJM_ROR_2_MISO_W | PJM_ROR | MISO_W | Internal | Summer | B6 | 300 | 709 | 0 | 76.34 | 74.92 | 2 | 0
2020 | PJM_ROR_2_MISO_W | PJM_ROR | MISO_W | Internal | Summer | B7 | 400 | 709 | 0 | 66.86 | 65.45 | 2 | 0
2020 | PJM_ROR_2_MISO_W | PJM_ROR | MISO_W | Internal | Summer | B8 | 500 | 709 | 0 | 64.14 | 63.19 | 2 | 0
2020 | PJM_ROR_2_MISO_W | PJM_ROR | MISO_W | Internal | Summer | B9 | 800 | 709 | 0 | 61.18 | 62.96 | 2 | 0
2020 | PJM_ROR_2_MISO_W | PJM_ROR | MISO_W | Internal | Summer | B10 | 1262 | 709 | 0 | 60.18 | 61.25 | 2 | 0
2020 | PJM_ROR_2_MISO_W | PJM_ROR | MISO_W | Internal | Winter | B16 | 25 | 709 | 0 | 87.43 | 79.11 | 2 | 0
2020 | PJM_ROR_2_MISO_W | PJM_ROR | MISO_W | Internal | Winter | B17 | 100 | 709 | 0 | 78.58 | 72.45 | 2 | 0
2020 | PJM_ROR_2_MISO_W | PJM_ROR | MISO_W | Internal | Winter | B18 | 400 | 709 | 0 | 71.44 | 69.44 | 2 | 0
2020 | PJM_ROR_2_MISO_W | PJM_ROR | MISO_W | Internal | Winter | B19 | 700 | 709 | 0 | 68.75 | 67.72 | 2 | 0
2020 | PJM_ROR_2_MISO_W | PJM_ROR | MISO_W | Internal | Winter | B20 | 935 | 709 | 0 | 63.07 | 64.72 | 2 | 0
2020 | PJM_ROR_2_MISO_WUMS | PJM_ROR | MISO_WUMS | Internal | Shoulder | B11 | 25 | 1467 | 0 | 79.2 | 75.41 | 2 | 0
2020 | PJM_ROR_2_MISO_WUMS | PJM_ROR | MISO_WUMS | Internal | Shoulder | B12 | 200 | 1467 | 0 | 72.34 | 67.27 | 2 | 0
2020 | PJM_ROR_2_MISO_WUMS | PJM_ROR | MISO_WUMS | Internal | Shoulder | B13 | 600 | 1467 | 0 | 68.58 | 63.82 | 2 | 0
2020 | PJM_ROR_2_MISO_WUMS | PJM_ROR | MISO_WUMS | Internal | Shoulder | B14 | 900 | 1467 | 0 | 65.3 | 62.12 | 2 | 0
2020 | PJM_ROR_2_MISO_WUMS | PJM_ROR | MISO_WUMS | Internal | Shoulder | B15 | 1203 | 1467 | 0 | 61.39 | 59.97 | 2 | 0
2020 | PJM_ROR_2_MISO_WUMS | PJM_ROR | MISO_WUMS | Internal | Summer | B1 | 10 | 1467 | 0 | 105.82 | 101.82 | 2 | 0
2020 | PJM_ROR_2_MISO_WUMS | PJM_ROR | MISO_WUMS | Internal | Summer | B2 | 25 | 1467 | 0 | 102.48 | 100.36 | 2 | 0
2020 | PJM_ROR_2_MISO_WUMS | PJM_ROR | MISO_WUMS | Internal | Summer | B3 | 75 | 1467 | 0 | 101.15 | 99.15 | 2 | 0
2020 | PJM_ROR_2_MISO_WUMS | PJM_ROR | MISO_WUMS | Internal | Summer | B4 | 100 | 1467 | 0 | 98.21 | 96.21 | 2 | 0
2020 | PJM_ROR_2_MISO_WUMS | PJM_ROR | MISO_WUMS | Internal | Summer | B5 | 200 | 1467 | 0 | 90.37 | 88.37 | 2 | 0
2020 | PJM_ROR_2_MISO_WUMS | PJM_ROR | MISO_WUMS | Internal | Summer | B6 | 300 | 1467 | 0 | 76.34 | 71.86 | 2 | 0
2020 | PJM_ROR_2_MISO_WUMS | PJM_ROR | MISO_WUMS | Internal | Summer | B7 | 400 | 1467 | 0 | 66.86 | 62.39 | 2 | 0
2020 | PJM_ROR_2_MISO_WUMS | PJM_ROR | MISO_WUMS | Internal | Summer | B8 | 500 | 1467 | 0 | 64.14 | 60.81 | 2 | 0
2020 | PJM_ROR_2_MISO_WUMS | PJM_ROR | MISO_WUMS | Internal | Summer | B9 | 800 | 1467 | 0 | 61.18 | 59.9 | 2 | 0
2020 | PJM_ROR_2_MISO_WUMS | PJM_ROR | MISO_WUMS | Internal | Summer | B10 | 1262 | 1467 | 0 | 60.18 | 58.18 | 2 | 0
2020 | PJM_ROR_2_MISO_WUMS | PJM_ROR | MISO_WUMS | Internal | Winter | B16 | 25 | 1467 | 0 | 87.43 | 76.24 | 2 | 0
2020 | PJM_ROR_2_MISO_WUMS | PJM_ROR | MISO_WUMS | Internal | Winter | B17 | 100 | 1467 | 0 | 78.58 | 70.38 | 2 | 0
2020 | PJM_ROR_2_MISO_WUMS | PJM_ROR | MISO_WUMS | Internal | Winter | B18 | 400 | 1467 | 0 | 71.44 | 66.68 | 2 | 0
2020 | PJM_ROR_2_MISO_WUMS | PJM_ROR | MISO_WUMS | Internal | Winter | B19 | 700 | 1467 | 0 | 68.75 | 64.72 | 2 | 0
2020 | PJM_ROR_2_MISO_WUMS | PJM_ROR | MISO_WUMS | Internal | Winter | B20 | 935 | 1467 | 0 | 63.07 | 61.66 | 2 | 0
2020 | PJM_ROR_2_PJM_ROM | PJM_ROR | PJM_ROM | Internal | Shoulder | B11 | 25 | 8000 | 1291.87 | 79.2 | 79.21 | 0.01 | 0
2020 | PJM_ROR_2_PJM_ROM | PJM_ROR | PJM_ROM | Internal | Shoulder | B12 | 200 | 8000 | 3211.91 | 72.34 | 72.35 | 0.01 | 0
2020 | PJM_ROR_2_PJM_ROM | PJM_ROR | PJM_ROM | Internal | Shoulder | B13 | 600 | 8000 | 5579.98 | 68.58 | 68.59 | 0.01 | 0
2020 | PJM_ROR_2_PJM_ROM | PJM_ROR | PJM_ROM | Internal | Shoulder | B14 | 900 | 8000 | 4905.36 | 65.3 | 65.31 | 0.01 | 0
2020 | PJM_ROR_2_PJM_ROM | PJM_ROR | PJM_ROM | Internal | Shoulder | B15 | 1203 | 8000 | 6686.07 | 61.39 | 61.41 | 0.01 | 0
2020 | PJM_ROR_2_PJM_ROM | PJM_ROR | PJM_ROM | Internal | Summer | B1 | 10 | 8000 | 5975.1 | 105.82 | 105.83 | 0.01 | 0
2020 | PJM_ROR_2_PJM_ROM | PJM_ROR | PJM_ROM | Internal | Summer | B2 | 25 | 8000 | 5667.61 | 102.48 | 102.49 | 0.01 | 0
2020 | PJM_ROR_2_PJM_ROM | PJM_ROR | PJM_ROM | Internal | Summer | B3 | 75 | 8000 | 0 | 101.15 | 101.14 | 0.01 | 0
2020 | PJM_ROR_2_PJM_ROM | PJM_ROR | PJM_ROM | Internal | Summer | B4 | 100 | 8000 | 0 | 98.21 | 98.2 | 0.01 | 0
2020 | PJM_ROR_2_PJM_ROM | PJM_ROR | PJM_ROM | Internal | Summer | B5 | 200 | 8000 | 2546.91 | 90.37 | 90.38 | 0.01 | 0
2020 | PJM_ROR_2_PJM_ROM | PJM_ROR | PJM_ROM | Internal | Summer | B6 | 300 | 8000 | 3179.15 | 76.34 | 76.36 | 0.01 | 0
2020 | PJM_ROR_2_PJM_ROM | PJM_ROR | PJM_ROM | Internal | Summer | B7 | 400 | 8000 | 5677.56 | 66.86 | 66.88 | 0.01 | 0
2020 | PJM_ROR_2_PJM_ROM | PJM_ROR | PJM_ROM | Internal | Summer | B8 | 500 | 8000 | 6630.48 | 64.14 | 64.16 | 0.01 | 0
2020 | PJM_ROR_2_PJM_ROM | PJM_ROR | PJM_ROM | Internal | Summer | B9 | 800 | 8000 | 8000 | 61.18 | 61.9 | 0.01 | 0.71
2020 | PJM_ROR_2_PJM_ROM | PJM_ROR | PJM_ROM | Internal | Summer | B10 | 1262 | 8000 | 5965.74 | 60.18 | 60.19 | 0.01 | 0
2020 | PJM_ROR_2_PJM_ROM | PJM_ROR | PJM_ROM | Internal | Winter | B16 | 25 | 8000 | 3773.94 | 87.43 | 87.45 | 0.01 | 0
2020 | PJM_ROR_2_PJM_ROM | PJM_ROR | PJM_ROM | Internal | Winter | B17 | 100 | 8000 | 5626.06 | 78.58 | 78.59 | 0.01 | 0
2020 | PJM_ROR_2_PJM_ROM | PJM_ROR | PJM_ROM | Internal | Winter | B18 | 400 | 8000 | 8000 | 71.44 | 74.33 | 0.01 | 2.88
2020 | PJM_ROR_2_PJM_ROM | PJM_ROR | PJM_ROM | Internal | Winter | B19 | 700 | 8000 | 8000 | 68.75 | 69.56 | 0.01 | 0.8
2020 | PJM_ROR_2_PJM_ROM | PJM_ROR | PJM_ROM | Internal | Winter | B20 | 935 | 8000 | 8000 | 63.07 | 63.78 | 0.01 | 0.7
2020 | PJM_ROR_2_TVA_Transmission | PJM_ROR | TVA_Transmission | Internal | Shoulder | B11 | 25 | 2500 | 0 | 79.2 | 83.8 | 6 | 0
2020 | PJM_ROR_2_TVA_Transmission | PJM_ROR | TVA_Transmission | Internal | Shoulder | B12 | 200 | 2500 | 0 | 72.34 | 72.96 | 6 | 0
2020 | PJM_ROR_2_TVA_Transmission | PJM_ROR | TVA_Transmission | Internal | Shoulder | B13 | 600 | 2500 | 0 | 68.58 | 70.26 | 6 | 0
2020 | PJM_ROR_2_TVA_Transmission | PJM_ROR | TVA_Transmission | Internal | Shoulder | B14 | 900 | 2500 | 0 | 65.3 | 69.08 | 6 | 0
2020 | PJM_ROR_2_TVA_Transmission | PJM_ROR | TVA_Transmission | Internal | Shoulder | B15 | 1203 | 2500 | 0 | 61.39 | 67.24 | 6 | 0
2020 | PJM_ROR_2_TVA_Transmission | PJM_ROR | TVA_Transmission | Internal | Summer | B1 | 10 | 2500 | 949.19 | 105.82 | 111.82 | 6 | 0
2020 | PJM_ROR_2_TVA_Transmission | PJM_ROR | TVA_Transmission | Internal | Summer | B2 | 25 | 2500 | 2065.55 | 102.48 | 108.48 | 6 | 0
2020 | PJM_ROR_2_TVA_Transmission | PJM_ROR | TVA_Transmission | Internal | Summer | B3 | 75 | 2500 | 846.65 | 101.15 | 107.15 | 6 | 0
2020 | PJM_ROR_2_TVA_Transmission | PJM_ROR | TVA_Transmission | Internal | Summer | B4 | 100 | 2500 | 142.56 | 98.21 | 104.21 | 6 | 0
2020 | PJM_ROR_2_TVA_Transmission | PJM_ROR | TVA_Transmission | Internal | Summer | B5 | 200 | 2500 | 0 | 90.37 | 95.8 | 6 | 0
2020 | PJM_ROR_2_TVA_Transmission | PJM_ROR | TVA_Transmission | Internal | Summer | B6 | 300 | 2500 | 0 | 76.34 | 81.35 | 6 | 0
2020 | PJM_ROR_2_TVA_Transmission | PJM_ROR | TVA_Transmission | Internal | Summer | B7 | 400 | 2500 | 0 | 66.86 | 71.32 | 6 | 0
2020 | PJM_ROR_2_TVA_Transmission | PJM_ROR | TVA_Transmission | Internal | Summer | B8 | 500 | 2500 | 0 | 64.14 | 68.69 | 6 | 0
2020 | PJM_ROR_2_TVA_Transmission | PJM_ROR | TVA_Transmission | Internal | Summer | B9 | 800 | 2500 | 0 | 61.18 | 66.6 | 6 | 0
2020 | PJM_ROR_2_TVA_Transmission | PJM_ROR | TVA_Transmission | Internal | Summer | B10 | 1262 | 2500 | 0 | 60.18 | 64.49 | 6 | 0
2020 | PJM_ROR_2_TVA_Transmission | PJM_ROR | TVA_Transmission | Internal | Winter | B16 | 25 | 2500 | 0 | 87.43 | 84.43 | 6 | 0
2020 | PJM_ROR_2_TVA_Transmission | PJM_ROR | TVA_Transmission | Internal | Winter | B17 | 100 | 2500 | 0 | 78.58 | 77.43 | 6 | 0
2020 | PJM_ROR_2_TVA_Transmission | PJM_ROR | TVA_Transmission | Internal | Winter | B18 | 400 | 2500 | 0 | 71.44 | 73.04 | 6 | 0
2020 | PJM_ROR_2_TVA_Transmission | PJM_ROR | TVA_Transmission | Internal | Winter | B19 | 700 | 2500 | 0 | 68.75 | 71.26 | 6 | 0
2020 | PJM_ROR_2_TVA_Transmission | PJM_ROR | TVA_Transmission | Internal | Winter | B20 | 935 | 2500 | 69.37 | 63.07 | 69.07 | 6 | 0
2020 | PJM_ROR_2_VACAR | PJM_ROR | VACAR | Internal | Shoulder | B11 | 25 | 3000 | 1695.83 | 79.2 | 85.2 | 6 | 0
2020 | PJM_ROR_2_VACAR | PJM_ROR | VACAR | Internal | Shoulder | B12 | 200 | 3000 | 0 | 72.34 | 76.22 | 6 | 0
2020 | PJM_ROR_2_VACAR | PJM_ROR | VACAR | Internal | Shoulder | B13 | 600 | 3000 | 0 | 68.58 | 70.79 | 6 | 0
2020 | PJM_ROR_2_VACAR | PJM_ROR | VACAR | Internal | Shoulder | B14 | 900 | 3000 | 0 | 65.3 | 70.79 | 6 | 0
2020 | PJM_ROR_2_VACAR | PJM_ROR | VACAR | Internal | Shoulder | B15 | 1203 | 3000 | 0 | 61.39 | 61.62 | 6 | 0
2020 | PJM_ROR_2_VACAR | PJM_ROR | VACAR | Internal | Summer | B1 | 10 | 3000 | 3000 | 105.82 | 112.79 | 6 | 0.97
2020 | PJM_ROR_2_VACAR | PJM_ROR | VACAR | Internal | Summer | B2 | 25 | 3000 | 3000 | 102.48 | 112.79 | 6 | 4.32
2020 | PJM_ROR_2_VACAR | PJM_ROR | VACAR | Internal | Summer | B3 | 75 | 3000 | 3000 | 101.15 | 112.79 | 6 | 5.65
2020 | PJM_ROR_2_VACAR | PJM_ROR | VACAR | Internal | Summer | B4 | 100 | 3000 | 2528.08 | 98.21 | 104.21 | 6 | 0
2020 | PJM_ROR_2_VACAR | PJM_ROR | VACAR | Internal | Summer | B5 | 200 | 3000 | 3000 | 90.37 | 96.83 | 6 | 0.46
2020 | PJM_ROR_2_VACAR | PJM_ROR | VACAR | Internal | Summer | B6 | 300 | 3000 | 1982.73 | 76.34 | 82.34 | 6 | 0
2020 | PJM_ROR_2_VACAR | PJM_ROR | VACAR | Internal | Summer | B7 | 400 | 3000 | 1874.93 | 66.86 | 72.86 | 6 | 0
2020 | PJM_ROR_2_VACAR | PJM_ROR | VACAR | Internal | Summer | B8 | 500 | 3000 | 1935.72 | 64.14 | 70.14 | 6 | 0
2020 | PJM_ROR_2_VACAR | PJM_ROR | VACAR | Internal | Summer | B9 | 800 | 3000 | 973.42 | 61.18 | 67.18 | 6 | 0
2020 | PJM_ROR_2_VACAR | PJM_ROR | VACAR | Internal | Summer | B10 | 1262 | 3000 | 0 | 60.18 | 59.98 | 6 | 0
2020 | PJM_ROR_2_VACAR | PJM_ROR | VACAR | Internal | Winter | B16 | 25 | 3000 | 2205.53 | 87.43 | 93.43 | 6 | 0
2020 | PJM_ROR_2_VACAR | PJM_ROR | VACAR | Internal | Winter | B17 | 100 | 3000 | 0 | 78.58 | 83.75 | 6 | 0
2020 | PJM_ROR_2_VACAR | PJM_ROR | VACAR | Internal | Winter | B18 | 400 | 3000 | 0 | 71.44 | 75.13 | 6 | 0
2020 | PJM_ROR_2_VACAR | PJM_ROR | VACAR | Internal | Winter | B19 | 700 | 3000 | 0 | 68.75 | 74.26 | 6 | 0
2020 | PJM_ROR_2_VACAR | PJM_ROR | VACAR | Internal | Winter | B20 | 935 | 3000 | 0 | 63.07 | 65.31 | 6 | 0
2020 | PJM_ROM_2_NYISO_A-F | PJM_ROM | NYISO_A-F | Internal | Shoulder | B11 | 25 | 2000 | 0 | 79.21 | 65.26 | 6 | 0
2020 | PJM_ROM_2_NYISO_A-F | PJM_ROM | NYISO_A-F | Internal | Shoulder | B12 | 200 | 2000 | 0 | 72.35 | 64.35 | 6 | 0
2020 | PJM_ROM_2_NYISO_A-F | PJM_ROM | NYISO_A-F | Internal | Shoulder | B13 | 600 | 2000 | 0 | 68.59 | 64.03 | 6 | 0
2020 | PJM_ROM_2_NYISO_A-F | PJM_ROM | NYISO_A-F | Internal | Shoulder | B14 | 900 | 2000 | 0 | 65.31 | 62.62 | 6 | 0
2020 | PJM_ROM_2_NYISO_A-F | PJM_ROM | NYISO_A-F | Internal | Shoulder | B15 | 1203 | 2000 | 0 | 61.41 | 62.62 | 6 | 0
2020 | PJM_ROM_2_NYISO_A-F | PJM_ROM | NYISO_A-F | Internal | Summer | B1 | 10 | 2000 | 0 | 105.83 | 97.83 | 6 | 0
2020 | PJM_ROM_2_NYISO_A-F | PJM_ROM | NYISO_A-F | Internal | Summer | B2 | 25 | 2000 | 0 | 102.49 | 93.9 | 6 | 0
2020 | PJM_ROM_2_NYISO_A-F | PJM_ROM | NYISO_A-F | Internal | Summer | B3 | 75 | 2000 | 0 | 101.14 | 82.2 | 6 | 0
2020 | PJM_ROM_2_NYISO_A-F | PJM_ROM | NYISO_A-F | Internal | Summer | B4 | 100 | 2000 | 0 | 98.2 | 79.68 | 6 | 0
2020 | PJM_ROM_2_NYISO_A-F | PJM_ROM | NYISO_A-F | Internal | Summer | B5 | 200 | 2000 | 0 | 90.38 | 77.51 | 6 | 0
2020 | PJM_ROM_2_NYISO_A-F | PJM_ROM | NYISO_A-F | Internal | Summer | B6 | 300 | 2000 | 0 | 76.36 | 62.77 | 6 | 0
2020 | PJM_ROM_2_NYISO_A-F | PJM_ROM | NYISO_A-F | Internal | Summer | B7 | 400 | 2000 | 0 | 66.88 | 61.63 | 6 | 0
2020 | PJM_ROM_2_NYISO_A-F | PJM_ROM | NYISO_A-F | Internal | Summer | B8 | 500 | 2000 | 0 | 64.16 | 61.61 | 6 | 0
2020 | PJM_ROM_2_NYISO_A-F | PJM_ROM | NYISO_A-F | Internal | Summer | B9 | 800 | 2000 | 0 | 61.9 | 61.61 | 6 | 0
2020 | PJM_ROM_2_NYISO_A-F | PJM_ROM | NYISO_A-F | Internal | Summer | B10 | 1262 | 2000 | 0 | 60.19 | 61.61 | 6 | 0
2020 | PJM_ROM_2_NYISO_A-F | PJM_ROM | NYISO_A-F | Internal | Winter | B16 | 25 | 2000 | 0 | 87.45 | 72.97 | 6 | 0
2020 | PJM_ROM_2_NYISO_A-F | PJM_ROM | NYISO_A-F | Internal | Winter | B17 | 100 | 2000 | 0 | 78.59 | 69.58 | 6 | 0
2020 | PJM_ROM_2_NYISO_A-F | PJM_ROM | NYISO_A-F | Internal | Winter | B18 | 400 | 2000 | 0 | 74.33 | 68.24 | 6 | 0
2020 | PJM_ROM_2_NYISO_A-F | PJM_ROM | NYISO_A-F | Internal | Winter | B19 | 700 | 2000 | 0 | 69.56 | 66.42 | 6 | 0
2020 | PJM_ROM_2_NYISO_A-F | PJM_ROM | NYISO_A-F | Internal | Winter | B20 | 935 | 2000 | 0 | 63.78 | 66.42 | 6 | 0
2020 | PJM_ROM_2_PJM_E | PJM_ROM | PJM_E | Internal | Shoulder | B11 | 25 | 8000 | 0 | 79.21 | 79.2 | 0.01 | 0
2020 | PJM_ROM_2_PJM_E | PJM_ROM | PJM_E | Internal | Shoulder | B12 | 200 | 8000 | 0 | 72.35 | 72.34 | 0.01 | 0
2020 | PJM_ROM_2_PJM_E | PJM_ROM | PJM_E | Internal | Shoulder | B13 | 600 | 8000 | 0 | 68.59 | 68.58 | 0.01 | 0
2020 | PJM_ROM_2_PJM_E | PJM_ROM | PJM_E | Internal | Shoulder | B14 | 900 | 8000 | 0 | 65.31 | 65.3 | 0.01 | 0
2020 | PJM_ROM_2_PJM_E | PJM_ROM | PJM_E | Internal | Shoulder | B15 | 1203 | 8000 | 0 | 61.41 | 61.39 | 0.01 | 0
2020 | PJM_ROM_2_PJM_E | PJM_ROM | PJM_E | Internal | Summer | B1 | 10 | 8000 | 579.49 | 105.83 | 105.85 | 0.01 | 0
2020 | PJM_ROM_2_PJM_E | PJM_ROM | PJM_E | Internal | Summer | B2 | 25 | 8000 | 0 | 102.49 | 102.48 | 0.01 | 0
2020 | PJM_ROM_2_PJM_E | PJM_ROM | PJM_E | Internal | Summer | B3 | 75 | 8000 | 0 | 101.14 | 101.12 | 0.01 | 0
2020 | PJM_ROM_2_PJM_E | PJM_ROM | PJM_E | Internal | Summer | B4 | 100 | 8000 | 0 | 98.2 | 98.19 | 0.01 | 0
2020 | PJM_ROM_2_PJM_E | PJM_ROM | PJM_E | Internal | Summer | B5 | 200 | 8000 | 0 | 90.38 | 90.37 | 0.01 | 0
2020 | PJM_ROM_2_PJM_E | PJM_ROM | PJM_E | Internal | Summer | B6 | 300 | 8000 | 0 | 76.36 | 76.34 | 0.01 | 0
2020 | PJM_ROM_2_PJM_E | PJM_ROM | PJM_E | Internal | Summer | B7 | 400 | 8000 | 0 | 66.88 | 66.86 | 0.01 | 0
2020 | PJM_ROM_2_PJM_E | PJM_ROM | PJM_E | Internal | Summer | B8 | 500 | 8000 | 0 | 64.16 | 64.14 | 0.01 | 0
2020 | PJM_ROM_2_PJM_E | PJM_ROM | PJM_E | Internal | Summer | B9 | 800 | 8000 | 0 | 61.9 | 61.88 | 0.01 | 0
2020 | PJM_ROM_2_PJM_E | PJM_ROM | PJM_E | Internal | Summer | B10 | 1262 | 8000 | 0 | 60.19 | 60.18 | 0.01 | 0
2020 | PJM_ROM_2_PJM_E | PJM_ROM | PJM_E | Internal | Winter | B16 | 25 | 8000 | 0 | 87.45 | 87.43 | 0.01 | 0
2020 | PJM_ROM_2_PJM_E | PJM_ROM | PJM_E | Internal | Winter | B17 | 100 | 8000 | 0 | 78.59 | 78.58 | 0.01 | 0
2020 | PJM_ROM_2_PJM_E | PJM_ROM | PJM_E | Internal | Winter | B18 | 400 | 8000 | 112.6 | 74.33 | 74.35 | 0.01 | 0
2020 | PJM_ROM_2_PJM_E | PJM_ROM | PJM_E | Internal | Winter | B19 | 700 | 8000 | 653.33 | 69.56 | 69.57 | 0.01 | 0
2020 | PJM_ROM_2_PJM_E | PJM_ROM | PJM_E | Internal | Winter | B20 | 935 | 8000 | 600.71 | 63.78 | 63.79 | 0.01 | 0
2020 | PJM_ROM_2_PJM_ROR | PJM_ROM | PJM_ROR | Internal | Shoulder | B11 | 25 | 8000 | 0 | 79.21 | 79.2 | 0.01 | 0
2020 | PJM_ROM_2_PJM_ROR | PJM_ROM | PJM_ROR | Internal | Shoulder | B12 | 200 | 8000 | 0 | 72.35 | 72.34 | 0.01 | 0
2020 | PJM_ROM_2_PJM_ROR | PJM_ROM | PJM_ROR | Internal | Shoulder | B13 | 600 | 8000 | 0 | 68.59 | 68.58 | 0.01 | 0
2020 | PJM_ROM_2_PJM_ROR | PJM_ROM | PJM_ROR | Internal | Shoulder | B14 | 900 | 8000 | 0 | 65.31 | 65.3 | 0.01 | 0
2020 | PJM_ROM_2_PJM_ROR | PJM_ROM | PJM_ROR | Internal | Shoulder | B15 | 1203 | 8000 | 0 | 61.41 | 61.39 | 0.01 | 0
2020 | PJM_ROM_2_PJM_ROR | PJM_ROM | PJM_ROR | Internal | Summer | B1 | 10 | 8000 | 0 | 105.83 | 105.82 | 0.01 | 0
2020 | PJM_ROM_2_PJM_ROR | PJM_ROM | PJM_ROR | Internal | Summer | B2 | 25 | 8000 | 0 | 102.49 | 102.48 | 0.01 | 0
2020 | PJM_ROM_2_PJM_ROR | PJM_ROM | PJM_ROR | Internal | Summer | B3 | 75 | 8000 | 62.05 | 101.14 | 101.15 | 0.01 | 0
2020 | PJM_ROM_2_PJM_ROR | PJM_ROM | PJM_ROR | Internal | Summer | B4 | 100 | 8000 | 2358.27 | 98.2 | 98.21 | 0.01 | 0
2020 | PJM_ROM_2_PJM_ROR | PJM_ROM | PJM_ROR | Internal | Summer | B5 | 200 | 8000 | 0 | 90.38 | 90.37 | 0.01 | 0
2020 | PJM_ROM_2_PJM_ROR | PJM_ROM | PJM_ROR | Internal | Summer | B6 | 300 | 8000 | 0 | 76.36 | 76.34 | 0.01 | 0
2020 | PJM_ROM_2_PJM_ROR | PJM_ROM | PJM_ROR | Internal | Summer | B7 | 400 | 8000 | 0 | 66.88 | 66.86 | 0.01 | 0
2020 | PJM_ROM_2_PJM_ROR | PJM_ROM | PJM_ROR | Internal | Summer | B8 | 500 | 8000 | 0 | 64.16 | 64.14 | 0.01 | 0
2020 | PJM_ROM_2_PJM_ROR | PJM_ROM | PJM_ROR | Internal | Summer | B9 | 800 | 8000 | 0 | 61.9 | 61.18 | 0.01 | 0
2020 | PJM_ROM_2_PJM_ROR | PJM_ROM | PJM_ROR | Internal | Summer | B10 | 1262 | 8000 | 0 | 60.19 | 60.18 | 0.01 | 0
2020 | PJM_ROM_2_PJM_ROR | PJM_ROM | PJM_ROR | Internal | Winter | B16 | 25 | 8000 | 0 | 87.45 | 87.43 | 0.01 | 0
2020 | PJM_ROM_2_PJM_ROR | PJM_ROM | PJM_ROR | Internal | Winter | B17 | 100 | 8000 | 0 | 78.59 | 78.58 | 0.01 | 0
2020 | PJM_ROM_2_PJM_ROR | PJM_ROM | PJM_ROR | Internal | Winter | B18 | 400 | 8000 | 0 | 74.33 | 71.44 | 0.01 | 0
2020 | PJM_ROM_2_PJM_ROR | PJM_ROM | PJM_ROR | Internal | Winter | B19 | 700 | 8000 | 0 | 69.56 | 68.75 | 0.01 | 0
2020 | PJM_ROM_2_PJM_ROR | PJM_ROM | PJM_ROR | Internal | Winter | B20 | 935 | 8000 | 0 | 63.78 | 63.07 | 0.01 | 0
2020 | SOCO_2_ENT | SOCO | ENT | Internal | Shoulder | B11 | 25 | 2400 | 0 | 92.21 | 75.99 | 10 | 0
2020 | SOCO_2_ENT | SOCO | ENT | Internal | Shoulder | B12 | 200 | 2400 | 0 | 69.83 | 68.27 | 10 | 0
2020 | SOCO_2_ENT | SOCO | ENT | Internal | Shoulder | B13 | 600 | 2400 | 0 | 68.56 | 67.77 | 10 | 0
2020 | SOCO_2_ENT | SOCO | ENT | Internal | Shoulder | B14 | 900 | 2400 | 0 | 68.56 | 65.51 | 10 | 0
2020 | SOCO_2_ENT | SOCO | ENT | Internal | Shoulder | B15 | 1203 | 2400 | 0 | 67.38 | 64.97 | 10 | 0
2020 | SOCO_2_ENT | SOCO | ENT | Internal | Summer | B1 | 10 | 2400 | 0 | 112.12 | 99.97 | 10 | 0
2020 | SOCO_2_ENT | SOCO | ENT | Internal | Summer | B2 | 25 | 2400 | 0 | 109.92 | 100.48 | 10 | 0
2020 | SOCO_2_ENT | SOCO | ENT | Internal | Summer | B3 | 75 | 2400 | 0 | 109.92 | 100.75 | 10 | 0
2020 | SOCO_2_ENT | SOCO | ENT | Internal | Summer | B4 | 100 | 2400 | 0 | 109.92 | 99.97 | 10 | 0
2020 | SOCO_2_ENT | SOCO | ENT | Internal | Summer | B5 | 200 | 2400 | 0 | 103.83 | 94.84 | 10 | 0
2020 | SOCO_2_ENT | SOCO | ENT | Internal | Summer | B6 | 300 | 2400 | 0 | 89.34 | 74.92 | 10 | 0
2020 | SOCO_2_ENT | SOCO | ENT | Internal | Summer | B7 | 400 | 2400 | 0 | 78.87 | 66.9 | 10 | 0
2020 | SOCO_2_ENT | SOCO | ENT | Internal | Summer | B8 | 500 | 2400 | 0 | 74.9 | 66.9 | 10 | 0
2020 | SOCO_2_ENT | SOCO | ENT | Internal | Summer | B9 | 800 | 2400 | 0 | 68.51 | 66.41 | 10 | 0
2020 | SOCO_2_ENT | SOCO | ENT | Internal | Summer | B10 | 1262 | 2400 | 0 | 66.11 | 64.19 | 10 | 0
2020 | SOCO_2_ENT | SOCO | ENT | Internal | Winter | B16 | 25 | 2400 | 0 | 93.43 | 75.35 | 10 | 0
2020 | SOCO_2_ENT | SOCO | ENT | Internal | Winter | B17 | 100 | 2400 | 0 | 76.91 | 70.64 | 10 | 0
2020 | SOCO_2_ENT | SOCO | ENT | Internal | Winter | B18 | 400 | 2400 | 0 | 69.99 | 69.44 | 10 | 0
2020 | SOCO_2_ENT | SOCO | ENT | Internal | Winter | B19 | 700 | 2400 | 0 | 69.99 | 68.12 | 10 | 0
2020 | SOCO_2_ENT | SOCO | ENT | Internal | Winter | B20 | 935 | 2400 | 0 | 69.99 | 67.39 | 10 | 0
2020 | SOCO_2_FRCC | SOCO | FRCC | Internal | Shoulder | B11 | 25 | 3700 | 3705.55 | 92.21 | 106.96 | 10 | 4.75
2020 | SOCO_2_FRCC | SOCO | FRCC | Internal | Shoulder | B12 | 200 | 3700 | 0 | 69.83 | 75.45 | 10 | 0
2020 | SOCO_2_FRCC | SOCO | FRCC | Internal | Shoulder | B13 | 600 | 3700 | 0 | 68.56 | 75.28 | 10 | 0
2020 | SOCO_2_FRCC | SOCO | FRCC | Internal | Shoulder | B14 | 900 | 3700 | 0 | 68.56 | 72.31 | 10 | 0
2020 | SOCO_2_FRCC | SOCO | FRCC | Internal | Shoulder | B15 | 1203 | 3700 | 0 | 67.38 | 72.31 | 10 | 0
2020 | SOCO_2_FRCC | SOCO | FRCC | Internal | Summer | B1 | 10 | 3700 | 560.72 | 112.12 | 122.12 | 10 | 0
2020 | SOCO_2_FRCC | SOCO | FRCC | Internal | Summer | B2 | 25 | 3700 | 0 | 109.92 | 116.56 | 10 | 0
2020 | SOCO_2_FRCC | SOCO | FRCC | Internal | Summer | B3 | 75 | 3700 | 0 | 109.92 | 116.56 | 10 | 0
2020 | SOCO_2_FRCC | SOCO | FRCC | Internal | Summer | B4 | 100 | 3700 | 0 | 109.92 | 116.56 | 10 | 0
2020 | SOCO_2_FRCC | SOCO | FRCC | Internal | Summer | B5 | 200 | 3700 | 1628.59 | 103.83 | 113.83 | 10 | 0
2020 | SOCO_2_FRCC | SOCO | FRCC | Internal | Summer | B6 | 300 | 3700 | 1479.76 | 89.34 | 99.34 | 10 | 0
2020 | SOCO_2_FRCC | SOCO | FRCC | Internal | Summer | B7 | 400 | 3700 | 0 | 78.87 | 85.21 | 10 | 0
2020 | SOCO_2_FRCC | SOCO | FRCC | Internal | Summer | B8 | 500 | 3700 | 0 | 74.9 | 74.69 | 10 | 0
2020 | SOCO_2_FRCC | SOCO | FRCC | Internal | Summer | B9 | 800 | 3700 | 0 | 68.51 | 71.58 | 10 | 0
2020 | SOCO_2_FRCC | SOCO | FRCC | Internal | Summer | B10 | 1262 | 3700 | 0 | 66.11 | 71.58 | 10 | 0
2020 | SOCO_2_FRCC | SOCO | FRCC | Internal | Winter | B16 | 25 | 3700 | 1089.23 | 93.43 | 103.43 | 10 | 0
2020 | SOCO_2_FRCC | SOCO | FRCC | Internal | Winter | B17 | 100 | 3700 | 0 | 76.91 | 77.79 | 10 | 0
2020 | SOCO_2_FRCC | SOCO | FRCC | Internal | Winter | B18 | 400 | 3700 | 0 | 69.99 | 76.17 | 10 | 0
2020 | SOCO_2_FRCC | SOCO | FRCC | Internal | Winter | B19 | 700 | 3700 | 0 | 69.99 | 74.54 | 10 | 0
2020 | SOCO_2_FRCC | SOCO | FRCC | Internal | Winter | B20 | 935 | 3700 | 0 | 69.99 | 74.54 | 10 | 0
2020 | SOCO_2_TVA_Transmission | SOCO | TVA_Transmission | Internal | Shoulder | B11 | 25 | 2600 | 0 | 92.21 | 83.8 | 10 | 0
2020 | SOCO_2_TVA_Transmission | SOCO | TVA_Transmission | Internal | Shoulder | B12 | 200 | 2600 | 0 | 69.83 | 72.96 | 10 | 0
2020 | SOCO_2_TVA_Transmission | SOCO | TVA_Transmission | Internal | Shoulder | B13 | 600 | 2600 | 0 | 68.56 | 70.26 | 10 | 0
2020 | SOCO_2_TVA_Transmission | SOCO | TVA_Transmission | Internal | Shoulder | B14 | 900 | 2600 | 0 | 68.56 | 69.08 | 10 | 0
2020 | SOCO_2_TVA_Transmission | SOCO | TVA_Transmission | Internal | Shoulder | B15 | 1203 | 2600 | 0 | 67.38 | 67.24 | 10 | 0
2020 | SOCO_2_TVA_Transmission | SOCO | TVA_Transmission | Internal | Summer | B1 | 10 | 2600 | 0 | 112.12 | 111.82 | 10 | 0
2020 | SOCO_2_TVA_Transmission | SOCO | TVA_Transmission | Internal | Summer | B2 | 25 | 2600 | 0 | 109.92 | 108.48 | 10 | 0
2020 | SOCO_2_TVA_Transmission | SOCO | TVA_Transmission | Internal | Summer | B3 | 75 | 2600 | 0 | 109.92 | 107.15 | 10 | 0
2020 | SOCO_2_TVA_Transmission | SOCO | TVA_Transmission | Internal | Summer | B4 | 100 | 2600 | 0 | 109.92 | 104.21 | 10 | 0
2020 | SOCO_2_TVA_Transmission | SOCO | TVA_Transmission | Internal | Summer | B5 | 200 | 2600 | 0 | 103.83 | 95.8 | 10 | 0
2020 | SOCO_2_TVA_Transmission | SOCO | TVA_Transmission | Internal | Summer | B6 | 300 | 2600 | 0 | 89.34 | 81.35 | 10 | 0
2020 | SOCO_2_TVA_Transmission | SOCO | TVA_Transmission | Internal | Summer | B7 | 400 | 2600 | 0 | 78.87 | 71.32 | 10 | 0
2020 | SOCO_2_TVA_Transmission | SOCO | TVA_Transmission | Internal | Summer | B8 | 500 | 2600 | 0 | 74.9 | 68.69 | 10 | 0
2020 | SOCO_2_TVA_Transmission | SOCO | TVA_Transmission | Internal | Summer | B9 | 800 | 2600 | 0 | 68.51 | 66.6 | 10 | 0
2020 | SOCO_2_TVA_Transmission | SOCO | TVA_Transmission | Internal | Summer | B10 | 1262 | 2600 | 0 | 66.11 | 64.49 | 10 | 0
2020 | SOCO_2_TVA_Transmission | SOCO | TVA_Transmission | Internal | Winter | B16 | 25 | 2600 | 0 | 93.43 | 84.43 | 10 | 0
2020 | SOCO_2_TVA_Transmission | SOCO | TVA_Transmission | Internal | Winter | B17 | 100 | 2600 | 0 | 76.91 | 77.43 | 10 | 0
2020 | SOCO_2_TVA_Transmission | SOCO | TVA_Transmission | Internal | Winter | B18 | 400 | 2600 | 0 | 69.99 | 73.04 | 10 | 0
2020 | SOCO_2_TVA_Transmission | SOCO | TVA_Transmission | Internal | Winter | B19 | 700 | 2600 | 0 | 69.99 | 71.26 | 10 | 0
2020 | SOCO_2_TVA_Transmission | SOCO | TVA_Transmission | Internal | Winter | B20 | 935 | 2600 | 0 | 69.99 | 69.07 | 10 | 0
2020 | SOCO_2_VACAR | SOCO | VACAR | Internal | Shoulder | B11 | 25 | 2000 | 0 | 92.21 | 85.2 | 10 | 0
2020 | SOCO_2_VACAR | SOCO | VACAR | Internal | Shoulder | B12 | 200 | 2000 | 0 | 69.83 | 76.22 | 10 | 0
2020 | SOCO_2_VACAR | SOCO | VACAR | Internal | Shoulder | B13 | 600 | 2000 | 0 | 68.56 | 70.79 | 10 | 0
2020 | SOCO_2_VACAR | SOCO | VACAR | Internal | Shoulder | B14 | 900 | 2000 | 0 | 68.56 | 70.79 | 10 | 0
2020 | SOCO_2_VACAR | SOCO | VACAR | Internal | Shoulder | B15 | 1203 | 2000 | 0 | 67.38 | 61.62 | 10 | 0
2020 | SOCO_2_VACAR | SOCO | VACAR | Internal | Summer | B1 | 10 | 2000 | 0 | 112.12 | 112.79 | 10 | 0
2020 | SOCO_2_VACAR | SOCO | VACAR | Internal | Summer | B2 | 25 | 2000 | 0 | 109.92 | 112.79 | 10 | 0
2020 | SOCO_2_VACAR | SOCO | VACAR | Internal | Summer | B3 | 75 | 2000 | 0 | 109.92 | 112.79 | 10 | 0
2020 | SOCO_2_VACAR | SOCO | VACAR | Internal | Summer | B4 | 100 | 2000 | 0 | 109.92 | 104.21 | 10 | 0
2020 | SOCO_2_VACAR | SOCO | VACAR | Internal | Summer | B5 | 200 | 2000 | 0 | 103.83 | 96.83 | 10 | 0
2020 | SOCO_2_VACAR | SOCO | VACAR | Internal | Summer | B6 | 300 | 2000 | 0 | 89.34 | 82.34 | 10 | 0
2020 | SOCO_2_VACAR | SOCO | VACAR | Internal | Summer | B7 | 400 | 2000 | 0 | 78.87 | 72.86 | 10 | 0
2020 | SOCO_2_VACAR | SOCO | VACAR | Internal | Summer | B8 | 500 | 2000 | 0 | 74.9 | 70.14 | 10 | 0
2020 | SOCO_2_VACAR | SOCO | VACAR | Internal | Summer | B9 | 800 | 2000 | 0 | 68.51 | 67.18 | 10 | 0
2020 | SOCO_2_VACAR | SOCO | VACAR | Internal | Summer | B10 | 1262 | 2000 | 0 | 66.11 | 59.98 | 10 | 0
2020 | SOCO_2_VACAR | SOCO | VACAR | Internal | Winter | B16 | 25 | 2000 | 0 | 93.43 | 93.43 | 10 | 0
2020 | SOCO_2_VACAR | SOCO | VACAR | Internal | Winter | B17 | 100 | 2000 | 0 | 76.91 | 83.75 | 10 | 0
2020 | SOCO_2_VACAR | SOCO | VACAR | Internal | Winter | B18 | 400 | 2000 | 0 | 69.99 | 75.13 | 10 | 0
2020 | SOCO_2_VACAR | SOCO | VACAR | Internal | Winter | B19 | 700 | 2000 | 0 | 69.99 | 74.26 | 10 | 0
2020 | SOCO_2_VACAR | SOCO | VACAR | Internal | Winter | B20 | 935 | 2000 | 0 | 69.99 | 65.31 | 10 | 0
2020 | SPP_N_2_ENT | SPP_N | ENT | Internal | Shoulder | B11 | 25 | 1800 | 0 | 73.47 | 75.99 | 5 | 0
2020 | SPP_N_2_ENT | SPP_N | ENT | Internal | Shoulder | B12 | 200 | 1800 | 0 | 65.34 | 68.27 | 5 | 0
2020 | SPP_N_2_ENT | SPP_N | ENT | Internal | Shoulder | B13 | 600 | 1800 | 462.69 | 62.77 | 67.77 | 5 | 0
2020 | SPP_N_2_ENT | SPP_N | ENT | Internal | Shoulder | B14 | 900 | 1800 | 1752.51 | 60.51 | 65.51 | 5 | 0
2020 | SPP_N_2_ENT | SPP_N | ENT | Internal | Shoulder | B15 | 1203 | 1800 | 2497.19 | 58.03 | 64.97 | 5 | 1.93
2020 | SPP_N_2_ENT | SPP_N | ENT | Internal | Summer | B1 | 10 | 1800 | 0 | 97.45 | 99.97 | 5 | 0
2020 | SPP_N_2_ENT | SPP_N | ENT | Internal | Summer | B2 | 25 | 1800 | 0 | 97.96 | 100.48 | 5 | 0
2020 | SPP_N_2_ENT | SPP_N | ENT | Internal | Summer | B3 | 75 | 1800 | 0 | 98.24 | 100.75 | 5 | 0
2020 | SPP_N_2_ENT | SPP_N | ENT | Internal | Summer | B4 | 100 | 1800 | 0 | 97.45 | 99.97 | 5 | 0
2020 | SPP_N_2_ENT | SPP_N | ENT | Internal | Summer | B5 | 200 | 1800 | 0 | 90.15 | 94.84 | 5 | 0
2020 | SPP_N_2_ENT | SPP_N | ENT | Internal | Summer | B6 | 300 | 1800 | 78.02 | 69.92 | 74.92 | 5 | 0
2020 | SPP_N_2_ENT | SPP_N | ENT | Internal | Summer | B7 | 400 | 1800 | 0 | 65.47 | 66.9 | 5 | 0
2020 | SPP_N_2_ENT | SPP_N | ENT | Internal | Summer | B8 | 500 | 1800 | 0 | 63.94 | 66.9 | 5 | 0
2020 | SPP_N_2_ENT | SPP_N | ENT | Internal | Summer | B9 | 800 | 1800 | 0 | 63.82 | 66.41 | 5 | 0
2020 | SPP_N_2_ENT | SPP_N | ENT | Internal | Summer | B10 | 1262 | 1800 | 224.98 | 59.19 | 64.19 | 5 | 0
2020 | SPP_N_2_ENT | SPP_N | ENT | Internal | Winter | B16 | 25 | 1800 | 0 | 72.82 | 75.35 | 5 | 0
2020 | SPP_N_2_ENT | SPP_N | ENT | Internal | Winter | B17 | 100 | 1800 | 0 | 66.17 | 70.64 | 5 | 0
2020 | SPP_N_2_ENT | SPP_N | ENT | Internal | Winter | B18 | 400 | 1800 | 666.47 | 64.44 | 69.44 | 5 | 0
2020 | SPP_N_2_ENT | SPP_N | ENT | Internal | Winter | B19 | 700 | 1800 | 1800 | 62.72 | 68.12 | 5 | 0.4
2020 | SPP_N_2_ENT | SPP_N | ENT | Internal | Winter | B20 | 935 | 1800 | 2634.15 | 60.45 | 67.39 | 5 | 1.93
2020 | SPP_N_2_MISO_MO-IL | SPP_N | MISO_MO-IL | Internal | Shoulder | B11 | 25 | 2000 | 2000 | 73.47 | 78.48 | 5 | 0.01
2020 | SPP_N_2_MISO_MO-IL | SPP_N | MISO_MO-IL | Internal | Shoulder | B12 | 200 | 2000 | 1306.21 | 65.34 | 70.34 | 5 | 0
2020 | SPP_N_2_MISO_MO-IL | SPP_N | MISO_MO-IL | Internal | Shoulder | B13 | 600 | 2000 | 0 | 62.77 | 66.9 | 5 | 0
2020 | SPP_N_2_MISO_MO-IL | SPP_N | MISO_MO-IL | Internal | Shoulder | B14 | 900 | 2000 | 0 | 60.51 | 64.44 | 5 | 0
2020 | SPP_N_2_MISO_MO-IL | SPP_N | MISO_MO-IL | Internal | Shoulder | B15 | 1203 | 2000 | 0 | 58.03 | 61.29 | 5 | 0
2020 | SPP_N_2_MISO_MO-IL | SPP_N | MISO_MO-IL | Internal | Summer | B1 | 10 | 2000 | 2000 | 97.45 | 103.82 | 5 | 1.37
2020 | SPP_N_2_MISO_MO-IL | SPP_N | MISO_MO-IL | Internal | Summer | B2 | 25 | 2000 | 0 | 97.96 | 102.37 | 5 | 0
2020 | SPP_N_2_MISO_MO-IL | SPP_N | MISO_MO-IL | Internal | Summer | B3 | 75 | 2000 | 0 | 98.24 | 101.06 | 5 | 0
2020 | SPP_N_2_MISO_MO-IL | SPP_N | MISO_MO-IL | Internal | Summer | B4 | 100 | 2000 | 0 | 97.45 | 99.26 | 5 | 0
2020 | SPP_N_2_MISO_MO-IL | SPP_N | MISO_MO-IL | Internal | Summer | B5 | 200 | 2000 | 0 | 90.15 | 90.27 | 5 | 0
2020 | SPP_N_2_MISO_MO-IL | SPP_N | MISO_MO-IL | Internal | Summer | B6 | 300 | 2000 | 196.17 | 69.92 | 74.92 | 5 | 0
2020 | SPP_N_2_MISO_MO-IL | SPP_N | MISO_MO-IL | Internal | Summer | B7 | 400 | 2000 | 0 | 65.47 | 65.44 | 5 | 0
2020 | SPP_N_2_MISO_MO-IL | SPP_N | MISO_MO-IL | Internal | Summer | B8 | 500 | 2000 | 0 | 63.94 | 63 | 5 | 0
2020 | SPP_N_2_MISO_MO-IL | SPP_N | MISO_MO-IL | Internal | Summer | B9 | 800 | 2000 | 0 | 63.82 | 61.09 | 5 | 0
2020 | SPP_N_2_MISO_MO-IL | SPP_N | MISO_MO-IL | Internal | Summer | B10 | 1262 | 2000 | 0 | 59.19 | 59.28 | 5 | 0
2020 | SPP_N_2_MISO_MO-IL | SPP_N | MISO_MO-IL | Internal | Winter | B16 | 25 | 2000 | 2000 | 72.82 | 79.12 | 5 | 1.29
2020 | SPP_N_2_MISO_MO-IL | SPP_N | MISO_MO-IL | Internal | Winter | B17 | 100 | 2000 | 2000 | 66.17 | 72.46 | 5 | 1.29
2020 | SPP_N_2_MISO_MO-IL | SPP_N | MISO_MO-IL | Internal | Winter | B18 | 400 | 2000 | 1307.79 | 64.44 | 69.44 | 5 | 0
2020 | SPP_N_2_MISO_MO-IL | SPP_N | MISO_MO-IL | Internal | Winter | B19 | 700 | 2000 | 0 | 62.72 | 67.51 | 5 | 0
2020 | SPP_N_2_MISO_MO-IL | SPP_N | MISO_MO-IL | Internal | Winter | B20 | 935 | 2000 | 0 | 60.45 | 62.76 | 5 | 0
2020 | SPP_N_2_MISO_W | SPP_N | MISO_W | Internal | Shoulder | B11 | 25 | 750 | 497.29 | 73.47 | 78.47 | 5 | 0
2020 | SPP_N_2_MISO_W | SPP_N | MISO_W | Internal | Shoulder | B12 | 200 | 750 | 88.05 | 65.34 | 70.34 | 5 | 0
2020 | SPP_N_2_MISO_W | SPP_N | MISO_W | Internal | Shoulder | B13 | 600 | 750 | 0 | 62.77 | 66.88 | 5 | 0
2020 | SPP_N_2_MISO_W | SPP_N | MISO_W | Internal | Shoulder | B14 | 900 | 750 | 0 | 60.51 | 64.46 | 5 | 0
2020 | SPP_N_2_MISO_W | SPP_N | MISO_W | Internal | Shoulder | B15 | 1203 | 750 | 544.28 | 58.03 | 63.03 | 5 | 0
2020 | SPP_N_2_MISO_W | SPP_N | MISO_W | Internal | Summer | B1 | 10 | 750 | 750 | 97.45 | 103.82 | 5 | 1.37
2020 | SPP_N_2_MISO_W | SPP_N | MISO_W | Internal | Summer | B2 | 25 | 750 | 750 | 97.96 | 103.42 | 5 | 0.46
2020 | SPP_N_2_MISO_W | SPP_N | MISO_W | Internal | Summer | B3 | 75 | 750 | 0 | 98.24 | 102.21 | 5 | 0
2020 | SPP_N_2_MISO_W | SPP_N | MISO_W | Internal | Summer | B4 | 100 | 750 | 0 | 97.45 | 99.27 | 5 | 0
2020 | SPP_N_2_MISO_W | SPP_N | MISO_W | Internal | Summer | B5 | 200 | 750 | 0 | 90.15 | 91.43 | 5 | 0
2020 | SPP_N_2_MISO_W | SPP_N | MISO_W | Internal | Summer | B6 | 300 | 750 | 5.12 | 69.92 | 74.92 | 5 | 0
2020 | SPP_N_2_MISO_W | SPP_N | MISO_W | Internal | Summer | B7 | 400 | 750 | 0 | 65.47 | 65.45 | 5 | 0
2020 | SPP_N_2_MISO_W | SPP_N | MISO_W | Internal | Summer | B8 | 500 | 750 | 0 | 63.94 | 63.19 | 5 | 0
2020 | SPP_N_2_MISO_W | SPP_N | MISO_W | Internal | Summer | B9 | 800 | 750 | 0 | 63.82 | 62.96 | 5 | 0
2020 | SPP_N_2_MISO_W | SPP_N | MISO_W | Internal | Summer | B10 | 1262 | 750 | 0 | 59.19 | 61.25 | 5 | 0
2020 | SPP_N_2_MISO_W | SPP_N | MISO_W | Internal | Winter | B16 | 25 | 750 | 750 | 72.82 | 79.11 | 5 | 1.28
2020 | SPP_N_2_MISO_W | SPP_N | MISO_W | Internal | Winter | B17 | 100 | 750 | 750 | 66.17 | 72.45 | 5 | 1.28
2020 | SPP_N_2_MISO_W | SPP_N | MISO_W | Internal | Winter | B18 | 400 | 750 | 391.01 | 64.44 | 69.44 | 5 | 0
2020 | SPP_N_2_MISO_W | SPP_N | MISO_W | Internal | Winter | B19 | 700 | 750 | 85.78 | 62.72 | 67.72 | 5 | 0
2020 | SPP_N_2_MISO_W | SPP_N | MISO_W | Internal | Winter | B20 | 935 | 750 | 0 | 60.45 | 64.72 | 5 | 0
2020 | SPP_N_2_NE | SPP_N | NE | Internal | Shoulder | B11 | 25 | 330 | 407.08 | 73.47 | 74.75 | 0.01 | 1.27
2020 | SPP_N_2_NE | SPP_N | NE | Internal | Shoulder | B12 | 200 | 330 | 330 | 65.34 | 65.35 | 0.01 | 0
2020 | SPP_N_2_NE | SPP_N | NE | Internal | Shoulder | B13 | 600 | 330 | 482.71 | 62.77 | 64.06 | 0.01 | 1.27
2020 | SPP_N_2_NE | SPP_N | NE | Internal | Shoulder | B14 | 900 | 330 | 259.14 | 60.51 | 60.52 | 0.01 | 0
2020 | SPP_N_2_NE | SPP_N | NE | Internal | Shoulder | B15 | 1203 | 330 | 247.62 | 58.03 | 58.05 | 0.01 | 0
2020 | SPP_N_2_NE | SPP_N | NE | Internal | Summer | B1 | 10 | 330 | 2775.41 | 97.45 | 98.73 | 0.01 | 1.27
2020 | SPP_N_2_NE | SPP_N | NE | Internal | Summer | B2 | 25 | 330 | 957.11 | 97.96 | 99.24 | 0.01 | 1.27
2020 | SPP_N_2_NE | SPP_N | NE | Internal | Summer | B3 | 75 | 330 | 983.21 | 98.24 | 99.52 | 0.01 | 1.27
2020 | SPP_N_2_NE | SPP_N | NE | Internal | Summer | B4 | 100 | 330 | 723.56 | 97.45 | 98.73 | 0.01 | 1.27
2020 | SPP_N_2_NE | SPP_N | NE | Internal | Summer | B5 | 200 | 330 | 337.21 | 90.15 | 91.43 | 0.01 | 1.27
2020 | SPP_N_2_NE | SPP_N | NE | Internal | Summer | B6 | 300 | 330 | 612.78 | 69.92 | 71.2 | 0.01 | 1.27
2020 | SPP_N_2_NE | SPP_N | NE | Internal | Summer | B7 | 400 | 330 | 0 | 65.47 | 65.45 | 0.01 | 0
2020 | SPP_N_2_NE | SPP_N | NE | Internal | Summer | B8 | 500 | 330 | 0 | 63.94 | 63.92 | 0.01 | 0
2020 | SPP_N_2_NE | SPP_N | NE | Internal | Summer | B9 | 800 | 330 | 0 | 63.82 | 63.81 | 0.01 | 0
2020 | SPP_N_2_NE | SPP_N | NE | Internal | Summer | B10 | 1262 | 330 | 284.08 | 59.19 | 59.2 | 0.01 | 0
2020 | SPP_N_2_NE | SPP_N | NE | Internal | Winter | B16 | 25 | 330 | 1580.81 | 72.82 | 74.11 | 0.01 | 1.27
2020 | SPP_N_2_NE | SPP_N | NE | Internal | Winter | B17 | 100 | 330 | 1649.8 | 66.17 | 67.45 | 0.01 | 1.27
2020 | SPP_N_2_NE | SPP_N | NE | Internal | Winter | B18 | 400 | 330 | 330 | 64.44 | 65.44 | 0.01 | 0.99
2020 | SPP_N_2_NE | SPP_N | NE | Internal | Winter | B19 | 700 | 330 | 412.59 | 62.72 | 64 | 0.01 | 1.27
2020 | SPP_N_2_NE | SPP_N | NE | Internal | Winter | B20 | 935 | 330 | 330 | 60.45 | 60.49 | 0.01 | 0.02
2020 | SPP_N_2_SPP_S | SPP_N | SPP_S | Internal | Shoulder | B11 | 25 | 4000 | 0 | 73.47 | 68.9 | 0.01 | 0
2020 | SPP_N_2_SPP_S | SPP_N | SPP_S | Internal | Shoulder | B12 | 200 | 4000 | 29.72 | 65.34 | 65.35 | 0.01 | 0
2020 | SPP_N_2_SPP_S | SPP_N | SPP_S | Internal | Shoulder | B13 | 600 | 4000 | 201.75 | 62.77 | 62.78 | 0.01 | 0
2020 | SPP_N_2_SPP_S | SPP_N | SPP_S | Internal | Shoulder | B14 | 900 | 4000 | 0 | 60.51 | 59.02 | 0.01 | 0
2020 | SPP_N_2_SPP_S | SPP_N | SPP_S | Internal | Shoulder | B15 | 1203 | 4000 | 0 | 58.03 | 57.88 | 0.01 | 0
2020 | SPP_N_2_SPP_S | SPP_N | SPP_S | Internal | Summer | B1 | 10 | 4000 | 0 | 97.45 | 92.88 | 0.01 | 0
2020 | SPP_N_2_SPP_S | SPP_N | SPP_S | Internal | Summer | B2 | 25 | 4000 | 0 | 97.96 | 93.39 | 0.01 | 0
2020 | SPP_N_2_SPP_S | SPP_N | SPP_S | Internal | Summer | B3 | 75 | 4000 | 0 | 98.24 | 93.66 | 0.01 | 0
2020 | SPP_N_2_SPP_S | SPP_N | SPP_S | Internal | Summer | B4 | 100 | 4000 | 0 | 97.45 | 92.88 | 0.01 | 0
2020 | SPP_N_2_SPP_S | SPP_N | SPP_S | Internal | Summer | B5 | 200 | 4000 | 0 | 90.15 | 87.75 | 0.01 | 0
2020 | SPP_N_2_SPP_S | SPP_N | SPP_S | Internal | Summer | B6 | 300 | 4000 | 0 | 69.92 | 69.91 | 0.01 | 0
2020 | SPP_N_2_SPP_S | SPP_N | SPP_S | Internal | Summer | B7 | 400 | 4000 | 674.22 | 65.47 | 65.48 | 0.01 | 0
2020 | SPP_N_2_SPP_S | SPP_N | SPP_S | Internal | Summer | B8 | 500 | 4000 | 2244.03 | 63.94 | 63.95 | 0.01 | 0
2020 | SPP_N_2_SPP_S | SPP_N | SPP_S | Internal | Summer | B9 | 800 | 4000 | 3180.98 | 63.82 | 63.84 | 0.01 | 0
2020 | SPP_N_2_SPP_S | SPP_N | SPP_S | Internal | Summer | B10 | 1262 | 4000 | 966.2 | 59.19 | 59.2 | 0.01 | 0
2020 | SPP_N_2_SPP_S | SPP_N | SPP_S | Internal | Winter | B16 | 25 | 4000 | 0 | 72.82 | 68.26 | 0.01 | 0
2020 | SPP_N_2_SPP_S | SPP_N | SPP_S | Internal | Winter | B17 | 100 | 4000 | 0 | 66.17 | 65.64 | 0.01 | 0
2020 | SPP_N_2_SPP_S | SPP_N | SPP_S | Internal | Winter | B18 | 400 | 4000 | 0 | 64.44 | 64.43 | 0.01 | 0
2020 | SPP_N_2_SPP_S | SPP_N | SPP_S | Internal | Winter | B19 | 700 | 4000 | 0 | 62.72 | 62.71 | 0.01 | 0
2020 | SPP_N_2_SPP_S | SPP_N | SPP_S | Internal | Winter | B20 | 935 | 4000 | 0 | 60.45 | 60.3 | 0.01 | 0
2020 | SPP_S_2_ENT | SPP_S | ENT | Internal | Shoulder | B11 | 25 | 850 | 1796.85 | 68.9 | 75.99 | 5 | 2.09
2020 | SPP_S_2_ENT | SPP_S | ENT | Internal | Shoulder | B12 | 200 | 850 | 0 | 65.35 | 68.27 | 5 | 0
2020 | SPP_S_2_ENT | SPP_S | ENT | Internal | Shoulder | B13 | 600 | 850 | 0 | 62.78 | 67.77 | 5 | 0
2020 | SPP_S_2_ENT | SPP_S | ENT | Internal | Shoulder | B14 | 900 | 850 | 850 | 59.02 | 65.51 | 5 | 1.49
2020 | SPP_S_2_ENT | SPP_S | ENT | Internal | Shoulder | B15 | 1203 | 850 | 2300.57 | 57.88 | 64.97 | 5 | 2.09
2020 | SPP_S_2_ENT | SPP_S | ENT | Internal | Summer | B1 | 10 | 850 | 5358.07 | 92.88 | 99.97 | 5 | 2.09
2020 | SPP_S_2_ENT | SPP_S | ENT | Internal | Summer | B2 | 25 | 850 | 3148.92 | 93.39 | 100.48 | 5 | 2.09
2020 | SPP_S_2_ENT | SPP_S | ENT | Internal | Summer | B3 | 75 | 850 | 1043.64 | 93.66 | 100.75 | 5 | 2.09
2020 | SPP_S_2_ENT | SPP_S | ENT | Internal | Summer | B4 | 100 | 850 | 1500.18 | 92.88 | 99.97 | 5 | 2.09
2020 | SPP_S_2_ENT | SPP_S | ENT | Internal | Summer | B5 | 200 | 850 | 965.3 | 87.75 | 94.84 | 5 | 2.09
2020 | SPP_S_2_ENT | SPP_S | ENT | Internal | Summer | B6 | 300 | 850 | 850 | 69.91 | 74.92 | 5 | 0.01
2020 | SPP_S_2_ENT | SPP_S | ENT | Internal | Summer | B7 | 400 | 850 | 0 | 65.48 | 66.9 | 5 | 0
2020 | SPP_S_2_ENT | SPP_S | ENT | Internal | Summer | B8 | 500 | 850 | 0 | 63.95 | 66.9 | 5 | 0
2020 | SPP_S_2_ENT | SPP_S | ENT | Internal | Summer | B9 | 800 | 850 | 0 | 63.84 | 66.41 | 5 | 0
2020 | SPP_S_2_ENT | SPP_S | ENT | Internal | Summer | B10 | 1262 | 850 | 0 | 59.2 | 64.19 | 5 | 0
2020 | SPP_S_2_ENT | SPP_S | ENT | Internal | Winter | B16 | 25 | 850 | 3098.58 | 68.26 | 75.35 | 5 | 2.09
2020 | SPP_S_2_ENT | SPP_S | ENT | Internal | Winter | B17 | 100 | 850 | 443.97 | 65.64 | 70.64 | 5 | 0
2020 | SPP_S_2_ENT | SPP_S | ENT | Internal | Winter | B18 | 400 | 850 | 850 | 64.43 | 69.44 | 5 | 0.01
2020 | SPP_S_2_ENT | SPP_S | ENT | Internal | Winter | B19 | 700 | 850 | 850 | 62.71 | 68.12 | 5 | 0.41
2020 | SPP_S_2_ENT | SPP_S | ENT | Internal | Winter | B20 | 935 | 850 | 905.99 | 60.3 | 67.39 | 5 | 2.09
2020 | SPP_S_2_SPP_N | SPP_S | SPP_N | Internal | Shoulder | B11 | 25 | 640 | 1559.52 | 68.9 | 73.47 | 0.01 | 4.56
2020 | SPP_S_2_SPP_N | SPP_S | SPP_N | Internal | Shoulder | B12 | 200 | 640 | 0 | 65.35 | 65.34 | 0.01 | 0
2020 | SPP_S_2_SPP_N | SPP_S | SPP_N | Internal | Shoulder | B13 | 600 | 640 | 0 | 62.78 | 62.77 | 0.01 | 0
2020 | SPP_S_2_SPP_N | SPP_S | SPP_N | Internal | Shoulder | B14 | 900 | 640 | 640 | 59.02 | 60.51 | 0.01 | 1.48
2020 | SPP_S_2_SPP_N | SPP_S | SPP_N | Internal | Shoulder | B15 | 1203 | 640 | 640 | 57.88 | 58.03 | 0.01 | 0.15
2020 | SPP_S_2_SPP_N | SPP_S | SPP_N | Internal | Summer | B1 | 10 | 640 | 4102.38 | 92.88 | 97.45 | 0.01 | 4.56
2020 | SPP_S_2_SPP_N | SPP_S | SPP_N | Internal | Summer | B2 | 25 | 640 | 2815.81 | 93.39 | 97.96 | 0.01 | 4.56
2020 | SPP_S_2_SPP_N | SPP_S | SPP_N | Internal | Summer | B3 | 75 | 640 | 3176.81 | 93.66 | 98.24 | 0.01 | 4.56
2020 | SPP_S_2_SPP_N | SPP_S | SPP_N | Internal | Summer | B4 | 100 | 640 | 1586.11 | 92.88 | 97.45 | 0.01 | 4.56
2020 | SPP_S_2_SPP_N | SPP_S | SPP_N | Internal | Summer | B5 | 200 | 640 | 640 | 87.75 | 90.15 | 0.01 | 2.39
2020 | SPP_S_2_SPP_N | SPP_S | SPP_N | Internal | Summer | B6 | 300 | 640 | 391.83 | 69.91 | 69.92 | 0.01 | 0
2020 | SPP_S_2_SPP_N | SPP_S | SPP_N | Internal | Summer | B7 | 400 | 640 | 0 | 65.48 | 65.47 | 0.01 | 0
2020 | SPP_S_2_SPP_N | SPP_S | SPP_N | Internal | Summer | B8 | 500 | 640 | 0 | 63.95 | 63.94 | 0.01 | 0
2020 | SPP_S_2_SPP_N | SPP_S | SPP_N | Internal | Summer | B9 | 800 | 640 | 0 | 63.84 | 63.82 | 0.01 | 0
2020 | SPP_S_2_SPP_N | SPP_S | SPP_N | Internal | Summer | B10 | 1262 | 640 | 0 | 59.2 | 59.19 | 0.01 | 0
2020 | SPP_S_2_SPP_N | SPP_S | SPP_N | Internal | Winter | B16 | 25 | 640 | 640 | 68.26 | 72.82 | 0.01 | 4.55
2020 | SPP_S_2_SPP_N | SPP_S | SPP_N | Internal | Winter | B17 | 100 | 640 | 640 | 65.64 | 66.17 | 0.01 | 0.52
2020 | SPP_S_2_SPP_N | SPP_S | SPP_N | Internal | Winter | B18 | 400 | 640 | 323.16 | 64.43 | 64.44 | 0.01 | 0
2020 | SPP_S_2_SPP_N | SPP_S | SPP_N | Internal | Winter | B19 | 700 | 640 | 349.39 | 62.71 | 62.72 | 0.01 | 0
2020 | SPP_S_2_SPP_N | SPP_S | SPP_N | Internal | Winter | B20 | 935 | 640 | 640 | 60.3 | 60.45 | 0.01 | 0.15
2020 | TVA_2_ENT | TVA | ENT | Internal | Shoulder | B11 | 25 | 500 | 0 | 83.21 | 75.99 | 9 | 0
2020 | TVA_2_ENT | TVA | ENT | Internal | Shoulder | B12 | 200 | 500 | 0 | 67.22 | 68.27 | 9 | 0
2020 | TVA_2_ENT | TVA | ENT | Internal | Shoulder | B13 | 600 | 500 | 0 | 67.02 | 67.77 | 9 | 0
2020 | TVA_2_ENT | TVA | ENT | Internal | Shoulder | B14 | 900 | 500 | 0 | 67.02 | 65.51 | 9 | 0
2020 | TVA_2_ENT | TVA | ENT | Internal | Shoulder | B15 | 1203 | 500 | 0 | 67.02 | 64.97 | 9 | 0
2020 | TVA_2_ENT | TVA | ENT | Internal | Summer | B1 | 10 | 500 | 0 | 111.83 | 99.97 | 9 | 0
2020 | TVA_2_ENT | TVA | ENT | Internal | Summer | B2 | 25 | 500 | 0 | 108.49 | 100.48 | 9 | 0
2020 | TVA_2_ENT | TVA | ENT | Internal | Summer | B3 | 75 | 500 | 0 | 107.16 | 100.75 | 9 | 0
2020 | TVA_2_ENT | TVA | ENT | Internal | Summer | B4 | 100 | 500 | 0 | 104.22 | 99.97 | 9 | 0
2020 | TVA_2_ENT | TVA | ENT | Internal | Summer | B5 | 200 | 500 | 0 | 90.65 | 94.84 | 9 | 0
2020 | TVA_2_ENT | TVA | ENT | Internal | Summer | B6 | 300 | 500 | 0 | 76.16 | 74.92 | 9 | 0
2020 | TVA_2_ENT | TVA | ENT | Internal | Summer | B7 | 400 | 500 | 0 | 65.69 | 66.9 | 9 | 0
2020 | TVA_2_ENT | TVA | ENT | Internal | Summer | B8 | 500 | 500 | 0 | 65.69 | 66.9 | 9 | 0
2020 | TVA_2_ENT | TVA | ENT | Internal | Summer | B9 | 800 | 500 | 0 | 65.69 | 66.41 | 9 | 0
2020 | TVA_2_ENT | TVA | ENT | Internal | Summer | B10 | 1262 | 500 | 0 | 63.29 | 64.19 | 9 | 0
2020 | TVA_2_ENT | TVA | ENT | Internal | Winter | B16 | 25 | 500 | 0 | 84.43 | 75.35 | 9 | 0
2020 | TVA_2_ENT | TVA | ENT | Internal | Winter | B17 | 100 | 500 | 0 | 72.23 | 70.64 | 9 | 0
2020 | TVA_2_ENT | TVA | ENT | Internal | Winter | B18 | 400 | 500 | 0 | 69.08 | 69.44 | 9 | 0
2020 | TVA_2_ENT | TVA | ENT | Internal | Winter | B19 | 700 | 500 | 0 | 69.08 | 68.12 | 9 | 0
2020 | TVA_2_ENT | TVA | ENT | Internal | Winter | B20 | 935 | 500 | 0 | 69.08 | 67.39 | 9 | 0
2020 | TVA_2_MISO_MO-IL | TVA | MISO_MO-IL | Internal | Shoulder | B11 | 25 | 50 | 0 | 83.21 | 78.48 | 9 | 0
2020 | TVA_2_MISO_MO-IL | TVA | MISO_MO-IL | Internal | Shoulder | B12 | 200 | 50 | 0 | 67.22 | 70.34 | 9 | 0
2020 | TVA_2_MISO_MO-IL | TVA | MISO_MO-IL | Internal | Shoulder | B13 | 600 | 50 | 0 | 67.02 | 66.9 | 9 | 0
2020 | TVA_2_MISO_MO-IL | TVA | MISO_MO-IL | Internal | Shoulder | B14 | 900 | 50 | 0 | 67.02 | 64.44 | 9 | 0
2020 | TVA_2_MISO_MO-IL | TVA | MISO_MO-IL | Internal | Shoulder | B15 | 1203 | 50 | 0 | 67.02 | 61.29 | 9 | 0
2020 | TVA_2_MISO_MO-IL | TVA | MISO_MO-IL | Internal | Summer | B1 | 10 | 50 | 0 | 111.83 | 103.82 | 9 | 0
2020 | TVA_2_MISO_MO-IL | TVA | MISO_MO-IL | Internal | Summer | B2 | 25 | 50 | 0 | 108.49 | 102.37 | 9 | 0
2020 | TVA_2_MISO_MO-IL | TVA | MISO_MO-IL | Internal | Summer | B3 | 75 | 50 | 0 | 107.16 | 101.06 | 9 | 0
2020 | TVA_2_MISO_MO-IL | TVA | MISO_MO-IL | Internal | Summer | B4 | 100 | 50 | 0 | 104.22 | 99.26 | 9 | 0
2020 | TVA_2_MISO_MO-IL | TVA | MISO_MO-IL | Internal | Summer | B5 | 200 | 50 | 0 | 90.65 | 90.27 | 9 | 0
2020 | TVA_2_MISO_MO-IL | TVA | MISO_MO-IL | Internal | Summer | B6 | 300 | 50 | 0 | 76.16 | 74.92 | 9 | 0
2020 | TVA_2_MISO_MO-IL | TVA | MISO_MO-IL | Internal | Summer | B7 | 400 | 50 | 0 | 65.69 | 65.44 | 9 | 0
2020 | TVA_2_MISO_MO-IL | TVA | MISO_MO-IL | Internal | Summer | B8 | 500 | 50 | 0 | 65.69 | 63 | 9 | 0
2020 | TVA_2_MISO_MO-IL | TVA | MISO_MO-IL | Internal | Summer | B9 | 800 | 50 | 0 | 65.69 | 61.09 | 9 | 0
2020 | TVA_2_MISO_MO-IL | TVA | MISO_MO-IL | Internal | Summer | B10 | 1262 | 50 | 0 | 63.29 | 59.28 | 9 | 0
2020 | TVA_2_MISO_MO-IL | TVA | MISO_MO-IL | Internal | Winter | B16 | 25 | 50 | 0 | 84.43 | 79.12 | 9 | 0
2020 | TVA_2_MISO_MO-IL | TVA | MISO_MO-IL | Internal | Winter | B17 | 100 | 50 | 0 | 72.23 | 72.46 | 9 | 0
2020 | TVA_2_MISO_MO-IL | TVA | MISO_MO-IL | Internal | Winter | B18 | 400 | 50 | 0 | 69.08 | 69.44 | 9 | 0
2020 | TVA_2_MISO_MO-IL | TVA | MISO_MO-IL | Internal | Winter | B19 | 700 | 50 | 0 | 69.08 | 67.51 | 9 | 0
2020 | TVA_2_MISO_MO-IL | TVA | MISO_MO-IL | Internal | Winter | B20 | 935 | 50 | 0 | 69.08 | 62.76 | 9 | 0
2020 | TVA_2_NonRTO_Midwest | TVA | NonRTO_Midwest | Internal | Shoulder | B11 | 25 | 100 | 0 | 83.21 | 84.57 | 9 | 0
2020 | TVA_2_NonRTO_Midwest | TVA | NonRTO_Midwest | Internal | Shoulder | B12 | 200 | 100 | 100 | 67.22 | 76.43 | 9 | 0.21
2020 | TVA_2_NonRTO_Midwest | TVA | NonRTO_Midwest | Internal | Shoulder | B13 | 600 | 100 | 0 | 67.02 | 68.08 | 9 | 0
2020 | TVA_2_NonRTO_Midwest | TVA | NonRTO_Midwest | Internal | Shoulder | B14 | 900 | 100 | 0 | 67.02 | 65.39 | 9 | 0
2020 | TVA_2_NonRTO_Midwest | TVA | NonRTO_Midwest | Internal | Shoulder | B15 | 1203 | 100 | 0 | 67.02 | 62.5 | 9 | 0
2020 | TVA_2_NonRTO_Midwest | TVA | NonRTO_Midwest | Internal | Summer | B1 | 10 | 100 | 0 | 111.83 | 108.46 | 9 | 0
2020 | TVA_2_NonRTO_Midwest | TVA | NonRTO_Midwest | Internal | Summer | B2 | 25 | 100 | 0 | 108.49 | 108.46 | 9 | 0
2020 | TVA_2_NonRTO_Midwest | TVA | NonRTO_Midwest | Internal | Summer | B3 | 75 | 100 | 0 | 107.16 | 107.15 | 9 | 0
2020 | TVA_2_NonRTO_Midwest | TVA | NonRTO_Midwest | Internal | Summer | B4 | 100 | 100 | 0 | 104.22 | 105.35 | 9 | 0
2020 | TVA_2_NonRTO_Midwest | TVA | NonRTO_Midwest | Internal | Summer | B5 | 200 | 100 | 0 | 90.65 | 96.36 | 9 | 0
2020 | TVA_2_NonRTO_Midwest | TVA | NonRTO_Midwest | Internal | Summer | B6 | 300 | 100 | 0 | 76.16 | 81.01 | 9 | 0
2020 | TVA_2_NonRTO_Midwest | TVA | NonRTO_Midwest | Internal | Summer | B7 | 400 | 100 | 0 | 65.69 | 65.39 | 9 | 0
2020 | TVA_2_NonRTO_Midwest | TVA | NonRTO_Midwest | Internal | Summer | B8 | 500 | 100 | 0 | 65.69 | 64.91 | 9 | 0
2020 | TVA_2_NonRTO_Midwest | TVA | NonRTO_Midwest | Internal | Summer | B9 | 800 | 100 | 0 | 65.69 | 62.5 | 9 | 0
2020 | TVA_2_NonRTO_Midwest | TVA | NonRTO_Midwest | Internal | Summer | B10 | 1262 | 100 | 0 | 63.29 | 61.53 | 9 | 0
2020 | TVA_2_NonRTO_Midwest | TVA | NonRTO_Midwest | Internal | Winter | B16 | 25 | 100 | 0 | 84.43 | 87.11 | 9 | 0
2020 | TVA_2_NonRTO_Midwest | TVA | NonRTO_Midwest | Internal | Winter | B17 | 100 | 100 | 0 | 72.23 | 80.45 | 9 | 0
2020 | TVA_2_NonRTO_Midwest | TVA | NonRTO_Midwest | Internal | Winter | B18 | 400 | 100 | 0 | 69.08 | 75.53 | 9 | 0
2020 | TVA_2_NonRTO_Midwest | TVA | NonRTO_Midwest | Internal | Winter | B19 | 700 | 100 | 0 | 69.08 | 65.39 | 9 | 0
2020 | TVA_2_NonRTO_Midwest | TVA | NonRTO_Midwest | Internal | Winter | B20 | 935 | 100 | 0 | 69.08 | 64.91 | 9 | 0
2020 | TVA_2_PJM_ROR | TVA | PJM_ROR | Internal | Shoulder | B11 | 25 | 500 | 0 | 83.21 | 79.2 | 9 | 0
2020 | TVA_2_PJM_ROR | TVA | PJM_ROR | Internal | Shoulder | B12 | 200 | 500 | 0 | 67.22 | 72.34 | 9 | 0
2020 | TVA_2_PJM_ROR | TVA | PJM_ROR | Internal | Shoulder | B13 | 600 | 500 | 0 | 67.02 | 68.58 | 9 | 0
2020 | TVA_2_PJM_ROR | TVA | PJM_ROR | Internal | Shoulder | B14 | 900 | 500 | 0 | 67.02 | 65.3 | 9 | 0
2020 | TVA_2_PJM_ROR | TVA | PJM_ROR | Internal | Shoulder | B15 | 1203 | 500 | 0 | 67.02 | 61.39 | 9 | 0
2020 | TVA_2_PJM_ROR | TVA | PJM_ROR | Internal | Summer | B1 | 10 | 500 | 0 | 111.83 | 105.82 | 9 | 0
2020 | TVA_2_PJM_ROR | TVA | PJM_ROR | Internal | Summer | B2 | 25 | 500 | 0 | 108.49 | 102.48 | 9 | 0
2020 | TVA_2_PJM_ROR | TVA | PJM_ROR | Internal | Summer | B3 | 75 | 500 | 0 | 107.16 | 101.15 | 9 | 0
2020 | TVA_2_PJM_ROR | TVA | PJM_ROR | Internal | Summer | B4 | 100 | 500 | 0 | 104.22 | 98.21 | 9 | 0
2020 | TVA_2_PJM_ROR | TVA | PJM_ROR | Internal | Summer | B5 | 200 | 500 | 0 | 90.65 | 90.37 | 9 | 0
2020 | TVA_2_PJM_ROR | TVA | PJM_ROR | Internal | Summer | B6 | 300 | 500 | 0 | 76.16 | 76.34 | 9 | 0
2020 | TVA_2_PJM_ROR | TVA | PJM_ROR | Internal | Summer | B7 | 400 | 500 | 0 | 65.69 | 66.86 | 9 | 0
2020 | TVA_2_PJM_ROR | TVA | PJM_ROR | Internal | Summer | B8 | 500 | 500 | 0 | 65.69 | 64.14 | 9 | 0
2020 | TVA_2_PJM_ROR | TVA | PJM_ROR | Internal | Summer | B9 | 800 | 500 | 0 | 65.69 | 61.18 | 9 | 0
2020 | TVA_2_PJM_ROR | TVA | PJM_ROR | Internal | Summer | B10 | 1262 | 500 | 0 | 63.29 | 60.18 | 9 | 0
2020 | TVA_2_PJM_ROR | TVA | PJM_ROR | Internal | Winter | B16 | 25 | 500 | 0 | 84.43 | 87.43 | 9 | 0
2020 | TVA_2_PJM_ROR | TVA | PJM_ROR | Internal | Winter | B17 | 100 | 500 | 0 | 72.23 | 78.58 | 9 | 0
2020 | TVA_2_PJM_ROR | TVA | PJM_ROR | Internal | Winter | B18 | 400 | 500 | 0 | 69.08 | 71.44 | 9 | 0
2020 | TVA_2_PJM_ROR | TVA | PJM_ROR | Internal | Winter | B19 | 700 | 500 | 0 | 69.08 | 68.75 | 9 | 0
2020 | TVA_2_PJM_ROR | TVA | PJM_ROR | Internal | Winter | B20 | 935 | 500 | 0 | 69.08 | 63.07 | 9 | 0
2020 | TVA_2_SOCO | TVA | SOCO | Internal | Shoulder | B11 | 25 | 500 | 318.16 | 83.21 | 92.21 | 9 | 0
2020 | TVA_2_SOCO | TVA | SOCO | Internal | Shoulder | B12 | 200 | 500 | 0 | 67.22 | 69.83 | 9 | 0
2020 | TVA_2_SOCO | TVA | SOCO | Internal | Shoulder | B13 | 600 | 500 | 0 | 67.02 | 68.56 | 9 | 0
2020 | TVA_2_SOCO | TVA | SOCO | Internal | Shoulder | B14 | 900 | 500 | 0 | 67.02 | 68.56 | 9 | 0
2020 | TVA_2_SOCO | TVA | SOCO | Internal | Shoulder | B15 | 1203 | 500 | 0 | 67.02 | 67.38 | 9 | 0
2020 | TVA_2_SOCO | TVA | SOCO | Internal | Summer | B1 | 10 | 500 | 0 | 111.83 | 112.12 | 9 | 0
2020 | TVA_2_SOCO | TVA | SOCO | Internal | Summer | B2 | 25 | 500 | 0 | 108.49 | 109.92 | 9 | 0
2020 | TVA_2_SOCO | TVA | SOCO | Internal | Summer | B3 | 75 | 500 | 0 | 107.16 | 109.92 | 9 | 0
2020 | TVA_2_SOCO | TVA | SOCO | Internal | Summer | B4 | 100 | 500 | 0 | 104.22 | 109.92 | 9 | 0
2020 | TVA_2_SOCO | TVA | SOCO | Internal | Summer | B5 | 200 | 500 | 1471.91 | 90.65 | 103.83 | 9 | 4.18
2020 | TVA_2_SOCO | TVA | SOCO | Internal | Summer | B6 | 300 | 500 | 2008.56 | 76.16 | 89.34 | 9 | 4.18
2020 | TVA_2_SOCO | TVA | SOCO | Internal | Summer | B7 | 400 | 500 | 1214.64 | 65.69 | 78.87 | 9 | 4.18
2020 | TVA_2_SOCO | TVA | SOCO | Internal | Summer | B8 | 500 | 500 | 500 | 65.69 | 74.9 | 9 | 0.2
2020 | TVA_2_SOCO | TVA | SOCO | Internal | Summer | B9 | 800 | 500 | 0 | 65.69 | 68.51 | 9 | 0
2020 | TVA_2_SOCO | TVA | SOCO | Internal | Summer | B10 | 1262 | 500 | 0 | 63.29 | 66.11 | 9 | 0
2020 | TVA_2_SOCO | TVA | SOCO | Internal | Winter | B16 | 25 | 500 | 233.67 | 84.43 | 93.43 | 9 | 0
2020 | TVA_2_SOCO | TVA | SOCO | Internal | Winter | B17 | 100 | 500 | 0 | 72.23 | 76.91 | 9 | 0
2020 | TVA_2_SOCO | TVA | SOCO | Internal | Winter | B18 | 400 | 500 | 0 | 69.08 | 69.99 | 9 | 0
2020 | TVA_2_SOCO | TVA | SOCO | Internal | Winter | B19 | 700 | 500 | 0 | 69.08 | 69.99 | 9 | 0
2020 | TVA_2_SOCO | TVA | SOCO | Internal | Winter | B20 | 935 | 500 | 0 | 69.08 | 69.99 | 9 | 0
2020 | TVA_2_VACAR | TVA | VACAR | Internal | Shoulder | B11 | 25 | 150 | 0 | 83.21 | 85.2 | 9 | 0
2020 | TVA_2_VACAR | TVA | VACAR | Internal | Shoulder | B12 | 200 | 150 | 71.12 | 67.22 | 76.22 | 9 | 0
2020 | TVA_2_VACAR | TVA | VACAR | Internal | Shoulder | B13 | 600 | 150 | 0 | 67.02 | 70.79 | 9 | 0
2020 | TVA_2_VACAR | TVA | VACAR | Internal | Shoulder | B14 | 900 | 150 | 0 | 67.02 | 70.79 | 9 | 0
2020 | TVA_2_VACAR | TVA | VACAR | Internal | Shoulder | B15 | 1203 | 150 | 0 | 67.02 | 61.62 | 9 | 0
2020 | TVA_2_VACAR | TVA | VACAR | Internal | Summer | B1 | 10 | 150 | 0 | 111.83 | 112.79 | 9 | 0
2020 | TVA_2_VACAR | TVA | VACAR | Internal | Summer | B2 | 25 | 150 | 0 | 108.49 | 112.79 | 9 | 0
2020 | TVA_2_VACAR | TVA | VACAR | Internal | Summer | B3 | 75 | 150 | 0 | 107.16 | 112.79 | 9 | 0
2020 | TVA_2_VACAR | TVA | VACAR | Internal | Summer | B4 | 100 | 150 | 0 | 104.22 | 104.21 | 9 | 0
2020 | TVA_2_VACAR | TVA | VACAR | Internal | Summer | B5 | 200 | 150 | 0 | 90.65 | 96.83 | 9 | 0
2020 | TVA_2_VACAR | TVA | VACAR | Internal | Summer | B6 | 300 | 150 | 0 | 76.16 | 82.34 | 9 | 0
2020 | TVA_2_VACAR | TVA | VACAR | Internal | Summer | B7 | 400 | 150 | 0 | 65.69 | 72.86 | 9 | 0
2020 | TVA_2_VACAR | TVA | VACAR | Internal | Summer | B8 | 500 | 150 | 0 | 65.69 | 70.14 | 9 | 0
2020 | TVA_2_VACAR | TVA | VACAR | Internal | Summer | B9 | 800 | 150 | 0 | 65.69 | 67.18 | 9 | 0
2020 | TVA_2_VACAR | TVA | VACAR | Internal | Summer | B10 | 1262 | 150 | 0 | 63.29 | 59.98 | 9 | 0
2020 | TVA_2_VACAR | TVA | VACAR | Internal | Winter | B16 | 25 | 150 | 66.99 | 84.43 | 93.43 | 9 | 0
2020 | TVA_2_VACAR | TVA | VACAR | Internal | Winter | B17 | 100 | 150 | 522.8 | 72.23 | 83.75 | 9 | 2.52
2020 | TVA_2_VACAR | TVA | VACAR | Internal | Winter | B18 | 400 | 150 | 0 | 69.08 | 75.13 | 9 | 0
2020 | TVA_2_VACAR | TVA | VACAR | Internal | Winter | B19 | 700 | 150 | 0 | 69.08 | 74.26 | 9 | 0
2020 | TVA_2_VACAR | TVA | VACAR | Internal | Winter | B20 | 935 | 150 | 0 | 69.08 | 65.31 | 9 | 0
2020 | TVA_Transmission_2_ENT | TVA_Transmission | ENT | Internal | Shoulder | B11 | 25 | 3000 | 0 | 83.8 | 75.99 | 9 | 0
2020 | TVA_Transmission_2_ENT | TVA_Transmission | ENT | Internal | Shoulder | B12 | 200 | 3000 | 0 | 72.96 | 68.27 | 9 | 0
2020 | TVA_Transmission_2_ENT | TVA_Transmission | ENT | Internal | Shoulder | B13 | 600 | 3000 | 0 | 70.26 | 67.77 | 9 | 0
2020 | TVA_Transmission_2_ENT | TVA_Transmission | ENT | Internal | Shoulder | B14 | 900 | 3000 | 0 | 69.08 | 65.51 | 9 | 0
2020 | TVA_Transmission_2_ENT | TVA_Transmission | ENT | Internal | Shoulder | B15 | 1203 | 3000 | 0 | 67.24 | 64.97 | 9 | 0
2020 | TVA_Transmission_2_ENT | TVA_Transmission | ENT | Internal | Summer | B1 | 10 | 3000 | 0 | 111.82 | 99.97 | 9 | 0
2020 | TVA_Transmission_2_ENT | TVA_Transmission | ENT | Internal | Summer | B2 | 25 | 3000 | 0 | 108.48 | 100.48 | 9 | 0
2020 | TVA_Transmission_2_ENT | TVA_Transmission | ENT | Internal | Summer | B3 | 75 | 3000 | 0 | 107.15 | 100.75 | 9 | 0
2020 | TVA_Transmission_2_ENT | TVA_Transmission | ENT | Internal | Summer | B4 | 100 | 3000 | 0 | 104.21 | 99.97 | 9 | 0
2020 | TVA_Transmission_2_ENT | TVA_Transmission | ENT | Internal | Summer | B5 | 200 | 3000 | 0 | 95.8 | 94.84 | 9 | 0
2020 | TVA_Transmission_2_ENT | TVA_Transmission | ENT | Internal | Summer | B6 | 300 | 3000 | 0 | 81.35 | 74.92 | 9 | 0
2020 | TVA_Transmission_2_ENT | TVA_Transmission | ENT | Internal | Summer | B7 | 400 | 3000 | 0 | 71.32 | 66.9 | 9 | 0
2020 | TVA_Transmission_2_ENT | TVA_Transmission | ENT | Internal | Summer | B8 | 500 | 3000 | 0 | 68.69 | 66.9 | 9 | 0
2020 | TVA_Transmission_2_ENT | TVA_Transmission | ENT | Internal | Summer | B9 | 800 | 3000 | 0 | 66.6 | 66.41 | 9 | 0
2020 | TVA_Transmission_2_ENT | TVA_Transmission | ENT | Internal | Summer | B10 | 1262 | 3000 | 0 | 64.49 | 64.19 | 9 | 0
2020 | TVA_Transmission_2_ENT | TVA_Transmission | ENT | Internal | Winter | B16 | 25 | 3000 | 0 | 84.43 | 75.35 | 9 | 0
2020 | TVA_Transmission_2_ENT | TVA_Transmission | ENT | Internal | Winter | B17 | 100 | 3000 | 0 | 77.43 | 70.64 | 9 | 0
2020 | TVA_Transmission_2_ENT | TVA_Transmission | ENT | Internal | Winter | B18 | 400 | 3000 | 0 | 73.04 | 69.44 | 9 | 0
2020 | TVA_Transmission_2_ENT | TVA_Transmission | ENT | Internal | Winter | B19 | 700 | 3000 | 0 | 71.26 | 68.12 | 9 | 0
2020 | TVA_Transmission_2_ENT | TVA_Transmission | ENT | Internal | Winter | B20 | 935 | 3000 | 0 | 69.07 | 67.39 | 9 | 0
2020 | TVA_Transmission_2_MISO_MO-IL | TVA_Transmission | MISO_MO-IL | Internal | Shoulder | B11 | 25 | 4000 | 0 | 83.8 | 78.48 | 9 | 0
2020 | TVA_Transmission_2_MISO_MO-IL | TVA_Transmission | MISO_MO-IL | Internal | Shoulder | B12 | 200 | 4000 | 0 | 72.96 | 70.34 | 9 | 0
2020 | TVA_Transmission_2_MISO_MO-IL | TVA_Transmission | MISO_MO-IL | Internal | Shoulder | B13 | 600 | 4000 | 0 | 70.26 | 66.9 | 9 | 0
2020 | TVA_Transmission_2_MISO_MO-IL | TVA_Transmission | MISO_MO-IL | Internal | Shoulder | B14 | 900 | 4000 | 0 | 69.08 | 64.44 | 9 | 0
2020 | TVA_Transmission_2_MISO_MO-IL | TVA_Transmission | MISO_MO-IL | Internal | Shoulder | B15 | 1203 | 4000 | 0 | 67.24 | 61.29 | 9 | 0
2020 | TVA_Transmission_2_MISO_MO-IL | TVA_Transmission | MISO_MO-IL | Internal | Summer | B1 | 10 | 4000 | 0 | 111.82 | 103.82 | 9 | 0
2020 | TVA_Transmission_2_MISO_MO-IL | TVA_Transmission | MISO_MO-IL | Internal | Summer | B2 | 25 | 4000 | 0 | 108.48 | 102.37 | 9 | 0
2020 | TVA_Transmission_2_MISO_MO-IL | TVA_Transmission | MISO_MO-IL | Internal | Summer | B3 | 75 | 4000 | 0 | 107.15 | 101.06 | 9 | 0
2020 | TVA_Transmission_2_MISO_MO-IL | TVA_Transmission | MISO_MO-IL | Internal | Summer | B4 | 100 | 4000 | 0 | 104.21 | 99.26 | 9 | 0
2020 | TVA_Transmission_2_MISO_MO-IL | TVA_Transmission | MISO_MO-IL | Internal | Summer | B5 | 200 | 4000 | 0 | 95.8 | 90.27 | 9 | 0
2020 | TVA_Transmission_2_MISO_MO-IL | TVA_Transmission | MISO_MO-IL | Internal | Summer | B6 | 300 | 4000 | 0 | 81.35 | 74.92 | 9 | 0
2020 | TVA_Transmission_2_MISO_MO-IL | TVA_Transmission | MISO_MO-IL | Internal | Summer | B7 | 400 | 4000 | 0 | 71.32 | 65.44 | 9 | 0
2020 | TVA_Transmission_2_MISO_MO-IL | TVA_Transmission | MISO_MO-IL | Internal | Summer | B8 | 500 | 4000 | 0 | 68.69 | 63 | 9 | 0
2020 | TVA_Transmission_2_MISO_MO-IL | TVA_Transmission | MISO_MO-IL | Internal | Summer | B9 | 800 | 4000 | 0 | 66.6 | 61.09 | 9 | 0
2020 | TVA_Transmission_2_MISO_MO-IL | TVA_Transmission | MISO_MO-IL | Internal | Summer | B10 | 1262 | 4000 | 0 | 64.49 | 59.28 | 9 | 0
2020 | TVA_Transmission_2_MISO_MO-IL | TVA_Transmission | MISO_MO-IL | Internal | Winter | B16 | 25 | 4000 | 0 | 84.43 | 79.12 | 9 | 0
2020 | TVA_Transmission_2_MISO_MO-IL | TVA_Transmission | MISO_MO-IL | Internal | Winter | B17 | 100 | 4000 | 0 | 77.43 | 72.46 | 9 | 0
2020 | TVA_Transmission_2_MISO_MO-IL | TVA_Transmission | MISO_MO-IL | Internal | Winter | B18 | 400 | 4000 | 0 | 73.04 | 69.44 | 9 | 0
2020 | TVA_Transmission_2_MISO_MO-IL | TVA_Transmission | MISO_MO-IL | Internal | Winter | B19 | 700 | 4000 | 0 | 71.26 | 67.51 | 9 | 0
2020 | TVA_Transmission_2_MISO_MO-IL | TVA_Transmission | MISO_MO-IL | Internal | Winter | B20 | 935 | 4000 | 0 | 69.07 | 62.76 | 9 | 0
2020 | TVA_Transmission_2_NonRTO_Midwest | TVA_Transmission | NonRTO_Midwest | Internal | Shoulder | B11 | 25 | 700 | 0 | 83.8 | 84.57 | 9 | 0
2020 | TVA_Transmission_2_NonRTO_Midwest | TVA_Transmission | NonRTO_Midwest | Internal | Shoulder | B12 | 200 | 700 | 0 | 72.96 | 76.43 | 9 | 0
2020 | TVA_Transmission_2_NonRTO_Midwest | TVA_Transmission | NonRTO_Midwest | Internal | Shoulder | B13 | 600 | 700 | 0 | 70.26 | 68.08 | 9 | 0
2020 | TVA_Transmission_2_NonRTO_Midwest | TVA_Transmission | NonRTO_Midwest | Internal | Shoulder | B14 | 900 | 700 | 0 | 69.08 | 65.39 | 9 | 0
2020 | TVA_Transmission_2_NonRTO_Midwest | TVA_Transmission | NonRTO_Midwest | Internal | Shoulder | B15 | 1203 | 700 | 0 | 67.24 | 62.5 | 9 | 0
2020 | TVA_Transmission_2_NonRTO_Midwest | TVA_Transmission | NonRTO_Midwest | Internal | Summer | B1 | 10 | 700 | 0 | 111.82 | 108.46 | 9 | 0
2020 | TVA_Transmission_2_NonRTO_Midwest | TVA_Transmission | NonRTO_Midwest | Internal | Summer | B2 | 25 | 700 | 0 | 108.48 | 108.46 | 9 | 0
2020 | TVA_Transmission_2_NonRTO_Midwest | TVA_Transmission | NonRTO_Midwest | Internal | Summer | B3 | 75 | 700 | 0 | 107.15 | 107.15 | 9 | 0
2020 | TVA_Transmission_2_NonRTO_Midwest | TVA_Transmission | NonRTO_Midwest | Internal | Summer | B4 | 100 | 700 | 0 | 104.21 | 105.35 | 9 | 0
2020 | TVA_Transmission_2_NonRTO_Midwest | TVA_Transmission | NonRTO_Midwest | Internal | Summer | B5 | 200 | 700 | 0 | 95.8 | 96.36 | 9 | 0
2020 | TVA_Transmission_2_NonRTO_Midwest | TVA_Transmission | NonRTO_Midwest | Internal | Summer | B6 | 300 | 700 | 0 | 81.35 | 81.01 | 9 | 0
2020 | TVA_Transmission_2_NonRTO_Midwest | TVA_Transmission | NonRTO_Midwest | Internal | Summer | B7 | 400 | 700 | 0 | 71.32 | 65.39 | 9 | 0
2020 | TVA_Transmission_2_NonRTO_Midwest | TVA_Transmission | NonRTO_Midwest | Internal | Summer | B8 | 500 | 700 | 0 | 68.69 | 64.91 | 9 | 0
2020 | TVA_Transmission_2_NonRTO_Midwest | TVA_Transmission | NonRTO_Midwest | Internal | Summer | B9 | 800 | 700 | 0 | 66.6 | 62.5 | 9 | 0
2020 | TVA_Transmission_2_NonRTO_Midwest | TVA_Transmission | NonRTO_Midwest | Internal | Summer | B10 | 1262 | 700 | 0 | 64.49 | 61.53 | 9 | 0
2020 | TVA_Transmission_2_NonRTO_Midwest | TVA_Transmission | NonRTO_Midwest | Internal | Winter | B16 | 25 | 700 | 0 | 84.43 | 87.11 | 9 | 0
2020 | TVA_Transmission_2_NonRTO_Midwest | TVA_Transmission | NonRTO_Midwest | Internal | Winter | B17 | 100 | 700 | 0 | 77.43 | 80.45 | 9 | 0
2020 | TVA_Transmission_2_NonRTO_Midwest | TVA_Transmission | NonRTO_Midwest | Internal | Winter | B18 | 400 | 700 | 0 | 73.04 | 75.53 | 9 | 0
2020 | TVA_Transmission_2_NonRTO_Midwest | TVA_Transmission | NonRTO_Midwest | Internal | Winter | B19 | 700 | 700 | 0 | 71.26 | 65.39 | 9 | 0
2020 | TVA_Transmission_2_NonRTO_Midwest | TVA_Transmission | NonRTO_Midwest | Internal | Winter | B20 | 935 | 700 | 0 | 69.07 | 64.91 | 9 | 0
2020 | TVA_Transmission_2_PJM_ROR | TVA_Transmission | PJM_ROR | Internal | Shoulder | B11 | 25 | 2000 | 0 | 83.8 | 79.2 | 9 | 0
2020 | TVA_Transmission_2_PJM_ROR | TVA_Transmission | PJM_ROR | Internal | Shoulder | B12 | 200 | 2000 | 0 | 72.96 | 72.34 | 9 | 0
2020 | TVA_Transmission_2_PJM_ROR | TVA_Transmission | PJM_ROR | Internal | Shoulder | B13 | 600 | 2000 | 0 | 70.26 | 68.58 | 9 | 0
2020 | TVA_Transmission_2_PJM_ROR | TVA_Transmission | PJM_ROR | Internal | Shoulder | B14 | 900 | 2000 | 0 | 69.08 | 65.3 | 9 | 0
2020 | TVA_Transmission_2_PJM_ROR | TVA_Transmission | PJM_ROR | Internal | Shoulder | B15 | 1203 | 2000 | 0 | 67.24 | 61.39 | 9 | 0
2020 | TVA_Transmission_2_PJM_ROR | TVA_Transmission | PJM_ROR | Internal | Summer | B1 | 10 | 2000 | 0 | 111.82 | 105.82 | 9 | 0
2020 | TVA_Transmission_2_PJM_ROR | TVA_Transmission | PJM_ROR | Internal | Summer | B2 | 25 | 2000 | 0 | 108.48 | 102.48 | 9 | 0
2020 | TVA_Transmission_2_PJM_ROR | TVA_Transmission | PJM_ROR | Internal | Summer | B3 | 75 | 2000 | 0 | 107.15 | 101.15 | 9 | 0
2020 | TVA_Transmission_2_PJM_ROR | TVA_Transmission | PJM_ROR | Internal | Summer | B4 | 100 | 2000 | 0 | 104.21 | 98.21 | 9 | 0
2020 | TVA_Transmission_2_PJM_ROR | TVA_Transmission | PJM_ROR | Internal | Summer | B5 | 200 | 2000 | 0 | 95.8 | 90.37 | 9 | 0
2020 | TVA_Transmission_2_PJM_ROR | TVA_Transmission | PJM_ROR | Internal | Summer | B6 | 300 | 2000 | 0 | 81.35 | 76.34 | 9 | 0
2020 | TVA_Transmission_2_PJM_ROR | TVA_Transmission | PJM_ROR | Internal | Summer | B7 | 400 | 2000 | 0 | 71.32 | 66.86 | 9 | 0
2020 | TVA_Transmission_2_PJM_ROR | TVA_Transmission | PJM_ROR | Internal | Summer | B8 | 500 | 2000 | 0 | 68.69 | 64.14 | 9 | 0
2020 | TVA_Transmission_2_PJM_ROR | TVA_Transmission | PJM_ROR | Internal | Summer | B9 | 800 | 2000 | 0 | 66.6 | 61.18 | 9 | 0
2020 | TVA_Transmission_2_PJM_ROR | TVA_Transmission | PJM_ROR | Internal | Summer | B10 | 1262 | 2000 | 0 | 64.49 | 60.18 | 9 | 0
2020 | TVA_Transmission_2_PJM_ROR | TVA_Transmission | PJM_ROR | Internal | Winter | B16 | 25 | 2000 | 0 | 84.43 | 87.43 | 9 | 0
2020 | TVA_Transmission_2_PJM_ROR | TVA_Transmission | PJM_ROR | Internal | Winter | B17 | 100 | 2000 | 0 | 77.43 | 78.58 | 9 | 0
2020 | TVA_Transmission_2_PJM_ROR | TVA_Transmission | PJM_ROR | Internal | Winter | B18 | 400 | 2000 | 0 | 73.04 | 71.44 | 9 | 0
2020 | TVA_Transmission_2_PJM_ROR | TVA_Transmission | PJM_ROR | Internal | Winter | B19 | 700 | 2000 | 0 | 71.26 | 68.75 | 9 | 0
2020 | TVA_Transmission_2_PJM_ROR | TVA_Transmission | PJM_ROR | Internal | Winter | B20 | 935 | 2000 | 0 | 69.07 | 63.07 | 9 | 0
2020 | TVA_Transmission_2_SOCO | TVA_Transmission | SOCO | Internal | Shoulder | B11 | 25 | 3200 | 0 | 83.8 | 92.21 | 9 | 0
2020 | TVA_Transmission_2_SOCO | TVA_Transmission | SOCO | Internal | Shoulder | B12 | 200 | 3200 | 0 | 72.96 | 69.83 | 9 | 0
2020 | TVA_Transmission_2_SOCO | TVA_Transmission | SOCO | Internal | Shoulder | B13 | 600 | 3200 | 0 | 70.26 | 68.56 | 9 | 0
2020 | TVA_Transmission_2_SOCO | TVA_Transmission | SOCO | Internal | Shoulder | B14 | 900 | 3200 | 0 | 69.08 | 68.56 | 9 | 0
2020 | TVA_Transmission_2_SOCO | TVA_Transmission | SOCO | Internal | Shoulder | B15 | 1203 | 3200 | 0 | 67.24 | 67.38 | 9 | 0
2020 | TVA_Transmission_2_SOCO | TVA_Transmission | SOCO | Internal | Summer | B1 | 10 | 3200 | 0 | 111.82 | 112.12 | 9 | 0
2020 | TVA_Transmission_2_SOCO | TVA_Transmission | SOCO | Internal | Summer | B2 | 25 | 3200 | 0 | 108.48 | 109.92 | 9 | 0
2020 | TVA_Transmission_2_SOCO | TVA_Transmission | SOCO | Internal | Summer | B3 | 75 | 3200 | 0 | 107.15 | 109.92 | 9 | 0
2020 | TVA_Transmission_2_SOCO | TVA_Transmission | SOCO | Internal | Summer | B4 | 100 | 3200 | 0 | 104.21 | 109.92 | 9 | 0
2020 | TVA_Transmission_2_SOCO | TVA_Transmission | SOCO | Internal | Summer | B5 | 200 | 3200 | 0 | 95.8 | 103.83 | 9 | 0
2020 | TVA_Transmission_2_SOCO | TVA_Transmission | SOCO | Internal | Summer | B6 | 300 | 3200 | 0 | 81.35 | 89.34 | 9 | 0
2020 | TVA_Transmission_2_SOCO | TVA_Transmission | SOCO | Internal | Summer | B7 | 400 | 3200 | 0 | 71.32 | 78.87 | 9 | 0
2020 | TVA_Transmission_2_SOCO | TVA_Transmission | SOCO | Internal | Summer | B8 | 500 | 3200 | 0 | 68.69 | 74.9 | 9 | 0
2020 | TVA_Transmission_2_SOCO | TVA_Transmission | SOCO | Internal | Summer | B9 | 800 | 3200 | 0 | 66.6 | 68.51 | 9 | 0
2020 | TVA_Transmission_2_SOCO | TVA_Transmission | SOCO | Internal | Summer | B10 | 1262 | 3200 | 0 | 64.49 | 66.11 | 9 | 0
2020 | TVA_Transmission_2_SOCO | TVA_Transmission | SOCO | Internal | Winter | B16 | 25 | 3200 | 1825.11 | 84.43 | 93.43 | 9 | 0
2020 | TVA_Transmission_2_SOCO | TVA_Transmission | SOCO | Internal | Winter | B17 | 100 | 3200 | 0 | 77.43 | 76.91 | 9 | 0
2020 | TVA_Transmission_2_SOCO | TVA_Transmission | SOCO | Internal | Winter | B18 | 400 | 3200 | 0 | 73.04 | 69.99 | 9 | 0
2020 | TVA_Transmission_2_SOCO | TVA_Transmission | SOCO | Internal | Winter | B19 | 700 | 3200 | 0 | 71.26 | 69.99 | 9 | 0
2020 | TVA_Transmission_2_SOCO | TVA_Transmission | SOCO | Internal | Winter | B20 | 935 | 3200 | 0 | 69.07 | 69.99 | 9 | 0
2020 | TVA_Transmission_2_TVA | TVA_Transmission | TVA | Internal | Shoulder | B11 | 25 | 99999 | 0 | 83.8 | 83.21 | 0.01 | 0
2020 | TVA_Transmission_2_TVA | TVA_Transmission | TVA | Internal | Shoulder | B12 | 200 | 99999 | 0 | 72.96 | 67.22 | 0.01 | 0
2020 | TVA_Transmission_2_TVA | TVA_Transmission | TVA | Internal | Shoulder | B13 | 600 | 99999 | 0 | 70.26 | 67.02 | 0.01 | 0
2020 | TVA_Transmission_2_TVA | TVA_Transmission | TVA | Internal | Shoulder | B14 | 900 | 99999 | 0 | 69.08 | 67.02 | 0.01 | 0
2020 | TVA_Transmission_2_TVA | TVA_Transmission | TVA | Internal | Shoulder | B15 | 1203 | 99999 | 0 | 67.24 | 67.02 | 0.01 | 0
2020 | TVA_Transmission_2_TVA | TVA_Transmission | TVA | Internal | Summer | B1 | 10 | 99999 | 3146.45 | 111.82 | 111.83 | 0.01 | 0
2020 | TVA_Transmission_2_TVA | TVA_Transmission | TVA | Internal | Summer | B2 | 25 | 99999 | 2370.41 | 108.48 | 108.49 | 0.01 | 0
2020 | TVA_Transmission_2_TVA | TVA_Transmission | TVA | Internal | Summer | B3 | 75 | 99999 | 846.65 | 107.15 | 107.16 | 0.01 | 0
2020 | TVA_Transmission_2_TVA | TVA_Transmission | TVA | Internal | Summer | B4 | 100 | 99999 | 142.56 | 104.21 | 104.22 | 0.01 | 0
2020 | TVA_Transmission_2_TVA | TVA_Transmission | TVA | Internal | Summer | B5 | 200 | 99999 | 0 | 95.8 | 90.65 | 0.01 | 0
2020 | TVA_Transmission_2_TVA | TVA_Transmission | TVA | Internal | Summer | B6 | 300 | 99999 | 0 | 81.35 | 76.16 | 0.01 | 0
2020 | TVA_Transmission_2_TVA | TVA_Transmission | TVA | Internal | Summer | B7 | 400 | 99999 | 0 | 71.32 | 65.69 | 0.01 | 0
2020 | TVA_Transmission_2_TVA | TVA_Transmission | TVA | Internal | Summer | B8 | 500 | 99999 | 0 | 68.69 | 65.69 | 0.01 | 0
2020 | TVA_Transmission_2_TVA | TVA_Transmission | TVA | Internal | Summer | B9 | 800 | 99999 | 0 | 66.6 | 65.69 | 0.01 | 0
2020 | TVA_Transmission_2_TVA | TVA_Transmission | TVA | Internal | Summer | B10 | 1262 | 99999 | 0 | 64.49 | 63.29 | 0.01 | 0
2020 | TVA_Transmission_2_TVA | TVA_Transmission | TVA | Internal | Winter | B16 | 25 | 99999 | 0 | 84.43 | 84.43 | 0.01 | 0
2020 | TVA_Transmission_2_TVA | TVA_Transmission | TVA | Internal | Winter | B17 | 100 | 99999 | 0 | 77.43 | 72.23 | 0.01 | 0
2020 | TVA_Transmission_2_TVA | TVA_Transmission | TVA | Internal | Winter | B18 | 400 | 99999 | 0 | 73.04 | 69.08 | 0.01 | 0
2020 | TVA_Transmission_2_TVA | TVA_Transmission | TVA | Internal | Winter | B19 | 700 | 99999 | 0 | 71.26 | 69.08 | 0.01 | 0
2020 | TVA_Transmission_2_TVA | TVA_Transmission | TVA | Internal | Winter | B20 | 935 | 99999 | 69.37 | 69.07 | 69.08 | 0.01 | 0
2020 | TVA_Transmission_2_VACAR | TVA_Transmission | VACAR | Internal | Shoulder | B11 | 25 | 900 | 0 | 83.8 | 85.2 | 9 | 0
2020 | TVA_Transmission_2_VACAR | TVA_Transmission | VACAR | Internal | Shoulder | B12 | 200 | 900 | 0 | 72.96 | 76.22 | 9 | 0
2020 | TVA_Transmission_2_VACAR | TVA_Transmission | VACAR | Internal | Shoulder | B13 | 600 | 900 | 0 | 70.26 | 70.79 | 9 | 0
2020 | TVA_Transmission_2_VACAR | TVA_Transmission | VACAR | Internal | Shoulder | B14 | 900 | 900 | 0 | 69.08 | 70.79 | 9 | 0
2020 | TVA_Transmission_2_VACAR | TVA_Transmission | VACAR | Internal | Shoulder | B15 | 1203 | 900 | 0 | 67.24 | 61.62 | 9 | 0
2020 | TVA_Transmission_2_VACAR | TVA_Transmission | VACAR | Internal | Summer | B1 | 10 | 900 | 0 | 111.82 | 112.79 | 9 | 0
2020 | TVA_Transmission_2_VACAR | TVA_Transmission | VACAR | Internal | Summer | B2 | 25 | 900 | 0 | 108.48 | 112.79 | 9 | 0
2020 | TVA_Transmission_2_VACAR | TVA_Transmission | VACAR | Internal | Summer | B3 | 75 | 900 | 0 | 107.15 | 112.79 | 9 | 0
2020 | TVA_Transmission_2_VACAR | TVA_Transmission | VACAR | Internal | Summer | B4 | 100 | 900 | 0 | 104.21 | 104.21 | 9 | 0
2020 | TVA_Transmission_2_VACAR | TVA_Transmission | VACAR | Internal | Summer | B5 | 200 | 900 | 0 | 95.8 | 96.83 | 9 | 0
2020 | TVA_Transmission_2_VACAR | TVA_Transmission | VACAR | Internal | Summer | B6 | 300 | 900 | 0 | 81.35 | 82.34 | 9 | 0
2020 | TVA_Transmission_2_VACAR | TVA_Transmission | VACAR | Internal | Summer | B7 | 400 | 900 | 0 | 71.32 | 72.86 | 9 | 0
2020 | TVA_Transmission_2_VACAR | TVA_Transmission | VACAR | Internal | Summer | B8 | 500 | 900 | 0 | 68.69 | 70.14 | 9 | 0
2020 | TVA_Transmission_2_VACAR | TVA_Transmission | VACAR | Internal | Summer | B9 | 800 | 900 | 0 | 66.6 | 67.18 | 9 | 0
2020 | TVA_Transmission_2_VACAR | TVA_Transmission | VACAR | Internal | Summer | B10 | 1262 | 900 | 0 | 64.49 | 59.98 | 9 | 0
2020 | TVA_Transmission_2_VACAR | TVA_Transmission | VACAR | Internal | Winter | B16 | 25 | 900 | 274.89 | 84.43 | 93.43 | 9 | 0
2020 | TVA_Transmission_2_VACAR | TVA_Transmission | VACAR | Internal | Winter | B17 | 100 | 900 | 0 | 77.43 | 83.75 | 9 | 0
2020 | TVA_Transmission_2_VACAR | TVA_Transmission | VACAR | Internal | Winter | B18 | 400 | 900 | 0 | 73.04 | 75.13 | 9 | 0
2020 | TVA_Transmission_2_VACAR | TVA_Transmission | VACAR | Internal | Winter | B19 | 700 | 900 | 0 | 71.26 | 74.26 | 9 | 0
2020 | TVA_Transmission_2_VACAR | TVA_Transmission | VACAR | Internal | Winter | B20 | 935 | 900 | 0 | 69.07 | 65.31 | 9 | 0
2020 | VACAR_2_PJM_ROR | VACAR | PJM_ROR | Internal | Shoulder | B11 | 25 | 2000 | 0 | 85.2 | 79.2 | 7 | 0
2020 | VACAR_2_PJM_ROR | VACAR | PJM_ROR | Internal | Shoulder | B12 | 200 | 2000 | 0 | 76.22 | 72.34 | 7 | 0
2020 | VACAR_2_PJM_ROR | VACAR | PJM_ROR | Internal | Shoulder | B13 | 600 | 2000 | 0 | 70.79 | 68.58 | 7 | 0
2020 | VACAR_2_PJM_ROR | VACAR | PJM_ROR | Internal | Shoulder | B14 | 900 | 2000 | 0 | 70.79 | 65.3 | 7 | 0
2020 | VACAR_2_PJM_ROR | VACAR | PJM_ROR | Internal | Shoulder | B15 | 1203 | 2000 | 0 | 61.62 | 61.39 | 7 | 0
2020 | VACAR_2_PJM_ROR | VACAR | PJM_ROR | Internal | Summer | B1 | 10 | 2000 | 0 | 112.79 | 105.82 | 7 | 0
2020 | VACAR_2_PJM_ROR | VACAR | PJM_ROR | Internal | Summer | B2 | 25 | 2000 | 0 | 112.79 | 102.48 | 7 | 0
2020 | VACAR_2_PJM_ROR | VACAR | PJM_ROR | Internal | Summer | B3 | 75 | 2000 | 0 | 112.79 | 101.15 | 7 | 0
2020 | VACAR_2_PJM_ROR | VACAR | PJM_ROR | Internal | Summer | B4 | 100 | 2000 | 0 | 104.21 | 98.21 | 7 | 0
2020 | VACAR_2_PJM_ROR | VACAR | PJM_ROR | Internal | Summer | B5 | 200 | 2000 | 0 | 96.83 | 90.37 | 7 | 0
2020 | VACAR_2_PJM_ROR | VACAR | PJM_ROR | Internal | Summer | B6 | 300 | 2000 | 0 | 82.34 | 76.34 | 7 | 0
2020 | VACAR_2_PJM_ROR | VACAR | PJM_ROR | Internal | Summer | B7 | 400 | 2000 | 0 | 72.86 | 66.86 | 7 | 0
2020 | VACAR_2_PJM_ROR | VACAR | PJM_ROR | Internal | Summer | B8 | 500 | 2000 | 0 | 70.14 | 64.14 | 7 | 0
2020 | VACAR_2_PJM_ROR | VACAR | PJM_ROR | Internal | Summer | B9 | 800 | 2000 | 0 | 67.18 | 61.18 | 7 | 0
2020 | VACAR_2_PJM_ROR | VACAR | PJM_ROR | Internal | Summer | B10 | 1262 | 2000 | 0 | 59.98 | 60.18 | 7 | 0
2020 | VACAR_2_PJM_ROR | VACAR | PJM_ROR | Internal | Winter | B16 | 25 | 2000 | 0 | 93.43 | 87.43 | 7 | 0
2020 | VACAR_2_PJM_ROR | VACAR | PJM_ROR | Internal | Winter | B17 | 100 | 2000 | 0 | 83.75 | 78.58 | 7 | 0
2020 | VACAR_2_PJM_ROR | VACAR | PJM_ROR | Internal | Winter | B18 | 400 | 2000 | 0 | 75.13 | 71.44 | 7 | 0
2020 | VACAR_2_PJM_ROR | VACAR | PJM_ROR | Internal | Winter | B19 | 700 | 2000 | 0 | 74.26 | 68.75 | 7 | 0
2020 | VACAR_2_PJM_ROR | VACAR | PJM_ROR | Internal | Winter | B20 | 935 | 2000 | 0 | 65.31 | 63.07 | 7 | 0
2020 | VACAR_2_SOCO | VACAR | SOCO | Internal | Shoulder | B11 | 25 | 3000 | 3112.93 | 85.2 | 92.21 | 7 | 0.01
2020 | VACAR_2_SOCO | VACAR | SOCO | Internal | Shoulder | B12 | 200 | 3000 | 0 | 76.22 | 69.83 | 7 | 0
2020 | VACAR_2_SOCO | VACAR | SOCO | Internal | Shoulder | B13 | 600 | 3000 | 0 | 70.79 | 68.56 | 7 | 0
2020 | VACAR_2_SOCO | VACAR | SOCO | Internal | Shoulder | B14 | 900 | 3000 | 0 | 70.79 | 68.56 | 7 | 0
2020 | VACAR_2_SOCO | VACAR | SOCO | Internal | Shoulder | B15 | 1203 | 3000 | 0 | 61.62 | 67.38 | 7 | 0
2020 | VACAR_2_SOCO | VACAR | SOCO | Internal | Summer | B1 | 10 | 3000 | 0 | 112.79 | 112.12 | 7 | 0
2020 | VACAR_2_SOCO | VACAR | SOCO | Internal | Summer | B2 | 25 | 3000 | 0 | 112.79 | 109.92 | 7 | 0
2020 | VACAR_2_SOCO | VACAR | SOCO | Internal | Summer | B3 | 75 | 3000 | 0 | 112.79 | 109.92 | 7 | 0
2020 | VACAR_2_SOCO | VACAR | SOCO | Internal | Summer | B4 | 100 | 3000 | 0 | 104.21 | 109.92 | 7 | 0
2020 | VACAR_2_SOCO | VACAR | SOCO | Internal | Summer | B5 | 200 | 3000 | 2067.36 | 96.83 | 103.83 | 7 | 0
2020 | VACAR_2_SOCO | VACAR | SOCO | Internal | Summer | B6 | 300 | 3000 | 519.43 | 82.34 | 89.34 | 7 | 0
2020 | VACAR_2_SOCO | VACAR | SOCO | Internal | Summer | B7 | 400 | 3000 | 0 | 72.86 | 78.87 | 7 | 0
2020 | VACAR_2_SOCO | VACAR | SOCO | Internal | Summer | B8 | 500 | 3000 | 0 | 70.14 | 74.9 | 7 | 0
2020 | VACAR_2_SOCO | VACAR | SOCO | Internal | Summer | B9 | 800 | 3000 | 0 | 67.18 | 68.51 | 7 | 0
2020 | VACAR_2_SOCO | VACAR | SOCO | Internal | Summer | B10 | 1262 | 3000 | 0 | 59.98 | 66.11 | 7 | 0
2020 | VACAR_2_SOCO | VACAR | SOCO | Internal | Winter | B16 | 25 | 3000 | 0 | 93.43 | 93.43 | 7 | 0
2020 | VACAR_2_SOCO | VACAR | SOCO | Internal | Winter | B17 | 100 | 3000 | 0 | 83.75 | 76.91 | 7 | 0
2020 | VACAR_2_SOCO | VACAR | SOCO | Internal | Winter | B18 | 400 | 3000 | 0 | 75.13 | 69.99 | 7 | 0
2020 | VACAR_2_SOCO | VACAR | SOCO | Internal | Winter | B19 | 700 | 3000 | 0 | 74.26 | 69.99 | 7 | 0
2020 | VACAR_2_SOCO | VACAR | SOCO | Internal | Winter | B20 | 935 | 3000 | 0 | 65.31 | 69.99 | 7 | 0
2020 | VACAR_2_TVA_Transmission | VACAR | TVA_Transmission | Internal | Shoulder | B11 | 25 | 900 | 0 | 85.2 | 83.8 | 7 | 0
2020 | VACAR_2_TVA_Transmission | VACAR | TVA_Transmission | Internal | Shoulder | B12 | 200 | 900 | 0 | 76.22 | 72.96 | 7 | 0
2020 | VACAR_2_TVA_Transmission | VACAR | TVA_Transmission | Internal | Shoulder | B13 | 600 | 900 | 0 | 70.79 | 70.26 | 7 | 0
2020 | VACAR_2_TVA_Transmission | VACAR | TVA_Transmission | Internal | Shoulder | B14 | 900 | 900 | 0 | 70.79 | 69.08 | 7 | 0
2020 | VACAR_2_TVA_Transmission | VACAR | TVA_Transmission | Internal | Shoulder | B15 | 1203 | 900 | 0 | 61.62 | 67.24 | 7 | 0
2020 | VACAR_2_TVA_Transmission | VACAR | TVA_Transmission | Internal | Summer | B1 | 10 | 900 | 0 | 112.79 | 111.82 | 7 | 0
2020 | VACAR_2_TVA_Transmission | VACAR | TVA_Transmission | Internal | Summer | B2 | 25 | 900 | 0 | 112.79 | 108.48 | 7 | 0
2020 | VACAR_2_TVA_Transmission | VACAR | TVA_Transmission | Internal | Summer | B3 | 75 | 900 | 0 | 112.79 | 107.15 | 7 | 0
2020 | VACAR_2_TVA_Transmission | VACAR | TVA_Transmission | Internal | Summer | B4 | 100 | 900 | 0 | 104.21 | 104.21 | 7 | 0
2020 | VACAR_2_TVA_Transmission | VACAR | TVA_Transmission | Internal | Summer | B5 | 200 | 900 | 0 | 96.83 | 95.8 | 7 | 0
2020 | VACAR_2_TVA_Transmission | VACAR | TVA_Transmission | Internal | Summer | B6 | 300 | 900 | 0 | 82.34 | 81.35 | 7 | 0
2020 | VACAR_2_TVA_Transmission | VACAR | TVA_Transmission | Internal | Summer | B7 | 400 | 900 | 0 | 72.86 | 71.32 | 7 | 0
2020 | VACAR_2_TVA_Transmission | VACAR | TVA_Transmission | Internal | Summer | B8 | 500 | 900 | 0 | 70.14 | 68.69 | 7 | 0
2020 | VACAR_2_TVA_Transmission | VACAR | TVA_Transmission | Internal | Summer | B9 | 800 | 900 | 0 | 67.18 | 66.6 | 7 | 0
2020 | VACAR_2_TVA_Transmission | VACAR | TVA_Transmission | Internal | Summer | B10 | 1262 | 900 | 0 | 59.98 | 64.49 | 7 | 0
2020 | VACAR_2_TVA_Transmission | VACAR | TVA_Transmission | Internal | Winter | B16 | 25 | 900 | 0 | 93.43 | 84.43 | 7 | 0
2020 | VACAR_2_TVA_Transmission | VACAR | TVA_Transmission | Internal | Winter | B17 | 100 | 900 | 0 | 83.75 | 77.43 | 7 | 0
2020 | VACAR_2_TVA_Transmission | VACAR | TVA_Transmission | Internal | Winter | B18 | 400 | 900 | 0 | 75.13 | 73.04 | 7 | 0
2020 | VACAR_2_TVA_Transmission | VACAR | TVA_Transmission | Internal | Winter | B19 | 700 | 900 | 0 | 74.26 | 71.26 | 7 | 0
2020 | VACAR_2_TVA_Transmission | VACAR | TVA_Transmission | Internal | Winter | B20 | 935 | 900 | 0 | 65.31 | 69.07 | 7 | 0
2025 | ENT_2_MISO_MO-IL | ENT | MISO_MO-IL | Internal | Shoulder | B11 | 25 | 2260 | 0 | 83.74 | 82.2 | 8 | 0
2025 | ENT_2_MISO_MO-IL | ENT | MISO_MO-IL | Internal | Shoulder | B12 | 200 | 2260 | 0 | 73.68 | 75.18 | 8 | 0
2025 | ENT_2_MISO_MO-IL | ENT | MISO_MO-IL | Internal | Shoulder | B13 | 600 | 2260 | 0 | 73.14 | 73.41 | 8 | 0
2025 | ENT_2_MISO_MO-IL | ENT | MISO_MO-IL | Internal | Shoulder | B14 | 900 | 2260 | 0 | 70.69 | 68.79 | 8 | 0
2025 | ENT_2_MISO_MO-IL | ENT | MISO_MO-IL | Internal | Shoulder | B15 | 1203 | 2260 | 0 | 68.93 | 62.45 | 8 | 0
2025 | ENT_2_MISO_MO-IL | ENT | MISO_MO-IL | Internal | Summer | B1 | 10 | 2260 | 0 | 109.28 | 110.44 | 8 | 0
2025 | ENT_2_MISO_MO-IL | ENT | MISO_MO-IL | Internal | Summer | B2 | 25 | 2260 | 0 | 110.85 | 109.53 | 8 | 0
2025 | ENT_2_MISO_MO-IL | ENT | MISO_MO-IL | Internal | Summer | B3 | 75 | 2260 | 0 | 112.44 | 108.66 | 8 | 0
2025 | ENT_2_MISO_MO-IL | ENT | MISO_MO-IL | Internal | Summer | B4 | 100 | 2260 | 0 | 108.09 | 107.28 | 8 | 0
2025 | ENT_2_MISO_MO-IL | ENT | MISO_MO-IL | Internal | Summer | B5 | 200 | 2260 | 0 | 107.24 | 101.06 | 8 | 0
2025 | ENT_2_MISO_MO-IL | ENT | MISO_MO-IL | Internal | Summer | B6 | 300 | 2260 | 0 | 90.54 | 83.44 | 8 | 0
2025 | ENT_2_MISO_MO-IL | ENT | MISO_MO-IL | Internal | Summer | B7 | 400 | 2260 | 0 | 80.34 | 76.35 | 8 | 0
2025 | ENT_2_MISO_MO-IL | ENT | MISO_MO-IL | Internal | Summer | B8 | 500 | 2260 | 0 | 72.16 | 70.67 | 8 | 0
2025 | ENT_2_MISO_MO-IL | ENT | MISO_MO-IL | Internal | Summer | B9 | 800 | 2260 | 0 | 71.63 | 66.39 | 8 | 0
2025 | ENT_2_MISO_MO-IL | ENT | MISO_MO-IL | Internal | Summer | B10 | 1262 | 2260 | 0 | 69.24 | 60.17 | 8 | 0
2025 | ENT_2_MISO_MO-IL | ENT | MISO_MO-IL | Internal | Winter | B16 | 25 | 2260 | 0 | 80.72 | 78.03 | 8 | 0
2025 | ENT_2_MISO_MO-IL | ENT | MISO_MO-IL | Internal | Winter | B17 | 100 | 2260 | 0 | 76.67 | 74.98 | 8 | 0
2025 | ENT_2_MISO_MO-IL | ENT | MISO_MO-IL | Internal | Winter | B18 | 400 | 2260 | 0 | 76.11 | 75 | 8 | 0
2025 | ENT_2_MISO_MO-IL | ENT | MISO_MO-IL | Internal | Winter | B19 | 700 | 2260 | 0 | 73.56 | 73.57 | 8 | 0
2025 | ENT_2_MISO_MO-IL | ENT | MISO_MO-IL | Internal | Winter | B20 | 935 | 2260 | 0 | 71.21 | 64.54 | 8 | 0
2025 | ENT_2_SOCO | ENT | SOCO | Internal | Shoulder | B11 | 25 | 2000 | 2000 | 83.74 | 99.2 | 8 | 7.45
2025 | ENT_2_SOCO | ENT | SOCO | Internal | Shoulder | B12 | 200 | 2000 | 0 | 73.68 | 77.62 | 8 | 0
2025 | ENT_2_SOCO | ENT | SOCO | Internal | Shoulder | B13 | 600 | 2000 | 0 | 73.14 | 75.26 | 8 | 0
2025 | ENT_2_SOCO | ENT | SOCO | Internal | Shoulder | B14 | 900 | 2000 | 0 | 70.69 | 75.26 | 8 | 0
2025 | ENT_2_SOCO | ENT | SOCO | Internal | Shoulder | B15 | 1203 | 2000 | 0 | 68.93 | 72.62 | 8 | 0
2025 | ENT_2_SOCO | ENT | SOCO | Internal | Summer | B1 | 10 | 2000 | 2000 | 109.28 | 120.44 | 8 | 3.16
2025 | ENT_2_SOCO | ENT | SOCO | Internal | Summer | B2 | 25 | 2000 | 2000 | 110.85 | 120.44 | 8 | 1.59
2025 | ENT_2_SOCO | ENT | SOCO | Internal | Summer | B3 | 75 | 2000 | 688.35 | 112.44 | 120.44 | 8 | 0
2025 | ENT_2_SOCO | ENT | SOCO | Internal | Summer | B4 | 100 | 2000 | 2000 | 108.09 | 118.06 | 8 | 1.97
2025 | ENT_2_SOCO | ENT | SOCO | Internal | Summer | B5 | 200 | 2000 | 2000 | 107.24 | 118.06 | 8 | 2.82
2025 | ENT_2_SOCO | ENT | SOCO | Internal | Summer | B6 | 300 | 2000 | 2000 | 90.54 | 99.67 | 8 | 1.13
2025 | ENT_2_SOCO | ENT | SOCO | Internal | Summer | B7 | 400 | 2000 | 2000 | 80.34 | 91.35 | 8 | 3.01
2025 | ENT_2_SOCO | ENT | SOCO | Internal | Summer | B8 | 500 | 2000 | 2000 | 72.16 | 85.67 | 8 | 5.5
2025 | ENT_2_SOCO | ENT | SOCO | Internal | Summer | B9 | 800 | 2000 | 0 | 71.63 | 74.63 | 8 | 0
2025 | ENT_2_SOCO | ENT | SOCO | Internal | Summer | B10 | 1262 | 2000 | 0 | 69.24 | 71.22 | 8 | 0
2025 | ENT_2_SOCO | ENT | SOCO | Internal | Winter | B16 | 25 | 2000 | 2000 | 80.72 | 103.05 | 8 | 14.32
2025 | ENT_2_SOCO | ENT | SOCO | Internal | Winter | B17 | 100 | 2000 | 1203.63 | 76.67 | 84.67 | 8 | 0
2025 | ENT_2_SOCO | ENT | SOCO | Internal | Winter | B18 | 400 | 2000 | 0 | 76.11 | 76.97 | 8 | 0
2025 | ENT_2_SOCO | ENT | SOCO | Internal | Winter | B19 | 700 | 2000 | 0 | 73.56 | 76.97 | 8 | 0
2025 | ENT_2_SOCO | ENT | SOCO | Internal | Winter | B20 | 935 | 2000 | 0 | 71.21 | 75.5 | 8 | 0
2025 | ENT_2_SPP_N | ENT | SPP_N | Internal | Shoulder | B11 | 25 | 1300 | 0 | 83.74 | 78.74 | 8 | 0
2025 | ENT_2_SPP_N | ENT | SPP_N | Internal | Shoulder | B12 | 200 | 1300 | 0 | 73.68 | 70.49 | 8 | 0
2025 | ENT_2_SPP_N | ENT | SPP_N | Internal | Shoulder | B13 | 600 | 1300 | 0 | 73.14 | 70.49 | 8 | 0
2025 | ENT_2_SPP_N | ENT | SPP_N | Internal | Shoulder | B14 | 900 | 1300 | 0 | 70.69 | 63.79 | 8 | 0
2025 | ENT_2_SPP_N | ENT | SPP_N | Internal | Shoulder | B15 | 1203 | 1300 | 0 | 68.93 | 61.7 | 8 | 0
2025 | ENT_2_SPP_N | ENT | SPP_N | Internal | Summer | B1 | 10 | 1300 | 0 | 109.28 | 103.09 | 8 | 0
2025 | ENT_2_SPP_N | ENT | SPP_N | Internal | Summer | B2 | 25 | 1300 | 0 | 110.85 | 104.66 | 8 | 0
2025 | ENT_2_SPP_N | ENT | SPP_N | Internal | Summer | B3 | 75 | 1300 | 0 | 112.44 | 108.66 | 8 | 0
2025 | ENT_2_SPP_N | ENT | SPP_N | Internal | Summer | B4 | 100 | 1300 | 0 | 108.09 | 103.09 | 8 | 0
2025 | ENT_2_SPP_N | ENT | SPP_N | Internal | Summer | B5 | 200 | 1300 | 0 | 107.24 | 102.24 | 8 | 0
2025 | ENT_2_SPP_N | ENT | SPP_N | Internal | Summer | B6 | 300 | 1300 | 0 | 90.54 | 85.55 | 8 | 0
2025 | ENT_2_SPP_N | ENT | SPP_N | Internal | Summer | B7 | 400 | 1300 | 0 | 80.34 | 77.57 | 8 | 0
2025 | ENT_2_SPP_N | ENT | SPP_N | Internal | Summer | B8 | 500 | 1300 | 0 | 72.16 | 70.27 | 8 | 0
2025 | ENT_2_SPP_N | ENT | SPP_N | Internal | Summer | B9 | 800 | 1300 | 0 | 71.63 | 69.09 | 8 | 0
2025 | ENT_2_SPP_N | ENT | SPP_N | Internal | Summer | B10 | 1262 | 1300 | 0 | 69.24 | 64.23 | 8 | 0
2025 | ENT_2_SPP_N | ENT | SPP_N | Internal | Winter | B16 | 25 | 1300 | 0 | 80.72 | 75.72 | 8 | 0
2025 | ENT_2_SPP_N | ENT | SPP_N | Internal | Winter | B17 | 100 | 1300 | 0 | 76.67 | 71.67 | 8 | 0
2025 | ENT_2_SPP_N | ENT | SPP_N | Internal | Winter | B18 | 400 | 1300 | 0 | 76.11 | 71.5 | 8 | 0
2025 | ENT_2_SPP_N | ENT | SPP_N | Internal | Winter | B19 | 700 | 1300 | 0 | 73.56 | 68.57 | 8 | 0
2025 | ENT_2_SPP_N | ENT | SPP_N | Internal | Winter | B20 | 935 | 1300 | 0 | 71.21 | 63.97 | 8 | 0
2025 | ENT_2_SPP_S | ENT | SPP_S | Internal | Shoulder | B11 | 25 | 1300 | 0 | 83.74 | 76.73 | 8 | 0
2025 | ENT_2_SPP_S | ENT | SPP_S | Internal | Shoulder | B12 | 200 | 1300 | 0 | 73.68 | 70.5 | 8 | 0
2025 | ENT_2_SPP_S | ENT | SPP_S | Internal | Shoulder | B13 | 600 | 1300 | 0 | 73.14 | 70.5 | 8 | 0
2025 | ENT_2_SPP_S | ENT | SPP_S | Internal | Shoulder | B14 | 900 | 1300 | 0 | 70.69 | 63.66 | 8 | 0
2025 | ENT_2_SPP_S | ENT | SPP_S | Internal | Shoulder | B15 | 1203 | 1300 | 0 | 68.93 | 61.37 | 8 | 0
2025 | ENT_2_SPP_S | ENT | SPP_S | Internal | Summer | B1 | 10 | 1300 | 0 | 109.28 | 101.08 | 8 | 0
2025 | ENT_2_SPP_S | ENT | SPP_S | Internal | Summer | B2 | 25 | 1300 | 0 | 110.85 | 102.65 | 8 | 0
2025 | ENT_2_SPP_S | ENT | SPP_S | Internal | Summer | B3 | 75 | 1300 | 0 | 112.44 | 106.65 | 8 | 0
2025 | ENT_2_SPP_S | ENT | SPP_S | Internal | Summer | B4 | 100 | 1300 | 0 | 108.09 | 101.08 | 8 | 0
2025 | ENT_2_SPP_S | ENT | SPP_S | Internal | Summer | B5 | 200 | 1300 | 0 | 107.24 | 100.23 | 8 | 0
2025 | ENT_2_SPP_S | ENT | SPP_S | Internal | Summer | B6 | 300 | 1300 | 0 | 90.54 | 85.54 | 8 | 0
2025 | ENT_2_SPP_S | ENT | SPP_S | Internal | Summer | B7 | 400 | 1300 | 0 | 80.34 | 75.56 | 8 | 0
2025 | ENT_2_SPP_S | ENT | SPP_S | Internal | Summer | B8 | 500 | 1300 | 0 | 72.16 | 70.26 | 8 | 0
2025 | ENT_2_SPP_S | ENT | SPP_S | Internal | Summer | B9 | 800 | 1300 | 0 | 71.63 | 69.11 | 8 | 0
2025 | ENT_2_SPP_S | ENT | SPP_S | Internal | Summer | B10 | 1262 | 1300 | 0 | 69.24 | 64.24 | 8 | 0
2025 | ENT_2_SPP_S | ENT | SPP_S | Internal | Winter | B16 | 25 | 1300 | 0 | 80.72 | 73.71 | 8 | 0
2025 | ENT_2_SPP_S | ENT | SPP_S | Internal | Winter | B17 | 100 | 1300 | 0 | 76.67 | 71.68 | 8 | 0
2025 | ENT_2_SPP_S | ENT | SPP_S | Internal | Winter | B18 | 400 | 1300 | 0 | 76.11 | 71.51 | 8 | 0
2025 | ENT_2_SPP_S | ENT | SPP_S | Internal | Winter | B19 | 700 | 1300 | 0 | 73.56 | 68.56 | 8 | 0
2025 | ENT_2_SPP_S | ENT | SPP_S | Internal | Winter | B20 | 935 | 1300 | 0 | 71.21 | 63.96 | 8 | 0
2025 | ENT_2_TVA_Transmission | ENT | TVA_Transmission | Internal | Shoulder | B11 | 25 | 2100 | 0 | 83.74 | 90.2 | 8 | 0
2025 | ENT_2_TVA_Transmission | ENT | TVA_Transmission | Internal | Shoulder | B12 | 200 | 2100 | 0 | 73.68 | 79.23 | 8 | 0
2025 | ENT_2_TVA_Transmission | ENT | TVA_Transmission | Internal | Shoulder | B13 | 600 | 2100 | 0 | 73.14 | 77.09 | 8 | 0
2025 | ENT_2_TVA_Transmission | ENT | TVA_Transmission | Internal | Shoulder | B14 | 900 | 2100 | 0 | 70.69 | 74.72 | 8 | 0
2025 | ENT_2_TVA_Transmission | ENT | TVA_Transmission | Internal | Shoulder | B15 | 1203 | 2100 | 0 | 68.93 | 70.45 | 8 | 0
2025 | ENT_2_TVA_Transmission | ENT | TVA_Transmission | Internal | Summer | B1 | 10 | 2100 | 2100 | 109.28 | 118.44 | 8 | 1.16
2025 | ENT_2_TVA_Transmission | ENT | TVA_Transmission | Internal | Summer | B2 | 25 | 2100 | 0 | 110.85 | 117.53 | 8 | 0
2025 | ENT_2_TVA_Transmission | ENT | TVA_Transmission | Internal | Summer | B3 | 75 | 2100 | 0 | 112.44 | 115.27 | 8 | 0
2025 | ENT_2_TVA_Transmission | ENT | TVA_Transmission | Internal | Summer | B4 | 100 | 2100 | 0 | 108.09 | 115.27 | 8 | 0
2025 | ENT_2_TVA_Transmission | ENT | TVA_Transmission | Internal | Summer | B5 | 200 | 2100 | 0 | 107.24 | 109.06 | 8 | 0
2025 | ENT_2_TVA_Transmission | ENT | TVA_Transmission | Internal | Summer | B6 | 300 | 2100 | 0 | 90.54 | 91 | 8 | 0
2025 | ENT_2_TVA_Transmission | ENT | TVA_Transmission | Internal | Summer | B7 | 400 | 2100 | 0 | 80.34 | 83.35 | 8 | 0
2025 | ENT_2_TVA_Transmission | ENT | TVA_Transmission | Internal | Summer | B8 | 500 | 2100 | 0 | 72.16 | 77.69 | 8 | 0
2025 | ENT_2_TVA_Transmission | ENT | TVA_Transmission | Internal | Summer | B9 | 800 | 2100 | 0 | 71.63 | 72.2 | 8 | 0
2025 | ENT_2_TVA_Transmission | ENT | TVA_Transmission | Internal | Summer | B10 | 1262 | 2100 | 0 | 69.24 | 65.89 | 8 | 0
2025 | ENT_2_TVA_Transmission | ENT | TVA_Transmission | Internal | Winter | B16 | 25 | 2100 | 2100 | 80.72 | 94.05 | 8 | 5.32
2025 | ENT_2_TVA_Transmission | ENT | TVA_Transmission | Internal | Winter | B17 | 100 | 2100 | 0 | 76.67 | 82.44 | 8 | 0
2025 | ENT_2_TVA_Transmission | ENT | TVA_Transmission | Internal | Winter | B18 | 400 | 2100 | 0 | 76.11 | 79.63 | 8 | 0
2025 | ENT_2_TVA_Transmission | ENT | TVA_Transmission | Internal | Winter | B19 | 700 | 2100 | 0 | 73.56 | 78.11 | 8 | 0
2025 | ENT_2_TVA_Transmission | ENT | TVA_Transmission | Internal | Winter | B20 | 935 | 2100 | 0 | 71.21 | 72.54 | 8 | 0
2025 | FRCC_2_SOCO | FRCC | SOCO | Internal | Shoulder | B11 | 25 | 900 | 0 | 109.21 | 99.2 | 8 | 0
2025 | FRCC_2_SOCO | FRCC | SOCO | Internal | Shoulder | B12 | 200 | 900 | 0 | 81.24 | 77.62 | 8 | 0
2025 | FRCC_2_SOCO | FRCC | SOCO | Internal | Shoulder | B13 | 600 | 900 | 0 | 81.24 | 75.26 | 8 | 0
2025 | FRCC_2_SOCO | FRCC | SOCO | Internal | Shoulder | B14 | 900 | 900 | 0 | 77.85 | 75.26 | 8 | 0
2025 | FRCC_2_SOCO | FRCC | SOCO | Internal | Shoulder | B15 | 1203 | 900 | 0 | 77.85 | 72.62 | 8 | 0
2025 | FRCC_2_SOCO | FRCC | SOCO | Internal | Summer | B1 | 10 | 900 | 0 | 130.44 | 120.44 | 8 | 0
2025 | FRCC_2_SOCO | FRCC | SOCO | Internal | Summer | B2 | 25 | 900 | 0 | 125.11 | 120.44 | 8 | 0
2025 | FRCC_2_SOCO | FRCC | SOCO | Internal | Summer | B3 | 75 | 900 | 0 | 125.11 | 120.44 | 8 | 0
2025 | FRCC_2_SOCO | FRCC | SOCO | Internal | Summer | B4 | 100 | 900 | 0 | 125.11 | 118.06 | 8 | 0
2025 | FRCC_2_SOCO | FRCC | SOCO | Internal | Summer | B5 | 200 | 900 | 0 | 125.11 | 118.06 | 8 | 0
2025 | FRCC_2_SOCO | FRCC | SOCO | Internal | Summer | B6 | 300 | 900 | 0 | 109.67 | 99.67 | 8 | 0
2025 | FRCC_2_SOCO | FRCC | SOCO | Internal | Summer | B7 | 400 | 900 | 0 | 92.6 | 91.35 | 8 | 0
2025 | FRCC_2_SOCO | FRCC | SOCO | Internal | Summer | B8 | 500 | 900 | 0 | 80.4 | 85.67 | 8 | 0
2025 | FRCC_2_SOCO | FRCC | SOCO | Internal | Summer | B9 | 800 | 900 | 0 | 77.04 | 74.63 | 8 | 0
2025 | FRCC_2_SOCO | FRCC | SOCO | Internal | Summer | B10 | 1262 | 900 | 0 | 77.04 | 71.22 | 8 | 0
2025 | FRCC_2_SOCO | FRCC | SOCO | Internal | Winter | B16 | 25 | 900 | 0 | 113.05 | 103.05 | 8 | 0
2025 | FRCC_2_SOCO | FRCC | SOCO | Internal | Winter | B17 | 100 | 900 | 0 | 83.81 | 84.67 | 8 | 0
2025 | FRCC_2_SOCO | FRCC | SOCO | Internal | Winter | B18 | 400 | 900 | 0 | 81.85 | 76.97 | 8 | 0
2025 | FRCC_2_SOCO | FRCC | SOCO | Internal | Winter | B19 | 700 | 900 | 0 | 80.3 | 76.97 | 8 | 0
2025 | FRCC_2_SOCO | FRCC | SOCO | Internal | Winter | B20 | 935 | 900 | 0 | 80.3 | 75.5 | 8 | 0
2025 | HQ_NEISO_2_NEISO | HQ_NEISO | NEISO | Internal | Shoulder | B11 | 25 | 99999 | 2920 | 65.75 | 65.77 | 0.01 | 0
2025 | HQ_NEISO_2_NEISO | HQ_NEISO | NEISO | Internal | Shoulder | B12 | 200 | 99999 | 2920 | 65.75 | 65.77 | 0.01 | 0
2025 | HQ_NEISO_2_NEISO | HQ_NEISO | NEISO | Internal | Shoulder | B13 | 600 | 99999 | 2920 | 65.74 | 65.75 | 0.01 | 0
2025 | HQ_NEISO_2_NEISO | HQ_NEISO | NEISO | Internal | Shoulder | B14 | 900 | 99999 | 2920 | 65.17 | 65.18 | 0.01 | 0
2025 | HQ_NEISO_2_NEISO | HQ_NEISO | NEISO | Internal | Shoulder | B15 | 1203 | 99999 | 1143.24 | 65.17 | 65.18 | 0.01 | 0
2025 | HQ_NEISO_2_NEISO | HQ_NEISO | NEISO | Internal | Summer | B1 | 10 | 99999 | 2920.1 | 135.92 | 135.93 | 0.01 | 0
2025 | HQ_NEISO_2_NEISO | HQ_NEISO | NEISO | Internal | Summer | B2 | 25 | 99999 | 2920.1 | 111.6 | 111.61 | 0.01 | 0
2025 | HQ_NEISO_2_NEISO | HQ_NEISO | NEISO | Internal | Summer | B3 | 75 | 99999 | 2920 | 85.82 | 85.84 | 0.01 | 0
2025 | HQ_NEISO_2_NEISO | HQ_NEISO | NEISO | Internal | Summer | B4 | 100 | 99999 | 2920 | 83.07 | 83.09 | 0.01 | 0
2025 | HQ_NEISO_2_NEISO | HQ_NEISO | NEISO | Internal | Summer | B5 | 200 | 99999 | 2920 | 82.58 | 82.59 | 0.01 | 0
2025 | HQ_NEISO_2_NEISO | HQ_NEISO | NEISO | Internal | Summer | B6 | 300 | 99999 | 2920 | 63.73 | 63.74 | 0.01 | 0
2025 | HQ_NEISO_2_NEISO | HQ_NEISO | NEISO | Internal | Summer | B7 | 400 | 99999 | 2920 | 62.58 | 62.6 | 0.01 | 0
2025 | HQ_NEISO_2_NEISO | HQ_NEISO | NEISO | Internal | Summer | B8 | 500 | 99999 | 2920 | 62.58 | 62.6 | 0.01 | 0
2025 | HQ_NEISO_2_NEISO | HQ_NEISO | NEISO | Internal | Summer | B9 | 800 | 99999 | 2920 | 62.58 | 62.6 | 0.01 | 0
2025 | HQ_NEISO_2_NEISO | HQ_NEISO | NEISO | Internal | Summer | B10 | 1262 | 99999 | 795.94 | 62.58 | 62.6 | 0.01 | 0
2025 | HQ_NEISO_2_NEISO | HQ_NEISO | NEISO | Internal | Winter | B16 | 25 | 99999 | 2920 | 75.55 | 75.56 | 0.01 | 0
2025 | HQ_NEISO_2_NEISO | HQ_NEISO | NEISO | Internal | Winter | B17 | 100 | 99999 | 2920 | 75.55 | 75.56 | 0.01 | 0
2025 | HQ_NEISO_2_NEISO | HQ_NEISO | NEISO | Internal | Winter | B18 | 400 | 99999 | 2920 | 73.55 | 73.56 | 0.01 | 0
2025 | HQ_NEISO_2_NEISO | HQ_NEISO | NEISO | Internal | Winter | B19 | 700 | 99999 | 2920 | 73.55 | 73.56 | 0.01 | 0
2025 | HQ_NEISO_2_NEISO | HQ_NEISO | NEISO | Internal | Winter | B20 | 935 | 99999 | 1233.58 | 73.55 | 73.56 | 0.01 | 0
2025 | HQ_NY_2_NYISO_A-F | HQ_NY | NYISO_A-F | Internal | Shoulder | B11 | 25 | 99999 | 1000 | 68.75 | 68.77 | 0.01 | 0
2025 | HQ_NY_2_NYISO_A-F | HQ_NY | NYISO_A-F | Internal | Shoulder | B12 | 200 | 99999 | 1000 | 68.75 | 68.77 | 0.01 | 0
2025 | HQ_NY_2_NYISO_A-F | HQ_NY | NYISO_A-F | Internal | Shoulder | B13 | 600 | 99999 | 1000 | 68.73 | 68.74 | 0.01 | 0
2025 | HQ_NY_2_NYISO_A-F | HQ_NY | NYISO_A-F | Internal | Shoulder | B14 | 900 | 99999 | 1000 | 67.22 | 67.23 | 0.01 | 0
2025 | HQ_NY_2_NYISO_A-F | HQ_NY | NYISO_A-F | Internal | Shoulder | B15 | 1203 | 99999 | 188.69 | 67.22 | 67.23 | 0.01 | 0
2025 | HQ_NY_2_NYISO_A-F | HQ_NY | NYISO_A-F | Internal | Summer | B1 | 10 | 99999 | 1000.1 | 133.65 | 133.66 | 0.01 | 0
2025 | HQ_NY_2_NYISO_A-F | HQ_NY | NYISO_A-F | Internal | Summer | B2 | 25 | 99999 | 1000.1 | 112.85 | 112.86 | 0.01 | 0
2025 | HQ_NY_2_NYISO_A-F | HQ_NY | NYISO_A-F | Internal | Summer | B3 | 75 | 99999 | 1000 | 87.07 | 87.08 | 0.01 | 0
2025 | HQ_NY_2_NYISO_A-F | HQ_NY | NYISO_A-F | Internal | Summer | B4 | 100 | 99999 | 1000 | 84.32 | 84.33 | 0.01 | 0
2025 | HQ_NY_2_NYISO_A-F | HQ_NY | NYISO_A-F | Internal | Summer | B5 | 200 | 99999 | 1000 | 83.83 | 83.84 | 0.01 | 0
2025 | HQ_NY_2_NYISO_A-F | HQ_NY | NYISO_A-F | Internal | Summer | B6 | 300 | 99999 | 1000 | 67.43 | 67.45 | 0.01 | 0
2025 | HQ_NY_2_NYISO_A-F | HQ_NY | NYISO_A-F | Internal | Summer | B7 | 400 | 99999 | 1000 | 67.43 | 67.45 | 0.01 | 0
2025 | HQ_NY_2_NYISO_A-F | HQ_NY | NYISO_A-F | Internal | Summer | B8 | 500 | 99999 | 1000 | 65.56 | 65.57 | 0.01 | 0
2025 | HQ_NY_2_NYISO_A-F | HQ_NY | NYISO_A-F | Internal | Summer | B9 | 800 | 99999 | 1000 | 65.56 | 65.57 | 0.01 | 0
2025 | HQ_NY_2_NYISO_A-F | HQ_NY | NYISO_A-F | Internal | Summer | B10 | 1262 | 99999 | 30.11 | 65.56 | 65.57 | 0.01 | 0
2025 | HQ_NY_2_NYISO_A-F | HQ_NY | NYISO_A-F | Internal | Winter | B16 | 25 | 99999 | 1000 | 76.8 | 76.81 | 0.01 | 0
2025 | HQ_NY_2_NYISO_A-F | HQ_NY | NYISO_A-F | Internal | Winter | B17 | 100 | 99999 | 1000 | 73.28 | 73.29 | 0.01 | 0
2025 | HQ_NY_2_NYISO_A-F | HQ_NY | NYISO_A-F | Internal | Winter | B18 | 400 | 99999 | 1000 | 71.28 | 71.29 | 0.01 | 0
2025 | HQ_NY_2_NYISO_A-F | HQ_NY | NYISO_A-F | Internal | Winter | B19 | 700 | 99999 | 1000 | 71.28 | 71.29 | 0.01 | 0
2025 | HQ_NY_2_NYISO_A-F | HQ_NY | NYISO_A-F | Internal | Winter | B20 | 935 | 99999 | 229.95 | 71.28 | 71.29 | 0.01 | 0
2025 | HQ_IESO_2_IESO | HQ_IESO | IESO | Internal | Shoulder | B11 | 25 | 99999 | 400 | 14.5 | 14.51 | 0.01 | 0
2025 | HQ_IESO_2_IESO | HQ_IESO | IESO | Internal | Shoulder | B12 | 200 | 99999 | 400 | 14.5 | 14.51 | 0.01 | 0
2025 | HQ_IESO_2_IESO | HQ_IESO | IESO | Internal | Shoulder | B13 | 600 | 99999 | 400 | 14.5 | 14.51 | 0.01 | 0
2025 | HQ_IESO_2_IESO | HQ_IESO | IESO | Internal | Shoulder | B14 | 900 | 99999 | 400 | 14.5 | 14.51 | 0.01 | 0
2025 | HQ_IESO_2_IESO | HQ_IESO | IESO | Internal | Shoulder | B15 | 1203 | 99999 | 75.48 | 14.5 | 14.51 | 0.01 | 0
2025 | HQ_IESO_2_IESO | HQ_IESO | IESO | Internal | Summer | B1 | 10 | 99999 | 400.1 | 105.3 | 105.32 | 0.01 | 0
2025 | HQ_IESO_2_IESO | HQ_IESO | IESO | Internal | Summer | B2 | 25 | 99999 | 400.1 | 89.86 | 89.87 | 0.01 | 0
2025 | HQ_IESO_2_IESO | HQ_IESO | IESO | Internal | Summer | B3 | 75 | 99999 | 400 | 58.05 | 58.06 | 0.01 | 0
2025 | HQ_IESO_2_IESO | HQ_IESO | IESO | Internal | Summer | B4 | 100 | 99999 | 400 | 58.05 | 58.06 | 0.01 | 0
2025 | HQ_IESO_2_IESO | HQ_IESO | IESO | Internal | Summer | B5 | 200 | 99999 | 400 | 11.5 | 11.51 | 0.01 | 0
2025 | HQ_IESO_2_IESO | HQ_IESO | IESO | Internal | Summer | B6 | 300 | 99999 | 400 | 11.5 | 11.51 | 0.01 | 0
2025 | HQ_IESO_2_IESO | HQ_IESO | IESO | Internal | Summer | B7 | 400 | 99999 | 400 | 11.5 | 11.51 | 0.01 | 0
2025 | HQ_IESO_2_IESO | HQ_IESO | IESO | Internal | Summer | B8 | 500 | 99999 | 400 | 11.5 | 11.51 | 0.01 | 0
2025 | HQ_IESO_2_IESO | HQ_IESO | IESO | Internal | Summer | B9 | 800 | 99999 | 400 | 11.5 | 11.51 | 0.01 | 0
2025 | HQ_IESO_2_IESO | HQ_IESO | IESO | Internal | Summer | B10 | 1262 | 99999 | 12.04 | 11.5 | 11.51 | 0.01 | 0
2025 | HQ_IESO_2_IESO | HQ_IESO | IESO | Internal | Winter | B16 | 25 | 99999 | 400 | 14.5 | 14.51 | 0.01 | 0
2025 | HQ_IESO_2_IESO | HQ_IESO | IESO | Internal | Winter | B17 | 100 | 99999 | 400 | 14.5 | 14.51 | 0.01 | 0
2025 | HQ_IESO_2_IESO | HQ_IESO | IESO | Internal | Winter | B18 | 400 | 99999 | 400 | 14.5 | 14.51 | 0.01 | 0
2025 | HQ_IESO_2_IESO | HQ_IESO | IESO | Internal | Winter | B19 | 700 | 99999 | 400 | 14.5 | 14.51 | 0.01 | 0
2025 | HQ_IESO_2_IESO | HQ_IESO | IESO | Internal | Winter | B20 | 935 | 99999 | 91.98 | 14.5 | 14.51 | 0.01 | 0
2025 | IESO_2_MAPP_CA | IESO | MAPP_CA | Internal | Shoulder | B11 | 25 | 262 | 262 | 14.51 | 66.17 | 7 | 44.66
2025 | IESO_2_MAPP_CA | IESO | MAPP_CA | Internal | Shoulder | B12 | 200 | 262 | 262 | 14.51 | 58.07 | 7 | 36.55
2025 | IESO_2_MAPP_CA | IESO | MAPP_CA | Internal | Shoulder | B13 | 600 | 262 | 262 | 14.51 | 58.07 | 7 | 36.55
2025 | IESO_2_MAPP_CA | IESO | MAPP_CA | Internal | Shoulder | B14 | 900 | 262 | 262 | 14.51 | 58.07 | 7 | 36.55
2025 | IESO_2_MAPP_CA | IESO | MAPP_CA | Internal | Shoulder | B15 | 1203 | 262 | 262 | 14.51 | 58.07 | 7 | 36.55
2025 | IESO_2_MAPP_CA | IESO | MAPP_CA | Internal | Summer | B1 | 10 | 262 | 0 | 105.32 | 97.87 | 7 | 0
2025 | IESO_2_MAPP_CA | IESO | MAPP_CA | Internal | Summer | B2 | 25 | 262 | 0 | 89.87 | 93.53 | 7 | 0
2025 | IESO_2_MAPP_CA | IESO | MAPP_CA | Internal | Summer | B3 | 75 | 262 | 262 | 58.06 | 96.08 | 7 | 31.03
2025 | IESO_2_MAPP_CA | IESO | MAPP_CA | Internal | Summer | B4 | 100 | 262 | 262 | 58.06 | 94.71 | 7 | 29.65
2025 | IESO_2_MAPP_CA | IESO | MAPP_CA | Internal | Summer | B5 | 200 | 262 | 262 | 11.51 | 88.49 | 7 | 69.98
2025 | IESO_2_MAPP_CA | IESO | MAPP_CA | Internal | Summer | B6 | 300 | 262 | 262 | 11.51 | 70.87 | 7 | 52.36
2025 | IESO_2_MAPP_CA | IESO | MAPP_CA | Internal | Summer | B7 | 400 | 262 | 262 | 11.51 | 63.39 | 7 | 44.88
2025 | IESO_2_MAPP_CA | IESO | MAPP_CA | Internal | Summer | B8 | 500 | 262 | 262 | 11.51 | 57.51 | 7 | 39.01
2025 | IESO_2_MAPP_CA | IESO | MAPP_CA | Internal | Summer | B9 | 800 | 262 | 262 | 11.51 | 57.51 | 7 | 39.01
2025 | IESO_2_MAPP_CA | IESO | MAPP_CA | Internal | Summer | B10 | 1262 | 262 | 262 | 11.51 | 57.51 | 7 | 39.01
2025 | IESO_2_MAPP_CA | IESO | MAPP_CA | Internal | Winter | B16 | 25 | 262 | 262 | 14.51 | 72.09 | 7 | 50.58
2025 | IESO_2_MAPP_CA | IESO | MAPP_CA | Internal | Winter | B17 | 100 | 262 | 262 | 14.51 | 69.03 | 7 | 47.52
2025 | IESO_2_MAPP_CA | IESO | MAPP_CA | Internal | Winter | B18 | 400 | 262 | 262 | 14.51 | 69.06 | 7 | 47.54
2025 | IESO_2_MAPP_CA | IESO | MAPP_CA | Internal | Winter | B19 | 700 | 262 | 262 | 14.51 | 68.55 | 7 | 47.03
2025 | IESO_2_MAPP_CA | IESO | MAPP_CA | Internal | Winter | B20 | 935 | 262 | 262 | 14.51 | 60.16 | 7 | 38.65
2025 | IESO_2_MISO_MI | IESO | MISO_MI | Internal | Shoulder | B11 | 25 | 1840 | 1840 | 14.51 | 82.2 | 7 | 60.68
2025 | IESO_2_MISO_MI | IESO | MISO_MI | Internal | Shoulder | B12 | 200 | 1840 | 1840 | 14.51 | 75.18 | 7 | 53.67
2025 | IESO_2_MISO_MI | IESO | MISO_MI | Internal | Shoulder | B13 | 600 | 1840 | 1840 | 14.51 | 73.41 | 7 | 51.89
2025 | IESO_2_MISO_MI | IESO | MISO_MI | Internal | Shoulder | B14 | 900 | 1840 | 1840 | 14.51 | 68.82 | 7 | 47.31
2025 | IESO_2_MISO_MI | IESO | MISO_MI | Internal | Shoulder | B15 | 1203 | 1840 | 1840 | 14.51 | 62.45 | 7 | 40.93
2025 | IESO_2_MISO_MI | IESO | MISO_MI | Internal | Summer | B1 | 10 | 1840 | 1774.14 | 105.32 | 112.32 | 7 | 0
2025 | IESO_2_MISO_MI | IESO | MISO_MI | Internal | Summer | B2 | 25 | 1840 | 1840 | 89.87 | 109.53 | 7 | 12.66
2025 | IESO_2_MISO_MI | IESO | MISO_MI | Internal | Summer | B3 | 75 | 1840 | 1840 | 58.06 | 108.48 | 7 | 43.42
2025 | IESO_2_MISO_MI | IESO | MISO_MI | Internal | Summer | B4 | 100 | 1840 | 1840 | 58.06 | 107.11 | 7 | 42.05
2025 | IESO_2_MISO_MI | IESO | MISO_MI | Internal | Summer | B5 | 200 | 1840 | 1840 | 11.51 | 100.89 | 7 | 82.38
2025 | IESO_2_MISO_MI | IESO | MISO_MI | Internal | Summer | B6 | 300 | 1840 | 1840 | 11.51 | 83.27 | 7 | 64.76
2025 | IESO_2_MISO_MI | IESO | MISO_MI | Internal | Summer | B7 | 400 | 1840 | 1840 | 11.51 | 76.35 | 7 | 57.84
2025 | IESO_2_MISO_MI | IESO | MISO_MI | Internal | Summer | B8 | 500 | 1840 | 1840 | 11.51 | 70.67 | 7 | 52.16
2025 | IESO_2_MISO_MI | IESO | MISO_MI | Internal | Summer | B9 | 800 | 1840 | 1840 | 11.51 | 66.4 | 7 | 47.89
2025 | IESO_2_MISO_MI | IESO | MISO_MI | Internal | Summer | B10 | 1262 | 1840 | 1840 | 11.51 | 60.97 | 7 | 42.46
2025 | IESO_2_MISO_MI | IESO | MISO_MI | Internal | Winter | B16 | 25 | 1840 | 1840 | 14.51 | 78.06 | 7 | 56.54
2025 | IESO_2_MISO_MI | IESO | MISO_MI | Internal | Winter | B17 | 100 | 1840 | 1840 | 14.51 | 75 | 7 | 53.49
2025 | IESO_2_MISO_MI | IESO | MISO_MI | Internal | Winter | B18 | 400 | 1840 | 1840 | 14.51 | 75 | 7 | 53.49
2025 | IESO_2_MISO_MI | IESO | MISO_MI | Internal | Winter | B19 | 700 | 1840 | 1840 | 14.51 | 73.57 | 7 | 52.05
2025 | IESO_2_MISO_MI | IESO | MISO_MI | Internal | Winter | B20 | 935 | 1840 | 1840 | 14.51 | 64.54 | 7 | 43.03
2025 | IESO_2_MISO_W | IESO | MISO_W | Internal | Shoulder | B11 | 25 | 140 | 140 | 14.51 | 78.73 | 7 | 57.22
2025 | IESO_2_MISO_W | IESO | MISO_W | Internal | Shoulder | B12 | 200 | 140 | 140 | 14.51 | 70.27 | 7 | 48.75
2025 | IESO_2_MISO_W | IESO | MISO_W | Internal | Shoulder | B13 | 600 | 140 | 140 | 14.51 | 69.94 | 7 | 48.43
2025 | IESO_2_MISO_W | IESO | MISO_W | Internal | Shoulder | B14 | 900 | 140 | 140 | 14.51 | 62.86 | 7 | 41.34
2025 | IESO_2_MISO_W | IESO | MISO_W | Internal | Shoulder | B15 | 1203 | 140 | 140 | 14.51 | 56.52 | 7 | 35
2025 | IESO_2_MISO_W | IESO | MISO_W | Internal | Summer | B1 | 10 | 140 | 0 | 105.32 | 110.43 | 7 | 0
2025 | IESO_2_MISO_W | IESO | MISO_W | Internal | Summer | B2 | 25 | 140 | 140 | 89.87 | 106.09 | 7 | 9.22
2025 | IESO_2_MISO_W | IESO | MISO_W | Internal | Summer | B3 | 75 | 140 | 140 | 58.06 | 108.65 | 7 | 43.59
2025 | IESO_2_MISO_W | IESO | MISO_W | Internal | Summer | B4 | 100 | 140 | 140 | 58.06 | 107.27 | 7 | 42.21
2025 | IESO_2_MISO_W | IESO | MISO_W | Internal | Summer | B5 | 200 | 140 | 140 | 11.51 | 101.05 | 7 | 82.54
2025 | IESO_2_MISO_W | IESO | MISO_W | Internal | Summer | B6 | 300 | 140 | 140 | 11.51 | 83.43 | 7 | 64.92
2025 | IESO_2_MISO_W | IESO | MISO_W | Internal | Summer | B7 | 400 | 140 | 140 | 11.51 | 75.95 | 7 | 57.44
2025 | IESO_2_MISO_W | IESO | MISO_W | Internal | Summer | B8 | 500 | 140 | 140 | 11.51 | 67.22 | 7 | 48.72
2025 | IESO_2_MISO_W | IESO | MISO_W | Internal | Summer | B9 | 800 | 140 | 140 | 11.51 | 62.93 | 7 | 44.43
2025 | IESO_2_MISO_W | IESO | MISO_W | Internal | Summer | B10 | 1262 | 140 | 140 | 11.51 | 57.5 | 7 | 38.99
2025 | IESO_2_MISO_W | IESO | MISO_W | Internal | Winter | B16 | 25 | 140 | 140 | 14.51 | 72.1 | 7 | 50.59
2025 | IESO_2_MISO_W | IESO | MISO_W | Internal | Winter | B17 | 100 | 140 | 140 | 14.51 | 69.05 | 7 | 47.53
2025 | IESO_2_MISO_W | IESO | MISO_W | Internal | Winter | B18 | 400 | 140 | 140 | 14.51 | 69.07 | 7 | 47.55
2025 | IESO_2_MISO_W | IESO | MISO_W | Internal | Winter | B19 | 700 | 140 | 140 | 14.51 | 68.56 | 7 | 47.04
2025 | IESO_2_MISO_W | IESO | MISO_W | Internal | Winter | B20 | 935 | 140 | 140 | 14.51 | 58.61 | 7 | 37.1
2025 | IESO_2_NYISO_A-F | IESO | NYISO_A-F | Internal | Shoulder | B11 | 25 | 1725 | 1725 | 14.51 | 68.77 | 7 | 47.25
2025 | IESO_2_NYISO_A-F | IESO | NYISO_A-F | Internal | Shoulder | B12 | 200 | 1725 | 1725 | 14.51 | 68.77 | 7 | 47.25
2025 | IESO_2_NYISO_A-F | IESO | NYISO_A-F | Internal | Shoulder | B13 | 600 | 1725 | 1725 | 14.51 | 68.74 | 7 | 47.23
2025 | IESO_2_NYISO_A-F | IESO | NYISO_A-F | Internal | Shoulder | B14 | 900 | 1725 | 1725 | 14.51 | 67.23 | 7 | 45.72
2025 | IESO_2_NYISO_A-F | IESO | NYISO_A-F | Internal | Shoulder | B15 | 1203 | 1725 | 1725 | 14.51 | 67.23 | 7 | 45.72
2025 | IESO_2_NYISO_A-F | IESO | NYISO_A-F | Internal | Summer | B1 | 10 | 1725 | 1725 | 105.32 | 133.66 | 7 | 21.35
2025 | IESO_2_NYISO_A-F | IESO | NYISO_A-F | Internal | Summer | B2 | 25 | 1725 | 1725 | 89.87 | 112.86 | 7 | 16
2025 | IESO_2_NYISO_A-F | IESO | NYISO_A-F | Internal | Summer | B3 | 75 | 1725 | 1725 | 58.06 | 87.08 | 7 | 22.03
2025 | IESO_2_NYISO_A-F | IESO | NYISO_A-F | Internal | Summer | B4 | 100 | 1725 | 1725 | 58.06 | 84.33 | 7 | 19.28
2025 | IESO_2_NYISO_A-F | IESO | NYISO_A-F | Internal | Summer | B5 | 200 | 1725 | 1725 | 11.51 | 83.84 | 7 | 65.33
2025 | IESO_2_NYISO_A-F | IESO | NYISO_A-F | Internal | Summer | B6 | 300 | 1725 | 1725 | 11.51 | 67.45 | 7 | 48.94
2025 | IESO_2_NYISO_A-F | IESO | NYISO_A-F | Internal | Summer | B7 | 400 | 1725 | 1725 | 11.51 | 67.45 | 7 | 48.94
2025 | IESO_2_NYISO_A-F | IESO | NYISO_A-F | Internal | Summer | B8 | 500 | 1725 | 1725 | 11.51 | 65.57 | 7 | 47.07
2025 | IESO_2_NYISO_A-F | IESO | NYISO_A-F | Internal | Summer | B9 | 800 | 1725 | 1725 | 11.51 | 65.57 | 7 | 47.07
2025 | IESO_2_NYISO_A-F | IESO | NYISO_A-F | Internal | Summer | B10 | 1262 | 1725 | 1725 | 11.51 | 65.57 | 7 | 47.07
2025 | IESO_2_NYISO_A-F | IESO | NYISO_A-F | Internal | Winter | B16 | 25 | 1725 | 1725 | 14.51 | 76.81 | 7 | 55.29
2025 | IESO_2_NYISO_A-F | IESO | NYISO_A-F | Internal | Winter | B17 | 100 | 1725 | 1725 | 14.51 | 73.29 | 7 | 51.78
2025 | IESO_2_NYISO_A-F | IESO | NYISO_A-F | Internal | Winter | B18 | 400 | 1725 | 1725 | 14.51 | 71.29 | 7 | 49.78
2025 | IESO_2_NYISO_A-F | IESO | NYISO_A-F | Internal | Winter | B19 | 700 | 1725 | 1725 | 14.51 | 71.29 | 7 | 49.78
2025 | IESO_2_NYISO_A-F | IESO | NYISO_A-F | Internal | Winter | B20 | 935 | 1725 | 1725 | 14.51 | 71.29 | 7 | 49.78
2025 | MAPP_CA_2_IESO | MAPP_CA | IESO | Internal | Shoulder | B11 | 25 | 330 | 0 | 66.17 | 14.51 | 8 | 0
2025 | MAPP_CA_2_IESO | MAPP_CA | IESO | Internal | Shoulder | B12 | 200 | 330 | 0 | 58.07 | 14.51 | 8 | 0
2025 | MAPP_CA_2_IESO | MAPP_CA | IESO | Internal | Shoulder | B13 | 600 | 330 | 0 | 58.07 | 14.51 | 8 | 0
2025 | MAPP_CA_2_IESO | MAPP_CA | IESO | Internal | Shoulder | B14 | 900 | 330 | 0 | 58.07 | 14.51 | 8 | 0
2025 | MAPP_CA_2_IESO | MAPP_CA | IESO | Internal | Shoulder | B15 | 1203 | 330 | 0 | 58.07 | 14.51 | 8 | 0
2025 | MAPP_CA_2_IESO | MAPP_CA | IESO | Internal | Summer | B1 | 10 | 330 | 0 | 97.87 | 105.32 | 8 | 0
2025 | MAPP_CA_2_IESO | MAPP_CA | IESO | Internal | Summer | B2 | 25 | 330 | 0 | 93.53 | 89.87 | 8 | 0
2025 | MAPP_CA_2_IESO | MAPP_CA | IESO | Internal | Summer | B3 | 75 | 330 | 0 | 96.08 | 58.06 | 8 | 0
2025 | MAPP_CA_2_IESO | MAPP_CA | IESO | Internal | Summer | B4 | 100 | 330 | 0 | 94.71 | 58.06 | 8 | 0
2025 | MAPP_CA_2_IESO | MAPP_CA | IESO | Internal | Summer | B5 | 200 | 330 | 0 | 88.49 | 11.51 | 8 | 0
2025 | MAPP_CA_2_IESO | MAPP_CA | IESO | Internal | Summer | B6 | 300 | 330 | 0 | 70.87 | 11.51 | 8 | 0
2025 | MAPP_CA_2_IESO | MAPP_CA | IESO | Internal | Summer | B7 | 400 | 330 | 0 | 63.39 | 11.51 | 8 | 0
2025 | MAPP_CA_2_IESO | MAPP_CA | IESO | Internal | Summer | B8 | 500 | 330 | 0 | 57.51 | 11.51 | 8 | 0
2025 | MAPP_CA_2_IESO | MAPP_CA | IESO | Internal | Summer | B9 | 800 | 330 | 0 | 57.51 | 11.51 | 8 | 0
2025 | MAPP_CA_2_IESO | MAPP_CA | IESO | Internal | Summer | B10 | 1262 | 330 | 0 | 57.51 | 11.51 | 8 | 0
2025 | MAPP_CA_2_IESO | MAPP_CA | IESO | Internal | Winter | B16 | 25 | 330 | 0 | 72.09 | 14.51 | 8 | 0
2025 | MAPP_CA_2_IESO | MAPP_CA | IESO | Internal | Winter | B17 | 100 | 330 | 0 | 69.03 | 14.51 | 8 | 0
2025 | MAPP_CA_2_IESO | MAPP_CA | IESO | Internal | Winter | B18 | 400 | 330 | 0 | 69.06 | 14.51 | 8 | 0
2025 | MAPP_CA_2_IESO | MAPP_CA | IESO | Internal | Winter | B19 | 700 | 330 | 0 | 68.55 | 14.51 | 8 | 0
2025 | MAPP_CA_2_IESO | MAPP_CA | IESO | Internal | Winter | B20 | 935 | 330 | 0 | 60.16 | 14.51 | 8 | 0
2025 | MAPP_CA_2_MAPP_US | MAPP_CA | MAPP_US | Internal | Shoulder | B11 | 25 | 372 | 0 | 66.17 | 71.73 | 7 | 0
2025 | MAPP_CA_2_MAPP_US | MAPP_CA | MAPP_US | Internal | Shoulder | B12 | 200 | 372 | 0 | 58.07 | 63.27 | 7 | 0
2025 | MAPP_CA_2_MAPP_US | MAPP_CA | MAPP_US | Internal | Shoulder | B13 | 600 | 372 | 0 | 58.07 | 62.94 | 7 | 0
2025 | MAPP_CA_2_MAPP_US | MAPP_CA | MAPP_US | Internal | Shoulder | B14 | 900 | 372 | 0 | 58.07 | 55.86 | 7 | 0
2025 | MAPP_CA_2_MAPP_US | MAPP_CA | MAPP_US | Internal | Shoulder | B15 | 1203 | 372 | 0 | 58.07 | 49.52 | 7 | 0
2025 | MAPP_CA_2_MAPP_US | MAPP_CA | MAPP_US | Internal | Summer | B1 | 10 | 372 | 0 | 97.87 | 103.43 | 7 | 0
2025 | MAPP_CA_2_MAPP_US | MAPP_CA | MAPP_US | Internal | Summer | B2 | 25 | 372 | 0 | 93.53 | 99.09 | 7 | 0
2025 | MAPP_CA_2_MAPP_US | MAPP_CA | MAPP_US | Internal | Summer | B3 | 75 | 372 | 0 | 96.08 | 101.65 | 7 | 0
2025 | MAPP_CA_2_MAPP_US | MAPP_CA | MAPP_US | Internal | Summer | B4 | 100 | 372 | 0 | 94.71 | 100.27 | 7 | 0
2025 | MAPP_CA_2_MAPP_US | MAPP_CA | MAPP_US | Internal | Summer | B5 | 200 | 372 | 0 | 88.49 | 95.23 | 7 | 0
2025 | MAPP_CA_2_MAPP_US | MAPP_CA | MAPP_US | Internal | Summer | B6 | 300 | 372 | 144.09 | 70.87 | 77.87 | 7 | 0
2025 | MAPP_CA_2_MAPP_US | MAPP_CA | MAPP_US | Internal | Summer | B7 | 400 | 372 | 0 | 63.39 | 68.95 | 7 | 0
2025 | MAPP_CA_2_MAPP_US | MAPP_CA | MAPP_US | Internal | Summer | B8 | 500 | 372 | 0 | 57.51 | 60.22 | 7 | 0
2025 | MAPP_CA_2_MAPP_US | MAPP_CA | MAPP_US | Internal | Summer | B9 | 800 | 372 | 0 | 57.51 | 55.93 | 7 | 0
2025 | MAPP_CA_2_MAPP_US | MAPP_CA | MAPP_US | Internal | Summer | B10 | 1262 | 372 | 0 | 57.51 | 50.5 | 7 | 0
2025 | MAPP_CA_2_MAPP_US | MAPP_CA | MAPP_US | Internal | Winter | B16 | 25 | 372 | 0 | 72.09 | 65.09 | 7 | 0
2025 | MAPP_CA_2_MAPP_US | MAPP_CA | MAPP_US | Internal | Winter | B17 | 100 | 372 | 0 | 69.03 | 62.05 | 7 | 0
2025 | MAPP_CA_2_MAPP_US | MAPP_CA | MAPP_US | Internal | Winter | B18 | 400 | 372 | 0 | 69.06 | 62.07 | 7 | 0
2025 | MAPP_CA_2_MAPP_US | MAPP_CA | MAPP_US | Internal | Winter | B19 | 700 | 372 | 0 | 68.55 | 61.56 | 7 | 0
2025 | MAPP_CA_2_MAPP_US | MAPP_CA | MAPP_US | Internal | Winter | B20 | 935 | 372 | 0 | 60.16 | 51.61 | 7 | 0
2025 | MAPP_CA_2_MISO_W | MAPP_CA | MISO_W | Internal | Shoulder | B11 | 25 | 1970 | 2675.66 | 66.17 | 78.73 | 0.01 | 12.55
2025 | MAPP_CA_2_MISO_W | MAPP_CA | MISO_W | Internal | Shoulder | B12 | 200 | 1970 | 1970 | 58.07 | 70.27 | 0.01 | 12.19
2025 | MAPP_CA_2_MISO_W | MAPP_CA | MISO_W | Internal | Shoulder | B13 | 600 | 1970 | 1970 | 58.07 | 69.94 | 0.01 | 11.86
2025 | MAPP_CA_2_MISO_W | MAPP_CA | MISO_W | Internal | Shoulder | B14 | 900 | 1970 | 1970 | 58.07 | 62.86 | 0.01 | 4.78
2025 | MAPP_CA_2_MISO_W | MAPP_CA | MISO_W | Internal | Shoulder | B15 | 1203 | 1970 | 0 | 58.07 | 56.52 | 0.01 | 0
2025 | MAPP_CA_2_MISO_W | MAPP_CA | MISO_W | Internal | Summer | B1 | 10 | 1970 | 2531.54 | 97.87 | 110.43 | 0.01 | 12.55
2025 | MAPP_CA_2_MISO_W | MAPP_CA | MISO_W | Internal | Summer | B2 | 25 | 1970 | 2461.89 | 93.53 | 106.09 | 0.01 | 12.55
2025 | MAPP_CA_2_MISO_W | MAPP_CA | MISO_W | Internal | Summer | B3 | 75 | 1970 | 2612.26 | 96.08 | 108.65 | 0.01 | 12.55
2025 | MAPP_CA_2_MISO_W | MAPP_CA | MISO_W | Internal | Summer | B4 | 100 | 1970 | 2592.77 | 94.71 | 107.27 | 0.01 | 12.55
2025 | MAPP_CA_2_MISO_W | MAPP_CA | MISO_W | Internal | Summer | B5 | 200 | 1970 | 2569.35 | 88.49 | 101.05 | 0.01 | 12.55
2025 | MAPP_CA_2_MISO_W | MAPP_CA | MISO_W | Internal | Summer | B6 | 300 | 1970 | 2416.16 | 70.87 | 83.43 | 0.01 | 12.55
2025 | MAPP_CA_2_MISO_W | MAPP_CA | MISO_W | Internal | Summer | B7 | 400 | 1970 | 2596.3 | 63.39 | 75.95 | 0.01 | 12.55
2025 | MAPP_CA_2_MISO_W | MAPP_CA | MISO_W | Internal | Summer | B8 | 500 | 1970 | 1970 | 57.51 | 67.22 | 0.01 | 9.7
2025 | MAPP_CA_2_MISO_W | MAPP_CA | MISO_W | Internal | Summer | B9 | 800 | 1970 | 1970 | 57.51 | 62.93 | 0.01 | 5.41
2025 | MAPP_CA_2_MISO_W | MAPP_CA | MISO_W | Internal | Summer | B10 | 1262 | 1970 | 0 | 57.51 | 57.5 | 0.01 | 0
2025 | MAPP_CA_2_MISO_W | MAPP_CA | MISO_W | Internal | Winter | B16 | 25 | 1970 | 1914.96 | 72.09 | 72.1 | 0.01 | 0
2025 | MAPP_CA_2_MISO_W | MAPP_CA | MISO_W | Internal | Winter | B17 | 100 | 1970 | 1658.47 | 69.03 | 69.05 | 0.01 | 0
2025 | MAPP_CA_2_MISO_W | MAPP_CA | MISO_W | Internal | Winter | B18 | 400 | 1970 | 1718.21 | 69.06 | 69.07 | 0.01 | 0
2025 | MAPP_CA_2_MISO_W | MAPP_CA | MISO_W | Internal | Winter | B19 | 700 | 1970 | 1796.1 | 68.55 | 68.56 | 0.01 | 0
2025 | MAPP_CA_2_MISO_W | MAPP_CA | MISO_W | Internal | Winter | B20 | 935 | 1970 | 0 | 60.16 | 58.61 | 0.01 | 0
2025 | MAPP_US_2_MAPP_CA | MAPP_US | MAPP_CA | Internal | Shoulder | B11 | 25 | 165 | 0 | 71.73 | 66.17 | 7 | 0
2025 | MAPP_US_2_MAPP_CA | MAPP_US | MAPP_CA | Internal | Shoulder | B12 | 200 | 165 | 0 | 63.27 | 58.07 | 7 | 0
2025 | MAPP_US_2_MAPP_CA | MAPP_US | MAPP_CA | Internal | Shoulder | B13 | 600 | 165 | 0 | 62.94 | 58.07 | 7 | 0
2025 | MAPP_US_2_MAPP_CA | MAPP_US | MAPP_CA | Internal | Shoulder | B14 | 900 | 165 | 0 | 55.86 | 58.07 | 7 | 0
2025 | MAPP_US_2_MAPP_CA | MAPP_US | MAPP_CA | Internal | Shoulder | B15 | 1203 | 165 | 322.63 | 49.52 | 58.07 | 7 | 1.55
2025 | MAPP_US_2_MAPP_CA | MAPP_US | MAPP_CA | Internal | Summer | B1 | 10 | 165 | 0 | 103.43 | 97.87 | 7 | 0
2025 | MAPP_US_2_MAPP_CA | MAPP_US | MAPP_CA | Internal | Summer | B2 | 25 | 165 | 0 | 99.09 | 93.53 | 7 | 0
2025 | MAPP_US_2_MAPP_CA | MAPP_US | MAPP_CA | Internal | Summer | B3 | 75 | 165 | 0 | 101.65 | 96.08 | 7 | 0
2025 | MAPP_US_2_MAPP_CA | MAPP_US | MAPP_CA | Internal | Summer | B4 | 100 | 165 | 0 | 100.27 | 94.71 | 7 | 0
2025 | MAPP_US_2_MAPP_CA | MAPP_US | MAPP_CA | Internal | Summer | B5 | 200 | 165 | 0 | 95.23 | 88.49 | 7 | 0
2025 | MAPP_US_2_MAPP_CA | MAPP_US | MAPP_CA | Internal | Summer | B6 | 300 | 165 | 0 | 77.87 | 70.87 | 7 | 0
2025 | MAPP_US_2_MAPP_CA | MAPP_US | MAPP_CA | Internal | Summer | B7 | 400 | 165 | 0 | 68.95 | 63.39 | 7 | 0
2025 | MAPP_US_2_MAPP_CA | MAPP_US | MAPP_CA | Internal | Summer | B8 | 500 | 165 | 0 | 60.22 | 57.51 | 7 | 0
2025 | MAPP_US_2_MAPP_CA | MAPP_US | MAPP_CA | Internal | Summer | B9 | 800 | 165 | 0 | 55.93 | 57.51 | 7 | 0
2025 | MAPP_US_2_MAPP_CA | MAPP_US | MAPP_CA | Internal | Summer | B10 | 1262 | 165 | 165 | 50.5 | 57.51 | 7 | 0.01
2025 | MAPP_US_2_MAPP_CA | MAPP_US | MAPP_CA | Internal | Winter | B16 | 25 | 165 | 35.09 | 65.09 | 72.09 | 7 | 0
2025 | MAPP_US_2_MAPP_CA | MAPP_US | MAPP_CA | Internal | Winter | B17 | 100 | 165 | 0 | 62.05 | 69.03 | 7 | 0
2025 | MAPP_US_2_MAPP_CA | MAPP_US | MAPP_CA | Internal | Winter | B18 | 400 | 165 | 0 | 62.07 | 69.06 | 7 | 0
2025 | MAPP_US_2_MAPP_CA | MAPP_US | MAPP_CA | Internal | Winter | B19 | 700 | 165 | 0 | 61.56 | 68.55 | 7 | 0
2025 | MAPP_US_2_MAPP_CA | MAPP_US | MAPP_CA | Internal | Winter | B20 | 935 | 165 | 506.99 | 51.61 | 60.16 | 7 | 1.55
2025 | MAPP_US_2_MISO_W | MAPP_US | MISO_W | Internal | Shoulder | B11 | 25 | 2635 | 2387.49 | 71.73 | 78.73 | 7 | 0
2025 | MAPP_US_2_MISO_W | MAPP_US | MISO_W | Internal | Shoulder | B12 | 200 | 2635 | 1087.56 | 63.27 | 70.27 | 7 | 0
2025 | MAPP_US_2_MISO_W | MAPP_US | MISO_W | Internal | Shoulder | B13 | 600 | 2635 | 1390.05 | 62.94 | 69.94 | 7 | 0
2025 | MAPP_US_2_MISO_W | MAPP_US | MISO_W | Internal | Shoulder | B14 | 900 | 2635 | 345.73 | 55.86 | 62.86 | 7 | 0
2025 | MAPP_US_2_MISO_W | MAPP_US | MISO_W | Internal | Shoulder | B15 | 1203 | 2635 | 445.87 | 49.52 | 56.52 | 7 | 0
2025 | MAPP_US_2_MISO_W | MAPP_US | MISO_W | Internal | Summer | B1 | 10 | 2635 | 911.94 | 103.43 | 110.43 | 7 | 0
2025 | MAPP_US_2_MISO_W | MAPP_US | MISO_W | Internal | Summer | B2 | 25 | 2635 | 1818.59 | 99.09 | 106.09 | 7 | 0
2025 | MAPP_US_2_MISO_W | MAPP_US | MISO_W | Internal | Summer | B3 | 75 | 2635 | 1344.55 | 101.65 | 108.65 | 7 | 0
2025 | MAPP_US_2_MISO_W | MAPP_US | MISO_W | Internal | Summer | B4 | 100 | 2635 | 2468.82 | 100.27 | 107.27 | 7 | 0
2025 | MAPP_US_2_MISO_W | MAPP_US | MISO_W | Internal | Summer | B5 | 200 | 2635 | 0 | 95.23 | 101.05 | 7 | 0
2025 | MAPP_US_2_MISO_W | MAPP_US | MISO_W | Internal | Summer | B6 | 300 | 2635 | 0 | 77.87 | 83.43 | 7 | 0
2025 | MAPP_US_2_MISO_W | MAPP_US | MISO_W | Internal | Summer | B7 | 400 | 2635 | 746.39 | 68.95 | 75.95 | 7 | 0
2025 | MAPP_US_2_MISO_W | MAPP_US | MISO_W | Internal | Summer | B8 | 500 | 2635 | 994.41 | 60.22 | 67.22 | 7 | 0
2025 | MAPP_US_2_MISO_W | MAPP_US | MISO_W | Internal | Summer | B9 | 800 | 2635 | 454.54 | 55.93 | 62.93 | 7 | 0
2025 | MAPP_US_2_MISO_W | MAPP_US | MISO_W | Internal | Summer | B10 | 1262 | 2635 | 473.86 | 50.5 | 57.5 | 7 | 0
2025 | MAPP_US_2_MISO_W | MAPP_US | MISO_W | Internal | Winter | B16 | 25 | 2635 | 3670.89 | 65.09 | 72.1 | 7 | 0.01
2025 | MAPP_US_2_MISO_W | MAPP_US | MISO_W | Internal | Winter | B17 | 100 | 2635 | 2399.95 | 62.05 | 69.05 | 7 | 0
2025 | MAPP_US_2_MISO_W | MAPP_US | MISO_W | Internal | Winter | B18 | 400 | 2635 | 1994.66 | 62.07 | 69.07 | 7 | 0
2025 | MAPP_US_2_MISO_W | MAPP_US | MISO_W | Internal | Winter | B19 | 700 | 2635 | 1194.18 | 61.56 | 68.56 | 7 | 0
2025 | MAPP_US_2_MISO_W | MAPP_US | MISO_W | Internal | Winter | B20 | 935 | 2635 | 108.65 | 51.61 | 58.61 | 7 | 0
2025 | MAPP_US_2_NE | MAPP_US | NE | Internal | Shoulder | B11 | 25 | 2000 | 538.57 | 71.73 | 78.73 | 7 | 0
2025 | MAPP_US_2_NE | MAPP_US | NE | Internal | Shoulder | B12 | 200 | 2000 | 2000 | 63.27 | 70.48 | 7 | 0.21
2025 | MAPP_US_2_NE | MAPP_US | NE | Internal | Shoulder | B13 | 600 | 2000 | 2000 | 62.94 | 70.48 | 7 | 0.54
2025 | MAPP_US_2_NE | MAPP_US | NE | Internal | Shoulder | B14 | 900 | 2000 | 2000 | 55.86 | 63.21 | 7 | 0.35
2025 | MAPP_US_2_NE | MAPP_US | NE | Internal | Shoulder | B15 | 1203 | 2000 | 2000 | 49.52 | 61.69 | 7 | 5.17
2025 | MAPP_US_2_NE | MAPP_US | NE | Internal | Summer | B1 | 10 | 2000 | 0 | 103.43 | 104.52 | 7 | 0
2025 | MAPP_US_2_NE | MAPP_US | NE | Internal | Summer | B2 | 25 | 2000 | 69.57 | 99.09 | 106.09 | 7 | 0
2025 | MAPP_US_2_NE | MAPP_US | NE | Internal | Summer | B3 | 75 | 2000 | 775.4 | 101.65 | 108.65 | 7 | 0
2025 | MAPP_US_2_NE | MAPP_US | NE | Internal | Summer | B4 | 100 | 2000 | 0 | 100.27 | 104.52 | 7 | 0
2025 | MAPP_US_2_NE | MAPP_US | NE | Internal | Summer | B5 | 200 | 2000 | 1846.75 | 95.23 | 102.23 | 7 | 0
2025 | MAPP_US_2_NE | MAPP_US | NE | Internal | Summer | B6 | 300 | 2000 | 1993.66 | 77.87 | 84.87 | 7 | 0
2025 | MAPP_US_2_NE | MAPP_US | NE | Internal | Summer | B7 | 400 | 2000 | 1853.82 | 68.95 | 75.95 | 7 | 0
2025 | MAPP_US_2_NE | MAPP_US | NE | Internal | Summer | B8 | 500 | 2000 | 2000 | 60.22 | 69.45 | 7 | 2.23
2025 | MAPP_US_2_NE | MAPP_US | NE | Internal | Summer | B9 | 800 | 2000 | 2000 | 55.93 | 69.08 | 7 | 6.15
2025 | MAPP_US_2_NE | MAPP_US | NE | Internal | Summer | B10 | 1262 | 2000 | 2000 | 50.5 | 63.62 | 7 | 6.12
2025 | MAPP_US_2_NE | MAPP_US | NE | Internal | Winter | B16 | 25 | 2000 | 2000 | 65.09 | 75.71 | 7 | 3.62
2025 | MAPP_US_2_NE | MAPP_US | NE | Internal | Winter | B17 | 100 | 2000 | 2000 | 62.05 | 71.66 | 7 | 2.62
2025 | MAPP_US_2_NE | MAPP_US | NE | Internal | Winter | B18 | 400 | 2000 | 2000 | 62.07 | 71.49 | 7 | 2.42
2025 | MAPP_US_2_NE | MAPP_US | NE | Internal | Winter | B19 | 700 | 2000 | 970.44 | 61.56 | 68.56 | 7 | 0
2025 | MAPP_US_2_NE | MAPP_US | NE | Internal | Winter | B20 | 935 | 2000 | 2000 | 51.61 | 63.96 | 7 | 5.35
2025 | MARITIMES_2_NEISO | MARITIMES | NEISO | Internal | Shoulder | B11 | 25 | 99999 | 1400 | 65.75 | 65.77 | 0.01 | 0
2025 | MARITIMES_2_NEISO | MARITIMES | NEISO | Internal | Shoulder | B12 | 200 | 99999 | 1400 | 65.75 | 65.77 | 0.01 | 0
2025 | MARITIMES_2_NEISO | MARITIMES | NEISO | Internal | Shoulder | B13 | 600 | 99999 | 1400 | 65.74 | 65.75 | 0.01 | 0
2025 | MARITIMES_2_NEISO | MARITIMES | NEISO | Internal | Shoulder | B14 | 900 | 99999 | 1400 | 65.17 | 65.18 | 0.01 | 0
2025 | MARITIMES_2_NEISO | MARITIMES | NEISO | Internal | Shoulder | B15 | 1203 | 99999 | 426.43 | 65.17 | 65.18 | 0.01 | 0
2025 | MARITIMES_2_NEISO | MARITIMES | NEISO | Internal | Summer | B1 | 10 | 99999 | 1400.1 | 135.92 | 135.93 | 0.01 | 0
2025 | MARITIMES_2_NEISO | MARITIMES | NEISO | Internal | Summer | B2 | 25 | 99999 | 1400.1 | 111.6 | 111.61 | 0.01 | 0
2025 | MARITIMES_2_NEISO | MARITIMES | NEISO | Internal | Summer | B3 | 75 | 99999 | 1400 | 85.82 | 85.84 | 0.01 | 0
2025 | MARITIMES_2_NEISO | MARITIMES | NEISO | Internal | Summer | B4 | 100 | 99999 | 1400 | 83.07 | 83.09 | 0.01 | 0
2025 | MARITIMES_2_NEISO | MARITIMES | NEISO | Internal | Summer | B5 | 200 | 99999 | 1400 | 82.58 | 82.59 | 0.01 | 0
2025 | MARITIMES_2_NEISO | MARITIMES | NEISO | Internal | Summer | B6 | 300 | 99999 | 1400 | 63.73 | 63.74 | 0.01 | 0
2025 | MARITIMES_2_NEISO | MARITIMES | NEISO | Internal | Summer | B7 | 400 | 99999 | 1400 | 62.58 | 62.6 | 0.01 | 0
2025 | MARITIMES_2_NEISO | MARITIMES | NEISO | Internal | Summer | B8 | 500 | 99999 | 1400 | 62.58 | 62.6 | 0.01 | 0
2025 | MARITIMES_2_NEISO | MARITIMES | NEISO | Internal | Summer | B9 | 800 | 99999 | 1400 | 62.58 | 62.6 | 0.01 | 0
2025 | MARITIMES_2_NEISO | MARITIMES | NEISO | Internal | Summer | B10 | 1262 | 99999 | 236.13 | 62.58 | 62.6 | 0.01 | 0
2025 | MARITIMES_2_NEISO | MARITIMES | NEISO | Internal | Winter | B16 | 25 | 99999 | 1400 | 75.55 | 75.56 | 0.01 | 0
2025 | MARITIMES_2_NEISO | MARITIMES | NEISO | Internal | Winter | B17 | 100 | 99999 | 1400 | 75.55 | 75.56 | 0.01 | 0
2025 | MARITIMES_2_NEISO | MARITIMES | NEISO | Internal | Winter | B18 | 400 | 99999 | 1400 | 73.55 | 73.56 | 0.01 | 0
2025 | MARITIMES_2_NEISO | MARITIMES | NEISO | Internal | Winter | B19 | 700 | 99999 | 1400 | 73.55 | 73.56 | 0.01 | 0
2025 | MARITIMES_2_NEISO | MARITIMES | NEISO | Internal | Winter | B20 | 935 | 99999 | 475.94 | 73.55 | 73.56 | 0.01 | 0
2025 | MISO_IN_2_MISO_MI | MISO_IN | MISO_MI | Internal | Shoulder | B11 | 25 | 5000 | 4347.81 | 82.19 | 82.2 | 0.01 | 0
2025 | MISO_IN_2_MISO_MI | MISO_IN | MISO_MI | Internal | Shoulder | B12 | 200 | 5000 | 3000.27 | 75.17 | 75.18 | 0.01 | 0
2025 | MISO_IN_2_MISO_MI | MISO_IN | MISO_MI | Internal | Shoulder | B13 | 600 | 5000 | 2211.25 | 73.4 | 73.41 | 0.01 | 0
2025 | MISO_IN_2_MISO_MI | MISO_IN | MISO_MI | Internal | Shoulder | B14 | 900 | 5000 | 5000 | 68.77 | 68.82 | 0.01 | 0.04
2025 | MISO_IN_2_MISO_MI | MISO_IN | MISO_MI | Internal | Shoulder | B15 | 1203 | 5000 | 3050.72 | 62.43 | 62.45 | 0.01 | 0
2025 | MISO_IN_2_MISO_MI | MISO_IN | MISO_MI | Internal | Summer | B1 | 10 | 5000 | 5155.07 | 110.43 | 112.32 | 0.01 | 1.88
2025 | MISO_IN_2_MISO_MI | MISO_IN | MISO_MI | Internal | Summer | B2 | 25 | 5000 | 4533.49 | 109.52 | 109.53 | 0.01 | 0
2025 | MISO_IN_2_MISO_MI | MISO_IN | MISO_MI | Internal | Summer | B3 | 75 | 5000 | 3773.15 | 108.47 | 108.48 | 0.01 | 0
2025 | MISO_IN_2_MISO_MI | MISO_IN | MISO_MI | Internal | Summer | B4 | 100 | 5000 | 4083.53 | 107.09 | 107.11 | 0.01 | 0
2025 | MISO_IN_2_MISO_MI | MISO_IN | MISO_MI | Internal | Summer | B5 | 200 | 5000 | 2682.56 | 100.87 | 100.89 | 0.01 | 0
2025 | MISO_IN_2_MISO_MI | MISO_IN | MISO_MI | Internal | Summer | B6 | 300 | 5000 | 3887.36 | 83.26 | 83.27 | 0.01 | 0
2025 | MISO_IN_2_MISO_MI | MISO_IN | MISO_MI | Internal | Summer | B7 | 400 | 5000 | 4133.25 | 76.34 | 76.35 | 0.01 | 0
2025 | MISO_IN_2_MISO_MI | MISO_IN | MISO_MI | Internal | Summer | B8 | 500 | 5000 | 3284.99 | 70.65 | 70.67 | 0.01 | 0
2025 | MISO_IN_2_MISO_MI | MISO_IN | MISO_MI | Internal | Summer | B9 | 800 | 5000 | 5000 | 66.38 | 66.4 | 0.01 | 0.01
2025 | MISO_IN_2_MISO_MI | MISO_IN | MISO_MI | Internal | Summer | B10 | 1262 | 5000 | 5000 | 59.98 | 60.97 | 0.01 | 0.97
2025 | MISO_IN_2_MISO_MI | MISO_IN | MISO_MI | Internal | Winter | B16 | 25 | 5000 | 4708.58 | 78.05 | 78.06 | 0.01 | 0
2025 | MISO_IN_2_MISO_MI | MISO_IN | MISO_MI | Internal | Winter | B17 | 100 | 5000 | 3602.87 | 74.99 | 75 | 0.01 | 0
2025 | MISO_IN_2_MISO_MI | MISO_IN | MISO_MI | Internal | Winter | B18 | 400 | 5000 | 2785.25 | 74.99 | 75 | 0.01 | 0
2025 | MISO_IN_2_MISO_MI | MISO_IN | MISO_MI | Internal | Winter | B19 | 700 | 5000 | 3229.07 | 73.56 | 73.57 | 0.01 | 0
2025 | MISO_IN_2_MISO_MI | MISO_IN | MISO_MI | Internal | Winter | B20 | 935 | 5000 | 2411.7 | 64.53 | 64.54 | 0.01 | 0
2025 | MISO_IN_2_MISO_MO-IL | MISO_IN | MISO_MO-IL | Internal | Shoulder | B11 | 25 | 5000 | 4815.02 | 82.19 | 82.2 | 0.01 | 0
2025 | MISO_IN_2_MISO_MO-IL | MISO_IN | MISO_MO-IL | Internal | Shoulder | B12 | 200 | 5000 | 2101.68 | 75.17 | 75.18 | 0.01 | 0
2025 | MISO_IN_2_MISO_MO-IL | MISO_IN | MISO_MO-IL | Internal | Shoulder | B13 | 600 | 5000 | 3253.11 | 73.4 | 73.41 | 0.01 | 0
2025 | MISO_IN_2_MISO_MO-IL | MISO_IN | MISO_MO-IL | Internal | Shoulder | B14 | 900 | 5000 | 1028.16 | 68.77 | 68.79 | 0.01 | 0
2025 | MISO_IN_2_MISO_MO-IL | MISO_IN | MISO_MO-IL | Internal | Shoulder | B15 | 1203 | 5000 | 4222.56 | 62.43 | 62.45 | 0.01 | 0
2025 | MISO_IN_2_MISO_MO-IL | MISO_IN | MISO_MO-IL | Internal | Summer | B1 | 10 | 5000 | 3958.56 | 110.43 | 110.44 | 0.01 | 0
2025 | MISO_IN_2_MISO_MO-IL | MISO_IN | MISO_MO-IL | Internal | Summer | B2 | 25 | 5000 | 4852.65 | 109.52 | 109.53 | 0.01 | 0
2025 | MISO_IN_2_MISO_MO-IL | MISO_IN | MISO_MO-IL | Internal | Summer | B3 | 75 | 5000 | 7490.41 | 108.47 | 108.66 | 0.01 | 0.18
2025 | MISO_IN_2_MISO_MO-IL | MISO_IN | MISO_MO-IL | Internal | Summer | B4 | 100 | 5000 | 5169.88 | 107.09 | 107.28 | 0.01 | 0.18
2025 | MISO_IN_2_MISO_MO-IL | MISO_IN | MISO_MO-IL | Internal | Summer | B5 | 200 | 5000 | 7443.74 | 100.87 | 101.06 | 0.01 | 0.18
2025 | MISO_IN_2_MISO_MO-IL | MISO_IN | MISO_MO-IL | Internal | Summer | B6 | 300 | 5000 | 6637.91 | 83.26 | 83.44 | 0.01 | 0.18
2025 | MISO_IN_2_MISO_MO-IL | MISO_IN | MISO_MO-IL | Internal | Summer | B7 | 400 | 5000 | 3787.97 | 76.34 | 76.35 | 0.01 | 0
2025 | MISO_IN_2_MISO_MO-IL | MISO_IN | MISO_MO-IL | Internal | Summer | B8 | 500 | 5000 | 4445.35 | 70.65 | 70.67 | 0.01 | 0
2025 | MISO_IN_2_MISO_MO-IL | MISO_IN | MISO_MO-IL | Internal | Summer | B9 | 800 | 5000 | 3684.09 | 66.38 | 66.39 | 0.01 | 0
2025 | MISO_IN_2_MISO_MO-IL | MISO_IN | MISO_MO-IL | Internal | Summer | B10 | 1262 | 5000 | 5728.88 | 59.98 | 60.17 | 0.01 | 0.18
2025 | MISO_IN_2_MISO_MO-IL | MISO_IN | MISO_MO-IL | Internal | Winter | B16 | 25 | 5000 | 0 | 78.05 | 78.03 | 0.01 | 0
2025 | MISO_IN_2_MISO_MO-IL | MISO_IN | MISO_MO-IL | Internal | Winter | B17 | 100 | 5000 | 0 | 74.99 | 74.98 | 0.01 | 0
2025 | MISO_IN_2_MISO_MO-IL | MISO_IN | MISO_MO-IL | Internal | Winter | B18 | 400 | 5000 | 2035.94 | 74.99 | 75 | 0.01 | 0
2025 | MISO_IN_2_MISO_MO-IL | MISO_IN | MISO_MO-IL | Internal | Winter | B19 | 700 | 5000 | 2095.81 | 73.56 | 73.57 | 0.01 | 0
2025 | MISO_IN_2_MISO_MO-IL | MISO_IN | MISO_MO-IL | Internal | Winter | B20 | 935 | 5000 | 4127.15 | 64.53 | 64.54 | 0.01 | 0
2025 | MISO_IN_2_NonRTO_Midwest | MISO_IN | NonRTO_Midwest | Internal | Shoulder | B11 | 25 | 4800 | 533.48 | 82.19 | 90.19 | 8 | 0
2025 | MISO_IN_2_NonRTO_Midwest | MISO_IN | NonRTO_Midwest | Internal | Shoulder | B12 | 200 | 4800 | 1125.06 | 75.17 | 83.17 | 8 | 0
2025 | MISO_IN_2_NonRTO_Midwest | MISO_IN | NonRTO_Midwest | Internal | Shoulder | B13 | 600 | 4800 | 1108.64 | 73.4 | 81.4 | 8 | 0
2025 | MISO_IN_2_NonRTO_Midwest | MISO_IN | NonRTO_Midwest | Internal | Shoulder | B14 | 900 | 4800 | 963.65 | 68.77 | 76.77 | 8 | 0
2025 | MISO_IN_2_NonRTO_Midwest | MISO_IN | NonRTO_Midwest | Internal | Shoulder | B15 | 1203 | 4800 | 62.15 | 62.43 | 70.43 | 8 | 0
2025 | MISO_IN_2_NonRTO_Midwest | MISO_IN | NonRTO_Midwest | Internal | Summer | B1 | 10 | 4800 | 0 | 110.43 | 116.42 | 8 | 0
2025 | MISO_IN_2_NonRTO_Midwest | MISO_IN | NonRTO_Midwest | Internal | Summer | B2 | 25 | 4800 | 0 | 109.52 | 116.42 | 8 | 0
2025 | MISO_IN_2_NonRTO_Midwest | MISO_IN | NonRTO_Midwest | Internal | Summer | B3 | 75 | 4800 | 0 | 108.47 | 116.42 | 8 | 0
2025 | MISO_IN_2_NonRTO_Midwest | MISO_IN | NonRTO_Midwest | Internal | Summer | B4 | 100 | 4800 | 1579.5 | 107.09 | 115.09 | 8 | 0
2025 | MISO_IN_2_NonRTO_Midwest | MISO_IN | NonRTO_Midwest | Internal | Summer | B5 | 200 | 4800 | 1252.13 | 100.87 | 108.87 | 8 | 0
2025 | MISO_IN_2_NonRTO_Midwest | MISO_IN | NonRTO_Midwest | Internal | Summer | B6 | 300 | 4800 | 753.68 | 83.26 | 91.26 | 8 | 0
2025 | MISO_IN_2_NonRTO_Midwest | MISO_IN | NonRTO_Midwest | Internal | Summer | B7 | 400 | 4800 | 1339.22 | 76.34 | 84.34 | 8 | 0
2025 | MISO_IN_2_NonRTO_Midwest | MISO_IN | NonRTO_Midwest | Internal | Summer | B8 | 500 | 4800 | 2045.74 | 70.65 | 78.65 | 8 | 0
2025 | MISO_IN_2_NonRTO_Midwest | MISO_IN | NonRTO_Midwest | Internal | Summer | B9 | 800 | 4800 | 1364.36 | 66.38 | 74.38 | 8 | 0
2025 | MISO_IN_2_NonRTO_Midwest | MISO_IN | NonRTO_Midwest | Internal | Summer | B10 | 1262 | 4800 | 231.64 | 59.98 | 67.98 | 8 | 0
2025 | MISO_IN_2_NonRTO_Midwest | MISO_IN | NonRTO_Midwest | Internal | Winter | B16 | 25 | 4800 | 4092.62 | 78.05 | 86.05 | 8 | 0
2025 | MISO_IN_2_NonRTO_Midwest | MISO_IN | NonRTO_Midwest | Internal | Winter | B17 | 100 | 4800 | 3620.97 | 74.99 | 82.99 | 8 | 0
2025 | MISO_IN_2_NonRTO_Midwest | MISO_IN | NonRTO_Midwest | Internal | Winter | B18 | 400 | 4800 | 2741.19 | 74.99 | 82.99 | 8 | 0
2025 | MISO_IN_2_NonRTO_Midwest | MISO_IN | NonRTO_Midwest | Internal | Winter | B19 | 700 | 4800 | 2849.4 | 73.56 | 81.56 | 8 | 0
2025 | MISO_IN_2_NonRTO_Midwest | MISO_IN | NonRTO_Midwest | Internal | Winter | B20 | 935 | 4800 | 2383.74 | 64.53 | 72.53 | 8 | 0
2025 | MISO_IN_2_PJM_ROR | MISO_IN | PJM_ROR | Internal | Shoulder | B11 | 25 | 992 | 992 | 82.19 | 84.2 | 2 | 0.01
2025 | MISO_IN_2_PJM_ROR | MISO_IN | PJM_ROR | Internal | Shoulder | B12 | 200 | 992 | 992 | 75.17 | 78 | 2 | 0.83
2025 | MISO_IN_2_PJM_ROR | MISO_IN | PJM_ROR | Internal | Shoulder | B13 | 600 | 992 | 992 | 73.4 | 75.41 | 2 | 0.01
2025 | MISO_IN_2_PJM_ROR | MISO_IN | PJM_ROR | Internal | Shoulder | B14 | 900 | 992 | 992 | 68.77 | 72.67 | 2 | 1.89
2025 | MISO_IN_2_PJM_ROR | MISO_IN | PJM_ROR | Internal | Shoulder | B15 | 1203 | 992 | 992 | 62.43 | 67.73 | 2 | 3.3
2025 | MISO_IN_2_PJM_ROR | MISO_IN | PJM_ROR | Internal | Summer | B1 | 10 | 992 | 992 | 110.43 | 114.32 | 2 | 1.89
2025 | MISO_IN_2_PJM_ROR | MISO_IN | PJM_ROR | Internal | Summer | B2 | 25 | 992 | 992 | 109.52 | 111.53 | 2 | 0.01
2025 | MISO_IN_2_PJM_ROR | MISO_IN | PJM_ROR | Internal | Summer | B3 | 75 | 992 | 0 | 108.47 | 109.27 | 2 | 0
2025 | MISO_IN_2_PJM_ROR | MISO_IN | PJM_ROR | Internal | Summer | B4 | 100 | 992 | 992 | 107.09 | 109.27 | 2 | 0.18
2025 | MISO_IN_2_PJM_ROR | MISO_IN | PJM_ROR | Internal | Summer | B5 | 200 | 992 | 992 | 100.87 | 103.06 | 2 | 0.19
2025 | MISO_IN_2_PJM_ROR | MISO_IN | PJM_ROR | Internal | Summer | B6 | 300 | 992 | 992 | 83.26 | 85.27 | 2 | 0.01
2025 | MISO_IN_2_PJM_ROR | MISO_IN | PJM_ROR | Internal | Summer | B7 | 400 | 992 | 992 | 76.34 | 78.35 | 2 | 0.01
2025 | MISO_IN_2_PJM_ROR | MISO_IN | PJM_ROR | Internal | Summer | B8 | 500 | 992 | 992 | 70.65 | 72.67 | 2 | 0.01
2025 | MISO_IN_2_PJM_ROR | MISO_IN | PJM_ROR | Internal | Summer | B9 | 800 | 992 | 524.93 | 66.38 | 68.38 | 2 | 0
2025 | MISO_IN_2_PJM_ROR | MISO_IN | PJM_ROR | Internal | Summer | B10 | 1262 | 992 | 992 | 59.98 | 62.17 | 2 | 0.19
2025 | MISO_IN_2_PJM_ROR | MISO_IN | PJM_ROR | Internal | Winter | B16 | 25 | 992 | 992 | 78.05 | 95.54 | 2 | 15.5
2025 | MISO_IN_2_PJM_ROR | MISO_IN | PJM_ROR | Internal | Winter | B17 | 100 | 992 | 992 | 74.99 | 84.72 | 2 | 7.74
2025 | MISO_IN_2_PJM_ROR | MISO_IN | PJM_ROR | Internal | Winter | B18 | 400 | 992 | 992 | 74.99 | 79.28 | 2 | 2.29
2025 | MISO_IN_2_PJM_ROR | MISO_IN | PJM_ROR | Internal | Winter | B19 | 700 | 992 | 992 | 73.56 | 75.57 | 2 | 0.01
2025 | MISO_IN_2_PJM_ROR | MISO_IN | PJM_ROR | Internal | Winter | B20 | 935 | 992 | 992 | 64.53 | 69.88 | 2 | 3.35
2025 | MISO_MI_2_MISO_IN | MISO_MI | MISO_IN | Internal | Shoulder | B11 | 25 | 2045 | 0 | 82.2 | 82.19 | 0.01 | 0
2025 | MISO_MI_2_MISO_IN | MISO_MI | MISO_IN | Internal | Shoulder | B12 | 200 | 2045 | 0 | 75.18 | 75.17 | 0.01 | 0
2025 | MISO_MI_2_MISO_IN | MISO_MI | MISO_IN | Internal | Shoulder | B13 | 600 | 2045 | 0 | 73.41 | 73.4 | 0.01 | 0
2025 | MISO_MI_2_MISO_IN | MISO_MI | MISO_IN | Internal | Shoulder | B14 | 900 | 2045 | 0 | 68.82 | 68.77 | 0.01 | 0
2025 | MISO_MI_2_MISO_IN | MISO_MI | MISO_IN | Internal | Shoulder | B15 | 1203 | 2045 | 0 | 62.45 | 62.43 | 0.01 | 0
2025 | MISO_MI_2_MISO_IN | MISO_MI | MISO_IN | Internal | Summer | B1 | 10 | 2045 | 0 | 112.32 | 110.43 | 0.01 | 0
2025 | MISO_MI_2_MISO_IN | MISO_MI | MISO_IN | Internal | Summer | B2 | 25 | 2045 | 0 | 109.53 | 109.52 | 0.01 | 0
2025 | MISO_MI_2_MISO_IN | MISO_MI | MISO_IN | Internal | Summer | B3 | 75 | 2045 | 0 | 108.48 | 108.47 | 0.01 | 0
2025 | MISO_MI_2_MISO_IN | MISO_MI | MISO_IN | Internal | Summer | B4 | 100 | 2045 | 0 | 107.11 | 107.09 | 0.01 | 0
2025 | MISO_MI_2_MISO_IN | MISO_MI | MISO_IN | Internal | Summer | B5 | 200 | 2045 | 0 | 100.89 | 100.87 | 0.01 | 0
2025 | MISO_MI_2_MISO_IN | MISO_MI | MISO_IN | Internal | Summer | B6 | 300 | 2045 | 0 | 83.27 | 83.26 | 0.01 | 0
2025 | MISO_MI_2_MISO_IN | MISO_MI | MISO_IN | Internal | Summer | B7 | 400 | 2045 | 0 | 76.35 | 76.34 | 0.01 | 0
2025 | MISO_MI_2_MISO_IN | MISO_MI | MISO_IN | Internal | Summer | B8 | 500 | 2045 | 0 | 70.67 | 70.65 | 0.01 | 0
2025 | MISO_MI_2_MISO_IN | MISO_MI | MISO_IN | Internal | Summer | B9 | 800 | 2045 | 0 | 66.4 | 66.38 | 0.01 | 0
2025 | MISO_MI_2_MISO_IN | MISO_MI | MISO_IN | Internal | Summer | B10 | 1262 | 2045 | 0 | 60.97 | 59.98 | 0.01 | 0
2025 | MISO_MI_2_MISO_IN | MISO_MI | MISO_IN | Internal | Winter | B16 | 25 | 2045 | 0 | 78.06 | 78.05 | 0.01 | 0
2025 | MISO_MI_2_MISO_IN | MISO_MI | MISO_IN | Internal | Winter | B17 | 100 | 2045 | 0 | 75 | 74.99 | 0.01 | 0
2025 | MISO_MI_2_MISO_IN | MISO_MI | MISO_IN | Internal | Winter | B18 | 400 | 2045 | 0 | 75 | 74.99 | 0.01 | 0
2025 | MISO_MI_2_MISO_IN | MISO_MI | MISO_IN | Internal | Winter | B19 | 700 | 2045 | 0 | 73.57 | 73.56 | 0.01 | 0
2025 | MISO_MI_2_MISO_IN | MISO_MI | MISO_IN | Internal | Winter | B20 | 935 | 2045 | 0 | 64.54 | 64.53 | 0.01 | 0
2025 | MISO_MI_2_MISO_WUMS | MISO_MI | MISO_WUMS | Internal | Shoulder | B11 | 25 | 117 | 0 | 82.2 | 78.74 | 0.01 | 0
2025 | MISO_MI_2_MISO_WUMS | MISO_MI | MISO_WUMS | Internal | Shoulder | B12 | 200 | 117 | 0 | 75.18 | 71.73 | 0.01 | 0
2025 | MISO_MI_2_MISO_WUMS | MISO_MI | MISO_WUMS | Internal | Shoulder | B13 | 600 | 117 | 0 | 73.41 | 69.95 | 0.01 | 0
2025 | MISO_MI_2_MISO_WUMS | MISO_MI | MISO_WUMS | Internal | Shoulder | B14 | 900 | 117 | 0 | 68.82 | 65.37 | 0.01 | 0
2025 | MISO_MI_2_MISO_WUMS | MISO_MI | MISO_WUMS | Internal | Shoulder | B15 | 1203 | 117 | 0 | 62.45 | 58.99 | 0.01 | 0
2025 | MISO_MI_2_MISO_WUMS | MISO_MI | MISO_WUMS | Internal | Summer | B1 | 10 | 117 | 0 | 112.32 | 110.42 | 0.01 | 0
2025 | MISO_MI_2_MISO_WUMS | MISO_MI | MISO_WUMS | Internal | Summer | B2 | 25 | 117 | 0 | 109.53 | 106.08 | 0.01 | 0
2025 | MISO_MI_2_MISO_WUMS | MISO_MI | MISO_WUMS | Internal | Summer | B3 | 75 | 117 | 0 | 108.48 | 105.03 | 0.01 | 0
2025 | MISO_MI_2_MISO_WUMS | MISO_MI | MISO_WUMS | Internal | Summer | B4 | 100 | 117 | 0 | 107.11 | 103.65 | 0.01 | 0
2025 | MISO_MI_2_MISO_WUMS | MISO_MI | MISO_WUMS | Internal | Summer | B5 | 200 | 117 | 0 | 100.89 | 97.43 | 0.01 | 0
2025 | MISO_MI_2_MISO_WUMS | MISO_MI | MISO_WUMS | Internal | Summer | B6 | 300 | 117 | 0 | 83.27 | 79.82 | 0.01 | 0
2025 | MISO_MI_2_MISO_WUMS | MISO_MI | MISO_WUMS | Internal | Summer | B7 | 400 | 117 | 0 | 76.35 | 72.89 | 0.01 | 0
2025 | MISO_MI_2_MISO_WUMS | MISO_MI | MISO_WUMS | Internal | Summer | B8 | 500 | 117 | 0 | 70.67 | 67.21 | 0.01 | 0
2025 | MISO_MI_2_MISO_WUMS | MISO_MI | MISO_WUMS | Internal | Summer | B9 | 800 | 117 | 0 | 66.4 | 62.94 | 0.01 | 0
2025 | MISO_MI_2_MISO_WUMS | MISO_MI | MISO_WUMS | Internal | Summer | B10 | 1262 | 117 | 0 | 60.97 | 57.51 | 0.01 | 0
2025 | MISO_MI_2_MISO_WUMS | MISO_MI | MISO_WUMS | Internal | Winter | B16 | 25 | 117 | 0 | 78.06 | 74.6 | 0.01 | 0
2025 | MISO_MI_2_MISO_WUMS | MISO_MI | MISO_WUMS | Internal | Winter | B17 | 100 | 117 | 0 | 75 | 71.55 | 0.01 | 0
2025 | MISO_MI_2_MISO_WUMS | MISO_MI | MISO_WUMS | Internal | Winter | B18 | 400 | 117 | 0 | 75 | 71.55 | 0.01 | 0
2025 | MISO_MI_2_MISO_WUMS | MISO_MI | MISO_WUMS | Internal | Winter | B19 | 700 | 117 | 0 | 73.57 | 70.12 | 0.01 | 0
2025 | MISO_MI_2_MISO_WUMS | MISO_MI | MISO_WUMS | Internal | Winter | B20 | 935 | 117 | 0 | 64.54 | 61.09 | 0.01 | 0
2025 | MISO_MI_2_PJM_ROR | MISO_MI | PJM_ROR | Internal | Shoulder | B11 | 25 | 1424 | 1269.89 | 82.2 | 84.2 | 2 | 0
2025 | MISO_MI_2_PJM_ROR | MISO_MI | PJM_ROR | Internal | Shoulder | B12 | 200 | 1424 | 1424 | 75.18 | 78 | 2 | 0.81
2025 | MISO_MI_2_PJM_ROR | MISO_MI | PJM_ROR | Internal | Shoulder | B13 | 600 | 1424 | 749.6 | 73.41 | 75.41 | 2 | 0
2025 | MISO_MI_2_PJM_ROR | MISO_MI | PJM_ROR | Internal | Shoulder | B14 | 900 | 1424 | 1424 | 68.82 | 72.67 | 2 | 1.84
2025 | MISO_MI_2_PJM_ROR | MISO_MI | PJM_ROR | Internal | Shoulder | B15 | 1203 | 1424 | 1424 | 62.45 | 67.73 | 2 | 3.29
2025 | MISO_MI_2_PJM_ROR | MISO_MI | PJM_ROR | Internal | Summer | B1 | 10 | 1424 | 34.78 | 112.32 | 114.32 | 2 | 0
2025 | MISO_MI_2_PJM_ROR | MISO_MI | PJM_ROR | Internal | Summer | B2 | 25 | 1424 | 1031.18 | 109.53 | 111.53 | 2 | 0
2025 | MISO_MI_2_PJM_ROR | MISO_MI | PJM_ROR | Internal | Summer | B3 | 75 | 1424 | 0 | 108.48 | 109.27 | 2 | 0
2025 | MISO_MI_2_PJM_ROR | MISO_MI | PJM_ROR | Internal | Summer | B4 | 100 | 1424 | 1424 | 107.11 | 109.27 | 2 | 0.16
2025 | MISO_MI_2_PJM_ROR | MISO_MI | PJM_ROR | Internal | Summer | B5 | 200 | 1424 | 1424 | 100.89 | 103.06 | 2 | 0.18
2025 | MISO_MI_2_PJM_ROR | MISO_MI | PJM_ROR | Internal | Summer | B6 | 300 | 1424 | 368.75 | 83.27 | 85.27 | 2 | 0
2025 | MISO_MI_2_PJM_ROR | MISO_MI | PJM_ROR | Internal | Summer | B7 | 400 | 1424 | 408.19 | 76.35 | 78.35 | 2 | 0
2025 | MISO_MI_2_PJM_ROR | MISO_MI | PJM_ROR | Internal | Summer | B8 | 500 | 1424 | 238.62 | 70.67 | 72.67 | 2 | 0
2025 | MISO_MI_2_PJM_ROR | MISO_MI | PJM_ROR | Internal | Summer | B9 | 800 | 1424 | 0 | 66.4 | 68.38 | 2 | 0
2025 | MISO_MI_2_PJM_ROR | MISO_MI | PJM_ROR | Internal | Summer | B10 | 1262 | 1424 | 0 | 60.97 | 62.17 | 2 | 0
2025 | MISO_MI_2_PJM_ROR | MISO_MI | PJM_ROR | Internal | Winter | B16 | 25 | 1424 | 1424 | 78.06 | 95.54 | 2 | 15.49
2025 | MISO_MI_2_PJM_ROR | MISO_MI | PJM_ROR | Internal | Winter | B17 | 100 | 1424 | 1424 | 75 | 84.72 | 2 | 7.73
2025 | MISO_MI_2_PJM_ROR | MISO_MI | PJM_ROR | Internal | Winter | B18 | 400 | 1424 | 1424 | 75 | 79.28 | 2 | 2.28
2025 | MISO_MI_2_PJM_ROR | MISO_MI | PJM_ROR | Internal | Winter | B19 | 700 | 1424 | 375.69 | 73.57 | 75.57 | 2 | 0
2025 | MISO_MI_2_PJM_ROR | MISO_MI | PJM_ROR | Internal | Winter | B20 | 935 | 1424 | 1424 | 64.54 | 69.88 | 2 | 3.34
2025 | MISO_MO-IL_2_ENT | MISO_MO-IL | ENT | Internal | Shoulder | B11 | 25 | 2540 | 0 | 82.2 | 83.74 | 8 | 0
2025 | MISO_MO-IL_2_ENT | MISO_MO-IL | ENT | Internal | Shoulder | B12 | 200 | 2540 | 0 | 75.18 | 73.68 | 8 | 0
2025 | MISO_MO-IL_2_ENT | MISO_MO-IL | ENT | Internal | Shoulder | B13 | 600 | 2540 | 0 | 73.41 | 73.14 | 8 | 0
2025 | MISO_MO-IL_2_ENT | MISO_MO-IL | ENT | Internal | Shoulder | B14 | 900 | 2540 | 0 | 68.79 | 70.69 | 8 | 0
2025 | MISO_MO-IL_2_ENT | MISO_MO-IL | ENT | Internal | Shoulder | B15 | 1203 | 2540 | 0 | 62.45 | 68.93 | 8 | 0
2025 | MISO_MO-IL_2_ENT | MISO_MO-IL | ENT | Internal | Summer | B1 | 10 | 2540 | 0 | 110.44 | 109.28 | 8 | 0
2025 | MISO_MO-IL_2_ENT | MISO_MO-IL | ENT | Internal | Summer | B2 | 25 | 2540 | 0 | 109.53 | 110.85 | 8 | 0
2025 | MISO_MO-IL_2_ENT | MISO_MO-IL | ENT | Internal | Summer | B3 | 75 | 2540 | 0 | 108.66 | 112.44 | 8 | 0
2025 | MISO_MO-IL_2_ENT | MISO_MO-IL | ENT | Internal | Summer | B4 | 100 | 2540 | 0 | 107.28 | 108.09 | 8 | 0
2025 | MISO_MO-IL_2_ENT | MISO_MO-IL | ENT | Internal | Summer | B5 | 200 | 2540 | 0 | 101.06 | 107.24 | 8 | 0
2025 | MISO_MO-IL_2_ENT | MISO_MO-IL | ENT | Internal | Summer | B6 | 300 | 2540 | 0 | 83.44 | 90.54 | 8 | 0
2025 | MISO_MO-IL_2_ENT | MISO_MO-IL | ENT | Internal | Summer | B7 | 400 | 2540 | 0 | 76.35 | 80.34 | 8 | 0
2025 | MISO_MO-IL_2_ENT | MISO_MO-IL | ENT | Internal | Summer | B8 | 500 | 2540 | 0 | 70.67 | 72.16 | 8 | 0
2025 | MISO_MO-IL_2_ENT | MISO_MO-IL | ENT | Internal | Summer | B9 | 800 | 2540 | 0 | 66.39 | 71.63 | 8 | 0
2025 | MISO_MO-IL_2_ENT | MISO_MO-IL | ENT | Internal | Summer | B10 | 1262 | 2540 | 2540 | 60.17 | 69.24 | 8 | 1.07
2025 | MISO_MO-IL_2_ENT | MISO_MO-IL | ENT | Internal | Winter | B16 | 25 | 2540 | 0 | 78.03 | 80.72 | 8 | 0
2025 | MISO_MO-IL_2_ENT | MISO_MO-IL | ENT | Internal | Winter | B17 | 100 | 2540 | 0 | 74.98 | 76.67 | 8 | 0
2025 | MISO_MO-IL_2_ENT | MISO_MO-IL | ENT | Internal | Winter | B18 | 400 | 2540 | 0 | 75 | 76.11 | 8 | 0
2025 | MISO_MO-IL_2_ENT | MISO_MO-IL | ENT | Internal | Winter | B19 | 700 | 2540 | 0 | 73.57 | 73.56 | 8 | 0
2025 | MISO_MO-IL_2_ENT | MISO_MO-IL | ENT | Internal | Winter | B20 | 935 | 2540 | 0 | 64.54 | 71.21 | 8 | 0
2025 | MISO_MO-IL_2_MISO_IN | MISO_MO-IL | MISO_IN | Internal | Shoulder | B11 | 25 | 2100 | 0 | 82.2 | 82.19 | 0.01 | 0
2025 | MISO_MO-IL_2_MISO_IN | MISO_MO-IL | MISO_IN | Internal | Shoulder | B12 | 200 | 2100 | 0 | 75.18 | 75.17 | 0.01 | 0
2025 | MISO_MO-IL_2_MISO_IN | MISO_MO-IL | MISO_IN | Internal | Shoulder | B13 | 600 | 2100 | 0 | 73.41 | 73.4 | 0.01 | 0
2025 | MISO_MO-IL_2_MISO_IN | MISO_MO-IL | MISO_IN | Internal | Shoulder | B14 | 900 | 2100 | 0 | 68.79 | 68.77 | 0.01 | 0
2025 | MISO_MO-IL_2_MISO_IN | MISO_MO-IL | MISO_IN | Internal | Shoulder | B15 | 1203 | 2100 | 0 | 62.45 | 62.43 | 0.01 | 0
2025 | MISO_MO-IL_2_MISO_IN | MISO_MO-IL | MISO_IN | Internal | Summer | B1 | 10 | 2100 | 0 | 110.44 | 110.43 | 0.01 | 0
2025 | MISO_MO-IL_2_MISO_IN | MISO_MO-IL | MISO_IN | Internal | Summer | B2 | 25 | 2100 | 0 | 109.53 | 109.52 | 0.01 | 0
2025 | MISO_MO-IL_2_MISO_IN | MISO_MO-IL | MISO_IN | Internal | Summer | B3 | 75 | 2100 | 0 | 108.66 | 108.47 | 0.01 | 0
2025 | MISO_MO-IL_2_MISO_IN | MISO_MO-IL | MISO_IN | Internal | Summer | B4 | 100 | 2100 | 0 | 107.28 | 107.09 | 0.01 | 0
2025 | MISO_MO-IL_2_MISO_IN | MISO_MO-IL | MISO_IN | Internal | Summer | B5 | 200 | 2100 | 0 | 101.06 | 100.87 | 0.01 | 0
2025 | MISO_MO-IL_2_MISO_IN | MISO_MO-IL | MISO_IN | Internal | Summer | B6 | 300 | 2100 | 0 | 83.44 | 83.26 | 0.01 | 0
2025 | MISO_MO-IL_2_MISO_IN | MISO_MO-IL | MISO_IN | Internal | Summer | B7 | 400 | 2100 | 0 | 76.35 | 76.34 | 0.01 | 0
2025 | MISO_MO-IL_2_MISO_IN | MISO_MO-IL | MISO_IN | Internal | Summer | B8 | 500 | 2100 | 0 | 70.67 | 70.65 | 0.01 | 0
2025 | MISO_MO-IL_2_MISO_IN | MISO_MO-IL | MISO_IN | Internal | Summer | B9 | 800 | 2100 | 0 | 66.39 | 66.38 | 0.01 | 0
2025 | MISO_MO-IL_2_MISO_IN | MISO_MO-IL | MISO_IN | Internal | Summer | B10 | 1262 | 2100 | 0 | 60.17 | 59.98 | 0.01 | 0
2025 | MISO_MO-IL_2_MISO_IN | MISO_MO-IL | MISO_IN | Internal | Winter | B16 | 25 | 2100 | 296.1 | 78.03 | 78.05 | 0.01 | 0
2025 | MISO_MO-IL_2_MISO_IN | MISO_MO-IL | MISO_IN | Internal | Winter | B17 | 100 | 2100 | 427 | 74.98 | 74.99 | 0.01 | 0
2025 | MISO_MO-IL_2_MISO_IN | MISO_MO-IL | MISO_IN | Internal | Winter | B18 | 400 | 2100 | 0 | 75 | 74.99 | 0.01 | 0
2025 | MISO_MO-IL_2_MISO_IN | MISO_MO-IL | MISO_IN | Internal | Winter | B19 | 700 | 2100 | 0 | 73.57 | 73.56 | 0.01 | 0
2025 | MISO_MO-IL_2_MISO_IN | MISO_MO-IL | MISO_IN | Internal | Winter | B20 | 935 | 2100 | 0 | 64.54 | 64.53 | 0.01 | 0
2025 | MISO_MO-IL_2_MISO_W | MISO_MO-IL | MISO_W | Internal | Shoulder | B11 | 25 | 960 | 0 | 82.2 | 78.73 | 0.01 | 0
2025 | MISO_MO-IL_2_MISO_W | MISO_MO-IL | MISO_W | Internal | Shoulder | B12 | 200 | 960 | 0 | 75.18 | 70.27 | 0.01 | 0
2025 | MISO_MO-IL_2_MISO_W | MISO_MO-IL | MISO_W | Internal | Shoulder | B13 | 600 | 960 | 0 | 73.41 | 69.94 | 0.01 | 0
2025 | MISO_MO-IL_2_MISO_W | MISO_MO-IL | MISO_W | Internal | Shoulder | B14 | 900 | 960 | 0 | 68.79 | 62.86 | 0.01 | 0
2025 | MISO_MO-IL_2_MISO_W | MISO_MO-IL | MISO_W | Internal | Shoulder | B15 | 1203 | 960 | 0 | 62.45 | 56.52 | 0.01 | 0
2025 | MISO_MO-IL_2_MISO_W | MISO_MO-IL | MISO_W | Internal | Summer | B1 | 10 | 960 | 0 | 110.44 | 110.43 | 0.01 | 0
2025 | MISO_MO-IL_2_MISO_W | MISO_MO-IL | MISO_W | Internal | Summer | B2 | 25 | 960 | 0 | 109.53 | 106.09 | 0.01 | 0
2025 | MISO_MO-IL_2_MISO_W | MISO_MO-IL | MISO_W | Internal | Summer | B3 | 75 | 960 | 0 | 108.66 | 108.65 | 0.01 | 0
2025 | MISO_MO-IL_2_MISO_W | MISO_MO-IL | MISO_W | Internal | Summer | B4 | 100 | 960 | 0 | 107.28 | 107.27 | 0.01 | 0
2025 | MISO_MO-IL_2_MISO_W | MISO_MO-IL | MISO_W | Internal | Summer | B5 | 200 | 960 | 0 | 101.06 | 101.05 | 0.01 | 0
2025 | MISO_MO-IL_2_MISO_W | MISO_MO-IL | MISO_W | Internal | Summer | B6 | 300 | 960 | 0 | 83.44 | 83.43 | 0.01 | 0
2025 | MISO_MO-IL_2_MISO_W | MISO_MO-IL | MISO_W | Internal | Summer | B7 | 400 | 960 | 0 | 76.35 | 75.95 | 0.01 | 0
2025 | MISO_MO-IL_2_MISO_W | MISO_MO-IL | MISO_W | Internal | Summer | B8 | 500 | 960 | 0 | 70.67 | 67.22 | 0.01 | 0
2025 | MISO_MO-IL_2_MISO_W | MISO_MO-IL | MISO_W | Internal | Summer | B9 | 800 | 960 | 0 | 66.39 | 62.93 | 0.01 | 0
2025 | MISO_MO-IL_2_MISO_W | MISO_MO-IL | MISO_W | Internal | Summer | B10 | 1262 | 960 | 0 | 60.17 | 57.5 | 0.01 | 0
2025 | MISO_MO-IL_2_MISO_W | MISO_MO-IL | MISO_W | Internal | Winter | B16 | 25 | 960 | 0 | 78.03 | 72.1 | 0.01 | 0
2025 | MISO_MO-IL_2_MISO_W | MISO_MO-IL | MISO_W | Internal | Winter | B17 | 100 | 960 | 0 | 74.98 | 69.05 | 0.01 | 0
2025 | MISO_MO-IL_2_MISO_W | MISO_MO-IL | MISO_W | Internal | Winter | B18 | 400 | 960 | 0 | 75 | 69.07 | 0.01 | 0
2025 | MISO_MO-IL_2_MISO_W | MISO_MO-IL | MISO_W | Internal | Winter | B19 | 700 | 960 | 0 | 73.57 | 68.56 | 0.01 | 0
2025 | MISO_MO-IL_2_MISO_W | MISO_MO-IL | MISO_W | Internal | Winter | B20 | 935 | 960 | 0 | 64.54 | 58.61 | 0.01 | 0
2025 | MISO_MO-IL_2_PJM_ROR | MISO_MO-IL | PJM_ROR | Internal | Shoulder | B11 | 25 | 1212 | 813.64 | 82.2 | 84.2 | 2 | 0
2025 | MISO_MO-IL_2_PJM_ROR | MISO_MO-IL | PJM_ROR | Internal | Shoulder | B12 | 200 | 1212 | 1212 | 75.18 | 78 | 2 | 0.81
2025 | MISO_MO-IL_2_PJM_ROR | MISO_MO-IL | PJM_ROR | Internal | Shoulder | B13 | 600 | 1212 | 573.4 | 73.41 | 75.41 | 2 | 0
2025 | MISO_MO-IL_2_PJM_ROR | MISO_MO-IL | PJM_ROR | Internal | Shoulder | B14 | 900 | 1212 | 1212 | 68.79 | 72.67 | 2 | 1.88
2025 | MISO_MO-IL_2_PJM_ROR | MISO_MO-IL | PJM_ROR | Internal | Shoulder | B15 | 1203 | 1212 | 1212 | 62.45 | 67.73 | 2 | 3.29
2025 | MISO_MO-IL_2_PJM_ROR | MISO_MO-IL | PJM_ROR | Internal | Summer | B1 | 10 | 1212 | 1212 | 110.44 | 114.32 | 2 | 1.88
2025 | MISO_MO-IL_2_PJM_ROR | MISO_MO-IL | PJM_ROR | Internal | Summer | B2 | 25 | 1212 | 232.04 | 109.53 | 111.53 | 2 | 0
2025 | MISO_MO-IL_2_PJM_ROR | MISO_MO-IL | PJM_ROR | Internal | Summer | B3 | 75 | 1212 | 0 | 108.66 | 109.27 | 2 | 0
2025 | MISO_MO-IL_2_PJM_ROR | MISO_MO-IL | PJM_ROR | Internal | Summer | B4 | 100 | 1212 | 0 | 107.28 | 109.27 | 2 | 0
2025 | MISO_MO-IL_2_PJM_ROR | MISO_MO-IL | PJM_ROR | Internal | Summer | B5 | 200 | 1212 | 168.12 | 101.06 | 103.06 | 2 | 0
2025 | MISO_MO-IL_2_PJM_ROR | MISO_MO-IL | PJM_ROR | Internal | Summer | B6 | 300 | 1212 | 0 | 83.44 | 85.27 | 2 | 0
2025 | MISO_MO-IL_2_PJM_ROR | MISO_MO-IL | PJM_ROR | Internal | Summer | B7 | 400 | 1212 | 440 | 76.35 | 78.35 | 2 | 0
2025 | MISO_MO-IL_2_PJM_ROR | MISO_MO-IL | PJM_ROR | Internal | Summer | B8 | 500 | 1212 | 168.17 | 70.67 | 72.67 | 2 | 0
2025 | MISO_MO-IL_2_PJM_ROR | MISO_MO-IL | PJM_ROR | Internal | Summer | B9 | 800 | 1212 | 0 | 66.39 | 68.38 | 2 | 0
2025 | MISO_MO-IL_2_PJM_ROR | MISO_MO-IL | PJM_ROR | Internal | Summer | B10 | 1262 | 1212 | 1072.85 | 60.17 | 62.17 | 2 | 0
2025 | MISO_MO-IL_2_PJM_ROR | MISO_MO-IL | PJM_ROR | Internal | Winter | B16 | 25 | 1212 | 1212 | 78.03 | 95.54 | 2 | 15.51
2025 | MISO_MO-IL_2_PJM_ROR | MISO_MO-IL | PJM_ROR | Internal | Winter | B17 | 100 | 1212 | 1212 | 74.98 | 84.72 | 2 | 7.75
2025 | MISO_MO-IL_2_PJM_ROR | MISO_MO-IL | PJM_ROR | Internal | Winter | B18 | 400 | 1212 | 1212 | 75 | 79.28 | 2 | 2.28
2025 | MISO_MO-IL_2_PJM_ROR | MISO_MO-IL | PJM_ROR | Internal | Winter | B19 | 700 | 1212 | 398.6 | 73.57 | 75.57 | 2 | 0
2025 | MISO_MO-IL_2_PJM_ROR | MISO_MO-IL | PJM_ROR | Internal | Winter | B20 | 935 | 1212 | 1212 | 64.54 | 69.88 | 2 | 3.34
2025 | MISO_MO-IL_2_TVA_Transmission | MISO_MO-IL | TVA_Transmission | Internal | Shoulder | B11 | 25 | 4000 | 1740.42 | 82.2 | 90.2 | 8 | 0
2025 | MISO_MO-IL_2_TVA_Transmission | MISO_MO-IL | TVA_Transmission | Internal | Shoulder | B12 | 200 | 4000 | 0 | 75.18 | 79.23 | 8 | 0
2025 | MISO_MO-IL_2_TVA_Transmission | MISO_MO-IL | TVA_Transmission | Internal | Shoulder | B13 | 600 | 4000 | 0 | 73.41 | 77.09 | 8 | 0
2025 | MISO_MO-IL_2_TVA_Transmission | MISO_MO-IL | TVA_Transmission | Internal | Shoulder | B14 | 900 | 4000 | 0 | 68.79 | 74.72 | 8 | 0
2025 | MISO_MO-IL_2_TVA_Transmission | MISO_MO-IL | TVA_Transmission | Internal | Shoulder | B15 | 1203 | 4000 | 2153.19 | 62.45 | 70.45 | 8 | 0
2025 | MISO_MO-IL_2_TVA_Transmission | MISO_MO-IL | TVA_Transmission | Internal | Summer | B1 | 10 | 4000 | 1915.58 | 110.44 | 118.44 | 8 | 0
2025 | MISO_MO-IL_2_TVA_Transmission | MISO_MO-IL | TVA_Transmission | Internal | Summer | B2 | 25 | 4000 | 1088.69 | 109.53 | 117.53 | 8 | 0
2025 | MISO_MO-IL_2_TVA_Transmission | MISO_MO-IL | TVA_Transmission | Internal | Summer | B3 | 75 | 4000 | 0 | 108.66 | 115.27 | 8 | 0
2025 | MISO_MO-IL_2_TVA_Transmission | MISO_MO-IL | TVA_Transmission | Internal | Summer | B4 | 100 | 4000 | 0 | 107.28 | 115.27 | 8 | 0
2025 | MISO_MO-IL_2_TVA_Transmission | MISO_MO-IL | TVA_Transmission | Internal | Summer | B5 | 200 | 4000 | 214.8 | 101.06 | 109.06 | 8 | 0
2025 | MISO_MO-IL_2_TVA_Transmission | MISO_MO-IL | TVA_Transmission | Internal | Summer | B6 | 300 | 4000 | 0 | 83.44 | 91 | 8 | 0
2025 | MISO_MO-IL_2_TVA_Transmission | MISO_MO-IL | TVA_Transmission | Internal | Summer | B7 | 400 | 4000 | 0 | 76.35 | 83.35 | 8 | 0
2025 | MISO_MO-IL_2_TVA_Transmission | MISO_MO-IL | TVA_Transmission | Internal | Summer | B8 | 500 | 4000 | 0 | 70.67 | 77.69 | 8 | 0
2025 | MISO_MO-IL_2_TVA_Transmission | MISO_MO-IL | TVA_Transmission | Internal | Summer | B9 | 800 | 4000 | 0 | 66.39 | 72.2 | 8 | 0
2025 | MISO_MO-IL_2_TVA_Transmission | MISO_MO-IL | TVA_Transmission | Internal | Summer | B10 | 1262 | 4000 | 0 | 60.17 | 65.89 | 8 | 0
2025 | MISO_MO-IL_2_TVA_Transmission | MISO_MO-IL | TVA_Transmission | Internal | Winter | B16 | 25 | 4000 | 4000 | 78.03 | 94.05 | 8 | 8.01
2025 | MISO_MO-IL_2_TVA_Transmission | MISO_MO-IL | TVA_Transmission | Internal | Winter | B17 | 100 | 4000 | 0 | 74.98 | 82.44 | 8 | 0
2025 | MISO_MO-IL_2_TVA_Transmission | MISO_MO-IL | TVA_Transmission | Internal | Winter | B18 | 400 | 4000 | 0 | 75 | 79.63 | 8 | 0
2025 | MISO_MO-IL_2_TVA_Transmission | MISO_MO-IL | TVA_Transmission | Internal | Winter | B19 | 700 | 4000 | 0 | 73.57 | 78.11 | 8 | 0
2025 | MISO_MO-IL_2_TVA_Transmission | MISO_MO-IL | TVA_Transmission | Internal | Winter | B20 | 935 | 4000 | 1901.1 | 64.54 | 72.54 | 8 | 0
2025 | MISO_W_2_IESO | MISO_W | IESO | Internal | Shoulder | B11 | 25 | 90 | 0 | 78.73 | 14.51 | 8 | 0
2025 | MISO_W_2_IESO | MISO_W | IESO | Internal | Shoulder | B12 | 200 | 90 | 0 | 70.27 | 14.51 | 8 | 0
2025 | MISO_W_2_IESO | MISO_W | IESO | Internal | Shoulder | B13 | 600 | 90 | 0 | 69.94 | 14.51 | 8 | 0
2025 | MISO_W_2_IESO | MISO_W | IESO | Internal | Shoulder | B14 | 900 | 90 | 0 | 62.86 | 14.51 | 8 | 0
2025 | MISO_W_2_IESO | MISO_W | IESO | Internal | Shoulder | B15 | 1203 | 90 | 0 | 56.52 | 14.51 | 8 | 0
2025 | MISO_W_2_IESO | MISO_W | IESO | Internal | Summer | B1 | 10 | 90 | 0 | 110.43 | 105.32 | 8 | 0
2025 | MISO_W_2_IESO | MISO_W | IESO | Internal | Summer | B2 | 25 | 90 | 0 | 106.09 | 89.87 | 8 | 0
2025 | MISO_W_2_IESO | MISO_W | IESO | Internal | Summer | B3 | 75 | 90 | 0 | 108.65 | 58.06 | 8 | 0
2025 | MISO_W_2_IESO | MISO_W | IESO | Internal | Summer | B4 | 100 | 90 | 0 | 107.27 | 58.06 | 8 | 0
2025 | MISO_W_2_IESO | MISO_W | IESO | Internal | Summer | B5 | 200 | 90 | 0 | 101.05 | 11.51 | 8 | 0
2025 | MISO_W_2_IESO | MISO_W | IESO | Internal | Summer | B6 | 300 | 90 | 0 | 83.43 | 11.51 | 8 | 0
2025 | MISO_W_2_IESO | MISO_W | IESO | Internal | Summer | B7 | 400 | 90 | 0 | 75.95 | 11.51 | 8 | 0
2025 | MISO_W_2_IESO | MISO_W | IESO | Internal | Summer | B8 | 500 | 90 | 0 | 67.22 | 11.51 | 8 | 0
2025 | MISO_W_2_IESO | MISO_W | IESO | Internal | Summer | B9 | 800 | 90 | 0 | 62.93 | 11.51 | 8 | 0
2025 | MISO_W_2_IESO | MISO_W | IESO | Internal | Summer | B10 | 1262 | 90 | 0 | 57.5 | 11.51 | 8 | 0
2025 | MISO_W_2_IESO | MISO_W | IESO | Internal | Winter | B16 | 25 | 90 | 0 | 72.1 | 14.51 | 8 | 0
2025 | MISO_W_2_IESO | MISO_W | IESO | Internal | Winter | B17 | 100 | 90 | 0 | 69.05 | 14.51 | 8 | 0
2025 | MISO_W_2_IESO | MISO_W | IESO | Internal | Winter | B18 | 400 | 90 | 0 | 69.07 | 14.51 | 8 | 0
2025 | MISO_W_2_IESO | MISO_W | IESO | Internal | Winter | B19 | 700 | 90 | 0 | 68.56 | 14.51 | 8 | 0
2025 | MISO_W_2_IESO | MISO_W | IESO | Internal | Winter | B20 | 935 | 90 | 0 | 58.61 | 14.51 | 8 | 0
2025 | MISO_W_2_MAPP_CA | MISO_W | MAPP_CA | Internal | Shoulder | B11 | 25 | 700 | 0 | 78.73 | 66.17 | 0.01 | 0
2025 | MISO_W_2_MAPP_CA | MISO_W | MAPP_CA | Internal | Shoulder | B12 | 200 | 700 | 0 | 70.27 | 58.07 | 0.01 | 0
2025 | MISO_W_2_MAPP_CA | MISO_W | MAPP_CA | Internal | Shoulder | B13 | 600 | 700 | 0 | 69.94 | 58.07 | 0.01 | 0
2025 | MISO_W_2_MAPP_CA | MISO_W | MAPP_CA | Internal | Shoulder | B14 | 900 | 700 | 0 | 62.86 | 58.07 | 0.01 | 0
2025 | MISO_W_2_MAPP_CA | MISO_W | MAPP_CA | Internal | Shoulder | B15 | 1203 | 700 | 700 | 56.52 | 58.07 | 0.01 | 1.54
2025 | MISO_W_2_MAPP_CA | MISO_W | MAPP_CA | Internal | Summer | B1 | 10 | 700 | 0 | 110.43 | 97.87 | 0.01 | 0
2025 | MISO_W_2_MAPP_CA | MISO_W | MAPP_CA | Internal | Summer | B2 | 25 | 700 | 0 | 106.09 | 93.53 | 0.01 | 0
2025 | MISO_W_2_MAPP_CA | MISO_W | MAPP_CA | Internal | Summer | B3 | 75 | 700 | 0 | 108.65 | 96.08 | 0.01 | 0
2025 | MISO_W_2_MAPP_CA | MISO_W | MAPP_CA | Internal | Summer | B4 | 100 | 700 | 0 | 107.27 | 94.71 | 0.01 | 0
2025 | MISO_W_2_MAPP_CA | MISO_W | MAPP_CA | Internal | Summer | B5 | 200 | 700 | 0 | 101.05 | 88.49 | 0.01 | 0
2025 | MISO_W_2_MAPP_CA | MISO_W | MAPP_CA | Internal | Summer | B6 | 300 | 700 | 0 | 83.43 | 70.87 | 0.01 | 0
2025 | MISO_W_2_MAPP_CA | MISO_W | MAPP_CA | Internal | Summer | B7 | 400 | 700 | 0 | 75.95 | 63.39 | 0.01 | 0
2025 | MISO_W_2_MAPP_CA | MISO_W | MAPP_CA | Internal | Summer | B8 | 500 | 700 | 0 | 67.22 | 57.51 | 0.01 | 0
2025 | MISO_W_2_MAPP_CA | MISO_W | MAPP_CA | Internal | Summer | B9 | 800 | 700 | 0 | 62.93 | 57.51 | 0.01 | 0
2025 | MISO_W_2_MAPP_CA | MISO_W | MAPP_CA | Internal | Summer | B10 | 1262 | 700 | 640.61 | 57.5 | 57.51 | 0.01 | 0
2025 | MISO_W_2_MAPP_CA | MISO_W | MAPP_CA | Internal | Winter | B16 | 25 | 700 | 0 | 72.1 | 72.09 | 0.01 | 0
2025 | MISO_W_2_MAPP_CA | MISO_W | MAPP_CA | Internal | Winter | B17 | 100 | 700 | 0 | 69.05 | 69.03 | 0.01 | 0
2025 | MISO_W_2_MAPP_CA | MISO_W | MAPP_CA | Internal | Winter | B18 | 400 | 700 | 0 | 69.07 | 69.06 | 0.01 | 0
2025 | MISO_W_2_MAPP_CA | MISO_W | MAPP_CA | Internal | Winter | B19 | 700 | 700 | 0 | 68.56 | 68.55 | 0.01 | 0
2025 | MISO_W_2_MAPP_CA | MISO_W | MAPP_CA | Internal | Winter | B20 | 935 | 700 | 700 | 58.61 | 60.16 | 0.01 | 1.54
2025 | MISO_W_2_MISO_MO-IL | MISO_W | MISO_MO-IL | Internal | Shoulder | B11 | 25 | 3800 | 3800 | 78.73 | 82.2 | 0.01 | 3.45
2025 | MISO_W_2_MISO_MO-IL | MISO_W | MISO_MO-IL | Internal | Shoulder | B12 | 200 | 3800 | 3800 | 70.27 | 75.18 | 0.01 | 4.9
2025 | MISO_W_2_MISO_MO-IL | MISO_W | MISO_MO-IL | Internal | Shoulder | B13 | 600 | 3800 | 3800 | 69.94 | 73.41 | 0.01 | 3.46
2025 | MISO_W_2_MISO_MO-IL | MISO_W | MISO_MO-IL | Internal | Shoulder | B14 | 900 | 3800 | 4275.54 | 62.86 | 68.79 | 0.01 | 5.92
2025 | MISO_W_2_MISO_MO-IL | MISO_W | MISO_MO-IL | Internal | Shoulder | B15 | 1203 | 3800 | 4042.01 | 56.52 | 62.45 | 0.01 | 5.92
2025 | MISO_W_2_MISO_MO-IL | MISO_W | MISO_MO-IL | Internal | Summer | B1 | 10 | 3800 | 3151.82 | 110.43 | 110.44 | 0.01 | 0
2025 | MISO_W_2_MISO_MO-IL | MISO_W | MISO_MO-IL | Internal | Summer | B2 | 25 | 3800 | 3800 | 106.09 | 109.53 | 0.01 | 3.43
2025 | MISO_W_2_MISO_MO-IL | MISO_W | MISO_MO-IL | Internal | Summer | B3 | 75 | 3800 | 1615.66 | 108.65 | 108.66 | 0.01 | 0
2025 | MISO_W_2_MISO_MO-IL | MISO_W | MISO_MO-IL | Internal | Summer | B4 | 100 | 3800 | 3183.39 | 107.27 | 107.28 | 0.01 | 0
2025 | MISO_W_2_MISO_MO-IL | MISO_W | MISO_MO-IL | Internal | Summer | B5 | 200 | 3800 | 790.44 | 101.05 | 101.06 | 0.01 | 0
2025 | MISO_W_2_MISO_MO-IL | MISO_W | MISO_MO-IL | Internal | Summer | B6 | 300 | 3800 | 796.04 | 83.43 | 83.44 | 0.01 | 0
2025 | MISO_W_2_MISO_MO-IL | MISO_W | MISO_MO-IL | Internal | Summer | B7 | 400 | 3800 | 3800 | 75.95 | 76.35 | 0.01 | 0.39
2025 | MISO_W_2_MISO_MO-IL | MISO_W | MISO_MO-IL | Internal | Summer | B8 | 500 | 3800 | 3800 | 67.22 | 70.67 | 0.01 | 3.43
2025 | MISO_W_2_MISO_MO-IL | MISO_W | MISO_MO-IL | Internal | Summer | B9 | 800 | 3800 | 3800 | 62.93 | 66.39 | 0.01 | 3.45
2025 | MISO_W_2_MISO_MO-IL | MISO_W | MISO_MO-IL | Internal | Summer | B10 | 1262 | 3800 | 3800 | 57.5 | 60.17 | 0.01 | 2.66
2025 | MISO_W_2_MISO_MO-IL | MISO_W | MISO_MO-IL | Internal | Winter | B16 | 25 | 3800 | 11566.16 | 72.1 | 78.03 | 0.01 | 5.92
2025 | MISO_W_2_MISO_MO-IL | MISO_W | MISO_MO-IL | Internal | Winter | B17 | 100 | 3800 | 9071.72 | 69.05 | 74.98 | 0.01 | 5.92
2025 | MISO_W_2_MISO_MO-IL | MISO_W | MISO_MO-IL | Internal | Winter | B18 | 400 | 3800 | 5090.32 | 69.07 | 75 | 0.01 | 5.92
2025 | MISO_W_2_MISO_MO-IL | MISO_W | MISO_MO-IL | Internal | Winter | B19 | 700 | 3800 | 3800 | 68.56 | 73.57 | 0.01 | 5
2025 | MISO_W_2_MISO_MO-IL | MISO_W | MISO_MO-IL | Internal | Winter | B20 | 935 | 3800 | 3924.46 | 58.61 | 64.54 | 0.01 | 5.92
2025 | MISO_W_2_MISO_WUMS | MISO_W | MISO_WUMS | Internal | Shoulder | B11 | 25 | 1629 | 144.48 | 78.73 | 78.74 | 0.01 | 0
2025 | MISO_W_2_MISO_WUMS | MISO_W | MISO_WUMS | Internal | Shoulder | B12 | 200 | 1629 | 1629 | 70.27 | 71.73 | 0.01 | 1.45
2025 | MISO_W_2_MISO_WUMS | MISO_W | MISO_WUMS | Internal | Shoulder | B13 | 600 | 1629 | 1629 | 69.94 | 69.95 | 0.01 | 0
2025 | MISO_W_2_MISO_WUMS | MISO_W | MISO_WUMS | Internal | Shoulder | B14 | 900 | 1629 | 1629 | 62.86 | 65.37 | 0.01 | 2.5
2025 | MISO_W_2_MISO_WUMS | MISO_W | MISO_WUMS | Internal | Shoulder | B15 | 1203 | 1629 | 1629 | 56.52 | 58.99 | 0.01 | 2.47
2025 | MISO_W_2_MISO_WUMS | MISO_W | MISO_WUMS | Internal | Summer | B1 | 10 | 1629 | 0 | 110.43 | 110.42 | 0.01 | 0
2025 | MISO_W_2_MISO_WUMS | MISO_W | MISO_WUMS | Internal | Summer | B2 | 25 | 1629 | 0 | 106.09 | 106.08 | 0.01 | 0
2025 | MISO_W_2_MISO_WUMS | MISO_W | MISO_WUMS | Internal | Summer | B3 | 75 | 1629 | 0 | 108.65 | 105.03 | 0.01 | 0
2025 | MISO_W_2_MISO_WUMS | MISO_W | MISO_WUMS | Internal | Summer | B4 | 100 | 1629 | 0 | 107.27 | 103.65 | 0.01 | 0
2025 | MISO_W_2_MISO_WUMS | MISO_W | MISO_WUMS | Internal | Summer | B5 | 200 | 1629 | 0 | 101.05 | 97.43 | 0.01 | 0
2025 | MISO_W_2_MISO_WUMS | MISO_W | MISO_WUMS | Internal | Summer | B6 | 300 | 1629 | 0 | 83.43 | 79.82 | 0.01 | 0
2025 | MISO_W_2_MISO_WUMS | MISO_W | MISO_WUMS | Internal | Summer | B7 | 400 | 1629 | 0 | 75.95 | 72.89 | 0.01 | 0
2025 | MISO_W_2_MISO_WUMS | MISO_W | MISO_WUMS | Internal | Summer | B8 | 500 | 1629 | 0 | 67.22 | 67.21 | 0.01 | 0
2025 | MISO_W_2_MISO_WUMS | MISO_W | MISO_WUMS | Internal | Summer | B9 | 800 | 1629 | 172.97 | 62.93 | 62.94 | 0.01 | 0
2025 | MISO_W_2_MISO_WUMS | MISO_W | MISO_WUMS | Internal | Summer | B10 | 1262 | 1629 | 1488.03 | 57.5 | 57.51 | 0.01 | 0
2025 | MISO_W_2_MISO_WUMS | MISO_W | MISO_WUMS | Internal | Winter | B16 | 25 | 1629 | 1629 | 72.1 | 74.6 | 0.01 | 2.49
2025 | MISO_W_2_MISO_WUMS | MISO_W | MISO_WUMS | Internal | Winter | B17 | 100 | 1629 | 1629 | 69.05 | 71.55 | 0.01 | 2.49
2025 | MISO_W_2_MISO_WUMS | MISO_W | MISO_WUMS | Internal | Winter | B18 | 400 | 1629 | 1629 | 69.07 | 71.55 | 0.01 | 2.47
2025 | MISO_W_2_MISO_WUMS | MISO_W | MISO_WUMS | Internal | Winter | B19 | 700 | 1629 | 1629 | 68.56 | 70.12 | 0.01 | 1.55
2025 | MISO_W_2_MISO_WUMS | MISO_W | MISO_WUMS | Internal | Winter | B20 | 935 | 1629 | 1629 | 58.61 | 61.09 | 0.01 | 2.47
2025 | MISO_W_2_NE | MISO_W | NE | Internal | Shoulder | B11 | 25 | 2800 | 0 | 78.73 | 78.73 | 7 | 0
2025 | MISO_W_2_NE | MISO_W | NE | Internal | Shoulder | B12 | 200 | 2800 | 0 | 70.27 | 70.48 | 7 | 0
2025 | MISO_W_2_NE | MISO_W | NE | Internal | Shoulder | B13 | 600 | 2800 | 0 | 69.94 | 70.48 | 7 | 0
2025 | MISO_W_2_NE | MISO_W | NE | Internal | Shoulder | B14 | 900 | 2800 | 0 | 62.86 | 63.21 | 7 | 0
2025 | MISO_W_2_NE | MISO_W | NE | Internal | Shoulder | B15 | 1203 | 2800 | 0 | 56.52 | 61.69 | 7 | 0
2025 | MISO_W_2_NE | MISO_W | NE | Internal | Summer | B1 | 10 | 2800 | 0 | 110.43 | 104.52 | 7 | 0
2025 | MISO_W_2_NE | MISO_W | NE | Internal | Summer | B2 | 25 | 2800 | 0 | 106.09 | 106.09 | 7 | 0
2025 | MISO_W_2_NE | MISO_W | NE | Internal | Summer | B3 | 75 | 2800 | 0 | 108.65 | 108.65 | 7 | 0
2025 | MISO_W_2_NE | MISO_W | NE | Internal | Summer | B4 | 100 | 2800 | 0 | 107.27 | 104.52 | 7 | 0
2025 | MISO_W_2_NE | MISO_W | NE | Internal | Summer | B5 | 200 | 2800 | 0 | 101.05 | 102.23 | 7 | 0
2025 | MISO_W_2_NE | MISO_W | NE | Internal | Summer | B6 | 300 | 2800 | 0 | 83.43 | 84.87 | 7 | 0
2025 | MISO_W_2_NE | MISO_W | NE | Internal | Summer | B7 | 400 | 2800 | 0 | 75.95 | 75.95 | 7 | 0
2025 | MISO_W_2_NE | MISO_W | NE | Internal | Summer | B8 | 500 | 2800 | 0 | 67.22 | 69.45 | 7 | 0
2025 | MISO_W_2_NE | MISO_W | NE | Internal | Summer | B9 | 800 | 2800 | 0 | 62.93 | 69.08 | 7 | 0
2025 | MISO_W_2_NE | MISO_W | NE | Internal | Summer | B10 | 1262 | 2800 | 0 | 57.5 | 63.62 | 7 | 0
2025 | MISO_W_2_NE | MISO_W | NE | Internal | Winter | B16 | 25 | 2800 | 0 | 72.1 | 75.71 | 7 | 0
2025 | MISO_W_2_NE | MISO_W | NE | Internal | Winter | B17 | 100 | 2800 | 0 | 69.05 | 71.66 | 7 | 0
2025 | MISO_W_2_NE | MISO_W | NE | Internal | Winter | B18 | 400 | 2800 | 0 | 69.07 | 71.49 | 7 | 0
2025 | MISO_W_2_NE | MISO_W | NE | Internal | Winter | B19 | 700 | 2800 | 0 | 68.56 | 68.56 | 7 | 0
2025 | MISO_W_2_NE | MISO_W | NE | Internal | Winter | B20 | 935 | 2800 | 0 | 58.61 | 63.96 | 7 | 0
2025 | MISO_W_2_PJM_ROR | MISO_W | PJM_ROR | Internal | Shoulder | B11 | 25 | 773 | 773 | 78.73 | 84.2 | 2 | 3.47
2025 | MISO_W_2_PJM_ROR | MISO_W | PJM_ROR | Internal | Shoulder | B12 | 200 | 773 | 773 | 70.27 | 78 | 2 | 5.73
2025 | MISO_W_2_PJM_ROR | MISO_W | PJM_ROR | Internal | Shoulder | B13 | 600 | 773 | 773 | 69.94 | 75.41 | 2 | 3.47
2025 | MISO_W_2_PJM_ROR | MISO_W | PJM_ROR | Internal | Shoulder | B14 | 900 | 773 | 773 | 62.86 | 72.67 | 2 | 7.81
2025 | MISO_W_2_PJM_ROR | MISO_W | PJM_ROR | Internal | Shoulder | B15 | 1203 | 773 | 773 | 56.52 | 67.73 | 2 | 9.22
2025 | MISO_W_2_PJM_ROR | MISO_W | PJM_ROR | Internal | Summer | B1 | 10 | 773 | 773 | 110.43 | 114.32 | 2 | 1.89
2025 | MISO_W_2_PJM_ROR | MISO_W | PJM_ROR | Internal | Summer | B2 | 25 | 773 | 773 | 106.09 | 111.53 | 2 | 3.44
2025 | MISO_W_2_PJM_ROR | MISO_W | PJM_ROR | Internal | Summer | B3 | 75 | 773 | 0 | 108.65 | 109.27 | 2 | 0
2025 | MISO_W_2_PJM_ROR | MISO_W | PJM_ROR | Internal | Summer | B4 | 100 | 773 | 748.73 | 107.27 | 109.27 | 2 | 0
2025 | MISO_W_2_PJM_ROR | MISO_W | PJM_ROR | Internal | Summer | B5 | 200 | 773 | 773 | 101.05 | 103.06 | 2 | 0.01
2025 | MISO_W_2_PJM_ROR | MISO_W | PJM_ROR | Internal | Summer | B6 | 300 | 773 | 0 | 83.43 | 85.27 | 2 | 0
2025 | MISO_W_2_PJM_ROR | MISO_W | PJM_ROR | Internal | Summer | B7 | 400 | 773 | 773 | 75.95 | 78.35 | 2 | 0.4
2025 | MISO_W_2_PJM_ROR | MISO_W | PJM_ROR | Internal | Summer | B8 | 500 | 773 | 773 | 67.22 | 72.67 | 2 | 3.44
2025 | MISO_W_2_PJM_ROR | MISO_W | PJM_ROR | Internal | Summer | B9 | 800 | 773 | 773 | 62.93 | 68.38 | 2 | 3.45
2025 | MISO_W_2_PJM_ROR | MISO_W | PJM_ROR | Internal | Summer | B10 | 1262 | 773 | 773 | 57.5 | 62.17 | 2 | 2.67
2025 | MISO_W_2_PJM_ROR | MISO_W | PJM_ROR | Internal | Winter | B16 | 25 | 773 | 773 | 72.1 | 95.54 | 2 | 21.44
2025 | MISO_W_2_PJM_ROR | MISO_W | PJM_ROR | Internal | Winter | B17 | 100 | 773 | 773 | 69.05 | 84.72 | 2 | 13.68
2025 | MISO_W_2_PJM_ROR | MISO_W | PJM_ROR | Internal | Winter | B18 | 400 | 773 | 773 | 69.07 | 79.28 | 2 | 8.21
2025 | MISO_W_2_PJM_ROR | MISO_W | PJM_ROR | Internal | Winter | B19 | 700 | 773 | 773 | 68.56 | 75.57 | 2 | 5.01
2025 | MISO_W_2_PJM_ROR | MISO_W | PJM_ROR | Internal | Winter | B20 | 935 | 773 | 773 | 58.61 | 69.88 | 2 | 9.27
2025 | MISO_W_2_SPP_N | MISO_W | SPP_N | Internal | Shoulder | B11 | 25 | 3200 | 0 | 78.73 | 78.74 | 7 | 0
2025 | MISO_W_2_SPP_N | MISO_W | SPP_N | Internal | Shoulder | B12 | 200 | 3200 | 0 | 70.27 | 70.49 | 7 | 0
2025 | MISO_W_2_SPP_N | MISO_W | SPP_N | Internal | Shoulder | B13 | 600 | 3200 | 0 | 69.94 | 70.49 | 7 | 0
2025 | MISO_W_2_SPP_N | MISO_W | SPP_N | Internal | Shoulder | B14 | 900 | 3200 | 0 | 62.86 | 63.79 | 7 | 0
2025 | MISO_W_2_SPP_N | MISO_W | SPP_N | Internal | Shoulder | B15 | 1203 | 3200 | 0 | 56.52 | 61.7 | 7 | 0
2025 | MISO_W_2_SPP_N | MISO_W | SPP_N | Internal | Summer | B1 | 10 | 3200 | 0 | 110.43 | 103.09 | 7 | 0
2025 | MISO_W_2_SPP_N | MISO_W | SPP_N | Internal | Summer | B2 | 25 | 3200 | 0 | 106.09 | 104.66 | 7 | 0
2025 | MISO_W_2_SPP_N | MISO_W | SPP_N | Internal | Summer | B3 | 75 | 3200 | 0 | 108.65 | 108.66 | 7 | 0
2025 | MISO_W_2_SPP_N | MISO_W | SPP_N | Internal | Summer | B4 | 100 | 3200 | 0 | 107.27 | 103.09 | 7 | 0
2025 | MISO_W_2_SPP_N | MISO_W | SPP_N | Internal | Summer | B5 | 200 | 3200 | 0 | 101.05 | 102.24 | 7 | 0
2025 | MISO_W_2_SPP_N | MISO_W | SPP_N | Internal | Summer | B6 | 300 | 3200 | 0 | 83.43 | 85.55 | 7 | 0
2025 | MISO_W_2_SPP_N | MISO_W | SPP_N | Internal | Summer | B7 | 400 | 3200 | 0 | 75.95 | 77.57 | 7 | 0
2025 | MISO_W_2_SPP_N | MISO_W | SPP_N | Internal | Summer | B8 | 500 | 3200 | 0 | 67.22 | 70.27 | 7 | 0
2025 | MISO_W_2_SPP_N | MISO_W | SPP_N | Internal | Summer | B9 | 800 | 3200 | 0 | 62.93 | 69.09 | 7 | 0
2025 | MISO_W_2_SPP_N | MISO_W | SPP_N | Internal | Summer | B10 | 1262 | 3200 | 0 | 57.5 | 64.23 | 7 | 0
2025 | MISO_W_2_SPP_N | MISO_W | SPP_N | Internal | Winter | B16 | 25 | 3200 | 0 | 72.1 | 75.72 | 7 | 0
2025 | MISO_W_2_SPP_N | MISO_W | SPP_N | Internal | Winter | B17 | 100 | 3200 | 0 | 69.05 | 71.67 | 7 | 0
2025 | MISO_W_2_SPP_N | MISO_W | SPP_N | Internal | Winter | B18 | 400 | 3200 | 0 | 69.07 | 71.5 | 7 | 0
2025 | MISO_W_2_SPP_N | MISO_W | SPP_N | Internal | Winter | B19 | 700 | 3200 | 0 | 68.56 | 68.57 | 7 | 0
2025 | MISO_W_2_SPP_N | MISO_W | SPP_N | Internal | Winter | B20 | 935 | 3200 | 0 | 58.61 | 63.97 | 7 | 0
2025 | MISO_WUMS_2_MISO_MI | MISO_WUMS | MISO_MI | Internal | Shoulder | B11 | 25 | 99 | 1791.94 | 78.74 | 82.2 | 0.01 | 3.44
2025 | MISO_WUMS_2_MISO_MI | MISO_WUMS | MISO_MI | Internal | Shoulder | B12 | 200 | 99 | 3269.42 | 71.73 | 75.18 | 0.01 | 3.44
2025 | MISO_WUMS_2_MISO_MI | MISO_WUMS | MISO_MI | Internal | Shoulder | B13 | 600 | 99 | 3029.3 | 69.95 | 73.41 | 0.01 | 3.44
2025 | MISO_WUMS_2_MISO_MI | MISO_WUMS | MISO_MI | Internal | Shoulder | B14 | 900 | 99 | 1115.72 | 65.37 | 68.82 | 0.01 | 3.44
2025 | MISO_WUMS_2_MISO_MI | MISO_WUMS | MISO_MI | Internal | Shoulder | B15 | 1203 | 99 | 2472.38 | 58.99 | 62.45 | 0.01 | 3.44
2025 | MISO_WUMS_2_MISO_MI | MISO_WUMS | MISO_MI | Internal | Summer | B1 | 10 | 99 | 99 | 110.42 | 112.32 | 0.01 | 1.89
2025 | MISO_WUMS_2_MISO_MI | MISO_WUMS | MISO_MI | Internal | Summer | B2 | 25 | 99 | 450.56 | 106.08 | 109.53 | 0.01 | 3.44
2025 | MISO_WUMS_2_MISO_MI | MISO_WUMS | MISO_MI | Internal | Summer | B3 | 75 | 99 | 594.89 | 105.03 | 108.48 | 0.01 | 3.44
2025 | MISO_WUMS_2_MISO_MI | MISO_WUMS | MISO_MI | Internal | Summer | B4 | 100 | 99 | 1323.12 | 103.65 | 107.11 | 0.01 | 3.44
2025 | MISO_WUMS_2_MISO_MI | MISO_WUMS | MISO_MI | Internal | Summer | B5 | 200 | 99 | 1867.46 | 97.43 | 100.89 | 0.01 | 3.44
2025 | MISO_WUMS_2_MISO_MI | MISO_WUMS | MISO_MI | Internal | Summer | B6 | 300 | 99 | 712.09 | 79.82 | 83.27 | 0.01 | 3.44
2025 | MISO_WUMS_2_MISO_MI | MISO_WUMS | MISO_MI | Internal | Summer | B7 | 400 | 99 | 1116.37 | 72.89 | 76.35 | 0.01 | 3.44
2025 | MISO_WUMS_2_MISO_MI | MISO_WUMS | MISO_MI | Internal | Summer | B8 | 500 | 99 | 2173.26 | 67.21 | 70.67 | 0.01 | 3.44
2025 | MISO_WUMS_2_MISO_MI | MISO_WUMS | MISO_MI | Internal | Summer | B9 | 800 | 99 | 672.33 | 62.94 | 66.4 | 0.01 | 3.44
2025 | MISO_WUMS_2_MISO_MI | MISO_WUMS | MISO_MI | Internal | Summer | B10 | 1262 | 99 | 154.85 | 57.51 | 60.97 | 0.01 | 3.44
2025 | MISO_WUMS_2_MISO_MI | MISO_WUMS | MISO_MI | Internal | Winter | B16 | 25 | 99 | 2349.02 | 74.6 | 78.06 | 0.01 | 3.44
2025 | MISO_WUMS_2_MISO_MI | MISO_WUMS | MISO_MI | Internal | Winter | B17 | 100 | 99 | 2626.08 | 71.55 | 75 | 0.01 | 3.44
2025 | MISO_WUMS_2_MISO_MI | MISO_WUMS | MISO_MI | Internal | Winter | B18 | 400 | 99 | 2753.82 | 71.55 | 75 | 0.01 | 3.44
2025 | MISO_WUMS_2_MISO_MI | MISO_WUMS | MISO_MI | Internal | Winter | B19 | 700 | 99 | 1181.44 | 70.12 | 73.57 | 0.01 | 3.44
2025 | MISO_WUMS_2_MISO_MI | MISO_WUMS | MISO_MI | Internal | Winter | B20 | 935 | 99 | 2568.74 | 61.09 | 64.54 | 0.01 | 3.44
2025 | MISO_WUMS_2_MISO_W | MISO_WUMS | MISO_W | Internal | Shoulder | B11 | 25 | 1137 | 0 | 78.74 | 78.73 | 0.01 | 0
2025 | MISO_WUMS_2_MISO_W | MISO_WUMS | MISO_W | Internal | Shoulder | B12 | 200 | 1137 | 0 | 71.73 | 70.27 | 0.01 | 0
2025 | MISO_WUMS_2_MISO_W | MISO_WUMS | MISO_W | Internal | Shoulder | B13 | 600 | 1137 | 0 | 69.95 | 69.94 | 0.01 | 0
2025 | MISO_WUMS_2_MISO_W | MISO_WUMS | MISO_W | Internal | Shoulder | B14 | 900 | 1137 | 0 | 65.37 | 62.86 | 0.01 | 0
2025 | MISO_WUMS_2_MISO_W | MISO_WUMS | MISO_W | Internal | Shoulder | B15 | 1203 | 1137 | 0 | 58.99 | 56.52 | 0.01 | 0
2025 | MISO_WUMS_2_MISO_W | MISO_WUMS | MISO_W | Internal | Summer | B1 | 10 | 1137 | 1003.54 | 110.42 | 110.43 | 0.01 | 0
2025 | MISO_WUMS_2_MISO_W | MISO_WUMS | MISO_W | Internal | Summer | B2 | 25 | 1137 | 711.51 | 106.08 | 106.09 | 0.01 | 0
2025 | MISO_WUMS_2_MISO_W | MISO_WUMS | MISO_W | Internal | Summer | B3 | 75 | 1137 | 1137 | 105.03 | 108.65 | 0.01 | 3.6
2025 | MISO_WUMS_2_MISO_W | MISO_WUMS | MISO_W | Internal | Summer | B4 | 100 | 1137 | 1137 | 103.65 | 107.27 | 0.01 | 3.6
2025 | MISO_WUMS_2_MISO_W | MISO_WUMS | MISO_W | Internal | Summer | B5 | 200 | 1137 | 1137 | 97.43 | 101.05 | 0.01 | 3.6
2025 | MISO_WUMS_2_MISO_W | MISO_WUMS | MISO_W | Internal | Summer | B6 | 300 | 1137 | 1137 | 79.82 | 83.43 | 0.01 | 3.6
2025 | MISO_WUMS_2_MISO_W | MISO_WUMS | MISO_W | Internal | Summer | B7 | 400 | 1137 | 1137 | 72.89 | 75.95 | 0.01 | 3.04
2025 | MISO_WUMS_2_MISO_W | MISO_WUMS | MISO_W | Internal | Summer | B8 | 500 | 1137 | 290.41 | 67.21 | 67.22 | 0.01 | 0
2025 | MISO_WUMS_2_MISO_W | MISO_WUMS | MISO_W | Internal | Summer | B9 | 800 | 1137 | 0 | 62.94 | 62.93 | 0.01 | 0
2025 | MISO_WUMS_2_MISO_W | MISO_WUMS | MISO_W | Internal | Summer | B10 | 1262 | 1137 | 0 | 57.51 | 57.5 | 0.01 | 0
2025 | MISO_WUMS_2_MISO_W | MISO_WUMS | MISO_W | Internal | Winter | B16 | 25 | 1137 | 0 | 74.6 | 72.1 | 0.01 | 0
2025 | MISO_WUMS_2_MISO_W | MISO_WUMS | MISO_W | Internal | Winter | B17 | 100 | 1137 | 0 | 71.55 | 69.05 | 0.01 | 0
2025 | MISO_WUMS_2_MISO_W | MISO_WUMS | MISO_W | Internal | Winter | B18 | 400 | 1137 | 0 | 71.55 | 69.07 | 0.01 | 0
2025 | MISO_WUMS_2_MISO_W | MISO_WUMS | MISO_W | Internal | Winter | B19 | 700 | 1137 | 0 | 70.12 | 68.56 | 0.01 | 0
2025 | MISO_WUMS_2_MISO_W | MISO_WUMS | MISO_W | Internal | Winter | B20 | 935 | 1137 | 0 | 61.09 | 58.61 | 0.01 | 0
2025 | MISO_WUMS_2_PJM_ROR | MISO_WUMS | PJM_ROR | Internal | Shoulder | B11 | 25 | 1600 | 1600 | 78.74 | 84.2 | 2 | 3.45
2025 | MISO_WUMS_2_PJM_ROR | MISO_WUMS | PJM_ROR | Internal | Shoulder | B12 | 200 | 1600 | 1600 | 71.73 | 78 | 2 | 4.27
2025 | MISO_WUMS_2_PJM_ROR | MISO_WUMS | PJM_ROR | Internal | Shoulder | B13 | 600 | 1600 | 1600 | 69.95 | 75.41 | 2 | 3.45
2025 | MISO_WUMS_2_PJM_ROR | MISO_WUMS | PJM_ROR | Internal | Shoulder | B14 | 900 | 1600 | 1600 | 65.37 | 72.67 | 2 | 5.29
2025 | MISO_WUMS_2_PJM_ROR | MISO_WUMS | PJM_ROR | Internal | Shoulder | B15 | 1203 | 1600 | 1600 | 58.99 | 67.73 | 2 | 6.74
2025 | MISO_WUMS_2_PJM_ROR | MISO_WUMS | PJM_ROR | Internal | Summer | B1 | 10 | 1600 | 1600 | 110.42 | 114.32 | 2 | 1.9
2025 | MISO_WUMS_2_PJM_ROR | MISO_WUMS | PJM_ROR | Internal | Summer | B2 | 25 | 1600 | 1600 | 106.08 | 111.53 | 2 | 3.45
2025 | MISO_WUMS_2_PJM_ROR | MISO_WUMS | PJM_ROR | Internal | Summer | B3 | 75 | 1600 | 1600 | 105.03 | 109.27 | 2 | 2.24
2025 | MISO_WUMS_2_PJM_ROR | MISO_WUMS | PJM_ROR | Internal | Summer | B4 | 100 | 1600 | 1600 | 103.65 | 109.27 | 2 | 3.62
2025 | MISO_WUMS_2_PJM_ROR | MISO_WUMS | PJM_ROR | Internal | Summer | B5 | 200 | 1600 | 1600 | 97.43 | 103.06 | 2 | 3.63
2025 | MISO_WUMS_2_PJM_ROR | MISO_WUMS | PJM_ROR | Internal | Summer | B6 | 300 | 1600 | 1600 | 79.82 | 85.27 | 2 | 3.45
2025 | MISO_WUMS_2_PJM_ROR | MISO_WUMS | PJM_ROR | Internal | Summer | B7 | 400 | 1600 | 1600 | 72.89 | 78.35 | 2 | 3.45
2025 | MISO_WUMS_2_PJM_ROR | MISO_WUMS | PJM_ROR | Internal | Summer | B8 | 500 | 1600 | 1600 | 67.21 | 72.67 | 2 | 3.45
2025 | MISO_WUMS_2_PJM_ROR | MISO_WUMS | PJM_ROR | Internal | Summer | B9 | 800 | 1600 | 1600 | 62.94 | 68.38 | 2 | 3.43
2025 | MISO_WUMS_2_PJM_ROR | MISO_WUMS | PJM_ROR | Internal | Summer | B10 | 1262 | 1600 | 1600 | 57.51 | 62.17 | 2 | 2.66
2025 | MISO_WUMS_2_PJM_ROR | MISO_WUMS | PJM_ROR | Internal | Winter | B16 | 25 | 1600 | 1600 | 74.6 | 95.54 | 2 | 18.94
2025 | MISO_WUMS_2_PJM_ROR | MISO_WUMS | PJM_ROR | Internal | Winter | B17 | 100 | 1600 | 1600 | 71.55 | 84.72 | 2 | 11.18
2025 | MISO_WUMS_2_PJM_ROR | MISO_WUMS | PJM_ROR | Internal | Winter | B18 | 400 | 1600 | 1600 | 71.55 | 79.28 | 2 | 5.73
2025 | MISO_WUMS_2_PJM_ROR | MISO_WUMS | PJM_ROR | Internal | Winter | B19 | 700 | 1600 | 1600 | 70.12 | 75.57 | 2 | 3.45
2025 | MISO_WUMS_2_PJM_ROR | MISO_WUMS | PJM_ROR | Internal | Winter | B20 | 935 | 1600 | 1600 | 61.09 | 69.88 | 2 | 6.79
2025 | NE_2_MISO_W | NE | MISO_W | Internal | Shoulder | B11 | 25 | 1600 | 0 | 78.73 | 78.73 | 5 | 0
2025 | NE_2_MISO_W | NE | MISO_W | Internal | Shoulder | B12 | 200 | 1600 | 0 | 70.48 | 70.27 | 5 | 0
2025 | NE_2_MISO_W | NE | MISO_W | Internal | Shoulder | B13 | 600 | 1600 | 0 | 70.48 | 69.94 | 5 | 0
2025 | NE_2_MISO_W | NE | MISO_W | Internal | Shoulder | B14 | 900 | 1600 | 0 | 63.21 | 62.86 | 5 | 0
2025 | NE_2_MISO_W | NE | MISO_W | Internal | Shoulder | B15 | 1203 | 1600 | 0 | 61.69 | 56.52 | 5 | 0
2025 | NE_2_MISO_W | NE | MISO_W | Internal | Summer | B1 | 10 | 1600 | 1600 | 104.52 | 110.43 | 5 | 0.91
2025 | NE_2_MISO_W | NE | MISO_W | Internal | Summer | B2 | 25 | 1600 | 0 | 106.09 | 106.09 | 5 | 0
2025 | NE_2_MISO_W | NE | MISO_W | Internal | Summer | B3 | 75 | 1600 | 0 | 108.65 | 108.65 | 5 | 0
2025 | NE_2_MISO_W | NE | MISO_W | Internal | Summer | B4 | 100 | 1600 | 0 | 104.52 | 107.27 | 5 | 0
2025 | NE_2_MISO_W | NE | MISO_W | Internal | Summer | B5 | 200 | 1600 | 0 | 102.23 | 101.05 | 5 | 0
2025 | NE_2_MISO_W | NE | MISO_W | Internal | Summer | B6 | 300 | 1600 | 0 | 84.87 | 83.43 | 5 | 0
2025 | NE_2_MISO_W | NE | MISO_W | Internal | Summer | B7 | 400 | 1600 | 0 | 75.95 | 75.95 | 5 | 0
2025 | NE_2_MISO_W | NE | MISO_W | Internal | Summer | B8 | 500 | 1600 | 0 | 69.45 | 67.22 | 5 | 0
2025 | NE_2_MISO_W | NE | MISO_W | Internal | Summer | B9 | 800 | 1600 | 0 | 69.08 | 62.93 | 5 | 0
2025 | NE_2_MISO_W | NE | MISO_W | Internal | Summer | B10 | 1262 | 1600 | 0 | 63.62 | 57.5 | 5 | 0
2025 | NE_2_MISO_W | NE | MISO_W | Internal | Winter | B16 | 25 | 1600 | 0 | 75.71 | 72.1 | 5 | 0
2025 | NE_2_MISO_W | NE | MISO_W | Internal | Winter | B17 | 100 | 1600 | 0 | 71.66 | 69.05 | 5 | 0
2025 | NE_2_MISO_W | NE | MISO_W | Internal | Winter | B18 | 400 | 1600 | 0 | 71.49 | 69.07 | 5 | 0
2025 | NE_2_MISO_W | NE | MISO_W | Internal | Winter | B19 | 700 | 1600 | 0 | 68.56 | 68.56 | 5 | 0
2025 | NE_2_MISO_W | NE | MISO_W | Internal | Winter | B20 | 935 | 1600 | 0 | 63.96 | 58.61 | 5 | 0
2025 | NE_2_SPP_N | NE | SPP_N | Internal | Shoulder | B11 | 25 | 1800 | 468.19 | 78.73 | 78.74 | 0.01 | 0
2025 | NE_2_SPP_N | NE | SPP_N | Internal | Shoulder | B12 | 200 | 1800 | 1459.11 | 70.48 | 70.49 | 0.01 | 0
2025 | NE_2_SPP_N | NE | SPP_N | Internal | Shoulder | B13 | 600 | 1800 | 1593.95 | 70.48 | 70.49 | 0.01 | 0
2025 | NE_2_SPP_N | NE | SPP_N | Internal | Shoulder | B14 | 900 | 1800 | 1800 | 63.21 | 63.79 | 0.01 | 0.57
2025 | NE_2_SPP_N | NE | SPP_N | Internal | Shoulder | B15 | 1203 | 1800 | 1785.17 | 61.69 | 61.7 | 0.01 | 0
2025 | NE_2_SPP_N | NE | SPP_N | Internal | Summer | B1 | 10 | 1800 | 0 | 104.52 | 103.09 | 0.01 | 0
2025 | NE_2_SPP_N | NE | SPP_N | Internal | Summer | B2 | 25 | 1800 | 0 | 106.09 | 104.66 | 0.01 | 0
2025 | NE_2_SPP_N | NE | SPP_N | Internal | Summer | B3 | 75 | 1800 | 76.86 | 108.65 | 108.66 | 0.01 | 0
2025 | NE_2_SPP_N | NE | SPP_N | Internal | Summer | B4 | 100 | 1800 | 0 | 104.52 | 103.09 | 0.01 | 0
2025 | NE_2_SPP_N | NE | SPP_N | Internal | Summer | B5 | 200 | 1800 | 1436.46 | 102.23 | 102.24 | 0.01 | 0
2025 | NE_2_SPP_N | NE | SPP_N | Internal | Summer | B6 | 300 | 1800 | 1800 | 84.87 | 85.55 | 0.01 | 0.67
2025 | NE_2_SPP_N | NE | SPP_N | Internal | Summer | B7 | 400 | 1800 | 1878.92 | 75.95 | 77.57 | 0.01 | 1.61
2025 | NE_2_SPP_N | NE | SPP_N | Internal | Summer | B8 | 500 | 1800 | 1800 | 69.45 | 70.27 | 0.01 | 0.81
2025 | NE_2_SPP_N | NE | SPP_N | Internal | Summer | B9 | 800 | 1800 | 1672.32 | 69.08 | 69.09 | 0.01 | 0
2025 | NE_2_SPP_N | NE | SPP_N | Internal | Summer | B10 | 1262 | 1800 | 1800 | 63.62 | 64.23 | 0.01 | 0.59
2025 | NE_2_SPP_N | NE | SPP_N | Internal | Winter | B16 | 25 | 1800 | 1448.1 | 75.71 | 75.72 | 0.01 | 0
2025 | NE_2_SPP_N | NE | SPP_N | Internal | Winter | B17 | 100 | 1800 | 1535.83 | 71.66 | 71.67 | 0.01 | 0
2025 | NE_2_SPP_N | NE | SPP_N | Internal | Winter | B18 | 400 | 1800 | 1618.13 | 71.49 | 71.5 | 0.01 | 0
2025 | NE_2_SPP_N | NE | SPP_N | Internal | Winter | B19 | 700 | 1800 | 597.7 | 68.56 | 68.57 | 0.01 | 0
2025 | NE_2_SPP_N | NE | SPP_N | Internal | Winter | B20 | 935 | 1800 | 1560.06 | 63.96 | 63.97 | 0.01 | 0
2025 | NEISO_2_NYISO_A-F | NEISO | NYISO_A-F | Internal | Shoulder | B11 | 25 | 600 | 176.87 | 65.77 | 68.77 | 3 | 0
2025 | NEISO_2_NYISO_A-F | NEISO | NYISO_A-F | Internal | Shoulder | B12 | 200 | 600 | 550.09 | 65.77 | 68.77 | 3 | 0
2025 | NEISO_2_NYISO_A-F | NEISO | NYISO_A-F | Internal | Shoulder | B13 | 600 | 600 | 0 | 65.75 | 68.74 | 3 | 0
2025 | NEISO_2_NYISO_A-F | NEISO | NYISO_A-F | Internal | Shoulder | B14 | 900 | 600 | 0 | 65.18 | 67.23 | 3 | 0
2025 | NEISO_2_NYISO_A-F | NEISO | NYISO_A-F | Internal | Shoulder | B15 | 1203 | 600 | 0 | 65.18 | 67.23 | 3 | 0
2025 | NEISO_2_NYISO_A-F | NEISO | NYISO_A-F | Internal | Summer | B1 | 10 | 600 | 0 | 135.93 | 133.66 | 3 | 0
2025 | NEISO_2_NYISO_A-F | NEISO | NYISO_A-F | Internal | Summer | B2 | 25 | 600 | 0 | 111.61 | 112.86 | 3 | 0
2025 | NEISO_2_NYISO_A-F | NEISO | NYISO_A-F | Internal | Summer | B3 | 75 | 600 | 0 | 85.84 | 87.08 | 3 | 0
2025 | NEISO_2_NYISO_A-F | NEISO | NYISO_A-F | Internal | Summer | B4 | 100 | 600 | 0 | 83.09 | 84.33 | 3 | 0
2025 | NEISO_2_NYISO_A-F | NEISO | NYISO_A-F | Internal | Summer | B5 | 200 | 600 | 0 | 82.59 | 83.84 | 3 | 0
2025 | NEISO_2_NYISO_A-F | NEISO | NYISO_A-F | Internal | Summer | B6 | 300 | 600 | 600 | 63.74 | 67.45 | 3 | 0.71
2025 | NEISO_2_NYISO_A-F | NEISO | NYISO_A-F | Internal | Summer | B7 | 400 | 600 | 600 | 62.6 | 67.45 | 3 | 1.85
2025 | NEISO_2_NYISO_A-F | NEISO | NYISO_A-F | Internal | Summer | B8 | 500 | 600 | 0 | 62.6 | 65.57 | 3 | 0
2025 | NEISO_2_NYISO_A-F | NEISO | NYISO_A-F | Internal | Summer | B9 | 800 | 600 | 0 | 62.6 | 65.57 | 3 | 0
2025 | NEISO_2_NYISO_A-F | NEISO | NYISO_A-F | Internal | Summer | B10 | 1262 | 600 | 0 | 62.6 | 65.57 | 3 | 0
2025 | NEISO_2_NYISO_A-F | NEISO | NYISO_A-F | Internal | Winter | B16 | 25 | 600 | 0 | 75.56 | 76.81 | 3 | 0
2025 | NEISO_2_NYISO_A-F | NEISO | NYISO_A-F | Internal | Winter | B17 | 100 | 600 | 0 | 75.56 | 73.29 | 3 | 0
2025 | NEISO_2_NYISO_A-F | NEISO | NYISO_A-F | Internal | Winter | B18 | 400 | 600 | 0 | 73.56 | 71.29 | 3 | 0
2025 | NEISO_2_NYISO_A-F | NEISO | NYISO_A-F | Internal | Winter | B19 | 700 | 600 | 0 | 73.56 | 71.29 | 3 | 0
2025 | NEISO_2_NYISO_A-F | NEISO | NYISO_A-F | Internal | Winter | B20 | 935 | 600 | 0 | 73.56 | 71.29 | 3 | 0
2025 | NEISO_2_NYISO_G-I | NEISO | NYISO_G-I | Internal | Shoulder | B11 | 25 | 600 | 600 | 65.77 | 72.28 | 3 | 3.52
2025 | NEISO_2_NYISO_G-I | NEISO | NYISO_G-I | Internal | Shoulder | B12 | 200 | 600 | 600 | 65.77 | 70.45 | 3 | 1.69
2025 | NEISO_2_NYISO_G-I | NEISO | NYISO_G-I | Internal | Shoulder | B13 | 600 | 600 | 421.6 | 65.75 | 68.75 | 3 | 0
2025 | NEISO_2_NYISO_G-I | NEISO | NYISO_G-I | Internal | Shoulder | B14 | 900 | 600 | 0 | 65.18 | 67.25 | 3 | 0
2025 | NEISO_2_NYISO_G-I | NEISO | NYISO_G-I | Internal | Shoulder | B15 | 1203 | 600 | 0 | 65.18 | 67.25 | 3 | 0
2025 | NEISO_2_NYISO_G-I | NEISO | NYISO_G-I | Internal | Summer | B1 | 10 | 600 | 454.75 | 135.93 | 138.93 | 3 | 0
2025 | NEISO_2_NYISO_G-I | NEISO | NYISO_G-I | Internal | Summer | B2 | 25 | 600 | 600 | 111.61 | 118.13 | 3 | 3.52
2025 | NEISO_2_NYISO_G-I | NEISO | NYISO_G-I | Internal | Summer | B3 | 75 | 600 | 600 | 85.84 | 92.35 | 3 | 3.52
2025 | NEISO_2_NYISO_G-I | NEISO | NYISO_G-I | Internal | Summer | B4 | 100 | 600 | 600 | 83.09 | 89.6 | 3 | 3.52
2025 | NEISO_2_NYISO_G-I | NEISO | NYISO_G-I | Internal | Summer | B5 | 200 | 600 | 600 | 82.59 | 89.11 | 3 | 3.52
2025 | NEISO_2_NYISO_G-I | NEISO | NYISO_G-I | Internal | Summer | B6 | 300 | 600 | 600 | 63.74 | 70.26 | 3 | 3.52
2025 | NEISO_2_NYISO_G-I | NEISO | NYISO_G-I | Internal | Summer | B7 | 400 | 600 | 600 | 62.6 | 69.11 | 3 | 3.52
2025 | NEISO_2_NYISO_G-I | NEISO | NYISO_G-I | Internal | Summer | B8 | 500 | 600 | 600 | 62.6 | 66.99 | 3 | 1.4
2025 | NEISO_2_NYISO_G-I | NEISO | NYISO_G-I | Internal | Summer | B9 | 800 | 600 | 0 | 62.6 | 65.58 | 3 | 0
2025 | NEISO_2_NYISO_G-I | NEISO | NYISO_G-I | Internal | Summer | B10 | 1262 | 600 | 0 | 62.6 | 65.58 | 3 | 0
2025 | NEISO_2_NYISO_G-I | NEISO | NYISO_G-I | Internal | Winter | B16 | 25 | 600 | 600 | 75.56 | 82.08 | 3 | 3.52
2025 | NEISO_2_NYISO_G-I | NEISO | NYISO_G-I | Internal | Winter | B17 | 100 | 600 | 187.85 | 75.56 | 78.56 | 3 | 0
2025 | NEISO_2_NYISO_G-I | NEISO | NYISO_G-I | Internal | Winter | B18 | 400 | 600 | 446.55 | 73.56 | 76.56 | 3 | 0
2025 | NEISO_2_NYISO_G-I | NEISO | NYISO_G-I | Internal | Winter | B19 | 700 | 600 | 512.76 | 73.56 | 76.56 | 3 | 0
2025 | NEISO_2_NYISO_G-I | NEISO | NYISO_G-I | Internal | Winter | B20 | 935 | 600 | 0 | 73.56 | 75.86 | 3 | 0
2025 | NEISO_2_NYISO_J-K | NEISO | NYISO_J-K | Internal | Shoulder | B11 | 25 | 430 | 1512.42 | 65.77 | 72.29 | 3 | 3.53
2025 | NEISO_2_NYISO_J-K | NEISO | NYISO_J-K | Internal | Shoulder | B12 | 200 | 430 | 430 | 65.77 | 70.47 | 3 | 1.7
2025 | NEISO_2_NYISO_J-K | NEISO | NYISO_J-K | Internal | Shoulder | B13 | 600 | 430 | 430 | 65.75 | 68.76 | 3 | 0.01
2025 | NEISO_2_NYISO_J-K | NEISO | NYISO_J-K | Internal | Shoulder | B14 | 900 | 430 | 0 | 65.18 | 67.26 | 3 | 0
2025 | NEISO_2_NYISO_J-K | NEISO | NYISO_J-K | Internal | Shoulder | B15 | 1203 | 430 | 0 | 65.18 | 67.26 | 3 | 0
2025 | NEISO_2_NYISO_J-K | NEISO | NYISO_J-K | Internal | Summer | B1 | 10 | 430 | 430 | 135.93 | 138.94 | 3 | 0.01
2025 | NEISO_2_NYISO_J-K | NEISO | NYISO_J-K | Internal | Summer | B2 | 25 | 430 | 556.42 | 111.61 | 118.14 | 3 | 3.53
2025 | NEISO_2_NYISO_J-K | NEISO | NYISO_J-K | Internal | Summer | B3 | 75 | 430 | 538.09 | 85.84 | 92.36 | 3 | 3.53
2025 | NEISO_2_NYISO_J-K | NEISO | NYISO_J-K | Internal | Summer | B4 | 100 | 430 | 1450 | 83.09 | 89.61 | 3 | 3.53
2025 | NEISO_2_NYISO_J-K | NEISO | NYISO_J-K | Internal | Summer | B5 | 200 | 430 | 2430.74 | 82.59 | 89.12 | 3 | 3.53
2025 | NEISO_2_NYISO_J-K | NEISO | NYISO_J-K | Internal | Summer | B6 | 300 | 430 | 2775.39 | 63.74 | 70.27 | 3 | 3.53
2025 | NEISO_2_NYISO_J-K | NEISO | NYISO_J-K | Internal | Summer | B7 | 400 | 430 | 1652.76 | 62.6 | 69.13 | 3 | 3.53
2025 | NEISO_2_NYISO_J-K | NEISO | NYISO_J-K | Internal | Summer | B8 | 500 | 430 | 430 | 62.6 | 67 | 3 | 1.41
2025 | NEISO_2_NYISO_J-K | NEISO | NYISO_J-K | Internal | Summer | B9 | 800 | 430 | 294.94 | 62.6 | 65.6 | 3 | 0
2025 | NEISO_2_NYISO_J-K | NEISO | NYISO_J-K | Internal | Summer | B10 | 1262 | 430 | 41.1 | 62.6 | 65.6 | 3 | 0
2025 | NEISO_2_NYISO_J-K | NEISO | NYISO_J-K | Internal | Winter | B16 | 25 | 430 | 2172.53 | 75.56 | 82.09 | 3 | 3.53
2025 | NEISO_2_NYISO_J-K | NEISO | NYISO_J-K | Internal | Winter | B17 | 100 | 430 | 430 | 75.56 | 78.57 | 3 | 0.01
2025 | NEISO_2_NYISO_J-K | NEISO | NYISO_J-K | Internal | Winter | B18 | 400 | 430 | 430 | 73.56 | 77.66 | 3 | 1.1
2025 | NEISO_2_NYISO_J-K | NEISO | NYISO_J-K | Internal | Winter | B19 | 700 | 430 | 430 | 73.56 | 77.66 | 3 | 1.1
2025 | NEISO_2_NYISO_J-K | NEISO | NYISO_J-K | Internal | Winter | B20 | 935 | 430 | 0 | 73.56 | 75.88 | 3 | 0
2025 | NonRTO_Midwest_2_MISO_IN | NonRTO_Midwest | MISO_IN | Internal | Shoulder | B11 | 25 | 4450 | 0 | 90.19 | 82.19 | 8 | 0
2025 | NonRTO_Midwest_2_MISO_IN | NonRTO_Midwest | MISO_IN | Internal | Shoulder | B12 | 200 | 4450 | 0 | 83.17 | 75.17 | 8 | 0
2025 | NonRTO_Midwest_2_MISO_IN | NonRTO_Midwest | MISO_IN | Internal | Shoulder | B13 | 600 | 4450 | 0 | 81.4 | 73.4 | 8 | 0
2025 | NonRTO_Midwest_2_MISO_IN | NonRTO_Midwest | MISO_IN | Internal | Shoulder | B14 | 900 | 4450 | 0 | 76.77 | 68.77 | 8 | 0
2025 | NonRTO_Midwest_2_MISO_IN | NonRTO_Midwest | MISO_IN | Internal | Shoulder | B15 | 1203 | 4450 | 0 | 70.43 | 62.43 | 8 | 0
2025 | NonRTO_Midwest_2_MISO_IN | NonRTO_Midwest | MISO_IN | Internal | Summer | B1 | 10 | 4450 | 0 | 116.42 | 110.43 | 8 | 0
2025 | NonRTO_Midwest_2_MISO_IN | NonRTO_Midwest | MISO_IN | Internal | Summer | B2 | 25 | 4450 | 0 | 116.42 | 109.52 | 8 | 0
2025 | NonRTO_Midwest_2_MISO_IN | NonRTO_Midwest | MISO_IN | Internal | Summer | B3 | 75 | 4450 | 0 | 116.42 | 108.47 | 8 | 0
2025 | NonRTO_Midwest_2_MISO_IN | NonRTO_Midwest | MISO_IN | Internal | Summer | B4 | 100 | 4450 | 0 | 115.09 | 107.09 | 8 | 0
2025 | NonRTO_Midwest_2_MISO_IN | NonRTO_Midwest | MISO_IN | Internal | Summer | B5 | 200 | 4450 | 0 | 108.87 | 100.87 | 8 | 0
2025 | NonRTO_Midwest_2_MISO_IN | NonRTO_Midwest | MISO_IN | Internal | Summer | B6 | 300 | 4450 | 0 | 91.26 | 83.26 | 8 | 0
2025 | NonRTO_Midwest_2_MISO_IN | NonRTO_Midwest | MISO_IN | Internal | Summer | B7 | 400 | 4450 | 0 | 84.34 | 76.34 | 8 | 0
2025 | NonRTO_Midwest_2_MISO_IN | NonRTO_Midwest | MISO_IN | Internal | Summer | B8 | 500 | 4450 | 0 | 78.65 | 70.65 | 8 | 0
2025 | NonRTO_Midwest_2_MISO_IN | NonRTO_Midwest | MISO_IN | Internal | Summer | B9 | 800 | 4450 | 0 | 74.38 | 66.38 | 8 | 0
2025 | NonRTO_Midwest_2_MISO_IN | NonRTO_Midwest | MISO_IN | Internal | Summer | B10 | 1262 | 4450 | 0 | 67.98 | 59.98 | 8 | 0
2025 | NonRTO_Midwest_2_MISO_IN | NonRTO_Midwest | MISO_IN | Internal | Winter | B16 | 25 | 4450 | 0 | 86.05 | 78.05 | 8 | 0
2025 | NonRTO_Midwest_2_MISO_IN | NonRTO_Midwest | MISO_IN | Internal | Winter | B17 | 100 | 4450 | 0 | 82.99 | 74.99 | 8 | 0
2025 | NonRTO_Midwest_2_MISO_IN | NonRTO_Midwest | MISO_IN | Internal | Winter | B18 | 400 | 4450 | 0 | 82.99 | 74.99 | 8 | 0
2025 | NonRTO_Midwest_2_MISO_IN | NonRTO_Midwest | MISO_IN | Internal | Winter | B19 | 700 | 4450 | 0 | 81.56 | 73.56 | 8 | 0
2025 | NonRTO_Midwest_2_MISO_IN | NonRTO_Midwest | MISO_IN | Internal | Winter | B20 | 935 | 4450 | 0 | 72.53 | 64.53 | 8 | 0
2025 | NonRTO_Midwest_2_TVA_Transmission | NonRTO_Midwest | TVA_Transmission | Internal | Shoulder | B11 | 25 | 2400 | 0 | 90.19 | 90.2 | 8 | 0
2025 | NonRTO_Midwest_2_TVA_Transmission | NonRTO_Midwest | TVA_Transmission | Internal | Shoulder | B12 | 200 | 2400 | 0 | 83.17 | 79.23 | 8 | 0
2025 | NonRTO_Midwest_2_TVA_Transmission | NonRTO_Midwest | TVA_Transmission | Internal | Shoulder | B13 | 600 | 2400 | 0 | 81.4 | 77.09 | 8 | 0
2025 | NonRTO_Midwest_2_TVA_Transmission | NonRTO_Midwest | TVA_Transmission | Internal | Shoulder | B14 | 900 | 2400 | 0 | 76.77 | 74.72 | 8 | 0
2025 | NonRTO_Midwest_2_TVA_Transmission | NonRTO_Midwest | TVA_Transmission | Internal | Shoulder | B15 | 1203 | 2400 | 0 | 70.43 | 70.45 | 8 | 0
2025 | NonRTO_Midwest_2_TVA_Transmission | NonRTO_Midwest | TVA_Transmission | Internal | Summer | B1 | 10 | 2400 | 0 | 116.42 | 118.44 | 8 | 0
2025 | NonRTO_Midwest_2_TVA_Transmission | NonRTO_Midwest | TVA_Transmission | Internal | Summer | B2 | 25 | 2400 | 0 | 116.42 | 117.53 | 8 | 0
2025 | NonRTO_Midwest_2_TVA_Transmission | NonRTO_Midwest | TVA_Transmission | Internal | Summer | B3 | 75 | 2400 | 0 | 116.42 | 115.27 | 8 | 0
2025 | NonRTO_Midwest_2_TVA_Transmission | NonRTO_Midwest | TVA_Transmission | Internal | Summer | B4 | 100 | 2400 | 0 | 115.09 | 115.27 | 8 | 0
2025 | NonRTO_Midwest_2_TVA_Transmission | NonRTO_Midwest | TVA_Transmission | Internal | Summer | B5 | 200 | 2400 | 0 | 108.87 | 109.06 | 8 | 0
2025 | NonRTO_Midwest_2_TVA_Transmission | NonRTO_Midwest | TVA_Transmission | Internal | Summer | B6 | 300 | 2400 | 0 | 91.26 | 91 | 8 | 0
2025 | NonRTO_Midwest_2_TVA_Transmission | NonRTO_Midwest | TVA_Transmission | Internal | Summer | B7 | 400 | 2400 | 0 | 84.34 | 83.35 | 8 | 0
2025 | NonRTO_Midwest_2_TVA_Transmission | NonRTO_Midwest | TVA_Transmission | Internal | Summer | B8 | 500 | 2400 | 0 | 78.65 | 77.69 | 8 | 0
2025 | NonRTO_Midwest_2_TVA_Transmission | NonRTO_Midwest | TVA_Transmission | Internal | Summer | B9 | 800 | 2400 | 0 | 74.38 | 72.2 | 8 | 0
2025 | NonRTO_Midwest_2_TVA_Transmission | NonRTO_Midwest | TVA_Transmission | Internal | Summer | B10 | 1262 | 2400 | 0 | 67.98 | 65.89 | 8 | 0
2025 | NonRTO_Midwest_2_TVA_Transmission | NonRTO_Midwest | TVA_Transmission | Internal | Winter | B16 | 25 | 2400 | 134.95 | 86.05 | 94.05 | 8 | 0
2025 | NonRTO_Midwest_2_TVA_Transmission | NonRTO_Midwest | TVA_Transmission | Internal | Winter | B17 | 100 | 2400 | 0 | 82.99 | 82.44 | 8 | 0
2025 | NonRTO_Midwest_2_TVA_Transmission | NonRTO_Midwest | TVA_Transmission | Internal | Winter | B18 | 400 | 2400 | 0 | 82.99 | 79.63 | 8 | 0
2025 | NonRTO_Midwest_2_TVA_Transmission | NonRTO_Midwest | TVA_Transmission | Internal | Winter | B19 | 700 | 2400 | 0 | 81.56 | 78.11 | 8 | 0
2025 | NonRTO_Midwest_2_TVA_Transmission | NonRTO_Midwest | TVA_Transmission | Internal | Winter | B20 | 935 | 2400 | 0 | 72.53 | 72.54 | 8 | 0
2025 | NYISO_A-F_2_IESO | NYISO_A-F | IESO | Internal | Shoulder | B11 | 25 | 1600 | 0 | 68.77 | 14.51 | 7 | 0
2025 | NYISO_A-F_2_IESO | NYISO_A-F | IESO | Internal | Shoulder | B12 | 200 | 1600 | 0 | 68.77 | 14.51 | 7 | 0
2025 | NYISO_A-F_2_IESO | NYISO_A-F | IESO | Internal | Shoulder | B13 | 600 | 1600 | 0 | 68.74 | 14.51 | 7 | 0
2025 | NYISO_A-F_2_IESO | NYISO_A-F | IESO | Internal | Shoulder | B14 | 900 | 1600 | 0 | 67.23 | 14.51 | 7 | 0
2025 | NYISO_A-F_2_IESO | NYISO_A-F | IESO | Internal | Shoulder | B15 | 1203 | 1600 | 0 | 67.23 | 14.51 | 7 | 0
2025 | NYISO_A-F_2_IESO | NYISO_A-F | IESO | Internal | Summer | B1 | 10 | 1600 | 0 | 133.66 | 105.32 | 7 | 0
2025 | NYISO_A-F_2_IESO | NYISO_A-F | IESO | Internal | Summer | B2 | 25 | 1600 | 0 | 112.86 | 89.87 | 7 | 0
2025 | NYISO_A-F_2_IESO | NYISO_A-F | IESO | Internal | Summer | B3 | 75 | 1600 | 0 | 87.08 | 58.06 | 7 | 0
2025 | NYISO_A-F_2_IESO | NYISO_A-F | IESO | Internal | Summer | B4 | 100 | 1600 | 0 | 84.33 | 58.06 | 7 | 0
2025 | NYISO_A-F_2_IESO | NYISO_A-F | IESO | Internal | Summer | B5 | 200 | 1600 | 0 | 83.84 | 11.51 | 7 | 0
2025 | NYISO_A-F_2_IESO | NYISO_A-F | IESO | Internal | Summer | B6 | 300 | 1600 | 0 | 67.45 | 11.51 | 7 | 0
2025 | NYISO_A-F_2_IESO | NYISO_A-F | IESO | Internal | Summer | B7 | 400 | 1600 | 0 | 67.45 | 11.51 | 7 | 0
2025 | NYISO_A-F_2_IESO | NYISO_A-F | IESO | Internal | Summer | B8 | 500 | 1600 | 0 | 65.57 | 11.51 | 7 | 0
2025 | NYISO_A-F_2_IESO | NYISO_A-F | IESO | Internal | Summer | B9 | 800 | 1600 | 0 | 65.57 | 11.51 | 7 | 0
2025 | NYISO_A-F_2_IESO | NYISO_A-F | IESO | Internal | Summer | B10 | 1262 | 1600 | 0 | 65.57 | 11.51 | 7 | 0
2025 | NYISO_A-F_2_IESO | NYISO_A-F | IESO | Internal | Winter | B16 | 25 | 1600 | 0 | 76.81 | 14.51 | 7 | 0
2025 | NYISO_A-F_2_IESO | NYISO_A-F | IESO | Internal | Winter | B17 | 100 | 1600 | 0 | 73.29 | 14.51 | 7 | 0
2025 | NYISO_A-F_2_IESO | NYISO_A-F | IESO | Internal | Winter | B18 | 400 | 1600 | 0 | 71.29 | 14.51 | 7 | 0
2025 | NYISO_A-F_2_IESO | NYISO_A-F | IESO | Internal | Winter | B19 | 700 | 1600 | 0 | 71.29 | 14.51 | 7 | 0
2025 | NYISO_A-F_2_IESO | NYISO_A-F | IESO | Internal | Winter | B20 | 935 | 1600 | 0 | 71.29 | 14.51 | 7 | 0
2025 | NYISO_A-F_2_NEISO | NYISO_A-F | NEISO | Internal | Shoulder | B11 | 25 | 600 | 0 | 68.77 | 65.77 | 3 | 0
2025 | NYISO_A-F_2_NEISO | NYISO_A-F | NEISO | Internal | Shoulder | B12 | 200 | 600 | 0 | 68.77 | 65.77 | 3 | 0
2025 | NYISO_A-F_2_NEISO | NYISO_A-F | NEISO | Internal | Shoulder | B13 | 600 | 600 | 0 | 68.74 | 65.75 | 3 | 0
2025 | NYISO_A-F_2_NEISO | NYISO_A-F | NEISO | Internal | Shoulder | B14 | 900 | 600 | 0 | 67.23 | 65.18 | 3 | 0
2025 | NYISO_A-F_2_NEISO | NYISO_A-F | NEISO | Internal | Shoulder | B15 | 1203 | 600 | 0 | 67.23 | 65.18 | 3 | 0
2025 | NYISO_A-F_2_NEISO | NYISO_A-F | NEISO | Internal | Summer | B1 | 10 | 600 | 0 | 133.66 | 135.93 | 3 | 0
2025 | NYISO_A-F_2_NEISO | NYISO_A-F | NEISO | Internal | Summer | B2 | 25 | 600 | 0 | 112.86 | 111.61 | 3 | 0
2025 | NYISO_A-F_2_NEISO | NYISO_A-F | NEISO | Internal | Summer | B3 | 75 | 600 | 0 | 87.08 | 85.84 | 3 | 0
2025 | NYISO_A-F_2_NEISO | NYISO_A-F | NEISO | Internal | Summer | B4 | 100 | 600 | 0 | 84.33 | 83.09 | 3 | 0
2025 | NYISO_A-F_2_NEISO | NYISO_A-F | NEISO | Internal | Summer | B5 | 200 | 600 | 0 | 83.84 | 82.59 | 3 | 0
2025 | NYISO_A-F_2_NEISO | NYISO_A-F | NEISO | Internal | Summer | B6 | 300 | 600 | 0 | 67.45 | 63.74 | 3 | 0
2025 | NYISO_A-F_2_NEISO | NYISO_A-F | NEISO | Internal | Summer | B7 | 400 | 600 | 0 | 67.45 | 62.6 | 3 | 0
2025 | NYISO_A-F_2_NEISO | NYISO_A-F | NEISO | Internal | Summer | B8 | 500 | 600 | 0 | 65.57 | 62.6 | 3 | 0
2025 | NYISO_A-F_2_NEISO | NYISO_A-F | NEISO | Internal | Summer | B9 | 800 | 600 | 0 | 65.57 | 62.6 | 3 | 0
2025 | NYISO_A-F_2_NEISO | NYISO_A-F | NEISO | Internal | Summer | B10 | 1262 | 600 | 0 | 65.57 | 62.6 | 3 | 0
2025 | NYISO_A-F_2_NEISO | NYISO_A-F | NEISO | Internal | Winter | B16 | 25 | 600 | 0 | 76.81 | 75.56 | 3 | 0
2025 | NYISO_A-F_2_NEISO | NYISO_A-F | NEISO | Internal | Winter | B17 | 100 | 600 | 0 | 73.29 | 75.56 | 3 | 0
2025 | NYISO_A-F_2_NEISO | NYISO_A-F | NEISO | Internal | Winter | B18 | 400 | 600 | 0 | 71.29 | 73.56 | 3 | 0
2025 | NYISO_A-F_2_NEISO | NYISO_A-F | NEISO | Internal | Winter | B19 | 700 | 600 | 0 | 71.29 | 73.56 | 3 | 0
2025 | NYISO_A-F_2_NEISO | NYISO_A-F | NEISO | Internal | Winter | B20 | 935 | 600 | 0 | 71.29 | 73.56 | 3 | 0
2025 | NYISO_A-F_2_NYISO_G-I | NYISO_A-F | NYISO_G-I | Internal | Shoulder | B11 | 25 | 4250 | 4250 | 68.77 | 72.28 | 0.01 | 3.51
2025 | NYISO_A-F_2_NYISO_G-I | NYISO_A-F | NYISO_G-I | Internal | Shoulder | B12 | 200 | 4250 | 4250 | 68.77 | 70.45 | 0.01 | 1.68
2025 | NYISO_A-F_2_NYISO_G-I | NYISO_A-F | NYISO_G-I | Internal | Shoulder | B13 | 600 | 4250 | 4168.25 | 68.74 | 68.75 | 0.01 | 0
2025 | NYISO_A-F_2_NYISO_G-I | NYISO_A-F | NYISO_G-I | Internal | Shoulder | B14 | 900 | 4250 | 4190.86 | 67.23 | 67.25 | 0.01 | 0
2025 | NYISO_A-F_2_NYISO_G-I | NYISO_A-F | NYISO_G-I | Internal | Shoulder | B15 | 1203 | 4250 | 2486.29 | 67.23 | 67.25 | 0.01 | 0
2025 | NYISO_A-F_2_NYISO_G-I | NYISO_A-F | NYISO_G-I | Internal | Summer | B1 | 10 | 4250 | 6906.07 | 133.66 | 138.93 | 0.01 | 5.26
2025 | NYISO_A-F_2_NYISO_G-I | NYISO_A-F | NYISO_G-I | Internal | Summer | B2 | 25 | 4250 | 6421.86 | 112.86 | 118.13 | 0.01 | 5.26
2025 | NYISO_A-F_2_NYISO_G-I | NYISO_A-F | NYISO_G-I | Internal | Summer | B3 | 75 | 4250 | 4954.93 | 87.08 | 92.35 | 0.01 | 5.26
2025 | NYISO_A-F_2_NYISO_G-I | NYISO_A-F | NYISO_G-I | Internal | Summer | B4 | 100 | 4250 | 5328.27 | 84.33 | 89.6 | 0.01 | 5.26
2025 | NYISO_A-F_2_NYISO_G-I | NYISO_A-F | NYISO_G-I | Internal | Summer | B5 | 200 | 4250 | 5624.3 | 83.84 | 89.11 | 0.01 | 5.26
2025 | NYISO_A-F_2_NYISO_G-I | NYISO_A-F | NYISO_G-I | Internal | Summer | B6 | 300 | 4250 | 4250 | 67.45 | 70.26 | 0.01 | 2.8
2025 | NYISO_A-F_2_NYISO_G-I | NYISO_A-F | NYISO_G-I | Internal | Summer | B7 | 400 | 4250 | 4250 | 67.45 | 69.11 | 0.01 | 1.66
2025 | NYISO_A-F_2_NYISO_G-I | NYISO_A-F | NYISO_G-I | Internal | Summer | B8 | 500 | 4250 | 4250 | 65.57 | 66.99 | 0.01 | 1.41
2025 | NYISO_A-F_2_NYISO_G-I | NYISO_A-F | NYISO_G-I | Internal | Summer | B9 | 800 | 4250 | 4178.04 | 65.57 | 65.58 | 0.01 | 0
2025 | NYISO_A-F_2_NYISO_G-I | NYISO_A-F | NYISO_G-I | Internal | Summer | B10 | 1262 | 4250 | 2196.56 | 65.57 | 65.58 | 0.01 | 0
2025 | NYISO_A-F_2_NYISO_G-I | NYISO_A-F | NYISO_G-I | Internal | Winter | B16 | 25 | 4250 | 4910.07 | 76.81 | 82.08 | 0.01 | 5.26
2025 | NYISO_A-F_2_NYISO_G-I | NYISO_A-F | NYISO_G-I | Internal | Winter | B17 | 100 | 4250 | 5098.38 | 73.29 | 78.56 | 0.01 | 5.26
2025 | NYISO_A-F_2_NYISO_G-I | NYISO_A-F | NYISO_G-I | Internal | Winter | B18 | 400 | 4250 | 4843.63 | 71.29 | 76.56 | 0.01 | 5.26
2025 | NYISO_A-F_2_NYISO_G-I | NYISO_A-F | NYISO_G-I | Internal | Winter | B19 | 700 | 4250 | 4606.13 | 71.29 | 76.56 | 0.01 | 5.26
2025 | NYISO_A-F_2_NYISO_G-I | NYISO_A-F | NYISO_G-I | Internal | Winter | B20 | 935 | 4250 | 4250 | 71.29 | 75.86 | 0.01 | 4.56
2025 | NYISO_A-F_2_PJM_ROM | NYISO_A-F | PJM_ROM | Internal | Shoulder | B11 | 25 | 1000 | 1000 | 68.77 | 84.21 | 8 | 7.44
2025 | NYISO_A-F_2_PJM_ROM | NYISO_A-F | PJM_ROM | Internal | Shoulder | B12 | 200 | 1000 | 1000 | 68.77 | 78.01 | 8 | 1.24
2025 | NYISO_A-F_2_PJM_ROM | NYISO_A-F | PJM_ROM | Internal | Shoulder | B13 | 600 | 1000 | 0 | 68.74 | 75.42 | 8 | 0
2025 | NYISO_A-F_2_PJM_ROM | NYISO_A-F | PJM_ROM | Internal | Shoulder | B14 | 900 | 1000 | 0 | 67.23 | 72.68 | 8 | 0
2025 | NYISO_A-F_2_PJM_ROM | NYISO_A-F | PJM_ROM | Internal | Shoulder | B15 | 1203 | 1000 | 0 | 67.23 | 67.75 | 8 | 0
2025 | NYISO_A-F_2_PJM_ROM | NYISO_A-F | PJM_ROM | Internal | Summer | B1 | 10 | 1000 | 1000 | 133.66 | 152.33 | 8 | 10.67
2025 | NYISO_A-F_2_PJM_ROM | NYISO_A-F | PJM_ROM | Internal | Summer | B2 | 25 | 1000 | 1000 | 112.86 | 126.12 | 8 | 5.26
2025 | NYISO_A-F_2_PJM_ROM | NYISO_A-F | PJM_ROM | Internal | Summer | B3 | 75 | 1000 | 1000 | 87.08 | 109.28 | 8 | 14.2
2025 | NYISO_A-F_2_PJM_ROM | NYISO_A-F | PJM_ROM | Internal | Summer | B4 | 100 | 1000 | 1000 | 84.33 | 109.28 | 8 | 16.95
2025 | NYISO_A-F_2_PJM_ROM | NYISO_A-F | PJM_ROM | Internal | Summer | B5 | 200 | 1000 | 1000 | 83.84 | 103.07 | 8 | 11.23
2025 | NYISO_A-F_2_PJM_ROM | NYISO_A-F | PJM_ROM | Internal | Summer | B6 | 300 | 1000 | 1000 | 67.45 | 85.28 | 8 | 9.84
2025 | NYISO_A-F_2_PJM_ROM | NYISO_A-F | PJM_ROM | Internal | Summer | B7 | 400 | 1000 | 1000 | 67.45 | 78.36 | 8 | 2.91
2025 | NYISO_A-F_2_PJM_ROM | NYISO_A-F | PJM_ROM | Internal | Summer | B8 | 500 | 1000 | 0 | 65.57 | 72.68 | 8 | 0
2025 | NYISO_A-F_2_PJM_ROM | NYISO_A-F | PJM_ROM | Internal | Summer | B9 | 800 | 1000 | 0 | 65.57 | 68.39 | 8 | 0
2025 | NYISO_A-F_2_PJM_ROM | NYISO_A-F | PJM_ROM | Internal | Summer | B10 | 1262 | 1000 | 0 | 65.57 | 62.18 | 8 | 0
2025 | NYISO_A-F_2_PJM_ROM | NYISO_A-F | PJM_ROM | Internal | Winter | B16 | 25 | 1000 | 1000 | 76.81 | 95.55 | 8 | 10.75
2025 | NYISO_A-F_2_PJM_ROM | NYISO_A-F | PJM_ROM | Internal | Winter | B17 | 100 | 1000 | 1000 | 73.29 | 84.74 | 8 | 3.45
2025 | NYISO_A-F_2_PJM_ROM | NYISO_A-F | PJM_ROM | Internal | Winter | B18 | 400 | 1000 | 729.09 | 71.29 | 79.29 | 8 | 0
2025 | NYISO_A-F_2_PJM_ROM | NYISO_A-F | PJM_ROM | Internal | Winter | B19 | 700 | 1000 | 0 | 71.29 | 75.58 | 8 | 0
2025 | NYISO_A-F_2_PJM_ROM | NYISO_A-F | PJM_ROM | Internal | Winter | B20 | 935 | 1000 | 0 | 71.29 | 69.89 | 8 | 0
2025 | NYISO_G-I_2_NYISO_J-K | NYISO_G-I | NYISO_J-K | Internal | Shoulder | B11 | 25 | 6130 | 3463.17 | 72.28 | 72.29 | 0.01 | 0
2025 | NYISO_G-I_2_NYISO_J-K | NYISO_G-I | NYISO_J-K | Internal | Shoulder | B12 | 200 | 6130 | 5025.74 | 70.45 | 70.47 | 0.01 | 0
2025 | NYISO_G-I_2_NYISO_J-K | NYISO_G-I | NYISO_J-K | Internal | Shoulder | B13 | 600 | 6130 | 4888.45 | 68.75 | 68.76 | 0.01 | 0
2025 | NYISO_G-I_2_NYISO_J-K | NYISO_G-I | NYISO_J-K | Internal | Shoulder | B14 | 900 | 6130 | 4592.77 | 67.25 | 67.26 | 0.01 | 0
2025 | NYISO_G-I_2_NYISO_J-K | NYISO_G-I | NYISO_J-K | Internal | Shoulder | B15 | 1203 | 6130 | 2917.74 | 67.25 | 67.26 | 0.01 | 0
2025 | NYISO_G-I_2_NYISO_J-K | NYISO_G-I | NYISO_J-K | Internal | Summer | B1 | 10 | 6130 | 5209.77 | 138.93 | 138.94 | 0.01 | 0
2025 | NYISO_G-I_2_NYISO_J-K | NYISO_G-I | NYISO_J-K | Internal | Summer | B2 | 25 | 6130 | 5304.68 | 118.13 | 118.14 | 0.01 | 0
2025 | NYISO_G-I_2_NYISO_J-K | NYISO_G-I | NYISO_J-K | Internal | Summer | B3 | 75 | 6130 | 3960.36 | 92.35 | 92.36 | 0.01 | 0
2025 | NYISO_G-I_2_NYISO_J-K | NYISO_G-I | NYISO_J-K | Internal | Summer | B4 | 100 | 6130 | 4595.8 | 89.6 | 89.61 | 0.01 | 0
2025 | NYISO_G-I_2_NYISO_J-K | NYISO_G-I | NYISO_J-K | Internal | Summer | B5 | 200 | 6130 | 5026.91 | 89.11 | 89.12 | 0.01 | 0
2025 | NYISO_G-I_2_NYISO_J-K | NYISO_G-I | NYISO_J-K | Internal | Summer | B6 | 300 | 6130 | 3838.68 | 70.26 | 70.27 | 0.01 | 0
2025 | NYISO_G-I_2_NYISO_J-K | NYISO_G-I | NYISO_J-K | Internal | Summer | B7 | 400 | 6130 | 4013.61 | 69.11 | 69.13 | 0.01 | 0
2025 | NYISO_G-I_2_NYISO_J-K | NYISO_G-I | NYISO_J-K | Internal | Summer | B8 | 500 | 6130 | 5664.96 | 66.99 | 67 | 0.01 | 0
2025 | NYISO_G-I_2_NYISO_J-K | NYISO_G-I | NYISO_J-K | Internal | Summer | B9 | 800 | 6130 | 5199.99 | 65.58 | 65.6 | 0.01 | 0
2025 | NYISO_G-I_2_NYISO_J-K | NYISO_G-I | NYISO_J-K | Internal | Summer | B10 | 1262 | 6130 | 3667.15 | 65.58 | 65.6 | 0.01 | 0
2025 | NYISO_G-I_2_NYISO_J-K | NYISO_G-I | NYISO_J-K | Internal | Winter | B16 | 25 | 6130 | 4673.61 | 82.08 | 82.09 | 0.01 | 0
2025 | NYISO_G-I_2_NYISO_J-K | NYISO_G-I | NYISO_J-K | Internal | Winter | B17 | 100 | 6130 | 6058.55 | 78.56 | 78.57 | 0.01 | 0
2025 | NYISO_G-I_2_NYISO_J-K | NYISO_G-I | NYISO_J-K | Internal | Winter | B18 | 400 | 6130 | 6130 | 76.56 | 77.66 | 0.01 | 1.09
2025 | NYISO_G-I_2_NYISO_J-K | NYISO_G-I | NYISO_J-K | Internal | Winter | B19 | 700 | 6130 | 6130 | 76.56 | 77.66 | 0.01 | 1.09
2025 | NYISO_G-I_2_NYISO_J-K | NYISO_G-I | NYISO_J-K | Internal | Winter | B20 | 935 | 6130 | 5671.49 | 75.86 | 75.88 | 0.01 | 0
2025 | NYISO_G-I_2_PJM_E | NYISO_G-I | PJM_E | Internal | Shoulder | B11 | 25 | 1500 | 1500 | 72.28 | 84.2 | 8 | 3.91
2025 | NYISO_G-I_2_PJM_E | NYISO_G-I | PJM_E | Internal | Shoulder | B12 | 200 | 1500 | 0 | 70.45 | 78 | 8 | 0
2025 | NYISO_G-I_2_PJM_E | NYISO_G-I | PJM_E | Internal | Shoulder | B13 | 600 | 1500 | 0 | 68.75 | 75.41 | 8 | 0
2025 | NYISO_G-I_2_PJM_E | NYISO_G-I | PJM_E | Internal | Shoulder | B14 | 900 | 1500 | 0 | 67.25 | 72.67 | 8 | 0
2025 | NYISO_G-I_2_PJM_E | NYISO_G-I | PJM_E | Internal | Shoulder | B15 | 1203 | 1500 | 0 | 67.25 | 67.73 | 8 | 0
2025 | NYISO_G-I_2_PJM_E | NYISO_G-I | PJM_E | Internal | Summer | B1 | 10 | 1500 | 1500 | 138.93 | 152.35 | 8 | 5.42
2025 | NYISO_G-I_2_PJM_E | NYISO_G-I | PJM_E | Internal | Summer | B2 | 25 | 1500 | 1222.36 | 118.13 | 126.13 | 8 | 0
2025 | NYISO_G-I_2_PJM_E | NYISO_G-I | PJM_E | Internal | Summer | B3 | 75 | 1500 | 1500 | 92.35 | 109.27 | 8 | 8.92
2025 | NYISO_G-I_2_PJM_E | NYISO_G-I | PJM_E | Internal | Summer | B4 | 100 | 1500 | 1500 | 89.6 | 109.27 | 8 | 11.67
2025 | NYISO_G-I_2_PJM_E | NYISO_G-I | PJM_E | Internal | Summer | B5 | 200 | 1500 | 1500 | 89.11 | 103.06 | 8 | 5.95
2025 | NYISO_G-I_2_PJM_E | NYISO_G-I | PJM_E | Internal | Summer | B6 | 300 | 1500 | 1500 | 70.26 | 85.27 | 8 | 7.01
2025 | NYISO_G-I_2_PJM_E | NYISO_G-I | PJM_E | Internal | Summer | B7 | 400 | 1500 | 1500 | 69.11 | 78.35 | 8 | 1.23
2025 | NYISO_G-I_2_PJM_E | NYISO_G-I | PJM_E | Internal | Summer | B8 | 500 | 1500 | 0 | 66.99 | 72.67 | 8 | 0
2025 | NYISO_G-I_2_PJM_E | NYISO_G-I | PJM_E | Internal | Summer | B9 | 800 | 1500 | 0 | 65.58 | 68.38 | 8 | 0
2025 | NYISO_G-I_2_PJM_E | NYISO_G-I | PJM_E | Internal | Summer | B10 | 1262 | 1500 | 0 | 65.58 | 62.17 | 8 | 0
2025 | NYISO_G-I_2_PJM_E | NYISO_G-I | PJM_E | Internal | Winter | B16 | 25 | 1500 | 1500 | 82.08 | 95.54 | 8 | 5.47
2025 | NYISO_G-I_2_PJM_E | NYISO_G-I | PJM_E | Internal | Winter | B17 | 100 | 1500 | 0 | 78.56 | 84.72 | 8 | 0
2025 | NYISO_G-I_2_PJM_E | NYISO_G-I | PJM_E | Internal | Winter | B18 | 400 | 1500 | 0 | 76.56 | 79.28 | 8 | 0
2025 | NYISO_G-I_2_PJM_E | NYISO_G-I | PJM_E | Internal | Winter | B19 | 700 | 1500 | 0 | 76.56 | 75.57 | 8 | 0
2025 | NYISO_G-I_2_PJM_E | NYISO_G-I | PJM_E | Internal | Winter | B20 | 935 | 1500 | 0 | 75.86 | 69.88 | 8 | 0
2025 | PJM_E_2_NYISO_G-I | PJM_E | NYISO_G-I | Internal | Shoulder | B11 | 25 | 500 | 0 | 84.2 | 72.28 | 6 | 0
2025 | PJM_E_2_NYISO_G-I | PJM_E | NYISO_G-I | Internal | Shoulder | B12 | 200 | 500 | 0 | 78 | 70.45 | 6 | 0
2025 | PJM_E_2_NYISO_G-I | PJM_E | NYISO_G-I | Internal | Shoulder | B13 | 600 | 500 | 0 | 75.41 | 68.75 | 6 | 0
2025 | PJM_E_2_NYISO_G-I | PJM_E | NYISO_G-I | Internal | Shoulder | B14 | 900 | 500 | 0 | 72.67 | 67.25 | 6 | 0
2025 | PJM_E_2_NYISO_G-I | PJM_E | NYISO_G-I | Internal | Shoulder | B15 | 1203 | 500 | 0 | 67.73 | 67.25 | 6 | 0
2025 | PJM_E_2_NYISO_G-I | PJM_E | NYISO_G-I | Internal | Summer | B1 | 10 | 500 | 0 | 152.35 | 138.93 | 6 | 0
2025 | PJM_E_2_NYISO_G-I | PJM_E | NYISO_G-I | Internal | Summer | B2 | 25 | 500 | 0 | 126.13 | 118.13 | 6 | 0
2025 | PJM_E_2_NYISO_G-I | PJM_E | NYISO_G-I | Internal | Summer | B3 | 75 | 500 | 0 | 109.27 | 92.35 | 6 | 0
2025 | PJM_E_2_NYISO_G-I | PJM_E | NYISO_G-I | Internal | Summer | B4 | 100 | 500 | 0 | 109.27 | 89.6 | 6 | 0
2025 | PJM_E_2_NYISO_G-I | PJM_E | NYISO_G-I | Internal | Summer | B5 | 200 | 500 | 0 | 103.06 | 89.11 | 6 | 0
2025 | PJM_E_2_NYISO_G-I | PJM_E | NYISO_G-I | Internal | Summer | B6 | 300 | 500 | 0 | 85.27 | 70.26 | 6 | 0
2025 | PJM_E_2_NYISO_G-I | PJM_E | NYISO_G-I | Internal | Summer | B7 | 400 | 500 | 0 | 78.35 | 69.11 | 6 | 0
2025 | PJM_E_2_NYISO_G-I | PJM_E | NYISO_G-I | Internal | Summer | B8 | 500 | 500 | 0 | 72.67 | 66.99 | 6 | 0
2025 | PJM_E_2_NYISO_G-I | PJM_E | NYISO_G-I | Internal | Summer | B9 | 800 | 500 | 0 | 68.38 | 65.58 | 6 | 0
2025 | PJM_E_2_NYISO_G-I | PJM_E | NYISO_G-I | Internal | Summer | B10 | 1262 | 500 | 0 | 62.17 | 65.58 | 6 | 0
2025 | PJM_E_2_NYISO_G-I | PJM_E | NYISO_G-I | Internal | Winter | B16 | 25 | 500 | 0 | 95.54 | 82.08 | 6 | 0
2025 | PJM_E_2_NYISO_G-I | PJM_E | NYISO_G-I | Internal | Winter | B17 | 100 | 500 | 0 | 84.72 | 78.56 | 6 | 0
2025 | PJM_E_2_NYISO_G-I | PJM_E | NYISO_G-I | Internal | Winter | B18 | 400 | 500 | 0 | 79.28 | 76.56 | 6 | 0
2025 | PJM_E_2_NYISO_G-I | PJM_E | NYISO_G-I | Internal | Winter | B19 | 700 | 500 | 0 | 75.57 | 76.56 | 6 | 0
2025 | PJM_E_2_NYISO_G-I | PJM_E | NYISO_G-I | Internal | Winter | B20 | 935 | 500 | 0 | 69.88 | 75.86 | 6 | 0
2025 | PJM_E_2_NYISO_J-K | PJM_E | NYISO_J-K | Internal | Shoulder | B11 | 25 | 330 | 0 | 84.2 | 72.29 | 6 | 0
2025 | PJM_E_2_NYISO_J-K | PJM_E | NYISO_J-K | Internal | Shoulder | B12 | 200 | 330 | 0 | 78 | 70.47 | 6 | 0
2025 | PJM_E_2_NYISO_J-K | PJM_E | NYISO_J-K | Internal | Shoulder | B13 | 600 | 330 | 0 | 75.41 | 68.76 | 6 | 0
2025 | PJM_E_2_NYISO_J-K | PJM_E | NYISO_J-K | Internal | Shoulder | B14 | 900 | 330 | 0 | 72.67 | 67.26 | 6 | 0
2025 | PJM_E_2_NYISO_J-K | PJM_E | NYISO_J-K | Internal | Shoulder | B15 | 1203 | 330 | 0 | 67.73 | 67.26 | 6 | 0
2025 | PJM_E_2_NYISO_J-K | PJM_E | NYISO_J-K | Internal | Summer | B1 | 10 | 330 | 0 | 152.35 | 138.94 | 6 | 0
2025 | PJM_E_2_NYISO_J-K | PJM_E | NYISO_J-K | Internal | Summer | B2 | 25 | 330 | 0 | 126.13 | 118.14 | 6 | 0
2025 | PJM_E_2_NYISO_J-K | PJM_E | NYISO_J-K | Internal | Summer | B3 | 75 | 330 | 0 | 109.27 | 92.36 | 6 | 0
2025 | PJM_E_2_NYISO_J-K | PJM_E | NYISO_J-K | Internal | Summer | B4 | 100 | 330 | 0 | 109.27 | 89.61 | 6 | 0
2025 | PJM_E_2_NYISO_J-K | PJM_E | NYISO_J-K | Internal | Summer | B5 | 200 | 330 | 0 | 103.06 | 89.12 | 6 | 0
2025 | PJM_E_2_NYISO_J-K | PJM_E | NYISO_J-K | Internal | Summer | B6 | 300 | 330 | 0 | 85.27 | 70.27 | 6 | 0
2025 | PJM_E_2_NYISO_J-K | PJM_E | NYISO_J-K | Internal | Summer | B7 | 400 | 330 | 0 | 78.35 | 69.13 | 6 | 0
2025 | PJM_E_2_NYISO_J-K | PJM_E | NYISO_J-K | Internal | Summer | B8 | 500 | 330 | 0 | 72.67 | 67 | 6 | 0
2025 | PJM_E_2_NYISO_J-K | PJM_E | NYISO_J-K | Internal | Summer | B9 | 800 | 330 | 0 | 68.38 | 65.6 | 6 | 0
2025 | PJM_E_2_NYISO_J-K | PJM_E | NYISO_J-K | Internal | Summer | B10 | 1262 | 330 | 0 | 62.17 | 65.6 | 6 | 0
2025 | PJM_E_2_NYISO_J-K | PJM_E | NYISO_J-K | Internal | Winter | B16 | 25 | 330 | 0 | 95.54 | 82.09 | 6 | 0
2025 | PJM_E_2_NYISO_J-K | PJM_E | NYISO_J-K | Internal | Winter | B17 | 100 | 330 | 0 | 84.72 | 78.57 | 6 | 0
2025 | PJM_E_2_NYISO_J-K | PJM_E | NYISO_J-K | Internal | Winter | B18 | 400 | 330 | 0 | 79.28 | 77.66 | 6 | 0
2025 | PJM_E_2_NYISO_J-K | PJM_E | NYISO_J-K | Internal | Winter | B19 | 700 | 330 | 0 | 75.57 | 77.66 | 6 | 0
2025 | PJM_E_2_NYISO_J-K | PJM_E | NYISO_J-K | Internal | Winter | B20 | 935 | 330 | 82.36 | 69.88 | 75.88 | 6 | 0
2025 | PJM_E_2_PJM_ROM | PJM_E | PJM_ROM | Internal | Shoulder | B11 | 25 | 8000 | 5194.77 | 84.2 | 84.21 | 0.01 | 0
2025 | PJM_E_2_PJM_ROM | PJM_E | PJM_ROM | Internal | Shoulder | B12 | 200 | 8000 | 3763.95 | 78 | 78.01 | 0.01 | 0
2025 | PJM_E_2_PJM_ROM | PJM_E | PJM_ROM | Internal | Shoulder | B13 | 600 | 8000 | 4476.73 | 75.41 | 75.42 | 0.01 | 0
2025 | PJM_E_2_PJM_ROM | PJM_E | PJM_ROM | Internal | Shoulder | B14 | 900 | 8000 | 2611.02 | 72.67 | 72.68 | 0.01 | 0
2025 | PJM_E_2_PJM_ROM | PJM_E | PJM_ROM | Internal | Shoulder | B15 | 1203 | 8000 | 838.31 | 67.73 | 67.75 | 0.01 | 0
2025 | PJM_E_2_PJM_ROM | PJM_E | PJM_ROM | Internal | Summer | B1 | 10 | 8000 | 0 | 152.35 | 152.33 | 0.01 | 0
2025 | PJM_E_2_PJM_ROM | PJM_E | PJM_ROM | Internal | Summer | B2 | 25 | 8000 | 0 | 126.13 | 126.12 | 0.01 | 0
2025 | PJM_E_2_PJM_ROM | PJM_E | PJM_ROM | Internal | Summer | B3 | 75 | 8000 | 2633.84 | 109.27 | 109.28 | 0.01 | 0
2025 | PJM_E_2_PJM_ROM | PJM_E | PJM_ROM | Internal | Summer | B4 | 100 | 8000 | 4438.75 | 109.27 | 109.28 | 0.01 | 0
2025 | PJM_E_2_PJM_ROM | PJM_E | PJM_ROM | Internal | Summer | B5 | 200 | 8000 | 3087.27 | 103.06 | 103.07 | 0.01 | 0
2025 | PJM_E_2_PJM_ROM | PJM_E | PJM_ROM | Internal | Summer | B6 | 300 | 8000 | 3620.84 | 85.27 | 85.28 | 0.01 | 0
2025 | PJM_E_2_PJM_ROM | PJM_E | PJM_ROM | Internal | Summer | B7 | 400 | 8000 | 4763.78 | 78.35 | 78.36 | 0.01 | 0
2025 | PJM_E_2_PJM_ROM | PJM_E | PJM_ROM | Internal | Summer | B8 | 500 | 8000 | 4603.15 | 72.67 | 72.68 | 0.01 | 0
2025 | PJM_E_2_PJM_ROM | PJM_E | PJM_ROM | Internal | Summer | B9 | 800 | 8000 | 3172.3 | 68.38 | 68.39 | 0.01 | 0
2025 | PJM_E_2_PJM_ROM | PJM_E | PJM_ROM | Internal | Summer | B10 | 1262 | 8000 | 1231.03 | 62.17 | 62.18 | 0.01 | 0
2025 | PJM_E_2_PJM_ROM | PJM_E | PJM_ROM | Internal | Winter | B16 | 25 | 8000 | 2818.36 | 95.54 | 95.55 | 0.01 | 0
2025 | PJM_E_2_PJM_ROM | PJM_E | PJM_ROM | Internal | Winter | B17 | 100 | 8000 | 1512.96 | 84.72 | 84.74 | 0.01 | 0
2025 | PJM_E_2_PJM_ROM | PJM_E | PJM_ROM | Internal | Winter | B18 | 400 | 8000 | 139.43 | 79.28 | 79.29 | 0.01 | 0
2025 | PJM_E_2_PJM_ROM | PJM_E | PJM_ROM | Internal | Winter | B19 | 700 | 8000 | 901.63 | 75.57 | 75.58 | 0.01 | 0
2025 | PJM_E_2_PJM_ROM | PJM_E | PJM_ROM | Internal | Winter | B20 | 935 | 8000 | 535.59 | 69.88 | 69.89 | 0.01 | 0
2025 | PJM_ROR_2_MISO_IN | PJM_ROR | MISO_IN | Internal | Shoulder | B11 | 25 | 909 | 0 | 84.2 | 82.19 | 2 | 0
2025 | PJM_ROR_2_MISO_IN | PJM_ROR | MISO_IN | Internal | Shoulder | B12 | 200 | 909 | 0 | 78 | 75.17 | 2 | 0
2025 | PJM_ROR_2_MISO_IN | PJM_ROR | MISO_IN | Internal | Shoulder | B13 | 600 | 909 | 0 | 75.41 | 73.4 | 2 | 0
2025 | PJM_ROR_2_MISO_IN | PJM_ROR | MISO_IN | Internal | Shoulder | B14 | 900 | 909 | 0 | 72.67 | 68.77 | 2 | 0
2025 | PJM_ROR_2_MISO_IN | PJM_ROR | MISO_IN | Internal | Shoulder | B15 | 1203 | 909 | 0 | 67.73 | 62.43 | 2 | 0
2025 | PJM_ROR_2_MISO_IN | PJM_ROR | MISO_IN | Internal | Summer | B1 | 10 | 909 | 0 | 114.32 | 110.43 | 2 | 0
2025 | PJM_ROR_2_MISO_IN | PJM_ROR | MISO_IN | Internal | Summer | B2 | 25 | 909 | 0 | 111.53 | 109.52 | 2 | 0
2025 | PJM_ROR_2_MISO_IN | PJM_ROR | MISO_IN | Internal | Summer | B3 | 75 | 909 | 0 | 109.27 | 108.47 | 2 | 0
2025 | PJM_ROR_2_MISO_IN | PJM_ROR | MISO_IN | Internal | Summer | B4 | 100 | 909 | 0 | 109.27 | 107.09 | 2 | 0
2025 | PJM_ROR_2_MISO_IN | PJM_ROR | MISO_IN | Internal | Summer | B5 | 200 | 909 | 0 | 103.06 | 100.87 | 2 | 0
2025 | PJM_ROR_2_MISO_IN | PJM_ROR | MISO_IN | Internal | Summer | B6 | 300 | 909 | 0 | 85.27 | 83.26 | 2 | 0
2025 | PJM_ROR_2_MISO_IN | PJM_ROR | MISO_IN | Internal | Summer | B7 | 400 | 909 | 0 | 78.35 | 76.34 | 2 | 0
2025 | PJM_ROR_2_MISO_IN | PJM_ROR | MISO_IN | Internal | Summer | B8 | 500 | 909 | 0 | 72.67 | 70.65 | 2 | 0
2025 | PJM_ROR_2_MISO_IN | PJM_ROR | MISO_IN | Internal | Summer | B9 | 800 | 909 | 0 | 68.38 | 66.38 | 2 | 0
2025 | PJM_ROR_2_MISO_IN | PJM_ROR | MISO_IN | Internal | Summer | B10 | 1262 | 909 | 0 | 62.17 | 59.98 | 2 | 0
2025 | PJM_ROR_2_MISO_IN | PJM_ROR | MISO_IN | Internal | Winter | B16 | 25 | 909 | 0 | 95.54 | 78.05 | 2 | 0
2025 | PJM_ROR_2_MISO_IN | PJM_ROR | MISO_IN | Internal | Winter | B17 | 100 | 909 | 0 | 84.72 | 74.99 | 2 | 0
2025 | PJM_ROR_2_MISO_IN | PJM_ROR | MISO_IN | Internal | Winter | B18 | 400 | 909 | 0 | 79.28 | 74.99 | 2 | 0
2025 | PJM_ROR_2_MISO_IN | PJM_ROR | MISO_IN | Internal | Winter | B19 | 700 | 909 | 0 | 75.57 | 73.56 | 2 | 0
2025 | PJM_ROR_2_MISO_IN | PJM_ROR | MISO_IN | Internal | Winter | B20 | 935 | 909 | 0 | 69.88 | 64.53 | 2 | 0
2025 | PJM_ROR_2_MISO_MI | PJM_ROR | MISO_MI | Internal | Shoulder | B11 | 25 | 1305 | 0 | 84.2 | 82.2 | 2 | 0
2025 | PJM_ROR_2_MISO_MI | PJM_ROR | MISO_MI | Internal | Shoulder | B12 | 200 | 1305 | 0 | 78 | 75.18 | 2 | 0
2025 | PJM_ROR_2_MISO_MI | PJM_ROR | MISO_MI | Internal | Shoulder | B13 | 600 | 1305 | 0 | 75.41 | 73.41 | 2 | 0
2025 | PJM_ROR_2_MISO_MI | PJM_ROR | MISO_MI | Internal | Shoulder | B14 | 900 | 1305 | 0 | 72.67 | 68.82 | 2 | 0
2025 | PJM_ROR_2_MISO_MI | PJM_ROR | MISO_MI | Internal | Shoulder | B15 | 1203 | 1305 | 0 | 67.73 | 62.45 | 2 | 0
2025 | PJM_ROR_2_MISO_MI | PJM_ROR | MISO_MI | Internal | Summer | B1 | 10 | 1305 | 0 | 114.32 | 112.32 | 2 | 0
2025 | PJM_ROR_2_MISO_MI | PJM_ROR | MISO_MI | Internal | Summer | B2 | 25 | 1305 | 0 | 111.53 | 109.53 | 2 | 0
2025 | PJM_ROR_2_MISO_MI | PJM_ROR | MISO_MI | Internal | Summer | B3 | 75 | 1305 | 0 | 109.27 | 108.48 | 2 | 0
2025 | PJM_ROR_2_MISO_MI | PJM_ROR | MISO_MI | Internal | Summer | B4 | 100 | 1305 | 0 | 109.27 | 107.11 | 2 | 0
2025 | PJM_ROR_2_MISO_MI | PJM_ROR | MISO_MI | Internal | Summer | B5 | 200 | 1305 | 0 | 103.06 | 100.89 | 2 | 0
2025 | PJM_ROR_2_MISO_MI | PJM_ROR | MISO_MI | Internal | Summer | B6 | 300 | 1305 | 0 | 85.27 | 83.27 | 2 | 0
2025 | PJM_ROR_2_MISO_MI | PJM_ROR | MISO_MI | Internal | Summer | B7 | 400 | 1305 | 0 | 78.35 | 76.35 | 2 | 0
2025 | PJM_ROR_2_MISO_MI | PJM_ROR | MISO_MI | Internal | Summer | B8 | 500 | 1305 | 0 | 72.67 | 70.67 | 2 | 0
2025 | PJM_ROR_2_MISO_MI | PJM_ROR | MISO_MI | Internal | Summer | B9 | 800 | 1305 | 0 | 68.38 | 66.4 | 2 | 0
2025 | PJM_ROR_2_MISO_MI | PJM_ROR | MISO_MI | Internal | Summer | B10 | 1262 | 1305 | 0 | 62.17 | 60.97 | 2 | 0
2025 | PJM_ROR_2_MISO_MI | PJM_ROR | MISO_MI | Internal | Winter | B16 | 25 | 1305 | 0 | 95.54 | 78.06 | 2 | 0
2025 | PJM_ROR_2_MISO_MI | PJM_ROR | MISO_MI | Internal | Winter | B17 | 100 | 1305 | 0 | 84.72 | 75 | 2 | 0
2025 | PJM_ROR_2_MISO_MI | PJM_ROR | MISO_MI | Internal | Winter | B18 | 400 | 1305 | 0 | 79.28 | 75 | 2 | 0
2025 | PJM_ROR_2_MISO_MI | PJM_ROR | MISO_MI | Internal | Winter | B19 | 700 | 1305 | 0 | 75.57 | 73.57 | 2 | 0
2025 | PJM_ROR_2_MISO_MI | PJM_ROR | MISO_MI | Internal | Winter | B20 | 935 | 1305 | 0 | 69.88 | 64.54 | 2 | 0
2025 | PJM_ROR_2_MISO_MO-IL | PJM_ROR | MISO_MO-IL | Internal | Shoulder | B11 | 25 | 1111 | 0 | 84.2 | 82.2 | 2 | 0
2025 | PJM_ROR_2_MISO_MO-IL | PJM_ROR | MISO_MO-IL | Internal | Shoulder | B12 | 200 | 1111 | 0 | 78 | 75.18 | 2 | 0
2025 | PJM_ROR_2_MISO_MO-IL | PJM_ROR | MISO_MO-IL | Internal | Shoulder | B13 | 600 | 1111 | 0 | 75.41 | 73.41 | 2 | 0
2025 | PJM_ROR_2_MISO_MO-IL | PJM_ROR | MISO_MO-IL | Internal | Shoulder | B14 | 900 | 1111 | 0 | 72.67 | 68.79 | 2 | 0
2025 | PJM_ROR_2_MISO_MO-IL | PJM_ROR | MISO_MO-IL | Internal | Shoulder | B15 | 1203 | 1111 | 0 | 67.73 | 62.45 | 2 | 0
2025 | PJM_ROR_2_MISO_MO-IL | PJM_ROR | MISO_MO-IL | Internal | Summer | B1 | 10 | 1111 | 0 | 114.32 | 110.44 | 2 | 0
2025 | PJM_ROR_2_MISO_MO-IL | PJM_ROR | MISO_MO-IL | Internal | Summer | B2 | 25 | 1111 | 0 | 111.53 | 109.53 | 2 | 0
2025 | PJM_ROR_2_MISO_MO-IL | PJM_ROR | MISO_MO-IL | Internal | Summer | B3 | 75 | 1111 | 0 | 109.27 | 108.66 | 2 | 0
2025 | PJM_ROR_2_MISO_MO-IL | PJM_ROR | MISO_MO-IL | Internal | Summer | B4 | 100 | 1111 | 0 | 109.27 | 107.28 | 2 | 0
2025 | PJM_ROR_2_MISO_MO-IL | PJM_ROR | MISO_MO-IL | Internal | Summer | B5 | 200 | 1111 | 0 | 103.06 | 101.06 | 2 | 0
2025 | PJM_ROR_2_MISO_MO-IL | PJM_ROR | MISO_MO-IL | Internal | Summer | B6 | 300 | 1111 | 0 | 85.27 | 83.44 | 2 | 0
2025 | PJM_ROR_2_MISO_MO-IL | PJM_ROR | MISO_MO-IL | Internal | Summer | B7 | 400 | 1111 | 0 | 78.35 | 76.35 | 2 | 0
2025 | PJM_ROR_2_MISO_MO-IL | PJM_ROR | MISO_MO-IL | Internal | Summer | B8 | 500 | 1111 | 0 | 72.67 | 70.67 | 2 | 0
2025 | PJM_ROR_2_MISO_MO-IL | PJM_ROR | MISO_MO-IL | Internal | Summer | B9 | 800 | 1111 | 0 | 68.38 | 66.39 | 2 | 0
2025 | PJM_ROR_2_MISO_MO-IL | PJM_ROR | MISO_MO-IL | Internal | Summer | B10 | 1262 | 1111 | 0 | 62.17 | 60.17 | 2 | 0
2025 | PJM_ROR_2_MISO_MO-IL | PJM_ROR | MISO_MO-IL | Internal | Winter | B16 | 25 | 1111 | 0 | 95.54 | 78.03 | 2 | 0
2025 | PJM_ROR_2_MISO_MO-IL | PJM_ROR | MISO_MO-IL | Internal | Winter | B17 | 100 | 1111 | 0 | 84.72 | 74.98 | 2 | 0
2025 | PJM_ROR_2_MISO_MO-IL | PJM_ROR | MISO_MO-IL | Internal | Winter | B18 | 400 | 1111 | 0 | 79.28 | 75 | 2 | 0
2025 | PJM_ROR_2_MISO_MO-IL | PJM_ROR | MISO_MO-IL | Internal | Winter | B19 | 700 | 1111 | 0 | 75.57 | 73.57 | 2 | 0
2025 | PJM_ROR_2_MISO_MO-IL | PJM_ROR | MISO_MO-IL | Internal | Winter | B20 | 935 | 1111 | 0 | 69.88 | 64.54 | 2 | 0
2025 | PJM_ROR_2_MISO_W | PJM_ROR | MISO_W | Internal | Shoulder | B11 | 25 | 709 | 0 | 84.2 | 78.73 | 2 | 0
2025 | PJM_ROR_2_MISO_W | PJM_ROR | MISO_W | Internal | Shoulder | B12 | 200 | 709 | 0 | 78 | 70.27 | 2 | 0
2025 | PJM_ROR_2_MISO_W | PJM_ROR | MISO_W | Internal | Shoulder | B13 | 600 | 709 | 0 | 75.41 | 69.94 | 2 | 0
2025 | PJM_ROR_2_MISO_W | PJM_ROR | MISO_W | Internal | Shoulder | B14 | 900 | 709 | 0 | 72.67 | 62.86 | 2 | 0
2025 | PJM_ROR_2_MISO_W | PJM_ROR | MISO_W | Internal | Shoulder | B15 | 1203 | 709 | 0 | 67.73 | 56.52 | 2 | 0
2025 | PJM_ROR_2_MISO_W | PJM_ROR | MISO_W | Internal | Summer | B1 | 10 | 709 | 0 | 114.32 | 110.43 | 2 | 0
2025 | PJM_ROR_2_MISO_W | PJM_ROR | MISO_W | Internal | Summer | B2 | 25 | 709 | 0 | 111.53 | 106.09 | 2 | 0
2025 | PJM_ROR_2_MISO_W | PJM_ROR | MISO_W | Internal | Summer | B3 | 75 | 709 | 0 | 109.27 | 108.65 | 2 | 0
2025 | PJM_ROR_2_MISO_W | PJM_ROR | MISO_W | Internal | Summer | B4 | 100 | 709 | 0 | 109.27 | 107.27 | 2 | 0
2025 | PJM_ROR_2_MISO_W | PJM_ROR | MISO_W | Internal | Summer | B5 | 200 | 709 | 0 | 103.06 | 101.05 | 2 | 0
2025 | PJM_ROR_2_MISO_W | PJM_ROR | MISO_W | Internal | Summer | B6 | 300 | 709 | 0 | 85.27 | 83.43 | 2 | 0
2025 | PJM_ROR_2_MISO_W | PJM_ROR | MISO_W | Internal | Summer | B7 | 400 | 709 | 0 | 78.35 | 75.95 | 2 | 0
2025 | PJM_ROR_2_MISO_W | PJM_ROR | MISO_W | Internal | Summer | B8 | 500 | 709 | 0 | 72.67 | 67.22 | 2 | 0
2025 | PJM_ROR_2_MISO_W | PJM_ROR | MISO_W | Internal | Summer | B9 | 800 | 709 | 0 | 68.38 | 62.93 | 2 | 0
2025 | PJM_ROR_2_MISO_W | PJM_ROR | MISO_W | Internal | Summer | B10 | 1262 | 709 | 0 | 62.17 | 57.5 | 2 | 0
2025 | PJM_ROR_2_MISO_W | PJM_ROR | MISO_W | Internal | Winter | B16 | 25 | 709 | 0 | 95.54 | 72.1 | 2 | 0
2025 | PJM_ROR_2_MISO_W | PJM_ROR | MISO_W | Internal | Winter | B17 | 100 | 709 | 0 | 84.72 | 69.05 | 2 | 0
2025 | PJM_ROR_2_MISO_W | PJM_ROR | MISO_W | Internal | Winter | B18 | 400 | 709 | 0 | 79.28 | 69.07 | 2 | 0
2025 | PJM_ROR_2_MISO_W | PJM_ROR | MISO_W | Internal | Winter | B19 | 700 | 709 | 0 | 75.57 | 68.56 | 2 | 0
2025 | PJM_ROR_2_MISO_W | PJM_ROR | MISO_W | Internal | Winter | B20 | 935 | 709 | 0 | 69.88 | 58.61 | 2 | 0
2025 | PJM_ROR_2_MISO_WUMS | PJM_ROR | MISO_WUMS | Internal | Shoulder | B11 | 25 | 1467 | 0 | 84.2 | 78.74 | 2 | 0
2025 | PJM_ROR_2_MISO_WUMS | PJM_ROR | MISO_WUMS | Internal | Shoulder | B12 | 200 | 1467 | 0 | 78 | 71.73 | 2 | 0
2025 | PJM_ROR_2_MISO_WUMS | PJM_ROR | MISO_WUMS | Internal | Shoulder | B13 | 600 | 1467 | 0 | 75.41 | 69.95 | 2 | 0
2025 | PJM_ROR_2_MISO_WUMS | PJM_ROR | MISO_WUMS | Internal | Shoulder | B14 | 900 | 1467 | 0 | 72.67 | 65.37 | 2 | 0
2025 | PJM_ROR_2_MISO_WUMS | PJM_ROR | MISO_WUMS | Internal | Shoulder | B15 | 1203 | 1467 | 0 | 67.73 | 58.99 | 2 | 0
2025 | PJM_ROR_2_MISO_WUMS | PJM_ROR | MISO_WUMS | Internal | Summer | B1 | 10 | 1467 | 0 | 114.32 | 110.42 | 2 | 0
2025 | PJM_ROR_2_MISO_WUMS | PJM_ROR | MISO_WUMS | Internal | Summer | B2 | 25 | 1467 | 0 | 111.53 | 106.08 | 2 | 0
2025 | PJM_ROR_2_MISO_WUMS | PJM_ROR | MISO_WUMS | Internal | Summer | B3 | 75 | 1467 | 0 | 109.27 | 105.03 | 2 | 0
2025 | PJM_ROR_2_MISO_WUMS | PJM_ROR | MISO_WUMS | Internal | Summer | B4 | 100 | 1467 | 0 | 109.27 | 103.65 | 2 | 0
2025 | PJM_ROR_2_MISO_WUMS | PJM_ROR | MISO_WUMS | Internal | Summer | B5 | 200 | 1467 | 0 | 103.06 | 97.43 | 2 | 0
2025 | PJM_ROR_2_MISO_WUMS | PJM_ROR | MISO_WUMS | Internal | Summer | B6 | 300 | 1467 | 0 | 85.27 | 79.82 | 2 | 0
2025 | PJM_ROR_2_MISO_WUMS | PJM_ROR | MISO_WUMS | Internal | Summer | B7 | 400 | 1467 | 0 | 78.35 | 72.89 | 2 | 0
2025 | PJM_ROR_2_MISO_WUMS | PJM_ROR | MISO_WUMS | Internal | Summer | B8 | 500 | 1467 | 0 | 72.67 | 67.21 | 2 | 0
2025 | PJM_ROR_2_MISO_WUMS | PJM_ROR | MISO_WUMS | Internal | Summer | B9 | 800 | 1467 | 0 | 68.38 | 62.94 | 2 | 0
2025 | PJM_ROR_2_MISO_WUMS | PJM_ROR | MISO_WUMS | Internal | Summer | B10 | 1262 | 1467 | 0 | 62.17 | 57.51 | 2 | 0
2025 | PJM_ROR_2_MISO_WUMS | PJM_ROR | MISO_WUMS | Internal | Winter | B16 | 25 | 1467 | 0 | 95.54 | 74.6 | 2 | 0
2025 | PJM_ROR_2_MISO_WUMS | PJM_ROR | MISO_WUMS | Internal | Winter | B17 | 100 | 1467 | 0 | 84.72 | 71.55 | 2 | 0
2025 | PJM_ROR_2_MISO_WUMS | PJM_ROR | MISO_WUMS | Internal | Winter | B18 | 400 | 1467 | 0 | 79.28 | 71.55 | 2 | 0
2025 | PJM_ROR_2_MISO_WUMS | PJM_ROR | MISO_WUMS | Internal | Winter | B19 | 700 | 1467 | 0 | 75.57 | 70.12 | 2 | 0
2025 | PJM_ROR_2_MISO_WUMS | PJM_ROR | MISO_WUMS | Internal | Winter | B20 | 935 | 1467 | 0 | 69.88 | 61.09 | 2 | 0
2025 | PJM_ROR_2_PJM_ROM | PJM_ROR | PJM_ROM | Internal | Shoulder | B11 | 25 | 8000 | 789.38 | 84.2 | 84.21 | 0.01 | 0
2025 | PJM_ROR_2_PJM_ROM | PJM_ROR | PJM_ROM | Internal | Shoulder | B12 | 200 | 8000 | 2023.93 | 78 | 78.01 | 0.01 | 0
2025 | PJM_ROR_2_PJM_ROM | PJM_ROR | PJM_ROM | Internal | Shoulder | B13 | 600 | 8000 | 2266.81 | 75.41 | 75.42 | 0.01 | 0
2025 | PJM_ROR_2_PJM_ROM | PJM_ROR | PJM_ROM | Internal | Shoulder | B14 | 900 | 8000 | 3909.04 | 72.67 | 72.68 | 0.01 | 0
2025 | PJM_ROR_2_PJM_ROM | PJM_ROR | PJM_ROM | Internal | Shoulder | B15 | 1203 | 8000 | 5715.36 | 67.73 | 67.75 | 0.01 | 0
2025 | PJM_ROR_2_PJM_ROM | PJM_ROR | PJM_ROM | Internal | Summer | B1 | 10 | 8000 | 8000 | 114.32 | 152.33 | 0.01 | 38.01
2025 | PJM_ROR_2_PJM_ROM | PJM_ROR | PJM_ROM | Internal | Summer | B2 | 25 | 8000 | 8000 | 111.53 | 126.12 | 0.01 | 14.58
2025 | PJM_ROR_2_PJM_ROM | PJM_ROR | PJM_ROM | Internal | Summer | B3 | 75 | 8000 | 4979.65 | 109.27 | 109.28 | 0.01 | 0
2025 | PJM_ROR_2_PJM_ROM | PJM_ROR | PJM_ROM | Internal | Summer | B4 | 100 | 8000 | 2054.55 | 109.27 | 109.28 | 0.01 | 0
2025 | PJM_ROR_2_PJM_ROM | PJM_ROR | PJM_ROM | Internal | Summer | B5 | 200 | 8000 | 2792.65 | 103.06 | 103.07 | 0.01 | 0
2025 | PJM_ROR_2_PJM_ROM | PJM_ROR | PJM_ROM | Internal | Summer | B6 | 300 | 8000 | 2788.11 | 85.27 | 85.28 | 0.01 | 0
2025 | PJM_ROR_2_PJM_ROM | PJM_ROR | PJM_ROM | Internal | Summer | B7 | 400 | 8000 | 843.96 | 78.35 | 78.36 | 0.01 | 0
2025 | PJM_ROR_2_PJM_ROM | PJM_ROR | PJM_ROM | Internal | Summer | B8 | 500 | 8000 | 2871.78 | 72.67 | 72.68 | 0.01 | 0
2025 | PJM_ROR_2_PJM_ROM | PJM_ROR | PJM_ROM | Internal | Summer | B9 | 800 | 8000 | 2945.21 | 68.38 | 68.39 | 0.01 | 0
2025 | PJM_ROR_2_PJM_ROM | PJM_ROR | PJM_ROM | Internal | Summer | B10 | 1262 | 8000 | 5097.06 | 62.17 | 62.18 | 0.01 | 0
2025 | PJM_ROR_2_PJM_ROM | PJM_ROR | PJM_ROM | Internal | Winter | B16 | 25 | 8000 | 4470.14 | 95.54 | 95.55 | 0.01 | 0
2025 | PJM_ROR_2_PJM_ROM | PJM_ROR | PJM_ROM | Internal | Winter | B17 | 100 | 8000 | 5104.59 | 84.72 | 84.74 | 0.01 | 0
2025 | PJM_ROR_2_PJM_ROM | PJM_ROR | PJM_ROM | Internal | Winter | B18 | 400 | 8000 | 6751.36 | 79.28 | 79.29 | 0.01 | 0
2025 | PJM_ROR_2_PJM_ROM | PJM_ROR | PJM_ROM | Internal | Winter | B19 | 700 | 8000 | 6187.78 | 75.57 | 75.58 | 0.01 | 0
2025 | PJM_ROR_2_PJM_ROM | PJM_ROR | PJM_ROM | Internal | Winter | B20 | 935 | 8000 | 6077.05 | 69.88 | 69.89 | 0.01 | 0
2025 | PJM_ROR_2_TVA_Transmission | PJM_ROR | TVA_Transmission | Internal | Shoulder | B11 | 25 | 2500 | 488.46 | 84.2 | 90.2 | 6 | 0
2025 | PJM_ROR_2_TVA_Transmission | PJM_ROR | TVA_Transmission | Internal | Shoulder | B12 | 200 | 2500 | 0 | 78 | 79.23 | 6 | 0
2025 | PJM_ROR_2_TVA_Transmission | PJM_ROR | TVA_Transmission | Internal | Shoulder | B13 | 600 | 2500 | 0 | 75.41 | 77.09 | 6 | 0
2025 | PJM_ROR_2_TVA_Transmission | PJM_ROR | TVA_Transmission | Internal | Shoulder | B14 | 900 | 2500 | 0 | 72.67 | 74.72 | 6 | 0
2025 | PJM_ROR_2_TVA_Transmission | PJM_ROR | TVA_Transmission | Internal | Shoulder | B15 | 1203 | 2500 | 0 | 67.73 | 70.45 | 6 | 0
2025 | PJM_ROR_2_TVA_Transmission | PJM_ROR | TVA_Transmission | Internal | Summer | B1 | 10 | 2500 | 0 | 114.32 | 118.44 | 6 | 0
2025 | PJM_ROR_2_TVA_Transmission | PJM_ROR | TVA_Transmission | Internal | Summer | B2 | 25 | 2500 | 2168.05 | 111.53 | 117.53 | 6 | 0
2025 | PJM_ROR_2_TVA_Transmission | PJM_ROR | TVA_Transmission | Internal | Summer | B3 | 75 | 2500 | 1767.68 | 109.27 | 115.27 | 6 | 0
2025 | PJM_ROR_2_TVA_Transmission | PJM_ROR | TVA_Transmission | Internal | Summer | B4 | 100 | 2500 | 1079.66 | 109.27 | 115.27 | 6 | 0
2025 | PJM_ROR_2_TVA_Transmission | PJM_ROR | TVA_Transmission | Internal | Summer | B5 | 200 | 2500 | 1288.55 | 103.06 | 109.06 | 6 | 0
2025 | PJM_ROR_2_TVA_Transmission | PJM_ROR | TVA_Transmission | Internal | Summer | B6 | 300 | 2500 | 0 | 85.27 | 91 | 6 | 0
2025 | PJM_ROR_2_TVA_Transmission | PJM_ROR | TVA_Transmission | Internal | Summer | B7 | 400 | 2500 | 0 | 78.35 | 83.35 | 6 | 0
2025 | PJM_ROR_2_TVA_Transmission | PJM_ROR | TVA_Transmission | Internal | Summer | B8 | 500 | 2500 | 0 | 72.67 | 77.69 | 6 | 0
2025 | PJM_ROR_2_TVA_Transmission | PJM_ROR | TVA_Transmission | Internal | Summer | B9 | 800 | 2500 | 0 | 68.38 | 72.2 | 6 | 0
2025 | PJM_ROR_2_TVA_Transmission | PJM_ROR | TVA_Transmission | Internal | Summer | B10 | 1262 | 2500 | 0 | 62.17 | 65.89 | 6 | 0
2025 | PJM_ROR_2_TVA_Transmission | PJM_ROR | TVA_Transmission | Internal | Winter | B16 | 25 | 2500 | 0 | 95.54 | 94.05 | 6 | 0
2025 | PJM_ROR_2_TVA_Transmission | PJM_ROR | TVA_Transmission | Internal | Winter | B17 | 100 | 2500 | 0 | 84.72 | 82.44 | 6 | 0
2025 | PJM_ROR_2_TVA_Transmission | PJM_ROR | TVA_Transmission | Internal | Winter | B18 | 400 | 2500 | 0 | 79.28 | 79.63 | 6 | 0
2025 | PJM_ROR_2_TVA_Transmission | PJM_ROR | TVA_Transmission | Internal | Winter | B19 | 700 | 2500 | 0 | 75.57 | 78.11 | 6 | 0
2025 | PJM_ROR_2_TVA_Transmission | PJM_ROR | TVA_Transmission | Internal | Winter | B20 | 935 | 2500 | 0 | 69.88 | 72.54 | 6 | 0
2025 | PJM_ROR_2_VACAR | PJM_ROR | VACAR | Internal | Shoulder | B11 | 25 | 3000 | 3000 | 84.2 | 90.73 | 6 | 0.53
2025 | PJM_ROR_2_VACAR | PJM_ROR | VACAR | Internal | Shoulder | B12 | 200 | 3000 | 734.32 | 78 | 84 | 6 | 0
2025 | PJM_ROR_2_VACAR | PJM_ROR | VACAR | Internal | Shoulder | B13 | 600 | 3000 | 0 | 75.41 | 80.7 | 6 | 0
2025 | PJM_ROR_2_VACAR | PJM_ROR | VACAR | Internal | Shoulder | B14 | 900 | 3000 | 0 | 72.67 | 76.26 | 6 | 0
2025 | PJM_ROR_2_VACAR | PJM_ROR | VACAR | Internal | Shoulder | B15 | 1203 | 3000 | 0 | 67.73 | 66.27 | 6 | 0
2025 | PJM_ROR_2_VACAR | PJM_ROR | VACAR | Internal | Summer | B1 | 10 | 3000 | 3000 | 114.32 | 121.06 | 6 | 0.75
2025 | PJM_ROR_2_VACAR | PJM_ROR | VACAR | Internal | Summer | B2 | 25 | 3000 | 3000 | 111.53 | 121.06 | 6 | 3.53
2025 | PJM_ROR_2_VACAR | PJM_ROR | VACAR | Internal | Summer | B3 | 75 | 3000 | 3000 | 109.27 | 121.06 | 6 | 5.79
2025 | PJM_ROR_2_VACAR | PJM_ROR | VACAR | Internal | Summer | B4 | 100 | 3000 | 3000 | 109.27 | 121.06 | 6 | 5.79
2025 | PJM_ROR_2_VACAR | PJM_ROR | VACAR | Internal | Summer | B5 | 200 | 3000 | 3000 | 103.06 | 111.06 | 6 | 2
2025 | PJM_ROR_2_VACAR | PJM_ROR | VACAR | Internal | Summer | B6 | 300 | 3000 | 3000 | 85.27 | 92.67 | 6 | 1.4
2025 | PJM_ROR_2_VACAR | PJM_ROR | VACAR | Internal | Summer | B7 | 400 | 3000 | 2551.52 | 78.35 | 84.35 | 6 | 0
2025 | PJM_ROR_2_VACAR | PJM_ROR | VACAR | Internal | Summer | B8 | 500 | 3000 | 574.37 | 72.67 | 78.67 | 6 | 0
2025 | PJM_ROR_2_VACAR | PJM_ROR | VACAR | Internal | Summer | B9 | 800 | 3000 | 0 | 68.38 | 67.63 | 6 | 0
2025 | PJM_ROR_2_VACAR | PJM_ROR | VACAR | Internal | Summer | B10 | 1262 | 3000 | 0 | 62.17 | 64.45 | 6 | 0
2025 | PJM_ROR_2_VACAR | PJM_ROR | VACAR | Internal | Winter | B16 | 25 | 3000 | 3000 | 95.54 | 105.77 | 6 | 4.23
2025 | PJM_ROR_2_VACAR | PJM_ROR | VACAR | Internal | Winter | B17 | 100 | 3000 | 2691.44 | 84.72 | 90.72 | 6 | 0
2025 | PJM_ROR_2_VACAR | PJM_ROR | VACAR | Internal | Winter | B18 | 400 | 3000 | 0 | 79.28 | 84.04 | 6 | 0
2025 | PJM_ROR_2_VACAR | PJM_ROR | VACAR | Internal | Winter | B19 | 700 | 3000 | 0 | 75.57 | 81.3 | 6 | 0
2025 | PJM_ROR_2_VACAR | PJM_ROR | VACAR | Internal | Winter | B20 | 935 | 3000 | 0 | 69.88 | 70.33 | 6 | 0
2025 | PJM_ROM_2_NYISO_A-F | PJM_ROM | NYISO_A-F | Internal | Shoulder | B11 | 25 | 2000 | 0 | 84.21 | 68.77 | 6 | 0
2025 | PJM_ROM_2_NYISO_A-F | PJM_ROM | NYISO_A-F | Internal | Shoulder | B12 | 200 | 2000 | 0 | 78.01 | 68.77 | 6 | 0
2025 | PJM_ROM_2_NYISO_A-F | PJM_ROM | NYISO_A-F | Internal | Shoulder | B13 | 600 | 2000 | 0 | 75.42 | 68.74 | 6 | 0
2025 | PJM_ROM_2_NYISO_A-F | PJM_ROM | NYISO_A-F | Internal | Shoulder | B14 | 900 | 2000 | 0 | 72.68 | 67.23 | 6 | 0
2025 | PJM_ROM_2_NYISO_A-F | PJM_ROM | NYISO_A-F | Internal | Shoulder | B15 | 1203 | 2000 | 0 | 67.75 | 67.23 | 6 | 0
2025 | PJM_ROM_2_NYISO_A-F | PJM_ROM | NYISO_A-F | Internal | Summer | B1 | 10 | 2000 | 0 | 152.33 | 133.66 | 6 | 0
2025 | PJM_ROM_2_NYISO_A-F | PJM_ROM | NYISO_A-F | Internal | Summer | B2 | 25 | 2000 | 0 | 126.12 | 112.86 | 6 | 0
2025 | PJM_ROM_2_NYISO_A-F | PJM_ROM | NYISO_A-F | Internal | Summer | B3 | 75 | 2000 | 0 | 109.28 | 87.08 | 6 | 0
2025 | PJM_ROM_2_NYISO_A-F | PJM_ROM | NYISO_A-F | Internal | Summer | B4 | 100 | 2000 | 0 | 109.28 | 84.33 | 6 | 0
2025 | PJM_ROM_2_NYISO_A-F | PJM_ROM | NYISO_A-F | Internal | Summer | B5 | 200 | 2000 | 0 | 103.07 | 83.84 | 6 | 0
2025 | PJM_ROM_2_NYISO_A-F | PJM_ROM | NYISO_A-F | Internal | Summer | B6 | 300 | 2000 | 0 | 85.28 | 67.45 | 6 | 0
2025 | PJM_ROM_2_NYISO_A-F | PJM_ROM | NYISO_A-F | Internal | Summer | B7 | 400 | 2000 | 0 | 78.36 | 67.45 | 6 | 0
2025 | PJM_ROM_2_NYISO_A-F | PJM_ROM | NYISO_A-F | Internal | Summer | B8 | 500 | 2000 | 0 | 72.68 | 65.57 | 6 | 0
2025 | PJM_ROM_2_NYISO_A-F | PJM_ROM | NYISO_A-F | Internal | Summer | B9 | 800 | 2000 | 0 | 68.39 | 65.57 | 6 | 0
2025 | PJM_ROM_2_NYISO_A-F | PJM_ROM | NYISO_A-F | Internal | Summer | B10 | 1262 | 2000 | 0 | 62.18 | 65.57 | 6 | 0
2025 | PJM_ROM_2_NYISO_A-F | PJM_ROM | NYISO_A-F | Internal | Winter | B16 | 25 | 2000 | 0 | 95.55 | 76.81 | 6 | 0
2025 | PJM_ROM_2_NYISO_A-F | PJM_ROM | NYISO_A-F | Internal | Winter | B17 | 100 | 2000 | 0 | 84.74 | 73.29 | 6 | 0
2025 | PJM_ROM_2_NYISO_A-F | PJM_ROM | NYISO_A-F | Internal | Winter | B18 | 400 | 2000 | 0 | 79.29 | 71.29 | 6 | 0
2025 | PJM_ROM_2_NYISO_A-F | PJM_ROM | NYISO_A-F | Internal | Winter | B19 | 700 | 2000 | 0 | 75.58 | 71.29 | 6 | 0
2025 | PJM_ROM_2_NYISO_A-F | PJM_ROM | NYISO_A-F | Internal | Winter | B20 | 935 | 2000 | 0 | 69.89 | 71.29 | 6 | 0
2025 | PJM_ROM_2_PJM_E | PJM_ROM | PJM_E | Internal | Shoulder | B11 | 25 | 8000 | 0 | 84.21 | 84.2 | 0.01 | 0
2025 | PJM_ROM_2_PJM_E | PJM_ROM | PJM_E | Internal | Shoulder | B12 | 200 | 8000 | 0 | 78.01 | 78 | 0.01 | 0
2025 | PJM_ROM_2_PJM_E | PJM_ROM | PJM_E | Internal | Shoulder | B13 | 600 | 8000 | 0 | 75.42 | 75.41 | 0.01 | 0
2025 | PJM_ROM_2_PJM_E | PJM_ROM | PJM_E | Internal | Shoulder | B14 | 900 | 8000 | 0 | 72.68 | 72.67 | 0.01 | 0
2025 | PJM_ROM_2_PJM_E | PJM_ROM | PJM_E | Internal | Shoulder | B15 | 1203 | 8000 | 0 | 67.75 | 67.73 | 0.01 | 0
2025 | PJM_ROM_2_PJM_E | PJM_ROM | PJM_E | Internal | Summer | B1 | 10 | 8000 | 45.4 | 152.33 | 152.35 | 0.01 | 0
2025 | PJM_ROM_2_PJM_E | PJM_ROM | PJM_E | Internal | Summer | B2 | 25 | 8000 | 226.34 | 126.12 | 126.13 | 0.01 | 0
2025 | PJM_ROM_2_PJM_E | PJM_ROM | PJM_E | Internal | Summer | B3 | 75 | 8000 | 0 | 109.28 | 109.27 | 0.01 | 0
2025 | PJM_ROM_2_PJM_E | PJM_ROM | PJM_E | Internal | Summer | B4 | 100 | 8000 | 0 | 109.28 | 109.27 | 0.01 | 0
2025 | PJM_ROM_2_PJM_E | PJM_ROM | PJM_E | Internal | Summer | B5 | 200 | 8000 | 0 | 103.07 | 103.06 | 0.01 | 0
2025 | PJM_ROM_2_PJM_E | PJM_ROM | PJM_E | Internal | Summer | B6 | 300 | 8000 | 0 | 85.28 | 85.27 | 0.01 | 0
2025 | PJM_ROM_2_PJM_E | PJM_ROM | PJM_E | Internal | Summer | B7 | 400 | 8000 | 0 | 78.36 | 78.35 | 0.01 | 0
2025 | PJM_ROM_2_PJM_E | PJM_ROM | PJM_E | Internal | Summer | B8 | 500 | 8000 | 0 | 72.68 | 72.67 | 0.01 | 0
2025 | PJM_ROM_2_PJM_E | PJM_ROM | PJM_E | Internal | Summer | B9 | 800 | 8000 | 0 | 68.39 | 68.38 | 0.01 | 0
2025 | PJM_ROM_2_PJM_E | PJM_ROM | PJM_E | Internal | Summer | B10 | 1262 | 8000 | 0 | 62.18 | 62.17 | 0.01 | 0
2025 | PJM_ROM_2_PJM_E | PJM_ROM | PJM_E | Internal | Winter | B16 | 25 | 8000 | 0 | 95.55 | 95.54 | 0.01 | 0
2025 | PJM_ROM_2_PJM_E | PJM_ROM | PJM_E | Internal | Winter | B17 | 100 | 8000 | 0 | 84.74 | 84.72 | 0.01 | 0
2025 | PJM_ROM_2_PJM_E | PJM_ROM | PJM_E | Internal | Winter | B18 | 400 | 8000 | 0 | 79.29 | 79.28 | 0.01 | 0
2025 | PJM_ROM_2_PJM_E | PJM_ROM | PJM_E | Internal | Winter | B19 | 700 | 8000 | 0 | 75.58 | 75.57 | 0.01 | 0
2025 | PJM_ROM_2_PJM_E | PJM_ROM | PJM_E | Internal | Winter | B20 | 935 | 8000 | 0 | 69.89 | 69.88 | 0.01 | 0
2025 | PJM_ROM_2_PJM_ROR | PJM_ROM | PJM_ROR | Internal | Shoulder | B11 | 25 | 8000 | 0 | 84.21 | 84.2 | 0.01 | 0
2025 | PJM_ROM_2_PJM_ROR | PJM_ROM | PJM_ROR | Internal | Shoulder | B12 | 200 | 8000 | 0 | 78.01 | 78 | 0.01 | 0
2025 | PJM_ROM_2_PJM_ROR | PJM_ROM | PJM_ROR | Internal | Shoulder | B13 | 600 | 8000 | 0 | 75.42 | 75.41 | 0.01 | 0
2025 | PJM_ROM_2_PJM_ROR | PJM_ROM | PJM_ROR | Internal | Shoulder | B14 | 900 | 8000 | 0 | 72.68 | 72.67 | 0.01 | 0
2025 | PJM_ROM_2_PJM_ROR | PJM_ROM | PJM_ROR | Internal | Shoulder | B15 | 1203 | 8000 | 0 | 67.75 | 67.73 | 0.01 | 0
2025 | PJM_ROM_2_PJM_ROR | PJM_ROM | PJM_ROR | Internal | Summer | B1 | 10 | 8000 | 0 | 152.33 | 114.32 | 0.01 | 0
2025 | PJM_ROM_2_PJM_ROR | PJM_ROM | PJM_ROR | Internal | Summer | B2 | 25 | 8000 | 0 | 126.12 | 111.53 | 0.01 | 0
2025 | PJM_ROM_2_PJM_ROR | PJM_ROM | PJM_ROR | Internal | Summer | B3 | 75 | 8000 | 0 | 109.28 | 109.27 | 0.01 | 0
2025 | PJM_ROM_2_PJM_ROR | PJM_ROM | PJM_ROR | Internal | Summer | B4 | 100 | 8000 | 0 | 109.28 | 109.27 | 0.01 | 0
2025 | PJM_ROM_2_PJM_ROR | PJM_ROM | PJM_ROR | Internal | Summer | B5 | 200 | 8000 | 0 | 103.07 | 103.06 | 0.01 | 0
2025 | PJM_ROM_2_PJM_ROR | PJM_ROM | PJM_ROR | Internal | Summer | B6 | 300 | 8000 | 0 | 85.28 | 85.27 | 0.01 | 0
2025 | PJM_ROM_2_PJM_ROR | PJM_ROM | PJM_ROR | Internal | Summer | B7 | 400 | 8000 | 0 | 78.36 | 78.35 | 0.01 | 0
2025 | PJM_ROM_2_PJM_ROR | PJM_ROM | PJM_ROR | Internal | Summer | B8 | 500 | 8000 | 0 | 72.68 | 72.67 | 0.01 | 0
2025 | PJM_ROM_2_PJM_ROR | PJM_ROM | PJM_ROR | Internal | Summer | B9 | 800 | 8000 | 0 | 68.39 | 68.38 | 0.01 | 0
2025 | PJM_ROM_2_PJM_ROR | PJM_ROM | PJM_ROR | Internal | Summer | B10 | 1262 | 8000 | 0 | 62.18 | 62.17 | 0.01 | 0
2025 | PJM_ROM_2_PJM_ROR | PJM_ROM | PJM_ROR | Internal | Winter | B16 | 25 | 8000 | 0 | 95.55 | 95.54 | 0.01 | 0
2025 | PJM_ROM_2_PJM_ROR | PJM_ROM | PJM_ROR | Internal | Winter | B17 | 100 | 8000 | 0 | 84.74 | 84.72 | 0.01 | 0
2025 | PJM_ROM_2_PJM_ROR | PJM_ROM | PJM_ROR | Internal | Winter | B18 | 400 | 8000 | 0 | 79.29 | 79.28 | 0.01 | 0
2025 | PJM_ROM_2_PJM_ROR | PJM_ROM | PJM_ROR | Internal | Winter | B19 | 700 | 8000 | 0 | 75.58 | 75.57 | 0.01 | 0
2025 | PJM_ROM_2_PJM_ROR | PJM_ROM | PJM_ROR | Internal | Winter | B20 | 935 | 8000 | 0 | 69.89 | 69.88 | 0.01 | 0
2025 | SOCO_2_ENT | SOCO | ENT | Internal | Shoulder | B11 | 25 | 2400 | 0 | 99.2 | 83.74 | 10 | 0
2025 | SOCO_2_ENT | SOCO | ENT | Internal | Shoulder | B12 | 200 | 2400 | 0 | 77.62 | 73.68 | 10 | 0
2025 | SOCO_2_ENT | SOCO | ENT | Internal | Shoulder | B13 | 600 | 2400 | 0 | 75.26 | 73.14 | 10 | 0
2025 | SOCO_2_ENT | SOCO | ENT | Internal | Shoulder | B14 | 900 | 2400 | 0 | 75.26 | 70.69 | 10 | 0
2025 | SOCO_2_ENT | SOCO | ENT | Internal | Shoulder | B15 | 1203 | 2400 | 0 | 72.62 | 68.93 | 10 | 0
2025 | SOCO_2_ENT | SOCO | ENT | Internal | Summer | B1 | 10 | 2400 | 0 | 120.44 | 109.28 | 10 | 0
2025 | SOCO_2_ENT | SOCO | ENT | Internal | Summer | B2 | 25 | 2400 | 0 | 120.44 | 110.85 | 10 | 0
2025 | SOCO_2_ENT | SOCO | ENT | Internal | Summer | B3 | 75 | 2400 | 0 | 120.44 | 112.44 | 10 | 0
2025 | SOCO_2_ENT | SOCO | ENT | Internal | Summer | B4 | 100 | 2400 | 0 | 118.06 | 108.09 | 10 | 0
2025 | SOCO_2_ENT | SOCO | ENT | Internal | Summer | B5 | 200 | 2400 | 0 | 118.06 | 107.24 | 10 | 0
2025 | SOCO_2_ENT | SOCO | ENT | Internal | Summer | B6 | 300 | 2400 | 0 | 99.67 | 90.54 | 10 | 0
2025 | SOCO_2_ENT | SOCO | ENT | Internal | Summer | B7 | 400 | 2400 | 0 | 91.35 | 80.34 | 10 | 0
2025 | SOCO_2_ENT | SOCO | ENT | Internal | Summer | B8 | 500 | 2400 | 0 | 85.67 | 72.16 | 10 | 0
2025 | SOCO_2_ENT | SOCO | ENT | Internal | Summer | B9 | 800 | 2400 | 0 | 74.63 | 71.63 | 10 | 0
2025 | SOCO_2_ENT | SOCO | ENT | Internal | Summer | B10 | 1262 | 2400 | 0 | 71.22 | 69.24 | 10 | 0
2025 | SOCO_2_ENT | SOCO | ENT | Internal | Winter | B16 | 25 | 2400 | 0 | 103.05 | 80.72 | 10 | 0
2025 | SOCO_2_ENT | SOCO | ENT | Internal | Winter | B17 | 100 | 2400 | 0 | 84.67 | 76.67 | 10 | 0
2025 | SOCO_2_ENT | SOCO | ENT | Internal | Winter | B18 | 400 | 2400 | 0 | 76.97 | 76.11 | 10 | 0
2025 | SOCO_2_ENT | SOCO | ENT | Internal | Winter | B19 | 700 | 2400 | 0 | 76.97 | 73.56 | 10 | 0
2025 | SOCO_2_ENT | SOCO | ENT | Internal | Winter | B20 | 935 | 2400 | 0 | 75.5 | 71.21 | 10 | 0
2025 | SOCO_2_FRCC | SOCO | FRCC | Internal | Shoulder | B11 | 25 | 3700 | 3913.59 | 99.2 | 109.21 | 10 | 0.01
2025 | SOCO_2_FRCC | SOCO | FRCC | Internal | Shoulder | B12 | 200 | 3700 | 0 | 77.62 | 81.24 | 10 | 0
2025 | SOCO_2_FRCC | SOCO | FRCC | Internal | Shoulder | B13 | 600 | 3700 | 0 | 75.26 | 81.24 | 10 | 0
2025 | SOCO_2_FRCC | SOCO | FRCC | Internal | Shoulder | B14 | 900 | 3700 | 0 | 75.26 | 77.85 | 10 | 0
2025 | SOCO_2_FRCC | SOCO | FRCC | Internal | Shoulder | B15 | 1203 | 3700 | 0 | 72.62 | 77.85 | 10 | 0
2025 | SOCO_2_FRCC | SOCO | FRCC | Internal | Summer | B1 | 10 | 3700 | 626.53 | 120.44 | 130.44 | 10 | 0
2025 | SOCO_2_FRCC | SOCO | FRCC | Internal | Summer | B2 | 25 | 3700 | 0 | 120.44 | 125.11 | 10 | 0
2025 | SOCO_2_FRCC | SOCO | FRCC | Internal | Summer | B3 | 75 | 3700 | 0 | 120.44 | 125.11 | 10 | 0
2025 | SOCO_2_FRCC | SOCO | FRCC | Internal | Summer | B4 | 100 | 3700 | 0 | 118.06 | 125.11 | 10 | 0
2025 | SOCO_2_FRCC | SOCO | FRCC | Internal | Summer | B5 | 200 | 3700 | 0 | 118.06 | 125.11 | 10 | 0
2025 | SOCO_2_FRCC | SOCO | FRCC | Internal | Summer | B6 | 300 | 3700 | 861.74 | 99.67 | 109.67 | 10 | 0
2025 | SOCO_2_FRCC | SOCO | FRCC | Internal | Summer | B7 | 400 | 3700 | 0 | 91.35 | 92.6 | 10 | 0
2025 | SOCO_2_FRCC | SOCO | FRCC | Internal | Summer | B8 | 500 | 3700 | 0 | 85.67 | 80.4 | 10 | 0
2025 | SOCO_2_FRCC | SOCO | FRCC | Internal | Summer | B9 | 800 | 3700 | 0 | 74.63 | 77.04 | 10 | 0
2025 | SOCO_2_FRCC | SOCO | FRCC | Internal | Summer | B10 | 1262 | 3700 | 0 | 71.22 | 77.04 | 10 | 0
2025 | SOCO_2_FRCC | SOCO | FRCC | Internal | Winter | B16 | 25 | 3700 | 81.35 | 103.05 | 113.05 | 10 | 0
2025 | SOCO_2_FRCC | SOCO | FRCC | Internal | Winter | B17 | 100 | 3700 | 0 | 84.67 | 83.81 | 10 | 0
2025 | SOCO_2_FRCC | SOCO | FRCC | Internal | Winter | B18 | 400 | 3700 | 0 | 76.97 | 81.85 | 10 | 0
2025 | SOCO_2_FRCC | SOCO | FRCC | Internal | Winter | B19 | 700 | 3700 | 0 | 76.97 | 80.3 | 10 | 0
2025 | SOCO_2_FRCC | SOCO | FRCC | Internal | Winter | B20 | 935 | 3700 | 0 | 75.5 | 80.3 | 10 | 0
2025 | SOCO_2_TVA_Transmission | SOCO | TVA_Transmission | Internal | Shoulder | B11 | 25 | 2600 | 0 | 99.2 | 90.2 | 10 | 0
2025 | SOCO_2_TVA_Transmission | SOCO | TVA_Transmission | Internal | Shoulder | B12 | 200 | 2600 | 0 | 77.62 | 79.23 | 10 | 0
2025 | SOCO_2_TVA_Transmission | SOCO | TVA_Transmission | Internal | Shoulder | B13 | 600 | 2600 | 0 | 75.26 | 77.09 | 10 | 0
2025 | SOCO_2_TVA_Transmission | SOCO | TVA_Transmission | Internal | Shoulder | B14 | 900 | 2600 | 0 | 75.26 | 74.72 | 10 | 0
2025 | SOCO_2_TVA_Transmission | SOCO | TVA_Transmission | Internal | Shoulder | B15 | 1203 | 2600 | 0 | 72.62 | 70.45 | 10 | 0
2025 | SOCO_2_TVA_Transmission | SOCO | TVA_Transmission | Internal | Summer | B1 | 10 | 2600 | 0 | 120.44 | 118.44 | 10 | 0
2025 | SOCO_2_TVA_Transmission | SOCO | TVA_Transmission | Internal | Summer | B2 | 25 | 2600 | 0 | 120.44 | 117.53 | 10 | 0
2025 | SOCO_2_TVA_Transmission | SOCO | TVA_Transmission | Internal | Summer | B3 | 75 | 2600 | 0 | 120.44 | 115.27 | 10 | 0
2025 | SOCO_2_TVA_Transmission | SOCO | TVA_Transmission | Internal | Summer | B4 | 100 | 2600 | 0 | 118.06 | 115.27 | 10 | 0
2025 | SOCO_2_TVA_Transmission | SOCO | TVA_Transmission | Internal | Summer | B5 | 200 | 2600 | 0 | 118.06 | 109.06 | 10 | 0
2025 | SOCO_2_TVA_Transmission | SOCO | TVA_Transmission | Internal | Summer | B6 | 300 | 2600 | 0 | 99.67 | 91 | 10 | 0
2025 | SOCO_2_TVA_Transmission | SOCO | TVA_Transmission | Internal | Summer | B7 | 400 | 2600 | 0 | 91.35 | 83.35 | 10 | 0
2025 | SOCO_2_TVA_Transmission | SOCO | TVA_Transmission | Internal | Summer | B8 | 500 | 2600 | 0 | 85.67 | 77.69 | 10 | 0
2025 | SOCO_2_TVA_Transmission | SOCO | TVA_Transmission | Internal | Summer | B9 | 800 | 2600 | 0 | 74.63 | 72.2 | 10 | 0
2025 | SOCO_2_TVA_Transmission | SOCO | TVA_Transmission | Internal | Summer | B10 | 1262 | 2600 | 0 | 71.22 | 65.89 | 10 | 0
2025 | SOCO_2_TVA_Transmission | SOCO | TVA_Transmission | Internal | Winter | B16 | 25 | 2600 | 0 | 103.05 | 94.05 | 10 | 0
2025 | SOCO_2_TVA_Transmission | SOCO | TVA_Transmission | Internal | Winter | B17 | 100 | 2600 | 0 | 84.67 | 82.44 | 10 | 0
2025 | SOCO_2_TVA_Transmission | SOCO | TVA_Transmission | Internal | Winter | B18 | 400 | 2600 | 0 | 76.97 | 79.63 | 10 | 0
2025 | SOCO_2_TVA_Transmission | SOCO | TVA_Transmission | Internal | Winter | B19 | 700 | 2600 | 0 | 76.97 | 78.11 | 10 | 0
2025 | SOCO_2_TVA_Transmission | SOCO | TVA_Transmission | Internal | Winter | B20 | 935 | 2600 | 0 | 75.5 | 72.54 | 10 | 0
2025 | SOCO_2_VACAR | SOCO | VACAR | Internal | Shoulder | B11 | 25 | 2000 | 0 | 99.2 | 90.73 | 10 | 0
2025 | SOCO_2_VACAR | SOCO | VACAR | Internal | Shoulder | B12 | 200 | 2000 | 0 | 77.62 | 84 | 10 | 0
2025 | SOCO_2_VACAR | SOCO | VACAR | Internal | Shoulder | B13 | 600 | 2000 | 0 | 75.26 | 80.7 | 10 | 0
2025 | SOCO_2_VACAR | SOCO | VACAR | Internal | Shoulder | B14 | 900 | 2000 | 0 | 75.26 | 76.26 | 10 | 0
2025 | SOCO_2_VACAR | SOCO | VACAR | Internal | Shoulder | B15 | 1203 | 2000 | 0 | 72.62 | 66.27 | 10 | 0
2025 | SOCO_2_VACAR | SOCO | VACAR | Internal | Summer | B1 | 10 | 2000 | 0 | 120.44 | 121.06 | 10 | 0
2025 | SOCO_2_VACAR | SOCO | VACAR | Internal | Summer | B2 | 25 | 2000 | 0 | 120.44 | 121.06 | 10 | 0
2025 | SOCO_2_VACAR | SOCO | VACAR | Internal | Summer | B3 | 75 | 2000 | 0 | 120.44 | 121.06 | 10 | 0
2025 | SOCO_2_VACAR | SOCO | VACAR | Internal | Summer | B4 | 100 | 2000 | 0 | 118.06 | 121.06 | 10 | 0
2025 | SOCO_2_VACAR | SOCO | VACAR | Internal | Summer | B5 | 200 | 2000 | 0 | 118.06 | 111.06 | 10 | 0
2025 | SOCO_2_VACAR | SOCO | VACAR | Internal | Summer | B6 | 300 | 2000 | 0 | 99.67 | 92.67 | 10 | 0
2025 | SOCO_2_VACAR | SOCO | VACAR | Internal | Summer | B7 | 400 | 2000 | 0 | 91.35 | 84.35 | 10 | 0
2025 | SOCO_2_VACAR | SOCO | VACAR | Internal | Summer | B8 | 500 | 2000 | 0 | 85.67 | 78.67 | 10 | 0
2025 | SOCO_2_VACAR | SOCO | VACAR | Internal | Summer | B9 | 800 | 2000 | 0 | 74.63 | 67.63 | 10 | 0
2025 | SOCO_2_VACAR | SOCO | VACAR | Internal | Summer | B10 | 1262 | 2000 | 0 | 71.22 | 64.45 | 10 | 0
2025 | SOCO_2_VACAR | SOCO | VACAR | Internal | Winter | B16 | 25 | 2000 | 0 | 103.05 | 105.77 | 10 | 0
2025 | SOCO_2_VACAR | SOCO | VACAR | Internal | Winter | B17 | 100 | 2000 | 0 | 84.67 | 90.72 | 10 | 0
2025 | SOCO_2_VACAR | SOCO | VACAR | Internal | Winter | B18 | 400 | 2000 | 0 | 76.97 | 84.04 | 10 | 0
2025 | SOCO_2_VACAR | SOCO | VACAR | Internal | Winter | B19 | 700 | 2000 | 0 | 76.97 | 81.3 | 10 | 0
2025 | SOCO_2_VACAR | SOCO | VACAR | Internal | Winter | B20 | 935 | 2000 | 0 | 75.5 | 70.33 | 10 | 0
2025 | SPP_N_2_ENT | SPP_N | ENT | Internal | Shoulder | B11 | 25 | 1800 | 807.75 | 78.74 | 83.74 | 5 | 0
2025 | SPP_N_2_ENT | SPP_N | ENT | Internal | Shoulder | B12 | 200 | 1800 | 0 | 70.49 | 73.68 | 5 | 0
2025 | SPP_N_2_ENT | SPP_N | ENT | Internal | Shoulder | B13 | 600 | 1800 | 0 | 70.49 | 73.14 | 5 | 0
2025 | SPP_N_2_ENT | SPP_N | ENT | Internal | Shoulder | B14 | 900 | 1800 | 1800 | 63.79 | 70.69 | 5 | 1.9
2025 | SPP_N_2_ENT | SPP_N | ENT | Internal | Shoulder | B15 | 1203 | 1800 | 4598.11 | 61.7 | 68.93 | 5 | 2.23
2025 | SPP_N_2_ENT | SPP_N | ENT | Internal | Summer | B1 | 10 | 1800 | 1800 | 103.09 | 109.28 | 5 | 1.19
2025 | SPP_N_2_ENT | SPP_N | ENT | Internal | Summer | B2 | 25 | 1800 | 1800 | 104.66 | 110.85 | 5 | 1.19
2025 | SPP_N_2_ENT | SPP_N | ENT | Internal | Summer | B3 | 75 | 1800 | 0 | 108.66 | 112.44 | 5 | 0
2025 | SPP_N_2_ENT | SPP_N | ENT | Internal | Summer | B4 | 100 | 1800 | 1768.9 | 103.09 | 108.09 | 5 | 0
2025 | SPP_N_2_ENT | SPP_N | ENT | Internal | Summer | B5 | 200 | 1800 | 807.94 | 102.24 | 107.24 | 5 | 0
2025 | SPP_N_2_ENT | SPP_N | ENT | Internal | Summer | B6 | 300 | 1800 | 0 | 85.55 | 90.54 | 5 | 0
2025 | SPP_N_2_ENT | SPP_N | ENT | Internal | Summer | B7 | 400 | 1800 | 0 | 77.57 | 80.34 | 5 | 0
2025 | SPP_N_2_ENT | SPP_N | ENT | Internal | Summer | B8 | 500 | 1800 | 0 | 70.27 | 72.16 | 5 | 0
2025 | SPP_N_2_ENT | SPP_N | ENT | Internal | Summer | B9 | 800 | 1800 | 0 | 69.09 | 71.63 | 5 | 0
2025 | SPP_N_2_ENT | SPP_N | ENT | Internal | Summer | B10 | 1262 | 1800 | 1800 | 64.23 | 69.24 | 5 | 0.01
2025 | SPP_N_2_ENT | SPP_N | ENT | Internal | Winter | B16 | 25 | 1800 | 1602.47 | 75.72 | 80.72 | 5 | 0
2025 | SPP_N_2_ENT | SPP_N | ENT | Internal | Winter | B17 | 100 | 1800 | 605.76 | 71.67 | 76.67 | 5 | 0
2025 | SPP_N_2_ENT | SPP_N | ENT | Internal | Winter | B18 | 400 | 1800 | 0 | 71.5 | 76.11 | 5 | 0
2025 | SPP_N_2_ENT | SPP_N | ENT | Internal | Winter | B19 | 700 | 1800 | 0 | 68.57 | 73.56 | 5 | 0
2025 | SPP_N_2_ENT | SPP_N | ENT | Internal | Winter | B20 | 935 | 1800 | 2544.06 | 63.97 | 71.21 | 5 | 2.23
2025 | SPP_N_2_MISO_MO-IL | SPP_N | MISO_MO-IL | Internal | Shoulder | B11 | 25 | 2000 | 0 | 78.74 | 82.2 | 5 | 0
2025 | SPP_N_2_MISO_MO-IL | SPP_N | MISO_MO-IL | Internal | Shoulder | B12 | 200 | 2000 | 0 | 70.49 | 75.18 | 5 | 0
2025 | SPP_N_2_MISO_MO-IL | SPP_N | MISO_MO-IL | Internal | Shoulder | B13 | 600 | 2000 | 0 | 70.49 | 73.41 | 5 | 0
2025 | SPP_N_2_MISO_MO-IL | SPP_N | MISO_MO-IL | Internal | Shoulder | B14 | 900 | 2000 | 1717.05 | 63.79 | 68.79 | 5 | 0
2025 | SPP_N_2_MISO_MO-IL | SPP_N | MISO_MO-IL | Internal | Shoulder | B15 | 1203 | 2000 | 0 | 61.7 | 62.45 | 5 | 0
2025 | SPP_N_2_MISO_MO-IL | SPP_N | MISO_MO-IL | Internal | Summer | B1 | 10 | 2000 | 2000 | 103.09 | 110.44 | 5 | 2.35
2025 | SPP_N_2_MISO_MO-IL | SPP_N | MISO_MO-IL | Internal | Summer | B2 | 25 | 2000 | 0 | 104.66 | 109.53 | 5 | 0
2025 | SPP_N_2_MISO_MO-IL | SPP_N | MISO_MO-IL | Internal | Summer | B3 | 75 | 2000 | 0 | 108.66 | 108.66 | 5 | 0
2025 | SPP_N_2_MISO_MO-IL | SPP_N | MISO_MO-IL | Internal | Summer | B4 | 100 | 2000 | 0 | 103.09 | 107.28 | 5 | 0
2025 | SPP_N_2_MISO_MO-IL | SPP_N | MISO_MO-IL | Internal | Summer | B5 | 200 | 2000 | 0 | 102.24 | 101.06 | 5 | 0
2025 | SPP_N_2_MISO_MO-IL | SPP_N | MISO_MO-IL | Internal | Summer | B6 | 300 | 2000 | 0 | 85.55 | 83.44 | 5 | 0
2025 | SPP_N_2_MISO_MO-IL | SPP_N | MISO_MO-IL | Internal | Summer | B7 | 400 | 2000 | 0 | 77.57 | 76.35 | 5 | 0
2025 | SPP_N_2_MISO_MO-IL | SPP_N | MISO_MO-IL | Internal | Summer | B8 | 500 | 2000 | 0 | 70.27 | 70.67 | 5 | 0
2025 | SPP_N_2_MISO_MO-IL | SPP_N | MISO_MO-IL | Internal | Summer | B9 | 800 | 2000 | 0 | 69.09 | 66.39 | 5 | 0
2025 | SPP_N_2_MISO_MO-IL | SPP_N | MISO_MO-IL | Internal | Summer | B10 | 1262 | 2000 | 0 | 64.23 | 60.17 | 5 | 0
2025 | SPP_N_2_MISO_MO-IL | SPP_N | MISO_MO-IL | Internal | Winter | B16 | 25 | 2000 | 0 | 75.72 | 78.03 | 5 | 0
2025 | SPP_N_2_MISO_MO-IL | SPP_N | MISO_MO-IL | Internal | Winter | B17 | 100 | 2000 | 0 | 71.67 | 74.98 | 5 | 0
2025 | SPP_N_2_MISO_MO-IL | SPP_N | MISO_MO-IL | Internal | Winter | B18 | 400 | 2000 | 0 | 71.5 | 75 | 5 | 0
2025 | SPP_N_2_MISO_MO-IL | SPP_N | MISO_MO-IL | Internal | Winter | B19 | 700 | 2000 | 700.32 | 68.57 | 73.57 | 5 | 0
2025 | SPP_N_2_MISO_MO-IL | SPP_N | MISO_MO-IL | Internal | Winter | B20 | 935 | 2000 | 0 | 63.97 | 64.54 | 5 | 0
2025 | SPP_N_2_MISO_W | SPP_N | MISO_W | Internal | Shoulder | B11 | 25 | 750 | 0 | 78.74 | 78.73 | 5 | 0
2025 | SPP_N_2_MISO_W | SPP_N | MISO_W | Internal | Shoulder | B12 | 200 | 750 | 0 | 70.49 | 70.27 | 5 | 0
2025 | SPP_N_2_MISO_W | SPP_N | MISO_W | Internal | Shoulder | B13 | 600 | 750 | 0 | 70.49 | 69.94 | 5 | 0
2025 | SPP_N_2_MISO_W | SPP_N | MISO_W | Internal | Shoulder | B14 | 900 | 750 | 0 | 63.79 | 62.86 | 5 | 0
2025 | SPP_N_2_MISO_W | SPP_N | MISO_W | Internal | Shoulder | B15 | 1203 | 750 | 0 | 61.7 | 56.52 | 5 | 0
2025 | SPP_N_2_MISO_W | SPP_N | MISO_W | Internal | Summer | B1 | 10 | 750 | 750 | 103.09 | 110.43 | 5 | 2.34
2025 | SPP_N_2_MISO_W | SPP_N | MISO_W | Internal | Summer | B2 | 25 | 750 | 0 | 104.66 | 106.09 | 5 | 0
2025 | SPP_N_2_MISO_W | SPP_N | MISO_W | Internal | Summer | B3 | 75 | 750 | 0 | 108.66 | 108.65 | 5 | 0
2025 | SPP_N_2_MISO_W | SPP_N | MISO_W | Internal | Summer | B4 | 100 | 750 | 0 | 103.09 | 107.27 | 5 | 0
2025 | SPP_N_2_MISO_W | SPP_N | MISO_W | Internal | Summer | B5 | 200 | 750 | 0 | 102.24 | 101.05 | 5 | 0
2025 | SPP_N_2_MISO_W | SPP_N | MISO_W | Internal | Summer | B6 | 300 | 750 | 0 | 85.55 | 83.43 | 5 | 0
2025 | SPP_N_2_MISO_W | SPP_N | MISO_W | Internal | Summer | B7 | 400 | 750 | 0 | 77.57 | 75.95 | 5 | 0
2025 | SPP_N_2_MISO_W | SPP_N | MISO_W | Internal | Summer | B8 | 500 | 750 | 0 | 70.27 | 67.22 | 5 | 0
2025 | SPP_N_2_MISO_W | SPP_N | MISO_W | Internal | Summer | B9 | 800 | 750 | 0 | 69.09 | 62.93 | 5 | 0
2025 | SPP_N_2_MISO_W | SPP_N | MISO_W | Internal | Summer | B10 | 1262 | 750 | 0 | 64.23 | 57.5 | 5 | 0
2025 | SPP_N_2_MISO_W | SPP_N | MISO_W | Internal | Winter | B16 | 25 | 750 | 0 | 75.72 | 72.1 | 5 | 0
2025 | SPP_N_2_MISO_W | SPP_N | MISO_W | Internal | Winter | B17 | 100 | 750 | 0 | 71.67 | 69.05 | 5 | 0
2025 | SPP_N_2_MISO_W | SPP_N | MISO_W | Internal | Winter | B18 | 400 | 750 | 0 | 71.5 | 69.07 | 5 | 0
2025 | SPP_N_2_MISO_W | SPP_N | MISO_W | Internal | Winter | B19 | 700 | 750 | 0 | 68.57 | 68.56 | 5 | 0
2025 | SPP_N_2_MISO_W | SPP_N | MISO_W | Internal | Winter | B20 | 935 | 750 | 0 | 63.97 | 58.61 | 5 | 0
2025 | SPP_N_2_NE | SPP_N | NE | Internal | Shoulder | B11 | 25 | 330 | 0 | 78.74 | 78.73 | 0.01 | 0
2025 | SPP_N_2_NE | SPP_N | NE | Internal | Shoulder | B12 | 200 | 330 | 0 | 70.49 | 70.48 | 0.01 | 0
2025 | SPP_N_2_NE | SPP_N | NE | Internal | Shoulder | B13 | 600 | 330 | 0 | 70.49 | 70.48 | 0.01 | 0
2025 | SPP_N_2_NE | SPP_N | NE | Internal | Shoulder | B14 | 900 | 330 | 0 | 63.79 | 63.21 | 0.01 | 0
2025 | SPP_N_2_NE | SPP_N | NE | Internal | Shoulder | B15 | 1203 | 330 | 0 | 61.7 | 61.69 | 0.01 | 0
2025 | SPP_N_2_NE | SPP_N | NE | Internal | Summer | B1 | 10 | 330 | 2627.8 | 103.09 | 104.52 | 0.01 | 1.42
2025 | SPP_N_2_NE | SPP_N | NE | Internal | Summer | B2 | 25 | 330 | 652.86 | 104.66 | 106.09 | 0.01 | 1.42
2025 | SPP_N_2_NE | SPP_N | NE | Internal | Summer | B3 | 75 | 330 | 0 | 108.66 | 108.65 | 0.01 | 0
2025 | SPP_N_2_NE | SPP_N | NE | Internal | Summer | B4 | 100 | 330 | 585.93 | 103.09 | 104.52 | 0.01 | 1.42
2025 | SPP_N_2_NE | SPP_N | NE | Internal | Summer | B5 | 200 | 330 | 0 | 102.24 | 102.23 | 0.01 | 0
2025 | SPP_N_2_NE | SPP_N | NE | Internal | Summer | B6 | 300 | 330 | 0 | 85.55 | 84.87 | 0.01 | 0
2025 | SPP_N_2_NE | SPP_N | NE | Internal | Summer | B7 | 400 | 330 | 0 | 77.57 | 75.95 | 0.01 | 0
2025 | SPP_N_2_NE | SPP_N | NE | Internal | Summer | B8 | 500 | 330 | 0 | 70.27 | 69.45 | 0.01 | 0
2025 | SPP_N_2_NE | SPP_N | NE | Internal | Summer | B9 | 800 | 330 | 0 | 69.09 | 69.08 | 0.01 | 0
2025 | SPP_N_2_NE | SPP_N | NE | Internal | Summer | B10 | 1262 | 330 | 0 | 64.23 | 63.62 | 0.01 | 0
2025 | SPP_N_2_NE | SPP_N | NE | Internal | Winter | B16 | 25 | 330 | 0 | 75.72 | 75.71 | 0.01 | 0
2025 | SPP_N_2_NE | SPP_N | NE | Internal | Winter | B17 | 100 | 330 | 0 | 71.67 | 71.66 | 0.01 | 0
2025 | SPP_N_2_NE | SPP_N | NE | Internal | Winter | B18 | 400 | 330 | 0 | 71.5 | 71.49 | 0.01 | 0
2025 | SPP_N_2_NE | SPP_N | NE | Internal | Winter | B19 | 700 | 330 | 0 | 68.57 | 68.56 | 0.01 | 0
2025 | SPP_N_2_NE | SPP_N | NE | Internal | Winter | B20 | 935 | 330 | 0 | 63.97 | 63.96 | 0.01 | 0
2025 | SPP_N_2_SPP_S | SPP_N | SPP_S | Internal | Shoulder | B11 | 25 | 4000 | 0 | 78.74 | 76.73 | 0.01 | 0
2025 | SPP_N_2_SPP_S | SPP_N | SPP_S | Internal | Shoulder | B12 | 200 | 4000 | 368.4 | 70.49 | 70.5 | 0.01 | 0
2025 | SPP_N_2_SPP_S | SPP_N | SPP_S | Internal | Shoulder | B13 | 600 | 4000 | 1038.41 | 70.49 | 70.5 | 0.01 | 0
2025 | SPP_N_2_SPP_S | SPP_N | SPP_S | Internal | Shoulder | B14 | 900 | 4000 | 0 | 63.79 | 63.66 | 0.01 | 0
2025 | SPP_N_2_SPP_S | SPP_N | SPP_S | Internal | Shoulder | B15 | 1203 | 4000 | 0 | 61.7 | 61.37 | 0.01 | 0
2025 | SPP_N_2_SPP_S | SPP_N | SPP_S | Internal | Summer | B1 | 10 | 4000 | 0 | 103.09 | 101.08 | 0.01 | 0
2025 | SPP_N_2_SPP_S | SPP_N | SPP_S | Internal | Summer | B2 | 25 | 4000 | 0 | 104.66 | 102.65 | 0.01 | 0
2025 | SPP_N_2_SPP_S | SPP_N | SPP_S | Internal | Summer | B3 | 75 | 4000 | 0 | 108.66 | 106.65 | 0.01 | 0
2025 | SPP_N_2_SPP_S | SPP_N | SPP_S | Internal | Summer | B4 | 100 | 4000 | 0 | 103.09 | 101.08 | 0.01 | 0
2025 | SPP_N_2_SPP_S | SPP_N | SPP_S | Internal | Summer | B5 | 200 | 4000 | 0 | 102.24 | 100.23 | 0.01 | 0
2025 | SPP_N_2_SPP_S | SPP_N | SPP_S | Internal | Summer | B6 | 300 | 4000 | 0 | 85.55 | 85.54 | 0.01 | 0
2025 | SPP_N_2_SPP_S | SPP_N | SPP_S | Internal | Summer | B7 | 400 | 4000 | 0 | 77.57 | 75.56 | 0.01 | 0
2025 | SPP_N_2_SPP_S | SPP_N | SPP_S | Internal | Summer | B8 | 500 | 4000 | 0 | 70.27 | 70.26 | 0.01 | 0
2025 | SPP_N_2_SPP_S | SPP_N | SPP_S | Internal | Summer | B9 | 800 | 4000 | 217.55 | 69.09 | 69.11 | 0.01 | 0
2025 | SPP_N_2_SPP_S | SPP_N | SPP_S | Internal | Summer | B10 | 1262 | 4000 | 989.84 | 64.23 | 64.24 | 0.01 | 0
2025 | SPP_N_2_SPP_S | SPP_N | SPP_S | Internal | Winter | B16 | 25 | 4000 | 0 | 75.72 | 73.71 | 0.01 | 0
2025 | SPP_N_2_SPP_S | SPP_N | SPP_S | Internal | Winter | B17 | 100 | 4000 | 340.91 | 71.67 | 71.68 | 0.01 | 0
2025 | SPP_N_2_SPP_S | SPP_N | SPP_S | Internal | Winter | B18 | 400 | 4000 | 432.69 | 71.5 | 71.51 | 0.01 | 0
2025 | SPP_N_2_SPP_S | SPP_N | SPP_S | Internal | Winter | B19 | 700 | 4000 | 0 | 68.57 | 68.56 | 0.01 | 0
2025 | SPP_N_2_SPP_S | SPP_N | SPP_S | Internal | Winter | B20 | 935 | 4000 | 0 | 63.97 | 63.96 | 0.01 | 0
2025 | SPP_S_2_ENT | SPP_S | ENT | Internal | Shoulder | B11 | 25 | 850 | 850 | 76.73 | 83.74 | 5 | 2.01
2025 | SPP_S_2_ENT | SPP_S | ENT | Internal | Shoulder | B12 | 200 | 850 | 0 | 70.5 | 73.68 | 5 | 0
2025 | SPP_S_2_ENT | SPP_S | ENT | Internal | Shoulder | B13 | 600 | 850 | 0 | 70.5 | 73.14 | 5 | 0
2025 | SPP_S_2_ENT | SPP_S | ENT | Internal | Shoulder | B14 | 900 | 850 | 850 | 63.66 | 70.69 | 5 | 2.03
2025 | SPP_S_2_ENT | SPP_S | ENT | Internal | Shoulder | B15 | 1203 | 850 | 850 | 61.37 | 68.93 | 5 | 2.56
2025 | SPP_S_2_ENT | SPP_S | ENT | Internal | Summer | B1 | 10 | 850 | 4657.16 | 101.08 | 109.28 | 5 | 3.2
2025 | SPP_S_2_ENT | SPP_S | ENT | Internal | Summer | B2 | 25 | 850 | 2147.82 | 102.65 | 110.85 | 5 | 3.2
2025 | SPP_S_2_ENT | SPP_S | ENT | Internal | Summer | B3 | 75 | 850 | 850 | 106.65 | 112.44 | 5 | 0.8
2025 | SPP_S_2_ENT | SPP_S | ENT | Internal | Summer | B4 | 100 | 850 | 850 | 101.08 | 108.09 | 5 | 2.01
2025 | SPP_S_2_ENT | SPP_S | ENT | Internal | Summer | B5 | 200 | 850 | 850 | 100.23 | 107.24 | 5 | 2.01
2025 | SPP_S_2_ENT | SPP_S | ENT | Internal | Summer | B6 | 300 | 850 | 311.01 | 85.54 | 90.54 | 5 | 0
2025 | SPP_S_2_ENT | SPP_S | ENT | Internal | Summer | B7 | 400 | 850 | 0 | 75.56 | 80.34 | 5 | 0
2025 | SPP_S_2_ENT | SPP_S | ENT | Internal | Summer | B8 | 500 | 850 | 0 | 70.26 | 72.16 | 5 | 0
2025 | SPP_S_2_ENT | SPP_S | ENT | Internal | Summer | B9 | 800 | 850 | 0 | 69.11 | 71.63 | 5 | 0
2025 | SPP_S_2_ENT | SPP_S | ENT | Internal | Summer | B10 | 1262 | 850 | 172.61 | 64.24 | 69.24 | 5 | 0
2025 | SPP_S_2_ENT | SPP_S | ENT | Internal | Winter | B16 | 25 | 850 | 850 | 73.71 | 80.72 | 5 | 2.01
2025 | SPP_S_2_ENT | SPP_S | ENT | Internal | Winter | B17 | 100 | 850 | 0 | 71.68 | 76.67 | 5 | 0
2025 | SPP_S_2_ENT | SPP_S | ENT | Internal | Winter | B18 | 400 | 850 | 0 | 71.51 | 76.11 | 5 | 0
2025 | SPP_S_2_ENT | SPP_S | ENT | Internal | Winter | B19 | 700 | 850 | 506.95 | 68.56 | 73.56 | 5 | 0
2025 | SPP_S_2_ENT | SPP_S | ENT | Internal | Winter | B20 | 935 | 850 | 850 | 63.96 | 71.21 | 5 | 2.25
2025 | SPP_S_2_SPP_N | SPP_S | SPP_N | Internal | Shoulder | B11 | 25 | 640 | 997.59 | 76.73 | 78.74 | 0.01 | 2
2025 | SPP_S_2_SPP_N | SPP_S | SPP_N | Internal | Shoulder | B12 | 200 | 640 | 0 | 70.5 | 70.49 | 0.01 | 0
2025 | SPP_S_2_SPP_N | SPP_S | SPP_N | Internal | Shoulder | B13 | 600 | 640 | 0 | 70.5 | 70.49 | 0.01 | 0
2025 | SPP_S_2_SPP_N | SPP_S | SPP_N | Internal | Shoulder | B14 | 900 | 640 | 640 | 63.66 | 63.79 | 0.01 | 0.11
2025 | SPP_S_2_SPP_N | SPP_S | SPP_N | Internal | Shoulder | B15 | 1203 | 640 | 640 | 61.37 | 61.7 | 0.01 | 0.32
2025 | SPP_S_2_SPP_N | SPP_S | SPP_N | Internal | Summer | B1 | 10 | 640 | 7337.68 | 101.08 | 103.09 | 0.01 | 2
2025 | SPP_S_2_SPP_N | SPP_S | SPP_N | Internal | Summer | B2 | 25 | 640 | 4940.34 | 102.65 | 104.66 | 0.01 | 2
2025 | SPP_S_2_SPP_N | SPP_S | SPP_N | Internal | Summer | B3 | 75 | 640 | 3542.01 | 106.65 | 108.66 | 0.01 | 2
2025 | SPP_S_2_SPP_N | SPP_S | SPP_N | Internal | Summer | B4 | 100 | 640 | 4891.84 | 101.08 | 103.09 | 0.01 | 2
2025 | SPP_S_2_SPP_N | SPP_S | SPP_N | Internal | Summer | B5 | 200 | 640 | 1391.46 | 100.23 | 102.24 | 0.01 | 2
2025 | SPP_S_2_SPP_N | SPP_S | SPP_N | Internal | Summer | B6 | 300 | 640 | 340.83 | 85.54 | 85.55 | 0.01 | 0
2025 | SPP_S_2_SPP_N | SPP_S | SPP_N | Internal | Summer | B7 | 400 | 640 | 741.59 | 75.56 | 77.57 | 0.01 | 2
2025 | SPP_S_2_SPP_N | SPP_S | SPP_N | Internal | Summer | B8 | 500 | 640 | 134.31 | 70.26 | 70.27 | 0.01 | 0
2025 | SPP_S_2_SPP_N | SPP_S | SPP_N | Internal | Summer | B9 | 800 | 640 | 0 | 69.11 | 69.09 | 0.01 | 0
2025 | SPP_S_2_SPP_N | SPP_S | SPP_N | Internal | Summer | B10 | 1262 | 640 | 0 | 64.24 | 64.23 | 0.01 | 0
2025 | SPP_S_2_SPP_N | SPP_S | SPP_N | Internal | Winter | B16 | 25 | 640 | 1125.77 | 73.71 | 75.72 | 0.01 | 2
2025 | SPP_S_2_SPP_N | SPP_S | SPP_N | Internal | Winter | B17 | 100 | 640 | 0 | 71.68 | 71.67 | 0.01 | 0
2025 | SPP_S_2_SPP_N | SPP_S | SPP_N | Internal | Winter | B18 | 400 | 640 | 0 | 71.51 | 71.5 | 0.01 | 0
2025 | SPP_S_2_SPP_N | SPP_S | SPP_N | Internal | Winter | B19 | 700 | 640 | 433.14 | 68.56 | 68.57 | 0.01 | 0
2025 | SPP_S_2_SPP_N | SPP_S | SPP_N | Internal | Winter | B20 | 935 | 640 | 543.5 | 63.96 | 63.97 | 0.01 | 0
2025 | TVA_2_ENT | TVA | ENT | Internal | Shoulder | B11 | 25 | 500 | 0 | 90.21 | 83.74 | 9 | 0
2025 | TVA_2_ENT | TVA | ENT | Internal | Shoulder | B12 | 200 | 500 | 0 | 75 | 73.68 | 9 | 0
2025 | TVA_2_ENT | TVA | ENT | Internal | Shoulder | B13 | 600 | 500 | 0 | 72.4 | 73.14 | 9 | 0
2025 | TVA_2_ENT | TVA | ENT | Internal | Shoulder | B14 | 900 | 500 | 0 | 72.4 | 70.69 | 9 | 0
2025 | TVA_2_ENT | TVA | ENT | Internal | Shoulder | B15 | 1203 | 500 | 0 | 70.46 | 68.93 | 9 | 0
2025 | TVA_2_ENT | TVA | ENT | Internal | Summer | B1 | 10 | 500 | 0 | 118.45 | 109.28 | 9 | 0
2025 | TVA_2_ENT | TVA | ENT | Internal | Summer | B2 | 25 | 500 | 0 | 117.54 | 110.85 | 9 | 0
2025 | TVA_2_ENT | TVA | ENT | Internal | Summer | B3 | 75 | 500 | 0 | 115.28 | 112.44 | 9 | 0
2025 | TVA_2_ENT | TVA | ENT | Internal | Summer | B4 | 100 | 500 | 0 | 115.28 | 108.09 | 9 | 0
2025 | TVA_2_ENT | TVA | ENT | Internal | Summer | B5 | 200 | 500 | 0 | 109.06 | 107.24 | 9 | 0
2025 | TVA_2_ENT | TVA | ENT | Internal | Summer | B6 | 300 | 500 | 0 | 85.33 | 90.54 | 9 | 0
2025 | TVA_2_ENT | TVA | ENT | Internal | Summer | B7 | 400 | 500 | 0 | 77.01 | 80.34 | 9 | 0
2025 | TVA_2_ENT | TVA | ENT | Internal | Summer | B8 | 500 | 500 | 0 | 73.87 | 72.16 | 9 | 0
2025 | TVA_2_ENT | TVA | ENT | Internal | Summer | B9 | 800 | 500 | 0 | 70.79 | 71.63 | 9 | 0
2025 | TVA_2_ENT | TVA | ENT | Internal | Summer | B10 | 1262 | 500 | 0 | 62.22 | 69.24 | 9 | 0
2025 | TVA_2_ENT | TVA | ENT | Internal | Winter | B16 | 25 | 500 | 0 | 94.06 | 80.72 | 9 | 0
2025 | TVA_2_ENT | TVA | ENT | Internal | Winter | B17 | 100 | 500 | 0 | 79.01 | 76.67 | 9 | 0
2025 | TVA_2_ENT | TVA | ENT | Internal | Winter | B18 | 400 | 500 | 0 | 75.04 | 76.11 | 9 | 0
2025 | TVA_2_ENT | TVA | ENT | Internal | Winter | B19 | 700 | 500 | 0 | 75.04 | 73.56 | 9 | 0
2025 | TVA_2_ENT | TVA | ENT | Internal | Winter | B20 | 935 | 500 | 0 | 72.55 | 71.21 | 9 | 0
2025 | TVA_2_MISO_MO-IL | TVA | MISO_MO-IL | Internal | Shoulder | B11 | 25 | 50 | 0 | 90.21 | 82.2 | 9 | 0
2025 | TVA_2_MISO_MO-IL | TVA | MISO_MO-IL | Internal | Shoulder | B12 | 200 | 50 | 0 | 75 | 75.18 | 9 | 0
2025 | TVA_2_MISO_MO-IL | TVA | MISO_MO-IL | Internal | Shoulder | B13 | 600 | 50 | 0 | 72.4 | 73.41 | 9 | 0
2025 | TVA_2_MISO_MO-IL | TVA | MISO_MO-IL | Internal | Shoulder | B14 | 900 | 50 | 0 | 72.4 | 68.79 | 9 | 0
2025 | TVA_2_MISO_MO-IL | TVA | MISO_MO-IL | Internal | Shoulder | B15 | 1203 | 50 | 0 | 70.46 | 62.45 | 9 | 0
2025 | TVA_2_MISO_MO-IL | TVA | MISO_MO-IL | Internal | Summer | B1 | 10 | 50 | 0 | 118.45 | 110.44 | 9 | 0
2025 | TVA_2_MISO_MO-IL | TVA | MISO_MO-IL | Internal | Summer | B2 | 25 | 50 | 0 | 117.54 | 109.53 | 9 | 0
2025 | TVA_2_MISO_MO-IL | TVA | MISO_MO-IL | Internal | Summer | B3 | 75 | 50 | 0 | 115.28 | 108.66 | 9 | 0
2025 | TVA_2_MISO_MO-IL | TVA | MISO_MO-IL | Internal | Summer | B4 | 100 | 50 | 0 | 115.28 | 107.28 | 9 | 0
2025 | TVA_2_MISO_MO-IL | TVA | MISO_MO-IL | Internal | Summer | B5 | 200 | 50 | 0 | 109.06 | 101.06 | 9 | 0
2025 | TVA_2_MISO_MO-IL | TVA | MISO_MO-IL | Internal | Summer | B6 | 300 | 50 | 0 | 85.33 | 83.44 | 9 | 0
2025 | TVA_2_MISO_MO-IL | TVA | MISO_MO-IL | Internal | Summer | B7 | 400 | 50 | 0 | 77.01 | 76.35 | 9 | 0
2025 | TVA_2_MISO_MO-IL | TVA | MISO_MO-IL | Internal | Summer | B8 | 500 | 50 | 0 | 73.87 | 70.67 | 9 | 0
2025 | TVA_2_MISO_MO-IL | TVA | MISO_MO-IL | Internal | Summer | B9 | 800 | 50 | 0 | 70.79 | 66.39 | 9 | 0
2025 | TVA_2_MISO_MO-IL | TVA | MISO_MO-IL | Internal | Summer | B10 | 1262 | 50 | 0 | 62.22 | 60.17 | 9 | 0
2025 | TVA_2_MISO_MO-IL | TVA | MISO_MO-IL | Internal | Winter | B16 | 25 | 50 | 0 | 94.06 | 78.03 | 9 | 0
2025 | TVA_2_MISO_MO-IL | TVA | MISO_MO-IL | Internal | Winter | B17 | 100 | 50 | 0 | 79.01 | 74.98 | 9 | 0
2025 | TVA_2_MISO_MO-IL | TVA | MISO_MO-IL | Internal | Winter | B18 | 400 | 50 | 0 | 75.04 | 75 | 9 | 0
2025 | TVA_2_MISO_MO-IL | TVA | MISO_MO-IL | Internal | Winter | B19 | 700 | 50 | 0 | 75.04 | 73.57 | 9 | 0
2025 | TVA_2_MISO_MO-IL | TVA | MISO_MO-IL | Internal | Winter | B20 | 935 | 50 | 0 | 72.55 | 64.54 | 9 | 0
2025 | TVA_2_NonRTO_Midwest | TVA | NonRTO_Midwest | Internal | Shoulder | B11 | 25 | 100 | 0 | 90.21 | 90.19 | 9 | 0
2025 | TVA_2_NonRTO_Midwest | TVA | NonRTO_Midwest | Internal | Shoulder | B12 | 200 | 100 | 0 | 75 | 83.17 | 9 | 0
2025 | TVA_2_NonRTO_Midwest | TVA | NonRTO_Midwest | Internal | Shoulder | B13 | 600 | 100 | 94.39 | 72.4 | 81.4 | 9 | 0
2025 | TVA_2_NonRTO_Midwest | TVA | NonRTO_Midwest | Internal | Shoulder | B14 | 900 | 100 | 0 | 72.4 | 76.77 | 9 | 0
2025 | TVA_2_NonRTO_Midwest | TVA | NonRTO_Midwest | Internal | Shoulder | B15 | 1203 | 100 | 0 | 70.46 | 70.43 | 9 | 0
2025 | TVA_2_NonRTO_Midwest | TVA | NonRTO_Midwest | Internal | Summer | B1 | 10 | 100 | 0 | 118.45 | 116.42 | 9 | 0
2025 | TVA_2_NonRTO_Midwest | TVA | NonRTO_Midwest | Internal | Summer | B2 | 25 | 100 | 0 | 117.54 | 116.42 | 9 | 0
2025 | TVA_2_NonRTO_Midwest | TVA | NonRTO_Midwest | Internal | Summer | B3 | 75 | 100 | 0 | 115.28 | 116.42 | 9 | 0
2025 | TVA_2_NonRTO_Midwest | TVA | NonRTO_Midwest | Internal | Summer | B4 | 100 | 100 | 0 | 115.28 | 115.09 | 9 | 0
2025 | TVA_2_NonRTO_Midwest | TVA | NonRTO_Midwest | Internal | Summer | B5 | 200 | 100 | 0 | 109.06 | 108.87 | 9 | 0
2025 | TVA_2_NonRTO_Midwest | TVA | NonRTO_Midwest | Internal | Summer | B6 | 300 | 100 | 0 | 85.33 | 91.26 | 9 | 0
2025 | TVA_2_NonRTO_Midwest | TVA | NonRTO_Midwest | Internal | Summer | B7 | 400 | 100 | 0 | 77.01 | 84.34 | 9 | 0
2025 | TVA_2_NonRTO_Midwest | TVA | NonRTO_Midwest | Internal | Summer | B8 | 500 | 100 | 0 | 73.87 | 78.65 | 9 | 0
2025 | TVA_2_NonRTO_Midwest | TVA | NonRTO_Midwest | Internal | Summer | B9 | 800 | 100 | 0 | 70.79 | 74.38 | 9 | 0
2025 | TVA_2_NonRTO_Midwest | TVA | NonRTO_Midwest | Internal | Summer | B10 | 1262 | 100 | 0 | 62.22 | 67.98 | 9 | 0
2025 | TVA_2_NonRTO_Midwest | TVA | NonRTO_Midwest | Internal | Winter | B16 | 25 | 100 | 0 | 94.06 | 86.05 | 9 | 0
2025 | TVA_2_NonRTO_Midwest | TVA | NonRTO_Midwest | Internal | Winter | B17 | 100 | 100 | 0 | 79.01 | 82.99 | 9 | 0
2025 | TVA_2_NonRTO_Midwest | TVA | NonRTO_Midwest | Internal | Winter | B18 | 400 | 100 | 0 | 75.04 | 82.99 | 9 | 0
2025 | TVA_2_NonRTO_Midwest | TVA | NonRTO_Midwest | Internal | Winter | B19 | 700 | 100 | 0 | 75.04 | 81.56 | 9 | 0
2025 | TVA_2_NonRTO_Midwest | TVA | NonRTO_Midwest | Internal | Winter | B20 | 935 | 100 | 0 | 72.55 | 72.53 | 9 | 0
2025 | TVA_2_PJM_ROR | TVA | PJM_ROR | Internal | Shoulder | B11 | 25 | 500 | 0 | 90.21 | 84.2 | 9 | 0
2025 | TVA_2_PJM_ROR | TVA | PJM_ROR | Internal | Shoulder | B12 | 200 | 500 | 0 | 75 | 78 | 9 | 0
2025 | TVA_2_PJM_ROR | TVA | PJM_ROR | Internal | Shoulder | B13 | 600 | 500 | 0 | 72.4 | 75.41 | 9 | 0
2025 | TVA_2_PJM_ROR | TVA | PJM_ROR | Internal | Shoulder | B14 | 900 | 500 | 0 | 72.4 | 72.67 | 9 | 0
2025 | TVA_2_PJM_ROR | TVA | PJM_ROR | Internal | Shoulder | B15 | 1203 | 500 | 0 | 70.46 | 67.73 | 9 | 0
2025 | TVA_2_PJM_ROR | TVA | PJM_ROR | Internal | Summer | B1 | 10 | 500 | 0 | 118.45 | 114.32 | 9 | 0
2025 | TVA_2_PJM_ROR | TVA | PJM_ROR | Internal | Summer | B2 | 25 | 500 | 0 | 117.54 | 111.53 | 9 | 0
2025 | TVA_2_PJM_ROR | TVA | PJM_ROR | Internal | Summer | B3 | 75 | 500 | 0 | 115.28 | 109.27 | 9 | 0
2025 | TVA_2_PJM_ROR | TVA | PJM_ROR | Internal | Summer | B4 | 100 | 500 | 0 | 115.28 | 109.27 | 9 | 0
2025 | TVA_2_PJM_ROR | TVA | PJM_ROR | Internal | Summer | B5 | 200 | 500 | 0 | 109.06 | 103.06 | 9 | 0
2025 | TVA_2_PJM_ROR | TVA | PJM_ROR | Internal | Summer | B6 | 300 | 500 | 0 | 85.33 | 85.27 | 9 | 0
2025 | TVA_2_PJM_ROR | TVA | PJM_ROR | Internal | Summer | B7 | 400 | 500 | 0 | 77.01 | 78.35 | 9 | 0
2025 | TVA_2_PJM_ROR | TVA | PJM_ROR | Internal | Summer | B8 | 500 | 500 | 0 | 73.87 | 72.67 | 9 | 0
2025 | TVA_2_PJM_ROR | TVA | PJM_ROR | Internal | Summer | B9 | 800 | 500 | 0 | 70.79 | 68.38 | 9 | 0
2025 | TVA_2_PJM_ROR | TVA | PJM_ROR | Internal | Summer | B10 | 1262 | 500 | 0 | 62.22 | 62.17 | 9 | 0
2025 | TVA_2_PJM_ROR | TVA | PJM_ROR | Internal | Winter | B16 | 25 | 500 | 0 | 94.06 | 95.54 | 9 | 0
2025 | TVA_2_PJM_ROR | TVA | PJM_ROR | Internal | Winter | B17 | 100 | 500 | 0 | 79.01 | 84.72 | 9 | 0
2025 | TVA_2_PJM_ROR | TVA | PJM_ROR | Internal | Winter | B18 | 400 | 500 | 0 | 75.04 | 79.28 | 9 | 0
2025 | TVA_2_PJM_ROR | TVA | PJM_ROR | Internal | Winter | B19 | 700 | 500 | 0 | 75.04 | 75.57 | 9 | 0
2025 | TVA_2_PJM_ROR | TVA | PJM_ROR | Internal | Winter | B20 | 935 | 500 | 0 | 72.55 | 69.88 | 9 | 0
2025 | TVA_2_SOCO | TVA | SOCO | Internal | Shoulder | B11 | 25 | 500 | 0 | 90.21 | 99.2 | 9 | 0
2025 | TVA_2_SOCO | TVA | SOCO | Internal | Shoulder | B12 | 200 | 500 | 0 | 75 | 77.62 | 9 | 0
2025 | TVA_2_SOCO | TVA | SOCO | Internal | Shoulder | B13 | 600 | 500 | 0 | 72.4 | 75.26 | 9 | 0
2025 | TVA_2_SOCO | TVA | SOCO | Internal | Shoulder | B14 | 900 | 500 | 0 | 72.4 | 75.26 | 9 | 0
2025 | TVA_2_SOCO | TVA | SOCO | Internal | Shoulder | B15 | 1203 | 500 | 0 | 70.46 | 72.62 | 9 | 0
2025 | TVA_2_SOCO | TVA | SOCO | Internal | Summer | B1 | 10 | 500 | 0 | 118.45 | 120.44 | 9 | 0
2025 | TVA_2_SOCO | TVA | SOCO | Internal | Summer | B2 | 25 | 500 | 0 | 117.54 | 120.44 | 9 | 0
2025 | TVA_2_SOCO | TVA | SOCO | Internal | Summer | B3 | 75 | 500 | 0 | 115.28 | 120.44 | 9 | 0
2025 | TVA_2_SOCO | TVA | SOCO | Internal | Summer | B4 | 100 | 500 | 0 | 115.28 | 118.06 | 9 | 0
2025 | TVA_2_SOCO | TVA | SOCO | Internal | Summer | B5 | 200 | 500 | 497.66 | 109.06 | 118.06 | 9 | 0
2025 | TVA_2_SOCO | TVA | SOCO | Internal | Summer | B6 | 300 | 500 | 1057.75 | 85.33 | 99.67 | 9 | 5.33
2025 | TVA_2_SOCO | TVA | SOCO | Internal | Summer | B7 | 400 | 500 | 2540.21 | 77.01 | 91.35 | 9 | 5.33
2025 | TVA_2_SOCO | TVA | SOCO | Internal | Summer | B8 | 500 | 500 | 500 | 73.87 | 85.67 | 9 | 2.8
2025 | TVA_2_SOCO | TVA | SOCO | Internal | Summer | B9 | 800 | 500 | 0 | 70.79 | 74.63 | 9 | 0
2025 | TVA_2_SOCO | TVA | SOCO | Internal | Summer | B10 | 1262 | 500 | 136.22 | 62.22 | 71.22 | 9 | 0
2025 | TVA_2_SOCO | TVA | SOCO | Internal | Winter | B16 | 25 | 500 | 0 | 94.06 | 103.05 | 9 | 0
2025 | TVA_2_SOCO | TVA | SOCO | Internal | Winter | B17 | 100 | 500 | 0 | 79.01 | 84.67 | 9 | 0
2025 | TVA_2_SOCO | TVA | SOCO | Internal | Winter | B18 | 400 | 500 | 0 | 75.04 | 76.97 | 9 | 0
2025 | TVA_2_SOCO | TVA | SOCO | Internal | Winter | B19 | 700 | 500 | 0 | 75.04 | 76.97 | 9 | 0
2025 | TVA_2_SOCO | TVA | SOCO | Internal | Winter | B20 | 935 | 500 | 0 | 72.55 | 75.5 | 9 | 0
2025 | TVA_2_VACAR | TVA | VACAR | Internal | Shoulder | B11 | 25 | 150 | 0 | 90.21 | 90.73 | 9 | 0
2025 | TVA_2_VACAR | TVA | VACAR | Internal | Shoulder | B12 | 200 | 150 | 10.68 | 75 | 84 | 9 | 0
2025 | TVA_2_VACAR | TVA | VACAR | Internal | Shoulder | B13 | 600 | 150 | 0 | 72.4 | 80.7 | 9 | 0
2025 | TVA_2_VACAR | TVA | VACAR | Internal | Shoulder | B14 | 900 | 150 | 0 | 72.4 | 76.26 | 9 | 0
2025 | TVA_2_VACAR | TVA | VACAR | Internal | Shoulder | B15 | 1203 | 150 | 0 | 70.46 | 66.27 | 9 | 0
2025 | TVA_2_VACAR | TVA | VACAR | Internal | Summer | B1 | 10 | 150 | 0 | 118.45 | 121.06 | 9 | 0
2025 | TVA_2_VACAR | TVA | VACAR | Internal | Summer | B2 | 25 | 150 | 0 | 117.54 | 121.06 | 9 | 0
2025 | TVA_2_VACAR | TVA | VACAR | Internal | Summer | B3 | 75 | 150 | 0 | 115.28 | 121.06 | 9 | 0
2025 | TVA_2_VACAR | TVA | VACAR | Internal | Summer | B4 | 100 | 150 | 0 | 115.28 | 121.06 | 9 | 0
2025 | TVA_2_VACAR | TVA | VACAR | Internal | Summer | B5 | 200 | 150 | 0 | 109.06 | 111.06 | 9 | 0
2025 | TVA_2_VACAR | TVA | VACAR | Internal | Summer | B6 | 300 | 150 | 0 | 85.33 | 92.67 | 9 | 0
2025 | TVA_2_VACAR | TVA | VACAR | Internal | Summer | B7 | 400 | 150 | 0 | 77.01 | 84.35 | 9 | 0
2025 | TVA_2_VACAR | TVA | VACAR | Internal | Summer | B8 | 500 | 150 | 0 | 73.87 | 78.67 | 9 | 0
2025 | TVA_2_VACAR | TVA | VACAR | Internal | Summer | B9 | 800 | 150 | 0 | 70.79 | 67.63 | 9 | 0
2025 | TVA_2_VACAR | TVA | VACAR | Internal | Summer | B10 | 1262 | 150 | 0 | 62.22 | 64.45 | 9 | 0
2025 | TVA_2_VACAR | TVA | VACAR | Internal | Winter | B16 | 25 | 150 | 493.24 | 94.06 | 105.77 | 9 | 2.71
2025 | TVA_2_VACAR | TVA | VACAR | Internal | Winter | B17 | 100 | 150 | 643.87 | 79.01 | 90.72 | 9 | 2.71
2025 | TVA_2_VACAR | TVA | VACAR | Internal | Winter | B18 | 400 | 150 | 130.84 | 75.04 | 84.04 | 9 | 0
2025 | TVA_2_VACAR | TVA | VACAR | Internal | Winter | B19 | 700 | 150 | 0 | 75.04 | 81.3 | 9 | 0
2025 | TVA_2_VACAR | TVA | VACAR | Internal | Winter | B20 | 935 | 150 | 0 | 72.55 | 70.33 | 9 | 0
2025 | TVA_Transmission_2_ENT | TVA_Transmission | ENT | Internal | Shoulder | B11 | 25 | 3000 | 0 | 90.2 | 83.74 | 9 | 0
2025 | TVA_Transmission_2_ENT | TVA_Transmission | ENT | Internal | Shoulder | B12 | 200 | 3000 | 0 | 79.23 | 73.68 | 9 | 0
2025 | TVA_Transmission_2_ENT | TVA_Transmission | ENT | Internal | Shoulder | B13 | 600 | 3000 | 0 | 77.09 | 73.14 | 9 | 0
2025 | TVA_Transmission_2_ENT | TVA_Transmission | ENT | Internal | Shoulder | B14 | 900 | 3000 | 0 | 74.72 | 70.69 | 9 | 0
2025 | TVA_Transmission_2_ENT | TVA_Transmission | ENT | Internal | Shoulder | B15 | 1203 | 3000 | 0 | 70.45 | 68.93 | 9 | 0
2025 | TVA_Transmission_2_ENT | TVA_Transmission | ENT | Internal | Summer | B1 | 10 | 3000 | 0 | 118.44 | 109.28 | 9 | 0
2025 | TVA_Transmission_2_ENT | TVA_Transmission | ENT | Internal | Summer | B2 | 25 | 3000 | 0 | 117.53 | 110.85 | 9 | 0
2025 | TVA_Transmission_2_ENT | TVA_Transmission | ENT | Internal | Summer | B3 | 75 | 3000 | 0 | 115.27 | 112.44 | 9 | 0
2025 | TVA_Transmission_2_ENT | TVA_Transmission | ENT | Internal | Summer | B4 | 100 | 3000 | 0 | 115.27 | 108.09 | 9 | 0
2025 | TVA_Transmission_2_ENT | TVA_Transmission | ENT | Internal | Summer | B5 | 200 | 3000 | 0 | 109.06 | 107.24 | 9 | 0
2025 | TVA_Transmission_2_ENT | TVA_Transmission | ENT | Internal | Summer | B6 | 300 | 3000 | 0 | 91 | 90.54 | 9 | 0
2025 | TVA_Transmission_2_ENT | TVA_Transmission | ENT | Internal | Summer | B7 | 400 | 3000 | 0 | 83.35 | 80.34 | 9 | 0
2025 | TVA_Transmission_2_ENT | TVA_Transmission | ENT | Internal | Summer | B8 | 500 | 3000 | 0 | 77.69 | 72.16 | 9 | 0
2025 | TVA_Transmission_2_ENT | TVA_Transmission | ENT | Internal | Summer | B9 | 800 | 3000 | 0 | 72.2 | 71.63 | 9 | 0
2025 | TVA_Transmission_2_ENT | TVA_Transmission | ENT | Internal | Summer | B10 | 1262 | 3000 | 0 | 65.89 | 69.24 | 9 | 0
2025 | TVA_Transmission_2_ENT | TVA_Transmission | ENT | Internal | Winter | B16 | 25 | 3000 | 0 | 94.05 | 80.72 | 9 | 0
2025 | TVA_Transmission_2_ENT | TVA_Transmission | ENT | Internal | Winter | B17 | 100 | 3000 | 0 | 82.44 | 76.67 | 9 | 0
2025 | TVA_Transmission_2_ENT | TVA_Transmission | ENT | Internal | Winter | B18 | 400 | 3000 | 0 | 79.63 | 76.11 | 9 | 0
2025 | TVA_Transmission_2_ENT | TVA_Transmission | ENT | Internal | Winter | B19 | 700 | 3000 | 0 | 78.11 | 73.56 | 9 | 0
2025 | TVA_Transmission_2_ENT | TVA_Transmission | ENT | Internal | Winter | B20 | 935 | 3000 | 0 | 72.54 | 71.21 | 9 | 0
2025 | TVA_Transmission_2_MISO_MO-IL | TVA_Transmission | MISO_MO-IL | Internal | Shoulder | B11 | 25 | 4000 | 0 | 90.2 | 82.2 | 9 | 0
2025 | TVA_Transmission_2_MISO_MO-IL | TVA_Transmission | MISO_MO-IL | Internal | Shoulder | B12 | 200 | 4000 | 0 | 79.23 | 75.18 | 9 | 0
2025 | TVA_Transmission_2_MISO_MO-IL | TVA_Transmission | MISO_MO-IL | Internal | Shoulder | B13 | 600 | 4000 | 0 | 77.09 | 73.41 | 9 | 0
2025 | TVA_Transmission_2_MISO_MO-IL | TVA_Transmission | MISO_MO-IL | Internal | Shoulder | B14 | 900 | 4000 | 0 | 74.72 | 68.79 | 9 | 0
2025 | TVA_Transmission_2_MISO_MO-IL | TVA_Transmission | MISO_MO-IL | Internal | Shoulder | B15 | 1203 | 4000 | 0 | 70.45 | 62.45 | 9 | 0
2025 | TVA_Transmission_2_MISO_MO-IL | TVA_Transmission | MISO_MO-IL | Internal | Summer | B1 | 10 | 4000 | 0 | 118.44 | 110.44 | 9 | 0
2025 | TVA_Transmission_2_MISO_MO-IL | TVA_Transmission | MISO_MO-IL | Internal | Summer | B2 | 25 | 4000 | 0 | 117.53 | 109.53 | 9 | 0
2025 | TVA_Transmission_2_MISO_MO-IL | TVA_Transmission | MISO_MO-IL | Internal | Summer | B3 | 75 | 4000 | 0 | 115.27 | 108.66 | 9 | 0
2025 | TVA_Transmission_2_MISO_MO-IL | TVA_Transmission | MISO_MO-IL | Internal | Summer | B4 | 100 | 4000 | 0 | 115.27 | 107.28 | 9 | 0
2025 | TVA_Transmission_2_MISO_MO-IL | TVA_Transmission | MISO_MO-IL | Internal | Summer | B5 | 200 | 4000 | 0 | 109.06 | 101.06 | 9 | 0
2025 | TVA_Transmission_2_MISO_MO-IL | TVA_Transmission | MISO_MO-IL | Internal | Summer | B6 | 300 | 4000 | 0 | 91 | 83.44 | 9 | 0
2025 | TVA_Transmission_2_MISO_MO-IL | TVA_Transmission | MISO_MO-IL | Internal | Summer | B7 | 400 | 4000 | 0 | 83.35 | 76.35 | 9 | 0
2025 | TVA_Transmission_2_MISO_MO-IL | TVA_Transmission | MISO_MO-IL | Internal | Summer | B8 | 500 | 4000 | 0 | 77.69 | 70.67 | 9 | 0
2025 | TVA_Transmission_2_MISO_MO-IL | TVA_Transmission | MISO_MO-IL | Internal | Summer | B9 | 800 | 4000 | 0 | 72.2 | 66.39 | 9 | 0
2025 | TVA_Transmission_2_MISO_MO-IL | TVA_Transmission | MISO_MO-IL | Internal | Summer | B10 | 1262 | 4000 | 0 | 65.89 | 60.17 | 9 | 0
2025 | TVA_Transmission_2_MISO_MO-IL | TVA_Transmission | MISO_MO-IL | Internal | Winter | B16 | 25 | 4000 | 0 | 94.05 | 78.03 | 9 | 0
2025 | TVA_Transmission_2_MISO_MO-IL | TVA_Transmission | MISO_MO-IL | Internal | Winter | B17 | 100 | 4000 | 0 | 82.44 | 74.98 | 9 | 0
2025 | TVA_Transmission_2_MISO_MO-IL | TVA_Transmission | MISO_MO-IL | Internal | Winter | B18 | 400 | 4000 | 0 | 79.63 | 75 | 9 | 0
2025 | TVA_Transmission_2_MISO_MO-IL | TVA_Transmission | MISO_MO-IL | Internal | Winter | B19 | 700 | 4000 | 0 | 78.11 | 73.57 | 9 | 0
2025 | TVA_Transmission_2_MISO_MO-IL | TVA_Transmission | MISO_MO-IL | Internal | Winter | B20 | 935 | 4000 | 0 | 72.54 | 64.54 | 9 | 0
2025 | TVA_Transmission_2_NonRTO_Midwest | TVA_Transmission | NonRTO_Midwest | Internal | Shoulder | B11 | 25 | 700 | 0 | 90.2 | 90.19 | 9 | 0
2025 | TVA_Transmission_2_NonRTO_Midwest | TVA_Transmission | NonRTO_Midwest | Internal | Shoulder | B12 | 200 | 700 | 0 | 79.23 | 83.17 | 9 | 0
2025 | TVA_Transmission_2_NonRTO_Midwest | TVA_Transmission | NonRTO_Midwest | Internal | Shoulder | B13 | 600 | 700 | 0 | 77.09 | 81.4 | 9 | 0
2025 | TVA_Transmission_2_NonRTO_Midwest | TVA_Transmission | NonRTO_Midwest | Internal | Shoulder | B14 | 900 | 700 | 0 | 74.72 | 76.77 | 9 | 0
2025 | TVA_Transmission_2_NonRTO_Midwest | TVA_Transmission | NonRTO_Midwest | Internal | Shoulder | B15 | 1203 | 700 | 0 | 70.45 | 70.43 | 9 | 0
2025 | TVA_Transmission_2_NonRTO_Midwest | TVA_Transmission | NonRTO_Midwest | Internal | Summer | B1 | 10 | 700 | 0 | 118.44 | 116.42 | 9 | 0
2025 | TVA_Transmission_2_NonRTO_Midwest | TVA_Transmission | NonRTO_Midwest | Internal | Summer | B2 | 25 | 700 | 0 | 117.53 | 116.42 | 9 | 0
2025 | TVA_Transmission_2_NonRTO_Midwest | TVA_Transmission | NonRTO_Midwest | Internal | Summer | B3 | 75 | 700 | 0 | 115.27 | 116.42 | 9 | 0
2025 | TVA_Transmission_2_NonRTO_Midwest | TVA_Transmission | NonRTO_Midwest | Internal | Summer | B4 | 100 | 700 | 0 | 115.27 | 115.09 | 9 | 0
2025 | TVA_Transmission_2_NonRTO_Midwest | TVA_Transmission | NonRTO_Midwest | Internal | Summer | B5 | 200 | 700 | 0 | 109.06 | 108.87 | 9 | 0
2025 | TVA_Transmission_2_NonRTO_Midwest | TVA_Transmission | NonRTO_Midwest | Internal | Summer | B6 | 300 | 700 | 0 | 91 | 91.26 | 9 | 0
2025 | TVA_Transmission_2_NonRTO_Midwest | TVA_Transmission | NonRTO_Midwest | Internal | Summer | B7 | 400 | 700 | 0 | 83.35 | 84.34 | 9 | 0
2025 | TVA_Transmission_2_NonRTO_Midwest | TVA_Transmission | NonRTO_Midwest | Internal | Summer | B8 | 500 | 700 | 0 | 77.69 | 78.65 | 9 | 0
2025 | TVA_Transmission_2_NonRTO_Midwest | TVA_Transmission | NonRTO_Midwest | Internal | Summer | B9 | 800 | 700 | 0 | 72.2 | 74.38 | 9 | 0
2025 | TVA_Transmission_2_NonRTO_Midwest | TVA_Transmission | NonRTO_Midwest | Internal | Summer | B10 | 1262 | 700 | 0 | 65.89 | 67.98 | 9 | 0
2025 | TVA_Transmission_2_NonRTO_Midwest | TVA_Transmission | NonRTO_Midwest | Internal | Winter | B16 | 25 | 700 | 0 | 94.05 | 86.05 | 9 | 0
2025 | TVA_Transmission_2_NonRTO_Midwest | TVA_Transmission | NonRTO_Midwest | Internal | Winter | B17 | 100 | 700 | 0 | 82.44 | 82.99 | 9 | 0
2025 | TVA_Transmission_2_NonRTO_Midwest | TVA_Transmission | NonRTO_Midwest | Internal | Winter | B18 | 400 | 700 | 0 | 79.63 | 82.99 | 9 | 0
2025 | TVA_Transmission_2_NonRTO_Midwest | TVA_Transmission | NonRTO_Midwest | Internal | Winter | B19 | 700 | 700 | 0 | 78.11 | 81.56 | 9 | 0
2025 | TVA_Transmission_2_NonRTO_Midwest | TVA_Transmission | NonRTO_Midwest | Internal | Winter | B20 | 935 | 700 | 0 | 72.54 | 72.53 | 9 | 0
2025 | TVA_Transmission_2_PJM_ROR | TVA_Transmission | PJM_ROR | Internal | Shoulder | B11 | 25 | 2000 | 0 | 90.2 | 84.2 | 9 | 0
2025 | TVA_Transmission_2_PJM_ROR | TVA_Transmission | PJM_ROR | Internal | Shoulder | B12 | 200 | 2000 | 0 | 79.23 | 78 | 9 | 0
2025 | TVA_Transmission_2_PJM_ROR | TVA_Transmission | PJM_ROR | Internal | Shoulder | B13 | 600 | 2000 | 0 | 77.09 | 75.41 | 9 | 0
2025 | TVA_Transmission_2_PJM_ROR | TVA_Transmission | PJM_ROR | Internal | Shoulder | B14 | 900 | 2000 | 0 | 74.72 | 72.67 | 9 | 0
2025 | TVA_Transmission_2_PJM_ROR | TVA_Transmission | PJM_ROR | Internal | Shoulder | B15 | 1203 | 2000 | 0 | 70.45 | 67.73 | 9 | 0
2025 | TVA_Transmission_2_PJM_ROR | TVA_Transmission | PJM_ROR | Internal | Summer | B1 | 10 | 2000 | 0 | 118.44 | 114.32 | 9 | 0
2025 | TVA_Transmission_2_PJM_ROR | TVA_Transmission | PJM_ROR | Internal | Summer | B2 | 25 | 2000 | 0 | 117.53 | 111.53 | 9 | 0
2025 | TVA_Transmission_2_PJM_ROR | TVA_Transmission | PJM_ROR | Internal | Summer | B3 | 75 | 2000 | 0 | 115.27 | 109.27 | 9 | 0
2025 | TVA_Transmission_2_PJM_ROR | TVA_Transmission | PJM_ROR | Internal | Summer | B4 | 100 | 2000 | 0 | 115.27 | 109.27 | 9 | 0
2025 | TVA_Transmission_2_PJM_ROR | TVA_Transmission | PJM_ROR | Internal | Summer | B5 | 200 | 2000 | 0 | 109.06 | 103.06 | 9 | 0
2025 | TVA_Transmission_2_PJM_ROR | TVA_Transmission | PJM_ROR | Internal | Summer | B6 | 300 | 2000 | 0 | 91 | 85.27 | 9 | 0
2025 | TVA_Transmission_2_PJM_ROR | TVA_Transmission | PJM_ROR | Internal | Summer | B7 | 400 | 2000 | 0 | 83.35 | 78.35 | 9 | 0
2025 | TVA_Transmission_2_PJM_ROR | TVA_Transmission | PJM_ROR | Internal | Summer | B8 | 500 | 2000 | 0 | 77.69 | 72.67 | 9 | 0
2025 | TVA_Transmission_2_PJM_ROR | TVA_Transmission | PJM_ROR | Internal | Summer | B9 | 800 | 2000 | 0 | 72.2 | 68.38 | 9 | 0
2025 | TVA_Transmission_2_PJM_ROR | TVA_Transmission | PJM_ROR | Internal | Summer | B10 | 1262 | 2000 | 0 | 65.89 | 62.17 | 9 | 0
2025 | TVA_Transmission_2_PJM_ROR | TVA_Transmission | PJM_ROR | Internal | Winter | B16 | 25 | 2000 | 0 | 94.05 | 95.54 | 9 | 0
2025 | TVA_Transmission_2_PJM_ROR | TVA_Transmission | PJM_ROR | Internal | Winter | B17 | 100 | 2000 | 0 | 82.44 | 84.72 | 9 | 0
2025 | TVA_Transmission_2_PJM_ROR | TVA_Transmission | PJM_ROR | Internal | Winter | B18 | 400 | 2000 | 0 | 79.63 | 79.28 | 9 | 0
2025 | TVA_Transmission_2_PJM_ROR | TVA_Transmission | PJM_ROR | Internal | Winter | B19 | 700 | 2000 | 0 | 78.11 | 75.57 | 9 | 0
2025 | TVA_Transmission_2_PJM_ROR | TVA_Transmission | PJM_ROR | Internal | Winter | B20 | 935 | 2000 | 0 | 72.54 | 69.88 | 9 | 0
2025 | TVA_Transmission_2_SOCO | TVA_Transmission | SOCO | Internal | Shoulder | B11 | 25 | 3200 | 2136.1 | 90.2 | 99.2 | 9 | 0
2025 | TVA_Transmission_2_SOCO | TVA_Transmission | SOCO | Internal | Shoulder | B12 | 200 | 3200 | 0 | 79.23 | 77.62 | 9 | 0
2025 | TVA_Transmission_2_SOCO | TVA_Transmission | SOCO | Internal | Shoulder | B13 | 600 | 3200 | 0 | 77.09 | 75.26 | 9 | 0
2025 | TVA_Transmission_2_SOCO | TVA_Transmission | SOCO | Internal | Shoulder | B14 | 900 | 3200 | 0 | 74.72 | 75.26 | 9 | 0
2025 | TVA_Transmission_2_SOCO | TVA_Transmission | SOCO | Internal | Shoulder | B15 | 1203 | 3200 | 0 | 70.45 | 72.62 | 9 | 0
2025 | TVA_Transmission_2_SOCO | TVA_Transmission | SOCO | Internal | Summer | B1 | 10 | 3200 | 0 | 118.44 | 120.44 | 9 | 0
2025 | TVA_Transmission_2_SOCO | TVA_Transmission | SOCO | Internal | Summer | B2 | 25 | 3200 | 0 | 117.53 | 120.44 | 9 | 0
2025 | TVA_Transmission_2_SOCO | TVA_Transmission | SOCO | Internal | Summer | B3 | 75 | 3200 | 0 | 115.27 | 120.44 | 9 | 0
2025 | TVA_Transmission_2_SOCO | TVA_Transmission | SOCO | Internal | Summer | B4 | 100 | 3200 | 0 | 115.27 | 118.06 | 9 | 0
2025 | TVA_Transmission_2_SOCO | TVA_Transmission | SOCO | Internal | Summer | B5 | 200 | 3200 | 1503.35 | 109.06 | 118.06 | 9 | 0
2025 | TVA_Transmission_2_SOCO | TVA_Transmission | SOCO | Internal | Summer | B6 | 300 | 3200 | 0 | 91 | 99.67 | 9 | 0
2025 | TVA_Transmission_2_SOCO | TVA_Transmission | SOCO | Internal | Summer | B7 | 400 | 3200 | 0 | 83.35 | 91.35 | 9 | 0
2025 | TVA_Transmission_2_SOCO | TVA_Transmission | SOCO | Internal | Summer | B8 | 500 | 3200 | 0 | 77.69 | 85.67 | 9 | 0
2025 | TVA_Transmission_2_SOCO | TVA_Transmission | SOCO | Internal | Summer | B9 | 800 | 3200 | 0 | 72.2 | 74.63 | 9 | 0
2025 | TVA_Transmission_2_SOCO | TVA_Transmission | SOCO | Internal | Summer | B10 | 1262 | 3200 | 0 | 65.89 | 71.22 | 9 | 0
2025 | TVA_Transmission_2_SOCO | TVA_Transmission | SOCO | Internal | Winter | B16 | 25 | 3200 | 3065.31 | 94.05 | 103.05 | 9 | 0
2025 | TVA_Transmission_2_SOCO | TVA_Transmission | SOCO | Internal | Winter | B17 | 100 | 3200 | 0 | 82.44 | 84.67 | 9 | 0
2025 | TVA_Transmission_2_SOCO | TVA_Transmission | SOCO | Internal | Winter | B18 | 400 | 3200 | 0 | 79.63 | 76.97 | 9 | 0
2025 | TVA_Transmission_2_SOCO | TVA_Transmission | SOCO | Internal | Winter | B19 | 700 | 3200 | 0 | 78.11 | 76.97 | 9 | 0
2025 | TVA_Transmission_2_SOCO | TVA_Transmission | SOCO | Internal | Winter | B20 | 935 | 3200 | 0 | 72.54 | 75.5 | 9 | 0
2025 | TVA_Transmission_2_TVA | TVA_Transmission | TVA | Internal | Shoulder | B11 | 25 | 99999 | 92.78 | 90.2 | 90.21 | 0.01 | 0
2025 | TVA_Transmission_2_TVA | TVA_Transmission | TVA | Internal | Shoulder | B12 | 200 | 99999 | 0 | 79.23 | 75 | 0.01 | 0
2025 | TVA_Transmission_2_TVA | TVA_Transmission | TVA | Internal | Shoulder | B13 | 600 | 99999 | 0 | 77.09 | 72.4 | 0.01 | 0
2025 | TVA_Transmission_2_TVA | TVA_Transmission | TVA | Internal | Shoulder | B14 | 900 | 99999 | 0 | 74.72 | 72.4 | 0.01 | 0
2025 | TVA_Transmission_2_TVA | TVA_Transmission | TVA | Internal | Shoulder | B15 | 1203 | 99999 | 2153.19 | 70.45 | 70.46 | 0.01 | 0
2025 | TVA_Transmission_2_TVA | TVA_Transmission | TVA | Internal | Summer | B1 | 10 | 99999 | 4015.58 | 118.44 | 118.45 | 0.01 | 0
2025 | TVA_Transmission_2_TVA | TVA_Transmission | TVA | Internal | Summer | B2 | 25 | 99999 | 3256.74 | 117.53 | 117.54 | 0.01 | 0
2025 | TVA_Transmission_2_TVA | TVA_Transmission | TVA | Internal | Summer | B3 | 75 | 99999 | 1767.68 | 115.27 | 115.28 | 0.01 | 0
2025 | TVA_Transmission_2_TVA | TVA_Transmission | TVA | Internal | Summer | B4 | 100 | 99999 | 1079.66 | 115.27 | 115.28 | 0.01 | 0
2025 | TVA_Transmission_2_TVA | TVA_Transmission | TVA | Internal | Summer | B5 | 200 | 99999 | 0 | 109.06 | 109.06 | 0.01 | 0
2025 | TVA_Transmission_2_TVA | TVA_Transmission | TVA | Internal | Summer | B6 | 300 | 99999 | 0 | 91 | 85.33 | 0.01 | 0
2025 | TVA_Transmission_2_TVA | TVA_Transmission | TVA | Internal | Summer | B7 | 400 | 99999 | 0 | 83.35 | 77.01 | 0.01 | 0
2025 | TVA_Transmission_2_TVA | TVA_Transmission | TVA | Internal | Summer | B8 | 500 | 99999 | 0 | 77.69 | 73.87 | 0.01 | 0
2025 | TVA_Transmission_2_TVA | TVA_Transmission | TVA | Internal | Summer | B9 | 800 | 99999 | 0 | 72.2 | 70.79 | 0.01 | 0
2025 | TVA_Transmission_2_TVA | TVA_Transmission | TVA | Internal | Summer | B10 | 1262 | 99999 | 0 | 65.89 | 62.22 | 0.01 | 0
2025 | TVA_Transmission_2_TVA | TVA_Transmission | TVA | Internal | Winter | B16 | 25 | 99999 | 2269.63 | 94.05 | 94.06 | 0.01 | 0
2025 | TVA_Transmission_2_TVA | TVA_Transmission | TVA | Internal | Winter | B17 | 100 | 99999 | 0 | 82.44 | 79.01 | 0.01 | 0
2025 | TVA_Transmission_2_TVA | TVA_Transmission | TVA | Internal | Winter | B18 | 400 | 99999 | 0 | 79.63 | 75.04 | 0.01 | 0
2025 | TVA_Transmission_2_TVA | TVA_Transmission | TVA | Internal | Winter | B19 | 700 | 99999 | 0 | 78.11 | 75.04 | 0.01 | 0
2025 | TVA_Transmission_2_TVA | TVA_Transmission | TVA | Internal | Winter | B20 | 935 | 99999 | 1901.1 | 72.54 | 72.55 | 0.01 | 0
2025 | TVA_Transmission_2_VACAR | TVA_Transmission | VACAR | Internal | Shoulder | B11 | 25 | 900 | 0 | 90.2 | 90.73 | 9 | 0
2025 | TVA_Transmission_2_VACAR | TVA_Transmission | VACAR | Internal | Shoulder | B12 | 200 | 900 | 0 | 79.23 | 84 | 9 | 0
2025 | TVA_Transmission_2_VACAR | TVA_Transmission | VACAR | Internal | Shoulder | B13 | 600 | 900 | 0 | 77.09 | 80.7 | 9 | 0
2025 | TVA_Transmission_2_VACAR | TVA_Transmission | VACAR | Internal | Shoulder | B14 | 900 | 900 | 0 | 74.72 | 76.26 | 9 | 0
2025 | TVA_Transmission_2_VACAR | TVA_Transmission | VACAR | Internal | Shoulder | B15 | 1203 | 900 | 0 | 70.45 | 66.27 | 9 | 0
2025 | TVA_Transmission_2_VACAR | TVA_Transmission | VACAR | Internal | Summer | B1 | 10 | 900 | 0 | 118.44 | 121.06 | 9 | 0
2025 | TVA_Transmission_2_VACAR | TVA_Transmission | VACAR | Internal | Summer | B2 | 25 | 900 | 0 | 117.53 | 121.06 | 9 | 0
2025 | TVA_Transmission_2_VACAR | TVA_Transmission | VACAR | Internal | Summer | B3 | 75 | 900 | 0 | 115.27 | 121.06 | 9 | 0
2025 | TVA_Transmission_2_VACAR | TVA_Transmission | VACAR | Internal | Summer | B4 | 100 | 900 | 0 | 115.27 | 121.06 | 9 | 0
2025 | TVA_Transmission_2_VACAR | TVA_Transmission | VACAR | Internal | Summer | B5 | 200 | 900 | 0 | 109.06 | 111.06 | 9 | 0
2025 | TVA_Transmission_2_VACAR | TVA_Transmission | VACAR | Internal | Summer | B6 | 300 | 900 | 0 | 91 | 92.67 | 9 | 0
2025 | TVA_Transmission_2_VACAR | TVA_Transmission | VACAR | Internal | Summer | B7 | 400 | 900 | 0 | 83.35 | 84.35 | 9 | 0
2025 | TVA_Transmission_2_VACAR | TVA_Transmission | VACAR | Internal | Summer | B8 | 500 | 900 | 0 | 77.69 | 78.67 | 9 | 0
2025 | TVA_Transmission_2_VACAR | TVA_Transmission | VACAR | Internal | Summer | B9 | 800 | 900 | 0 | 72.2 | 67.63 | 9 | 0
2025 | TVA_Transmission_2_VACAR | TVA_Transmission | VACAR | Internal | Summer | B10 | 1262 | 900 | 0 | 65.89 | 64.45 | 9 | 0
2025 | TVA_Transmission_2_VACAR | TVA_Transmission | VACAR | Internal | Winter | B16 | 25 | 900 | 900 | 94.05 | 105.77 | 9 | 2.72
2025 | TVA_Transmission_2_VACAR | TVA_Transmission | VACAR | Internal | Winter | B17 | 100 | 900 | 0 | 82.44 | 90.72 | 9 | 0
2025 | TVA_Transmission_2_VACAR | TVA_Transmission | VACAR | Internal | Winter | B18 | 400 | 900 | 0 | 79.63 | 84.04 | 9 | 0
2025 | TVA_Transmission_2_VACAR | TVA_Transmission | VACAR | Internal | Winter | B19 | 700 | 900 | 0 | 78.11 | 81.3 | 9 | 0
2025 | TVA_Transmission_2_VACAR | TVA_Transmission | VACAR | Internal | Winter | B20 | 935 | 900 | 0 | 72.54 | 70.33 | 9 | 0
2025 | VACAR_2_PJM_ROR | VACAR | PJM_ROR | Internal | Shoulder | B11 | 25 | 2000 | 0 | 90.73 | 84.2 | 7 | 0
2025 | VACAR_2_PJM_ROR | VACAR | PJM_ROR | Internal | Shoulder | B12 | 200 | 2000 | 0 | 84 | 78 | 7 | 0
2025 | VACAR_2_PJM_ROR | VACAR | PJM_ROR | Internal | Shoulder | B13 | 600 | 2000 | 0 | 80.7 | 75.41 | 7 | 0
2025 | VACAR_2_PJM_ROR | VACAR | PJM_ROR | Internal | Shoulder | B14 | 900 | 2000 | 0 | 76.26 | 72.67 | 7 | 0
2025 | VACAR_2_PJM_ROR | VACAR | PJM_ROR | Internal | Shoulder | B15 | 1203 | 2000 | 0 | 66.27 | 67.73 | 7 | 0
2025 | VACAR_2_PJM_ROR | VACAR | PJM_ROR | Internal | Summer | B1 | 10 | 2000 | 0 | 121.06 | 114.32 | 7 | 0
2025 | VACAR_2_PJM_ROR | VACAR | PJM_ROR | Internal | Summer | B2 | 25 | 2000 | 0 | 121.06 | 111.53 | 7 | 0
2025 | VACAR_2_PJM_ROR | VACAR | PJM_ROR | Internal | Summer | B3 | 75 | 2000 | 0 | 121.06 | 109.27 | 7 | 0
2025 | VACAR_2_PJM_ROR | VACAR | PJM_ROR | Internal | Summer | B4 | 100 | 2000 | 0 | 121.06 | 109.27 | 7 | 0
2025 | VACAR_2_PJM_ROR | VACAR | PJM_ROR | Internal | Summer | B5 | 200 | 2000 | 0 | 111.06 | 103.06 | 7 | 0
2025 | VACAR_2_PJM_ROR | VACAR | PJM_ROR | Internal | Summer | B6 | 300 | 2000 | 0 | 92.67 | 85.27 | 7 | 0
2025 | VACAR_2_PJM_ROR | VACAR | PJM_ROR | Internal | Summer | B7 | 400 | 2000 | 0 | 84.35 | 78.35 | 7 | 0
2025 | VACAR_2_PJM_ROR | VACAR | PJM_ROR | Internal | Summer | B8 | 500 | 2000 | 0 | 78.67 | 72.67 | 7 | 0
2025 | VACAR_2_PJM_ROR | VACAR | PJM_ROR | Internal | Summer | B9 | 800 | 2000 | 0 | 67.63 | 68.38 | 7 | 0
2025 | VACAR_2_PJM_ROR | VACAR | PJM_ROR | Internal | Summer | B10 | 1262 | 2000 | 0 | 64.45 | 62.17 | 7 | 0
2025 | VACAR_2_PJM_ROR | VACAR | PJM_ROR | Internal | Winter | B16 | 25 | 2000 | 0 | 105.77 | 95.54 | 7 | 0
2025 | VACAR_2_PJM_ROR | VACAR | PJM_ROR | Internal | Winter | B17 | 100 | 2000 | 0 | 90.72 | 84.72 | 7 | 0
2025 | VACAR_2_PJM_ROR | VACAR | PJM_ROR | Internal | Winter | B18 | 400 | 2000 | 0 | 84.04 | 79.28 | 7 | 0
2025 | VACAR_2_PJM_ROR | VACAR | PJM_ROR | Internal | Winter | B19 | 700 | 2000 | 0 | 81.3 | 75.57 | 7 | 0
2025 | VACAR_2_PJM_ROR | VACAR | PJM_ROR | Internal | Winter | B20 | 935 | 2000 | 0 | 70.33 | 69.88 | 7 | 0
2025 | VACAR_2_SOCO | VACAR | SOCO | Internal | Shoulder | B11 | 25 | 3000 | 3000 | 90.73 | 99.2 | 7 | 1.47
2025 | VACAR_2_SOCO | VACAR | SOCO | Internal | Shoulder | B12 | 200 | 3000 | 0 | 84 | 77.62 | 7 | 0
2025 | VACAR_2_SOCO | VACAR | SOCO | Internal | Shoulder | B13 | 600 | 3000 | 0 | 80.7 | 75.26 | 7 | 0
2025 | VACAR_2_SOCO | VACAR | SOCO | Internal | Shoulder | B14 | 900 | 3000 | 0 | 76.26 | 75.26 | 7 | 0
2025 | VACAR_2_SOCO | VACAR | SOCO | Internal | Shoulder | B15 | 1203 | 3000 | 0 | 66.27 | 72.62 | 7 | 0
2025 | VACAR_2_SOCO | VACAR | SOCO | Internal | Summer | B1 | 10 | 3000 | 0 | 121.06 | 120.44 | 7 | 0
2025 | VACAR_2_SOCO | VACAR | SOCO | Internal | Summer | B2 | 25 | 3000 | 0 | 121.06 | 120.44 | 7 | 0
2025 | VACAR_2_SOCO | VACAR | SOCO | Internal | Summer | B3 | 75 | 3000 | 0 | 121.06 | 120.44 | 7 | 0
2025 | VACAR_2_SOCO | VACAR | SOCO | Internal | Summer | B4 | 100 | 3000 | 0 | 121.06 | 118.06 | 7 | 0
2025 | VACAR_2_SOCO | VACAR | SOCO | Internal | Summer | B5 | 200 | 3000 | 739.57 | 111.06 | 118.06 | 7 | 0
2025 | VACAR_2_SOCO | VACAR | SOCO | Internal | Summer | B6 | 300 | 3000 | 1448.15 | 92.67 | 99.67 | 7 | 0
2025 | VACAR_2_SOCO | VACAR | SOCO | Internal | Summer | B7 | 400 | 3000 | 151.51 | 84.35 | 91.35 | 7 | 0
2025 | VACAR_2_SOCO | VACAR | SOCO | Internal | Summer | B8 | 500 | 3000 | 162.78 | 78.67 | 85.67 | 7 | 0
2025 | VACAR_2_SOCO | VACAR | SOCO | Internal | Summer | B9 | 800 | 3000 | 94.84 | 67.63 | 74.63 | 7 | 0
2025 | VACAR_2_SOCO | VACAR | SOCO | Internal | Summer | B10 | 1262 | 3000 | 0 | 64.45 | 71.22 | 7 | 0
2025 | VACAR_2_SOCO | VACAR | SOCO | Internal | Winter | B16 | 25 | 3000 | 0 | 105.77 | 103.05 | 7 | 0
2025 | VACAR_2_SOCO | VACAR | SOCO | Internal | Winter | B17 | 100 | 3000 | 0 | 90.72 | 84.67 | 7 | 0
2025 | VACAR_2_SOCO | VACAR | SOCO | Internal | Winter | B18 | 400 | 3000 | 0 | 84.04 | 76.97 | 7 | 0
2025 | VACAR_2_SOCO | VACAR | SOCO | Internal | Winter | B19 | 700 | 3000 | 0 | 81.3 | 76.97 | 7 | 0
2025 | VACAR_2_SOCO | VACAR | SOCO | Internal | Winter | B20 | 935 | 3000 | 0 | 70.33 | 75.5 | 7 | 0
2025 | VACAR_2_TVA_Transmission | VACAR | TVA_Transmission | Internal | Shoulder | B11 | 25 | 900 | 0 | 90.73 | 90.2 | 7 | 0
2025 | VACAR_2_TVA_Transmission | VACAR | TVA_Transmission | Internal | Shoulder | B12 | 200 | 900 | 0 | 84 | 79.23 | 7 | 0
2025 | VACAR_2_TVA_Transmission | VACAR | TVA_Transmission | Internal | Shoulder | B13 | 600 | 900 | 0 | 80.7 | 77.09 | 7 | 0
2025 | VACAR_2_TVA_Transmission | VACAR | TVA_Transmission | Internal | Shoulder | B14 | 900 | 900 | 0 | 76.26 | 74.72 | 7 | 0
2025 | VACAR_2_TVA_Transmission | VACAR | TVA_Transmission | Internal | Shoulder | B15 | 1203 | 900 | 0 | 66.27 | 70.45 | 7 | 0
2025 | VACAR_2_TVA_Transmission | VACAR | TVA_Transmission | Internal | Summer | B1 | 10 | 900 | 0 | 121.06 | 118.44 | 7 | 0
2025 | VACAR_2_TVA_Transmission | VACAR | TVA_Transmission | Internal | Summer | B2 | 25 | 900 | 0 | 121.06 | 117.53 | 7 | 0
2025 | VACAR_2_TVA_Transmission | VACAR | TVA_Transmission | Internal | Summer | B3 | 75 | 900 | 0 | 121.06 | 115.27 | 7 | 0
2025 | VACAR_2_TVA_Transmission | VACAR | TVA_Transmission | Internal | Summer | B4 | 100 | 900 | 0 | 121.06 | 115.27 | 7 | 0
2025 | VACAR_2_TVA_Transmission | VACAR | TVA_Transmission | Internal | Summer | B5 | 200 | 900 | 0 | 111.06 | 109.06 | 7 | 0
2025 | VACAR_2_TVA_Transmission | VACAR | TVA_Transmission | Internal | Summer | B6 | 300 | 900 | 0 | 92.67 | 91 | 7 | 0
2025 | VACAR_2_TVA_Transmission | VACAR | TVA_Transmission | Internal | Summer | B7 | 400 | 900 | 0 | 84.35 | 83.35 | 7 | 0
2025 | VACAR_2_TVA_Transmission | VACAR | TVA_Transmission | Internal | Summer | B8 | 500 | 900 | 0 | 78.67 | 77.69 | 7 | 0
2025 | VACAR_2_TVA_Transmission | VACAR | TVA_Transmission | Internal | Summer | B9 | 800 | 900 | 0 | 67.63 | 72.2 | 7 | 0
2025 | VACAR_2_TVA_Transmission | VACAR | TVA_Transmission | Internal | Summer | B10 | 1262 | 900 | 0 | 64.45 | 65.89 | 7 | 0
2025 | VACAR_2_TVA_Transmission | VACAR | TVA_Transmission | Internal | Winter | B16 | 25 | 900 | 0 | 105.77 | 94.05 | 7 | 0
2025 | VACAR_2_TVA_Transmission | VACAR | TVA_Transmission | Internal | Winter | B17 | 100 | 900 | 0 | 90.72 | 82.44 | 7 | 0
2025 | VACAR_2_TVA_Transmission | VACAR | TVA_Transmission | Internal | Winter | B18 | 400 | 900 | 0 | 84.04 | 79.63 | 7 | 0
2025 | VACAR_2_TVA_Transmission | VACAR | TVA_Transmission | Internal | Winter | B19 | 700 | 900 | 0 | 81.3 | 78.11 | 7 | 0
2025 | VACAR_2_TVA_Transmission | VACAR | TVA_Transmission | Internal | Winter | B20 | 935 | 900 | 0 | 70.33 | 72.54 | 7 | 0
2030 | ENT_2_MISO_MO-IL | ENT | MISO_MO-IL | Internal | Shoulder | B11 | 25 | 2260 | 0 | 94.22 | 90.23 | 8 | 0
2030 | ENT_2_MISO_MO-IL | ENT | MISO_MO-IL | Internal | Shoulder | B12 | 200 | 2260 | 0 | 93.53 | 87.66 | 8 | 0
2030 | ENT_2_MISO_MO-IL | ENT | MISO_MO-IL | Internal | Shoulder | B13 | 600 | 2260 | 0 | 90.37 | 86.78 | 8 | 0
2030 | ENT_2_MISO_MO-IL | ENT | MISO_MO-IL | Internal | Shoulder | B14 | 900 | 2260 | 0 | 90.09 | 85.56 | 8 | 0
2030 | ENT_2_MISO_MO-IL | ENT | MISO_MO-IL | Internal | Shoulder | B15 | 1203 | 2260 | 0 | 83.94 | 75.94 | 8 | 0
2030 | ENT_2_MISO_MO-IL | ENT | MISO_MO-IL | Internal | Summer | B1 | 10 | 2260 | 0 | 140.86 | 140.86 | 8 | 0
2030 | ENT_2_MISO_MO-IL | ENT | MISO_MO-IL | Internal | Summer | B2 | 25 | 2260 | 0 | 141.4 | 140.86 | 8 | 0
2030 | ENT_2_MISO_MO-IL | ENT | MISO_MO-IL | Internal | Summer | B3 | 75 | 2260 | 0 | 141.4 | 141.04 | 8 | 0
2030 | ENT_2_MISO_MO-IL | ENT | MISO_MO-IL | Internal | Summer | B4 | 100 | 2260 | 0 | 138.39 | 140.19 | 8 | 0
2030 | ENT_2_MISO_MO-IL | ENT | MISO_MO-IL | Internal | Summer | B5 | 200 | 2260 | 720.85 | 122.75 | 130.75 | 8 | 0
2030 | ENT_2_MISO_MO-IL | ENT | MISO_MO-IL | Internal | Summer | B6 | 300 | 2260 | 784.56 | 93.95 | 101.95 | 8 | 0
2030 | ENT_2_MISO_MO-IL | ENT | MISO_MO-IL | Internal | Summer | B7 | 400 | 2260 | 0 | 92.56 | 92.67 | 8 | 0
2030 | ENT_2_MISO_MO-IL | ENT | MISO_MO-IL | Internal | Summer | B8 | 500 | 2260 | 0 | 91.87 | 86.25 | 8 | 0
2030 | ENT_2_MISO_MO-IL | ENT | MISO_MO-IL | Internal | Summer | B9 | 800 | 2260 | 0 | 88.77 | 83.34 | 8 | 0
2030 | ENT_2_MISO_MO-IL | ENT | MISO_MO-IL | Internal | Summer | B10 | 1262 | 2260 | 0 | 82.61 | 74.61 | 8 | 0
2030 | ENT_2_MISO_MO-IL | ENT | MISO_MO-IL | Internal | Winter | B16 | 25 | 2260 | 0 | 97.52 | 90.94 | 8 | 0
2030 | ENT_2_MISO_MO-IL | ENT | MISO_MO-IL | Internal | Winter | B17 | 100 | 2260 | 0 | 93.53 | 90.67 | 8 | 0
2030 | ENT_2_MISO_MO-IL | ENT | MISO_MO-IL | Internal | Winter | B18 | 400 | 2260 | 0 | 93.53 | 89.18 | 8 | 0
2030 | ENT_2_MISO_MO-IL | ENT | MISO_MO-IL | Internal | Winter | B19 | 700 | 2260 | 0 | 93.53 | 89.18 | 8 | 0
2030 | ENT_2_MISO_MO-IL | ENT | MISO_MO-IL | Internal | Winter | B20 | 935 | 2260 | 0 | 86.6 | 78.6 | 8 | 0
2030 | ENT_2_SOCO | ENT | SOCO | Internal | Shoulder | B11 | 25 | 2000 | 0 | 94.22 | 95.77 | 8 | 0
2030 | ENT_2_SOCO | ENT | SOCO | Internal | Shoulder | B12 | 200 | 2000 | 0 | 93.53 | 92.38 | 8 | 0
2030 | ENT_2_SOCO | ENT | SOCO | Internal | Shoulder | B13 | 600 | 2000 | 0 | 90.37 | 92.38 | 8 | 0
2030 | ENT_2_SOCO | ENT | SOCO | Internal | Shoulder | B14 | 900 | 2000 | 0 | 90.09 | 92.38 | 8 | 0
2030 | ENT_2_SOCO | ENT | SOCO | Internal | Shoulder | B15 | 1203 | 2000 | 0 | 83.94 | 89.83 | 8 | 0
2030 | ENT_2_SOCO | ENT | SOCO | Internal | Summer | B1 | 10 | 2000 | 2000 | 140.86 | 149.4 | 8 | 0.54
2030 | ENT_2_SOCO | ENT | SOCO | Internal | Summer | B2 | 25 | 2000 | 259.11 | 141.4 | 149.4 | 8 | 0
2030 | ENT_2_SOCO | ENT | SOCO | Internal | Summer | B3 | 75 | 2000 | 580.01 | 141.4 | 149.4 | 8 | 0
2030 | ENT_2_SOCO | ENT | SOCO | Internal | Summer | B4 | 100 | 2000 | 262.24 | 138.39 | 146.39 | 8 | 0
2030 | ENT_2_SOCO | ENT | SOCO | Internal | Summer | B5 | 200 | 2000 | 0 | 122.75 | 127 | 8 | 0
2030 | ENT_2_SOCO | ENT | SOCO | Internal | Summer | B6 | 300 | 2000 | 0 | 93.95 | 94.88 | 8 | 0
2030 | ENT_2_SOCO | ENT | SOCO | Internal | Summer | B7 | 400 | 2000 | 0 | 92.56 | 90.88 | 8 | 0
2030 | ENT_2_SOCO | ENT | SOCO | Internal | Summer | B8 | 500 | 2000 | 0 | 91.87 | 90.88 | 8 | 0
2030 | ENT_2_SOCO | ENT | SOCO | Internal | Summer | B9 | 800 | 2000 | 0 | 88.77 | 90.88 | 8 | 0
2030 | ENT_2_SOCO | ENT | SOCO | Internal | Summer | B10 | 1262 | 2000 | 0 | 82.61 | 81.64 | 8 | 0
2030 | ENT_2_SOCO | ENT | SOCO | Internal | Winter | B16 | 25 | 2000 | 0 | 97.52 | 99.05 | 8 | 0
2030 | ENT_2_SOCO | ENT | SOCO | Internal | Winter | B17 | 100 | 2000 | 0 | 93.53 | 95.54 | 8 | 0
2030 | ENT_2_SOCO | ENT | SOCO | Internal | Winter | B18 | 400 | 2000 | 0 | 93.53 | 95.54 | 8 | 0
2030 | ENT_2_SOCO | ENT | SOCO | Internal | Winter | B19 | 700 | 2000 | 0 | 93.53 | 95.54 | 8 | 0
2030 | ENT_2_SOCO | ENT | SOCO | Internal | Winter | B20 | 935 | 2000 | 0 | 86.6 | 92 | 8 | 0
2030 | ENT_2_SPP_N | ENT | SPP_N | Internal | Shoulder | B11 | 25 | 1300 | 0 | 94.22 | 93.79 | 8 | 0
2030 | ENT_2_SPP_N | ENT | SPP_N | Internal | Shoulder | B12 | 200 | 1300 | 0 | 93.53 | 88.65 | 8 | 0
2030 | ENT_2_SPP_N | ENT | SPP_N | Internal | Shoulder | B13 | 600 | 1300 | 0 | 90.37 | 85.38 | 8 | 0
2030 | ENT_2_SPP_N | ENT | SPP_N | Internal | Shoulder | B14 | 900 | 1300 | 0 | 90.09 | 83.5 | 8 | 0
2030 | ENT_2_SPP_N | ENT | SPP_N | Internal | Shoulder | B15 | 1203 | 1300 | 0 | 83.94 | 78.16 | 8 | 0
2030 | ENT_2_SPP_N | ENT | SPP_N | Internal | Summer | B1 | 10 | 1300 | 0 | 140.86 | 135.82 | 8 | 0
2030 | ENT_2_SPP_N | ENT | SPP_N | Internal | Summer | B2 | 25 | 1300 | 0 | 141.4 | 138.21 | 8 | 0
2030 | ENT_2_SPP_N | ENT | SPP_N | Internal | Summer | B3 | 75 | 1300 | 0 | 141.4 | 141.04 | 8 | 0
2030 | ENT_2_SPP_N | ENT | SPP_N | Internal | Summer | B4 | 100 | 1300 | 0 | 138.39 | 135.19 | 8 | 0
2030 | ENT_2_SPP_N | ENT | SPP_N | Internal | Summer | B5 | 200 | 1300 | 498.27 | 122.75 | 130.75 | 8 | 0
2030 | ENT_2_SPP_N | ENT | SPP_N | Internal | Summer | B6 | 300 | 1300 | 1695.86 | 93.95 | 101.96 | 8 | 0.01
2030 | ENT_2_SPP_N | ENT | SPP_N | Internal | Summer | B7 | 400 | 1300 | 0 | 92.56 | 95.86 | 8 | 0
2030 | ENT_2_SPP_N | ENT | SPP_N | Internal | Summer | B8 | 500 | 1300 | 0 | 91.87 | 90.58 | 8 | 0
2030 | ENT_2_SPP_N | ENT | SPP_N | Internal | Summer | B9 | 800 | 1300 | 0 | 88.77 | 89.84 | 8 | 0
2030 | ENT_2_SPP_N | ENT | SPP_N | Internal | Summer | B10 | 1262 | 1300 | 0 | 82.61 | 77.39 | 8 | 0
2030 | ENT_2_SPP_N | ENT | SPP_N | Internal | Winter | B16 | 25 | 1300 | 0 | 97.52 | 93.54 | 8 | 0
2030 | ENT_2_SPP_N | ENT | SPP_N | Internal | Winter | B17 | 100 | 1300 | 0 | 93.53 | 88.53 | 8 | 0
2030 | ENT_2_SPP_N | ENT | SPP_N | Internal | Winter | B18 | 400 | 1300 | 0 | 93.53 | 88.53 | 8 | 0
2030 | ENT_2_SPP_N | ENT | SPP_N | Internal | Winter | B19 | 700 | 1300 | 0 | 93.53 | 87.55 | 8 | 0
2030 | ENT_2_SPP_N | ENT | SPP_N | Internal | Winter | B20 | 935 | 1300 | 0 | 86.6 | 81.07 | 8 | 0
2030 | ENT_2_SPP_S | ENT | SPP_S | Internal | Shoulder | B11 | 25 | 1300 | 0 | 94.22 | 93.65 | 8 | 0
2030 | ENT_2_SPP_S | ENT | SPP_S | Internal | Shoulder | B12 | 200 | 1300 | 0 | 93.53 | 88.66 | 8 | 0
2030 | ENT_2_SPP_S | ENT | SPP_S | Internal | Shoulder | B13 | 600 | 1300 | 0 | 90.37 | 85.37 | 8 | 0
2030 | ENT_2_SPP_S | ENT | SPP_S | Internal | Shoulder | B14 | 900 | 1300 | 0 | 90.09 | 83.25 | 8 | 0
2030 | ENT_2_SPP_S | ENT | SPP_S | Internal | Shoulder | B15 | 1203 | 1300 | 0 | 83.94 | 78.1 | 8 | 0
2030 | ENT_2_SPP_S | ENT | SPP_S | Internal | Summer | B1 | 10 | 1300 | 0 | 140.86 | 134.02 | 8 | 0
2030 | ENT_2_SPP_S | ENT | SPP_S | Internal | Summer | B2 | 25 | 1300 | 0 | 141.4 | 136.4 | 8 | 0
2030 | ENT_2_SPP_S | ENT | SPP_S | Internal | Summer | B3 | 75 | 1300 | 0 | 141.4 | 139.24 | 8 | 0
2030 | ENT_2_SPP_S | ENT | SPP_S | Internal | Summer | B4 | 100 | 1300 | 0 | 138.39 | 133.39 | 8 | 0
2030 | ENT_2_SPP_S | ENT | SPP_S | Internal | Summer | B5 | 200 | 1300 | 0 | 122.75 | 128.95 | 8 | 0
2030 | ENT_2_SPP_S | ENT | SPP_S | Internal | Summer | B6 | 300 | 1300 | 0 | 93.95 | 100.16 | 8 | 0
2030 | ENT_2_SPP_S | ENT | SPP_S | Internal | Summer | B7 | 400 | 1300 | 0 | 92.56 | 94.05 | 8 | 0
2030 | ENT_2_SPP_S | ENT | SPP_S | Internal | Summer | B8 | 500 | 1300 | 0 | 91.87 | 88.78 | 8 | 0
2030 | ENT_2_SPP_S | ENT | SPP_S | Internal | Summer | B9 | 800 | 1300 | 0 | 88.77 | 88.69 | 8 | 0
2030 | ENT_2_SPP_S | ENT | SPP_S | Internal | Summer | B10 | 1262 | 1300 | 0 | 82.61 | 77.4 | 8 | 0
2030 | ENT_2_SPP_S | ENT | SPP_S | Internal | Winter | B16 | 25 | 1300 | 0 | 97.52 | 93.53 | 8 | 0
2030 | ENT_2_SPP_S | ENT | SPP_S | Internal | Winter | B17 | 100 | 1300 | 0 | 93.53 | 88.52 | 8 | 0
2030 | ENT_2_SPP_S | ENT | SPP_S | Internal | Winter | B18 | 400 | 1300 | 0 | 93.53 | 88.52 | 8 | 0
2030 | ENT_2_SPP_S | ENT | SPP_S | Internal | Winter | B19 | 700 | 1300 | 0 | 93.53 | 87.22 | 8 | 0
2030 | ENT_2_SPP_S | ENT | SPP_S | Internal | Winter | B20 | 935 | 1300 | 0 | 86.6 | 80.95 | 8 | 0
2030 | ENT_2_TVA_Transmission | ENT | TVA_Transmission | Internal | Shoulder | B11 | 25 | 2100 | 0 | 94.22 | 96.94 | 8 | 0
2030 | ENT_2_TVA_Transmission | ENT | TVA_Transmission | Internal | Shoulder | B12 | 200 | 2100 | 0 | 93.53 | 94.19 | 8 | 0
2030 | ENT_2_TVA_Transmission | ENT | TVA_Transmission | Internal | Shoulder | B13 | 600 | 2100 | 0 | 90.37 | 93.22 | 8 | 0
2030 | ENT_2_TVA_Transmission | ENT | TVA_Transmission | Internal | Shoulder | B14 | 900 | 2100 | 0 | 90.09 | 92.91 | 8 | 0
2030 | ENT_2_TVA_Transmission | ENT | TVA_Transmission | Internal | Shoulder | B15 | 1203 | 2100 | 0 | 83.94 | 82.83 | 8 | 0
2030 | ENT_2_TVA_Transmission | ENT | TVA_Transmission | Internal | Summer | B1 | 10 | 2100 | 1398.58 | 140.86 | 148.86 | 8 | 0
2030 | ENT_2_TVA_Transmission | ENT | TVA_Transmission | Internal | Summer | B2 | 25 | 2100 | 0 | 141.4 | 148.86 | 8 | 0
2030 | ENT_2_TVA_Transmission | ENT | TVA_Transmission | Internal | Summer | B3 | 75 | 2100 | 0 | 141.4 | 146.39 | 8 | 0
2030 | ENT_2_TVA_Transmission | ENT | TVA_Transmission | Internal | Summer | B4 | 100 | 2100 | 271.82 | 138.39 | 146.39 | 8 | 0
2030 | ENT_2_TVA_Transmission | ENT | TVA_Transmission | Internal | Summer | B5 | 200 | 2100 | 0 | 122.75 | 129.87 | 8 | 0
2030 | ENT_2_TVA_Transmission | ENT | TVA_Transmission | Internal | Summer | B6 | 300 | 2100 | 0 | 93.95 | 101.08 | 8 | 0
2030 | ENT_2_TVA_Transmission | ENT | TVA_Transmission | Internal | Summer | B7 | 400 | 2100 | 0 | 92.56 | 95.07 | 8 | 0
2030 | ENT_2_TVA_Transmission | ENT | TVA_Transmission | Internal | Summer | B8 | 500 | 2100 | 0 | 91.87 | 92.24 | 8 | 0
2030 | ENT_2_TVA_Transmission | ENT | TVA_Transmission | Internal | Summer | B9 | 800 | 2100 | 0 | 88.77 | 90.54 | 8 | 0
2030 | ENT_2_TVA_Transmission | ENT | TVA_Transmission | Internal | Summer | B10 | 1262 | 2100 | 0 | 82.61 | 79.78 | 8 | 0
2030 | ENT_2_TVA_Transmission | ENT | TVA_Transmission | Internal | Winter | B16 | 25 | 2100 | 0 | 97.52 | 98.94 | 8 | 0
2030 | ENT_2_TVA_Transmission | ENT | TVA_Transmission | Internal | Winter | B17 | 100 | 2100 | 0 | 93.53 | 98.67 | 8 | 0
2030 | ENT_2_TVA_Transmission | ENT | TVA_Transmission | Internal | Winter | B18 | 400 | 2100 | 0 | 93.53 | 95.94 | 8 | 0
2030 | ENT_2_TVA_Transmission | ENT | TVA_Transmission | Internal | Winter | B19 | 700 | 2100 | 0 | 93.53 | 95.85 | 8 | 0
2030 | ENT_2_TVA_Transmission | ENT | TVA_Transmission | Internal | Winter | B20 | 935 | 2100 | 0 | 86.6 | 85.74 | 8 | 0
2030 | FRCC_2_SOCO | FRCC | SOCO | Internal | Shoulder | B11 | 25 | 900 | 0 | 105.77 | 95.77 | 8 | 0
2030 | FRCC_2_SOCO | FRCC | SOCO | Internal | Shoulder | B12 | 200 | 900 | 0 | 97.62 | 92.38 | 8 | 0
2030 | FRCC_2_SOCO | FRCC | SOCO | Internal | Shoulder | B13 | 600 | 900 | 0 | 97.62 | 92.38 | 8 | 0
2030 | FRCC_2_SOCO | FRCC | SOCO | Internal | Shoulder | B14 | 900 | 900 | 0 | 97.62 | 92.38 | 8 | 0
2030 | FRCC_2_SOCO | FRCC | SOCO | Internal | Shoulder | B15 | 1203 | 900 | 0 | 84.43 | 89.83 | 8 | 0
2030 | FRCC_2_SOCO | FRCC | SOCO | Internal | Summer | B1 | 10 | 900 | 0 | 155.87 | 149.4 | 8 | 0
2030 | FRCC_2_SOCO | FRCC | SOCO | Internal | Summer | B2 | 25 | 900 | 0 | 155.87 | 149.4 | 8 | 0
2030 | FRCC_2_SOCO | FRCC | SOCO | Internal | Summer | B3 | 75 | 900 | 0 | 151.58 | 149.4 | 8 | 0
2030 | FRCC_2_SOCO | FRCC | SOCO | Internal | Summer | B4 | 100 | 900 | 0 | 151.58 | 146.39 | 8 | 0
2030 | FRCC_2_SOCO | FRCC | SOCO | Internal | Summer | B5 | 200 | 900 | 0 | 119.83 | 127 | 8 | 0
2030 | FRCC_2_SOCO | FRCC | SOCO | Internal | Summer | B6 | 300 | 900 | 0 | 96.7 | 94.88 | 8 | 0
2030 | FRCC_2_SOCO | FRCC | SOCO | Internal | Summer | B7 | 400 | 900 | 0 | 96.7 | 90.88 | 8 | 0
2030 | FRCC_2_SOCO | FRCC | SOCO | Internal | Summer | B8 | 500 | 900 | 0 | 96.7 | 90.88 | 8 | 0
2030 | FRCC_2_SOCO | FRCC | SOCO | Internal | Summer | B9 | 800 | 900 | 0 | 96.7 | 90.88 | 8 | 0
2030 | FRCC_2_SOCO | FRCC | SOCO | Internal | Summer | B10 | 1262 | 900 | 0 | 83.66 | 81.64 | 8 | 0
2030 | FRCC_2_SOCO | FRCC | SOCO | Internal | Winter | B16 | 25 | 900 | 0 | 100.28 | 99.05 | 8 | 0
2030 | FRCC_2_SOCO | FRCC | SOCO | Internal | Winter | B17 | 100 | 900 | 0 | 100.28 | 95.54 | 8 | 0
2030 | FRCC_2_SOCO | FRCC | SOCO | Internal | Winter | B18 | 400 | 900 | 0 | 100.28 | 95.54 | 8 | 0
2030 | FRCC_2_SOCO | FRCC | SOCO | Internal | Winter | B19 | 700 | 900 | 0 | 100.28 | 95.54 | 8 | 0
2030 | FRCC_2_SOCO | FRCC | SOCO | Internal | Winter | B20 | 935 | 900 | 0 | 86.69 | 92 | 8 | 0
2030 | HQ_NEISO_2_NEISO | HQ_NEISO | NEISO | Internal | Shoulder | B11 | 25 | 99999 | 2920 | 79.81 | 79.83 | 0.01 | 0
2030 | HQ_NEISO_2_NEISO | HQ_NEISO | NEISO | Internal | Shoulder | B12 | 200 | 99999 | 2920 | 81.73 | 81.75 | 0.01 | 0
2030 | HQ_NEISO_2_NEISO | HQ_NEISO | NEISO | Internal | Shoulder | B13 | 600 | 99999 | 2920 | 79.81 | 79.83 | 0.01 | 0
2030 | HQ_NEISO_2_NEISO | HQ_NEISO | NEISO | Internal | Shoulder | B14 | 900 | 99999 | 2920 | 79.81 | 79.83 | 0.01 | 0
2030 | HQ_NEISO_2_NEISO | HQ_NEISO | NEISO | Internal | Shoulder | B15 | 1203 | 99999 | 1143.24 | 79.81 | 79.83 | 0.01 | 0
2030 | HQ_NEISO_2_NEISO | HQ_NEISO | NEISO | Internal | Summer | B1 | 10 | 99999 | 2920.1 | 127.82 | 127.84 | 0.01 | 0
2030 | HQ_NEISO_2_NEISO | HQ_NEISO | NEISO | Internal | Summer | B2 | 25 | 99999 | 2920.1 | 122.41 | 122.42 | 0.01 | 0
2030 | HQ_NEISO_2_NEISO | HQ_NEISO | NEISO | Internal | Summer | B3 | 75 | 99999 | 2920.1 | 109.04 | 109.05 | 0.01 | 0
2030 | HQ_NEISO_2_NEISO | HQ_NEISO | NEISO | Internal | Summer | B4 | 100 | 99999 | 2920.1 | 105.93 | 105.94 | 0.01 | 0
2030 | HQ_NEISO_2_NEISO | HQ_NEISO | NEISO | Internal | Summer | B5 | 200 | 99999 | 2920 | 84.81 | 84.82 | 0.01 | 0
2030 | HQ_NEISO_2_NEISO | HQ_NEISO | NEISO | Internal | Summer | B6 | 300 | 99999 | 2920 | 80.89 | 80.9 | 0.01 | 0
2030 | HQ_NEISO_2_NEISO | HQ_NEISO | NEISO | Internal | Summer | B7 | 400 | 99999 | 2920 | 80.89 | 80.9 | 0.01 | 0
2030 | HQ_NEISO_2_NEISO | HQ_NEISO | NEISO | Internal | Summer | B8 | 500 | 99999 | 2920 | 80.89 | 80.9 | 0.01 | 0
2030 | HQ_NEISO_2_NEISO | HQ_NEISO | NEISO | Internal | Summer | B9 | 800 | 99999 | 2920 | 80 | 80.01 | 0.01 | 0
2030 | HQ_NEISO_2_NEISO | HQ_NEISO | NEISO | Internal | Summer | B10 | 1262 | 99999 | 795.94 | 80 | 80.01 | 0.01 | 0
2030 | HQ_NEISO_2_NEISO | HQ_NEISO | NEISO | Internal | Winter | B16 | 25 | 99999 | 2920 | 90.86 | 90.88 | 0.01 | 0
2030 | HQ_NEISO_2_NEISO | HQ_NEISO | NEISO | Internal | Winter | B17 | 100 | 99999 | 2920 | 87.99 | 88 | 0.01 | 0
2030 | HQ_NEISO_2_NEISO | HQ_NEISO | NEISO | Internal | Winter | B18 | 400 | 99999 | 2920 | 84.48 | 84.49 | 0.01 | 0
2030 | HQ_NEISO_2_NEISO | HQ_NEISO | NEISO | Internal | Winter | B19 | 700 | 99999 | 2920 | 82.09 | 82.1 | 0.01 | 0
2030 | HQ_NEISO_2_NEISO | HQ_NEISO | NEISO | Internal | Winter | B20 | 935 | 99999 | 1233.58 | 82.09 | 82.1 | 0.01 | 0
2030 | HQ_NY_2_NYISO_A-F | HQ_NY | NYISO_A-F | Internal | Shoulder | B11 | 25 | 99999 | 2812.27 | 81.38 | 81.39 | 0.01 | 0
2030 | HQ_NY_2_NYISO_A-F | HQ_NY | NYISO_A-F | Internal | Shoulder | B12 | 200 | 99999 | 2847.69 | 78.73 | 78.75 | 0.01 | 0
2030 | HQ_NY_2_NYISO_A-F | HQ_NY | NYISO_A-F | Internal | Shoulder | B13 | 600 | 99999 | 2781.85 | 77.63 | 77.64 | 0.01 | 0
2030 | HQ_NY_2_NYISO_A-F | HQ_NY | NYISO_A-F | Internal | Shoulder | B14 | 900 | 99999 | 2673.14 | 77.63 | 77.64 | 0.01 | 0
2030 | HQ_NY_2_NYISO_A-F | HQ_NY | NYISO_A-F | Internal | Shoulder | B15 | 1203 | 99999 | 1582.7 | 77.63 | 77.64 | 0.01 | 0
2030 | HQ_NY_2_NYISO_A-F | HQ_NY | NYISO_A-F | Internal | Summer | B1 | 10 | 99999 | 3500.1 | 125.4 | 125.41 | 0.01 | 0
2030 | HQ_NY_2_NYISO_A-F | HQ_NY | NYISO_A-F | Internal | Summer | B2 | 25 | 99999 | 3406.71 | 123.98 | 123.99 | 0.01 | 0
2030 | HQ_NY_2_NYISO_A-F | HQ_NY | NYISO_A-F | Internal | Summer | B3 | 75 | 99999 | 3266.7 | 107.5 | 107.51 | 0.01 | 0
2030 | HQ_NY_2_NYISO_A-F | HQ_NY | NYISO_A-F | Internal | Summer | B4 | 100 | 99999 | 3116.37 | 107.5 | 107.51 | 0.01 | 0
2030 | HQ_NY_2_NYISO_A-F | HQ_NY | NYISO_A-F | Internal | Summer | B5 | 200 | 99999 | 3025.49 | 86.38 | 86.39 | 0.01 | 0
2030 | HQ_NY_2_NYISO_A-F | HQ_NY | NYISO_A-F | Internal | Summer | B6 | 300 | 99999 | 2934.86 | 83.89 | 83.9 | 0.01 | 0
2030 | HQ_NY_2_NYISO_A-F | HQ_NY | NYISO_A-F | Internal | Summer | B7 | 400 | 99999 | 2830.75 | 79.38 | 79.39 | 0.01 | 0
2030 | HQ_NY_2_NYISO_A-F | HQ_NY | NYISO_A-F | Internal | Summer | B8 | 500 | 99999 | 2760.25 | 78.84 | 78.85 | 0.01 | 0
2030 | HQ_NY_2_NYISO_A-F | HQ_NY | NYISO_A-F | Internal | Summer | B9 | 800 | 99999 | 2664.71 | 78.84 | 78.85 | 0.01 | 0
2030 | HQ_NY_2_NYISO_A-F | HQ_NY | NYISO_A-F | Internal | Summer | B10 | 1262 | 99999 | 1436.31 | 78.84 | 78.85 | 0.01 | 0
2030 | HQ_NY_2_NYISO_A-F | HQ_NY | NYISO_A-F | Internal | Winter | B16 | 25 | 99999 | 3058.87 | 87.86 | 87.88 | 0.01 | 0
2030 | HQ_NY_2_NYISO_A-F | HQ_NY | NYISO_A-F | Internal | Winter | B17 | 100 | 99999 | 3001.1 | 87.45 | 87.47 | 0.01 | 0
2030 | HQ_NY_2_NYISO_A-F | HQ_NY | NYISO_A-F | Internal | Winter | B18 | 400 | 99999 | 2934.69 | 83.94 | 83.95 | 0.01 | 0
2030 | HQ_NY_2_NYISO_A-F | HQ_NY | NYISO_A-F | Internal | Winter | B19 | 700 | 99999 | 2819.07 | 79.09 | 79.1 | 0.01 | 0
2030 | HQ_NY_2_NYISO_A-F | HQ_NY | NYISO_A-F | Internal | Winter | B20 | 935 | 99999 | 1762.97 | 78.08 | 78.09 | 0.01 | 0
2030 | HQ_IESO_2_IESO | HQ_IESO | IESO | Internal | Shoulder | B11 | 25 | 99999 | 400 | 64.59 | 64.61 | 0.01 | 0
2030 | HQ_IESO_2_IESO | HQ_IESO | IESO | Internal | Shoulder | B12 | 200 | 99999 | 400 | 64.59 | 64.61 | 0.01 | 0
2030 | HQ_IESO_2_IESO | HQ_IESO | IESO | Internal | Shoulder | B13 | 600 | 99999 | 400 | 64.59 | 64.61 | 0.01 | 0
2030 | HQ_IESO_2_IESO | HQ_IESO | IESO | Internal | Shoulder | B14 | 900 | 99999 | 400 | 64.59 | 64.61 | 0.01 | 0
2030 | HQ_IESO_2_IESO | HQ_IESO | IESO | Internal | Shoulder | B15 | 1203 | 99999 | 75.48 | 64.59 | 64.61 | 0.01 | 0
2030 | HQ_IESO_2_IESO | HQ_IESO | IESO | Internal | Summer | B1 | 10 | 99999 | 400.1 | 118.4 | 118.41 | 0.01 | 0
2030 | HQ_IESO_2_IESO | HQ_IESO | IESO | Internal | Summer | B2 | 25 | 99999 | 400.1 | 116.98 | 116.99 | 0.01 | 0
2030 | HQ_IESO_2_IESO | HQ_IESO | IESO | Internal | Summer | B3 | 75 | 99999 | 400 | 89.86 | 89.87 | 0.01 | 0
2030 | HQ_IESO_2_IESO | HQ_IESO | IESO | Internal | Summer | B4 | 100 | 99999 | 400 | 85.9 | 85.91 | 0.01 | 0
2030 | HQ_IESO_2_IESO | HQ_IESO | IESO | Internal | Summer | B5 | 200 | 99999 | 400 | 79.38 | 79.39 | 0.01 | 0
2030 | HQ_IESO_2_IESO | HQ_IESO | IESO | Internal | Summer | B6 | 300 | 99999 | 400 | 61.89 | 61.9 | 0.01 | 0
2030 | HQ_IESO_2_IESO | HQ_IESO | IESO | Internal | Summer | B7 | 400 | 99999 | 400 | 61.89 | 61.9 | 0.01 | 0
2030 | HQ_IESO_2_IESO | HQ_IESO | IESO | Internal | Summer | B8 | 500 | 99999 | 400 | 61.89 | 61.9 | 0.01 | 0
2030 | HQ_IESO_2_IESO | HQ_IESO | IESO | Internal | Summer | B9 | 800 | 99999 | 400 | 61.89 | 61.9 | 0.01 | 0
2030 | HQ_IESO_2_IESO | HQ_IESO | IESO | Internal | Summer | B10 | 1262 | 99999 | 12.04 | 61.89 | 61.9 | 0.01 | 0
2030 | HQ_IESO_2_IESO | HQ_IESO | IESO | Internal | Winter | B16 | 25 | 99999 | 400 | 71.08 | 71.09 | 0.01 | 0
2030 | HQ_IESO_2_IESO | HQ_IESO | IESO | Internal | Winter | B17 | 100 | 99999 | 400 | 71.08 | 71.09 | 0.01 | 0
2030 | HQ_IESO_2_IESO | HQ_IESO | IESO | Internal | Winter | B18 | 400 | 99999 | 400 | 71.08 | 71.09 | 0.01 | 0
2030 | HQ_IESO_2_IESO | HQ_IESO | IESO | Internal | Winter | B19 | 700 | 99999 | 400 | 71.08 | 71.09 | 0.01 | 0
2030 | HQ_IESO_2_IESO | HQ_IESO | IESO | Internal | Winter | B20 | 935 | 99999 | 91.98 | 71.08 | 71.09 | 0.01 | 0
2030 | IESO_2_MAPP_CA | IESO | MAPP_CA | Internal | Shoulder | B11 | 25 | 262 | 262 | 64.61 | 74.78 | 7 | 3.17
2030 | IESO_2_MAPP_CA | IESO | MAPP_CA | Internal | Shoulder | B12 | 200 | 262 | 262 | 64.61 | 71.9 | 7 | 0.3
2030 | IESO_2_MAPP_CA | IESO | MAPP_CA | Internal | Shoulder | B13 | 600 | 262 | 69.11 | 64.61 | 71.61 | 7 | 0
2030 | IESO_2_MAPP_CA | IESO | MAPP_CA | Internal | Shoulder | B14 | 900 | 262 | 53.6 | 64.61 | 71.61 | 7 | 0
2030 | IESO_2_MAPP_CA | IESO | MAPP_CA | Internal | Shoulder | B15 | 1203 | 262 | 43.01 | 64.61 | 71.61 | 7 | 0
2030 | IESO_2_MAPP_CA | IESO | MAPP_CA | Internal | Summer | B1 | 10 | 262 | 219.88 | 118.41 | 125.41 | 7 | 0
2030 | IESO_2_MAPP_CA | IESO | MAPP_CA | Internal | Summer | B2 | 25 | 262 | 16.13 | 116.99 | 123.99 | 7 | 0
2030 | IESO_2_MAPP_CA | IESO | MAPP_CA | Internal | Summer | B3 | 75 | 262 | 262 | 89.87 | 125.59 | 7 | 28.72
2030 | IESO_2_MAPP_CA | IESO | MAPP_CA | Internal | Summer | B4 | 100 | 262 | 262 | 85.91 | 124.25 | 7 | 31.34
2030 | IESO_2_MAPP_CA | IESO | MAPP_CA | Internal | Summer | B5 | 200 | 262 | 262 | 79.39 | 115.3 | 7 | 28.91
2030 | IESO_2_MAPP_CA | IESO | MAPP_CA | Internal | Summer | B6 | 300 | 262 | 262 | 61.9 | 86.5 | 7 | 17.6
2030 | IESO_2_MAPP_CA | IESO | MAPP_CA | Internal | Summer | B7 | 400 | 262 | 262 | 61.9 | 74.99 | 7 | 6.09
2030 | IESO_2_MAPP_CA | IESO | MAPP_CA | Internal | Summer | B8 | 500 | 262 | 262 | 61.9 | 70.38 | 7 | 1.48
2030 | IESO_2_MAPP_CA | IESO | MAPP_CA | Internal | Summer | B9 | 800 | 262 | 262 | 61.9 | 70.38 | 7 | 1.48
2030 | IESO_2_MAPP_CA | IESO | MAPP_CA | Internal | Summer | B10 | 1262 | 262 | 262 | 61.9 | 70.38 | 7 | 1.48
2030 | IESO_2_MAPP_CA | IESO | MAPP_CA | Internal | Winter | B16 | 25 | 262 | 0 | 71.09 | 74.27 | 7 | 0
2030 | IESO_2_MAPP_CA | IESO | MAPP_CA | Internal | Winter | B17 | 100 | 262 | 0 | 71.09 | 74.27 | 7 | 0
2030 | IESO_2_MAPP_CA | IESO | MAPP_CA | Internal | Winter | B18 | 400 | 262 | 0 | 71.09 | 74.27 | 7 | 0
2030 | IESO_2_MAPP_CA | IESO | MAPP_CA | Internal | Winter | B19 | 700 | 262 | 0 | 71.09 | 74.27 | 7 | 0
2030 | IESO_2_MAPP_CA | IESO | MAPP_CA | Internal | Winter | B20 | 935 | 262 | 0 | 71.09 | 74.27 | 7 | 0
2030 | IESO_2_MISO_MI | IESO | MISO_MI | Internal | Shoulder | B11 | 25 | 1840 | 1840 | 64.61 | 90.33 | 7 | 18.72
2030 | IESO_2_MISO_MI | IESO | MISO_MI | Internal | Shoulder | B12 | 200 | 1840 | 1840 | 64.61 | 87.75 | 7 | 16.15
2030 | IESO_2_MISO_MI | IESO | MISO_MI | Internal | Shoulder | B13 | 600 | 1840 | 1840 | 64.61 | 86.78 | 7 | 15.17
2030 | IESO_2_MISO_MI | IESO | MISO_MI | Internal | Shoulder | B14 | 900 | 1840 | 1840 | 64.61 | 85.56 | 7 | 13.95
2030 | IESO_2_MISO_MI | IESO | MISO_MI | Internal | Shoulder | B15 | 1203 | 1840 | 1840 | 64.61 | 75.96 | 7 | 4.36
2030 | IESO_2_MISO_MI | IESO | MISO_MI | Internal | Summer | B1 | 10 | 1840 | 1840 | 118.41 | 140.96 | 7 | 15.55
2030 | IESO_2_MISO_MI | IESO | MISO_MI | Internal | Summer | B2 | 25 | 1840 | 1840 | 116.99 | 139.92 | 7 | 15.92
2030 | IESO_2_MISO_MI | IESO | MISO_MI | Internal | Summer | B3 | 75 | 1840 | 1840 | 89.87 | 139.38 | 7 | 42.52
2030 | IESO_2_MISO_MI | IESO | MISO_MI | Internal | Summer | B4 | 100 | 1840 | 1840 | 85.91 | 138.44 | 7 | 45.53
2030 | IESO_2_MISO_MI | IESO | MISO_MI | Internal | Summer | B5 | 200 | 1840 | 1840 | 79.39 | 129 | 7 | 42.61
2030 | IESO_2_MISO_MI | IESO | MISO_MI | Internal | Summer | B6 | 300 | 1840 | 1840 | 61.9 | 100.69 | 7 | 31.79
2030 | IESO_2_MISO_MI | IESO | MISO_MI | Internal | Summer | B7 | 400 | 1840 | 1840 | 61.9 | 90.91 | 7 | 22.02
2030 | IESO_2_MISO_MI | IESO | MISO_MI | Internal | Summer | B8 | 500 | 1840 | 1840 | 61.9 | 86.25 | 7 | 17.35
2030 | IESO_2_MISO_MI | IESO | MISO_MI | Internal | Summer | B9 | 800 | 1840 | 1840 | 61.9 | 83.34 | 7 | 14.45
2030 | IESO_2_MISO_MI | IESO | MISO_MI | Internal | Summer | B10 | 1262 | 1840 | 1840 | 61.9 | 74.71 | 7 | 5.81
2030 | IESO_2_MISO_MI | IESO | MISO_MI | Internal | Winter | B16 | 25 | 1840 | 1840 | 71.09 | 90.94 | 7 | 12.84
2030 | IESO_2_MISO_MI | IESO | MISO_MI | Internal | Winter | B17 | 100 | 1840 | 1840 | 71.09 | 90.67 | 7 | 12.58
2030 | IESO_2_MISO_MI | IESO | MISO_MI | Internal | Winter | B18 | 400 | 1840 | 1840 | 71.09 | 89.18 | 7 | 11.08
2030 | IESO_2_MISO_MI | IESO | MISO_MI | Internal | Winter | B19 | 700 | 1840 | 1840 | 71.09 | 89.18 | 7 | 11.08
2030 | IESO_2_MISO_MI | IESO | MISO_MI | Internal | Winter | B20 | 935 | 1840 | 1840 | 71.09 | 78.6 | 7 | 0.51
2030 | IESO_2_MISO_W | IESO | MISO_W | Internal | Shoulder | B11 | 25 | 140 | 140 | 64.61 | 90.22 | 7 | 18.61
2030 | IESO_2_MISO_W | IESO | MISO_W | Internal | Shoulder | B12 | 200 | 140 | 140 | 64.61 | 87.34 | 7 | 15.74
2030 | IESO_2_MISO_W | IESO | MISO_W | Internal | Shoulder | B13 | 600 | 140 | 140 | 64.61 | 85.37 | 7 | 13.77
2030 | IESO_2_MISO_W | IESO | MISO_W | Internal | Shoulder | B14 | 900 | 140 | 140 | 64.61 | 81.24 | 7 | 9.63
2030 | IESO_2_MISO_W | IESO | MISO_W | Internal | Shoulder | B15 | 1203 | 140 | 140 | 64.61 | 71.62 | 7 | 0.01
2030 | IESO_2_MISO_W | IESO | MISO_W | Internal | Summer | B1 | 10 | 140 | 140 | 118.41 | 140.85 | 7 | 15.44
2030 | IESO_2_MISO_W | IESO | MISO_W | Internal | Summer | B2 | 25 | 140 | 140 | 116.99 | 139.43 | 7 | 15.44
2030 | IESO_2_MISO_W | IESO | MISO_W | Internal | Summer | B3 | 75 | 140 | 140 | 89.87 | 141.03 | 7 | 44.16
2030 | IESO_2_MISO_W | IESO | MISO_W | Internal | Summer | B4 | 100 | 140 | 140 | 85.91 | 139.69 | 7 | 46.78
2030 | IESO_2_MISO_W | IESO | MISO_W | Internal | Summer | B5 | 200 | 140 | 140 | 79.39 | 130.74 | 7 | 44.35
2030 | IESO_2_MISO_W | IESO | MISO_W | Internal | Summer | B6 | 300 | 140 | 140 | 61.9 | 101.94 | 7 | 33.04
2030 | IESO_2_MISO_W | IESO | MISO_W | Internal | Summer | B7 | 400 | 140 | 140 | 61.9 | 90.43 | 7 | 21.53
2030 | IESO_2_MISO_W | IESO | MISO_W | Internal | Summer | B8 | 500 | 140 | 140 | 61.9 | 85.74 | 7 | 16.85
2030 | IESO_2_MISO_W | IESO | MISO_W | Internal | Summer | B9 | 800 | 140 | 140 | 61.9 | 82.84 | 7 | 13.94
2030 | IESO_2_MISO_W | IESO | MISO_W | Internal | Summer | B10 | 1262 | 140 | 140 | 61.9 | 70.39 | 7 | 1.49
2030 | IESO_2_MISO_W | IESO | MISO_W | Internal | Winter | B16 | 25 | 140 | 140 | 71.09 | 86.61 | 7 | 8.52
2030 | IESO_2_MISO_W | IESO | MISO_W | Internal | Winter | B17 | 100 | 140 | 140 | 71.09 | 86.35 | 7 | 8.26
2030 | IESO_2_MISO_W | IESO | MISO_W | Internal | Winter | B18 | 400 | 140 | 140 | 71.09 | 86.35 | 7 | 8.26
2030 | IESO_2_MISO_W | IESO | MISO_W | Internal | Winter | B19 | 700 | 140 | 140 | 71.09 | 86.35 | 7 | 8.26
2030 | IESO_2_MISO_W | IESO | MISO_W | Internal | Winter | B20 | 935 | 140 | 0 | 71.09 | 74.28 | 7 | 0
2030 | IESO_2_NYISO_A-F | IESO | NYISO_A-F | Internal | Shoulder | B11 | 25 | 1725 | 1725 | 64.61 | 81.39 | 7 | 9.79
2030 | IESO_2_NYISO_A-F | IESO | NYISO_A-F | Internal | Shoulder | B12 | 200 | 1725 | 1725 | 64.61 | 78.75 | 7 | 7.14
2030 | IESO_2_NYISO_A-F | IESO | NYISO_A-F | Internal | Shoulder | B13 | 600 | 1725 | 1725 | 64.61 | 77.64 | 7 | 6.03
2030 | IESO_2_NYISO_A-F | IESO | NYISO_A-F | Internal | Shoulder | B14 | 900 | 1725 | 1725 | 64.61 | 77.64 | 7 | 6.03
2030 | IESO_2_NYISO_A-F | IESO | NYISO_A-F | Internal | Shoulder | B15 | 1203 | 1725 | 1725 | 64.61 | 77.64 | 7 | 6.03
2030 | IESO_2_NYISO_A-F | IESO | NYISO_A-F | Internal | Summer | B1 | 10 | 1725 | 505.79 | 118.41 | 125.41 | 7 | 0
2030 | IESO_2_NYISO_A-F | IESO | NYISO_A-F | Internal | Summer | B2 | 25 | 1725 | 1153.02 | 116.99 | 123.99 | 7 | 0
2030 | IESO_2_NYISO_A-F | IESO | NYISO_A-F | Internal | Summer | B3 | 75 | 1725 | 1725 | 89.87 | 107.51 | 7 | 10.64
2030 | IESO_2_NYISO_A-F | IESO | NYISO_A-F | Internal | Summer | B4 | 100 | 1725 | 1725 | 85.91 | 107.51 | 7 | 14.6
2030 | IESO_2_NYISO_A-F | IESO | NYISO_A-F | Internal | Summer | B5 | 200 | 1725 | 1578.61 | 79.39 | 86.39 | 7 | 0
2030 | IESO_2_NYISO_A-F | IESO | NYISO_A-F | Internal | Summer | B6 | 300 | 1725 | 1725 | 61.9 | 83.9 | 7 | 15
2030 | IESO_2_NYISO_A-F | IESO | NYISO_A-F | Internal | Summer | B7 | 400 | 1725 | 1725 | 61.9 | 79.39 | 7 | 10.49
2030 | IESO_2_NYISO_A-F | IESO | NYISO_A-F | Internal | Summer | B8 | 500 | 1725 | 1725 | 61.9 | 78.85 | 7 | 9.95
2030 | IESO_2_NYISO_A-F | IESO | NYISO_A-F | Internal | Summer | B9 | 800 | 1725 | 1725 | 61.9 | 78.85 | 7 | 9.95
2030 | IESO_2_NYISO_A-F | IESO | NYISO_A-F | Internal | Summer | B10 | 1262 | 1725 | 1725 | 61.9 | 78.85 | 7 | 9.95
2030 | IESO_2_NYISO_A-F | IESO | NYISO_A-F | Internal | Winter | B16 | 25 | 1725 | 1725 | 71.09 | 87.88 | 7 | 9.78
2030 | IESO_2_NYISO_A-F | IESO | NYISO_A-F | Internal | Winter | B17 | 100 | 1725 | 1725 | 71.09 | 87.47 | 7 | 9.37
2030 | IESO_2_NYISO_A-F | IESO | NYISO_A-F | Internal | Winter | B18 | 400 | 1725 | 1725 | 71.09 | 83.95 | 7 | 5.86
2030 | IESO_2_NYISO_A-F | IESO | NYISO_A-F | Internal | Winter | B19 | 700 | 1725 | 1725 | 71.09 | 79.1 | 7 | 1.01
2030 | IESO_2_NYISO_A-F | IESO | NYISO_A-F | Internal | Winter | B20 | 935 | 1725 | 1474.6 | 71.09 | 78.09 | 7 | 0
2030 | MAPP_CA_2_IESO | MAPP_CA | IESO | Internal | Shoulder | B11 | 25 | 330 | 0 | 74.78 | 64.61 | 8 | 0
2030 | MAPP_CA_2_IESO | MAPP_CA | IESO | Internal | Shoulder | B12 | 200 | 330 | 0 | 71.9 | 64.61 | 8 | 0
2030 | MAPP_CA_2_IESO | MAPP_CA | IESO | Internal | Shoulder | B13 | 600 | 330 | 0 | 71.61 | 64.61 | 8 | 0
2030 | MAPP_CA_2_IESO | MAPP_CA | IESO | Internal | Shoulder | B14 | 900 | 330 | 0 | 71.61 | 64.61 | 8 | 0
2030 | MAPP_CA_2_IESO | MAPP_CA | IESO | Internal | Shoulder | B15 | 1203 | 330 | 0 | 71.61 | 64.61 | 8 | 0
2030 | MAPP_CA_2_IESO | MAPP_CA | IESO | Internal | Summer | B1 | 10 | 330 | 0 | 125.41 | 118.41 | 8 | 0
2030 | MAPP_CA_2_IESO | MAPP_CA | IESO | Internal | Summer | B2 | 25 | 330 | 0 | 123.99 | 116.99 | 8 | 0
2030 | MAPP_CA_2_IESO | MAPP_CA | IESO | Internal | Summer | B3 | 75 | 330 | 0 | 125.59 | 89.87 | 8 | 0
2030 | MAPP_CA_2_IESO | MAPP_CA | IESO | Internal | Summer | B4 | 100 | 330 | 0 | 124.25 | 85.91 | 8 | 0
2030 | MAPP_CA_2_IESO | MAPP_CA | IESO | Internal | Summer | B5 | 200 | 330 | 0 | 115.3 | 79.39 | 8 | 0
2030 | MAPP_CA_2_IESO | MAPP_CA | IESO | Internal | Summer | B6 | 300 | 330 | 0 | 86.5 | 61.9 | 8 | 0
2030 | MAPP_CA_2_IESO | MAPP_CA | IESO | Internal | Summer | B7 | 400 | 330 | 0 | 74.99 | 61.9 | 8 | 0
2030 | MAPP_CA_2_IESO | MAPP_CA | IESO | Internal | Summer | B8 | 500 | 330 | 0 | 70.38 | 61.9 | 8 | 0
2030 | MAPP_CA_2_IESO | MAPP_CA | IESO | Internal | Summer | B9 | 800 | 330 | 0 | 70.38 | 61.9 | 8 | 0
2030 | MAPP_CA_2_IESO | MAPP_CA | IESO | Internal | Summer | B10 | 1262 | 330 | 0 | 70.38 | 61.9 | 8 | 0
2030 | MAPP_CA_2_IESO | MAPP_CA | IESO | Internal | Winter | B16 | 25 | 330 | 0 | 74.27 | 71.09 | 8 | 0
2030 | MAPP_CA_2_IESO | MAPP_CA | IESO | Internal | Winter | B17 | 100 | 330 | 0 | 74.27 | 71.09 | 8 | 0
2030 | MAPP_CA_2_IESO | MAPP_CA | IESO | Internal | Winter | B18 | 400 | 330 | 0 | 74.27 | 71.09 | 8 | 0
2030 | MAPP_CA_2_IESO | MAPP_CA | IESO | Internal | Winter | B19 | 700 | 330 | 0 | 74.27 | 71.09 | 8 | 0
2030 | MAPP_CA_2_IESO | MAPP_CA | IESO | Internal | Winter | B20 | 935 | 330 | 0 | 74.27 | 71.09 | 8 | 0
2030 | MAPP_CA_2_MAPP_US | MAPP_CA | MAPP_US | Internal | Shoulder | B11 | 25 | 372 | 372 | 74.78 | 83.22 | 7 | 1.44
2030 | MAPP_CA_2_MAPP_US | MAPP_CA | MAPP_US | Internal | Shoulder | B12 | 200 | 372 | 372 | 71.9 | 80.34 | 7 | 1.44
2030 | MAPP_CA_2_MAPP_US | MAPP_CA | MAPP_US | Internal | Shoulder | B13 | 600 | 372 | 0 | 71.61 | 78.37 | 7 | 0
2030 | MAPP_CA_2_MAPP_US | MAPP_CA | MAPP_US | Internal | Shoulder | B14 | 900 | 372 | 0 | 71.61 | 74.24 | 7 | 0
2030 | MAPP_CA_2_MAPP_US | MAPP_CA | MAPP_US | Internal | Shoulder | B15 | 1203 | 372 | 0 | 71.61 | 64.62 | 7 | 0
2030 | MAPP_CA_2_MAPP_US | MAPP_CA | MAPP_US | Internal | Summer | B1 | 10 | 372 | 372 | 125.41 | 133.85 | 7 | 1.44
2030 | MAPP_CA_2_MAPP_US | MAPP_CA | MAPP_US | Internal | Summer | B2 | 25 | 372 | 372 | 123.99 | 132.43 | 7 | 1.44
2030 | MAPP_CA_2_MAPP_US | MAPP_CA | MAPP_US | Internal | Summer | B3 | 75 | 372 | 372 | 125.59 | 134.03 | 7 | 1.44
2030 | MAPP_CA_2_MAPP_US | MAPP_CA | MAPP_US | Internal | Summer | B4 | 100 | 372 | 372 | 124.25 | 132.68 | 7 | 1.43
2030 | MAPP_CA_2_MAPP_US | MAPP_CA | MAPP_US | Internal | Summer | B5 | 200 | 372 | 372 | 115.3 | 123.74 | 7 | 1.44
2030 | MAPP_CA_2_MAPP_US | MAPP_CA | MAPP_US | Internal | Summer | B6 | 300 | 372 | 372 | 86.5 | 94.94 | 7 | 1.44
2030 | MAPP_CA_2_MAPP_US | MAPP_CA | MAPP_US | Internal | Summer | B7 | 400 | 372 | 372 | 74.99 | 83.43 | 7 | 1.44
2030 | MAPP_CA_2_MAPP_US | MAPP_CA | MAPP_US | Internal | Summer | B8 | 500 | 372 | 372 | 70.38 | 78.74 | 7 | 1.37
2030 | MAPP_CA_2_MAPP_US | MAPP_CA | MAPP_US | Internal | Summer | B9 | 800 | 372 | 0 | 70.38 | 75.84 | 7 | 0
2030 | MAPP_CA_2_MAPP_US | MAPP_CA | MAPP_US | Internal | Summer | B10 | 1262 | 372 | 0 | 70.38 | 63.39 | 7 | 0
2030 | MAPP_CA_2_MAPP_US | MAPP_CA | MAPP_US | Internal | Winter | B16 | 25 | 372 | 0 | 74.27 | 79.6 | 7 | 0
2030 | MAPP_CA_2_MAPP_US | MAPP_CA | MAPP_US | Internal | Winter | B17 | 100 | 372 | 0 | 74.27 | 79.35 | 7 | 0
2030 | MAPP_CA_2_MAPP_US | MAPP_CA | MAPP_US | Internal | Winter | B18 | 400 | 372 | 0 | 74.27 | 79.35 | 7 | 0
2030 | MAPP_CA_2_MAPP_US | MAPP_CA | MAPP_US | Internal | Winter | B19 | 700 | 372 | 0 | 74.27 | 79.35 | 7 | 0
2030 | MAPP_CA_2_MAPP_US | MAPP_CA | MAPP_US | Internal | Winter | B20 | 935 | 372 | 0 | 74.27 | 67.28 | 7 | 0
2030 | MAPP_CA_2_MISO_W | MAPP_CA | MISO_W | Internal | Shoulder | B11 | 25 | 1970 | 3674.17 | 74.78 | 90.22 | 0.01 | 15.43
2030 | MAPP_CA_2_MISO_W | MAPP_CA | MISO_W | Internal | Shoulder | B12 | 200 | 1970 | 3134.16 | 71.9 | 87.34 | 0.01 | 15.43
2030 | MAPP_CA_2_MISO_W | MAPP_CA | MISO_W | Internal | Shoulder | B13 | 600 | 1970 | 1970 | 71.61 | 85.37 | 0.01 | 13.75
2030 | MAPP_CA_2_MISO_W | MAPP_CA | MISO_W | Internal | Shoulder | B14 | 900 | 1970 | 1970 | 71.61 | 81.24 | 0.01 | 9.62
2030 | MAPP_CA_2_MISO_W | MAPP_CA | MISO_W | Internal | Shoulder | B15 | 1203 | 1970 | 1324.31 | 71.61 | 71.62 | 0.01 | 0
2030 | MAPP_CA_2_MISO_W | MAPP_CA | MISO_W | Internal | Summer | B1 | 10 | 1970 | 4485.33 | 125.41 | 140.85 | 0.01 | 15.43
2030 | MAPP_CA_2_MISO_W | MAPP_CA | MISO_W | Internal | Summer | B2 | 25 | 1970 | 4252.35 | 123.99 | 139.43 | 0.01 | 15.43
2030 | MAPP_CA_2_MISO_W | MAPP_CA | MISO_W | Internal | Summer | B3 | 75 | 1970 | 4328.25 | 125.59 | 141.03 | 0.01 | 15.43
2030 | MAPP_CA_2_MISO_W | MAPP_CA | MISO_W | Internal | Summer | B4 | 100 | 1970 | 4198.4 | 124.25 | 139.69 | 0.01 | 15.43
2030 | MAPP_CA_2_MISO_W | MAPP_CA | MISO_W | Internal | Summer | B5 | 200 | 1970 | 4078.34 | 115.3 | 130.74 | 0.01 | 15.43
2030 | MAPP_CA_2_MISO_W | MAPP_CA | MISO_W | Internal | Summer | B6 | 300 | 1970 | 3675.3 | 86.5 | 101.94 | 0.01 | 15.43
2030 | MAPP_CA_2_MISO_W | MAPP_CA | MISO_W | Internal | Summer | B7 | 400 | 1970 | 3620.78 | 74.99 | 90.43 | 0.01 | 15.43
2030 | MAPP_CA_2_MISO_W | MAPP_CA | MISO_W | Internal | Summer | B8 | 500 | 1970 | 1970 | 70.38 | 85.74 | 0.01 | 15.35
2030 | MAPP_CA_2_MISO_W | MAPP_CA | MISO_W | Internal | Summer | B9 | 800 | 1970 | 1970 | 70.38 | 82.84 | 0.01 | 12.45
2030 | MAPP_CA_2_MISO_W | MAPP_CA | MISO_W | Internal | Summer | B10 | 1262 | 1970 | 1662.16 | 70.38 | 70.39 | 0.01 | 0
2030 | MAPP_CA_2_MISO_W | MAPP_CA | MISO_W | Internal | Winter | B16 | 25 | 1970 | 1970 | 74.27 | 86.61 | 0.01 | 12.33
2030 | MAPP_CA_2_MISO_W | MAPP_CA | MISO_W | Internal | Winter | B17 | 100 | 1970 | 1970 | 74.27 | 86.35 | 0.01 | 12.07
2030 | MAPP_CA_2_MISO_W | MAPP_CA | MISO_W | Internal | Winter | B18 | 400 | 1970 | 1970 | 74.27 | 86.35 | 0.01 | 12.07
2030 | MAPP_CA_2_MISO_W | MAPP_CA | MISO_W | Internal | Winter | B19 | 700 | 1970 | 1970 | 74.27 | 86.35 | 0.01 | 12.07
2030 | MAPP_CA_2_MISO_W | MAPP_CA | MISO_W | Internal | Winter | B20 | 935 | 1970 | 664.5 | 74.27 | 74.28 | 0.01 | 0
2030 | MAPP_US_2_MAPP_CA | MAPP_US | MAPP_CA | Internal | Shoulder | B11 | 25 | 165 | 0 | 83.22 | 74.78 | 7 | 0
2030 | MAPP_US_2_MAPP_CA | MAPP_US | MAPP_CA | Internal | Shoulder | B12 | 200 | 165 | 0 | 80.34 | 71.9 | 7 | 0
2030 | MAPP_US_2_MAPP_CA | MAPP_US | MAPP_CA | Internal | Shoulder | B13 | 600 | 165 | 0 | 78.37 | 71.61 | 7 | 0
2030 | MAPP_US_2_MAPP_CA | MAPP_US | MAPP_CA | Internal | Shoulder | B14 | 900 | 165 | 0 | 74.24 | 71.61 | 7 | 0
2030 | MAPP_US_2_MAPP_CA | MAPP_US | MAPP_CA | Internal | Shoulder | B15 | 1203 | 165 | 0 | 64.62 | 71.61 | 7 | 0
2030 | MAPP_US_2_MAPP_CA | MAPP_US | MAPP_CA | Internal | Summer | B1 | 10 | 165 | 0 | 133.85 | 125.41 | 7 | 0
2030 | MAPP_US_2_MAPP_CA | MAPP_US | MAPP_CA | Internal | Summer | B2 | 25 | 165 | 0 | 132.43 | 123.99 | 7 | 0
2030 | MAPP_US_2_MAPP_CA | MAPP_US | MAPP_CA | Internal | Summer | B3 | 75 | 165 | 0 | 134.03 | 125.59 | 7 | 0
2030 | MAPP_US_2_MAPP_CA | MAPP_US | MAPP_CA | Internal | Summer | B4 | 100 | 165 | 0 | 132.68 | 124.25 | 7 | 0
2030 | MAPP_US_2_MAPP_CA | MAPP_US | MAPP_CA | Internal | Summer | B5 | 200 | 165 | 0 | 123.74 | 115.3 | 7 | 0
2030 | MAPP_US_2_MAPP_CA | MAPP_US | MAPP_CA | Internal | Summer | B6 | 300 | 165 | 0 | 94.94 | 86.5 | 7 | 0
2030 | MAPP_US_2_MAPP_CA | MAPP_US | MAPP_CA | Internal | Summer | B7 | 400 | 165 | 0 | 83.43 | 74.99 | 7 | 0
2030 | MAPP_US_2_MAPP_CA | MAPP_US | MAPP_CA | Internal | Summer | B8 | 500 | 165 | 0 | 78.74 | 70.38 | 7 | 0
2030 | MAPP_US_2_MAPP_CA | MAPP_US | MAPP_CA | Internal | Summer | B9 | 800 | 165 | 0 | 75.84 | 70.38 | 7 | 0
2030 | MAPP_US_2_MAPP_CA | MAPP_US | MAPP_CA | Internal | Summer | B10 | 1262 | 165 | 0 | 63.39 | 70.38 | 7 | 0
2030 | MAPP_US_2_MAPP_CA | MAPP_US | MAPP_CA | Internal | Winter | B16 | 25 | 165 | 0 | 79.6 | 74.27 | 7 | 0
2030 | MAPP_US_2_MAPP_CA | MAPP_US | MAPP_CA | Internal | Winter | B17 | 100 | 165 | 0 | 79.35 | 74.27 | 7 | 0
2030 | MAPP_US_2_MAPP_CA | MAPP_US | MAPP_CA | Internal | Winter | B18 | 400 | 165 | 0 | 79.35 | 74.27 | 7 | 0
2030 | MAPP_US_2_MAPP_CA | MAPP_US | MAPP_CA | Internal | Winter | B19 | 700 | 165 | 0 | 79.35 | 74.27 | 7 | 0
2030 | MAPP_US_2_MAPP_CA | MAPP_US | MAPP_CA | Internal | Winter | B20 | 935 | 165 | 0 | 67.28 | 74.27 | 7 | 0
2030 | MAPP_US_2_MISO_W | MAPP_US | MISO_W | Internal | Shoulder | B11 | 25 | 2635 | 761.24 | 83.22 | 90.22 | 7 | 0
2030 | MAPP_US_2_MISO_W | MAPP_US | MISO_W | Internal | Shoulder | B12 | 200 | 2635 | 1377.57 | 80.34 | 87.34 | 7 | 0
2030 | MAPP_US_2_MISO_W | MAPP_US | MISO_W | Internal | Shoulder | B13 | 600 | 2635 | 2293.08 | 78.37 | 85.37 | 7 | 0
2030 | MAPP_US_2_MISO_W | MAPP_US | MISO_W | Internal | Shoulder | B14 | 900 | 2635 | 270.89 | 74.24 | 81.24 | 7 | 0
2030 | MAPP_US_2_MISO_W | MAPP_US | MISO_W | Internal | Shoulder | B15 | 1203 | 2635 | 709 | 64.62 | 71.62 | 7 | 0
2030 | MAPP_US_2_MISO_W | MAPP_US | MISO_W | Internal | Summer | B1 | 10 | 2635 | 1343.31 | 133.85 | 140.85 | 7 | 0
2030 | MAPP_US_2_MISO_W | MAPP_US | MISO_W | Internal | Summer | B2 | 25 | 2635 | 2445.96 | 132.43 | 139.43 | 7 | 0
2030 | MAPP_US_2_MISO_W | MAPP_US | MISO_W | Internal | Summer | B3 | 75 | 2635 | 727.52 | 134.03 | 141.03 | 7 | 0
2030 | MAPP_US_2_MISO_W | MAPP_US | MISO_W | Internal | Summer | B4 | 100 | 2635 | 2665.49 | 132.68 | 139.69 | 7 | 0.01
2030 | MAPP_US_2_MISO_W | MAPP_US | MISO_W | Internal | Summer | B5 | 200 | 2635 | 976.01 | 123.74 | 130.74 | 7 | 0
2030 | MAPP_US_2_MISO_W | MAPP_US | MISO_W | Internal | Summer | B6 | 300 | 2635 | 135.55 | 94.94 | 101.94 | 7 | 0
2030 | MAPP_US_2_MISO_W | MAPP_US | MISO_W | Internal | Summer | B7 | 400 | 2635 | 636.08 | 83.43 | 90.43 | 7 | 0
2030 | MAPP_US_2_MISO_W | MAPP_US | MISO_W | Internal | Summer | B8 | 500 | 2635 | 1306.13 | 78.74 | 85.74 | 7 | 0
2030 | MAPP_US_2_MISO_W | MAPP_US | MISO_W | Internal | Summer | B9 | 800 | 2635 | 404.48 | 75.84 | 82.84 | 7 | 0
2030 | MAPP_US_2_MISO_W | MAPP_US | MISO_W | Internal | Summer | B10 | 1262 | 2635 | 604.13 | 63.39 | 70.39 | 7 | 0
2030 | MAPP_US_2_MISO_W | MAPP_US | MISO_W | Internal | Winter | B16 | 25 | 2635 | 3611.1 | 79.6 | 86.61 | 7 | 0.01
2030 | MAPP_US_2_MISO_W | MAPP_US | MISO_W | Internal | Winter | B17 | 100 | 2635 | 1919.15 | 79.35 | 86.35 | 7 | 0
2030 | MAPP_US_2_MISO_W | MAPP_US | MISO_W | Internal | Winter | B18 | 400 | 2635 | 769.76 | 79.35 | 86.35 | 7 | 0
2030 | MAPP_US_2_MISO_W | MAPP_US | MISO_W | Internal | Winter | B19 | 700 | 2635 | 779.71 | 79.35 | 86.35 | 7 | 0
2030 | MAPP_US_2_MISO_W | MAPP_US | MISO_W | Internal | Winter | B20 | 935 | 2635 | 555.88 | 67.28 | 74.28 | 7 | 0
2030 | MAPP_US_2_NE | MAPP_US | NE | Internal | Shoulder | B11 | 25 | 2000 | 2000 | 83.22 | 93.78 | 7 | 3.56
2030 | MAPP_US_2_NE | MAPP_US | NE | Internal | Shoulder | B12 | 200 | 2000 | 2000 | 80.34 | 88.64 | 7 | 1.29
2030 | MAPP_US_2_NE | MAPP_US | NE | Internal | Shoulder | B13 | 600 | 2000 | 1017.28 | 78.37 | 85.37 | 7 | 0
2030 | MAPP_US_2_NE | MAPP_US | NE | Internal | Shoulder | B14 | 900 | 2000 | 2000 | 74.24 | 83.48 | 7 | 2.25
2030 | MAPP_US_2_NE | MAPP_US | NE | Internal | Shoulder | B15 | 1203 | 2000 | 2000 | 64.62 | 78.15 | 7 | 6.53
2030 | MAPP_US_2_NE | MAPP_US | NE | Internal | Summer | B1 | 10 | 2000 | 0 | 133.85 | 135.85 | 7 | 0
2030 | MAPP_US_2_NE | MAPP_US | NE | Internal | Summer | B2 | 25 | 2000 | 0 | 132.43 | 138.23 | 7 | 0
2030 | MAPP_US_2_NE | MAPP_US | NE | Internal | Summer | B3 | 75 | 2000 | 1580.63 | 134.03 | 141.03 | 7 | 0
2030 | MAPP_US_2_NE | MAPP_US | NE | Internal | Summer | B4 | 100 | 2000 | 0 | 132.68 | 135.21 | 7 | 0
2030 | MAPP_US_2_NE | MAPP_US | NE | Internal | Summer | B5 | 200 | 2000 | 1274.34 | 123.74 | 130.74 | 7 | 0
2030 | MAPP_US_2_NE | MAPP_US | NE | Internal | Summer | B6 | 300 | 2000 | 2000 | 94.94 | 101.95 | 7 | 0.01
2030 | MAPP_US_2_NE | MAPP_US | NE | Internal | Summer | B7 | 400 | 2000 | 2000 | 83.43 | 95.85 | 7 | 5.42
2030 | MAPP_US_2_NE | MAPP_US | NE | Internal | Summer | B8 | 500 | 2000 | 2000 | 78.74 | 90.57 | 7 | 4.83
2030 | MAPP_US_2_NE | MAPP_US | NE | Internal | Summer | B9 | 800 | 2000 | 2000 | 75.84 | 89.83 | 7 | 6.99
2030 | MAPP_US_2_NE | MAPP_US | NE | Internal | Summer | B10 | 1262 | 2000 | 2000 | 63.39 | 77.38 | 7 | 6.99
2030 | MAPP_US_2_NE | MAPP_US | NE | Internal | Winter | B16 | 25 | 2000 | 2000 | 79.6 | 93.53 | 7 | 6.92
2030 | MAPP_US_2_NE | MAPP_US | NE | Internal | Winter | B17 | 100 | 2000 | 2000 | 79.35 | 88.52 | 7 | 2.17
2030 | MAPP_US_2_NE | MAPP_US | NE | Internal | Winter | B18 | 400 | 2000 | 2000 | 79.35 | 88.52 | 7 | 2.17
2030 | MAPP_US_2_NE | MAPP_US | NE | Internal | Winter | B19 | 700 | 2000 | 2000 | 79.35 | 87.54 | 7 | 1.19
2030 | MAPP_US_2_NE | MAPP_US | NE | Internal | Winter | B20 | 935 | 2000 | 2000 | 67.28 | 81.06 | 7 | 6.78
2030 | MARITIMES_2_NEISO | MARITIMES | NEISO | Internal | Shoulder | B11 | 25 | 99999 | 1400 | 79.81 | 79.83 | 0.01 | 0
2030 | MARITIMES_2_NEISO | MARITIMES | NEISO | Internal | Shoulder | B12 | 200 | 99999 | 1400 | 81.73 | 81.75 | 0.01 | 0
2030 | MARITIMES_2_NEISO | MARITIMES | NEISO | Internal | Shoulder | B13 | 600 | 99999 | 1400 | 79.81 | 79.83 | 0.01 | 0
2030 | MARITIMES_2_NEISO | MARITIMES | NEISO | Internal | Shoulder | B14 | 900 | 99999 | 1400 | 79.81 | 79.83 | 0.01 | 0
2030 | MARITIMES_2_NEISO | MARITIMES | NEISO | Internal | Shoulder | B15 | 1203 | 99999 | 426.43 | 79.81 | 79.83 | 0.01 | 0
2030 | MARITIMES_2_NEISO | MARITIMES | NEISO | Internal | Summer | B1 | 10 | 99999 | 1400.1 | 127.82 | 127.84 | 0.01 | 0
2030 | MARITIMES_2_NEISO | MARITIMES | NEISO | Internal | Summer | B2 | 25 | 99999 | 1400.1 | 122.41 | 122.42 | 0.01 | 0
2030 | MARITIMES_2_NEISO | MARITIMES | NEISO | Internal | Summer | B3 | 75 | 99999 | 1400.1 | 109.04 | 109.05 | 0.01 | 0
2030 | MARITIMES_2_NEISO | MARITIMES | NEISO | Internal | Summer | B4 | 100 | 99999 | 1400.1 | 105.93 | 105.94 | 0.01 | 0
2030 | MARITIMES_2_NEISO | MARITIMES | NEISO | Internal | Summer | B5 | 200 | 99999 | 1400 | 84.81 | 84.82 | 0.01 | 0
2030 | MARITIMES_2_NEISO | MARITIMES | NEISO | Internal | Summer | B6 | 300 | 99999 | 1400 | 80.89 | 80.9 | 0.01 | 0
2030 | MARITIMES_2_NEISO | MARITIMES | NEISO | Internal | Summer | B7 | 400 | 99999 | 1400 | 80.89 | 80.9 | 0.01 | 0
2030 | MARITIMES_2_NEISO | MARITIMES | NEISO | Internal | Summer | B8 | 500 | 99999 | 1400 | 80.89 | 80.9 | 0.01 | 0
2030 | MARITIMES_2_NEISO | MARITIMES | NEISO | Internal | Summer | B9 | 800 | 99999 | 1400 | 80 | 80.01 | 0.01 | 0
2030 | MARITIMES_2_NEISO | MARITIMES | NEISO | Internal | Summer | B10 | 1262 | 99999 | 236.13 | 80 | 80.01 | 0.01 | 0
2030 | MARITIMES_2_NEISO | MARITIMES | NEISO | Internal | Winter | B16 | 25 | 99999 | 1400 | 90.86 | 90.88 | 0.01 | 0
2030 | MARITIMES_2_NEISO | MARITIMES | NEISO | Internal | Winter | B17 | 100 | 99999 | 1400 | 87.99 | 88 | 0.01 | 0
2030 | MARITIMES_2_NEISO | MARITIMES | NEISO | Internal | Winter | B18 | 400 | 99999 | 1400 | 84.48 | 84.49 | 0.01 | 0
2030 | MARITIMES_2_NEISO | MARITIMES | NEISO | Internal | Winter | B19 | 700 | 99999 | 1400 | 82.09 | 82.1 | 0.01 | 0
2030 | MARITIMES_2_NEISO | MARITIMES | NEISO | Internal | Winter | B20 | 935 | 99999 | 475.94 | 82.09 | 82.1 | 0.01 | 0
2030 | MISO_IN_2_MISO_MI | MISO_IN | MISO_MI | Internal | Shoulder | B11 | 25 | 5000 | 5518.77 | 90.22 | 90.33 | 0.01 | 0.09
2030 | MISO_IN_2_MISO_MI | MISO_IN | MISO_MI | Internal | Shoulder | B12 | 200 | 5000 | 5623.48 | 87.64 | 87.75 | 0.01 | 0.09
2030 | MISO_IN_2_MISO_MI | MISO_IN | MISO_MI | Internal | Shoulder | B13 | 600 | 5000 | 4482.8 | 86.76 | 86.78 | 0.01 | 0
2030 | MISO_IN_2_MISO_MI | MISO_IN | MISO_MI | Internal | Shoulder | B14 | 900 | 5000 | 4951.29 | 85.55 | 85.56 | 0.01 | 0
2030 | MISO_IN_2_MISO_MI | MISO_IN | MISO_MI | Internal | Shoulder | B15 | 1203 | 5000 | 4084.65 | 75.95 | 75.96 | 0.01 | 0
2030 | MISO_IN_2_MISO_MI | MISO_IN | MISO_MI | Internal | Summer | B1 | 10 | 5000 | 6881.29 | 140.85 | 140.96 | 0.01 | 0.09
2030 | MISO_IN_2_MISO_MI | MISO_IN | MISO_MI | Internal | Summer | B2 | 25 | 5000 | 4538.46 | 139.9 | 139.92 | 0.01 | 0
2030 | MISO_IN_2_MISO_MI | MISO_IN | MISO_MI | Internal | Summer | B3 | 75 | 5000 | 5166.56 | 139.28 | 139.38 | 0.01 | 0.09
2030 | MISO_IN_2_MISO_MI | MISO_IN | MISO_MI | Internal | Summer | B4 | 100 | 5000 | 3861.56 | 138.43 | 138.44 | 0.01 | 0
2030 | MISO_IN_2_MISO_MI | MISO_IN | MISO_MI | Internal | Summer | B5 | 200 | 5000 | 3479.47 | 128.99 | 129 | 0.01 | 0
2030 | MISO_IN_2_MISO_MI | MISO_IN | MISO_MI | Internal | Summer | B6 | 300 | 5000 | 5131.85 | 100.58 | 100.69 | 0.01 | 0.09
2030 | MISO_IN_2_MISO_MI | MISO_IN | MISO_MI | Internal | Summer | B7 | 400 | 5000 | 2923.3 | 90.9 | 90.91 | 0.01 | 0
2030 | MISO_IN_2_MISO_MI | MISO_IN | MISO_MI | Internal | Summer | B8 | 500 | 5000 | 4018.65 | 86.24 | 86.25 | 0.01 | 0
2030 | MISO_IN_2_MISO_MI | MISO_IN | MISO_MI | Internal | Summer | B9 | 800 | 5000 | 4751.48 | 83.33 | 83.34 | 0.01 | 0
2030 | MISO_IN_2_MISO_MI | MISO_IN | MISO_MI | Internal | Summer | B10 | 1262 | 5000 | 6229.12 | 74.6 | 74.71 | 0.01 | 0.09
2030 | MISO_IN_2_MISO_MI | MISO_IN | MISO_MI | Internal | Winter | B16 | 25 | 5000 | 3811.5 | 90.92 | 90.94 | 0.01 | 0
2030 | MISO_IN_2_MISO_MI | MISO_IN | MISO_MI | Internal | Winter | B17 | 100 | 5000 | 4784.83 | 90.66 | 90.67 | 0.01 | 0
2030 | MISO_IN_2_MISO_MI | MISO_IN | MISO_MI | Internal | Winter | B18 | 400 | 5000 | 3496.74 | 89.17 | 89.18 | 0.01 | 0
2030 | MISO_IN_2_MISO_MI | MISO_IN | MISO_MI | Internal | Winter | B19 | 700 | 5000 | 2434.97 | 89.17 | 89.18 | 0.01 | 0
2030 | MISO_IN_2_MISO_MI | MISO_IN | MISO_MI | Internal | Winter | B20 | 935 | 5000 | 3557.56 | 78.59 | 78.6 | 0.01 | 0
2030 | MISO_IN_2_MISO_MO-IL | MISO_IN | MISO_MO-IL | Internal | Shoulder | B11 | 25 | 5000 | 4108.93 | 90.22 | 90.23 | 0.01 | 0
2030 | MISO_IN_2_MISO_MO-IL | MISO_IN | MISO_MO-IL | Internal | Shoulder | B12 | 200 | 5000 | 3837.8 | 87.64 | 87.66 | 0.01 | 0
2030 | MISO_IN_2_MISO_MO-IL | MISO_IN | MISO_MO-IL | Internal | Shoulder | B13 | 600 | 5000 | 3204.27 | 86.76 | 86.78 | 0.01 | 0
2030 | MISO_IN_2_MISO_MO-IL | MISO_IN | MISO_MO-IL | Internal | Shoulder | B14 | 900 | 5000 | 2232.94 | 85.55 | 85.56 | 0.01 | 0
2030 | MISO_IN_2_MISO_MO-IL | MISO_IN | MISO_MO-IL | Internal | Shoulder | B15 | 1203 | 5000 | 0 | 75.95 | 75.94 | 0.01 | 0
2030 | MISO_IN_2_MISO_MO-IL | MISO_IN | MISO_MO-IL | Internal | Summer | B1 | 10 | 5000 | 2461.88 | 140.85 | 140.86 | 0.01 | 0
2030 | MISO_IN_2_MISO_MO-IL | MISO_IN | MISO_MO-IL | Internal | Summer | B2 | 25 | 5000 | 5000 | 139.9 | 140.86 | 0.01 | 0.95
2030 | MISO_IN_2_MISO_MO-IL | MISO_IN | MISO_MO-IL | Internal | Summer | B3 | 75 | 5000 | 5000 | 139.28 | 141.04 | 0.01 | 1.75
2030 | MISO_IN_2_MISO_MO-IL | MISO_IN | MISO_MO-IL | Internal | Summer | B4 | 100 | 5000 | 5498.66 | 138.43 | 140.19 | 0.01 | 1.75
2030 | MISO_IN_2_MISO_MO-IL | MISO_IN | MISO_MO-IL | Internal | Summer | B5 | 200 | 5000 | 5837.71 | 128.99 | 130.75 | 0.01 | 1.75
2030 | MISO_IN_2_MISO_MO-IL | MISO_IN | MISO_MO-IL | Internal | Summer | B6 | 300 | 5000 | 5000 | 100.58 | 101.95 | 0.01 | 1.36
2030 | MISO_IN_2_MISO_MO-IL | MISO_IN | MISO_MO-IL | Internal | Summer | B7 | 400 | 5000 | 5330.23 | 90.9 | 92.67 | 0.01 | 1.75
2030 | MISO_IN_2_MISO_MO-IL | MISO_IN | MISO_MO-IL | Internal | Summer | B8 | 500 | 5000 | 4909.15 | 86.24 | 86.25 | 0.01 | 0
2030 | MISO_IN_2_MISO_MO-IL | MISO_IN | MISO_MO-IL | Internal | Summer | B9 | 800 | 5000 | 3974.64 | 83.33 | 83.34 | 0.01 | 0
2030 | MISO_IN_2_MISO_MO-IL | MISO_IN | MISO_MO-IL | Internal | Summer | B10 | 1262 | 5000 | 2881.43 | 74.6 | 74.61 | 0.01 | 0
2030 | MISO_IN_2_MISO_MO-IL | MISO_IN | MISO_MO-IL | Internal | Winter | B16 | 25 | 5000 | 34.23 | 90.92 | 90.94 | 0.01 | 0
2030 | MISO_IN_2_MISO_MO-IL | MISO_IN | MISO_MO-IL | Internal | Winter | B17 | 100 | 5000 | 189.26 | 90.66 | 90.67 | 0.01 | 0
2030 | MISO_IN_2_MISO_MO-IL | MISO_IN | MISO_MO-IL | Internal | Winter | B18 | 400 | 5000 | 3056.41 | 89.17 | 89.18 | 0.01 | 0
2030 | MISO_IN_2_MISO_MO-IL | MISO_IN | MISO_MO-IL | Internal | Winter | B19 | 700 | 5000 | 2724.61 | 89.17 | 89.18 | 0.01 | 0
2030 | MISO_IN_2_MISO_MO-IL | MISO_IN | MISO_MO-IL | Internal | Winter | B20 | 935 | 5000 | 738.56 | 78.59 | 78.6 | 0.01 | 0
2030 | MISO_IN_2_NonRTO_Midwest | MISO_IN | NonRTO_Midwest | Internal | Shoulder | B11 | 25 | 4800 | 1049.75 | 90.22 | 98.22 | 8 | 0
2030 | MISO_IN_2_NonRTO_Midwest | MISO_IN | NonRTO_Midwest | Internal | Shoulder | B12 | 200 | 4800 | 478.92 | 87.64 | 95.64 | 8 | 0
2030 | MISO_IN_2_NonRTO_Midwest | MISO_IN | NonRTO_Midwest | Internal | Shoulder | B13 | 600 | 4800 | 125.72 | 86.76 | 94.76 | 8 | 0
2030 | MISO_IN_2_NonRTO_Midwest | MISO_IN | NonRTO_Midwest | Internal | Shoulder | B14 | 900 | 4800 | 730.77 | 85.55 | 93.55 | 8 | 0
2030 | MISO_IN_2_NonRTO_Midwest | MISO_IN | NonRTO_Midwest | Internal | Shoulder | B15 | 1203 | 4800 | 0 | 75.95 | 83.44 | 8 | 0
2030 | MISO_IN_2_NonRTO_Midwest | MISO_IN | NonRTO_Midwest | Internal | Summer | B1 | 10 | 4800 | 0 | 140.85 | 147.28 | 8 | 0
2030 | MISO_IN_2_NonRTO_Midwest | MISO_IN | NonRTO_Midwest | Internal | Summer | B2 | 25 | 4800 | 0 | 139.9 | 147.28 | 8 | 0
2030 | MISO_IN_2_NonRTO_Midwest | MISO_IN | NonRTO_Midwest | Internal | Summer | B3 | 75 | 4800 | 75.94 | 139.28 | 147.28 | 8 | 0
2030 | MISO_IN_2_NonRTO_Midwest | MISO_IN | NonRTO_Midwest | Internal | Summer | B4 | 100 | 4800 | 1705.22 | 138.43 | 146.43 | 8 | 0
2030 | MISO_IN_2_NonRTO_Midwest | MISO_IN | NonRTO_Midwest | Internal | Summer | B5 | 200 | 4800 | 1302.53 | 128.99 | 136.99 | 8 | 0
2030 | MISO_IN_2_NonRTO_Midwest | MISO_IN | NonRTO_Midwest | Internal | Summer | B6 | 300 | 4800 | 842.57 | 100.58 | 108.58 | 8 | 0
2030 | MISO_IN_2_NonRTO_Midwest | MISO_IN | NonRTO_Midwest | Internal | Summer | B7 | 400 | 4800 | 377.38 | 90.9 | 98.9 | 8 | 0
2030 | MISO_IN_2_NonRTO_Midwest | MISO_IN | NonRTO_Midwest | Internal | Summer | B8 | 500 | 4800 | 522.46 | 86.24 | 94.24 | 8 | 0
2030 | MISO_IN_2_NonRTO_Midwest | MISO_IN | NonRTO_Midwest | Internal | Summer | B9 | 800 | 4800 | 800.94 | 83.33 | 91.33 | 8 | 0
2030 | MISO_IN_2_NonRTO_Midwest | MISO_IN | NonRTO_Midwest | Internal | Summer | B10 | 1262 | 4800 | 0 | 74.6 | 78.03 | 8 | 0
2030 | MISO_IN_2_NonRTO_Midwest | MISO_IN | NonRTO_Midwest | Internal | Winter | B16 | 25 | 4800 | 3394.51 | 90.92 | 98.92 | 8 | 0
2030 | MISO_IN_2_NonRTO_Midwest | MISO_IN | NonRTO_Midwest | Internal | Winter | B17 | 100 | 4800 | 2388.97 | 90.66 | 98.66 | 8 | 0
2030 | MISO_IN_2_NonRTO_Midwest | MISO_IN | NonRTO_Midwest | Internal | Winter | B18 | 400 | 4800 | 1592.56 | 89.17 | 97.17 | 8 | 0
2030 | MISO_IN_2_NonRTO_Midwest | MISO_IN | NonRTO_Midwest | Internal | Winter | B19 | 700 | 4800 | 1185.82 | 89.17 | 97.17 | 8 | 0
2030 | MISO_IN_2_NonRTO_Midwest | MISO_IN | NonRTO_Midwest | Internal | Winter | B20 | 935 | 4800 | 1289.82 | 78.59 | 86.59 | 8 | 0
2030 | MISO_IN_2_PJM_ROR | MISO_IN | PJM_ROR | Internal | Shoulder | B11 | 25 | 992 | 0 | 90.22 | 92.1 | 2 | 0
2030 | MISO_IN_2_PJM_ROR | MISO_IN | PJM_ROR | Internal | Shoulder | B12 | 200 | 992 | 992 | 87.64 | 89.66 | 2 | 0.01
2030 | MISO_IN_2_PJM_ROR | MISO_IN | PJM_ROR | Internal | Shoulder | B13 | 600 | 992 | 0 | 86.76 | 87.83 | 2 | 0
2030 | MISO_IN_2_PJM_ROR | MISO_IN | PJM_ROR | Internal | Shoulder | B14 | 900 | 992 | 32.78 | 85.55 | 87.55 | 2 | 0
2030 | MISO_IN_2_PJM_ROR | MISO_IN | PJM_ROR | Internal | Shoulder | B15 | 1203 | 992 | 0 | 75.95 | 76.83 | 2 | 0
2030 | MISO_IN_2_PJM_ROR | MISO_IN | PJM_ROR | Internal | Summer | B1 | 10 | 992 | 0 | 140.85 | 140.39 | 2 | 0
2030 | MISO_IN_2_PJM_ROR | MISO_IN | PJM_ROR | Internal | Summer | B2 | 25 | 992 | 0 | 139.9 | 140.39 | 2 | 0
2030 | MISO_IN_2_PJM_ROR | MISO_IN | PJM_ROR | Internal | Summer | B3 | 75 | 992 | 0 | 139.28 | 140.39 | 2 | 0
2030 | MISO_IN_2_PJM_ROR | MISO_IN | PJM_ROR | Internal | Summer | B4 | 100 | 992 | 0 | 138.43 | 140.39 | 2 | 0
2030 | MISO_IN_2_PJM_ROR | MISO_IN | PJM_ROR | Internal | Summer | B5 | 200 | 992 | 992 | 128.99 | 131 | 2 | 0.01
2030 | MISO_IN_2_PJM_ROR | MISO_IN | PJM_ROR | Internal | Summer | B6 | 300 | 992 | 0 | 100.58 | 102.19 | 2 | 0
2030 | MISO_IN_2_PJM_ROR | MISO_IN | PJM_ROR | Internal | Summer | B7 | 400 | 992 | 737.99 | 90.9 | 92.9 | 2 | 0
2030 | MISO_IN_2_PJM_ROR | MISO_IN | PJM_ROR | Internal | Summer | B8 | 500 | 992 | 992 | 86.24 | 88.25 | 2 | 0.01
2030 | MISO_IN_2_PJM_ROR | MISO_IN | PJM_ROR | Internal | Summer | B9 | 800 | 992 | 992 | 83.33 | 85.34 | 2 | 0.01
2030 | MISO_IN_2_PJM_ROR | MISO_IN | PJM_ROR | Internal | Summer | B10 | 1262 | 992 | 0 | 74.6 | 74.87 | 2 | 0
2030 | MISO_IN_2_PJM_ROR | MISO_IN | PJM_ROR | Internal | Winter | B16 | 25 | 992 | 992 | 90.92 | 92.94 | 2 | 0.01
2030 | MISO_IN_2_PJM_ROR | MISO_IN | PJM_ROR | Internal | Winter | B17 | 100 | 992 | 992 | 90.66 | 95.92 | 2 | 3.25
2030 | MISO_IN_2_PJM_ROR | MISO_IN | PJM_ROR | Internal | Winter | B18 | 400 | 992 | 323.89 | 89.17 | 91.17 | 2 | 0
2030 | MISO_IN_2_PJM_ROR | MISO_IN | PJM_ROR | Internal | Winter | B19 | 700 | 992 | 983.07 | 89.17 | 91.17 | 2 | 0
2030 | MISO_IN_2_PJM_ROR | MISO_IN | PJM_ROR | Internal | Winter | B20 | 935 | 992 | 0 | 78.59 | 79.74 | 2 | 0
2030 | MISO_MI_2_MISO_IN | MISO_MI | MISO_IN | Internal | Shoulder | B11 | 25 | 2045 | 0 | 90.33 | 90.22 | 0.01 | 0
2030 | MISO_MI_2_MISO_IN | MISO_MI | MISO_IN | Internal | Shoulder | B12 | 200 | 2045 | 0 | 87.75 | 87.64 | 0.01 | 0
2030 | MISO_MI_2_MISO_IN | MISO_MI | MISO_IN | Internal | Shoulder | B13 | 600 | 2045 | 0 | 86.78 | 86.76 | 0.01 | 0
2030 | MISO_MI_2_MISO_IN | MISO_MI | MISO_IN | Internal | Shoulder | B14 | 900 | 2045 | 0 | 85.56 | 85.55 | 0.01 | 0
2030 | MISO_MI_2_MISO_IN | MISO_MI | MISO_IN | Internal | Shoulder | B15 | 1203 | 2045 | 0 | 75.96 | 75.95 | 0.01 | 0
2030 | MISO_MI_2_MISO_IN | MISO_MI | MISO_IN | Internal | Summer | B1 | 10 | 2045 | 0 | 140.96 | 140.85 | 0.01 | 0
2030 | MISO_MI_2_MISO_IN | MISO_MI | MISO_IN | Internal | Summer | B2 | 25 | 2045 | 0 | 139.92 | 139.9 | 0.01 | 0
2030 | MISO_MI_2_MISO_IN | MISO_MI | MISO_IN | Internal | Summer | B3 | 75 | 2045 | 0 | 139.38 | 139.28 | 0.01 | 0
2030 | MISO_MI_2_MISO_IN | MISO_MI | MISO_IN | Internal | Summer | B4 | 100 | 2045 | 0 | 138.44 | 138.43 | 0.01 | 0
2030 | MISO_MI_2_MISO_IN | MISO_MI | MISO_IN | Internal | Summer | B5 | 200 | 2045 | 0 | 129 | 128.99 | 0.01 | 0
2030 | MISO_MI_2_MISO_IN | MISO_MI | MISO_IN | Internal | Summer | B6 | 300 | 2045 | 0 | 100.69 | 100.58 | 0.01 | 0
2030 | MISO_MI_2_MISO_IN | MISO_MI | MISO_IN | Internal | Summer | B7 | 400 | 2045 | 0 | 90.91 | 90.9 | 0.01 | 0
2030 | MISO_MI_2_MISO_IN | MISO_MI | MISO_IN | Internal | Summer | B8 | 500 | 2045 | 0 | 86.25 | 86.24 | 0.01 | 0
2030 | MISO_MI_2_MISO_IN | MISO_MI | MISO_IN | Internal | Summer | B9 | 800 | 2045 | 0 | 83.34 | 83.33 | 0.01 | 0
2030 | MISO_MI_2_MISO_IN | MISO_MI | MISO_IN | Internal | Summer | B10 | 1262 | 2045 | 0 | 74.71 | 74.6 | 0.01 | 0
2030 | MISO_MI_2_MISO_IN | MISO_MI | MISO_IN | Internal | Winter | B16 | 25 | 2045 | 0 | 90.94 | 90.92 | 0.01 | 0
2030 | MISO_MI_2_MISO_IN | MISO_MI | MISO_IN | Internal | Winter | B17 | 100 | 2045 | 0 | 90.67 | 90.66 | 0.01 | 0
2030 | MISO_MI_2_MISO_IN | MISO_MI | MISO_IN | Internal | Winter | B18 | 400 | 2045 | 0 | 89.18 | 89.17 | 0.01 | 0
2030 | MISO_MI_2_MISO_IN | MISO_MI | MISO_IN | Internal | Winter | B19 | 700 | 2045 | 0 | 89.18 | 89.17 | 0.01 | 0
2030 | MISO_MI_2_MISO_IN | MISO_MI | MISO_IN | Internal | Winter | B20 | 935 | 2045 | 0 | 78.6 | 78.59 | 0.01 | 0
2030 | MISO_MI_2_MISO_WUMS | MISO_MI | MISO_WUMS | Internal | Shoulder | B11 | 25 | 117 | 0 | 90.33 | 89.83 | 0.01 | 0
2030 | MISO_MI_2_MISO_WUMS | MISO_MI | MISO_WUMS | Internal | Shoulder | B12 | 200 | 117 | 0 | 87.75 | 87.35 | 0.01 | 0
2030 | MISO_MI_2_MISO_WUMS | MISO_MI | MISO_WUMS | Internal | Shoulder | B13 | 600 | 117 | 0 | 86.78 | 86.28 | 0.01 | 0
2030 | MISO_MI_2_MISO_WUMS | MISO_MI | MISO_WUMS | Internal | Shoulder | B14 | 900 | 117 | 0 | 85.56 | 85.06 | 0.01 | 0
2030 | MISO_MI_2_MISO_WUMS | MISO_MI | MISO_WUMS | Internal | Shoulder | B15 | 1203 | 117 | 0 | 75.96 | 75.7 | 0.01 | 0
2030 | MISO_MI_2_MISO_WUMS | MISO_MI | MISO_WUMS | Internal | Summer | B1 | 10 | 117 | 0 | 140.96 | 140.46 | 0.01 | 0
2030 | MISO_MI_2_MISO_WUMS | MISO_MI | MISO_WUMS | Internal | Summer | B2 | 25 | 117 | 0 | 139.92 | 139.42 | 0.01 | 0
2030 | MISO_MI_2_MISO_WUMS | MISO_MI | MISO_WUMS | Internal | Summer | B3 | 75 | 117 | 0 | 139.38 | 139.28 | 0.01 | 0
2030 | MISO_MI_2_MISO_WUMS | MISO_MI | MISO_WUMS | Internal | Summer | B4 | 100 | 117 | 0 | 138.44 | 137.94 | 0.01 | 0
2030 | MISO_MI_2_MISO_WUMS | MISO_MI | MISO_WUMS | Internal | Summer | B5 | 200 | 117 | 0 | 129 | 128.99 | 0.01 | 0
2030 | MISO_MI_2_MISO_WUMS | MISO_MI | MISO_WUMS | Internal | Summer | B6 | 300 | 117 | 0 | 100.69 | 100.19 | 0.01 | 0
2030 | MISO_MI_2_MISO_WUMS | MISO_MI | MISO_WUMS | Internal | Summer | B7 | 400 | 117 | 0 | 90.91 | 90.42 | 0.01 | 0
2030 | MISO_MI_2_MISO_WUMS | MISO_MI | MISO_WUMS | Internal | Summer | B8 | 500 | 117 | 0 | 86.25 | 85.76 | 0.01 | 0
2030 | MISO_MI_2_MISO_WUMS | MISO_MI | MISO_WUMS | Internal | Summer | B9 | 800 | 117 | 0 | 83.34 | 82.85 | 0.01 | 0
2030 | MISO_MI_2_MISO_WUMS | MISO_MI | MISO_WUMS | Internal | Summer | B10 | 1262 | 117 | 0 | 74.71 | 74.34 | 0.01 | 0
2030 | MISO_MI_2_MISO_WUMS | MISO_MI | MISO_WUMS | Internal | Winter | B16 | 25 | 117 | 0 | 90.94 | 90.44 | 0.01 | 0
2030 | MISO_MI_2_MISO_WUMS | MISO_MI | MISO_WUMS | Internal | Winter | B17 | 100 | 117 | 0 | 90.67 | 90.18 | 0.01 | 0
2030 | MISO_MI_2_MISO_WUMS | MISO_MI | MISO_WUMS | Internal | Winter | B18 | 400 | 117 | 0 | 89.18 | 88.68 | 0.01 | 0
2030 | MISO_MI_2_MISO_WUMS | MISO_MI | MISO_WUMS | Internal | Winter | B19 | 700 | 117 | 0 | 89.18 | 88.68 | 0.01 | 0
2030 | MISO_MI_2_MISO_WUMS | MISO_MI | MISO_WUMS | Internal | Winter | B20 | 935 | 117 | 0 | 78.6 | 78.33 | 0.01 | 0
2030 | MISO_MI_2_PJM_ROR | MISO_MI | PJM_ROR | Internal | Shoulder | B11 | 25 | 1424 | 0 | 90.33 | 92.1 | 2 | 0
2030 | MISO_MI_2_PJM_ROR | MISO_MI | PJM_ROR | Internal | Shoulder | B12 | 200 | 1424 | 0 | 87.75 | 89.66 | 2 | 0
2030 | MISO_MI_2_PJM_ROR | MISO_MI | PJM_ROR | Internal | Shoulder | B13 | 600 | 1424 | 0 | 86.78 | 87.83 | 2 | 0
2030 | MISO_MI_2_PJM_ROR | MISO_MI | PJM_ROR | Internal | Shoulder | B14 | 900 | 1424 | 0 | 85.56 | 87.55 | 2 | 0
2030 | MISO_MI_2_PJM_ROR | MISO_MI | PJM_ROR | Internal | Shoulder | B15 | 1203 | 1424 | 0 | 75.96 | 76.83 | 2 | 0
2030 | MISO_MI_2_PJM_ROR | MISO_MI | PJM_ROR | Internal | Summer | B1 | 10 | 1424 | 0 | 140.96 | 140.39 | 2 | 0
2030 | MISO_MI_2_PJM_ROR | MISO_MI | PJM_ROR | Internal | Summer | B2 | 25 | 1424 | 0 | 139.92 | 140.39 | 2 | 0
2030 | MISO_MI_2_PJM_ROR | MISO_MI | PJM_ROR | Internal | Summer | B3 | 75 | 1424 | 0 | 139.38 | 140.39 | 2 | 0
2030 | MISO_MI_2_PJM_ROR | MISO_MI | PJM_ROR | Internal | Summer | B4 | 100 | 1424 | 0 | 138.44 | 140.39 | 2 | 0
2030 | MISO_MI_2_PJM_ROR | MISO_MI | PJM_ROR | Internal | Summer | B5 | 200 | 1424 | 199.23 | 129 | 131 | 2 | 0
2030 | MISO_MI_2_PJM_ROR | MISO_MI | PJM_ROR | Internal | Summer | B6 | 300 | 1424 | 0 | 100.69 | 102.19 | 2 | 0
2030 | MISO_MI_2_PJM_ROR | MISO_MI | PJM_ROR | Internal | Summer | B7 | 400 | 1424 | 0 | 90.91 | 92.9 | 2 | 0
2030 | MISO_MI_2_PJM_ROR | MISO_MI | PJM_ROR | Internal | Summer | B8 | 500 | 1424 | 1248.48 | 86.25 | 88.25 | 2 | 0
2030 | MISO_MI_2_PJM_ROR | MISO_MI | PJM_ROR | Internal | Summer | B9 | 800 | 1424 | 191.24 | 83.34 | 85.34 | 2 | 0
2030 | MISO_MI_2_PJM_ROR | MISO_MI | PJM_ROR | Internal | Summer | B10 | 1262 | 1424 | 0 | 74.71 | 74.87 | 2 | 0
2030 | MISO_MI_2_PJM_ROR | MISO_MI | PJM_ROR | Internal | Winter | B16 | 25 | 1424 | 32.56 | 90.94 | 92.94 | 2 | 0
2030 | MISO_MI_2_PJM_ROR | MISO_MI | PJM_ROR | Internal | Winter | B17 | 100 | 1424 | 1424 | 90.67 | 95.92 | 2 | 3.24
2030 | MISO_MI_2_PJM_ROR | MISO_MI | PJM_ROR | Internal | Winter | B18 | 400 | 1424 | 0 | 89.18 | 91.17 | 2 | 0
2030 | MISO_MI_2_PJM_ROR | MISO_MI | PJM_ROR | Internal | Winter | B19 | 700 | 1424 | 0 | 89.18 | 91.17 | 2 | 0
2030 | MISO_MI_2_PJM_ROR | MISO_MI | PJM_ROR | Internal | Winter | B20 | 935 | 1424 | 0 | 78.6 | 79.74 | 2 | 0
2030 | MISO_MO-IL_2_ENT | MISO_MO-IL | ENT | Internal | Shoulder | B11 | 25 | 2540 | 0 | 90.23 | 94.22 | 8 | 0
2030 | MISO_MO-IL_2_ENT | MISO_MO-IL | ENT | Internal | Shoulder | B12 | 200 | 2540 | 0 | 87.66 | 93.53 | 8 | 0
2030 | MISO_MO-IL_2_ENT | MISO_MO-IL | ENT | Internal | Shoulder | B13 | 600 | 2540 | 0 | 86.78 | 90.37 | 8 | 0
2030 | MISO_MO-IL_2_ENT | MISO_MO-IL | ENT | Internal | Shoulder | B14 | 900 | 2540 | 0 | 85.56 | 90.09 | 8 | 0
2030 | MISO_MO-IL_2_ENT | MISO_MO-IL | ENT | Internal | Shoulder | B15 | 1203 | 2540 | 702.83 | 75.94 | 83.94 | 8 | 0
2030 | MISO_MO-IL_2_ENT | MISO_MO-IL | ENT | Internal | Summer | B1 | 10 | 2540 | 0 | 140.86 | 140.86 | 8 | 0
2030 | MISO_MO-IL_2_ENT | MISO_MO-IL | ENT | Internal | Summer | B2 | 25 | 2540 | 0 | 140.86 | 141.4 | 8 | 0
2030 | MISO_MO-IL_2_ENT | MISO_MO-IL | ENT | Internal | Summer | B3 | 75 | 2540 | 0 | 141.04 | 141.4 | 8 | 0
2030 | MISO_MO-IL_2_ENT | MISO_MO-IL | ENT | Internal | Summer | B4 | 100 | 2540 | 0 | 140.19 | 138.39 | 8 | 0
2030 | MISO_MO-IL_2_ENT | MISO_MO-IL | ENT | Internal | Summer | B5 | 200 | 2540 | 0 | 130.75 | 122.75 | 8 | 0
2030 | MISO_MO-IL_2_ENT | MISO_MO-IL | ENT | Internal | Summer | B6 | 300 | 2540 | 0 | 101.95 | 93.95 | 8 | 0
2030 | MISO_MO-IL_2_ENT | MISO_MO-IL | ENT | Internal | Summer | B7 | 400 | 2540 | 0 | 92.67 | 92.56 | 8 | 0
2030 | MISO_MO-IL_2_ENT | MISO_MO-IL | ENT | Internal | Summer | B8 | 500 | 2540 | 0 | 86.25 | 91.87 | 8 | 0
2030 | MISO_MO-IL_2_ENT | MISO_MO-IL | ENT | Internal | Summer | B9 | 800 | 2540 | 0 | 83.34 | 88.77 | 8 | 0
2030 | MISO_MO-IL_2_ENT | MISO_MO-IL | ENT | Internal | Summer | B10 | 1262 | 2540 | 884.32 | 74.61 | 82.61 | 8 | 0
2030 | MISO_MO-IL_2_ENT | MISO_MO-IL | ENT | Internal | Winter | B16 | 25 | 2540 | 0 | 90.94 | 97.52 | 8 | 0
2030 | MISO_MO-IL_2_ENT | MISO_MO-IL | ENT | Internal | Winter | B17 | 100 | 2540 | 0 | 90.67 | 93.53 | 8 | 0
2030 | MISO_MO-IL_2_ENT | MISO_MO-IL | ENT | Internal | Winter | B18 | 400 | 2540 | 0 | 89.18 | 93.53 | 8 | 0
2030 | MISO_MO-IL_2_ENT | MISO_MO-IL | ENT | Internal | Winter | B19 | 700 | 2540 | 0 | 89.18 | 93.53 | 8 | 0
2030 | MISO_MO-IL_2_ENT | MISO_MO-IL | ENT | Internal | Winter | B20 | 935 | 2540 | 1312.65 | 78.6 | 86.6 | 8 | 0
2030 | MISO_MO-IL_2_MISO_IN | MISO_MO-IL | MISO_IN | Internal | Shoulder | B11 | 25 | 2100 | 0 | 90.23 | 90.22 | 0.01 | 0
2030 | MISO_MO-IL_2_MISO_IN | MISO_MO-IL | MISO_IN | Internal | Shoulder | B12 | 200 | 2100 | 0 | 87.66 | 87.64 | 0.01 | 0
2030 | MISO_MO-IL_2_MISO_IN | MISO_MO-IL | MISO_IN | Internal | Shoulder | B13 | 600 | 2100 | 0 | 86.78 | 86.76 | 0.01 | 0
2030 | MISO_MO-IL_2_MISO_IN | MISO_MO-IL | MISO_IN | Internal | Shoulder | B14 | 900 | 2100 | 0 | 85.56 | 85.55 | 0.01 | 0
2030 | MISO_MO-IL_2_MISO_IN | MISO_MO-IL | MISO_IN | Internal | Shoulder | B15 | 1203 | 2100 | 625.9 | 75.94 | 75.95 | 0.01 | 0
2030 | MISO_MO-IL_2_MISO_IN | MISO_MO-IL | MISO_IN | Internal | Summer | B1 | 10 | 2100 | 0 | 140.86 | 140.85 | 0.01 | 0
2030 | MISO_MO-IL_2_MISO_IN | MISO_MO-IL | MISO_IN | Internal | Summer | B2 | 25 | 2100 | 0 | 140.86 | 139.9 | 0.01 | 0
2030 | MISO_MO-IL_2_MISO_IN | MISO_MO-IL | MISO_IN | Internal | Summer | B3 | 75 | 2100 | 0 | 141.04 | 139.28 | 0.01 | 0
2030 | MISO_MO-IL_2_MISO_IN | MISO_MO-IL | MISO_IN | Internal | Summer | B4 | 100 | 2100 | 0 | 140.19 | 138.43 | 0.01 | 0
2030 | MISO_MO-IL_2_MISO_IN | MISO_MO-IL | MISO_IN | Internal | Summer | B5 | 200 | 2100 | 0 | 130.75 | 128.99 | 0.01 | 0
2030 | MISO_MO-IL_2_MISO_IN | MISO_MO-IL | MISO_IN | Internal | Summer | B6 | 300 | 2100 | 0 | 101.95 | 100.58 | 0.01 | 0
2030 | MISO_MO-IL_2_MISO_IN | MISO_MO-IL | MISO_IN | Internal | Summer | B7 | 400 | 2100 | 0 | 92.67 | 90.9 | 0.01 | 0
2030 | MISO_MO-IL_2_MISO_IN | MISO_MO-IL | MISO_IN | Internal | Summer | B8 | 500 | 2100 | 0 | 86.25 | 86.24 | 0.01 | 0
2030 | MISO_MO-IL_2_MISO_IN | MISO_MO-IL | MISO_IN | Internal | Summer | B9 | 800 | 2100 | 0 | 83.34 | 83.33 | 0.01 | 0
2030 | MISO_MO-IL_2_MISO_IN | MISO_MO-IL | MISO_IN | Internal | Summer | B10 | 1262 | 2100 | 0 | 74.61 | 74.6 | 0.01 | 0
2030 | MISO_MO-IL_2_MISO_IN | MISO_MO-IL | MISO_IN | Internal | Winter | B16 | 25 | 2100 | 0 | 90.94 | 90.92 | 0.01 | 0
2030 | MISO_MO-IL_2_MISO_IN | MISO_MO-IL | MISO_IN | Internal | Winter | B17 | 100 | 2100 | 0 | 90.67 | 90.66 | 0.01 | 0
2030 | MISO_MO-IL_2_MISO_IN | MISO_MO-IL | MISO_IN | Internal | Winter | B18 | 400 | 2100 | 0 | 89.18 | 89.17 | 0.01 | 0
2030 | MISO_MO-IL_2_MISO_IN | MISO_MO-IL | MISO_IN | Internal | Winter | B19 | 700 | 2100 | 0 | 89.18 | 89.17 | 0.01 | 0
2030 | MISO_MO-IL_2_MISO_IN | MISO_MO-IL | MISO_IN | Internal | Winter | B20 | 935 | 2100 | 0 | 78.6 | 78.59 | 0.01 | 0
2030 | MISO_MO-IL_2_MISO_W | MISO_MO-IL | MISO_W | Internal | Shoulder | B11 | 25 | 960 | 0 | 90.23 | 90.22 | 0.01 | 0
2030 | MISO_MO-IL_2_MISO_W | MISO_MO-IL | MISO_W | Internal | Shoulder | B12 | 200 | 960 | 0 | 87.66 | 87.34 | 0.01 | 0
2030 | MISO_MO-IL_2_MISO_W | MISO_MO-IL | MISO_W | Internal | Shoulder | B13 | 600 | 960 | 0 | 86.78 | 85.37 | 0.01 | 0
2030 | MISO_MO-IL_2_MISO_W | MISO_MO-IL | MISO_W | Internal | Shoulder | B14 | 900 | 960 | 0 | 85.56 | 81.24 | 0.01 | 0
2030 | MISO_MO-IL_2_MISO_W | MISO_MO-IL | MISO_W | Internal | Shoulder | B15 | 1203 | 960 | 0 | 75.94 | 71.62 | 0.01 | 0
2030 | MISO_MO-IL_2_MISO_W | MISO_MO-IL | MISO_W | Internal | Summer | B1 | 10 | 960 | 0 | 140.86 | 140.85 | 0.01 | 0
2030 | MISO_MO-IL_2_MISO_W | MISO_MO-IL | MISO_W | Internal | Summer | B2 | 25 | 960 | 0 | 140.86 | 139.43 | 0.01 | 0
2030 | MISO_MO-IL_2_MISO_W | MISO_MO-IL | MISO_W | Internal | Summer | B3 | 75 | 960 | 0 | 141.04 | 141.03 | 0.01 | 0
2030 | MISO_MO-IL_2_MISO_W | MISO_MO-IL | MISO_W | Internal | Summer | B4 | 100 | 960 | 0 | 140.19 | 139.69 | 0.01 | 0
2030 | MISO_MO-IL_2_MISO_W | MISO_MO-IL | MISO_W | Internal | Summer | B5 | 200 | 960 | 0 | 130.75 | 130.74 | 0.01 | 0
2030 | MISO_MO-IL_2_MISO_W | MISO_MO-IL | MISO_W | Internal | Summer | B6 | 300 | 960 | 0 | 101.95 | 101.94 | 0.01 | 0
2030 | MISO_MO-IL_2_MISO_W | MISO_MO-IL | MISO_W | Internal | Summer | B7 | 400 | 960 | 0 | 92.67 | 90.43 | 0.01 | 0
2030 | MISO_MO-IL_2_MISO_W | MISO_MO-IL | MISO_W | Internal | Summer | B8 | 500 | 960 | 0 | 86.25 | 85.74 | 0.01 | 0
2030 | MISO_MO-IL_2_MISO_W | MISO_MO-IL | MISO_W | Internal | Summer | B9 | 800 | 960 | 0 | 83.34 | 82.84 | 0.01 | 0
2030 | MISO_MO-IL_2_MISO_W | MISO_MO-IL | MISO_W | Internal | Summer | B10 | 1262 | 960 | 0 | 74.61 | 70.39 | 0.01 | 0
2030 | MISO_MO-IL_2_MISO_W | MISO_MO-IL | MISO_W | Internal | Winter | B16 | 25 | 960 | 0 | 90.94 | 86.61 | 0.01 | 0
2030 | MISO_MO-IL_2_MISO_W | MISO_MO-IL | MISO_W | Internal | Winter | B17 | 100 | 960 | 0 | 90.67 | 86.35 | 0.01 | 0
2030 | MISO_MO-IL_2_MISO_W | MISO_MO-IL | MISO_W | Internal | Winter | B18 | 400 | 960 | 0 | 89.18 | 86.35 | 0.01 | 0
2030 | MISO_MO-IL_2_MISO_W | MISO_MO-IL | MISO_W | Internal | Winter | B19 | 700 | 960 | 0 | 89.18 | 86.35 | 0.01 | 0
2030 | MISO_MO-IL_2_MISO_W | MISO_MO-IL | MISO_W | Internal | Winter | B20 | 935 | 960 | 0 | 78.6 | 74.28 | 0.01 | 0
2030 | MISO_MO-IL_2_PJM_ROR | MISO_MO-IL | PJM_ROR | Internal | Shoulder | B11 | 25 | 1212 | 0 | 90.23 | 92.1 | 2 | 0
2030 | MISO_MO-IL_2_PJM_ROR | MISO_MO-IL | PJM_ROR | Internal | Shoulder | B12 | 200 | 1212 | 922.76 | 87.66 | 89.66 | 2 | 0
2030 | MISO_MO-IL_2_PJM_ROR | MISO_MO-IL | PJM_ROR | Internal | Shoulder | B13 | 600 | 1212 | 0 | 86.78 | 87.83 | 2 | 0
2030 | MISO_MO-IL_2_PJM_ROR | MISO_MO-IL | PJM_ROR | Internal | Shoulder | B14 | 900 | 1212 | 0 | 85.56 | 87.55 | 2 | 0
2030 | MISO_MO-IL_2_PJM_ROR | MISO_MO-IL | PJM_ROR | Internal | Shoulder | B15 | 1203 | 1212 | 0 | 75.94 | 76.83 | 2 | 0
2030 | MISO_MO-IL_2_PJM_ROR | MISO_MO-IL | PJM_ROR | Internal | Summer | B1 | 10 | 1212 | 0 | 140.86 | 140.39 | 2 | 0
2030 | MISO_MO-IL_2_PJM_ROR | MISO_MO-IL | PJM_ROR | Internal | Summer | B2 | 25 | 1212 | 0 | 140.86 | 140.39 | 2 | 0
2030 | MISO_MO-IL_2_PJM_ROR | MISO_MO-IL | PJM_ROR | Internal | Summer | B3 | 75 | 1212 | 0 | 141.04 | 140.39 | 2 | 0
2030 | MISO_MO-IL_2_PJM_ROR | MISO_MO-IL | PJM_ROR | Internal | Summer | B4 | 100 | 1212 | 0 | 140.19 | 140.39 | 2 | 0
2030 | MISO_MO-IL_2_PJM_ROR | MISO_MO-IL | PJM_ROR | Internal | Summer | B5 | 200 | 1212 | 0 | 130.75 | 131 | 2 | 0
2030 | MISO_MO-IL_2_PJM_ROR | MISO_MO-IL | PJM_ROR | Internal | Summer | B6 | 300 | 1212 | 0 | 101.95 | 102.19 | 2 | 0
2030 | MISO_MO-IL_2_PJM_ROR | MISO_MO-IL | PJM_ROR | Internal | Summer | B7 | 400 | 1212 | 0 | 92.67 | 92.9 | 2 | 0
2030 | MISO_MO-IL_2_PJM_ROR | MISO_MO-IL | PJM_ROR | Internal | Summer | B8 | 500 | 1212 | 69.2 | 86.25 | 88.25 | 2 | 0
2030 | MISO_MO-IL_2_PJM_ROR | MISO_MO-IL | PJM_ROR | Internal | Summer | B9 | 800 | 1212 | 394.38 | 83.34 | 85.34 | 2 | 0
2030 | MISO_MO-IL_2_PJM_ROR | MISO_MO-IL | PJM_ROR | Internal | Summer | B10 | 1262 | 1212 | 0 | 74.61 | 74.87 | 2 | 0
2030 | MISO_MO-IL_2_PJM_ROR | MISO_MO-IL | PJM_ROR | Internal | Winter | B16 | 25 | 1212 | 645.92 | 90.94 | 92.94 | 2 | 0
2030 | MISO_MO-IL_2_PJM_ROR | MISO_MO-IL | PJM_ROR | Internal | Winter | B17 | 100 | 1212 | 1212 | 90.67 | 95.92 | 2 | 3.24
2030 | MISO_MO-IL_2_PJM_ROR | MISO_MO-IL | PJM_ROR | Internal | Winter | B18 | 400 | 1212 | 0 | 89.18 | 91.17 | 2 | 0
2030 | MISO_MO-IL_2_PJM_ROR | MISO_MO-IL | PJM_ROR | Internal | Winter | B19 | 700 | 1212 | 0 | 89.18 | 91.17 | 2 | 0
2030 | MISO_MO-IL_2_PJM_ROR | MISO_MO-IL | PJM_ROR | Internal | Winter | B20 | 935 | 1212 | 0 | 78.6 | 79.74 | 2 | 0
2030 | MISO_MO-IL_2_TVA_Transmission | MISO_MO-IL | TVA_Transmission | Internal | Shoulder | B11 | 25 | 4000 | 0 | 90.23 | 96.94 | 8 | 0
2030 | MISO_MO-IL_2_TVA_Transmission | MISO_MO-IL | TVA_Transmission | Internal | Shoulder | B12 | 200 | 4000 | 0 | 87.66 | 94.19 | 8 | 0
2030 | MISO_MO-IL_2_TVA_Transmission | MISO_MO-IL | TVA_Transmission | Internal | Shoulder | B13 | 600 | 4000 | 0 | 86.78 | 93.22 | 8 | 0
2030 | MISO_MO-IL_2_TVA_Transmission | MISO_MO-IL | TVA_Transmission | Internal | Shoulder | B14 | 900 | 4000 | 0 | 85.56 | 92.91 | 8 | 0
2030 | MISO_MO-IL_2_TVA_Transmission | MISO_MO-IL | TVA_Transmission | Internal | Shoulder | B15 | 1203 | 4000 | 0 | 75.94 | 82.83 | 8 | 0
2030 | MISO_MO-IL_2_TVA_Transmission | MISO_MO-IL | TVA_Transmission | Internal | Summer | B1 | 10 | 4000 | 279.58 | 140.86 | 148.86 | 8 | 0
2030 | MISO_MO-IL_2_TVA_Transmission | MISO_MO-IL | TVA_Transmission | Internal | Summer | B2 | 25 | 4000 | 932.46 | 140.86 | 148.86 | 8 | 0
2030 | MISO_MO-IL_2_TVA_Transmission | MISO_MO-IL | TVA_Transmission | Internal | Summer | B3 | 75 | 4000 | 0 | 141.04 | 146.39 | 8 | 0
2030 | MISO_MO-IL_2_TVA_Transmission | MISO_MO-IL | TVA_Transmission | Internal | Summer | B4 | 100 | 4000 | 0 | 140.19 | 146.39 | 8 | 0
2030 | MISO_MO-IL_2_TVA_Transmission | MISO_MO-IL | TVA_Transmission | Internal | Summer | B5 | 200 | 4000 | 0 | 130.75 | 129.87 | 8 | 0
2030 | MISO_MO-IL_2_TVA_Transmission | MISO_MO-IL | TVA_Transmission | Internal | Summer | B6 | 300 | 4000 | 0 | 101.95 | 101.08 | 8 | 0
2030 | MISO_MO-IL_2_TVA_Transmission | MISO_MO-IL | TVA_Transmission | Internal | Summer | B7 | 400 | 4000 | 0 | 92.67 | 95.07 | 8 | 0
2030 | MISO_MO-IL_2_TVA_Transmission | MISO_MO-IL | TVA_Transmission | Internal | Summer | B8 | 500 | 4000 | 0 | 86.25 | 92.24 | 8 | 0
2030 | MISO_MO-IL_2_TVA_Transmission | MISO_MO-IL | TVA_Transmission | Internal | Summer | B9 | 800 | 4000 | 0 | 83.34 | 90.54 | 8 | 0
2030 | MISO_MO-IL_2_TVA_Transmission | MISO_MO-IL | TVA_Transmission | Internal | Summer | B10 | 1262 | 4000 | 0 | 74.61 | 79.78 | 8 | 0
2030 | MISO_MO-IL_2_TVA_Transmission | MISO_MO-IL | TVA_Transmission | Internal | Winter | B16 | 25 | 4000 | 3553.4 | 90.94 | 98.94 | 8 | 0
2030 | MISO_MO-IL_2_TVA_Transmission | MISO_MO-IL | TVA_Transmission | Internal | Winter | B17 | 100 | 4000 | 580.03 | 90.67 | 98.67 | 8 | 0
2030 | MISO_MO-IL_2_TVA_Transmission | MISO_MO-IL | TVA_Transmission | Internal | Winter | B18 | 400 | 4000 | 0 | 89.18 | 95.94 | 8 | 0
2030 | MISO_MO-IL_2_TVA_Transmission | MISO_MO-IL | TVA_Transmission | Internal | Winter | B19 | 700 | 4000 | 0 | 89.18 | 95.85 | 8 | 0
2030 | MISO_MO-IL_2_TVA_Transmission | MISO_MO-IL | TVA_Transmission | Internal | Winter | B20 | 935 | 4000 | 0 | 78.6 | 85.74 | 8 | 0
2030 | MISO_W_2_IESO | MISO_W | IESO | Internal | Shoulder | B11 | 25 | 90 | 0 | 90.22 | 64.61 | 8 | 0
2030 | MISO_W_2_IESO | MISO_W | IESO | Internal | Shoulder | B12 | 200 | 90 | 0 | 87.34 | 64.61 | 8 | 0
2030 | MISO_W_2_IESO | MISO_W | IESO | Internal | Shoulder | B13 | 600 | 90 | 0 | 85.37 | 64.61 | 8 | 0
2030 | MISO_W_2_IESO | MISO_W | IESO | Internal | Shoulder | B14 | 900 | 90 | 0 | 81.24 | 64.61 | 8 | 0
2030 | MISO_W_2_IESO | MISO_W | IESO | Internal | Shoulder | B15 | 1203 | 90 | 0 | 71.62 | 64.61 | 8 | 0
2030 | MISO_W_2_IESO | MISO_W | IESO | Internal | Summer | B1 | 10 | 90 | 0 | 140.85 | 118.41 | 8 | 0
2030 | MISO_W_2_IESO | MISO_W | IESO | Internal | Summer | B2 | 25 | 90 | 0 | 139.43 | 116.99 | 8 | 0
2030 | MISO_W_2_IESO | MISO_W | IESO | Internal | Summer | B3 | 75 | 90 | 0 | 141.03 | 89.87 | 8 | 0
2030 | MISO_W_2_IESO | MISO_W | IESO | Internal | Summer | B4 | 100 | 90 | 0 | 139.69 | 85.91 | 8 | 0
2030 | MISO_W_2_IESO | MISO_W | IESO | Internal | Summer | B5 | 200 | 90 | 0 | 130.74 | 79.39 | 8 | 0
2030 | MISO_W_2_IESO | MISO_W | IESO | Internal | Summer | B6 | 300 | 90 | 0 | 101.94 | 61.9 | 8 | 0
2030 | MISO_W_2_IESO | MISO_W | IESO | Internal | Summer | B7 | 400 | 90 | 0 | 90.43 | 61.9 | 8 | 0
2030 | MISO_W_2_IESO | MISO_W | IESO | Internal | Summer | B8 | 500 | 90 | 0 | 85.74 | 61.9 | 8 | 0
2030 | MISO_W_2_IESO | MISO_W | IESO | Internal | Summer | B9 | 800 | 90 | 0 | 82.84 | 61.9 | 8 | 0
2030 | MISO_W_2_IESO | MISO_W | IESO | Internal | Summer | B10 | 1262 | 90 | 0 | 70.39 | 61.9 | 8 | 0
2030 | MISO_W_2_IESO | MISO_W | IESO | Internal | Winter | B16 | 25 | 90 | 0 | 86.61 | 71.09 | 8 | 0
2030 | MISO_W_2_IESO | MISO_W | IESO | Internal | Winter | B17 | 100 | 90 | 0 | 86.35 | 71.09 | 8 | 0
2030 | MISO_W_2_IESO | MISO_W | IESO | Internal | Winter | B18 | 400 | 90 | 0 | 86.35 | 71.09 | 8 | 0
2030 | MISO_W_2_IESO | MISO_W | IESO | Internal | Winter | B19 | 700 | 90 | 0 | 86.35 | 71.09 | 8 | 0
2030 | MISO_W_2_IESO | MISO_W | IESO | Internal | Winter | B20 | 935 | 90 | 0 | 74.28 | 71.09 | 8 | 0
2030 | MISO_W_2_MAPP_CA | MISO_W | MAPP_CA | Internal | Shoulder | B11 | 25 | 700 | 0 | 90.22 | 74.78 | 0.01 | 0
2030 | MISO_W_2_MAPP_CA | MISO_W | MAPP_CA | Internal | Shoulder | B12 | 200 | 700 | 0 | 87.34 | 71.9 | 0.01 | 0
2030 | MISO_W_2_MAPP_CA | MISO_W | MAPP_CA | Internal | Shoulder | B13 | 600 | 700 | 0 | 85.37 | 71.61 | 0.01 | 0
2030 | MISO_W_2_MAPP_CA | MISO_W | MAPP_CA | Internal | Shoulder | B14 | 900 | 700 | 0 | 81.24 | 71.61 | 0.01 | 0
2030 | MISO_W_2_MAPP_CA | MISO_W | MAPP_CA | Internal | Shoulder | B15 | 1203 | 700 | 0 | 71.62 | 71.61 | 0.01 | 0
2030 | MISO_W_2_MAPP_CA | MISO_W | MAPP_CA | Internal | Summer | B1 | 10 | 700 | 0 | 140.85 | 125.41 | 0.01 | 0
2030 | MISO_W_2_MAPP_CA | MISO_W | MAPP_CA | Internal | Summer | B2 | 25 | 700 | 0 | 139.43 | 123.99 | 0.01 | 0
2030 | MISO_W_2_MAPP_CA | MISO_W | MAPP_CA | Internal | Summer | B3 | 75 | 700 | 0 | 141.03 | 125.59 | 0.01 | 0
2030 | MISO_W_2_MAPP_CA | MISO_W | MAPP_CA | Internal | Summer | B4 | 100 | 700 | 0 | 139.69 | 124.25 | 0.01 | 0
2030 | MISO_W_2_MAPP_CA | MISO_W | MAPP_CA | Internal | Summer | B5 | 200 | 700 | 0 | 130.74 | 115.3 | 0.01 | 0
2030 | MISO_W_2_MAPP_CA | MISO_W | MAPP_CA | Internal | Summer | B6 | 300 | 700 | 0 | 101.94 | 86.5 | 0.01 | 0
2030 | MISO_W_2_MAPP_CA | MISO_W | MAPP_CA | Internal | Summer | B7 | 400 | 700 | 0 | 90.43 | 74.99 | 0.01 | 0
2030 | MISO_W_2_MAPP_CA | MISO_W | MAPP_CA | Internal | Summer | B8 | 500 | 700 | 0 | 85.74 | 70.38 | 0.01 | 0
2030 | MISO_W_2_MAPP_CA | MISO_W | MAPP_CA | Internal | Summer | B9 | 800 | 700 | 0 | 82.84 | 70.38 | 0.01 | 0
2030 | MISO_W_2_MAPP_CA | MISO_W | MAPP_CA | Internal | Summer | B10 | 1262 | 700 | 0 | 70.39 | 70.38 | 0.01 | 0
2030 | MISO_W_2_MAPP_CA | MISO_W | MAPP_CA | Internal | Winter | B16 | 25 | 700 | 0 | 86.61 | 74.27 | 0.01 | 0
2030 | MISO_W_2_MAPP_CA | MISO_W | MAPP_CA | Internal | Winter | B17 | 100 | 700 | 0 | 86.35 | 74.27 | 0.01 | 0
2030 | MISO_W_2_MAPP_CA | MISO_W | MAPP_CA | Internal | Winter | B18 | 400 | 700 | 0 | 86.35 | 74.27 | 0.01 | 0
2030 | MISO_W_2_MAPP_CA | MISO_W | MAPP_CA | Internal | Winter | B19 | 700 | 700 | 0 | 86.35 | 74.27 | 0.01 | 0
2030 | MISO_W_2_MAPP_CA | MISO_W | MAPP_CA | Internal | Winter | B20 | 935 | 700 | 0 | 74.28 | 74.27 | 0.01 | 0
2030 | MISO_W_2_MISO_MO-IL | MISO_W | MISO_MO-IL | Internal | Shoulder | B11 | 25 | 3800 | 3678.46 | 90.22 | 90.23 | 0.01 | 0
2030 | MISO_W_2_MISO_MO-IL | MISO_W | MISO_MO-IL | Internal | Shoulder | B12 | 200 | 3800 | 3800 | 87.34 | 87.66 | 0.01 | 0.3
2030 | MISO_W_2_MISO_MO-IL | MISO_W | MISO_MO-IL | Internal | Shoulder | B13 | 600 | 3800 | 3800 | 85.37 | 86.78 | 0.01 | 1.39
2030 | MISO_W_2_MISO_MO-IL | MISO_W | MISO_MO-IL | Internal | Shoulder | B14 | 900 | 3800 | 4151.74 | 81.24 | 85.56 | 0.01 | 4.31
2030 | MISO_W_2_MISO_MO-IL | MISO_W | MISO_MO-IL | Internal | Shoulder | B15 | 1203 | 3800 | 6136.69 | 71.62 | 75.94 | 0.01 | 4.31
2030 | MISO_W_2_MISO_MO-IL | MISO_W | MISO_MO-IL | Internal | Summer | B1 | 10 | 3800 | 3573.51 | 140.85 | 140.86 | 0.01 | 0
2030 | MISO_W_2_MISO_MO-IL | MISO_W | MISO_MO-IL | Internal | Summer | B2 | 25 | 3800 | 3800 | 139.43 | 140.86 | 0.01 | 1.42
2030 | MISO_W_2_MISO_MO-IL | MISO_W | MISO_MO-IL | Internal | Summer | B3 | 75 | 3800 | 1790.17 | 141.03 | 141.04 | 0.01 | 0
2030 | MISO_W_2_MISO_MO-IL | MISO_W | MISO_MO-IL | Internal | Summer | B4 | 100 | 3800 | 3800 | 139.69 | 140.19 | 0.01 | 0.49
2030 | MISO_W_2_MISO_MO-IL | MISO_W | MISO_MO-IL | Internal | Summer | B5 | 200 | 3800 | 2979.24 | 130.74 | 130.75 | 0.01 | 0
2030 | MISO_W_2_MISO_MO-IL | MISO_W | MISO_MO-IL | Internal | Summer | B6 | 300 | 3800 | 3304.12 | 101.94 | 101.95 | 0.01 | 0
2030 | MISO_W_2_MISO_MO-IL | MISO_W | MISO_MO-IL | Internal | Summer | B7 | 400 | 3800 | 3800 | 90.43 | 92.67 | 0.01 | 2.22
2030 | MISO_W_2_MISO_MO-IL | MISO_W | MISO_MO-IL | Internal | Summer | B8 | 500 | 3800 | 3800 | 85.74 | 86.25 | 0.01 | 0.5
2030 | MISO_W_2_MISO_MO-IL | MISO_W | MISO_MO-IL | Internal | Summer | B9 | 800 | 3800 | 3800 | 82.84 | 83.34 | 0.01 | 0.5
2030 | MISO_W_2_MISO_MO-IL | MISO_W | MISO_MO-IL | Internal | Summer | B10 | 1262 | 3800 | 3800 | 70.39 | 74.61 | 0.01 | 4.21
2030 | MISO_W_2_MISO_MO-IL | MISO_W | MISO_MO-IL | Internal | Winter | B16 | 25 | 3800 | 11539.17 | 86.61 | 90.94 | 0.01 | 4.31
2030 | MISO_W_2_MISO_MO-IL | MISO_W | MISO_MO-IL | Internal | Winter | B17 | 100 | 3800 | 8743.77 | 86.35 | 90.67 | 0.01 | 4.31
2030 | MISO_W_2_MISO_MO-IL | MISO_W | MISO_MO-IL | Internal | Winter | B18 | 400 | 3800 | 3800 | 86.35 | 89.18 | 0.01 | 2.81
2030 | MISO_W_2_MISO_MO-IL | MISO_W | MISO_MO-IL | Internal | Winter | B19 | 700 | 3800 | 3800 | 86.35 | 89.18 | 0.01 | 2.81
2030 | MISO_W_2_MISO_MO-IL | MISO_W | MISO_MO-IL | Internal | Winter | B20 | 935 | 3800 | 5398.07 | 74.28 | 78.6 | 0.01 | 4.31
2030 | MISO_W_2_MISO_WUMS | MISO_W | MISO_WUMS | Internal | Shoulder | B11 | 25 | 1629 | 0 | 90.22 | 89.83 | 0.01 | 0
2030 | MISO_W_2_MISO_WUMS | MISO_W | MISO_WUMS | Internal | Shoulder | B12 | 200 | 1629 | 900.58 | 87.34 | 87.35 | 0.01 | 0
2030 | MISO_W_2_MISO_WUMS | MISO_W | MISO_WUMS | Internal | Shoulder | B13 | 600 | 1629 | 1629 | 85.37 | 86.28 | 0.01 | 0.9
2030 | MISO_W_2_MISO_WUMS | MISO_W | MISO_WUMS | Internal | Shoulder | B14 | 900 | 1629 | 1629 | 81.24 | 85.06 | 0.01 | 3.81
2030 | MISO_W_2_MISO_WUMS | MISO_W | MISO_WUMS | Internal | Shoulder | B15 | 1203 | 1629 | 1629 | 71.62 | 75.7 | 0.01 | 4.07
2030 | MISO_W_2_MISO_WUMS | MISO_W | MISO_WUMS | Internal | Summer | B1 | 10 | 1629 | 0 | 140.85 | 140.46 | 0.01 | 0
2030 | MISO_W_2_MISO_WUMS | MISO_W | MISO_WUMS | Internal | Summer | B2 | 25 | 1629 | 0 | 139.43 | 139.42 | 0.01 | 0
2030 | MISO_W_2_MISO_WUMS | MISO_W | MISO_WUMS | Internal | Summer | B3 | 75 | 1629 | 0 | 141.03 | 139.28 | 0.01 | 0
2030 | MISO_W_2_MISO_WUMS | MISO_W | MISO_WUMS | Internal | Summer | B4 | 100 | 1629 | 0 | 139.69 | 137.94 | 0.01 | 0
2030 | MISO_W_2_MISO_WUMS | MISO_W | MISO_WUMS | Internal | Summer | B5 | 200 | 1629 | 0 | 130.74 | 128.99 | 0.01 | 0
2030 | MISO_W_2_MISO_WUMS | MISO_W | MISO_WUMS | Internal | Summer | B6 | 300 | 1629 | 0 | 101.94 | 100.19 | 0.01 | 0
2030 | MISO_W_2_MISO_WUMS | MISO_W | MISO_WUMS | Internal | Summer | B7 | 400 | 1629 | 0 | 90.43 | 90.42 | 0.01 | 0
2030 | MISO_W_2_MISO_WUMS | MISO_W | MISO_WUMS | Internal | Summer | B8 | 500 | 1629 | 44.85 | 85.74 | 85.76 | 0.01 | 0
2030 | MISO_W_2_MISO_WUMS | MISO_W | MISO_WUMS | Internal | Summer | B9 | 800 | 1629 | 53.67 | 82.84 | 82.85 | 0.01 | 0
2030 | MISO_W_2_MISO_WUMS | MISO_W | MISO_WUMS | Internal | Summer | B10 | 1262 | 1629 | 1629 | 70.39 | 74.34 | 0.01 | 3.94
2030 | MISO_W_2_MISO_WUMS | MISO_W | MISO_WUMS | Internal | Winter | B16 | 25 | 1629 | 1629 | 86.61 | 90.44 | 0.01 | 3.81
2030 | MISO_W_2_MISO_WUMS | MISO_W | MISO_WUMS | Internal | Winter | B17 | 100 | 1629 | 1629 | 86.35 | 90.18 | 0.01 | 3.81
2030 | MISO_W_2_MISO_WUMS | MISO_W | MISO_WUMS | Internal | Winter | B18 | 400 | 1629 | 1629 | 86.35 | 88.68 | 0.01 | 2.32
2030 | MISO_W_2_MISO_WUMS | MISO_W | MISO_WUMS | Internal | Winter | B19 | 700 | 1629 | 1629 | 86.35 | 88.68 | 0.01 | 2.32
2030 | MISO_W_2_MISO_WUMS | MISO_W | MISO_WUMS | Internal | Winter | B20 | 935 | 1629 | 1629 | 74.28 | 78.33 | 0.01 | 4.03
2030 | MISO_W_2_NE | MISO_W | NE | Internal | Shoulder | B11 | 25 | 2800 | 0 | 90.22 | 93.78 | 7 | 0
2030 | MISO_W_2_NE | MISO_W | NE | Internal | Shoulder | B12 | 200 | 2800 | 0 | 87.34 | 88.64 | 7 | 0
2030 | MISO_W_2_NE | MISO_W | NE | Internal | Shoulder | B13 | 600 | 2800 | 0 | 85.37 | 85.37 | 7 | 0
2030 | MISO_W_2_NE | MISO_W | NE | Internal | Shoulder | B14 | 900 | 2800 | 0 | 81.24 | 83.48 | 7 | 0
2030 | MISO_W_2_NE | MISO_W | NE | Internal | Shoulder | B15 | 1203 | 2800 | 0 | 71.62 | 78.15 | 7 | 0
2030 | MISO_W_2_NE | MISO_W | NE | Internal | Summer | B1 | 10 | 2800 | 0 | 140.85 | 135.85 | 7 | 0
2030 | MISO_W_2_NE | MISO_W | NE | Internal | Summer | B2 | 25 | 2800 | 0 | 139.43 | 138.23 | 7 | 0
2030 | MISO_W_2_NE | MISO_W | NE | Internal | Summer | B3 | 75 | 2800 | 0 | 141.03 | 141.03 | 7 | 0
2030 | MISO_W_2_NE | MISO_W | NE | Internal | Summer | B4 | 100 | 2800 | 0 | 139.69 | 135.21 | 7 | 0
2030 | MISO_W_2_NE | MISO_W | NE | Internal | Summer | B5 | 200 | 2800 | 0 | 130.74 | 130.74 | 7 | 0
2030 | MISO_W_2_NE | MISO_W | NE | Internal | Summer | B6 | 300 | 2800 | 0 | 101.94 | 101.95 | 7 | 0
2030 | MISO_W_2_NE | MISO_W | NE | Internal | Summer | B7 | 400 | 2800 | 0 | 90.43 | 95.85 | 7 | 0
2030 | MISO_W_2_NE | MISO_W | NE | Internal | Summer | B8 | 500 | 2800 | 0 | 85.74 | 90.57 | 7 | 0
2030 | MISO_W_2_NE | MISO_W | NE | Internal | Summer | B9 | 800 | 2800 | 0 | 82.84 | 89.83 | 7 | 0
2030 | MISO_W_2_NE | MISO_W | NE | Internal | Summer | B10 | 1262 | 2800 | 0 | 70.39 | 77.38 | 7 | 0
2030 | MISO_W_2_NE | MISO_W | NE | Internal | Winter | B16 | 25 | 2800 | 0 | 86.61 | 93.53 | 7 | 0
2030 | MISO_W_2_NE | MISO_W | NE | Internal | Winter | B17 | 100 | 2800 | 0 | 86.35 | 88.52 | 7 | 0
2030 | MISO_W_2_NE | MISO_W | NE | Internal | Winter | B18 | 400 | 2800 | 0 | 86.35 | 88.52 | 7 | 0
2030 | MISO_W_2_NE | MISO_W | NE | Internal | Winter | B19 | 700 | 2800 | 0 | 86.35 | 87.54 | 7 | 0
2030 | MISO_W_2_NE | MISO_W | NE | Internal | Winter | B20 | 935 | 2800 | 0 | 74.28 | 81.06 | 7 | 0
2030 | MISO_W_2_PJM_ROR | MISO_W | PJM_ROR | Internal | Shoulder | B11 | 25 | 773 | 0 | 90.22 | 92.1 | 2 | 0
2030 | MISO_W_2_PJM_ROR | MISO_W | PJM_ROR | Internal | Shoulder | B12 | 200 | 773 | 773 | 87.34 | 89.66 | 2 | 0.31
2030 | MISO_W_2_PJM_ROR | MISO_W | PJM_ROR | Internal | Shoulder | B13 | 600 | 773 | 773 | 85.37 | 87.83 | 2 | 0.46
2030 | MISO_W_2_PJM_ROR | MISO_W | PJM_ROR | Internal | Shoulder | B14 | 900 | 773 | 773 | 81.24 | 87.55 | 2 | 4.31
2030 | MISO_W_2_PJM_ROR | MISO_W | PJM_ROR | Internal | Shoulder | B15 | 1203 | 773 | 773 | 71.62 | 76.83 | 2 | 3.21
2030 | MISO_W_2_PJM_ROR | MISO_W | PJM_ROR | Internal | Summer | B1 | 10 | 773 | 0 | 140.85 | 140.39 | 2 | 0
2030 | MISO_W_2_PJM_ROR | MISO_W | PJM_ROR | Internal | Summer | B2 | 25 | 773 | 0 | 139.43 | 140.39 | 2 | 0
2030 | MISO_W_2_PJM_ROR | MISO_W | PJM_ROR | Internal | Summer | B3 | 75 | 773 | 0 | 141.03 | 140.39 | 2 | 0
2030 | MISO_W_2_PJM_ROR | MISO_W | PJM_ROR | Internal | Summer | B4 | 100 | 773 | 0 | 139.69 | 140.39 | 2 | 0
2030 | MISO_W_2_PJM_ROR | MISO_W | PJM_ROR | Internal | Summer | B5 | 200 | 773 | 0 | 130.74 | 131 | 2 | 0
2030 | MISO_W_2_PJM_ROR | MISO_W | PJM_ROR | Internal | Summer | B6 | 300 | 773 | 0 | 101.94 | 102.19 | 2 | 0
2030 | MISO_W_2_PJM_ROR | MISO_W | PJM_ROR | Internal | Summer | B7 | 400 | 773 | 773 | 90.43 | 92.9 | 2 | 0.47
2030 | MISO_W_2_PJM_ROR | MISO_W | PJM_ROR | Internal | Summer | B8 | 500 | 773 | 773 | 85.74 | 88.25 | 2 | 0.51
2030 | MISO_W_2_PJM_ROR | MISO_W | PJM_ROR | Internal | Summer | B9 | 800 | 773 | 773 | 82.84 | 85.34 | 2 | 0.51
2030 | MISO_W_2_PJM_ROR | MISO_W | PJM_ROR | Internal | Summer | B10 | 1262 | 773 | 773 | 70.39 | 74.87 | 2 | 2.47
2030 | MISO_W_2_PJM_ROR | MISO_W | PJM_ROR | Internal | Winter | B16 | 25 | 773 | 773 | 86.61 | 92.94 | 2 | 4.32
2030 | MISO_W_2_PJM_ROR | MISO_W | PJM_ROR | Internal | Winter | B17 | 100 | 773 | 773 | 86.35 | 95.92 | 2 | 7.56
2030 | MISO_W_2_PJM_ROR | MISO_W | PJM_ROR | Internal | Winter | B18 | 400 | 773 | 773 | 86.35 | 91.17 | 2 | 2.81
2030 | MISO_W_2_PJM_ROR | MISO_W | PJM_ROR | Internal | Winter | B19 | 700 | 773 | 773 | 86.35 | 91.17 | 2 | 2.81
2030 | MISO_W_2_PJM_ROR | MISO_W | PJM_ROR | Internal | Winter | B20 | 935 | 773 | 773 | 74.28 | 79.74 | 2 | 3.46
2030 | MISO_W_2_SPP_N | MISO_W | SPP_N | Internal | Shoulder | B11 | 25 | 3200 | 0 | 90.22 | 93.79 | 7 | 0
2030 | MISO_W_2_SPP_N | MISO_W | SPP_N | Internal | Shoulder | B12 | 200 | 3200 | 0 | 87.34 | 88.65 | 7 | 0
2030 | MISO_W_2_SPP_N | MISO_W | SPP_N | Internal | Shoulder | B13 | 600 | 3200 | 0 | 85.37 | 85.38 | 7 | 0
2030 | MISO_W_2_SPP_N | MISO_W | SPP_N | Internal | Shoulder | B14 | 900 | 3200 | 0 | 81.24 | 83.5 | 7 | 0
2030 | MISO_W_2_SPP_N | MISO_W | SPP_N | Internal | Shoulder | B15 | 1203 | 3200 | 0 | 71.62 | 78.16 | 7 | 0
2030 | MISO_W_2_SPP_N | MISO_W | SPP_N | Internal | Summer | B1 | 10 | 3200 | 0 | 140.85 | 135.82 | 7 | 0
2030 | MISO_W_2_SPP_N | MISO_W | SPP_N | Internal | Summer | B2 | 25 | 3200 | 0 | 139.43 | 138.21 | 7 | 0
2030 | MISO_W_2_SPP_N | MISO_W | SPP_N | Internal | Summer | B3 | 75 | 3200 | 0 | 141.03 | 141.04 | 7 | 0
2030 | MISO_W_2_SPP_N | MISO_W | SPP_N | Internal | Summer | B4 | 100 | 3200 | 0 | 139.69 | 135.19 | 7 | 0
2030 | MISO_W_2_SPP_N | MISO_W | SPP_N | Internal | Summer | B5 | 200 | 3200 | 0 | 130.74 | 130.75 | 7 | 0
2030 | MISO_W_2_SPP_N | MISO_W | SPP_N | Internal | Summer | B6 | 300 | 3200 | 0 | 101.94 | 101.96 | 7 | 0
2030 | MISO_W_2_SPP_N | MISO_W | SPP_N | Internal | Summer | B7 | 400 | 3200 | 0 | 90.43 | 95.86 | 7 | 0
2030 | MISO_W_2_SPP_N | MISO_W | SPP_N | Internal | Summer | B8 | 500 | 3200 | 0 | 85.74 | 90.58 | 7 | 0
2030 | MISO_W_2_SPP_N | MISO_W | SPP_N | Internal | Summer | B9 | 800 | 3200 | 120.45 | 82.84 | 89.84 | 7 | 0
2030 | MISO_W_2_SPP_N | MISO_W | SPP_N | Internal | Summer | B10 | 1262 | 3200 | 2107.65 | 70.39 | 77.39 | 7 | 0
2030 | MISO_W_2_SPP_N | MISO_W | SPP_N | Internal | Winter | B16 | 25 | 3200 | 0 | 86.61 | 93.54 | 7 | 0
2030 | MISO_W_2_SPP_N | MISO_W | SPP_N | Internal | Winter | B17 | 100 | 3200 | 0 | 86.35 | 88.53 | 7 | 0
2030 | MISO_W_2_SPP_N | MISO_W | SPP_N | Internal | Winter | B18 | 400 | 3200 | 0 | 86.35 | 88.53 | 7 | 0
2030 | MISO_W_2_SPP_N | MISO_W | SPP_N | Internal | Winter | B19 | 700 | 3200 | 0 | 86.35 | 87.55 | 7 | 0
2030 | MISO_W_2_SPP_N | MISO_W | SPP_N | Internal | Winter | B20 | 935 | 3200 | 0 | 74.28 | 81.07 | 7 | 0
2030 | MISO_WUMS_2_MISO_MI | MISO_WUMS | MISO_MI | Internal | Shoulder | B11 | 25 | 99 | 228.58 | 89.83 | 90.33 | 0.01 | 0.48
2030 | MISO_WUMS_2_MISO_MI | MISO_WUMS | MISO_MI | Internal | Shoulder | B12 | 200 | 99 | 99 | 87.35 | 87.75 | 0.01 | 0.38
2030 | MISO_WUMS_2_MISO_MI | MISO_WUMS | MISO_MI | Internal | Shoulder | B13 | 600 | 99 | 2380.1 | 86.28 | 86.78 | 0.01 | 0.48
2030 | MISO_WUMS_2_MISO_MI | MISO_WUMS | MISO_MI | Internal | Shoulder | B14 | 900 | 99 | 1029.42 | 85.06 | 85.56 | 0.01 | 0.48
2030 | MISO_WUMS_2_MISO_MI | MISO_WUMS | MISO_MI | Internal | Shoulder | B15 | 1203 | 99 | 99 | 75.7 | 75.96 | 0.01 | 0.25
2030 | MISO_WUMS_2_MISO_MI | MISO_WUMS | MISO_MI | Internal | Summer | B1 | 10 | 99 | 1057.01 | 140.46 | 140.96 | 0.01 | 0.48
2030 | MISO_WUMS_2_MISO_MI | MISO_WUMS | MISO_MI | Internal | Summer | B2 | 25 | 99 | 2183.03 | 139.42 | 139.92 | 0.01 | 0.48
2030 | MISO_WUMS_2_MISO_MI | MISO_WUMS | MISO_MI | Internal | Summer | B3 | 75 | 99 | 99 | 139.28 | 139.38 | 0.01 | 0.09
2030 | MISO_WUMS_2_MISO_MI | MISO_WUMS | MISO_MI | Internal | Summer | B4 | 100 | 99 | 284.24 | 137.94 | 138.44 | 0.01 | 0.48
2030 | MISO_WUMS_2_MISO_MI | MISO_WUMS | MISO_MI | Internal | Summer | B5 | 200 | 99 | 0 | 128.99 | 129 | 0.01 | 0
2030 | MISO_WUMS_2_MISO_MI | MISO_WUMS | MISO_MI | Internal | Summer | B6 | 300 | 99 | 725.65 | 100.19 | 100.69 | 0.01 | 0.48
2030 | MISO_WUMS_2_MISO_MI | MISO_WUMS | MISO_MI | Internal | Summer | B7 | 400 | 99 | 3128.34 | 90.42 | 90.91 | 0.01 | 0.48
2030 | MISO_WUMS_2_MISO_MI | MISO_WUMS | MISO_MI | Internal | Summer | B8 | 500 | 99 | 2577.89 | 85.76 | 86.25 | 0.01 | 0.48
2030 | MISO_WUMS_2_MISO_MI | MISO_WUMS | MISO_MI | Internal | Summer | B9 | 800 | 99 | 1387.77 | 82.85 | 83.34 | 0.01 | 0.48
2030 | MISO_WUMS_2_MISO_MI | MISO_WUMS | MISO_MI | Internal | Summer | B10 | 1262 | 99 | 99 | 74.34 | 74.71 | 0.01 | 0.35
2030 | MISO_WUMS_2_MISO_MI | MISO_WUMS | MISO_MI | Internal | Winter | B16 | 25 | 99 | 3203.43 | 90.44 | 90.94 | 0.01 | 0.48
2030 | MISO_WUMS_2_MISO_MI | MISO_WUMS | MISO_MI | Internal | Winter | B17 | 100 | 99 | 2780.22 | 90.18 | 90.67 | 0.01 | 0.48
2030 | MISO_WUMS_2_MISO_MI | MISO_WUMS | MISO_MI | Internal | Winter | B18 | 400 | 99 | 3015.72 | 88.68 | 89.18 | 0.01 | 0.48
2030 | MISO_WUMS_2_MISO_MI | MISO_WUMS | MISO_MI | Internal | Winter | B19 | 700 | 99 | 3215.17 | 88.68 | 89.18 | 0.01 | 0.48
2030 | MISO_WUMS_2_MISO_MI | MISO_WUMS | MISO_MI | Internal | Winter | B20 | 935 | 99 | 99 | 78.33 | 78.6 | 0.01 | 0.26
2030 | MISO_WUMS_2_MISO_W | MISO_WUMS | MISO_W | Internal | Shoulder | B11 | 25 | 1137 | 1137 | 89.83 | 90.22 | 0.01 | 0.38
2030 | MISO_WUMS_2_MISO_W | MISO_WUMS | MISO_W | Internal | Shoulder | B12 | 200 | 1137 | 0 | 87.35 | 87.34 | 0.01 | 0
2030 | MISO_WUMS_2_MISO_W | MISO_WUMS | MISO_W | Internal | Shoulder | B13 | 600 | 1137 | 0 | 86.28 | 85.37 | 0.01 | 0
2030 | MISO_WUMS_2_MISO_W | MISO_WUMS | MISO_W | Internal | Shoulder | B14 | 900 | 1137 | 0 | 85.06 | 81.24 | 0.01 | 0
2030 | MISO_WUMS_2_MISO_W | MISO_WUMS | MISO_W | Internal | Shoulder | B15 | 1203 | 1137 | 0 | 75.7 | 71.62 | 0.01 | 0
2030 | MISO_WUMS_2_MISO_W | MISO_WUMS | MISO_W | Internal | Summer | B1 | 10 | 1137 | 1137 | 140.46 | 140.85 | 0.01 | 0.38
2030 | MISO_WUMS_2_MISO_W | MISO_WUMS | MISO_W | Internal | Summer | B2 | 25 | 1137 | 81.41 | 139.42 | 139.43 | 0.01 | 0
2030 | MISO_WUMS_2_MISO_W | MISO_WUMS | MISO_W | Internal | Summer | B3 | 75 | 1137 | 2762.35 | 139.28 | 141.03 | 0.01 | 1.73
2030 | MISO_WUMS_2_MISO_W | MISO_WUMS | MISO_W | Internal | Summer | B4 | 100 | 1137 | 1731.04 | 137.94 | 139.69 | 0.01 | 1.73
2030 | MISO_WUMS_2_MISO_W | MISO_WUMS | MISO_W | Internal | Summer | B5 | 200 | 1137 | 2577.69 | 128.99 | 130.74 | 0.01 | 1.73
2030 | MISO_WUMS_2_MISO_W | MISO_WUMS | MISO_W | Internal | Summer | B6 | 300 | 1137 | 3203.39 | 100.19 | 101.94 | 0.01 | 1.73
2030 | MISO_WUMS_2_MISO_W | MISO_WUMS | MISO_W | Internal | Summer | B7 | 400 | 1137 | 311.26 | 90.42 | 90.43 | 0.01 | 0
2030 | MISO_WUMS_2_MISO_W | MISO_WUMS | MISO_W | Internal | Summer | B8 | 500 | 1137 | 0 | 85.76 | 85.74 | 0.01 | 0
2030 | MISO_WUMS_2_MISO_W | MISO_WUMS | MISO_W | Internal | Summer | B9 | 800 | 1137 | 0 | 82.85 | 82.84 | 0.01 | 0
2030 | MISO_WUMS_2_MISO_W | MISO_WUMS | MISO_W | Internal | Summer | B10 | 1262 | 1137 | 0 | 74.34 | 70.39 | 0.01 | 0
2030 | MISO_WUMS_2_MISO_W | MISO_WUMS | MISO_W | Internal | Winter | B16 | 25 | 1137 | 0 | 90.44 | 86.61 | 0.01 | 0
2030 | MISO_WUMS_2_MISO_W | MISO_WUMS | MISO_W | Internal | Winter | B17 | 100 | 1137 | 0 | 90.18 | 86.35 | 0.01 | 0
2030 | MISO_WUMS_2_MISO_W | MISO_WUMS | MISO_W | Internal | Winter | B18 | 400 | 1137 | 0 | 88.68 | 86.35 | 0.01 | 0
2030 | MISO_WUMS_2_MISO_W | MISO_WUMS | MISO_W | Internal | Winter | B19 | 700 | 1137 | 0 | 88.68 | 86.35 | 0.01 | 0
2030 | MISO_WUMS_2_MISO_W | MISO_WUMS | MISO_W | Internal | Winter | B20 | 935 | 1137 | 0 | 78.33 | 74.28 | 0.01 | 0
2030 | MISO_WUMS_2_PJM_ROR | MISO_WUMS | PJM_ROR | Internal | Shoulder | B11 | 25 | 1600 | 1600 | 89.83 | 92.1 | 2 | 0.27
2030 | MISO_WUMS_2_PJM_ROR | MISO_WUMS | PJM_ROR | Internal | Shoulder | B12 | 200 | 1600 | 1600 | 87.35 | 89.66 | 2 | 0.3
2030 | MISO_WUMS_2_PJM_ROR | MISO_WUMS | PJM_ROR | Internal | Shoulder | B13 | 600 | 1600 | 0 | 86.28 | 87.83 | 2 | 0
2030 | MISO_WUMS_2_PJM_ROR | MISO_WUMS | PJM_ROR | Internal | Shoulder | B14 | 900 | 1600 | 1600 | 85.06 | 87.55 | 2 | 0.48
2030 | MISO_WUMS_2_PJM_ROR | MISO_WUMS | PJM_ROR | Internal | Shoulder | B15 | 1203 | 1600 | 0 | 75.7 | 76.83 | 2 | 0
2030 | MISO_WUMS_2_PJM_ROR | MISO_WUMS | PJM_ROR | Internal | Summer | B1 | 10 | 1600 | 0 | 140.46 | 140.39 | 2 | 0
2030 | MISO_WUMS_2_PJM_ROR | MISO_WUMS | PJM_ROR | Internal | Summer | B2 | 25 | 1600 | 0 | 139.42 | 140.39 | 2 | 0
2030 | MISO_WUMS_2_PJM_ROR | MISO_WUMS | PJM_ROR | Internal | Summer | B3 | 75 | 1600 | 0 | 139.28 | 140.39 | 2 | 0
2030 | MISO_WUMS_2_PJM_ROR | MISO_WUMS | PJM_ROR | Internal | Summer | B4 | 100 | 1600 | 1600 | 137.94 | 140.39 | 2 | 0.44
2030 | MISO_WUMS_2_PJM_ROR | MISO_WUMS | PJM_ROR | Internal | Summer | B5 | 200 | 1600 | 1600 | 128.99 | 131 | 2 | 0.01
2030 | MISO_WUMS_2_PJM_ROR | MISO_WUMS | PJM_ROR | Internal | Summer | B6 | 300 | 1600 | 768.72 | 100.19 | 102.19 | 2 | 0
2030 | MISO_WUMS_2_PJM_ROR | MISO_WUMS | PJM_ROR | Internal | Summer | B7 | 400 | 1600 | 1600 | 90.42 | 92.9 | 2 | 0.48
2030 | MISO_WUMS_2_PJM_ROR | MISO_WUMS | PJM_ROR | Internal | Summer | B8 | 500 | 1600 | 1600 | 85.76 | 88.25 | 2 | 0.5
2030 | MISO_WUMS_2_PJM_ROR | MISO_WUMS | PJM_ROR | Internal | Summer | B9 | 800 | 1600 | 1600 | 82.85 | 85.34 | 2 | 0.5
2030 | MISO_WUMS_2_PJM_ROR | MISO_WUMS | PJM_ROR | Internal | Summer | B10 | 1262 | 1600 | 0 | 74.34 | 74.87 | 2 | 0
2030 | MISO_WUMS_2_PJM_ROR | MISO_WUMS | PJM_ROR | Internal | Winter | B16 | 25 | 1600 | 1600 | 90.44 | 92.94 | 2 | 0.5
2030 | MISO_WUMS_2_PJM_ROR | MISO_WUMS | PJM_ROR | Internal | Winter | B17 | 100 | 1600 | 1600 | 90.18 | 95.92 | 2 | 3.74
2030 | MISO_WUMS_2_PJM_ROR | MISO_WUMS | PJM_ROR | Internal | Winter | B18 | 400 | 1600 | 1600 | 88.68 | 91.17 | 2 | 0.48
2030 | MISO_WUMS_2_PJM_ROR | MISO_WUMS | PJM_ROR | Internal | Winter | B19 | 700 | 1600 | 1600 | 88.68 | 91.17 | 2 | 0.48
2030 | MISO_WUMS_2_PJM_ROR | MISO_WUMS | PJM_ROR | Internal | Winter | B20 | 935 | 1600 | 0 | 78.33 | 79.74 | 2 | 0
2030 | NE_2_MISO_W | NE | MISO_W | Internal | Shoulder | B11 | 25 | 1600 | 0 | 93.78 | 90.22 | 5 | 0
2030 | NE_2_MISO_W | NE | MISO_W | Internal | Shoulder | B12 | 200 | 1600 | 0 | 88.64 | 87.34 | 5 | 0
2030 | NE_2_MISO_W | NE | MISO_W | Internal | Shoulder | B13 | 600 | 1600 | 0 | 85.37 | 85.37 | 5 | 0
2030 | NE_2_MISO_W | NE | MISO_W | Internal | Shoulder | B14 | 900 | 1600 | 0 | 83.48 | 81.24 | 5 | 0
2030 | NE_2_MISO_W | NE | MISO_W | Internal | Shoulder | B15 | 1203 | 1600 | 0 | 78.15 | 71.62 | 5 | 0
2030 | NE_2_MISO_W | NE | MISO_W | Internal | Summer | B1 | 10 | 1600 | 1600 | 135.85 | 140.85 | 5 | 0.01
2030 | NE_2_MISO_W | NE | MISO_W | Internal | Summer | B2 | 25 | 1600 | 0 | 138.23 | 139.43 | 5 | 0
2030 | NE_2_MISO_W | NE | MISO_W | Internal | Summer | B3 | 75 | 1600 | 0 | 141.03 | 141.03 | 5 | 0
2030 | NE_2_MISO_W | NE | MISO_W | Internal | Summer | B4 | 100 | 1600 | 0 | 135.21 | 139.69 | 5 | 0
2030 | NE_2_MISO_W | NE | MISO_W | Internal | Summer | B5 | 200 | 1600 | 0 | 130.74 | 130.74 | 5 | 0
2030 | NE_2_MISO_W | NE | MISO_W | Internal | Summer | B6 | 300 | 1600 | 0 | 101.95 | 101.94 | 5 | 0
2030 | NE_2_MISO_W | NE | MISO_W | Internal | Summer | B7 | 400 | 1600 | 0 | 95.85 | 90.43 | 5 | 0
2030 | NE_2_MISO_W | NE | MISO_W | Internal | Summer | B8 | 500 | 1600 | 0 | 90.57 | 85.74 | 5 | 0
2030 | NE_2_MISO_W | NE | MISO_W | Internal | Summer | B9 | 800 | 1600 | 0 | 89.83 | 82.84 | 5 | 0
2030 | NE_2_MISO_W | NE | MISO_W | Internal | Summer | B10 | 1262 | 1600 | 0 | 77.38 | 70.39 | 5 | 0
2030 | NE_2_MISO_W | NE | MISO_W | Internal | Winter | B16 | 25 | 1600 | 0 | 93.53 | 86.61 | 5 | 0
2030 | NE_2_MISO_W | NE | MISO_W | Internal | Winter | B17 | 100 | 1600 | 0 | 88.52 | 86.35 | 5 | 0
2030 | NE_2_MISO_W | NE | MISO_W | Internal | Winter | B18 | 400 | 1600 | 0 | 88.52 | 86.35 | 5 | 0
2030 | NE_2_MISO_W | NE | MISO_W | Internal | Winter | B19 | 700 | 1600 | 0 | 87.54 | 86.35 | 5 | 0
2030 | NE_2_MISO_W | NE | MISO_W | Internal | Winter | B20 | 935 | 1600 | 0 | 81.06 | 74.28 | 5 | 0
2030 | NE_2_SPP_N | NE | SPP_N | Internal | Shoulder | B11 | 25 | 1800 | 1160.74 | 93.78 | 93.79 | 0.01 | 0
2030 | NE_2_SPP_N | NE | SPP_N | Internal | Shoulder | B12 | 200 | 1800 | 1360.29 | 88.64 | 88.65 | 0.01 | 0
2030 | NE_2_SPP_N | NE | SPP_N | Internal | Shoulder | B13 | 600 | 1800 | 702.37 | 85.37 | 85.38 | 0.01 | 0
2030 | NE_2_SPP_N | NE | SPP_N | Internal | Shoulder | B14 | 900 | 1800 | 1723.56 | 83.48 | 83.5 | 0.01 | 0
2030 | NE_2_SPP_N | NE | SPP_N | Internal | Shoulder | B15 | 1203 | 1800 | 577.15 | 78.15 | 78.16 | 0.01 | 0
2030 | NE_2_SPP_N | NE | SPP_N | Internal | Summer | B1 | 10 | 1800 | 0 | 135.85 | 135.82 | 0.01 | 0
2030 | NE_2_SPP_N | NE | SPP_N | Internal | Summer | B2 | 25 | 1800 | 0 | 138.23 | 138.21 | 0.01 | 0
2030 | NE_2_SPP_N | NE | SPP_N | Internal | Summer | B3 | 75 | 1800 | 600.33 | 141.03 | 141.04 | 0.01 | 0
2030 | NE_2_SPP_N | NE | SPP_N | Internal | Summer | B4 | 100 | 1800 | 0 | 135.21 | 135.19 | 0.01 | 0
2030 | NE_2_SPP_N | NE | SPP_N | Internal | Summer | B5 | 200 | 1800 | 684.58 | 130.74 | 130.75 | 0.01 | 0
2030 | NE_2_SPP_N | NE | SPP_N | Internal | Summer | B6 | 300 | 1800 | 1328.25 | 101.95 | 101.96 | 0.01 | 0
2030 | NE_2_SPP_N | NE | SPP_N | Internal | Summer | B7 | 400 | 1800 | 1287.3 | 95.85 | 95.86 | 0.01 | 0
2030 | NE_2_SPP_N | NE | SPP_N | Internal | Summer | B8 | 500 | 1800 | 1304.38 | 90.57 | 90.58 | 0.01 | 0
2030 | NE_2_SPP_N | NE | SPP_N | Internal | Summer | B9 | 800 | 1800 | 1469.12 | 89.83 | 89.84 | 0.01 | 0
2030 | NE_2_SPP_N | NE | SPP_N | Internal | Summer | B10 | 1262 | 1800 | 1626.87 | 77.38 | 77.39 | 0.01 | 0
2030 | NE_2_SPP_N | NE | SPP_N | Internal | Winter | B16 | 25 | 1800 | 1074.41 | 93.53 | 93.54 | 0.01 | 0
2030 | NE_2_SPP_N | NE | SPP_N | Internal | Winter | B17 | 100 | 1800 | 1318.03 | 88.52 | 88.53 | 0.01 | 0
2030 | NE_2_SPP_N | NE | SPP_N | Internal | Winter | B18 | 400 | 1800 | 1706.64 | 88.52 | 88.53 | 0.01 | 0
2030 | NE_2_SPP_N | NE | SPP_N | Internal | Winter | B19 | 700 | 1800 | 1443.95 | 87.54 | 87.55 | 0.01 | 0
2030 | NE_2_SPP_N | NE | SPP_N | Internal | Winter | B20 | 935 | 1800 | 1141.36 | 81.06 | 81.07 | 0.01 | 0
2030 | NEISO_2_NYISO_A-F | NEISO | NYISO_A-F | Internal | Shoulder | B11 | 25 | 600 | 0 | 79.83 | 81.39 | 3 | 0
2030 | NEISO_2_NYISO_A-F | NEISO | NYISO_A-F | Internal | Shoulder | B12 | 200 | 600 | 0 | 81.75 | 78.75 | 3 | 0
2030 | NEISO_2_NYISO_A-F | NEISO | NYISO_A-F | Internal | Shoulder | B13 | 600 | 600 | 0 | 79.83 | 77.64 | 3 | 0
2030 | NEISO_2_NYISO_A-F | NEISO | NYISO_A-F | Internal | Shoulder | B14 | 900 | 600 | 0 | 79.83 | 77.64 | 3 | 0
2030 | NEISO_2_NYISO_A-F | NEISO | NYISO_A-F | Internal | Shoulder | B15 | 1203 | 600 | 0 | 79.83 | 77.64 | 3 | 0
2030 | NEISO_2_NYISO_A-F | NEISO | NYISO_A-F | Internal | Summer | B1 | 10 | 600 | 0 | 127.84 | 125.41 | 3 | 0
2030 | NEISO_2_NYISO_A-F | NEISO | NYISO_A-F | Internal | Summer | B2 | 25 | 600 | 0 | 122.42 | 123.99 | 3 | 0
2030 | NEISO_2_NYISO_A-F | NEISO | NYISO_A-F | Internal | Summer | B3 | 75 | 600 | 0 | 109.05 | 107.51 | 3 | 0
2030 | NEISO_2_NYISO_A-F | NEISO | NYISO_A-F | Internal | Summer | B4 | 100 | 600 | 0 | 105.94 | 107.51 | 3 | 0
2030 | NEISO_2_NYISO_A-F | NEISO | NYISO_A-F | Internal | Summer | B5 | 200 | 600 | 0 | 84.82 | 86.39 | 3 | 0
2030 | NEISO_2_NYISO_A-F | NEISO | NYISO_A-F | Internal | Summer | B6 | 300 | 600 | 24.97 | 80.9 | 83.9 | 3 | 0
2030 | NEISO_2_NYISO_A-F | NEISO | NYISO_A-F | Internal | Summer | B7 | 400 | 600 | 0 | 80.9 | 79.39 | 3 | 0
2030 | NEISO_2_NYISO_A-F | NEISO | NYISO_A-F | Internal | Summer | B8 | 500 | 600 | 0 | 80.9 | 78.85 | 3 | 0
2030 | NEISO_2_NYISO_A-F | NEISO | NYISO_A-F | Internal | Summer | B9 | 800 | 600 | 0 | 80.01 | 78.85 | 3 | 0
2030 | NEISO_2_NYISO_A-F | NEISO | NYISO_A-F | Internal | Summer | B10 | 1262 | 600 | 0 | 80.01 | 78.85 | 3 | 0
2030 | NEISO_2_NYISO_A-F | NEISO | NYISO_A-F | Internal | Winter | B16 | 25 | 600 | 0 | 90.88 | 87.88 | 3 | 0
2030 | NEISO_2_NYISO_A-F | NEISO | NYISO_A-F | Internal | Winter | B17 | 100 | 600 | 0 | 88 | 87.47 | 3 | 0
2030 | NEISO_2_NYISO_A-F | NEISO | NYISO_A-F | Internal | Winter | B18 | 400 | 600 | 0 | 84.49 | 83.95 | 3 | 0
2030 | NEISO_2_NYISO_A-F | NEISO | NYISO_A-F | Internal | Winter | B19 | 700 | 600 | 0 | 82.1 | 79.1 | 3 | 0
2030 | NEISO_2_NYISO_A-F | NEISO | NYISO_A-F | Internal | Winter | B20 | 935 | 600 | 0 | 82.1 | 78.09 | 3 | 0
2030 | NEISO_2_NYISO_G-I | NEISO | NYISO_G-I | Internal | Shoulder | B11 | 25 | 600 | 600 | 79.83 | 88.65 | 3 | 5.83
2030 | NEISO_2_NYISO_G-I | NEISO | NYISO_G-I | Internal | Shoulder | B12 | 200 | 600 | 600 | 81.75 | 86 | 3 | 1.26
2030 | NEISO_2_NYISO_G-I | NEISO | NYISO_G-I | Internal | Shoulder | B13 | 600 | 600 | 600 | 79.83 | 84.9 | 3 | 2.07
2030 | NEISO_2_NYISO_G-I | NEISO | NYISO_G-I | Internal | Shoulder | B14 | 900 | 600 | 600 | 79.83 | 84.9 | 3 | 2.07
2030 | NEISO_2_NYISO_G-I | NEISO | NYISO_G-I | Internal | Shoulder | B15 | 1203 | 600 | 0 | 79.83 | 82.81 | 3 | 0
2030 | NEISO_2_NYISO_G-I | NEISO | NYISO_G-I | Internal | Summer | B1 | 10 | 600 | 600 | 127.84 | 132.67 | 3 | 1.83
2030 | NEISO_2_NYISO_G-I | NEISO | NYISO_G-I | Internal | Summer | B2 | 25 | 600 | 600 | 122.42 | 131.25 | 3 | 5.83
2030 | NEISO_2_NYISO_G-I | NEISO | NYISO_G-I | Internal | Summer | B3 | 75 | 600 | 600 | 109.05 | 114.77 | 3 | 2.71
2030 | NEISO_2_NYISO_G-I | NEISO | NYISO_G-I | Internal | Summer | B4 | 100 | 600 | 600 | 105.94 | 114.77 | 3 | 5.83
2030 | NEISO_2_NYISO_G-I | NEISO | NYISO_G-I | Internal | Summer | B5 | 200 | 600 | 600 | 84.82 | 93.65 | 3 | 5.83
2030 | NEISO_2_NYISO_G-I | NEISO | NYISO_G-I | Internal | Summer | B6 | 300 | 600 | 600 | 80.9 | 89.72 | 3 | 5.83
2030 | NEISO_2_NYISO_G-I | NEISO | NYISO_G-I | Internal | Summer | B7 | 400 | 600 | 600 | 80.9 | 86.65 | 3 | 2.75
2030 | NEISO_2_NYISO_G-I | NEISO | NYISO_G-I | Internal | Summer | B8 | 500 | 600 | 600 | 80.9 | 86.11 | 3 | 2.21
2030 | NEISO_2_NYISO_G-I | NEISO | NYISO_G-I | Internal | Summer | B9 | 800 | 600 | 66.33 | 80.01 | 83.01 | 3 | 0
2030 | NEISO_2_NYISO_G-I | NEISO | NYISO_G-I | Internal | Summer | B10 | 1262 | 600 | 0 | 80.01 | 81.36 | 3 | 0
2030 | NEISO_2_NYISO_G-I | NEISO | NYISO_G-I | Internal | Winter | B16 | 25 | 600 | 600 | 90.88 | 95.13 | 3 | 1.26
2030 | NEISO_2_NYISO_G-I | NEISO | NYISO_G-I | Internal | Winter | B17 | 100 | 600 | 600 | 88 | 94.72 | 3 | 3.72
2030 | NEISO_2_NYISO_G-I | NEISO | NYISO_G-I | Internal | Winter | B18 | 400 | 600 | 600 | 84.49 | 91.21 | 3 | 3.72
2030 | NEISO_2_NYISO_G-I | NEISO | NYISO_G-I | Internal | Winter | B19 | 700 | 600 | 600 | 82.1 | 86.36 | 3 | 1.26
2030 | NEISO_2_NYISO_G-I | NEISO | NYISO_G-I | Internal | Winter | B20 | 935 | 600 | 579.66 | 82.1 | 85.1 | 3 | 0
2030 | NEISO_2_NYISO_J-K | NEISO | NYISO_J-K | Internal | Shoulder | B11 | 25 | 430 | 466.74 | 79.83 | 88.66 | 3 | 5.84
2030 | NEISO_2_NYISO_J-K | NEISO | NYISO_J-K | Internal | Shoulder | B12 | 200 | 430 | 430 | 81.75 | 86.02 | 3 | 1.27
2030 | NEISO_2_NYISO_J-K | NEISO | NYISO_J-K | Internal | Shoulder | B13 | 600 | 430 | 430 | 79.83 | 84.91 | 3 | 2.08
2030 | NEISO_2_NYISO_J-K | NEISO | NYISO_J-K | Internal | Shoulder | B14 | 900 | 430 | 430 | 79.83 | 84.91 | 3 | 2.08
2030 | NEISO_2_NYISO_J-K | NEISO | NYISO_J-K | Internal | Shoulder | B15 | 1203 | 430 | 368.79 | 79.83 | 82.83 | 3 | 0
2030 | NEISO_2_NYISO_J-K | NEISO | NYISO_J-K | Internal | Summer | B1 | 10 | 430 | 430 | 127.84 | 132.68 | 3 | 1.84
2030 | NEISO_2_NYISO_J-K | NEISO | NYISO_J-K | Internal | Summer | B2 | 25 | 430 | 480.45 | 122.42 | 131.26 | 3 | 5.84
2030 | NEISO_2_NYISO_J-K | NEISO | NYISO_J-K | Internal | Summer | B3 | 75 | 430 | 430 | 109.05 | 116.15 | 3 | 4.09
2030 | NEISO_2_NYISO_J-K | NEISO | NYISO_J-K | Internal | Summer | B4 | 100 | 430 | 1925.33 | 105.94 | 114.78 | 3 | 5.84
2030 | NEISO_2_NYISO_J-K | NEISO | NYISO_J-K | Internal | Summer | B5 | 200 | 430 | 3049.44 | 84.82 | 93.66 | 3 | 5.84
2030 | NEISO_2_NYISO_J-K | NEISO | NYISO_J-K | Internal | Summer | B6 | 300 | 430 | 2682.04 | 80.9 | 89.74 | 3 | 5.84
2030 | NEISO_2_NYISO_J-K | NEISO | NYISO_J-K | Internal | Summer | B7 | 400 | 430 | 430 | 80.9 | 86.66 | 3 | 2.76
2030 | NEISO_2_NYISO_J-K | NEISO | NYISO_J-K | Internal | Summer | B8 | 500 | 430 | 430 | 80.9 | 86.12 | 3 | 2.22
2030 | NEISO_2_NYISO_J-K | NEISO | NYISO_J-K | Internal | Summer | B9 | 800 | 430 | 430 | 80.01 | 83.02 | 3 | 0.01
2030 | NEISO_2_NYISO_J-K | NEISO | NYISO_J-K | Internal | Summer | B10 | 1262 | 430 | 0 | 80.01 | 81.37 | 3 | 0
2030 | NEISO_2_NYISO_J-K | NEISO | NYISO_J-K | Internal | Winter | B16 | 25 | 430 | 430 | 90.88 | 97.25 | 3 | 3.38
2030 | NEISO_2_NYISO_J-K | NEISO | NYISO_J-K | Internal | Winter | B17 | 100 | 430 | 739.2 | 88 | 96.84 | 3 | 5.84
2030 | NEISO_2_NYISO_J-K | NEISO | NYISO_J-K | Internal | Winter | B18 | 400 | 430 | 1239.53 | 84.49 | 93.32 | 3 | 5.84
2030 | NEISO_2_NYISO_J-K | NEISO | NYISO_J-K | Internal | Winter | B19 | 700 | 430 | 430 | 82.1 | 88.48 | 3 | 3.38
2030 | NEISO_2_NYISO_J-K | NEISO | NYISO_J-K | Internal | Winter | B20 | 935 | 430 | 430 | 82.1 | 85.12 | 3 | 0.01
2030 | NonRTO_Midwest_2_MISO_IN | NonRTO_Midwest | MISO_IN | Internal | Shoulder | B11 | 25 | 4450 | 0 | 98.22 | 90.22 | 8 | 0
2030 | NonRTO_Midwest_2_MISO_IN | NonRTO_Midwest | MISO_IN | Internal | Shoulder | B12 | 200 | 4450 | 0 | 95.64 | 87.64 | 8 | 0
2030 | NonRTO_Midwest_2_MISO_IN | NonRTO_Midwest | MISO_IN | Internal | Shoulder | B13 | 600 | 4450 | 0 | 94.76 | 86.76 | 8 | 0
2030 | NonRTO_Midwest_2_MISO_IN | NonRTO_Midwest | MISO_IN | Internal | Shoulder | B14 | 900 | 4450 | 0 | 93.55 | 85.55 | 8 | 0
2030 | NonRTO_Midwest_2_MISO_IN | NonRTO_Midwest | MISO_IN | Internal | Shoulder | B15 | 1203 | 4450 | 0 | 83.44 | 75.95 | 8 | 0
2030 | NonRTO_Midwest_2_MISO_IN | NonRTO_Midwest | MISO_IN | Internal | Summer | B1 | 10 | 4450 | 0 | 147.28 | 140.85 | 8 | 0
2030 | NonRTO_Midwest_2_MISO_IN | NonRTO_Midwest | MISO_IN | Internal | Summer | B2 | 25 | 4450 | 0 | 147.28 | 139.9 | 8 | 0
2030 | NonRTO_Midwest_2_MISO_IN | NonRTO_Midwest | MISO_IN | Internal | Summer | B3 | 75 | 4450 | 0 | 147.28 | 139.28 | 8 | 0
2030 | NonRTO_Midwest_2_MISO_IN | NonRTO_Midwest | MISO_IN | Internal | Summer | B4 | 100 | 4450 | 0 | 146.43 | 138.43 | 8 | 0
2030 | NonRTO_Midwest_2_MISO_IN | NonRTO_Midwest | MISO_IN | Internal | Summer | B5 | 200 | 4450 | 0 | 136.99 | 128.99 | 8 | 0
2030 | NonRTO_Midwest_2_MISO_IN | NonRTO_Midwest | MISO_IN | Internal | Summer | B6 | 300 | 4450 | 0 | 108.58 | 100.58 | 8 | 0
2030 | NonRTO_Midwest_2_MISO_IN | NonRTO_Midwest | MISO_IN | Internal | Summer | B7 | 400 | 4450 | 0 | 98.9 | 90.9 | 8 | 0
2030 | NonRTO_Midwest_2_MISO_IN | NonRTO_Midwest | MISO_IN | Internal | Summer | B8 | 500 | 4450 | 0 | 94.24 | 86.24 | 8 | 0
2030 | NonRTO_Midwest_2_MISO_IN | NonRTO_Midwest | MISO_IN | Internal | Summer | B9 | 800 | 4450 | 0 | 91.33 | 83.33 | 8 | 0
2030 | NonRTO_Midwest_2_MISO_IN | NonRTO_Midwest | MISO_IN | Internal | Summer | B10 | 1262 | 4450 | 0 | 78.03 | 74.6 | 8 | 0
2030 | NonRTO_Midwest_2_MISO_IN | NonRTO_Midwest | MISO_IN | Internal | Winter | B16 | 25 | 4450 | 0 | 98.92 | 90.92 | 8 | 0
2030 | NonRTO_Midwest_2_MISO_IN | NonRTO_Midwest | MISO_IN | Internal | Winter | B17 | 100 | 4450 | 0 | 98.66 | 90.66 | 8 | 0
2030 | NonRTO_Midwest_2_MISO_IN | NonRTO_Midwest | MISO_IN | Internal | Winter | B18 | 400 | 4450 | 0 | 97.17 | 89.17 | 8 | 0
2030 | NonRTO_Midwest_2_MISO_IN | NonRTO_Midwest | MISO_IN | Internal | Winter | B19 | 700 | 4450 | 0 | 97.17 | 89.17 | 8 | 0
2030 | NonRTO_Midwest_2_MISO_IN | NonRTO_Midwest | MISO_IN | Internal | Winter | B20 | 935 | 4450 | 0 | 86.59 | 78.59 | 8 | 0
2030 | NonRTO_Midwest_2_TVA_Transmission | NonRTO_Midwest | TVA_Transmission | Internal | Shoulder | B11 | 25 | 2400 | 0 | 98.22 | 96.94 | 8 | 0
2030 | NonRTO_Midwest_2_TVA_Transmission | NonRTO_Midwest | TVA_Transmission | Internal | Shoulder | B12 | 200 | 2400 | 0 | 95.64 | 94.19 | 8 | 0
2030 | NonRTO_Midwest_2_TVA_Transmission | NonRTO_Midwest | TVA_Transmission | Internal | Shoulder | B13 | 600 | 2400 | 0 | 94.76 | 93.22 | 8 | 0
2030 | NonRTO_Midwest_2_TVA_Transmission | NonRTO_Midwest | TVA_Transmission | Internal | Shoulder | B14 | 900 | 2400 | 0 | 93.55 | 92.91 | 8 | 0
2030 | NonRTO_Midwest_2_TVA_Transmission | NonRTO_Midwest | TVA_Transmission | Internal | Shoulder | B15 | 1203 | 2400 | 0 | 83.44 | 82.83 | 8 | 0
2030 | NonRTO_Midwest_2_TVA_Transmission | NonRTO_Midwest | TVA_Transmission | Internal | Summer | B1 | 10 | 2400 | 0 | 147.28 | 148.86 | 8 | 0
2030 | NonRTO_Midwest_2_TVA_Transmission | NonRTO_Midwest | TVA_Transmission | Internal | Summer | B2 | 25 | 2400 | 0 | 147.28 | 148.86 | 8 | 0
2030 | NonRTO_Midwest_2_TVA_Transmission | NonRTO_Midwest | TVA_Transmission | Internal | Summer | B3 | 75 | 2400 | 0 | 147.28 | 146.39 | 8 | 0
2030 | NonRTO_Midwest_2_TVA_Transmission | NonRTO_Midwest | TVA_Transmission | Internal | Summer | B4 | 100 | 2400 | 0 | 146.43 | 146.39 | 8 | 0
2030 | NonRTO_Midwest_2_TVA_Transmission | NonRTO_Midwest | TVA_Transmission | Internal | Summer | B5 | 200 | 2400 | 0 | 136.99 | 129.87 | 8 | 0
2030 | NonRTO_Midwest_2_TVA_Transmission | NonRTO_Midwest | TVA_Transmission | Internal | Summer | B6 | 300 | 2400 | 0 | 108.58 | 101.08 | 8 | 0
2030 | NonRTO_Midwest_2_TVA_Transmission | NonRTO_Midwest | TVA_Transmission | Internal | Summer | B7 | 400 | 2400 | 0 | 98.9 | 95.07 | 8 | 0
2030 | NonRTO_Midwest_2_TVA_Transmission | NonRTO_Midwest | TVA_Transmission | Internal | Summer | B8 | 500 | 2400 | 0 | 94.24 | 92.24 | 8 | 0
2030 | NonRTO_Midwest_2_TVA_Transmission | NonRTO_Midwest | TVA_Transmission | Internal | Summer | B9 | 800 | 2400 | 0 | 91.33 | 90.54 | 8 | 0
2030 | NonRTO_Midwest_2_TVA_Transmission | NonRTO_Midwest | TVA_Transmission | Internal | Summer | B10 | 1262 | 2400 | 0 | 78.03 | 79.78 | 8 | 0
2030 | NonRTO_Midwest_2_TVA_Transmission | NonRTO_Midwest | TVA_Transmission | Internal | Winter | B16 | 25 | 2400 | 0 | 98.92 | 98.94 | 8 | 0
2030 | NonRTO_Midwest_2_TVA_Transmission | NonRTO_Midwest | TVA_Transmission | Internal | Winter | B17 | 100 | 2400 | 0 | 98.66 | 98.67 | 8 | 0
2030 | NonRTO_Midwest_2_TVA_Transmission | NonRTO_Midwest | TVA_Transmission | Internal | Winter | B18 | 400 | 2400 | 0 | 97.17 | 95.94 | 8 | 0
2030 | NonRTO_Midwest_2_TVA_Transmission | NonRTO_Midwest | TVA_Transmission | Internal | Winter | B19 | 700 | 2400 | 0 | 97.17 | 95.85 | 8 | 0
2030 | NonRTO_Midwest_2_TVA_Transmission | NonRTO_Midwest | TVA_Transmission | Internal | Winter | B20 | 935 | 2400 | 0 | 86.59 | 85.74 | 8 | 0
2030 | NYISO_A-F_2_IESO | NYISO_A-F | IESO | Internal | Shoulder | B11 | 25 | 1600 | 0 | 81.39 | 64.61 | 7 | 0
2030 | NYISO_A-F_2_IESO | NYISO_A-F | IESO | Internal | Shoulder | B12 | 200 | 1600 | 0 | 78.75 | 64.61 | 7 | 0
2030 | NYISO_A-F_2_IESO | NYISO_A-F | IESO | Internal | Shoulder | B13 | 600 | 1600 | 0 | 77.64 | 64.61 | 7 | 0
2030 | NYISO_A-F_2_IESO | NYISO_A-F | IESO | Internal | Shoulder | B14 | 900 | 1600 | 0 | 77.64 | 64.61 | 7 | 0
2030 | NYISO_A-F_2_IESO | NYISO_A-F | IESO | Internal | Shoulder | B15 | 1203 | 1600 | 0 | 77.64 | 64.61 | 7 | 0
2030 | NYISO_A-F_2_IESO | NYISO_A-F | IESO | Internal | Summer | B1 | 10 | 1600 | 0 | 125.41 | 118.41 | 7 | 0
2030 | NYISO_A-F_2_IESO | NYISO_A-F | IESO | Internal | Summer | B2 | 25 | 1600 | 0 | 123.99 | 116.99 | 7 | 0
2030 | NYISO_A-F_2_IESO | NYISO_A-F | IESO | Internal | Summer | B3 | 75 | 1600 | 0 | 107.51 | 89.87 | 7 | 0
2030 | NYISO_A-F_2_IESO | NYISO_A-F | IESO | Internal | Summer | B4 | 100 | 1600 | 0 | 107.51 | 85.91 | 7 | 0
2030 | NYISO_A-F_2_IESO | NYISO_A-F | IESO | Internal | Summer | B5 | 200 | 1600 | 0 | 86.39 | 79.39 | 7 | 0
2030 | NYISO_A-F_2_IESO | NYISO_A-F | IESO | Internal | Summer | B6 | 300 | 1600 | 0 | 83.9 | 61.9 | 7 | 0
2030 | NYISO_A-F_2_IESO | NYISO_A-F | IESO | Internal | Summer | B7 | 400 | 1600 | 0 | 79.39 | 61.9 | 7 | 0
2030 | NYISO_A-F_2_IESO | NYISO_A-F | IESO | Internal | Summer | B8 | 500 | 1600 | 0 | 78.85 | 61.9 | 7 | 0
2030 | NYISO_A-F_2_IESO | NYISO_A-F | IESO | Internal | Summer | B9 | 800 | 1600 | 0 | 78.85 | 61.9 | 7 | 0
2030 | NYISO_A-F_2_IESO | NYISO_A-F | IESO | Internal | Summer | B10 | 1262 | 1600 | 0 | 78.85 | 61.9 | 7 | 0
2030 | NYISO_A-F_2_IESO | NYISO_A-F | IESO | Internal | Winter | B16 | 25 | 1600 | 0 | 87.88 | 71.09 | 7 | 0
2030 | NYISO_A-F_2_IESO | NYISO_A-F | IESO | Internal | Winter | B17 | 100 | 1600 | 0 | 87.47 | 71.09 | 7 | 0
2030 | NYISO_A-F_2_IESO | NYISO_A-F | IESO | Internal | Winter | B18 | 400 | 1600 | 0 | 83.95 | 71.09 | 7 | 0
2030 | NYISO_A-F_2_IESO | NYISO_A-F | IESO | Internal | Winter | B19 | 700 | 1600 | 0 | 79.1 | 71.09 | 7 | 0
2030 | NYISO_A-F_2_IESO | NYISO_A-F | IESO | Internal | Winter | B20 | 935 | 1600 | 0 | 78.09 | 71.09 | 7 | 0
2030 | NYISO_A-F_2_NEISO | NYISO_A-F | NEISO | Internal | Shoulder | B11 | 25 | 600 | 0 | 81.39 | 79.83 | 3 | 0
2030 | NYISO_A-F_2_NEISO | NYISO_A-F | NEISO | Internal | Shoulder | B12 | 200 | 600 | 33.68 | 78.75 | 81.75 | 3 | 0
2030 | NYISO_A-F_2_NEISO | NYISO_A-F | NEISO | Internal | Shoulder | B13 | 600 | 600 | 0 | 77.64 | 79.83 | 3 | 0
2030 | NYISO_A-F_2_NEISO | NYISO_A-F | NEISO | Internal | Shoulder | B14 | 900 | 600 | 0 | 77.64 | 79.83 | 3 | 0
2030 | NYISO_A-F_2_NEISO | NYISO_A-F | NEISO | Internal | Shoulder | B15 | 1203 | 600 | 0 | 77.64 | 79.83 | 3 | 0
2030 | NYISO_A-F_2_NEISO | NYISO_A-F | NEISO | Internal | Summer | B1 | 10 | 600 | 0 | 125.41 | 127.84 | 3 | 0
2030 | NYISO_A-F_2_NEISO | NYISO_A-F | NEISO | Internal | Summer | B2 | 25 | 600 | 0 | 123.99 | 122.42 | 3 | 0
2030 | NYISO_A-F_2_NEISO | NYISO_A-F | NEISO | Internal | Summer | B3 | 75 | 600 | 0 | 107.51 | 109.05 | 3 | 0
2030 | NYISO_A-F_2_NEISO | NYISO_A-F | NEISO | Internal | Summer | B4 | 100 | 600 | 0 | 107.51 | 105.94 | 3 | 0
2030 | NYISO_A-F_2_NEISO | NYISO_A-F | NEISO | Internal | Summer | B5 | 200 | 600 | 0 | 86.39 | 84.82 | 3 | 0
2030 | NYISO_A-F_2_NEISO | NYISO_A-F | NEISO | Internal | Summer | B6 | 300 | 600 | 0 | 83.9 | 80.9 | 3 | 0
2030 | NYISO_A-F_2_NEISO | NYISO_A-F | NEISO | Internal | Summer | B7 | 400 | 600 | 0 | 79.39 | 80.9 | 3 | 0
2030 | NYISO_A-F_2_NEISO | NYISO_A-F | NEISO | Internal | Summer | B8 | 500 | 600 | 0 | 78.85 | 80.9 | 3 | 0
2030 | NYISO_A-F_2_NEISO | NYISO_A-F | NEISO | Internal | Summer | B9 | 800 | 600 | 0 | 78.85 | 80.01 | 3 | 0
2030 | NYISO_A-F_2_NEISO | NYISO_A-F | NEISO | Internal | Summer | B10 | 1262 | 600 | 0 | 78.85 | 80.01 | 3 | 0
2030 | NYISO_A-F_2_NEISO | NYISO_A-F | NEISO | Internal | Winter | B16 | 25 | 600 | 212.7 | 87.88 | 90.88 | 3 | 0
2030 | NYISO_A-F_2_NEISO | NYISO_A-F | NEISO | Internal | Winter | B17 | 100 | 600 | 0 | 87.47 | 88 | 3 | 0
2030 | NYISO_A-F_2_NEISO | NYISO_A-F | NEISO | Internal | Winter | B18 | 400 | 600 | 0 | 83.95 | 84.49 | 3 | 0
2030 | NYISO_A-F_2_NEISO | NYISO_A-F | NEISO | Internal | Winter | B19 | 700 | 600 | 130.56 | 79.1 | 82.1 | 3 | 0
2030 | NYISO_A-F_2_NEISO | NYISO_A-F | NEISO | Internal | Winter | B20 | 935 | 600 | 745.37 | 78.09 | 82.1 | 3 | 1.01
2030 | NYISO_A-F_2_NYISO_G-I | NYISO_A-F | NYISO_G-I | Internal | Shoulder | B11 | 25 | 4250 | 4831.05 | 81.39 | 88.65 | 0.01 | 7.25
2030 | NYISO_A-F_2_NYISO_G-I | NYISO_A-F | NYISO_G-I | Internal | Shoulder | B12 | 200 | 4250 | 4309.38 | 78.75 | 86 | 0.01 | 7.25
2030 | NYISO_A-F_2_NYISO_G-I | NYISO_A-F | NYISO_G-I | Internal | Shoulder | B13 | 600 | 4250 | 4788.19 | 77.64 | 84.9 | 0.01 | 7.25
2030 | NYISO_A-F_2_NYISO_G-I | NYISO_A-F | NYISO_G-I | Internal | Shoulder | B14 | 900 | 4250 | 4905.24 | 77.64 | 84.9 | 0.01 | 7.25
2030 | NYISO_A-F_2_NYISO_G-I | NYISO_A-F | NYISO_G-I | Internal | Shoulder | B15 | 1203 | 4250 | 4250 | 77.64 | 82.81 | 0.01 | 5.16
2030 | NYISO_A-F_2_NYISO_G-I | NYISO_A-F | NYISO_G-I | Internal | Summer | B1 | 10 | 4250 | 7298.55 | 125.41 | 132.67 | 0.01 | 7.25
2030 | NYISO_A-F_2_NYISO_G-I | NYISO_A-F | NYISO_G-I | Internal | Summer | B2 | 25 | 4250 | 6667.91 | 123.99 | 131.25 | 0.01 | 7.25
2030 | NYISO_A-F_2_NYISO_G-I | NYISO_A-F | NYISO_G-I | Internal | Summer | B3 | 75 | 4250 | 6971.84 | 107.51 | 114.77 | 0.01 | 7.25
2030 | NYISO_A-F_2_NYISO_G-I | NYISO_A-F | NYISO_G-I | Internal | Summer | B4 | 100 | 4250 | 6698.43 | 107.51 | 114.77 | 0.01 | 7.25
2030 | NYISO_A-F_2_NYISO_G-I | NYISO_A-F | NYISO_G-I | Internal | Summer | B5 | 200 | 4250 | 4907.54 | 86.39 | 93.65 | 0.01 | 7.25
2030 | NYISO_A-F_2_NYISO_G-I | NYISO_A-F | NYISO_G-I | Internal | Summer | B6 | 300 | 4250 | 4250 | 83.9 | 89.72 | 0.01 | 5.81
2030 | NYISO_A-F_2_NYISO_G-I | NYISO_A-F | NYISO_G-I | Internal | Summer | B7 | 400 | 4250 | 4336.32 | 79.39 | 86.65 | 0.01 | 7.25
2030 | NYISO_A-F_2_NYISO_G-I | NYISO_A-F | NYISO_G-I | Internal | Summer | B8 | 500 | 4250 | 4419.5 | 78.85 | 86.11 | 0.01 | 7.25
2030 | NYISO_A-F_2_NYISO_G-I | NYISO_A-F | NYISO_G-I | Internal | Summer | B9 | 800 | 4250 | 4250 | 78.85 | 83.01 | 0.01 | 4.15
2030 | NYISO_A-F_2_NYISO_G-I | NYISO_A-F | NYISO_G-I | Internal | Summer | B10 | 1262 | 4250 | 4250 | 78.85 | 81.36 | 0.01 | 2.49
2030 | NYISO_A-F_2_NYISO_G-I | NYISO_A-F | NYISO_G-I | Internal | Winter | B16 | 25 | 4250 | 5611.01 | 87.88 | 95.13 | 0.01 | 7.25
2030 | NYISO_A-F_2_NYISO_G-I | NYISO_A-F | NYISO_G-I | Internal | Winter | B17 | 100 | 4250 | 5932.3 | 87.47 | 94.72 | 0.01 | 7.25
2030 | NYISO_A-F_2_NYISO_G-I | NYISO_A-F | NYISO_G-I | Internal | Winter | B18 | 400 | 4250 | 6130.53 | 83.95 | 91.21 | 0.01 | 7.25
2030 | NYISO_A-F_2_NYISO_G-I | NYISO_A-F | NYISO_G-I | Internal | Winter | B19 | 700 | 4250 | 6336.75 | 79.1 | 86.36 | 0.01 | 7.25
2030 | NYISO_A-F_2_NYISO_G-I | NYISO_A-F | NYISO_G-I | Internal | Winter | B20 | 935 | 4250 | 4250 | 78.09 | 85.1 | 0.01 | 7
2030 | NYISO_A-F_2_PJM_ROM | NYISO_A-F | PJM_ROM | Internal | Shoulder | B11 | 25 | 1000 | 1000 | 81.39 | 93.78 | 8 | 4.38
2030 | NYISO_A-F_2_PJM_ROM | NYISO_A-F | PJM_ROM | Internal | Shoulder | B12 | 200 | 1000 | 1000 | 78.75 | 89.67 | 8 | 2.92
2030 | NYISO_A-F_2_PJM_ROM | NYISO_A-F | PJM_ROM | Internal | Shoulder | B13 | 600 | 1000 | 1000 | 77.64 | 87.84 | 8 | 2.2
2030 | NYISO_A-F_2_PJM_ROM | NYISO_A-F | PJM_ROM | Internal | Shoulder | B14 | 900 | 1000 | 1000 | 77.64 | 87.72 | 8 | 2.08
2030 | NYISO_A-F_2_PJM_ROM | NYISO_A-F | PJM_ROM | Internal | Shoulder | B15 | 1203 | 1000 | 0 | 77.64 | 76.84 | 8 | 0
2030 | NYISO_A-F_2_PJM_ROM | NYISO_A-F | PJM_ROM | Internal | Summer | B1 | 10 | 1000 | 1000 | 125.41 | 194.23 | 8 | 60.82
2030 | NYISO_A-F_2_PJM_ROM | NYISO_A-F | PJM_ROM | Internal | Summer | B2 | 25 | 1000 | 1000 | 123.99 | 194.21 | 8 | 62.22
2030 | NYISO_A-F_2_PJM_ROM | NYISO_A-F | PJM_ROM | Internal | Summer | B3 | 75 | 1000 | 1000 | 107.51 | 140.4 | 8 | 24.89
2030 | NYISO_A-F_2_PJM_ROM | NYISO_A-F | PJM_ROM | Internal | Summer | B4 | 100 | 1000 | 1000 | 107.51 | 140.4 | 8 | 24.89
2030 | NYISO_A-F_2_PJM_ROM | NYISO_A-F | PJM_ROM | Internal | Summer | B5 | 200 | 1000 | 1000 | 86.39 | 131.01 | 8 | 36.62
2030 | NYISO_A-F_2_PJM_ROM | NYISO_A-F | PJM_ROM | Internal | Summer | B6 | 300 | 1000 | 1000 | 83.9 | 102.21 | 8 | 10.31
2030 | NYISO_A-F_2_PJM_ROM | NYISO_A-F | PJM_ROM | Internal | Summer | B7 | 400 | 1000 | 1000 | 79.39 | 92.91 | 8 | 5.52
2030 | NYISO_A-F_2_PJM_ROM | NYISO_A-F | PJM_ROM | Internal | Summer | B8 | 500 | 1000 | 1000 | 78.85 | 88.26 | 8 | 1.41
2030 | NYISO_A-F_2_PJM_ROM | NYISO_A-F | PJM_ROM | Internal | Summer | B9 | 800 | 1000 | 0 | 78.85 | 85.36 | 8 | 0
2030 | NYISO_A-F_2_PJM_ROM | NYISO_A-F | PJM_ROM | Internal | Summer | B10 | 1262 | 1000 | 0 | 78.85 | 74.88 | 8 | 0
2030 | NYISO_A-F_2_PJM_ROM | NYISO_A-F | PJM_ROM | Internal | Winter | B16 | 25 | 1000 | 1000 | 87.88 | 100.51 | 8 | 4.63
2030 | NYISO_A-F_2_PJM_ROM | NYISO_A-F | PJM_ROM | Internal | Winter | B17 | 100 | 1000 | 1000 | 87.47 | 95.93 | 8 | 0.46
2030 | NYISO_A-F_2_PJM_ROM | NYISO_A-F | PJM_ROM | Internal | Winter | B18 | 400 | 1000 | 1000 | 83.95 | 93.98 | 8 | 2.03
2030 | NYISO_A-F_2_PJM_ROM | NYISO_A-F | PJM_ROM | Internal | Winter | B19 | 700 | 1000 | 1000 | 79.1 | 93.51 | 8 | 6.41
2030 | NYISO_A-F_2_PJM_ROM | NYISO_A-F | PJM_ROM | Internal | Winter | B20 | 935 | 1000 | 0 | 78.09 | 81.33 | 8 | 0
2030 | NYISO_G-I_2_NYISO_J-K | NYISO_G-I | NYISO_J-K | Internal | Shoulder | B11 | 25 | 6130 | 5890.27 | 88.65 | 88.66 | 0.01 | 0
2030 | NYISO_G-I_2_NYISO_J-K | NYISO_G-I | NYISO_J-K | Internal | Shoulder | B12 | 200 | 6130 | 5189.8 | 86 | 86.02 | 0.01 | 0
2030 | NYISO_G-I_2_NYISO_J-K | NYISO_G-I | NYISO_J-K | Internal | Shoulder | B13 | 600 | 6130 | 4987.41 | 84.9 | 84.91 | 0.01 | 0
2030 | NYISO_G-I_2_NYISO_J-K | NYISO_G-I | NYISO_J-K | Internal | Shoulder | B14 | 900 | 6130 | 5255.03 | 84.9 | 84.91 | 0.01 | 0
2030 | NYISO_G-I_2_NYISO_J-K | NYISO_G-I | NYISO_J-K | Internal | Shoulder | B15 | 1203 | 6130 | 4413.46 | 82.81 | 82.83 | 0.01 | 0
2030 | NYISO_G-I_2_NYISO_J-K | NYISO_G-I | NYISO_J-K | Internal | Summer | B1 | 10 | 6130 | 5946.72 | 132.67 | 132.68 | 0.01 | 0
2030 | NYISO_G-I_2_NYISO_J-K | NYISO_G-I | NYISO_J-K | Internal | Summer | B2 | 25 | 6130 | 5442.29 | 131.25 | 131.26 | 0.01 | 0
2030 | NYISO_G-I_2_NYISO_J-K | NYISO_G-I | NYISO_J-K | Internal | Summer | B3 | 75 | 6130 | 6130 | 114.77 | 116.15 | 0.01 | 1.37
2030 | NYISO_G-I_2_NYISO_J-K | NYISO_G-I | NYISO_J-K | Internal | Summer | B4 | 100 | 6130 | 6095.79 | 114.77 | 114.78 | 0.01 | 0
2030 | NYISO_G-I_2_NYISO_J-K | NYISO_G-I | NYISO_J-K | Internal | Summer | B5 | 200 | 6130 | 4443.49 | 93.65 | 93.66 | 0.01 | 0
2030 | NYISO_G-I_2_NYISO_J-K | NYISO_G-I | NYISO_J-K | Internal | Summer | B6 | 300 | 6130 | 3960.03 | 89.72 | 89.74 | 0.01 | 0
2030 | NYISO_G-I_2_NYISO_J-K | NYISO_G-I | NYISO_J-K | Internal | Summer | B7 | 400 | 6130 | 5711.19 | 86.65 | 86.66 | 0.01 | 0
2030 | NYISO_G-I_2_NYISO_J-K | NYISO_G-I | NYISO_J-K | Internal | Summer | B8 | 500 | 6130 | 5942.92 | 86.11 | 86.12 | 0.01 | 0
2030 | NYISO_G-I_2_NYISO_J-K | NYISO_G-I | NYISO_J-K | Internal | Summer | B9 | 800 | 6130 | 5071.28 | 83.01 | 83.02 | 0.01 | 0
2030 | NYISO_G-I_2_NYISO_J-K | NYISO_G-I | NYISO_J-K | Internal | Summer | B10 | 1262 | 6130 | 5248.34 | 81.36 | 81.37 | 0.01 | 0
2030 | NYISO_G-I_2_NYISO_J-K | NYISO_G-I | NYISO_J-K | Internal | Winter | B16 | 25 | 6130 | 6789.14 | 95.13 | 97.25 | 0.01 | 2.11
2030 | NYISO_G-I_2_NYISO_J-K | NYISO_G-I | NYISO_J-K | Internal | Winter | B17 | 100 | 6130 | 7225.68 | 94.72 | 96.84 | 0.01 | 2.11
2030 | NYISO_G-I_2_NYISO_J-K | NYISO_G-I | NYISO_J-K | Internal | Winter | B18 | 400 | 6130 | 6641.47 | 91.21 | 93.32 | 0.01 | 2.11
2030 | NYISO_G-I_2_NYISO_J-K | NYISO_G-I | NYISO_J-K | Internal | Winter | B19 | 700 | 6130 | 7009.79 | 86.36 | 88.48 | 0.01 | 2.11
2030 | NYISO_G-I_2_NYISO_J-K | NYISO_G-I | NYISO_J-K | Internal | Winter | B20 | 935 | 6130 | 5311.5 | 85.1 | 85.12 | 0.01 | 0
2030 | NYISO_G-I_2_PJM_E | NYISO_G-I | PJM_E | Internal | Shoulder | B11 | 25 | 1500 | 0 | 88.65 | 93.77 | 8 | 0
2030 | NYISO_G-I_2_PJM_E | NYISO_G-I | PJM_E | Internal | Shoulder | B12 | 200 | 1500 | 0 | 86 | 89.66 | 8 | 0
2030 | NYISO_G-I_2_PJM_E | NYISO_G-I | PJM_E | Internal | Shoulder | B13 | 600 | 1500 | 0 | 84.9 | 87.83 | 8 | 0
2030 | NYISO_G-I_2_PJM_E | NYISO_G-I | PJM_E | Internal | Shoulder | B14 | 900 | 1500 | 0 | 84.9 | 87.71 | 8 | 0
2030 | NYISO_G-I_2_PJM_E | NYISO_G-I | PJM_E | Internal | Shoulder | B15 | 1203 | 1500 | 0 | 82.81 | 76.83 | 8 | 0
2030 | NYISO_G-I_2_PJM_E | NYISO_G-I | PJM_E | Internal | Summer | B1 | 10 | 1500 | 1500 | 132.67 | 194.22 | 8 | 53.55
2030 | NYISO_G-I_2_PJM_E | NYISO_G-I | PJM_E | Internal | Summer | B2 | 25 | 1500 | 1500 | 131.25 | 194.22 | 8 | 54.97
2030 | NYISO_G-I_2_PJM_E | NYISO_G-I | PJM_E | Internal | Summer | B3 | 75 | 1500 | 1500 | 114.77 | 140.39 | 8 | 17.62
2030 | NYISO_G-I_2_PJM_E | NYISO_G-I | PJM_E | Internal | Summer | B4 | 100 | 1500 | 1500 | 114.77 | 140.39 | 8 | 17.62
2030 | NYISO_G-I_2_PJM_E | NYISO_G-I | PJM_E | Internal | Summer | B5 | 200 | 1500 | 1500 | 93.65 | 131 | 8 | 29.35
2030 | NYISO_G-I_2_PJM_E | NYISO_G-I | PJM_E | Internal | Summer | B6 | 300 | 1500 | 1500 | 89.72 | 102.19 | 8 | 4.47
2030 | NYISO_G-I_2_PJM_E | NYISO_G-I | PJM_E | Internal | Summer | B7 | 400 | 1500 | 0 | 86.65 | 92.9 | 8 | 0
2030 | NYISO_G-I_2_PJM_E | NYISO_G-I | PJM_E | Internal | Summer | B8 | 500 | 1500 | 0 | 86.11 | 88.25 | 8 | 0
2030 | NYISO_G-I_2_PJM_E | NYISO_G-I | PJM_E | Internal | Summer | B9 | 800 | 1500 | 0 | 83.01 | 85.34 | 8 | 0
2030 | NYISO_G-I_2_PJM_E | NYISO_G-I | PJM_E | Internal | Summer | B10 | 1262 | 1500 | 0 | 81.36 | 74.87 | 8 | 0
2030 | NYISO_G-I_2_PJM_E | NYISO_G-I | PJM_E | Internal | Winter | B16 | 25 | 1500 | 0 | 95.13 | 100.49 | 8 | 0
2030 | NYISO_G-I_2_PJM_E | NYISO_G-I | PJM_E | Internal | Winter | B17 | 100 | 1500 | 0 | 94.72 | 95.94 | 8 | 0
2030 | NYISO_G-I_2_PJM_E | NYISO_G-I | PJM_E | Internal | Winter | B18 | 400 | 1500 | 0 | 91.21 | 93.99 | 8 | 0
2030 | NYISO_G-I_2_PJM_E | NYISO_G-I | PJM_E | Internal | Winter | B19 | 700 | 1500 | 0 | 86.36 | 93.52 | 8 | 0
2030 | NYISO_G-I_2_PJM_E | NYISO_G-I | PJM_E | Internal | Winter | B20 | 935 | 1500 | 0 | 85.1 | 81.35 | 8 | 0
2030 | PJM_E_2_NYISO_G-I | PJM_E | NYISO_G-I | Internal | Shoulder | B11 | 25 | 500 | 0 | 93.77 | 88.65 | 6 | 0
2030 | PJM_E_2_NYISO_G-I | PJM_E | NYISO_G-I | Internal | Shoulder | B12 | 200 | 500 | 0 | 89.66 | 86 | 6 | 0
2030 | PJM_E_2_NYISO_G-I | PJM_E | NYISO_G-I | Internal | Shoulder | B13 | 600 | 500 | 0 | 87.83 | 84.9 | 6 | 0
2030 | PJM_E_2_NYISO_G-I | PJM_E | NYISO_G-I | Internal | Shoulder | B14 | 900 | 500 | 0 | 87.71 | 84.9 | 6 | 0
2030 | PJM_E_2_NYISO_G-I | PJM_E | NYISO_G-I | Internal | Shoulder | B15 | 1203 | 500 | 0 | 76.83 | 82.81 | 6 | 0
2030 | PJM_E_2_NYISO_G-I | PJM_E | NYISO_G-I | Internal | Summer | B1 | 10 | 500 | 0 | 194.22 | 132.67 | 6 | 0
2030 | PJM_E_2_NYISO_G-I | PJM_E | NYISO_G-I | Internal | Summer | B2 | 25 | 500 | 0 | 194.22 | 131.25 | 6 | 0
2030 | PJM_E_2_NYISO_G-I | PJM_E | NYISO_G-I | Internal | Summer | B3 | 75 | 500 | 0 | 140.39 | 114.77 | 6 | 0
2030 | PJM_E_2_NYISO_G-I | PJM_E | NYISO_G-I | Internal | Summer | B4 | 100 | 500 | 0 | 140.39 | 114.77 | 6 | 0
2030 | PJM_E_2_NYISO_G-I | PJM_E | NYISO_G-I | Internal | Summer | B5 | 200 | 500 | 0 | 131 | 93.65 | 6 | 0
2030 | PJM_E_2_NYISO_G-I | PJM_E | NYISO_G-I | Internal | Summer | B6 | 300 | 500 | 0 | 102.19 | 89.72 | 6 | 0
2030 | PJM_E_2_NYISO_G-I | PJM_E | NYISO_G-I | Internal | Summer | B7 | 400 | 500 | 0 | 92.9 | 86.65 | 6 | 0
2030 | PJM_E_2_NYISO_G-I | PJM_E | NYISO_G-I | Internal | Summer | B8 | 500 | 500 | 0 | 88.25 | 86.11 | 6 | 0
2030 | PJM_E_2_NYISO_G-I | PJM_E | NYISO_G-I | Internal | Summer | B9 | 800 | 500 | 0 | 85.34 | 83.01 | 6 | 0
2030 | PJM_E_2_NYISO_G-I | PJM_E | NYISO_G-I | Internal | Summer | B10 | 1262 | 500 | 500 | 74.87 | 81.36 | 6 | 0.49
2030 | PJM_E_2_NYISO_G-I | PJM_E | NYISO_G-I | Internal | Winter | B16 | 25 | 500 | 0 | 100.49 | 95.13 | 6 | 0
2030 | PJM_E_2_NYISO_G-I | PJM_E | NYISO_G-I | Internal | Winter | B17 | 100 | 500 | 0 | 95.94 | 94.72 | 6 | 0
2030 | PJM_E_2_NYISO_G-I | PJM_E | NYISO_G-I | Internal | Winter | B18 | 400 | 500 | 0 | 93.99 | 91.21 | 6 | 0
2030 | PJM_E_2_NYISO_G-I | PJM_E | NYISO_G-I | Internal | Winter | B19 | 700 | 500 | 0 | 93.52 | 86.36 | 6 | 0
2030 | PJM_E_2_NYISO_G-I | PJM_E | NYISO_G-I | Internal | Winter | B20 | 935 | 500 | 0 | 81.35 | 85.1 | 6 | 0
2030 | PJM_E_2_NYISO_J-K | PJM_E | NYISO_J-K | Internal | Shoulder | B11 | 25 | 330 | 0 | 93.77 | 88.66 | 6 | 0
2030 | PJM_E_2_NYISO_J-K | PJM_E | NYISO_J-K | Internal | Shoulder | B12 | 200 | 330 | 0 | 89.66 | 86.02 | 6 | 0
2030 | PJM_E_2_NYISO_J-K | PJM_E | NYISO_J-K | Internal | Shoulder | B13 | 600 | 330 | 0 | 87.83 | 84.91 | 6 | 0
2030 | PJM_E_2_NYISO_J-K | PJM_E | NYISO_J-K | Internal | Shoulder | B14 | 900 | 330 | 0 | 87.71 | 84.91 | 6 | 0
2030 | PJM_E_2_NYISO_J-K | PJM_E | NYISO_J-K | Internal | Shoulder | B15 | 1203 | 330 | 208.21 | 76.83 | 82.83 | 6 | 0
2030 | PJM_E_2_NYISO_J-K | PJM_E | NYISO_J-K | Internal | Summer | B1 | 10 | 330 | 0 | 194.22 | 132.68 | 6 | 0
2030 | PJM_E_2_NYISO_J-K | PJM_E | NYISO_J-K | Internal | Summer | B2 | 25 | 330 | 0 | 194.22 | 131.26 | 6 | 0
2030 | PJM_E_2_NYISO_J-K | PJM_E | NYISO_J-K | Internal | Summer | B3 | 75 | 330 | 0 | 140.39 | 116.15 | 6 | 0
2030 | PJM_E_2_NYISO_J-K | PJM_E | NYISO_J-K | Internal | Summer | B4 | 100 | 330 | 0 | 140.39 | 114.78 | 6 | 0
2030 | PJM_E_2_NYISO_J-K | PJM_E | NYISO_J-K | Internal | Summer | B5 | 200 | 330 | 0 | 131 | 93.66 | 6 | 0
2030 | PJM_E_2_NYISO_J-K | PJM_E | NYISO_J-K | Internal | Summer | B6 | 300 | 330 | 0 | 102.19 | 89.74 | 6 | 0
2030 | PJM_E_2_NYISO_J-K | PJM_E | NYISO_J-K | Internal | Summer | B7 | 400 | 330 | 0 | 92.9 | 86.66 | 6 | 0
2030 | PJM_E_2_NYISO_J-K | PJM_E | NYISO_J-K | Internal | Summer | B8 | 500 | 330 | 0 | 88.25 | 86.12 | 6 | 0
2030 | PJM_E_2_NYISO_J-K | PJM_E | NYISO_J-K | Internal | Summer | B9 | 800 | 330 | 0 | 85.34 | 83.02 | 6 | 0
2030 | PJM_E_2_NYISO_J-K | PJM_E | NYISO_J-K | Internal | Summer | B10 | 1262 | 330 | 330 | 74.87 | 81.37 | 6 | 0.5
2030 | PJM_E_2_NYISO_J-K | PJM_E | NYISO_J-K | Internal | Winter | B16 | 25 | 330 | 0 | 100.49 | 97.25 | 6 | 0
2030 | PJM_E_2_NYISO_J-K | PJM_E | NYISO_J-K | Internal | Winter | B17 | 100 | 330 | 0 | 95.94 | 96.84 | 6 | 0
2030 | PJM_E_2_NYISO_J-K | PJM_E | NYISO_J-K | Internal | Winter | B18 | 400 | 330 | 0 | 93.99 | 93.32 | 6 | 0
2030 | PJM_E_2_NYISO_J-K | PJM_E | NYISO_J-K | Internal | Winter | B19 | 700 | 330 | 0 | 93.52 | 88.48 | 6 | 0
2030 | PJM_E_2_NYISO_J-K | PJM_E | NYISO_J-K | Internal | Winter | B20 | 935 | 330 | 0 | 81.35 | 85.12 | 6 | 0
2030 | PJM_E_2_PJM_ROM | PJM_E | PJM_ROM | Internal | Shoulder | B11 | 25 | 8000 | 286.95 | 93.77 | 93.78 | 0.01 | 0
2030 | PJM_E_2_PJM_ROM | PJM_E | PJM_ROM | Internal | Shoulder | B12 | 200 | 8000 | 596.29 | 89.66 | 89.67 | 0.01 | 0
2030 | PJM_E_2_PJM_ROM | PJM_E | PJM_ROM | Internal | Shoulder | B13 | 600 | 8000 | 864.02 | 87.83 | 87.84 | 0.01 | 0
2030 | PJM_E_2_PJM_ROM | PJM_E | PJM_ROM | Internal | Shoulder | B14 | 900 | 8000 | 628.58 | 87.71 | 87.72 | 0.01 | 0
2030 | PJM_E_2_PJM_ROM | PJM_E | PJM_ROM | Internal | Shoulder | B15 | 1203 | 8000 | 473.27 | 76.83 | 76.84 | 0.01 | 0
2030 | PJM_E_2_PJM_ROM | PJM_E | PJM_ROM | Internal | Summer | B1 | 10 | 8000 | 320.18 | 194.22 | 194.23 | 0.01 | 0
2030 | PJM_E_2_PJM_ROM | PJM_E | PJM_ROM | Internal | Summer | B2 | 25 | 8000 | 0 | 194.22 | 194.21 | 0.01 | 0
2030 | PJM_E_2_PJM_ROM | PJM_E | PJM_ROM | Internal | Summer | B3 | 75 | 8000 | 1805.68 | 140.39 | 140.4 | 0.01 | 0
2030 | PJM_E_2_PJM_ROM | PJM_E | PJM_ROM | Internal | Summer | B4 | 100 | 8000 | 3633.21 | 140.39 | 140.4 | 0.01 | 0
2030 | PJM_E_2_PJM_ROM | PJM_E | PJM_ROM | Internal | Summer | B5 | 200 | 8000 | 2303.69 | 131 | 131.01 | 0.01 | 0
2030 | PJM_E_2_PJM_ROM | PJM_E | PJM_ROM | Internal | Summer | B6 | 300 | 8000 | 2727.42 | 102.19 | 102.21 | 0.01 | 0
2030 | PJM_E_2_PJM_ROM | PJM_E | PJM_ROM | Internal | Summer | B7 | 400 | 8000 | 3012.27 | 92.9 | 92.91 | 0.01 | 0
2030 | PJM_E_2_PJM_ROM | PJM_E | PJM_ROM | Internal | Summer | B8 | 500 | 8000 | 1547.99 | 88.25 | 88.26 | 0.01 | 0
2030 | PJM_E_2_PJM_ROM | PJM_E | PJM_ROM | Internal | Summer | B9 | 800 | 8000 | 2384.17 | 85.34 | 85.36 | 0.01 | 0
2030 | PJM_E_2_PJM_ROM | PJM_E | PJM_ROM | Internal | Summer | B10 | 1262 | 8000 | 276.02 | 74.87 | 74.88 | 0.01 | 0
2030 | PJM_E_2_PJM_ROM | PJM_E | PJM_ROM | Internal | Winter | B16 | 25 | 8000 | 155.04 | 100.49 | 100.51 | 0.01 | 0
2030 | PJM_E_2_PJM_ROM | PJM_E | PJM_ROM | Internal | Winter | B17 | 100 | 8000 | 0 | 95.94 | 95.93 | 0.01 | 0
2030 | PJM_E_2_PJM_ROM | PJM_E | PJM_ROM | Internal | Winter | B18 | 400 | 8000 | 0 | 93.99 | 93.98 | 0.01 | 0
2030 | PJM_E_2_PJM_ROM | PJM_E | PJM_ROM | Internal | Winter | B19 | 700 | 8000 | 0 | 93.52 | 93.51 | 0.01 | 0
2030 | PJM_E_2_PJM_ROM | PJM_E | PJM_ROM | Internal | Winter | B20 | 935 | 8000 | 0 | 81.35 | 81.33 | 0.01 | 0
2030 | PJM_ROR_2_MISO_IN | PJM_ROR | MISO_IN | Internal | Shoulder | B11 | 25 | 909 | 0 | 92.1 | 90.22 | 2 | 0
2030 | PJM_ROR_2_MISO_IN | PJM_ROR | MISO_IN | Internal | Shoulder | B12 | 200 | 909 | 0 | 89.66 | 87.64 | 2 | 0
2030 | PJM_ROR_2_MISO_IN | PJM_ROR | MISO_IN | Internal | Shoulder | B13 | 600 | 909 | 0 | 87.83 | 86.76 | 2 | 0
2030 | PJM_ROR_2_MISO_IN | PJM_ROR | MISO_IN | Internal | Shoulder | B14 | 900 | 909 | 0 | 87.55 | 85.55 | 2 | 0
2030 | PJM_ROR_2_MISO_IN | PJM_ROR | MISO_IN | Internal | Shoulder | B15 | 1203 | 909 | 0 | 76.83 | 75.95 | 2 | 0
2030 | PJM_ROR_2_MISO_IN | PJM_ROR | MISO_IN | Internal | Summer | B1 | 10 | 909 | 0 | 140.39 | 140.85 | 2 | 0
2030 | PJM_ROR_2_MISO_IN | PJM_ROR | MISO_IN | Internal | Summer | B2 | 25 | 909 | 0 | 140.39 | 139.9 | 2 | 0
2030 | PJM_ROR_2_MISO_IN | PJM_ROR | MISO_IN | Internal | Summer | B3 | 75 | 909 | 0 | 140.39 | 139.28 | 2 | 0
2030 | PJM_ROR_2_MISO_IN | PJM_ROR | MISO_IN | Internal | Summer | B4 | 100 | 909 | 0 | 140.39 | 138.43 | 2 | 0
2030 | PJM_ROR_2_MISO_IN | PJM_ROR | MISO_IN | Internal | Summer | B5 | 200 | 909 | 0 | 131 | 128.99 | 2 | 0
2030 | PJM_ROR_2_MISO_IN | PJM_ROR | MISO_IN | Internal | Summer | B6 | 300 | 909 | 0 | 102.19 | 100.58 | 2 | 0
2030 | PJM_ROR_2_MISO_IN | PJM_ROR | MISO_IN | Internal | Summer | B7 | 400 | 909 | 0 | 92.9 | 90.9 | 2 | 0
2030 | PJM_ROR_2_MISO_IN | PJM_ROR | MISO_IN | Internal | Summer | B8 | 500 | 909 | 0 | 88.25 | 86.24 | 2 | 0
2030 | PJM_ROR_2_MISO_IN | PJM_ROR | MISO_IN | Internal | Summer | B9 | 800 | 909 | 0 | 85.34 | 83.33 | 2 | 0
2030 | PJM_ROR_2_MISO_IN | PJM_ROR | MISO_IN | Internal | Summer | B10 | 1262 | 909 | 0 | 74.87 | 74.6 | 2 | 0
2030 | PJM_ROR_2_MISO_IN | PJM_ROR | MISO_IN | Internal | Winter | B16 | 25 | 909 | 0 | 92.94 | 90.92 | 2 | 0
2030 | PJM_ROR_2_MISO_IN | PJM_ROR | MISO_IN | Internal | Winter | B17 | 100 | 909 | 0 | 95.92 | 90.66 | 2 | 0
2030 | PJM_ROR_2_MISO_IN | PJM_ROR | MISO_IN | Internal | Winter | B18 | 400 | 909 | 0 | 91.17 | 89.17 | 2 | 0
2030 | PJM_ROR_2_MISO_IN | PJM_ROR | MISO_IN | Internal | Winter | B19 | 700 | 909 | 0 | 91.17 | 89.17 | 2 | 0
2030 | PJM_ROR_2_MISO_IN | PJM_ROR | MISO_IN | Internal | Winter | B20 | 935 | 909 | 0 | 79.74 | 78.59 | 2 | 0
2030 | PJM_ROR_2_MISO_MI | PJM_ROR | MISO_MI | Internal | Shoulder | B11 | 25 | 1305 | 0 | 92.1 | 90.33 | 2 | 0
2030 | PJM_ROR_2_MISO_MI | PJM_ROR | MISO_MI | Internal | Shoulder | B12 | 200 | 1305 | 0 | 89.66 | 87.75 | 2 | 0
2030 | PJM_ROR_2_MISO_MI | PJM_ROR | MISO_MI | Internal | Shoulder | B13 | 600 | 1305 | 0 | 87.83 | 86.78 | 2 | 0
2030 | PJM_ROR_2_MISO_MI | PJM_ROR | MISO_MI | Internal | Shoulder | B14 | 900 | 1305 | 0 | 87.55 | 85.56 | 2 | 0
2030 | PJM_ROR_2_MISO_MI | PJM_ROR | MISO_MI | Internal | Shoulder | B15 | 1203 | 1305 | 0 | 76.83 | 75.96 | 2 | 0
2030 | PJM_ROR_2_MISO_MI | PJM_ROR | MISO_MI | Internal | Summer | B1 | 10 | 1305 | 0 | 140.39 | 140.96 | 2 | 0
2030 | PJM_ROR_2_MISO_MI | PJM_ROR | MISO_MI | Internal | Summer | B2 | 25 | 1305 | 0 | 140.39 | 139.92 | 2 | 0
2030 | PJM_ROR_2_MISO_MI | PJM_ROR | MISO_MI | Internal | Summer | B3 | 75 | 1305 | 0 | 140.39 | 139.38 | 2 | 0
2030 | PJM_ROR_2_MISO_MI | PJM_ROR | MISO_MI | Internal | Summer | B4 | 100 | 1305 | 0 | 140.39 | 138.44 | 2 | 0
2030 | PJM_ROR_2_MISO_MI | PJM_ROR | MISO_MI | Internal | Summer | B5 | 200 | 1305 | 0 | 131 | 129 | 2 | 0
2030 | PJM_ROR_2_MISO_MI | PJM_ROR | MISO_MI | Internal | Summer | B6 | 300 | 1305 | 0 | 102.19 | 100.69 | 2 | 0
2030 | PJM_ROR_2_MISO_MI | PJM_ROR | MISO_MI | Internal | Summer | B7 | 400 | 1305 | 0 | 92.9 | 90.91 | 2 | 0
2030 | PJM_ROR_2_MISO_MI | PJM_ROR | MISO_MI | Internal | Summer | B8 | 500 | 1305 | 0 | 88.25 | 86.25 | 2 | 0
2030 | PJM_ROR_2_MISO_MI | PJM_ROR | MISO_MI | Internal | Summer | B9 | 800 | 1305 | 0 | 85.34 | 83.34 | 2 | 0
2030 | PJM_ROR_2_MISO_MI | PJM_ROR | MISO_MI | Internal | Summer | B10 | 1262 | 1305 | 0 | 74.87 | 74.71 | 2 | 0
2030 | PJM_ROR_2_MISO_MI | PJM_ROR | MISO_MI | Internal | Winter | B16 | 25 | 1305 | 0 | 92.94 | 90.94 | 2 | 0
2030 | PJM_ROR_2_MISO_MI | PJM_ROR | MISO_MI | Internal | Winter | B17 | 100 | 1305 | 0 | 95.92 | 90.67 | 2 | 0
2030 | PJM_ROR_2_MISO_MI | PJM_ROR | MISO_MI | Internal | Winter | B18 | 400 | 1305 | 0 | 91.17 | 89.18 | 2 | 0
2030 | PJM_ROR_2_MISO_MI | PJM_ROR | MISO_MI | Internal | Winter | B19 | 700 | 1305 | 0 | 91.17 | 89.18 | 2 | 0
2030 | PJM_ROR_2_MISO_MI | PJM_ROR | MISO_MI | Internal | Winter | B20 | 935 | 1305 | 0 | 79.74 | 78.6 | 2 | 0
2030 | PJM_ROR_2_MISO_MO-IL | PJM_ROR | MISO_MO-IL | Internal | Shoulder | B11 | 25 | 1111 | 0 | 92.1 | 90.23 | 2 | 0
2030 | PJM_ROR_2_MISO_MO-IL | PJM_ROR | MISO_MO-IL | Internal | Shoulder | B12 | 200 | 1111 | 0 | 89.66 | 87.66 | 2 | 0
2030 | PJM_ROR_2_MISO_MO-IL | PJM_ROR | MISO_MO-IL | Internal | Shoulder | B13 | 600 | 1111 | 0 | 87.83 | 86.78 | 2 | 0
2030 | PJM_ROR_2_MISO_MO-IL | PJM_ROR | MISO_MO-IL | Internal | Shoulder | B14 | 900 | 1111 | 0 | 87.55 | 85.56 | 2 | 0
2030 | PJM_ROR_2_MISO_MO-IL | PJM_ROR | MISO_MO-IL | Internal | Shoulder | B15 | 1203 | 1111 | 0 | 76.83 | 75.94 | 2 | 0
2030 | PJM_ROR_2_MISO_MO-IL | PJM_ROR | MISO_MO-IL | Internal | Summer | B1 | 10 | 1111 | 0 | 140.39 | 140.86 | 2 | 0
2030 | PJM_ROR_2_MISO_MO-IL | PJM_ROR | MISO_MO-IL | Internal | Summer | B2 | 25 | 1111 | 0 | 140.39 | 140.86 | 2 | 0
2030 | PJM_ROR_2_MISO_MO-IL | PJM_ROR | MISO_MO-IL | Internal | Summer | B3 | 75 | 1111 | 0 | 140.39 | 141.04 | 2 | 0
2030 | PJM_ROR_2_MISO_MO-IL | PJM_ROR | MISO_MO-IL | Internal | Summer | B4 | 100 | 1111 | 0 | 140.39 | 140.19 | 2 | 0
2030 | PJM_ROR_2_MISO_MO-IL | PJM_ROR | MISO_MO-IL | Internal | Summer | B5 | 200 | 1111 | 0 | 131 | 130.75 | 2 | 0
2030 | PJM_ROR_2_MISO_MO-IL | PJM_ROR | MISO_MO-IL | Internal | Summer | B6 | 300 | 1111 | 0 | 102.19 | 101.95 | 2 | 0
2030 | PJM_ROR_2_MISO_MO-IL | PJM_ROR | MISO_MO-IL | Internal | Summer | B7 | 400 | 1111 | 0 | 92.9 | 92.67 | 2 | 0
2030 | PJM_ROR_2_MISO_MO-IL | PJM_ROR | MISO_MO-IL | Internal | Summer | B8 | 500 | 1111 | 0 | 88.25 | 86.25 | 2 | 0
2030 | PJM_ROR_2_MISO_MO-IL | PJM_ROR | MISO_MO-IL | Internal | Summer | B9 | 800 | 1111 | 0 | 85.34 | 83.34 | 2 | 0
2030 | PJM_ROR_2_MISO_MO-IL | PJM_ROR | MISO_MO-IL | Internal | Summer | B10 | 1262 | 1111 | 0 | 74.87 | 74.61 | 2 | 0
2030 | PJM_ROR_2_MISO_MO-IL | PJM_ROR | MISO_MO-IL | Internal | Winter | B16 | 25 | 1111 | 0 | 92.94 | 90.94 | 2 | 0
2030 | PJM_ROR_2_MISO_MO-IL | PJM_ROR | MISO_MO-IL | Internal | Winter | B17 | 100 | 1111 | 0 | 95.92 | 90.67 | 2 | 0
2030 | PJM_ROR_2_MISO_MO-IL | PJM_ROR | MISO_MO-IL | Internal | Winter | B18 | 400 | 1111 | 0 | 91.17 | 89.18 | 2 | 0
2030 | PJM_ROR_2_MISO_MO-IL | PJM_ROR | MISO_MO-IL | Internal | Winter | B19 | 700 | 1111 | 0 | 91.17 | 89.18 | 2 | 0
2030 | PJM_ROR_2_MISO_MO-IL | PJM_ROR | MISO_MO-IL | Internal | Winter | B20 | 935 | 1111 | 0 | 79.74 | 78.6 | 2 | 0
2030 | PJM_ROR_2_MISO_W | PJM_ROR | MISO_W | Internal | Shoulder | B11 | 25 | 709 | 0 | 92.1 | 90.22 | 2 | 0
2030 | PJM_ROR_2_MISO_W | PJM_ROR | MISO_W | Internal | Shoulder | B12 | 200 | 709 | 0 | 89.66 | 87.34 | 2 | 0
2030 | PJM_ROR_2_MISO_W | PJM_ROR | MISO_W | Internal | Shoulder | B13 | 600 | 709 | 0 | 87.83 | 85.37 | 2 | 0
2030 | PJM_ROR_2_MISO_W | PJM_ROR | MISO_W | Internal | Shoulder | B14 | 900 | 709 | 0 | 87.55 | 81.24 | 2 | 0
2030 | PJM_ROR_2_MISO_W | PJM_ROR | MISO_W | Internal | Shoulder | B15 | 1203 | 709 | 0 | 76.83 | 71.62 | 2 | 0
2030 | PJM_ROR_2_MISO_W | PJM_ROR | MISO_W | Internal | Summer | B1 | 10 | 709 | 0 | 140.39 | 140.85 | 2 | 0
2030 | PJM_ROR_2_MISO_W | PJM_ROR | MISO_W | Internal | Summer | B2 | 25 | 709 | 0 | 140.39 | 139.43 | 2 | 0
2030 | PJM_ROR_2_MISO_W | PJM_ROR | MISO_W | Internal | Summer | B3 | 75 | 709 | 0 | 140.39 | 141.03 | 2 | 0
2030 | PJM_ROR_2_MISO_W | PJM_ROR | MISO_W | Internal | Summer | B4 | 100 | 709 | 0 | 140.39 | 139.69 | 2 | 0
2030 | PJM_ROR_2_MISO_W | PJM_ROR | MISO_W | Internal | Summer | B5 | 200 | 709 | 0 | 131 | 130.74 | 2 | 0
2030 | PJM_ROR_2_MISO_W | PJM_ROR | MISO_W | Internal | Summer | B6 | 300 | 709 | 0 | 102.19 | 101.94 | 2 | 0
2030 | PJM_ROR_2_MISO_W | PJM_ROR | MISO_W | Internal | Summer | B7 | 400 | 709 | 0 | 92.9 | 90.43 | 2 | 0
2030 | PJM_ROR_2_MISO_W | PJM_ROR | MISO_W | Internal | Summer | B8 | 500 | 709 | 0 | 88.25 | 85.74 | 2 | 0
2030 | PJM_ROR_2_MISO_W | PJM_ROR | MISO_W | Internal | Summer | B9 | 800 | 709 | 0 | 85.34 | 82.84 | 2 | 0
2030 | PJM_ROR_2_MISO_W | PJM_ROR | MISO_W | Internal | Summer | B10 | 1262 | 709 | 0 | 74.87 | 70.39 | 2 | 0
2030 | PJM_ROR_2_MISO_W | PJM_ROR | MISO_W | Internal | Winter | B16 | 25 | 709 | 0 | 92.94 | 86.61 | 2 | 0
2030 | PJM_ROR_2_MISO_W | PJM_ROR | MISO_W | Internal | Winter | B17 | 100 | 709 | 0 | 95.92 | 86.35 | 2 | 0
2030 | PJM_ROR_2_MISO_W | PJM_ROR | MISO_W | Internal | Winter | B18 | 400 | 709 | 0 | 91.17 | 86.35 | 2 | 0
2030 | PJM_ROR_2_MISO_W | PJM_ROR | MISO_W | Internal | Winter | B19 | 700 | 709 | 0 | 91.17 | 86.35 | 2 | 0
2030 | PJM_ROR_2_MISO_W | PJM_ROR | MISO_W | Internal | Winter | B20 | 935 | 709 | 0 | 79.74 | 74.28 | 2 | 0
2030 | PJM_ROR_2_MISO_WUMS | PJM_ROR | MISO_WUMS | Internal | Shoulder | B11 | 25 | 1467 | 0 | 92.1 | 89.83 | 2 | 0
2030 | PJM_ROR_2_MISO_WUMS | PJM_ROR | MISO_WUMS | Internal | Shoulder | B12 | 200 | 1467 | 0 | 89.66 | 87.35 | 2 | 0
2030 | PJM_ROR_2_MISO_WUMS | PJM_ROR | MISO_WUMS | Internal | Shoulder | B13 | 600 | 1467 | 0 | 87.83 | 86.28 | 2 | 0
2030 | PJM_ROR_2_MISO_WUMS | PJM_ROR | MISO_WUMS | Internal | Shoulder | B14 | 900 | 1467 | 0 | 87.55 | 85.06 | 2 | 0
2030 | PJM_ROR_2_MISO_WUMS | PJM_ROR | MISO_WUMS | Internal | Shoulder | B15 | 1203 | 1467 | 0 | 76.83 | 75.7 | 2 | 0
2030 | PJM_ROR_2_MISO_WUMS | PJM_ROR | MISO_WUMS | Internal | Summer | B1 | 10 | 1467 | 0 | 140.39 | 140.46 | 2 | 0
2030 | PJM_ROR_2_MISO_WUMS | PJM_ROR | MISO_WUMS | Internal | Summer | B2 | 25 | 1467 | 0 | 140.39 | 139.42 | 2 | 0
2030 | PJM_ROR_2_MISO_WUMS | PJM_ROR | MISO_WUMS | Internal | Summer | B3 | 75 | 1467 | 0 | 140.39 | 139.28 | 2 | 0
2030 | PJM_ROR_2_MISO_WUMS | PJM_ROR | MISO_WUMS | Internal | Summer | B4 | 100 | 1467 | 0 | 140.39 | 137.94 | 2 | 0
2030 | PJM_ROR_2_MISO_WUMS | PJM_ROR | MISO_WUMS | Internal | Summer | B5 | 200 | 1467 | 0 | 131 | 128.99 | 2 | 0
2030 | PJM_ROR_2_MISO_WUMS | PJM_ROR | MISO_WUMS | Internal | Summer | B6 | 300 | 1467 | 0 | 102.19 | 100.19 | 2 | 0
2030 | PJM_ROR_2_MISO_WUMS | PJM_ROR | MISO_WUMS | Internal | Summer | B7 | 400 | 1467 | 0 | 92.9 | 90.42 | 2 | 0
2030 | PJM_ROR_2_MISO_WUMS | PJM_ROR | MISO_WUMS | Internal | Summer | B8 | 500 | 1467 | 0 | 88.25 | 85.76 | 2 | 0
2030 | PJM_ROR_2_MISO_WUMS | PJM_ROR | MISO_WUMS | Internal | Summer | B9 | 800 | 1467 | 0 | 85.34 | 82.85 | 2 | 0
2030 | PJM_ROR_2_MISO_WUMS | PJM_ROR | MISO_WUMS | Internal | Summer | B10 | 1262 | 1467 | 0 | 74.87 | 74.34 | 2 | 0
2030 | PJM_ROR_2_MISO_WUMS | PJM_ROR | MISO_WUMS | Internal | Winter | B16 | 25 | 1467 | 0 | 92.94 | 90.44 | 2 | 0
2030 | PJM_ROR_2_MISO_WUMS | PJM_ROR | MISO_WUMS | Internal | Winter | B17 | 100 | 1467 | 0 | 95.92 | 90.18 | 2 | 0
2030 | PJM_ROR_2_MISO_WUMS | PJM_ROR | MISO_WUMS | Internal | Winter | B18 | 400 | 1467 | 0 | 91.17 | 88.68 | 2 | 0
2030 | PJM_ROR_2_MISO_WUMS | PJM_ROR | MISO_WUMS | Internal | Winter | B19 | 700 | 1467 | 0 | 91.17 | 88.68 | 2 | 0
2030 | PJM_ROR_2_MISO_WUMS | PJM_ROR | MISO_WUMS | Internal | Winter | B20 | 935 | 1467 | 0 | 79.74 | 78.33 | 2 | 0
2030 | PJM_ROR_2_PJM_ROM | PJM_ROR | PJM_ROM | Internal | Shoulder | B11 | 25 | 8000 | 8000 | 92.1 | 93.78 | 0.01 | 1.66
2030 | PJM_ROR_2_PJM_ROM | PJM_ROR | PJM_ROM | Internal | Shoulder | B12 | 200 | 8000 | 7298.42 | 89.66 | 89.67 | 0.01 | 0
2030 | PJM_ROR_2_PJM_ROM | PJM_ROR | PJM_ROM | Internal | Shoulder | B13 | 600 | 8000 | 6583.68 | 87.83 | 87.84 | 0.01 | 0
2030 | PJM_ROR_2_PJM_ROM | PJM_ROR | PJM_ROM | Internal | Shoulder | B14 | 900 | 8000 | 8000 | 87.55 | 87.72 | 0.01 | 0.16
2030 | PJM_ROR_2_PJM_ROM | PJM_ROR | PJM_ROM | Internal | Shoulder | B15 | 1203 | 8000 | 6700.8 | 76.83 | 76.84 | 0.01 | 0
2030 | PJM_ROR_2_PJM_ROM | PJM_ROR | PJM_ROM | Internal | Summer | B1 | 10 | 8000 | 8000 | 140.39 | 194.23 | 0.01 | 53.83
2030 | PJM_ROR_2_PJM_ROM | PJM_ROR | PJM_ROM | Internal | Summer | B2 | 25 | 8000 | 8000 | 140.39 | 194.21 | 0.01 | 53.81
2030 | PJM_ROR_2_PJM_ROM | PJM_ROR | PJM_ROM | Internal | Summer | B3 | 75 | 8000 | 4776.42 | 140.39 | 140.4 | 0.01 | 0
2030 | PJM_ROR_2_PJM_ROM | PJM_ROR | PJM_ROM | Internal | Summer | B4 | 100 | 8000 | 1803.79 | 140.39 | 140.4 | 0.01 | 0
2030 | PJM_ROR_2_PJM_ROM | PJM_ROR | PJM_ROM | Internal | Summer | B5 | 200 | 8000 | 3893.3 | 131 | 131.01 | 0.01 | 0
2030 | PJM_ROR_2_PJM_ROM | PJM_ROR | PJM_ROM | Internal | Summer | B6 | 300 | 8000 | 3920.53 | 102.19 | 102.21 | 0.01 | 0
2030 | PJM_ROR_2_PJM_ROM | PJM_ROR | PJM_ROM | Internal | Summer | B7 | 400 | 8000 | 4084.85 | 92.9 | 92.91 | 0.01 | 0
2030 | PJM_ROR_2_PJM_ROM | PJM_ROR | PJM_ROM | Internal | Summer | B8 | 500 | 8000 | 5080.91 | 88.25 | 88.26 | 0.01 | 0
2030 | PJM_ROR_2_PJM_ROM | PJM_ROR | PJM_ROM | Internal | Summer | B9 | 800 | 8000 | 5184.68 | 85.34 | 85.36 | 0.01 | 0
2030 | PJM_ROR_2_PJM_ROM | PJM_ROR | PJM_ROM | Internal | Summer | B10 | 1262 | 8000 | 6119.84 | 74.87 | 74.88 | 0.01 | 0
2030 | PJM_ROR_2_PJM_ROM | PJM_ROR | PJM_ROM | Internal | Winter | B16 | 25 | 8000 | 8000 | 92.94 | 100.51 | 0.01 | 7.56
2030 | PJM_ROR_2_PJM_ROM | PJM_ROR | PJM_ROM | Internal | Winter | B17 | 100 | 8000 | 7834.57 | 95.92 | 95.93 | 0.01 | 0
2030 | PJM_ROR_2_PJM_ROM | PJM_ROR | PJM_ROM | Internal | Winter | B18 | 400 | 8000 | 8000 | 91.17 | 93.98 | 0.01 | 2.8
2030 | PJM_ROR_2_PJM_ROM | PJM_ROR | PJM_ROM | Internal | Winter | B19 | 700 | 8000 | 8000 | 91.17 | 93.51 | 0.01 | 2.33
2030 | PJM_ROR_2_PJM_ROM | PJM_ROR | PJM_ROM | Internal | Winter | B20 | 935 | 8000 | 8000 | 79.74 | 81.33 | 0.01 | 1.58
2030 | PJM_ROR_2_TVA_Transmission | PJM_ROR | TVA_Transmission | Internal | Shoulder | B11 | 25 | 2500 | 0 | 92.1 | 96.94 | 6 | 0
2030 | PJM_ROR_2_TVA_Transmission | PJM_ROR | TVA_Transmission | Internal | Shoulder | B12 | 200 | 2500 | 0 | 89.66 | 94.19 | 6 | 0
2030 | PJM_ROR_2_TVA_Transmission | PJM_ROR | TVA_Transmission | Internal | Shoulder | B13 | 600 | 2500 | 0 | 87.83 | 93.22 | 6 | 0
2030 | PJM_ROR_2_TVA_Transmission | PJM_ROR | TVA_Transmission | Internal | Shoulder | B14 | 900 | 2500 | 0 | 87.55 | 92.91 | 6 | 0
2030 | PJM_ROR_2_TVA_Transmission | PJM_ROR | TVA_Transmission | Internal | Shoulder | B15 | 1203 | 2500 | 2236.35 | 76.83 | 82.83 | 6 | 0
2030 | PJM_ROR_2_TVA_Transmission | PJM_ROR | TVA_Transmission | Internal | Summer | B1 | 10 | 2500 | 2500 | 140.39 | 148.86 | 6 | 2.48
2030 | PJM_ROR_2_TVA_Transmission | PJM_ROR | TVA_Transmission | Internal | Summer | B2 | 25 | 2500 | 2500 | 140.39 | 148.86 | 6 | 2.48
2030 | PJM_ROR_2_TVA_Transmission | PJM_ROR | TVA_Transmission | Internal | Summer | B3 | 75 | 2500 | 1969.17 | 140.39 | 146.39 | 6 | 0
2030 | PJM_ROR_2_TVA_Transmission | PJM_ROR | TVA_Transmission | Internal | Summer | B4 | 100 | 2500 | 1021.23 | 140.39 | 146.39 | 6 | 0
2030 | PJM_ROR_2_TVA_Transmission | PJM_ROR | TVA_Transmission | Internal | Summer | B5 | 200 | 2500 | 0 | 131 | 129.87 | 6 | 0
2030 | PJM_ROR_2_TVA_Transmission | PJM_ROR | TVA_Transmission | Internal | Summer | B6 | 300 | 2500 | 0 | 102.19 | 101.08 | 6 | 0
2030 | PJM_ROR_2_TVA_Transmission | PJM_ROR | TVA_Transmission | Internal | Summer | B7 | 400 | 2500 | 0 | 92.9 | 95.07 | 6 | 0
2030 | PJM_ROR_2_TVA_Transmission | PJM_ROR | TVA_Transmission | Internal | Summer | B8 | 500 | 2500 | 0 | 88.25 | 92.24 | 6 | 0
2030 | PJM_ROR_2_TVA_Transmission | PJM_ROR | TVA_Transmission | Internal | Summer | B9 | 800 | 2500 | 0 | 85.34 | 90.54 | 6 | 0
2030 | PJM_ROR_2_TVA_Transmission | PJM_ROR | TVA_Transmission | Internal | Summer | B10 | 1262 | 2500 | 0 | 74.87 | 79.78 | 6 | 0
2030 | PJM_ROR_2_TVA_Transmission | PJM_ROR | TVA_Transmission | Internal | Winter | B16 | 25 | 2500 | 2069.08 | 92.94 | 98.94 | 6 | 0
2030 | PJM_ROR_2_TVA_Transmission | PJM_ROR | TVA_Transmission | Internal | Winter | B17 | 100 | 2500 | 0 | 95.92 | 98.67 | 6 | 0
2030 | PJM_ROR_2_TVA_Transmission | PJM_ROR | TVA_Transmission | Internal | Winter | B18 | 400 | 2500 | 0 | 91.17 | 95.94 | 6 | 0
2030 | PJM_ROR_2_TVA_Transmission | PJM_ROR | TVA_Transmission | Internal | Winter | B19 | 700 | 2500 | 0 | 91.17 | 95.85 | 6 | 0
2030 | PJM_ROR_2_TVA_Transmission | PJM_ROR | TVA_Transmission | Internal | Winter | B20 | 935 | 2500 | 1046.05 | 79.74 | 85.74 | 6 | 0
2030 | PJM_ROR_2_VACAR | PJM_ROR | VACAR | Internal | Shoulder | B11 | 25 | 3000 | 2595.86 | 92.1 | 98.1 | 6 | 0
2030 | PJM_ROR_2_VACAR | PJM_ROR | VACAR | Internal | Shoulder | B12 | 200 | 3000 | 2214.46 | 89.66 | 95.66 | 6 | 0
2030 | PJM_ROR_2_VACAR | PJM_ROR | VACAR | Internal | Shoulder | B13 | 600 | 3000 | 240.37 | 87.83 | 93.83 | 6 | 0
2030 | PJM_ROR_2_VACAR | PJM_ROR | VACAR | Internal | Shoulder | B14 | 900 | 3000 | 0 | 87.55 | 89.45 | 6 | 0
2030 | PJM_ROR_2_VACAR | PJM_ROR | VACAR | Internal | Shoulder | B15 | 1203 | 3000 | 1707.69 | 76.83 | 82.83 | 6 | 0
2030 | PJM_ROR_2_VACAR | PJM_ROR | VACAR | Internal | Summer | B1 | 10 | 3000 | 3000 | 140.39 | 151.39 | 6 | 5
2030 | PJM_ROR_2_VACAR | PJM_ROR | VACAR | Internal | Summer | B2 | 25 | 3000 | 3000 | 140.39 | 151.39 | 6 | 5
2030 | PJM_ROR_2_VACAR | PJM_ROR | VACAR | Internal | Summer | B3 | 75 | 3000 | 3000 | 140.39 | 151.39 | 6 | 5
2030 | PJM_ROR_2_VACAR | PJM_ROR | VACAR | Internal | Summer | B4 | 100 | 3000 | 3000 | 140.39 | 151.39 | 6 | 5
2030 | PJM_ROR_2_VACAR | PJM_ROR | VACAR | Internal | Summer | B5 | 200 | 3000 | 891.3 | 131 | 137 | 6 | 0
2030 | PJM_ROR_2_VACAR | PJM_ROR | VACAR | Internal | Summer | B6 | 300 | 3000 | 146.69 | 102.19 | 108.19 | 6 | 0
2030 | PJM_ROR_2_VACAR | PJM_ROR | VACAR | Internal | Summer | B7 | 400 | 3000 | 1470.65 | 92.9 | 98.9 | 6 | 0
2030 | PJM_ROR_2_VACAR | PJM_ROR | VACAR | Internal | Summer | B8 | 500 | 3000 | 0 | 88.25 | 93.42 | 6 | 0
2030 | PJM_ROR_2_VACAR | PJM_ROR | VACAR | Internal | Summer | B9 | 800 | 3000 | 0 | 85.34 | 83.88 | 6 | 0
2030 | PJM_ROR_2_VACAR | PJM_ROR | VACAR | Internal | Summer | B10 | 1262 | 3000 | 2935.68 | 74.87 | 80.87 | 6 | 0
2030 | PJM_ROR_2_VACAR | PJM_ROR | VACAR | Internal | Winter | B16 | 25 | 3000 | 3000 | 92.94 | 111.44 | 6 | 12.51
2030 | PJM_ROR_2_VACAR | PJM_ROR | VACAR | Internal | Winter | B17 | 100 | 3000 | 3000 | 95.92 | 105.54 | 6 | 3.63
2030 | PJM_ROR_2_VACAR | PJM_ROR | VACAR | Internal | Winter | B18 | 400 | 3000 | 1192.37 | 91.17 | 97.17 | 6 | 0
2030 | PJM_ROR_2_VACAR | PJM_ROR | VACAR | Internal | Winter | B19 | 700 | 3000 | 0 | 91.17 | 94.39 | 6 | 0
2030 | PJM_ROR_2_VACAR | PJM_ROR | VACAR | Internal | Winter | B20 | 935 | 3000 | 3000 | 79.74 | 87.21 | 6 | 1.47
2030 | PJM_ROM_2_NYISO_A-F | PJM_ROM | NYISO_A-F | Internal | Shoulder | B11 | 25 | 2000 | 0 | 93.78 | 81.39 | 6 | 0
2030 | PJM_ROM_2_NYISO_A-F | PJM_ROM | NYISO_A-F | Internal | Shoulder | B12 | 200 | 2000 | 0 | 89.67 | 78.75 | 6 | 0
2030 | PJM_ROM_2_NYISO_A-F | PJM_ROM | NYISO_A-F | Internal | Shoulder | B13 | 600 | 2000 | 0 | 87.84 | 77.64 | 6 | 0
2030 | PJM_ROM_2_NYISO_A-F | PJM_ROM | NYISO_A-F | Internal | Shoulder | B14 | 900 | 2000 | 0 | 87.72 | 77.64 | 6 | 0
2030 | PJM_ROM_2_NYISO_A-F | PJM_ROM | NYISO_A-F | Internal | Shoulder | B15 | 1203 | 2000 | 0 | 76.84 | 77.64 | 6 | 0
2030 | PJM_ROM_2_NYISO_A-F | PJM_ROM | NYISO_A-F | Internal | Summer | B1 | 10 | 2000 | 0 | 194.23 | 125.41 | 6 | 0
2030 | PJM_ROM_2_NYISO_A-F | PJM_ROM | NYISO_A-F | Internal | Summer | B2 | 25 | 2000 | 0 | 194.21 | 123.99 | 6 | 0
2030 | PJM_ROM_2_NYISO_A-F | PJM_ROM | NYISO_A-F | Internal | Summer | B3 | 75 | 2000 | 0 | 140.4 | 107.51 | 6 | 0
2030 | PJM_ROM_2_NYISO_A-F | PJM_ROM | NYISO_A-F | Internal | Summer | B4 | 100 | 2000 | 0 | 140.4 | 107.51 | 6 | 0
2030 | PJM_ROM_2_NYISO_A-F | PJM_ROM | NYISO_A-F | Internal | Summer | B5 | 200 | 2000 | 0 | 131.01 | 86.39 | 6 | 0
2030 | PJM_ROM_2_NYISO_A-F | PJM_ROM | NYISO_A-F | Internal | Summer | B6 | 300 | 2000 | 0 | 102.21 | 83.9 | 6 | 0
2030 | PJM_ROM_2_NYISO_A-F | PJM_ROM | NYISO_A-F | Internal | Summer | B7 | 400 | 2000 | 0 | 92.91 | 79.39 | 6 | 0
2030 | PJM_ROM_2_NYISO_A-F | PJM_ROM | NYISO_A-F | Internal | Summer | B8 | 500 | 2000 | 0 | 88.26 | 78.85 | 6 | 0
2030 | PJM_ROM_2_NYISO_A-F | PJM_ROM | NYISO_A-F | Internal | Summer | B9 | 800 | 2000 | 0 | 85.36 | 78.85 | 6 | 0
2030 | PJM_ROM_2_NYISO_A-F | PJM_ROM | NYISO_A-F | Internal | Summer | B10 | 1262 | 2000 | 0 | 74.88 | 78.85 | 6 | 0
2030 | PJM_ROM_2_NYISO_A-F | PJM_ROM | NYISO_A-F | Internal | Winter | B16 | 25 | 2000 | 0 | 100.51 | 87.88 | 6 | 0
2030 | PJM_ROM_2_NYISO_A-F | PJM_ROM | NYISO_A-F | Internal | Winter | B17 | 100 | 2000 | 0 | 95.93 | 87.47 | 6 | 0
2030 | PJM_ROM_2_NYISO_A-F | PJM_ROM | NYISO_A-F | Internal | Winter | B18 | 400 | 2000 | 0 | 93.98 | 83.95 | 6 | 0
2030 | PJM_ROM_2_NYISO_A-F | PJM_ROM | NYISO_A-F | Internal | Winter | B19 | 700 | 2000 | 0 | 93.51 | 79.1 | 6 | 0
2030 | PJM_ROM_2_NYISO_A-F | PJM_ROM | NYISO_A-F | Internal | Winter | B20 | 935 | 2000 | 0 | 81.33 | 78.09 | 6 | 0
2030 | PJM_ROM_2_PJM_E | PJM_ROM | PJM_E | Internal | Shoulder | B11 | 25 | 8000 | 0 | 93.78 | 93.77 | 0.01 | 0
2030 | PJM_ROM_2_PJM_E | PJM_ROM | PJM_E | Internal | Shoulder | B12 | 200 | 8000 | 0 | 89.67 | 89.66 | 0.01 | 0
2030 | PJM_ROM_2_PJM_E | PJM_ROM | PJM_E | Internal | Shoulder | B13 | 600 | 8000 | 0 | 87.84 | 87.83 | 0.01 | 0
2030 | PJM_ROM_2_PJM_E | PJM_ROM | PJM_E | Internal | Shoulder | B14 | 900 | 8000 | 0 | 87.72 | 87.71 | 0.01 | 0
2030 | PJM_ROM_2_PJM_E | PJM_ROM | PJM_E | Internal | Shoulder | B15 | 1203 | 8000 | 0 | 76.84 | 76.83 | 0.01 | 0
2030 | PJM_ROM_2_PJM_E | PJM_ROM | PJM_E | Internal | Summer | B1 | 10 | 8000 | 0 | 194.23 | 194.22 | 0.01 | 0
2030 | PJM_ROM_2_PJM_E | PJM_ROM | PJM_E | Internal | Summer | B2 | 25 | 8000 | 176.11 | 194.21 | 194.22 | 0.01 | 0
2030 | PJM_ROM_2_PJM_E | PJM_ROM | PJM_E | Internal | Summer | B3 | 75 | 8000 | 0 | 140.4 | 140.39 | 0.01 | 0
2030 | PJM_ROM_2_PJM_E | PJM_ROM | PJM_E | Internal | Summer | B4 | 100 | 8000 | 0 | 140.4 | 140.39 | 0.01 | 0
2030 | PJM_ROM_2_PJM_E | PJM_ROM | PJM_E | Internal | Summer | B5 | 200 | 8000 | 0 | 131.01 | 131 | 0.01 | 0
2030 | PJM_ROM_2_PJM_E | PJM_ROM | PJM_E | Internal | Summer | B6 | 300 | 8000 | 0 | 102.21 | 102.19 | 0.01 | 0
2030 | PJM_ROM_2_PJM_E | PJM_ROM | PJM_E | Internal | Summer | B7 | 400 | 8000 | 0 | 92.91 | 92.9 | 0.01 | 0
2030 | PJM_ROM_2_PJM_E | PJM_ROM | PJM_E | Internal | Summer | B8 | 500 | 8000 | 0 | 88.26 | 88.25 | 0.01 | 0
2030 | PJM_ROM_2_PJM_E | PJM_ROM | PJM_E | Internal | Summer | B9 | 800 | 8000 | 0 | 85.36 | 85.34 | 0.01 | 0
2030 | PJM_ROM_2_PJM_E | PJM_ROM | PJM_E | Internal | Summer | B10 | 1262 | 8000 | 0 | 74.88 | 74.87 | 0.01 | 0
2030 | PJM_ROM_2_PJM_E | PJM_ROM | PJM_E | Internal | Winter | B16 | 25 | 8000 | 0 | 100.51 | 100.49 | 0.01 | 0
2030 | PJM_ROM_2_PJM_E | PJM_ROM | PJM_E | Internal | Winter | B17 | 100 | 8000 | 582.57 | 95.93 | 95.94 | 0.01 | 0
2030 | PJM_ROM_2_PJM_E | PJM_ROM | PJM_E | Internal | Winter | B18 | 400 | 8000 | 1902.23 | 93.98 | 93.99 | 0.01 | 0
2030 | PJM_ROM_2_PJM_E | PJM_ROM | PJM_E | Internal | Winter | B19 | 700 | 8000 | 1726.07 | 93.51 | 93.52 | 0.01 | 0
2030 | PJM_ROM_2_PJM_E | PJM_ROM | PJM_E | Internal | Winter | B20 | 935 | 8000 | 1282.38 | 81.33 | 81.35 | 0.01 | 0
2030 | PJM_ROM_2_PJM_ROR | PJM_ROM | PJM_ROR | Internal | Shoulder | B11 | 25 | 8000 | 0 | 93.78 | 92.1 | 0.01 | 0
2030 | PJM_ROM_2_PJM_ROR | PJM_ROM | PJM_ROR | Internal | Shoulder | B12 | 200 | 8000 | 0 | 89.67 | 89.66 | 0.01 | 0
2030 | PJM_ROM_2_PJM_ROR | PJM_ROM | PJM_ROR | Internal | Shoulder | B13 | 600 | 8000 | 0 | 87.84 | 87.83 | 0.01 | 0
2030 | PJM_ROM_2_PJM_ROR | PJM_ROM | PJM_ROR | Internal | Shoulder | B14 | 900 | 8000 | 0 | 87.72 | 87.55 | 0.01 | 0
2030 | PJM_ROM_2_PJM_ROR | PJM_ROM | PJM_ROR | Internal | Shoulder | B15 | 1203 | 8000 | 0 | 76.84 | 76.83 | 0.01 | 0
2030 | PJM_ROM_2_PJM_ROR | PJM_ROM | PJM_ROR | Internal | Summer | B1 | 10 | 8000 | 0 | 194.23 | 140.39 | 0.01 | 0
2030 | PJM_ROM_2_PJM_ROR | PJM_ROM | PJM_ROR | Internal | Summer | B2 | 25 | 8000 | 0 | 194.21 | 140.39 | 0.01 | 0
2030 | PJM_ROM_2_PJM_ROR | PJM_ROM | PJM_ROR | Internal | Summer | B3 | 75 | 8000 | 0 | 140.4 | 140.39 | 0.01 | 0
2030 | PJM_ROM_2_PJM_ROR | PJM_ROM | PJM_ROR | Internal | Summer | B4 | 100 | 8000 | 0 | 140.4 | 140.39 | 0.01 | 0
2030 | PJM_ROM_2_PJM_ROR | PJM_ROM | PJM_ROR | Internal | Summer | B5 | 200 | 8000 | 0 | 131.01 | 131 | 0.01 | 0
2030 | PJM_ROM_2_PJM_ROR | PJM_ROM | PJM_ROR | Internal | Summer | B6 | 300 | 8000 | 0 | 102.21 | 102.19 | 0.01 | 0
2030 | PJM_ROM_2_PJM_ROR | PJM_ROM | PJM_ROR | Internal | Summer | B7 | 400 | 8000 | 0 | 92.91 | 92.9 | 0.01 | 0
2030 | PJM_ROM_2_PJM_ROR | PJM_ROM | PJM_ROR | Internal | Summer | B8 | 500 | 8000 | 0 | 88.26 | 88.25 | 0.01 | 0
2030 | PJM_ROM_2_PJM_ROR | PJM_ROM | PJM_ROR | Internal | Summer | B9 | 800 | 8000 | 0 | 85.36 | 85.34 | 0.01 | 0
2030 | PJM_ROM_2_PJM_ROR | PJM_ROM | PJM_ROR | Internal | Summer | B10 | 1262 | 8000 | 0 | 74.88 | 74.87 | 0.01 | 0
2030 | PJM_ROM_2_PJM_ROR | PJM_ROM | PJM_ROR | Internal | Winter | B16 | 25 | 8000 | 0 | 100.51 | 92.94 | 0.01 | 0
2030 | PJM_ROM_2_PJM_ROR | PJM_ROM | PJM_ROR | Internal | Winter | B17 | 100 | 8000 | 0 | 95.93 | 95.92 | 0.01 | 0
2030 | PJM_ROM_2_PJM_ROR | PJM_ROM | PJM_ROR | Internal | Winter | B18 | 400 | 8000 | 0 | 93.98 | 91.17 | 0.01 | 0
2030 | PJM_ROM_2_PJM_ROR | PJM_ROM | PJM_ROR | Internal | Winter | B19 | 700 | 8000 | 0 | 93.51 | 91.17 | 0.01 | 0
2030 | PJM_ROM_2_PJM_ROR | PJM_ROM | PJM_ROR | Internal | Winter | B20 | 935 | 8000 | 0 | 81.33 | 79.74 | 0.01 | 0
2030 | SOCO_2_ENT | SOCO | ENT | Internal | Shoulder | B11 | 25 | 2400 | 0 | 95.77 | 94.22 | 10 | 0
2030 | SOCO_2_ENT | SOCO | ENT | Internal | Shoulder | B12 | 200 | 2400 | 0 | 92.38 | 93.53 | 10 | 0
2030 | SOCO_2_ENT | SOCO | ENT | Internal | Shoulder | B13 | 600 | 2400 | 0 | 92.38 | 90.37 | 10 | 0
2030 | SOCO_2_ENT | SOCO | ENT | Internal | Shoulder | B14 | 900 | 2400 | 0 | 92.38 | 90.09 | 10 | 0
2030 | SOCO_2_ENT | SOCO | ENT | Internal | Shoulder | B15 | 1203 | 2400 | 0 | 89.83 | 83.94 | 10 | 0
2030 | SOCO_2_ENT | SOCO | ENT | Internal | Summer | B1 | 10 | 2400 | 0 | 149.4 | 140.86 | 10 | 0
2030 | SOCO_2_ENT | SOCO | ENT | Internal | Summer | B2 | 25 | 2400 | 0 | 149.4 | 141.4 | 10 | 0
2030 | SOCO_2_ENT | SOCO | ENT | Internal | Summer | B3 | 75 | 2400 | 0 | 149.4 | 141.4 | 10 | 0
2030 | SOCO_2_ENT | SOCO | ENT | Internal | Summer | B4 | 100 | 2400 | 0 | 146.39 | 138.39 | 10 | 0
2030 | SOCO_2_ENT | SOCO | ENT | Internal | Summer | B5 | 200 | 2400 | 0 | 127 | 122.75 | 10 | 0
2030 | SOCO_2_ENT | SOCO | ENT | Internal | Summer | B6 | 300 | 2400 | 0 | 94.88 | 93.95 | 10 | 0
2030 | SOCO_2_ENT | SOCO | ENT | Internal | Summer | B7 | 400 | 2400 | 0 | 90.88 | 92.56 | 10 | 0
2030 | SOCO_2_ENT | SOCO | ENT | Internal | Summer | B8 | 500 | 2400 | 0 | 90.88 | 91.87 | 10 | 0
2030 | SOCO_2_ENT | SOCO | ENT | Internal | Summer | B9 | 800 | 2400 | 0 | 90.88 | 88.77 | 10 | 0
2030 | SOCO_2_ENT | SOCO | ENT | Internal | Summer | B10 | 1262 | 2400 | 0 | 81.64 | 82.61 | 10 | 0
2030 | SOCO_2_ENT | SOCO | ENT | Internal | Winter | B16 | 25 | 2400 | 0 | 99.05 | 97.52 | 10 | 0
2030 | SOCO_2_ENT | SOCO | ENT | Internal | Winter | B17 | 100 | 2400 | 0 | 95.54 | 93.53 | 10 | 0
2030 | SOCO_2_ENT | SOCO | ENT | Internal | Winter | B18 | 400 | 2400 | 0 | 95.54 | 93.53 | 10 | 0
2030 | SOCO_2_ENT | SOCO | ENT | Internal | Winter | B19 | 700 | 2400 | 0 | 95.54 | 93.53 | 10 | 0
2030 | SOCO_2_ENT | SOCO | ENT | Internal | Winter | B20 | 935 | 2400 | 0 | 92 | 86.6 | 10 | 0
2030 | SOCO_2_FRCC | SOCO | FRCC | Internal | Shoulder | B11 | 25 | 3700 | 300.87 | 95.77 | 105.77 | 10 | 0
2030 | SOCO_2_FRCC | SOCO | FRCC | Internal | Shoulder | B12 | 200 | 3700 | 0 | 92.38 | 97.62 | 10 | 0
2030 | SOCO_2_FRCC | SOCO | FRCC | Internal | Shoulder | B13 | 600 | 3700 | 0 | 92.38 | 97.62 | 10 | 0
2030 | SOCO_2_FRCC | SOCO | FRCC | Internal | Shoulder | B14 | 900 | 3700 | 0 | 92.38 | 97.62 | 10 | 0
2030 | SOCO_2_FRCC | SOCO | FRCC | Internal | Shoulder | B15 | 1203 | 3700 | 0 | 89.83 | 84.43 | 10 | 0
2030 | SOCO_2_FRCC | SOCO | FRCC | Internal | Summer | B1 | 10 | 3700 | 0 | 149.4 | 155.87 | 10 | 0
2030 | SOCO_2_FRCC | SOCO | FRCC | Internal | Summer | B2 | 25 | 3700 | 0 | 149.4 | 155.87 | 10 | 0
2030 | SOCO_2_FRCC | SOCO | FRCC | Internal | Summer | B3 | 75 | 3700 | 0 | 149.4 | 151.58 | 10 | 0
2030 | SOCO_2_FRCC | SOCO | FRCC | Internal | Summer | B4 | 100 | 3700 | 0 | 146.39 | 151.58 | 10 | 0
2030 | SOCO_2_FRCC | SOCO | FRCC | Internal | Summer | B5 | 200 | 3700 | 0 | 127 | 119.83 | 10 | 0
2030 | SOCO_2_FRCC | SOCO | FRCC | Internal | Summer | B6 | 300 | 3700 | 0 | 94.88 | 96.7 | 10 | 0
2030 | SOCO_2_FRCC | SOCO | FRCC | Internal | Summer | B7 | 400 | 3700 | 0 | 90.88 | 96.7 | 10 | 0
2030 | SOCO_2_FRCC | SOCO | FRCC | Internal | Summer | B8 | 500 | 3700 | 0 | 90.88 | 96.7 | 10 | 0
2030 | SOCO_2_FRCC | SOCO | FRCC | Internal | Summer | B9 | 800 | 3700 | 0 | 90.88 | 96.7 | 10 | 0
2030 | SOCO_2_FRCC | SOCO | FRCC | Internal | Summer | B10 | 1262 | 3700 | 0 | 81.64 | 83.66 | 10 | 0
2030 | SOCO_2_FRCC | SOCO | FRCC | Internal | Winter | B16 | 25 | 3700 | 0 | 99.05 | 100.28 | 10 | 0
2030 | SOCO_2_FRCC | SOCO | FRCC | Internal | Winter | B17 | 100 | 3700 | 0 | 95.54 | 100.28 | 10 | 0
2030 | SOCO_2_FRCC | SOCO | FRCC | Internal | Winter | B18 | 400 | 3700 | 0 | 95.54 | 100.28 | 10 | 0
2030 | SOCO_2_FRCC | SOCO | FRCC | Internal | Winter | B19 | 700 | 3700 | 0 | 95.54 | 100.28 | 10 | 0
2030 | SOCO_2_FRCC | SOCO | FRCC | Internal | Winter | B20 | 935 | 3700 | 0 | 92 | 86.69 | 10 | 0
2030 | SOCO_2_TVA_Transmission | SOCO | TVA_Transmission | Internal | Shoulder | B11 | 25 | 2600 | 0 | 95.77 | 96.94 | 10 | 0
2030 | SOCO_2_TVA_Transmission | SOCO | TVA_Transmission | Internal | Shoulder | B12 | 200 | 2600 | 0 | 92.38 | 94.19 | 10 | 0
2030 | SOCO_2_TVA_Transmission | SOCO | TVA_Transmission | Internal | Shoulder | B13 | 600 | 2600 | 0 | 92.38 | 93.22 | 10 | 0
2030 | SOCO_2_TVA_Transmission | SOCO | TVA_Transmission | Internal | Shoulder | B14 | 900 | 2600 | 0 | 92.38 | 92.91 | 10 | 0
2030 | SOCO_2_TVA_Transmission | SOCO | TVA_Transmission | Internal | Shoulder | B15 | 1203 | 2600 | 0 | 89.83 | 82.83 | 10 | 0
2030 | SOCO_2_TVA_Transmission | SOCO | TVA_Transmission | Internal | Summer | B1 | 10 | 2600 | 0 | 149.4 | 148.86 | 10 | 0
2030 | SOCO_2_TVA_Transmission | SOCO | TVA_Transmission | Internal | Summer | B2 | 25 | 2600 | 0 | 149.4 | 148.86 | 10 | 0
2030 | SOCO_2_TVA_Transmission | SOCO | TVA_Transmission | Internal | Summer | B3 | 75 | 2600 | 0 | 149.4 | 146.39 | 10 | 0
2030 | SOCO_2_TVA_Transmission | SOCO | TVA_Transmission | Internal | Summer | B4 | 100 | 2600 | 0 | 146.39 | 146.39 | 10 | 0
2030 | SOCO_2_TVA_Transmission | SOCO | TVA_Transmission | Internal | Summer | B5 | 200 | 2600 | 0 | 127 | 129.87 | 10 | 0
2030 | SOCO_2_TVA_Transmission | SOCO | TVA_Transmission | Internal | Summer | B6 | 300 | 2600 | 0 | 94.88 | 101.08 | 10 | 0
2030 | SOCO_2_TVA_Transmission | SOCO | TVA_Transmission | Internal | Summer | B7 | 400 | 2600 | 0 | 90.88 | 95.07 | 10 | 0
2030 | SOCO_2_TVA_Transmission | SOCO | TVA_Transmission | Internal | Summer | B8 | 500 | 2600 | 0 | 90.88 | 92.24 | 10 | 0
2030 | SOCO_2_TVA_Transmission | SOCO | TVA_Transmission | Internal | Summer | B9 | 800 | 2600 | 0 | 90.88 | 90.54 | 10 | 0
2030 | SOCO_2_TVA_Transmission | SOCO | TVA_Transmission | Internal | Summer | B10 | 1262 | 2600 | 0 | 81.64 | 79.78 | 10 | 0
2030 | SOCO_2_TVA_Transmission | SOCO | TVA_Transmission | Internal | Winter | B16 | 25 | 2600 | 0 | 99.05 | 98.94 | 10 | 0
2030 | SOCO_2_TVA_Transmission | SOCO | TVA_Transmission | Internal | Winter | B17 | 100 | 2600 | 0 | 95.54 | 98.67 | 10 | 0
2030 | SOCO_2_TVA_Transmission | SOCO | TVA_Transmission | Internal | Winter | B18 | 400 | 2600 | 0 | 95.54 | 95.94 | 10 | 0
2030 | SOCO_2_TVA_Transmission | SOCO | TVA_Transmission | Internal | Winter | B19 | 700 | 2600 | 0 | 95.54 | 95.85 | 10 | 0
2030 | SOCO_2_TVA_Transmission | SOCO | TVA_Transmission | Internal | Winter | B20 | 935 | 2600 | 0 | 92 | 85.74 | 10 | 0
2030 | SOCO_2_VACAR | SOCO | VACAR | Internal | Shoulder | B11 | 25 | 2000 | 0 | 95.77 | 98.1 | 10 | 0
2030 | SOCO_2_VACAR | SOCO | VACAR | Internal | Shoulder | B12 | 200 | 2000 | 0 | 92.38 | 95.66 | 10 | 0
2030 | SOCO_2_VACAR | SOCO | VACAR | Internal | Shoulder | B13 | 600 | 2000 | 0 | 92.38 | 93.83 | 10 | 0
2030 | SOCO_2_VACAR | SOCO | VACAR | Internal | Shoulder | B14 | 900 | 2000 | 0 | 92.38 | 89.45 | 10 | 0
2030 | SOCO_2_VACAR | SOCO | VACAR | Internal | Shoulder | B15 | 1203 | 2000 | 0 | 89.83 | 82.83 | 10 | 0
2030 | SOCO_2_VACAR | SOCO | VACAR | Internal | Summer | B1 | 10 | 2000 | 0 | 149.4 | 151.39 | 10 | 0
2030 | SOCO_2_VACAR | SOCO | VACAR | Internal | Summer | B2 | 25 | 2000 | 0 | 149.4 | 151.39 | 10 | 0
2030 | SOCO_2_VACAR | SOCO | VACAR | Internal | Summer | B3 | 75 | 2000 | 0 | 149.4 | 151.39 | 10 | 0
2030 | SOCO_2_VACAR | SOCO | VACAR | Internal | Summer | B4 | 100 | 2000 | 0 | 146.39 | 151.39 | 10 | 0
2030 | SOCO_2_VACAR | SOCO | VACAR | Internal | Summer | B5 | 200 | 2000 | 1477.4 | 127 | 137 | 10 | 0
2030 | SOCO_2_VACAR | SOCO | VACAR | Internal | Summer | B6 | 300 | 2000 | 2182.6 | 94.88 | 108.19 | 10 | 3.32
2030 | SOCO_2_VACAR | SOCO | VACAR | Internal | Summer | B7 | 400 | 2000 | 0 | 90.88 | 98.9 | 10 | 0
2030 | SOCO_2_VACAR | SOCO | VACAR | Internal | Summer | B8 | 500 | 2000 | 0 | 90.88 | 93.42 | 10 | 0
2030 | SOCO_2_VACAR | SOCO | VACAR | Internal | Summer | B9 | 800 | 2000 | 0 | 90.88 | 83.88 | 10 | 0
2030 | SOCO_2_VACAR | SOCO | VACAR | Internal | Summer | B10 | 1262 | 2000 | 0 | 81.64 | 80.87 | 10 | 0
2030 | SOCO_2_VACAR | SOCO | VACAR | Internal | Winter | B16 | 25 | 2000 | 2000 | 99.05 | 111.44 | 10 | 2.39
2030 | SOCO_2_VACAR | SOCO | VACAR | Internal | Winter | B17 | 100 | 2000 | 612.65 | 95.54 | 105.54 | 10 | 0
2030 | SOCO_2_VACAR | SOCO | VACAR | Internal | Winter | B18 | 400 | 2000 | 0 | 95.54 | 97.17 | 10 | 0
2030 | SOCO_2_VACAR | SOCO | VACAR | Internal | Winter | B19 | 700 | 2000 | 0 | 95.54 | 94.39 | 10 | 0
2030 | SOCO_2_VACAR | SOCO | VACAR | Internal | Winter | B20 | 935 | 2000 | 0 | 92 | 87.21 | 10 | 0
2030 | SPP_N_2_ENT | SPP_N | ENT | Internal | Shoulder | B11 | 25 | 1800 | 0 | 93.79 | 94.22 | 5 | 0
2030 | SPP_N_2_ENT | SPP_N | ENT | Internal | Shoulder | B12 | 200 | 1800 | 0 | 88.65 | 93.53 | 5 | 0
2030 | SPP_N_2_ENT | SPP_N | ENT | Internal | Shoulder | B13 | 600 | 1800 | 0 | 85.38 | 90.37 | 5 | 0
2030 | SPP_N_2_ENT | SPP_N | ENT | Internal | Shoulder | B14 | 900 | 1800 | 2737 | 83.5 | 90.09 | 5 | 1.6
2030 | SPP_N_2_ENT | SPP_N | ENT | Internal | Shoulder | B15 | 1203 | 1800 | 1800 | 78.16 | 83.94 | 5 | 0.78
2030 | SPP_N_2_ENT | SPP_N | ENT | Internal | Summer | B1 | 10 | 1800 | 1800 | 135.82 | 140.86 | 5 | 0.04
2030 | SPP_N_2_ENT | SPP_N | ENT | Internal | Summer | B2 | 25 | 1800 | 0 | 138.21 | 141.4 | 5 | 0
2030 | SPP_N_2_ENT | SPP_N | ENT | Internal | Summer | B3 | 75 | 1800 | 0 | 141.04 | 141.4 | 5 | 0
2030 | SPP_N_2_ENT | SPP_N | ENT | Internal | Summer | B4 | 100 | 1800 | 0 | 135.19 | 138.39 | 5 | 0
2030 | SPP_N_2_ENT | SPP_N | ENT | Internal | Summer | B5 | 200 | 1800 | 0 | 130.75 | 122.75 | 5 | 0
2030 | SPP_N_2_ENT | SPP_N | ENT | Internal | Summer | B6 | 300 | 1800 | 0 | 101.96 | 93.95 | 5 | 0
2030 | SPP_N_2_ENT | SPP_N | ENT | Internal | Summer | B7 | 400 | 1800 | 0 | 95.86 | 92.56 | 5 | 0
2030 | SPP_N_2_ENT | SPP_N | ENT | Internal | Summer | B8 | 500 | 1800 | 0 | 90.58 | 91.87 | 5 | 0
2030 | SPP_N_2_ENT | SPP_N | ENT | Internal | Summer | B9 | 800 | 1800 | 0 | 89.84 | 88.77 | 5 | 0
2030 | SPP_N_2_ENT | SPP_N | ENT | Internal | Summer | B10 | 1262 | 1800 | 1800 | 77.39 | 82.61 | 5 | 0.22
2030 | SPP_N_2_ENT | SPP_N | ENT | Internal | Winter | B16 | 25 | 1800 | 0 | 93.54 | 97.52 | 5 | 0
2030 | SPP_N_2_ENT | SPP_N | ENT | Internal | Winter | B17 | 100 | 1800 | 1547.15 | 88.53 | 93.53 | 5 | 0
2030 | SPP_N_2_ENT | SPP_N | ENT | Internal | Winter | B18 | 400 | 1800 | 1418.28 | 88.53 | 93.53 | 5 | 0
2030 | SPP_N_2_ENT | SPP_N | ENT | Internal | Winter | B19 | 700 | 1800 | 1800 | 87.55 | 93.53 | 5 | 0.97
2030 | SPP_N_2_ENT | SPP_N | ENT | Internal | Winter | B20 | 935 | 1800 | 1800 | 81.07 | 86.6 | 5 | 0.53
2030 | SPP_N_2_MISO_MO-IL | SPP_N | MISO_MO-IL | Internal | Shoulder | B11 | 25 | 2000 | 0 | 93.79 | 90.23 | 5 | 0
2030 | SPP_N_2_MISO_MO-IL | SPP_N | MISO_MO-IL | Internal | Shoulder | B12 | 200 | 2000 | 0 | 88.65 | 87.66 | 5 | 0
2030 | SPP_N_2_MISO_MO-IL | SPP_N | MISO_MO-IL | Internal | Shoulder | B13 | 600 | 2000 | 0 | 85.38 | 86.78 | 5 | 0
2030 | SPP_N_2_MISO_MO-IL | SPP_N | MISO_MO-IL | Internal | Shoulder | B14 | 900 | 2000 | 0 | 83.5 | 85.56 | 5 | 0
2030 | SPP_N_2_MISO_MO-IL | SPP_N | MISO_MO-IL | Internal | Shoulder | B15 | 1203 | 2000 | 0 | 78.16 | 75.94 | 5 | 0
2030 | SPP_N_2_MISO_MO-IL | SPP_N | MISO_MO-IL | Internal | Summer | B1 | 10 | 2000 | 2000 | 135.82 | 140.86 | 5 | 0.04
2030 | SPP_N_2_MISO_MO-IL | SPP_N | MISO_MO-IL | Internal | Summer | B2 | 25 | 2000 | 0 | 138.21 | 140.86 | 5 | 0
2030 | SPP_N_2_MISO_MO-IL | SPP_N | MISO_MO-IL | Internal | Summer | B3 | 75 | 2000 | 0 | 141.04 | 141.04 | 5 | 0
2030 | SPP_N_2_MISO_MO-IL | SPP_N | MISO_MO-IL | Internal | Summer | B4 | 100 | 2000 | 744.86 | 135.19 | 140.19 | 5 | 0
2030 | SPP_N_2_MISO_MO-IL | SPP_N | MISO_MO-IL | Internal | Summer | B5 | 200 | 2000 | 0 | 130.75 | 130.75 | 5 | 0
2030 | SPP_N_2_MISO_MO-IL | SPP_N | MISO_MO-IL | Internal | Summer | B6 | 300 | 2000 | 0 | 101.96 | 101.95 | 5 | 0
2030 | SPP_N_2_MISO_MO-IL | SPP_N | MISO_MO-IL | Internal | Summer | B7 | 400 | 2000 | 0 | 95.86 | 92.67 | 5 | 0
2030 | SPP_N_2_MISO_MO-IL | SPP_N | MISO_MO-IL | Internal | Summer | B8 | 500 | 2000 | 0 | 90.58 | 86.25 | 5 | 0
2030 | SPP_N_2_MISO_MO-IL | SPP_N | MISO_MO-IL | Internal | Summer | B9 | 800 | 2000 | 0 | 89.84 | 83.34 | 5 | 0
2030 | SPP_N_2_MISO_MO-IL | SPP_N | MISO_MO-IL | Internal | Summer | B10 | 1262 | 2000 | 0 | 77.39 | 74.61 | 5 | 0
2030 | SPP_N_2_MISO_MO-IL | SPP_N | MISO_MO-IL | Internal | Winter | B16 | 25 | 2000 | 0 | 93.54 | 90.94 | 5 | 0
2030 | SPP_N_2_MISO_MO-IL | SPP_N | MISO_MO-IL | Internal | Winter | B17 | 100 | 2000 | 0 | 88.53 | 90.67 | 5 | 0
2030 | SPP_N_2_MISO_MO-IL | SPP_N | MISO_MO-IL | Internal | Winter | B18 | 400 | 2000 | 0 | 88.53 | 89.18 | 5 | 0
2030 | SPP_N_2_MISO_MO-IL | SPP_N | MISO_MO-IL | Internal | Winter | B19 | 700 | 2000 | 0 | 87.55 | 89.18 | 5 | 0
2030 | SPP_N_2_MISO_MO-IL | SPP_N | MISO_MO-IL | Internal | Winter | B20 | 935 | 2000 | 0 | 81.07 | 78.6 | 5 | 0
2030 | SPP_N_2_MISO_W | SPP_N | MISO_W | Internal | Shoulder | B11 | 25 | 750 | 0 | 93.79 | 90.22 | 5 | 0
2030 | SPP_N_2_MISO_W | SPP_N | MISO_W | Internal | Shoulder | B12 | 200 | 750 | 0 | 88.65 | 87.34 | 5 | 0
2030 | SPP_N_2_MISO_W | SPP_N | MISO_W | Internal | Shoulder | B13 | 600 | 750 | 0 | 85.38 | 85.37 | 5 | 0
2030 | SPP_N_2_MISO_W | SPP_N | MISO_W | Internal | Shoulder | B14 | 900 | 750 | 0 | 83.5 | 81.24 | 5 | 0
2030 | SPP_N_2_MISO_W | SPP_N | MISO_W | Internal | Shoulder | B15 | 1203 | 750 | 0 | 78.16 | 71.62 | 5 | 0
2030 | SPP_N_2_MISO_W | SPP_N | MISO_W | Internal | Summer | B1 | 10 | 750 | 750 | 135.82 | 140.85 | 5 | 0.03
2030 | SPP_N_2_MISO_W | SPP_N | MISO_W | Internal | Summer | B2 | 25 | 750 | 0 | 138.21 | 139.43 | 5 | 0
2030 | SPP_N_2_MISO_W | SPP_N | MISO_W | Internal | Summer | B3 | 75 | 750 | 0 | 141.04 | 141.03 | 5 | 0
2030 | SPP_N_2_MISO_W | SPP_N | MISO_W | Internal | Summer | B4 | 100 | 750 | 0 | 135.19 | 139.69 | 5 | 0
2030 | SPP_N_2_MISO_W | SPP_N | MISO_W | Internal | Summer | B5 | 200 | 750 | 0 | 130.75 | 130.74 | 5 | 0
2030 | SPP_N_2_MISO_W | SPP_N | MISO_W | Internal | Summer | B6 | 300 | 750 | 0 | 101.96 | 101.94 | 5 | 0
2030 | SPP_N_2_MISO_W | SPP_N | MISO_W | Internal | Summer | B7 | 400 | 750 | 0 | 95.86 | 90.43 | 5 | 0
2030 | SPP_N_2_MISO_W | SPP_N | MISO_W | Internal | Summer | B8 | 500 | 750 | 0 | 90.58 | 85.74 | 5 | 0
2030 | SPP_N_2_MISO_W | SPP_N | MISO_W | Internal | Summer | B9 | 800 | 750 | 0 | 89.84 | 82.84 | 5 | 0
2030 | SPP_N_2_MISO_W | SPP_N | MISO_W | Internal | Summer | B10 | 1262 | 750 | 0 | 77.39 | 70.39 | 5 | 0
2030 | SPP_N_2_MISO_W | SPP_N | MISO_W | Internal | Winter | B16 | 25 | 750 | 0 | 93.54 | 86.61 | 5 | 0
2030 | SPP_N_2_MISO_W | SPP_N | MISO_W | Internal | Winter | B17 | 100 | 750 | 0 | 88.53 | 86.35 | 5 | 0
2030 | SPP_N_2_MISO_W | SPP_N | MISO_W | Internal | Winter | B18 | 400 | 750 | 0 | 88.53 | 86.35 | 5 | 0
2030 | SPP_N_2_MISO_W | SPP_N | MISO_W | Internal | Winter | B19 | 700 | 750 | 0 | 87.55 | 86.35 | 5 | 0
2030 | SPP_N_2_MISO_W | SPP_N | MISO_W | Internal | Winter | B20 | 935 | 750 | 0 | 81.07 | 74.28 | 5 | 0
2030 | SPP_N_2_NE | SPP_N | NE | Internal | Shoulder | B11 | 25 | 330 | 0 | 93.79 | 93.78 | 0.01 | 0
2030 | SPP_N_2_NE | SPP_N | NE | Internal | Shoulder | B12 | 200 | 330 | 0 | 88.65 | 88.64 | 0.01 | 0
2030 | SPP_N_2_NE | SPP_N | NE | Internal | Shoulder | B13 | 600 | 330 | 0 | 85.38 | 85.37 | 0.01 | 0
2030 | SPP_N_2_NE | SPP_N | NE | Internal | Shoulder | B14 | 900 | 330 | 0 | 83.5 | 83.48 | 0.01 | 0
2030 | SPP_N_2_NE | SPP_N | NE | Internal | Shoulder | B15 | 1203 | 330 | 0 | 78.16 | 78.15 | 0.01 | 0
2030 | SPP_N_2_NE | SPP_N | NE | Internal | Summer | B1 | 10 | 330 | 2823.68 | 135.82 | 135.85 | 0.01 | 0.01
2030 | SPP_N_2_NE | SPP_N | NE | Internal | Summer | B2 | 25 | 330 | 1230.58 | 138.21 | 138.23 | 0.01 | 0.01
2030 | SPP_N_2_NE | SPP_N | NE | Internal | Summer | B3 | 75 | 330 | 0 | 141.04 | 141.03 | 0.01 | 0
2030 | SPP_N_2_NE | SPP_N | NE | Internal | Summer | B4 | 100 | 330 | 883.59 | 135.19 | 135.21 | 0.01 | 0.01
2030 | SPP_N_2_NE | SPP_N | NE | Internal | Summer | B5 | 200 | 330 | 0 | 130.75 | 130.74 | 0.01 | 0
2030 | SPP_N_2_NE | SPP_N | NE | Internal | Summer | B6 | 300 | 330 | 0 | 101.96 | 101.95 | 0.01 | 0
2030 | SPP_N_2_NE | SPP_N | NE | Internal | Summer | B7 | 400 | 330 | 0 | 95.86 | 95.85 | 0.01 | 0
2030 | SPP_N_2_NE | SPP_N | NE | Internal | Summer | B8 | 500 | 330 | 0 | 90.58 | 90.57 | 0.01 | 0
2030 | SPP_N_2_NE | SPP_N | NE | Internal | Summer | B9 | 800 | 330 | 0 | 89.84 | 89.83 | 0.01 | 0
2030 | SPP_N_2_NE | SPP_N | NE | Internal | Summer | B10 | 1262 | 330 | 0 | 77.39 | 77.38 | 0.01 | 0
2030 | SPP_N_2_NE | SPP_N | NE | Internal | Winter | B16 | 25 | 330 | 0 | 93.54 | 93.53 | 0.01 | 0
2030 | SPP_N_2_NE | SPP_N | NE | Internal | Winter | B17 | 100 | 330 | 0 | 88.53 | 88.52 | 0.01 | 0
2030 | SPP_N_2_NE | SPP_N | NE | Internal | Winter | B18 | 400 | 330 | 0 | 88.53 | 88.52 | 0.01 | 0
2030 | SPP_N_2_NE | SPP_N | NE | Internal | Winter | B19 | 700 | 330 | 0 | 87.55 | 87.54 | 0.01 | 0
2030 | SPP_N_2_NE | SPP_N | NE | Internal | Winter | B20 | 935 | 330 | 0 | 81.07 | 81.06 | 0.01 | 0
2030 | SPP_N_2_SPP_S | SPP_N | SPP_S | Internal | Shoulder | B11 | 25 | 4000 | 0 | 93.79 | 93.65 | 0.01 | 0
2030 | SPP_N_2_SPP_S | SPP_N | SPP_S | Internal | Shoulder | B12 | 200 | 4000 | 854.95 | 88.65 | 88.66 | 0.01 | 0
2030 | SPP_N_2_SPP_S | SPP_N | SPP_S | Internal | Shoulder | B13 | 600 | 4000 | 0 | 85.38 | 85.37 | 0.01 | 0
2030 | SPP_N_2_SPP_S | SPP_N | SPP_S | Internal | Shoulder | B14 | 900 | 4000 | 0 | 83.5 | 83.25 | 0.01 | 0
2030 | SPP_N_2_SPP_S | SPP_N | SPP_S | Internal | Shoulder | B15 | 1203 | 4000 | 0 | 78.16 | 78.1 | 0.01 | 0
2030 | SPP_N_2_SPP_S | SPP_N | SPP_S | Internal | Summer | B1 | 10 | 4000 | 0 | 135.82 | 134.02 | 0.01 | 0
2030 | SPP_N_2_SPP_S | SPP_N | SPP_S | Internal | Summer | B2 | 25 | 4000 | 0 | 138.21 | 136.4 | 0.01 | 0
2030 | SPP_N_2_SPP_S | SPP_N | SPP_S | Internal | Summer | B3 | 75 | 4000 | 0 | 141.04 | 139.24 | 0.01 | 0
2030 | SPP_N_2_SPP_S | SPP_N | SPP_S | Internal | Summer | B4 | 100 | 4000 | 0 | 135.19 | 133.39 | 0.01 | 0
2030 | SPP_N_2_SPP_S | SPP_N | SPP_S | Internal | Summer | B5 | 200 | 4000 | 0 | 130.75 | 128.95 | 0.01 | 0
2030 | SPP_N_2_SPP_S | SPP_N | SPP_S | Internal | Summer | B6 | 300 | 4000 | 0 | 101.96 | 100.16 | 0.01 | 0
2030 | SPP_N_2_SPP_S | SPP_N | SPP_S | Internal | Summer | B7 | 400 | 4000 | 0 | 95.86 | 94.05 | 0.01 | 0
2030 | SPP_N_2_SPP_S | SPP_N | SPP_S | Internal | Summer | B8 | 500 | 4000 | 0 | 90.58 | 88.78 | 0.01 | 0
2030 | SPP_N_2_SPP_S | SPP_N | SPP_S | Internal | Summer | B9 | 800 | 4000 | 0 | 89.84 | 88.69 | 0.01 | 0
2030 | SPP_N_2_SPP_S | SPP_N | SPP_S | Internal | Summer | B10 | 1262 | 4000 | 880.06 | 77.39 | 77.4 | 0.01 | 0
2030 | SPP_N_2_SPP_S | SPP_N | SPP_S | Internal | Winter | B16 | 25 | 4000 | 0 | 93.54 | 93.53 | 0.01 | 0
2030 | SPP_N_2_SPP_S | SPP_N | SPP_S | Internal | Winter | B17 | 100 | 4000 | 0 | 88.53 | 88.52 | 0.01 | 0
2030 | SPP_N_2_SPP_S | SPP_N | SPP_S | Internal | Winter | B18 | 400 | 4000 | 0 | 88.53 | 88.52 | 0.01 | 0
2030 | SPP_N_2_SPP_S | SPP_N | SPP_S | Internal | Winter | B19 | 700 | 4000 | 0 | 87.55 | 87.22 | 0.01 | 0
2030 | SPP_N_2_SPP_S | SPP_N | SPP_S | Internal | Winter | B20 | 935 | 4000 | 0 | 81.07 | 80.95 | 0.01 | 0
2030 | SPP_S_2_ENT | SPP_S | ENT | Internal | Shoulder | B11 | 25 | 850 | 0 | 93.65 | 94.22 | 5 | 0
2030 | SPP_S_2_ENT | SPP_S | ENT | Internal | Shoulder | B12 | 200 | 850 | 0 | 88.66 | 93.53 | 5 | 0
2030 | SPP_S_2_ENT | SPP_S | ENT | Internal | Shoulder | B13 | 600 | 850 | 7.18 | 85.37 | 90.37 | 5 | 0
2030 | SPP_S_2_ENT | SPP_S | ENT | Internal | Shoulder | B14 | 900 | 850 | 2217.48 | 83.25 | 90.09 | 5 | 1.85
2030 | SPP_S_2_ENT | SPP_S | ENT | Internal | Shoulder | B15 | 1203 | 850 | 850 | 78.1 | 83.94 | 5 | 0.84
2030 | SPP_S_2_ENT | SPP_S | ENT | Internal | Summer | B1 | 10 | 850 | 2913.74 | 134.02 | 140.86 | 5 | 1.85
2030 | SPP_S_2_ENT | SPP_S | ENT | Internal | Summer | B2 | 25 | 850 | 596.51 | 136.4 | 141.4 | 5 | 0
2030 | SPP_S_2_ENT | SPP_S | ENT | Internal | Summer | B3 | 75 | 850 | 0 | 139.24 | 141.4 | 5 | 0
2030 | SPP_S_2_ENT | SPP_S | ENT | Internal | Summer | B4 | 100 | 850 | 217.21 | 133.39 | 138.39 | 5 | 0
2030 | SPP_S_2_ENT | SPP_S | ENT | Internal | Summer | B5 | 200 | 850 | 0 | 128.95 | 122.75 | 5 | 0
2030 | SPP_S_2_ENT | SPP_S | ENT | Internal | Summer | B6 | 300 | 850 | 0 | 100.16 | 93.95 | 5 | 0
2030 | SPP_S_2_ENT | SPP_S | ENT | Internal | Summer | B7 | 400 | 850 | 0 | 94.05 | 92.56 | 5 | 0
2030 | SPP_S_2_ENT | SPP_S | ENT | Internal | Summer | B8 | 500 | 850 | 0 | 88.78 | 91.87 | 5 | 0
2030 | SPP_S_2_ENT | SPP_S | ENT | Internal | Summer | B9 | 800 | 850 | 0 | 88.69 | 88.77 | 5 | 0
2030 | SPP_S_2_ENT | SPP_S | ENT | Internal | Summer | B10 | 1262 | 850 | 850 | 77.4 | 82.61 | 5 | 0.21
2030 | SPP_S_2_ENT | SPP_S | ENT | Internal | Winter | B16 | 25 | 850 | 0 | 93.53 | 97.52 | 5 | 0
2030 | SPP_S_2_ENT | SPP_S | ENT | Internal | Winter | B17 | 100 | 850 | 850 | 88.52 | 93.53 | 5 | 0.01
2030 | SPP_S_2_ENT | SPP_S | ENT | Internal | Winter | B18 | 400 | 850 | 850 | 88.52 | 93.53 | 5 | 0.01
2030 | SPP_S_2_ENT | SPP_S | ENT | Internal | Winter | B19 | 700 | 850 | 850 | 87.22 | 93.53 | 5 | 1.31
2030 | SPP_S_2_ENT | SPP_S | ENT | Internal | Winter | B20 | 935 | 850 | 850 | 80.95 | 86.6 | 5 | 0.65
2030 | SPP_S_2_SPP_N | SPP_S | SPP_N | Internal | Shoulder | B11 | 25 | 640 | 640 | 93.65 | 93.79 | 0.01 | 0.13
2030 | SPP_S_2_SPP_N | SPP_S | SPP_N | Internal | Shoulder | B12 | 200 | 640 | 0 | 88.66 | 88.65 | 0.01 | 0
2030 | SPP_S_2_SPP_N | SPP_S | SPP_N | Internal | Shoulder | B13 | 600 | 640 | 120.99 | 85.37 | 85.38 | 0.01 | 0
2030 | SPP_S_2_SPP_N | SPP_S | SPP_N | Internal | Shoulder | B14 | 900 | 640 | 640 | 83.25 | 83.5 | 0.01 | 0.24
2030 | SPP_S_2_SPP_N | SPP_S | SPP_N | Internal | Shoulder | B15 | 1203 | 640 | 640 | 78.1 | 78.16 | 0.01 | 0.05
2030 | SPP_S_2_SPP_N | SPP_S | SPP_N | Internal | Summer | B1 | 10 | 640 | 9911.56 | 134.02 | 135.82 | 0.01 | 1.79
2030 | SPP_S_2_SPP_N | SPP_S | SPP_N | Internal | Summer | B2 | 25 | 640 | 6289.39 | 136.4 | 138.21 | 0.01 | 1.79
2030 | SPP_S_2_SPP_N | SPP_S | SPP_N | Internal | Summer | B3 | 75 | 640 | 5528.69 | 139.24 | 141.04 | 0.01 | 1.79
2030 | SPP_S_2_SPP_N | SPP_S | SPP_N | Internal | Summer | B4 | 100 | 640 | 6624.07 | 133.39 | 135.19 | 0.01 | 1.79
2030 | SPP_S_2_SPP_N | SPP_S | SPP_N | Internal | Summer | B5 | 200 | 640 | 3029.52 | 128.95 | 130.75 | 0.01 | 1.79
2030 | SPP_S_2_SPP_N | SPP_S | SPP_N | Internal | Summer | B6 | 300 | 640 | 706.62 | 100.16 | 101.96 | 0.01 | 1.79
2030 | SPP_S_2_SPP_N | SPP_S | SPP_N | Internal | Summer | B7 | 400 | 640 | 1840.23 | 94.05 | 95.86 | 0.01 | 1.79
2030 | SPP_S_2_SPP_N | SPP_S | SPP_N | Internal | Summer | B8 | 500 | 640 | 1820.04 | 88.78 | 90.58 | 0.01 | 1.79
2030 | SPP_S_2_SPP_N | SPP_S | SPP_N | Internal | Summer | B9 | 800 | 640 | 640 | 88.69 | 89.84 | 0.01 | 1.14
2030 | SPP_S_2_SPP_N | SPP_S | SPP_N | Internal | Summer | B10 | 1262 | 640 | 0 | 77.4 | 77.39 | 0.01 | 0
2030 | SPP_S_2_SPP_N | SPP_S | SPP_N | Internal | Winter | B16 | 25 | 640 | 165.97 | 93.53 | 93.54 | 0.01 | 0
2030 | SPP_S_2_SPP_N | SPP_S | SPP_N | Internal | Winter | B17 | 100 | 640 | 246.9 | 88.52 | 88.53 | 0.01 | 0
2030 | SPP_S_2_SPP_N | SPP_S | SPP_N | Internal | Winter | B18 | 400 | 640 | 148.86 | 88.52 | 88.53 | 0.01 | 0
2030 | SPP_S_2_SPP_N | SPP_S | SPP_N | Internal | Winter | B19 | 700 | 640 | 640 | 87.22 | 87.55 | 0.01 | 0.32
2030 | SPP_S_2_SPP_N | SPP_S | SPP_N | Internal | Winter | B20 | 935 | 640 | 640 | 80.95 | 81.07 | 0.01 | 0.11
2030 | TVA_2_ENT | TVA | ENT | Internal | Shoulder | B11 | 25 | 500 | 0 | 95.8 | 94.22 | 9 | 0
2030 | TVA_2_ENT | TVA | ENT | Internal | Shoulder | B12 | 200 | 500 | 0 | 92.83 | 93.53 | 9 | 0
2030 | TVA_2_ENT | TVA | ENT | Internal | Shoulder | B13 | 600 | 500 | 0 | 92.41 | 90.37 | 9 | 0
2030 | TVA_2_ENT | TVA | ENT | Internal | Shoulder | B14 | 900 | 500 | 0 | 92.41 | 90.09 | 9 | 0
2030 | TVA_2_ENT | TVA | ENT | Internal | Shoulder | B15 | 1203 | 500 | 0 | 82.84 | 83.94 | 9 | 0
2030 | TVA_2_ENT | TVA | ENT | Internal | Summer | B1 | 10 | 500 | 0 | 148.87 | 140.86 | 9 | 0
2030 | TVA_2_ENT | TVA | ENT | Internal | Summer | B2 | 25 | 500 | 0 | 148.87 | 141.4 | 9 | 0
2030 | TVA_2_ENT | TVA | ENT | Internal | Summer | B3 | 75 | 500 | 0 | 146.4 | 141.4 | 9 | 0
2030 | TVA_2_ENT | TVA | ENT | Internal | Summer | B4 | 100 | 500 | 0 | 146.4 | 138.39 | 9 | 0
2030 | TVA_2_ENT | TVA | ENT | Internal | Summer | B5 | 200 | 500 | 0 | 124.5 | 122.75 | 9 | 0
2030 | TVA_2_ENT | TVA | ENT | Internal | Summer | B6 | 300 | 500 | 0 | 95.7 | 93.95 | 9 | 0
2030 | TVA_2_ENT | TVA | ENT | Internal | Summer | B7 | 400 | 500 | 0 | 90.34 | 92.56 | 9 | 0
2030 | TVA_2_ENT | TVA | ENT | Internal | Summer | B8 | 500 | 500 | 0 | 90.34 | 91.87 | 9 | 0
2030 | TVA_2_ENT | TVA | ENT | Internal | Summer | B9 | 800 | 500 | 0 | 90.34 | 88.77 | 9 | 0
2030 | TVA_2_ENT | TVA | ENT | Internal | Summer | B10 | 1262 | 500 | 0 | 78.24 | 82.61 | 9 | 0
2030 | TVA_2_ENT | TVA | ENT | Internal | Winter | B16 | 25 | 500 | 0 | 98.95 | 97.52 | 9 | 0
2030 | TVA_2_ENT | TVA | ENT | Internal | Winter | B17 | 100 | 500 | 0 | 98.68 | 93.53 | 9 | 0
2030 | TVA_2_ENT | TVA | ENT | Internal | Winter | B18 | 400 | 500 | 0 | 94.81 | 93.53 | 9 | 0
2030 | TVA_2_ENT | TVA | ENT | Internal | Winter | B19 | 700 | 500 | 0 | 94.81 | 93.53 | 9 | 0
2030 | TVA_2_ENT | TVA | ENT | Internal | Winter | B20 | 935 | 500 | 0 | 85.75 | 86.6 | 9 | 0
2030 | TVA_2_MISO_MO-IL | TVA | MISO_MO-IL | Internal | Shoulder | B11 | 25 | 50 | 0 | 95.8 | 90.23 | 9 | 0
2030 | TVA_2_MISO_MO-IL | TVA | MISO_MO-IL | Internal | Shoulder | B12 | 200 | 50 | 0 | 92.83 | 87.66 | 9 | 0
2030 | TVA_2_MISO_MO-IL | TVA | MISO_MO-IL | Internal | Shoulder | B13 | 600 | 50 | 0 | 92.41 | 86.78 | 9 | 0
2030 | TVA_2_MISO_MO-IL | TVA | MISO_MO-IL | Internal | Shoulder | B14 | 900 | 50 | 0 | 92.41 | 85.56 | 9 | 0
2030 | TVA_2_MISO_MO-IL | TVA | MISO_MO-IL | Internal | Shoulder | B15 | 1203 | 50 | 0 | 82.84 | 75.94 | 9 | 0
2030 | TVA_2_MISO_MO-IL | TVA | MISO_MO-IL | Internal | Summer | B1 | 10 | 50 | 0 | 148.87 | 140.86 | 9 | 0
2030 | TVA_2_MISO_MO-IL | TVA | MISO_MO-IL | Internal | Summer | B2 | 25 | 50 | 0 | 148.87 | 140.86 | 9 | 0
2030 | TVA_2_MISO_MO-IL | TVA | MISO_MO-IL | Internal | Summer | B3 | 75 | 50 | 0 | 146.4 | 141.04 | 9 | 0
2030 | TVA_2_MISO_MO-IL | TVA | MISO_MO-IL | Internal | Summer | B4 | 100 | 50 | 0 | 146.4 | 140.19 | 9 | 0
2030 | TVA_2_MISO_MO-IL | TVA | MISO_MO-IL | Internal | Summer | B5 | 200 | 50 | 0 | 124.5 | 130.75 | 9 | 0
2030 | TVA_2_MISO_MO-IL | TVA | MISO_MO-IL | Internal | Summer | B6 | 300 | 50 | 0 | 95.7 | 101.95 | 9 | 0
2030 | TVA_2_MISO_MO-IL | TVA | MISO_MO-IL | Internal | Summer | B7 | 400 | 50 | 0 | 90.34 | 92.67 | 9 | 0
2030 | TVA_2_MISO_MO-IL | TVA | MISO_MO-IL | Internal | Summer | B8 | 500 | 50 | 0 | 90.34 | 86.25 | 9 | 0
2030 | TVA_2_MISO_MO-IL | TVA | MISO_MO-IL | Internal | Summer | B9 | 800 | 50 | 0 | 90.34 | 83.34 | 9 | 0
2030 | TVA_2_MISO_MO-IL | TVA | MISO_MO-IL | Internal | Summer | B10 | 1262 | 50 | 0 | 78.24 | 74.61 | 9 | 0
2030 | TVA_2_MISO_MO-IL | TVA | MISO_MO-IL | Internal | Winter | B16 | 25 | 50 | 0 | 98.95 | 90.94 | 9 | 0
2030 | TVA_2_MISO_MO-IL | TVA | MISO_MO-IL | Internal | Winter | B17 | 100 | 50 | 0 | 98.68 | 90.67 | 9 | 0
2030 | TVA_2_MISO_MO-IL | TVA | MISO_MO-IL | Internal | Winter | B18 | 400 | 50 | 0 | 94.81 | 89.18 | 9 | 0
2030 | TVA_2_MISO_MO-IL | TVA | MISO_MO-IL | Internal | Winter | B19 | 700 | 50 | 0 | 94.81 | 89.18 | 9 | 0
2030 | TVA_2_MISO_MO-IL | TVA | MISO_MO-IL | Internal | Winter | B20 | 935 | 50 | 0 | 85.75 | 78.6 | 9 | 0
2030 | TVA_2_NonRTO_Midwest | TVA | NonRTO_Midwest | Internal | Shoulder | B11 | 25 | 100 | 0 | 95.8 | 98.22 | 9 | 0
2030 | TVA_2_NonRTO_Midwest | TVA | NonRTO_Midwest | Internal | Shoulder | B12 | 200 | 100 | 0 | 92.83 | 95.64 | 9 | 0
2030 | TVA_2_NonRTO_Midwest | TVA | NonRTO_Midwest | Internal | Shoulder | B13 | 600 | 100 | 0 | 92.41 | 94.76 | 9 | 0
2030 | TVA_2_NonRTO_Midwest | TVA | NonRTO_Midwest | Internal | Shoulder | B14 | 900 | 100 | 0 | 92.41 | 93.55 | 9 | 0
2030 | TVA_2_NonRTO_Midwest | TVA | NonRTO_Midwest | Internal | Shoulder | B15 | 1203 | 100 | 0 | 82.84 | 83.44 | 9 | 0
2030 | TVA_2_NonRTO_Midwest | TVA | NonRTO_Midwest | Internal | Summer | B1 | 10 | 100 | 0 | 148.87 | 147.28 | 9 | 0
2030 | TVA_2_NonRTO_Midwest | TVA | NonRTO_Midwest | Internal | Summer | B2 | 25 | 100 | 0 | 148.87 | 147.28 | 9 | 0
2030 | TVA_2_NonRTO_Midwest | TVA | NonRTO_Midwest | Internal | Summer | B3 | 75 | 100 | 0 | 146.4 | 147.28 | 9 | 0
2030 | TVA_2_NonRTO_Midwest | TVA | NonRTO_Midwest | Internal | Summer | B4 | 100 | 100 | 0 | 146.4 | 146.43 | 9 | 0
2030 | TVA_2_NonRTO_Midwest | TVA | NonRTO_Midwest | Internal | Summer | B5 | 200 | 100 | 100 | 124.5 | 136.99 | 9 | 3.48
2030 | TVA_2_NonRTO_Midwest | TVA | NonRTO_Midwest | Internal | Summer | B6 | 300 | 100 | 100 | 95.7 | 108.58 | 9 | 3.88
2030 | TVA_2_NonRTO_Midwest | TVA | NonRTO_Midwest | Internal | Summer | B7 | 400 | 100 | 0 | 90.34 | 98.9 | 9 | 0
2030 | TVA_2_NonRTO_Midwest | TVA | NonRTO_Midwest | Internal | Summer | B8 | 500 | 100 | 0 | 90.34 | 94.24 | 9 | 0
2030 | TVA_2_NonRTO_Midwest | TVA | NonRTO_Midwest | Internal | Summer | B9 | 800 | 100 | 0 | 90.34 | 91.33 | 9 | 0
2030 | TVA_2_NonRTO_Midwest | TVA | NonRTO_Midwest | Internal | Summer | B10 | 1262 | 100 | 0 | 78.24 | 78.03 | 9 | 0
2030 | TVA_2_NonRTO_Midwest | TVA | NonRTO_Midwest | Internal | Winter | B16 | 25 | 100 | 0 | 98.95 | 98.92 | 9 | 0
2030 | TVA_2_NonRTO_Midwest | TVA | NonRTO_Midwest | Internal | Winter | B17 | 100 | 100 | 0 | 98.68 | 98.66 | 9 | 0
2030 | TVA_2_NonRTO_Midwest | TVA | NonRTO_Midwest | Internal | Winter | B18 | 400 | 100 | 0 | 94.81 | 97.17 | 9 | 0
2030 | TVA_2_NonRTO_Midwest | TVA | NonRTO_Midwest | Internal | Winter | B19 | 700 | 100 | 0 | 94.81 | 97.17 | 9 | 0
2030 | TVA_2_NonRTO_Midwest | TVA | NonRTO_Midwest | Internal | Winter | B20 | 935 | 100 | 0 | 85.75 | 86.59 | 9 | 0
2030 | TVA_2_PJM_ROR | TVA | PJM_ROR | Internal | Shoulder | B11 | 25 | 500 | 0 | 95.8 | 92.1 | 9 | 0
2030 | TVA_2_PJM_ROR | TVA | PJM_ROR | Internal | Shoulder | B12 | 200 | 500 | 0 | 92.83 | 89.66 | 9 | 0
2030 | TVA_2_PJM_ROR | TVA | PJM_ROR | Internal | Shoulder | B13 | 600 | 500 | 0 | 92.41 | 87.83 | 9 | 0
2030 | TVA_2_PJM_ROR | TVA | PJM_ROR | Internal | Shoulder | B14 | 900 | 500 | 0 | 92.41 | 87.55 | 9 | 0
2030 | TVA_2_PJM_ROR | TVA | PJM_ROR | Internal | Shoulder | B15 | 1203 | 500 | 0 | 82.84 | 76.83 | 9 | 0
2030 | TVA_2_PJM_ROR | TVA | PJM_ROR | Internal | Summer | B1 | 10 | 500 | 0 | 148.87 | 140.39 | 9 | 0
2030 | TVA_2_PJM_ROR | TVA | PJM_ROR | Internal | Summer | B2 | 25 | 500 | 0 | 148.87 | 140.39 | 9 | 0
2030 | TVA_2_PJM_ROR | TVA | PJM_ROR | Internal | Summer | B3 | 75 | 500 | 0 | 146.4 | 140.39 | 9 | 0
2030 | TVA_2_PJM_ROR | TVA | PJM_ROR | Internal | Summer | B4 | 100 | 500 | 0 | 146.4 | 140.39 | 9 | 0
2030 | TVA_2_PJM_ROR | TVA | PJM_ROR | Internal | Summer | B5 | 200 | 500 | 0 | 124.5 | 131 | 9 | 0
2030 | TVA_2_PJM_ROR | TVA | PJM_ROR | Internal | Summer | B6 | 300 | 500 | 0 | 95.7 | 102.19 | 9 | 0
2030 | TVA_2_PJM_ROR | TVA | PJM_ROR | Internal | Summer | B7 | 400 | 500 | 0 | 90.34 | 92.9 | 9 | 0
2030 | TVA_2_PJM_ROR | TVA | PJM_ROR | Internal | Summer | B8 | 500 | 500 | 0 | 90.34 | 88.25 | 9 | 0
2030 | TVA_2_PJM_ROR | TVA | PJM_ROR | Internal | Summer | B9 | 800 | 500 | 0 | 90.34 | 85.34 | 9 | 0
2030 | TVA_2_PJM_ROR | TVA | PJM_ROR | Internal | Summer | B10 | 1262 | 500 | 0 | 78.24 | 74.87 | 9 | 0
2030 | TVA_2_PJM_ROR | TVA | PJM_ROR | Internal | Winter | B16 | 25 | 500 | 0 | 98.95 | 92.94 | 9 | 0
2030 | TVA_2_PJM_ROR | TVA | PJM_ROR | Internal | Winter | B17 | 100 | 500 | 0 | 98.68 | 95.92 | 9 | 0
2030 | TVA_2_PJM_ROR | TVA | PJM_ROR | Internal | Winter | B18 | 400 | 500 | 0 | 94.81 | 91.17 | 9 | 0
2030 | TVA_2_PJM_ROR | TVA | PJM_ROR | Internal | Winter | B19 | 700 | 500 | 0 | 94.81 | 91.17 | 9 | 0
2030 | TVA_2_PJM_ROR | TVA | PJM_ROR | Internal | Winter | B20 | 935 | 500 | 0 | 85.75 | 79.74 | 9 | 0
2030 | TVA_2_SOCO | TVA | SOCO | Internal | Shoulder | B11 | 25 | 500 | 0 | 95.8 | 95.77 | 9 | 0
2030 | TVA_2_SOCO | TVA | SOCO | Internal | Shoulder | B12 | 200 | 500 | 0 | 92.83 | 92.38 | 9 | 0
2030 | TVA_2_SOCO | TVA | SOCO | Internal | Shoulder | B13 | 600 | 500 | 0 | 92.41 | 92.38 | 9 | 0
2030 | TVA_2_SOCO | TVA | SOCO | Internal | Shoulder | B14 | 900 | 500 | 0 | 92.41 | 92.38 | 9 | 0
2030 | TVA_2_SOCO | TVA | SOCO | Internal | Shoulder | B15 | 1203 | 500 | 0 | 82.84 | 89.83 | 9 | 0
2030 | TVA_2_SOCO | TVA | SOCO | Internal | Summer | B1 | 10 | 500 | 0 | 148.87 | 149.4 | 9 | 0
2030 | TVA_2_SOCO | TVA | SOCO | Internal | Summer | B2 | 25 | 500 | 0 | 148.87 | 149.4 | 9 | 0
2030 | TVA_2_SOCO | TVA | SOCO | Internal | Summer | B3 | 75 | 500 | 0 | 146.4 | 149.4 | 9 | 0
2030 | TVA_2_SOCO | TVA | SOCO | Internal | Summer | B4 | 100 | 500 | 0 | 146.4 | 146.39 | 9 | 0
2030 | TVA_2_SOCO | TVA | SOCO | Internal | Summer | B5 | 200 | 500 | 0 | 124.5 | 127 | 9 | 0
2030 | TVA_2_SOCO | TVA | SOCO | Internal | Summer | B6 | 300 | 500 | 0 | 95.7 | 94.88 | 9 | 0
2030 | TVA_2_SOCO | TVA | SOCO | Internal | Summer | B7 | 400 | 500 | 0 | 90.34 | 90.88 | 9 | 0
2030 | TVA_2_SOCO | TVA | SOCO | Internal | Summer | B8 | 500 | 500 | 0 | 90.34 | 90.88 | 9 | 0
2030 | TVA_2_SOCO | TVA | SOCO | Internal | Summer | B9 | 800 | 500 | 0 | 90.34 | 90.88 | 9 | 0
2030 | TVA_2_SOCO | TVA | SOCO | Internal | Summer | B10 | 1262 | 500 | 0 | 78.24 | 81.64 | 9 | 0
2030 | TVA_2_SOCO | TVA | SOCO | Internal | Winter | B16 | 25 | 500 | 0 | 98.95 | 99.05 | 9 | 0
2030 | TVA_2_SOCO | TVA | SOCO | Internal | Winter | B17 | 100 | 500 | 0 | 98.68 | 95.54 | 9 | 0
2030 | TVA_2_SOCO | TVA | SOCO | Internal | Winter | B18 | 400 | 500 | 0 | 94.81 | 95.54 | 9 | 0
2030 | TVA_2_SOCO | TVA | SOCO | Internal | Winter | B19 | 700 | 500 | 0 | 94.81 | 95.54 | 9 | 0
2030 | TVA_2_SOCO | TVA | SOCO | Internal | Winter | B20 | 935 | 500 | 0 | 85.75 | 92 | 9 | 0
2030 | TVA_2_VACAR | TVA | VACAR | Internal | Shoulder | B11 | 25 | 150 | 0 | 95.8 | 98.1 | 9 | 0
2030 | TVA_2_VACAR | TVA | VACAR | Internal | Shoulder | B12 | 200 | 150 | 0 | 92.83 | 95.66 | 9 | 0
2030 | TVA_2_VACAR | TVA | VACAR | Internal | Shoulder | B13 | 600 | 150 | 0 | 92.41 | 93.83 | 9 | 0
2030 | TVA_2_VACAR | TVA | VACAR | Internal | Shoulder | B14 | 900 | 150 | 0 | 92.41 | 89.45 | 9 | 0
2030 | TVA_2_VACAR | TVA | VACAR | Internal | Shoulder | B15 | 1203 | 150 | 0 | 82.84 | 82.83 | 9 | 0
2030 | TVA_2_VACAR | TVA | VACAR | Internal | Summer | B1 | 10 | 150 | 0 | 148.87 | 151.39 | 9 | 0
2030 | TVA_2_VACAR | TVA | VACAR | Internal | Summer | B2 | 25 | 150 | 0 | 148.87 | 151.39 | 9 | 0
2030 | TVA_2_VACAR | TVA | VACAR | Internal | Summer | B3 | 75 | 150 | 0 | 146.4 | 151.39 | 9 | 0
2030 | TVA_2_VACAR | TVA | VACAR | Internal | Summer | B4 | 100 | 150 | 0 | 146.4 | 151.39 | 9 | 0
2030 | TVA_2_VACAR | TVA | VACAR | Internal | Summer | B5 | 200 | 150 | 156.94 | 124.5 | 137 | 9 | 3.5
2030 | TVA_2_VACAR | TVA | VACAR | Internal | Summer | B6 | 300 | 150 | 606.91 | 95.7 | 108.19 | 9 | 3.5
2030 | TVA_2_VACAR | TVA | VACAR | Internal | Summer | B7 | 400 | 150 | 0 | 90.34 | 98.9 | 9 | 0
2030 | TVA_2_VACAR | TVA | VACAR | Internal | Summer | B8 | 500 | 150 | 0 | 90.34 | 93.42 | 9 | 0
2030 | TVA_2_VACAR | TVA | VACAR | Internal | Summer | B9 | 800 | 150 | 0 | 90.34 | 83.88 | 9 | 0
2030 | TVA_2_VACAR | TVA | VACAR | Internal | Summer | B10 | 1262 | 150 | 0 | 78.24 | 80.87 | 9 | 0
2030 | TVA_2_VACAR | TVA | VACAR | Internal | Winter | B16 | 25 | 150 | 1429.15 | 98.95 | 111.44 | 9 | 3.5
2030 | TVA_2_VACAR | TVA | VACAR | Internal | Winter | B17 | 100 | 150 | 0 | 98.68 | 105.54 | 9 | 0
2030 | TVA_2_VACAR | TVA | VACAR | Internal | Winter | B18 | 400 | 150 | 0 | 94.81 | 97.17 | 9 | 0
2030 | TVA_2_VACAR | TVA | VACAR | Internal | Winter | B19 | 700 | 150 | 0 | 94.81 | 94.39 | 9 | 0
2030 | TVA_2_VACAR | TVA | VACAR | Internal | Winter | B20 | 935 | 150 | 0 | 85.75 | 87.21 | 9 | 0
2030 | TVA_Transmission_2_ENT | TVA_Transmission | ENT | Internal | Shoulder | B11 | 25 | 3000 | 0 | 96.94 | 94.22 | 9 | 0
2030 | TVA_Transmission_2_ENT | TVA_Transmission | ENT | Internal | Shoulder | B12 | 200 | 3000 | 0 | 94.19 | 93.53 | 9 | 0
2030 | TVA_Transmission_2_ENT | TVA_Transmission | ENT | Internal | Shoulder | B13 | 600 | 3000 | 0 | 93.22 | 90.37 | 9 | 0
2030 | TVA_Transmission_2_ENT | TVA_Transmission | ENT | Internal | Shoulder | B14 | 900 | 3000 | 0 | 92.91 | 90.09 | 9 | 0
2030 | TVA_Transmission_2_ENT | TVA_Transmission | ENT | Internal | Shoulder | B15 | 1203 | 3000 | 0 | 82.83 | 83.94 | 9 | 0
2030 | TVA_Transmission_2_ENT | TVA_Transmission | ENT | Internal | Summer | B1 | 10 | 3000 | 0 | 148.86 | 140.86 | 9 | 0
2030 | TVA_Transmission_2_ENT | TVA_Transmission | ENT | Internal | Summer | B2 | 25 | 3000 | 0 | 148.86 | 141.4 | 9 | 0
2030 | TVA_Transmission_2_ENT | TVA_Transmission | ENT | Internal | Summer | B3 | 75 | 3000 | 0 | 146.39 | 141.4 | 9 | 0
2030 | TVA_Transmission_2_ENT | TVA_Transmission | ENT | Internal | Summer | B4 | 100 | 3000 | 0 | 146.39 | 138.39 | 9 | 0
2030 | TVA_Transmission_2_ENT | TVA_Transmission | ENT | Internal | Summer | B5 | 200 | 3000 | 0 | 129.87 | 122.75 | 9 | 0
2030 | TVA_Transmission_2_ENT | TVA_Transmission | ENT | Internal | Summer | B6 | 300 | 3000 | 0 | 101.08 | 93.95 | 9 | 0
2030 | TVA_Transmission_2_ENT | TVA_Transmission | ENT | Internal | Summer | B7 | 400 | 3000 | 0 | 95.07 | 92.56 | 9 | 0
2030 | TVA_Transmission_2_ENT | TVA_Transmission | ENT | Internal | Summer | B8 | 500 | 3000 | 0 | 92.24 | 91.87 | 9 | 0
2030 | TVA_Transmission_2_ENT | TVA_Transmission | ENT | Internal | Summer | B9 | 800 | 3000 | 0 | 90.54 | 88.77 | 9 | 0
2030 | TVA_Transmission_2_ENT | TVA_Transmission | ENT | Internal | Summer | B10 | 1262 | 3000 | 0 | 79.78 | 82.61 | 9 | 0
2030 | TVA_Transmission_2_ENT | TVA_Transmission | ENT | Internal | Winter | B16 | 25 | 3000 | 0 | 98.94 | 97.52 | 9 | 0
2030 | TVA_Transmission_2_ENT | TVA_Transmission | ENT | Internal | Winter | B17 | 100 | 3000 | 0 | 98.67 | 93.53 | 9 | 0
2030 | TVA_Transmission_2_ENT | TVA_Transmission | ENT | Internal | Winter | B18 | 400 | 3000 | 0 | 95.94 | 93.53 | 9 | 0
2030 | TVA_Transmission_2_ENT | TVA_Transmission | ENT | Internal | Winter | B19 | 700 | 3000 | 0 | 95.85 | 93.53 | 9 | 0
2030 | TVA_Transmission_2_ENT | TVA_Transmission | ENT | Internal | Winter | B20 | 935 | 3000 | 0 | 85.74 | 86.6 | 9 | 0
2030 | TVA_Transmission_2_MISO_MO-IL | TVA_Transmission | MISO_MO-IL | Internal | Shoulder | B11 | 25 | 4000 | 0 | 96.94 | 90.23 | 9 | 0
2030 | TVA_Transmission_2_MISO_MO-IL | TVA_Transmission | MISO_MO-IL | Internal | Shoulder | B12 | 200 | 4000 | 0 | 94.19 | 87.66 | 9 | 0
2030 | TVA_Transmission_2_MISO_MO-IL | TVA_Transmission | MISO_MO-IL | Internal | Shoulder | B13 | 600 | 4000 | 0 | 93.22 | 86.78 | 9 | 0
2030 | TVA_Transmission_2_MISO_MO-IL | TVA_Transmission | MISO_MO-IL | Internal | Shoulder | B14 | 900 | 4000 | 0 | 92.91 | 85.56 | 9 | 0
2030 | TVA_Transmission_2_MISO_MO-IL | TVA_Transmission | MISO_MO-IL | Internal | Shoulder | B15 | 1203 | 4000 | 0 | 82.83 | 75.94 | 9 | 0
2030 | TVA_Transmission_2_MISO_MO-IL | TVA_Transmission | MISO_MO-IL | Internal | Summer | B1 | 10 | 4000 | 0 | 148.86 | 140.86 | 9 | 0
2030 | TVA_Transmission_2_MISO_MO-IL | TVA_Transmission | MISO_MO-IL | Internal | Summer | B2 | 25 | 4000 | 0 | 148.86 | 140.86 | 9 | 0
2030 | TVA_Transmission_2_MISO_MO-IL | TVA_Transmission | MISO_MO-IL | Internal | Summer | B3 | 75 | 4000 | 0 | 146.39 | 141.04 | 9 | 0
2030 | TVA_Transmission_2_MISO_MO-IL | TVA_Transmission | MISO_MO-IL | Internal | Summer | B4 | 100 | 4000 | 0 | 146.39 | 140.19 | 9 | 0
2030 | TVA_Transmission_2_MISO_MO-IL | TVA_Transmission | MISO_MO-IL | Internal | Summer | B5 | 200 | 4000 | 0 | 129.87 | 130.75 | 9 | 0
2030 | TVA_Transmission_2_MISO_MO-IL | TVA_Transmission | MISO_MO-IL | Internal | Summer | B6 | 300 | 4000 | 0 | 101.08 | 101.95 | 9 | 0
2030 | TVA_Transmission_2_MISO_MO-IL | TVA_Transmission | MISO_MO-IL | Internal | Summer | B7 | 400 | 4000 | 0 | 95.07 | 92.67 | 9 | 0
2030 | TVA_Transmission_2_MISO_MO-IL | TVA_Transmission | MISO_MO-IL | Internal | Summer | B8 | 500 | 4000 | 0 | 92.24 | 86.25 | 9 | 0
2030 | TVA_Transmission_2_MISO_MO-IL | TVA_Transmission | MISO_MO-IL | Internal | Summer | B9 | 800 | 4000 | 0 | 90.54 | 83.34 | 9 | 0
2030 | TVA_Transmission_2_MISO_MO-IL | TVA_Transmission | MISO_MO-IL | Internal | Summer | B10 | 1262 | 4000 | 0 | 79.78 | 74.61 | 9 | 0
2030 | TVA_Transmission_2_MISO_MO-IL | TVA_Transmission | MISO_MO-IL | Internal | Winter | B16 | 25 | 4000 | 0 | 98.94 | 90.94 | 9 | 0
2030 | TVA_Transmission_2_MISO_MO-IL | TVA_Transmission | MISO_MO-IL | Internal | Winter | B17 | 100 | 4000 | 0 | 98.67 | 90.67 | 9 | 0
2030 | TVA_Transmission_2_MISO_MO-IL | TVA_Transmission | MISO_MO-IL | Internal | Winter | B18 | 400 | 4000 | 0 | 95.94 | 89.18 | 9 | 0
2030 | TVA_Transmission_2_MISO_MO-IL | TVA_Transmission | MISO_MO-IL | Internal | Winter | B19 | 700 | 4000 | 0 | 95.85 | 89.18 | 9 | 0
2030 | TVA_Transmission_2_MISO_MO-IL | TVA_Transmission | MISO_MO-IL | Internal | Winter | B20 | 935 | 4000 | 0 | 85.74 | 78.6 | 9 | 0
2030 | TVA_Transmission_2_NonRTO_Midwest | TVA_Transmission | NonRTO_Midwest | Internal | Shoulder | B11 | 25 | 700 | 0 | 96.94 | 98.22 | 9 | 0
2030 | TVA_Transmission_2_NonRTO_Midwest | TVA_Transmission | NonRTO_Midwest | Internal | Shoulder | B12 | 200 | 700 | 0 | 94.19 | 95.64 | 9 | 0
2030 | TVA_Transmission_2_NonRTO_Midwest | TVA_Transmission | NonRTO_Midwest | Internal | Shoulder | B13 | 600 | 700 | 0 | 93.22 | 94.76 | 9 | 0
2030 | TVA_Transmission_2_NonRTO_Midwest | TVA_Transmission | NonRTO_Midwest | Internal | Shoulder | B14 | 900 | 700 | 0 | 92.91 | 93.55 | 9 | 0
2030 | TVA_Transmission_2_NonRTO_Midwest | TVA_Transmission | NonRTO_Midwest | Internal | Shoulder | B15 | 1203 | 700 | 0 | 82.83 | 83.44 | 9 | 0
2030 | TVA_Transmission_2_NonRTO_Midwest | TVA_Transmission | NonRTO_Midwest | Internal | Summer | B1 | 10 | 700 | 0 | 148.86 | 147.28 | 9 | 0
2030 | TVA_Transmission_2_NonRTO_Midwest | TVA_Transmission | NonRTO_Midwest | Internal | Summer | B2 | 25 | 700 | 0 | 148.86 | 147.28 | 9 | 0
2030 | TVA_Transmission_2_NonRTO_Midwest | TVA_Transmission | NonRTO_Midwest | Internal | Summer | B3 | 75 | 700 | 0 | 146.39 | 147.28 | 9 | 0
2030 | TVA_Transmission_2_NonRTO_Midwest | TVA_Transmission | NonRTO_Midwest | Internal | Summer | B4 | 100 | 700 | 0 | 146.39 | 146.43 | 9 | 0
2030 | TVA_Transmission_2_NonRTO_Midwest | TVA_Transmission | NonRTO_Midwest | Internal | Summer | B5 | 200 | 700 | 0 | 129.87 | 136.99 | 9 | 0
2030 | TVA_Transmission_2_NonRTO_Midwest | TVA_Transmission | NonRTO_Midwest | Internal | Summer | B6 | 300 | 700 | 0 | 101.08 | 108.58 | 9 | 0
2030 | TVA_Transmission_2_NonRTO_Midwest | TVA_Transmission | NonRTO_Midwest | Internal | Summer | B7 | 400 | 700 | 0 | 95.07 | 98.9 | 9 | 0
2030 | TVA_Transmission_2_NonRTO_Midwest | TVA_Transmission | NonRTO_Midwest | Internal | Summer | B8 | 500 | 700 | 0 | 92.24 | 94.24 | 9 | 0
2030 | TVA_Transmission_2_NonRTO_Midwest | TVA_Transmission | NonRTO_Midwest | Internal | Summer | B9 | 800 | 700 | 0 | 90.54 | 91.33 | 9 | 0
2030 | TVA_Transmission_2_NonRTO_Midwest | TVA_Transmission | NonRTO_Midwest | Internal | Summer | B10 | 1262 | 700 | 0 | 79.78 | 78.03 | 9 | 0
2030 | TVA_Transmission_2_NonRTO_Midwest | TVA_Transmission | NonRTO_Midwest | Internal | Winter | B16 | 25 | 700 | 0 | 98.94 | 98.92 | 9 | 0
2030 | TVA_Transmission_2_NonRTO_Midwest | TVA_Transmission | NonRTO_Midwest | Internal | Winter | B17 | 100 | 700 | 0 | 98.67 | 98.66 | 9 | 0
2030 | TVA_Transmission_2_NonRTO_Midwest | TVA_Transmission | NonRTO_Midwest | Internal | Winter | B18 | 400 | 700 | 0 | 95.94 | 97.17 | 9 | 0
2030 | TVA_Transmission_2_NonRTO_Midwest | TVA_Transmission | NonRTO_Midwest | Internal | Winter | B19 | 700 | 700 | 0 | 95.85 | 97.17 | 9 | 0
2030 | TVA_Transmission_2_NonRTO_Midwest | TVA_Transmission | NonRTO_Midwest | Internal | Winter | B20 | 935 | 700 | 0 | 85.74 | 86.59 | 9 | 0
2030 | TVA_Transmission_2_PJM_ROR | TVA_Transmission | PJM_ROR | Internal | Shoulder | B11 | 25 | 2000 | 0 | 96.94 | 92.1 | 9 | 0
2030 | TVA_Transmission_2_PJM_ROR | TVA_Transmission | PJM_ROR | Internal | Shoulder | B12 | 200 | 2000 | 0 | 94.19 | 89.66 | 9 | 0
2030 | TVA_Transmission_2_PJM_ROR | TVA_Transmission | PJM_ROR | Internal | Shoulder | B13 | 600 | 2000 | 0 | 93.22 | 87.83 | 9 | 0
2030 | TVA_Transmission_2_PJM_ROR | TVA_Transmission | PJM_ROR | Internal | Shoulder | B14 | 900 | 2000 | 0 | 92.91 | 87.55 | 9 | 0
2030 | TVA_Transmission_2_PJM_ROR | TVA_Transmission | PJM_ROR | Internal | Shoulder | B15 | 1203 | 2000 | 0 | 82.83 | 76.83 | 9 | 0
2030 | TVA_Transmission_2_PJM_ROR | TVA_Transmission | PJM_ROR | Internal | Summer | B1 | 10 | 2000 | 0 | 148.86 | 140.39 | 9 | 0
2030 | TVA_Transmission_2_PJM_ROR | TVA_Transmission | PJM_ROR | Internal | Summer | B2 | 25 | 2000 | 0 | 148.86 | 140.39 | 9 | 0
2030 | TVA_Transmission_2_PJM_ROR | TVA_Transmission | PJM_ROR | Internal | Summer | B3 | 75 | 2000 | 0 | 146.39 | 140.39 | 9 | 0
2030 | TVA_Transmission_2_PJM_ROR | TVA_Transmission | PJM_ROR | Internal | Summer | B4 | 100 | 2000 | 0 | 146.39 | 140.39 | 9 | 0
2030 | TVA_Transmission_2_PJM_ROR | TVA_Transmission | PJM_ROR | Internal | Summer | B5 | 200 | 2000 | 0 | 129.87 | 131 | 9 | 0
2030 | TVA_Transmission_2_PJM_ROR | TVA_Transmission | PJM_ROR | Internal | Summer | B6 | 300 | 2000 | 0 | 101.08 | 102.19 | 9 | 0
2030 | TVA_Transmission_2_PJM_ROR | TVA_Transmission | PJM_ROR | Internal | Summer | B7 | 400 | 2000 | 0 | 95.07 | 92.9 | 9 | 0
2030 | TVA_Transmission_2_PJM_ROR | TVA_Transmission | PJM_ROR | Internal | Summer | B8 | 500 | 2000 | 0 | 92.24 | 88.25 | 9 | 0
2030 | TVA_Transmission_2_PJM_ROR | TVA_Transmission | PJM_ROR | Internal | Summer | B9 | 800 | 2000 | 0 | 90.54 | 85.34 | 9 | 0
2030 | TVA_Transmission_2_PJM_ROR | TVA_Transmission | PJM_ROR | Internal | Summer | B10 | 1262 | 2000 | 0 | 79.78 | 74.87 | 9 | 0
2030 | TVA_Transmission_2_PJM_ROR | TVA_Transmission | PJM_ROR | Internal | Winter | B16 | 25 | 2000 | 0 | 98.94 | 92.94 | 9 | 0
2030 | TVA_Transmission_2_PJM_ROR | TVA_Transmission | PJM_ROR | Internal | Winter | B17 | 100 | 2000 | 0 | 98.67 | 95.92 | 9 | 0
2030 | TVA_Transmission_2_PJM_ROR | TVA_Transmission | PJM_ROR | Internal | Winter | B18 | 400 | 2000 | 0 | 95.94 | 91.17 | 9 | 0
2030 | TVA_Transmission_2_PJM_ROR | TVA_Transmission | PJM_ROR | Internal | Winter | B19 | 700 | 2000 | 0 | 95.85 | 91.17 | 9 | 0
2030 | TVA_Transmission_2_PJM_ROR | TVA_Transmission | PJM_ROR | Internal | Winter | B20 | 935 | 2000 | 0 | 85.74 | 79.74 | 9 | 0
2030 | TVA_Transmission_2_SOCO | TVA_Transmission | SOCO | Internal | Shoulder | B11 | 25 | 3200 | 0 | 96.94 | 95.77 | 9 | 0
2030 | TVA_Transmission_2_SOCO | TVA_Transmission | SOCO | Internal | Shoulder | B12 | 200 | 3200 | 0 | 94.19 | 92.38 | 9 | 0
2030 | TVA_Transmission_2_SOCO | TVA_Transmission | SOCO | Internal | Shoulder | B13 | 600 | 3200 | 0 | 93.22 | 92.38 | 9 | 0
2030 | TVA_Transmission_2_SOCO | TVA_Transmission | SOCO | Internal | Shoulder | B14 | 900 | 3200 | 0 | 92.91 | 92.38 | 9 | 0
2030 | TVA_Transmission_2_SOCO | TVA_Transmission | SOCO | Internal | Shoulder | B15 | 1203 | 3200 | 0 | 82.83 | 89.83 | 9 | 0
2030 | TVA_Transmission_2_SOCO | TVA_Transmission | SOCO | Internal | Summer | B1 | 10 | 3200 | 0 | 148.86 | 149.4 | 9 | 0
2030 | TVA_Transmission_2_SOCO | TVA_Transmission | SOCO | Internal | Summer | B2 | 25 | 3200 | 0 | 148.86 | 149.4 | 9 | 0
2030 | TVA_Transmission_2_SOCO | TVA_Transmission | SOCO | Internal | Summer | B3 | 75 | 3200 | 0 | 146.39 | 149.4 | 9 | 0
2030 | TVA_Transmission_2_SOCO | TVA_Transmission | SOCO | Internal | Summer | B4 | 100 | 3200 | 0 | 146.39 | 146.39 | 9 | 0
2030 | TVA_Transmission_2_SOCO | TVA_Transmission | SOCO | Internal | Summer | B5 | 200 | 3200 | 0 | 129.87 | 127 | 9 | 0
2030 | TVA_Transmission_2_SOCO | TVA_Transmission | SOCO | Internal | Summer | B6 | 300 | 3200 | 0 | 101.08 | 94.88 | 9 | 0
2030 | TVA_Transmission_2_SOCO | TVA_Transmission | SOCO | Internal | Summer | B7 | 400 | 3200 | 0 | 95.07 | 90.88 | 9 | 0
2030 | TVA_Transmission_2_SOCO | TVA_Transmission | SOCO | Internal | Summer | B8 | 500 | 3200 | 0 | 92.24 | 90.88 | 9 | 0
2030 | TVA_Transmission_2_SOCO | TVA_Transmission | SOCO | Internal | Summer | B9 | 800 | 3200 | 0 | 90.54 | 90.88 | 9 | 0
2030 | TVA_Transmission_2_SOCO | TVA_Transmission | SOCO | Internal | Summer | B10 | 1262 | 3200 | 0 | 79.78 | 81.64 | 9 | 0
2030 | TVA_Transmission_2_SOCO | TVA_Transmission | SOCO | Internal | Winter | B16 | 25 | 3200 | 0 | 98.94 | 99.05 | 9 | 0
2030 | TVA_Transmission_2_SOCO | TVA_Transmission | SOCO | Internal | Winter | B17 | 100 | 3200 | 0 | 98.67 | 95.54 | 9 | 0
2030 | TVA_Transmission_2_SOCO | TVA_Transmission | SOCO | Internal | Winter | B18 | 400 | 3200 | 0 | 95.94 | 95.54 | 9 | 0
2030 | TVA_Transmission_2_SOCO | TVA_Transmission | SOCO | Internal | Winter | B19 | 700 | 3200 | 0 | 95.85 | 95.54 | 9 | 0
2030 | TVA_Transmission_2_SOCO | TVA_Transmission | SOCO | Internal | Winter | B20 | 935 | 3200 | 0 | 85.74 | 92 | 9 | 0
2030 | TVA_Transmission_2_TVA | TVA_Transmission | TVA | Internal | Shoulder | B11 | 25 | 99999 | 0 | 96.94 | 95.8 | 0.01 | 0
2030 | TVA_Transmission_2_TVA | TVA_Transmission | TVA | Internal | Shoulder | B12 | 200 | 99999 | 0 | 94.19 | 92.83 | 0.01 | 0
2030 | TVA_Transmission_2_TVA | TVA_Transmission | TVA | Internal | Shoulder | B13 | 600 | 99999 | 0 | 93.22 | 92.41 | 0.01 | 0
2030 | TVA_Transmission_2_TVA | TVA_Transmission | TVA | Internal | Shoulder | B14 | 900 | 99999 | 0 | 92.91 | 92.41 | 0.01 | 0
2030 | TVA_Transmission_2_TVA | TVA_Transmission | TVA | Internal | Shoulder | B15 | 1203 | 99999 | 2236.35 | 82.83 | 82.84 | 0.01 | 0
2030 | TVA_Transmission_2_TVA | TVA_Transmission | TVA | Internal | Summer | B1 | 10 | 99999 | 4178.16 | 148.86 | 148.87 | 0.01 | 0
2030 | TVA_Transmission_2_TVA | TVA_Transmission | TVA | Internal | Summer | B2 | 25 | 99999 | 3432.46 | 148.86 | 148.87 | 0.01 | 0
2030 | TVA_Transmission_2_TVA | TVA_Transmission | TVA | Internal | Summer | B3 | 75 | 99999 | 1969.17 | 146.39 | 146.4 | 0.01 | 0
2030 | TVA_Transmission_2_TVA | TVA_Transmission | TVA | Internal | Summer | B4 | 100 | 99999 | 1293.05 | 146.39 | 146.4 | 0.01 | 0
2030 | TVA_Transmission_2_TVA | TVA_Transmission | TVA | Internal | Summer | B5 | 200 | 99999 | 0 | 129.87 | 124.5 | 0.01 | 0
2030 | TVA_Transmission_2_TVA | TVA_Transmission | TVA | Internal | Summer | B6 | 300 | 99999 | 0 | 101.08 | 95.7 | 0.01 | 0
2030 | TVA_Transmission_2_TVA | TVA_Transmission | TVA | Internal | Summer | B7 | 400 | 99999 | 0 | 95.07 | 90.34 | 0.01 | 0
2030 | TVA_Transmission_2_TVA | TVA_Transmission | TVA | Internal | Summer | B8 | 500 | 99999 | 0 | 92.24 | 90.34 | 0.01 | 0
2030 | TVA_Transmission_2_TVA | TVA_Transmission | TVA | Internal | Summer | B9 | 800 | 99999 | 0 | 90.54 | 90.34 | 0.01 | 0
2030 | TVA_Transmission_2_TVA | TVA_Transmission | TVA | Internal | Summer | B10 | 1262 | 99999 | 0 | 79.78 | 78.24 | 0.01 | 0
2030 | TVA_Transmission_2_TVA | TVA_Transmission | TVA | Internal | Winter | B16 | 25 | 99999 | 4722.48 | 98.94 | 98.95 | 0.01 | 0
2030 | TVA_Transmission_2_TVA | TVA_Transmission | TVA | Internal | Winter | B17 | 100 | 99999 | 580.03 | 98.67 | 98.68 | 0.01 | 0
2030 | TVA_Transmission_2_TVA | TVA_Transmission | TVA | Internal | Winter | B18 | 400 | 99999 | 0 | 95.94 | 94.81 | 0.01 | 0
2030 | TVA_Transmission_2_TVA | TVA_Transmission | TVA | Internal | Winter | B19 | 700 | 99999 | 0 | 95.85 | 94.81 | 0.01 | 0
2030 | TVA_Transmission_2_TVA | TVA_Transmission | TVA | Internal | Winter | B20 | 935 | 99999 | 1046.05 | 85.74 | 85.75 | 0.01 | 0
2030 | TVA_Transmission_2_VACAR | TVA_Transmission | VACAR | Internal | Shoulder | B11 | 25 | 900 | 0 | 96.94 | 98.1 | 9 | 0
2030 | TVA_Transmission_2_VACAR | TVA_Transmission | VACAR | Internal | Shoulder | B12 | 200 | 900 | 0 | 94.19 | 95.66 | 9 | 0
2030 | TVA_Transmission_2_VACAR | TVA_Transmission | VACAR | Internal | Shoulder | B13 | 600 | 900 | 0 | 93.22 | 93.83 | 9 | 0
2030 | TVA_Transmission_2_VACAR | TVA_Transmission | VACAR | Internal | Shoulder | B14 | 900 | 900 | 0 | 92.91 | 89.45 | 9 | 0
2030 | TVA_Transmission_2_VACAR | TVA_Transmission | VACAR | Internal | Shoulder | B15 | 1203 | 900 | 0 | 82.83 | 82.83 | 9 | 0
2030 | TVA_Transmission_2_VACAR | TVA_Transmission | VACAR | Internal | Summer | B1 | 10 | 900 | 0 | 148.86 | 151.39 | 9 | 0
2030 | TVA_Transmission_2_VACAR | TVA_Transmission | VACAR | Internal | Summer | B2 | 25 | 900 | 0 | 148.86 | 151.39 | 9 | 0
2030 | TVA_Transmission_2_VACAR | TVA_Transmission | VACAR | Internal | Summer | B3 | 75 | 900 | 0 | 146.39 | 151.39 | 9 | 0
2030 | TVA_Transmission_2_VACAR | TVA_Transmission | VACAR | Internal | Summer | B4 | 100 | 900 | 0 | 146.39 | 151.39 | 9 | 0
2030 | TVA_Transmission_2_VACAR | TVA_Transmission | VACAR | Internal | Summer | B5 | 200 | 900 | 0 | 129.87 | 137 | 9 | 0
2030 | TVA_Transmission_2_VACAR | TVA_Transmission | VACAR | Internal | Summer | B6 | 300 | 900 | 0 | 101.08 | 108.19 | 9 | 0
2030 | TVA_Transmission_2_VACAR | TVA_Transmission | VACAR | Internal | Summer | B7 | 400 | 900 | 0 | 95.07 | 98.9 | 9 | 0
2030 | TVA_Transmission_2_VACAR | TVA_Transmission | VACAR | Internal | Summer | B8 | 500 | 900 | 0 | 92.24 | 93.42 | 9 | 0
2030 | TVA_Transmission_2_VACAR | TVA_Transmission | VACAR | Internal | Summer | B9 | 800 | 900 | 0 | 90.54 | 83.88 | 9 | 0
2030 | TVA_Transmission_2_VACAR | TVA_Transmission | VACAR | Internal | Summer | B10 | 1262 | 900 | 0 | 79.78 | 80.87 | 9 | 0
2030 | TVA_Transmission_2_VACAR | TVA_Transmission | VACAR | Internal | Winter | B16 | 25 | 900 | 900 | 98.94 | 111.44 | 9 | 3.51
2030 | TVA_Transmission_2_VACAR | TVA_Transmission | VACAR | Internal | Winter | B17 | 100 | 900 | 0 | 98.67 | 105.54 | 9 | 0
2030 | TVA_Transmission_2_VACAR | TVA_Transmission | VACAR | Internal | Winter | B18 | 400 | 900 | 0 | 95.94 | 97.17 | 9 | 0
2030 | TVA_Transmission_2_VACAR | TVA_Transmission | VACAR | Internal | Winter | B19 | 700 | 900 | 0 | 95.85 | 94.39 | 9 | 0
2030 | TVA_Transmission_2_VACAR | TVA_Transmission | VACAR | Internal | Winter | B20 | 935 | 900 | 0 | 85.74 | 87.21 | 9 | 0
2030 | VACAR_2_PJM_ROR | VACAR | PJM_ROR | Internal | Shoulder | B11 | 25 | 2000 | 0 | 98.1 | 92.1 | 7 | 0
2030 | VACAR_2_PJM_ROR | VACAR | PJM_ROR | Internal | Shoulder | B12 | 200 | 2000 | 0 | 95.66 | 89.66 | 7 | 0
2030 | VACAR_2_PJM_ROR | VACAR | PJM_ROR | Internal | Shoulder | B13 | 600 | 2000 | 0 | 93.83 | 87.83 | 7 | 0
2030 | VACAR_2_PJM_ROR | VACAR | PJM_ROR | Internal | Shoulder | B14 | 900 | 2000 | 0 | 89.45 | 87.55 | 7 | 0
2030 | VACAR_2_PJM_ROR | VACAR | PJM_ROR | Internal | Shoulder | B15 | 1203 | 2000 | 0 | 82.83 | 76.83 | 7 | 0
2030 | VACAR_2_PJM_ROR | VACAR | PJM_ROR | Internal | Summer | B1 | 10 | 2000 | 0 | 151.39 | 140.39 | 7 | 0
2030 | VACAR_2_PJM_ROR | VACAR | PJM_ROR | Internal | Summer | B2 | 25 | 2000 | 0 | 151.39 | 140.39 | 7 | 0
2030 | VACAR_2_PJM_ROR | VACAR | PJM_ROR | Internal | Summer | B3 | 75 | 2000 | 0 | 151.39 | 140.39 | 7 | 0
2030 | VACAR_2_PJM_ROR | VACAR | PJM_ROR | Internal | Summer | B4 | 100 | 2000 | 0 | 151.39 | 140.39 | 7 | 0
2030 | VACAR_2_PJM_ROR | VACAR | PJM_ROR | Internal | Summer | B5 | 200 | 2000 | 0 | 137 | 131 | 7 | 0
2030 | VACAR_2_PJM_ROR | VACAR | PJM_ROR | Internal | Summer | B6 | 300 | 2000 | 0 | 108.19 | 102.19 | 7 | 0
2030 | VACAR_2_PJM_ROR | VACAR | PJM_ROR | Internal | Summer | B7 | 400 | 2000 | 0 | 98.9 | 92.9 | 7 | 0
2030 | VACAR_2_PJM_ROR | VACAR | PJM_ROR | Internal | Summer | B8 | 500 | 2000 | 0 | 93.42 | 88.25 | 7 | 0
2030 | VACAR_2_PJM_ROR | VACAR | PJM_ROR | Internal | Summer | B9 | 800 | 2000 | 0 | 83.88 | 85.34 | 7 | 0
2030 | VACAR_2_PJM_ROR | VACAR | PJM_ROR | Internal | Summer | B10 | 1262 | 2000 | 0 | 80.87 | 74.87 | 7 | 0
2030 | VACAR_2_PJM_ROR | VACAR | PJM_ROR | Internal | Winter | B16 | 25 | 2000 | 0 | 111.44 | 92.94 | 7 | 0
2030 | VACAR_2_PJM_ROR | VACAR | PJM_ROR | Internal | Winter | B17 | 100 | 2000 | 0 | 105.54 | 95.92 | 7 | 0
2030 | VACAR_2_PJM_ROR | VACAR | PJM_ROR | Internal | Winter | B18 | 400 | 2000 | 0 | 97.17 | 91.17 | 7 | 0
2030 | VACAR_2_PJM_ROR | VACAR | PJM_ROR | Internal | Winter | B19 | 700 | 2000 | 0 | 94.39 | 91.17 | 7 | 0
2030 | VACAR_2_PJM_ROR | VACAR | PJM_ROR | Internal | Winter | B20 | 935 | 2000 | 0 | 87.21 | 79.74 | 7 | 0
2030 | VACAR_2_SOCO | VACAR | SOCO | Internal | Shoulder | B11 | 25 | 3000 | 0 | 98.1 | 95.77 | 7 | 0
2030 | VACAR_2_SOCO | VACAR | SOCO | Internal | Shoulder | B12 | 200 | 3000 | 0 | 95.66 | 92.38 | 7 | 0
2030 | VACAR_2_SOCO | VACAR | SOCO | Internal | Shoulder | B13 | 600 | 3000 | 0 | 93.83 | 92.38 | 7 | 0
2030 | VACAR_2_SOCO | VACAR | SOCO | Internal | Shoulder | B14 | 900 | 3000 | 0 | 89.45 | 92.38 | 7 | 0
2030 | VACAR_2_SOCO | VACAR | SOCO | Internal | Shoulder | B15 | 1203 | 3000 | 623.72 | 82.83 | 89.83 | 7 | 0
2030 | VACAR_2_SOCO | VACAR | SOCO | Internal | Summer | B1 | 10 | 3000 | 0 | 151.39 | 149.4 | 7 | 0
2030 | VACAR_2_SOCO | VACAR | SOCO | Internal | Summer | B2 | 25 | 3000 | 0 | 151.39 | 149.4 | 7 | 0
2030 | VACAR_2_SOCO | VACAR | SOCO | Internal | Summer | B3 | 75 | 3000 | 0 | 151.39 | 149.4 | 7 | 0
2030 | VACAR_2_SOCO | VACAR | SOCO | Internal | Summer | B4 | 100 | 3000 | 0 | 151.39 | 146.39 | 7 | 0
2030 | VACAR_2_SOCO | VACAR | SOCO | Internal | Summer | B5 | 200 | 3000 | 0 | 137 | 127 | 7 | 0
2030 | VACAR_2_SOCO | VACAR | SOCO | Internal | Summer | B6 | 300 | 3000 | 0 | 108.19 | 94.88 | 7 | 0
2030 | VACAR_2_SOCO | VACAR | SOCO | Internal | Summer | B7 | 400 | 3000 | 0 | 98.9 | 90.88 | 7 | 0
2030 | VACAR_2_SOCO | VACAR | SOCO | Internal | Summer | B8 | 500 | 3000 | 0 | 93.42 | 90.88 | 7 | 0
2030 | VACAR_2_SOCO | VACAR | SOCO | Internal | Summer | B9 | 800 | 3000 | 1784.49 | 83.88 | 90.88 | 7 | 0
2030 | VACAR_2_SOCO | VACAR | SOCO | Internal | Summer | B10 | 1262 | 3000 | 0 | 80.87 | 81.64 | 7 | 0
2030 | VACAR_2_SOCO | VACAR | SOCO | Internal | Winter | B16 | 25 | 3000 | 0 | 111.44 | 99.05 | 7 | 0
2030 | VACAR_2_SOCO | VACAR | SOCO | Internal | Winter | B17 | 100 | 3000 | 0 | 105.54 | 95.54 | 7 | 0
2030 | VACAR_2_SOCO | VACAR | SOCO | Internal | Winter | B18 | 400 | 3000 | 0 | 97.17 | 95.54 | 7 | 0
2030 | VACAR_2_SOCO | VACAR | SOCO | Internal | Winter | B19 | 700 | 3000 | 0 | 94.39 | 95.54 | 7 | 0
2030 | VACAR_2_SOCO | VACAR | SOCO | Internal | Winter | B20 | 935 | 3000 | 0 | 87.21 | 92 | 7 | 0
2030 | VACAR_2_TVA_Transmission | VACAR | TVA_Transmission | Internal | Shoulder | B11 | 25 | 900 | 0 | 98.1 | 96.94 | 7 | 0
2030 | VACAR_2_TVA_Transmission | VACAR | TVA_Transmission | Internal | Shoulder | B12 | 200 | 900 | 0 | 95.66 | 94.19 | 7 | 0
2030 | VACAR_2_TVA_Transmission | VACAR | TVA_Transmission | Internal | Shoulder | B13 | 600 | 900 | 0 | 93.83 | 93.22 | 7 | 0
2030 | VACAR_2_TVA_Transmission | VACAR | TVA_Transmission | Internal | Shoulder | B14 | 900 | 900 | 0 | 89.45 | 92.91 | 7 | 0
2030 | VACAR_2_TVA_Transmission | VACAR | TVA_Transmission | Internal | Shoulder | B15 | 1203 | 900 | 0 | 82.83 | 82.83 | 7 | 0
2030 | VACAR_2_TVA_Transmission | VACAR | TVA_Transmission | Internal | Summer | B1 | 10 | 900 | 0 | 151.39 | 148.86 | 7 | 0
2030 | VACAR_2_TVA_Transmission | VACAR | TVA_Transmission | Internal | Summer | B2 | 25 | 900 | 0 | 151.39 | 148.86 | 7 | 0
2030 | VACAR_2_TVA_Transmission | VACAR | TVA_Transmission | Internal | Summer | B3 | 75 | 900 | 0 | 151.39 | 146.39 | 7 | 0
2030 | VACAR_2_TVA_Transmission | VACAR | TVA_Transmission | Internal | Summer | B4 | 100 | 900 | 0 | 151.39 | 146.39 | 7 | 0
2030 | VACAR_2_TVA_Transmission | VACAR | TVA_Transmission | Internal | Summer | B5 | 200 | 900 | 0 | 137 | 129.87 | 7 | 0
2030 | VACAR_2_TVA_Transmission | VACAR | TVA_Transmission | Internal | Summer | B6 | 300 | 900 | 0 | 108.19 | 101.08 | 7 | 0
2030 | VACAR_2_TVA_Transmission | VACAR | TVA_Transmission | Internal | Summer | B7 | 400 | 900 | 0 | 98.9 | 95.07 | 7 | 0
2030 | VACAR_2_TVA_Transmission | VACAR | TVA_Transmission | Internal | Summer | B8 | 500 | 900 | 0 | 93.42 | 92.24 | 7 | 0
2030 | VACAR_2_TVA_Transmission | VACAR | TVA_Transmission | Internal | Summer | B9 | 800 | 900 | 0 | 83.88 | 90.54 | 7 | 0
2030 | VACAR_2_TVA_Transmission | VACAR | TVA_Transmission | Internal | Summer | B10 | 1262 | 900 | 0 | 80.87 | 79.78 | 7 | 0
2030 | VACAR_2_TVA_Transmission | VACAR | TVA_Transmission | Internal | Winter | B16 | 25 | 900 | 0 | 111.44 | 98.94 | 7 | 0
2030 | VACAR_2_TVA_Transmission | VACAR | TVA_Transmission | Internal | Winter | B17 | 100 | 900 | 0 | 105.54 | 98.67 | 7 | 0
2030 | VACAR_2_TVA_Transmission | VACAR | TVA_Transmission | Internal | Winter | B18 | 400 | 900 | 0 | 97.17 | 95.94 | 7 | 0
2030 | VACAR_2_TVA_Transmission | VACAR | TVA_Transmission | Internal | Winter | B19 | 700 | 900 | 0 | 94.39 | 95.85 | 7 | 0
2030 | VACAR_2_TVA_Transmission | VACAR | TVA_Transmission | Internal | Winter | B20 | 935 | 900 | 0 | 87.21 | 85.74 | 7 | 0
2035 | ENT_2_MISO_MO-IL | ENT | MISO_MO-IL | Internal | Shoulder | B11 | 25 | 2260 | 0 | 136.37 | 135.44 | 8 | 0
2035 | ENT_2_MISO_MO-IL | ENT | MISO_MO-IL | Internal | Shoulder | B12 | 200 | 2260 | 0 | 122.33 | 122.33 | 8 | 0
2035 | ENT_2_MISO_MO-IL | ENT | MISO_MO-IL | Internal | Shoulder | B13 | 600 | 2260 | 0 | 118.33 | 114.86 | 8 | 0
2035 | ENT_2_MISO_MO-IL | ENT | MISO_MO-IL | Internal | Shoulder | B14 | 900 | 2260 | 0 | 117.39 | 114.86 | 8 | 0
2035 | ENT_2_MISO_MO-IL | ENT | MISO_MO-IL | Internal | Shoulder | B15 | 1203 | 2260 | 0 | 117.39 | 114.83 | 8 | 0
2035 | ENT_2_MISO_MO-IL | ENT | MISO_MO-IL | Internal | Summer | B1 | 10 | 2260 | 0 | 212.31 | 212.46 | 8 | 0
2035 | ENT_2_MISO_MO-IL | ENT | MISO_MO-IL | Internal | Summer | B2 | 25 | 2260 | 0 | 214.94 | 212.46 | 8 | 0
2035 | ENT_2_MISO_MO-IL | ENT | MISO_MO-IL | Internal | Summer | B3 | 75 | 2260 | 0 | 214.94 | 212.96 | 8 | 0
2035 | ENT_2_MISO_MO-IL | ENT | MISO_MO-IL | Internal | Summer | B4 | 100 | 2260 | 0 | 198.14 | 199.87 | 8 | 0
2035 | ENT_2_MISO_MO-IL | ENT | MISO_MO-IL | Internal | Summer | B5 | 200 | 2260 | 0 | 150.8 | 156.21 | 8 | 0
2035 | ENT_2_MISO_MO-IL | ENT | MISO_MO-IL | Internal | Summer | B6 | 300 | 2260 | 0 | 134.59 | 141.03 | 8 | 0
2035 | ENT_2_MISO_MO-IL | ENT | MISO_MO-IL | Internal | Summer | B7 | 400 | 2260 | 0 | 134.59 | 133.63 | 8 | 0
2035 | ENT_2_MISO_MO-IL | ENT | MISO_MO-IL | Internal | Summer | B8 | 500 | 2260 | 0 | 127.93 | 120.5 | 8 | 0
2035 | ENT_2_MISO_MO-IL | ENT | MISO_MO-IL | Internal | Summer | B9 | 800 | 2260 | 0 | 115.88 | 113.41 | 8 | 0
2035 | ENT_2_MISO_MO-IL | ENT | MISO_MO-IL | Internal | Summer | B10 | 1262 | 2260 | 0 | 115.88 | 113.41 | 8 | 0
2035 | ENT_2_MISO_MO-IL | ENT | MISO_MO-IL | Internal | Winter | B16 | 25 | 2260 | 0 | 128.46 | 127.55 | 8 | 0
2035 | ENT_2_MISO_MO-IL | ENT | MISO_MO-IL | Internal | Winter | B17 | 100 | 2260 | 0 | 125.39 | 124.37 | 8 | 0
2035 | ENT_2_MISO_MO-IL | ENT | MISO_MO-IL | Internal | Winter | B18 | 400 | 2260 | 0 | 120.46 | 119.25 | 8 | 0
2035 | ENT_2_MISO_MO-IL | ENT | MISO_MO-IL | Internal | Winter | B19 | 700 | 2260 | 0 | 120.46 | 117.88 | 8 | 0
2035 | ENT_2_MISO_MO-IL | ENT | MISO_MO-IL | Internal | Winter | B20 | 935 | 2260 | 0 | 120.46 | 117.84 | 8 | 0
2035 | ENT_2_SOCO | ENT | SOCO | Internal | Shoulder | B11 | 25 | 2000 | 0 | 136.37 | 138.57 | 8 | 0
2035 | ENT_2_SOCO | ENT | SOCO | Internal | Shoulder | B12 | 200 | 2000 | 0 | 122.33 | 119.26 | 8 | 0
2035 | ENT_2_SOCO | ENT | SOCO | Internal | Shoulder | B13 | 600 | 2000 | 0 | 118.33 | 119.26 | 8 | 0
2035 | ENT_2_SOCO | ENT | SOCO | Internal | Shoulder | B14 | 900 | 2000 | 0 | 117.39 | 119.26 | 8 | 0
2035 | ENT_2_SOCO | ENT | SOCO | Internal | Shoulder | B15 | 1203 | 2000 | 0 | 117.39 | 119.26 | 8 | 0
2035 | ENT_2_SOCO | ENT | SOCO | Internal | Summer | B1 | 10 | 2000 | 2000 | 212.31 | 222.94 | 8 | 2.63
2035 | ENT_2_SOCO | ENT | SOCO | Internal | Summer | B2 | 25 | 2000 | 1041.56 | 214.94 | 222.94 | 8 | 0
2035 | ENT_2_SOCO | ENT | SOCO | Internal | Summer | B3 | 75 | 2000 | 412.36 | 214.94 | 222.94 | 8 | 0
2035 | ENT_2_SOCO | ENT | SOCO | Internal | Summer | B4 | 100 | 2000 | 0 | 198.14 | 188.14 | 8 | 0
2035 | ENT_2_SOCO | ENT | SOCO | Internal | Summer | B5 | 200 | 2000 | 0 | 150.8 | 150.71 | 8 | 0
2035 | ENT_2_SOCO | ENT | SOCO | Internal | Summer | B6 | 300 | 2000 | 0 | 134.59 | 137 | 8 | 0
2035 | ENT_2_SOCO | ENT | SOCO | Internal | Summer | B7 | 400 | 2000 | 0 | 134.59 | 125.95 | 8 | 0
2035 | ENT_2_SOCO | ENT | SOCO | Internal | Summer | B8 | 500 | 2000 | 0 | 127.93 | 117.93 | 8 | 0
2035 | ENT_2_SOCO | ENT | SOCO | Internal | Summer | B9 | 800 | 2000 | 0 | 115.88 | 117.93 | 8 | 0
2035 | ENT_2_SOCO | ENT | SOCO | Internal | Summer | B10 | 1262 | 2000 | 0 | 115.88 | 117.93 | 8 | 0
2035 | ENT_2_SOCO | ENT | SOCO | Internal | Winter | B16 | 25 | 2000 | 983.31 | 128.46 | 136.46 | 8 | 0
2035 | ENT_2_SOCO | ENT | SOCO | Internal | Winter | B17 | 100 | 2000 | 0 | 125.39 | 122.22 | 8 | 0
2035 | ENT_2_SOCO | ENT | SOCO | Internal | Winter | B18 | 400 | 2000 | 0 | 120.46 | 122.22 | 8 | 0
2035 | ENT_2_SOCO | ENT | SOCO | Internal | Winter | B19 | 700 | 2000 | 0 | 120.46 | 122.22 | 8 | 0
2035 | ENT_2_SOCO | ENT | SOCO | Internal | Winter | B20 | 935 | 2000 | 0 | 120.46 | 121.07 | 8 | 0
2035 | ENT_2_SPP_N | ENT | SPP_N | Internal | Shoulder | B11 | 25 | 1300 | 0 | 136.37 | 136.14 | 8 | 0
2035 | ENT_2_SPP_N | ENT | SPP_N | Internal | Shoulder | B12 | 200 | 1300 | 0 | 122.33 | 117.33 | 8 | 0
2035 | ENT_2_SPP_N | ENT | SPP_N | Internal | Shoulder | B13 | 600 | 1300 | 0 | 118.33 | 117.19 | 8 | 0
2035 | ENT_2_SPP_N | ENT | SPP_N | Internal | Shoulder | B14 | 900 | 1300 | 0 | 117.39 | 112.37 | 8 | 0
2035 | ENT_2_SPP_N | ENT | SPP_N | Internal | Shoulder | B15 | 1203 | 1300 | 0 | 117.39 | 107.91 | 8 | 0
2035 | ENT_2_SPP_N | ENT | SPP_N | Internal | Summer | B1 | 10 | 1300 | 0 | 212.31 | 204.59 | 8 | 0
2035 | ENT_2_SPP_N | ENT | SPP_N | Internal | Summer | B2 | 25 | 1300 | 0 | 214.94 | 209.59 | 8 | 0
2035 | ENT_2_SPP_N | ENT | SPP_N | Internal | Summer | B3 | 75 | 1300 | 0 | 214.94 | 210.1 | 8 | 0
2035 | ENT_2_SPP_N | ENT | SPP_N | Internal | Summer | B4 | 100 | 1300 | 0 | 198.14 | 195.79 | 8 | 0
2035 | ENT_2_SPP_N | ENT | SPP_N | Internal | Summer | B5 | 200 | 1300 | 0 | 150.8 | 151.21 | 8 | 0
2035 | ENT_2_SPP_N | ENT | SPP_N | Internal | Summer | B6 | 300 | 1300 | 0 | 134.59 | 139.52 | 8 | 0
2035 | ENT_2_SPP_N | ENT | SPP_N | Internal | Summer | B7 | 400 | 1300 | 0 | 134.59 | 134.61 | 8 | 0
2035 | ENT_2_SPP_N | ENT | SPP_N | Internal | Summer | B8 | 500 | 1300 | 0 | 127.93 | 126.3 | 8 | 0
2035 | ENT_2_SPP_N | ENT | SPP_N | Internal | Summer | B9 | 800 | 1300 | 0 | 115.88 | 115.62 | 8 | 0
2035 | ENT_2_SPP_N | ENT | SPP_N | Internal | Summer | B10 | 1262 | 1300 | 0 | 115.88 | 113.53 | 8 | 0
2035 | ENT_2_SPP_N | ENT | SPP_N | Internal | Winter | B16 | 25 | 1300 | 0 | 128.46 | 123.45 | 8 | 0
2035 | ENT_2_SPP_N | ENT | SPP_N | Internal | Winter | B17 | 100 | 1300 | 0 | 125.39 | 120.39 | 8 | 0
2035 | ENT_2_SPP_N | ENT | SPP_N | Internal | Winter | B18 | 400 | 1300 | 0 | 120.46 | 120.39 | 8 | 0
2035 | ENT_2_SPP_N | ENT | SPP_N | Internal | Winter | B19 | 700 | 1300 | 0 | 120.46 | 115.46 | 8 | 0
2035 | ENT_2_SPP_N | ENT | SPP_N | Internal | Winter | B20 | 935 | 1300 | 0 | 120.46 | 112.84 | 8 | 0
2035 | ENT_2_SPP_S | ENT | SPP_S | Internal | Shoulder | B11 | 25 | 1300 | 0 | 136.37 | 136.15 | 8 | 0
2035 | ENT_2_SPP_S | ENT | SPP_S | Internal | Shoulder | B12 | 200 | 1300 | 0 | 122.33 | 117.32 | 8 | 0
2035 | ENT_2_SPP_S | ENT | SPP_S | Internal | Shoulder | B13 | 600 | 1300 | 0 | 118.33 | 117.21 | 8 | 0
2035 | ENT_2_SPP_S | ENT | SPP_S | Internal | Shoulder | B14 | 900 | 1300 | 0 | 117.39 | 112.39 | 8 | 0
2035 | ENT_2_SPP_S | ENT | SPP_S | Internal | Shoulder | B15 | 1203 | 1300 | 0 | 117.39 | 107.9 | 8 | 0
2035 | ENT_2_SPP_S | ENT | SPP_S | Internal | Summer | B1 | 10 | 1300 | 0 | 212.31 | 201.95 | 8 | 0
2035 | ENT_2_SPP_S | ENT | SPP_S | Internal | Summer | B2 | 25 | 1300 | 0 | 214.94 | 206.95 | 8 | 0
2035 | ENT_2_SPP_S | ENT | SPP_S | Internal | Summer | B3 | 75 | 1300 | 0 | 214.94 | 207.45 | 8 | 0
2035 | ENT_2_SPP_S | ENT | SPP_S | Internal | Summer | B4 | 100 | 1300 | 0 | 198.14 | 193.14 | 8 | 0
2035 | ENT_2_SPP_S | ENT | SPP_S | Internal | Summer | B5 | 200 | 1300 | 0 | 150.8 | 148.56 | 8 | 0
2035 | ENT_2_SPP_S | ENT | SPP_S | Internal | Summer | B6 | 300 | 1300 | 0 | 134.59 | 139.53 | 8 | 0
2035 | ENT_2_SPP_S | ENT | SPP_S | Internal | Summer | B7 | 400 | 1300 | 0 | 134.59 | 134.62 | 8 | 0
2035 | ENT_2_SPP_S | ENT | SPP_S | Internal | Summer | B8 | 500 | 1300 | 0 | 127.93 | 126.31 | 8 | 0
2035 | ENT_2_SPP_S | ENT | SPP_S | Internal | Summer | B9 | 800 | 1300 | 0 | 115.88 | 115.63 | 8 | 0
2035 | ENT_2_SPP_S | ENT | SPP_S | Internal | Summer | B10 | 1262 | 1300 | 0 | 115.88 | 113.54 | 8 | 0
2035 | ENT_2_SPP_S | ENT | SPP_S | Internal | Winter | B16 | 25 | 1300 | 0 | 128.46 | 123.46 | 8 | 0
2035 | ENT_2_SPP_S | ENT | SPP_S | Internal | Winter | B17 | 100 | 1300 | 0 | 125.39 | 120.41 | 8 | 0
2035 | ENT_2_SPP_S | ENT | SPP_S | Internal | Winter | B18 | 400 | 1300 | 0 | 120.46 | 120.41 | 8 | 0
2035 | ENT_2_SPP_S | ENT | SPP_S | Internal | Winter | B19 | 700 | 1300 | 0 | 120.46 | 115.48 | 8 | 0
2035 | ENT_2_SPP_S | ENT | SPP_S | Internal | Winter | B20 | 935 | 1300 | 0 | 120.46 | 112.86 | 8 | 0
2035 | ENT_2_TVA_Transmission | ENT | TVA_Transmission | Internal | Shoulder | B11 | 25 | 2100 | 0 | 136.37 | 138.27 | 8 | 0
2035 | ENT_2_TVA_Transmission | ENT | TVA_Transmission | Internal | Shoulder | B12 | 200 | 2100 | 0 | 122.33 | 123.71 | 8 | 0
2035 | ENT_2_TVA_Transmission | ENT | TVA_Transmission | Internal | Shoulder | B13 | 600 | 2100 | 0 | 118.33 | 120.65 | 8 | 0
2035 | ENT_2_TVA_Transmission | ENT | TVA_Transmission | Internal | Shoulder | B14 | 900 | 2100 | 0 | 117.39 | 120.48 | 8 | 0
2035 | ENT_2_TVA_Transmission | ENT | TVA_Transmission | Internal | Shoulder | B15 | 1203 | 2100 | 0 | 117.39 | 119.79 | 8 | 0
2035 | ENT_2_TVA_Transmission | ENT | TVA_Transmission | Internal | Summer | B1 | 10 | 2100 | 2100 | 212.31 | 220.44 | 8 | 0.13
2035 | ENT_2_TVA_Transmission | ENT | TVA_Transmission | Internal | Summer | B2 | 25 | 2100 | 0 | 214.94 | 220.46 | 8 | 0
2035 | ENT_2_TVA_Transmission | ENT | TVA_Transmission | Internal | Summer | B3 | 75 | 2100 | 0 | 214.94 | 218.6 | 8 | 0
2035 | ENT_2_TVA_Transmission | ENT | TVA_Transmission | Internal | Summer | B4 | 100 | 2100 | 0 | 198.14 | 194.89 | 8 | 0
2035 | ENT_2_TVA_Transmission | ENT | TVA_Transmission | Internal | Summer | B5 | 200 | 2100 | 23.17 | 150.8 | 158.8 | 8 | 0
2035 | ENT_2_TVA_Transmission | ENT | TVA_Transmission | Internal | Summer | B6 | 300 | 2100 | 0 | 134.59 | 134.86 | 8 | 0
2035 | ENT_2_TVA_Transmission | ENT | TVA_Transmission | Internal | Summer | B7 | 400 | 2100 | 0 | 134.59 | 125.8 | 8 | 0
2035 | ENT_2_TVA_Transmission | ENT | TVA_Transmission | Internal | Summer | B8 | 500 | 2100 | 0 | 127.93 | 122.09 | 8 | 0
2035 | ENT_2_TVA_Transmission | ENT | TVA_Transmission | Internal | Summer | B9 | 800 | 2100 | 0 | 115.88 | 119.11 | 8 | 0
2035 | ENT_2_TVA_Transmission | ENT | TVA_Transmission | Internal | Summer | B10 | 1262 | 2100 | 0 | 115.88 | 118.39 | 8 | 0
2035 | ENT_2_TVA_Transmission | ENT | TVA_Transmission | Internal | Winter | B16 | 25 | 2100 | 0 | 128.46 | 135.55 | 8 | 0
2035 | ENT_2_TVA_Transmission | ENT | TVA_Transmission | Internal | Winter | B17 | 100 | 2100 | 0 | 125.39 | 129.25 | 8 | 0
2035 | ENT_2_TVA_Transmission | ENT | TVA_Transmission | Internal | Winter | B18 | 400 | 2100 | 0 | 120.46 | 124.14 | 8 | 0
2035 | ENT_2_TVA_Transmission | ENT | TVA_Transmission | Internal | Winter | B19 | 700 | 2100 | 0 | 120.46 | 123.52 | 8 | 0
2035 | ENT_2_TVA_Transmission | ENT | TVA_Transmission | Internal | Winter | B20 | 935 | 2100 | 0 | 120.46 | 121.37 | 8 | 0
2035 | FRCC_2_SOCO | FRCC | SOCO | Internal | Shoulder | B11 | 25 | 900 | 0 | 143.77 | 138.57 | 8 | 0
2035 | FRCC_2_SOCO | FRCC | SOCO | Internal | Shoulder | B12 | 200 | 900 | 0 | 124.61 | 119.26 | 8 | 0
2035 | FRCC_2_SOCO | FRCC | SOCO | Internal | Shoulder | B13 | 600 | 900 | 0 | 123.68 | 119.26 | 8 | 0
2035 | FRCC_2_SOCO | FRCC | SOCO | Internal | Shoulder | B14 | 900 | 900 | 0 | 123.68 | 119.26 | 8 | 0
2035 | FRCC_2_SOCO | FRCC | SOCO | Internal | Shoulder | B15 | 1203 | 900 | 0 | 123.68 | 119.26 | 8 | 0
2035 | FRCC_2_SOCO | FRCC | SOCO | Internal | Summer | B1 | 10 | 900 | 0 | 227.84 | 222.94 | 8 | 0
2035 | FRCC_2_SOCO | FRCC | SOCO | Internal | Summer | B2 | 25 | 900 | 0 | 227.84 | 222.94 | 8 | 0
2035 | FRCC_2_SOCO | FRCC | SOCO | Internal | Summer | B3 | 75 | 900 | 0 | 224.39 | 222.94 | 8 | 0
2035 | FRCC_2_SOCO | FRCC | SOCO | Internal | Summer | B4 | 100 | 900 | 637.65 | 180.14 | 188.14 | 8 | 0
2035 | FRCC_2_SOCO | FRCC | SOCO | Internal | Summer | B5 | 200 | 900 | 630.81 | 142.71 | 150.71 | 8 | 0
2035 | FRCC_2_SOCO | FRCC | SOCO | Internal | Summer | B6 | 300 | 900 | 0 | 142.71 | 137 | 8 | 0
2035 | FRCC_2_SOCO | FRCC | SOCO | Internal | Summer | B7 | 400 | 900 | 0 | 135.95 | 125.95 | 8 | 0
2035 | FRCC_2_SOCO | FRCC | SOCO | Internal | Summer | B8 | 500 | 900 | 0 | 122.78 | 117.93 | 8 | 0
2035 | FRCC_2_SOCO | FRCC | SOCO | Internal | Summer | B9 | 800 | 900 | 0 | 122.78 | 117.93 | 8 | 0
2035 | FRCC_2_SOCO | FRCC | SOCO | Internal | Summer | B10 | 1262 | 900 | 102.95 | 109.93 | 117.93 | 8 | 0
2035 | FRCC_2_SOCO | FRCC | SOCO | Internal | Winter | B16 | 25 | 900 | 0 | 146.46 | 136.46 | 8 | 0
2035 | FRCC_2_SOCO | FRCC | SOCO | Internal | Winter | B17 | 100 | 900 | 0 | 126.16 | 122.22 | 8 | 0
2035 | FRCC_2_SOCO | FRCC | SOCO | Internal | Winter | B18 | 400 | 900 | 0 | 126.16 | 122.22 | 8 | 0
2035 | FRCC_2_SOCO | FRCC | SOCO | Internal | Winter | B19 | 700 | 900 | 0 | 126.16 | 122.22 | 8 | 0
2035 | FRCC_2_SOCO | FRCC | SOCO | Internal | Winter | B20 | 935 | 900 | 0 | 120.44 | 121.07 | 8 | 0
2035 | HQ_NEISO_2_NEISO | HQ_NEISO | NEISO | Internal | Shoulder | B11 | 25 | 99999 | 2920 | 80.14 | 80.16 | 0.01 | 0
2035 | HQ_NEISO_2_NEISO | HQ_NEISO | NEISO | Internal | Shoulder | B12 | 200 | 99999 | 2920.1 | 92.72 | 92.73 | 0.01 | 0
2035 | HQ_NEISO_2_NEISO | HQ_NEISO | NEISO | Internal | Shoulder | B13 | 600 | 99999 | 2920 | 80.14 | 80.16 | 0.01 | 0
2035 | HQ_NEISO_2_NEISO | HQ_NEISO | NEISO | Internal | Shoulder | B14 | 900 | 99999 | 2920 | 80.11 | 80.12 | 0.01 | 0
2035 | HQ_NEISO_2_NEISO | HQ_NEISO | NEISO | Internal | Shoulder | B15 | 1203 | 99999 | 1143.24 | 80.11 | 80.12 | 0.01 | 0
2035 | HQ_NEISO_2_NEISO | HQ_NEISO | NEISO | Internal | Summer | B1 | 10 | 99999 | 2920.1 | 146.2 | 146.22 | 0.01 | 0
2035 | HQ_NEISO_2_NEISO | HQ_NEISO | NEISO | Internal | Summer | B2 | 25 | 99999 | 2920.1 | 147.64 | 147.65 | 0.01 | 0
2035 | HQ_NEISO_2_NEISO | HQ_NEISO | NEISO | Internal | Summer | B3 | 75 | 99999 | 2920.1 | 144.21 | 144.22 | 0.01 | 0
2035 | HQ_NEISO_2_NEISO | HQ_NEISO | NEISO | Internal | Summer | B4 | 100 | 99999 | 2920.1 | 135.3 | 135.32 | 0.01 | 0
2035 | HQ_NEISO_2_NEISO | HQ_NEISO | NEISO | Internal | Summer | B5 | 200 | 99999 | 2920.1 | 123.42 | 123.43 | 0.01 | 0
2035 | HQ_NEISO_2_NEISO | HQ_NEISO | NEISO | Internal | Summer | B6 | 300 | 99999 | 2920.1 | 114.08 | 114.09 | 0.01 | 0
2035 | HQ_NEISO_2_NEISO | HQ_NEISO | NEISO | Internal | Summer | B7 | 400 | 99999 | 2920.1 | 106.37 | 106.38 | 0.01 | 0
2035 | HQ_NEISO_2_NEISO | HQ_NEISO | NEISO | Internal | Summer | B8 | 500 | 99999 | 2920.1 | 106.37 | 106.38 | 0.01 | 0
2035 | HQ_NEISO_2_NEISO | HQ_NEISO | NEISO | Internal | Summer | B9 | 800 | 99999 | 2920.1 | 106.37 | 106.38 | 0.01 | 0
2035 | HQ_NEISO_2_NEISO | HQ_NEISO | NEISO | Internal | Summer | B10 | 1262 | 99999 | 796.04 | 106.37 | 106.38 | 0.01 | 0
2035 | HQ_NEISO_2_NEISO | HQ_NEISO | NEISO | Internal | Winter | B16 | 25 | 99999 | 2920.06 | 91.28 | 91.29 | 0.01 | 0
2035 | HQ_NEISO_2_NEISO | HQ_NEISO | NEISO | Internal | Winter | B17 | 100 | 99999 | 2920.06 | 91.28 | 91.29 | 0.01 | 0
2035 | HQ_NEISO_2_NEISO | HQ_NEISO | NEISO | Internal | Winter | B18 | 400 | 99999 | 2920 | 80.34 | 80.35 | 0.01 | 0
2035 | HQ_NEISO_2_NEISO | HQ_NEISO | NEISO | Internal | Winter | B19 | 700 | 99999 | 2920 | 80.34 | 80.35 | 0.01 | 0
2035 | HQ_NEISO_2_NEISO | HQ_NEISO | NEISO | Internal | Winter | B20 | 935 | 99999 | 1233.58 | 80.34 | 80.35 | 0.01 | 0
2035 | HQ_NY_2_NYISO_A-F | HQ_NY | NYISO_A-F | Internal | Shoulder | B11 | 25 | 99999 | 2812.27 | 78.63 | 78.64 | 0.01 | 0
2035 | HQ_NY_2_NYISO_A-F | HQ_NY | NYISO_A-F | Internal | Shoulder | B12 | 200 | 99999 | 2847.79 | 91.21 | 91.22 | 0.01 | 0
2035 | HQ_NY_2_NYISO_A-F | HQ_NY | NYISO_A-F | Internal | Shoulder | B13 | 600 | 99999 | 2781.85 | 78.63 | 78.64 | 0.01 | 0
2035 | HQ_NY_2_NYISO_A-F | HQ_NY | NYISO_A-F | Internal | Shoulder | B14 | 900 | 99999 | 2673.14 | 78.6 | 78.61 | 0.01 | 0
2035 | HQ_NY_2_NYISO_A-F | HQ_NY | NYISO_A-F | Internal | Shoulder | B15 | 1203 | 99999 | 1582.7 | 78.6 | 78.61 | 0.01 | 0
2035 | HQ_NY_2_NYISO_A-F | HQ_NY | NYISO_A-F | Internal | Summer | B1 | 10 | 99999 | 3500.1 | 142.42 | 142.43 | 0.01 | 0
2035 | HQ_NY_2_NYISO_A-F | HQ_NY | NYISO_A-F | Internal | Summer | B2 | 25 | 99999 | 3406.71 | 143.85 | 143.87 | 0.01 | 0
2035 | HQ_NY_2_NYISO_A-F | HQ_NY | NYISO_A-F | Internal | Summer | B3 | 75 | 99999 | 3266.7 | 140.42 | 140.43 | 0.01 | 0
2035 | HQ_NY_2_NYISO_A-F | HQ_NY | NYISO_A-F | Internal | Summer | B4 | 100 | 99999 | 3116.37 | 133.79 | 133.8 | 0.01 | 0
2035 | HQ_NY_2_NYISO_A-F | HQ_NY | NYISO_A-F | Internal | Summer | B5 | 200 | 99999 | 3025.59 | 121.91 | 121.92 | 0.01 | 0
2035 | HQ_NY_2_NYISO_A-F | HQ_NY | NYISO_A-F | Internal | Summer | B6 | 300 | 99999 | 2934.96 | 111.08 | 111.09 | 0.01 | 0
2035 | HQ_NY_2_NYISO_A-F | HQ_NY | NYISO_A-F | Internal | Summer | B7 | 400 | 99999 | 2830.84 | 103.37 | 103.38 | 0.01 | 0
2035 | HQ_NY_2_NYISO_A-F | HQ_NY | NYISO_A-F | Internal | Summer | B8 | 500 | 99999 | 2760.34 | 103.37 | 103.38 | 0.01 | 0
2035 | HQ_NY_2_NYISO_A-F | HQ_NY | NYISO_A-F | Internal | Summer | B9 | 800 | 99999 | 2664.8 | 103.37 | 103.38 | 0.01 | 0
2035 | HQ_NY_2_NYISO_A-F | HQ_NY | NYISO_A-F | Internal | Summer | B10 | 1262 | 99999 | 1436.41 | 103.37 | 103.38 | 0.01 | 0
2035 | HQ_NY_2_NYISO_A-F | HQ_NY | NYISO_A-F | Internal | Winter | B16 | 25 | 99999 | 3058.87 | 89.77 | 89.78 | 0.01 | 0
2035 | HQ_NY_2_NYISO_A-F | HQ_NY | NYISO_A-F | Internal | Winter | B17 | 100 | 99999 | 3001.1 | 89.77 | 89.78 | 0.01 | 0
2035 | HQ_NY_2_NYISO_A-F | HQ_NY | NYISO_A-F | Internal | Winter | B18 | 400 | 99999 | 2934.69 | 78.83 | 78.84 | 0.01 | 0
2035 | HQ_NY_2_NYISO_A-F | HQ_NY | NYISO_A-F | Internal | Winter | B19 | 700 | 99999 | 2819.07 | 78.83 | 78.84 | 0.01 | 0
2035 | HQ_NY_2_NYISO_A-F | HQ_NY | NYISO_A-F | Internal | Winter | B20 | 935 | 99999 | 1762.97 | 78.83 | 78.84 | 0.01 | 0
2035 | HQ_IESO_2_IESO | HQ_IESO | IESO | Internal | Shoulder | B11 | 25 | 99999 | 400 | 71.6 | 71.61 | 0.01 | 0
2035 | HQ_IESO_2_IESO | HQ_IESO | IESO | Internal | Shoulder | B12 | 200 | 99999 | 400 | 71.6 | 71.61 | 0.01 | 0
2035 | HQ_IESO_2_IESO | HQ_IESO | IESO | Internal | Shoulder | B13 | 600 | 99999 | 400 | 71.6 | 71.61 | 0.01 | 0
2035 | HQ_IESO_2_IESO | HQ_IESO | IESO | Internal | Shoulder | B14 | 900 | 99999 | 400 | 71.6 | 71.61 | 0.01 | 0
2035 | HQ_IESO_2_IESO | HQ_IESO | IESO | Internal | Shoulder | B15 | 1203 | 99999 | 75.48 | 71.6 | 71.61 | 0.01 | 0
2035 | HQ_IESO_2_IESO | HQ_IESO | IESO | Internal | Summer | B1 | 10 | 99999 | 400.1 | 135.42 | 135.43 | 0.01 | 0
2035 | HQ_IESO_2_IESO | HQ_IESO | IESO | Internal | Summer | B2 | 25 | 99999 | 400.1 | 136.85 | 136.87 | 0.01 | 0
2035 | HQ_IESO_2_IESO | HQ_IESO | IESO | Internal | Summer | B3 | 75 | 99999 | 400.1 | 126.79 | 126.8 | 0.01 | 0
2035 | HQ_IESO_2_IESO | HQ_IESO | IESO | Internal | Summer | B4 | 100 | 99999 | 400.1 | 126.79 | 126.8 | 0.01 | 0
2035 | HQ_IESO_2_IESO | HQ_IESO | IESO | Internal | Summer | B5 | 200 | 99999 | 400 | 89.86 | 89.87 | 0.01 | 0
2035 | HQ_IESO_2_IESO | HQ_IESO | IESO | Internal | Summer | B6 | 300 | 99999 | 400 | 66.82 | 66.83 | 0.01 | 0
2035 | HQ_IESO_2_IESO | HQ_IESO | IESO | Internal | Summer | B7 | 400 | 99999 | 400 | 66.82 | 66.83 | 0.01 | 0
2035 | HQ_IESO_2_IESO | HQ_IESO | IESO | Internal | Summer | B8 | 500 | 99999 | 400 | 66.82 | 66.83 | 0.01 | 0
2035 | HQ_IESO_2_IESO | HQ_IESO | IESO | Internal | Summer | B9 | 800 | 99999 | 400 | 66.82 | 66.83 | 0.01 | 0
2035 | HQ_IESO_2_IESO | HQ_IESO | IESO | Internal | Summer | B10 | 1262 | 99999 | 12.04 | 66.82 | 66.83 | 0.01 | 0
2035 | HQ_IESO_2_IESO | HQ_IESO | IESO | Internal | Winter | B16 | 25 | 99999 | 400 | 71.83 | 71.84 | 0.01 | 0
2035 | HQ_IESO_2_IESO | HQ_IESO | IESO | Internal | Winter | B17 | 100 | 99999 | 400 | 71.83 | 71.84 | 0.01 | 0
2035 | HQ_IESO_2_IESO | HQ_IESO | IESO | Internal | Winter | B18 | 400 | 99999 | 400 | 71.83 | 71.84 | 0.01 | 0
2035 | HQ_IESO_2_IESO | HQ_IESO | IESO | Internal | Winter | B19 | 700 | 99999 | 400 | 71.83 | 71.84 | 0.01 | 0
2035 | HQ_IESO_2_IESO | HQ_IESO | IESO | Internal | Winter | B20 | 935 | 99999 | 91.98 | 71.83 | 71.84 | 0.01 | 0
2035 | IESO_2_MAPP_CA | IESO | MAPP_CA | Internal | Shoulder | B11 | 25 | 262 | 262 | 71.61 | 100.77 | 7 | 22.17
2035 | IESO_2_MAPP_CA | IESO | MAPP_CA | Internal | Shoulder | B12 | 200 | 262 | 262 | 71.61 | 100.77 | 7 | 22.17
2035 | IESO_2_MAPP_CA | IESO | MAPP_CA | Internal | Shoulder | B13 | 600 | 262 | 262 | 71.61 | 100.77 | 7 | 22.17
2035 | IESO_2_MAPP_CA | IESO | MAPP_CA | Internal | Shoulder | B14 | 900 | 262 | 262 | 71.61 | 100.77 | 7 | 22.17
2035 | IESO_2_MAPP_CA | IESO | MAPP_CA | Internal | Shoulder | B15 | 1203 | 262 | 262 | 71.61 | 100.77 | 7 | 22.17
2035 | IESO_2_MAPP_CA | IESO | MAPP_CA | Internal | Summer | B1 | 10 | 262 | 262 | 135.43 | 177.79 | 7 | 35.36
2035 | IESO_2_MAPP_CA | IESO | MAPP_CA | Internal | Summer | B2 | 25 | 262 | 262 | 136.87 | 177.79 | 7 | 33.93
2035 | IESO_2_MAPP_CA | IESO | MAPP_CA | Internal | Summer | B3 | 75 | 262 | 262 | 126.8 | 178.3 | 7 | 44.5
2035 | IESO_2_MAPP_CA | IESO | MAPP_CA | Internal | Summer | B4 | 100 | 262 | 262 | 126.8 | 164.08 | 7 | 30.27
2035 | IESO_2_MAPP_CA | IESO | MAPP_CA | Internal | Summer | B5 | 200 | 262 | 262 | 89.87 | 121.55 | 7 | 24.68
2035 | IESO_2_MAPP_CA | IESO | MAPP_CA | Internal | Summer | B6 | 300 | 262 | 262 | 66.83 | 106.37 | 7 | 32.54
2035 | IESO_2_MAPP_CA | IESO | MAPP_CA | Internal | Summer | B7 | 400 | 262 | 262 | 66.83 | 98.97 | 7 | 25.14
2035 | IESO_2_MAPP_CA | IESO | MAPP_CA | Internal | Summer | B8 | 500 | 262 | 262 | 66.83 | 98.97 | 7 | 25.14
2035 | IESO_2_MAPP_CA | IESO | MAPP_CA | Internal | Summer | B9 | 800 | 262 | 262 | 66.83 | 98.97 | 7 | 25.14
2035 | IESO_2_MAPP_CA | IESO | MAPP_CA | Internal | Summer | B10 | 1262 | 262 | 262 | 66.83 | 98.97 | 7 | 25.14
2035 | IESO_2_MAPP_CA | IESO | MAPP_CA | Internal | Winter | B16 | 25 | 262 | 262 | 71.84 | 111.22 | 7 | 32.37
2035 | IESO_2_MAPP_CA | IESO | MAPP_CA | Internal | Winter | B17 | 100 | 262 | 262 | 71.84 | 111.22 | 7 | 32.37
2035 | IESO_2_MAPP_CA | IESO | MAPP_CA | Internal | Winter | B18 | 400 | 262 | 262 | 71.84 | 111.22 | 7 | 32.37
2035 | IESO_2_MAPP_CA | IESO | MAPP_CA | Internal | Winter | B19 | 700 | 262 | 262 | 71.84 | 111.22 | 7 | 32.37
2035 | IESO_2_MAPP_CA | IESO | MAPP_CA | Internal | Winter | B20 | 935 | 262 | 262 | 71.84 | 111.22 | 7 | 32.37
2035 | IESO_2_MISO_MI | IESO | MISO_MI | Internal | Shoulder | B11 | 25 | 1840 | 1840 | 71.61 | 133.24 | 7 | 54.63
2035 | IESO_2_MISO_MI | IESO | MISO_MI | Internal | Shoulder | B12 | 200 | 1840 | 1840 | 71.61 | 124.58 | 7 | 45.98
2035 | IESO_2_MISO_MI | IESO | MISO_MI | Internal | Shoulder | B13 | 600 | 1840 | 1840 | 71.61 | 115.39 | 7 | 36.79
2035 | IESO_2_MISO_MI | IESO | MISO_MI | Internal | Shoulder | B14 | 900 | 1840 | 1840 | 71.61 | 115.32 | 7 | 36.71
2035 | IESO_2_MISO_MI | IESO | MISO_MI | Internal | Shoulder | B15 | 1203 | 1840 | 1840 | 71.61 | 114.86 | 7 | 36.25
2035 | IESO_2_MISO_MI | IESO | MISO_MI | Internal | Summer | B1 | 10 | 1840 | 1840 | 135.43 | 212.98 | 7 | 70.55
2035 | IESO_2_MISO_MI | IESO | MISO_MI | Internal | Summer | B2 | 25 | 1840 | 1840 | 136.87 | 212.96 | 7 | 69.1
2035 | IESO_2_MISO_MI | IESO | MISO_MI | Internal | Summer | B3 | 75 | 1840 | 1840 | 126.8 | 210.61 | 7 | 76.8
2035 | IESO_2_MISO_MI | IESO | MISO_MI | Internal | Summer | B4 | 100 | 1840 | 1840 | 126.8 | 195.97 | 7 | 62.17
2035 | IESO_2_MISO_MI | IESO | MISO_MI | Internal | Summer | B5 | 200 | 1840 | 1840 | 89.87 | 153.97 | 7 | 57.11
2035 | IESO_2_MISO_MI | IESO | MISO_MI | Internal | Summer | B6 | 300 | 1840 | 1840 | 66.83 | 138.8 | 7 | 64.97
2035 | IESO_2_MISO_MI | IESO | MISO_MI | Internal | Summer | B7 | 400 | 1840 | 1840 | 66.83 | 132 | 7 | 58.16
2035 | IESO_2_MISO_MI | IESO | MISO_MI | Internal | Summer | B8 | 500 | 1840 | 1840 | 66.83 | 121.01 | 7 | 47.18
2035 | IESO_2_MISO_MI | IESO | MISO_MI | Internal | Summer | B9 | 800 | 1840 | 1840 | 66.83 | 113.75 | 7 | 39.92
2035 | IESO_2_MISO_MI | IESO | MISO_MI | Internal | Summer | B10 | 1262 | 1840 | 1840 | 66.83 | 113.7 | 7 | 39.87
2035 | IESO_2_MISO_MI | IESO | MISO_MI | Internal | Winter | B16 | 25 | 1840 | 1840 | 71.84 | 129.04 | 7 | 50.2
2035 | IESO_2_MISO_MI | IESO | MISO_MI | Internal | Winter | B17 | 100 | 1840 | 1840 | 71.84 | 125.87 | 7 | 47.02
2035 | IESO_2_MISO_MI | IESO | MISO_MI | Internal | Winter | B18 | 400 | 1840 | 1840 | 71.84 | 120.03 | 7 | 41.19
2035 | IESO_2_MISO_MI | IESO | MISO_MI | Internal | Winter | B19 | 700 | 1840 | 1840 | 71.84 | 117.88 | 7 | 39.04
2035 | IESO_2_MISO_MI | IESO | MISO_MI | Internal | Winter | B20 | 935 | 1840 | 1840 | 71.84 | 117.88 | 7 | 39.04
2035 | IESO_2_MISO_W | IESO | MISO_W | Internal | Shoulder | B11 | 25 | 140 | 140 | 71.61 | 135.43 | 7 | 56.82
2035 | IESO_2_MISO_W | IESO | MISO_W | Internal | Shoulder | B12 | 200 | 140 | 140 | 71.61 | 122.32 | 7 | 43.71
2035 | IESO_2_MISO_W | IESO | MISO_W | Internal | Shoulder | B13 | 600 | 140 | 140 | 71.61 | 114.85 | 7 | 36.24
2035 | IESO_2_MISO_W | IESO | MISO_W | Internal | Shoulder | B14 | 900 | 140 | 140 | 71.61 | 114.77 | 7 | 36.17
2035 | IESO_2_MISO_W | IESO | MISO_W | Internal | Shoulder | B15 | 1203 | 140 | 140 | 71.61 | 108.21 | 7 | 29.6
2035 | IESO_2_MISO_W | IESO | MISO_W | Internal | Summer | B1 | 10 | 140 | 140 | 135.43 | 212.44 | 7 | 70.01
2035 | IESO_2_MISO_W | IESO | MISO_W | Internal | Summer | B2 | 25 | 140 | 140 | 136.87 | 212.44 | 7 | 68.58
2035 | IESO_2_MISO_W | IESO | MISO_W | Internal | Summer | B3 | 75 | 140 | 140 | 126.8 | 212.95 | 7 | 79.15
2035 | IESO_2_MISO_W | IESO | MISO_W | Internal | Summer | B4 | 100 | 140 | 140 | 126.8 | 198.73 | 7 | 64.92
2035 | IESO_2_MISO_W | IESO | MISO_W | Internal | Summer | B5 | 200 | 140 | 140 | 89.87 | 156.2 | 7 | 59.33
2035 | IESO_2_MISO_W | IESO | MISO_W | Internal | Summer | B6 | 300 | 140 | 140 | 66.83 | 141.02 | 7 | 67.19
2035 | IESO_2_MISO_W | IESO | MISO_W | Internal | Summer | B7 | 400 | 140 | 140 | 66.83 | 133.62 | 7 | 59.79
2035 | IESO_2_MISO_W | IESO | MISO_W | Internal | Summer | B8 | 500 | 140 | 140 | 66.83 | 120.49 | 7 | 46.66
2035 | IESO_2_MISO_W | IESO | MISO_W | Internal | Summer | B9 | 800 | 140 | 140 | 66.83 | 113.23 | 7 | 39.4
2035 | IESO_2_MISO_W | IESO | MISO_W | Internal | Summer | B10 | 1262 | 140 | 140 | 66.83 | 106.79 | 7 | 32.96
2035 | IESO_2_MISO_W | IESO | MISO_W | Internal | Winter | B16 | 25 | 140 | 140 | 71.84 | 120.93 | 7 | 42.09
2035 | IESO_2_MISO_W | IESO | MISO_W | Internal | Winter | B17 | 100 | 140 | 140 | 71.84 | 117.76 | 7 | 38.91
2035 | IESO_2_MISO_W | IESO | MISO_W | Internal | Winter | B18 | 400 | 140 | 140 | 71.84 | 117.76 | 7 | 38.91
2035 | IESO_2_MISO_W | IESO | MISO_W | Internal | Winter | B19 | 700 | 140 | 140 | 71.84 | 117.76 | 7 | 38.91
2035 | IESO_2_MISO_W | IESO | MISO_W | Internal | Winter | B20 | 935 | 140 | 140 | 71.84 | 111.23 | 7 | 32.38
2035 | IESO_2_NYISO_A-F | IESO | NYISO_A-F | Internal | Shoulder | B11 | 25 | 1725 | 1725 | 71.61 | 78.64 | 7 | 0.04
2035 | IESO_2_NYISO_A-F | IESO | NYISO_A-F | Internal | Shoulder | B12 | 200 | 1725 | 1725 | 71.61 | 91.22 | 7 | 12.61
2035 | IESO_2_NYISO_A-F | IESO | NYISO_A-F | Internal | Shoulder | B13 | 600 | 1725 | 1725 | 71.61 | 78.64 | 7 | 0.04
2035 | IESO_2_NYISO_A-F | IESO | NYISO_A-F | Internal | Shoulder | B14 | 900 | 1725 | 594.71 | 71.61 | 78.61 | 7 | 0
2035 | IESO_2_NYISO_A-F | IESO | NYISO_A-F | Internal | Shoulder | B15 | 1203 | 1725 | 407.41 | 71.61 | 78.61 | 7 | 0
2035 | IESO_2_NYISO_A-F | IESO | NYISO_A-F | Internal | Summer | B1 | 10 | 1725 | 712.96 | 135.43 | 142.43 | 7 | 0
2035 | IESO_2_NYISO_A-F | IESO | NYISO_A-F | Internal | Summer | B2 | 25 | 1725 | 1122.09 | 136.87 | 143.87 | 7 | 0
2035 | IESO_2_NYISO_A-F | IESO | NYISO_A-F | Internal | Summer | B3 | 75 | 1725 | 1725 | 126.8 | 140.43 | 7 | 6.63
2035 | IESO_2_NYISO_A-F | IESO | NYISO_A-F | Internal | Summer | B4 | 100 | 1725 | 1656.88 | 126.8 | 133.8 | 7 | 0
2035 | IESO_2_NYISO_A-F | IESO | NYISO_A-F | Internal | Summer | B5 | 200 | 1725 | 1725 | 89.87 | 121.92 | 7 | 25.05
2035 | IESO_2_NYISO_A-F | IESO | NYISO_A-F | Internal | Summer | B6 | 300 | 1725 | 1725 | 66.83 | 111.09 | 7 | 37.26
2035 | IESO_2_NYISO_A-F | IESO | NYISO_A-F | Internal | Summer | B7 | 400 | 1725 | 1725 | 66.83 | 103.38 | 7 | 29.55
2035 | IESO_2_NYISO_A-F | IESO | NYISO_A-F | Internal | Summer | B8 | 500 | 1725 | 1725 | 66.83 | 103.38 | 7 | 29.55
2035 | IESO_2_NYISO_A-F | IESO | NYISO_A-F | Internal | Summer | B9 | 800 | 1725 | 1725 | 66.83 | 103.38 | 7 | 29.55
2035 | IESO_2_NYISO_A-F | IESO | NYISO_A-F | Internal | Summer | B10 | 1262 | 1725 | 1725 | 66.83 | 103.38 | 7 | 29.55
2035 | IESO_2_NYISO_A-F | IESO | NYISO_A-F | Internal | Winter | B16 | 25 | 1725 | 1725 | 71.84 | 89.78 | 7 | 10.94
2035 | IESO_2_NYISO_A-F | IESO | NYISO_A-F | Internal | Winter | B17 | 100 | 1725 | 1725 | 71.84 | 89.78 | 7 | 10.94
2035 | IESO_2_NYISO_A-F | IESO | NYISO_A-F | Internal | Winter | B18 | 400 | 1725 | 1708.12 | 71.84 | 78.84 | 7 | 0
2035 | IESO_2_NYISO_A-F | IESO | NYISO_A-F | Internal | Winter | B19 | 700 | 1725 | 1227.06 | 71.84 | 78.84 | 7 | 0
2035 | IESO_2_NYISO_A-F | IESO | NYISO_A-F | Internal | Winter | B20 | 935 | 1725 | 455.48 | 71.84 | 78.84 | 7 | 0
2035 | MAPP_CA_2_IESO | MAPP_CA | IESO | Internal | Shoulder | B11 | 25 | 330 | 0 | 100.77 | 71.61 | 8 | 0
2035 | MAPP_CA_2_IESO | MAPP_CA | IESO | Internal | Shoulder | B12 | 200 | 330 | 0 | 100.77 | 71.61 | 8 | 0
2035 | MAPP_CA_2_IESO | MAPP_CA | IESO | Internal | Shoulder | B13 | 600 | 330 | 0 | 100.77 | 71.61 | 8 | 0
2035 | MAPP_CA_2_IESO | MAPP_CA | IESO | Internal | Shoulder | B14 | 900 | 330 | 0 | 100.77 | 71.61 | 8 | 0
2035 | MAPP_CA_2_IESO | MAPP_CA | IESO | Internal | Shoulder | B15 | 1203 | 330 | 0 | 100.77 | 71.61 | 8 | 0
2035 | MAPP_CA_2_IESO | MAPP_CA | IESO | Internal | Summer | B1 | 10 | 330 | 0 | 177.79 | 135.43 | 8 | 0
2035 | MAPP_CA_2_IESO | MAPP_CA | IESO | Internal | Summer | B2 | 25 | 330 | 0 | 177.79 | 136.87 | 8 | 0
2035 | MAPP_CA_2_IESO | MAPP_CA | IESO | Internal | Summer | B3 | 75 | 330 | 0 | 178.3 | 126.8 | 8 | 0
2035 | MAPP_CA_2_IESO | MAPP_CA | IESO | Internal | Summer | B4 | 100 | 330 | 0 | 164.08 | 126.8 | 8 | 0
2035 | MAPP_CA_2_IESO | MAPP_CA | IESO | Internal | Summer | B5 | 200 | 330 | 0 | 121.55 | 89.87 | 8 | 0
2035 | MAPP_CA_2_IESO | MAPP_CA | IESO | Internal | Summer | B6 | 300 | 330 | 0 | 106.37 | 66.83 | 8 | 0
2035 | MAPP_CA_2_IESO | MAPP_CA | IESO | Internal | Summer | B7 | 400 | 330 | 0 | 98.97 | 66.83 | 8 | 0
2035 | MAPP_CA_2_IESO | MAPP_CA | IESO | Internal | Summer | B8 | 500 | 330 | 0 | 98.97 | 66.83 | 8 | 0
2035 | MAPP_CA_2_IESO | MAPP_CA | IESO | Internal | Summer | B9 | 800 | 330 | 0 | 98.97 | 66.83 | 8 | 0
2035 | MAPP_CA_2_IESO | MAPP_CA | IESO | Internal | Summer | B10 | 1262 | 330 | 0 | 98.97 | 66.83 | 8 | 0
2035 | MAPP_CA_2_IESO | MAPP_CA | IESO | Internal | Winter | B16 | 25 | 330 | 0 | 111.22 | 71.84 | 8 | 0
2035 | MAPP_CA_2_IESO | MAPP_CA | IESO | Internal | Winter | B17 | 100 | 330 | 0 | 111.22 | 71.84 | 8 | 0
2035 | MAPP_CA_2_IESO | MAPP_CA | IESO | Internal | Winter | B18 | 400 | 330 | 0 | 111.22 | 71.84 | 8 | 0
2035 | MAPP_CA_2_IESO | MAPP_CA | IESO | Internal | Winter | B19 | 700 | 330 | 0 | 111.22 | 71.84 | 8 | 0
2035 | MAPP_CA_2_IESO | MAPP_CA | IESO | Internal | Winter | B20 | 935 | 330 | 0 | 111.22 | 71.84 | 8 | 0
2035 | MAPP_CA_2_MAPP_US | MAPP_CA | MAPP_US | Internal | Shoulder | B11 | 25 | 372 | 372 | 100.77 | 128.43 | 7 | 20.65
2035 | MAPP_CA_2_MAPP_US | MAPP_CA | MAPP_US | Internal | Shoulder | B12 | 200 | 372 | 372 | 100.77 | 113.18 | 7 | 5.4
2035 | MAPP_CA_2_MAPP_US | MAPP_CA | MAPP_US | Internal | Shoulder | B13 | 600 | 372 | 372 | 100.77 | 107.85 | 7 | 0.07
2035 | MAPP_CA_2_MAPP_US | MAPP_CA | MAPP_US | Internal | Shoulder | B14 | 900 | 372 | 137.35 | 100.77 | 107.77 | 7 | 0
2035 | MAPP_CA_2_MAPP_US | MAPP_CA | MAPP_US | Internal | Shoulder | B15 | 1203 | 372 | 0 | 100.77 | 101.21 | 7 | 0
2035 | MAPP_CA_2_MAPP_US | MAPP_CA | MAPP_US | Internal | Summer | B1 | 10 | 372 | 372 | 177.79 | 205.44 | 7 | 20.65
2035 | MAPP_CA_2_MAPP_US | MAPP_CA | MAPP_US | Internal | Summer | B2 | 25 | 372 | 372 | 177.79 | 205.44 | 7 | 20.65
2035 | MAPP_CA_2_MAPP_US | MAPP_CA | MAPP_US | Internal | Summer | B3 | 75 | 372 | 372 | 178.3 | 205.95 | 7 | 20.65
2035 | MAPP_CA_2_MAPP_US | MAPP_CA | MAPP_US | Internal | Summer | B4 | 100 | 372 | 372 | 164.08 | 191.64 | 7 | 20.56
2035 | MAPP_CA_2_MAPP_US | MAPP_CA | MAPP_US | Internal | Summer | B5 | 200 | 372 | 372 | 121.55 | 149.2 | 7 | 20.65
2035 | MAPP_CA_2_MAPP_US | MAPP_CA | MAPP_US | Internal | Summer | B6 | 300 | 372 | 372 | 106.37 | 135.37 | 7 | 22
2035 | MAPP_CA_2_MAPP_US | MAPP_CA | MAPP_US | Internal | Summer | B7 | 400 | 372 | 372 | 98.97 | 126.62 | 7 | 20.65
2035 | MAPP_CA_2_MAPP_US | MAPP_CA | MAPP_US | Internal | Summer | B8 | 500 | 372 | 372 | 98.97 | 113.49 | 7 | 7.51
2035 | MAPP_CA_2_MAPP_US | MAPP_CA | MAPP_US | Internal | Summer | B9 | 800 | 372 | 372 | 98.97 | 106.23 | 7 | 0.26
2035 | MAPP_CA_2_MAPP_US | MAPP_CA | MAPP_US | Internal | Summer | B10 | 1262 | 372 | 0 | 98.97 | 99.79 | 7 | 0
2035 | MAPP_CA_2_MAPP_US | MAPP_CA | MAPP_US | Internal | Winter | B16 | 25 | 372 | 0 | 111.22 | 110.76 | 7 | 0
2035 | MAPP_CA_2_MAPP_US | MAPP_CA | MAPP_US | Internal | Winter | B17 | 100 | 372 | 0 | 111.22 | 110.76 | 7 | 0
2035 | MAPP_CA_2_MAPP_US | MAPP_CA | MAPP_US | Internal | Winter | B18 | 400 | 372 | 0 | 111.22 | 110.76 | 7 | 0
2035 | MAPP_CA_2_MAPP_US | MAPP_CA | MAPP_US | Internal | Winter | B19 | 700 | 372 | 0 | 111.22 | 110.76 | 7 | 0
2035 | MAPP_CA_2_MAPP_US | MAPP_CA | MAPP_US | Internal | Winter | B20 | 935 | 372 | 0 | 111.22 | 104.23 | 7 | 0
2035 | MAPP_CA_2_MISO_W | MAPP_CA | MISO_W | Internal | Shoulder | B11 | 25 | 1970 | 2350.95 | 100.77 | 135.43 | 0.01 | 34.64
2035 | MAPP_CA_2_MISO_W | MAPP_CA | MISO_W | Internal | Shoulder | B12 | 200 | 1970 | 1970 | 100.77 | 122.32 | 0.01 | 21.53
2035 | MAPP_CA_2_MISO_W | MAPP_CA | MISO_W | Internal | Shoulder | B13 | 600 | 1970 | 1970 | 100.77 | 114.85 | 0.01 | 14.06
2035 | MAPP_CA_2_MISO_W | MAPP_CA | MISO_W | Internal | Shoulder | B14 | 900 | 1970 | 1970 | 100.77 | 114.77 | 0.01 | 13.99
2035 | MAPP_CA_2_MISO_W | MAPP_CA | MISO_W | Internal | Shoulder | B15 | 1203 | 1970 | 1970 | 100.77 | 108.21 | 0.01 | 7.42
2035 | MAPP_CA_2_MISO_W | MAPP_CA | MISO_W | Internal | Summer | B1 | 10 | 1970 | 4613 | 177.79 | 212.44 | 0.01 | 34.64
2035 | MAPP_CA_2_MISO_W | MAPP_CA | MISO_W | Internal | Summer | B2 | 25 | 1970 | 4624.19 | 177.79 | 212.44 | 0.01 | 34.64
2035 | MAPP_CA_2_MISO_W | MAPP_CA | MISO_W | Internal | Summer | B3 | 75 | 1970 | 4487.35 | 178.3 | 212.95 | 0.01 | 34.64
2035 | MAPP_CA_2_MISO_W | MAPP_CA | MISO_W | Internal | Summer | B4 | 100 | 1970 | 4357.44 | 164.08 | 198.73 | 0.01 | 34.64
2035 | MAPP_CA_2_MISO_W | MAPP_CA | MISO_W | Internal | Summer | B5 | 200 | 1970 | 3970.54 | 121.55 | 156.2 | 0.01 | 34.64
2035 | MAPP_CA_2_MISO_W | MAPP_CA | MISO_W | Internal | Summer | B6 | 300 | 1970 | 3831.12 | 106.37 | 141.02 | 0.01 | 34.64
2035 | MAPP_CA_2_MISO_W | MAPP_CA | MISO_W | Internal | Summer | B7 | 400 | 1970 | 2366.53 | 98.97 | 133.62 | 0.01 | 34.64
2035 | MAPP_CA_2_MISO_W | MAPP_CA | MISO_W | Internal | Summer | B8 | 500 | 1970 | 1970 | 98.97 | 120.49 | 0.01 | 21.5
2035 | MAPP_CA_2_MISO_W | MAPP_CA | MISO_W | Internal | Summer | B9 | 800 | 1970 | 1970 | 98.97 | 113.23 | 0.01 | 14.25
2035 | MAPP_CA_2_MISO_W | MAPP_CA | MISO_W | Internal | Summer | B10 | 1262 | 1970 | 1970 | 98.97 | 106.79 | 0.01 | 7.81
2035 | MAPP_CA_2_MISO_W | MAPP_CA | MISO_W | Internal | Winter | B16 | 25 | 1970 | 1970 | 111.22 | 120.93 | 0.01 | 9.71
2035 | MAPP_CA_2_MISO_W | MAPP_CA | MISO_W | Internal | Winter | B17 | 100 | 1970 | 1970 | 111.22 | 117.76 | 0.01 | 6.53
2035 | MAPP_CA_2_MISO_W | MAPP_CA | MISO_W | Internal | Winter | B18 | 400 | 1970 | 1970 | 111.22 | 117.76 | 0.01 | 6.53
2035 | MAPP_CA_2_MISO_W | MAPP_CA | MISO_W | Internal | Winter | B19 | 700 | 1970 | 1970 | 111.22 | 117.76 | 0.01 | 6.53
2035 | MAPP_CA_2_MISO_W | MAPP_CA | MISO_W | Internal | Winter | B20 | 935 | 1970 | 1545.66 | 111.22 | 111.23 | 0.01 | 0
2035 | MAPP_US_2_MAPP_CA | MAPP_US | MAPP_CA | Internal | Shoulder | B11 | 25 | 165 | 0 | 128.43 | 100.77 | 7 | 0
2035 | MAPP_US_2_MAPP_CA | MAPP_US | MAPP_CA | Internal | Shoulder | B12 | 200 | 165 | 0 | 113.18 | 100.77 | 7 | 0
2035 | MAPP_US_2_MAPP_CA | MAPP_US | MAPP_CA | Internal | Shoulder | B13 | 600 | 165 | 0 | 107.85 | 100.77 | 7 | 0
2035 | MAPP_US_2_MAPP_CA | MAPP_US | MAPP_CA | Internal | Shoulder | B14 | 900 | 165 | 0 | 107.77 | 100.77 | 7 | 0
2035 | MAPP_US_2_MAPP_CA | MAPP_US | MAPP_CA | Internal | Shoulder | B15 | 1203 | 165 | 0 | 101.21 | 100.77 | 7 | 0
2035 | MAPP_US_2_MAPP_CA | MAPP_US | MAPP_CA | Internal | Summer | B1 | 10 | 165 | 0 | 205.44 | 177.79 | 7 | 0
2035 | MAPP_US_2_MAPP_CA | MAPP_US | MAPP_CA | Internal | Summer | B2 | 25 | 165 | 0 | 205.44 | 177.79 | 7 | 0
2035 | MAPP_US_2_MAPP_CA | MAPP_US | MAPP_CA | Internal | Summer | B3 | 75 | 165 | 0 | 205.95 | 178.3 | 7 | 0
2035 | MAPP_US_2_MAPP_CA | MAPP_US | MAPP_CA | Internal | Summer | B4 | 100 | 165 | 0 | 191.64 | 164.08 | 7 | 0
2035 | MAPP_US_2_MAPP_CA | MAPP_US | MAPP_CA | Internal | Summer | B5 | 200 | 165 | 0 | 149.2 | 121.55 | 7 | 0
2035 | MAPP_US_2_MAPP_CA | MAPP_US | MAPP_CA | Internal | Summer | B6 | 300 | 165 | 0 | 135.37 | 106.37 | 7 | 0
2035 | MAPP_US_2_MAPP_CA | MAPP_US | MAPP_CA | Internal | Summer | B7 | 400 | 165 | 0 | 126.62 | 98.97 | 7 | 0
2035 | MAPP_US_2_MAPP_CA | MAPP_US | MAPP_CA | Internal | Summer | B8 | 500 | 165 | 0 | 113.49 | 98.97 | 7 | 0
2035 | MAPP_US_2_MAPP_CA | MAPP_US | MAPP_CA | Internal | Summer | B9 | 800 | 165 | 0 | 106.23 | 98.97 | 7 | 0
2035 | MAPP_US_2_MAPP_CA | MAPP_US | MAPP_CA | Internal | Summer | B10 | 1262 | 165 | 0 | 99.79 | 98.97 | 7 | 0
2035 | MAPP_US_2_MAPP_CA | MAPP_US | MAPP_CA | Internal | Winter | B16 | 25 | 165 | 0 | 110.76 | 111.22 | 7 | 0
2035 | MAPP_US_2_MAPP_CA | MAPP_US | MAPP_CA | Internal | Winter | B17 | 100 | 165 | 0 | 110.76 | 111.22 | 7 | 0
2035 | MAPP_US_2_MAPP_CA | MAPP_US | MAPP_CA | Internal | Winter | B18 | 400 | 165 | 0 | 110.76 | 111.22 | 7 | 0
2035 | MAPP_US_2_MAPP_CA | MAPP_US | MAPP_CA | Internal | Winter | B19 | 700 | 165 | 0 | 110.76 | 111.22 | 7 | 0
2035 | MAPP_US_2_MAPP_CA | MAPP_US | MAPP_CA | Internal | Winter | B20 | 935 | 165 | 0 | 104.23 | 111.22 | 7 | 0
2035 | MAPP_US_2_MISO_W | MAPP_US | MISO_W | Internal | Shoulder | B11 | 25 | 2635 | 1275.19 | 128.43 | 135.43 | 7 | 0
2035 | MAPP_US_2_MISO_W | MAPP_US | MISO_W | Internal | Shoulder | B12 | 200 | 2635 | 2635 | 113.18 | 122.32 | 7 | 2.14
2035 | MAPP_US_2_MISO_W | MAPP_US | MISO_W | Internal | Shoulder | B13 | 600 | 2635 | 1680.81 | 107.85 | 114.85 | 7 | 0
2035 | MAPP_US_2_MISO_W | MAPP_US | MISO_W | Internal | Shoulder | B14 | 900 | 2635 | 406.75 | 107.77 | 114.77 | 7 | 0
2035 | MAPP_US_2_MISO_W | MAPP_US | MISO_W | Internal | Shoulder | B15 | 1203 | 2635 | 709.7 | 101.21 | 108.21 | 7 | 0
2035 | MAPP_US_2_MISO_W | MAPP_US | MISO_W | Internal | Summer | B1 | 10 | 2635 | 1343.73 | 205.44 | 212.44 | 7 | 0
2035 | MAPP_US_2_MISO_W | MAPP_US | MISO_W | Internal | Summer | B2 | 25 | 2635 | 2182.33 | 205.44 | 212.44 | 7 | 0
2035 | MAPP_US_2_MISO_W | MAPP_US | MISO_W | Internal | Summer | B3 | 75 | 2635 | 1377.27 | 205.95 | 212.95 | 7 | 0
2035 | MAPP_US_2_MISO_W | MAPP_US | MISO_W | Internal | Summer | B4 | 100 | 2635 | 2635 | 191.64 | 198.73 | 7 | 0.09
2035 | MAPP_US_2_MISO_W | MAPP_US | MISO_W | Internal | Summer | B5 | 200 | 2635 | 2050.75 | 149.2 | 156.2 | 7 | 0
2035 | MAPP_US_2_MISO_W | MAPP_US | MISO_W | Internal | Summer | B6 | 300 | 2635 | 0 | 135.37 | 141.02 | 7 | 0
2035 | MAPP_US_2_MISO_W | MAPP_US | MISO_W | Internal | Summer | B7 | 400 | 2635 | 639.86 | 126.62 | 133.62 | 7 | 0
2035 | MAPP_US_2_MISO_W | MAPP_US | MISO_W | Internal | Summer | B8 | 500 | 2635 | 1312.09 | 113.49 | 120.49 | 7 | 0
2035 | MAPP_US_2_MISO_W | MAPP_US | MISO_W | Internal | Summer | B9 | 800 | 2635 | 784.58 | 106.23 | 113.23 | 7 | 0
2035 | MAPP_US_2_MISO_W | MAPP_US | MISO_W | Internal | Summer | B10 | 1262 | 2635 | 615.17 | 99.79 | 106.79 | 7 | 0
2035 | MAPP_US_2_MISO_W | MAPP_US | MISO_W | Internal | Winter | B16 | 25 | 2635 | 2635 | 110.76 | 120.93 | 7 | 3.18
2035 | MAPP_US_2_MISO_W | MAPP_US | MISO_W | Internal | Winter | B17 | 100 | 2635 | 889.51 | 110.76 | 117.76 | 7 | 0
2035 | MAPP_US_2_MISO_W | MAPP_US | MISO_W | Internal | Winter | B18 | 400 | 2635 | 1769.73 | 110.76 | 117.76 | 7 | 0
2035 | MAPP_US_2_MISO_W | MAPP_US | MISO_W | Internal | Winter | B19 | 700 | 2635 | 387.87 | 110.76 | 117.76 | 7 | 0
2035 | MAPP_US_2_MISO_W | MAPP_US | MISO_W | Internal | Winter | B20 | 935 | 2635 | 761.54 | 104.23 | 111.23 | 7 | 0
2035 | MAPP_US_2_NE | MAPP_US | NE | Internal | Shoulder | B11 | 25 | 2000 | 2000 | 128.43 | 136.13 | 7 | 0.7
2035 | MAPP_US_2_NE | MAPP_US | NE | Internal | Shoulder | B12 | 200 | 2000 | 940.36 | 113.18 | 120.18 | 7 | 0
2035 | MAPP_US_2_NE | MAPP_US | NE | Internal | Shoulder | B13 | 600 | 2000 | 2000 | 107.85 | 117.56 | 7 | 2.72
2035 | MAPP_US_2_NE | MAPP_US | NE | Internal | Shoulder | B14 | 900 | 2000 | 2000 | 107.77 | 115.23 | 7 | 0.45
2035 | MAPP_US_2_NE | MAPP_US | NE | Internal | Shoulder | B15 | 1203 | 2000 | 2000 | 101.21 | 110.76 | 7 | 2.56
2035 | MAPP_US_2_NE | MAPP_US | NE | Internal | Summer | B1 | 10 | 2000 | 0 | 205.44 | 207.44 | 7 | 0
2035 | MAPP_US_2_NE | MAPP_US | NE | Internal | Summer | B2 | 25 | 2000 | 261.73 | 205.44 | 212.44 | 7 | 0
2035 | MAPP_US_2_NE | MAPP_US | NE | Internal | Summer | B3 | 75 | 2000 | 928 | 205.95 | 212.95 | 7 | 0
2035 | MAPP_US_2_NE | MAPP_US | NE | Internal | Summer | B4 | 100 | 2000 | 10.37 | 191.64 | 198.64 | 7 | 0
2035 | MAPP_US_2_NE | MAPP_US | NE | Internal | Summer | B5 | 200 | 2000 | 0 | 149.2 | 154.06 | 7 | 0
2035 | MAPP_US_2_NE | MAPP_US | NE | Internal | Summer | B6 | 300 | 2000 | 1937.52 | 135.37 | 142.37 | 7 | 0
2035 | MAPP_US_2_NE | MAPP_US | NE | Internal | Summer | B7 | 400 | 2000 | 2000 | 126.62 | 134.62 | 7 | 0.99
2035 | MAPP_US_2_NE | MAPP_US | NE | Internal | Summer | B8 | 500 | 2000 | 2000 | 113.49 | 126.29 | 7 | 5.8
2035 | MAPP_US_2_NE | MAPP_US | NE | Internal | Summer | B9 | 800 | 2000 | 2000 | 106.23 | 115.87 | 7 | 2.64
2035 | MAPP_US_2_NE | MAPP_US | NE | Internal | Summer | B10 | 1262 | 2000 | 2000 | 99.79 | 113.79 | 7 | 7
2035 | MAPP_US_2_NE | MAPP_US | NE | Internal | Winter | B16 | 25 | 2000 | 2000 | 110.76 | 126.3 | 7 | 8.54
2035 | MAPP_US_2_NE | MAPP_US | NE | Internal | Winter | B17 | 100 | 2000 | 2000 | 110.76 | 120.83 | 7 | 3.07
2035 | MAPP_US_2_NE | MAPP_US | NE | Internal | Winter | B18 | 400 | 2000 | 2000 | 110.76 | 120.83 | 7 | 3.07
2035 | MAPP_US_2_NE | MAPP_US | NE | Internal | Winter | B19 | 700 | 2000 | 2000 | 110.76 | 118.32 | 7 | 0.56
2035 | MAPP_US_2_NE | MAPP_US | NE | Internal | Winter | B20 | 935 | 2000 | 2000 | 104.23 | 115.69 | 7 | 4.47
2035 | MARITIMES_2_NEISO | MARITIMES | NEISO | Internal | Shoulder | B11 | 25 | 99999 | 1400 | 80.14 | 80.16 | 0.01 | 0
2035 | MARITIMES_2_NEISO | MARITIMES | NEISO | Internal | Shoulder | B12 | 200 | 99999 | 1400.1 | 92.72 | 92.73 | 0.01 | 0
2035 | MARITIMES_2_NEISO | MARITIMES | NEISO | Internal | Shoulder | B13 | 600 | 99999 | 1400 | 80.14 | 80.16 | 0.01 | 0
2035 | MARITIMES_2_NEISO | MARITIMES | NEISO | Internal | Shoulder | B14 | 900 | 99999 | 1400 | 80.11 | 80.12 | 0.01 | 0
2035 | MARITIMES_2_NEISO | MARITIMES | NEISO | Internal | Shoulder | B15 | 1203 | 99999 | 426.43 | 80.11 | 80.12 | 0.01 | 0
2035 | MARITIMES_2_NEISO | MARITIMES | NEISO | Internal | Summer | B1 | 10 | 99999 | 1400.1 | 146.2 | 146.22 | 0.01 | 0
2035 | MARITIMES_2_NEISO | MARITIMES | NEISO | Internal | Summer | B2 | 25 | 99999 | 1400.1 | 147.64 | 147.65 | 0.01 | 0
2035 | MARITIMES_2_NEISO | MARITIMES | NEISO | Internal | Summer | B3 | 75 | 99999 | 1400.1 | 144.21 | 144.22 | 0.01 | 0
2035 | MARITIMES_2_NEISO | MARITIMES | NEISO | Internal | Summer | B4 | 100 | 99999 | 1400.1 | 135.3 | 135.32 | 0.01 | 0
2035 | MARITIMES_2_NEISO | MARITIMES | NEISO | Internal | Summer | B5 | 200 | 99999 | 1400.1 | 123.42 | 123.43 | 0.01 | 0
2035 | MARITIMES_2_NEISO | MARITIMES | NEISO | Internal | Summer | B6 | 300 | 99999 | 1400.1 | 114.08 | 114.09 | 0.01 | 0
2035 | MARITIMES_2_NEISO | MARITIMES | NEISO | Internal | Summer | B7 | 400 | 99999 | 1400.1 | 106.37 | 106.38 | 0.01 | 0
2035 | MARITIMES_2_NEISO | MARITIMES | NEISO | Internal | Summer | B8 | 500 | 99999 | 1400.1 | 106.37 | 106.38 | 0.01 | 0
2035 | MARITIMES_2_NEISO | MARITIMES | NEISO | Internal | Summer | B9 | 800 | 99999 | 1400.1 | 106.37 | 106.38 | 0.01 | 0
2035 | MARITIMES_2_NEISO | MARITIMES | NEISO | Internal | Summer | B10 | 1262 | 99999 | 236.23 | 106.37 | 106.38 | 0.01 | 0
2035 | MARITIMES_2_NEISO | MARITIMES | NEISO | Internal | Winter | B16 | 25 | 99999 | 1400.06 | 91.28 | 91.29 | 0.01 | 0
2035 | MARITIMES_2_NEISO | MARITIMES | NEISO | Internal | Winter | B17 | 100 | 99999 | 1400.06 | 91.28 | 91.29 | 0.01 | 0
2035 | MARITIMES_2_NEISO | MARITIMES | NEISO | Internal | Winter | B18 | 400 | 99999 | 1400 | 80.34 | 80.35 | 0.01 | 0
2035 | MARITIMES_2_NEISO | MARITIMES | NEISO | Internal | Winter | B19 | 700 | 99999 | 1400 | 80.34 | 80.35 | 0.01 | 0
2035 | MARITIMES_2_NEISO | MARITIMES | NEISO | Internal | Winter | B20 | 935 | 99999 | 475.94 | 80.34 | 80.35 | 0.01 | 0
2035 | MISO_IN_2_MISO_MI | MISO_IN | MISO_MI | Internal | Shoulder | B11 | 25 | 5000 | 4384.87 | 133.23 | 133.24 | 0.01 | 0
2035 | MISO_IN_2_MISO_MI | MISO_IN | MISO_MI | Internal | Shoulder | B12 | 200 | 5000 | 5962.27 | 122.32 | 124.58 | 0.01 | 2.26
2035 | MISO_IN_2_MISO_MI | MISO_IN | MISO_MI | Internal | Shoulder | B13 | 600 | 5000 | 5000 | 114.85 | 115.39 | 0.01 | 0.53
2035 | MISO_IN_2_MISO_MI | MISO_IN | MISO_MI | Internal | Shoulder | B14 | 900 | 5000 | 5000 | 114.85 | 115.32 | 0.01 | 0.46
2035 | MISO_IN_2_MISO_MI | MISO_IN | MISO_MI | Internal | Shoulder | B15 | 1203 | 5000 | 3562.75 | 114.85 | 114.86 | 0.01 | 0
2035 | MISO_IN_2_MISO_MI | MISO_IN | MISO_MI | Internal | Summer | B1 | 10 | 5000 | 5000 | 212.44 | 212.98 | 0.01 | 0.52
2035 | MISO_IN_2_MISO_MI | MISO_IN | MISO_MI | Internal | Summer | B2 | 25 | 5000 | 5000 | 212.44 | 212.96 | 0.01 | 0.51
2035 | MISO_IN_2_MISO_MI | MISO_IN | MISO_MI | Internal | Summer | B3 | 75 | 5000 | 4456.67 | 210.6 | 210.61 | 0.01 | 0
2035 | MISO_IN_2_MISO_MI | MISO_IN | MISO_MI | Internal | Summer | B4 | 100 | 5000 | 4797.81 | 195.96 | 195.97 | 0.01 | 0
2035 | MISO_IN_2_MISO_MI | MISO_IN | MISO_MI | Internal | Summer | B5 | 200 | 5000 | 5000 | 152.3 | 153.97 | 0.01 | 1.66
2035 | MISO_IN_2_MISO_MI | MISO_IN | MISO_MI | Internal | Summer | B6 | 300 | 5000 | 5000 | 137.13 | 138.8 | 0.01 | 1.66
2035 | MISO_IN_2_MISO_MI | MISO_IN | MISO_MI | Internal | Summer | B7 | 400 | 5000 | 5327.8 | 129.73 | 132 | 0.01 | 2.26
2035 | MISO_IN_2_MISO_MI | MISO_IN | MISO_MI | Internal | Summer | B8 | 500 | 5000 | 7337.15 | 118.74 | 121.01 | 0.01 | 2.26
2035 | MISO_IN_2_MISO_MI | MISO_IN | MISO_MI | Internal | Summer | B9 | 800 | 5000 | 5000 | 113.4 | 113.75 | 0.01 | 0.34
2035 | MISO_IN_2_MISO_MI | MISO_IN | MISO_MI | Internal | Summer | B10 | 1262 | 5000 | 5000 | 113.4 | 113.7 | 0.01 | 0.29
2035 | MISO_IN_2_MISO_MI | MISO_IN | MISO_MI | Internal | Winter | B16 | 25 | 5000 | 5000 | 127.54 | 129.04 | 0.01 | 1.49
2035 | MISO_IN_2_MISO_MI | MISO_IN | MISO_MI | Internal | Winter | B17 | 100 | 5000 | 5000 | 124.36 | 125.87 | 0.01 | 1.49
2035 | MISO_IN_2_MISO_MI | MISO_IN | MISO_MI | Internal | Winter | B18 | 400 | 5000 | 5000 | 119.24 | 120.03 | 0.01 | 0.78
2035 | MISO_IN_2_MISO_MI | MISO_IN | MISO_MI | Internal | Winter | B19 | 700 | 5000 | 4935.6 | 117.87 | 117.88 | 0.01 | 0
2035 | MISO_IN_2_MISO_MI | MISO_IN | MISO_MI | Internal | Winter | B20 | 935 | 5000 | 2867.98 | 117.87 | 117.88 | 0.01 | 0
2035 | MISO_IN_2_MISO_MO-IL | MISO_IN | MISO_MO-IL | Internal | Shoulder | B11 | 25 | 5000 | 5000 | 133.23 | 135.44 | 0.01 | 2.2
2035 | MISO_IN_2_MISO_MO-IL | MISO_IN | MISO_MO-IL | Internal | Shoulder | B12 | 200 | 5000 | 3670.43 | 122.32 | 122.33 | 0.01 | 0
2035 | MISO_IN_2_MISO_MO-IL | MISO_IN | MISO_MO-IL | Internal | Shoulder | B13 | 600 | 5000 | 4707.73 | 114.85 | 114.86 | 0.01 | 0
2035 | MISO_IN_2_MISO_MO-IL | MISO_IN | MISO_MO-IL | Internal | Shoulder | B14 | 900 | 5000 | 1963.45 | 114.85 | 114.86 | 0.01 | 0
2035 | MISO_IN_2_MISO_MO-IL | MISO_IN | MISO_MO-IL | Internal | Shoulder | B15 | 1203 | 5000 | 0 | 114.85 | 114.83 | 0.01 | 0
2035 | MISO_IN_2_MISO_MO-IL | MISO_IN | MISO_MO-IL | Internal | Summer | B1 | 10 | 5000 | 4496.43 | 212.44 | 212.46 | 0.01 | 0
2035 | MISO_IN_2_MISO_MO-IL | MISO_IN | MISO_MO-IL | Internal | Summer | B2 | 25 | 5000 | 4877.51 | 212.44 | 212.46 | 0.01 | 0
2035 | MISO_IN_2_MISO_MO-IL | MISO_IN | MISO_MO-IL | Internal | Summer | B3 | 75 | 5000 | 5000 | 210.6 | 212.96 | 0.01 | 2.36
2035 | MISO_IN_2_MISO_MO-IL | MISO_IN | MISO_MO-IL | Internal | Summer | B4 | 100 | 5000 | 5742.6 | 195.96 | 199.87 | 0.01 | 3.9
2035 | MISO_IN_2_MISO_MO-IL | MISO_IN | MISO_MO-IL | Internal | Summer | B5 | 200 | 5000 | 6059.25 | 152.3 | 156.21 | 0.01 | 3.9
2035 | MISO_IN_2_MISO_MO-IL | MISO_IN | MISO_MO-IL | Internal | Summer | B6 | 300 | 5000 | 7170.49 | 137.13 | 141.03 | 0.01 | 3.9
2035 | MISO_IN_2_MISO_MO-IL | MISO_IN | MISO_MO-IL | Internal | Summer | B7 | 400 | 5000 | 7490.99 | 129.73 | 133.63 | 0.01 | 3.9
2035 | MISO_IN_2_MISO_MO-IL | MISO_IN | MISO_MO-IL | Internal | Summer | B8 | 500 | 5000 | 5000 | 118.74 | 120.5 | 0.01 | 1.75
2035 | MISO_IN_2_MISO_MO-IL | MISO_IN | MISO_MO-IL | Internal | Summer | B9 | 800 | 5000 | 4266.94 | 113.4 | 113.41 | 0.01 | 0
2035 | MISO_IN_2_MISO_MO-IL | MISO_IN | MISO_MO-IL | Internal | Summer | B10 | 1262 | 5000 | 1068.05 | 113.4 | 113.41 | 0.01 | 0
2035 | MISO_IN_2_MISO_MO-IL | MISO_IN | MISO_MO-IL | Internal | Winter | B16 | 25 | 5000 | 822.99 | 127.54 | 127.55 | 0.01 | 0
2035 | MISO_IN_2_MISO_MO-IL | MISO_IN | MISO_MO-IL | Internal | Winter | B17 | 100 | 5000 | 2741.41 | 124.36 | 124.37 | 0.01 | 0
2035 | MISO_IN_2_MISO_MO-IL | MISO_IN | MISO_MO-IL | Internal | Winter | B18 | 400 | 5000 | 3498.58 | 119.24 | 119.25 | 0.01 | 0
2035 | MISO_IN_2_MISO_MO-IL | MISO_IN | MISO_MO-IL | Internal | Winter | B19 | 700 | 5000 | 2486.48 | 117.87 | 117.88 | 0.01 | 0
2035 | MISO_IN_2_MISO_MO-IL | MISO_IN | MISO_MO-IL | Internal | Winter | B20 | 935 | 5000 | 0 | 117.87 | 117.84 | 0.01 | 0
2035 | MISO_IN_2_NonRTO_Midwest | MISO_IN | NonRTO_Midwest | Internal | Shoulder | B11 | 25 | 4800 | 581.91 | 133.23 | 141.23 | 8 | 0
2035 | MISO_IN_2_NonRTO_Midwest | MISO_IN | NonRTO_Midwest | Internal | Shoulder | B12 | 200 | 4800 | 0 | 122.32 | 124.28 | 8 | 0
2035 | MISO_IN_2_NonRTO_Midwest | MISO_IN | NonRTO_Midwest | Internal | Shoulder | B13 | 600 | 4800 | 0 | 114.85 | 118.54 | 8 | 0
2035 | MISO_IN_2_NonRTO_Midwest | MISO_IN | NonRTO_Midwest | Internal | Shoulder | B14 | 900 | 4800 | 0 | 114.85 | 118.54 | 8 | 0
2035 | MISO_IN_2_NonRTO_Midwest | MISO_IN | NonRTO_Midwest | Internal | Shoulder | B15 | 1203 | 4800 | 0 | 114.85 | 118.54 | 8 | 0
2035 | MISO_IN_2_NonRTO_Midwest | MISO_IN | NonRTO_Midwest | Internal | Summer | B1 | 10 | 4800 | 0 | 212.44 | 219.93 | 8 | 0
2035 | MISO_IN_2_NonRTO_Midwest | MISO_IN | NonRTO_Midwest | Internal | Summer | B2 | 25 | 4800 | 0 | 212.44 | 219.93 | 8 | 0
2035 | MISO_IN_2_NonRTO_Midwest | MISO_IN | NonRTO_Midwest | Internal | Summer | B3 | 75 | 4800 | 666.56 | 210.6 | 218.6 | 8 | 0
2035 | MISO_IN_2_NonRTO_Midwest | MISO_IN | NonRTO_Midwest | Internal | Summer | B4 | 100 | 4800 | 0 | 195.96 | 203.89 | 8 | 0
2035 | MISO_IN_2_NonRTO_Midwest | MISO_IN | NonRTO_Midwest | Internal | Summer | B5 | 200 | 4800 | 0 | 152.3 | 150.8 | 8 | 0
2035 | MISO_IN_2_NonRTO_Midwest | MISO_IN | NonRTO_Midwest | Internal | Summer | B6 | 300 | 4800 | 0 | 137.13 | 129.13 | 8 | 0
2035 | MISO_IN_2_NonRTO_Midwest | MISO_IN | NonRTO_Midwest | Internal | Summer | B7 | 400 | 4800 | 0 | 129.73 | 121.73 | 8 | 0
2035 | MISO_IN_2_NonRTO_Midwest | MISO_IN | NonRTO_Midwest | Internal | Summer | B8 | 500 | 4800 | 0 | 118.74 | 117.03 | 8 | 0
2035 | MISO_IN_2_NonRTO_Midwest | MISO_IN | NonRTO_Midwest | Internal | Summer | B9 | 800 | 4800 | 0 | 113.4 | 117.03 | 8 | 0
2035 | MISO_IN_2_NonRTO_Midwest | MISO_IN | NonRTO_Midwest | Internal | Summer | B10 | 1262 | 4800 | 0 | 113.4 | 117.03 | 8 | 0
2035 | MISO_IN_2_NonRTO_Midwest | MISO_IN | NonRTO_Midwest | Internal | Winter | B16 | 25 | 4800 | 1134.52 | 127.54 | 135.54 | 8 | 0
2035 | MISO_IN_2_NonRTO_Midwest | MISO_IN | NonRTO_Midwest | Internal | Winter | B17 | 100 | 4800 | 0 | 124.36 | 131.09 | 8 | 0
2035 | MISO_IN_2_NonRTO_Midwest | MISO_IN | NonRTO_Midwest | Internal | Winter | B18 | 400 | 4800 | 0 | 119.24 | 121.86 | 8 | 0
2035 | MISO_IN_2_NonRTO_Midwest | MISO_IN | NonRTO_Midwest | Internal | Winter | B19 | 700 | 4800 | 0 | 117.87 | 121.86 | 8 | 0
2035 | MISO_IN_2_NonRTO_Midwest | MISO_IN | NonRTO_Midwest | Internal | Winter | B20 | 935 | 4800 | 0 | 117.87 | 121.86 | 8 | 0
2035 | MISO_IN_2_PJM_ROR | MISO_IN | PJM_ROR | Internal | Shoulder | B11 | 25 | 992 | 0 | 133.23 | 133.31 | 2 | 0
2035 | MISO_IN_2_PJM_ROR | MISO_IN | PJM_ROR | Internal | Shoulder | B12 | 200 | 992 | 992 | 122.32 | 128.07 | 2 | 3.76
2035 | MISO_IN_2_PJM_ROR | MISO_IN | PJM_ROR | Internal | Shoulder | B13 | 600 | 992 | 992 | 114.85 | 117.39 | 2 | 0.54
2035 | MISO_IN_2_PJM_ROR | MISO_IN | PJM_ROR | Internal | Shoulder | B14 | 900 | 992 | 545.84 | 114.85 | 116.85 | 2 | 0
2035 | MISO_IN_2_PJM_ROR | MISO_IN | PJM_ROR | Internal | Shoulder | B15 | 1203 | 992 | 0 | 114.85 | 114.79 | 2 | 0
2035 | MISO_IN_2_PJM_ROR | MISO_IN | PJM_ROR | Internal | Summer | B1 | 10 | 992 | 160.95 | 212.44 | 214.44 | 2 | 0
2035 | MISO_IN_2_PJM_ROR | MISO_IN | PJM_ROR | Internal | Summer | B2 | 25 | 992 | 35.85 | 212.44 | 214.44 | 2 | 0
2035 | MISO_IN_2_PJM_ROR | MISO_IN | PJM_ROR | Internal | Summer | B3 | 75 | 992 | 630.32 | 210.6 | 212.6 | 2 | 0
2035 | MISO_IN_2_PJM_ROR | MISO_IN | PJM_ROR | Internal | Summer | B4 | 100 | 992 | 992 | 195.96 | 197.97 | 2 | 0.01
2035 | MISO_IN_2_PJM_ROR | MISO_IN | PJM_ROR | Internal | Summer | B5 | 200 | 992 | 992 | 152.3 | 158.2 | 2 | 3.9
2035 | MISO_IN_2_PJM_ROR | MISO_IN | PJM_ROR | Internal | Summer | B6 | 300 | 992 | 992 | 137.13 | 140.27 | 2 | 1.14
2035 | MISO_IN_2_PJM_ROR | MISO_IN | PJM_ROR | Internal | Summer | B7 | 400 | 992 | 992 | 129.73 | 134 | 2 | 2.27
2035 | MISO_IN_2_PJM_ROR | MISO_IN | PJM_ROR | Internal | Summer | B8 | 500 | 992 | 992 | 118.74 | 126.33 | 2 | 5.59
2035 | MISO_IN_2_PJM_ROR | MISO_IN | PJM_ROR | Internal | Summer | B9 | 800 | 992 | 992 | 113.4 | 115.41 | 2 | 0.01
2035 | MISO_IN_2_PJM_ROR | MISO_IN | PJM_ROR | Internal | Summer | B10 | 1262 | 992 | 0 | 113.4 | 113.16 | 2 | 0
2035 | MISO_IN_2_PJM_ROR | MISO_IN | PJM_ROR | Internal | Winter | B16 | 25 | 992 | 992 | 127.54 | 131.04 | 2 | 1.51
2035 | MISO_IN_2_PJM_ROR | MISO_IN | PJM_ROR | Internal | Winter | B17 | 100 | 992 | 992 | 124.36 | 137.23 | 2 | 10.86
2035 | MISO_IN_2_PJM_ROR | MISO_IN | PJM_ROR | Internal | Winter | B18 | 400 | 992 | 992 | 119.24 | 122.03 | 2 | 0.79
2035 | MISO_IN_2_PJM_ROR | MISO_IN | PJM_ROR | Internal | Winter | B19 | 700 | 992 | 992 | 117.87 | 119.88 | 2 | 0.01
2035 | MISO_IN_2_PJM_ROR | MISO_IN | PJM_ROR | Internal | Winter | B20 | 935 | 992 | 0 | 117.87 | 118.29 | 2 | 0
2035 | MISO_MI_2_MISO_IN | MISO_MI | MISO_IN | Internal | Shoulder | B11 | 25 | 2045 | 0 | 133.24 | 133.23 | 0.01 | 0
2035 | MISO_MI_2_MISO_IN | MISO_MI | MISO_IN | Internal | Shoulder | B12 | 200 | 2045 | 0 | 124.58 | 122.32 | 0.01 | 0
2035 | MISO_MI_2_MISO_IN | MISO_MI | MISO_IN | Internal | Shoulder | B13 | 600 | 2045 | 0 | 115.39 | 114.85 | 0.01 | 0
2035 | MISO_MI_2_MISO_IN | MISO_MI | MISO_IN | Internal | Shoulder | B14 | 900 | 2045 | 0 | 115.32 | 114.85 | 0.01 | 0
2035 | MISO_MI_2_MISO_IN | MISO_MI | MISO_IN | Internal | Shoulder | B15 | 1203 | 2045 | 0 | 114.86 | 114.85 | 0.01 | 0
2035 | MISO_MI_2_MISO_IN | MISO_MI | MISO_IN | Internal | Summer | B1 | 10 | 2045 | 0 | 212.98 | 212.44 | 0.01 | 0
2035 | MISO_MI_2_MISO_IN | MISO_MI | MISO_IN | Internal | Summer | B2 | 25 | 2045 | 0 | 212.96 | 212.44 | 0.01 | 0
2035 | MISO_MI_2_MISO_IN | MISO_MI | MISO_IN | Internal | Summer | B3 | 75 | 2045 | 0 | 210.61 | 210.6 | 0.01 | 0
2035 | MISO_MI_2_MISO_IN | MISO_MI | MISO_IN | Internal | Summer | B4 | 100 | 2045 | 0 | 195.97 | 195.96 | 0.01 | 0
2035 | MISO_MI_2_MISO_IN | MISO_MI | MISO_IN | Internal | Summer | B5 | 200 | 2045 | 0 | 153.97 | 152.3 | 0.01 | 0
2035 | MISO_MI_2_MISO_IN | MISO_MI | MISO_IN | Internal | Summer | B6 | 300 | 2045 | 0 | 138.8 | 137.13 | 0.01 | 0
2035 | MISO_MI_2_MISO_IN | MISO_MI | MISO_IN | Internal | Summer | B7 | 400 | 2045 | 0 | 132 | 129.73 | 0.01 | 0
2035 | MISO_MI_2_MISO_IN | MISO_MI | MISO_IN | Internal | Summer | B8 | 500 | 2045 | 0 | 121.01 | 118.74 | 0.01 | 0
2035 | MISO_MI_2_MISO_IN | MISO_MI | MISO_IN | Internal | Summer | B9 | 800 | 2045 | 0 | 113.75 | 113.4 | 0.01 | 0
2035 | MISO_MI_2_MISO_IN | MISO_MI | MISO_IN | Internal | Summer | B10 | 1262 | 2045 | 0 | 113.7 | 113.4 | 0.01 | 0
2035 | MISO_MI_2_MISO_IN | MISO_MI | MISO_IN | Internal | Winter | B16 | 25 | 2045 | 0 | 129.04 | 127.54 | 0.01 | 0
2035 | MISO_MI_2_MISO_IN | MISO_MI | MISO_IN | Internal | Winter | B17 | 100 | 2045 | 0 | 125.87 | 124.36 | 0.01 | 0
2035 | MISO_MI_2_MISO_IN | MISO_MI | MISO_IN | Internal | Winter | B18 | 400 | 2045 | 0 | 120.03 | 119.24 | 0.01 | 0
2035 | MISO_MI_2_MISO_IN | MISO_MI | MISO_IN | Internal | Winter | B19 | 700 | 2045 | 0 | 117.88 | 117.87 | 0.01 | 0
2035 | MISO_MI_2_MISO_IN | MISO_MI | MISO_IN | Internal | Winter | B20 | 935 | 2045 | 0 | 117.88 | 117.87 | 0.01 | 0
2035 | MISO_MI_2_MISO_WUMS | MISO_MI | MISO_WUMS | Internal | Shoulder | B11 | 25 | 117 | 0 | 133.24 | 132.71 | 0.01 | 0
2035 | MISO_MI_2_MISO_WUMS | MISO_MI | MISO_WUMS | Internal | Shoulder | B12 | 200 | 117 | 0 | 124.58 | 124.05 | 0.01 | 0
2035 | MISO_MI_2_MISO_WUMS | MISO_MI | MISO_WUMS | Internal | Shoulder | B13 | 600 | 117 | 0 | 115.39 | 114.86 | 0.01 | 0
2035 | MISO_MI_2_MISO_WUMS | MISO_MI | MISO_WUMS | Internal | Shoulder | B14 | 900 | 117 | 0 | 115.32 | 114.79 | 0.01 | 0
2035 | MISO_MI_2_MISO_WUMS | MISO_MI | MISO_WUMS | Internal | Shoulder | B15 | 1203 | 117 | 0 | 114.86 | 114.79 | 0.01 | 0
2035 | MISO_MI_2_MISO_WUMS | MISO_MI | MISO_WUMS | Internal | Summer | B1 | 10 | 117 | 0 | 212.98 | 212.44 | 0.01 | 0
2035 | MISO_MI_2_MISO_WUMS | MISO_MI | MISO_WUMS | Internal | Summer | B2 | 25 | 117 | 0 | 212.96 | 212.43 | 0.01 | 0
2035 | MISO_MI_2_MISO_WUMS | MISO_MI | MISO_WUMS | Internal | Summer | B3 | 75 | 117 | 0 | 210.61 | 210.2 | 0.01 | 0
2035 | MISO_MI_2_MISO_WUMS | MISO_MI | MISO_WUMS | Internal | Summer | B4 | 100 | 117 | 0 | 195.97 | 195.97 | 0.01 | 0
2035 | MISO_MI_2_MISO_WUMS | MISO_MI | MISO_WUMS | Internal | Summer | B5 | 200 | 117 | 0 | 153.97 | 153.44 | 0.01 | 0
2035 | MISO_MI_2_MISO_WUMS | MISO_MI | MISO_WUMS | Internal | Summer | B6 | 300 | 117 | 0 | 138.8 | 138.27 | 0.01 | 0
2035 | MISO_MI_2_MISO_WUMS | MISO_MI | MISO_WUMS | Internal | Summer | B7 | 400 | 117 | 0 | 132 | 131.46 | 0.01 | 0
2035 | MISO_MI_2_MISO_WUMS | MISO_MI | MISO_WUMS | Internal | Summer | B8 | 500 | 117 | 0 | 121.01 | 120.47 | 0.01 | 0
2035 | MISO_MI_2_MISO_WUMS | MISO_MI | MISO_WUMS | Internal | Summer | B9 | 800 | 117 | 0 | 113.75 | 113.22 | 0.01 | 0
2035 | MISO_MI_2_MISO_WUMS | MISO_MI | MISO_WUMS | Internal | Summer | B10 | 1262 | 117 | 0 | 113.7 | 113.22 | 0.01 | 0
2035 | MISO_MI_2_MISO_WUMS | MISO_MI | MISO_WUMS | Internal | Winter | B16 | 25 | 117 | 0 | 129.04 | 128.51 | 0.01 | 0
2035 | MISO_MI_2_MISO_WUMS | MISO_MI | MISO_WUMS | Internal | Winter | B17 | 100 | 117 | 0 | 125.87 | 125.34 | 0.01 | 0
2035 | MISO_MI_2_MISO_WUMS | MISO_MI | MISO_WUMS | Internal | Winter | B18 | 400 | 117 | 0 | 120.03 | 119.5 | 0.01 | 0
2035 | MISO_MI_2_MISO_WUMS | MISO_MI | MISO_WUMS | Internal | Winter | B19 | 700 | 117 | 0 | 117.88 | 117.75 | 0.01 | 0
2035 | MISO_MI_2_MISO_WUMS | MISO_MI | MISO_WUMS | Internal | Winter | B20 | 935 | 117 | 0 | 117.88 | 117.75 | 0.01 | 0
2035 | MISO_MI_2_PJM_ROR | MISO_MI | PJM_ROR | Internal | Shoulder | B11 | 25 | 1424 | 0 | 133.24 | 133.31 | 2 | 0
2035 | MISO_MI_2_PJM_ROR | MISO_MI | PJM_ROR | Internal | Shoulder | B12 | 200 | 1424 | 1424 | 124.58 | 128.07 | 2 | 1.49
2035 | MISO_MI_2_PJM_ROR | MISO_MI | PJM_ROR | Internal | Shoulder | B13 | 600 | 1424 | 379.02 | 115.39 | 117.39 | 2 | 0
2035 | MISO_MI_2_PJM_ROR | MISO_MI | PJM_ROR | Internal | Shoulder | B14 | 900 | 1424 | 0 | 115.32 | 116.85 | 2 | 0
2035 | MISO_MI_2_PJM_ROR | MISO_MI | PJM_ROR | Internal | Shoulder | B15 | 1203 | 1424 | 0 | 114.86 | 114.79 | 2 | 0
2035 | MISO_MI_2_PJM_ROR | MISO_MI | PJM_ROR | Internal | Summer | B1 | 10 | 1424 | 0 | 212.98 | 214.44 | 2 | 0
2035 | MISO_MI_2_PJM_ROR | MISO_MI | PJM_ROR | Internal | Summer | B2 | 25 | 1424 | 0 | 212.96 | 214.44 | 2 | 0
2035 | MISO_MI_2_PJM_ROR | MISO_MI | PJM_ROR | Internal | Summer | B3 | 75 | 1424 | 0 | 210.61 | 212.6 | 2 | 0
2035 | MISO_MI_2_PJM_ROR | MISO_MI | PJM_ROR | Internal | Summer | B4 | 100 | 1424 | 1356.74 | 195.97 | 197.97 | 2 | 0
2035 | MISO_MI_2_PJM_ROR | MISO_MI | PJM_ROR | Internal | Summer | B5 | 200 | 1424 | 1424 | 153.97 | 158.2 | 2 | 2.22
2035 | MISO_MI_2_PJM_ROR | MISO_MI | PJM_ROR | Internal | Summer | B6 | 300 | 1424 | 0 | 138.8 | 140.27 | 2 | 0
2035 | MISO_MI_2_PJM_ROR | MISO_MI | PJM_ROR | Internal | Summer | B7 | 400 | 1424 | 59.3 | 132 | 134 | 2 | 0
2035 | MISO_MI_2_PJM_ROR | MISO_MI | PJM_ROR | Internal | Summer | B8 | 500 | 1424 | 1424 | 121.01 | 126.33 | 2 | 3.32
2035 | MISO_MI_2_PJM_ROR | MISO_MI | PJM_ROR | Internal | Summer | B9 | 800 | 1424 | 0 | 113.75 | 115.41 | 2 | 0
2035 | MISO_MI_2_PJM_ROR | MISO_MI | PJM_ROR | Internal | Summer | B10 | 1262 | 1424 | 0 | 113.7 | 113.16 | 2 | 0
2035 | MISO_MI_2_PJM_ROR | MISO_MI | PJM_ROR | Internal | Winter | B16 | 25 | 1424 | 892.49 | 129.04 | 131.04 | 2 | 0
2035 | MISO_MI_2_PJM_ROR | MISO_MI | PJM_ROR | Internal | Winter | B17 | 100 | 1424 | 1424 | 125.87 | 137.23 | 2 | 9.36
2035 | MISO_MI_2_PJM_ROR | MISO_MI | PJM_ROR | Internal | Winter | B18 | 400 | 1424 | 1005.11 | 120.03 | 122.03 | 2 | 0
2035 | MISO_MI_2_PJM_ROR | MISO_MI | PJM_ROR | Internal | Winter | B19 | 700 | 1424 | 51.47 | 117.88 | 119.88 | 2 | 0
2035 | MISO_MI_2_PJM_ROR | MISO_MI | PJM_ROR | Internal | Winter | B20 | 935 | 1424 | 0 | 117.88 | 118.29 | 2 | 0
2035 | MISO_MO-IL_2_ENT | MISO_MO-IL | ENT | Internal | Shoulder | B11 | 25 | 2540 | 0 | 135.44 | 136.37 | 8 | 0
2035 | MISO_MO-IL_2_ENT | MISO_MO-IL | ENT | Internal | Shoulder | B12 | 200 | 2540 | 0 | 122.33 | 122.33 | 8 | 0
2035 | MISO_MO-IL_2_ENT | MISO_MO-IL | ENT | Internal | Shoulder | B13 | 600 | 2540 | 0 | 114.86 | 118.33 | 8 | 0
2035 | MISO_MO-IL_2_ENT | MISO_MO-IL | ENT | Internal | Shoulder | B14 | 900 | 2540 | 0 | 114.86 | 117.39 | 8 | 0
2035 | MISO_MO-IL_2_ENT | MISO_MO-IL | ENT | Internal | Shoulder | B15 | 1203 | 2540 | 0 | 114.83 | 117.39 | 8 | 0
2035 | MISO_MO-IL_2_ENT | MISO_MO-IL | ENT | Internal | Summer | B1 | 10 | 2540 | 0 | 212.46 | 212.31 | 8 | 0
2035 | MISO_MO-IL_2_ENT | MISO_MO-IL | ENT | Internal | Summer | B2 | 25 | 2540 | 0 | 212.46 | 214.94 | 8 | 0
2035 | MISO_MO-IL_2_ENT | MISO_MO-IL | ENT | Internal | Summer | B3 | 75 | 2540 | 0 | 212.96 | 214.94 | 8 | 0
2035 | MISO_MO-IL_2_ENT | MISO_MO-IL | ENT | Internal | Summer | B4 | 100 | 2540 | 0 | 199.87 | 198.14 | 8 | 0
2035 | MISO_MO-IL_2_ENT | MISO_MO-IL | ENT | Internal | Summer | B5 | 200 | 2540 | 0 | 156.21 | 150.8 | 8 | 0
2035 | MISO_MO-IL_2_ENT | MISO_MO-IL | ENT | Internal | Summer | B6 | 300 | 2540 | 0 | 141.03 | 134.59 | 8 | 0
2035 | MISO_MO-IL_2_ENT | MISO_MO-IL | ENT | Internal | Summer | B7 | 400 | 2540 | 0 | 133.63 | 134.59 | 8 | 0
2035 | MISO_MO-IL_2_ENT | MISO_MO-IL | ENT | Internal | Summer | B8 | 500 | 2540 | 0 | 120.5 | 127.93 | 8 | 0
2035 | MISO_MO-IL_2_ENT | MISO_MO-IL | ENT | Internal | Summer | B9 | 800 | 2540 | 0 | 113.41 | 115.88 | 8 | 0
2035 | MISO_MO-IL_2_ENT | MISO_MO-IL | ENT | Internal | Summer | B10 | 1262 | 2540 | 0 | 113.41 | 115.88 | 8 | 0
2035 | MISO_MO-IL_2_ENT | MISO_MO-IL | ENT | Internal | Winter | B16 | 25 | 2540 | 0 | 127.55 | 128.46 | 8 | 0
2035 | MISO_MO-IL_2_ENT | MISO_MO-IL | ENT | Internal | Winter | B17 | 100 | 2540 | 0 | 124.37 | 125.39 | 8 | 0
2035 | MISO_MO-IL_2_ENT | MISO_MO-IL | ENT | Internal | Winter | B18 | 400 | 2540 | 0 | 119.25 | 120.46 | 8 | 0
2035 | MISO_MO-IL_2_ENT | MISO_MO-IL | ENT | Internal | Winter | B19 | 700 | 2540 | 0 | 117.88 | 120.46 | 8 | 0
2035 | MISO_MO-IL_2_ENT | MISO_MO-IL | ENT | Internal | Winter | B20 | 935 | 2540 | 0 | 117.84 | 120.46 | 8 | 0
2035 | MISO_MO-IL_2_MISO_IN | MISO_MO-IL | MISO_IN | Internal | Shoulder | B11 | 25 | 2100 | 0 | 135.44 | 133.23 | 0.01 | 0
2035 | MISO_MO-IL_2_MISO_IN | MISO_MO-IL | MISO_IN | Internal | Shoulder | B12 | 200 | 2100 | 0 | 122.33 | 122.32 | 0.01 | 0
2035 | MISO_MO-IL_2_MISO_IN | MISO_MO-IL | MISO_IN | Internal | Shoulder | B13 | 600 | 2100 | 0 | 114.86 | 114.85 | 0.01 | 0
2035 | MISO_MO-IL_2_MISO_IN | MISO_MO-IL | MISO_IN | Internal | Shoulder | B14 | 900 | 2100 | 0 | 114.86 | 114.85 | 0.01 | 0
2035 | MISO_MO-IL_2_MISO_IN | MISO_MO-IL | MISO_IN | Internal | Shoulder | B15 | 1203 | 2100 | 3544.24 | 114.83 | 114.85 | 0.01 | 0.01
2035 | MISO_MO-IL_2_MISO_IN | MISO_MO-IL | MISO_IN | Internal | Summer | B1 | 10 | 2100 | 0 | 212.46 | 212.44 | 0.01 | 0
2035 | MISO_MO-IL_2_MISO_IN | MISO_MO-IL | MISO_IN | Internal | Summer | B2 | 25 | 2100 | 0 | 212.46 | 212.44 | 0.01 | 0
2035 | MISO_MO-IL_2_MISO_IN | MISO_MO-IL | MISO_IN | Internal | Summer | B3 | 75 | 2100 | 0 | 212.96 | 210.6 | 0.01 | 0
2035 | MISO_MO-IL_2_MISO_IN | MISO_MO-IL | MISO_IN | Internal | Summer | B4 | 100 | 2100 | 0 | 199.87 | 195.96 | 0.01 | 0
2035 | MISO_MO-IL_2_MISO_IN | MISO_MO-IL | MISO_IN | Internal | Summer | B5 | 200 | 2100 | 0 | 156.21 | 152.3 | 0.01 | 0
2035 | MISO_MO-IL_2_MISO_IN | MISO_MO-IL | MISO_IN | Internal | Summer | B6 | 300 | 2100 | 0 | 141.03 | 137.13 | 0.01 | 0
2035 | MISO_MO-IL_2_MISO_IN | MISO_MO-IL | MISO_IN | Internal | Summer | B7 | 400 | 2100 | 0 | 133.63 | 129.73 | 0.01 | 0
2035 | MISO_MO-IL_2_MISO_IN | MISO_MO-IL | MISO_IN | Internal | Summer | B8 | 500 | 2100 | 0 | 120.5 | 118.74 | 0.01 | 0
2035 | MISO_MO-IL_2_MISO_IN | MISO_MO-IL | MISO_IN | Internal | Summer | B9 | 800 | 2100 | 0 | 113.41 | 113.4 | 0.01 | 0
2035 | MISO_MO-IL_2_MISO_IN | MISO_MO-IL | MISO_IN | Internal | Summer | B10 | 1262 | 2100 | 0 | 113.41 | 113.4 | 0.01 | 0
2035 | MISO_MO-IL_2_MISO_IN | MISO_MO-IL | MISO_IN | Internal | Winter | B16 | 25 | 2100 | 0 | 127.55 | 127.54 | 0.01 | 0
2035 | MISO_MO-IL_2_MISO_IN | MISO_MO-IL | MISO_IN | Internal | Winter | B17 | 100 | 2100 | 0 | 124.37 | 124.36 | 0.01 | 0
2035 | MISO_MO-IL_2_MISO_IN | MISO_MO-IL | MISO_IN | Internal | Winter | B18 | 400 | 2100 | 0 | 119.25 | 119.24 | 0.01 | 0
2035 | MISO_MO-IL_2_MISO_IN | MISO_MO-IL | MISO_IN | Internal | Winter | B19 | 700 | 2100 | 0 | 117.88 | 117.87 | 0.01 | 0
2035 | MISO_MO-IL_2_MISO_IN | MISO_MO-IL | MISO_IN | Internal | Winter | B20 | 935 | 2100 | 2356.17 | 117.84 | 117.87 | 0.01 | 0.01
2035 | MISO_MO-IL_2_MISO_W | MISO_MO-IL | MISO_W | Internal | Shoulder | B11 | 25 | 960 | 0 | 135.44 | 135.43 | 0.01 | 0
2035 | MISO_MO-IL_2_MISO_W | MISO_MO-IL | MISO_W | Internal | Shoulder | B12 | 200 | 960 | 0 | 122.33 | 122.32 | 0.01 | 0
2035 | MISO_MO-IL_2_MISO_W | MISO_MO-IL | MISO_W | Internal | Shoulder | B13 | 600 | 960 | 0 | 114.86 | 114.85 | 0.01 | 0
2035 | MISO_MO-IL_2_MISO_W | MISO_MO-IL | MISO_W | Internal | Shoulder | B14 | 900 | 960 | 0 | 114.86 | 114.77 | 0.01 | 0
2035 | MISO_MO-IL_2_MISO_W | MISO_MO-IL | MISO_W | Internal | Shoulder | B15 | 1203 | 960 | 0 | 114.83 | 108.21 | 0.01 | 0
2035 | MISO_MO-IL_2_MISO_W | MISO_MO-IL | MISO_W | Internal | Summer | B1 | 10 | 960 | 0 | 212.46 | 212.44 | 0.01 | 0
2035 | MISO_MO-IL_2_MISO_W | MISO_MO-IL | MISO_W | Internal | Summer | B2 | 25 | 960 | 0 | 212.46 | 212.44 | 0.01 | 0
2035 | MISO_MO-IL_2_MISO_W | MISO_MO-IL | MISO_W | Internal | Summer | B3 | 75 | 960 | 0 | 212.96 | 212.95 | 0.01 | 0
2035 | MISO_MO-IL_2_MISO_W | MISO_MO-IL | MISO_W | Internal | Summer | B4 | 100 | 960 | 0 | 199.87 | 198.73 | 0.01 | 0
2035 | MISO_MO-IL_2_MISO_W | MISO_MO-IL | MISO_W | Internal | Summer | B5 | 200 | 960 | 0 | 156.21 | 156.2 | 0.01 | 0
2035 | MISO_MO-IL_2_MISO_W | MISO_MO-IL | MISO_W | Internal | Summer | B6 | 300 | 960 | 0 | 141.03 | 141.02 | 0.01 | 0
2035 | MISO_MO-IL_2_MISO_W | MISO_MO-IL | MISO_W | Internal | Summer | B7 | 400 | 960 | 0 | 133.63 | 133.62 | 0.01 | 0
2035 | MISO_MO-IL_2_MISO_W | MISO_MO-IL | MISO_W | Internal | Summer | B8 | 500 | 960 | 0 | 120.5 | 120.49 | 0.01 | 0
2035 | MISO_MO-IL_2_MISO_W | MISO_MO-IL | MISO_W | Internal | Summer | B9 | 800 | 960 | 0 | 113.41 | 113.23 | 0.01 | 0
2035 | MISO_MO-IL_2_MISO_W | MISO_MO-IL | MISO_W | Internal | Summer | B10 | 1262 | 960 | 0 | 113.41 | 106.79 | 0.01 | 0
2035 | MISO_MO-IL_2_MISO_W | MISO_MO-IL | MISO_W | Internal | Winter | B16 | 25 | 960 | 0 | 127.55 | 120.93 | 0.01 | 0
2035 | MISO_MO-IL_2_MISO_W | MISO_MO-IL | MISO_W | Internal | Winter | B17 | 100 | 960 | 0 | 124.37 | 117.76 | 0.01 | 0
2035 | MISO_MO-IL_2_MISO_W | MISO_MO-IL | MISO_W | Internal | Winter | B18 | 400 | 960 | 0 | 119.25 | 117.76 | 0.01 | 0
2035 | MISO_MO-IL_2_MISO_W | MISO_MO-IL | MISO_W | Internal | Winter | B19 | 700 | 960 | 0 | 117.88 | 117.76 | 0.01 | 0
2035 | MISO_MO-IL_2_MISO_W | MISO_MO-IL | MISO_W | Internal | Winter | B20 | 935 | 960 | 0 | 117.84 | 111.23 | 0.01 | 0
2035 | MISO_MO-IL_2_PJM_ROR | MISO_MO-IL | PJM_ROR | Internal | Shoulder | B11 | 25 | 1212 | 0 | 135.44 | 133.31 | 2 | 0
2035 | MISO_MO-IL_2_PJM_ROR | MISO_MO-IL | PJM_ROR | Internal | Shoulder | B12 | 200 | 1212 | 1212 | 122.33 | 128.07 | 2 | 3.74
2035 | MISO_MO-IL_2_PJM_ROR | MISO_MO-IL | PJM_ROR | Internal | Shoulder | B13 | 600 | 1212 | 1212 | 114.86 | 117.39 | 2 | 0.53
2035 | MISO_MO-IL_2_PJM_ROR | MISO_MO-IL | PJM_ROR | Internal | Shoulder | B14 | 900 | 1212 | 0 | 114.86 | 116.85 | 2 | 0
2035 | MISO_MO-IL_2_PJM_ROR | MISO_MO-IL | PJM_ROR | Internal | Shoulder | B15 | 1203 | 1212 | 0 | 114.83 | 114.79 | 2 | 0
2035 | MISO_MO-IL_2_PJM_ROR | MISO_MO-IL | PJM_ROR | Internal | Summer | B1 | 10 | 1212 | 0 | 212.46 | 214.44 | 2 | 0
2035 | MISO_MO-IL_2_PJM_ROR | MISO_MO-IL | PJM_ROR | Internal | Summer | B2 | 25 | 1212 | 0 | 212.46 | 214.44 | 2 | 0
2035 | MISO_MO-IL_2_PJM_ROR | MISO_MO-IL | PJM_ROR | Internal | Summer | B3 | 75 | 1212 | 0 | 212.96 | 212.6 | 2 | 0
2035 | MISO_MO-IL_2_PJM_ROR | MISO_MO-IL | PJM_ROR | Internal | Summer | B4 | 100 | 1212 | 0 | 199.87 | 197.97 | 2 | 0
2035 | MISO_MO-IL_2_PJM_ROR | MISO_MO-IL | PJM_ROR | Internal | Summer | B5 | 200 | 1212 | 0 | 156.21 | 158.2 | 2 | 0
2035 | MISO_MO-IL_2_PJM_ROR | MISO_MO-IL | PJM_ROR | Internal | Summer | B6 | 300 | 1212 | 0 | 141.03 | 140.27 | 2 | 0
2035 | MISO_MO-IL_2_PJM_ROR | MISO_MO-IL | PJM_ROR | Internal | Summer | B7 | 400 | 1212 | 0 | 133.63 | 134 | 2 | 0
2035 | MISO_MO-IL_2_PJM_ROR | MISO_MO-IL | PJM_ROR | Internal | Summer | B8 | 500 | 1212 | 1212 | 120.5 | 126.33 | 2 | 3.83
2035 | MISO_MO-IL_2_PJM_ROR | MISO_MO-IL | PJM_ROR | Internal | Summer | B9 | 800 | 1212 | 1060.24 | 113.41 | 115.41 | 2 | 0
2035 | MISO_MO-IL_2_PJM_ROR | MISO_MO-IL | PJM_ROR | Internal | Summer | B10 | 1262 | 1212 | 0 | 113.41 | 113.16 | 2 | 0
2035 | MISO_MO-IL_2_PJM_ROR | MISO_MO-IL | PJM_ROR | Internal | Winter | B16 | 25 | 1212 | 1212 | 127.55 | 131.04 | 2 | 1.49
2035 | MISO_MO-IL_2_PJM_ROR | MISO_MO-IL | PJM_ROR | Internal | Winter | B17 | 100 | 1212 | 1212 | 124.37 | 137.23 | 2 | 10.85
2035 | MISO_MO-IL_2_PJM_ROR | MISO_MO-IL | PJM_ROR | Internal | Winter | B18 | 400 | 1212 | 1212 | 119.25 | 122.03 | 2 | 0.78
2035 | MISO_MO-IL_2_PJM_ROR | MISO_MO-IL | PJM_ROR | Internal | Winter | B19 | 700 | 1212 | 804.92 | 117.88 | 119.88 | 2 | 0
2035 | MISO_MO-IL_2_PJM_ROR | MISO_MO-IL | PJM_ROR | Internal | Winter | B20 | 935 | 1212 | 0 | 117.84 | 118.29 | 2 | 0
2035 | MISO_MO-IL_2_TVA_Transmission | MISO_MO-IL | TVA_Transmission | Internal | Shoulder | B11 | 25 | 4000 | 0 | 135.44 | 138.27 | 8 | 0
2035 | MISO_MO-IL_2_TVA_Transmission | MISO_MO-IL | TVA_Transmission | Internal | Shoulder | B12 | 200 | 4000 | 0 | 122.33 | 123.71 | 8 | 0
2035 | MISO_MO-IL_2_TVA_Transmission | MISO_MO-IL | TVA_Transmission | Internal | Shoulder | B13 | 600 | 4000 | 0 | 114.86 | 120.65 | 8 | 0
2035 | MISO_MO-IL_2_TVA_Transmission | MISO_MO-IL | TVA_Transmission | Internal | Shoulder | B14 | 900 | 4000 | 0 | 114.86 | 120.48 | 8 | 0
2035 | MISO_MO-IL_2_TVA_Transmission | MISO_MO-IL | TVA_Transmission | Internal | Shoulder | B15 | 1203 | 4000 | 0 | 114.83 | 119.79 | 8 | 0
2035 | MISO_MO-IL_2_TVA_Transmission | MISO_MO-IL | TVA_Transmission | Internal | Summer | B1 | 10 | 4000 | 0 | 212.46 | 220.44 | 8 | 0
2035 | MISO_MO-IL_2_TVA_Transmission | MISO_MO-IL | TVA_Transmission | Internal | Summer | B2 | 25 | 4000 | 584.36 | 212.46 | 220.46 | 8 | 0
2035 | MISO_MO-IL_2_TVA_Transmission | MISO_MO-IL | TVA_Transmission | Internal | Summer | B3 | 75 | 4000 | 0 | 212.96 | 218.6 | 8 | 0
2035 | MISO_MO-IL_2_TVA_Transmission | MISO_MO-IL | TVA_Transmission | Internal | Summer | B4 | 100 | 4000 | 0 | 199.87 | 194.89 | 8 | 0
2035 | MISO_MO-IL_2_TVA_Transmission | MISO_MO-IL | TVA_Transmission | Internal | Summer | B5 | 200 | 4000 | 0 | 156.21 | 158.8 | 8 | 0
2035 | MISO_MO-IL_2_TVA_Transmission | MISO_MO-IL | TVA_Transmission | Internal | Summer | B6 | 300 | 4000 | 0 | 141.03 | 134.86 | 8 | 0
2035 | MISO_MO-IL_2_TVA_Transmission | MISO_MO-IL | TVA_Transmission | Internal | Summer | B7 | 400 | 4000 | 0 | 133.63 | 125.8 | 8 | 0
2035 | MISO_MO-IL_2_TVA_Transmission | MISO_MO-IL | TVA_Transmission | Internal | Summer | B8 | 500 | 4000 | 0 | 120.5 | 122.09 | 8 | 0
2035 | MISO_MO-IL_2_TVA_Transmission | MISO_MO-IL | TVA_Transmission | Internal | Summer | B9 | 800 | 4000 | 0 | 113.41 | 119.11 | 8 | 0
2035 | MISO_MO-IL_2_TVA_Transmission | MISO_MO-IL | TVA_Transmission | Internal | Summer | B10 | 1262 | 4000 | 0 | 113.41 | 118.39 | 8 | 0
2035 | MISO_MO-IL_2_TVA_Transmission | MISO_MO-IL | TVA_Transmission | Internal | Winter | B16 | 25 | 4000 | 417.95 | 127.55 | 135.55 | 8 | 0
2035 | MISO_MO-IL_2_TVA_Transmission | MISO_MO-IL | TVA_Transmission | Internal | Winter | B17 | 100 | 4000 | 0 | 124.37 | 129.25 | 8 | 0
2035 | MISO_MO-IL_2_TVA_Transmission | MISO_MO-IL | TVA_Transmission | Internal | Winter | B18 | 400 | 4000 | 0 | 119.25 | 124.14 | 8 | 0
2035 | MISO_MO-IL_2_TVA_Transmission | MISO_MO-IL | TVA_Transmission | Internal | Winter | B19 | 700 | 4000 | 0 | 117.88 | 123.52 | 8 | 0
2035 | MISO_MO-IL_2_TVA_Transmission | MISO_MO-IL | TVA_Transmission | Internal | Winter | B20 | 935 | 4000 | 0 | 117.84 | 121.37 | 8 | 0
2035 | MISO_W_2_IESO | MISO_W | IESO | Internal | Shoulder | B11 | 25 | 90 | 0 | 135.43 | 71.61 | 8 | 0
2035 | MISO_W_2_IESO | MISO_W | IESO | Internal | Shoulder | B12 | 200 | 90 | 0 | 122.32 | 71.61 | 8 | 0
2035 | MISO_W_2_IESO | MISO_W | IESO | Internal | Shoulder | B13 | 600 | 90 | 0 | 114.85 | 71.61 | 8 | 0
2035 | MISO_W_2_IESO | MISO_W | IESO | Internal | Shoulder | B14 | 900 | 90 | 0 | 114.77 | 71.61 | 8 | 0
2035 | MISO_W_2_IESO | MISO_W | IESO | Internal | Shoulder | B15 | 1203 | 90 | 0 | 108.21 | 71.61 | 8 | 0
2035 | MISO_W_2_IESO | MISO_W | IESO | Internal | Summer | B1 | 10 | 90 | 0 | 212.44 | 135.43 | 8 | 0
2035 | MISO_W_2_IESO | MISO_W | IESO | Internal | Summer | B2 | 25 | 90 | 0 | 212.44 | 136.87 | 8 | 0
2035 | MISO_W_2_IESO | MISO_W | IESO | Internal | Summer | B3 | 75 | 90 | 0 | 212.95 | 126.8 | 8 | 0
2035 | MISO_W_2_IESO | MISO_W | IESO | Internal | Summer | B4 | 100 | 90 | 0 | 198.73 | 126.8 | 8 | 0
2035 | MISO_W_2_IESO | MISO_W | IESO | Internal | Summer | B5 | 200 | 90 | 0 | 156.2 | 89.87 | 8 | 0
2035 | MISO_W_2_IESO | MISO_W | IESO | Internal | Summer | B6 | 300 | 90 | 0 | 141.02 | 66.83 | 8 | 0
2035 | MISO_W_2_IESO | MISO_W | IESO | Internal | Summer | B7 | 400 | 90 | 0 | 133.62 | 66.83 | 8 | 0
2035 | MISO_W_2_IESO | MISO_W | IESO | Internal | Summer | B8 | 500 | 90 | 0 | 120.49 | 66.83 | 8 | 0
2035 | MISO_W_2_IESO | MISO_W | IESO | Internal | Summer | B9 | 800 | 90 | 0 | 113.23 | 66.83 | 8 | 0
2035 | MISO_W_2_IESO | MISO_W | IESO | Internal | Summer | B10 | 1262 | 90 | 0 | 106.79 | 66.83 | 8 | 0
2035 | MISO_W_2_IESO | MISO_W | IESO | Internal | Winter | B16 | 25 | 90 | 0 | 120.93 | 71.84 | 8 | 0
2035 | MISO_W_2_IESO | MISO_W | IESO | Internal | Winter | B17 | 100 | 90 | 0 | 117.76 | 71.84 | 8 | 0
2035 | MISO_W_2_IESO | MISO_W | IESO | Internal | Winter | B18 | 400 | 90 | 0 | 117.76 | 71.84 | 8 | 0
2035 | MISO_W_2_IESO | MISO_W | IESO | Internal | Winter | B19 | 700 | 90 | 0 | 117.76 | 71.84 | 8 | 0
2035 | MISO_W_2_IESO | MISO_W | IESO | Internal | Winter | B20 | 935 | 90 | 0 | 111.23 | 71.84 | 8 | 0
2035 | MISO_W_2_MAPP_CA | MISO_W | MAPP_CA | Internal | Shoulder | B11 | 25 | 700 | 0 | 135.43 | 100.77 | 0.01 | 0
2035 | MISO_W_2_MAPP_CA | MISO_W | MAPP_CA | Internal | Shoulder | B12 | 200 | 700 | 0 | 122.32 | 100.77 | 0.01 | 0
2035 | MISO_W_2_MAPP_CA | MISO_W | MAPP_CA | Internal | Shoulder | B13 | 600 | 700 | 0 | 114.85 | 100.77 | 0.01 | 0
2035 | MISO_W_2_MAPP_CA | MISO_W | MAPP_CA | Internal | Shoulder | B14 | 900 | 700 | 0 | 114.77 | 100.77 | 0.01 | 0
2035 | MISO_W_2_MAPP_CA | MISO_W | MAPP_CA | Internal | Shoulder | B15 | 1203 | 700 | 0 | 108.21 | 100.77 | 0.01 | 0
2035 | MISO_W_2_MAPP_CA | MISO_W | MAPP_CA | Internal | Summer | B1 | 10 | 700 | 0 | 212.44 | 177.79 | 0.01 | 0
2035 | MISO_W_2_MAPP_CA | MISO_W | MAPP_CA | Internal | Summer | B2 | 25 | 700 | 0 | 212.44 | 177.79 | 0.01 | 0
2035 | MISO_W_2_MAPP_CA | MISO_W | MAPP_CA | Internal | Summer | B3 | 75 | 700 | 0 | 212.95 | 178.3 | 0.01 | 0
2035 | MISO_W_2_MAPP_CA | MISO_W | MAPP_CA | Internal | Summer | B4 | 100 | 700 | 0 | 198.73 | 164.08 | 0.01 | 0
2035 | MISO_W_2_MAPP_CA | MISO_W | MAPP_CA | Internal | Summer | B5 | 200 | 700 | 0 | 156.2 | 121.55 | 0.01 | 0
2035 | MISO_W_2_MAPP_CA | MISO_W | MAPP_CA | Internal | Summer | B6 | 300 | 700 | 0 | 141.02 | 106.37 | 0.01 | 0
2035 | MISO_W_2_MAPP_CA | MISO_W | MAPP_CA | Internal | Summer | B7 | 400 | 700 | 0 | 133.62 | 98.97 | 0.01 | 0
2035 | MISO_W_2_MAPP_CA | MISO_W | MAPP_CA | Internal | Summer | B8 | 500 | 700 | 0 | 120.49 | 98.97 | 0.01 | 0
2035 | MISO_W_2_MAPP_CA | MISO_W | MAPP_CA | Internal | Summer | B9 | 800 | 700 | 0 | 113.23 | 98.97 | 0.01 | 0
2035 | MISO_W_2_MAPP_CA | MISO_W | MAPP_CA | Internal | Summer | B10 | 1262 | 700 | 0 | 106.79 | 98.97 | 0.01 | 0
2035 | MISO_W_2_MAPP_CA | MISO_W | MAPP_CA | Internal | Winter | B16 | 25 | 700 | 0 | 120.93 | 111.22 | 0.01 | 0
2035 | MISO_W_2_MAPP_CA | MISO_W | MAPP_CA | Internal | Winter | B17 | 100 | 700 | 0 | 117.76 | 111.22 | 0.01 | 0
2035 | MISO_W_2_MAPP_CA | MISO_W | MAPP_CA | Internal | Winter | B18 | 400 | 700 | 0 | 117.76 | 111.22 | 0.01 | 0
2035 | MISO_W_2_MAPP_CA | MISO_W | MAPP_CA | Internal | Winter | B19 | 700 | 700 | 0 | 117.76 | 111.22 | 0.01 | 0
2035 | MISO_W_2_MAPP_CA | MISO_W | MAPP_CA | Internal | Winter | B20 | 935 | 700 | 0 | 111.23 | 111.22 | 0.01 | 0
2035 | MISO_W_2_MISO_MO-IL | MISO_W | MISO_MO-IL | Internal | Shoulder | B11 | 25 | 3800 | 1297.39 | 135.43 | 135.44 | 0.01 | 0
2035 | MISO_W_2_MISO_MO-IL | MISO_W | MISO_MO-IL | Internal | Shoulder | B12 | 200 | 3800 | 2450.87 | 122.32 | 122.33 | 0.01 | 0
2035 | MISO_W_2_MISO_MO-IL | MISO_W | MISO_MO-IL | Internal | Shoulder | B13 | 600 | 3800 | 2566.46 | 114.85 | 114.86 | 0.01 | 0
2035 | MISO_W_2_MISO_MO-IL | MISO_W | MISO_MO-IL | Internal | Shoulder | B14 | 900 | 3800 | 3800 | 114.77 | 114.86 | 0.01 | 0.07
2035 | MISO_W_2_MISO_MO-IL | MISO_W | MISO_MO-IL | Internal | Shoulder | B15 | 1203 | 3800 | 6021.69 | 108.21 | 114.83 | 0.01 | 6.61
2035 | MISO_W_2_MISO_MO-IL | MISO_W | MISO_MO-IL | Internal | Summer | B1 | 10 | 3800 | 1471.68 | 212.44 | 212.46 | 0.01 | 0
2035 | MISO_W_2_MISO_MO-IL | MISO_W | MISO_MO-IL | Internal | Summer | B2 | 25 | 3800 | 3110.56 | 212.44 | 212.46 | 0.01 | 0
2035 | MISO_W_2_MISO_MO-IL | MISO_W | MISO_MO-IL | Internal | Summer | B3 | 75 | 3800 | 1253.77 | 212.95 | 212.96 | 0.01 | 0
2035 | MISO_W_2_MISO_MO-IL | MISO_W | MISO_MO-IL | Internal | Summer | B4 | 100 | 3800 | 3800 | 198.73 | 199.87 | 0.01 | 1.13
2035 | MISO_W_2_MISO_MO-IL | MISO_W | MISO_MO-IL | Internal | Summer | B5 | 200 | 3800 | 1490.31 | 156.2 | 156.21 | 0.01 | 0
2035 | MISO_W_2_MISO_MO-IL | MISO_W | MISO_MO-IL | Internal | Summer | B6 | 300 | 3800 | 1482.7 | 141.02 | 141.03 | 0.01 | 0
2035 | MISO_W_2_MISO_MO-IL | MISO_W | MISO_MO-IL | Internal | Summer | B7 | 400 | 3800 | 276.81 | 133.62 | 133.63 | 0.01 | 0
2035 | MISO_W_2_MISO_MO-IL | MISO_W | MISO_MO-IL | Internal | Summer | B8 | 500 | 3800 | 3576.06 | 120.49 | 120.5 | 0.01 | 0
2035 | MISO_W_2_MISO_MO-IL | MISO_W | MISO_MO-IL | Internal | Summer | B9 | 800 | 3800 | 3800 | 113.23 | 113.41 | 0.01 | 0.17
2035 | MISO_W_2_MISO_MO-IL | MISO_W | MISO_MO-IL | Internal | Summer | B10 | 1262 | 3800 | 4145.86 | 106.79 | 113.41 | 0.01 | 6.61
2035 | MISO_W_2_MISO_MO-IL | MISO_W | MISO_MO-IL | Internal | Winter | B16 | 25 | 3800 | 7659.05 | 120.93 | 127.55 | 0.01 | 6.61
2035 | MISO_W_2_MISO_MO-IL | MISO_W | MISO_MO-IL | Internal | Winter | B17 | 100 | 3800 | 5130.57 | 117.76 | 124.37 | 0.01 | 6.61
2035 | MISO_W_2_MISO_MO-IL | MISO_W | MISO_MO-IL | Internal | Winter | B18 | 400 | 3800 | 3800 | 117.76 | 119.25 | 0.01 | 1.48
2035 | MISO_W_2_MISO_MO-IL | MISO_W | MISO_MO-IL | Internal | Winter | B19 | 700 | 3800 | 3800 | 117.76 | 117.88 | 0.01 | 0.11
2035 | MISO_W_2_MISO_MO-IL | MISO_W | MISO_MO-IL | Internal | Winter | B20 | 935 | 3800 | 5453.53 | 111.23 | 117.84 | 0.01 | 6.61
2035 | MISO_W_2_MISO_WUMS | MISO_W | MISO_WUMS | Internal | Shoulder | B11 | 25 | 1629 | 0 | 135.43 | 132.71 | 0.01 | 0
2035 | MISO_W_2_MISO_WUMS | MISO_W | MISO_WUMS | Internal | Shoulder | B12 | 200 | 1629 | 1629 | 122.32 | 124.05 | 0.01 | 1.72
2035 | MISO_W_2_MISO_WUMS | MISO_W | MISO_WUMS | Internal | Shoulder | B13 | 600 | 1629 | 1508.3 | 114.85 | 114.86 | 0.01 | 0
2035 | MISO_W_2_MISO_WUMS | MISO_W | MISO_WUMS | Internal | Shoulder | B14 | 900 | 1629 | 1305.41 | 114.77 | 114.79 | 0.01 | 0
2035 | MISO_W_2_MISO_WUMS | MISO_W | MISO_WUMS | Internal | Shoulder | B15 | 1203 | 1629 | 1629 | 108.21 | 114.79 | 0.01 | 6.57
2035 | MISO_W_2_MISO_WUMS | MISO_W | MISO_WUMS | Internal | Summer | B1 | 10 | 1629 | 0 | 212.44 | 212.44 | 0.01 | 0
2035 | MISO_W_2_MISO_WUMS | MISO_W | MISO_WUMS | Internal | Summer | B2 | 25 | 1629 | 0 | 212.44 | 212.43 | 0.01 | 0
2035 | MISO_W_2_MISO_WUMS | MISO_W | MISO_WUMS | Internal | Summer | B3 | 75 | 1629 | 0 | 212.95 | 210.2 | 0.01 | 0
2035 | MISO_W_2_MISO_WUMS | MISO_W | MISO_WUMS | Internal | Summer | B4 | 100 | 1629 | 0 | 198.73 | 195.97 | 0.01 | 0
2035 | MISO_W_2_MISO_WUMS | MISO_W | MISO_WUMS | Internal | Summer | B5 | 200 | 1629 | 0 | 156.2 | 153.44 | 0.01 | 0
2035 | MISO_W_2_MISO_WUMS | MISO_W | MISO_WUMS | Internal | Summer | B6 | 300 | 1629 | 0 | 141.02 | 138.27 | 0.01 | 0
2035 | MISO_W_2_MISO_WUMS | MISO_W | MISO_WUMS | Internal | Summer | B7 | 400 | 1629 | 0 | 133.62 | 131.46 | 0.01 | 0
2035 | MISO_W_2_MISO_WUMS | MISO_W | MISO_WUMS | Internal | Summer | B8 | 500 | 1629 | 0 | 120.49 | 120.47 | 0.01 | 0
2035 | MISO_W_2_MISO_WUMS | MISO_W | MISO_WUMS | Internal | Summer | B9 | 800 | 1629 | 0 | 113.23 | 113.22 | 0.01 | 0
2035 | MISO_W_2_MISO_WUMS | MISO_W | MISO_WUMS | Internal | Summer | B10 | 1262 | 1629 | 1629 | 106.79 | 113.22 | 0.01 | 6.41
2035 | MISO_W_2_MISO_WUMS | MISO_W | MISO_WUMS | Internal | Winter | B16 | 25 | 1629 | 3410.59 | 120.93 | 128.51 | 0.01 | 7.57
2035 | MISO_W_2_MISO_WUMS | MISO_W | MISO_WUMS | Internal | Winter | B17 | 100 | 1629 | 2827.06 | 117.76 | 125.34 | 0.01 | 7.57
2035 | MISO_W_2_MISO_WUMS | MISO_W | MISO_WUMS | Internal | Winter | B18 | 400 | 1629 | 1629 | 117.76 | 119.5 | 0.01 | 1.73
2035 | MISO_W_2_MISO_WUMS | MISO_W | MISO_WUMS | Internal | Winter | B19 | 700 | 1629 | 0 | 117.76 | 117.75 | 0.01 | 0
2035 | MISO_W_2_MISO_WUMS | MISO_W | MISO_WUMS | Internal | Winter | B20 | 935 | 1629 | 1629 | 111.23 | 117.75 | 0.01 | 6.51
2035 | MISO_W_2_NE | MISO_W | NE | Internal | Shoulder | B11 | 25 | 2800 | 0 | 135.43 | 136.13 | 7 | 0
2035 | MISO_W_2_NE | MISO_W | NE | Internal | Shoulder | B12 | 200 | 2800 | 0 | 122.32 | 120.18 | 7 | 0
2035 | MISO_W_2_NE | MISO_W | NE | Internal | Shoulder | B13 | 600 | 2800 | 0 | 114.85 | 117.56 | 7 | 0
2035 | MISO_W_2_NE | MISO_W | NE | Internal | Shoulder | B14 | 900 | 2800 | 0 | 114.77 | 115.23 | 7 | 0
2035 | MISO_W_2_NE | MISO_W | NE | Internal | Shoulder | B15 | 1203 | 2800 | 0 | 108.21 | 110.76 | 7 | 0
2035 | MISO_W_2_NE | MISO_W | NE | Internal | Summer | B1 | 10 | 2800 | 0 | 212.44 | 207.44 | 7 | 0
2035 | MISO_W_2_NE | MISO_W | NE | Internal | Summer | B2 | 25 | 2800 | 0 | 212.44 | 212.44 | 7 | 0
2035 | MISO_W_2_NE | MISO_W | NE | Internal | Summer | B3 | 75 | 2800 | 0 | 212.95 | 212.95 | 7 | 0
2035 | MISO_W_2_NE | MISO_W | NE | Internal | Summer | B4 | 100 | 2800 | 0 | 198.73 | 198.64 | 7 | 0
2035 | MISO_W_2_NE | MISO_W | NE | Internal | Summer | B5 | 200 | 2800 | 0 | 156.2 | 154.06 | 7 | 0
2035 | MISO_W_2_NE | MISO_W | NE | Internal | Summer | B6 | 300 | 2800 | 0 | 141.02 | 142.37 | 7 | 0
2035 | MISO_W_2_NE | MISO_W | NE | Internal | Summer | B7 | 400 | 2800 | 0 | 133.62 | 134.62 | 7 | 0
2035 | MISO_W_2_NE | MISO_W | NE | Internal | Summer | B8 | 500 | 2800 | 0 | 120.49 | 126.29 | 7 | 0
2035 | MISO_W_2_NE | MISO_W | NE | Internal | Summer | B9 | 800 | 2800 | 0 | 113.23 | 115.87 | 7 | 0
2035 | MISO_W_2_NE | MISO_W | NE | Internal | Summer | B10 | 1262 | 2800 | 866.53 | 106.79 | 113.79 | 7 | 0
2035 | MISO_W_2_NE | MISO_W | NE | Internal | Winter | B16 | 25 | 2800 | 0 | 120.93 | 126.3 | 7 | 0
2035 | MISO_W_2_NE | MISO_W | NE | Internal | Winter | B17 | 100 | 2800 | 0 | 117.76 | 120.83 | 7 | 0
2035 | MISO_W_2_NE | MISO_W | NE | Internal | Winter | B18 | 400 | 2800 | 0 | 117.76 | 120.83 | 7 | 0
2035 | MISO_W_2_NE | MISO_W | NE | Internal | Winter | B19 | 700 | 2800 | 0 | 117.76 | 118.32 | 7 | 0
2035 | MISO_W_2_NE | MISO_W | NE | Internal | Winter | B20 | 935 | 2800 | 0 | 111.23 | 115.69 | 7 | 0
2035 | MISO_W_2_PJM_ROR | MISO_W | PJM_ROR | Internal | Shoulder | B11 | 25 | 773 | 0 | 135.43 | 133.31 | 2 | 0
2035 | MISO_W_2_PJM_ROR | MISO_W | PJM_ROR | Internal | Shoulder | B12 | 200 | 773 | 773 | 122.32 | 128.07 | 2 | 3.76
2035 | MISO_W_2_PJM_ROR | MISO_W | PJM_ROR | Internal | Shoulder | B13 | 600 | 773 | 773 | 114.85 | 117.39 | 2 | 0.54
2035 | MISO_W_2_PJM_ROR | MISO_W | PJM_ROR | Internal | Shoulder | B14 | 900 | 773 | 773 | 114.77 | 116.85 | 2 | 0.07
2035 | MISO_W_2_PJM_ROR | MISO_W | PJM_ROR | Internal | Shoulder | B15 | 1203 | 773 | 773 | 108.21 | 114.79 | 2 | 4.58
2035 | MISO_W_2_PJM_ROR | MISO_W | PJM_ROR | Internal | Summer | B1 | 10 | 773 | 112.08 | 212.44 | 214.44 | 2 | 0
2035 | MISO_W_2_PJM_ROR | MISO_W | PJM_ROR | Internal | Summer | B2 | 25 | 773 | 28.07 | 212.44 | 214.44 | 2 | 0
2035 | MISO_W_2_PJM_ROR | MISO_W | PJM_ROR | Internal | Summer | B3 | 75 | 773 | 0 | 212.95 | 212.6 | 2 | 0
2035 | MISO_W_2_PJM_ROR | MISO_W | PJM_ROR | Internal | Summer | B4 | 100 | 773 | 0 | 198.73 | 197.97 | 2 | 0
2035 | MISO_W_2_PJM_ROR | MISO_W | PJM_ROR | Internal | Summer | B5 | 200 | 773 | 152.4 | 156.2 | 158.2 | 2 | 0
2035 | MISO_W_2_PJM_ROR | MISO_W | PJM_ROR | Internal | Summer | B6 | 300 | 773 | 0 | 141.02 | 140.27 | 2 | 0
2035 | MISO_W_2_PJM_ROR | MISO_W | PJM_ROR | Internal | Summer | B7 | 400 | 773 | 0 | 133.62 | 134 | 2 | 0
2035 | MISO_W_2_PJM_ROR | MISO_W | PJM_ROR | Internal | Summer | B8 | 500 | 773 | 773 | 120.49 | 126.33 | 2 | 3.84
2035 | MISO_W_2_PJM_ROR | MISO_W | PJM_ROR | Internal | Summer | B9 | 800 | 773 | 773 | 113.23 | 115.41 | 2 | 0.18
2035 | MISO_W_2_PJM_ROR | MISO_W | PJM_ROR | Internal | Summer | B10 | 1262 | 773 | 773 | 106.79 | 113.16 | 2 | 4.36
2035 | MISO_W_2_PJM_ROR | MISO_W | PJM_ROR | Internal | Winter | B16 | 25 | 773 | 773 | 120.93 | 131.04 | 2 | 8.11
2035 | MISO_W_2_PJM_ROR | MISO_W | PJM_ROR | Internal | Winter | B17 | 100 | 773 | 773 | 117.76 | 137.23 | 2 | 17.47
2035 | MISO_W_2_PJM_ROR | MISO_W | PJM_ROR | Internal | Winter | B18 | 400 | 773 | 773 | 117.76 | 122.03 | 2 | 2.28
2035 | MISO_W_2_PJM_ROR | MISO_W | PJM_ROR | Internal | Winter | B19 | 700 | 773 | 773 | 117.76 | 119.88 | 2 | 0.12
2035 | MISO_W_2_PJM_ROR | MISO_W | PJM_ROR | Internal | Winter | B20 | 935 | 773 | 773 | 111.23 | 118.29 | 2 | 5.06
2035 | MISO_W_2_SPP_N | MISO_W | SPP_N | Internal | Shoulder | B11 | 25 | 3200 | 0 | 135.43 | 136.14 | 7 | 0
2035 | MISO_W_2_SPP_N | MISO_W | SPP_N | Internal | Shoulder | B12 | 200 | 3200 | 0 | 122.32 | 117.33 | 7 | 0
2035 | MISO_W_2_SPP_N | MISO_W | SPP_N | Internal | Shoulder | B13 | 600 | 3200 | 0 | 114.85 | 117.19 | 7 | 0
2035 | MISO_W_2_SPP_N | MISO_W | SPP_N | Internal | Shoulder | B14 | 900 | 3200 | 0 | 114.77 | 112.37 | 7 | 0
2035 | MISO_W_2_SPP_N | MISO_W | SPP_N | Internal | Shoulder | B15 | 1203 | 3200 | 0 | 108.21 | 107.91 | 7 | 0
2035 | MISO_W_2_SPP_N | MISO_W | SPP_N | Internal | Summer | B1 | 10 | 3200 | 0 | 212.44 | 204.59 | 7 | 0
2035 | MISO_W_2_SPP_N | MISO_W | SPP_N | Internal | Summer | B2 | 25 | 3200 | 0 | 212.44 | 209.59 | 7 | 0
2035 | MISO_W_2_SPP_N | MISO_W | SPP_N | Internal | Summer | B3 | 75 | 3200 | 0 | 212.95 | 210.1 | 7 | 0
2035 | MISO_W_2_SPP_N | MISO_W | SPP_N | Internal | Summer | B4 | 100 | 3200 | 0 | 198.73 | 195.79 | 7 | 0
2035 | MISO_W_2_SPP_N | MISO_W | SPP_N | Internal | Summer | B5 | 200 | 3200 | 0 | 156.2 | 151.21 | 7 | 0
2035 | MISO_W_2_SPP_N | MISO_W | SPP_N | Internal | Summer | B6 | 300 | 3200 | 0 | 141.02 | 139.52 | 7 | 0
2035 | MISO_W_2_SPP_N | MISO_W | SPP_N | Internal | Summer | B7 | 400 | 3200 | 0 | 133.62 | 134.61 | 7 | 0
2035 | MISO_W_2_SPP_N | MISO_W | SPP_N | Internal | Summer | B8 | 500 | 3200 | 0 | 120.49 | 126.3 | 7 | 0
2035 | MISO_W_2_SPP_N | MISO_W | SPP_N | Internal | Summer | B9 | 800 | 3200 | 0 | 113.23 | 115.62 | 7 | 0
2035 | MISO_W_2_SPP_N | MISO_W | SPP_N | Internal | Summer | B10 | 1262 | 3200 | 0 | 106.79 | 113.53 | 7 | 0
2035 | MISO_W_2_SPP_N | MISO_W | SPP_N | Internal | Winter | B16 | 25 | 3200 | 0 | 120.93 | 123.45 | 7 | 0
2035 | MISO_W_2_SPP_N | MISO_W | SPP_N | Internal | Winter | B17 | 100 | 3200 | 0 | 117.76 | 120.39 | 7 | 0
2035 | MISO_W_2_SPP_N | MISO_W | SPP_N | Internal | Winter | B18 | 400 | 3200 | 0 | 117.76 | 120.39 | 7 | 0
2035 | MISO_W_2_SPP_N | MISO_W | SPP_N | Internal | Winter | B19 | 700 | 3200 | 0 | 117.76 | 115.46 | 7 | 0
2035 | MISO_W_2_SPP_N | MISO_W | SPP_N | Internal | Winter | B20 | 935 | 3200 | 0 | 111.23 | 112.84 | 7 | 0
2035 | MISO_WUMS_2_MISO_MI | MISO_WUMS | MISO_MI | Internal | Shoulder | B11 | 25 | 99 | 827.98 | 132.71 | 133.24 | 0.01 | 0.52
2035 | MISO_WUMS_2_MISO_MI | MISO_WUMS | MISO_MI | Internal | Shoulder | B12 | 200 | 99 | 2147.42 | 124.05 | 124.58 | 0.01 | 0.52
2035 | MISO_WUMS_2_MISO_MI | MISO_WUMS | MISO_MI | Internal | Shoulder | B13 | 600 | 99 | 1707.96 | 114.86 | 115.39 | 0.01 | 0.52
2035 | MISO_WUMS_2_MISO_MI | MISO_WUMS | MISO_MI | Internal | Shoulder | B14 | 900 | 99 | 450.85 | 114.79 | 115.32 | 0.01 | 0.52
2035 | MISO_WUMS_2_MISO_MI | MISO_WUMS | MISO_MI | Internal | Shoulder | B15 | 1203 | 99 | 99 | 114.79 | 114.86 | 0.01 | 0.06
2035 | MISO_WUMS_2_MISO_MI | MISO_WUMS | MISO_MI | Internal | Summer | B1 | 10 | 99 | 2213.3 | 212.44 | 212.98 | 0.01 | 0.52
2035 | MISO_WUMS_2_MISO_MI | MISO_WUMS | MISO_MI | Internal | Summer | B2 | 25 | 99 | 1003.37 | 212.43 | 212.96 | 0.01 | 0.52
2035 | MISO_WUMS_2_MISO_MI | MISO_WUMS | MISO_MI | Internal | Summer | B3 | 75 | 99 | 99 | 210.2 | 210.61 | 0.01 | 0.4
2035 | MISO_WUMS_2_MISO_MI | MISO_WUMS | MISO_MI | Internal | Summer | B4 | 100 | 99 | 0 | 195.97 | 195.97 | 0.01 | 0
2035 | MISO_WUMS_2_MISO_MI | MISO_WUMS | MISO_MI | Internal | Summer | B5 | 200 | 99 | 1646.68 | 153.44 | 153.97 | 0.01 | 0.52
2035 | MISO_WUMS_2_MISO_MI | MISO_WUMS | MISO_MI | Internal | Summer | B6 | 300 | 99 | 1233.32 | 138.27 | 138.8 | 0.01 | 0.52
2035 | MISO_WUMS_2_MISO_MI | MISO_WUMS | MISO_MI | Internal | Summer | B7 | 400 | 99 | 1588.15 | 131.46 | 132 | 0.01 | 0.52
2035 | MISO_WUMS_2_MISO_MI | MISO_WUMS | MISO_MI | Internal | Summer | B8 | 500 | 99 | 243.52 | 120.47 | 121.01 | 0.01 | 0.52
2035 | MISO_WUMS_2_MISO_MI | MISO_WUMS | MISO_MI | Internal | Summer | B9 | 800 | 99 | 261.74 | 113.22 | 113.75 | 0.01 | 0.52
2035 | MISO_WUMS_2_MISO_MI | MISO_WUMS | MISO_MI | Internal | Summer | B10 | 1262 | 99 | 99 | 113.22 | 113.7 | 0.01 | 0.47
2035 | MISO_WUMS_2_MISO_MI | MISO_WUMS | MISO_MI | Internal | Winter | B16 | 25 | 99 | 3235.1 | 128.51 | 129.04 | 0.01 | 0.52
2035 | MISO_WUMS_2_MISO_MI | MISO_WUMS | MISO_MI | Internal | Winter | B17 | 100 | 99 | 2930.65 | 125.34 | 125.87 | 0.01 | 0.52
2035 | MISO_WUMS_2_MISO_MI | MISO_WUMS | MISO_MI | Internal | Winter | B18 | 400 | 99 | 1818.01 | 119.5 | 120.03 | 0.01 | 0.52
2035 | MISO_WUMS_2_MISO_MI | MISO_WUMS | MISO_MI | Internal | Winter | B19 | 700 | 99 | 99 | 117.75 | 117.88 | 0.01 | 0.12
2035 | MISO_WUMS_2_MISO_MI | MISO_WUMS | MISO_MI | Internal | Winter | B20 | 935 | 99 | 99 | 117.75 | 117.88 | 0.01 | 0.12
2035 | MISO_WUMS_2_MISO_W | MISO_WUMS | MISO_W | Internal | Shoulder | B11 | 25 | 1137 | 1137 | 132.71 | 135.43 | 0.01 | 2.71
2035 | MISO_WUMS_2_MISO_W | MISO_WUMS | MISO_W | Internal | Shoulder | B12 | 200 | 1137 | 0 | 124.05 | 122.32 | 0.01 | 0
2035 | MISO_WUMS_2_MISO_W | MISO_WUMS | MISO_W | Internal | Shoulder | B13 | 600 | 1137 | 0 | 114.86 | 114.85 | 0.01 | 0
2035 | MISO_WUMS_2_MISO_W | MISO_WUMS | MISO_W | Internal | Shoulder | B14 | 900 | 1137 | 0 | 114.79 | 114.77 | 0.01 | 0
2035 | MISO_WUMS_2_MISO_W | MISO_WUMS | MISO_W | Internal | Shoulder | B15 | 1203 | 1137 | 0 | 114.79 | 108.21 | 0.01 | 0
2035 | MISO_WUMS_2_MISO_W | MISO_WUMS | MISO_W | Internal | Summer | B1 | 10 | 1137 | 0 | 212.44 | 212.44 | 0.01 | 0
2035 | MISO_WUMS_2_MISO_W | MISO_WUMS | MISO_W | Internal | Summer | B2 | 25 | 1137 | 189.25 | 212.43 | 212.44 | 0.01 | 0
2035 | MISO_WUMS_2_MISO_W | MISO_WUMS | MISO_W | Internal | Summer | B3 | 75 | 1137 | 1651.99 | 210.2 | 212.95 | 0.01 | 2.74
2035 | MISO_WUMS_2_MISO_W | MISO_WUMS | MISO_W | Internal | Summer | B4 | 100 | 1137 | 2591.06 | 195.97 | 198.73 | 0.01 | 2.74
2035 | MISO_WUMS_2_MISO_W | MISO_WUMS | MISO_W | Internal | Summer | B5 | 200 | 1137 | 1358.38 | 153.44 | 156.2 | 0.01 | 2.74
2035 | MISO_WUMS_2_MISO_W | MISO_WUMS | MISO_W | Internal | Summer | B6 | 300 | 1137 | 2558.14 | 138.27 | 141.02 | 0.01 | 2.74
2035 | MISO_WUMS_2_MISO_W | MISO_WUMS | MISO_W | Internal | Summer | B7 | 400 | 1137 | 1137 | 131.46 | 133.62 | 0.01 | 2.15
2035 | MISO_WUMS_2_MISO_W | MISO_WUMS | MISO_W | Internal | Summer | B8 | 500 | 1137 | 990.75 | 120.47 | 120.49 | 0.01 | 0
2035 | MISO_WUMS_2_MISO_W | MISO_WUMS | MISO_W | Internal | Summer | B9 | 800 | 1137 | 797.71 | 113.22 | 113.23 | 0.01 | 0
2035 | MISO_WUMS_2_MISO_W | MISO_WUMS | MISO_W | Internal | Summer | B10 | 1262 | 1137 | 0 | 113.22 | 106.79 | 0.01 | 0
2035 | MISO_WUMS_2_MISO_W | MISO_WUMS | MISO_W | Internal | Winter | B16 | 25 | 1137 | 0 | 128.51 | 120.93 | 0.01 | 0
2035 | MISO_WUMS_2_MISO_W | MISO_WUMS | MISO_W | Internal | Winter | B17 | 100 | 1137 | 0 | 125.34 | 117.76 | 0.01 | 0
2035 | MISO_WUMS_2_MISO_W | MISO_WUMS | MISO_W | Internal | Winter | B18 | 400 | 1137 | 0 | 119.5 | 117.76 | 0.01 | 0
2035 | MISO_WUMS_2_MISO_W | MISO_WUMS | MISO_W | Internal | Winter | B19 | 700 | 1137 | 151.29 | 117.75 | 117.76 | 0.01 | 0
2035 | MISO_WUMS_2_MISO_W | MISO_WUMS | MISO_W | Internal | Winter | B20 | 935 | 1137 | 0 | 117.75 | 111.23 | 0.01 | 0
2035 | MISO_WUMS_2_PJM_ROR | MISO_WUMS | PJM_ROR | Internal | Shoulder | B11 | 25 | 1600 | 0 | 132.71 | 133.31 | 2 | 0
2035 | MISO_WUMS_2_PJM_ROR | MISO_WUMS | PJM_ROR | Internal | Shoulder | B12 | 200 | 1600 | 1600 | 124.05 | 128.07 | 2 | 2.02
2035 | MISO_WUMS_2_PJM_ROR | MISO_WUMS | PJM_ROR | Internal | Shoulder | B13 | 600 | 1600 | 1600 | 114.86 | 117.39 | 2 | 0.53
2035 | MISO_WUMS_2_PJM_ROR | MISO_WUMS | PJM_ROR | Internal | Shoulder | B14 | 900 | 1600 | 1600 | 114.79 | 116.85 | 2 | 0.06
2035 | MISO_WUMS_2_PJM_ROR | MISO_WUMS | PJM_ROR | Internal | Shoulder | B15 | 1203 | 1600 | 0 | 114.79 | 114.79 | 2 | 0
2035 | MISO_WUMS_2_PJM_ROR | MISO_WUMS | PJM_ROR | Internal | Summer | B1 | 10 | 1600 | 524.39 | 212.44 | 214.44 | 2 | 0
2035 | MISO_WUMS_2_PJM_ROR | MISO_WUMS | PJM_ROR | Internal | Summer | B2 | 25 | 1600 | 1600 | 212.43 | 214.44 | 2 | 0.01
2035 | MISO_WUMS_2_PJM_ROR | MISO_WUMS | PJM_ROR | Internal | Summer | B3 | 75 | 1600 | 1600 | 210.2 | 212.6 | 2 | 0.4
2035 | MISO_WUMS_2_PJM_ROR | MISO_WUMS | PJM_ROR | Internal | Summer | B4 | 100 | 1600 | 1477.29 | 195.97 | 197.97 | 2 | 0
2035 | MISO_WUMS_2_PJM_ROR | MISO_WUMS | PJM_ROR | Internal | Summer | B5 | 200 | 1600 | 1600 | 153.44 | 158.2 | 2 | 2.75
2035 | MISO_WUMS_2_PJM_ROR | MISO_WUMS | PJM_ROR | Internal | Summer | B6 | 300 | 1600 | 590.5 | 138.27 | 140.27 | 2 | 0
2035 | MISO_WUMS_2_PJM_ROR | MISO_WUMS | PJM_ROR | Internal | Summer | B7 | 400 | 1600 | 1600 | 131.46 | 134 | 2 | 0.53
2035 | MISO_WUMS_2_PJM_ROR | MISO_WUMS | PJM_ROR | Internal | Summer | B8 | 500 | 1600 | 1600 | 120.47 | 126.33 | 2 | 3.85
2035 | MISO_WUMS_2_PJM_ROR | MISO_WUMS | PJM_ROR | Internal | Summer | B9 | 800 | 1600 | 1600 | 113.22 | 115.41 | 2 | 0.19
2035 | MISO_WUMS_2_PJM_ROR | MISO_WUMS | PJM_ROR | Internal | Summer | B10 | 1262 | 1600 | 0 | 113.22 | 113.16 | 2 | 0
2035 | MISO_WUMS_2_PJM_ROR | MISO_WUMS | PJM_ROR | Internal | Winter | B16 | 25 | 1600 | 1600 | 128.51 | 131.04 | 2 | 0.53
2035 | MISO_WUMS_2_PJM_ROR | MISO_WUMS | PJM_ROR | Internal | Winter | B17 | 100 | 1600 | 1600 | 125.34 | 137.23 | 2 | 9.89
2035 | MISO_WUMS_2_PJM_ROR | MISO_WUMS | PJM_ROR | Internal | Winter | B18 | 400 | 1600 | 1600 | 119.5 | 122.03 | 2 | 0.53
2035 | MISO_WUMS_2_PJM_ROR | MISO_WUMS | PJM_ROR | Internal | Winter | B19 | 700 | 1600 | 1600 | 117.75 | 119.88 | 2 | 0.13
2035 | MISO_WUMS_2_PJM_ROR | MISO_WUMS | PJM_ROR | Internal | Winter | B20 | 935 | 1600 | 0 | 117.75 | 118.29 | 2 | 0
2035 | NE_2_MISO_W | NE | MISO_W | Internal | Shoulder | B11 | 25 | 1600 | 0 | 136.13 | 135.43 | 5 | 0
2035 | NE_2_MISO_W | NE | MISO_W | Internal | Shoulder | B12 | 200 | 1600 | 0 | 120.18 | 122.32 | 5 | 0
2035 | NE_2_MISO_W | NE | MISO_W | Internal | Shoulder | B13 | 600 | 1600 | 0 | 117.56 | 114.85 | 5 | 0
2035 | NE_2_MISO_W | NE | MISO_W | Internal | Shoulder | B14 | 900 | 1600 | 0 | 115.23 | 114.77 | 5 | 0
2035 | NE_2_MISO_W | NE | MISO_W | Internal | Shoulder | B15 | 1203 | 1600 | 0 | 110.76 | 108.21 | 5 | 0
2035 | NE_2_MISO_W | NE | MISO_W | Internal | Summer | B1 | 10 | 1600 | 1521.26 | 207.44 | 212.44 | 5 | 0
2035 | NE_2_MISO_W | NE | MISO_W | Internal | Summer | B2 | 25 | 1600 | 0 | 212.44 | 212.44 | 5 | 0
2035 | NE_2_MISO_W | NE | MISO_W | Internal | Summer | B3 | 75 | 1600 | 0 | 212.95 | 212.95 | 5 | 0
2035 | NE_2_MISO_W | NE | MISO_W | Internal | Summer | B4 | 100 | 1600 | 0 | 198.64 | 198.73 | 5 | 0
2035 | NE_2_MISO_W | NE | MISO_W | Internal | Summer | B5 | 200 | 1600 | 0 | 154.06 | 156.2 | 5 | 0
2035 | NE_2_MISO_W | NE | MISO_W | Internal | Summer | B6 | 300 | 1600 | 0 | 142.37 | 141.02 | 5 | 0
2035 | NE_2_MISO_W | NE | MISO_W | Internal | Summer | B7 | 400 | 1600 | 0 | 134.62 | 133.62 | 5 | 0
2035 | NE_2_MISO_W | NE | MISO_W | Internal | Summer | B8 | 500 | 1600 | 0 | 126.29 | 120.49 | 5 | 0
2035 | NE_2_MISO_W | NE | MISO_W | Internal | Summer | B9 | 800 | 1600 | 0 | 115.87 | 113.23 | 5 | 0
2035 | NE_2_MISO_W | NE | MISO_W | Internal | Summer | B10 | 1262 | 1600 | 0 | 113.79 | 106.79 | 5 | 0
2035 | NE_2_MISO_W | NE | MISO_W | Internal | Winter | B16 | 25 | 1600 | 0 | 126.3 | 120.93 | 5 | 0
2035 | NE_2_MISO_W | NE | MISO_W | Internal | Winter | B17 | 100 | 1600 | 0 | 120.83 | 117.76 | 5 | 0
2035 | NE_2_MISO_W | NE | MISO_W | Internal | Winter | B18 | 400 | 1600 | 0 | 120.83 | 117.76 | 5 | 0
2035 | NE_2_MISO_W | NE | MISO_W | Internal | Winter | B19 | 700 | 1600 | 0 | 118.32 | 117.76 | 5 | 0
2035 | NE_2_MISO_W | NE | MISO_W | Internal | Winter | B20 | 935 | 1600 | 0 | 115.69 | 111.23 | 5 | 0
2035 | NE_2_SPP_N | NE | SPP_N | Internal | Shoulder | B11 | 25 | 1800 | 533.68 | 136.13 | 136.14 | 0.01 | 0
2035 | NE_2_SPP_N | NE | SPP_N | Internal | Shoulder | B12 | 200 | 1800 | 0 | 120.18 | 117.33 | 0.01 | 0
2035 | NE_2_SPP_N | NE | SPP_N | Internal | Shoulder | B13 | 600 | 1800 | 0 | 117.56 | 117.19 | 0.01 | 0
2035 | NE_2_SPP_N | NE | SPP_N | Internal | Shoulder | B14 | 900 | 1800 | 0 | 115.23 | 112.37 | 0.01 | 0
2035 | NE_2_SPP_N | NE | SPP_N | Internal | Shoulder | B15 | 1203 | 1800 | 0 | 110.76 | 107.91 | 0.01 | 0
2035 | NE_2_SPP_N | NE | SPP_N | Internal | Summer | B1 | 10 | 1800 | 0 | 207.44 | 204.59 | 0.01 | 0
2035 | NE_2_SPP_N | NE | SPP_N | Internal | Summer | B2 | 25 | 1800 | 0 | 212.44 | 209.59 | 0.01 | 0
2035 | NE_2_SPP_N | NE | SPP_N | Internal | Summer | B3 | 75 | 1800 | 0 | 212.95 | 210.1 | 0.01 | 0
2035 | NE_2_SPP_N | NE | SPP_N | Internal | Summer | B4 | 100 | 1800 | 0 | 198.64 | 195.79 | 0.01 | 0
2035 | NE_2_SPP_N | NE | SPP_N | Internal | Summer | B5 | 200 | 1800 | 0 | 154.06 | 151.21 | 0.01 | 0
2035 | NE_2_SPP_N | NE | SPP_N | Internal | Summer | B6 | 300 | 1800 | 0 | 142.37 | 139.52 | 0.01 | 0
2035 | NE_2_SPP_N | NE | SPP_N | Internal | Summer | B7 | 400 | 1800 | 0 | 134.62 | 134.61 | 0.01 | 0
2035 | NE_2_SPP_N | NE | SPP_N | Internal | Summer | B8 | 500 | 1800 | 326.15 | 126.29 | 126.3 | 0.01 | 0
2035 | NE_2_SPP_N | NE | SPP_N | Internal | Summer | B9 | 800 | 1800 | 0 | 115.87 | 115.62 | 0.01 | 0
2035 | NE_2_SPP_N | NE | SPP_N | Internal | Summer | B10 | 1262 | 1800 | 0 | 113.79 | 113.53 | 0.01 | 0
2035 | NE_2_SPP_N | NE | SPP_N | Internal | Winter | B16 | 25 | 1800 | 0 | 126.3 | 123.45 | 0.01 | 0
2035 | NE_2_SPP_N | NE | SPP_N | Internal | Winter | B17 | 100 | 1800 | 0 | 120.83 | 120.39 | 0.01 | 0
2035 | NE_2_SPP_N | NE | SPP_N | Internal | Winter | B18 | 400 | 1800 | 0 | 120.83 | 120.39 | 0.01 | 0
2035 | NE_2_SPP_N | NE | SPP_N | Internal | Winter | B19 | 700 | 1800 | 0 | 118.32 | 115.46 | 0.01 | 0
2035 | NE_2_SPP_N | NE | SPP_N | Internal | Winter | B20 | 935 | 1800 | 0 | 115.69 | 112.84 | 0.01 | 0
2035 | NEISO_2_NYISO_A-F | NEISO | NYISO_A-F | Internal | Shoulder | B11 | 25 | 600 | 0 | 80.16 | 78.64 | 3 | 0
2035 | NEISO_2_NYISO_A-F | NEISO | NYISO_A-F | Internal | Shoulder | B12 | 200 | 600 | 0 | 92.73 | 91.22 | 3 | 0
2035 | NEISO_2_NYISO_A-F | NEISO | NYISO_A-F | Internal | Shoulder | B13 | 600 | 600 | 0 | 80.16 | 78.64 | 3 | 0
2035 | NEISO_2_NYISO_A-F | NEISO | NYISO_A-F | Internal | Shoulder | B14 | 900 | 600 | 0 | 80.12 | 78.61 | 3 | 0
2035 | NEISO_2_NYISO_A-F | NEISO | NYISO_A-F | Internal | Shoulder | B15 | 1203 | 600 | 0 | 80.12 | 78.61 | 3 | 0
2035 | NEISO_2_NYISO_A-F | NEISO | NYISO_A-F | Internal | Summer | B1 | 10 | 600 | 0 | 146.22 | 142.43 | 3 | 0
2035 | NEISO_2_NYISO_A-F | NEISO | NYISO_A-F | Internal | Summer | B2 | 25 | 600 | 0 | 147.65 | 143.87 | 3 | 0
2035 | NEISO_2_NYISO_A-F | NEISO | NYISO_A-F | Internal | Summer | B3 | 75 | 600 | 0 | 144.22 | 140.43 | 3 | 0
2035 | NEISO_2_NYISO_A-F | NEISO | NYISO_A-F | Internal | Summer | B4 | 100 | 600 | 0 | 135.32 | 133.8 | 3 | 0
2035 | NEISO_2_NYISO_A-F | NEISO | NYISO_A-F | Internal | Summer | B5 | 200 | 600 | 0 | 123.43 | 121.92 | 3 | 0
2035 | NEISO_2_NYISO_A-F | NEISO | NYISO_A-F | Internal | Summer | B6 | 300 | 600 | 0 | 114.09 | 111.09 | 3 | 0
2035 | NEISO_2_NYISO_A-F | NEISO | NYISO_A-F | Internal | Summer | B7 | 400 | 600 | 0 | 106.38 | 103.38 | 3 | 0
2035 | NEISO_2_NYISO_A-F | NEISO | NYISO_A-F | Internal | Summer | B8 | 500 | 600 | 0 | 106.38 | 103.38 | 3 | 0
2035 | NEISO_2_NYISO_A-F | NEISO | NYISO_A-F | Internal | Summer | B9 | 800 | 600 | 0 | 106.38 | 103.38 | 3 | 0
2035 | NEISO_2_NYISO_A-F | NEISO | NYISO_A-F | Internal | Summer | B10 | 1262 | 600 | 0 | 106.38 | 103.38 | 3 | 0
2035 | NEISO_2_NYISO_A-F | NEISO | NYISO_A-F | Internal | Winter | B16 | 25 | 600 | 0 | 91.29 | 89.78 | 3 | 0
2035 | NEISO_2_NYISO_A-F | NEISO | NYISO_A-F | Internal | Winter | B17 | 100 | 600 | 0 | 91.29 | 89.78 | 3 | 0
2035 | NEISO_2_NYISO_A-F | NEISO | NYISO_A-F | Internal | Winter | B18 | 400 | 600 | 0 | 80.35 | 78.84 | 3 | 0
2035 | NEISO_2_NYISO_A-F | NEISO | NYISO_A-F | Internal | Winter | B19 | 700 | 600 | 0 | 80.35 | 78.84 | 3 | 0
2035 | NEISO_2_NYISO_A-F | NEISO | NYISO_A-F | Internal | Winter | B20 | 935 | 600 | 0 | 80.35 | 78.84 | 3 | 0
2035 | NEISO_2_NYISO_G-I | NEISO | NYISO_G-I | Internal | Shoulder | B11 | 25 | 600 | 600 | 80.16 | 110.11 | 3 | 26.96
2035 | NEISO_2_NYISO_G-I | NEISO | NYISO_G-I | Internal | Shoulder | B12 | 200 | 600 | 600 | 92.73 | 122.69 | 3 | 26.96
2035 | NEISO_2_NYISO_G-I | NEISO | NYISO_G-I | Internal | Shoulder | B13 | 600 | 600 | 600 | 80.16 | 110.11 | 3 | 26.96
2035 | NEISO_2_NYISO_G-I | NEISO | NYISO_G-I | Internal | Shoulder | B14 | 900 | 600 | 600 | 80.12 | 110.08 | 3 | 26.96
2035 | NEISO_2_NYISO_G-I | NEISO | NYISO_G-I | Internal | Shoulder | B15 | 1203 | 600 | 600 | 80.12 | 110.08 | 3 | 26.96
2035 | NEISO_2_NYISO_G-I | NEISO | NYISO_G-I | Internal | Summer | B1 | 10 | 600 | 600 | 146.22 | 173.9 | 3 | 24.68
2035 | NEISO_2_NYISO_G-I | NEISO | NYISO_G-I | Internal | Summer | B2 | 25 | 600 | 600 | 147.65 | 175.34 | 3 | 24.68
2035 | NEISO_2_NYISO_G-I | NEISO | NYISO_G-I | Internal | Summer | B3 | 75 | 600 | 600 | 144.22 | 171.9 | 3 | 24.68
2035 | NEISO_2_NYISO_G-I | NEISO | NYISO_G-I | Internal | Summer | B4 | 100 | 600 | 600 | 135.32 | 165.27 | 3 | 26.96
2035 | NEISO_2_NYISO_G-I | NEISO | NYISO_G-I | Internal | Summer | B5 | 200 | 600 | 600 | 123.43 | 153.39 | 3 | 26.96
2035 | NEISO_2_NYISO_G-I | NEISO | NYISO_G-I | Internal | Summer | B6 | 300 | 600 | 600 | 114.09 | 142.56 | 3 | 25.47
2035 | NEISO_2_NYISO_G-I | NEISO | NYISO_G-I | Internal | Summer | B7 | 400 | 600 | 600 | 106.38 | 132.19 | 3 | 22.81
2035 | NEISO_2_NYISO_G-I | NEISO | NYISO_G-I | Internal | Summer | B8 | 500 | 600 | 600 | 106.38 | 132.19 | 3 | 22.81
2035 | NEISO_2_NYISO_G-I | NEISO | NYISO_G-I | Internal | Summer | B9 | 800 | 600 | 600 | 106.38 | 125.83 | 3 | 16.45
2035 | NEISO_2_NYISO_G-I | NEISO | NYISO_G-I | Internal | Summer | B10 | 1262 | 600 | 600 | 106.38 | 119.17 | 3 | 9.79
2035 | NEISO_2_NYISO_G-I | NEISO | NYISO_G-I | Internal | Winter | B16 | 25 | 600 | 600 | 91.29 | 121.25 | 3 | 26.96
2035 | NEISO_2_NYISO_G-I | NEISO | NYISO_G-I | Internal | Winter | B17 | 100 | 600 | 600 | 91.29 | 121.25 | 3 | 26.96
2035 | NEISO_2_NYISO_G-I | NEISO | NYISO_G-I | Internal | Winter | B18 | 400 | 600 | 600 | 80.35 | 110.31 | 3 | 26.96
2035 | NEISO_2_NYISO_G-I | NEISO | NYISO_G-I | Internal | Winter | B19 | 700 | 600 | 600 | 80.35 | 110.31 | 3 | 26.96
2035 | NEISO_2_NYISO_G-I | NEISO | NYISO_G-I | Internal | Winter | B20 | 935 | 600 | 600 | 80.35 | 110.31 | 3 | 26.96
2035 | NEISO_2_NYISO_J-K | NEISO | NYISO_J-K | Internal | Shoulder | B11 | 25 | 430 | 2718.91 | 80.16 | 110.13 | 3 | 26.97
2035 | NEISO_2_NYISO_J-K | NEISO | NYISO_J-K | Internal | Shoulder | B12 | 200 | 430 | 2446.54 | 92.73 | 122.7 | 3 | 26.97
2035 | NEISO_2_NYISO_J-K | NEISO | NYISO_J-K | Internal | Shoulder | B13 | 600 | 430 | 2104.3 | 80.16 | 110.13 | 3 | 26.97
2035 | NEISO_2_NYISO_J-K | NEISO | NYISO_J-K | Internal | Shoulder | B14 | 900 | 430 | 2157.82 | 80.12 | 110.09 | 3 | 26.97
2035 | NEISO_2_NYISO_J-K | NEISO | NYISO_J-K | Internal | Shoulder | B15 | 1203 | 430 | 1005.13 | 80.12 | 110.09 | 3 | 26.97
2035 | NEISO_2_NYISO_J-K | NEISO | NYISO_J-K | Internal | Summer | B1 | 10 | 430 | 2372.39 | 146.22 | 176.19 | 3 | 26.97
2035 | NEISO_2_NYISO_J-K | NEISO | NYISO_J-K | Internal | Summer | B2 | 25 | 430 | 771.2 | 147.65 | 177.62 | 3 | 26.97
2035 | NEISO_2_NYISO_J-K | NEISO | NYISO_J-K | Internal | Summer | B3 | 75 | 430 | 2590.22 | 144.22 | 174.19 | 3 | 26.97
2035 | NEISO_2_NYISO_J-K | NEISO | NYISO_J-K | Internal | Summer | B4 | 100 | 430 | 2427.57 | 135.32 | 165.29 | 3 | 26.97
2035 | NEISO_2_NYISO_J-K | NEISO | NYISO_J-K | Internal | Summer | B5 | 200 | 430 | 1407.82 | 123.43 | 153.4 | 3 | 26.97
2035 | NEISO_2_NYISO_J-K | NEISO | NYISO_J-K | Internal | Summer | B6 | 300 | 430 | 430 | 114.09 | 142.57 | 3 | 25.48
2035 | NEISO_2_NYISO_J-K | NEISO | NYISO_J-K | Internal | Summer | B7 | 400 | 430 | 430 | 106.38 | 132.21 | 3 | 22.82
2035 | NEISO_2_NYISO_J-K | NEISO | NYISO_J-K | Internal | Summer | B8 | 500 | 430 | 430 | 106.38 | 132.21 | 3 | 22.82
2035 | NEISO_2_NYISO_J-K | NEISO | NYISO_J-K | Internal | Summer | B9 | 800 | 430 | 430 | 106.38 | 125.84 | 3 | 16.46
2035 | NEISO_2_NYISO_J-K | NEISO | NYISO_J-K | Internal | Summer | B10 | 1262 | 430 | 430 | 106.38 | 119.18 | 3 | 9.8
2035 | NEISO_2_NYISO_J-K | NEISO | NYISO_J-K | Internal | Winter | B16 | 25 | 430 | 2980.74 | 91.29 | 121.26 | 3 | 26.97
2035 | NEISO_2_NYISO_J-K | NEISO | NYISO_J-K | Internal | Winter | B17 | 100 | 430 | 2520.89 | 91.29 | 121.26 | 3 | 26.97
2035 | NEISO_2_NYISO_J-K | NEISO | NYISO_J-K | Internal | Winter | B18 | 400 | 430 | 2592.59 | 80.35 | 110.33 | 3 | 26.97
2035 | NEISO_2_NYISO_J-K | NEISO | NYISO_J-K | Internal | Winter | B19 | 700 | 430 | 2358.82 | 80.35 | 110.33 | 3 | 26.97
2035 | NEISO_2_NYISO_J-K | NEISO | NYISO_J-K | Internal | Winter | B20 | 935 | 430 | 1560.04 | 80.35 | 110.33 | 3 | 26.97
2035 | NonRTO_Midwest_2_MISO_IN | NonRTO_Midwest | MISO_IN | Internal | Shoulder | B11 | 25 | 4450 | 0 | 141.23 | 133.23 | 8 | 0
2035 | NonRTO_Midwest_2_MISO_IN | NonRTO_Midwest | MISO_IN | Internal | Shoulder | B12 | 200 | 4450 | 0 | 124.28 | 122.32 | 8 | 0
2035 | NonRTO_Midwest_2_MISO_IN | NonRTO_Midwest | MISO_IN | Internal | Shoulder | B13 | 600 | 4450 | 0 | 118.54 | 114.85 | 8 | 0
2035 | NonRTO_Midwest_2_MISO_IN | NonRTO_Midwest | MISO_IN | Internal | Shoulder | B14 | 900 | 4450 | 0 | 118.54 | 114.85 | 8 | 0
2035 | NonRTO_Midwest_2_MISO_IN | NonRTO_Midwest | MISO_IN | Internal | Shoulder | B15 | 1203 | 4450 | 0 | 118.54 | 114.85 | 8 | 0
2035 | NonRTO_Midwest_2_MISO_IN | NonRTO_Midwest | MISO_IN | Internal | Summer | B1 | 10 | 4450 | 0 | 219.93 | 212.44 | 8 | 0
2035 | NonRTO_Midwest_2_MISO_IN | NonRTO_Midwest | MISO_IN | Internal | Summer | B2 | 25 | 4450 | 0 | 219.93 | 212.44 | 8 | 0
2035 | NonRTO_Midwest_2_MISO_IN | NonRTO_Midwest | MISO_IN | Internal | Summer | B3 | 75 | 4450 | 0 | 218.6 | 210.6 | 8 | 0
2035 | NonRTO_Midwest_2_MISO_IN | NonRTO_Midwest | MISO_IN | Internal | Summer | B4 | 100 | 4450 | 0 | 203.89 | 195.96 | 8 | 0
2035 | NonRTO_Midwest_2_MISO_IN | NonRTO_Midwest | MISO_IN | Internal | Summer | B5 | 200 | 4450 | 0 | 150.8 | 152.3 | 8 | 0
2035 | NonRTO_Midwest_2_MISO_IN | NonRTO_Midwest | MISO_IN | Internal | Summer | B6 | 300 | 4450 | 526.55 | 129.13 | 137.13 | 8 | 0
2035 | NonRTO_Midwest_2_MISO_IN | NonRTO_Midwest | MISO_IN | Internal | Summer | B7 | 400 | 4450 | 1107.02 | 121.73 | 129.73 | 8 | 0
2035 | NonRTO_Midwest_2_MISO_IN | NonRTO_Midwest | MISO_IN | Internal | Summer | B8 | 500 | 4450 | 0 | 117.03 | 118.74 | 8 | 0
2035 | NonRTO_Midwest_2_MISO_IN | NonRTO_Midwest | MISO_IN | Internal | Summer | B9 | 800 | 4450 | 0 | 117.03 | 113.4 | 8 | 0
2035 | NonRTO_Midwest_2_MISO_IN | NonRTO_Midwest | MISO_IN | Internal | Summer | B10 | 1262 | 4450 | 0 | 117.03 | 113.4 | 8 | 0
2035 | NonRTO_Midwest_2_MISO_IN | NonRTO_Midwest | MISO_IN | Internal | Winter | B16 | 25 | 4450 | 0 | 135.54 | 127.54 | 8 | 0
2035 | NonRTO_Midwest_2_MISO_IN | NonRTO_Midwest | MISO_IN | Internal | Winter | B17 | 100 | 4450 | 0 | 131.09 | 124.36 | 8 | 0
2035 | NonRTO_Midwest_2_MISO_IN | NonRTO_Midwest | MISO_IN | Internal | Winter | B18 | 400 | 4450 | 0 | 121.86 | 119.24 | 8 | 0
2035 | NonRTO_Midwest_2_MISO_IN | NonRTO_Midwest | MISO_IN | Internal | Winter | B19 | 700 | 4450 | 0 | 121.86 | 117.87 | 8 | 0
2035 | NonRTO_Midwest_2_MISO_IN | NonRTO_Midwest | MISO_IN | Internal | Winter | B20 | 935 | 4450 | 0 | 121.86 | 117.87 | 8 | 0
2035 | NonRTO_Midwest_2_TVA_Transmission | NonRTO_Midwest | TVA_Transmission | Internal | Shoulder | B11 | 25 | 2400 | 0 | 141.23 | 138.27 | 8 | 0
2035 | NonRTO_Midwest_2_TVA_Transmission | NonRTO_Midwest | TVA_Transmission | Internal | Shoulder | B12 | 200 | 2400 | 0 | 124.28 | 123.71 | 8 | 0
2035 | NonRTO_Midwest_2_TVA_Transmission | NonRTO_Midwest | TVA_Transmission | Internal | Shoulder | B13 | 600 | 2400 | 0 | 118.54 | 120.65 | 8 | 0
2035 | NonRTO_Midwest_2_TVA_Transmission | NonRTO_Midwest | TVA_Transmission | Internal | Shoulder | B14 | 900 | 2400 | 0 | 118.54 | 120.48 | 8 | 0
2035 | NonRTO_Midwest_2_TVA_Transmission | NonRTO_Midwest | TVA_Transmission | Internal | Shoulder | B15 | 1203 | 2400 | 0 | 118.54 | 119.79 | 8 | 0
2035 | NonRTO_Midwest_2_TVA_Transmission | NonRTO_Midwest | TVA_Transmission | Internal | Summer | B1 | 10 | 2400 | 0 | 219.93 | 220.44 | 8 | 0
2035 | NonRTO_Midwest_2_TVA_Transmission | NonRTO_Midwest | TVA_Transmission | Internal | Summer | B2 | 25 | 2400 | 0 | 219.93 | 220.46 | 8 | 0
2035 | NonRTO_Midwest_2_TVA_Transmission | NonRTO_Midwest | TVA_Transmission | Internal | Summer | B3 | 75 | 2400 | 0 | 218.6 | 218.6 | 8 | 0
2035 | NonRTO_Midwest_2_TVA_Transmission | NonRTO_Midwest | TVA_Transmission | Internal | Summer | B4 | 100 | 2400 | 0 | 203.89 | 194.89 | 8 | 0
2035 | NonRTO_Midwest_2_TVA_Transmission | NonRTO_Midwest | TVA_Transmission | Internal | Summer | B5 | 200 | 2400 | 53.92 | 150.8 | 158.8 | 8 | 0
2035 | NonRTO_Midwest_2_TVA_Transmission | NonRTO_Midwest | TVA_Transmission | Internal | Summer | B6 | 300 | 2400 | 0 | 129.13 | 134.86 | 8 | 0
2035 | NonRTO_Midwest_2_TVA_Transmission | NonRTO_Midwest | TVA_Transmission | Internal | Summer | B7 | 400 | 2400 | 0 | 121.73 | 125.8 | 8 | 0
2035 | NonRTO_Midwest_2_TVA_Transmission | NonRTO_Midwest | TVA_Transmission | Internal | Summer | B8 | 500 | 2400 | 0 | 117.03 | 122.09 | 8 | 0
2035 | NonRTO_Midwest_2_TVA_Transmission | NonRTO_Midwest | TVA_Transmission | Internal | Summer | B9 | 800 | 2400 | 0 | 117.03 | 119.11 | 8 | 0
2035 | NonRTO_Midwest_2_TVA_Transmission | NonRTO_Midwest | TVA_Transmission | Internal | Summer | B10 | 1262 | 2400 | 0 | 117.03 | 118.39 | 8 | 0
2035 | NonRTO_Midwest_2_TVA_Transmission | NonRTO_Midwest | TVA_Transmission | Internal | Winter | B16 | 25 | 2400 | 0 | 135.54 | 135.55 | 8 | 0
2035 | NonRTO_Midwest_2_TVA_Transmission | NonRTO_Midwest | TVA_Transmission | Internal | Winter | B17 | 100 | 2400 | 0 | 131.09 | 129.25 | 8 | 0
2035 | NonRTO_Midwest_2_TVA_Transmission | NonRTO_Midwest | TVA_Transmission | Internal | Winter | B18 | 400 | 2400 | 0 | 121.86 | 124.14 | 8 | 0
2035 | NonRTO_Midwest_2_TVA_Transmission | NonRTO_Midwest | TVA_Transmission | Internal | Winter | B19 | 700 | 2400 | 0 | 121.86 | 123.52 | 8 | 0
2035 | NonRTO_Midwest_2_TVA_Transmission | NonRTO_Midwest | TVA_Transmission | Internal | Winter | B20 | 935 | 2400 | 0 | 121.86 | 121.37 | 8 | 0
2035 | NYISO_A-F_2_IESO | NYISO_A-F | IESO | Internal | Shoulder | B11 | 25 | 1600 | 0 | 78.64 | 71.61 | 7 | 0
2035 | NYISO_A-F_2_IESO | NYISO_A-F | IESO | Internal | Shoulder | B12 | 200 | 1600 | 0 | 91.22 | 71.61 | 7 | 0
2035 | NYISO_A-F_2_IESO | NYISO_A-F | IESO | Internal | Shoulder | B13 | 600 | 1600 | 0 | 78.64 | 71.61 | 7 | 0
2035 | NYISO_A-F_2_IESO | NYISO_A-F | IESO | Internal | Shoulder | B14 | 900 | 1600 | 0 | 78.61 | 71.61 | 7 | 0
2035 | NYISO_A-F_2_IESO | NYISO_A-F | IESO | Internal | Shoulder | B15 | 1203 | 1600 | 0 | 78.61 | 71.61 | 7 | 0
2035 | NYISO_A-F_2_IESO | NYISO_A-F | IESO | Internal | Summer | B1 | 10 | 1600 | 0 | 142.43 | 135.43 | 7 | 0
2035 | NYISO_A-F_2_IESO | NYISO_A-F | IESO | Internal | Summer | B2 | 25 | 1600 | 0 | 143.87 | 136.87 | 7 | 0
2035 | NYISO_A-F_2_IESO | NYISO_A-F | IESO | Internal | Summer | B3 | 75 | 1600 | 0 | 140.43 | 126.8 | 7 | 0
2035 | NYISO_A-F_2_IESO | NYISO_A-F | IESO | Internal | Summer | B4 | 100 | 1600 | 0 | 133.8 | 126.8 | 7 | 0
2035 | NYISO_A-F_2_IESO | NYISO_A-F | IESO | Internal | Summer | B5 | 200 | 1600 | 0 | 121.92 | 89.87 | 7 | 0
2035 | NYISO_A-F_2_IESO | NYISO_A-F | IESO | Internal | Summer | B6 | 300 | 1600 | 0 | 111.09 | 66.83 | 7 | 0
2035 | NYISO_A-F_2_IESO | NYISO_A-F | IESO | Internal | Summer | B7 | 400 | 1600 | 0 | 103.38 | 66.83 | 7 | 0
2035 | NYISO_A-F_2_IESO | NYISO_A-F | IESO | Internal | Summer | B8 | 500 | 1600 | 0 | 103.38 | 66.83 | 7 | 0
2035 | NYISO_A-F_2_IESO | NYISO_A-F | IESO | Internal | Summer | B9 | 800 | 1600 | 0 | 103.38 | 66.83 | 7 | 0
2035 | NYISO_A-F_2_IESO | NYISO_A-F | IESO | Internal | Summer | B10 | 1262 | 1600 | 0 | 103.38 | 66.83 | 7 | 0
2035 | NYISO_A-F_2_IESO | NYISO_A-F | IESO | Internal | Winter | B16 | 25 | 1600 | 0 | 89.78 | 71.84 | 7 | 0
2035 | NYISO_A-F_2_IESO | NYISO_A-F | IESO | Internal | Winter | B17 | 100 | 1600 | 0 | 89.78 | 71.84 | 7 | 0
2035 | NYISO_A-F_2_IESO | NYISO_A-F | IESO | Internal | Winter | B18 | 400 | 1600 | 0 | 78.84 | 71.84 | 7 | 0
2035 | NYISO_A-F_2_IESO | NYISO_A-F | IESO | Internal | Winter | B19 | 700 | 1600 | 0 | 78.84 | 71.84 | 7 | 0
2035 | NYISO_A-F_2_IESO | NYISO_A-F | IESO | Internal | Winter | B20 | 935 | 1600 | 0 | 78.84 | 71.84 | 7 | 0
2035 | NYISO_A-F_2_NEISO | NYISO_A-F | NEISO | Internal | Shoulder | B11 | 25 | 600 | 0 | 78.64 | 80.16 | 3 | 0
2035 | NYISO_A-F_2_NEISO | NYISO_A-F | NEISO | Internal | Shoulder | B12 | 200 | 600 | 0 | 91.22 | 92.73 | 3 | 0
2035 | NYISO_A-F_2_NEISO | NYISO_A-F | NEISO | Internal | Shoulder | B13 | 600 | 600 | 0 | 78.64 | 80.16 | 3 | 0
2035 | NYISO_A-F_2_NEISO | NYISO_A-F | NEISO | Internal | Shoulder | B14 | 900 | 600 | 0 | 78.61 | 80.12 | 3 | 0
2035 | NYISO_A-F_2_NEISO | NYISO_A-F | NEISO | Internal | Shoulder | B15 | 1203 | 600 | 0 | 78.61 | 80.12 | 3 | 0
2035 | NYISO_A-F_2_NEISO | NYISO_A-F | NEISO | Internal | Summer | B1 | 10 | 600 | 600 | 142.43 | 146.22 | 3 | 0.79
2035 | NYISO_A-F_2_NEISO | NYISO_A-F | NEISO | Internal | Summer | B2 | 25 | 600 | 600 | 143.87 | 147.65 | 3 | 0.79
2035 | NYISO_A-F_2_NEISO | NYISO_A-F | NEISO | Internal | Summer | B3 | 75 | 600 | 600 | 140.43 | 144.22 | 3 | 0.79
2035 | NYISO_A-F_2_NEISO | NYISO_A-F | NEISO | Internal | Summer | B4 | 100 | 600 | 0 | 133.8 | 135.32 | 3 | 0
2035 | NYISO_A-F_2_NEISO | NYISO_A-F | NEISO | Internal | Summer | B5 | 200 | 600 | 0 | 121.92 | 123.43 | 3 | 0
2035 | NYISO_A-F_2_NEISO | NYISO_A-F | NEISO | Internal | Summer | B6 | 300 | 600 | 121.51 | 111.09 | 114.09 | 3 | 0
2035 | NYISO_A-F_2_NEISO | NYISO_A-F | NEISO | Internal | Summer | B7 | 400 | 600 | 282.7 | 103.38 | 106.38 | 3 | 0
2035 | NYISO_A-F_2_NEISO | NYISO_A-F | NEISO | Internal | Summer | B8 | 500 | 600 | 377.11 | 103.38 | 106.38 | 3 | 0
2035 | NYISO_A-F_2_NEISO | NYISO_A-F | NEISO | Internal | Summer | B9 | 800 | 600 | 152.7 | 103.38 | 106.38 | 3 | 0
2035 | NYISO_A-F_2_NEISO | NYISO_A-F | NEISO | Internal | Summer | B10 | 1262 | 600 | 149.28 | 103.38 | 106.38 | 3 | 0
2035 | NYISO_A-F_2_NEISO | NYISO_A-F | NEISO | Internal | Winter | B16 | 25 | 600 | 0 | 89.78 | 91.29 | 3 | 0
2035 | NYISO_A-F_2_NEISO | NYISO_A-F | NEISO | Internal | Winter | B17 | 100 | 600 | 0 | 89.78 | 91.29 | 3 | 0
2035 | NYISO_A-F_2_NEISO | NYISO_A-F | NEISO | Internal | Winter | B18 | 400 | 600 | 0 | 78.84 | 80.35 | 3 | 0
2035 | NYISO_A-F_2_NEISO | NYISO_A-F | NEISO | Internal | Winter | B19 | 700 | 600 | 0 | 78.84 | 80.35 | 3 | 0
2035 | NYISO_A-F_2_NEISO | NYISO_A-F | NEISO | Internal | Winter | B20 | 935 | 600 | 0 | 78.84 | 80.35 | 3 | 0
2035 | NYISO_A-F_2_NYISO_G-I | NYISO_A-F | NYISO_G-I | Internal | Shoulder | B11 | 25 | 4250 | 7105.79 | 78.64 | 110.11 | 0.01 | 31.46
2035 | NYISO_A-F_2_NYISO_G-I | NYISO_A-F | NYISO_G-I | Internal | Shoulder | B12 | 200 | 4250 | 6334.52 | 91.22 | 122.69 | 0.01 | 31.46
2035 | NYISO_A-F_2_NYISO_G-I | NYISO_A-F | NYISO_G-I | Internal | Shoulder | B13 | 600 | 4250 | 7052.68 | 78.64 | 110.11 | 0.01 | 31.46
2035 | NYISO_A-F_2_NYISO_G-I | NYISO_A-F | NYISO_G-I | Internal | Shoulder | B14 | 900 | 4250 | 5652.76 | 78.61 | 110.08 | 0.01 | 31.46
2035 | NYISO_A-F_2_NYISO_G-I | NYISO_A-F | NYISO_G-I | Internal | Shoulder | B15 | 1203 | 4250 | 4283.22 | 78.61 | 110.08 | 0.01 | 31.46
2035 | NYISO_A-F_2_NYISO_G-I | NYISO_A-F | NYISO_G-I | Internal | Summer | B1 | 10 | 4250 | 10005.7 | 142.43 | 173.9 | 0.01 | 31.46
2035 | NYISO_A-F_2_NYISO_G-I | NYISO_A-F | NYISO_G-I | Internal | Summer | B2 | 25 | 4250 | 7971.74 | 143.87 | 175.34 | 0.01 | 31.46
2035 | NYISO_A-F_2_NYISO_G-I | NYISO_A-F | NYISO_G-I | Internal | Summer | B3 | 75 | 4250 | 7624.19 | 140.43 | 171.9 | 0.01 | 31.46
2035 | NYISO_A-F_2_NYISO_G-I | NYISO_A-F | NYISO_G-I | Internal | Summer | B4 | 100 | 4250 | 6434.5 | 133.8 | 165.27 | 0.01 | 31.46
2035 | NYISO_A-F_2_NYISO_G-I | NYISO_A-F | NYISO_G-I | Internal | Summer | B5 | 200 | 4250 | 5284.24 | 121.92 | 153.39 | 0.01 | 31.46
2035 | NYISO_A-F_2_NYISO_G-I | NYISO_A-F | NYISO_G-I | Internal | Summer | B6 | 300 | 4250 | 5224.83 | 111.09 | 142.56 | 0.01 | 31.46
2035 | NYISO_A-F_2_NYISO_G-I | NYISO_A-F | NYISO_G-I | Internal | Summer | B7 | 400 | 4250 | 4250 | 103.38 | 132.19 | 0.01 | 28.8
2035 | NYISO_A-F_2_NYISO_G-I | NYISO_A-F | NYISO_G-I | Internal | Summer | B8 | 500 | 4250 | 4250 | 103.38 | 132.19 | 0.01 | 28.8
2035 | NYISO_A-F_2_NYISO_G-I | NYISO_A-F | NYISO_G-I | Internal | Summer | B9 | 800 | 4250 | 4250 | 103.38 | 125.83 | 0.01 | 22.43
2035 | NYISO_A-F_2_NYISO_G-I | NYISO_A-F | NYISO_G-I | Internal | Summer | B10 | 1262 | 4250 | 4250 | 103.38 | 119.17 | 0.01 | 15.77
2035 | NYISO_A-F_2_NYISO_G-I | NYISO_A-F | NYISO_G-I | Internal | Winter | B16 | 25 | 4250 | 7562.63 | 89.78 | 121.25 | 0.01 | 31.46
2035 | NYISO_A-F_2_NYISO_G-I | NYISO_A-F | NYISO_G-I | Internal | Winter | B17 | 100 | 4250 | 7583.58 | 89.78 | 121.25 | 0.01 | 31.46
2035 | NYISO_A-F_2_NYISO_G-I | NYISO_A-F | NYISO_G-I | Internal | Winter | B18 | 400 | 4250 | 7696.46 | 78.84 | 110.31 | 0.01 | 31.46
2035 | NYISO_A-F_2_NYISO_G-I | NYISO_A-F | NYISO_G-I | Internal | Winter | B19 | 700 | 4250 | 7317.49 | 78.84 | 110.31 | 0.01 | 31.46
2035 | NYISO_A-F_2_NYISO_G-I | NYISO_A-F | NYISO_G-I | Internal | Winter | B20 | 935 | 4250 | 4628.87 | 78.84 | 110.31 | 0.01 | 31.46
2035 | NYISO_A-F_2_PJM_ROM | NYISO_A-F | PJM_ROM | Internal | Shoulder | B11 | 25 | 1000 | 1000 | 78.64 | 133.32 | 8 | 46.68
2035 | NYISO_A-F_2_PJM_ROM | NYISO_A-F | PJM_ROM | Internal | Shoulder | B12 | 200 | 1000 | 1000 | 91.22 | 130.68 | 8 | 31.46
2035 | NYISO_A-F_2_PJM_ROM | NYISO_A-F | PJM_ROM | Internal | Shoulder | B13 | 600 | 1000 | 1000 | 78.64 | 127.72 | 8 | 41.08
2035 | NYISO_A-F_2_PJM_ROM | NYISO_A-F | PJM_ROM | Internal | Shoulder | B14 | 900 | 1000 | 1000 | 78.61 | 118.07 | 8 | 31.46
2035 | NYISO_A-F_2_PJM_ROM | NYISO_A-F | PJM_ROM | Internal | Shoulder | B15 | 1203 | 1000 | 1000 | 78.61 | 114.8 | 8 | 28.19
2035 | NYISO_A-F_2_PJM_ROM | NYISO_A-F | PJM_ROM | Internal | Summer | B1 | 10 | 1000 | 1000 | 142.43 | 290.68 | 8 | 140.26
2035 | NYISO_A-F_2_PJM_ROM | NYISO_A-F | PJM_ROM | Internal | Summer | B2 | 25 | 1000 | 1000 | 143.87 | 290.68 | 8 | 138.82
2035 | NYISO_A-F_2_PJM_ROM | NYISO_A-F | PJM_ROM | Internal | Summer | B3 | 75 | 1000 | 1000 | 140.43 | 212.61 | 8 | 64.18
2035 | NYISO_A-F_2_PJM_ROM | NYISO_A-F | PJM_ROM | Internal | Summer | B4 | 100 | 1000 | 1000 | 133.8 | 197.99 | 8 | 56.18
2035 | NYISO_A-F_2_PJM_ROM | NYISO_A-F | PJM_ROM | Internal | Summer | B5 | 200 | 1000 | 1000 | 121.92 | 158.21 | 8 | 28.29
2035 | NYISO_A-F_2_PJM_ROM | NYISO_A-F | PJM_ROM | Internal | Summer | B6 | 300 | 1000 | 1000 | 111.09 | 140.28 | 8 | 21.19
2035 | NYISO_A-F_2_PJM_ROM | NYISO_A-F | PJM_ROM | Internal | Summer | B7 | 400 | 1000 | 1000 | 103.38 | 134.01 | 8 | 22.62
2035 | NYISO_A-F_2_PJM_ROM | NYISO_A-F | PJM_ROM | Internal | Summer | B8 | 500 | 1000 | 1000 | 103.38 | 127.96 | 8 | 16.58
2035 | NYISO_A-F_2_PJM_ROM | NYISO_A-F | PJM_ROM | Internal | Summer | B9 | 800 | 1000 | 1000 | 103.38 | 119.83 | 8 | 8.45
2035 | NYISO_A-F_2_PJM_ROM | NYISO_A-F | PJM_ROM | Internal | Summer | B10 | 1262 | 1000 | 1000 | 103.38 | 113.17 | 8 | 1.79
2035 | NYISO_A-F_2_PJM_ROM | NYISO_A-F | PJM_ROM | Internal | Winter | B16 | 25 | 1000 | 1000 | 89.78 | 137.24 | 8 | 39.46
2035 | NYISO_A-F_2_PJM_ROM | NYISO_A-F | PJM_ROM | Internal | Winter | B17 | 100 | 1000 | 1000 | 89.78 | 137.24 | 8 | 39.46
2035 | NYISO_A-F_2_PJM_ROM | NYISO_A-F | PJM_ROM | Internal | Winter | B18 | 400 | 1000 | 1000 | 78.84 | 127.4 | 8 | 40.56
2035 | NYISO_A-F_2_PJM_ROM | NYISO_A-F | PJM_ROM | Internal | Winter | B19 | 700 | 1000 | 1000 | 78.84 | 119.89 | 8 | 33.05
2035 | NYISO_A-F_2_PJM_ROM | NYISO_A-F | PJM_ROM | Internal | Winter | B20 | 935 | 1000 | 1000 | 78.84 | 118.3 | 8 | 31.46
2035 | NYISO_G-I_2_NYISO_J-K | NYISO_G-I | NYISO_J-K | Internal | Shoulder | B11 | 25 | 6130 | 5521.5 | 110.11 | 110.13 | 0.01 | 0
2035 | NYISO_G-I_2_NYISO_J-K | NYISO_G-I | NYISO_J-K | Internal | Shoulder | B12 | 200 | 6130 | 5052.74 | 122.69 | 122.7 | 0.01 | 0
2035 | NYISO_G-I_2_NYISO_J-K | NYISO_G-I | NYISO_J-K | Internal | Shoulder | B13 | 600 | 6130 | 5618.91 | 110.11 | 110.13 | 0.01 | 0
2035 | NYISO_G-I_2_NYISO_J-K | NYISO_G-I | NYISO_J-K | Internal | Shoulder | B14 | 900 | 6130 | 5442.82 | 110.08 | 110.09 | 0.01 | 0
2035 | NYISO_G-I_2_NYISO_J-K | NYISO_G-I | NYISO_J-K | Internal | Shoulder | B15 | 1203 | 6130 | 4918.73 | 110.08 | 110.09 | 0.01 | 0
2035 | NYISO_G-I_2_NYISO_J-K | NYISO_G-I | NYISO_J-K | Internal | Summer | B1 | 10 | 6130 | 8201.3 | 173.9 | 176.19 | 0.01 | 2.28
2035 | NYISO_G-I_2_NYISO_J-K | NYISO_G-I | NYISO_J-K | Internal | Summer | B2 | 25 | 6130 | 6295.69 | 175.34 | 177.62 | 0.01 | 2.28
2035 | NYISO_G-I_2_NYISO_J-K | NYISO_G-I | NYISO_J-K | Internal | Summer | B3 | 75 | 6130 | 6336.41 | 171.9 | 174.19 | 0.01 | 2.28
2035 | NYISO_G-I_2_NYISO_J-K | NYISO_G-I | NYISO_J-K | Internal | Summer | B4 | 100 | 6130 | 5388.2 | 165.27 | 165.29 | 0.01 | 0
2035 | NYISO_G-I_2_NYISO_J-K | NYISO_G-I | NYISO_J-K | Internal | Summer | B5 | 200 | 6130 | 5877.7 | 153.39 | 153.4 | 0.01 | 0
2035 | NYISO_G-I_2_NYISO_J-K | NYISO_G-I | NYISO_J-K | Internal | Summer | B6 | 300 | 6130 | 6011.87 | 142.56 | 142.57 | 0.01 | 0
2035 | NYISO_G-I_2_NYISO_J-K | NYISO_G-I | NYISO_J-K | Internal | Summer | B7 | 400 | 6130 | 5185.68 | 132.19 | 132.21 | 0.01 | 0
2035 | NYISO_G-I_2_NYISO_J-K | NYISO_G-I | NYISO_J-K | Internal | Summer | B8 | 500 | 6130 | 5335.54 | 132.19 | 132.21 | 0.01 | 0
2035 | NYISO_G-I_2_NYISO_J-K | NYISO_G-I | NYISO_J-K | Internal | Summer | B9 | 800 | 6130 | 4594.93 | 125.83 | 125.84 | 0.01 | 0
2035 | NYISO_G-I_2_NYISO_J-K | NYISO_G-I | NYISO_J-K | Internal | Summer | B10 | 1262 | 6130 | 4916.13 | 119.17 | 119.18 | 0.01 | 0
2035 | NYISO_G-I_2_NYISO_J-K | NYISO_G-I | NYISO_J-K | Internal | Winter | B16 | 25 | 6130 | 5633.75 | 121.25 | 121.26 | 0.01 | 0
2035 | NYISO_G-I_2_NYISO_J-K | NYISO_G-I | NYISO_J-K | Internal | Winter | B17 | 100 | 6130 | 5772.95 | 121.25 | 121.26 | 0.01 | 0
2035 | NYISO_G-I_2_NYISO_J-K | NYISO_G-I | NYISO_J-K | Internal | Winter | B18 | 400 | 6130 | 5910.25 | 110.31 | 110.33 | 0.01 | 0
2035 | NYISO_G-I_2_NYISO_J-K | NYISO_G-I | NYISO_J-K | Internal | Winter | B19 | 700 | 6130 | 5697.08 | 110.31 | 110.33 | 0.01 | 0
2035 | NYISO_G-I_2_NYISO_J-K | NYISO_G-I | NYISO_J-K | Internal | Winter | B20 | 935 | 6130 | 4808.84 | 110.31 | 110.33 | 0.01 | 0
2035 | NYISO_G-I_2_PJM_E | NYISO_G-I | PJM_E | Internal | Shoulder | B11 | 25 | 1500 | 1500 | 110.11 | 133.33 | 8 | 15.22
2035 | NYISO_G-I_2_PJM_E | NYISO_G-I | PJM_E | Internal | Shoulder | B12 | 200 | 1500 | 1278.43 | 122.69 | 130.69 | 8 | 0
2035 | NYISO_G-I_2_PJM_E | NYISO_G-I | PJM_E | Internal | Shoulder | B13 | 600 | 1500 | 1500 | 110.11 | 127.73 | 8 | 9.62
2035 | NYISO_G-I_2_PJM_E | NYISO_G-I | PJM_E | Internal | Shoulder | B14 | 900 | 1500 | 428.07 | 110.08 | 118.08 | 8 | 0
2035 | NYISO_G-I_2_PJM_E | NYISO_G-I | PJM_E | Internal | Shoulder | B15 | 1203 | 1500 | 0 | 110.08 | 114.81 | 8 | 0
2035 | NYISO_G-I_2_PJM_E | NYISO_G-I | PJM_E | Internal | Summer | B1 | 10 | 1500 | 1500 | 173.9 | 290.7 | 8 | 108.8
2035 | NYISO_G-I_2_PJM_E | NYISO_G-I | PJM_E | Internal | Summer | B2 | 25 | 1500 | 1500 | 175.34 | 290.7 | 8 | 107.36
2035 | NYISO_G-I_2_PJM_E | NYISO_G-I | PJM_E | Internal | Summer | B3 | 75 | 1500 | 1500 | 171.9 | 212.62 | 8 | 32.72
2035 | NYISO_G-I_2_PJM_E | NYISO_G-I | PJM_E | Internal | Summer | B4 | 100 | 1500 | 1500 | 165.27 | 198 | 8 | 24.72
2035 | NYISO_G-I_2_PJM_E | NYISO_G-I | PJM_E | Internal | Summer | B5 | 200 | 1500 | 0 | 153.39 | 158.22 | 8 | 0
2035 | NYISO_G-I_2_PJM_E | NYISO_G-I | PJM_E | Internal | Summer | B6 | 300 | 1500 | 0 | 142.56 | 140.29 | 8 | 0
2035 | NYISO_G-I_2_PJM_E | NYISO_G-I | PJM_E | Internal | Summer | B7 | 400 | 1500 | 0 | 132.19 | 134.02 | 8 | 0
2035 | NYISO_G-I_2_PJM_E | NYISO_G-I | PJM_E | Internal | Summer | B8 | 500 | 1500 | 0 | 132.19 | 127.97 | 8 | 0
2035 | NYISO_G-I_2_PJM_E | NYISO_G-I | PJM_E | Internal | Summer | B9 | 800 | 1500 | 0 | 125.83 | 119.84 | 8 | 0
2035 | NYISO_G-I_2_PJM_E | NYISO_G-I | PJM_E | Internal | Summer | B10 | 1262 | 1500 | 0 | 119.17 | 113.18 | 8 | 0
2035 | NYISO_G-I_2_PJM_E | NYISO_G-I | PJM_E | Internal | Winter | B16 | 25 | 1500 | 1500 | 121.25 | 137.25 | 8 | 8
2035 | NYISO_G-I_2_PJM_E | NYISO_G-I | PJM_E | Internal | Winter | B17 | 100 | 1500 | 1500 | 121.25 | 137.25 | 8 | 8
2035 | NYISO_G-I_2_PJM_E | NYISO_G-I | PJM_E | Internal | Winter | B18 | 400 | 1500 | 1500 | 110.31 | 127.41 | 8 | 9.1
2035 | NYISO_G-I_2_PJM_E | NYISO_G-I | PJM_E | Internal | Winter | B19 | 700 | 1500 | 1500 | 110.31 | 119.9 | 8 | 1.59
2035 | NYISO_G-I_2_PJM_E | NYISO_G-I | PJM_E | Internal | Winter | B20 | 935 | 1500 | 112.49 | 110.31 | 118.31 | 8 | 0
2035 | PJM_E_2_NYISO_G-I | PJM_E | NYISO_G-I | Internal | Shoulder | B11 | 25 | 500 | 0 | 133.33 | 110.11 | 6 | 0
2035 | PJM_E_2_NYISO_G-I | PJM_E | NYISO_G-I | Internal | Shoulder | B12 | 200 | 500 | 0 | 130.69 | 122.69 | 6 | 0
2035 | PJM_E_2_NYISO_G-I | PJM_E | NYISO_G-I | Internal | Shoulder | B13 | 600 | 500 | 0 | 127.73 | 110.11 | 6 | 0
2035 | PJM_E_2_NYISO_G-I | PJM_E | NYISO_G-I | Internal | Shoulder | B14 | 900 | 500 | 0 | 118.08 | 110.08 | 6 | 0
2035 | PJM_E_2_NYISO_G-I | PJM_E | NYISO_G-I | Internal | Shoulder | B15 | 1203 | 500 | 0 | 114.81 | 110.08 | 6 | 0
2035 | PJM_E_2_NYISO_G-I | PJM_E | NYISO_G-I | Internal | Summer | B1 | 10 | 500 | 0 | 290.7 | 173.9 | 6 | 0
2035 | PJM_E_2_NYISO_G-I | PJM_E | NYISO_G-I | Internal | Summer | B2 | 25 | 500 | 0 | 290.7 | 175.34 | 6 | 0
2035 | PJM_E_2_NYISO_G-I | PJM_E | NYISO_G-I | Internal | Summer | B3 | 75 | 500 | 0 | 212.62 | 171.9 | 6 | 0
2035 | PJM_E_2_NYISO_G-I | PJM_E | NYISO_G-I | Internal | Summer | B4 | 100 | 500 | 0 | 198 | 165.27 | 6 | 0
2035 | PJM_E_2_NYISO_G-I | PJM_E | NYISO_G-I | Internal | Summer | B5 | 200 | 500 | 0 | 158.22 | 153.39 | 6 | 0
2035 | PJM_E_2_NYISO_G-I | PJM_E | NYISO_G-I | Internal | Summer | B6 | 300 | 500 | 0 | 140.29 | 142.56 | 6 | 0
2035 | PJM_E_2_NYISO_G-I | PJM_E | NYISO_G-I | Internal | Summer | B7 | 400 | 500 | 0 | 134.02 | 132.19 | 6 | 0
2035 | PJM_E_2_NYISO_G-I | PJM_E | NYISO_G-I | Internal | Summer | B8 | 500 | 500 | 0 | 127.97 | 132.19 | 6 | 0
2035 | PJM_E_2_NYISO_G-I | PJM_E | NYISO_G-I | Internal | Summer | B9 | 800 | 500 | 0 | 119.84 | 125.83 | 6 | 0
2035 | PJM_E_2_NYISO_G-I | PJM_E | NYISO_G-I | Internal | Summer | B10 | 1262 | 500 | 0 | 113.18 | 119.17 | 6 | 0
2035 | PJM_E_2_NYISO_G-I | PJM_E | NYISO_G-I | Internal | Winter | B16 | 25 | 500 | 0 | 137.25 | 121.25 | 6 | 0
2035 | PJM_E_2_NYISO_G-I | PJM_E | NYISO_G-I | Internal | Winter | B17 | 100 | 500 | 0 | 137.25 | 121.25 | 6 | 0
2035 | PJM_E_2_NYISO_G-I | PJM_E | NYISO_G-I | Internal | Winter | B18 | 400 | 500 | 0 | 127.41 | 110.31 | 6 | 0
2035 | PJM_E_2_NYISO_G-I | PJM_E | NYISO_G-I | Internal | Winter | B19 | 700 | 500 | 0 | 119.9 | 110.31 | 6 | 0
2035 | PJM_E_2_NYISO_G-I | PJM_E | NYISO_G-I | Internal | Winter | B20 | 935 | 500 | 0 | 118.31 | 110.31 | 6 | 0
2035 | PJM_E_2_NYISO_J-K | PJM_E | NYISO_J-K | Internal | Shoulder | B11 | 25 | 330 | 0 | 133.33 | 110.13 | 6 | 0
2035 | PJM_E_2_NYISO_J-K | PJM_E | NYISO_J-K | Internal | Shoulder | B12 | 200 | 330 | 0 | 130.69 | 122.7 | 6 | 0
2035 | PJM_E_2_NYISO_J-K | PJM_E | NYISO_J-K | Internal | Shoulder | B13 | 600 | 330 | 0 | 127.73 | 110.13 | 6 | 0
2035 | PJM_E_2_NYISO_J-K | PJM_E | NYISO_J-K | Internal | Shoulder | B14 | 900 | 330 | 0 | 118.08 | 110.09 | 6 | 0
2035 | PJM_E_2_NYISO_J-K | PJM_E | NYISO_J-K | Internal | Shoulder | B15 | 1203 | 330 | 0 | 114.81 | 110.09 | 6 | 0
2035 | PJM_E_2_NYISO_J-K | PJM_E | NYISO_J-K | Internal | Summer | B1 | 10 | 330 | 0 | 290.7 | 176.19 | 6 | 0
2035 | PJM_E_2_NYISO_J-K | PJM_E | NYISO_J-K | Internal | Summer | B2 | 25 | 330 | 0 | 290.7 | 177.62 | 6 | 0
2035 | PJM_E_2_NYISO_J-K | PJM_E | NYISO_J-K | Internal | Summer | B3 | 75 | 330 | 0 | 212.62 | 174.19 | 6 | 0
2035 | PJM_E_2_NYISO_J-K | PJM_E | NYISO_J-K | Internal | Summer | B4 | 100 | 330 | 0 | 198 | 165.29 | 6 | 0
2035 | PJM_E_2_NYISO_J-K | PJM_E | NYISO_J-K | Internal | Summer | B5 | 200 | 330 | 0 | 158.22 | 153.4 | 6 | 0
2035 | PJM_E_2_NYISO_J-K | PJM_E | NYISO_J-K | Internal | Summer | B6 | 300 | 330 | 0 | 140.29 | 142.57 | 6 | 0
2035 | PJM_E_2_NYISO_J-K | PJM_E | NYISO_J-K | Internal | Summer | B7 | 400 | 330 | 0 | 134.02 | 132.21 | 6 | 0
2035 | PJM_E_2_NYISO_J-K | PJM_E | NYISO_J-K | Internal | Summer | B8 | 500 | 330 | 0 | 127.97 | 132.21 | 6 | 0
2035 | PJM_E_2_NYISO_J-K | PJM_E | NYISO_J-K | Internal | Summer | B9 | 800 | 330 | 312.47 | 119.84 | 125.84 | 6 | 0
2035 | PJM_E_2_NYISO_J-K | PJM_E | NYISO_J-K | Internal | Summer | B10 | 1262 | 330 | 292.36 | 113.18 | 119.18 | 6 | 0
2035 | PJM_E_2_NYISO_J-K | PJM_E | NYISO_J-K | Internal | Winter | B16 | 25 | 330 | 0 | 137.25 | 121.26 | 6 | 0
2035 | PJM_E_2_NYISO_J-K | PJM_E | NYISO_J-K | Internal | Winter | B17 | 100 | 330 | 0 | 137.25 | 121.26 | 6 | 0
2035 | PJM_E_2_NYISO_J-K | PJM_E | NYISO_J-K | Internal | Winter | B18 | 400 | 330 | 0 | 127.41 | 110.33 | 6 | 0
2035 | PJM_E_2_NYISO_J-K | PJM_E | NYISO_J-K | Internal | Winter | B19 | 700 | 330 | 0 | 119.9 | 110.33 | 6 | 0
2035 | PJM_E_2_NYISO_J-K | PJM_E | NYISO_J-K | Internal | Winter | B20 | 935 | 330 | 0 | 118.31 | 110.33 | 6 | 0
2035 | PJM_E_2_PJM_ROM | PJM_E | PJM_ROM | Internal | Shoulder | B11 | 25 | 8000 | 0 | 133.33 | 133.32 | 0.01 | 0
2035 | PJM_E_2_PJM_ROM | PJM_E | PJM_ROM | Internal | Shoulder | B12 | 200 | 8000 | 0 | 130.69 | 130.68 | 0.01 | 0
2035 | PJM_E_2_PJM_ROM | PJM_E | PJM_ROM | Internal | Shoulder | B13 | 600 | 8000 | 0 | 127.73 | 127.72 | 0.01 | 0
2035 | PJM_E_2_PJM_ROM | PJM_E | PJM_ROM | Internal | Shoulder | B14 | 900 | 8000 | 0 | 118.08 | 118.07 | 0.01 | 0
2035 | PJM_E_2_PJM_ROM | PJM_E | PJM_ROM | Internal | Shoulder | B15 | 1203 | 8000 | 0 | 114.81 | 114.8 | 0.01 | 0
2035 | PJM_E_2_PJM_ROM | PJM_E | PJM_ROM | Internal | Summer | B1 | 10 | 8000 | 0 | 290.7 | 290.68 | 0.01 | 0
2035 | PJM_E_2_PJM_ROM | PJM_E | PJM_ROM | Internal | Summer | B2 | 25 | 8000 | 0 | 290.7 | 290.68 | 0.01 | 0
2035 | PJM_E_2_PJM_ROM | PJM_E | PJM_ROM | Internal | Summer | B3 | 75 | 8000 | 0 | 212.62 | 212.61 | 0.01 | 0
2035 | PJM_E_2_PJM_ROM | PJM_E | PJM_ROM | Internal | Summer | B4 | 100 | 8000 | 0 | 198 | 197.99 | 0.01 | 0
2035 | PJM_E_2_PJM_ROM | PJM_E | PJM_ROM | Internal | Summer | B5 | 200 | 8000 | 0 | 158.22 | 158.21 | 0.01 | 0
2035 | PJM_E_2_PJM_ROM | PJM_E | PJM_ROM | Internal | Summer | B6 | 300 | 8000 | 0 | 140.29 | 140.28 | 0.01 | 0
2035 | PJM_E_2_PJM_ROM | PJM_E | PJM_ROM | Internal | Summer | B7 | 400 | 8000 | 0 | 134.02 | 134.01 | 0.01 | 0
2035 | PJM_E_2_PJM_ROM | PJM_E | PJM_ROM | Internal | Summer | B8 | 500 | 8000 | 0 | 127.97 | 127.96 | 0.01 | 0
2035 | PJM_E_2_PJM_ROM | PJM_E | PJM_ROM | Internal | Summer | B9 | 800 | 8000 | 0 | 119.84 | 119.83 | 0.01 | 0
2035 | PJM_E_2_PJM_ROM | PJM_E | PJM_ROM | Internal | Summer | B10 | 1262 | 8000 | 0 | 113.18 | 113.17 | 0.01 | 0
2035 | PJM_E_2_PJM_ROM | PJM_E | PJM_ROM | Internal | Winter | B16 | 25 | 8000 | 0 | 137.25 | 137.24 | 0.01 | 0
2035 | PJM_E_2_PJM_ROM | PJM_E | PJM_ROM | Internal | Winter | B17 | 100 | 8000 | 0 | 137.25 | 137.24 | 0.01 | 0
2035 | PJM_E_2_PJM_ROM | PJM_E | PJM_ROM | Internal | Winter | B18 | 400 | 8000 | 0 | 127.41 | 127.4 | 0.01 | 0
2035 | PJM_E_2_PJM_ROM | PJM_E | PJM_ROM | Internal | Winter | B19 | 700 | 8000 | 0 | 119.9 | 119.89 | 0.01 | 0
2035 | PJM_E_2_PJM_ROM | PJM_E | PJM_ROM | Internal | Winter | B20 | 935 | 8000 | 0 | 118.31 | 118.3 | 0.01 | 0
2035 | PJM_ROR_2_MISO_IN | PJM_ROR | MISO_IN | Internal | Shoulder | B11 | 25 | 909 | 0 | 133.31 | 133.23 | 2 | 0
2035 | PJM_ROR_2_MISO_IN | PJM_ROR | MISO_IN | Internal | Shoulder | B12 | 200 | 909 | 0 | 128.07 | 122.32 | 2 | 0
2035 | PJM_ROR_2_MISO_IN | PJM_ROR | MISO_IN | Internal | Shoulder | B13 | 600 | 909 | 0 | 117.39 | 114.85 | 2 | 0
2035 | PJM_ROR_2_MISO_IN | PJM_ROR | MISO_IN | Internal | Shoulder | B14 | 900 | 909 | 0 | 116.85 | 114.85 | 2 | 0
2035 | PJM_ROR_2_MISO_IN | PJM_ROR | MISO_IN | Internal | Shoulder | B15 | 1203 | 909 | 0 | 114.79 | 114.85 | 2 | 0
2035 | PJM_ROR_2_MISO_IN | PJM_ROR | MISO_IN | Internal | Summer | B1 | 10 | 909 | 0 | 214.44 | 212.44 | 2 | 0
2035 | PJM_ROR_2_MISO_IN | PJM_ROR | MISO_IN | Internal | Summer | B2 | 25 | 909 | 0 | 214.44 | 212.44 | 2 | 0
2035 | PJM_ROR_2_MISO_IN | PJM_ROR | MISO_IN | Internal | Summer | B3 | 75 | 909 | 0 | 212.6 | 210.6 | 2 | 0
2035 | PJM_ROR_2_MISO_IN | PJM_ROR | MISO_IN | Internal | Summer | B4 | 100 | 909 | 0 | 197.97 | 195.96 | 2 | 0
2035 | PJM_ROR_2_MISO_IN | PJM_ROR | MISO_IN | Internal | Summer | B5 | 200 | 909 | 0 | 158.2 | 152.3 | 2 | 0
2035 | PJM_ROR_2_MISO_IN | PJM_ROR | MISO_IN | Internal | Summer | B6 | 300 | 909 | 0 | 140.27 | 137.13 | 2 | 0
2035 | PJM_ROR_2_MISO_IN | PJM_ROR | MISO_IN | Internal | Summer | B7 | 400 | 909 | 0 | 134 | 129.73 | 2 | 0
2035 | PJM_ROR_2_MISO_IN | PJM_ROR | MISO_IN | Internal | Summer | B8 | 500 | 909 | 0 | 126.33 | 118.74 | 2 | 0
2035 | PJM_ROR_2_MISO_IN | PJM_ROR | MISO_IN | Internal | Summer | B9 | 800 | 909 | 0 | 115.41 | 113.4 | 2 | 0
2035 | PJM_ROR_2_MISO_IN | PJM_ROR | MISO_IN | Internal | Summer | B10 | 1262 | 909 | 0 | 113.16 | 113.4 | 2 | 0
2035 | PJM_ROR_2_MISO_IN | PJM_ROR | MISO_IN | Internal | Winter | B16 | 25 | 909 | 0 | 131.04 | 127.54 | 2 | 0
2035 | PJM_ROR_2_MISO_IN | PJM_ROR | MISO_IN | Internal | Winter | B17 | 100 | 909 | 0 | 137.23 | 124.36 | 2 | 0
2035 | PJM_ROR_2_MISO_IN | PJM_ROR | MISO_IN | Internal | Winter | B18 | 400 | 909 | 0 | 122.03 | 119.24 | 2 | 0
2035 | PJM_ROR_2_MISO_IN | PJM_ROR | MISO_IN | Internal | Winter | B19 | 700 | 909 | 0 | 119.88 | 117.87 | 2 | 0
2035 | PJM_ROR_2_MISO_IN | PJM_ROR | MISO_IN | Internal | Winter | B20 | 935 | 909 | 0 | 118.29 | 117.87 | 2 | 0
2035 | PJM_ROR_2_MISO_MI | PJM_ROR | MISO_MI | Internal | Shoulder | B11 | 25 | 1305 | 0 | 133.31 | 133.24 | 2 | 0
2035 | PJM_ROR_2_MISO_MI | PJM_ROR | MISO_MI | Internal | Shoulder | B12 | 200 | 1305 | 0 | 128.07 | 124.58 | 2 | 0
2035 | PJM_ROR_2_MISO_MI | PJM_ROR | MISO_MI | Internal | Shoulder | B13 | 600 | 1305 | 0 | 117.39 | 115.39 | 2 | 0
2035 | PJM_ROR_2_MISO_MI | PJM_ROR | MISO_MI | Internal | Shoulder | B14 | 900 | 1305 | 0 | 116.85 | 115.32 | 2 | 0
2035 | PJM_ROR_2_MISO_MI | PJM_ROR | MISO_MI | Internal | Shoulder | B15 | 1203 | 1305 | 0 | 114.79 | 114.86 | 2 | 0
2035 | PJM_ROR_2_MISO_MI | PJM_ROR | MISO_MI | Internal | Summer | B1 | 10 | 1305 | 0 | 214.44 | 212.98 | 2 | 0
2035 | PJM_ROR_2_MISO_MI | PJM_ROR | MISO_MI | Internal | Summer | B2 | 25 | 1305 | 0 | 214.44 | 212.96 | 2 | 0
2035 | PJM_ROR_2_MISO_MI | PJM_ROR | MISO_MI | Internal | Summer | B3 | 75 | 1305 | 0 | 212.6 | 210.61 | 2 | 0
2035 | PJM_ROR_2_MISO_MI | PJM_ROR | MISO_MI | Internal | Summer | B4 | 100 | 1305 | 0 | 197.97 | 195.97 | 2 | 0
2035 | PJM_ROR_2_MISO_MI | PJM_ROR | MISO_MI | Internal | Summer | B5 | 200 | 1305 | 0 | 158.2 | 153.97 | 2 | 0
2035 | PJM_ROR_2_MISO_MI | PJM_ROR | MISO_MI | Internal | Summer | B6 | 300 | 1305 | 0 | 140.27 | 138.8 | 2 | 0
2035 | PJM_ROR_2_MISO_MI | PJM_ROR | MISO_MI | Internal | Summer | B7 | 400 | 1305 | 0 | 134 | 132 | 2 | 0
2035 | PJM_ROR_2_MISO_MI | PJM_ROR | MISO_MI | Internal | Summer | B8 | 500 | 1305 | 0 | 126.33 | 121.01 | 2 | 0
2035 | PJM_ROR_2_MISO_MI | PJM_ROR | MISO_MI | Internal | Summer | B9 | 800 | 1305 | 0 | 115.41 | 113.75 | 2 | 0
2035 | PJM_ROR_2_MISO_MI | PJM_ROR | MISO_MI | Internal | Summer | B10 | 1262 | 1305 | 0 | 113.16 | 113.7 | 2 | 0
2035 | PJM_ROR_2_MISO_MI | PJM_ROR | MISO_MI | Internal | Winter | B16 | 25 | 1305 | 0 | 131.04 | 129.04 | 2 | 0
2035 | PJM_ROR_2_MISO_MI | PJM_ROR | MISO_MI | Internal | Winter | B17 | 100 | 1305 | 0 | 137.23 | 125.87 | 2 | 0
2035 | PJM_ROR_2_MISO_MI | PJM_ROR | MISO_MI | Internal | Winter | B18 | 400 | 1305 | 0 | 122.03 | 120.03 | 2 | 0
2035 | PJM_ROR_2_MISO_MI | PJM_ROR | MISO_MI | Internal | Winter | B19 | 700 | 1305 | 0 | 119.88 | 117.88 | 2 | 0
2035 | PJM_ROR_2_MISO_MI | PJM_ROR | MISO_MI | Internal | Winter | B20 | 935 | 1305 | 0 | 118.29 | 117.88 | 2 | 0
2035 | PJM_ROR_2_MISO_MO-IL | PJM_ROR | MISO_MO-IL | Internal | Shoulder | B11 | 25 | 1111 | 1111 | 133.31 | 135.44 | 2 | 0.13
2035 | PJM_ROR_2_MISO_MO-IL | PJM_ROR | MISO_MO-IL | Internal | Shoulder | B12 | 200 | 1111 | 0 | 128.07 | 122.33 | 2 | 0
2035 | PJM_ROR_2_MISO_MO-IL | PJM_ROR | MISO_MO-IL | Internal | Shoulder | B13 | 600 | 1111 | 0 | 117.39 | 114.86 | 2 | 0
2035 | PJM_ROR_2_MISO_MO-IL | PJM_ROR | MISO_MO-IL | Internal | Shoulder | B14 | 900 | 1111 | 0 | 116.85 | 114.86 | 2 | 0
2035 | PJM_ROR_2_MISO_MO-IL | PJM_ROR | MISO_MO-IL | Internal | Shoulder | B15 | 1203 | 1111 | 0 | 114.79 | 114.83 | 2 | 0
2035 | PJM_ROR_2_MISO_MO-IL | PJM_ROR | MISO_MO-IL | Internal | Summer | B1 | 10 | 1111 | 0 | 214.44 | 212.46 | 2 | 0
2035 | PJM_ROR_2_MISO_MO-IL | PJM_ROR | MISO_MO-IL | Internal | Summer | B2 | 25 | 1111 | 0 | 214.44 | 212.46 | 2 | 0
2035 | PJM_ROR_2_MISO_MO-IL | PJM_ROR | MISO_MO-IL | Internal | Summer | B3 | 75 | 1111 | 0 | 212.6 | 212.96 | 2 | 0
2035 | PJM_ROR_2_MISO_MO-IL | PJM_ROR | MISO_MO-IL | Internal | Summer | B4 | 100 | 1111 | 0 | 197.97 | 199.87 | 2 | 0
2035 | PJM_ROR_2_MISO_MO-IL | PJM_ROR | MISO_MO-IL | Internal | Summer | B5 | 200 | 1111 | 0 | 158.2 | 156.21 | 2 | 0
2035 | PJM_ROR_2_MISO_MO-IL | PJM_ROR | MISO_MO-IL | Internal | Summer | B6 | 300 | 1111 | 0 | 140.27 | 141.03 | 2 | 0
2035 | PJM_ROR_2_MISO_MO-IL | PJM_ROR | MISO_MO-IL | Internal | Summer | B7 | 400 | 1111 | 0 | 134 | 133.63 | 2 | 0
2035 | PJM_ROR_2_MISO_MO-IL | PJM_ROR | MISO_MO-IL | Internal | Summer | B8 | 500 | 1111 | 0 | 126.33 | 120.5 | 2 | 0
2035 | PJM_ROR_2_MISO_MO-IL | PJM_ROR | MISO_MO-IL | Internal | Summer | B9 | 800 | 1111 | 0 | 115.41 | 113.41 | 2 | 0
2035 | PJM_ROR_2_MISO_MO-IL | PJM_ROR | MISO_MO-IL | Internal | Summer | B10 | 1262 | 1111 | 0 | 113.16 | 113.41 | 2 | 0
2035 | PJM_ROR_2_MISO_MO-IL | PJM_ROR | MISO_MO-IL | Internal | Winter | B16 | 25 | 1111 | 0 | 131.04 | 127.55 | 2 | 0
2035 | PJM_ROR_2_MISO_MO-IL | PJM_ROR | MISO_MO-IL | Internal | Winter | B17 | 100 | 1111 | 0 | 137.23 | 124.37 | 2 | 0
2035 | PJM_ROR_2_MISO_MO-IL | PJM_ROR | MISO_MO-IL | Internal | Winter | B18 | 400 | 1111 | 0 | 122.03 | 119.25 | 2 | 0
2035 | PJM_ROR_2_MISO_MO-IL | PJM_ROR | MISO_MO-IL | Internal | Winter | B19 | 700 | 1111 | 0 | 119.88 | 117.88 | 2 | 0
2035 | PJM_ROR_2_MISO_MO-IL | PJM_ROR | MISO_MO-IL | Internal | Winter | B20 | 935 | 1111 | 0 | 118.29 | 117.84 | 2 | 0
2035 | PJM_ROR_2_MISO_W | PJM_ROR | MISO_W | Internal | Shoulder | B11 | 25 | 709 | 709 | 133.31 | 135.43 | 2 | 0.11
2035 | PJM_ROR_2_MISO_W | PJM_ROR | MISO_W | Internal | Shoulder | B12 | 200 | 709 | 0 | 128.07 | 122.32 | 2 | 0
2035 | PJM_ROR_2_MISO_W | PJM_ROR | MISO_W | Internal | Shoulder | B13 | 600 | 709 | 0 | 117.39 | 114.85 | 2 | 0
2035 | PJM_ROR_2_MISO_W | PJM_ROR | MISO_W | Internal | Shoulder | B14 | 900 | 709 | 0 | 116.85 | 114.77 | 2 | 0
2035 | PJM_ROR_2_MISO_W | PJM_ROR | MISO_W | Internal | Shoulder | B15 | 1203 | 709 | 0 | 114.79 | 108.21 | 2 | 0
2035 | PJM_ROR_2_MISO_W | PJM_ROR | MISO_W | Internal | Summer | B1 | 10 | 709 | 0 | 214.44 | 212.44 | 2 | 0
2035 | PJM_ROR_2_MISO_W | PJM_ROR | MISO_W | Internal | Summer | B2 | 25 | 709 | 0 | 214.44 | 212.44 | 2 | 0
2035 | PJM_ROR_2_MISO_W | PJM_ROR | MISO_W | Internal | Summer | B3 | 75 | 709 | 0 | 212.6 | 212.95 | 2 | 0
2035 | PJM_ROR_2_MISO_W | PJM_ROR | MISO_W | Internal | Summer | B4 | 100 | 709 | 0 | 197.97 | 198.73 | 2 | 0
2035 | PJM_ROR_2_MISO_W | PJM_ROR | MISO_W | Internal | Summer | B5 | 200 | 709 | 0 | 158.2 | 156.2 | 2 | 0
2035 | PJM_ROR_2_MISO_W | PJM_ROR | MISO_W | Internal | Summer | B6 | 300 | 709 | 0 | 140.27 | 141.02 | 2 | 0
2035 | PJM_ROR_2_MISO_W | PJM_ROR | MISO_W | Internal | Summer | B7 | 400 | 709 | 0 | 134 | 133.62 | 2 | 0
2035 | PJM_ROR_2_MISO_W | PJM_ROR | MISO_W | Internal | Summer | B8 | 500 | 709 | 0 | 126.33 | 120.49 | 2 | 0
2035 | PJM_ROR_2_MISO_W | PJM_ROR | MISO_W | Internal | Summer | B9 | 800 | 709 | 0 | 115.41 | 113.23 | 2 | 0
2035 | PJM_ROR_2_MISO_W | PJM_ROR | MISO_W | Internal | Summer | B10 | 1262 | 709 | 0 | 113.16 | 106.79 | 2 | 0
2035 | PJM_ROR_2_MISO_W | PJM_ROR | MISO_W | Internal | Winter | B16 | 25 | 709 | 0 | 131.04 | 120.93 | 2 | 0
2035 | PJM_ROR_2_MISO_W | PJM_ROR | MISO_W | Internal | Winter | B17 | 100 | 709 | 0 | 137.23 | 117.76 | 2 | 0
2035 | PJM_ROR_2_MISO_W | PJM_ROR | MISO_W | Internal | Winter | B18 | 400 | 709 | 0 | 122.03 | 117.76 | 2 | 0
2035 | PJM_ROR_2_MISO_W | PJM_ROR | MISO_W | Internal | Winter | B19 | 700 | 709 | 0 | 119.88 | 117.76 | 2 | 0
2035 | PJM_ROR_2_MISO_W | PJM_ROR | MISO_W | Internal | Winter | B20 | 935 | 709 | 0 | 118.29 | 111.23 | 2 | 0
2035 | PJM_ROR_2_MISO_WUMS | PJM_ROR | MISO_WUMS | Internal | Shoulder | B11 | 25 | 1467 | 0 | 133.31 | 132.71 | 2 | 0
2035 | PJM_ROR_2_MISO_WUMS | PJM_ROR | MISO_WUMS | Internal | Shoulder | B12 | 200 | 1467 | 0 | 128.07 | 124.05 | 2 | 0
2035 | PJM_ROR_2_MISO_WUMS | PJM_ROR | MISO_WUMS | Internal | Shoulder | B13 | 600 | 1467 | 0 | 117.39 | 114.86 | 2 | 0
2035 | PJM_ROR_2_MISO_WUMS | PJM_ROR | MISO_WUMS | Internal | Shoulder | B14 | 900 | 1467 | 0 | 116.85 | 114.79 | 2 | 0
2035 | PJM_ROR_2_MISO_WUMS | PJM_ROR | MISO_WUMS | Internal | Shoulder | B15 | 1203 | 1467 | 0 | 114.79 | 114.79 | 2 | 0
2035 | PJM_ROR_2_MISO_WUMS | PJM_ROR | MISO_WUMS | Internal | Summer | B1 | 10 | 1467 | 0 | 214.44 | 212.44 | 2 | 0
2035 | PJM_ROR_2_MISO_WUMS | PJM_ROR | MISO_WUMS | Internal | Summer | B2 | 25 | 1467 | 0 | 214.44 | 212.43 | 2 | 0
2035 | PJM_ROR_2_MISO_WUMS | PJM_ROR | MISO_WUMS | Internal | Summer | B3 | 75 | 1467 | 0 | 212.6 | 210.2 | 2 | 0
2035 | PJM_ROR_2_MISO_WUMS | PJM_ROR | MISO_WUMS | Internal | Summer | B4 | 100 | 1467 | 0 | 197.97 | 195.97 | 2 | 0
2035 | PJM_ROR_2_MISO_WUMS | PJM_ROR | MISO_WUMS | Internal | Summer | B5 | 200 | 1467 | 0 | 158.2 | 153.44 | 2 | 0
2035 | PJM_ROR_2_MISO_WUMS | PJM_ROR | MISO_WUMS | Internal | Summer | B6 | 300 | 1467 | 0 | 140.27 | 138.27 | 2 | 0
2035 | PJM_ROR_2_MISO_WUMS | PJM_ROR | MISO_WUMS | Internal | Summer | B7 | 400 | 1467 | 0 | 134 | 131.46 | 2 | 0
2035 | PJM_ROR_2_MISO_WUMS | PJM_ROR | MISO_WUMS | Internal | Summer | B8 | 500 | 1467 | 0 | 126.33 | 120.47 | 2 | 0
2035 | PJM_ROR_2_MISO_WUMS | PJM_ROR | MISO_WUMS | Internal | Summer | B9 | 800 | 1467 | 0 | 115.41 | 113.22 | 2 | 0
2035 | PJM_ROR_2_MISO_WUMS | PJM_ROR | MISO_WUMS | Internal | Summer | B10 | 1262 | 1467 | 0 | 113.16 | 113.22 | 2 | 0
2035 | PJM_ROR_2_MISO_WUMS | PJM_ROR | MISO_WUMS | Internal | Winter | B16 | 25 | 1467 | 0 | 131.04 | 128.51 | 2 | 0
2035 | PJM_ROR_2_MISO_WUMS | PJM_ROR | MISO_WUMS | Internal | Winter | B17 | 100 | 1467 | 0 | 137.23 | 125.34 | 2 | 0
2035 | PJM_ROR_2_MISO_WUMS | PJM_ROR | MISO_WUMS | Internal | Winter | B18 | 400 | 1467 | 0 | 122.03 | 119.5 | 2 | 0
2035 | PJM_ROR_2_MISO_WUMS | PJM_ROR | MISO_WUMS | Internal | Winter | B19 | 700 | 1467 | 0 | 119.88 | 117.75 | 2 | 0
2035 | PJM_ROR_2_MISO_WUMS | PJM_ROR | MISO_WUMS | Internal | Winter | B20 | 935 | 1467 | 0 | 118.29 | 117.75 | 2 | 0
2035 | PJM_ROR_2_PJM_ROM | PJM_ROR | PJM_ROM | Internal | Shoulder | B11 | 25 | 8000 | 4972.83 | 133.31 | 133.32 | 0.01 | 0
2035 | PJM_ROR_2_PJM_ROM | PJM_ROR | PJM_ROM | Internal | Shoulder | B12 | 200 | 8000 | 8000 | 128.07 | 130.68 | 0.01 | 2.59
2035 | PJM_ROR_2_PJM_ROM | PJM_ROR | PJM_ROM | Internal | Shoulder | B13 | 600 | 8000 | 8000 | 117.39 | 127.72 | 0.01 | 10.32
2035 | PJM_ROR_2_PJM_ROM | PJM_ROR | PJM_ROM | Internal | Shoulder | B14 | 900 | 8000 | 8000 | 116.85 | 118.07 | 0.01 | 1.2
2035 | PJM_ROR_2_PJM_ROM | PJM_ROR | PJM_ROM | Internal | Shoulder | B15 | 1203 | 8000 | 3630.2 | 114.79 | 114.8 | 0.01 | 0
2035 | PJM_ROR_2_PJM_ROM | PJM_ROR | PJM_ROM | Internal | Summer | B1 | 10 | 8000 | 8000 | 214.44 | 290.68 | 0.01 | 76.23
2035 | PJM_ROR_2_PJM_ROM | PJM_ROR | PJM_ROM | Internal | Summer | B2 | 25 | 8000 | 8000 | 214.44 | 290.68 | 0.01 | 76.23
2035 | PJM_ROR_2_PJM_ROM | PJM_ROR | PJM_ROM | Internal | Summer | B3 | 75 | 8000 | 4270.13 | 212.6 | 212.61 | 0.01 | 0
2035 | PJM_ROR_2_PJM_ROM | PJM_ROR | PJM_ROM | Internal | Summer | B4 | 100 | 8000 | 4329.64 | 197.97 | 197.99 | 0.01 | 0
2035 | PJM_ROR_2_PJM_ROM | PJM_ROR | PJM_ROM | Internal | Summer | B5 | 200 | 8000 | 5431.1 | 158.2 | 158.21 | 0.01 | 0
2035 | PJM_ROR_2_PJM_ROM | PJM_ROR | PJM_ROM | Internal | Summer | B6 | 300 | 8000 | 5197.58 | 140.27 | 140.28 | 0.01 | 0
2035 | PJM_ROR_2_PJM_ROM | PJM_ROR | PJM_ROM | Internal | Summer | B7 | 400 | 8000 | 6791.75 | 134 | 134.01 | 0.01 | 0
2035 | PJM_ROR_2_PJM_ROM | PJM_ROR | PJM_ROM | Internal | Summer | B8 | 500 | 8000 | 8000 | 126.33 | 127.96 | 0.01 | 1.62
2035 | PJM_ROR_2_PJM_ROM | PJM_ROR | PJM_ROM | Internal | Summer | B9 | 800 | 8000 | 8000 | 115.41 | 119.83 | 0.01 | 4.41
2035 | PJM_ROR_2_PJM_ROM | PJM_ROR | PJM_ROM | Internal | Summer | B10 | 1262 | 8000 | 3507.54 | 113.16 | 113.17 | 0.01 | 0
2035 | PJM_ROR_2_PJM_ROM | PJM_ROR | PJM_ROM | Internal | Winter | B16 | 25 | 8000 | 8000 | 131.04 | 137.24 | 0.01 | 6.18
2035 | PJM_ROR_2_PJM_ROM | PJM_ROR | PJM_ROM | Internal | Winter | B17 | 100 | 8000 | 6310.41 | 137.23 | 137.24 | 0.01 | 0
2035 | PJM_ROR_2_PJM_ROM | PJM_ROR | PJM_ROM | Internal | Winter | B18 | 400 | 8000 | 8000 | 122.03 | 127.4 | 0.01 | 5.36
2035 | PJM_ROR_2_PJM_ROM | PJM_ROR | PJM_ROM | Internal | Winter | B19 | 700 | 8000 | 6537.51 | 119.88 | 119.89 | 0.01 | 0
2035 | PJM_ROR_2_PJM_ROM | PJM_ROR | PJM_ROM | Internal | Winter | B20 | 935 | 8000 | 3529.87 | 118.29 | 118.3 | 0.01 | 0
2035 | PJM_ROR_2_TVA_Transmission | PJM_ROR | TVA_Transmission | Internal | Shoulder | B11 | 25 | 2500 | 0 | 133.31 | 138.27 | 6 | 0
2035 | PJM_ROR_2_TVA_Transmission | PJM_ROR | TVA_Transmission | Internal | Shoulder | B12 | 200 | 2500 | 0 | 128.07 | 123.71 | 6 | 0
2035 | PJM_ROR_2_TVA_Transmission | PJM_ROR | TVA_Transmission | Internal | Shoulder | B13 | 600 | 2500 | 0 | 117.39 | 120.65 | 6 | 0
2035 | PJM_ROR_2_TVA_Transmission | PJM_ROR | TVA_Transmission | Internal | Shoulder | B14 | 900 | 2500 | 0 | 116.85 | 120.48 | 6 | 0
2035 | PJM_ROR_2_TVA_Transmission | PJM_ROR | TVA_Transmission | Internal | Shoulder | B15 | 1203 | 2500 | 0 | 114.79 | 119.79 | 6 | 0
2035 | PJM_ROR_2_TVA_Transmission | PJM_ROR | TVA_Transmission | Internal | Summer | B1 | 10 | 2500 | 1775.19 | 214.44 | 220.44 | 6 | 0
2035 | PJM_ROR_2_TVA_Transmission | PJM_ROR | TVA_Transmission | Internal | Summer | B2 | 25 | 2500 | 2500 | 214.44 | 220.46 | 6 | 0.01
2035 | PJM_ROR_2_TVA_Transmission | PJM_ROR | TVA_Transmission | Internal | Summer | B3 | 75 | 2500 | 1525.61 | 212.6 | 218.6 | 6 | 0
2035 | PJM_ROR_2_TVA_Transmission | PJM_ROR | TVA_Transmission | Internal | Summer | B4 | 100 | 2500 | 0 | 197.97 | 194.89 | 6 | 0
2035 | PJM_ROR_2_TVA_Transmission | PJM_ROR | TVA_Transmission | Internal | Summer | B5 | 200 | 2500 | 0 | 158.2 | 158.8 | 6 | 0
2035 | PJM_ROR_2_TVA_Transmission | PJM_ROR | TVA_Transmission | Internal | Summer | B6 | 300 | 2500 | 0 | 140.27 | 134.86 | 6 | 0
2035 | PJM_ROR_2_TVA_Transmission | PJM_ROR | TVA_Transmission | Internal | Summer | B7 | 400 | 2500 | 0 | 134 | 125.8 | 6 | 0
2035 | PJM_ROR_2_TVA_Transmission | PJM_ROR | TVA_Transmission | Internal | Summer | B8 | 500 | 2500 | 0 | 126.33 | 122.09 | 6 | 0
2035 | PJM_ROR_2_TVA_Transmission | PJM_ROR | TVA_Transmission | Internal | Summer | B9 | 800 | 2500 | 0 | 115.41 | 119.11 | 6 | 0
2035 | PJM_ROR_2_TVA_Transmission | PJM_ROR | TVA_Transmission | Internal | Summer | B10 | 1262 | 2500 | 0 | 113.16 | 118.39 | 6 | 0
2035 | PJM_ROR_2_TVA_Transmission | PJM_ROR | TVA_Transmission | Internal | Winter | B16 | 25 | 2500 | 0 | 131.04 | 135.55 | 6 | 0
2035 | PJM_ROR_2_TVA_Transmission | PJM_ROR | TVA_Transmission | Internal | Winter | B17 | 100 | 2500 | 0 | 137.23 | 129.25 | 6 | 0
2035 | PJM_ROR_2_TVA_Transmission | PJM_ROR | TVA_Transmission | Internal | Winter | B18 | 400 | 2500 | 0 | 122.03 | 124.14 | 6 | 0
2035 | PJM_ROR_2_TVA_Transmission | PJM_ROR | TVA_Transmission | Internal | Winter | B19 | 700 | 2500 | 0 | 119.88 | 123.52 | 6 | 0
2035 | PJM_ROR_2_TVA_Transmission | PJM_ROR | TVA_Transmission | Internal | Winter | B20 | 935 | 2500 | 0 | 118.29 | 121.37 | 6 | 0
2035 | PJM_ROR_2_VACAR | PJM_ROR | VACAR | Internal | Shoulder | B11 | 25 | 3000 | 0 | 133.31 | 131.57 | 6 | 0
2035 | PJM_ROR_2_VACAR | PJM_ROR | VACAR | Internal | Shoulder | B12 | 200 | 3000 | 0 | 128.07 | 121.07 | 6 | 0
2035 | PJM_ROR_2_VACAR | PJM_ROR | VACAR | Internal | Shoulder | B13 | 600 | 3000 | 0 | 117.39 | 121.07 | 6 | 0
2035 | PJM_ROR_2_VACAR | PJM_ROR | VACAR | Internal | Shoulder | B14 | 900 | 3000 | 0 | 116.85 | 121.07 | 6 | 0
2035 | PJM_ROR_2_VACAR | PJM_ROR | VACAR | Internal | Shoulder | B15 | 1203 | 3000 | 0 | 114.79 | 118.57 | 6 | 0
2035 | PJM_ROR_2_VACAR | PJM_ROR | VACAR | Internal | Summer | B1 | 10 | 3000 | 3000 | 214.44 | 221.76 | 6 | 1.32
2035 | PJM_ROR_2_VACAR | PJM_ROR | VACAR | Internal | Summer | B2 | 25 | 3000 | 3000 | 214.44 | 221.76 | 6 | 1.32
2035 | PJM_ROR_2_VACAR | PJM_ROR | VACAR | Internal | Summer | B3 | 75 | 3000 | 124.55 | 212.6 | 218.6 | 6 | 0
2035 | PJM_ROR_2_VACAR | PJM_ROR | VACAR | Internal | Summer | B4 | 100 | 3000 | 0 | 197.97 | 181.14 | 6 | 0
2035 | PJM_ROR_2_VACAR | PJM_ROR | VACAR | Internal | Summer | B5 | 200 | 3000 | 0 | 158.2 | 155.69 | 6 | 0
2035 | PJM_ROR_2_VACAR | PJM_ROR | VACAR | Internal | Summer | B6 | 300 | 3000 | 0 | 140.27 | 130 | 6 | 0
2035 | PJM_ROR_2_VACAR | PJM_ROR | VACAR | Internal | Summer | B7 | 400 | 3000 | 0 | 134 | 118.95 | 6 | 0
2035 | PJM_ROR_2_VACAR | PJM_ROR | VACAR | Internal | Summer | B8 | 500 | 3000 | 0 | 126.33 | 118.95 | 6 | 0
2035 | PJM_ROR_2_VACAR | PJM_ROR | VACAR | Internal | Summer | B9 | 800 | 3000 | 0 | 115.41 | 118.95 | 6 | 0
2035 | PJM_ROR_2_VACAR | PJM_ROR | VACAR | Internal | Summer | B10 | 1262 | 3000 | 0 | 113.16 | 118.95 | 6 | 0
2035 | PJM_ROR_2_VACAR | PJM_ROR | VACAR | Internal | Winter | B16 | 25 | 3000 | 0 | 131.04 | 129.46 | 6 | 0
2035 | PJM_ROR_2_VACAR | PJM_ROR | VACAR | Internal | Winter | B17 | 100 | 3000 | 0 | 137.23 | 125.9 | 6 | 0
2035 | PJM_ROR_2_VACAR | PJM_ROR | VACAR | Internal | Winter | B18 | 400 | 3000 | 0 | 122.03 | 125.9 | 6 | 0
2035 | PJM_ROR_2_VACAR | PJM_ROR | VACAR | Internal | Winter | B19 | 700 | 3000 | 2210.55 | 119.88 | 125.88 | 6 | 0
2035 | PJM_ROR_2_VACAR | PJM_ROR | VACAR | Internal | Winter | B20 | 935 | 3000 | 0 | 118.29 | 114.37 | 6 | 0
2035 | PJM_ROM_2_NYISO_A-F | PJM_ROM | NYISO_A-F | Internal | Shoulder | B11 | 25 | 2000 | 0 | 133.32 | 78.64 | 6 | 0
2035 | PJM_ROM_2_NYISO_A-F | PJM_ROM | NYISO_A-F | Internal | Shoulder | B12 | 200 | 2000 | 0 | 130.68 | 91.22 | 6 | 0
2035 | PJM_ROM_2_NYISO_A-F | PJM_ROM | NYISO_A-F | Internal | Shoulder | B13 | 600 | 2000 | 0 | 127.72 | 78.64 | 6 | 0
2035 | PJM_ROM_2_NYISO_A-F | PJM_ROM | NYISO_A-F | Internal | Shoulder | B14 | 900 | 2000 | 0 | 118.07 | 78.61 | 6 | 0
2035 | PJM_ROM_2_NYISO_A-F | PJM_ROM | NYISO_A-F | Internal | Shoulder | B15 | 1203 | 2000 | 0 | 114.8 | 78.61 | 6 | 0
2035 | PJM_ROM_2_NYISO_A-F | PJM_ROM | NYISO_A-F | Internal | Summer | B1 | 10 | 2000 | 0 | 290.68 | 142.43 | 6 | 0
2035 | PJM_ROM_2_NYISO_A-F | PJM_ROM | NYISO_A-F | Internal | Summer | B2 | 25 | 2000 | 0 | 290.68 | 143.87 | 6 | 0
2035 | PJM_ROM_2_NYISO_A-F | PJM_ROM | NYISO_A-F | Internal | Summer | B3 | 75 | 2000 | 0 | 212.61 | 140.43 | 6 | 0
2035 | PJM_ROM_2_NYISO_A-F | PJM_ROM | NYISO_A-F | Internal | Summer | B4 | 100 | 2000 | 0 | 197.99 | 133.8 | 6 | 0
2035 | PJM_ROM_2_NYISO_A-F | PJM_ROM | NYISO_A-F | Internal | Summer | B5 | 200 | 2000 | 0 | 158.21 | 121.92 | 6 | 0
2035 | PJM_ROM_2_NYISO_A-F | PJM_ROM | NYISO_A-F | Internal | Summer | B6 | 300 | 2000 | 0 | 140.28 | 111.09 | 6 | 0
2035 | PJM_ROM_2_NYISO_A-F | PJM_ROM | NYISO_A-F | Internal | Summer | B7 | 400 | 2000 | 0 | 134.01 | 103.38 | 6 | 0
2035 | PJM_ROM_2_NYISO_A-F | PJM_ROM | NYISO_A-F | Internal | Summer | B8 | 500 | 2000 | 0 | 127.96 | 103.38 | 6 | 0
2035 | PJM_ROM_2_NYISO_A-F | PJM_ROM | NYISO_A-F | Internal | Summer | B9 | 800 | 2000 | 0 | 119.83 | 103.38 | 6 | 0
2035 | PJM_ROM_2_NYISO_A-F | PJM_ROM | NYISO_A-F | Internal | Summer | B10 | 1262 | 2000 | 0 | 113.17 | 103.38 | 6 | 0
2035 | PJM_ROM_2_NYISO_A-F | PJM_ROM | NYISO_A-F | Internal | Winter | B16 | 25 | 2000 | 0 | 137.24 | 89.78 | 6 | 0
2035 | PJM_ROM_2_NYISO_A-F | PJM_ROM | NYISO_A-F | Internal | Winter | B17 | 100 | 2000 | 0 | 137.24 | 89.78 | 6 | 0
2035 | PJM_ROM_2_NYISO_A-F | PJM_ROM | NYISO_A-F | Internal | Winter | B18 | 400 | 2000 | 0 | 127.4 | 78.84 | 6 | 0
2035 | PJM_ROM_2_NYISO_A-F | PJM_ROM | NYISO_A-F | Internal | Winter | B19 | 700 | 2000 | 0 | 119.89 | 78.84 | 6 | 0
2035 | PJM_ROM_2_NYISO_A-F | PJM_ROM | NYISO_A-F | Internal | Winter | B20 | 935 | 2000 | 0 | 118.3 | 78.84 | 6 | 0
2035 | PJM_ROM_2_PJM_E | PJM_ROM | PJM_E | Internal | Shoulder | B11 | 25 | 8000 | 212.62 | 133.32 | 133.33 | 0.01 | 0
2035 | PJM_ROM_2_PJM_E | PJM_ROM | PJM_E | Internal | Shoulder | B12 | 200 | 8000 | 1495.29 | 130.68 | 130.69 | 0.01 | 0
2035 | PJM_ROM_2_PJM_E | PJM_ROM | PJM_E | Internal | Shoulder | B13 | 600 | 8000 | 2597.36 | 127.72 | 127.73 | 0.01 | 0
2035 | PJM_ROM_2_PJM_E | PJM_ROM | PJM_E | Internal | Shoulder | B14 | 900 | 8000 | 2851.64 | 118.07 | 118.08 | 0.01 | 0
2035 | PJM_ROM_2_PJM_E | PJM_ROM | PJM_E | Internal | Shoulder | B15 | 1203 | 8000 | 1008.01 | 114.8 | 114.81 | 0.01 | 0
2035 | PJM_ROM_2_PJM_E | PJM_ROM | PJM_E | Internal | Summer | B1 | 10 | 8000 | 2643.22 | 290.68 | 290.7 | 0.01 | 0
2035 | PJM_ROM_2_PJM_E | PJM_ROM | PJM_E | Internal | Summer | B2 | 25 | 8000 | 3141.88 | 290.68 | 290.7 | 0.01 | 0
2035 | PJM_ROM_2_PJM_E | PJM_ROM | PJM_E | Internal | Summer | B3 | 75 | 8000 | 661.47 | 212.61 | 212.62 | 0.01 | 0
2035 | PJM_ROM_2_PJM_E | PJM_ROM | PJM_E | Internal | Summer | B4 | 100 | 8000 | 311.7 | 197.99 | 198 | 0.01 | 0
2035 | PJM_ROM_2_PJM_E | PJM_ROM | PJM_E | Internal | Summer | B5 | 200 | 8000 | 2115.21 | 158.21 | 158.22 | 0.01 | 0
2035 | PJM_ROM_2_PJM_E | PJM_ROM | PJM_E | Internal | Summer | B6 | 300 | 8000 | 1268.52 | 140.28 | 140.29 | 0.01 | 0
2035 | PJM_ROM_2_PJM_E | PJM_ROM | PJM_E | Internal | Summer | B7 | 400 | 8000 | 2645.95 | 134.01 | 134.02 | 0.01 | 0
2035 | PJM_ROM_2_PJM_E | PJM_ROM | PJM_E | Internal | Summer | B8 | 500 | 8000 | 1955.06 | 127.96 | 127.97 | 0.01 | 0
2035 | PJM_ROM_2_PJM_E | PJM_ROM | PJM_E | Internal | Summer | B9 | 800 | 8000 | 3577.28 | 119.83 | 119.84 | 0.01 | 0
2035 | PJM_ROM_2_PJM_E | PJM_ROM | PJM_E | Internal | Summer | B10 | 1262 | 8000 | 1379.57 | 113.17 | 113.18 | 0.01 | 0
2035 | PJM_ROM_2_PJM_E | PJM_ROM | PJM_E | Internal | Winter | B16 | 25 | 8000 | 4181.07 | 137.24 | 137.25 | 0.01 | 0
2035 | PJM_ROM_2_PJM_E | PJM_ROM | PJM_E | Internal | Winter | B17 | 100 | 8000 | 3166.85 | 137.24 | 137.25 | 0.01 | 0
2035 | PJM_ROM_2_PJM_E | PJM_ROM | PJM_E | Internal | Winter | B18 | 400 | 8000 | 3353.29 | 127.4 | 127.41 | 0.01 | 0
2035 | PJM_ROM_2_PJM_E | PJM_ROM | PJM_E | Internal | Winter | B19 | 700 | 8000 | 2457.17 | 119.89 | 119.9 | 0.01 | 0
2035 | PJM_ROM_2_PJM_E | PJM_ROM | PJM_E | Internal | Winter | B20 | 935 | 8000 | 1656.4 | 118.3 | 118.31 | 0.01 | 0
2035 | PJM_ROM_2_PJM_ROR | PJM_ROM | PJM_ROR | Internal | Shoulder | B11 | 25 | 8000 | 0 | 133.32 | 133.31 | 0.01 | 0
2035 | PJM_ROM_2_PJM_ROR | PJM_ROM | PJM_ROR | Internal | Shoulder | B12 | 200 | 8000 | 0 | 130.68 | 128.07 | 0.01 | 0
2035 | PJM_ROM_2_PJM_ROR | PJM_ROM | PJM_ROR | Internal | Shoulder | B13 | 600 | 8000 | 0 | 127.72 | 117.39 | 0.01 | 0
2035 | PJM_ROM_2_PJM_ROR | PJM_ROM | PJM_ROR | Internal | Shoulder | B14 | 900 | 8000 | 0 | 118.07 | 116.85 | 0.01 | 0
2035 | PJM_ROM_2_PJM_ROR | PJM_ROM | PJM_ROR | Internal | Shoulder | B15 | 1203 | 8000 | 0 | 114.8 | 114.79 | 0.01 | 0
2035 | PJM_ROM_2_PJM_ROR | PJM_ROM | PJM_ROR | Internal | Summer | B1 | 10 | 8000 | 0 | 290.68 | 214.44 | 0.01 | 0
2035 | PJM_ROM_2_PJM_ROR | PJM_ROM | PJM_ROR | Internal | Summer | B2 | 25 | 8000 | 0 | 290.68 | 214.44 | 0.01 | 0
2035 | PJM_ROM_2_PJM_ROR | PJM_ROM | PJM_ROR | Internal | Summer | B3 | 75 | 8000 | 0 | 212.61 | 212.6 | 0.01 | 0
2035 | PJM_ROM_2_PJM_ROR | PJM_ROM | PJM_ROR | Internal | Summer | B4 | 100 | 8000 | 0 | 197.99 | 197.97 | 0.01 | 0
2035 | PJM_ROM_2_PJM_ROR | PJM_ROM | PJM_ROR | Internal | Summer | B5 | 200 | 8000 | 0 | 158.21 | 158.2 | 0.01 | 0
2035 | PJM_ROM_2_PJM_ROR | PJM_ROM | PJM_ROR | Internal | Summer | B6 | 300 | 8000 | 0 | 140.28 | 140.27 | 0.01 | 0
2035 | PJM_ROM_2_PJM_ROR | PJM_ROM | PJM_ROR | Internal | Summer | B7 | 400 | 8000 | 0 | 134.01 | 134 | 0.01 | 0
2035 | PJM_ROM_2_PJM_ROR | PJM_ROM | PJM_ROR | Internal | Summer | B8 | 500 | 8000 | 0 | 127.96 | 126.33 | 0.01 | 0
2035 | PJM_ROM_2_PJM_ROR | PJM_ROM | PJM_ROR | Internal | Summer | B9 | 800 | 8000 | 0 | 119.83 | 115.41 | 0.01 | 0
2035 | PJM_ROM_2_PJM_ROR | PJM_ROM | PJM_ROR | Internal | Summer | B10 | 1262 | 8000 | 0 | 113.17 | 113.16 | 0.01 | 0
2035 | PJM_ROM_2_PJM_ROR | PJM_ROM | PJM_ROR | Internal | Winter | B16 | 25 | 8000 | 0 | 137.24 | 131.04 | 0.01 | 0
2035 | PJM_ROM_2_PJM_ROR | PJM_ROM | PJM_ROR | Internal | Winter | B17 | 100 | 8000 | 0 | 137.24 | 137.23 | 0.01 | 0
2035 | PJM_ROM_2_PJM_ROR | PJM_ROM | PJM_ROR | Internal | Winter | B18 | 400 | 8000 | 0 | 127.4 | 122.03 | 0.01 | 0
2035 | PJM_ROM_2_PJM_ROR | PJM_ROM | PJM_ROR | Internal | Winter | B19 | 700 | 8000 | 0 | 119.89 | 119.88 | 0.01 | 0
2035 | PJM_ROM_2_PJM_ROR | PJM_ROM | PJM_ROR | Internal | Winter | B20 | 935 | 8000 | 0 | 118.3 | 118.29 | 0.01 | 0
2035 | SOCO_2_ENT | SOCO | ENT | Internal | Shoulder | B11 | 25 | 2400 | 0 | 138.57 | 136.37 | 10 | 0
2035 | SOCO_2_ENT | SOCO | ENT | Internal | Shoulder | B12 | 200 | 2400 | 0 | 119.26 | 122.33 | 10 | 0
2035 | SOCO_2_ENT | SOCO | ENT | Internal | Shoulder | B13 | 600 | 2400 | 0 | 119.26 | 118.33 | 10 | 0
2035 | SOCO_2_ENT | SOCO | ENT | Internal | Shoulder | B14 | 900 | 2400 | 0 | 119.26 | 117.39 | 10 | 0
2035 | SOCO_2_ENT | SOCO | ENT | Internal | Shoulder | B15 | 1203 | 2400 | 0 | 119.26 | 117.39 | 10 | 0
2035 | SOCO_2_ENT | SOCO | ENT | Internal | Summer | B1 | 10 | 2400 | 0 | 222.94 | 212.31 | 10 | 0
2035 | SOCO_2_ENT | SOCO | ENT | Internal | Summer | B2 | 25 | 2400 | 0 | 222.94 | 214.94 | 10 | 0
2035 | SOCO_2_ENT | SOCO | ENT | Internal | Summer | B3 | 75 | 2400 | 0 | 222.94 | 214.94 | 10 | 0
2035 | SOCO_2_ENT | SOCO | ENT | Internal | Summer | B4 | 100 | 2400 | 648.72 | 188.14 | 198.14 | 10 | 0
2035 | SOCO_2_ENT | SOCO | ENT | Internal | Summer | B5 | 200 | 2400 | 0 | 150.71 | 150.8 | 10 | 0
2035 | SOCO_2_ENT | SOCO | ENT | Internal | Summer | B6 | 300 | 2400 | 0 | 137 | 134.59 | 10 | 0
2035 | SOCO_2_ENT | SOCO | ENT | Internal | Summer | B7 | 400 | 2400 | 0 | 125.95 | 134.59 | 10 | 0
2035 | SOCO_2_ENT | SOCO | ENT | Internal | Summer | B8 | 500 | 2400 | 765.59 | 117.93 | 127.93 | 10 | 0
2035 | SOCO_2_ENT | SOCO | ENT | Internal | Summer | B9 | 800 | 2400 | 0 | 117.93 | 115.88 | 10 | 0
2035 | SOCO_2_ENT | SOCO | ENT | Internal | Summer | B10 | 1262 | 2400 | 0 | 117.93 | 115.88 | 10 | 0
2035 | SOCO_2_ENT | SOCO | ENT | Internal | Winter | B16 | 25 | 2400 | 0 | 136.46 | 128.46 | 10 | 0
2035 | SOCO_2_ENT | SOCO | ENT | Internal | Winter | B17 | 100 | 2400 | 0 | 122.22 | 125.39 | 10 | 0
2035 | SOCO_2_ENT | SOCO | ENT | Internal | Winter | B18 | 400 | 2400 | 0 | 122.22 | 120.46 | 10 | 0
2035 | SOCO_2_ENT | SOCO | ENT | Internal | Winter | B19 | 700 | 2400 | 0 | 122.22 | 120.46 | 10 | 0
2035 | SOCO_2_ENT | SOCO | ENT | Internal | Winter | B20 | 935 | 2400 | 0 | 121.07 | 120.46 | 10 | 0
2035 | SOCO_2_FRCC | SOCO | FRCC | Internal | Shoulder | B11 | 25 | 3700 | 0 | 138.57 | 143.77 | 10 | 0
2035 | SOCO_2_FRCC | SOCO | FRCC | Internal | Shoulder | B12 | 200 | 3700 | 0 | 119.26 | 124.61 | 10 | 0
2035 | SOCO_2_FRCC | SOCO | FRCC | Internal | Shoulder | B13 | 600 | 3700 | 0 | 119.26 | 123.68 | 10 | 0
2035 | SOCO_2_FRCC | SOCO | FRCC | Internal | Shoulder | B14 | 900 | 3700 | 0 | 119.26 | 123.68 | 10 | 0
2035 | SOCO_2_FRCC | SOCO | FRCC | Internal | Shoulder | B15 | 1203 | 3700 | 0 | 119.26 | 123.68 | 10 | 0
2035 | SOCO_2_FRCC | SOCO | FRCC | Internal | Summer | B1 | 10 | 3700 | 0 | 222.94 | 227.84 | 10 | 0
2035 | SOCO_2_FRCC | SOCO | FRCC | Internal | Summer | B2 | 25 | 3700 | 0 | 222.94 | 227.84 | 10 | 0
2035 | SOCO_2_FRCC | SOCO | FRCC | Internal | Summer | B3 | 75 | 3700 | 0 | 222.94 | 224.39 | 10 | 0
2035 | SOCO_2_FRCC | SOCO | FRCC | Internal | Summer | B4 | 100 | 3700 | 0 | 188.14 | 180.14 | 10 | 0
2035 | SOCO_2_FRCC | SOCO | FRCC | Internal | Summer | B5 | 200 | 3700 | 0 | 150.71 | 142.71 | 10 | 0
2035 | SOCO_2_FRCC | SOCO | FRCC | Internal | Summer | B6 | 300 | 3700 | 0 | 137 | 142.71 | 10 | 0
2035 | SOCO_2_FRCC | SOCO | FRCC | Internal | Summer | B7 | 400 | 3700 | 680.9 | 125.95 | 135.95 | 10 | 0
2035 | SOCO_2_FRCC | SOCO | FRCC | Internal | Summer | B8 | 500 | 3700 | 0 | 117.93 | 122.78 | 10 | 0
2035 | SOCO_2_FRCC | SOCO | FRCC | Internal | Summer | B9 | 800 | 3700 | 0 | 117.93 | 122.78 | 10 | 0
2035 | SOCO_2_FRCC | SOCO | FRCC | Internal | Summer | B10 | 1262 | 3700 | 0 | 117.93 | 109.93 | 10 | 0
2035 | SOCO_2_FRCC | SOCO | FRCC | Internal | Winter | B16 | 25 | 3700 | 1812.34 | 136.46 | 146.46 | 10 | 0
2035 | SOCO_2_FRCC | SOCO | FRCC | Internal | Winter | B17 | 100 | 3700 | 0 | 122.22 | 126.16 | 10 | 0
2035 | SOCO_2_FRCC | SOCO | FRCC | Internal | Winter | B18 | 400 | 3700 | 0 | 122.22 | 126.16 | 10 | 0
2035 | SOCO_2_FRCC | SOCO | FRCC | Internal | Winter | B19 | 700 | 3700 | 0 | 122.22 | 126.16 | 10 | 0
2035 | SOCO_2_FRCC | SOCO | FRCC | Internal | Winter | B20 | 935 | 3700 | 0 | 121.07 | 120.44 | 10 | 0
2035 | SOCO_2_TVA_Transmission | SOCO | TVA_Transmission | Internal | Shoulder | B11 | 25 | 2600 | 0 | 138.57 | 138.27 | 10 | 0
2035 | SOCO_2_TVA_Transmission | SOCO | TVA_Transmission | Internal | Shoulder | B12 | 200 | 2600 | 0 | 119.26 | 123.71 | 10 | 0
2035 | SOCO_2_TVA_Transmission | SOCO | TVA_Transmission | Internal | Shoulder | B13 | 600 | 2600 | 0 | 119.26 | 120.65 | 10 | 0
2035 | SOCO_2_TVA_Transmission | SOCO | TVA_Transmission | Internal | Shoulder | B14 | 900 | 2600 | 0 | 119.26 | 120.48 | 10 | 0
2035 | SOCO_2_TVA_Transmission | SOCO | TVA_Transmission | Internal | Shoulder | B15 | 1203 | 2600 | 0 | 119.26 | 119.79 | 10 | 0
2035 | SOCO_2_TVA_Transmission | SOCO | TVA_Transmission | Internal | Summer | B1 | 10 | 2600 | 0 | 222.94 | 220.44 | 10 | 0
2035 | SOCO_2_TVA_Transmission | SOCO | TVA_Transmission | Internal | Summer | B2 | 25 | 2600 | 0 | 222.94 | 220.46 | 10 | 0
2035 | SOCO_2_TVA_Transmission | SOCO | TVA_Transmission | Internal | Summer | B3 | 75 | 2600 | 0 | 222.94 | 218.6 | 10 | 0
2035 | SOCO_2_TVA_Transmission | SOCO | TVA_Transmission | Internal | Summer | B4 | 100 | 2600 | 0 | 188.14 | 194.89 | 10 | 0
2035 | SOCO_2_TVA_Transmission | SOCO | TVA_Transmission | Internal | Summer | B5 | 200 | 2600 | 0 | 150.71 | 158.8 | 10 | 0
2035 | SOCO_2_TVA_Transmission | SOCO | TVA_Transmission | Internal | Summer | B6 | 300 | 2600 | 0 | 137 | 134.86 | 10 | 0
2035 | SOCO_2_TVA_Transmission | SOCO | TVA_Transmission | Internal | Summer | B7 | 400 | 2600 | 0 | 125.95 | 125.8 | 10 | 0
2035 | SOCO_2_TVA_Transmission | SOCO | TVA_Transmission | Internal | Summer | B8 | 500 | 2600 | 0 | 117.93 | 122.09 | 10 | 0
2035 | SOCO_2_TVA_Transmission | SOCO | TVA_Transmission | Internal | Summer | B9 | 800 | 2600 | 0 | 117.93 | 119.11 | 10 | 0
2035 | SOCO_2_TVA_Transmission | SOCO | TVA_Transmission | Internal | Summer | B10 | 1262 | 2600 | 0 | 117.93 | 118.39 | 10 | 0
2035 | SOCO_2_TVA_Transmission | SOCO | TVA_Transmission | Internal | Winter | B16 | 25 | 2600 | 0 | 136.46 | 135.55 | 10 | 0
2035 | SOCO_2_TVA_Transmission | SOCO | TVA_Transmission | Internal | Winter | B17 | 100 | 2600 | 0 | 122.22 | 129.25 | 10 | 0
2035 | SOCO_2_TVA_Transmission | SOCO | TVA_Transmission | Internal | Winter | B18 | 400 | 2600 | 0 | 122.22 | 124.14 | 10 | 0
2035 | SOCO_2_TVA_Transmission | SOCO | TVA_Transmission | Internal | Winter | B19 | 700 | 2600 | 0 | 122.22 | 123.52 | 10 | 0
2035 | SOCO_2_TVA_Transmission | SOCO | TVA_Transmission | Internal | Winter | B20 | 935 | 2600 | 0 | 121.07 | 121.37 | 10 | 0
2035 | SOCO_2_VACAR | SOCO | VACAR | Internal | Shoulder | B11 | 25 | 2000 | 0 | 138.57 | 131.57 | 10 | 0
2035 | SOCO_2_VACAR | SOCO | VACAR | Internal | Shoulder | B12 | 200 | 2000 | 0 | 119.26 | 121.07 | 10 | 0
2035 | SOCO_2_VACAR | SOCO | VACAR | Internal | Shoulder | B13 | 600 | 2000 | 0 | 119.26 | 121.07 | 10 | 0
2035 | SOCO_2_VACAR | SOCO | VACAR | Internal | Shoulder | B14 | 900 | 2000 | 0 | 119.26 | 121.07 | 10 | 0
2035 | SOCO_2_VACAR | SOCO | VACAR | Internal | Shoulder | B15 | 1203 | 2000 | 0 | 119.26 | 118.57 | 10 | 0
2035 | SOCO_2_VACAR | SOCO | VACAR | Internal | Summer | B1 | 10 | 2000 | 0 | 222.94 | 221.76 | 10 | 0
2035 | SOCO_2_VACAR | SOCO | VACAR | Internal | Summer | B2 | 25 | 2000 | 0 | 222.94 | 221.76 | 10 | 0
2035 | SOCO_2_VACAR | SOCO | VACAR | Internal | Summer | B3 | 75 | 2000 | 0 | 222.94 | 218.6 | 10 | 0
2035 | SOCO_2_VACAR | SOCO | VACAR | Internal | Summer | B4 | 100 | 2000 | 0 | 188.14 | 181.14 | 10 | 0
2035 | SOCO_2_VACAR | SOCO | VACAR | Internal | Summer | B5 | 200 | 2000 | 0 | 150.71 | 155.69 | 10 | 0
2035 | SOCO_2_VACAR | SOCO | VACAR | Internal | Summer | B6 | 300 | 2000 | 0 | 137 | 130 | 10 | 0
2035 | SOCO_2_VACAR | SOCO | VACAR | Internal | Summer | B7 | 400 | 2000 | 0 | 125.95 | 118.95 | 10 | 0
2035 | SOCO_2_VACAR | SOCO | VACAR | Internal | Summer | B8 | 500 | 2000 | 0 | 117.93 | 118.95 | 10 | 0
2035 | SOCO_2_VACAR | SOCO | VACAR | Internal | Summer | B9 | 800 | 2000 | 0 | 117.93 | 118.95 | 10 | 0
2035 | SOCO_2_VACAR | SOCO | VACAR | Internal | Summer | B10 | 1262 | 2000 | 0 | 117.93 | 118.95 | 10 | 0
2035 | SOCO_2_VACAR | SOCO | VACAR | Internal | Winter | B16 | 25 | 2000 | 0 | 136.46 | 129.46 | 10 | 0
2035 | SOCO_2_VACAR | SOCO | VACAR | Internal | Winter | B17 | 100 | 2000 | 0 | 122.22 | 125.9 | 10 | 0
2035 | SOCO_2_VACAR | SOCO | VACAR | Internal | Winter | B18 | 400 | 2000 | 0 | 122.22 | 125.9 | 10 | 0
2035 | SOCO_2_VACAR | SOCO | VACAR | Internal | Winter | B19 | 700 | 2000 | 0 | 122.22 | 125.88 | 10 | 0
2035 | SOCO_2_VACAR | SOCO | VACAR | Internal | Winter | B20 | 935 | 2000 | 0 | 121.07 | 114.37 | 10 | 0
2035 | SPP_N_2_ENT | SPP_N | ENT | Internal | Shoulder | B11 | 25 | 1800 | 0 | 136.14 | 136.37 | 5 | 0
2035 | SPP_N_2_ENT | SPP_N | ENT | Internal | Shoulder | B12 | 200 | 1800 | 302.58 | 117.33 | 122.33 | 5 | 0
2035 | SPP_N_2_ENT | SPP_N | ENT | Internal | Shoulder | B13 | 600 | 1800 | 0 | 117.19 | 118.33 | 5 | 0
2035 | SPP_N_2_ENT | SPP_N | ENT | Internal | Shoulder | B14 | 900 | 1800 | 1800 | 112.37 | 117.39 | 5 | 0.01
2035 | SPP_N_2_ENT | SPP_N | ENT | Internal | Shoulder | B15 | 1203 | 1800 | 2463.42 | 107.91 | 117.39 | 5 | 4.47
2035 | SPP_N_2_ENT | SPP_N | ENT | Internal | Summer | B1 | 10 | 1800 | 1800 | 204.59 | 212.31 | 5 | 2.72
2035 | SPP_N_2_ENT | SPP_N | ENT | Internal | Summer | B2 | 25 | 1800 | 1800 | 209.59 | 214.94 | 5 | 0.34
2035 | SPP_N_2_ENT | SPP_N | ENT | Internal | Summer | B3 | 75 | 1800 | 0 | 210.1 | 214.94 | 5 | 0
2035 | SPP_N_2_ENT | SPP_N | ENT | Internal | Summer | B4 | 100 | 1800 | 0 | 195.79 | 198.14 | 5 | 0
2035 | SPP_N_2_ENT | SPP_N | ENT | Internal | Summer | B5 | 200 | 1800 | 0 | 151.21 | 150.8 | 5 | 0
2035 | SPP_N_2_ENT | SPP_N | ENT | Internal | Summer | B6 | 300 | 1800 | 0 | 139.52 | 134.59 | 5 | 0
2035 | SPP_N_2_ENT | SPP_N | ENT | Internal | Summer | B7 | 400 | 1800 | 0 | 134.61 | 134.59 | 5 | 0
2035 | SPP_N_2_ENT | SPP_N | ENT | Internal | Summer | B8 | 500 | 1800 | 0 | 126.3 | 127.93 | 5 | 0
2035 | SPP_N_2_ENT | SPP_N | ENT | Internal | Summer | B9 | 800 | 1800 | 0 | 115.62 | 115.88 | 5 | 0
2035 | SPP_N_2_ENT | SPP_N | ENT | Internal | Summer | B10 | 1262 | 1800 | 0 | 113.53 | 115.88 | 5 | 0
2035 | SPP_N_2_ENT | SPP_N | ENT | Internal | Winter | B16 | 25 | 1800 | 1800 | 123.45 | 128.46 | 5 | 0.01
2035 | SPP_N_2_ENT | SPP_N | ENT | Internal | Winter | B17 | 100 | 1800 | 440.42 | 120.39 | 125.39 | 5 | 0
2035 | SPP_N_2_ENT | SPP_N | ENT | Internal | Winter | B18 | 400 | 1800 | 0 | 120.39 | 120.46 | 5 | 0
2035 | SPP_N_2_ENT | SPP_N | ENT | Internal | Winter | B19 | 700 | 1800 | 1019.88 | 115.46 | 120.46 | 5 | 0
2035 | SPP_N_2_ENT | SPP_N | ENT | Internal | Winter | B20 | 935 | 1800 | 1800 | 112.84 | 120.46 | 5 | 2.62
2035 | SPP_N_2_MISO_MO-IL | SPP_N | MISO_MO-IL | Internal | Shoulder | B11 | 25 | 2000 | 0 | 136.14 | 135.44 | 5 | 0
2035 | SPP_N_2_MISO_MO-IL | SPP_N | MISO_MO-IL | Internal | Shoulder | B12 | 200 | 2000 | 1515.29 | 117.33 | 122.33 | 5 | 0
2035 | SPP_N_2_MISO_MO-IL | SPP_N | MISO_MO-IL | Internal | Shoulder | B13 | 600 | 2000 | 0 | 117.19 | 114.86 | 5 | 0
2035 | SPP_N_2_MISO_MO-IL | SPP_N | MISO_MO-IL | Internal | Shoulder | B14 | 900 | 2000 | 0 | 112.37 | 114.86 | 5 | 0
2035 | SPP_N_2_MISO_MO-IL | SPP_N | MISO_MO-IL | Internal | Shoulder | B15 | 1203 | 2000 | 2000 | 107.91 | 114.83 | 5 | 1.91
2035 | SPP_N_2_MISO_MO-IL | SPP_N | MISO_MO-IL | Internal | Summer | B1 | 10 | 2000 | 2000 | 204.59 | 212.46 | 5 | 2.86
2035 | SPP_N_2_MISO_MO-IL | SPP_N | MISO_MO-IL | Internal | Summer | B2 | 25 | 2000 | 0 | 209.59 | 212.46 | 5 | 0
2035 | SPP_N_2_MISO_MO-IL | SPP_N | MISO_MO-IL | Internal | Summer | B3 | 75 | 2000 | 0 | 210.1 | 212.96 | 5 | 0
2035 | SPP_N_2_MISO_MO-IL | SPP_N | MISO_MO-IL | Internal | Summer | B4 | 100 | 2000 | 0 | 195.79 | 199.87 | 5 | 0
2035 | SPP_N_2_MISO_MO-IL | SPP_N | MISO_MO-IL | Internal | Summer | B5 | 200 | 2000 | 1502.86 | 151.21 | 156.21 | 5 | 0
2035 | SPP_N_2_MISO_MO-IL | SPP_N | MISO_MO-IL | Internal | Summer | B6 | 300 | 2000 | 0 | 139.52 | 141.03 | 5 | 0
2035 | SPP_N_2_MISO_MO-IL | SPP_N | MISO_MO-IL | Internal | Summer | B7 | 400 | 2000 | 0 | 134.61 | 133.63 | 5 | 0
2035 | SPP_N_2_MISO_MO-IL | SPP_N | MISO_MO-IL | Internal | Summer | B8 | 500 | 2000 | 0 | 126.3 | 120.5 | 5 | 0
2035 | SPP_N_2_MISO_MO-IL | SPP_N | MISO_MO-IL | Internal | Summer | B9 | 800 | 2000 | 0 | 115.62 | 113.41 | 5 | 0
2035 | SPP_N_2_MISO_MO-IL | SPP_N | MISO_MO-IL | Internal | Summer | B10 | 1262 | 2000 | 0 | 113.53 | 113.41 | 5 | 0
2035 | SPP_N_2_MISO_MO-IL | SPP_N | MISO_MO-IL | Internal | Winter | B16 | 25 | 2000 | 0 | 123.45 | 127.55 | 5 | 0
2035 | SPP_N_2_MISO_MO-IL | SPP_N | MISO_MO-IL | Internal | Winter | B17 | 100 | 2000 | 0 | 120.39 | 124.37 | 5 | 0
2035 | SPP_N_2_MISO_MO-IL | SPP_N | MISO_MO-IL | Internal | Winter | B18 | 400 | 2000 | 0 | 120.39 | 119.25 | 5 | 0
2035 | SPP_N_2_MISO_MO-IL | SPP_N | MISO_MO-IL | Internal | Winter | B19 | 700 | 2000 | 0 | 115.46 | 117.88 | 5 | 0
2035 | SPP_N_2_MISO_MO-IL | SPP_N | MISO_MO-IL | Internal | Winter | B20 | 935 | 2000 | 1350.83 | 112.84 | 117.84 | 5 | 0
2035 | SPP_N_2_MISO_W | SPP_N | MISO_W | Internal | Shoulder | B11 | 25 | 750 | 0 | 136.14 | 135.43 | 5 | 0
2035 | SPP_N_2_MISO_W | SPP_N | MISO_W | Internal | Shoulder | B12 | 200 | 750 | 0 | 117.33 | 122.32 | 5 | 0
2035 | SPP_N_2_MISO_W | SPP_N | MISO_W | Internal | Shoulder | B13 | 600 | 750 | 0 | 117.19 | 114.85 | 5 | 0
2035 | SPP_N_2_MISO_W | SPP_N | MISO_W | Internal | Shoulder | B14 | 900 | 750 | 0 | 112.37 | 114.77 | 5 | 0
2035 | SPP_N_2_MISO_W | SPP_N | MISO_W | Internal | Shoulder | B15 | 1203 | 750 | 0 | 107.91 | 108.21 | 5 | 0
2035 | SPP_N_2_MISO_W | SPP_N | MISO_W | Internal | Summer | B1 | 10 | 750 | 750 | 204.59 | 212.44 | 5 | 2.85
2035 | SPP_N_2_MISO_W | SPP_N | MISO_W | Internal | Summer | B2 | 25 | 750 | 0 | 209.59 | 212.44 | 5 | 0
2035 | SPP_N_2_MISO_W | SPP_N | MISO_W | Internal | Summer | B3 | 75 | 750 | 0 | 210.1 | 212.95 | 5 | 0
2035 | SPP_N_2_MISO_W | SPP_N | MISO_W | Internal | Summer | B4 | 100 | 750 | 0 | 195.79 | 198.73 | 5 | 0
2035 | SPP_N_2_MISO_W | SPP_N | MISO_W | Internal | Summer | B5 | 200 | 750 | 0 | 151.21 | 156.2 | 5 | 0
2035 | SPP_N_2_MISO_W | SPP_N | MISO_W | Internal | Summer | B6 | 300 | 750 | 0 | 139.52 | 141.02 | 5 | 0
2035 | SPP_N_2_MISO_W | SPP_N | MISO_W | Internal | Summer | B7 | 400 | 750 | 0 | 134.61 | 133.62 | 5 | 0
2035 | SPP_N_2_MISO_W | SPP_N | MISO_W | Internal | Summer | B8 | 500 | 750 | 0 | 126.3 | 120.49 | 5 | 0
2035 | SPP_N_2_MISO_W | SPP_N | MISO_W | Internal | Summer | B9 | 800 | 750 | 0 | 115.62 | 113.23 | 5 | 0
2035 | SPP_N_2_MISO_W | SPP_N | MISO_W | Internal | Summer | B10 | 1262 | 750 | 0 | 113.53 | 106.79 | 5 | 0
2035 | SPP_N_2_MISO_W | SPP_N | MISO_W | Internal | Winter | B16 | 25 | 750 | 0 | 123.45 | 120.93 | 5 | 0
2035 | SPP_N_2_MISO_W | SPP_N | MISO_W | Internal | Winter | B17 | 100 | 750 | 0 | 120.39 | 117.76 | 5 | 0
2035 | SPP_N_2_MISO_W | SPP_N | MISO_W | Internal | Winter | B18 | 400 | 750 | 0 | 120.39 | 117.76 | 5 | 0
2035 | SPP_N_2_MISO_W | SPP_N | MISO_W | Internal | Winter | B19 | 700 | 750 | 0 | 115.46 | 117.76 | 5 | 0
2035 | SPP_N_2_MISO_W | SPP_N | MISO_W | Internal | Winter | B20 | 935 | 750 | 0 | 112.84 | 111.23 | 5 | 0
2035 | SPP_N_2_NE | SPP_N | NE | Internal | Shoulder | B11 | 25 | 330 | 0 | 136.14 | 136.13 | 0.01 | 0
2035 | SPP_N_2_NE | SPP_N | NE | Internal | Shoulder | B12 | 200 | 330 | 382.73 | 117.33 | 120.18 | 0.01 | 2.84
2035 | SPP_N_2_NE | SPP_N | NE | Internal | Shoulder | B13 | 600 | 330 | 330 | 117.19 | 117.56 | 0.01 | 0.36
2035 | SPP_N_2_NE | SPP_N | NE | Internal | Shoulder | B14 | 900 | 330 | 864.09 | 112.37 | 115.23 | 0.01 | 2.84
2035 | SPP_N_2_NE | SPP_N | NE | Internal | Shoulder | B15 | 1203 | 330 | 822.25 | 107.91 | 110.76 | 0.01 | 2.84
2035 | SPP_N_2_NE | SPP_N | NE | Internal | Summer | B1 | 10 | 330 | 4132.88 | 204.59 | 207.44 | 0.01 | 2.84
2035 | SPP_N_2_NE | SPP_N | NE | Internal | Summer | B2 | 25 | 330 | 2050.72 | 209.59 | 212.44 | 0.01 | 2.84
2035 | SPP_N_2_NE | SPP_N | NE | Internal | Summer | B3 | 75 | 330 | 1353.58 | 210.1 | 212.95 | 0.01 | 2.84
2035 | SPP_N_2_NE | SPP_N | NE | Internal | Summer | B4 | 100 | 330 | 2139.67 | 195.79 | 198.64 | 0.01 | 2.84
2035 | SPP_N_2_NE | SPP_N | NE | Internal | Summer | B5 | 200 | 330 | 1949.28 | 151.21 | 154.06 | 0.01 | 2.84
2035 | SPP_N_2_NE | SPP_N | NE | Internal | Summer | B6 | 300 | 330 | 410.21 | 139.52 | 142.37 | 0.01 | 2.84
2035 | SPP_N_2_NE | SPP_N | NE | Internal | Summer | B7 | 400 | 330 | 293.33 | 134.61 | 134.62 | 0.01 | 0
2035 | SPP_N_2_NE | SPP_N | NE | Internal | Summer | B8 | 500 | 330 | 0 | 126.3 | 126.29 | 0.01 | 0
2035 | SPP_N_2_NE | SPP_N | NE | Internal | Summer | B9 | 800 | 330 | 330 | 115.62 | 115.87 | 0.01 | 0.24
2035 | SPP_N_2_NE | SPP_N | NE | Internal | Summer | B10 | 1262 | 330 | 330 | 113.53 | 113.79 | 0.01 | 0.25
2035 | SPP_N_2_NE | SPP_N | NE | Internal | Winter | B16 | 25 | 330 | 344.52 | 123.45 | 126.3 | 0.01 | 2.84
2035 | SPP_N_2_NE | SPP_N | NE | Internal | Winter | B17 | 100 | 330 | 330 | 120.39 | 120.83 | 0.01 | 0.42
2035 | SPP_N_2_NE | SPP_N | NE | Internal | Winter | B18 | 400 | 330 | 330 | 120.39 | 120.83 | 0.01 | 0.42
2035 | SPP_N_2_NE | SPP_N | NE | Internal | Winter | B19 | 700 | 330 | 1023.99 | 115.46 | 118.32 | 0.01 | 2.84
2035 | SPP_N_2_NE | SPP_N | NE | Internal | Winter | B20 | 935 | 330 | 1011.67 | 112.84 | 115.69 | 0.01 | 2.84
2035 | SPP_N_2_SPP_S | SPP_N | SPP_S | Internal | Shoulder | B11 | 25 | 4000 | 1827.42 | 136.14 | 136.15 | 0.01 | 0
2035 | SPP_N_2_SPP_S | SPP_N | SPP_S | Internal | Shoulder | B12 | 200 | 4000 | 0 | 117.33 | 117.32 | 0.01 | 0
2035 | SPP_N_2_SPP_S | SPP_N | SPP_S | Internal | Shoulder | B13 | 600 | 4000 | 2191.47 | 117.19 | 117.21 | 0.01 | 0
2035 | SPP_N_2_SPP_S | SPP_N | SPP_S | Internal | Shoulder | B14 | 900 | 4000 | 531.62 | 112.37 | 112.39 | 0.01 | 0
2035 | SPP_N_2_SPP_S | SPP_N | SPP_S | Internal | Shoulder | B15 | 1203 | 4000 | 0 | 107.91 | 107.9 | 0.01 | 0
2035 | SPP_N_2_SPP_S | SPP_N | SPP_S | Internal | Summer | B1 | 10 | 4000 | 0 | 204.59 | 201.95 | 0.01 | 0
2035 | SPP_N_2_SPP_S | SPP_N | SPP_S | Internal | Summer | B2 | 25 | 4000 | 0 | 209.59 | 206.95 | 0.01 | 0
2035 | SPP_N_2_SPP_S | SPP_N | SPP_S | Internal | Summer | B3 | 75 | 4000 | 0 | 210.1 | 207.45 | 0.01 | 0
2035 | SPP_N_2_SPP_S | SPP_N | SPP_S | Internal | Summer | B4 | 100 | 4000 | 0 | 195.79 | 193.14 | 0.01 | 0
2035 | SPP_N_2_SPP_S | SPP_N | SPP_S | Internal | Summer | B5 | 200 | 4000 | 0 | 151.21 | 148.56 | 0.01 | 0
2035 | SPP_N_2_SPP_S | SPP_N | SPP_S | Internal | Summer | B6 | 300 | 4000 | 511.09 | 139.52 | 139.53 | 0.01 | 0
2035 | SPP_N_2_SPP_S | SPP_N | SPP_S | Internal | Summer | B7 | 400 | 4000 | 1017.66 | 134.61 | 134.62 | 0.01 | 0
2035 | SPP_N_2_SPP_S | SPP_N | SPP_S | Internal | Summer | B8 | 500 | 4000 | 3609.18 | 126.3 | 126.31 | 0.01 | 0
2035 | SPP_N_2_SPP_S | SPP_N | SPP_S | Internal | Summer | B9 | 800 | 4000 | 991.8 | 115.62 | 115.63 | 0.01 | 0
2035 | SPP_N_2_SPP_S | SPP_N | SPP_S | Internal | Summer | B10 | 1262 | 4000 | 3718.91 | 113.53 | 113.54 | 0.01 | 0
2035 | SPP_N_2_SPP_S | SPP_N | SPP_S | Internal | Winter | B16 | 25 | 4000 | 1214.64 | 123.45 | 123.46 | 0.01 | 0
2035 | SPP_N_2_SPP_S | SPP_N | SPP_S | Internal | Winter | B17 | 100 | 4000 | 2984.19 | 120.39 | 120.41 | 0.01 | 0
2035 | SPP_N_2_SPP_S | SPP_N | SPP_S | Internal | Winter | B18 | 400 | 4000 | 2905.28 | 120.39 | 120.41 | 0.01 | 0
2035 | SPP_N_2_SPP_S | SPP_N | SPP_S | Internal | Winter | B19 | 700 | 4000 | 2083.97 | 115.46 | 115.48 | 0.01 | 0
2035 | SPP_N_2_SPP_S | SPP_N | SPP_S | Internal | Winter | B20 | 935 | 4000 | 1209.32 | 112.84 | 112.86 | 0.01 | 0
2035 | SPP_S_2_ENT | SPP_S | ENT | Internal | Shoulder | B11 | 25 | 850 | 0 | 136.15 | 136.37 | 5 | 0
2035 | SPP_S_2_ENT | SPP_S | ENT | Internal | Shoulder | B12 | 200 | 850 | 850 | 117.32 | 122.33 | 5 | 0.01
2035 | SPP_S_2_ENT | SPP_S | ENT | Internal | Shoulder | B13 | 600 | 850 | 0 | 117.21 | 118.33 | 5 | 0
2035 | SPP_S_2_ENT | SPP_S | ENT | Internal | Shoulder | B14 | 900 | 850 | 429.56 | 112.39 | 117.39 | 5 | 0
2035 | SPP_S_2_ENT | SPP_S | ENT | Internal | Shoulder | B15 | 1203 | 850 | 850 | 107.9 | 117.39 | 5 | 4.48
2035 | SPP_S_2_ENT | SPP_S | ENT | Internal | Summer | B1 | 10 | 850 | 4700.34 | 201.95 | 212.31 | 5 | 5.36
2035 | SPP_S_2_ENT | SPP_S | ENT | Internal | Summer | B2 | 25 | 850 | 850 | 206.95 | 214.94 | 5 | 2.99
2035 | SPP_S_2_ENT | SPP_S | ENT | Internal | Summer | B3 | 75 | 850 | 850 | 207.45 | 214.94 | 5 | 2.48
2035 | SPP_S_2_ENT | SPP_S | ENT | Internal | Summer | B4 | 100 | 850 | 120.96 | 193.14 | 198.14 | 5 | 0
2035 | SPP_S_2_ENT | SPP_S | ENT | Internal | Summer | B5 | 200 | 850 | 0 | 148.56 | 150.8 | 5 | 0
2035 | SPP_S_2_ENT | SPP_S | ENT | Internal | Summer | B6 | 300 | 850 | 0 | 139.53 | 134.59 | 5 | 0
2035 | SPP_S_2_ENT | SPP_S | ENT | Internal | Summer | B7 | 400 | 850 | 0 | 134.62 | 134.59 | 5 | 0
2035 | SPP_S_2_ENT | SPP_S | ENT | Internal | Summer | B8 | 500 | 850 | 0 | 126.31 | 127.93 | 5 | 0
2035 | SPP_S_2_ENT | SPP_S | ENT | Internal | Summer | B9 | 800 | 850 | 0 | 115.63 | 115.88 | 5 | 0
2035 | SPP_S_2_ENT | SPP_S | ENT | Internal | Summer | B10 | 1262 | 850 | 0 | 113.54 | 115.88 | 5 | 0
2035 | SPP_S_2_ENT | SPP_S | ENT | Internal | Winter | B16 | 25 | 850 | 783.63 | 123.46 | 128.46 | 5 | 0
2035 | SPP_S_2_ENT | SPP_S | ENT | Internal | Winter | B17 | 100 | 850 | 0 | 120.41 | 125.39 | 5 | 0
2035 | SPP_S_2_ENT | SPP_S | ENT | Internal | Winter | B18 | 400 | 850 | 0 | 120.41 | 120.46 | 5 | 0
2035 | SPP_S_2_ENT | SPP_S | ENT | Internal | Winter | B19 | 700 | 850 | 0 | 115.48 | 120.46 | 5 | 0
2035 | SPP_S_2_ENT | SPP_S | ENT | Internal | Winter | B20 | 935 | 850 | 850 | 112.86 | 120.46 | 5 | 2.61
2035 | SPP_S_2_SPP_N | SPP_S | SPP_N | Internal | Shoulder | B11 | 25 | 640 | 0 | 136.15 | 136.14 | 0.01 | 0
2035 | SPP_S_2_SPP_N | SPP_S | SPP_N | Internal | Shoulder | B12 | 200 | 640 | 298.27 | 117.32 | 117.33 | 0.01 | 0
2035 | SPP_S_2_SPP_N | SPP_S | SPP_N | Internal | Shoulder | B13 | 600 | 640 | 0 | 117.21 | 117.19 | 0.01 | 0
2035 | SPP_S_2_SPP_N | SPP_S | SPP_N | Internal | Shoulder | B14 | 900 | 640 | 0 | 112.39 | 112.37 | 0.01 | 0
2035 | SPP_S_2_SPP_N | SPP_S | SPP_N | Internal | Shoulder | B15 | 1203 | 640 | 476.66 | 107.9 | 107.91 | 0.01 | 0
2035 | SPP_S_2_SPP_N | SPP_S | SPP_N | Internal | Summer | B1 | 10 | 640 | 6753.07 | 201.95 | 204.59 | 0.01 | 2.63
2035 | SPP_S_2_SPP_N | SPP_S | SPP_N | Internal | Summer | B2 | 25 | 640 | 4247.22 | 206.95 | 209.59 | 0.01 | 2.63
2035 | SPP_S_2_SPP_N | SPP_S | SPP_N | Internal | Summer | B3 | 75 | 640 | 2673.73 | 207.45 | 210.1 | 0.01 | 2.63
2035 | SPP_S_2_SPP_N | SPP_S | SPP_N | Internal | Summer | B4 | 100 | 640 | 2164.27 | 193.14 | 195.79 | 0.01 | 2.63
2035 | SPP_S_2_SPP_N | SPP_S | SPP_N | Internal | Summer | B5 | 200 | 640 | 3064.23 | 148.56 | 151.21 | 0.01 | 2.63
2035 | SPP_S_2_SPP_N | SPP_S | SPP_N | Internal | Summer | B6 | 300 | 640 | 0 | 139.53 | 139.52 | 0.01 | 0
2035 | SPP_S_2_SPP_N | SPP_S | SPP_N | Internal | Summer | B7 | 400 | 640 | 0 | 134.62 | 134.61 | 0.01 | 0
2035 | SPP_S_2_SPP_N | SPP_S | SPP_N | Internal | Summer | B8 | 500 | 640 | 0 | 126.31 | 126.3 | 0.01 | 0
2035 | SPP_S_2_SPP_N | SPP_S | SPP_N | Internal | Summer | B9 | 800 | 640 | 0 | 115.63 | 115.62 | 0.01 | 0
2035 | SPP_S_2_SPP_N | SPP_S | SPP_N | Internal | Summer | B10 | 1262 | 640 | 0 | 113.54 | 113.53 | 0.01 | 0
2035 | SPP_S_2_SPP_N | SPP_S | SPP_N | Internal | Winter | B16 | 25 | 640 | 0 | 123.46 | 123.45 | 0.01 | 0
2035 | SPP_S_2_SPP_N | SPP_S | SPP_N | Internal | Winter | B17 | 100 | 640 | 0 | 120.41 | 120.39 | 0.01 | 0
2035 | SPP_S_2_SPP_N | SPP_S | SPP_N | Internal | Winter | B18 | 400 | 640 | 0 | 120.41 | 120.39 | 0.01 | 0
2035 | SPP_S_2_SPP_N | SPP_S | SPP_N | Internal | Winter | B19 | 700 | 640 | 0 | 115.48 | 115.46 | 0.01 | 0
2035 | SPP_S_2_SPP_N | SPP_S | SPP_N | Internal | Winter | B20 | 935 | 640 | 0 | 112.86 | 112.84 | 0.01 | 0
2035 | TVA_2_ENT | TVA | ENT | Internal | Shoulder | B11 | 25 | 500 | 0 | 137.82 | 136.37 | 9 | 0
2035 | TVA_2_ENT | TVA | ENT | Internal | Shoulder | B12 | 200 | 500 | 0 | 118.6 | 122.33 | 9 | 0
2035 | TVA_2_ENT | TVA | ENT | Internal | Shoulder | B13 | 600 | 500 | 0 | 118.6 | 118.33 | 9 | 0
2035 | TVA_2_ENT | TVA | ENT | Internal | Shoulder | B14 | 900 | 500 | 0 | 118.6 | 117.39 | 9 | 0
2035 | TVA_2_ENT | TVA | ENT | Internal | Shoulder | B15 | 1203 | 500 | 0 | 118.6 | 117.39 | 9 | 0
2035 | TVA_2_ENT | TVA | ENT | Internal | Summer | B1 | 10 | 500 | 0 | 220.46 | 212.31 | 9 | 0
2035 | TVA_2_ENT | TVA | ENT | Internal | Summer | B2 | 25 | 500 | 0 | 220.47 | 214.94 | 9 | 0
2035 | TVA_2_ENT | TVA | ENT | Internal | Summer | B3 | 75 | 500 | 0 | 218.61 | 214.94 | 9 | 0
2035 | TVA_2_ENT | TVA | ENT | Internal | Summer | B4 | 100 | 500 | 0 | 194.9 | 198.14 | 9 | 0
2035 | TVA_2_ENT | TVA | ENT | Internal | Summer | B5 | 200 | 500 | 0 | 158.81 | 150.8 | 9 | 0
2035 | TVA_2_ENT | TVA | ENT | Internal | Summer | B6 | 300 | 500 | 0 | 126.2 | 134.59 | 9 | 0
2035 | TVA_2_ENT | TVA | ENT | Internal | Summer | B7 | 400 | 500 | 500 | 117.33 | 134.59 | 9 | 8.26
2035 | TVA_2_ENT | TVA | ENT | Internal | Summer | B8 | 500 | 500 | 500 | 117.33 | 127.93 | 9 | 1.6
2035 | TVA_2_ENT | TVA | ENT | Internal | Summer | B9 | 800 | 500 | 0 | 117.33 | 115.88 | 9 | 0
2035 | TVA_2_ENT | TVA | ENT | Internal | Summer | B10 | 1262 | 500 | 0 | 117.33 | 115.88 | 9 | 0
2035 | TVA_2_ENT | TVA | ENT | Internal | Winter | B16 | 25 | 500 | 0 | 135.56 | 128.46 | 9 | 0
2035 | TVA_2_ENT | TVA | ENT | Internal | Winter | B17 | 100 | 500 | 0 | 121.38 | 125.39 | 9 | 0
2035 | TVA_2_ENT | TVA | ENT | Internal | Winter | B18 | 400 | 500 | 0 | 121.38 | 120.46 | 9 | 0
2035 | TVA_2_ENT | TVA | ENT | Internal | Winter | B19 | 700 | 500 | 0 | 121.38 | 120.46 | 9 | 0
2035 | TVA_2_ENT | TVA | ENT | Internal | Winter | B20 | 935 | 500 | 0 | 121.38 | 120.46 | 9 | 0
2035 | TVA_2_MISO_MO-IL | TVA | MISO_MO-IL | Internal | Shoulder | B11 | 25 | 50 | 0 | 137.82 | 135.44 | 9 | 0
2035 | TVA_2_MISO_MO-IL | TVA | MISO_MO-IL | Internal | Shoulder | B12 | 200 | 50 | 0 | 118.6 | 122.33 | 9 | 0
2035 | TVA_2_MISO_MO-IL | TVA | MISO_MO-IL | Internal | Shoulder | B13 | 600 | 50 | 0 | 118.6 | 114.86 | 9 | 0
2035 | TVA_2_MISO_MO-IL | TVA | MISO_MO-IL | Internal | Shoulder | B14 | 900 | 50 | 0 | 118.6 | 114.86 | 9 | 0
2035 | TVA_2_MISO_MO-IL | TVA | MISO_MO-IL | Internal | Shoulder | B15 | 1203 | 50 | 0 | 118.6 | 114.83 | 9 | 0
2035 | TVA_2_MISO_MO-IL | TVA | MISO_MO-IL | Internal | Summer | B1 | 10 | 50 | 0 | 220.46 | 212.46 | 9 | 0
2035 | TVA_2_MISO_MO-IL | TVA | MISO_MO-IL | Internal | Summer | B2 | 25 | 50 | 0 | 220.47 | 212.46 | 9 | 0
2035 | TVA_2_MISO_MO-IL | TVA | MISO_MO-IL | Internal | Summer | B3 | 75 | 50 | 0 | 218.61 | 212.96 | 9 | 0
2035 | TVA_2_MISO_MO-IL | TVA | MISO_MO-IL | Internal | Summer | B4 | 100 | 50 | 0 | 194.9 | 199.87 | 9 | 0
2035 | TVA_2_MISO_MO-IL | TVA | MISO_MO-IL | Internal | Summer | B5 | 200 | 50 | 0 | 158.81 | 156.21 | 9 | 0
2035 | TVA_2_MISO_MO-IL | TVA | MISO_MO-IL | Internal | Summer | B6 | 300 | 50 | 50 | 126.2 | 141.03 | 9 | 5.84
2035 | TVA_2_MISO_MO-IL | TVA | MISO_MO-IL | Internal | Summer | B7 | 400 | 50 | 50 | 117.33 | 133.63 | 9 | 7.31
2035 | TVA_2_MISO_MO-IL | TVA | MISO_MO-IL | Internal | Summer | B8 | 500 | 50 | 0 | 117.33 | 120.5 | 9 | 0
2035 | TVA_2_MISO_MO-IL | TVA | MISO_MO-IL | Internal | Summer | B9 | 800 | 50 | 0 | 117.33 | 113.41 | 9 | 0
2035 | TVA_2_MISO_MO-IL | TVA | MISO_MO-IL | Internal | Summer | B10 | 1262 | 50 | 0 | 117.33 | 113.41 | 9 | 0
2035 | TVA_2_MISO_MO-IL | TVA | MISO_MO-IL | Internal | Winter | B16 | 25 | 50 | 0 | 135.56 | 127.55 | 9 | 0
2035 | TVA_2_MISO_MO-IL | TVA | MISO_MO-IL | Internal | Winter | B17 | 100 | 50 | 0 | 121.38 | 124.37 | 9 | 0
2035 | TVA_2_MISO_MO-IL | TVA | MISO_MO-IL | Internal | Winter | B18 | 400 | 50 | 0 | 121.38 | 119.25 | 9 | 0
2035 | TVA_2_MISO_MO-IL | TVA | MISO_MO-IL | Internal | Winter | B19 | 700 | 50 | 0 | 121.38 | 117.88 | 9 | 0
2035 | TVA_2_MISO_MO-IL | TVA | MISO_MO-IL | Internal | Winter | B20 | 935 | 50 | 0 | 121.38 | 117.84 | 9 | 0
2035 | TVA_2_NonRTO_Midwest | TVA | NonRTO_Midwest | Internal | Shoulder | B11 | 25 | 100 | 0 | 137.82 | 141.23 | 9 | 0
2035 | TVA_2_NonRTO_Midwest | TVA | NonRTO_Midwest | Internal | Shoulder | B12 | 200 | 100 | 0 | 118.6 | 124.28 | 9 | 0
2035 | TVA_2_NonRTO_Midwest | TVA | NonRTO_Midwest | Internal | Shoulder | B13 | 600 | 100 | 0 | 118.6 | 118.54 | 9 | 0
2035 | TVA_2_NonRTO_Midwest | TVA | NonRTO_Midwest | Internal | Shoulder | B14 | 900 | 100 | 0 | 118.6 | 118.54 | 9 | 0
2035 | TVA_2_NonRTO_Midwest | TVA | NonRTO_Midwest | Internal | Shoulder | B15 | 1203 | 100 | 0 | 118.6 | 118.54 | 9 | 0
2035 | TVA_2_NonRTO_Midwest | TVA | NonRTO_Midwest | Internal | Summer | B1 | 10 | 100 | 0 | 220.46 | 219.93 | 9 | 0
2035 | TVA_2_NonRTO_Midwest | TVA | NonRTO_Midwest | Internal | Summer | B2 | 25 | 100 | 0 | 220.47 | 219.93 | 9 | 0
2035 | TVA_2_NonRTO_Midwest | TVA | NonRTO_Midwest | Internal | Summer | B3 | 75 | 100 | 0 | 218.61 | 218.6 | 9 | 0
2035 | TVA_2_NonRTO_Midwest | TVA | NonRTO_Midwest | Internal | Summer | B4 | 100 | 100 | 0 | 194.9 | 203.89 | 9 | 0
2035 | TVA_2_NonRTO_Midwest | TVA | NonRTO_Midwest | Internal | Summer | B5 | 200 | 100 | 0 | 158.81 | 150.8 | 9 | 0
2035 | TVA_2_NonRTO_Midwest | TVA | NonRTO_Midwest | Internal | Summer | B6 | 300 | 100 | 0 | 126.2 | 129.13 | 9 | 0
2035 | TVA_2_NonRTO_Midwest | TVA | NonRTO_Midwest | Internal | Summer | B7 | 400 | 100 | 0 | 117.33 | 121.73 | 9 | 0
2035 | TVA_2_NonRTO_Midwest | TVA | NonRTO_Midwest | Internal | Summer | B8 | 500 | 100 | 0 | 117.33 | 117.03 | 9 | 0
2035 | TVA_2_NonRTO_Midwest | TVA | NonRTO_Midwest | Internal | Summer | B9 | 800 | 100 | 0 | 117.33 | 117.03 | 9 | 0
2035 | TVA_2_NonRTO_Midwest | TVA | NonRTO_Midwest | Internal | Summer | B10 | 1262 | 100 | 0 | 117.33 | 117.03 | 9 | 0
2035 | TVA_2_NonRTO_Midwest | TVA | NonRTO_Midwest | Internal | Winter | B16 | 25 | 100 | 0 | 135.56 | 135.54 | 9 | 0
2035 | TVA_2_NonRTO_Midwest | TVA | NonRTO_Midwest | Internal | Winter | B17 | 100 | 100 | 100 | 121.38 | 131.09 | 9 | 0.72
2035 | TVA_2_NonRTO_Midwest | TVA | NonRTO_Midwest | Internal | Winter | B18 | 400 | 100 | 0 | 121.38 | 121.86 | 9 | 0
2035 | TVA_2_NonRTO_Midwest | TVA | NonRTO_Midwest | Internal | Winter | B19 | 700 | 100 | 0 | 121.38 | 121.86 | 9 | 0
2035 | TVA_2_NonRTO_Midwest | TVA | NonRTO_Midwest | Internal | Winter | B20 | 935 | 100 | 0 | 121.38 | 121.86 | 9 | 0
2035 | TVA_2_PJM_ROR | TVA | PJM_ROR | Internal | Shoulder | B11 | 25 | 500 | 0 | 137.82 | 133.31 | 9 | 0
2035 | TVA_2_PJM_ROR | TVA | PJM_ROR | Internal | Shoulder | B12 | 200 | 500 | 500 | 118.6 | 128.07 | 9 | 0.47
2035 | TVA_2_PJM_ROR | TVA | PJM_ROR | Internal | Shoulder | B13 | 600 | 500 | 0 | 118.6 | 117.39 | 9 | 0
2035 | TVA_2_PJM_ROR | TVA | PJM_ROR | Internal | Shoulder | B14 | 900 | 500 | 0 | 118.6 | 116.85 | 9 | 0
2035 | TVA_2_PJM_ROR | TVA | PJM_ROR | Internal | Shoulder | B15 | 1203 | 500 | 0 | 118.6 | 114.79 | 9 | 0
2035 | TVA_2_PJM_ROR | TVA | PJM_ROR | Internal | Summer | B1 | 10 | 500 | 0 | 220.46 | 214.44 | 9 | 0
2035 | TVA_2_PJM_ROR | TVA | PJM_ROR | Internal | Summer | B2 | 25 | 500 | 0 | 220.47 | 214.44 | 9 | 0
2035 | TVA_2_PJM_ROR | TVA | PJM_ROR | Internal | Summer | B3 | 75 | 500 | 0 | 218.61 | 212.6 | 9 | 0
2035 | TVA_2_PJM_ROR | TVA | PJM_ROR | Internal | Summer | B4 | 100 | 500 | 0 | 194.9 | 197.97 | 9 | 0
2035 | TVA_2_PJM_ROR | TVA | PJM_ROR | Internal | Summer | B5 | 200 | 500 | 0 | 158.81 | 158.2 | 9 | 0
2035 | TVA_2_PJM_ROR | TVA | PJM_ROR | Internal | Summer | B6 | 300 | 500 | 500 | 126.2 | 140.27 | 9 | 5.07
2035 | TVA_2_PJM_ROR | TVA | PJM_ROR | Internal | Summer | B7 | 400 | 500 | 500 | 117.33 | 134 | 9 | 7.67
2035 | TVA_2_PJM_ROR | TVA | PJM_ROR | Internal | Summer | B8 | 500 | 500 | 59.32 | 117.33 | 126.33 | 9 | 0
2035 | TVA_2_PJM_ROR | TVA | PJM_ROR | Internal | Summer | B9 | 800 | 500 | 0 | 117.33 | 115.41 | 9 | 0
2035 | TVA_2_PJM_ROR | TVA | PJM_ROR | Internal | Summer | B10 | 1262 | 500 | 0 | 117.33 | 113.16 | 9 | 0
2035 | TVA_2_PJM_ROR | TVA | PJM_ROR | Internal | Winter | B16 | 25 | 500 | 0 | 135.56 | 131.04 | 9 | 0
2035 | TVA_2_PJM_ROR | TVA | PJM_ROR | Internal | Winter | B17 | 100 | 500 | 500 | 121.38 | 137.23 | 9 | 6.85
2035 | TVA_2_PJM_ROR | TVA | PJM_ROR | Internal | Winter | B18 | 400 | 500 | 0 | 121.38 | 122.03 | 9 | 0
2035 | TVA_2_PJM_ROR | TVA | PJM_ROR | Internal | Winter | B19 | 700 | 500 | 0 | 121.38 | 119.88 | 9 | 0
2035 | TVA_2_PJM_ROR | TVA | PJM_ROR | Internal | Winter | B20 | 935 | 500 | 0 | 121.38 | 118.29 | 9 | 0
2035 | TVA_2_SOCO | TVA | SOCO | Internal | Shoulder | B11 | 25 | 500 | 0 | 137.82 | 138.57 | 9 | 0
2035 | TVA_2_SOCO | TVA | SOCO | Internal | Shoulder | B12 | 200 | 500 | 0 | 118.6 | 119.26 | 9 | 0
2035 | TVA_2_SOCO | TVA | SOCO | Internal | Shoulder | B13 | 600 | 500 | 0 | 118.6 | 119.26 | 9 | 0
2035 | TVA_2_SOCO | TVA | SOCO | Internal | Shoulder | B14 | 900 | 500 | 0 | 118.6 | 119.26 | 9 | 0
2035 | TVA_2_SOCO | TVA | SOCO | Internal | Shoulder | B15 | 1203 | 500 | 0 | 118.6 | 119.26 | 9 | 0
2035 | TVA_2_SOCO | TVA | SOCO | Internal | Summer | B1 | 10 | 500 | 0 | 220.46 | 222.94 | 9 | 0
2035 | TVA_2_SOCO | TVA | SOCO | Internal | Summer | B2 | 25 | 500 | 0 | 220.47 | 222.94 | 9 | 0
2035 | TVA_2_SOCO | TVA | SOCO | Internal | Summer | B3 | 75 | 500 | 0 | 218.61 | 222.94 | 9 | 0
2035 | TVA_2_SOCO | TVA | SOCO | Internal | Summer | B4 | 100 | 500 | 0 | 194.9 | 188.14 | 9 | 0
2035 | TVA_2_SOCO | TVA | SOCO | Internal | Summer | B5 | 200 | 500 | 0 | 158.81 | 150.71 | 9 | 0
2035 | TVA_2_SOCO | TVA | SOCO | Internal | Summer | B6 | 300 | 500 | 670.56 | 126.2 | 137 | 9 | 1.81
2035 | TVA_2_SOCO | TVA | SOCO | Internal | Summer | B7 | 400 | 500 | 0 | 117.33 | 125.95 | 9 | 0
2035 | TVA_2_SOCO | TVA | SOCO | Internal | Summer | B8 | 500 | 500 | 0 | 117.33 | 117.93 | 9 | 0
2035 | TVA_2_SOCO | TVA | SOCO | Internal | Summer | B9 | 800 | 500 | 0 | 117.33 | 117.93 | 9 | 0
2035 | TVA_2_SOCO | TVA | SOCO | Internal | Summer | B10 | 1262 | 500 | 0 | 117.33 | 117.93 | 9 | 0
2035 | TVA_2_SOCO | TVA | SOCO | Internal | Winter | B16 | 25 | 500 | 0 | 135.56 | 136.46 | 9 | 0
2035 | TVA_2_SOCO | TVA | SOCO | Internal | Winter | B17 | 100 | 500 | 0 | 121.38 | 122.22 | 9 | 0
2035 | TVA_2_SOCO | TVA | SOCO | Internal | Winter | B18 | 400 | 500 | 0 | 121.38 | 122.22 | 9 | 0
2035 | TVA_2_SOCO | TVA | SOCO | Internal | Winter | B19 | 700 | 500 | 0 | 121.38 | 122.22 | 9 | 0
2035 | TVA_2_SOCO | TVA | SOCO | Internal | Winter | B20 | 935 | 500 | 0 | 121.38 | 121.07 | 9 | 0
2035 | TVA_2_VACAR | TVA | VACAR | Internal | Shoulder | B11 | 25 | 150 | 0 | 137.82 | 131.57 | 9 | 0
2035 | TVA_2_VACAR | TVA | VACAR | Internal | Shoulder | B12 | 200 | 150 | 0 | 118.6 | 121.07 | 9 | 0
2035 | TVA_2_VACAR | TVA | VACAR | Internal | Shoulder | B13 | 600 | 150 | 0 | 118.6 | 121.07 | 9 | 0
2035 | TVA_2_VACAR | TVA | VACAR | Internal | Shoulder | B14 | 900 | 150 | 0 | 118.6 | 121.07 | 9 | 0
2035 | TVA_2_VACAR | TVA | VACAR | Internal | Shoulder | B15 | 1203 | 150 | 0 | 118.6 | 118.57 | 9 | 0
2035 | TVA_2_VACAR | TVA | VACAR | Internal | Summer | B1 | 10 | 150 | 0 | 220.46 | 221.76 | 9 | 0
2035 | TVA_2_VACAR | TVA | VACAR | Internal | Summer | B2 | 25 | 150 | 0 | 220.47 | 221.76 | 9 | 0
2035 | TVA_2_VACAR | TVA | VACAR | Internal | Summer | B3 | 75 | 150 | 0 | 218.61 | 218.6 | 9 | 0
2035 | TVA_2_VACAR | TVA | VACAR | Internal | Summer | B4 | 100 | 150 | 0 | 194.9 | 181.14 | 9 | 0
2035 | TVA_2_VACAR | TVA | VACAR | Internal | Summer | B5 | 200 | 150 | 0 | 158.81 | 155.69 | 9 | 0
2035 | TVA_2_VACAR | TVA | VACAR | Internal | Summer | B6 | 300 | 150 | 0 | 126.2 | 130 | 9 | 0
2035 | TVA_2_VACAR | TVA | VACAR | Internal | Summer | B7 | 400 | 150 | 0 | 117.33 | 118.95 | 9 | 0
2035 | TVA_2_VACAR | TVA | VACAR | Internal | Summer | B8 | 500 | 150 | 0 | 117.33 | 118.95 | 9 | 0
2035 | TVA_2_VACAR | TVA | VACAR | Internal | Summer | B9 | 800 | 150 | 0 | 117.33 | 118.95 | 9 | 0
2035 | TVA_2_VACAR | TVA | VACAR | Internal | Summer | B10 | 1262 | 150 | 0 | 117.33 | 118.95 | 9 | 0
2035 | TVA_2_VACAR | TVA | VACAR | Internal | Winter | B16 | 25 | 150 | 0 | 135.56 | 129.46 | 9 | 0
2035 | TVA_2_VACAR | TVA | VACAR | Internal | Winter | B17 | 100 | 150 | 0 | 121.38 | 125.9 | 9 | 0
2035 | TVA_2_VACAR | TVA | VACAR | Internal | Winter | B18 | 400 | 150 | 0 | 121.38 | 125.9 | 9 | 0
2035 | TVA_2_VACAR | TVA | VACAR | Internal | Winter | B19 | 700 | 150 | 0 | 121.38 | 125.88 | 9 | 0
2035 | TVA_2_VACAR | TVA | VACAR | Internal | Winter | B20 | 935 | 150 | 0 | 121.38 | 114.37 | 9 | 0
2035 | TVA_Transmission_2_ENT | TVA_Transmission | ENT | Internal | Shoulder | B11 | 25 | 3000 | 0 | 138.27 | 136.37 | 9 | 0
2035 | TVA_Transmission_2_ENT | TVA_Transmission | ENT | Internal | Shoulder | B12 | 200 | 3000 | 0 | 123.71 | 122.33 | 9 | 0
2035 | TVA_Transmission_2_ENT | TVA_Transmission | ENT | Internal | Shoulder | B13 | 600 | 3000 | 0 | 120.65 | 118.33 | 9 | 0
2035 | TVA_Transmission_2_ENT | TVA_Transmission | ENT | Internal | Shoulder | B14 | 900 | 3000 | 0 | 120.48 | 117.39 | 9 | 0
2035 | TVA_Transmission_2_ENT | TVA_Transmission | ENT | Internal | Shoulder | B15 | 1203 | 3000 | 0 | 119.79 | 117.39 | 9 | 0
2035 | TVA_Transmission_2_ENT | TVA_Transmission | ENT | Internal | Summer | B1 | 10 | 3000 | 0 | 220.44 | 212.31 | 9 | 0
2035 | TVA_Transmission_2_ENT | TVA_Transmission | ENT | Internal | Summer | B2 | 25 | 3000 | 0 | 220.46 | 214.94 | 9 | 0
2035 | TVA_Transmission_2_ENT | TVA_Transmission | ENT | Internal | Summer | B3 | 75 | 3000 | 0 | 218.6 | 214.94 | 9 | 0
2035 | TVA_Transmission_2_ENT | TVA_Transmission | ENT | Internal | Summer | B4 | 100 | 3000 | 0 | 194.89 | 198.14 | 9 | 0
2035 | TVA_Transmission_2_ENT | TVA_Transmission | ENT | Internal | Summer | B5 | 200 | 3000 | 0 | 158.8 | 150.8 | 9 | 0
2035 | TVA_Transmission_2_ENT | TVA_Transmission | ENT | Internal | Summer | B6 | 300 | 3000 | 0 | 134.86 | 134.59 | 9 | 0
2035 | TVA_Transmission_2_ENT | TVA_Transmission | ENT | Internal | Summer | B7 | 400 | 3000 | 0 | 125.8 | 134.59 | 9 | 0
2035 | TVA_Transmission_2_ENT | TVA_Transmission | ENT | Internal | Summer | B8 | 500 | 3000 | 0 | 122.09 | 127.93 | 9 | 0
2035 | TVA_Transmission_2_ENT | TVA_Transmission | ENT | Internal | Summer | B9 | 800 | 3000 | 0 | 119.11 | 115.88 | 9 | 0
2035 | TVA_Transmission_2_ENT | TVA_Transmission | ENT | Internal | Summer | B10 | 1262 | 3000 | 0 | 118.39 | 115.88 | 9 | 0
2035 | TVA_Transmission_2_ENT | TVA_Transmission | ENT | Internal | Winter | B16 | 25 | 3000 | 0 | 135.55 | 128.46 | 9 | 0
2035 | TVA_Transmission_2_ENT | TVA_Transmission | ENT | Internal | Winter | B17 | 100 | 3000 | 0 | 129.25 | 125.39 | 9 | 0
2035 | TVA_Transmission_2_ENT | TVA_Transmission | ENT | Internal | Winter | B18 | 400 | 3000 | 0 | 124.14 | 120.46 | 9 | 0
2035 | TVA_Transmission_2_ENT | TVA_Transmission | ENT | Internal | Winter | B19 | 700 | 3000 | 0 | 123.52 | 120.46 | 9 | 0
2035 | TVA_Transmission_2_ENT | TVA_Transmission | ENT | Internal | Winter | B20 | 935 | 3000 | 0 | 121.37 | 120.46 | 9 | 0
2035 | TVA_Transmission_2_MISO_MO-IL | TVA_Transmission | MISO_MO-IL | Internal | Shoulder | B11 | 25 | 4000 | 0 | 138.27 | 135.44 | 9 | 0
2035 | TVA_Transmission_2_MISO_MO-IL | TVA_Transmission | MISO_MO-IL | Internal | Shoulder | B12 | 200 | 4000 | 0 | 123.71 | 122.33 | 9 | 0
2035 | TVA_Transmission_2_MISO_MO-IL | TVA_Transmission | MISO_MO-IL | Internal | Shoulder | B13 | 600 | 4000 | 0 | 120.65 | 114.86 | 9 | 0
2035 | TVA_Transmission_2_MISO_MO-IL | TVA_Transmission | MISO_MO-IL | Internal | Shoulder | B14 | 900 | 4000 | 0 | 120.48 | 114.86 | 9 | 0
2035 | TVA_Transmission_2_MISO_MO-IL | TVA_Transmission | MISO_MO-IL | Internal | Shoulder | B15 | 1203 | 4000 | 0 | 119.79 | 114.83 | 9 | 0
2035 | TVA_Transmission_2_MISO_MO-IL | TVA_Transmission | MISO_MO-IL | Internal | Summer | B1 | 10 | 4000 | 0 | 220.44 | 212.46 | 9 | 0
2035 | TVA_Transmission_2_MISO_MO-IL | TVA_Transmission | MISO_MO-IL | Internal | Summer | B2 | 25 | 4000 | 0 | 220.46 | 212.46 | 9 | 0
2035 | TVA_Transmission_2_MISO_MO-IL | TVA_Transmission | MISO_MO-IL | Internal | Summer | B3 | 75 | 4000 | 0 | 218.6 | 212.96 | 9 | 0
2035 | TVA_Transmission_2_MISO_MO-IL | TVA_Transmission | MISO_MO-IL | Internal | Summer | B4 | 100 | 4000 | 0 | 194.89 | 199.87 | 9 | 0
2035 | TVA_Transmission_2_MISO_MO-IL | TVA_Transmission | MISO_MO-IL | Internal | Summer | B5 | 200 | 4000 | 0 | 158.8 | 156.21 | 9 | 0
2035 | TVA_Transmission_2_MISO_MO-IL | TVA_Transmission | MISO_MO-IL | Internal | Summer | B6 | 300 | 4000 | 0 | 134.86 | 141.03 | 9 | 0
2035 | TVA_Transmission_2_MISO_MO-IL | TVA_Transmission | MISO_MO-IL | Internal | Summer | B7 | 400 | 4000 | 0 | 125.8 | 133.63 | 9 | 0
2035 | TVA_Transmission_2_MISO_MO-IL | TVA_Transmission | MISO_MO-IL | Internal | Summer | B8 | 500 | 4000 | 0 | 122.09 | 120.5 | 9 | 0
2035 | TVA_Transmission_2_MISO_MO-IL | TVA_Transmission | MISO_MO-IL | Internal | Summer | B9 | 800 | 4000 | 0 | 119.11 | 113.41 | 9 | 0
2035 | TVA_Transmission_2_MISO_MO-IL | TVA_Transmission | MISO_MO-IL | Internal | Summer | B10 | 1262 | 4000 | 0 | 118.39 | 113.41 | 9 | 0
2035 | TVA_Transmission_2_MISO_MO-IL | TVA_Transmission | MISO_MO-IL | Internal | Winter | B16 | 25 | 4000 | 0 | 135.55 | 127.55 | 9 | 0
2035 | TVA_Transmission_2_MISO_MO-IL | TVA_Transmission | MISO_MO-IL | Internal | Winter | B17 | 100 | 4000 | 0 | 129.25 | 124.37 | 9 | 0
2035 | TVA_Transmission_2_MISO_MO-IL | TVA_Transmission | MISO_MO-IL | Internal | Winter | B18 | 400 | 4000 | 0 | 124.14 | 119.25 | 9 | 0
2035 | TVA_Transmission_2_MISO_MO-IL | TVA_Transmission | MISO_MO-IL | Internal | Winter | B19 | 700 | 4000 | 0 | 123.52 | 117.88 | 9 | 0
2035 | TVA_Transmission_2_MISO_MO-IL | TVA_Transmission | MISO_MO-IL | Internal | Winter | B20 | 935 | 4000 | 0 | 121.37 | 117.84 | 9 | 0
2035 | TVA_Transmission_2_NonRTO_Midwest | TVA_Transmission | NonRTO_Midwest | Internal | Shoulder | B11 | 25 | 700 | 0 | 138.27 | 141.23 | 9 | 0
2035 | TVA_Transmission_2_NonRTO_Midwest | TVA_Transmission | NonRTO_Midwest | Internal | Shoulder | B12 | 200 | 700 | 0 | 123.71 | 124.28 | 9 | 0
2035 | TVA_Transmission_2_NonRTO_Midwest | TVA_Transmission | NonRTO_Midwest | Internal | Shoulder | B13 | 600 | 700 | 0 | 120.65 | 118.54 | 9 | 0
2035 | TVA_Transmission_2_NonRTO_Midwest | TVA_Transmission | NonRTO_Midwest | Internal | Shoulder | B14 | 900 | 700 | 0 | 120.48 | 118.54 | 9 | 0
2035 | TVA_Transmission_2_NonRTO_Midwest | TVA_Transmission | NonRTO_Midwest | Internal | Shoulder | B15 | 1203 | 700 | 0 | 119.79 | 118.54 | 9 | 0
2035 | TVA_Transmission_2_NonRTO_Midwest | TVA_Transmission | NonRTO_Midwest | Internal | Summer | B1 | 10 | 700 | 0 | 220.44 | 219.93 | 9 | 0
2035 | TVA_Transmission_2_NonRTO_Midwest | TVA_Transmission | NonRTO_Midwest | Internal | Summer | B2 | 25 | 700 | 0 | 220.46 | 219.93 | 9 | 0
2035 | TVA_Transmission_2_NonRTO_Midwest | TVA_Transmission | NonRTO_Midwest | Internal | Summer | B3 | 75 | 700 | 0 | 218.6 | 218.6 | 9 | 0
2035 | TVA_Transmission_2_NonRTO_Midwest | TVA_Transmission | NonRTO_Midwest | Internal | Summer | B4 | 100 | 700 | 256.89 | 194.89 | 203.89 | 9 | 0
2035 | TVA_Transmission_2_NonRTO_Midwest | TVA_Transmission | NonRTO_Midwest | Internal | Summer | B5 | 200 | 700 | 0 | 158.8 | 150.8 | 9 | 0
2035 | TVA_Transmission_2_NonRTO_Midwest | TVA_Transmission | NonRTO_Midwest | Internal | Summer | B6 | 300 | 700 | 0 | 134.86 | 129.13 | 9 | 0
2035 | TVA_Transmission_2_NonRTO_Midwest | TVA_Transmission | NonRTO_Midwest | Internal | Summer | B7 | 400 | 700 | 0 | 125.8 | 121.73 | 9 | 0
2035 | TVA_Transmission_2_NonRTO_Midwest | TVA_Transmission | NonRTO_Midwest | Internal | Summer | B8 | 500 | 700 | 0 | 122.09 | 117.03 | 9 | 0
2035 | TVA_Transmission_2_NonRTO_Midwest | TVA_Transmission | NonRTO_Midwest | Internal | Summer | B9 | 800 | 700 | 0 | 119.11 | 117.03 | 9 | 0
2035 | TVA_Transmission_2_NonRTO_Midwest | TVA_Transmission | NonRTO_Midwest | Internal | Summer | B10 | 1262 | 700 | 0 | 118.39 | 117.03 | 9 | 0
2035 | TVA_Transmission_2_NonRTO_Midwest | TVA_Transmission | NonRTO_Midwest | Internal | Winter | B16 | 25 | 700 | 0 | 135.55 | 135.54 | 9 | 0
2035 | TVA_Transmission_2_NonRTO_Midwest | TVA_Transmission | NonRTO_Midwest | Internal | Winter | B17 | 100 | 700 | 0 | 129.25 | 131.09 | 9 | 0
2035 | TVA_Transmission_2_NonRTO_Midwest | TVA_Transmission | NonRTO_Midwest | Internal | Winter | B18 | 400 | 700 | 0 | 124.14 | 121.86 | 9 | 0
2035 | TVA_Transmission_2_NonRTO_Midwest | TVA_Transmission | NonRTO_Midwest | Internal | Winter | B19 | 700 | 700 | 0 | 123.52 | 121.86 | 9 | 0
2035 | TVA_Transmission_2_NonRTO_Midwest | TVA_Transmission | NonRTO_Midwest | Internal | Winter | B20 | 935 | 700 | 0 | 121.37 | 121.86 | 9 | 0
2035 | TVA_Transmission_2_PJM_ROR | TVA_Transmission | PJM_ROR | Internal | Shoulder | B11 | 25 | 2000 | 0 | 138.27 | 133.31 | 9 | 0
2035 | TVA_Transmission_2_PJM_ROR | TVA_Transmission | PJM_ROR | Internal | Shoulder | B12 | 200 | 2000 | 0 | 123.71 | 128.07 | 9 | 0
2035 | TVA_Transmission_2_PJM_ROR | TVA_Transmission | PJM_ROR | Internal | Shoulder | B13 | 600 | 2000 | 0 | 120.65 | 117.39 | 9 | 0
2035 | TVA_Transmission_2_PJM_ROR | TVA_Transmission | PJM_ROR | Internal | Shoulder | B14 | 900 | 2000 | 0 | 120.48 | 116.85 | 9 | 0
2035 | TVA_Transmission_2_PJM_ROR | TVA_Transmission | PJM_ROR | Internal | Shoulder | B15 | 1203 | 2000 | 0 | 119.79 | 114.79 | 9 | 0
2035 | TVA_Transmission_2_PJM_ROR | TVA_Transmission | PJM_ROR | Internal | Summer | B1 | 10 | 2000 | 0 | 220.44 | 214.44 | 9 | 0
2035 | TVA_Transmission_2_PJM_ROR | TVA_Transmission | PJM_ROR | Internal | Summer | B2 | 25 | 2000 | 0 | 220.46 | 214.44 | 9 | 0
2035 | TVA_Transmission_2_PJM_ROR | TVA_Transmission | PJM_ROR | Internal | Summer | B3 | 75 | 2000 | 0 | 218.6 | 212.6 | 9 | 0
2035 | TVA_Transmission_2_PJM_ROR | TVA_Transmission | PJM_ROR | Internal | Summer | B4 | 100 | 2000 | 0 | 194.89 | 197.97 | 9 | 0
2035 | TVA_Transmission_2_PJM_ROR | TVA_Transmission | PJM_ROR | Internal | Summer | B5 | 200 | 2000 | 0 | 158.8 | 158.2 | 9 | 0
2035 | TVA_Transmission_2_PJM_ROR | TVA_Transmission | PJM_ROR | Internal | Summer | B6 | 300 | 2000 | 0 | 134.86 | 140.27 | 9 | 0
2035 | TVA_Transmission_2_PJM_ROR | TVA_Transmission | PJM_ROR | Internal | Summer | B7 | 400 | 2000 | 0 | 125.8 | 134 | 9 | 0
2035 | TVA_Transmission_2_PJM_ROR | TVA_Transmission | PJM_ROR | Internal | Summer | B8 | 500 | 2000 | 0 | 122.09 | 126.33 | 9 | 0
2035 | TVA_Transmission_2_PJM_ROR | TVA_Transmission | PJM_ROR | Internal | Summer | B9 | 800 | 2000 | 0 | 119.11 | 115.41 | 9 | 0
2035 | TVA_Transmission_2_PJM_ROR | TVA_Transmission | PJM_ROR | Internal | Summer | B10 | 1262 | 2000 | 0 | 118.39 | 113.16 | 9 | 0
2035 | TVA_Transmission_2_PJM_ROR | TVA_Transmission | PJM_ROR | Internal | Winter | B16 | 25 | 2000 | 0 | 135.55 | 131.04 | 9 | 0
2035 | TVA_Transmission_2_PJM_ROR | TVA_Transmission | PJM_ROR | Internal | Winter | B17 | 100 | 2000 | 0 | 129.25 | 137.23 | 9 | 0
2035 | TVA_Transmission_2_PJM_ROR | TVA_Transmission | PJM_ROR | Internal | Winter | B18 | 400 | 2000 | 0 | 124.14 | 122.03 | 9 | 0
2035 | TVA_Transmission_2_PJM_ROR | TVA_Transmission | PJM_ROR | Internal | Winter | B19 | 700 | 2000 | 0 | 123.52 | 119.88 | 9 | 0
2035 | TVA_Transmission_2_PJM_ROR | TVA_Transmission | PJM_ROR | Internal | Winter | B20 | 935 | 2000 | 0 | 121.37 | 118.29 | 9 | 0
2035 | TVA_Transmission_2_SOCO | TVA_Transmission | SOCO | Internal | Shoulder | B11 | 25 | 3200 | 0 | 138.27 | 138.57 | 9 | 0
2035 | TVA_Transmission_2_SOCO | TVA_Transmission | SOCO | Internal | Shoulder | B12 | 200 | 3200 | 0 | 123.71 | 119.26 | 9 | 0
2035 | TVA_Transmission_2_SOCO | TVA_Transmission | SOCO | Internal | Shoulder | B13 | 600 | 3200 | 0 | 120.65 | 119.26 | 9 | 0
2035 | TVA_Transmission_2_SOCO | TVA_Transmission | SOCO | Internal | Shoulder | B14 | 900 | 3200 | 0 | 120.48 | 119.26 | 9 | 0
2035 | TVA_Transmission_2_SOCO | TVA_Transmission | SOCO | Internal | Shoulder | B15 | 1203 | 3200 | 0 | 119.79 | 119.26 | 9 | 0
2035 | TVA_Transmission_2_SOCO | TVA_Transmission | SOCO | Internal | Summer | B1 | 10 | 3200 | 0 | 220.44 | 222.94 | 9 | 0
2035 | TVA_Transmission_2_SOCO | TVA_Transmission | SOCO | Internal | Summer | B2 | 25 | 3200 | 0 | 220.46 | 222.94 | 9 | 0
2035 | TVA_Transmission_2_SOCO | TVA_Transmission | SOCO | Internal | Summer | B3 | 75 | 3200 | 0 | 218.6 | 222.94 | 9 | 0
2035 | TVA_Transmission_2_SOCO | TVA_Transmission | SOCO | Internal | Summer | B4 | 100 | 3200 | 0 | 194.89 | 188.14 | 9 | 0
2035 | TVA_Transmission_2_SOCO | TVA_Transmission | SOCO | Internal | Summer | B5 | 200 | 3200 | 0 | 158.8 | 150.71 | 9 | 0
2035 | TVA_Transmission_2_SOCO | TVA_Transmission | SOCO | Internal | Summer | B6 | 300 | 3200 | 0 | 134.86 | 137 | 9 | 0
2035 | TVA_Transmission_2_SOCO | TVA_Transmission | SOCO | Internal | Summer | B7 | 400 | 3200 | 0 | 125.8 | 125.95 | 9 | 0
2035 | TVA_Transmission_2_SOCO | TVA_Transmission | SOCO | Internal | Summer | B8 | 500 | 3200 | 0 | 122.09 | 117.93 | 9 | 0
2035 | TVA_Transmission_2_SOCO | TVA_Transmission | SOCO | Internal | Summer | B9 | 800 | 3200 | 0 | 119.11 | 117.93 | 9 | 0
2035 | TVA_Transmission_2_SOCO | TVA_Transmission | SOCO | Internal | Summer | B10 | 1262 | 3200 | 0 | 118.39 | 117.93 | 9 | 0
2035 | TVA_Transmission_2_SOCO | TVA_Transmission | SOCO | Internal | Winter | B16 | 25 | 3200 | 0 | 135.55 | 136.46 | 9 | 0
2035 | TVA_Transmission_2_SOCO | TVA_Transmission | SOCO | Internal | Winter | B17 | 100 | 3200 | 0 | 129.25 | 122.22 | 9 | 0
2035 | TVA_Transmission_2_SOCO | TVA_Transmission | SOCO | Internal | Winter | B18 | 400 | 3200 | 0 | 124.14 | 122.22 | 9 | 0
2035 | TVA_Transmission_2_SOCO | TVA_Transmission | SOCO | Internal | Winter | B19 | 700 | 3200 | 0 | 123.52 | 122.22 | 9 | 0
2035 | TVA_Transmission_2_SOCO | TVA_Transmission | SOCO | Internal | Winter | B20 | 935 | 3200 | 0 | 121.37 | 121.07 | 9 | 0
2035 | TVA_Transmission_2_TVA | TVA_Transmission | TVA | Internal | Shoulder | B11 | 25 | 99999 | 0 | 138.27 | 137.82 | 0.01 | 0
2035 | TVA_Transmission_2_TVA | TVA_Transmission | TVA | Internal | Shoulder | B12 | 200 | 99999 | 0 | 123.71 | 118.6 | 0.01 | 0
2035 | TVA_Transmission_2_TVA | TVA_Transmission | TVA | Internal | Shoulder | B13 | 600 | 99999 | 0 | 120.65 | 118.6 | 0.01 | 0
2035 | TVA_Transmission_2_TVA | TVA_Transmission | TVA | Internal | Shoulder | B14 | 900 | 99999 | 0 | 120.48 | 118.6 | 0.01 | 0
2035 | TVA_Transmission_2_TVA | TVA_Transmission | TVA | Internal | Shoulder | B15 | 1203 | 99999 | 0 | 119.79 | 118.6 | 0.01 | 0
2035 | TVA_Transmission_2_TVA | TVA_Transmission | TVA | Internal | Summer | B1 | 10 | 99999 | 3875.19 | 220.44 | 220.46 | 0.01 | 0
2035 | TVA_Transmission_2_TVA | TVA_Transmission | TVA | Internal | Summer | B2 | 25 | 99999 | 3084.36 | 220.46 | 220.47 | 0.01 | 0
2035 | TVA_Transmission_2_TVA | TVA_Transmission | TVA | Internal | Summer | B3 | 75 | 99999 | 1525.61 | 218.6 | 218.61 | 0.01 | 0
2035 | TVA_Transmission_2_TVA | TVA_Transmission | TVA | Internal | Summer | B4 | 100 | 99999 | 806.69 | 194.89 | 194.9 | 0.01 | 0
2035 | TVA_Transmission_2_TVA | TVA_Transmission | TVA | Internal | Summer | B5 | 200 | 99999 | 77.09 | 158.8 | 158.81 | 0.01 | 0
2035 | TVA_Transmission_2_TVA | TVA_Transmission | TVA | Internal | Summer | B6 | 300 | 99999 | 0 | 134.86 | 126.2 | 0.01 | 0
2035 | TVA_Transmission_2_TVA | TVA_Transmission | TVA | Internal | Summer | B7 | 400 | 99999 | 0 | 125.8 | 117.33 | 0.01 | 0
2035 | TVA_Transmission_2_TVA | TVA_Transmission | TVA | Internal | Summer | B8 | 500 | 99999 | 0 | 122.09 | 117.33 | 0.01 | 0
2035 | TVA_Transmission_2_TVA | TVA_Transmission | TVA | Internal | Summer | B9 | 800 | 99999 | 0 | 119.11 | 117.33 | 0.01 | 0
2035 | TVA_Transmission_2_TVA | TVA_Transmission | TVA | Internal | Summer | B10 | 1262 | 99999 | 0 | 118.39 | 117.33 | 0.01 | 0
2035 | TVA_Transmission_2_TVA | TVA_Transmission | TVA | Internal | Winter | B16 | 25 | 99999 | 417.95 | 135.55 | 135.56 | 0.01 | 0
2035 | TVA_Transmission_2_TVA | TVA_Transmission | TVA | Internal | Winter | B17 | 100 | 99999 | 0 | 129.25 | 121.38 | 0.01 | 0
2035 | TVA_Transmission_2_TVA | TVA_Transmission | TVA | Internal | Winter | B18 | 400 | 99999 | 0 | 124.14 | 121.38 | 0.01 | 0
2035 | TVA_Transmission_2_TVA | TVA_Transmission | TVA | Internal | Winter | B19 | 700 | 99999 | 0 | 123.52 | 121.38 | 0.01 | 0
2035 | TVA_Transmission_2_TVA | TVA_Transmission | TVA | Internal | Winter | B20 | 935 | 99999 | 561.6 | 121.37 | 121.38 | 0.01 | 0
2035 | TVA_Transmission_2_VACAR | TVA_Transmission | VACAR | Internal | Shoulder | B11 | 25 | 900 | 0 | 138.27 | 131.57 | 9 | 0
2035 | TVA_Transmission_2_VACAR | TVA_Transmission | VACAR | Internal | Shoulder | B12 | 200 | 900 | 0 | 123.71 | 121.07 | 9 | 0
2035 | TVA_Transmission_2_VACAR | TVA_Transmission | VACAR | Internal | Shoulder | B13 | 600 | 900 | 0 | 120.65 | 121.07 | 9 | 0
2035 | TVA_Transmission_2_VACAR | TVA_Transmission | VACAR | Internal | Shoulder | B14 | 900 | 900 | 0 | 120.48 | 121.07 | 9 | 0
2035 | TVA_Transmission_2_VACAR | TVA_Transmission | VACAR | Internal | Shoulder | B15 | 1203 | 900 | 0 | 119.79 | 118.57 | 9 | 0
2035 | TVA_Transmission_2_VACAR | TVA_Transmission | VACAR | Internal | Summer | B1 | 10 | 900 | 0 | 220.44 | 221.76 | 9 | 0
2035 | TVA_Transmission_2_VACAR | TVA_Transmission | VACAR | Internal | Summer | B2 | 25 | 900 | 0 | 220.46 | 221.76 | 9 | 0
2035 | TVA_Transmission_2_VACAR | TVA_Transmission | VACAR | Internal | Summer | B3 | 75 | 900 | 0 | 218.6 | 218.6 | 9 | 0
2035 | TVA_Transmission_2_VACAR | TVA_Transmission | VACAR | Internal | Summer | B4 | 100 | 900 | 0 | 194.89 | 181.14 | 9 | 0
2035 | TVA_Transmission_2_VACAR | TVA_Transmission | VACAR | Internal | Summer | B5 | 200 | 900 | 0 | 158.8 | 155.69 | 9 | 0
2035 | TVA_Transmission_2_VACAR | TVA_Transmission | VACAR | Internal | Summer | B6 | 300 | 900 | 0 | 134.86 | 130 | 9 | 0
2035 | TVA_Transmission_2_VACAR | TVA_Transmission | VACAR | Internal | Summer | B7 | 400 | 900 | 0 | 125.8 | 118.95 | 9 | 0
2035 | TVA_Transmission_2_VACAR | TVA_Transmission | VACAR | Internal | Summer | B8 | 500 | 900 | 0 | 122.09 | 118.95 | 9 | 0
2035 | TVA_Transmission_2_VACAR | TVA_Transmission | VACAR | Internal | Summer | B9 | 800 | 900 | 0 | 119.11 | 118.95 | 9 | 0
2035 | TVA_Transmission_2_VACAR | TVA_Transmission | VACAR | Internal | Summer | B10 | 1262 | 900 | 0 | 118.39 | 118.95 | 9 | 0
2035 | TVA_Transmission_2_VACAR | TVA_Transmission | VACAR | Internal | Winter | B16 | 25 | 900 | 0 | 135.55 | 129.46 | 9 | 0
2035 | TVA_Transmission_2_VACAR | TVA_Transmission | VACAR | Internal | Winter | B17 | 100 | 900 | 0 | 129.25 | 125.9 | 9 | 0
2035 | TVA_Transmission_2_VACAR | TVA_Transmission | VACAR | Internal | Winter | B18 | 400 | 900 | 0 | 124.14 | 125.9 | 9 | 0
2035 | TVA_Transmission_2_VACAR | TVA_Transmission | VACAR | Internal | Winter | B19 | 700 | 900 | 0 | 123.52 | 125.88 | 9 | 0
2035 | TVA_Transmission_2_VACAR | TVA_Transmission | VACAR | Internal | Winter | B20 | 935 | 900 | 0 | 121.37 | 114.37 | 9 | 0
2035 | VACAR_2_PJM_ROR | VACAR | PJM_ROR | Internal | Shoulder | B11 | 25 | 2000 | 0 | 131.57 | 133.31 | 7 | 0
2035 | VACAR_2_PJM_ROR | VACAR | PJM_ROR | Internal | Shoulder | B12 | 200 | 2000 | 645.17 | 121.07 | 128.07 | 7 | 0
2035 | VACAR_2_PJM_ROR | VACAR | PJM_ROR | Internal | Shoulder | B13 | 600 | 2000 | 0 | 121.07 | 117.39 | 7 | 0
2035 | VACAR_2_PJM_ROR | VACAR | PJM_ROR | Internal | Shoulder | B14 | 900 | 2000 | 0 | 121.07 | 116.85 | 7 | 0
2035 | VACAR_2_PJM_ROR | VACAR | PJM_ROR | Internal | Shoulder | B15 | 1203 | 2000 | 0 | 118.57 | 114.79 | 7 | 0
2035 | VACAR_2_PJM_ROR | VACAR | PJM_ROR | Internal | Summer | B1 | 10 | 2000 | 0 | 221.76 | 214.44 | 7 | 0
2035 | VACAR_2_PJM_ROR | VACAR | PJM_ROR | Internal | Summer | B2 | 25 | 2000 | 0 | 221.76 | 214.44 | 7 | 0
2035 | VACAR_2_PJM_ROR | VACAR | PJM_ROR | Internal | Summer | B3 | 75 | 2000 | 0 | 218.6 | 212.6 | 7 | 0
2035 | VACAR_2_PJM_ROR | VACAR | PJM_ROR | Internal | Summer | B4 | 100 | 2000 | 2000 | 181.14 | 197.97 | 7 | 9.84
2035 | VACAR_2_PJM_ROR | VACAR | PJM_ROR | Internal | Summer | B5 | 200 | 2000 | 0 | 155.69 | 158.2 | 7 | 0
2035 | VACAR_2_PJM_ROR | VACAR | PJM_ROR | Internal | Summer | B6 | 300 | 2000 | 2000 | 130 | 140.27 | 7 | 3.26
2035 | VACAR_2_PJM_ROR | VACAR | PJM_ROR | Internal | Summer | B7 | 400 | 2000 | 2000 | 118.95 | 134 | 7 | 8.04
2035 | VACAR_2_PJM_ROR | VACAR | PJM_ROR | Internal | Summer | B8 | 500 | 2000 | 2000 | 118.95 | 126.33 | 7 | 0.38
2035 | VACAR_2_PJM_ROR | VACAR | PJM_ROR | Internal | Summer | B9 | 800 | 2000 | 0 | 118.95 | 115.41 | 7 | 0
2035 | VACAR_2_PJM_ROR | VACAR | PJM_ROR | Internal | Summer | B10 | 1262 | 2000 | 0 | 118.95 | 113.16 | 7 | 0
2035 | VACAR_2_PJM_ROR | VACAR | PJM_ROR | Internal | Winter | B16 | 25 | 2000 | 0 | 129.46 | 131.04 | 7 | 0
2035 | VACAR_2_PJM_ROR | VACAR | PJM_ROR | Internal | Winter | B17 | 100 | 2000 | 2000 | 125.9 | 137.23 | 7 | 4.33
2035 | VACAR_2_PJM_ROR | VACAR | PJM_ROR | Internal | Winter | B18 | 400 | 2000 | 0 | 125.9 | 122.03 | 7 | 0
2035 | VACAR_2_PJM_ROR | VACAR | PJM_ROR | Internal | Winter | B19 | 700 | 2000 | 0 | 125.88 | 119.88 | 7 | 0
2035 | VACAR_2_PJM_ROR | VACAR | PJM_ROR | Internal | Winter | B20 | 935 | 2000 | 0 | 114.37 | 118.29 | 7 | 0
2035 | VACAR_2_SOCO | VACAR | SOCO | Internal | Shoulder | B11 | 25 | 3000 | 751.09 | 131.57 | 138.57 | 7 | 0
2035 | VACAR_2_SOCO | VACAR | SOCO | Internal | Shoulder | B12 | 200 | 3000 | 0 | 121.07 | 119.26 | 7 | 0
2035 | VACAR_2_SOCO | VACAR | SOCO | Internal | Shoulder | B13 | 600 | 3000 | 0 | 121.07 | 119.26 | 7 | 0
2035 | VACAR_2_SOCO | VACAR | SOCO | Internal | Shoulder | B14 | 900 | 3000 | 0 | 121.07 | 119.26 | 7 | 0
2035 | VACAR_2_SOCO | VACAR | SOCO | Internal | Shoulder | B15 | 1203 | 3000 | 0 | 118.57 | 119.26 | 7 | 0
2035 | VACAR_2_SOCO | VACAR | SOCO | Internal | Summer | B1 | 10 | 3000 | 0 | 221.76 | 222.94 | 7 | 0
2035 | VACAR_2_SOCO | VACAR | SOCO | Internal | Summer | B2 | 25 | 3000 | 0 | 221.76 | 222.94 | 7 | 0
2035 | VACAR_2_SOCO | VACAR | SOCO | Internal | Summer | B3 | 75 | 3000 | 0 | 218.6 | 222.94 | 7 | 0
2035 | VACAR_2_SOCO | VACAR | SOCO | Internal | Summer | B4 | 100 | 3000 | 688.05 | 181.14 | 188.14 | 7 | 0
2035 | VACAR_2_SOCO | VACAR | SOCO | Internal | Summer | B5 | 200 | 3000 | 0 | 155.69 | 150.71 | 7 | 0
2035 | VACAR_2_SOCO | VACAR | SOCO | Internal | Summer | B6 | 300 | 3000 | 618.76 | 130 | 137 | 7 | 0
2035 | VACAR_2_SOCO | VACAR | SOCO | Internal | Summer | B7 | 400 | 3000 | 2277.54 | 118.95 | 125.95 | 7 | 0
2035 | VACAR_2_SOCO | VACAR | SOCO | Internal | Summer | B8 | 500 | 3000 | 0 | 118.95 | 117.93 | 7 | 0
2035 | VACAR_2_SOCO | VACAR | SOCO | Internal | Summer | B9 | 800 | 3000 | 0 | 118.95 | 117.93 | 7 | 0
2035 | VACAR_2_SOCO | VACAR | SOCO | Internal | Summer | B10 | 1262 | 3000 | 0 | 118.95 | 117.93 | 7 | 0
2035 | VACAR_2_SOCO | VACAR | SOCO | Internal | Winter | B16 | 25 | 3000 | 106.66 | 129.46 | 136.46 | 7 | 0
2035 | VACAR_2_SOCO | VACAR | SOCO | Internal | Winter | B17 | 100 | 3000 | 0 | 125.9 | 122.22 | 7 | 0
2035 | VACAR_2_SOCO | VACAR | SOCO | Internal | Winter | B18 | 400 | 3000 | 0 | 125.9 | 122.22 | 7 | 0
2035 | VACAR_2_SOCO | VACAR | SOCO | Internal | Winter | B19 | 700 | 3000 | 0 | 125.88 | 122.22 | 7 | 0
2035 | VACAR_2_SOCO | VACAR | SOCO | Internal | Winter | B20 | 935 | 3000 | 0 | 114.37 | 121.07 | 7 | 0
2035 | VACAR_2_TVA_Transmission | VACAR | TVA_Transmission | Internal | Shoulder | B11 | 25 | 900 | 0 | 131.57 | 138.27 | 7 | 0
2035 | VACAR_2_TVA_Transmission | VACAR | TVA_Transmission | Internal | Shoulder | B12 | 200 | 900 | 0 | 121.07 | 123.71 | 7 | 0
2035 | VACAR_2_TVA_Transmission | VACAR | TVA_Transmission | Internal | Shoulder | B13 | 600 | 900 | 0 | 121.07 | 120.65 | 7 | 0
2035 | VACAR_2_TVA_Transmission | VACAR | TVA_Transmission | Internal | Shoulder | B14 | 900 | 900 | 0 | 121.07 | 120.48 | 7 | 0
2035 | VACAR_2_TVA_Transmission | VACAR | TVA_Transmission | Internal | Shoulder | B15 | 1203 | 900 | 0 | 118.57 | 119.79 | 7 | 0
2035 | VACAR_2_TVA_Transmission | VACAR | TVA_Transmission | Internal | Summer | B1 | 10 | 900 | 0 | 221.76 | 220.44 | 7 | 0
2035 | VACAR_2_TVA_Transmission | VACAR | TVA_Transmission | Internal | Summer | B2 | 25 | 900 | 0 | 221.76 | 220.46 | 7 | 0
2035 | VACAR_2_TVA_Transmission | VACAR | TVA_Transmission | Internal | Summer | B3 | 75 | 900 | 0 | 218.6 | 218.6 | 7 | 0
2035 | VACAR_2_TVA_Transmission | VACAR | TVA_Transmission | Internal | Summer | B4 | 100 | 900 | 1063.58 | 181.14 | 194.89 | 7 | 6.75
2035 | VACAR_2_TVA_Transmission | VACAR | TVA_Transmission | Internal | Summer | B5 | 200 | 900 | 0 | 155.69 | 158.8 | 7 | 0
2035 | VACAR_2_TVA_Transmission | VACAR | TVA_Transmission | Internal | Summer | B6 | 300 | 900 | 0 | 130 | 134.86 | 7 | 0
2035 | VACAR_2_TVA_Transmission | VACAR | TVA_Transmission | Internal | Summer | B7 | 400 | 900 | 0 | 118.95 | 125.8 | 7 | 0
2035 | VACAR_2_TVA_Transmission | VACAR | TVA_Transmission | Internal | Summer | B8 | 500 | 900 | 0 | 118.95 | 122.09 | 7 | 0
2035 | VACAR_2_TVA_Transmission | VACAR | TVA_Transmission | Internal | Summer | B9 | 800 | 900 | 0 | 118.95 | 119.11 | 7 | 0
2035 | VACAR_2_TVA_Transmission | VACAR | TVA_Transmission | Internal | Summer | B10 | 1262 | 900 | 0 | 118.95 | 118.39 | 7 | 0
2035 | VACAR_2_TVA_Transmission | VACAR | TVA_Transmission | Internal | Winter | B16 | 25 | 900 | 0 | 129.46 | 135.55 | 7 | 0
2035 | VACAR_2_TVA_Transmission | VACAR | TVA_Transmission | Internal | Winter | B17 | 100 | 900 | 0 | 125.9 | 129.25 | 7 | 0
2035 | VACAR_2_TVA_Transmission | VACAR | TVA_Transmission | Internal | Winter | B18 | 400 | 900 | 0 | 125.9 | 124.14 | 7 | 0
2035 | VACAR_2_TVA_Transmission | VACAR | TVA_Transmission | Internal | Winter | B19 | 700 | 900 | 0 | 125.88 | 123.52 | 7 | 0
2035 | VACAR_2_TVA_Transmission | VACAR | TVA_Transmission | Internal | Winter | B20 | 935 | 900 | 561.6 | 114.37 | 121.37 | 7 | 0
2040 | ENT_2_MISO_MO-IL | ENT | MISO_MO-IL | Internal | Shoulder | B11 | 25 | 2260 | 0 | 166.59 | 158.59 | 8 | 0
2040 | ENT_2_MISO_MO-IL | ENT | MISO_MO-IL | Internal | Shoulder | B12 | 200 | 2260 | 0 | 156.63 | 153.9 | 8 | 0
2040 | ENT_2_MISO_MO-IL | ENT | MISO_MO-IL | Internal | Shoulder | B13 | 600 | 2260 | 0 | 156.63 | 153.27 | 8 | 0
2040 | ENT_2_MISO_MO-IL | ENT | MISO_MO-IL | Internal | Shoulder | B14 | 900 | 2260 | 0 | 141.24 | 147.51 | 8 | 0
2040 | ENT_2_MISO_MO-IL | ENT | MISO_MO-IL | Internal | Shoulder | B15 | 1203 | 2260 | 2171.18 | 79.17 | 87.17 | 8 | 0
2040 | ENT_2_MISO_MO-IL | ENT | MISO_MO-IL | Internal | Summer | B1 | 10 | 2260 | 0 | 276.36 | 284.23 | 8 | 0
2040 | ENT_2_MISO_MO-IL | ENT | MISO_MO-IL | Internal | Summer | B2 | 25 | 2260 | 0 | 288 | 284.23 | 8 | 0
2040 | ENT_2_MISO_MO-IL | ENT | MISO_MO-IL | Internal | Summer | B3 | 75 | 2260 | 0 | 282.18 | 284.23 | 8 | 0
2040 | ENT_2_MISO_MO-IL | ENT | MISO_MO-IL | Internal | Summer | B4 | 100 | 2260 | 0 | 191.57 | 190.86 | 8 | 0
2040 | ENT_2_MISO_MO-IL | ENT | MISO_MO-IL | Internal | Summer | B5 | 200 | 2260 | 0 | 180.56 | 182.84 | 8 | 0
2040 | ENT_2_MISO_MO-IL | ENT | MISO_MO-IL | Internal | Summer | B6 | 300 | 2260 | 0 | 173.29 | 173.29 | 8 | 0
2040 | ENT_2_MISO_MO-IL | ENT | MISO_MO-IL | Internal | Summer | B7 | 400 | 2260 | 0 | 169.88 | 163.55 | 8 | 0
2040 | ENT_2_MISO_MO-IL | ENT | MISO_MO-IL | Internal | Summer | B8 | 500 | 2260 | 0 | 154.98 | 155.13 | 8 | 0
2040 | ENT_2_MISO_MO-IL | ENT | MISO_MO-IL | Internal | Summer | B9 | 800 | 2260 | 0 | 154.98 | 152.3 | 8 | 0
2040 | ENT_2_MISO_MO-IL | ENT | MISO_MO-IL | Internal | Summer | B10 | 1262 | 2260 | 542.75 | 94.95 | 102.95 | 8 | 0
2040 | ENT_2_MISO_MO-IL | ENT | MISO_MO-IL | Internal | Winter | B16 | 25 | 2260 | 0 | 161.32 | 156.28 | 8 | 0
2040 | ENT_2_MISO_MO-IL | ENT | MISO_MO-IL | Internal | Winter | B17 | 100 | 2260 | 0 | 160.17 | 155.15 | 8 | 0
2040 | ENT_2_MISO_MO-IL | ENT | MISO_MO-IL | Internal | Winter | B18 | 400 | 2260 | 0 | 157.62 | 154.54 | 8 | 0
2040 | ENT_2_MISO_MO-IL | ENT | MISO_MO-IL | Internal | Winter | B19 | 700 | 2260 | 0 | 142.94 | 150.61 | 8 | 0
2040 | ENT_2_MISO_MO-IL | ENT | MISO_MO-IL | Internal | Winter | B20 | 935 | 2260 | 739.03 | 81.69 | 89.69 | 8 | 0
2040 | ENT_2_SOCO | ENT | SOCO | Internal | Shoulder | B11 | 25 | 2000 | 0 | 166.59 | 167.59 | 8 | 0
2040 | ENT_2_SOCO | ENT | SOCO | Internal | Shoulder | B12 | 200 | 2000 | 0 | 156.63 | 152.96 | 8 | 0
2040 | ENT_2_SOCO | ENT | SOCO | Internal | Shoulder | B13 | 600 | 2000 | 0 | 156.63 | 149.24 | 8 | 0
2040 | ENT_2_SOCO | ENT | SOCO | Internal | Shoulder | B14 | 900 | 2000 | 774.34 | 141.24 | 149.24 | 8 | 0
2040 | ENT_2_SOCO | ENT | SOCO | Internal | Shoulder | B15 | 1203 | 2000 | 0 | 79.17 | 77.94 | 8 | 0
2040 | ENT_2_SOCO | ENT | SOCO | Internal | Summer | B1 | 10 | 2000 | 2000 | 276.36 | 296.81 | 8 | 12.45
2040 | ENT_2_SOCO | ENT | SOCO | Internal | Summer | B2 | 25 | 2000 | 2000 | 288 | 296.81 | 8 | 0.81
2040 | ENT_2_SOCO | ENT | SOCO | Internal | Summer | B3 | 75 | 2000 | 862.28 | 282.18 | 290.18 | 8 | 0
2040 | ENT_2_SOCO | ENT | SOCO | Internal | Summer | B4 | 100 | 2000 | 0 | 191.57 | 183.34 | 8 | 0
2040 | ENT_2_SOCO | ENT | SOCO | Internal | Summer | B5 | 200 | 2000 | 0 | 180.56 | 182.84 | 8 | 0
2040 | ENT_2_SOCO | ENT | SOCO | Internal | Summer | B6 | 300 | 2000 | 0 | 173.29 | 163.96 | 8 | 0
2040 | ENT_2_SOCO | ENT | SOCO | Internal | Summer | B7 | 400 | 2000 | 0 | 169.88 | 163.96 | 8 | 0
2040 | ENT_2_SOCO | ENT | SOCO | Internal | Summer | B8 | 500 | 2000 | 0 | 154.98 | 157.34 | 8 | 0
2040 | ENT_2_SOCO | ENT | SOCO | Internal | Summer | B9 | 800 | 2000 | 0 | 154.98 | 157.34 | 8 | 0
2040 | ENT_2_SOCO | ENT | SOCO | Internal | Summer | B10 | 1262 | 2000 | 0 | 94.95 | 84.95 | 8 | 0
2040 | ENT_2_SOCO | ENT | SOCO | Internal | Winter | B16 | 25 | 2000 | 1909.69 | 161.32 | 169.32 | 8 | 0
2040 | ENT_2_SOCO | ENT | SOCO | Internal | Winter | B17 | 100 | 2000 | 0 | 160.17 | 160.78 | 8 | 0
2040 | ENT_2_SOCO | ENT | SOCO | Internal | Winter | B18 | 400 | 2000 | 0 | 157.62 | 150.39 | 8 | 0
2040 | ENT_2_SOCO | ENT | SOCO | Internal | Winter | B19 | 700 | 2000 | 0 | 142.94 | 149.38 | 8 | 0
2040 | ENT_2_SOCO | ENT | SOCO | Internal | Winter | B20 | 935 | 2000 | 0 | 81.69 | 80.14 | 8 | 0
2040 | ENT_2_SPP_N | ENT | SPP_N | Internal | Shoulder | B11 | 25 | 1300 | 0 | 166.59 | 161.58 | 8 | 0
2040 | ENT_2_SPP_N | ENT | SPP_N | Internal | Shoulder | B12 | 200 | 1300 | 0 | 156.63 | 152.62 | 8 | 0
2040 | ENT_2_SPP_N | ENT | SPP_N | Internal | Shoulder | B13 | 600 | 1300 | 0 | 156.63 | 148.27 | 8 | 0
2040 | ENT_2_SPP_N | ENT | SPP_N | Internal | Shoulder | B14 | 900 | 1300 | 0 | 141.24 | 131.31 | 8 | 0
2040 | ENT_2_SPP_N | ENT | SPP_N | Internal | Shoulder | B15 | 1203 | 1300 | 0 | 79.17 | 73.5 | 8 | 0
2040 | ENT_2_SPP_N | ENT | SPP_N | Internal | Summer | B1 | 10 | 1300 | 0 | 276.36 | 275.69 | 8 | 0
2040 | ENT_2_SPP_N | ENT | SPP_N | Internal | Summer | B2 | 25 | 1300 | 0 | 288 | 283 | 8 | 0
2040 | ENT_2_SPP_N | ENT | SPP_N | Internal | Summer | B3 | 75 | 1300 | 0 | 282.18 | 281.51 | 8 | 0
2040 | ENT_2_SPP_N | ENT | SPP_N | Internal | Summer | B4 | 100 | 1300 | 0 | 191.57 | 188.12 | 8 | 0
2040 | ENT_2_SPP_N | ENT | SPP_N | Internal | Summer | B5 | 200 | 1300 | 0 | 180.56 | 184.17 | 8 | 0
2040 | ENT_2_SPP_N | ENT | SPP_N | Internal | Summer | B6 | 300 | 1300 | 0 | 173.29 | 180.27 | 8 | 0
2040 | ENT_2_SPP_N | ENT | SPP_N | Internal | Summer | B7 | 400 | 1300 | 0 | 169.88 | 169.48 | 8 | 0
2040 | ENT_2_SPP_N | ENT | SPP_N | Internal | Summer | B8 | 500 | 1300 | 0 | 154.98 | 154.73 | 8 | 0
2040 | ENT_2_SPP_N | ENT | SPP_N | Internal | Summer | B9 | 800 | 1300 | 0 | 154.98 | 154.73 | 8 | 0
2040 | ENT_2_SPP_N | ENT | SPP_N | Internal | Summer | B10 | 1262 | 1300 | 0 | 94.95 | 91.19 | 8 | 0
2040 | ENT_2_SPP_N | ENT | SPP_N | Internal | Winter | B16 | 25 | 1300 | 0 | 161.32 | 150.62 | 8 | 0
2040 | ENT_2_SPP_N | ENT | SPP_N | Internal | Winter | B17 | 100 | 1300 | 0 | 160.17 | 149.47 | 8 | 0
2040 | ENT_2_SPP_N | ENT | SPP_N | Internal | Winter | B18 | 400 | 1300 | 0 | 157.62 | 148.87 | 8 | 0
2040 | ENT_2_SPP_N | ENT | SPP_N | Internal | Winter | B19 | 700 | 1300 | 0 | 142.94 | 137.93 | 8 | 0
2040 | ENT_2_SPP_N | ENT | SPP_N | Internal | Winter | B20 | 935 | 1300 | 0 | 81.69 | 73.5 | 8 | 0
2040 | ENT_2_SPP_S | ENT | SPP_S | Internal | Shoulder | B11 | 25 | 1300 | 0 | 166.59 | 161.59 | 8 | 0
2040 | ENT_2_SPP_S | ENT | SPP_S | Internal | Shoulder | B12 | 200 | 1300 | 0 | 156.63 | 152.63 | 8 | 0
2040 | ENT_2_SPP_S | ENT | SPP_S | Internal | Shoulder | B13 | 600 | 1300 | 0 | 156.63 | 148.28 | 8 | 0
2040 | ENT_2_SPP_S | ENT | SPP_S | Internal | Shoulder | B14 | 900 | 1300 | 0 | 141.24 | 131.3 | 8 | 0
2040 | ENT_2_SPP_S | ENT | SPP_S | Internal | Shoulder | B15 | 1203 | 1300 | 0 | 79.17 | 73.5 | 8 | 0
2040 | ENT_2_SPP_S | ENT | SPP_S | Internal | Summer | B1 | 10 | 1300 | 0 | 276.36 | 264.6 | 8 | 0
2040 | ENT_2_SPP_S | ENT | SPP_S | Internal | Summer | B2 | 25 | 1300 | 0 | 288 | 276.24 | 8 | 0
2040 | ENT_2_SPP_S | ENT | SPP_S | Internal | Summer | B3 | 75 | 1300 | 0 | 282.18 | 270.43 | 8 | 0
2040 | ENT_2_SPP_S | ENT | SPP_S | Internal | Summer | B4 | 100 | 1300 | 0 | 191.57 | 188.11 | 8 | 0
2040 | ENT_2_SPP_S | ENT | SPP_S | Internal | Summer | B5 | 200 | 1300 | 0 | 180.56 | 180.71 | 8 | 0
2040 | ENT_2_SPP_S | ENT | SPP_S | Internal | Summer | B6 | 300 | 1300 | 0 | 173.29 | 180.29 | 8 | 0
2040 | ENT_2_SPP_S | ENT | SPP_S | Internal | Summer | B7 | 400 | 1300 | 0 | 169.88 | 169.49 | 8 | 0
2040 | ENT_2_SPP_S | ENT | SPP_S | Internal | Summer | B8 | 500 | 1300 | 0 | 154.98 | 154.74 | 8 | 0
2040 | ENT_2_SPP_S | ENT | SPP_S | Internal | Summer | B9 | 800 | 1300 | 0 | 154.98 | 154.74 | 8 | 0
2040 | ENT_2_SPP_S | ENT | SPP_S | Internal | Summer | B10 | 1262 | 1300 | 0 | 94.95 | 91.2 | 8 | 0
2040 | ENT_2_SPP_S | ENT | SPP_S | Internal | Winter | B16 | 25 | 1300 | 0 | 161.32 | 150.64 | 8 | 0
2040 | ENT_2_SPP_S | ENT | SPP_S | Internal | Winter | B17 | 100 | 1300 | 0 | 160.17 | 149.49 | 8 | 0
2040 | ENT_2_SPP_S | ENT | SPP_S | Internal | Winter | B18 | 400 | 1300 | 0 | 157.62 | 148.88 | 8 | 0
2040 | ENT_2_SPP_S | ENT | SPP_S | Internal | Winter | B19 | 700 | 1300 | 0 | 142.94 | 137.94 | 8 | 0
2040 | ENT_2_SPP_S | ENT | SPP_S | Internal | Winter | B20 | 935 | 1300 | 0 | 81.69 | 73.5 | 8 | 0
2040 | ENT_2_TVA_Transmission | ENT | TVA_Transmission | Internal | Shoulder | B11 | 25 | 2100 | 0 | 166.59 | 159.51 | 8 | 0
2040 | ENT_2_TVA_Transmission | ENT | TVA_Transmission | Internal | Shoulder | B12 | 200 | 2100 | 0 | 156.63 | 152.03 | 8 | 0
2040 | ENT_2_TVA_Transmission | ENT | TVA_Transmission | Internal | Shoulder | B13 | 600 | 2100 | 0 | 156.63 | 149.24 | 8 | 0
2040 | ENT_2_TVA_Transmission | ENT | TVA_Transmission | Internal | Shoulder | B14 | 900 | 2100 | 35.27 | 141.24 | 149.24 | 8 | 0
2040 | ENT_2_TVA_Transmission | ENT | TVA_Transmission | Internal | Shoulder | B15 | 1203 | 2100 | 69.37 | 79.17 | 87.17 | 8 | 0
2040 | ENT_2_TVA_Transmission | ENT | TVA_Transmission | Internal | Summer | B1 | 10 | 2100 | 2100 | 276.36 | 291.01 | 8 | 6.65
2040 | ENT_2_TVA_Transmission | ENT | TVA_Transmission | Internal | Summer | B2 | 25 | 2100 | 0 | 288 | 291.01 | 8 | 0
2040 | ENT_2_TVA_Transmission | ENT | TVA_Transmission | Internal | Summer | B3 | 75 | 2100 | 0 | 282.18 | 287.32 | 8 | 0
2040 | ENT_2_TVA_Transmission | ENT | TVA_Transmission | Internal | Summer | B4 | 100 | 2100 | 0 | 191.57 | 182.57 | 8 | 0
2040 | ENT_2_TVA_Transmission | ENT | TVA_Transmission | Internal | Summer | B5 | 200 | 2100 | 0 | 180.56 | 173.84 | 8 | 0
2040 | ENT_2_TVA_Transmission | ENT | TVA_Transmission | Internal | Summer | B6 | 300 | 2100 | 0 | 173.29 | 164.29 | 8 | 0
2040 | ENT_2_TVA_Transmission | ENT | TVA_Transmission | Internal | Summer | B7 | 400 | 2100 | 0 | 169.88 | 160.88 | 8 | 0
2040 | ENT_2_TVA_Transmission | ENT | TVA_Transmission | Internal | Summer | B8 | 500 | 2100 | 0 | 154.98 | 158.52 | 8 | 0
2040 | ENT_2_TVA_Transmission | ENT | TVA_Transmission | Internal | Summer | B9 | 800 | 2100 | 0 | 154.98 | 157.03 | 8 | 0
2040 | ENT_2_TVA_Transmission | ENT | TVA_Transmission | Internal | Summer | B10 | 1262 | 2100 | 0 | 94.95 | 94.95 | 8 | 0
2040 | ENT_2_TVA_Transmission | ENT | TVA_Transmission | Internal | Winter | B16 | 25 | 2100 | 0 | 161.32 | 161.14 | 8 | 0
2040 | ENT_2_TVA_Transmission | ENT | TVA_Transmission | Internal | Winter | B17 | 100 | 2100 | 0 | 160.17 | 160.78 | 8 | 0
2040 | ENT_2_TVA_Transmission | ENT | TVA_Transmission | Internal | Winter | B18 | 400 | 2100 | 0 | 157.62 | 150.03 | 8 | 0
2040 | ENT_2_TVA_Transmission | ENT | TVA_Transmission | Internal | Winter | B19 | 700 | 2100 | 0 | 142.94 | 148.61 | 8 | 0
2040 | ENT_2_TVA_Transmission | ENT | TVA_Transmission | Internal | Winter | B20 | 935 | 2100 | 1263.94 | 81.69 | 89.69 | 8 | 0
2040 | FRCC_2_SOCO | FRCC | SOCO | Internal | Shoulder | B11 | 25 | 900 | 0 | 181.49 | 167.59 | 8 | 0
2040 | FRCC_2_SOCO | FRCC | SOCO | Internal | Shoulder | B12 | 200 | 900 | 0 | 162.96 | 152.96 | 8 | 0
2040 | FRCC_2_SOCO | FRCC | SOCO | Internal | Shoulder | B13 | 600 | 900 | 0 | 162.96 | 149.24 | 8 | 0
2040 | FRCC_2_SOCO | FRCC | SOCO | Internal | Shoulder | B14 | 900 | 900 | 0 | 162.96 | 149.24 | 8 | 0
2040 | FRCC_2_SOCO | FRCC | SOCO | Internal | Shoulder | B15 | 1203 | 900 | 253.71 | 69.94 | 77.94 | 8 | 0
2040 | FRCC_2_SOCO | FRCC | SOCO | Internal | Summer | B1 | 10 | 900 | 0 | 299.8 | 296.81 | 8 | 0
2040 | FRCC_2_SOCO | FRCC | SOCO | Internal | Summer | B2 | 25 | 900 | 0 | 299.8 | 296.81 | 8 | 0
2040 | FRCC_2_SOCO | FRCC | SOCO | Internal | Summer | B3 | 75 | 900 | 452.64 | 282.18 | 290.18 | 8 | 0
2040 | FRCC_2_SOCO | FRCC | SOCO | Internal | Summer | B4 | 100 | 900 | 0 | 188.71 | 183.34 | 8 | 0
2040 | FRCC_2_SOCO | FRCC | SOCO | Internal | Summer | B5 | 200 | 900 | 0 | 188.71 | 182.84 | 8 | 0
2040 | FRCC_2_SOCO | FRCC | SOCO | Internal | Summer | B6 | 300 | 900 | 0 | 173.96 | 163.96 | 8 | 0
2040 | FRCC_2_SOCO | FRCC | SOCO | Internal | Summer | B7 | 400 | 900 | 0 | 161.9 | 163.96 | 8 | 0
2040 | FRCC_2_SOCO | FRCC | SOCO | Internal | Summer | B8 | 500 | 900 | 0 | 161.9 | 157.34 | 8 | 0
2040 | FRCC_2_SOCO | FRCC | SOCO | Internal | Summer | B9 | 800 | 900 | 0 | 161.9 | 157.34 | 8 | 0
2040 | FRCC_2_SOCO | FRCC | SOCO | Internal | Summer | B10 | 1262 | 900 | 908.68 | 73.5 | 84.95 | 8 | 3.45
2040 | FRCC_2_SOCO | FRCC | SOCO | Internal | Winter | B16 | 25 | 900 | 0 | 179.32 | 169.32 | 8 | 0
2040 | FRCC_2_SOCO | FRCC | SOCO | Internal | Winter | B17 | 100 | 900 | 0 | 165.65 | 160.78 | 8 | 0
2040 | FRCC_2_SOCO | FRCC | SOCO | Internal | Winter | B18 | 400 | 900 | 0 | 164.29 | 150.39 | 8 | 0
2040 | FRCC_2_SOCO | FRCC | SOCO | Internal | Winter | B19 | 700 | 900 | 0 | 163.28 | 149.38 | 8 | 0
2040 | FRCC_2_SOCO | FRCC | SOCO | Internal | Winter | B20 | 935 | 900 | 0 | 73.5 | 80.14 | 8 | 0
2040 | HQ_NEISO_2_NEISO | HQ_NEISO | NEISO | Internal | Shoulder | B11 | 25 | 99999 | 3867 | 98.04 | 98.05 | 0.01 | 0
2040 | HQ_NEISO_2_NEISO | HQ_NEISO | NEISO | Internal | Shoulder | B12 | 200 | 99999 | 3857.5 | 98.04 | 98.05 | 0.01 | 0
2040 | HQ_NEISO_2_NEISO | HQ_NEISO | NEISO | Internal | Shoulder | B13 | 600 | 99999 | 3820.12 | 98.04 | 98.05 | 0.01 | 0
2040 | HQ_NEISO_2_NEISO | HQ_NEISO | NEISO | Internal | Shoulder | B14 | 900 | 99999 | 3754.63 | 83.92 | 83.93 | 0.01 | 0
2040 | HQ_NEISO_2_NEISO | HQ_NEISO | NEISO | Internal | Shoulder | B15 | 1203 | 99999 | 1797.77 | 71.74 | 71.76 | 0.01 | 0
2040 | HQ_NEISO_2_NEISO | HQ_NEISO | NEISO | Internal | Summer | B1 | 10 | 99999 | 4396.59 | 203.05 | 203.06 | 0.01 | 0
2040 | HQ_NEISO_2_NEISO | HQ_NEISO | NEISO | Internal | Summer | B2 | 25 | 99999 | 4333.83 | 213.99 | 214.01 | 0.01 | 0
2040 | HQ_NEISO_2_NEISO | HQ_NEISO | NEISO | Internal | Summer | B3 | 75 | 99999 | 4208.73 | 203.05 | 203.06 | 0.01 | 0
2040 | HQ_NEISO_2_NEISO | HQ_NEISO | NEISO | Internal | Summer | B4 | 100 | 99999 | 4101.2 | 167.4 | 167.41 | 0.01 | 0
2040 | HQ_NEISO_2_NEISO | HQ_NEISO | NEISO | Internal | Summer | B5 | 200 | 99999 | 4042.71 | 165.93 | 165.94 | 0.01 | 0
2040 | HQ_NEISO_2_NEISO | HQ_NEISO | NEISO | Internal | Summer | B6 | 300 | 99999 | 3976.75 | 165.93 | 165.94 | 0.01 | 0
2040 | HQ_NEISO_2_NEISO | HQ_NEISO | NEISO | Internal | Summer | B7 | 400 | 99999 | 3901.16 | 158.96 | 158.97 | 0.01 | 0
2040 | HQ_NEISO_2_NEISO | HQ_NEISO | NEISO | Internal | Summer | B8 | 500 | 99999 | 3841.73 | 152.25 | 152.26 | 0.01 | 0
2040 | HQ_NEISO_2_NEISO | HQ_NEISO | NEISO | Internal | Summer | B9 | 800 | 99999 | 3768.93 | 126.04 | 126.06 | 0.01 | 0
2040 | HQ_NEISO_2_NEISO | HQ_NEISO | NEISO | Internal | Summer | B10 | 1262 | 99999 | 1472.05 | 125.01 | 125.02 | 0.01 | 0
2040 | HQ_NEISO_2_NEISO | HQ_NEISO | NEISO | Internal | Winter | B16 | 25 | 99999 | 3998.59 | 98.02 | 98.03 | 0.01 | 0
2040 | HQ_NEISO_2_NEISO | HQ_NEISO | NEISO | Internal | Winter | B17 | 100 | 99999 | 3945.76 | 98.02 | 98.03 | 0.01 | 0
2040 | HQ_NEISO_2_NEISO | HQ_NEISO | NEISO | Internal | Winter | B18 | 400 | 99999 | 3905.33 | 98.02 | 98.03 | 0.01 | 0
2040 | HQ_NEISO_2_NEISO | HQ_NEISO | NEISO | Internal | Winter | B19 | 700 | 99999 | 3829.95 | 84.04 | 84.05 | 0.01 | 0
2040 | HQ_NEISO_2_NEISO | HQ_NEISO | NEISO | Internal | Winter | B20 | 935 | 99999 | 1964.44 | 71.73 | 71.75 | 0.01 | 0
2040 | HQ_NY_2_NYISO_A-F | HQ_NY | NYISO_A-F | Internal | Shoulder | B11 | 25 | 99999 | 2812.37 | 94.92 | 94.93 | 0.01 | 0
2040 | HQ_NY_2_NYISO_A-F | HQ_NY | NYISO_A-F | Internal | Shoulder | B12 | 200 | 99999 | 2847.79 | 95.04 | 95.05 | 0.01 | 0
2040 | HQ_NY_2_NYISO_A-F | HQ_NY | NYISO_A-F | Internal | Shoulder | B13 | 600 | 99999 | 2781.95 | 94.92 | 94.93 | 0.01 | 0
2040 | HQ_NY_2_NYISO_A-F | HQ_NY | NYISO_A-F | Internal | Shoulder | B14 | 900 | 99999 | 2673.14 | 80.92 | 80.93 | 0.01 | 0
2040 | HQ_NY_2_NYISO_A-F | HQ_NY | NYISO_A-F | Internal | Shoulder | B15 | 1203 | 99999 | 1582.7 | 80.92 | 80.93 | 0.01 | 0
2040 | HQ_NY_2_NYISO_A-F | HQ_NY | NYISO_A-F | Internal | Summer | B1 | 10 | 99999 | 3500.1 | 199.93 | 199.94 | 0.01 | 0
2040 | HQ_NY_2_NYISO_A-F | HQ_NY | NYISO_A-F | Internal | Summer | B2 | 25 | 99999 | 3406.71 | 210.88 | 210.89 | 0.01 | 0
2040 | HQ_NY_2_NYISO_A-F | HQ_NY | NYISO_A-F | Internal | Summer | B3 | 75 | 99999 | 3266.7 | 199.93 | 199.94 | 0.01 | 0
2040 | HQ_NY_2_NYISO_A-F | HQ_NY | NYISO_A-F | Internal | Summer | B4 | 100 | 99999 | 3116.37 | 165.05 | 165.06 | 0.01 | 0
2040 | HQ_NY_2_NYISO_A-F | HQ_NY | NYISO_A-F | Internal | Summer | B5 | 200 | 99999 | 3025.59 | 165.05 | 165.06 | 0.01 | 0
2040 | HQ_NY_2_NYISO_A-F | HQ_NY | NYISO_A-F | Internal | Summer | B6 | 300 | 99999 | 2934.96 | 163.02 | 163.03 | 0.01 | 0
2040 | HQ_NY_2_NYISO_A-F | HQ_NY | NYISO_A-F | Internal | Summer | B7 | 400 | 99999 | 2830.84 | 155.96 | 155.97 | 0.01 | 0
2040 | HQ_NY_2_NYISO_A-F | HQ_NY | NYISO_A-F | Internal | Summer | B8 | 500 | 99999 | 2760.34 | 149.13 | 149.14 | 0.01 | 0
2040 | HQ_NY_2_NYISO_A-F | HQ_NY | NYISO_A-F | Internal | Summer | B9 | 800 | 99999 | 2664.8 | 122.93 | 122.94 | 0.01 | 0
2040 | HQ_NY_2_NYISO_A-F | HQ_NY | NYISO_A-F | Internal | Summer | B10 | 1262 | 99999 | 1436.41 | 122.01 | 122.02 | 0.01 | 0
2040 | HQ_NY_2_NYISO_A-F | HQ_NY | NYISO_A-F | Internal | Winter | B16 | 25 | 99999 | 3058.94 | 94.9 | 94.92 | 0.01 | 0
2040 | HQ_NY_2_NYISO_A-F | HQ_NY | NYISO_A-F | Internal | Winter | B17 | 100 | 99999 | 3001.17 | 94.9 | 94.92 | 0.01 | 0
2040 | HQ_NY_2_NYISO_A-F | HQ_NY | NYISO_A-F | Internal | Winter | B18 | 400 | 99999 | 2934.76 | 94.9 | 94.92 | 0.01 | 0
2040 | HQ_NY_2_NYISO_A-F | HQ_NY | NYISO_A-F | Internal | Winter | B19 | 700 | 99999 | 2819.07 | 80.92 | 80.94 | 0.01 | 0
2040 | HQ_NY_2_NYISO_A-F | HQ_NY | NYISO_A-F | Internal | Winter | B20 | 935 | 99999 | 1762.97 | 80.9 | 80.92 | 0.01 | 0
2040 | HQ_IESO_2_IESO | HQ_IESO | IESO | Internal | Shoulder | B11 | 25 | 99999 | 467.25 | 87.92 | 87.93 | 0.01 | 0
2040 | HQ_IESO_2_IESO | HQ_IESO | IESO | Internal | Shoulder | B12 | 200 | 99999 | 469.06 | 88.04 | 88.05 | 0.01 | 0
2040 | HQ_IESO_2_IESO | HQ_IESO | IESO | Internal | Shoulder | B13 | 600 | 99999 | 466.9 | 87.92 | 87.93 | 0.01 | 0
2040 | HQ_IESO_2_IESO | HQ_IESO | IESO | Internal | Shoulder | B14 | 900 | 99999 | 462.94 | 87.92 | 87.93 | 0.01 | 0
2040 | HQ_IESO_2_IESO | HQ_IESO | IESO | Internal | Shoulder | B15 | 1203 | 99999 | 128.57 | 87.92 | 87.93 | 0.01 | 0
2040 | HQ_IESO_2_IESO | HQ_IESO | IESO | Internal | Summer | B1 | 10 | 99999 | 488.01 | 192.93 | 192.94 | 0.01 | 0
2040 | HQ_IESO_2_IESO | HQ_IESO | IESO | Internal | Summer | B2 | 25 | 99999 | 484.21 | 203.88 | 203.89 | 0.01 | 0
2040 | HQ_IESO_2_IESO | HQ_IESO | IESO | Internal | Summer | B3 | 75 | 99999 | 478.77 | 192.93 | 192.94 | 0.01 | 0
2040 | HQ_IESO_2_IESO | HQ_IESO | IESO | Internal | Summer | B4 | 100 | 99999 | 475.28 | 150.4 | 150.42 | 0.01 | 0
2040 | HQ_IESO_2_IESO | HQ_IESO | IESO | Internal | Summer | B5 | 200 | 99999 | 472.65 | 117 | 117.01 | 0.01 | 0
2040 | HQ_IESO_2_IESO | HQ_IESO | IESO | Internal | Summer | B6 | 300 | 99999 | 470.41 | 85.97 | 85.98 | 0.01 | 0
2040 | HQ_IESO_2_IESO | HQ_IESO | IESO | Internal | Summer | B7 | 400 | 99999 | 467.7 | 85.97 | 85.98 | 0.01 | 0
2040 | HQ_IESO_2_IESO | HQ_IESO | IESO | Internal | Summer | B8 | 500 | 99999 | 464.74 | 85.97 | 85.98 | 0.01 | 0
2040 | HQ_IESO_2_IESO | HQ_IESO | IESO | Internal | Summer | B9 | 800 | 99999 | 461.51 | 85.97 | 85.98 | 0.01 | 0
2040 | HQ_IESO_2_IESO | HQ_IESO | IESO | Internal | Summer | B10 | 1262 | 99999 | 65.15 | 85.97 | 85.98 | 0.01 | 0
2040 | HQ_IESO_2_IESO | HQ_IESO | IESO | Internal | Winter | B16 | 25 | 99999 | 477.62 | 89.86 | 89.87 | 0.01 | 0
2040 | HQ_IESO_2_IESO | HQ_IESO | IESO | Internal | Winter | B17 | 100 | 99999 | 475.49 | 87.9 | 87.92 | 0.01 | 0
2040 | HQ_IESO_2_IESO | HQ_IESO | IESO | Internal | Winter | B18 | 400 | 99999 | 473.04 | 87.9 | 87.92 | 0.01 | 0
2040 | HQ_IESO_2_IESO | HQ_IESO | IESO | Internal | Winter | B19 | 700 | 99999 | 468.67 | 87.9 | 87.92 | 0.01 | 0
2040 | HQ_IESO_2_IESO | HQ_IESO | IESO | Internal | Winter | B20 | 935 | 99999 | 149.75 | 87.9 | 87.92 | 0.01 | 0
2040 | IESO_2_MAPP_CA | IESO | MAPP_CA | Internal | Shoulder | B11 | 25 | 262 | 262 | 87.93 | 112.87 | 7 | 17.94
2040 | IESO_2_MAPP_CA | IESO | MAPP_CA | Internal | Shoulder | B12 | 200 | 262 | 262 | 88.05 | 99.91 | 7 | 4.86
2040 | IESO_2_MAPP_CA | IESO | MAPP_CA | Internal | Shoulder | B13 | 600 | 262 | 262 | 87.93 | 95.55 | 7 | 0.62
2040 | IESO_2_MAPP_CA | IESO | MAPP_CA | Internal | Shoulder | B14 | 900 | 262 | 0 | 87.93 | 89.12 | 7 | 0
2040 | IESO_2_MAPP_CA | IESO | MAPP_CA | Internal | Shoulder | B15 | 1203 | 262 | 0 | 87.93 | 74.5 | 7 | 0
2040 | IESO_2_MAPP_CA | IESO | MAPP_CA | Internal | Summer | B1 | 10 | 262 | 262 | 192.94 | 238.5 | 7 | 38.56
2040 | IESO_2_MAPP_CA | IESO | MAPP_CA | Internal | Summer | B2 | 25 | 262 | 262 | 203.89 | 237.3 | 7 | 26.41
2040 | IESO_2_MAPP_CA | IESO | MAPP_CA | Internal | Summer | B3 | 75 | 262 | 262 | 192.94 | 235.79 | 7 | 35.85
2040 | IESO_2_MAPP_CA | IESO | MAPP_CA | Internal | Summer | B4 | 100 | 262 | 0 | 150.42 | 142.42 | 7 | 0
2040 | IESO_2_MAPP_CA | IESO | MAPP_CA | Internal | Summer | B5 | 200 | 262 | 262 | 117.01 | 137.08 | 7 | 13.07
2040 | IESO_2_MAPP_CA | IESO | MAPP_CA | Internal | Summer | B6 | 300 | 262 | 262 | 85.98 | 127.56 | 7 | 34.58
2040 | IESO_2_MAPP_CA | IESO | MAPP_CA | Internal | Summer | B7 | 400 | 262 | 262 | 85.98 | 116.76 | 7 | 23.79
2040 | IESO_2_MAPP_CA | IESO | MAPP_CA | Internal | Summer | B8 | 500 | 262 | 262 | 85.98 | 109.4 | 7 | 16.42
2040 | IESO_2_MAPP_CA | IESO | MAPP_CA | Internal | Summer | B9 | 800 | 262 | 262 | 85.98 | 104.34 | 7 | 11.36
2040 | IESO_2_MAPP_CA | IESO | MAPP_CA | Internal | Summer | B10 | 1262 | 262 | 0 | 85.98 | 91.21 | 7 | 0
2040 | IESO_2_MAPP_CA | IESO | MAPP_CA | Internal | Winter | B16 | 25 | 262 | 262 | 89.87 | 97.9 | 7 | 1.03
2040 | IESO_2_MAPP_CA | IESO | MAPP_CA | Internal | Winter | B17 | 100 | 262 | 262 | 87.92 | 96.76 | 7 | 1.84
2040 | IESO_2_MAPP_CA | IESO | MAPP_CA | Internal | Winter | B18 | 400 | 262 | 262 | 87.92 | 96.16 | 7 | 1.24
2040 | IESO_2_MAPP_CA | IESO | MAPP_CA | Internal | Winter | B19 | 700 | 262 | 0 | 87.92 | 92.23 | 7 | 0
2040 | IESO_2_MAPP_CA | IESO | MAPP_CA | Internal | Winter | B20 | 935 | 262 | 0 | 87.92 | 77.03 | 7 | 0
2040 | IESO_2_MISO_MI | IESO | MISO_MI | Internal | Shoulder | B11 | 25 | 1840 | 1840 | 87.93 | 153.9 | 7 | 58.97
2040 | IESO_2_MISO_MI | IESO | MISO_MI | Internal | Shoulder | B12 | 200 | 1840 | 1840 | 88.05 | 153.87 | 7 | 58.82
2040 | IESO_2_MISO_MI | IESO | MISO_MI | Internal | Shoulder | B13 | 600 | 1840 | 1840 | 87.93 | 151.25 | 7 | 56.32
2040 | IESO_2_MISO_MI | IESO | MISO_MI | Internal | Shoulder | B14 | 900 | 1840 | 1840 | 87.93 | 151.06 | 7 | 56.13
2040 | IESO_2_MISO_MI | IESO | MISO_MI | Internal | Shoulder | B15 | 1203 | 1840 | 0 | 87.93 | 92.48 | 7 | 0
2040 | IESO_2_MISO_MI | IESO | MISO_MI | Internal | Summer | B1 | 10 | 1840 | 1840 | 192.94 | 278.34 | 7 | 78.4
2040 | IESO_2_MISO_MI | IESO | MISO_MI | Internal | Summer | B2 | 25 | 1840 | 1840 | 203.89 | 275.04 | 7 | 64.15
2040 | IESO_2_MISO_MI | IESO | MISO_MI | Internal | Summer | B3 | 75 | 1840 | 1840 | 192.94 | 271.34 | 7 | 71.4
2040 | IESO_2_MISO_MI | IESO | MISO_MI | Internal | Summer | B4 | 100 | 1840 | 1840 | 150.42 | 177.97 | 7 | 20.55
2040 | IESO_2_MISO_MI | IESO | MISO_MI | Internal | Summer | B5 | 200 | 1840 | 1840 | 117.01 | 172.63 | 7 | 48.62
2040 | IESO_2_MISO_MI | IESO | MISO_MI | Internal | Summer | B6 | 300 | 1840 | 1840 | 85.98 | 163.11 | 7 | 70.13
2040 | IESO_2_MISO_MI | IESO | MISO_MI | Internal | Summer | B7 | 400 | 1840 | 1840 | 85.98 | 152.31 | 7 | 59.34
2040 | IESO_2_MISO_MI | IESO | MISO_MI | Internal | Summer | B8 | 500 | 1840 | 1840 | 85.98 | 152.3 | 7 | 59.32
2040 | IESO_2_MISO_MI | IESO | MISO_MI | Internal | Summer | B9 | 800 | 1840 | 1840 | 85.98 | 152.28 | 7 | 59.3
2040 | IESO_2_MISO_MI | IESO | MISO_MI | Internal | Summer | B10 | 1262 | 1840 | 1840 | 85.98 | 102.72 | 7 | 9.74
2040 | IESO_2_MISO_MI | IESO | MISO_MI | Internal | Winter | B16 | 25 | 1840 | 1840 | 89.87 | 157.27 | 7 | 60.4
2040 | IESO_2_MISO_MI | IESO | MISO_MI | Internal | Winter | B17 | 100 | 1840 | 1840 | 87.92 | 157.27 | 7 | 62.35
2040 | IESO_2_MISO_MI | IESO | MISO_MI | Internal | Winter | B18 | 400 | 1840 | 1840 | 87.92 | 152.55 | 7 | 57.64
2040 | IESO_2_MISO_MI | IESO | MISO_MI | Internal | Winter | B19 | 700 | 1840 | 1840 | 87.92 | 150.61 | 7 | 55.7
2040 | IESO_2_MISO_MI | IESO | MISO_MI | Internal | Winter | B20 | 935 | 1840 | 258.94 | 87.92 | 94.92 | 7 | 0
2040 | IESO_2_MISO_W | IESO | MISO_W | Internal | Shoulder | B11 | 25 | 140 | 140 | 87.93 | 158.58 | 7 | 63.65
2040 | IESO_2_MISO_W | IESO | MISO_W | Internal | Shoulder | B12 | 200 | 140 | 140 | 88.05 | 145.62 | 7 | 50.57
2040 | IESO_2_MISO_W | IESO | MISO_W | Internal | Shoulder | B13 | 600 | 140 | 140 | 87.93 | 141.27 | 7 | 46.34
2040 | IESO_2_MISO_W | IESO | MISO_W | Internal | Shoulder | B14 | 900 | 140 | 140 | 87.93 | 134.84 | 7 | 39.91
2040 | IESO_2_MISO_W | IESO | MISO_W | Internal | Shoulder | B15 | 1203 | 140 | 0 | 87.93 | 74.49 | 7 | 0
2040 | IESO_2_MISO_W | IESO | MISO_W | Internal | Summer | B1 | 10 | 140 | 140 | 192.94 | 284.22 | 7 | 84.28
2040 | IESO_2_MISO_W | IESO | MISO_W | Internal | Summer | B2 | 25 | 140 | 140 | 203.89 | 283.01 | 7 | 72.13
2040 | IESO_2_MISO_W | IESO | MISO_W | Internal | Summer | B3 | 75 | 140 | 140 | 192.94 | 281.5 | 7 | 81.56
2040 | IESO_2_MISO_W | IESO | MISO_W | Internal | Summer | B4 | 100 | 140 | 140 | 150.42 | 188.13 | 7 | 30.71
2040 | IESO_2_MISO_W | IESO | MISO_W | Internal | Summer | B5 | 200 | 140 | 140 | 117.01 | 182.8 | 7 | 58.78
2040 | IESO_2_MISO_W | IESO | MISO_W | Internal | Summer | B6 | 300 | 140 | 140 | 85.98 | 173.27 | 7 | 80.3
2040 | IESO_2_MISO_W | IESO | MISO_W | Internal | Summer | B7 | 400 | 140 | 140 | 85.98 | 162.48 | 7 | 69.5
2040 | IESO_2_MISO_W | IESO | MISO_W | Internal | Summer | B8 | 500 | 140 | 140 | 85.98 | 155.12 | 7 | 62.14
2040 | IESO_2_MISO_W | IESO | MISO_W | Internal | Summer | B9 | 800 | 140 | 140 | 85.98 | 150.06 | 7 | 57.08
2040 | IESO_2_MISO_W | IESO | MISO_W | Internal | Summer | B10 | 1262 | 140 | 0 | 85.98 | 91.2 | 7 | 0
2040 | IESO_2_MISO_W | IESO | MISO_W | Internal | Winter | B16 | 25 | 140 | 140 | 89.87 | 143.61 | 7 | 46.74
2040 | IESO_2_MISO_W | IESO | MISO_W | Internal | Winter | B17 | 100 | 140 | 140 | 87.92 | 142.47 | 7 | 47.56
2040 | IESO_2_MISO_W | IESO | MISO_W | Internal | Winter | B18 | 400 | 140 | 140 | 87.92 | 141.87 | 7 | 46.96
2040 | IESO_2_MISO_W | IESO | MISO_W | Internal | Winter | B19 | 700 | 140 | 140 | 87.92 | 137.94 | 7 | 43.02
2040 | IESO_2_MISO_W | IESO | MISO_W | Internal | Winter | B20 | 935 | 140 | 0 | 87.92 | 77.02 | 7 | 0
2040 | IESO_2_NYISO_A-F | IESO | NYISO_A-F | Internal | Shoulder | B11 | 25 | 1725 | 337.3 | 87.93 | 94.93 | 7 | 0
2040 | IESO_2_NYISO_A-F | IESO | NYISO_A-F | Internal | Shoulder | B12 | 200 | 1725 | 409.13 | 88.05 | 95.05 | 7 | 0
2040 | IESO_2_NYISO_A-F | IESO | NYISO_A-F | Internal | Shoulder | B13 | 600 | 1725 | 700.25 | 87.93 | 94.93 | 7 | 0
2040 | IESO_2_NYISO_A-F | IESO | NYISO_A-F | Internal | Shoulder | B14 | 900 | 1725 | 0 | 87.93 | 80.93 | 7 | 0
2040 | IESO_2_NYISO_A-F | IESO | NYISO_A-F | Internal | Shoulder | B15 | 1203 | 1725 | 0 | 87.93 | 80.93 | 7 | 0
2040 | IESO_2_NYISO_A-F | IESO | NYISO_A-F | Internal | Summer | B1 | 10 | 1725 | 463.82 | 192.94 | 199.94 | 7 | 0
2040 | IESO_2_NYISO_A-F | IESO | NYISO_A-F | Internal | Summer | B2 | 25 | 1725 | 868.63 | 203.89 | 210.89 | 7 | 0
2040 | IESO_2_NYISO_A-F | IESO | NYISO_A-F | Internal | Summer | B3 | 75 | 1725 | 1704.28 | 192.94 | 199.94 | 7 | 0
2040 | IESO_2_NYISO_A-F | IESO | NYISO_A-F | Internal | Summer | B4 | 100 | 1725 | 1725 | 150.42 | 165.06 | 7 | 7.65
2040 | IESO_2_NYISO_A-F | IESO | NYISO_A-F | Internal | Summer | B5 | 200 | 1725 | 1725 | 117.01 | 165.06 | 7 | 41.05
2040 | IESO_2_NYISO_A-F | IESO | NYISO_A-F | Internal | Summer | B6 | 300 | 1725 | 1725 | 85.98 | 163.03 | 7 | 70.06
2040 | IESO_2_NYISO_A-F | IESO | NYISO_A-F | Internal | Summer | B7 | 400 | 1725 | 1725 | 85.98 | 155.97 | 7 | 62.99
2040 | IESO_2_NYISO_A-F | IESO | NYISO_A-F | Internal | Summer | B8 | 500 | 1725 | 1725 | 85.98 | 149.14 | 7 | 56.16
2040 | IESO_2_NYISO_A-F | IESO | NYISO_A-F | Internal | Summer | B9 | 800 | 1725 | 1725 | 85.98 | 122.94 | 7 | 29.96
2040 | IESO_2_NYISO_A-F | IESO | NYISO_A-F | Internal | Summer | B10 | 1262 | 1725 | 1725 | 85.98 | 122.02 | 7 | 29.04
2040 | IESO_2_NYISO_A-F | IESO | NYISO_A-F | Internal | Winter | B16 | 25 | 1725 | 0 | 89.87 | 94.92 | 7 | 0
2040 | IESO_2_NYISO_A-F | IESO | NYISO_A-F | Internal | Winter | B17 | 100 | 1725 | 91.33 | 87.92 | 94.92 | 7 | 0
2040 | IESO_2_NYISO_A-F | IESO | NYISO_A-F | Internal | Winter | B18 | 400 | 1725 | 574.62 | 87.92 | 94.92 | 7 | 0
2040 | IESO_2_NYISO_A-F | IESO | NYISO_A-F | Internal | Winter | B19 | 700 | 1725 | 0 | 87.92 | 80.94 | 7 | 0
2040 | IESO_2_NYISO_A-F | IESO | NYISO_A-F | Internal | Winter | B20 | 935 | 1725 | 0 | 87.92 | 80.92 | 7 | 0
2040 | MAPP_CA_2_IESO | MAPP_CA | IESO | Internal | Shoulder | B11 | 25 | 330 | 0 | 112.87 | 87.93 | 8 | 0
2040 | MAPP_CA_2_IESO | MAPP_CA | IESO | Internal | Shoulder | B12 | 200 | 330 | 0 | 99.91 | 88.05 | 8 | 0
2040 | MAPP_CA_2_IESO | MAPP_CA | IESO | Internal | Shoulder | B13 | 600 | 330 | 0 | 95.55 | 87.93 | 8 | 0
2040 | MAPP_CA_2_IESO | MAPP_CA | IESO | Internal | Shoulder | B14 | 900 | 330 | 0 | 89.12 | 87.93 | 8 | 0
2040 | MAPP_CA_2_IESO | MAPP_CA | IESO | Internal | Shoulder | B15 | 1203 | 330 | 330 | 74.5 | 87.93 | 8 | 5.43
2040 | MAPP_CA_2_IESO | MAPP_CA | IESO | Internal | Summer | B1 | 10 | 330 | 0 | 238.5 | 192.94 | 8 | 0
2040 | MAPP_CA_2_IESO | MAPP_CA | IESO | Internal | Summer | B2 | 25 | 330 | 0 | 237.3 | 203.89 | 8 | 0
2040 | MAPP_CA_2_IESO | MAPP_CA | IESO | Internal | Summer | B3 | 75 | 330 | 0 | 235.79 | 192.94 | 8 | 0
2040 | MAPP_CA_2_IESO | MAPP_CA | IESO | Internal | Summer | B4 | 100 | 330 | 201.29 | 142.42 | 150.42 | 8 | 0
2040 | MAPP_CA_2_IESO | MAPP_CA | IESO | Internal | Summer | B5 | 200 | 330 | 0 | 137.08 | 117.01 | 8 | 0
2040 | MAPP_CA_2_IESO | MAPP_CA | IESO | Internal | Summer | B6 | 300 | 330 | 0 | 127.56 | 85.98 | 8 | 0
2040 | MAPP_CA_2_IESO | MAPP_CA | IESO | Internal | Summer | B7 | 400 | 330 | 0 | 116.76 | 85.98 | 8 | 0
2040 | MAPP_CA_2_IESO | MAPP_CA | IESO | Internal | Summer | B8 | 500 | 330 | 0 | 109.4 | 85.98 | 8 | 0
2040 | MAPP_CA_2_IESO | MAPP_CA | IESO | Internal | Summer | B9 | 800 | 330 | 0 | 104.34 | 85.98 | 8 | 0
2040 | MAPP_CA_2_IESO | MAPP_CA | IESO | Internal | Summer | B10 | 1262 | 330 | 0 | 91.21 | 85.98 | 8 | 0
2040 | MAPP_CA_2_IESO | MAPP_CA | IESO | Internal | Winter | B16 | 25 | 330 | 0 | 97.9 | 89.87 | 8 | 0
2040 | MAPP_CA_2_IESO | MAPP_CA | IESO | Internal | Winter | B17 | 100 | 330 | 0 | 96.76 | 87.92 | 8 | 0
2040 | MAPP_CA_2_IESO | MAPP_CA | IESO | Internal | Winter | B18 | 400 | 330 | 0 | 96.16 | 87.92 | 8 | 0
2040 | MAPP_CA_2_IESO | MAPP_CA | IESO | Internal | Winter | B19 | 700 | 330 | 0 | 92.23 | 87.92 | 8 | 0
2040 | MAPP_CA_2_IESO | MAPP_CA | IESO | Internal | Winter | B20 | 935 | 330 | 330 | 77.03 | 87.92 | 8 | 2.89
2040 | MAPP_CA_2_MAPP_US | MAPP_CA | MAPP_US | Internal | Shoulder | B11 | 25 | 372 | 372 | 112.87 | 151.58 | 7 | 31.71
2040 | MAPP_CA_2_MAPP_US | MAPP_CA | MAPP_US | Internal | Shoulder | B12 | 200 | 372 | 372 | 99.91 | 138.62 | 7 | 31.71
2040 | MAPP_CA_2_MAPP_US | MAPP_CA | MAPP_US | Internal | Shoulder | B13 | 600 | 372 | 372 | 95.55 | 134.27 | 7 | 31.71
2040 | MAPP_CA_2_MAPP_US | MAPP_CA | MAPP_US | Internal | Shoulder | B14 | 900 | 372 | 372 | 89.12 | 127.84 | 7 | 31.71
2040 | MAPP_CA_2_MAPP_US | MAPP_CA | MAPP_US | Internal | Shoulder | B15 | 1203 | 372 | 0 | 74.5 | 67.49 | 7 | 0
2040 | MAPP_CA_2_MAPP_US | MAPP_CA | MAPP_US | Internal | Summer | B1 | 10 | 372 | 372 | 238.5 | 277.22 | 7 | 31.71
2040 | MAPP_CA_2_MAPP_US | MAPP_CA | MAPP_US | Internal | Summer | B2 | 25 | 372 | 372 | 237.3 | 276.01 | 7 | 31.71
2040 | MAPP_CA_2_MAPP_US | MAPP_CA | MAPP_US | Internal | Summer | B3 | 75 | 372 | 372 | 235.79 | 274.5 | 7 | 31.71
2040 | MAPP_CA_2_MAPP_US | MAPP_CA | MAPP_US | Internal | Summer | B4 | 100 | 372 | 372 | 142.42 | 181.13 | 7 | 31.71
2040 | MAPP_CA_2_MAPP_US | MAPP_CA | MAPP_US | Internal | Summer | B5 | 200 | 372 | 372 | 137.08 | 177.16 | 7 | 33.08
2040 | MAPP_CA_2_MAPP_US | MAPP_CA | MAPP_US | Internal | Summer | B6 | 300 | 372 | 372 | 127.56 | 173.26 | 7 | 38.7
2040 | MAPP_CA_2_MAPP_US | MAPP_CA | MAPP_US | Internal | Summer | B7 | 400 | 372 | 372 | 116.76 | 155.48 | 7 | 31.71
2040 | MAPP_CA_2_MAPP_US | MAPP_CA | MAPP_US | Internal | Summer | B8 | 500 | 372 | 372 | 109.4 | 148.12 | 7 | 31.71
2040 | MAPP_CA_2_MAPP_US | MAPP_CA | MAPP_US | Internal | Summer | B9 | 800 | 372 | 372 | 104.34 | 143.06 | 7 | 31.71
2040 | MAPP_CA_2_MAPP_US | MAPP_CA | MAPP_US | Internal | Summer | B10 | 1262 | 372 | 0 | 91.21 | 84.2 | 7 | 0
2040 | MAPP_CA_2_MAPP_US | MAPP_CA | MAPP_US | Internal | Winter | B16 | 25 | 372 | 372 | 97.9 | 132.51 | 7 | 27.61
2040 | MAPP_CA_2_MAPP_US | MAPP_CA | MAPP_US | Internal | Winter | B17 | 100 | 372 | 372 | 96.76 | 131.37 | 7 | 27.61
2040 | MAPP_CA_2_MAPP_US | MAPP_CA | MAPP_US | Internal | Winter | B18 | 400 | 372 | 372 | 96.16 | 130.94 | 7 | 27.78
2040 | MAPP_CA_2_MAPP_US | MAPP_CA | MAPP_US | Internal | Winter | B19 | 700 | 372 | 372 | 92.23 | 130.94 | 7 | 31.71
2040 | MAPP_CA_2_MAPP_US | MAPP_CA | MAPP_US | Internal | Winter | B20 | 935 | 372 | 0 | 77.03 | 70.02 | 7 | 0
2040 | MAPP_CA_2_MISO_W | MAPP_CA | MISO_W | Internal | Shoulder | B11 | 25 | 1970 | 3771.88 | 112.87 | 158.58 | 0.01 | 45.7
2040 | MAPP_CA_2_MISO_W | MAPP_CA | MISO_W | Internal | Shoulder | B12 | 200 | 1970 | 3220.33 | 99.91 | 145.62 | 0.01 | 45.7
2040 | MAPP_CA_2_MISO_W | MAPP_CA | MISO_W | Internal | Shoulder | B13 | 600 | 1970 | 3221.06 | 95.55 | 141.27 | 0.01 | 45.7
2040 | MAPP_CA_2_MISO_W | MAPP_CA | MISO_W | Internal | Shoulder | B14 | 900 | 1970 | 2963.08 | 89.12 | 134.84 | 0.01 | 45.7
2040 | MAPP_CA_2_MISO_W | MAPP_CA | MISO_W | Internal | Shoulder | B15 | 1203 | 1970 | 0 | 74.5 | 74.49 | 0.01 | 0
2040 | MAPP_CA_2_MISO_W | MAPP_CA | MISO_W | Internal | Summer | B1 | 10 | 1970 | 4316.97 | 238.5 | 284.22 | 0.01 | 45.7
2040 | MAPP_CA_2_MISO_W | MAPP_CA | MISO_W | Internal | Summer | B2 | 25 | 1970 | 4328 | 237.3 | 283.01 | 0.01 | 45.7
2040 | MAPP_CA_2_MISO_W | MAPP_CA | MISO_W | Internal | Summer | B3 | 75 | 1970 | 4191.18 | 235.79 | 281.5 | 0.01 | 45.7
2040 | MAPP_CA_2_MISO_W | MAPP_CA | MISO_W | Internal | Summer | B4 | 100 | 1970 | 3598.42 | 142.42 | 188.13 | 0.01 | 45.7
2040 | MAPP_CA_2_MISO_W | MAPP_CA | MISO_W | Internal | Summer | B5 | 200 | 1970 | 3939.7 | 137.08 | 182.8 | 0.01 | 45.7
2040 | MAPP_CA_2_MISO_W | MAPP_CA | MISO_W | Internal | Summer | B6 | 300 | 1970 | 3800.86 | 127.56 | 173.27 | 0.01 | 45.7
2040 | MAPP_CA_2_MISO_W | MAPP_CA | MISO_W | Internal | Summer | B7 | 400 | 1970 | 3739.85 | 116.76 | 162.48 | 0.01 | 45.7
2040 | MAPP_CA_2_MISO_W | MAPP_CA | MISO_W | Internal | Summer | B8 | 500 | 1970 | 3612.48 | 109.4 | 155.12 | 0.01 | 45.7
2040 | MAPP_CA_2_MISO_W | MAPP_CA | MISO_W | Internal | Summer | B9 | 800 | 1970 | 3633.07 | 104.34 | 150.06 | 0.01 | 45.7
2040 | MAPP_CA_2_MISO_W | MAPP_CA | MISO_W | Internal | Summer | B10 | 1262 | 1970 | 0 | 91.21 | 91.2 | 0.01 | 0
2040 | MAPP_CA_2_MISO_W | MAPP_CA | MISO_W | Internal | Winter | B16 | 25 | 1970 | 3025.03 | 97.9 | 143.61 | 0.01 | 45.7
2040 | MAPP_CA_2_MISO_W | MAPP_CA | MISO_W | Internal | Winter | B17 | 100 | 1970 | 2682.4 | 96.76 | 142.47 | 0.01 | 45.7
2040 | MAPP_CA_2_MISO_W | MAPP_CA | MISO_W | Internal | Winter | B18 | 400 | 1970 | 2693.78 | 96.16 | 141.87 | 0.01 | 45.7
2040 | MAPP_CA_2_MISO_W | MAPP_CA | MISO_W | Internal | Winter | B19 | 700 | 1970 | 2409.77 | 92.23 | 137.94 | 0.01 | 45.7
2040 | MAPP_CA_2_MISO_W | MAPP_CA | MISO_W | Internal | Winter | B20 | 935 | 1970 | 0 | 77.03 | 77.02 | 0.01 | 0
2040 | MAPP_US_2_MAPP_CA | MAPP_US | MAPP_CA | Internal | Shoulder | B11 | 25 | 165 | 0 | 151.58 | 112.87 | 7 | 0
2040 | MAPP_US_2_MAPP_CA | MAPP_US | MAPP_CA | Internal | Shoulder | B12 | 200 | 165 | 0 | 138.62 | 99.91 | 7 | 0
2040 | MAPP_US_2_MAPP_CA | MAPP_US | MAPP_CA | Internal | Shoulder | B13 | 600 | 165 | 0 | 134.27 | 95.55 | 7 | 0
2040 | MAPP_US_2_MAPP_CA | MAPP_US | MAPP_CA | Internal | Shoulder | B14 | 900 | 165 | 0 | 127.84 | 89.12 | 7 | 0
2040 | MAPP_US_2_MAPP_CA | MAPP_US | MAPP_CA | Internal | Shoulder | B15 | 1203 | 165 | 666.5 | 67.49 | 74.5 | 7 | 0.01
2040 | MAPP_US_2_MAPP_CA | MAPP_US | MAPP_CA | Internal | Summer | B1 | 10 | 165 | 0 | 277.22 | 238.5 | 7 | 0
2040 | MAPP_US_2_MAPP_CA | MAPP_US | MAPP_CA | Internal | Summer | B2 | 25 | 165 | 0 | 276.01 | 237.3 | 7 | 0
2040 | MAPP_US_2_MAPP_CA | MAPP_US | MAPP_CA | Internal | Summer | B3 | 75 | 165 | 0 | 274.5 | 235.79 | 7 | 0
2040 | MAPP_US_2_MAPP_CA | MAPP_US | MAPP_CA | Internal | Summer | B4 | 100 | 165 | 0 | 181.13 | 142.42 | 7 | 0
2040 | MAPP_US_2_MAPP_CA | MAPP_US | MAPP_CA | Internal | Summer | B5 | 200 | 165 | 0 | 177.16 | 137.08 | 7 | 0
2040 | MAPP_US_2_MAPP_CA | MAPP_US | MAPP_CA | Internal | Summer | B6 | 300 | 165 | 0 | 173.26 | 127.56 | 7 | 0
2040 | MAPP_US_2_MAPP_CA | MAPP_US | MAPP_CA | Internal | Summer | B7 | 400 | 165 | 0 | 155.48 | 116.76 | 7 | 0
2040 | MAPP_US_2_MAPP_CA | MAPP_US | MAPP_CA | Internal | Summer | B8 | 500 | 165 | 0 | 148.12 | 109.4 | 7 | 0
2040 | MAPP_US_2_MAPP_CA | MAPP_US | MAPP_CA | Internal | Summer | B9 | 800 | 165 | 0 | 143.06 | 104.34 | 7 | 0
2040 | MAPP_US_2_MAPP_CA | MAPP_US | MAPP_CA | Internal | Summer | B10 | 1262 | 165 | 354.85 | 84.2 | 91.21 | 7 | 0.01
2040 | MAPP_US_2_MAPP_CA | MAPP_US | MAPP_CA | Internal | Winter | B16 | 25 | 165 | 0 | 132.51 | 97.9 | 7 | 0
2040 | MAPP_US_2_MAPP_CA | MAPP_US | MAPP_CA | Internal | Winter | B17 | 100 | 165 | 0 | 131.37 | 96.76 | 7 | 0
2040 | MAPP_US_2_MAPP_CA | MAPP_US | MAPP_CA | Internal | Winter | B18 | 400 | 165 | 0 | 130.94 | 96.16 | 7 | 0
2040 | MAPP_US_2_MAPP_CA | MAPP_US | MAPP_CA | Internal | Winter | B19 | 700 | 165 | 0 | 130.94 | 92.23 | 7 | 0
2040 | MAPP_US_2_MAPP_CA | MAPP_US | MAPP_CA | Internal | Winter | B20 | 935 | 165 | 547.29 | 70.02 | 77.03 | 7 | 0.01
2040 | MAPP_US_2_MISO_W | MAPP_US | MISO_W | Internal | Shoulder | B11 | 25 | 2635 | 1332.1 | 151.58 | 158.58 | 7 | 0
2040 | MAPP_US_2_MISO_W | MAPP_US | MISO_W | Internal | Shoulder | B12 | 200 | 2635 | 1945.53 | 138.62 | 145.62 | 7 | 0
2040 | MAPP_US_2_MISO_W | MAPP_US | MISO_W | Internal | Shoulder | B13 | 600 | 2635 | 2251.39 | 134.27 | 141.27 | 7 | 0
2040 | MAPP_US_2_MISO_W | MAPP_US | MISO_W | Internal | Shoulder | B14 | 900 | 2635 | 2461.62 | 127.84 | 134.84 | 7 | 0
2040 | MAPP_US_2_MISO_W | MAPP_US | MISO_W | Internal | Shoulder | B15 | 1203 | 2635 | 581.57 | 67.49 | 74.49 | 7 | 0
2040 | MAPP_US_2_MISO_W | MAPP_US | MISO_W | Internal | Summer | B1 | 10 | 2635 | 1520.63 | 277.22 | 284.22 | 7 | 0
2040 | MAPP_US_2_MISO_W | MAPP_US | MISO_W | Internal | Summer | B2 | 25 | 2635 | 1944.25 | 276.01 | 283.01 | 7 | 0
2040 | MAPP_US_2_MISO_W | MAPP_US | MISO_W | Internal | Summer | B3 | 75 | 2635 | 1024.84 | 274.5 | 281.5 | 7 | 0
2040 | MAPP_US_2_MISO_W | MAPP_US | MISO_W | Internal | Summer | B4 | 100 | 2635 | 818.04 | 181.13 | 188.13 | 7 | 0
2040 | MAPP_US_2_MISO_W | MAPP_US | MISO_W | Internal | Summer | B5 | 200 | 2635 | 0 | 177.16 | 182.8 | 7 | 0
2040 | MAPP_US_2_MISO_W | MAPP_US | MISO_W | Internal | Summer | B6 | 300 | 2635 | 0 | 173.26 | 173.27 | 7 | 0
2040 | MAPP_US_2_MISO_W | MAPP_US | MISO_W | Internal | Summer | B7 | 400 | 2635 | 641.62 | 155.48 | 162.48 | 7 | 0
2040 | MAPP_US_2_MISO_W | MAPP_US | MISO_W | Internal | Summer | B8 | 500 | 2635 | 1470.59 | 148.12 | 155.12 | 7 | 0
2040 | MAPP_US_2_MISO_W | MAPP_US | MISO_W | Internal | Summer | B9 | 800 | 2635 | 790.44 | 143.06 | 150.06 | 7 | 0
2040 | MAPP_US_2_MISO_W | MAPP_US | MISO_W | Internal | Summer | B10 | 1262 | 2635 | 818.01 | 84.2 | 91.2 | 7 | 0
2040 | MAPP_US_2_MISO_W | MAPP_US | MISO_W | Internal | Winter | B16 | 25 | 2635 | 4096.09 | 132.51 | 143.61 | 7 | 4.1
2040 | MAPP_US_2_MISO_W | MAPP_US | MISO_W | Internal | Winter | B17 | 100 | 2635 | 3001.28 | 131.37 | 142.47 | 7 | 4.1
2040 | MAPP_US_2_MISO_W | MAPP_US | MISO_W | Internal | Winter | B18 | 400 | 2635 | 2635 | 130.94 | 141.87 | 7 | 3.93
2040 | MAPP_US_2_MISO_W | MAPP_US | MISO_W | Internal | Winter | B19 | 700 | 2635 | 2238.82 | 130.94 | 137.94 | 7 | 0
2040 | MAPP_US_2_MISO_W | MAPP_US | MISO_W | Internal | Winter | B20 | 935 | 2635 | 1215.71 | 70.02 | 77.02 | 7 | 0
2040 | MAPP_US_2_NE | MAPP_US | NE | Internal | Shoulder | B11 | 25 | 2000 | 2000 | 151.58 | 161.56 | 7 | 2.98
2040 | MAPP_US_2_NE | MAPP_US | NE | Internal | Shoulder | B12 | 200 | 2000 | 2000 | 138.62 | 152.61 | 7 | 6.99
2040 | MAPP_US_2_NE | MAPP_US | NE | Internal | Shoulder | B13 | 600 | 2000 | 2000 | 134.27 | 148.26 | 7 | 6.99
2040 | MAPP_US_2_NE | MAPP_US | NE | Internal | Shoulder | B14 | 900 | 2000 | 751.33 | 127.84 | 134.84 | 7 | 0
2040 | MAPP_US_2_NE | MAPP_US | NE | Internal | Shoulder | B15 | 1203 | 2000 | 1425.11 | 67.49 | 74.49 | 7 | 0
2040 | MAPP_US_2_NE | MAPP_US | NE | Internal | Summer | B1 | 10 | 2000 | 0 | 277.22 | 279.22 | 7 | 0
2040 | MAPP_US_2_NE | MAPP_US | NE | Internal | Summer | B2 | 25 | 2000 | 493.77 | 276.01 | 283.01 | 7 | 0
2040 | MAPP_US_2_NE | MAPP_US | NE | Internal | Summer | B3 | 75 | 2000 | 1275.84 | 274.5 | 281.5 | 7 | 0
2040 | MAPP_US_2_NE | MAPP_US | NE | Internal | Summer | B4 | 100 | 2000 | 1057.04 | 181.13 | 188.13 | 7 | 0
2040 | MAPP_US_2_NE | MAPP_US | NE | Internal | Summer | B5 | 200 | 2000 | 1426.97 | 177.16 | 184.16 | 7 | 0
2040 | MAPP_US_2_NE | MAPP_US | NE | Internal | Summer | B6 | 300 | 2000 | 1672.89 | 173.26 | 180.26 | 7 | 0
2040 | MAPP_US_2_NE | MAPP_US | NE | Internal | Summer | B7 | 400 | 2000 | 2000 | 155.48 | 169.47 | 7 | 6.99
2040 | MAPP_US_2_NE | MAPP_US | NE | Internal | Summer | B8 | 500 | 2000 | 1845.4 | 148.12 | 155.12 | 7 | 0
2040 | MAPP_US_2_NE | MAPP_US | NE | Internal | Summer | B9 | 800 | 2000 | 2000 | 143.06 | 154.72 | 7 | 4.66
2040 | MAPP_US_2_NE | MAPP_US | NE | Internal | Summer | B10 | 1262 | 2000 | 1451.05 | 84.2 | 91.2 | 7 | 0
2040 | MAPP_US_2_NE | MAPP_US | NE | Internal | Winter | B16 | 25 | 2000 | 2000 | 132.51 | 150.61 | 7 | 11.1
2040 | MAPP_US_2_NE | MAPP_US | NE | Internal | Winter | B17 | 100 | 2000 | 2000 | 131.37 | 149.46 | 7 | 11.09
2040 | MAPP_US_2_NE | MAPP_US | NE | Internal | Winter | B18 | 400 | 2000 | 2000 | 130.94 | 148.86 | 7 | 10.92
2040 | MAPP_US_2_NE | MAPP_US | NE | Internal | Winter | B19 | 700 | 2000 | 813.15 | 130.94 | 137.94 | 7 | 0
2040 | MAPP_US_2_NE | MAPP_US | NE | Internal | Winter | B20 | 935 | 2000 | 726.65 | 70.02 | 77.02 | 7 | 0
2040 | MARITIMES_2_NEISO | MARITIMES | NEISO | Internal | Shoulder | B11 | 25 | 99999 | 1720.76 | 98.04 | 98.05 | 0.01 | 0
2040 | MARITIMES_2_NEISO | MARITIMES | NEISO | Internal | Shoulder | B12 | 200 | 99999 | 1717.54 | 98.04 | 98.05 | 0.01 | 0
2040 | MARITIMES_2_NEISO | MARITIMES | NEISO | Internal | Shoulder | B13 | 600 | 99999 | 1704.88 | 98.04 | 98.05 | 0.01 | 0
2040 | MARITIMES_2_NEISO | MARITIMES | NEISO | Internal | Shoulder | B14 | 900 | 99999 | 1682.64 | 83.92 | 83.93 | 0.01 | 0
2040 | MARITIMES_2_NEISO | MARITIMES | NEISO | Internal | Shoulder | B15 | 1203 | 99999 | 648.08 | 71.74 | 71.76 | 0.01 | 0
2040 | MARITIMES_2_NEISO | MARITIMES | NEISO | Internal | Summer | B1 | 10 | 99999 | 1900.1 | 203.05 | 203.06 | 0.01 | 0
2040 | MARITIMES_2_NEISO | MARITIMES | NEISO | Internal | Summer | B2 | 25 | 99999 | 1878.84 | 213.99 | 214.01 | 0.01 | 0
2040 | MARITIMES_2_NEISO | MARITIMES | NEISO | Internal | Summer | B3 | 75 | 99999 | 1836.48 | 203.05 | 203.06 | 0.01 | 0
2040 | MARITIMES_2_NEISO | MARITIMES | NEISO | Internal | Summer | B4 | 100 | 99999 | 1800.07 | 167.4 | 167.41 | 0.01 | 0
2040 | MARITIMES_2_NEISO | MARITIMES | NEISO | Internal | Summer | B5 | 200 | 99999 | 1780.26 | 165.93 | 165.94 | 0.01 | 0
2040 | MARITIMES_2_NEISO | MARITIMES | NEISO | Internal | Summer | B6 | 300 | 99999 | 1757.92 | 165.93 | 165.94 | 0.01 | 0
2040 | MARITIMES_2_NEISO | MARITIMES | NEISO | Internal | Summer | B7 | 400 | 99999 | 1732.32 | 158.96 | 158.97 | 0.01 | 0
2040 | MARITIMES_2_NEISO | MARITIMES | NEISO | Internal | Summer | B8 | 500 | 99999 | 1712.2 | 152.25 | 152.26 | 0.01 | 0
2040 | MARITIMES_2_NEISO | MARITIMES | NEISO | Internal | Summer | B9 | 800 | 99999 | 1687.55 | 126.04 | 126.06 | 0.01 | 0
2040 | MARITIMES_2_NEISO | MARITIMES | NEISO | Internal | Summer | B10 | 1262 | 99999 | 465.16 | 125.01 | 125.02 | 0.01 | 0
2040 | MARITIMES_2_NEISO | MARITIMES | NEISO | Internal | Winter | B16 | 25 | 99999 | 1765.3 | 98.02 | 98.03 | 0.01 | 0
2040 | MARITIMES_2_NEISO | MARITIMES | NEISO | Internal | Winter | B17 | 100 | 99999 | 1747.41 | 98.02 | 98.03 | 0.01 | 0
2040 | MARITIMES_2_NEISO | MARITIMES | NEISO | Internal | Winter | B18 | 400 | 99999 | 1733.72 | 98.02 | 98.03 | 0.01 | 0
2040 | MARITIMES_2_NEISO | MARITIMES | NEISO | Internal | Winter | B19 | 700 | 99999 | 1708.15 | 84.04 | 84.05 | 0.01 | 0
2040 | MARITIMES_2_NEISO | MARITIMES | NEISO | Internal | Winter | B20 | 935 | 99999 | 723.43 | 71.73 | 71.75 | 0.01 | 0
2040 | MISO_IN_2_MISO_MI | MISO_IN | MISO_MI | Internal | Shoulder | B11 | 25 | 5000 | 274.43 | 153.88 | 153.9 | 0.01 | 0
2040 | MISO_IN_2_MISO_MI | MISO_IN | MISO_MI | Internal | Shoulder | B12 | 200 | 5000 | 0 | 153.88 | 153.87 | 0.01 | 0
2040 | MISO_IN_2_MISO_MI | MISO_IN | MISO_MI | Internal | Shoulder | B13 | 600 | 5000 | 0 | 153.26 | 151.25 | 0.01 | 0
2040 | MISO_IN_2_MISO_MI | MISO_IN | MISO_MI | Internal | Shoulder | B14 | 900 | 5000 | 0 | 151.07 | 151.06 | 0.01 | 0
2040 | MISO_IN_2_MISO_MI | MISO_IN | MISO_MI | Internal | Shoulder | B15 | 1203 | 5000 | 0 | 92.49 | 92.48 | 0.01 | 0
2040 | MISO_IN_2_MISO_MI | MISO_IN | MISO_MI | Internal | Summer | B1 | 10 | 5000 | 7758.66 | 278.31 | 278.34 | 0.01 | 0.01
2040 | MISO_IN_2_MISO_MI | MISO_IN | MISO_MI | Internal | Summer | B2 | 25 | 5000 | 6661.82 | 275.01 | 275.04 | 0.01 | 0.01
2040 | MISO_IN_2_MISO_MI | MISO_IN | MISO_MI | Internal | Summer | B3 | 75 | 5000 | 8713.47 | 271.32 | 271.34 | 0.01 | 0.01
2040 | MISO_IN_2_MISO_MI | MISO_IN | MISO_MI | Internal | Summer | B4 | 100 | 5000 | 8779.31 | 177.94 | 177.97 | 0.01 | 0.01
2040 | MISO_IN_2_MISO_MI | MISO_IN | MISO_MI | Internal | Summer | B5 | 200 | 5000 | 9003.12 | 172.61 | 172.63 | 0.01 | 0.01
2040 | MISO_IN_2_MISO_MI | MISO_IN | MISO_MI | Internal | Summer | B6 | 300 | 5000 | 9953.42 | 163.09 | 163.11 | 0.01 | 0.01
2040 | MISO_IN_2_MISO_MI | MISO_IN | MISO_MI | Internal | Summer | B7 | 400 | 5000 | 7377.4 | 152.29 | 152.31 | 0.01 | 0.01
2040 | MISO_IN_2_MISO_MI | MISO_IN | MISO_MI | Internal | Summer | B8 | 500 | 5000 | 339.97 | 152.29 | 152.3 | 0.01 | 0
2040 | MISO_IN_2_MISO_MI | MISO_IN | MISO_MI | Internal | Summer | B9 | 800 | 5000 | 0 | 152.29 | 152.28 | 0.01 | 0
2040 | MISO_IN_2_MISO_MI | MISO_IN | MISO_MI | Internal | Summer | B10 | 1262 | 5000 | 0 | 102.96 | 102.72 | 0.01 | 0
2040 | MISO_IN_2_MISO_MI | MISO_IN | MISO_MI | Internal | Winter | B16 | 25 | 5000 | 0 | 157.28 | 157.27 | 0.01 | 0
2040 | MISO_IN_2_MISO_MI | MISO_IN | MISO_MI | Internal | Winter | B17 | 100 | 5000 | 0 | 157.28 | 157.27 | 0.01 | 0
2040 | MISO_IN_2_MISO_MI | MISO_IN | MISO_MI | Internal | Winter | B18 | 400 | 5000 | 0 | 154.56 | 152.55 | 0.01 | 0
2040 | MISO_IN_2_MISO_MI | MISO_IN | MISO_MI | Internal | Winter | B19 | 700 | 5000 | 0 | 150.62 | 150.61 | 0.01 | 0
2040 | MISO_IN_2_MISO_MI | MISO_IN | MISO_MI | Internal | Winter | B20 | 935 | 5000 | 0 | 95.02 | 94.92 | 0.01 | 0
2040 | MISO_IN_2_MISO_MO-IL | MISO_IN | MISO_MO-IL | Internal | Shoulder | B11 | 25 | 5000 | 5000 | 153.88 | 158.59 | 0.01 | 4.7
2040 | MISO_IN_2_MISO_MO-IL | MISO_IN | MISO_MO-IL | Internal | Shoulder | B12 | 200 | 5000 | 2702.8 | 153.88 | 153.9 | 0.01 | 0
2040 | MISO_IN_2_MISO_MO-IL | MISO_IN | MISO_MO-IL | Internal | Shoulder | B13 | 600 | 5000 | 692.91 | 153.26 | 153.27 | 0.01 | 0
2040 | MISO_IN_2_MISO_MO-IL | MISO_IN | MISO_MO-IL | Internal | Shoulder | B14 | 900 | 5000 | 0 | 151.07 | 147.51 | 0.01 | 0
2040 | MISO_IN_2_MISO_MO-IL | MISO_IN | MISO_MO-IL | Internal | Shoulder | B15 | 1203 | 5000 | 0 | 92.49 | 87.17 | 0.01 | 0
2040 | MISO_IN_2_MISO_MO-IL | MISO_IN | MISO_MO-IL | Internal | Summer | B1 | 10 | 5000 | 5000 | 278.31 | 284.23 | 0.01 | 5.9
2040 | MISO_IN_2_MISO_MO-IL | MISO_IN | MISO_MO-IL | Internal | Summer | B2 | 25 | 5000 | 5000 | 275.01 | 284.23 | 0.01 | 9.2
2040 | MISO_IN_2_MISO_MO-IL | MISO_IN | MISO_MO-IL | Internal | Summer | B3 | 75 | 5000 | 5081.12 | 271.32 | 284.23 | 0.01 | 12.9
2040 | MISO_IN_2_MISO_MO-IL | MISO_IN | MISO_MO-IL | Internal | Summer | B4 | 100 | 5000 | 5675.02 | 177.94 | 190.86 | 0.01 | 12.9
2040 | MISO_IN_2_MISO_MO-IL | MISO_IN | MISO_MO-IL | Internal | Summer | B5 | 200 | 5000 | 5000 | 172.61 | 182.84 | 0.01 | 10.23
2040 | MISO_IN_2_MISO_MO-IL | MISO_IN | MISO_MO-IL | Internal | Summer | B6 | 300 | 5000 | 5000 | 163.09 | 173.29 | 0.01 | 10.19
2040 | MISO_IN_2_MISO_MO-IL | MISO_IN | MISO_MO-IL | Internal | Summer | B7 | 400 | 5000 | 5000 | 152.29 | 163.55 | 0.01 | 11.25
2040 | MISO_IN_2_MISO_MO-IL | MISO_IN | MISO_MO-IL | Internal | Summer | B8 | 500 | 5000 | 5000 | 152.29 | 155.13 | 0.01 | 2.83
2040 | MISO_IN_2_MISO_MO-IL | MISO_IN | MISO_MO-IL | Internal | Summer | B9 | 800 | 5000 | 3520.03 | 152.29 | 152.3 | 0.01 | 0
2040 | MISO_IN_2_MISO_MO-IL | MISO_IN | MISO_MO-IL | Internal | Summer | B10 | 1262 | 5000 | 0 | 102.96 | 102.95 | 0.01 | 0
2040 | MISO_IN_2_MISO_MO-IL | MISO_IN | MISO_MO-IL | Internal | Winter | B16 | 25 | 5000 | 0 | 157.28 | 156.28 | 0.01 | 0
2040 | MISO_IN_2_MISO_MO-IL | MISO_IN | MISO_MO-IL | Internal | Winter | B17 | 100 | 5000 | 0 | 157.28 | 155.15 | 0.01 | 0
2040 | MISO_IN_2_MISO_MO-IL | MISO_IN | MISO_MO-IL | Internal | Winter | B18 | 400 | 5000 | 0 | 154.56 | 154.54 | 0.01 | 0
2040 | MISO_IN_2_MISO_MO-IL | MISO_IN | MISO_MO-IL | Internal | Winter | B19 | 700 | 5000 | 0 | 150.62 | 150.61 | 0.01 | 0
2040 | MISO_IN_2_MISO_MO-IL | MISO_IN | MISO_MO-IL | Internal | Winter | B20 | 935 | 5000 | 0 | 95.02 | 89.69 | 0.01 | 0
2040 | MISO_IN_2_NonRTO_Midwest | MISO_IN | NonRTO_Midwest | Internal | Shoulder | B11 | 25 | 4800 | 0 | 153.88 | 157.66 | 8 | 0
2040 | MISO_IN_2_NonRTO_Midwest | MISO_IN | NonRTO_Midwest | Internal | Shoulder | B12 | 200 | 4800 | 0 | 153.88 | 157.66 | 8 | 0
2040 | MISO_IN_2_NonRTO_Midwest | MISO_IN | NonRTO_Midwest | Internal | Shoulder | B13 | 600 | 4800 | 0 | 153.26 | 157.66 | 8 | 0
2040 | MISO_IN_2_NonRTO_Midwest | MISO_IN | NonRTO_Midwest | Internal | Shoulder | B14 | 900 | 4800 | 0 | 151.07 | 157.66 | 8 | 0
2040 | MISO_IN_2_NonRTO_Midwest | MISO_IN | NonRTO_Midwest | Internal | Shoulder | B15 | 1203 | 4800 | 0 | 92.49 | 92.22 | 8 | 0
2040 | MISO_IN_2_NonRTO_Midwest | MISO_IN | NonRTO_Midwest | Internal | Summer | B1 | 10 | 4800 | 0 | 278.31 | 283.01 | 8 | 0
2040 | MISO_IN_2_NonRTO_Midwest | MISO_IN | NonRTO_Midwest | Internal | Summer | B2 | 25 | 4800 | 1373.15 | 275.01 | 283.01 | 8 | 0
2040 | MISO_IN_2_NonRTO_Midwest | MISO_IN | NonRTO_Midwest | Internal | Summer | B3 | 75 | 4800 | 136.18 | 271.32 | 279.32 | 8 | 0
2040 | MISO_IN_2_NonRTO_Midwest | MISO_IN | NonRTO_Midwest | Internal | Summer | B4 | 100 | 4800 | 0 | 177.94 | 174.57 | 8 | 0
2040 | MISO_IN_2_NonRTO_Midwest | MISO_IN | NonRTO_Midwest | Internal | Summer | B5 | 200 | 4800 | 0 | 172.61 | 165.84 | 8 | 0
2040 | MISO_IN_2_NonRTO_Midwest | MISO_IN | NonRTO_Midwest | Internal | Summer | B6 | 300 | 4800 | 0 | 163.09 | 156.29 | 8 | 0
2040 | MISO_IN_2_NonRTO_Midwest | MISO_IN | NonRTO_Midwest | Internal | Summer | B7 | 400 | 4800 | 0 | 152.29 | 152.88 | 8 | 0
2040 | MISO_IN_2_NonRTO_Midwest | MISO_IN | NonRTO_Midwest | Internal | Summer | B8 | 500 | 4800 | 0 | 152.29 | 152 | 8 | 0
2040 | MISO_IN_2_NonRTO_Midwest | MISO_IN | NonRTO_Midwest | Internal | Summer | B9 | 800 | 4800 | 0 | 152.29 | 152 | 8 | 0
2040 | MISO_IN_2_NonRTO_Midwest | MISO_IN | NonRTO_Midwest | Internal | Summer | B10 | 1262 | 4800 | 0 | 102.96 | 94.96 | 8 | 0
2040 | MISO_IN_2_NonRTO_Midwest | MISO_IN | NonRTO_Midwest | Internal | Winter | B16 | 25 | 4800 | 0 | 157.28 | 161.53 | 8 | 0
2040 | MISO_IN_2_NonRTO_Midwest | MISO_IN | NonRTO_Midwest | Internal | Winter | B17 | 100 | 4800 | 0 | 157.28 | 161.53 | 8 | 0
2040 | MISO_IN_2_NonRTO_Midwest | MISO_IN | NonRTO_Midwest | Internal | Winter | B18 | 400 | 4800 | 0 | 154.56 | 157.62 | 8 | 0
2040 | MISO_IN_2_NonRTO_Midwest | MISO_IN | NonRTO_Midwest | Internal | Winter | B19 | 700 | 4800 | 0 | 150.62 | 157.38 | 8 | 0
2040 | MISO_IN_2_NonRTO_Midwest | MISO_IN | NonRTO_Midwest | Internal | Winter | B20 | 935 | 4800 | 0 | 95.02 | 95.26 | 8 | 0
2040 | MISO_IN_2_PJM_ROR | MISO_IN | PJM_ROR | Internal | Shoulder | B11 | 25 | 992 | 0 | 153.88 | 153.82 | 2 | 0
2040 | MISO_IN_2_PJM_ROR | MISO_IN | PJM_ROR | Internal | Shoulder | B12 | 200 | 992 | 0 | 153.88 | 152.96 | 2 | 0
2040 | MISO_IN_2_PJM_ROR | MISO_IN | PJM_ROR | Internal | Shoulder | B13 | 600 | 992 | 0 | 153.26 | 149.24 | 2 | 0
2040 | MISO_IN_2_PJM_ROR | MISO_IN | PJM_ROR | Internal | Shoulder | B14 | 900 | 992 | 0 | 151.07 | 149.1 | 2 | 0
2040 | MISO_IN_2_PJM_ROR | MISO_IN | PJM_ROR | Internal | Shoulder | B15 | 1203 | 992 | 0 | 92.49 | 86.92 | 2 | 0
2040 | MISO_IN_2_PJM_ROR | MISO_IN | PJM_ROR | Internal | Summer | B1 | 10 | 992 | 992 | 278.31 | 285.01 | 2 | 4.7
2040 | MISO_IN_2_PJM_ROR | MISO_IN | PJM_ROR | Internal | Summer | B2 | 25 | 992 | 992 | 275.01 | 285.01 | 2 | 8
2040 | MISO_IN_2_PJM_ROR | MISO_IN | PJM_ROR | Internal | Summer | B3 | 75 | 992 | 992 | 271.32 | 281.32 | 2 | 8
2040 | MISO_IN_2_PJM_ROR | MISO_IN | PJM_ROR | Internal | Summer | B4 | 100 | 992 | 992 | 177.94 | 186.48 | 2 | 6.54
2040 | MISO_IN_2_PJM_ROR | MISO_IN | PJM_ROR | Internal | Summer | B5 | 200 | 992 | 992 | 172.61 | 182.84 | 2 | 8.24
2040 | MISO_IN_2_PJM_ROR | MISO_IN | PJM_ROR | Internal | Summer | B6 | 300 | 992 | 992 | 163.09 | 171.02 | 2 | 5.93
2040 | MISO_IN_2_PJM_ROR | MISO_IN | PJM_ROR | Internal | Summer | B7 | 400 | 992 | 992 | 152.29 | 163.96 | 2 | 9.67
2040 | MISO_IN_2_PJM_ROR | MISO_IN | PJM_ROR | Internal | Summer | B8 | 500 | 992 | 992 | 152.29 | 157.13 | 2 | 2.84
2040 | MISO_IN_2_PJM_ROR | MISO_IN | PJM_ROR | Internal | Summer | B9 | 800 | 992 | 0 | 152.29 | 152.06 | 2 | 0
2040 | MISO_IN_2_PJM_ROR | MISO_IN | PJM_ROR | Internal | Summer | B10 | 1262 | 992 | 0 | 102.96 | 103.95 | 2 | 0
2040 | MISO_IN_2_PJM_ROR | MISO_IN | PJM_ROR | Internal | Winter | B16 | 25 | 992 | 0 | 157.28 | 155.28 | 2 | 0
2040 | MISO_IN_2_PJM_ROR | MISO_IN | PJM_ROR | Internal | Winter | B17 | 100 | 992 | 0 | 157.28 | 157.78 | 2 | 0
2040 | MISO_IN_2_PJM_ROR | MISO_IN | PJM_ROR | Internal | Winter | B18 | 400 | 992 | 0 | 154.56 | 151.95 | 2 | 0
2040 | MISO_IN_2_PJM_ROR | MISO_IN | PJM_ROR | Internal | Winter | B19 | 700 | 992 | 0 | 150.62 | 148.61 | 2 | 0
2040 | MISO_IN_2_PJM_ROR | MISO_IN | PJM_ROR | Internal | Winter | B20 | 935 | 992 | 0 | 95.02 | 88.9 | 2 | 0
2040 | MISO_MI_2_MISO_IN | MISO_MI | MISO_IN | Internal | Shoulder | B11 | 25 | 2045 | 0 | 153.9 | 153.88 | 0.01 | 0
2040 | MISO_MI_2_MISO_IN | MISO_MI | MISO_IN | Internal | Shoulder | B12 | 200 | 2045 | 1395.6 | 153.87 | 153.88 | 0.01 | 0
2040 | MISO_MI_2_MISO_IN | MISO_MI | MISO_IN | Internal | Shoulder | B13 | 600 | 2045 | 3282.39 | 151.25 | 153.26 | 0.01 | 1.99
2040 | MISO_MI_2_MISO_IN | MISO_MI | MISO_IN | Internal | Shoulder | B14 | 900 | 2045 | 1176.78 | 151.06 | 151.07 | 0.01 | 0
2040 | MISO_MI_2_MISO_IN | MISO_MI | MISO_IN | Internal | Shoulder | B15 | 1203 | 2045 | 457.71 | 92.48 | 92.49 | 0.01 | 0
2040 | MISO_MI_2_MISO_IN | MISO_MI | MISO_IN | Internal | Summer | B1 | 10 | 2045 | 0 | 278.34 | 278.31 | 0.01 | 0
2040 | MISO_MI_2_MISO_IN | MISO_MI | MISO_IN | Internal | Summer | B2 | 25 | 2045 | 0 | 275.04 | 275.01 | 0.01 | 0
2040 | MISO_MI_2_MISO_IN | MISO_MI | MISO_IN | Internal | Summer | B3 | 75 | 2045 | 0 | 271.34 | 271.32 | 0.01 | 0
2040 | MISO_MI_2_MISO_IN | MISO_MI | MISO_IN | Internal | Summer | B4 | 100 | 2045 | 0 | 177.97 | 177.94 | 0.01 | 0
2040 | MISO_MI_2_MISO_IN | MISO_MI | MISO_IN | Internal | Summer | B5 | 200 | 2045 | 0 | 172.63 | 172.61 | 0.01 | 0
2040 | MISO_MI_2_MISO_IN | MISO_MI | MISO_IN | Internal | Summer | B6 | 300 | 2045 | 0 | 163.11 | 163.09 | 0.01 | 0
2040 | MISO_MI_2_MISO_IN | MISO_MI | MISO_IN | Internal | Summer | B7 | 400 | 2045 | 0 | 152.31 | 152.29 | 0.01 | 0
2040 | MISO_MI_2_MISO_IN | MISO_MI | MISO_IN | Internal | Summer | B8 | 500 | 2045 | 0 | 152.3 | 152.29 | 0.01 | 0
2040 | MISO_MI_2_MISO_IN | MISO_MI | MISO_IN | Internal | Summer | B9 | 800 | 2045 | 2007.11 | 152.28 | 152.29 | 0.01 | 0
2040 | MISO_MI_2_MISO_IN | MISO_MI | MISO_IN | Internal | Summer | B10 | 1262 | 2045 | 2045 | 102.72 | 102.96 | 0.01 | 0.23
2040 | MISO_MI_2_MISO_IN | MISO_MI | MISO_IN | Internal | Winter | B16 | 25 | 2045 | 824.28 | 157.27 | 157.28 | 0.01 | 0
2040 | MISO_MI_2_MISO_IN | MISO_MI | MISO_IN | Internal | Winter | B17 | 100 | 2045 | 1700.32 | 157.27 | 157.28 | 0.01 | 0
2040 | MISO_MI_2_MISO_IN | MISO_MI | MISO_IN | Internal | Winter | B18 | 400 | 2045 | 2199.22 | 152.55 | 154.56 | 0.01 | 1.99
2040 | MISO_MI_2_MISO_IN | MISO_MI | MISO_IN | Internal | Winter | B19 | 700 | 2045 | 1981.23 | 150.61 | 150.62 | 0.01 | 0
2040 | MISO_MI_2_MISO_IN | MISO_MI | MISO_IN | Internal | Winter | B20 | 935 | 2045 | 2045 | 94.92 | 95.02 | 0.01 | 0.09
2040 | MISO_MI_2_MISO_WUMS | MISO_MI | MISO_WUMS | Internal | Shoulder | B11 | 25 | 117 | 1760.27 | 153.9 | 158.57 | 0.01 | 4.66
2040 | MISO_MI_2_MISO_WUMS | MISO_MI | MISO_WUMS | Internal | Shoulder | B12 | 200 | 117 | 117 | 153.87 | 154.96 | 0.01 | 1.08
2040 | MISO_MI_2_MISO_WUMS | MISO_MI | MISO_WUMS | Internal | Shoulder | B13 | 600 | 117 | 0 | 151.25 | 151.24 | 0.01 | 0
2040 | MISO_MI_2_MISO_WUMS | MISO_MI | MISO_WUMS | Internal | Shoulder | B14 | 900 | 117 | 0 | 151.06 | 148.29 | 0.01 | 0
2040 | MISO_MI_2_MISO_WUMS | MISO_MI | MISO_WUMS | Internal | Shoulder | B15 | 1203 | 117 | 0 | 92.48 | 87.95 | 0.01 | 0
2040 | MISO_MI_2_MISO_WUMS | MISO_MI | MISO_WUMS | Internal | Summer | B1 | 10 | 117 | 4951.32 | 278.34 | 283.01 | 0.01 | 4.66
2040 | MISO_MI_2_MISO_WUMS | MISO_MI | MISO_WUMS | Internal | Summer | B2 | 25 | 117 | 5115.85 | 275.04 | 279.71 | 0.01 | 4.66
2040 | MISO_MI_2_MISO_WUMS | MISO_MI | MISO_WUMS | Internal | Summer | B3 | 75 | 117 | 8676.76 | 271.34 | 276.01 | 0.01 | 4.66
2040 | MISO_MI_2_MISO_WUMS | MISO_MI | MISO_WUMS | Internal | Summer | B4 | 100 | 117 | 7847.38 | 177.97 | 182.64 | 0.01 | 4.66
2040 | MISO_MI_2_MISO_WUMS | MISO_MI | MISO_WUMS | Internal | Summer | B5 | 200 | 117 | 8202.57 | 172.63 | 177.31 | 0.01 | 4.66
2040 | MISO_MI_2_MISO_WUMS | MISO_MI | MISO_WUMS | Internal | Summer | B6 | 300 | 117 | 9971.61 | 163.11 | 167.79 | 0.01 | 4.66
2040 | MISO_MI_2_MISO_WUMS | MISO_MI | MISO_WUMS | Internal | Summer | B7 | 400 | 117 | 7534.37 | 152.31 | 156.99 | 0.01 | 4.66
2040 | MISO_MI_2_MISO_WUMS | MISO_MI | MISO_WUMS | Internal | Summer | B8 | 500 | 117 | 117 | 152.3 | 155.13 | 0.01 | 2.81
2040 | MISO_MI_2_MISO_WUMS | MISO_MI | MISO_WUMS | Internal | Summer | B9 | 800 | 117 | 117 | 152.28 | 152.7 | 0.01 | 0.41
2040 | MISO_MI_2_MISO_WUMS | MISO_MI | MISO_WUMS | Internal | Summer | B10 | 1262 | 117 | 0 | 102.72 | 101.95 | 0.01 | 0
2040 | MISO_MI_2_MISO_WUMS | MISO_MI | MISO_WUMS | Internal | Winter | B16 | 25 | 117 | 0 | 157.27 | 157.07 | 0.01 | 0
2040 | MISO_MI_2_MISO_WUMS | MISO_MI | MISO_WUMS | Internal | Winter | B17 | 100 | 117 | 0 | 157.27 | 155.93 | 0.01 | 0
2040 | MISO_MI_2_MISO_WUMS | MISO_MI | MISO_WUMS | Internal | Winter | B18 | 400 | 117 | 117 | 152.55 | 153.95 | 0.01 | 1.39
2040 | MISO_MI_2_MISO_WUMS | MISO_MI | MISO_WUMS | Internal | Winter | B19 | 700 | 117 | 0 | 150.61 | 150.43 | 0.01 | 0
2040 | MISO_MI_2_MISO_WUMS | MISO_MI | MISO_WUMS | Internal | Winter | B20 | 935 | 117 | 0 | 94.92 | 89.76 | 0.01 | 0
2040 | MISO_MI_2_PJM_ROR | MISO_MI | PJM_ROR | Internal | Shoulder | B11 | 25 | 1424 | 0 | 153.9 | 153.82 | 2 | 0
2040 | MISO_MI_2_PJM_ROR | MISO_MI | PJM_ROR | Internal | Shoulder | B12 | 200 | 1424 | 0 | 153.87 | 152.96 | 2 | 0
2040 | MISO_MI_2_PJM_ROR | MISO_MI | PJM_ROR | Internal | Shoulder | B13 | 600 | 1424 | 0 | 151.25 | 149.24 | 2 | 0
2040 | MISO_MI_2_PJM_ROR | MISO_MI | PJM_ROR | Internal | Shoulder | B14 | 900 | 1424 | 0 | 151.06 | 149.1 | 2 | 0
2040 | MISO_MI_2_PJM_ROR | MISO_MI | PJM_ROR | Internal | Shoulder | B15 | 1203 | 1424 | 0 | 92.48 | 86.92 | 2 | 0
2040 | MISO_MI_2_PJM_ROR | MISO_MI | PJM_ROR | Internal | Summer | B1 | 10 | 1424 | 1424 | 278.34 | 285.01 | 2 | 4.67
2040 | MISO_MI_2_PJM_ROR | MISO_MI | PJM_ROR | Internal | Summer | B2 | 25 | 1424 | 1424 | 275.04 | 285.01 | 2 | 7.98
2040 | MISO_MI_2_PJM_ROR | MISO_MI | PJM_ROR | Internal | Summer | B3 | 75 | 1424 | 1424 | 271.34 | 281.32 | 2 | 7.98
2040 | MISO_MI_2_PJM_ROR | MISO_MI | PJM_ROR | Internal | Summer | B4 | 100 | 1424 | 1424 | 177.97 | 186.48 | 2 | 6.51
2040 | MISO_MI_2_PJM_ROR | MISO_MI | PJM_ROR | Internal | Summer | B5 | 200 | 1424 | 1424 | 172.63 | 182.84 | 2 | 8.21
2040 | MISO_MI_2_PJM_ROR | MISO_MI | PJM_ROR | Internal | Summer | B6 | 300 | 1424 | 1424 | 163.11 | 171.02 | 2 | 5.91
2040 | MISO_MI_2_PJM_ROR | MISO_MI | PJM_ROR | Internal | Summer | B7 | 400 | 1424 | 1424 | 152.31 | 163.96 | 2 | 9.64
2040 | MISO_MI_2_PJM_ROR | MISO_MI | PJM_ROR | Internal | Summer | B8 | 500 | 1424 | 1424 | 152.3 | 157.13 | 2 | 2.83
2040 | MISO_MI_2_PJM_ROR | MISO_MI | PJM_ROR | Internal | Summer | B9 | 800 | 1424 | 0 | 152.28 | 152.06 | 2 | 0
2040 | MISO_MI_2_PJM_ROR | MISO_MI | PJM_ROR | Internal | Summer | B10 | 1262 | 1424 | 0 | 102.72 | 103.95 | 2 | 0
2040 | MISO_MI_2_PJM_ROR | MISO_MI | PJM_ROR | Internal | Winter | B16 | 25 | 1424 | 0 | 157.27 | 155.28 | 2 | 0
2040 | MISO_MI_2_PJM_ROR | MISO_MI | PJM_ROR | Internal | Winter | B17 | 100 | 1424 | 0 | 157.27 | 157.78 | 2 | 0
2040 | MISO_MI_2_PJM_ROR | MISO_MI | PJM_ROR | Internal | Winter | B18 | 400 | 1424 | 0 | 152.55 | 151.95 | 2 | 0
2040 | MISO_MI_2_PJM_ROR | MISO_MI | PJM_ROR | Internal | Winter | B19 | 700 | 1424 | 0 | 150.61 | 148.61 | 2 | 0
2040 | MISO_MI_2_PJM_ROR | MISO_MI | PJM_ROR | Internal | Winter | B20 | 935 | 1424 | 0 | 94.92 | 88.9 | 2 | 0
2040 | MISO_MO-IL_2_ENT | MISO_MO-IL | ENT | Internal | Shoulder | B11 | 25 | 2540 | 272.18 | 158.59 | 166.59 | 8 | 0
2040 | MISO_MO-IL_2_ENT | MISO_MO-IL | ENT | Internal | Shoulder | B12 | 200 | 2540 | 0 | 153.9 | 156.63 | 8 | 0
2040 | MISO_MO-IL_2_ENT | MISO_MO-IL | ENT | Internal | Shoulder | B13 | 600 | 2540 | 0 | 153.27 | 156.63 | 8 | 0
2040 | MISO_MO-IL_2_ENT | MISO_MO-IL | ENT | Internal | Shoulder | B14 | 900 | 2540 | 0 | 147.51 | 141.24 | 8 | 0
2040 | MISO_MO-IL_2_ENT | MISO_MO-IL | ENT | Internal | Shoulder | B15 | 1203 | 2540 | 0 | 87.17 | 79.17 | 8 | 0
2040 | MISO_MO-IL_2_ENT | MISO_MO-IL | ENT | Internal | Summer | B1 | 10 | 2540 | 0 | 284.23 | 276.36 | 8 | 0
2040 | MISO_MO-IL_2_ENT | MISO_MO-IL | ENT | Internal | Summer | B2 | 25 | 2540 | 0 | 284.23 | 288 | 8 | 0
2040 | MISO_MO-IL_2_ENT | MISO_MO-IL | ENT | Internal | Summer | B3 | 75 | 2540 | 0 | 284.23 | 282.18 | 8 | 0
2040 | MISO_MO-IL_2_ENT | MISO_MO-IL | ENT | Internal | Summer | B4 | 100 | 2540 | 0 | 190.86 | 191.57 | 8 | 0
2040 | MISO_MO-IL_2_ENT | MISO_MO-IL | ENT | Internal | Summer | B5 | 200 | 2540 | 0 | 182.84 | 180.56 | 8 | 0
2040 | MISO_MO-IL_2_ENT | MISO_MO-IL | ENT | Internal | Summer | B6 | 300 | 2540 | 0 | 173.29 | 173.29 | 8 | 0
2040 | MISO_MO-IL_2_ENT | MISO_MO-IL | ENT | Internal | Summer | B7 | 400 | 2540 | 0 | 163.55 | 169.88 | 8 | 0
2040 | MISO_MO-IL_2_ENT | MISO_MO-IL | ENT | Internal | Summer | B8 | 500 | 2540 | 0 | 155.13 | 154.98 | 8 | 0
2040 | MISO_MO-IL_2_ENT | MISO_MO-IL | ENT | Internal | Summer | B9 | 800 | 2540 | 0 | 152.3 | 154.98 | 8 | 0
2040 | MISO_MO-IL_2_ENT | MISO_MO-IL | ENT | Internal | Summer | B10 | 1262 | 2540 | 0 | 102.95 | 94.95 | 8 | 0
2040 | MISO_MO-IL_2_ENT | MISO_MO-IL | ENT | Internal | Winter | B16 | 25 | 2540 | 0 | 156.28 | 161.32 | 8 | 0
2040 | MISO_MO-IL_2_ENT | MISO_MO-IL | ENT | Internal | Winter | B17 | 100 | 2540 | 0 | 155.15 | 160.17 | 8 | 0
2040 | MISO_MO-IL_2_ENT | MISO_MO-IL | ENT | Internal | Winter | B18 | 400 | 2540 | 0 | 154.54 | 157.62 | 8 | 0
2040 | MISO_MO-IL_2_ENT | MISO_MO-IL | ENT | Internal | Winter | B19 | 700 | 2540 | 0 | 150.61 | 142.94 | 8 | 0
2040 | MISO_MO-IL_2_ENT | MISO_MO-IL | ENT | Internal | Winter | B20 | 935 | 2540 | 0 | 89.69 | 81.69 | 8 | 0
2040 | MISO_MO-IL_2_MISO_IN | MISO_MO-IL | MISO_IN | Internal | Shoulder | B11 | 25 | 2100 | 0 | 158.59 | 153.88 | 0.01 | 0
2040 | MISO_MO-IL_2_MISO_IN | MISO_MO-IL | MISO_IN | Internal | Shoulder | B12 | 200 | 2100 | 0 | 153.9 | 153.88 | 0.01 | 0
2040 | MISO_MO-IL_2_MISO_IN | MISO_MO-IL | MISO_IN | Internal | Shoulder | B13 | 600 | 2100 | 0 | 153.27 | 153.26 | 0.01 | 0
2040 | MISO_MO-IL_2_MISO_IN | MISO_MO-IL | MISO_IN | Internal | Shoulder | B14 | 900 | 2100 | 2100 | 147.51 | 151.07 | 0.01 | 3.56
2040 | MISO_MO-IL_2_MISO_IN | MISO_MO-IL | MISO_IN | Internal | Shoulder | B15 | 1203 | 2100 | 2901.26 | 87.17 | 92.49 | 0.01 | 5.31
2040 | MISO_MO-IL_2_MISO_IN | MISO_MO-IL | MISO_IN | Internal | Summer | B1 | 10 | 2100 | 0 | 284.23 | 278.31 | 0.01 | 0
2040 | MISO_MO-IL_2_MISO_IN | MISO_MO-IL | MISO_IN | Internal | Summer | B2 | 25 | 2100 | 0 | 284.23 | 275.01 | 0.01 | 0
2040 | MISO_MO-IL_2_MISO_IN | MISO_MO-IL | MISO_IN | Internal | Summer | B3 | 75 | 2100 | 0 | 284.23 | 271.32 | 0.01 | 0
2040 | MISO_MO-IL_2_MISO_IN | MISO_MO-IL | MISO_IN | Internal | Summer | B4 | 100 | 2100 | 0 | 190.86 | 177.94 | 0.01 | 0
2040 | MISO_MO-IL_2_MISO_IN | MISO_MO-IL | MISO_IN | Internal | Summer | B5 | 200 | 2100 | 0 | 182.84 | 172.61 | 0.01 | 0
2040 | MISO_MO-IL_2_MISO_IN | MISO_MO-IL | MISO_IN | Internal | Summer | B6 | 300 | 2100 | 0 | 173.29 | 163.09 | 0.01 | 0
2040 | MISO_MO-IL_2_MISO_IN | MISO_MO-IL | MISO_IN | Internal | Summer | B7 | 400 | 2100 | 0 | 163.55 | 152.29 | 0.01 | 0
2040 | MISO_MO-IL_2_MISO_IN | MISO_MO-IL | MISO_IN | Internal | Summer | B8 | 500 | 2100 | 0 | 155.13 | 152.29 | 0.01 | 0
2040 | MISO_MO-IL_2_MISO_IN | MISO_MO-IL | MISO_IN | Internal | Summer | B9 | 800 | 2100 | 0 | 152.3 | 152.29 | 0.01 | 0
2040 | MISO_MO-IL_2_MISO_IN | MISO_MO-IL | MISO_IN | Internal | Summer | B10 | 1262 | 2100 | 461.1 | 102.95 | 102.96 | 0.01 | 0
2040 | MISO_MO-IL_2_MISO_IN | MISO_MO-IL | MISO_IN | Internal | Winter | B16 | 25 | 2100 | 2100 | 156.28 | 157.28 | 0.01 | 0.98
2040 | MISO_MO-IL_2_MISO_IN | MISO_MO-IL | MISO_IN | Internal | Winter | B17 | 100 | 2100 | 2100 | 155.15 | 157.28 | 0.01 | 2.12
2040 | MISO_MO-IL_2_MISO_IN | MISO_MO-IL | MISO_IN | Internal | Winter | B18 | 400 | 2100 | 1194.87 | 154.54 | 154.56 | 0.01 | 0
2040 | MISO_MO-IL_2_MISO_IN | MISO_MO-IL | MISO_IN | Internal | Winter | B19 | 700 | 2100 | 1561.01 | 150.61 | 150.62 | 0.01 | 0
2040 | MISO_MO-IL_2_MISO_IN | MISO_MO-IL | MISO_IN | Internal | Winter | B20 | 935 | 2100 | 2112.51 | 89.69 | 95.02 | 0.01 | 5.31
2040 | MISO_MO-IL_2_MISO_W | MISO_MO-IL | MISO_W | Internal | Shoulder | B11 | 25 | 960 | 0 | 158.59 | 158.58 | 0.01 | 0
2040 | MISO_MO-IL_2_MISO_W | MISO_MO-IL | MISO_W | Internal | Shoulder | B12 | 200 | 960 | 0 | 153.9 | 145.62 | 0.01 | 0
2040 | MISO_MO-IL_2_MISO_W | MISO_MO-IL | MISO_W | Internal | Shoulder | B13 | 600 | 960 | 0 | 153.27 | 141.27 | 0.01 | 0
2040 | MISO_MO-IL_2_MISO_W | MISO_MO-IL | MISO_W | Internal | Shoulder | B14 | 900 | 960 | 0 | 147.51 | 134.84 | 0.01 | 0
2040 | MISO_MO-IL_2_MISO_W | MISO_MO-IL | MISO_W | Internal | Shoulder | B15 | 1203 | 960 | 0 | 87.17 | 74.49 | 0.01 | 0
2040 | MISO_MO-IL_2_MISO_W | MISO_MO-IL | MISO_W | Internal | Summer | B1 | 10 | 960 | 0 | 284.23 | 284.22 | 0.01 | 0
2040 | MISO_MO-IL_2_MISO_W | MISO_MO-IL | MISO_W | Internal | Summer | B2 | 25 | 960 | 0 | 284.23 | 283.01 | 0.01 | 0
2040 | MISO_MO-IL_2_MISO_W | MISO_MO-IL | MISO_W | Internal | Summer | B3 | 75 | 960 | 0 | 284.23 | 281.5 | 0.01 | 0
2040 | MISO_MO-IL_2_MISO_W | MISO_MO-IL | MISO_W | Internal | Summer | B4 | 100 | 960 | 0 | 190.86 | 188.13 | 0.01 | 0
2040 | MISO_MO-IL_2_MISO_W | MISO_MO-IL | MISO_W | Internal | Summer | B5 | 200 | 960 | 0 | 182.84 | 182.8 | 0.01 | 0
2040 | MISO_MO-IL_2_MISO_W | MISO_MO-IL | MISO_W | Internal | Summer | B6 | 300 | 960 | 0 | 173.29 | 173.27 | 0.01 | 0
2040 | MISO_MO-IL_2_MISO_W | MISO_MO-IL | MISO_W | Internal | Summer | B7 | 400 | 960 | 0 | 163.55 | 162.48 | 0.01 | 0
2040 | MISO_MO-IL_2_MISO_W | MISO_MO-IL | MISO_W | Internal | Summer | B8 | 500 | 960 | 0 | 155.13 | 155.12 | 0.01 | 0
2040 | MISO_MO-IL_2_MISO_W | MISO_MO-IL | MISO_W | Internal | Summer | B9 | 800 | 960 | 0 | 152.3 | 150.06 | 0.01 | 0
2040 | MISO_MO-IL_2_MISO_W | MISO_MO-IL | MISO_W | Internal | Summer | B10 | 1262 | 960 | 0 | 102.95 | 91.2 | 0.01 | 0
2040 | MISO_MO-IL_2_MISO_W | MISO_MO-IL | MISO_W | Internal | Winter | B16 | 25 | 960 | 0 | 156.28 | 143.61 | 0.01 | 0
2040 | MISO_MO-IL_2_MISO_W | MISO_MO-IL | MISO_W | Internal | Winter | B17 | 100 | 960 | 0 | 155.15 | 142.47 | 0.01 | 0
2040 | MISO_MO-IL_2_MISO_W | MISO_MO-IL | MISO_W | Internal | Winter | B18 | 400 | 960 | 0 | 154.54 | 141.87 | 0.01 | 0
2040 | MISO_MO-IL_2_MISO_W | MISO_MO-IL | MISO_W | Internal | Winter | B19 | 700 | 960 | 0 | 150.61 | 137.94 | 0.01 | 0
2040 | MISO_MO-IL_2_MISO_W | MISO_MO-IL | MISO_W | Internal | Winter | B20 | 935 | 960 | 0 | 89.69 | 77.02 | 0.01 | 0
2040 | MISO_MO-IL_2_PJM_ROR | MISO_MO-IL | PJM_ROR | Internal | Shoulder | B11 | 25 | 1212 | 0 | 158.59 | 153.82 | 2 | 0
2040 | MISO_MO-IL_2_PJM_ROR | MISO_MO-IL | PJM_ROR | Internal | Shoulder | B12 | 200 | 1212 | 0 | 153.9 | 152.96 | 2 | 0
2040 | MISO_MO-IL_2_PJM_ROR | MISO_MO-IL | PJM_ROR | Internal | Shoulder | B13 | 600 | 1212 | 0 | 153.27 | 149.24 | 2 | 0
2040 | MISO_MO-IL_2_PJM_ROR | MISO_MO-IL | PJM_ROR | Internal | Shoulder | B14 | 900 | 1212 | 0 | 147.51 | 149.1 | 2 | 0
2040 | MISO_MO-IL_2_PJM_ROR | MISO_MO-IL | PJM_ROR | Internal | Shoulder | B15 | 1203 | 1212 | 0 | 87.17 | 86.92 | 2 | 0
2040 | MISO_MO-IL_2_PJM_ROR | MISO_MO-IL | PJM_ROR | Internal | Summer | B1 | 10 | 1212 | 0 | 284.23 | 285.01 | 2 | 0
2040 | MISO_MO-IL_2_PJM_ROR | MISO_MO-IL | PJM_ROR | Internal | Summer | B2 | 25 | 1212 | 0 | 284.23 | 285.01 | 2 | 0
2040 | MISO_MO-IL_2_PJM_ROR | MISO_MO-IL | PJM_ROR | Internal | Summer | B3 | 75 | 1212 | 0 | 284.23 | 281.32 | 2 | 0
2040 | MISO_MO-IL_2_PJM_ROR | MISO_MO-IL | PJM_ROR | Internal | Summer | B4 | 100 | 1212 | 0 | 190.86 | 186.48 | 2 | 0
2040 | MISO_MO-IL_2_PJM_ROR | MISO_MO-IL | PJM_ROR | Internal | Summer | B5 | 200 | 1212 | 0 | 182.84 | 182.84 | 2 | 0
2040 | MISO_MO-IL_2_PJM_ROR | MISO_MO-IL | PJM_ROR | Internal | Summer | B6 | 300 | 1212 | 0 | 173.29 | 171.02 | 2 | 0
2040 | MISO_MO-IL_2_PJM_ROR | MISO_MO-IL | PJM_ROR | Internal | Summer | B7 | 400 | 1212 | 0 | 163.55 | 163.96 | 2 | 0
2040 | MISO_MO-IL_2_PJM_ROR | MISO_MO-IL | PJM_ROR | Internal | Summer | B8 | 500 | 1212 | 410.02 | 155.13 | 157.13 | 2 | 0
2040 | MISO_MO-IL_2_PJM_ROR | MISO_MO-IL | PJM_ROR | Internal | Summer | B9 | 800 | 1212 | 0 | 152.3 | 152.06 | 2 | 0
2040 | MISO_MO-IL_2_PJM_ROR | MISO_MO-IL | PJM_ROR | Internal | Summer | B10 | 1262 | 1212 | 0 | 102.95 | 103.95 | 2 | 0
2040 | MISO_MO-IL_2_PJM_ROR | MISO_MO-IL | PJM_ROR | Internal | Winter | B16 | 25 | 1212 | 0 | 156.28 | 155.28 | 2 | 0
2040 | MISO_MO-IL_2_PJM_ROR | MISO_MO-IL | PJM_ROR | Internal | Winter | B17 | 100 | 1212 | 1212 | 155.15 | 157.78 | 2 | 0.64
2040 | MISO_MO-IL_2_PJM_ROR | MISO_MO-IL | PJM_ROR | Internal | Winter | B18 | 400 | 1212 | 0 | 154.54 | 151.95 | 2 | 0
2040 | MISO_MO-IL_2_PJM_ROR | MISO_MO-IL | PJM_ROR | Internal | Winter | B19 | 700 | 1212 | 0 | 150.61 | 148.61 | 2 | 0
2040 | MISO_MO-IL_2_PJM_ROR | MISO_MO-IL | PJM_ROR | Internal | Winter | B20 | 935 | 1212 | 0 | 89.69 | 88.9 | 2 | 0
2040 | MISO_MO-IL_2_TVA_Transmission | MISO_MO-IL | TVA_Transmission | Internal | Shoulder | B11 | 25 | 4000 | 0 | 158.59 | 159.51 | 8 | 0
2040 | MISO_MO-IL_2_TVA_Transmission | MISO_MO-IL | TVA_Transmission | Internal | Shoulder | B12 | 200 | 4000 | 0 | 153.9 | 152.03 | 8 | 0
2040 | MISO_MO-IL_2_TVA_Transmission | MISO_MO-IL | TVA_Transmission | Internal | Shoulder | B13 | 600 | 4000 | 0 | 153.27 | 149.24 | 8 | 0
2040 | MISO_MO-IL_2_TVA_Transmission | MISO_MO-IL | TVA_Transmission | Internal | Shoulder | B14 | 900 | 4000 | 0 | 147.51 | 149.24 | 8 | 0
2040 | MISO_MO-IL_2_TVA_Transmission | MISO_MO-IL | TVA_Transmission | Internal | Shoulder | B15 | 1203 | 4000 | 0 | 87.17 | 87.17 | 8 | 0
2040 | MISO_MO-IL_2_TVA_Transmission | MISO_MO-IL | TVA_Transmission | Internal | Summer | B1 | 10 | 4000 | 0 | 284.23 | 291.01 | 8 | 0
2040 | MISO_MO-IL_2_TVA_Transmission | MISO_MO-IL | TVA_Transmission | Internal | Summer | B2 | 25 | 4000 | 0 | 284.23 | 291.01 | 8 | 0
2040 | MISO_MO-IL_2_TVA_Transmission | MISO_MO-IL | TVA_Transmission | Internal | Summer | B3 | 75 | 4000 | 0 | 284.23 | 287.32 | 8 | 0
2040 | MISO_MO-IL_2_TVA_Transmission | MISO_MO-IL | TVA_Transmission | Internal | Summer | B4 | 100 | 4000 | 0 | 190.86 | 182.57 | 8 | 0
2040 | MISO_MO-IL_2_TVA_Transmission | MISO_MO-IL | TVA_Transmission | Internal | Summer | B5 | 200 | 4000 | 0 | 182.84 | 173.84 | 8 | 0
2040 | MISO_MO-IL_2_TVA_Transmission | MISO_MO-IL | TVA_Transmission | Internal | Summer | B6 | 300 | 4000 | 0 | 173.29 | 164.29 | 8 | 0
2040 | MISO_MO-IL_2_TVA_Transmission | MISO_MO-IL | TVA_Transmission | Internal | Summer | B7 | 400 | 4000 | 0 | 163.55 | 160.88 | 8 | 0
2040 | MISO_MO-IL_2_TVA_Transmission | MISO_MO-IL | TVA_Transmission | Internal | Summer | B8 | 500 | 4000 | 0 | 155.13 | 158.52 | 8 | 0
2040 | MISO_MO-IL_2_TVA_Transmission | MISO_MO-IL | TVA_Transmission | Internal | Summer | B9 | 800 | 4000 | 0 | 152.3 | 157.03 | 8 | 0
2040 | MISO_MO-IL_2_TVA_Transmission | MISO_MO-IL | TVA_Transmission | Internal | Summer | B10 | 1262 | 4000 | 0 | 102.95 | 94.95 | 8 | 0
2040 | MISO_MO-IL_2_TVA_Transmission | MISO_MO-IL | TVA_Transmission | Internal | Winter | B16 | 25 | 4000 | 0 | 156.28 | 161.14 | 8 | 0
2040 | MISO_MO-IL_2_TVA_Transmission | MISO_MO-IL | TVA_Transmission | Internal | Winter | B17 | 100 | 4000 | 0 | 155.15 | 160.78 | 8 | 0
2040 | MISO_MO-IL_2_TVA_Transmission | MISO_MO-IL | TVA_Transmission | Internal | Winter | B18 | 400 | 4000 | 0 | 154.54 | 150.03 | 8 | 0
2040 | MISO_MO-IL_2_TVA_Transmission | MISO_MO-IL | TVA_Transmission | Internal | Winter | B19 | 700 | 4000 | 0 | 150.61 | 148.61 | 8 | 0
2040 | MISO_MO-IL_2_TVA_Transmission | MISO_MO-IL | TVA_Transmission | Internal | Winter | B20 | 935 | 4000 | 0 | 89.69 | 89.69 | 8 | 0
2040 | MISO_W_2_IESO | MISO_W | IESO | Internal | Shoulder | B11 | 25 | 90 | 0 | 158.58 | 87.93 | 8 | 0
2040 | MISO_W_2_IESO | MISO_W | IESO | Internal | Shoulder | B12 | 200 | 90 | 0 | 145.62 | 88.05 | 8 | 0
2040 | MISO_W_2_IESO | MISO_W | IESO | Internal | Shoulder | B13 | 600 | 90 | 0 | 141.27 | 87.93 | 8 | 0
2040 | MISO_W_2_IESO | MISO_W | IESO | Internal | Shoulder | B14 | 900 | 90 | 0 | 134.84 | 87.93 | 8 | 0
2040 | MISO_W_2_IESO | MISO_W | IESO | Internal | Shoulder | B15 | 1203 | 90 | 90 | 74.49 | 87.93 | 8 | 5.44
2040 | MISO_W_2_IESO | MISO_W | IESO | Internal | Summer | B1 | 10 | 90 | 0 | 284.22 | 192.94 | 8 | 0
2040 | MISO_W_2_IESO | MISO_W | IESO | Internal | Summer | B2 | 25 | 90 | 0 | 283.01 | 203.89 | 8 | 0
2040 | MISO_W_2_IESO | MISO_W | IESO | Internal | Summer | B3 | 75 | 90 | 0 | 281.5 | 192.94 | 8 | 0
2040 | MISO_W_2_IESO | MISO_W | IESO | Internal | Summer | B4 | 100 | 90 | 0 | 188.13 | 150.42 | 8 | 0
2040 | MISO_W_2_IESO | MISO_W | IESO | Internal | Summer | B5 | 200 | 90 | 0 | 182.8 | 117.01 | 8 | 0
2040 | MISO_W_2_IESO | MISO_W | IESO | Internal | Summer | B6 | 300 | 90 | 0 | 173.27 | 85.98 | 8 | 0
2040 | MISO_W_2_IESO | MISO_W | IESO | Internal | Summer | B7 | 400 | 90 | 0 | 162.48 | 85.98 | 8 | 0
2040 | MISO_W_2_IESO | MISO_W | IESO | Internal | Summer | B8 | 500 | 90 | 0 | 155.12 | 85.98 | 8 | 0
2040 | MISO_W_2_IESO | MISO_W | IESO | Internal | Summer | B9 | 800 | 90 | 0 | 150.06 | 85.98 | 8 | 0
2040 | MISO_W_2_IESO | MISO_W | IESO | Internal | Summer | B10 | 1262 | 90 | 0 | 91.2 | 85.98 | 8 | 0
2040 | MISO_W_2_IESO | MISO_W | IESO | Internal | Winter | B16 | 25 | 90 | 0 | 143.61 | 89.87 | 8 | 0
2040 | MISO_W_2_IESO | MISO_W | IESO | Internal | Winter | B17 | 100 | 90 | 0 | 142.47 | 87.92 | 8 | 0
2040 | MISO_W_2_IESO | MISO_W | IESO | Internal | Winter | B18 | 400 | 90 | 0 | 141.87 | 87.92 | 8 | 0
2040 | MISO_W_2_IESO | MISO_W | IESO | Internal | Winter | B19 | 700 | 90 | 0 | 137.94 | 87.92 | 8 | 0
2040 | MISO_W_2_IESO | MISO_W | IESO | Internal | Winter | B20 | 935 | 90 | 90 | 77.02 | 87.92 | 8 | 2.89
2040 | MISO_W_2_MAPP_CA | MISO_W | MAPP_CA | Internal | Shoulder | B11 | 25 | 700 | 0 | 158.58 | 112.87 | 0.01 | 0
2040 | MISO_W_2_MAPP_CA | MISO_W | MAPP_CA | Internal | Shoulder | B12 | 200 | 700 | 0 | 145.62 | 99.91 | 0.01 | 0
2040 | MISO_W_2_MAPP_CA | MISO_W | MAPP_CA | Internal | Shoulder | B13 | 600 | 700 | 0 | 141.27 | 95.55 | 0.01 | 0
2040 | MISO_W_2_MAPP_CA | MISO_W | MAPP_CA | Internal | Shoulder | B14 | 900 | 700 | 0 | 134.84 | 89.12 | 0.01 | 0
2040 | MISO_W_2_MAPP_CA | MISO_W | MAPP_CA | Internal | Shoulder | B15 | 1203 | 700 | 0 | 74.49 | 74.5 | 0.01 | 0
2040 | MISO_W_2_MAPP_CA | MISO_W | MAPP_CA | Internal | Summer | B1 | 10 | 700 | 0 | 284.22 | 238.5 | 0.01 | 0
2040 | MISO_W_2_MAPP_CA | MISO_W | MAPP_CA | Internal | Summer | B2 | 25 | 700 | 0 | 283.01 | 237.3 | 0.01 | 0
2040 | MISO_W_2_MAPP_CA | MISO_W | MAPP_CA | Internal | Summer | B3 | 75 | 700 | 0 | 281.5 | 235.79 | 0.01 | 0
2040 | MISO_W_2_MAPP_CA | MISO_W | MAPP_CA | Internal | Summer | B4 | 100 | 700 | 0 | 188.13 | 142.42 | 0.01 | 0
2040 | MISO_W_2_MAPP_CA | MISO_W | MAPP_CA | Internal | Summer | B5 | 200 | 700 | 0 | 182.8 | 137.08 | 0.01 | 0
2040 | MISO_W_2_MAPP_CA | MISO_W | MAPP_CA | Internal | Summer | B6 | 300 | 700 | 0 | 173.27 | 127.56 | 0.01 | 0
2040 | MISO_W_2_MAPP_CA | MISO_W | MAPP_CA | Internal | Summer | B7 | 400 | 700 | 0 | 162.48 | 116.76 | 0.01 | 0
2040 | MISO_W_2_MAPP_CA | MISO_W | MAPP_CA | Internal | Summer | B8 | 500 | 700 | 0 | 155.12 | 109.4 | 0.01 | 0
2040 | MISO_W_2_MAPP_CA | MISO_W | MAPP_CA | Internal | Summer | B9 | 800 | 700 | 0 | 150.06 | 104.34 | 0.01 | 0
2040 | MISO_W_2_MAPP_CA | MISO_W | MAPP_CA | Internal | Summer | B10 | 1262 | 700 | 0 | 91.2 | 91.21 | 0.01 | 0
2040 | MISO_W_2_MAPP_CA | MISO_W | MAPP_CA | Internal | Winter | B16 | 25 | 700 | 0 | 143.61 | 97.9 | 0.01 | 0
2040 | MISO_W_2_MAPP_CA | MISO_W | MAPP_CA | Internal | Winter | B17 | 100 | 700 | 0 | 142.47 | 96.76 | 0.01 | 0
2040 | MISO_W_2_MAPP_CA | MISO_W | MAPP_CA | Internal | Winter | B18 | 400 | 700 | 0 | 141.87 | 96.16 | 0.01 | 0
2040 | MISO_W_2_MAPP_CA | MISO_W | MAPP_CA | Internal | Winter | B19 | 700 | 700 | 0 | 137.94 | 92.23 | 0.01 | 0
2040 | MISO_W_2_MAPP_CA | MISO_W | MAPP_CA | Internal | Winter | B20 | 935 | 700 | 0 | 77.02 | 77.03 | 0.01 | 0
2040 | MISO_W_2_MISO_MO-IL | MISO_W | MISO_MO-IL | Internal | Shoulder | B11 | 25 | 3800 | 2428.52 | 158.58 | 158.59 | 0.01 | 0
2040 | MISO_W_2_MISO_MO-IL | MISO_W | MISO_MO-IL | Internal | Shoulder | B12 | 200 | 3800 | 3800 | 145.62 | 153.9 | 0.01 | 8.26
2040 | MISO_W_2_MISO_MO-IL | MISO_W | MISO_MO-IL | Internal | Shoulder | B13 | 600 | 3800 | 3800 | 141.27 | 153.27 | 0.01 | 11.99
2040 | MISO_W_2_MISO_MO-IL | MISO_W | MISO_MO-IL | Internal | Shoulder | B14 | 900 | 3800 | 6309.28 | 134.84 | 147.51 | 0.01 | 12.66
2040 | MISO_W_2_MISO_MO-IL | MISO_W | MISO_MO-IL | Internal | Shoulder | B15 | 1203 | 3800 | 4022.98 | 74.49 | 87.17 | 0.01 | 12.66
2040 | MISO_W_2_MISO_MO-IL | MISO_W | MISO_MO-IL | Internal | Summer | B1 | 10 | 3800 | 2871.31 | 284.22 | 284.23 | 0.01 | 0
2040 | MISO_W_2_MISO_MO-IL | MISO_W | MISO_MO-IL | Internal | Summer | B2 | 25 | 3800 | 3800 | 283.01 | 284.23 | 0.01 | 1.2
2040 | MISO_W_2_MISO_MO-IL | MISO_W | MISO_MO-IL | Internal | Summer | B3 | 75 | 3800 | 3800 | 281.5 | 284.23 | 0.01 | 2.71
2040 | MISO_W_2_MISO_MO-IL | MISO_W | MISO_MO-IL | Internal | Summer | B4 | 100 | 3800 | 3800 | 188.13 | 190.86 | 0.01 | 2.71
2040 | MISO_W_2_MISO_MO-IL | MISO_W | MISO_MO-IL | Internal | Summer | B5 | 200 | 3800 | 3800 | 182.8 | 182.84 | 0.01 | 0.04
2040 | MISO_W_2_MISO_MO-IL | MISO_W | MISO_MO-IL | Internal | Summer | B6 | 300 | 3800 | 1542.23 | 173.27 | 173.29 | 0.01 | 0
2040 | MISO_W_2_MISO_MO-IL | MISO_W | MISO_MO-IL | Internal | Summer | B7 | 400 | 3800 | 3800 | 162.48 | 163.55 | 0.01 | 1.06
2040 | MISO_W_2_MISO_MO-IL | MISO_W | MISO_MO-IL | Internal | Summer | B8 | 500 | 3800 | 3309.85 | 155.12 | 155.13 | 0.01 | 0
2040 | MISO_W_2_MISO_MO-IL | MISO_W | MISO_MO-IL | Internal | Summer | B9 | 800 | 3800 | 3800 | 150.06 | 152.3 | 0.01 | 2.24
2040 | MISO_W_2_MISO_MO-IL | MISO_W | MISO_MO-IL | Internal | Summer | B10 | 1262 | 3800 | 3800 | 91.2 | 102.95 | 0.01 | 11.74
2040 | MISO_W_2_MISO_MO-IL | MISO_W | MISO_MO-IL | Internal | Winter | B16 | 25 | 3800 | 7130.22 | 143.61 | 156.28 | 0.01 | 12.66
2040 | MISO_W_2_MISO_MO-IL | MISO_W | MISO_MO-IL | Internal | Winter | B17 | 100 | 3800 | 8091.7 | 142.47 | 155.15 | 0.01 | 12.66
2040 | MISO_W_2_MISO_MO-IL | MISO_W | MISO_MO-IL | Internal | Winter | B18 | 400 | 3800 | 4253.53 | 141.87 | 154.54 | 0.01 | 12.66
2040 | MISO_W_2_MISO_MO-IL | MISO_W | MISO_MO-IL | Internal | Winter | B19 | 700 | 3800 | 4573.35 | 137.94 | 150.61 | 0.01 | 12.66
2040 | MISO_W_2_MISO_MO-IL | MISO_W | MISO_MO-IL | Internal | Winter | B20 | 935 | 3800 | 4669.88 | 77.02 | 89.69 | 0.01 | 12.66
2040 | MISO_W_2_MISO_WUMS | MISO_W | MISO_WUMS | Internal | Shoulder | B11 | 25 | 1629 | 0 | 158.58 | 158.57 | 0.01 | 0
2040 | MISO_W_2_MISO_WUMS | MISO_W | MISO_WUMS | Internal | Shoulder | B12 | 200 | 1629 | 1629 | 145.62 | 154.96 | 0.01 | 9.33
2040 | MISO_W_2_MISO_WUMS | MISO_W | MISO_WUMS | Internal | Shoulder | B13 | 600 | 1629 | 1629 | 141.27 | 151.24 | 0.01 | 9.96
2040 | MISO_W_2_MISO_WUMS | MISO_W | MISO_WUMS | Internal | Shoulder | B14 | 900 | 1629 | 2778 | 134.84 | 148.29 | 0.01 | 13.45
2040 | MISO_W_2_MISO_WUMS | MISO_W | MISO_WUMS | Internal | Shoulder | B15 | 1203 | 1629 | 1852.83 | 74.49 | 87.95 | 0.01 | 13.45
2040 | MISO_W_2_MISO_WUMS | MISO_W | MISO_WUMS | Internal | Summer | B1 | 10 | 1629 | 0 | 284.22 | 283.01 | 0.01 | 0
2040 | MISO_W_2_MISO_WUMS | MISO_W | MISO_WUMS | Internal | Summer | B2 | 25 | 1629 | 0 | 283.01 | 279.71 | 0.01 | 0
2040 | MISO_W_2_MISO_WUMS | MISO_W | MISO_WUMS | Internal | Summer | B3 | 75 | 1629 | 0 | 281.5 | 276.01 | 0.01 | 0
2040 | MISO_W_2_MISO_WUMS | MISO_W | MISO_WUMS | Internal | Summer | B4 | 100 | 1629 | 0 | 188.13 | 182.64 | 0.01 | 0
2040 | MISO_W_2_MISO_WUMS | MISO_W | MISO_WUMS | Internal | Summer | B5 | 200 | 1629 | 0 | 182.8 | 177.31 | 0.01 | 0
2040 | MISO_W_2_MISO_WUMS | MISO_W | MISO_WUMS | Internal | Summer | B6 | 300 | 1629 | 0 | 173.27 | 167.79 | 0.01 | 0
2040 | MISO_W_2_MISO_WUMS | MISO_W | MISO_WUMS | Internal | Summer | B7 | 400 | 1629 | 0 | 162.48 | 156.99 | 0.01 | 0
2040 | MISO_W_2_MISO_WUMS | MISO_W | MISO_WUMS | Internal | Summer | B8 | 500 | 1629 | 1594.65 | 155.12 | 155.13 | 0.01 | 0
2040 | MISO_W_2_MISO_WUMS | MISO_W | MISO_WUMS | Internal | Summer | B9 | 800 | 1629 | 1629 | 150.06 | 152.7 | 0.01 | 2.63
2040 | MISO_W_2_MISO_WUMS | MISO_W | MISO_WUMS | Internal | Summer | B10 | 1262 | 1629 | 1629 | 91.2 | 101.95 | 0.01 | 10.74
2040 | MISO_W_2_MISO_WUMS | MISO_W | MISO_WUMS | Internal | Winter | B16 | 25 | 1629 | 2466.49 | 143.61 | 157.07 | 0.01 | 13.45
2040 | MISO_W_2_MISO_WUMS | MISO_W | MISO_WUMS | Internal | Winter | B17 | 100 | 1629 | 2176.38 | 142.47 | 155.93 | 0.01 | 13.45
2040 | MISO_W_2_MISO_WUMS | MISO_W | MISO_WUMS | Internal | Winter | B18 | 400 | 1629 | 1629 | 141.87 | 153.95 | 0.01 | 12.07
2040 | MISO_W_2_MISO_WUMS | MISO_W | MISO_WUMS | Internal | Winter | B19 | 700 | 1629 | 1629 | 137.94 | 150.43 | 0.01 | 12.48
2040 | MISO_W_2_MISO_WUMS | MISO_W | MISO_WUMS | Internal | Winter | B20 | 935 | 1629 | 1629 | 77.02 | 89.76 | 0.01 | 12.73
2040 | MISO_W_2_NE | MISO_W | NE | Internal | Shoulder | B11 | 25 | 2800 | 0 | 158.58 | 161.56 | 7 | 0
2040 | MISO_W_2_NE | MISO_W | NE | Internal | Shoulder | B12 | 200 | 2800 | 0 | 145.62 | 152.61 | 7 | 0
2040 | MISO_W_2_NE | MISO_W | NE | Internal | Shoulder | B13 | 600 | 2800 | 0 | 141.27 | 148.26 | 7 | 0
2040 | MISO_W_2_NE | MISO_W | NE | Internal | Shoulder | B14 | 900 | 2800 | 0 | 134.84 | 134.84 | 7 | 0
2040 | MISO_W_2_NE | MISO_W | NE | Internal | Shoulder | B15 | 1203 | 2800 | 0 | 74.49 | 74.49 | 7 | 0
2040 | MISO_W_2_NE | MISO_W | NE | Internal | Summer | B1 | 10 | 2800 | 0 | 284.22 | 279.22 | 7 | 0
2040 | MISO_W_2_NE | MISO_W | NE | Internal | Summer | B2 | 25 | 2800 | 0 | 283.01 | 283.01 | 7 | 0
2040 | MISO_W_2_NE | MISO_W | NE | Internal | Summer | B3 | 75 | 2800 | 0 | 281.5 | 281.5 | 7 | 0
2040 | MISO_W_2_NE | MISO_W | NE | Internal | Summer | B4 | 100 | 2800 | 0 | 188.13 | 188.13 | 7 | 0
2040 | MISO_W_2_NE | MISO_W | NE | Internal | Summer | B5 | 200 | 2800 | 0 | 182.8 | 184.16 | 7 | 0
2040 | MISO_W_2_NE | MISO_W | NE | Internal | Summer | B6 | 300 | 2800 | 0 | 173.27 | 180.26 | 7 | 0
2040 | MISO_W_2_NE | MISO_W | NE | Internal | Summer | B7 | 400 | 2800 | 0 | 162.48 | 169.47 | 7 | 0
2040 | MISO_W_2_NE | MISO_W | NE | Internal | Summer | B8 | 500 | 2800 | 0 | 155.12 | 155.12 | 7 | 0
2040 | MISO_W_2_NE | MISO_W | NE | Internal | Summer | B9 | 800 | 2800 | 0 | 150.06 | 154.72 | 7 | 0
2040 | MISO_W_2_NE | MISO_W | NE | Internal | Summer | B10 | 1262 | 2800 | 0 | 91.2 | 91.2 | 7 | 0
2040 | MISO_W_2_NE | MISO_W | NE | Internal | Winter | B16 | 25 | 2800 | 1504.63 | 143.61 | 150.61 | 7 | 0
2040 | MISO_W_2_NE | MISO_W | NE | Internal | Winter | B17 | 100 | 2800 | 0 | 142.47 | 149.46 | 7 | 0
2040 | MISO_W_2_NE | MISO_W | NE | Internal | Winter | B18 | 400 | 2800 | 0 | 141.87 | 148.86 | 7 | 0
2040 | MISO_W_2_NE | MISO_W | NE | Internal | Winter | B19 | 700 | 2800 | 0 | 137.94 | 137.94 | 7 | 0
2040 | MISO_W_2_NE | MISO_W | NE | Internal | Winter | B20 | 935 | 2800 | 0 | 77.02 | 77.02 | 7 | 0
2040 | MISO_W_2_PJM_ROR | MISO_W | PJM_ROR | Internal | Shoulder | B11 | 25 | 773 | 0 | 158.58 | 153.82 | 2 | 0
2040 | MISO_W_2_PJM_ROR | MISO_W | PJM_ROR | Internal | Shoulder | B12 | 200 | 773 | 773 | 145.62 | 152.96 | 2 | 5.34
2040 | MISO_W_2_PJM_ROR | MISO_W | PJM_ROR | Internal | Shoulder | B13 | 600 | 773 | 773 | 141.27 | 149.24 | 2 | 5.97
2040 | MISO_W_2_PJM_ROR | MISO_W | PJM_ROR | Internal | Shoulder | B14 | 900 | 773 | 773 | 134.84 | 149.1 | 2 | 12.27
2040 | MISO_W_2_PJM_ROR | MISO_W | PJM_ROR | Internal | Shoulder | B15 | 1203 | 773 | 773 | 74.49 | 86.92 | 2 | 10.43
2040 | MISO_W_2_PJM_ROR | MISO_W | PJM_ROR | Internal | Summer | B1 | 10 | 773 | 0 | 284.22 | 285.01 | 2 | 0
2040 | MISO_W_2_PJM_ROR | MISO_W | PJM_ROR | Internal | Summer | B2 | 25 | 773 | 171.78 | 283.01 | 285.01 | 2 | 0
2040 | MISO_W_2_PJM_ROR | MISO_W | PJM_ROR | Internal | Summer | B3 | 75 | 773 | 0 | 281.5 | 281.32 | 2 | 0
2040 | MISO_W_2_PJM_ROR | MISO_W | PJM_ROR | Internal | Summer | B4 | 100 | 773 | 0 | 188.13 | 186.48 | 2 | 0
2040 | MISO_W_2_PJM_ROR | MISO_W | PJM_ROR | Internal | Summer | B5 | 200 | 773 | 0 | 182.8 | 182.84 | 2 | 0
2040 | MISO_W_2_PJM_ROR | MISO_W | PJM_ROR | Internal | Summer | B6 | 300 | 773 | 0 | 173.27 | 171.02 | 2 | 0
2040 | MISO_W_2_PJM_ROR | MISO_W | PJM_ROR | Internal | Summer | B7 | 400 | 773 | 0 | 162.48 | 163.96 | 2 | 0
2040 | MISO_W_2_PJM_ROR | MISO_W | PJM_ROR | Internal | Summer | B8 | 500 | 773 | 773 | 155.12 | 157.13 | 2 | 0.01
2040 | MISO_W_2_PJM_ROR | MISO_W | PJM_ROR | Internal | Summer | B9 | 800 | 773 | 657.2 | 150.06 | 152.06 | 2 | 0
2040 | MISO_W_2_PJM_ROR | MISO_W | PJM_ROR | Internal | Summer | B10 | 1262 | 773 | 773 | 91.2 | 103.95 | 2 | 10.75
2040 | MISO_W_2_PJM_ROR | MISO_W | PJM_ROR | Internal | Winter | B16 | 25 | 773 | 773 | 143.61 | 155.28 | 2 | 9.67
2040 | MISO_W_2_PJM_ROR | MISO_W | PJM_ROR | Internal | Winter | B17 | 100 | 773 | 773 | 142.47 | 157.78 | 2 | 13.31
2040 | MISO_W_2_PJM_ROR | MISO_W | PJM_ROR | Internal | Winter | B18 | 400 | 773 | 773 | 141.87 | 151.95 | 2 | 8.08
2040 | MISO_W_2_PJM_ROR | MISO_W | PJM_ROR | Internal | Winter | B19 | 700 | 773 | 773 | 137.94 | 148.61 | 2 | 8.67
2040 | MISO_W_2_PJM_ROR | MISO_W | PJM_ROR | Internal | Winter | B20 | 935 | 773 | 773 | 77.02 | 88.9 | 2 | 9.88
2040 | MISO_W_2_SPP_N | MISO_W | SPP_N | Internal | Shoulder | B11 | 25 | 3200 | 0 | 158.58 | 161.58 | 7 | 0
2040 | MISO_W_2_SPP_N | MISO_W | SPP_N | Internal | Shoulder | B12 | 200 | 3200 | 33.89 | 145.62 | 152.62 | 7 | 0
2040 | MISO_W_2_SPP_N | MISO_W | SPP_N | Internal | Shoulder | B13 | 600 | 3200 | 1318.34 | 141.27 | 148.27 | 7 | 0
2040 | MISO_W_2_SPP_N | MISO_W | SPP_N | Internal | Shoulder | B14 | 900 | 3200 | 0 | 134.84 | 131.31 | 7 | 0
2040 | MISO_W_2_SPP_N | MISO_W | SPP_N | Internal | Shoulder | B15 | 1203 | 3200 | 0 | 74.49 | 73.5 | 7 | 0
2040 | MISO_W_2_SPP_N | MISO_W | SPP_N | Internal | Summer | B1 | 10 | 3200 | 0 | 284.22 | 275.69 | 7 | 0
2040 | MISO_W_2_SPP_N | MISO_W | SPP_N | Internal | Summer | B2 | 25 | 3200 | 0 | 283.01 | 283 | 7 | 0
2040 | MISO_W_2_SPP_N | MISO_W | SPP_N | Internal | Summer | B3 | 75 | 3200 | 0 | 281.5 | 281.51 | 7 | 0
2040 | MISO_W_2_SPP_N | MISO_W | SPP_N | Internal | Summer | B4 | 100 | 3200 | 0 | 188.13 | 188.12 | 7 | 0
2040 | MISO_W_2_SPP_N | MISO_W | SPP_N | Internal | Summer | B5 | 200 | 3200 | 0 | 182.8 | 184.17 | 7 | 0
2040 | MISO_W_2_SPP_N | MISO_W | SPP_N | Internal | Summer | B6 | 300 | 3200 | 1414.53 | 173.27 | 180.27 | 7 | 0
2040 | MISO_W_2_SPP_N | MISO_W | SPP_N | Internal | Summer | B7 | 400 | 3200 | 975.26 | 162.48 | 169.48 | 7 | 0
2040 | MISO_W_2_SPP_N | MISO_W | SPP_N | Internal | Summer | B8 | 500 | 3200 | 0 | 155.12 | 154.73 | 7 | 0
2040 | MISO_W_2_SPP_N | MISO_W | SPP_N | Internal | Summer | B9 | 800 | 3200 | 0 | 150.06 | 154.73 | 7 | 0
2040 | MISO_W_2_SPP_N | MISO_W | SPP_N | Internal | Summer | B10 | 1262 | 3200 | 0 | 91.2 | 91.19 | 7 | 0
2040 | MISO_W_2_SPP_N | MISO_W | SPP_N | Internal | Winter | B16 | 25 | 3200 | 3200 | 143.61 | 150.62 | 7 | 0.01
2040 | MISO_W_2_SPP_N | MISO_W | SPP_N | Internal | Winter | B17 | 100 | 3200 | 1483.54 | 142.47 | 149.47 | 7 | 0
2040 | MISO_W_2_SPP_N | MISO_W | SPP_N | Internal | Winter | B18 | 400 | 3200 | 1663.26 | 141.87 | 148.87 | 7 | 0
2040 | MISO_W_2_SPP_N | MISO_W | SPP_N | Internal | Winter | B19 | 700 | 3200 | 0 | 137.94 | 137.93 | 7 | 0
2040 | MISO_W_2_SPP_N | MISO_W | SPP_N | Internal | Winter | B20 | 935 | 3200 | 0 | 77.02 | 73.5 | 7 | 0
2040 | MISO_WUMS_2_MISO_MI | MISO_WUMS | MISO_MI | Internal | Shoulder | B11 | 25 | 99 | 0 | 158.57 | 153.9 | 0.01 | 0
2040 | MISO_WUMS_2_MISO_MI | MISO_WUMS | MISO_MI | Internal | Shoulder | B12 | 200 | 99 | 0 | 154.96 | 153.87 | 0.01 | 0
2040 | MISO_WUMS_2_MISO_MI | MISO_WUMS | MISO_MI | Internal | Shoulder | B13 | 600 | 99 | 97.01 | 151.24 | 151.25 | 0.01 | 0
2040 | MISO_WUMS_2_MISO_MI | MISO_WUMS | MISO_MI | Internal | Shoulder | B14 | 900 | 99 | 99 | 148.29 | 151.06 | 0.01 | 2.76
2040 | MISO_WUMS_2_MISO_MI | MISO_WUMS | MISO_MI | Internal | Shoulder | B15 | 1203 | 99 | 99 | 87.95 | 92.48 | 0.01 | 4.52
2040 | MISO_WUMS_2_MISO_MI | MISO_WUMS | MISO_MI | Internal | Summer | B1 | 10 | 99 | 0 | 283.01 | 278.34 | 0.01 | 0
2040 | MISO_WUMS_2_MISO_MI | MISO_WUMS | MISO_MI | Internal | Summer | B2 | 25 | 99 | 0 | 279.71 | 275.04 | 0.01 | 0
2040 | MISO_WUMS_2_MISO_MI | MISO_WUMS | MISO_MI | Internal | Summer | B3 | 75 | 99 | 0 | 276.01 | 271.34 | 0.01 | 0
2040 | MISO_WUMS_2_MISO_MI | MISO_WUMS | MISO_MI | Internal | Summer | B4 | 100 | 99 | 0 | 182.64 | 177.97 | 0.01 | 0
2040 | MISO_WUMS_2_MISO_MI | MISO_WUMS | MISO_MI | Internal | Summer | B5 | 200 | 99 | 0 | 177.31 | 172.63 | 0.01 | 0
2040 | MISO_WUMS_2_MISO_MI | MISO_WUMS | MISO_MI | Internal | Summer | B6 | 300 | 99 | 0 | 167.79 | 163.11 | 0.01 | 0
2040 | MISO_WUMS_2_MISO_MI | MISO_WUMS | MISO_MI | Internal | Summer | B7 | 400 | 99 | 0 | 156.99 | 152.31 | 0.01 | 0
2040 | MISO_WUMS_2_MISO_MI | MISO_WUMS | MISO_MI | Internal | Summer | B8 | 500 | 99 | 0 | 155.13 | 152.3 | 0.01 | 0
2040 | MISO_WUMS_2_MISO_MI | MISO_WUMS | MISO_MI | Internal | Summer | B9 | 800 | 99 | 0 | 152.7 | 152.28 | 0.01 | 0
2040 | MISO_WUMS_2_MISO_MI | MISO_WUMS | MISO_MI | Internal | Summer | B10 | 1262 | 99 | 99 | 101.95 | 102.72 | 0.01 | 0.76
2040 | MISO_WUMS_2_MISO_MI | MISO_WUMS | MISO_MI | Internal | Winter | B16 | 25 | 99 | 99 | 157.07 | 157.27 | 0.01 | 0.19
2040 | MISO_WUMS_2_MISO_MI | MISO_WUMS | MISO_MI | Internal | Winter | B17 | 100 | 99 | 99 | 155.93 | 157.27 | 0.01 | 1.32
2040 | MISO_WUMS_2_MISO_MI | MISO_WUMS | MISO_MI | Internal | Winter | B18 | 400 | 99 | 0 | 153.95 | 152.55 | 0.01 | 0
2040 | MISO_WUMS_2_MISO_MI | MISO_WUMS | MISO_MI | Internal | Winter | B19 | 700 | 99 | 99 | 150.43 | 150.61 | 0.01 | 0.17
2040 | MISO_WUMS_2_MISO_MI | MISO_WUMS | MISO_MI | Internal | Winter | B20 | 935 | 99 | 814.98 | 89.76 | 94.92 | 0.01 | 5.14
2040 | MISO_WUMS_2_MISO_W | MISO_WUMS | MISO_W | Internal | Shoulder | B11 | 25 | 1137 | 157.1 | 158.57 | 158.58 | 0.01 | 0
2040 | MISO_WUMS_2_MISO_W | MISO_WUMS | MISO_W | Internal | Shoulder | B12 | 200 | 1137 | 0 | 154.96 | 145.62 | 0.01 | 0
2040 | MISO_WUMS_2_MISO_W | MISO_WUMS | MISO_W | Internal | Shoulder | B13 | 600 | 1137 | 0 | 151.24 | 141.27 | 0.01 | 0
2040 | MISO_WUMS_2_MISO_W | MISO_WUMS | MISO_W | Internal | Shoulder | B14 | 900 | 1137 | 0 | 148.29 | 134.84 | 0.01 | 0
2040 | MISO_WUMS_2_MISO_W | MISO_WUMS | MISO_W | Internal | Shoulder | B15 | 1203 | 1137 | 0 | 87.95 | 74.49 | 0.01 | 0
2040 | MISO_WUMS_2_MISO_W | MISO_WUMS | MISO_W | Internal | Summer | B1 | 10 | 1137 | 1137 | 283.01 | 284.22 | 0.01 | 1.19
2040 | MISO_WUMS_2_MISO_W | MISO_WUMS | MISO_W | Internal | Summer | B2 | 25 | 1137 | 1137 | 279.71 | 283.01 | 0.01 | 3.29
2040 | MISO_WUMS_2_MISO_W | MISO_WUMS | MISO_W | Internal | Summer | B3 | 75 | 1137 | 5275.35 | 276.01 | 281.5 | 0.01 | 5.48
2040 | MISO_WUMS_2_MISO_W | MISO_WUMS | MISO_W | Internal | Summer | B4 | 100 | 1137 | 5023.02 | 182.64 | 188.13 | 0.01 | 5.48
2040 | MISO_WUMS_2_MISO_W | MISO_WUMS | MISO_W | Internal | Summer | B5 | 200 | 1137 | 5436.98 | 177.31 | 182.8 | 0.01 | 5.48
2040 | MISO_WUMS_2_MISO_W | MISO_WUMS | MISO_W | Internal | Summer | B6 | 300 | 1137 | 5816.63 | 167.79 | 173.27 | 0.01 | 5.48
2040 | MISO_WUMS_2_MISO_W | MISO_WUMS | MISO_W | Internal | Summer | B7 | 400 | 1137 | 3875.73 | 156.99 | 162.48 | 0.01 | 5.48
2040 | MISO_WUMS_2_MISO_W | MISO_WUMS | MISO_W | Internal | Summer | B8 | 500 | 1137 | 0 | 155.13 | 155.12 | 0.01 | 0
2040 | MISO_WUMS_2_MISO_W | MISO_WUMS | MISO_W | Internal | Summer | B9 | 800 | 1137 | 0 | 152.7 | 150.06 | 0.01 | 0
2040 | MISO_WUMS_2_MISO_W | MISO_WUMS | MISO_W | Internal | Summer | B10 | 1262 | 1137 | 0 | 101.95 | 91.2 | 0.01 | 0
2040 | MISO_WUMS_2_MISO_W | MISO_WUMS | MISO_W | Internal | Winter | B16 | 25 | 1137 | 0 | 157.07 | 143.61 | 0.01 | 0
2040 | MISO_WUMS_2_MISO_W | MISO_WUMS | MISO_W | Internal | Winter | B17 | 100 | 1137 | 0 | 155.93 | 142.47 | 0.01 | 0
2040 | MISO_WUMS_2_MISO_W | MISO_WUMS | MISO_W | Internal | Winter | B18 | 400 | 1137 | 0 | 153.95 | 141.87 | 0.01 | 0
2040 | MISO_WUMS_2_MISO_W | MISO_WUMS | MISO_W | Internal | Winter | B19 | 700 | 1137 | 0 | 150.43 | 137.94 | 0.01 | 0
2040 | MISO_WUMS_2_MISO_W | MISO_WUMS | MISO_W | Internal | Winter | B20 | 935 | 1137 | 0 | 89.76 | 77.02 | 0.01 | 0
2040 | MISO_WUMS_2_PJM_ROR | MISO_WUMS | PJM_ROR | Internal | Shoulder | B11 | 25 | 1600 | 0 | 158.57 | 153.82 | 2 | 0
2040 | MISO_WUMS_2_PJM_ROR | MISO_WUMS | PJM_ROR | Internal | Shoulder | B12 | 200 | 1600 | 0 | 154.96 | 152.96 | 2 | 0
2040 | MISO_WUMS_2_PJM_ROR | MISO_WUMS | PJM_ROR | Internal | Shoulder | B13 | 600 | 1600 | 0 | 151.24 | 149.24 | 2 | 0
2040 | MISO_WUMS_2_PJM_ROR | MISO_WUMS | PJM_ROR | Internal | Shoulder | B14 | 900 | 1600 | 0 | 148.29 | 149.1 | 2 | 0
2040 | MISO_WUMS_2_PJM_ROR | MISO_WUMS | PJM_ROR | Internal | Shoulder | B15 | 1203 | 1600 | 0 | 87.95 | 86.92 | 2 | 0
2040 | MISO_WUMS_2_PJM_ROR | MISO_WUMS | PJM_ROR | Internal | Summer | B1 | 10 | 1600 | 1376.62 | 283.01 | 285.01 | 2 | 0
2040 | MISO_WUMS_2_PJM_ROR | MISO_WUMS | PJM_ROR | Internal | Summer | B2 | 25 | 1600 | 1600 | 279.71 | 285.01 | 2 | 3.3
2040 | MISO_WUMS_2_PJM_ROR | MISO_WUMS | PJM_ROR | Internal | Summer | B3 | 75 | 1600 | 1600 | 276.01 | 281.32 | 2 | 3.3
2040 | MISO_WUMS_2_PJM_ROR | MISO_WUMS | PJM_ROR | Internal | Summer | B4 | 100 | 1600 | 1600 | 182.64 | 186.48 | 2 | 1.84
2040 | MISO_WUMS_2_PJM_ROR | MISO_WUMS | PJM_ROR | Internal | Summer | B5 | 200 | 1600 | 1600 | 177.31 | 182.84 | 2 | 3.54
2040 | MISO_WUMS_2_PJM_ROR | MISO_WUMS | PJM_ROR | Internal | Summer | B6 | 300 | 1600 | 1600 | 167.79 | 171.02 | 2 | 1.24
2040 | MISO_WUMS_2_PJM_ROR | MISO_WUMS | PJM_ROR | Internal | Summer | B7 | 400 | 1600 | 1600 | 156.99 | 163.96 | 2 | 4.97
2040 | MISO_WUMS_2_PJM_ROR | MISO_WUMS | PJM_ROR | Internal | Summer | B8 | 500 | 1600 | 34.51 | 155.13 | 157.13 | 2 | 0
2040 | MISO_WUMS_2_PJM_ROR | MISO_WUMS | PJM_ROR | Internal | Summer | B9 | 800 | 1600 | 0 | 152.7 | 152.06 | 2 | 0
2040 | MISO_WUMS_2_PJM_ROR | MISO_WUMS | PJM_ROR | Internal | Summer | B10 | 1262 | 1600 | 651.06 | 101.95 | 103.95 | 2 | 0
2040 | MISO_WUMS_2_PJM_ROR | MISO_WUMS | PJM_ROR | Internal | Winter | B16 | 25 | 1600 | 0 | 157.07 | 155.28 | 2 | 0
2040 | MISO_WUMS_2_PJM_ROR | MISO_WUMS | PJM_ROR | Internal | Winter | B17 | 100 | 1600 | 0 | 155.93 | 157.78 | 2 | 0
2040 | MISO_WUMS_2_PJM_ROR | MISO_WUMS | PJM_ROR | Internal | Winter | B18 | 400 | 1600 | 0 | 153.95 | 151.95 | 2 | 0
2040 | MISO_WUMS_2_PJM_ROR | MISO_WUMS | PJM_ROR | Internal | Winter | B19 | 700 | 1600 | 0 | 150.43 | 148.61 | 2 | 0
2040 | MISO_WUMS_2_PJM_ROR | MISO_WUMS | PJM_ROR | Internal | Winter | B20 | 935 | 1600 | 0 | 89.76 | 88.9 | 2 | 0
2040 | NE_2_MISO_W | NE | MISO_W | Internal | Shoulder | B11 | 25 | 1600 | 0 | 161.56 | 158.58 | 5 | 0
2040 | NE_2_MISO_W | NE | MISO_W | Internal | Shoulder | B12 | 200 | 1600 | 0 | 152.61 | 145.62 | 5 | 0
2040 | NE_2_MISO_W | NE | MISO_W | Internal | Shoulder | B13 | 600 | 1600 | 0 | 148.26 | 141.27 | 5 | 0
2040 | NE_2_MISO_W | NE | MISO_W | Internal | Shoulder | B14 | 900 | 1600 | 0 | 134.84 | 134.84 | 5 | 0
2040 | NE_2_MISO_W | NE | MISO_W | Internal | Shoulder | B15 | 1203 | 1600 | 0 | 74.49 | 74.49 | 5 | 0
2040 | NE_2_MISO_W | NE | MISO_W | Internal | Summer | B1 | 10 | 1600 | 1522.56 | 279.22 | 284.22 | 5 | 0
2040 | NE_2_MISO_W | NE | MISO_W | Internal | Summer | B2 | 25 | 1600 | 0 | 283.01 | 283.01 | 5 | 0
2040 | NE_2_MISO_W | NE | MISO_W | Internal | Summer | B3 | 75 | 1600 | 0 | 281.5 | 281.5 | 5 | 0
2040 | NE_2_MISO_W | NE | MISO_W | Internal | Summer | B4 | 100 | 1600 | 0 | 188.13 | 188.13 | 5 | 0
2040 | NE_2_MISO_W | NE | MISO_W | Internal | Summer | B5 | 200 | 1600 | 0 | 184.16 | 182.8 | 5 | 0
2040 | NE_2_MISO_W | NE | MISO_W | Internal | Summer | B6 | 300 | 1600 | 0 | 180.26 | 173.27 | 5 | 0
2040 | NE_2_MISO_W | NE | MISO_W | Internal | Summer | B7 | 400 | 1600 | 0 | 169.47 | 162.48 | 5 | 0
2040 | NE_2_MISO_W | NE | MISO_W | Internal | Summer | B8 | 500 | 1600 | 0 | 155.12 | 155.12 | 5 | 0
2040 | NE_2_MISO_W | NE | MISO_W | Internal | Summer | B9 | 800 | 1600 | 0 | 154.72 | 150.06 | 5 | 0
2040 | NE_2_MISO_W | NE | MISO_W | Internal | Summer | B10 | 1262 | 1600 | 0 | 91.2 | 91.2 | 5 | 0
2040 | NE_2_MISO_W | NE | MISO_W | Internal | Winter | B16 | 25 | 1600 | 0 | 150.61 | 143.61 | 5 | 0
2040 | NE_2_MISO_W | NE | MISO_W | Internal | Winter | B17 | 100 | 1600 | 0 | 149.46 | 142.47 | 5 | 0
2040 | NE_2_MISO_W | NE | MISO_W | Internal | Winter | B18 | 400 | 1600 | 0 | 148.86 | 141.87 | 5 | 0
2040 | NE_2_MISO_W | NE | MISO_W | Internal | Winter | B19 | 700 | 1600 | 0 | 137.94 | 137.94 | 5 | 0
2040 | NE_2_MISO_W | NE | MISO_W | Internal | Winter | B20 | 935 | 1600 | 0 | 77.02 | 77.02 | 5 | 0
2040 | NE_2_SPP_N | NE | SPP_N | Internal | Shoulder | B11 | 25 | 1800 | 1989.69 | 161.56 | 161.58 | 0.01 | 0.01
2040 | NE_2_SPP_N | NE | SPP_N | Internal | Shoulder | B12 | 200 | 1800 | 513.91 | 152.61 | 152.62 | 0.01 | 0
2040 | NE_2_SPP_N | NE | SPP_N | Internal | Shoulder | B13 | 600 | 1800 | 668.07 | 148.26 | 148.27 | 0.01 | 0
2040 | NE_2_SPP_N | NE | SPP_N | Internal | Shoulder | B14 | 900 | 1800 | 0 | 134.84 | 131.31 | 0.01 | 0
2040 | NE_2_SPP_N | NE | SPP_N | Internal | Shoulder | B15 | 1203 | 1800 | 0 | 74.49 | 73.5 | 0.01 | 0
2040 | NE_2_SPP_N | NE | SPP_N | Internal | Summer | B1 | 10 | 1800 | 0 | 279.22 | 275.69 | 0.01 | 0
2040 | NE_2_SPP_N | NE | SPP_N | Internal | Summer | B2 | 25 | 1800 | 0 | 283.01 | 283 | 0.01 | 0
2040 | NE_2_SPP_N | NE | SPP_N | Internal | Summer | B3 | 75 | 1800 | 575.22 | 281.5 | 281.51 | 0.01 | 0
2040 | NE_2_SPP_N | NE | SPP_N | Internal | Summer | B4 | 100 | 1800 | 0 | 188.13 | 188.12 | 0.01 | 0
2040 | NE_2_SPP_N | NE | SPP_N | Internal | Summer | B5 | 200 | 1800 | 253.44 | 184.16 | 184.17 | 0.01 | 0
2040 | NE_2_SPP_N | NE | SPP_N | Internal | Summer | B6 | 300 | 1800 | 938.73 | 180.26 | 180.27 | 0.01 | 0
2040 | NE_2_SPP_N | NE | SPP_N | Internal | Summer | B7 | 400 | 1800 | 1328.58 | 169.47 | 169.48 | 0.01 | 0
2040 | NE_2_SPP_N | NE | SPP_N | Internal | Summer | B8 | 500 | 1800 | 0 | 155.12 | 154.73 | 0.01 | 0
2040 | NE_2_SPP_N | NE | SPP_N | Internal | Summer | B9 | 800 | 1800 | 312.27 | 154.72 | 154.73 | 0.01 | 0
2040 | NE_2_SPP_N | NE | SPP_N | Internal | Summer | B10 | 1262 | 1800 | 0 | 91.2 | 91.19 | 0.01 | 0
2040 | NE_2_SPP_N | NE | SPP_N | Internal | Winter | B16 | 25 | 1800 | 1471.8 | 150.61 | 150.62 | 0.01 | 0
2040 | NE_2_SPP_N | NE | SPP_N | Internal | Winter | B17 | 100 | 1800 | 857.82 | 149.46 | 149.47 | 0.01 | 0
2040 | NE_2_SPP_N | NE | SPP_N | Internal | Winter | B18 | 400 | 1800 | 956.01 | 148.86 | 148.87 | 0.01 | 0
2040 | NE_2_SPP_N | NE | SPP_N | Internal | Winter | B19 | 700 | 1800 | 0 | 137.94 | 137.93 | 0.01 | 0
2040 | NE_2_SPP_N | NE | SPP_N | Internal | Winter | B20 | 935 | 1800 | 0 | 77.02 | 73.5 | 0.01 | 0
2040 | NEISO_2_NYISO_A-F | NEISO | NYISO_A-F | Internal | Shoulder | B11 | 25 | 600 | 0 | 98.05 | 94.93 | 3 | 0
2040 | NEISO_2_NYISO_A-F | NEISO | NYISO_A-F | Internal | Shoulder | B12 | 200 | 600 | 0 | 98.05 | 95.05 | 3 | 0
2040 | NEISO_2_NYISO_A-F | NEISO | NYISO_A-F | Internal | Shoulder | B13 | 600 | 600 | 0 | 98.05 | 94.93 | 3 | 0
2040 | NEISO_2_NYISO_A-F | NEISO | NYISO_A-F | Internal | Shoulder | B14 | 900 | 600 | 0 | 83.93 | 80.93 | 3 | 0
2040 | NEISO_2_NYISO_A-F | NEISO | NYISO_A-F | Internal | Shoulder | B15 | 1203 | 600 | 600 | 71.76 | 80.93 | 3 | 6.17
2040 | NEISO_2_NYISO_A-F | NEISO | NYISO_A-F | Internal | Summer | B1 | 10 | 600 | 0 | 203.06 | 199.94 | 3 | 0
2040 | NEISO_2_NYISO_A-F | NEISO | NYISO_A-F | Internal | Summer | B2 | 25 | 600 | 0 | 214.01 | 210.89 | 3 | 0
2040 | NEISO_2_NYISO_A-F | NEISO | NYISO_A-F | Internal | Summer | B3 | 75 | 600 | 0 | 203.06 | 199.94 | 3 | 0
2040 | NEISO_2_NYISO_A-F | NEISO | NYISO_A-F | Internal | Summer | B4 | 100 | 600 | 0 | 167.41 | 165.06 | 3 | 0
2040 | NEISO_2_NYISO_A-F | NEISO | NYISO_A-F | Internal | Summer | B5 | 200 | 600 | 0 | 165.94 | 165.06 | 3 | 0
2040 | NEISO_2_NYISO_A-F | NEISO | NYISO_A-F | Internal | Summer | B6 | 300 | 600 | 0 | 165.94 | 163.03 | 3 | 0
2040 | NEISO_2_NYISO_A-F | NEISO | NYISO_A-F | Internal | Summer | B7 | 400 | 600 | 0 | 158.97 | 155.97 | 3 | 0
2040 | NEISO_2_NYISO_A-F | NEISO | NYISO_A-F | Internal | Summer | B8 | 500 | 600 | 0 | 152.26 | 149.14 | 3 | 0
2040 | NEISO_2_NYISO_A-F | NEISO | NYISO_A-F | Internal | Summer | B9 | 800 | 600 | 0 | 126.06 | 122.94 | 3 | 0
2040 | NEISO_2_NYISO_A-F | NEISO | NYISO_A-F | Internal | Summer | B10 | 1262 | 600 | 0 | 125.02 | 122.02 | 3 | 0
2040 | NEISO_2_NYISO_A-F | NEISO | NYISO_A-F | Internal | Winter | B16 | 25 | 600 | 0 | 98.03 | 94.92 | 3 | 0
2040 | NEISO_2_NYISO_A-F | NEISO | NYISO_A-F | Internal | Winter | B17 | 100 | 600 | 0 | 98.03 | 94.92 | 3 | 0
2040 | NEISO_2_NYISO_A-F | NEISO | NYISO_A-F | Internal | Winter | B18 | 400 | 600 | 0 | 98.03 | 94.92 | 3 | 0
2040 | NEISO_2_NYISO_A-F | NEISO | NYISO_A-F | Internal | Winter | B19 | 700 | 600 | 0 | 84.05 | 80.94 | 3 | 0
2040 | NEISO_2_NYISO_A-F | NEISO | NYISO_A-F | Internal | Winter | B20 | 935 | 600 | 600 | 71.75 | 80.92 | 3 | 6.17
2040 | NEISO_2_NYISO_G-I | NEISO | NYISO_G-I | Internal | Shoulder | B11 | 25 | 600 | 3663.8 | 98.05 | 123.14 | 3 | 22.09
2040 | NEISO_2_NYISO_G-I | NEISO | NYISO_G-I | Internal | Shoulder | B12 | 200 | 600 | 3628.46 | 98.05 | 123.14 | 3 | 22.09
2040 | NEISO_2_NYISO_G-I | NEISO | NYISO_G-I | Internal | Shoulder | B13 | 600 | 600 | 3512.03 | 98.05 | 123.14 | 3 | 22.09
2040 | NEISO_2_NYISO_G-I | NEISO | NYISO_G-I | Internal | Shoulder | B14 | 900 | 600 | 3359.14 | 83.93 | 109.02 | 3 | 22.09
2040 | NEISO_2_NYISO_G-I | NEISO | NYISO_G-I | Internal | Shoulder | B15 | 1203 | 600 | 600 | 71.76 | 92.93 | 3 | 18.18
2040 | NEISO_2_NYISO_G-I | NEISO | NYISO_G-I | Internal | Summer | B1 | 10 | 600 | 3631.55 | 203.06 | 228.15 | 3 | 22.09
2040 | NEISO_2_NYISO_G-I | NEISO | NYISO_G-I | Internal | Summer | B2 | 25 | 600 | 3029.94 | 214.01 | 239.1 | 3 | 22.09
2040 | NEISO_2_NYISO_G-I | NEISO | NYISO_G-I | Internal | Summer | B3 | 75 | 600 | 3112.01 | 203.06 | 228.15 | 3 | 22.09
2040 | NEISO_2_NYISO_G-I | NEISO | NYISO_G-I | Internal | Summer | B4 | 100 | 600 | 1091.45 | 167.41 | 192.5 | 3 | 22.09
2040 | NEISO_2_NYISO_G-I | NEISO | NYISO_G-I | Internal | Summer | B5 | 200 | 600 | 728.2 | 165.94 | 191.03 | 3 | 22.09
2040 | NEISO_2_NYISO_G-I | NEISO | NYISO_G-I | Internal | Summer | B6 | 300 | 600 | 600 | 165.94 | 177.05 | 3 | 8.1
2040 | NEISO_2_NYISO_G-I | NEISO | NYISO_G-I | Internal | Summer | B7 | 400 | 600 | 600 | 158.97 | 169.98 | 3 | 8.01
2040 | NEISO_2_NYISO_G-I | NEISO | NYISO_G-I | Internal | Summer | B8 | 500 | 600 | 600 | 152.26 | 168.69 | 3 | 13.43
2040 | NEISO_2_NYISO_G-I | NEISO | NYISO_G-I | Internal | Summer | B9 | 800 | 600 | 1585.99 | 126.06 | 151.14 | 3 | 22.09
2040 | NEISO_2_NYISO_G-I | NEISO | NYISO_G-I | Internal | Summer | B10 | 1262 | 600 | 600 | 125.02 | 140.72 | 3 | 12.7
2040 | NEISO_2_NYISO_G-I | NEISO | NYISO_G-I | Internal | Winter | B16 | 25 | 600 | 3644.7 | 98.03 | 123.12 | 3 | 22.09
2040 | NEISO_2_NYISO_G-I | NEISO | NYISO_G-I | Internal | Winter | B17 | 100 | 600 | 3525.71 | 98.03 | 123.12 | 3 | 22.09
2040 | NEISO_2_NYISO_G-I | NEISO | NYISO_G-I | Internal | Winter | B18 | 400 | 600 | 3468.25 | 98.03 | 123.12 | 3 | 22.09
2040 | NEISO_2_NYISO_G-I | NEISO | NYISO_G-I | Internal | Winter | B19 | 700 | 600 | 3301.4 | 84.05 | 109.14 | 3 | 22.09
2040 | NEISO_2_NYISO_G-I | NEISO | NYISO_G-I | Internal | Winter | B20 | 935 | 600 | 600 | 71.75 | 94.93 | 3 | 20.18
2040 | NEISO_2_NYISO_J-K | NEISO | NYISO_J-K | Internal | Shoulder | B11 | 25 | 430 | 3206.69 | 98.05 | 130.07 | 3 | 29.02
2040 | NEISO_2_NYISO_J-K | NEISO | NYISO_J-K | Internal | Shoulder | B12 | 200 | 430 | 2523.09 | 98.05 | 130.07 | 3 | 29.02
2040 | NEISO_2_NYISO_J-K | NEISO | NYISO_J-K | Internal | Shoulder | B13 | 600 | 430 | 2241.02 | 98.05 | 130.07 | 3 | 29.02
2040 | NEISO_2_NYISO_J-K | NEISO | NYISO_J-K | Internal | Shoulder | B14 | 900 | 430 | 1513.01 | 83.93 | 115.95 | 3 | 29.02
2040 | NEISO_2_NYISO_J-K | NEISO | NYISO_J-K | Internal | Shoulder | B15 | 1203 | 430 | 430 | 71.76 | 92.94 | 3 | 18.19
2040 | NEISO_2_NYISO_J-K | NEISO | NYISO_J-K | Internal | Summer | B1 | 10 | 430 | 3596.05 | 203.06 | 235.08 | 3 | 29.02
2040 | NEISO_2_NYISO_J-K | NEISO | NYISO_J-K | Internal | Summer | B2 | 25 | 430 | 430 | 214.01 | 239.11 | 3 | 22.1
2040 | NEISO_2_NYISO_J-K | NEISO | NYISO_J-K | Internal | Summer | B3 | 75 | 430 | 2194.4 | 203.06 | 235.08 | 3 | 29.02
2040 | NEISO_2_NYISO_J-K | NEISO | NYISO_J-K | Internal | Summer | B4 | 100 | 430 | 1452.85 | 167.41 | 199.44 | 3 | 29.02
2040 | NEISO_2_NYISO_J-K | NEISO | NYISO_J-K | Internal | Summer | B5 | 200 | 430 | 918.58 | 165.94 | 197.97 | 3 | 29.02
2040 | NEISO_2_NYISO_J-K | NEISO | NYISO_J-K | Internal | Summer | B6 | 300 | 430 | 430 | 165.94 | 177.75 | 3 | 8.81
2040 | NEISO_2_NYISO_J-K | NEISO | NYISO_J-K | Internal | Summer | B7 | 400 | 430 | 430 | 158.97 | 177.75 | 3 | 15.78
2040 | NEISO_2_NYISO_J-K | NEISO | NYISO_J-K | Internal | Summer | B8 | 500 | 430 | 430 | 152.26 | 168.7 | 3 | 13.44
2040 | NEISO_2_NYISO_J-K | NEISO | NYISO_J-K | Internal | Summer | B9 | 800 | 430 | 1059.27 | 126.06 | 158.08 | 3 | 29.02
2040 | NEISO_2_NYISO_J-K | NEISO | NYISO_J-K | Internal | Summer | B10 | 1262 | 430 | 430 | 125.02 | 140.73 | 3 | 12.71
2040 | NEISO_2_NYISO_J-K | NEISO | NYISO_J-K | Internal | Winter | B16 | 25 | 430 | 2889.88 | 98.03 | 130.06 | 3 | 29.02
2040 | NEISO_2_NYISO_J-K | NEISO | NYISO_J-K | Internal | Winter | B17 | 100 | 430 | 2543.08 | 98.03 | 130.06 | 3 | 29.02
2040 | NEISO_2_NYISO_J-K | NEISO | NYISO_J-K | Internal | Winter | B18 | 400 | 430 | 2464.77 | 98.03 | 130.06 | 3 | 29.02
2040 | NEISO_2_NYISO_J-K | NEISO | NYISO_J-K | Internal | Winter | B19 | 700 | 430 | 2014.47 | 84.05 | 116.08 | 3 | 29.02
2040 | NEISO_2_NYISO_J-K | NEISO | NYISO_J-K | Internal | Winter | B20 | 935 | 430 | 430 | 71.75 | 94.94 | 3 | 20.19
2040 | NonRTO_Midwest_2_MISO_IN | NonRTO_Midwest | MISO_IN | Internal | Shoulder | B11 | 25 | 4450 | 0 | 157.66 | 153.88 | 8 | 0
2040 | NonRTO_Midwest_2_MISO_IN | NonRTO_Midwest | MISO_IN | Internal | Shoulder | B12 | 200 | 4450 | 0 | 157.66 | 153.88 | 8 | 0
2040 | NonRTO_Midwest_2_MISO_IN | NonRTO_Midwest | MISO_IN | Internal | Shoulder | B13 | 600 | 4450 | 0 | 157.66 | 153.26 | 8 | 0
2040 | NonRTO_Midwest_2_MISO_IN | NonRTO_Midwest | MISO_IN | Internal | Shoulder | B14 | 900 | 4450 | 0 | 157.66 | 151.07 | 8 | 0
2040 | NonRTO_Midwest_2_MISO_IN | NonRTO_Midwest | MISO_IN | Internal | Shoulder | B15 | 1203 | 4450 | 0 | 92.22 | 92.49 | 8 | 0
2040 | NonRTO_Midwest_2_MISO_IN | NonRTO_Midwest | MISO_IN | Internal | Summer | B1 | 10 | 4450 | 0 | 283.01 | 278.31 | 8 | 0
2040 | NonRTO_Midwest_2_MISO_IN | NonRTO_Midwest | MISO_IN | Internal | Summer | B2 | 25 | 4450 | 0 | 283.01 | 275.01 | 8 | 0
2040 | NonRTO_Midwest_2_MISO_IN | NonRTO_Midwest | MISO_IN | Internal | Summer | B3 | 75 | 4450 | 0 | 279.32 | 271.32 | 8 | 0
2040 | NonRTO_Midwest_2_MISO_IN | NonRTO_Midwest | MISO_IN | Internal | Summer | B4 | 100 | 4450 | 0 | 174.57 | 177.94 | 8 | 0
2040 | NonRTO_Midwest_2_MISO_IN | NonRTO_Midwest | MISO_IN | Internal | Summer | B5 | 200 | 4450 | 0 | 165.84 | 172.61 | 8 | 0
2040 | NonRTO_Midwest_2_MISO_IN | NonRTO_Midwest | MISO_IN | Internal | Summer | B6 | 300 | 4450 | 0 | 156.29 | 163.09 | 8 | 0
2040 | NonRTO_Midwest_2_MISO_IN | NonRTO_Midwest | MISO_IN | Internal | Summer | B7 | 400 | 4450 | 0 | 152.88 | 152.29 | 8 | 0
2040 | NonRTO_Midwest_2_MISO_IN | NonRTO_Midwest | MISO_IN | Internal | Summer | B8 | 500 | 4450 | 0 | 152 | 152.29 | 8 | 0
2040 | NonRTO_Midwest_2_MISO_IN | NonRTO_Midwest | MISO_IN | Internal | Summer | B9 | 800 | 4450 | 0 | 152 | 152.29 | 8 | 0
2040 | NonRTO_Midwest_2_MISO_IN | NonRTO_Midwest | MISO_IN | Internal | Summer | B10 | 1262 | 4450 | 1012.45 | 94.96 | 102.96 | 8 | 0
2040 | NonRTO_Midwest_2_MISO_IN | NonRTO_Midwest | MISO_IN | Internal | Winter | B16 | 25 | 4450 | 0 | 161.53 | 157.28 | 8 | 0
2040 | NonRTO_Midwest_2_MISO_IN | NonRTO_Midwest | MISO_IN | Internal | Winter | B17 | 100 | 4450 | 0 | 161.53 | 157.28 | 8 | 0
2040 | NonRTO_Midwest_2_MISO_IN | NonRTO_Midwest | MISO_IN | Internal | Winter | B18 | 400 | 4450 | 0 | 157.62 | 154.56 | 8 | 0
2040 | NonRTO_Midwest_2_MISO_IN | NonRTO_Midwest | MISO_IN | Internal | Winter | B19 | 700 | 4450 | 0 | 157.38 | 150.62 | 8 | 0
2040 | NonRTO_Midwest_2_MISO_IN | NonRTO_Midwest | MISO_IN | Internal | Winter | B20 | 935 | 4450 | 0 | 95.26 | 95.02 | 8 | 0
2040 | NonRTO_Midwest_2_TVA_Transmission | NonRTO_Midwest | TVA_Transmission | Internal | Shoulder | B11 | 25 | 2400 | 0 | 157.66 | 159.51 | 8 | 0
2040 | NonRTO_Midwest_2_TVA_Transmission | NonRTO_Midwest | TVA_Transmission | Internal | Shoulder | B12 | 200 | 2400 | 0 | 157.66 | 152.03 | 8 | 0
2040 | NonRTO_Midwest_2_TVA_Transmission | NonRTO_Midwest | TVA_Transmission | Internal | Shoulder | B13 | 600 | 2400 | 0 | 157.66 | 149.24 | 8 | 0
2040 | NonRTO_Midwest_2_TVA_Transmission | NonRTO_Midwest | TVA_Transmission | Internal | Shoulder | B14 | 900 | 2400 | 0 | 157.66 | 149.24 | 8 | 0
2040 | NonRTO_Midwest_2_TVA_Transmission | NonRTO_Midwest | TVA_Transmission | Internal | Shoulder | B15 | 1203 | 2400 | 0 | 92.22 | 87.17 | 8 | 0
2040 | NonRTO_Midwest_2_TVA_Transmission | NonRTO_Midwest | TVA_Transmission | Internal | Summer | B1 | 10 | 2400 | 30.36 | 283.01 | 291.01 | 8 | 0
2040 | NonRTO_Midwest_2_TVA_Transmission | NonRTO_Midwest | TVA_Transmission | Internal | Summer | B2 | 25 | 2400 | 1606.08 | 283.01 | 291.01 | 8 | 0
2040 | NonRTO_Midwest_2_TVA_Transmission | NonRTO_Midwest | TVA_Transmission | Internal | Summer | B3 | 75 | 2400 | 884.27 | 279.32 | 287.32 | 8 | 0
2040 | NonRTO_Midwest_2_TVA_Transmission | NonRTO_Midwest | TVA_Transmission | Internal | Summer | B4 | 100 | 2400 | 1177.08 | 174.57 | 182.57 | 8 | 0
2040 | NonRTO_Midwest_2_TVA_Transmission | NonRTO_Midwest | TVA_Transmission | Internal | Summer | B5 | 200 | 2400 | 1502.39 | 165.84 | 173.84 | 8 | 0
2040 | NonRTO_Midwest_2_TVA_Transmission | NonRTO_Midwest | TVA_Transmission | Internal | Summer | B6 | 300 | 2400 | 1997.65 | 156.29 | 164.29 | 8 | 0
2040 | NonRTO_Midwest_2_TVA_Transmission | NonRTO_Midwest | TVA_Transmission | Internal | Summer | B7 | 400 | 2400 | 90.15 | 152.88 | 160.88 | 8 | 0
2040 | NonRTO_Midwest_2_TVA_Transmission | NonRTO_Midwest | TVA_Transmission | Internal | Summer | B8 | 500 | 2400 | 0 | 152 | 158.52 | 8 | 0
2040 | NonRTO_Midwest_2_TVA_Transmission | NonRTO_Midwest | TVA_Transmission | Internal | Summer | B9 | 800 | 2400 | 0 | 152 | 157.03 | 8 | 0
2040 | NonRTO_Midwest_2_TVA_Transmission | NonRTO_Midwest | TVA_Transmission | Internal | Summer | B10 | 1262 | 2400 | 0 | 94.96 | 94.95 | 8 | 0
2040 | NonRTO_Midwest_2_TVA_Transmission | NonRTO_Midwest | TVA_Transmission | Internal | Winter | B16 | 25 | 2400 | 0 | 161.53 | 161.14 | 8 | 0
2040 | NonRTO_Midwest_2_TVA_Transmission | NonRTO_Midwest | TVA_Transmission | Internal | Winter | B17 | 100 | 2400 | 0 | 161.53 | 160.78 | 8 | 0
2040 | NonRTO_Midwest_2_TVA_Transmission | NonRTO_Midwest | TVA_Transmission | Internal | Winter | B18 | 400 | 2400 | 0 | 157.62 | 150.03 | 8 | 0
2040 | NonRTO_Midwest_2_TVA_Transmission | NonRTO_Midwest | TVA_Transmission | Internal | Winter | B19 | 700 | 2400 | 0 | 157.38 | 148.61 | 8 | 0
2040 | NonRTO_Midwest_2_TVA_Transmission | NonRTO_Midwest | TVA_Transmission | Internal | Winter | B20 | 935 | 2400 | 0 | 95.26 | 89.69 | 8 | 0
2040 | NYISO_A-F_2_IESO | NYISO_A-F | IESO | Internal | Shoulder | B11 | 25 | 1600 | 0 | 94.93 | 87.93 | 7 | 0
2040 | NYISO_A-F_2_IESO | NYISO_A-F | IESO | Internal | Shoulder | B12 | 200 | 1600 | 0 | 95.05 | 88.05 | 7 | 0
2040 | NYISO_A-F_2_IESO | NYISO_A-F | IESO | Internal | Shoulder | B13 | 600 | 1600 | 0 | 94.93 | 87.93 | 7 | 0
2040 | NYISO_A-F_2_IESO | NYISO_A-F | IESO | Internal | Shoulder | B14 | 900 | 1600 | 57.9 | 80.93 | 87.93 | 7 | 0
2040 | NYISO_A-F_2_IESO | NYISO_A-F | IESO | Internal | Shoulder | B15 | 1203 | 1600 | 138.61 | 80.93 | 87.93 | 7 | 0
2040 | NYISO_A-F_2_IESO | NYISO_A-F | IESO | Internal | Summer | B1 | 10 | 1600 | 0 | 199.94 | 192.94 | 7 | 0
2040 | NYISO_A-F_2_IESO | NYISO_A-F | IESO | Internal | Summer | B2 | 25 | 1600 | 0 | 210.89 | 203.89 | 7 | 0
2040 | NYISO_A-F_2_IESO | NYISO_A-F | IESO | Internal | Summer | B3 | 75 | 1600 | 0 | 199.94 | 192.94 | 7 | 0
2040 | NYISO_A-F_2_IESO | NYISO_A-F | IESO | Internal | Summer | B4 | 100 | 1600 | 0 | 165.06 | 150.42 | 7 | 0
2040 | NYISO_A-F_2_IESO | NYISO_A-F | IESO | Internal | Summer | B5 | 200 | 1600 | 0 | 165.06 | 117.01 | 7 | 0
2040 | NYISO_A-F_2_IESO | NYISO_A-F | IESO | Internal | Summer | B6 | 300 | 1600 | 0 | 163.03 | 85.98 | 7 | 0
2040 | NYISO_A-F_2_IESO | NYISO_A-F | IESO | Internal | Summer | B7 | 400 | 1600 | 0 | 155.97 | 85.98 | 7 | 0
2040 | NYISO_A-F_2_IESO | NYISO_A-F | IESO | Internal | Summer | B8 | 500 | 1600 | 0 | 149.14 | 85.98 | 7 | 0
2040 | NYISO_A-F_2_IESO | NYISO_A-F | IESO | Internal | Summer | B9 | 800 | 1600 | 0 | 122.94 | 85.98 | 7 | 0
2040 | NYISO_A-F_2_IESO | NYISO_A-F | IESO | Internal | Summer | B10 | 1262 | 1600 | 0 | 122.02 | 85.98 | 7 | 0
2040 | NYISO_A-F_2_IESO | NYISO_A-F | IESO | Internal | Winter | B16 | 25 | 1600 | 0 | 94.92 | 89.87 | 7 | 0
2040 | NYISO_A-F_2_IESO | NYISO_A-F | IESO | Internal | Winter | B17 | 100 | 1600 | 0 | 94.92 | 87.92 | 7 | 0
2040 | NYISO_A-F_2_IESO | NYISO_A-F | IESO | Internal | Winter | B18 | 400 | 1600 | 0 | 94.92 | 87.92 | 7 | 0
2040 | NYISO_A-F_2_IESO | NYISO_A-F | IESO | Internal | Winter | B19 | 700 | 1600 | 0 | 80.94 | 87.92 | 7 | 0
2040 | NYISO_A-F_2_IESO | NYISO_A-F | IESO | Internal | Winter | B20 | 935 | 1600 | 403.58 | 80.92 | 87.92 | 7 | 0
2040 | NYISO_A-F_2_NEISO | NYISO_A-F | NEISO | Internal | Shoulder | B11 | 25 | 600 | 812.54 | 94.93 | 98.05 | 3 | 0.12
2040 | NYISO_A-F_2_NEISO | NYISO_A-F | NEISO | Internal | Shoulder | B12 | 200 | 600 | 36.58 | 95.05 | 98.05 | 3 | 0
2040 | NYISO_A-F_2_NEISO | NYISO_A-F | NEISO | Internal | Shoulder | B13 | 600 | 600 | 1121.54 | 94.93 | 98.05 | 3 | 0.12
2040 | NYISO_A-F_2_NEISO | NYISO_A-F | NEISO | Internal | Shoulder | B14 | 900 | 600 | 471.25 | 80.93 | 83.93 | 3 | 0
2040 | NYISO_A-F_2_NEISO | NYISO_A-F | NEISO | Internal | Shoulder | B15 | 1203 | 600 | 0 | 80.93 | 71.76 | 3 | 0
2040 | NYISO_A-F_2_NEISO | NYISO_A-F | NEISO | Internal | Summer | B1 | 10 | 600 | 4750.26 | 199.94 | 203.06 | 3 | 0.12
2040 | NYISO_A-F_2_NEISO | NYISO_A-F | NEISO | Internal | Summer | B2 | 25 | 600 | 2709.48 | 210.89 | 214.01 | 3 | 0.12
2040 | NYISO_A-F_2_NEISO | NYISO_A-F | NEISO | Internal | Summer | B3 | 75 | 600 | 2590.9 | 199.94 | 203.06 | 3 | 0.12
2040 | NYISO_A-F_2_NEISO | NYISO_A-F | NEISO | Internal | Summer | B4 | 100 | 600 | 0 | 165.06 | 167.41 | 3 | 0
2040 | NYISO_A-F_2_NEISO | NYISO_A-F | NEISO | Internal | Summer | B5 | 200 | 600 | 0 | 165.06 | 165.94 | 3 | 0
2040 | NYISO_A-F_2_NEISO | NYISO_A-F | NEISO | Internal | Summer | B6 | 300 | 600 | 0 | 163.03 | 165.94 | 3 | 0
2040 | NYISO_A-F_2_NEISO | NYISO_A-F | NEISO | Internal | Summer | B7 | 400 | 600 | 421.25 | 155.97 | 158.97 | 3 | 0
2040 | NYISO_A-F_2_NEISO | NYISO_A-F | NEISO | Internal | Summer | B8 | 500 | 600 | 968.29 | 149.14 | 152.26 | 3 | 0.12
2040 | NYISO_A-F_2_NEISO | NYISO_A-F | NEISO | Internal | Summer | B9 | 800 | 600 | 1340.15 | 122.94 | 126.06 | 3 | 0.12
2040 | NYISO_A-F_2_NEISO | NYISO_A-F | NEISO | Internal | Summer | B10 | 1262 | 600 | 336.27 | 122.02 | 125.02 | 3 | 0
2040 | NYISO_A-F_2_NEISO | NYISO_A-F | NEISO | Internal | Winter | B16 | 25 | 600 | 1034.25 | 94.92 | 98.03 | 3 | 0.12
2040 | NYISO_A-F_2_NEISO | NYISO_A-F | NEISO | Internal | Winter | B17 | 100 | 600 | 1145.01 | 94.92 | 98.03 | 3 | 0.12
2040 | NYISO_A-F_2_NEISO | NYISO_A-F | NEISO | Internal | Winter | B18 | 400 | 600 | 1821.4 | 94.92 | 98.03 | 3 | 0.12
2040 | NYISO_A-F_2_NEISO | NYISO_A-F | NEISO | Internal | Winter | B19 | 700 | 600 | 1574.44 | 80.94 | 84.05 | 3 | 0.12
2040 | NYISO_A-F_2_NEISO | NYISO_A-F | NEISO | Internal | Winter | B20 | 935 | 600 | 0 | 80.92 | 71.75 | 3 | 0
2040 | NYISO_A-F_2_NYISO_G-I | NYISO_A-F | NYISO_G-I | Internal | Shoulder | B11 | 25 | 4250 | 4250 | 94.93 | 123.14 | 0.01 | 28.2
2040 | NYISO_A-F_2_NYISO_G-I | NYISO_A-F | NYISO_G-I | Internal | Shoulder | B12 | 200 | 4250 | 4250 | 95.05 | 123.14 | 0.01 | 28.08
2040 | NYISO_A-F_2_NYISO_G-I | NYISO_A-F | NYISO_G-I | Internal | Shoulder | B13 | 600 | 4250 | 4250 | 94.93 | 123.14 | 0.01 | 28.2
2040 | NYISO_A-F_2_NYISO_G-I | NYISO_A-F | NYISO_G-I | Internal | Shoulder | B14 | 900 | 4250 | 4250 | 80.93 | 109.02 | 0.01 | 28.08
2040 | NYISO_A-F_2_NYISO_G-I | NYISO_A-F | NYISO_G-I | Internal | Shoulder | B15 | 1203 | 4250 | 4250 | 80.93 | 92.93 | 0.01 | 11.99
2040 | NYISO_A-F_2_NYISO_G-I | NYISO_A-F | NYISO_G-I | Internal | Summer | B1 | 10 | 4250 | 4250 | 199.94 | 228.15 | 0.01 | 28.2
2040 | NYISO_A-F_2_NYISO_G-I | NYISO_A-F | NYISO_G-I | Internal | Summer | B2 | 25 | 4250 | 4250 | 210.89 | 239.1 | 0.01 | 28.2
2040 | NYISO_A-F_2_NYISO_G-I | NYISO_A-F | NYISO_G-I | Internal | Summer | B3 | 75 | 4250 | 4250 | 199.94 | 228.15 | 0.01 | 28.2
2040 | NYISO_A-F_2_NYISO_G-I | NYISO_A-F | NYISO_G-I | Internal | Summer | B4 | 100 | 4250 | 4250 | 165.06 | 192.5 | 0.01 | 27.43
2040 | NYISO_A-F_2_NYISO_G-I | NYISO_A-F | NYISO_G-I | Internal | Summer | B5 | 200 | 4250 | 4250 | 165.06 | 191.03 | 0.01 | 25.96
2040 | NYISO_A-F_2_NYISO_G-I | NYISO_A-F | NYISO_G-I | Internal | Summer | B6 | 300 | 4250 | 4250 | 163.03 | 177.05 | 0.01 | 14
2040 | NYISO_A-F_2_NYISO_G-I | NYISO_A-F | NYISO_G-I | Internal | Summer | B7 | 400 | 4250 | 4250 | 155.97 | 169.98 | 0.01 | 14
2040 | NYISO_A-F_2_NYISO_G-I | NYISO_A-F | NYISO_G-I | Internal | Summer | B8 | 500 | 4250 | 4250 | 149.14 | 168.69 | 0.01 | 19.53
2040 | NYISO_A-F_2_NYISO_G-I | NYISO_A-F | NYISO_G-I | Internal | Summer | B9 | 800 | 4250 | 4250 | 122.94 | 151.14 | 0.01 | 28.2
2040 | NYISO_A-F_2_NYISO_G-I | NYISO_A-F | NYISO_G-I | Internal | Summer | B10 | 1262 | 4250 | 4250 | 122.02 | 140.72 | 0.01 | 18.69
2040 | NYISO_A-F_2_NYISO_G-I | NYISO_A-F | NYISO_G-I | Internal | Winter | B16 | 25 | 4250 | 4250 | 94.92 | 123.12 | 0.01 | 28.2
2040 | NYISO_A-F_2_NYISO_G-I | NYISO_A-F | NYISO_G-I | Internal | Winter | B17 | 100 | 4250 | 4250 | 94.92 | 123.12 | 0.01 | 28.2
2040 | NYISO_A-F_2_NYISO_G-I | NYISO_A-F | NYISO_G-I | Internal | Winter | B18 | 400 | 4250 | 4250 | 94.92 | 123.12 | 0.01 | 28.2
2040 | NYISO_A-F_2_NYISO_G-I | NYISO_A-F | NYISO_G-I | Internal | Winter | B19 | 700 | 4250 | 4250 | 80.94 | 109.14 | 0.01 | 28.2
2040 | NYISO_A-F_2_NYISO_G-I | NYISO_A-F | NYISO_G-I | Internal | Winter | B20 | 935 | 4250 | 4250 | 80.92 | 94.93 | 0.01 | 14
2040 | NYISO_A-F_2_PJM_ROM | NYISO_A-F | PJM_ROM | Internal | Shoulder | B11 | 25 | 1000 | 1000 | 94.93 | 153.81 | 8 | 50.88
2040 | NYISO_A-F_2_PJM_ROM | NYISO_A-F | PJM_ROM | Internal | Shoulder | B12 | 200 | 1000 | 1000 | 95.05 | 152.97 | 8 | 49.93
2040 | NYISO_A-F_2_PJM_ROM | NYISO_A-F | PJM_ROM | Internal | Shoulder | B13 | 600 | 1000 | 1000 | 94.93 | 149.25 | 8 | 46.31
2040 | NYISO_A-F_2_PJM_ROM | NYISO_A-F | PJM_ROM | Internal | Shoulder | B14 | 900 | 1000 | 1000 | 80.93 | 149.12 | 8 | 60.18
2040 | NYISO_A-F_2_PJM_ROM | NYISO_A-F | PJM_ROM | Internal | Shoulder | B15 | 1203 | 1000 | 0 | 80.93 | 86.93 | 8 | 0
2040 | NYISO_A-F_2_PJM_ROM | NYISO_A-F | PJM_ROM | Internal | Summer | B1 | 10 | 1000 | 1000 | 199.94 | 285.03 | 8 | 77.08
2040 | NYISO_A-F_2_PJM_ROM | NYISO_A-F | PJM_ROM | Internal | Summer | B2 | 25 | 1000 | 1000 | 210.89 | 285.03 | 8 | 66.14
2040 | NYISO_A-F_2_PJM_ROM | NYISO_A-F | PJM_ROM | Internal | Summer | B3 | 75 | 1000 | 1000 | 199.94 | 281.3 | 8 | 73.36
2040 | NYISO_A-F_2_PJM_ROM | NYISO_A-F | PJM_ROM | Internal | Summer | B4 | 100 | 1000 | 1000 | 165.06 | 186.49 | 8 | 13.43
2040 | NYISO_A-F_2_PJM_ROM | NYISO_A-F | PJM_ROM | Internal | Summer | B5 | 200 | 1000 | 1000 | 165.06 | 182.86 | 8 | 9.79
2040 | NYISO_A-F_2_PJM_ROM | NYISO_A-F | PJM_ROM | Internal | Summer | B6 | 300 | 1000 | 930.4 | 163.03 | 171.03 | 8 | 0
2040 | NYISO_A-F_2_PJM_ROM | NYISO_A-F | PJM_ROM | Internal | Summer | B7 | 400 | 1000 | 370.96 | 155.97 | 163.97 | 8 | 0
2040 | NYISO_A-F_2_PJM_ROM | NYISO_A-F | PJM_ROM | Internal | Summer | B8 | 500 | 1000 | 474.32 | 149.14 | 157.14 | 8 | 0
2040 | NYISO_A-F_2_PJM_ROM | NYISO_A-F | PJM_ROM | Internal | Summer | B9 | 800 | 1000 | 1000 | 122.94 | 152.07 | 8 | 21.13
2040 | NYISO_A-F_2_PJM_ROM | NYISO_A-F | PJM_ROM | Internal | Summer | B10 | 1262 | 1000 | 0 | 122.02 | 116.02 | 8 | 0
2040 | NYISO_A-F_2_PJM_ROM | NYISO_A-F | PJM_ROM | Internal | Winter | B16 | 25 | 1000 | 1000 | 94.92 | 155.27 | 8 | 52.35
2040 | NYISO_A-F_2_PJM_ROM | NYISO_A-F | PJM_ROM | Internal | Winter | B17 | 100 | 1000 | 1000 | 94.92 | 157.77 | 8 | 54.85
2040 | NYISO_A-F_2_PJM_ROM | NYISO_A-F | PJM_ROM | Internal | Winter | B18 | 400 | 1000 | 1000 | 94.92 | 151.96 | 8 | 49.05
2040 | NYISO_A-F_2_PJM_ROM | NYISO_A-F | PJM_ROM | Internal | Winter | B19 | 700 | 1000 | 1000 | 80.94 | 148.62 | 8 | 59.69
2040 | NYISO_A-F_2_PJM_ROM | NYISO_A-F | PJM_ROM | Internal | Winter | B20 | 935 | 1000 | 322.41 | 80.92 | 88.92 | 8 | 0
2040 | NYISO_G-I_2_NYISO_J-K | NYISO_G-I | NYISO_J-K | Internal | Shoulder | B11 | 25 | 6130 | 6130 | 123.14 | 130.07 | 0.01 | 6.92
2040 | NYISO_G-I_2_NYISO_J-K | NYISO_G-I | NYISO_J-K | Internal | Shoulder | B12 | 200 | 6130 | 6130 | 123.14 | 130.07 | 0.01 | 6.92
2040 | NYISO_G-I_2_NYISO_J-K | NYISO_G-I | NYISO_J-K | Internal | Shoulder | B13 | 600 | 6130 | 6130 | 123.14 | 130.07 | 0.01 | 6.92
2040 | NYISO_G-I_2_NYISO_J-K | NYISO_G-I | NYISO_J-K | Internal | Shoulder | B14 | 900 | 6130 | 6130 | 109.02 | 115.95 | 0.01 | 6.92
2040 | NYISO_G-I_2_NYISO_J-K | NYISO_G-I | NYISO_J-K | Internal | Shoulder | B15 | 1203 | 6130 | 5290.99 | 92.93 | 92.94 | 0.01 | 0
2040 | NYISO_G-I_2_NYISO_J-K | NYISO_G-I | NYISO_J-K | Internal | Summer | B1 | 10 | 6130 | 6130 | 228.15 | 235.08 | 0.01 | 6.92
2040 | NYISO_G-I_2_NYISO_J-K | NYISO_G-I | NYISO_J-K | Internal | Summer | B2 | 25 | 6130 | 5657.07 | 239.1 | 239.11 | 0.01 | 0
2040 | NYISO_G-I_2_NYISO_J-K | NYISO_G-I | NYISO_J-K | Internal | Summer | B3 | 75 | 6130 | 6130 | 228.15 | 235.08 | 0.01 | 6.92
2040 | NYISO_G-I_2_NYISO_J-K | NYISO_G-I | NYISO_J-K | Internal | Summer | B4 | 100 | 6130 | 6130 | 192.5 | 199.44 | 0.01 | 6.92
2040 | NYISO_G-I_2_NYISO_J-K | NYISO_G-I | NYISO_J-K | Internal | Summer | B5 | 200 | 6130 | 6130 | 191.03 | 197.97 | 0.01 | 6.92
2040 | NYISO_G-I_2_NYISO_J-K | NYISO_G-I | NYISO_J-K | Internal | Summer | B6 | 300 | 6130 | 6130 | 177.05 | 177.75 | 0.01 | 0.7
2040 | NYISO_G-I_2_NYISO_J-K | NYISO_G-I | NYISO_J-K | Internal | Summer | B7 | 400 | 6130 | 6130 | 169.98 | 177.75 | 0.01 | 7.76
2040 | NYISO_G-I_2_NYISO_J-K | NYISO_G-I | NYISO_J-K | Internal | Summer | B8 | 500 | 6130 | 5527.37 | 168.69 | 168.7 | 0.01 | 0
2040 | NYISO_G-I_2_NYISO_J-K | NYISO_G-I | NYISO_J-K | Internal | Summer | B9 | 800 | 6130 | 6130 | 151.14 | 158.08 | 0.01 | 6.92
2040 | NYISO_G-I_2_NYISO_J-K | NYISO_G-I | NYISO_J-K | Internal | Summer | B10 | 1262 | 6130 | 6036.04 | 140.72 | 140.73 | 0.01 | 0
2040 | NYISO_G-I_2_NYISO_J-K | NYISO_G-I | NYISO_J-K | Internal | Winter | B16 | 25 | 6130 | 6130 | 123.12 | 130.06 | 0.01 | 6.92
2040 | NYISO_G-I_2_NYISO_J-K | NYISO_G-I | NYISO_J-K | Internal | Winter | B17 | 100 | 6130 | 6130 | 123.12 | 130.06 | 0.01 | 6.92
2040 | NYISO_G-I_2_NYISO_J-K | NYISO_G-I | NYISO_J-K | Internal | Winter | B18 | 400 | 6130 | 6130 | 123.12 | 130.06 | 0.01 | 6.92
2040 | NYISO_G-I_2_NYISO_J-K | NYISO_G-I | NYISO_J-K | Internal | Winter | B19 | 700 | 6130 | 6130 | 109.14 | 116.08 | 0.01 | 6.92
2040 | NYISO_G-I_2_NYISO_J-K | NYISO_G-I | NYISO_J-K | Internal | Winter | B20 | 935 | 6130 | 5684.53 | 94.93 | 94.94 | 0.01 | 0
2040 | NYISO_G-I_2_PJM_E | NYISO_G-I | PJM_E | Internal | Shoulder | B11 | 25 | 1500 | 1500 | 123.14 | 153.8 | 8 | 22.66
2040 | NYISO_G-I_2_PJM_E | NYISO_G-I | PJM_E | Internal | Shoulder | B12 | 200 | 1500 | 1500 | 123.14 | 152.99 | 8 | 21.85
2040 | NYISO_G-I_2_PJM_E | NYISO_G-I | PJM_E | Internal | Shoulder | B13 | 600 | 1500 | 1500 | 123.14 | 149.23 | 8 | 18.1
2040 | NYISO_G-I_2_PJM_E | NYISO_G-I | PJM_E | Internal | Shoulder | B14 | 900 | 1500 | 1500 | 109.02 | 149.13 | 8 | 32.11
2040 | NYISO_G-I_2_PJM_E | NYISO_G-I | PJM_E | Internal | Shoulder | B15 | 1203 | 1500 | 0 | 92.93 | 86.94 | 8 | 0
2040 | NYISO_G-I_2_PJM_E | NYISO_G-I | PJM_E | Internal | Summer | B1 | 10 | 1500 | 1500 | 228.15 | 285.04 | 8 | 48.89
2040 | NYISO_G-I_2_PJM_E | NYISO_G-I | PJM_E | Internal | Summer | B2 | 25 | 1500 | 1500 | 239.1 | 285.04 | 8 | 37.94
2040 | NYISO_G-I_2_PJM_E | NYISO_G-I | PJM_E | Internal | Summer | B3 | 75 | 1500 | 1500 | 228.15 | 281.29 | 8 | 45.14
2040 | NYISO_G-I_2_PJM_E | NYISO_G-I | PJM_E | Internal | Summer | B4 | 100 | 1500 | 0 | 192.5 | 186.5 | 8 | 0
2040 | NYISO_G-I_2_PJM_E | NYISO_G-I | PJM_E | Internal | Summer | B5 | 200 | 1500 | 0 | 191.03 | 182.87 | 8 | 0
2040 | NYISO_G-I_2_PJM_E | NYISO_G-I | PJM_E | Internal | Summer | B6 | 300 | 1500 | 0 | 177.05 | 171.05 | 8 | 0
2040 | NYISO_G-I_2_PJM_E | NYISO_G-I | PJM_E | Internal | Summer | B7 | 400 | 1500 | 0 | 169.98 | 163.98 | 8 | 0
2040 | NYISO_G-I_2_PJM_E | NYISO_G-I | PJM_E | Internal | Summer | B8 | 500 | 1500 | 0 | 168.69 | 157.15 | 8 | 0
2040 | NYISO_G-I_2_PJM_E | NYISO_G-I | PJM_E | Internal | Summer | B9 | 800 | 1500 | 0 | 151.14 | 152.08 | 8 | 0
2040 | NYISO_G-I_2_PJM_E | NYISO_G-I | PJM_E | Internal | Summer | B10 | 1262 | 1500 | 0 | 140.72 | 116.03 | 8 | 0
2040 | NYISO_G-I_2_PJM_E | NYISO_G-I | PJM_E | Internal | Winter | B16 | 25 | 1500 | 1500 | 123.12 | 155.28 | 8 | 24.16
2040 | NYISO_G-I_2_PJM_E | NYISO_G-I | PJM_E | Internal | Winter | B17 | 100 | 1500 | 1500 | 123.12 | 157.78 | 8 | 26.66
2040 | NYISO_G-I_2_PJM_E | NYISO_G-I | PJM_E | Internal | Winter | B18 | 400 | 1500 | 1500 | 123.12 | 151.97 | 8 | 20.85
2040 | NYISO_G-I_2_PJM_E | NYISO_G-I | PJM_E | Internal | Winter | B19 | 700 | 1500 | 1500 | 109.14 | 148.64 | 8 | 31.49
2040 | NYISO_G-I_2_PJM_E | NYISO_G-I | PJM_E | Internal | Winter | B20 | 935 | 1500 | 0 | 94.93 | 88.93 | 8 | 0
2040 | PJM_E_2_NYISO_G-I | PJM_E | NYISO_G-I | Internal | Shoulder | B11 | 25 | 500 | 0 | 153.8 | 123.14 | 6 | 0
2040 | PJM_E_2_NYISO_G-I | PJM_E | NYISO_G-I | Internal | Shoulder | B12 | 200 | 500 | 0 | 152.99 | 123.14 | 6 | 0
2040 | PJM_E_2_NYISO_G-I | PJM_E | NYISO_G-I | Internal | Shoulder | B13 | 600 | 500 | 0 | 149.23 | 123.14 | 6 | 0
2040 | PJM_E_2_NYISO_G-I | PJM_E | NYISO_G-I | Internal | Shoulder | B14 | 900 | 500 | 0 | 149.13 | 109.02 | 6 | 0
2040 | PJM_E_2_NYISO_G-I | PJM_E | NYISO_G-I | Internal | Shoulder | B15 | 1203 | 500 | 0 | 86.94 | 92.93 | 6 | 0
2040 | PJM_E_2_NYISO_G-I | PJM_E | NYISO_G-I | Internal | Summer | B1 | 10 | 500 | 0 | 285.04 | 228.15 | 6 | 0
2040 | PJM_E_2_NYISO_G-I | PJM_E | NYISO_G-I | Internal | Summer | B2 | 25 | 500 | 0 | 285.04 | 239.1 | 6 | 0
2040 | PJM_E_2_NYISO_G-I | PJM_E | NYISO_G-I | Internal | Summer | B3 | 75 | 500 | 0 | 281.29 | 228.15 | 6 | 0
2040 | PJM_E_2_NYISO_G-I | PJM_E | NYISO_G-I | Internal | Summer | B4 | 100 | 500 | 277.37 | 186.5 | 192.5 | 6 | 0
2040 | PJM_E_2_NYISO_G-I | PJM_E | NYISO_G-I | Internal | Summer | B5 | 200 | 500 | 500 | 182.87 | 191.03 | 6 | 2.16
2040 | PJM_E_2_NYISO_G-I | PJM_E | NYISO_G-I | Internal | Summer | B6 | 300 | 500 | 451.24 | 171.05 | 177.05 | 6 | 0
2040 | PJM_E_2_NYISO_G-I | PJM_E | NYISO_G-I | Internal | Summer | B7 | 400 | 500 | 283.53 | 163.98 | 169.98 | 6 | 0
2040 | PJM_E_2_NYISO_G-I | PJM_E | NYISO_G-I | Internal | Summer | B8 | 500 | 500 | 500 | 157.15 | 168.69 | 6 | 5.53
2040 | PJM_E_2_NYISO_G-I | PJM_E | NYISO_G-I | Internal | Summer | B9 | 800 | 500 | 0 | 152.08 | 151.14 | 6 | 0
2040 | PJM_E_2_NYISO_G-I | PJM_E | NYISO_G-I | Internal | Summer | B10 | 1262 | 500 | 500 | 116.03 | 140.72 | 6 | 18.69
2040 | PJM_E_2_NYISO_G-I | PJM_E | NYISO_G-I | Internal | Winter | B16 | 25 | 500 | 0 | 155.28 | 123.12 | 6 | 0
2040 | PJM_E_2_NYISO_G-I | PJM_E | NYISO_G-I | Internal | Winter | B17 | 100 | 500 | 0 | 157.78 | 123.12 | 6 | 0
2040 | PJM_E_2_NYISO_G-I | PJM_E | NYISO_G-I | Internal | Winter | B18 | 400 | 500 | 0 | 151.97 | 123.12 | 6 | 0
2040 | PJM_E_2_NYISO_G-I | PJM_E | NYISO_G-I | Internal | Winter | B19 | 700 | 500 | 0 | 148.64 | 109.14 | 6 | 0
2040 | PJM_E_2_NYISO_G-I | PJM_E | NYISO_G-I | Internal | Winter | B20 | 935 | 500 | 340.97 | 88.93 | 94.93 | 6 | 0
2040 | PJM_E_2_NYISO_J-K | PJM_E | NYISO_J-K | Internal | Shoulder | B11 | 25 | 330 | 0 | 153.8 | 130.07 | 6 | 0
2040 | PJM_E_2_NYISO_J-K | PJM_E | NYISO_J-K | Internal | Shoulder | B12 | 200 | 330 | 0 | 152.99 | 130.07 | 6 | 0
2040 | PJM_E_2_NYISO_J-K | PJM_E | NYISO_J-K | Internal | Shoulder | B13 | 600 | 330 | 0 | 149.23 | 130.07 | 6 | 0
2040 | PJM_E_2_NYISO_J-K | PJM_E | NYISO_J-K | Internal | Shoulder | B14 | 900 | 330 | 0 | 149.13 | 115.95 | 6 | 0
2040 | PJM_E_2_NYISO_J-K | PJM_E | NYISO_J-K | Internal | Shoulder | B15 | 1203 | 330 | 232.38 | 86.94 | 92.94 | 6 | 0
2040 | PJM_E_2_NYISO_J-K | PJM_E | NYISO_J-K | Internal | Summer | B1 | 10 | 330 | 0 | 285.04 | 235.08 | 6 | 0
2040 | PJM_E_2_NYISO_J-K | PJM_E | NYISO_J-K | Internal | Summer | B2 | 25 | 330 | 0 | 285.04 | 239.11 | 6 | 0
2040 | PJM_E_2_NYISO_J-K | PJM_E | NYISO_J-K | Internal | Summer | B3 | 75 | 330 | 0 | 281.29 | 235.08 | 6 | 0
2040 | PJM_E_2_NYISO_J-K | PJM_E | NYISO_J-K | Internal | Summer | B4 | 100 | 330 | 330 | 186.5 | 199.44 | 6 | 6.93
2040 | PJM_E_2_NYISO_J-K | PJM_E | NYISO_J-K | Internal | Summer | B5 | 200 | 330 | 330 | 182.87 | 197.97 | 6 | 9.1
2040 | PJM_E_2_NYISO_J-K | PJM_E | NYISO_J-K | Internal | Summer | B6 | 300 | 330 | 330 | 171.05 | 177.75 | 6 | 0.71
2040 | PJM_E_2_NYISO_J-K | PJM_E | NYISO_J-K | Internal | Summer | B7 | 400 | 330 | 330 | 163.98 | 177.75 | 6 | 7.77
2040 | PJM_E_2_NYISO_J-K | PJM_E | NYISO_J-K | Internal | Summer | B8 | 500 | 330 | 330 | 157.15 | 168.7 | 6 | 5.54
2040 | PJM_E_2_NYISO_J-K | PJM_E | NYISO_J-K | Internal | Summer | B9 | 800 | 330 | 293.71 | 152.08 | 158.08 | 6 | 0
2040 | PJM_E_2_NYISO_J-K | PJM_E | NYISO_J-K | Internal | Summer | B10 | 1262 | 330 | 330 | 116.03 | 140.73 | 6 | 18.7
2040 | PJM_E_2_NYISO_J-K | PJM_E | NYISO_J-K | Internal | Winter | B16 | 25 | 330 | 0 | 155.28 | 130.06 | 6 | 0
2040 | PJM_E_2_NYISO_J-K | PJM_E | NYISO_J-K | Internal | Winter | B17 | 100 | 330 | 0 | 157.78 | 130.06 | 6 | 0
2040 | PJM_E_2_NYISO_J-K | PJM_E | NYISO_J-K | Internal | Winter | B18 | 400 | 330 | 0 | 151.97 | 130.06 | 6 | 0
2040 | PJM_E_2_NYISO_J-K | PJM_E | NYISO_J-K | Internal | Winter | B19 | 700 | 330 | 0 | 148.64 | 116.08 | 6 | 0
2040 | PJM_E_2_NYISO_J-K | PJM_E | NYISO_J-K | Internal | Winter | B20 | 935 | 330 | 330 | 88.93 | 94.94 | 6 | 0.01
2040 | PJM_E_2_PJM_ROM | PJM_E | PJM_ROM | Internal | Shoulder | B11 | 25 | 8000 | 1324.85 | 153.8 | 153.81 | 0.01 | 0
2040 | PJM_E_2_PJM_ROM | PJM_E | PJM_ROM | Internal | Shoulder | B12 | 200 | 8000 | 0 | 152.99 | 152.97 | 0.01 | 0
2040 | PJM_E_2_PJM_ROM | PJM_E | PJM_ROM | Internal | Shoulder | B13 | 600 | 8000 | 578.17 | 149.23 | 149.25 | 0.01 | 0
2040 | PJM_E_2_PJM_ROM | PJM_E | PJM_ROM | Internal | Shoulder | B14 | 900 | 8000 | 0 | 149.13 | 149.12 | 0.01 | 0
2040 | PJM_E_2_PJM_ROM | PJM_E | PJM_ROM | Internal | Shoulder | B15 | 1203 | 8000 | 0 | 86.94 | 86.93 | 0.01 | 0
2040 | PJM_E_2_PJM_ROM | PJM_E | PJM_ROM | Internal | Summer | B1 | 10 | 8000 | 0 | 285.04 | 285.03 | 0.01 | 0
2040 | PJM_E_2_PJM_ROM | PJM_E | PJM_ROM | Internal | Summer | B2 | 25 | 8000 | 0 | 285.04 | 285.03 | 0.01 | 0
2040 | PJM_E_2_PJM_ROM | PJM_E | PJM_ROM | Internal | Summer | B3 | 75 | 8000 | 866.56 | 281.29 | 281.3 | 0.01 | 0
2040 | PJM_E_2_PJM_ROM | PJM_E | PJM_ROM | Internal | Summer | B4 | 100 | 8000 | 0 | 186.5 | 186.49 | 0.01 | 0
2040 | PJM_E_2_PJM_ROM | PJM_E | PJM_ROM | Internal | Summer | B5 | 200 | 8000 | 0 | 182.87 | 182.86 | 0.01 | 0
2040 | PJM_E_2_PJM_ROM | PJM_E | PJM_ROM | Internal | Summer | B6 | 300 | 8000 | 0 | 171.05 | 171.03 | 0.01 | 0
2040 | PJM_E_2_PJM_ROM | PJM_E | PJM_ROM | Internal | Summer | B7 | 400 | 8000 | 0 | 163.98 | 163.97 | 0.01 | 0
2040 | PJM_E_2_PJM_ROM | PJM_E | PJM_ROM | Internal | Summer | B8 | 500 | 8000 | 0 | 157.15 | 157.14 | 0.01 | 0
2040 | PJM_E_2_PJM_ROM | PJM_E | PJM_ROM | Internal | Summer | B9 | 800 | 8000 | 0 | 152.08 | 152.07 | 0.01 | 0
2040 | PJM_E_2_PJM_ROM | PJM_E | PJM_ROM | Internal | Summer | B10 | 1262 | 8000 | 0 | 116.03 | 116.02 | 0.01 | 0
2040 | PJM_E_2_PJM_ROM | PJM_E | PJM_ROM | Internal | Winter | B16 | 25 | 8000 | 0 | 155.28 | 155.27 | 0.01 | 0
2040 | PJM_E_2_PJM_ROM | PJM_E | PJM_ROM | Internal | Winter | B17 | 100 | 8000 | 0 | 157.78 | 157.77 | 0.01 | 0
2040 | PJM_E_2_PJM_ROM | PJM_E | PJM_ROM | Internal | Winter | B18 | 400 | 8000 | 0 | 151.97 | 151.96 | 0.01 | 0
2040 | PJM_E_2_PJM_ROM | PJM_E | PJM_ROM | Internal | Winter | B19 | 700 | 8000 | 0 | 148.64 | 148.62 | 0.01 | 0
2040 | PJM_E_2_PJM_ROM | PJM_E | PJM_ROM | Internal | Winter | B20 | 935 | 8000 | 0 | 88.93 | 88.92 | 0.01 | 0
2040 | PJM_ROR_2_MISO_IN | PJM_ROR | MISO_IN | Internal | Shoulder | B11 | 25 | 909 | 0 | 153.82 | 153.88 | 2 | 0
2040 | PJM_ROR_2_MISO_IN | PJM_ROR | MISO_IN | Internal | Shoulder | B12 | 200 | 909 | 0 | 152.96 | 153.88 | 2 | 0
2040 | PJM_ROR_2_MISO_IN | PJM_ROR | MISO_IN | Internal | Shoulder | B13 | 600 | 909 | 909 | 149.24 | 153.26 | 2 | 2.02
2040 | PJM_ROR_2_MISO_IN | PJM_ROR | MISO_IN | Internal | Shoulder | B14 | 900 | 909 | 0 | 149.1 | 151.07 | 2 | 0
2040 | PJM_ROR_2_MISO_IN | PJM_ROR | MISO_IN | Internal | Shoulder | B15 | 1203 | 909 | 909 | 86.92 | 92.49 | 2 | 3.57
2040 | PJM_ROR_2_MISO_IN | PJM_ROR | MISO_IN | Internal | Summer | B1 | 10 | 909 | 0 | 285.01 | 278.31 | 2 | 0
2040 | PJM_ROR_2_MISO_IN | PJM_ROR | MISO_IN | Internal | Summer | B2 | 25 | 909 | 0 | 285.01 | 275.01 | 2 | 0
2040 | PJM_ROR_2_MISO_IN | PJM_ROR | MISO_IN | Internal | Summer | B3 | 75 | 909 | 0 | 281.32 | 271.32 | 2 | 0
2040 | PJM_ROR_2_MISO_IN | PJM_ROR | MISO_IN | Internal | Summer | B4 | 100 | 909 | 0 | 186.48 | 177.94 | 2 | 0
2040 | PJM_ROR_2_MISO_IN | PJM_ROR | MISO_IN | Internal | Summer | B5 | 200 | 909 | 0 | 182.84 | 172.61 | 2 | 0
2040 | PJM_ROR_2_MISO_IN | PJM_ROR | MISO_IN | Internal | Summer | B6 | 300 | 909 | 0 | 171.02 | 163.09 | 2 | 0
2040 | PJM_ROR_2_MISO_IN | PJM_ROR | MISO_IN | Internal | Summer | B7 | 400 | 909 | 0 | 163.96 | 152.29 | 2 | 0
2040 | PJM_ROR_2_MISO_IN | PJM_ROR | MISO_IN | Internal | Summer | B8 | 500 | 909 | 0 | 157.13 | 152.29 | 2 | 0
2040 | PJM_ROR_2_MISO_IN | PJM_ROR | MISO_IN | Internal | Summer | B9 | 800 | 909 | 0 | 152.06 | 152.29 | 2 | 0
2040 | PJM_ROR_2_MISO_IN | PJM_ROR | MISO_IN | Internal | Summer | B10 | 1262 | 909 | 0 | 103.95 | 102.96 | 2 | 0
2040 | PJM_ROR_2_MISO_IN | PJM_ROR | MISO_IN | Internal | Winter | B16 | 25 | 909 | 490.39 | 155.28 | 157.28 | 2 | 0
2040 | PJM_ROR_2_MISO_IN | PJM_ROR | MISO_IN | Internal | Winter | B17 | 100 | 909 | 0 | 157.78 | 157.28 | 2 | 0
2040 | PJM_ROR_2_MISO_IN | PJM_ROR | MISO_IN | Internal | Winter | B18 | 400 | 909 | 909 | 151.95 | 154.56 | 2 | 0.61
2040 | PJM_ROR_2_MISO_IN | PJM_ROR | MISO_IN | Internal | Winter | B19 | 700 | 909 | 909 | 148.61 | 150.62 | 2 | 0.01
2040 | PJM_ROR_2_MISO_IN | PJM_ROR | MISO_IN | Internal | Winter | B20 | 935 | 909 | 909 | 88.9 | 95.02 | 2 | 4.11
2040 | PJM_ROR_2_MISO_MI | PJM_ROR | MISO_MI | Internal | Shoulder | B11 | 25 | 1305 | 0 | 153.82 | 153.9 | 2 | 0
2040 | PJM_ROR_2_MISO_MI | PJM_ROR | MISO_MI | Internal | Shoulder | B12 | 200 | 1305 | 0 | 152.96 | 153.87 | 2 | 0
2040 | PJM_ROR_2_MISO_MI | PJM_ROR | MISO_MI | Internal | Shoulder | B13 | 600 | 1305 | 1305 | 149.24 | 151.25 | 2 | 0.01
2040 | PJM_ROR_2_MISO_MI | PJM_ROR | MISO_MI | Internal | Shoulder | B14 | 900 | 1305 | 0 | 149.1 | 151.06 | 2 | 0
2040 | PJM_ROR_2_MISO_MI | PJM_ROR | MISO_MI | Internal | Shoulder | B15 | 1203 | 1305 | 1305 | 86.92 | 92.48 | 2 | 3.56
2040 | PJM_ROR_2_MISO_MI | PJM_ROR | MISO_MI | Internal | Summer | B1 | 10 | 1305 | 0 | 285.01 | 278.34 | 2 | 0
2040 | PJM_ROR_2_MISO_MI | PJM_ROR | MISO_MI | Internal | Summer | B2 | 25 | 1305 | 0 | 285.01 | 275.04 | 2 | 0
2040 | PJM_ROR_2_MISO_MI | PJM_ROR | MISO_MI | Internal | Summer | B3 | 75 | 1305 | 0 | 281.32 | 271.34 | 2 | 0
2040 | PJM_ROR_2_MISO_MI | PJM_ROR | MISO_MI | Internal | Summer | B4 | 100 | 1305 | 0 | 186.48 | 177.97 | 2 | 0
2040 | PJM_ROR_2_MISO_MI | PJM_ROR | MISO_MI | Internal | Summer | B5 | 200 | 1305 | 0 | 182.84 | 172.63 | 2 | 0
2040 | PJM_ROR_2_MISO_MI | PJM_ROR | MISO_MI | Internal | Summer | B6 | 300 | 1305 | 0 | 171.02 | 163.11 | 2 | 0
2040 | PJM_ROR_2_MISO_MI | PJM_ROR | MISO_MI | Internal | Summer | B7 | 400 | 1305 | 0 | 163.96 | 152.31 | 2 | 0
2040 | PJM_ROR_2_MISO_MI | PJM_ROR | MISO_MI | Internal | Summer | B8 | 500 | 1305 | 0 | 157.13 | 152.3 | 2 | 0
2040 | PJM_ROR_2_MISO_MI | PJM_ROR | MISO_MI | Internal | Summer | B9 | 800 | 1305 | 0 | 152.06 | 152.28 | 2 | 0
2040 | PJM_ROR_2_MISO_MI | PJM_ROR | MISO_MI | Internal | Summer | B10 | 1262 | 1305 | 0 | 103.95 | 102.72 | 2 | 0
2040 | PJM_ROR_2_MISO_MI | PJM_ROR | MISO_MI | Internal | Winter | B16 | 25 | 1305 | 0 | 155.28 | 157.27 | 2 | 0
2040 | PJM_ROR_2_MISO_MI | PJM_ROR | MISO_MI | Internal | Winter | B17 | 100 | 1305 | 0 | 157.78 | 157.27 | 2 | 0
2040 | PJM_ROR_2_MISO_MI | PJM_ROR | MISO_MI | Internal | Winter | B18 | 400 | 1305 | 0 | 151.95 | 152.55 | 2 | 0
2040 | PJM_ROR_2_MISO_MI | PJM_ROR | MISO_MI | Internal | Winter | B19 | 700 | 1305 | 89.22 | 148.61 | 150.61 | 2 | 0
2040 | PJM_ROR_2_MISO_MI | PJM_ROR | MISO_MI | Internal | Winter | B20 | 935 | 1305 | 1305 | 88.9 | 94.92 | 2 | 4.01
2040 | PJM_ROR_2_MISO_MO-IL | PJM_ROR | MISO_MO-IL | Internal | Shoulder | B11 | 25 | 1111 | 1111 | 153.82 | 158.59 | 2 | 2.77
2040 | PJM_ROR_2_MISO_MO-IL | PJM_ROR | MISO_MO-IL | Internal | Shoulder | B12 | 200 | 1111 | 0 | 152.96 | 153.9 | 2 | 0
2040 | PJM_ROR_2_MISO_MO-IL | PJM_ROR | MISO_MO-IL | Internal | Shoulder | B13 | 600 | 1111 | 1111 | 149.24 | 153.27 | 2 | 2.03
2040 | PJM_ROR_2_MISO_MO-IL | PJM_ROR | MISO_MO-IL | Internal | Shoulder | B14 | 900 | 1111 | 0 | 149.1 | 147.51 | 2 | 0
2040 | PJM_ROR_2_MISO_MO-IL | PJM_ROR | MISO_MO-IL | Internal | Shoulder | B15 | 1203 | 1111 | 0 | 86.92 | 87.17 | 2 | 0
2040 | PJM_ROR_2_MISO_MO-IL | PJM_ROR | MISO_MO-IL | Internal | Summer | B1 | 10 | 1111 | 0 | 285.01 | 284.23 | 2 | 0
2040 | PJM_ROR_2_MISO_MO-IL | PJM_ROR | MISO_MO-IL | Internal | Summer | B2 | 25 | 1111 | 0 | 285.01 | 284.23 | 2 | 0
2040 | PJM_ROR_2_MISO_MO-IL | PJM_ROR | MISO_MO-IL | Internal | Summer | B3 | 75 | 1111 | 1111 | 281.32 | 284.23 | 2 | 0.91
2040 | PJM_ROR_2_MISO_MO-IL | PJM_ROR | MISO_MO-IL | Internal | Summer | B4 | 100 | 1111 | 1111 | 186.48 | 190.86 | 2 | 2.38
2040 | PJM_ROR_2_MISO_MO-IL | PJM_ROR | MISO_MO-IL | Internal | Summer | B5 | 200 | 1111 | 0 | 182.84 | 182.84 | 2 | 0
2040 | PJM_ROR_2_MISO_MO-IL | PJM_ROR | MISO_MO-IL | Internal | Summer | B6 | 300 | 1111 | 1111 | 171.02 | 173.29 | 2 | 0.26
2040 | PJM_ROR_2_MISO_MO-IL | PJM_ROR | MISO_MO-IL | Internal | Summer | B7 | 400 | 1111 | 0 | 163.96 | 163.55 | 2 | 0
2040 | PJM_ROR_2_MISO_MO-IL | PJM_ROR | MISO_MO-IL | Internal | Summer | B8 | 500 | 1111 | 0 | 157.13 | 155.13 | 2 | 0
2040 | PJM_ROR_2_MISO_MO-IL | PJM_ROR | MISO_MO-IL | Internal | Summer | B9 | 800 | 1111 | 0 | 152.06 | 152.3 | 2 | 0
2040 | PJM_ROR_2_MISO_MO-IL | PJM_ROR | MISO_MO-IL | Internal | Summer | B10 | 1262 | 1111 | 0 | 103.95 | 102.95 | 2 | 0
2040 | PJM_ROR_2_MISO_MO-IL | PJM_ROR | MISO_MO-IL | Internal | Winter | B16 | 25 | 1111 | 0 | 155.28 | 156.28 | 2 | 0
2040 | PJM_ROR_2_MISO_MO-IL | PJM_ROR | MISO_MO-IL | Internal | Winter | B17 | 100 | 1111 | 0 | 157.78 | 155.15 | 2 | 0
2040 | PJM_ROR_2_MISO_MO-IL | PJM_ROR | MISO_MO-IL | Internal | Winter | B18 | 400 | 1111 | 1111 | 151.95 | 154.54 | 2 | 0.59
2040 | PJM_ROR_2_MISO_MO-IL | PJM_ROR | MISO_MO-IL | Internal | Winter | B19 | 700 | 1111 | 838.52 | 148.61 | 150.61 | 2 | 0
2040 | PJM_ROR_2_MISO_MO-IL | PJM_ROR | MISO_MO-IL | Internal | Winter | B20 | 935 | 1111 | 0 | 88.9 | 89.69 | 2 | 0
2040 | PJM_ROR_2_MISO_W | PJM_ROR | MISO_W | Internal | Shoulder | B11 | 25 | 709 | 709 | 153.82 | 158.58 | 2 | 2.76
2040 | PJM_ROR_2_MISO_W | PJM_ROR | MISO_W | Internal | Shoulder | B12 | 200 | 709 | 0 | 152.96 | 145.62 | 2 | 0
2040 | PJM_ROR_2_MISO_W | PJM_ROR | MISO_W | Internal | Shoulder | B13 | 600 | 709 | 0 | 149.24 | 141.27 | 2 | 0
2040 | PJM_ROR_2_MISO_W | PJM_ROR | MISO_W | Internal | Shoulder | B14 | 900 | 709 | 0 | 149.1 | 134.84 | 2 | 0
2040 | PJM_ROR_2_MISO_W | PJM_ROR | MISO_W | Internal | Shoulder | B15 | 1203 | 709 | 0 | 86.92 | 74.49 | 2 | 0
2040 | PJM_ROR_2_MISO_W | PJM_ROR | MISO_W | Internal | Summer | B1 | 10 | 709 | 0 | 285.01 | 284.22 | 2 | 0
2040 | PJM_ROR_2_MISO_W | PJM_ROR | MISO_W | Internal | Summer | B2 | 25 | 709 | 0 | 285.01 | 283.01 | 2 | 0
2040 | PJM_ROR_2_MISO_W | PJM_ROR | MISO_W | Internal | Summer | B3 | 75 | 709 | 0 | 281.32 | 281.5 | 2 | 0
2040 | PJM_ROR_2_MISO_W | PJM_ROR | MISO_W | Internal | Summer | B4 | 100 | 709 | 0 | 186.48 | 188.13 | 2 | 0
2040 | PJM_ROR_2_MISO_W | PJM_ROR | MISO_W | Internal | Summer | B5 | 200 | 709 | 0 | 182.84 | 182.8 | 2 | 0
2040 | PJM_ROR_2_MISO_W | PJM_ROR | MISO_W | Internal | Summer | B6 | 300 | 709 | 709 | 171.02 | 173.27 | 2 | 0.25
2040 | PJM_ROR_2_MISO_W | PJM_ROR | MISO_W | Internal | Summer | B7 | 400 | 709 | 0 | 163.96 | 162.48 | 2 | 0
2040 | PJM_ROR_2_MISO_W | PJM_ROR | MISO_W | Internal | Summer | B8 | 500 | 709 | 0 | 157.13 | 155.12 | 2 | 0
2040 | PJM_ROR_2_MISO_W | PJM_ROR | MISO_W | Internal | Summer | B9 | 800 | 709 | 0 | 152.06 | 150.06 | 2 | 0
2040 | PJM_ROR_2_MISO_W | PJM_ROR | MISO_W | Internal | Summer | B10 | 1262 | 709 | 0 | 103.95 | 91.2 | 2 | 0
2040 | PJM_ROR_2_MISO_W | PJM_ROR | MISO_W | Internal | Winter | B16 | 25 | 709 | 0 | 155.28 | 143.61 | 2 | 0
2040 | PJM_ROR_2_MISO_W | PJM_ROR | MISO_W | Internal | Winter | B17 | 100 | 709 | 0 | 157.78 | 142.47 | 2 | 0
2040 | PJM_ROR_2_MISO_W | PJM_ROR | MISO_W | Internal | Winter | B18 | 400 | 709 | 0 | 151.95 | 141.87 | 2 | 0
2040 | PJM_ROR_2_MISO_W | PJM_ROR | MISO_W | Internal | Winter | B19 | 700 | 709 | 0 | 148.61 | 137.94 | 2 | 0
2040 | PJM_ROR_2_MISO_W | PJM_ROR | MISO_W | Internal | Winter | B20 | 935 | 709 | 0 | 88.9 | 77.02 | 2 | 0
2040 | PJM_ROR_2_MISO_WUMS | PJM_ROR | MISO_WUMS | Internal | Shoulder | B11 | 25 | 1467 | 1467 | 153.82 | 158.57 | 2 | 2.75
2040 | PJM_ROR_2_MISO_WUMS | PJM_ROR | MISO_WUMS | Internal | Shoulder | B12 | 200 | 1467 | 1166.25 | 152.96 | 154.96 | 2 | 0
2040 | PJM_ROR_2_MISO_WUMS | PJM_ROR | MISO_WUMS | Internal | Shoulder | B13 | 600 | 1467 | 1275.69 | 149.24 | 151.24 | 2 | 0
2040 | PJM_ROR_2_MISO_WUMS | PJM_ROR | MISO_WUMS | Internal | Shoulder | B14 | 900 | 1467 | 0 | 149.1 | 148.29 | 2 | 0
2040 | PJM_ROR_2_MISO_WUMS | PJM_ROR | MISO_WUMS | Internal | Shoulder | B15 | 1203 | 1467 | 0 | 86.92 | 87.95 | 2 | 0
2040 | PJM_ROR_2_MISO_WUMS | PJM_ROR | MISO_WUMS | Internal | Summer | B1 | 10 | 1467 | 0 | 285.01 | 283.01 | 2 | 0
2040 | PJM_ROR_2_MISO_WUMS | PJM_ROR | MISO_WUMS | Internal | Summer | B2 | 25 | 1467 | 0 | 285.01 | 279.71 | 2 | 0
2040 | PJM_ROR_2_MISO_WUMS | PJM_ROR | MISO_WUMS | Internal | Summer | B3 | 75 | 1467 | 0 | 281.32 | 276.01 | 2 | 0
2040 | PJM_ROR_2_MISO_WUMS | PJM_ROR | MISO_WUMS | Internal | Summer | B4 | 100 | 1467 | 0 | 186.48 | 182.64 | 2 | 0
2040 | PJM_ROR_2_MISO_WUMS | PJM_ROR | MISO_WUMS | Internal | Summer | B5 | 200 | 1467 | 0 | 182.84 | 177.31 | 2 | 0
2040 | PJM_ROR_2_MISO_WUMS | PJM_ROR | MISO_WUMS | Internal | Summer | B6 | 300 | 1467 | 0 | 171.02 | 167.79 | 2 | 0
2040 | PJM_ROR_2_MISO_WUMS | PJM_ROR | MISO_WUMS | Internal | Summer | B7 | 400 | 1467 | 0 | 163.96 | 156.99 | 2 | 0
2040 | PJM_ROR_2_MISO_WUMS | PJM_ROR | MISO_WUMS | Internal | Summer | B8 | 500 | 1467 | 0 | 157.13 | 155.13 | 2 | 0
2040 | PJM_ROR_2_MISO_WUMS | PJM_ROR | MISO_WUMS | Internal | Summer | B9 | 800 | 1467 | 0 | 152.06 | 152.7 | 2 | 0
2040 | PJM_ROR_2_MISO_WUMS | PJM_ROR | MISO_WUMS | Internal | Summer | B10 | 1262 | 1467 | 0 | 103.95 | 101.95 | 2 | 0
2040 | PJM_ROR_2_MISO_WUMS | PJM_ROR | MISO_WUMS | Internal | Winter | B16 | 25 | 1467 | 0 | 155.28 | 157.07 | 2 | 0
2040 | PJM_ROR_2_MISO_WUMS | PJM_ROR | MISO_WUMS | Internal | Winter | B17 | 100 | 1467 | 0 | 157.78 | 155.93 | 2 | 0
2040 | PJM_ROR_2_MISO_WUMS | PJM_ROR | MISO_WUMS | Internal | Winter | B18 | 400 | 1467 | 86.7 | 151.95 | 153.95 | 2 | 0
2040 | PJM_ROR_2_MISO_WUMS | PJM_ROR | MISO_WUMS | Internal | Winter | B19 | 700 | 1467 | 0 | 148.61 | 150.43 | 2 | 0
2040 | PJM_ROR_2_MISO_WUMS | PJM_ROR | MISO_WUMS | Internal | Winter | B20 | 935 | 1467 | 0 | 88.9 | 89.76 | 2 | 0
2040 | PJM_ROR_2_PJM_ROM | PJM_ROR | PJM_ROM | Internal | Shoulder | B11 | 25 | 8000 | 0 | 153.82 | 153.81 | 0.01 | 0
2040 | PJM_ROR_2_PJM_ROM | PJM_ROR | PJM_ROM | Internal | Shoulder | B12 | 200 | 8000 | 1173.19 | 152.96 | 152.97 | 0.01 | 0
2040 | PJM_ROR_2_PJM_ROM | PJM_ROR | PJM_ROM | Internal | Shoulder | B13 | 600 | 8000 | 0 | 149.24 | 149.25 | 0.01 | 0
2040 | PJM_ROR_2_PJM_ROM | PJM_ROR | PJM_ROM | Internal | Shoulder | B14 | 900 | 8000 | 2281.33 | 149.1 | 149.12 | 0.01 | 0
2040 | PJM_ROR_2_PJM_ROM | PJM_ROR | PJM_ROM | Internal | Shoulder | B15 | 1203 | 8000 | 4651.27 | 86.92 | 86.93 | 0.01 | 0
2040 | PJM_ROR_2_PJM_ROM | PJM_ROR | PJM_ROM | Internal | Summer | B1 | 10 | 8000 | 3910.23 | 285.01 | 285.03 | 0.01 | 0
2040 | PJM_ROR_2_PJM_ROM | PJM_ROR | PJM_ROM | Internal | Summer | B2 | 25 | 8000 | 2977.52 | 285.01 | 285.03 | 0.01 | 0
2040 | PJM_ROR_2_PJM_ROM | PJM_ROR | PJM_ROM | Internal | Summer | B3 | 75 | 8000 | 0 | 281.32 | 281.3 | 0.01 | 0
2040 | PJM_ROR_2_PJM_ROM | PJM_ROR | PJM_ROM | Internal | Summer | B4 | 100 | 8000 | 2401.31 | 186.48 | 186.49 | 0.01 | 0
2040 | PJM_ROR_2_PJM_ROM | PJM_ROR | PJM_ROM | Internal | Summer | B5 | 200 | 8000 | 3813.33 | 182.84 | 182.86 | 0.01 | 0
2040 | PJM_ROR_2_PJM_ROM | PJM_ROR | PJM_ROM | Internal | Summer | B6 | 300 | 8000 | 2454.63 | 171.02 | 171.03 | 0.01 | 0
2040 | PJM_ROR_2_PJM_ROM | PJM_ROR | PJM_ROM | Internal | Summer | B7 | 400 | 8000 | 5356.08 | 163.96 | 163.97 | 0.01 | 0
2040 | PJM_ROR_2_PJM_ROM | PJM_ROR | PJM_ROM | Internal | Summer | B8 | 500 | 8000 | 5879.67 | 157.13 | 157.14 | 0.01 | 0
2040 | PJM_ROR_2_PJM_ROM | PJM_ROR | PJM_ROM | Internal | Summer | B9 | 800 | 8000 | 1823.63 | 152.06 | 152.07 | 0.01 | 0
2040 | PJM_ROR_2_PJM_ROM | PJM_ROR | PJM_ROM | Internal | Summer | B10 | 1262 | 8000 | 8000 | 103.95 | 116.02 | 0.01 | 12.05
2040 | PJM_ROR_2_PJM_ROM | PJM_ROR | PJM_ROM | Internal | Winter | B16 | 25 | 8000 | 0 | 155.28 | 155.27 | 0.01 | 0
2040 | PJM_ROR_2_PJM_ROM | PJM_ROR | PJM_ROM | Internal | Winter | B17 | 100 | 8000 | 0 | 157.78 | 157.77 | 0.01 | 0
2040 | PJM_ROR_2_PJM_ROM | PJM_ROR | PJM_ROM | Internal | Winter | B18 | 400 | 8000 | 2130.65 | 151.95 | 151.96 | 0.01 | 0
2040 | PJM_ROR_2_PJM_ROM | PJM_ROR | PJM_ROM | Internal | Winter | B19 | 700 | 8000 | 1010.48 | 148.61 | 148.62 | 0.01 | 0
2040 | PJM_ROR_2_PJM_ROM | PJM_ROR | PJM_ROM | Internal | Winter | B20 | 935 | 8000 | 2720.65 | 88.9 | 88.92 | 0.01 | 0
2040 | PJM_ROR_2_TVA_Transmission | PJM_ROR | TVA_Transmission | Internal | Shoulder | B11 | 25 | 2500 | 0 | 153.82 | 159.51 | 6 | 0
2040 | PJM_ROR_2_TVA_Transmission | PJM_ROR | TVA_Transmission | Internal | Shoulder | B12 | 200 | 2500 | 0 | 152.96 | 152.03 | 6 | 0
2040 | PJM_ROR_2_TVA_Transmission | PJM_ROR | TVA_Transmission | Internal | Shoulder | B13 | 600 | 2500 | 0 | 149.24 | 149.24 | 6 | 0
2040 | PJM_ROR_2_TVA_Transmission | PJM_ROR | TVA_Transmission | Internal | Shoulder | B14 | 900 | 2500 | 0 | 149.1 | 149.24 | 6 | 0
2040 | PJM_ROR_2_TVA_Transmission | PJM_ROR | TVA_Transmission | Internal | Shoulder | B15 | 1203 | 2500 | 0 | 86.92 | 87.17 | 6 | 0
2040 | PJM_ROR_2_TVA_Transmission | PJM_ROR | TVA_Transmission | Internal | Summer | B1 | 10 | 2500 | 1751.61 | 285.01 | 291.01 | 6 | 0
2040 | PJM_ROR_2_TVA_Transmission | PJM_ROR | TVA_Transmission | Internal | Summer | B2 | 25 | 2500 | 1500.73 | 285.01 | 291.01 | 6 | 0
2040 | PJM_ROR_2_TVA_Transmission | PJM_ROR | TVA_Transmission | Internal | Summer | B3 | 75 | 2500 | 694.52 | 281.32 | 287.32 | 6 | 0
2040 | PJM_ROR_2_TVA_Transmission | PJM_ROR | TVA_Transmission | Internal | Summer | B4 | 100 | 2500 | 0 | 186.48 | 182.57 | 6 | 0
2040 | PJM_ROR_2_TVA_Transmission | PJM_ROR | TVA_Transmission | Internal | Summer | B5 | 200 | 2500 | 0 | 182.84 | 173.84 | 6 | 0
2040 | PJM_ROR_2_TVA_Transmission | PJM_ROR | TVA_Transmission | Internal | Summer | B6 | 300 | 2500 | 0 | 171.02 | 164.29 | 6 | 0
2040 | PJM_ROR_2_TVA_Transmission | PJM_ROR | TVA_Transmission | Internal | Summer | B7 | 400 | 2500 | 0 | 163.96 | 160.88 | 6 | 0
2040 | PJM_ROR_2_TVA_Transmission | PJM_ROR | TVA_Transmission | Internal | Summer | B8 | 500 | 2500 | 0 | 157.13 | 158.52 | 6 | 0
2040 | PJM_ROR_2_TVA_Transmission | PJM_ROR | TVA_Transmission | Internal | Summer | B9 | 800 | 2500 | 0 | 152.06 | 157.03 | 6 | 0
2040 | PJM_ROR_2_TVA_Transmission | PJM_ROR | TVA_Transmission | Internal | Summer | B10 | 1262 | 2500 | 0 | 103.95 | 94.95 | 6 | 0
2040 | PJM_ROR_2_TVA_Transmission | PJM_ROR | TVA_Transmission | Internal | Winter | B16 | 25 | 2500 | 0 | 155.28 | 161.14 | 6 | 0
2040 | PJM_ROR_2_TVA_Transmission | PJM_ROR | TVA_Transmission | Internal | Winter | B17 | 100 | 2500 | 0 | 157.78 | 160.78 | 6 | 0
2040 | PJM_ROR_2_TVA_Transmission | PJM_ROR | TVA_Transmission | Internal | Winter | B18 | 400 | 2500 | 0 | 151.95 | 150.03 | 6 | 0
2040 | PJM_ROR_2_TVA_Transmission | PJM_ROR | TVA_Transmission | Internal | Winter | B19 | 700 | 2500 | 0 | 148.61 | 148.61 | 6 | 0
2040 | PJM_ROR_2_TVA_Transmission | PJM_ROR | TVA_Transmission | Internal | Winter | B20 | 935 | 2500 | 0 | 88.9 | 89.69 | 6 | 0
2040 | PJM_ROR_2_VACAR | PJM_ROR | VACAR | Internal | Shoulder | B11 | 25 | 3000 | 1300 | 153.82 | 159.82 | 6 | 0
2040 | PJM_ROR_2_VACAR | PJM_ROR | VACAR | Internal | Shoulder | B12 | 200 | 3000 | 0 | 152.96 | 145.96 | 6 | 0
2040 | PJM_ROR_2_VACAR | PJM_ROR | VACAR | Internal | Shoulder | B13 | 600 | 3000 | 0 | 149.24 | 142.24 | 6 | 0
2040 | PJM_ROR_2_VACAR | PJM_ROR | VACAR | Internal | Shoulder | B14 | 900 | 3000 | 0 | 149.1 | 142.24 | 6 | 0
2040 | PJM_ROR_2_VACAR | PJM_ROR | VACAR | Internal | Shoulder | B15 | 1203 | 3000 | 0 | 86.92 | 75.64 | 6 | 0
2040 | PJM_ROR_2_VACAR | PJM_ROR | VACAR | Internal | Summer | B1 | 10 | 3000 | 1908.7 | 285.01 | 291.01 | 6 | 0
2040 | PJM_ROR_2_VACAR | PJM_ROR | VACAR | Internal | Summer | B2 | 25 | 3000 | 3000 | 285.01 | 291.98 | 6 | 0.97
2040 | PJM_ROR_2_VACAR | PJM_ROR | VACAR | Internal | Summer | B3 | 75 | 3000 | 0 | 281.32 | 283.18 | 6 | 0
2040 | PJM_ROR_2_VACAR | PJM_ROR | VACAR | Internal | Summer | B4 | 100 | 3000 | 0 | 186.48 | 175.57 | 6 | 0
2040 | PJM_ROR_2_VACAR | PJM_ROR | VACAR | Internal | Summer | B5 | 200 | 3000 | 0 | 182.84 | 175.84 | 6 | 0
2040 | PJM_ROR_2_VACAR | PJM_ROR | VACAR | Internal | Summer | B6 | 300 | 3000 | 0 | 171.02 | 156.96 | 6 | 0
2040 | PJM_ROR_2_VACAR | PJM_ROR | VACAR | Internal | Summer | B7 | 400 | 3000 | 0 | 163.96 | 156.96 | 6 | 0
2040 | PJM_ROR_2_VACAR | PJM_ROR | VACAR | Internal | Summer | B8 | 500 | 3000 | 0 | 157.13 | 156.96 | 6 | 0
2040 | PJM_ROR_2_VACAR | PJM_ROR | VACAR | Internal | Summer | B9 | 800 | 3000 | 0 | 152.06 | 150.34 | 6 | 0
2040 | PJM_ROR_2_VACAR | PJM_ROR | VACAR | Internal | Summer | B10 | 1262 | 3000 | 0 | 103.95 | 94.95 | 6 | 0
2040 | PJM_ROR_2_VACAR | PJM_ROR | VACAR | Internal | Winter | B16 | 25 | 3000 | 3000 | 155.28 | 162.32 | 6 | 1.04
2040 | PJM_ROR_2_VACAR | PJM_ROR | VACAR | Internal | Winter | B17 | 100 | 3000 | 0 | 157.78 | 153.78 | 6 | 0
2040 | PJM_ROR_2_VACAR | PJM_ROR | VACAR | Internal | Winter | B18 | 400 | 3000 | 0 | 151.95 | 143.39 | 6 | 0
2040 | PJM_ROR_2_VACAR | PJM_ROR | VACAR | Internal | Winter | B19 | 700 | 3000 | 0 | 148.61 | 141.61 | 6 | 0
2040 | PJM_ROR_2_VACAR | PJM_ROR | VACAR | Internal | Winter | B20 | 935 | 3000 | 0 | 88.9 | 78.17 | 6 | 0
2040 | PJM_ROM_2_NYISO_A-F | PJM_ROM | NYISO_A-F | Internal | Shoulder | B11 | 25 | 2000 | 0 | 153.81 | 94.93 | 6 | 0
2040 | PJM_ROM_2_NYISO_A-F | PJM_ROM | NYISO_A-F | Internal | Shoulder | B12 | 200 | 2000 | 0 | 152.97 | 95.05 | 6 | 0
2040 | PJM_ROM_2_NYISO_A-F | PJM_ROM | NYISO_A-F | Internal | Shoulder | B13 | 600 | 2000 | 0 | 149.25 | 94.93 | 6 | 0
2040 | PJM_ROM_2_NYISO_A-F | PJM_ROM | NYISO_A-F | Internal | Shoulder | B14 | 900 | 2000 | 0 | 149.12 | 80.93 | 6 | 0
2040 | PJM_ROM_2_NYISO_A-F | PJM_ROM | NYISO_A-F | Internal | Shoulder | B15 | 1203 | 2000 | 0 | 86.93 | 80.93 | 6 | 0
2040 | PJM_ROM_2_NYISO_A-F | PJM_ROM | NYISO_A-F | Internal | Summer | B1 | 10 | 2000 | 0 | 285.03 | 199.94 | 6 | 0
2040 | PJM_ROM_2_NYISO_A-F | PJM_ROM | NYISO_A-F | Internal | Summer | B2 | 25 | 2000 | 0 | 285.03 | 210.89 | 6 | 0
2040 | PJM_ROM_2_NYISO_A-F | PJM_ROM | NYISO_A-F | Internal | Summer | B3 | 75 | 2000 | 0 | 281.3 | 199.94 | 6 | 0
2040 | PJM_ROM_2_NYISO_A-F | PJM_ROM | NYISO_A-F | Internal | Summer | B4 | 100 | 2000 | 0 | 186.49 | 165.06 | 6 | 0
2040 | PJM_ROM_2_NYISO_A-F | PJM_ROM | NYISO_A-F | Internal | Summer | B5 | 200 | 2000 | 0 | 182.86 | 165.06 | 6 | 0
2040 | PJM_ROM_2_NYISO_A-F | PJM_ROM | NYISO_A-F | Internal | Summer | B6 | 300 | 2000 | 0 | 171.03 | 163.03 | 6 | 0
2040 | PJM_ROM_2_NYISO_A-F | PJM_ROM | NYISO_A-F | Internal | Summer | B7 | 400 | 2000 | 0 | 163.97 | 155.97 | 6 | 0
2040 | PJM_ROM_2_NYISO_A-F | PJM_ROM | NYISO_A-F | Internal | Summer | B8 | 500 | 2000 | 0 | 157.14 | 149.14 | 6 | 0
2040 | PJM_ROM_2_NYISO_A-F | PJM_ROM | NYISO_A-F | Internal | Summer | B9 | 800 | 2000 | 0 | 152.07 | 122.94 | 6 | 0
2040 | PJM_ROM_2_NYISO_A-F | PJM_ROM | NYISO_A-F | Internal | Summer | B10 | 1262 | 2000 | 1771.09 | 116.02 | 122.02 | 6 | 0
2040 | PJM_ROM_2_NYISO_A-F | PJM_ROM | NYISO_A-F | Internal | Winter | B16 | 25 | 2000 | 0 | 155.27 | 94.92 | 6 | 0
2040 | PJM_ROM_2_NYISO_A-F | PJM_ROM | NYISO_A-F | Internal | Winter | B17 | 100 | 2000 | 0 | 157.77 | 94.92 | 6 | 0
2040 | PJM_ROM_2_NYISO_A-F | PJM_ROM | NYISO_A-F | Internal | Winter | B18 | 400 | 2000 | 0 | 151.96 | 94.92 | 6 | 0
2040 | PJM_ROM_2_NYISO_A-F | PJM_ROM | NYISO_A-F | Internal | Winter | B19 | 700 | 2000 | 0 | 148.62 | 80.94 | 6 | 0
2040 | PJM_ROM_2_NYISO_A-F | PJM_ROM | NYISO_A-F | Internal | Winter | B20 | 935 | 2000 | 0 | 88.92 | 80.92 | 6 | 0
2040 | PJM_ROM_2_PJM_E | PJM_ROM | PJM_E | Internal | Shoulder | B11 | 25 | 8000 | 0 | 153.81 | 153.8 | 0.01 | 0
2040 | PJM_ROM_2_PJM_E | PJM_ROM | PJM_E | Internal | Shoulder | B12 | 200 | 8000 | 500.24 | 152.97 | 152.99 | 0.01 | 0
2040 | PJM_ROM_2_PJM_E | PJM_ROM | PJM_E | Internal | Shoulder | B13 | 600 | 8000 | 0 | 149.25 | 149.23 | 0.01 | 0
2040 | PJM_ROM_2_PJM_E | PJM_ROM | PJM_E | Internal | Shoulder | B14 | 900 | 8000 | 614.73 | 149.12 | 149.13 | 0.01 | 0
2040 | PJM_ROM_2_PJM_E | PJM_ROM | PJM_E | Internal | Shoulder | B15 | 1203 | 8000 | 2960.59 | 86.93 | 86.94 | 0.01 | 0
2040 | PJM_ROM_2_PJM_E | PJM_ROM | PJM_E | Internal | Summer | B1 | 10 | 8000 | 1316.56 | 285.03 | 285.04 | 0.01 | 0
2040 | PJM_ROM_2_PJM_E | PJM_ROM | PJM_E | Internal | Summer | B2 | 25 | 8000 | 1223.18 | 285.03 | 285.04 | 0.01 | 0
2040 | PJM_ROM_2_PJM_E | PJM_ROM | PJM_E | Internal | Summer | B3 | 75 | 8000 | 0 | 281.3 | 281.29 | 0.01 | 0
2040 | PJM_ROM_2_PJM_E | PJM_ROM | PJM_E | Internal | Summer | B4 | 100 | 8000 | 2024.95 | 186.49 | 186.5 | 0.01 | 0
2040 | PJM_ROM_2_PJM_E | PJM_ROM | PJM_E | Internal | Summer | B5 | 200 | 8000 | 3835.06 | 182.86 | 182.87 | 0.01 | 0
2040 | PJM_ROM_2_PJM_E | PJM_ROM | PJM_E | Internal | Summer | B6 | 300 | 8000 | 2211.16 | 171.03 | 171.05 | 0.01 | 0
2040 | PJM_ROM_2_PJM_E | PJM_ROM | PJM_E | Internal | Summer | B7 | 400 | 8000 | 3885.09 | 163.97 | 163.98 | 0.01 | 0
2040 | PJM_ROM_2_PJM_E | PJM_ROM | PJM_E | Internal | Summer | B8 | 500 | 8000 | 3538.88 | 157.14 | 157.15 | 0.01 | 0
2040 | PJM_ROM_2_PJM_E | PJM_ROM | PJM_E | Internal | Summer | B9 | 800 | 8000 | 1781.43 | 152.07 | 152.08 | 0.01 | 0
2040 | PJM_ROM_2_PJM_E | PJM_ROM | PJM_E | Internal | Summer | B10 | 1262 | 8000 | 4604.42 | 116.02 | 116.03 | 0.01 | 0
2040 | PJM_ROM_2_PJM_E | PJM_ROM | PJM_E | Internal | Winter | B16 | 25 | 8000 | 414.65 | 155.27 | 155.28 | 0.01 | 0
2040 | PJM_ROM_2_PJM_E | PJM_ROM | PJM_E | Internal | Winter | B17 | 100 | 8000 | 415.33 | 157.77 | 157.78 | 0.01 | 0
2040 | PJM_ROM_2_PJM_E | PJM_ROM | PJM_E | Internal | Winter | B18 | 400 | 8000 | 2912.77 | 151.96 | 151.97 | 0.01 | 0
2040 | PJM_ROM_2_PJM_E | PJM_ROM | PJM_E | Internal | Winter | B19 | 700 | 8000 | 1814.79 | 148.62 | 148.64 | 0.01 | 0
2040 | PJM_ROM_2_PJM_E | PJM_ROM | PJM_E | Internal | Winter | B20 | 935 | 8000 | 2926.38 | 88.92 | 88.93 | 0.01 | 0
2040 | PJM_ROM_2_PJM_ROR | PJM_ROM | PJM_ROR | Internal | Shoulder | B11 | 25 | 8000 | 3183.4 | 153.81 | 153.82 | 0.01 | 0
2040 | PJM_ROM_2_PJM_ROR | PJM_ROM | PJM_ROR | Internal | Shoulder | B12 | 200 | 8000 | 0 | 152.97 | 152.96 | 0.01 | 0
2040 | PJM_ROM_2_PJM_ROR | PJM_ROM | PJM_ROR | Internal | Shoulder | B13 | 600 | 8000 | 0 | 149.25 | 149.24 | 0.01 | 0
2040 | PJM_ROM_2_PJM_ROR | PJM_ROM | PJM_ROR | Internal | Shoulder | B14 | 900 | 8000 | 0 | 149.12 | 149.1 | 0.01 | 0
2040 | PJM_ROM_2_PJM_ROR | PJM_ROM | PJM_ROR | Internal | Shoulder | B15 | 1203 | 8000 | 0 | 86.93 | 86.92 | 0.01 | 0
2040 | PJM_ROM_2_PJM_ROR | PJM_ROM | PJM_ROR | Internal | Summer | B1 | 10 | 8000 | 0 | 285.03 | 285.01 | 0.01 | 0
2040 | PJM_ROM_2_PJM_ROR | PJM_ROM | PJM_ROR | Internal | Summer | B2 | 25 | 8000 | 0 | 285.03 | 285.01 | 0.01 | 0
2040 | PJM_ROM_2_PJM_ROR | PJM_ROM | PJM_ROR | Internal | Summer | B3 | 75 | 8000 | 318.26 | 281.3 | 281.32 | 0.01 | 0
2040 | PJM_ROM_2_PJM_ROR | PJM_ROM | PJM_ROR | Internal | Summer | B4 | 100 | 8000 | 0 | 186.49 | 186.48 | 0.01 | 0
2040 | PJM_ROM_2_PJM_ROR | PJM_ROM | PJM_ROR | Internal | Summer | B5 | 200 | 8000 | 0 | 182.86 | 182.84 | 0.01 | 0
2040 | PJM_ROM_2_PJM_ROR | PJM_ROM | PJM_ROR | Internal | Summer | B6 | 300 | 8000 | 0 | 171.03 | 171.02 | 0.01 | 0
2040 | PJM_ROM_2_PJM_ROR | PJM_ROM | PJM_ROR | Internal | Summer | B7 | 400 | 8000 | 0 | 163.97 | 163.96 | 0.01 | 0
2040 | PJM_ROM_2_PJM_ROR | PJM_ROM | PJM_ROR | Internal | Summer | B8 | 500 | 8000 | 0 | 157.14 | 157.13 | 0.01 | 0
2040 | PJM_ROM_2_PJM_ROR | PJM_ROM | PJM_ROR | Internal | Summer | B9 | 800 | 8000 | 0 | 152.07 | 152.06 | 0.01 | 0
2040 | PJM_ROM_2_PJM_ROR | PJM_ROM | PJM_ROR | Internal | Summer | B10 | 1262 | 8000 | 0 | 116.02 | 103.95 | 0.01 | 0
2040 | PJM_ROM_2_PJM_ROR | PJM_ROM | PJM_ROR | Internal | Winter | B16 | 25 | 8000 | 1210.78 | 155.27 | 155.28 | 0.01 | 0
2040 | PJM_ROM_2_PJM_ROR | PJM_ROM | PJM_ROR | Internal | Winter | B17 | 100 | 8000 | 836.27 | 157.77 | 157.78 | 0.01 | 0
2040 | PJM_ROM_2_PJM_ROR | PJM_ROM | PJM_ROR | Internal | Winter | B18 | 400 | 8000 | 0 | 151.96 | 151.95 | 0.01 | 0
2040 | PJM_ROM_2_PJM_ROR | PJM_ROM | PJM_ROR | Internal | Winter | B19 | 700 | 8000 | 0 | 148.62 | 148.61 | 0.01 | 0
2040 | PJM_ROM_2_PJM_ROR | PJM_ROM | PJM_ROR | Internal | Winter | B20 | 935 | 8000 | 0 | 88.92 | 88.9 | 0.01 | 0
2040 | SOCO_2_ENT | SOCO | ENT | Internal | Shoulder | B11 | 25 | 2400 | 0 | 167.59 | 166.59 | 10 | 0
2040 | SOCO_2_ENT | SOCO | ENT | Internal | Shoulder | B12 | 200 | 2400 | 0 | 152.96 | 156.63 | 10 | 0
2040 | SOCO_2_ENT | SOCO | ENT | Internal | Shoulder | B13 | 600 | 2400 | 0 | 149.24 | 156.63 | 10 | 0
2040 | SOCO_2_ENT | SOCO | ENT | Internal | Shoulder | B14 | 900 | 2400 | 0 | 149.24 | 141.24 | 10 | 0
2040 | SOCO_2_ENT | SOCO | ENT | Internal | Shoulder | B15 | 1203 | 2400 | 0 | 77.94 | 79.17 | 10 | 0
2040 | SOCO_2_ENT | SOCO | ENT | Internal | Summer | B1 | 10 | 2400 | 0 | 296.81 | 276.36 | 10 | 0
2040 | SOCO_2_ENT | SOCO | ENT | Internal | Summer | B2 | 25 | 2400 | 0 | 296.81 | 288 | 10 | 0
2040 | SOCO_2_ENT | SOCO | ENT | Internal | Summer | B3 | 75 | 2400 | 0 | 290.18 | 282.18 | 10 | 0
2040 | SOCO_2_ENT | SOCO | ENT | Internal | Summer | B4 | 100 | 2400 | 0 | 183.34 | 191.57 | 10 | 0
2040 | SOCO_2_ENT | SOCO | ENT | Internal | Summer | B5 | 200 | 2400 | 0 | 182.84 | 180.56 | 10 | 0
2040 | SOCO_2_ENT | SOCO | ENT | Internal | Summer | B6 | 300 | 2400 | 0 | 163.96 | 173.29 | 10 | 0
2040 | SOCO_2_ENT | SOCO | ENT | Internal | Summer | B7 | 400 | 2400 | 0 | 163.96 | 169.88 | 10 | 0
2040 | SOCO_2_ENT | SOCO | ENT | Internal | Summer | B8 | 500 | 2400 | 0 | 157.34 | 154.98 | 10 | 0
2040 | SOCO_2_ENT | SOCO | ENT | Internal | Summer | B9 | 800 | 2400 | 0 | 157.34 | 154.98 | 10 | 0
2040 | SOCO_2_ENT | SOCO | ENT | Internal | Summer | B10 | 1262 | 2400 | 477.47 | 84.95 | 94.95 | 10 | 0
2040 | SOCO_2_ENT | SOCO | ENT | Internal | Winter | B16 | 25 | 2400 | 0 | 169.32 | 161.32 | 10 | 0
2040 | SOCO_2_ENT | SOCO | ENT | Internal | Winter | B17 | 100 | 2400 | 0 | 160.78 | 160.17 | 10 | 0
2040 | SOCO_2_ENT | SOCO | ENT | Internal | Winter | B18 | 400 | 2400 | 0 | 150.39 | 157.62 | 10 | 0
2040 | SOCO_2_ENT | SOCO | ENT | Internal | Winter | B19 | 700 | 2400 | 0 | 149.38 | 142.94 | 10 | 0
2040 | SOCO_2_ENT | SOCO | ENT | Internal | Winter | B20 | 935 | 2400 | 0 | 80.14 | 81.69 | 10 | 0
2040 | SOCO_2_FRCC | SOCO | FRCC | Internal | Shoulder | B11 | 25 | 3700 | 4047.2 | 167.59 | 181.49 | 10 | 3.91
2040 | SOCO_2_FRCC | SOCO | FRCC | Internal | Shoulder | B12 | 200 | 3700 | 209.39 | 152.96 | 162.96 | 10 | 0
2040 | SOCO_2_FRCC | SOCO | FRCC | Internal | Shoulder | B13 | 600 | 3700 | 3700 | 149.24 | 162.96 | 10 | 3.72
2040 | SOCO_2_FRCC | SOCO | FRCC | Internal | Shoulder | B14 | 900 | 3700 | 3700 | 149.24 | 162.96 | 10 | 3.72
2040 | SOCO_2_FRCC | SOCO | FRCC | Internal | Shoulder | B15 | 1203 | 3700 | 0 | 77.94 | 69.94 | 10 | 0
2040 | SOCO_2_FRCC | SOCO | FRCC | Internal | Summer | B1 | 10 | 3700 | 0 | 296.81 | 299.8 | 10 | 0
2040 | SOCO_2_FRCC | SOCO | FRCC | Internal | Summer | B2 | 25 | 3700 | 0 | 296.81 | 299.8 | 10 | 0
2040 | SOCO_2_FRCC | SOCO | FRCC | Internal | Summer | B3 | 75 | 3700 | 0 | 290.18 | 282.18 | 10 | 0
2040 | SOCO_2_FRCC | SOCO | FRCC | Internal | Summer | B4 | 100 | 3700 | 0 | 183.34 | 188.71 | 10 | 0
2040 | SOCO_2_FRCC | SOCO | FRCC | Internal | Summer | B5 | 200 | 3700 | 0 | 182.84 | 188.71 | 10 | 0
2040 | SOCO_2_FRCC | SOCO | FRCC | Internal | Summer | B6 | 300 | 3700 | 1909.21 | 163.96 | 173.96 | 10 | 0
2040 | SOCO_2_FRCC | SOCO | FRCC | Internal | Summer | B7 | 400 | 3700 | 0 | 163.96 | 161.9 | 10 | 0
2040 | SOCO_2_FRCC | SOCO | FRCC | Internal | Summer | B8 | 500 | 3700 | 0 | 157.34 | 161.9 | 10 | 0
2040 | SOCO_2_FRCC | SOCO | FRCC | Internal | Summer | B9 | 800 | 3700 | 0 | 157.34 | 161.9 | 10 | 0
2040 | SOCO_2_FRCC | SOCO | FRCC | Internal | Summer | B10 | 1262 | 3700 | 0 | 84.95 | 73.5 | 10 | 0
2040 | SOCO_2_FRCC | SOCO | FRCC | Internal | Winter | B16 | 25 | 3700 | 2962.39 | 169.32 | 179.32 | 10 | 0
2040 | SOCO_2_FRCC | SOCO | FRCC | Internal | Winter | B17 | 100 | 3700 | 0 | 160.78 | 165.65 | 10 | 0
2040 | SOCO_2_FRCC | SOCO | FRCC | Internal | Winter | B18 | 400 | 3700 | 5308.72 | 150.39 | 164.29 | 10 | 3.91
2040 | SOCO_2_FRCC | SOCO | FRCC | Internal | Winter | B19 | 700 | 3700 | 4182.97 | 149.38 | 163.28 | 10 | 3.91
2040 | SOCO_2_FRCC | SOCO | FRCC | Internal | Winter | B20 | 935 | 3700 | 0 | 80.14 | 73.5 | 10 | 0
2040 | SOCO_2_TVA_Transmission | SOCO | TVA_Transmission | Internal | Shoulder | B11 | 25 | 2600 | 0 | 167.59 | 159.51 | 10 | 0
2040 | SOCO_2_TVA_Transmission | SOCO | TVA_Transmission | Internal | Shoulder | B12 | 200 | 2600 | 0 | 152.96 | 152.03 | 10 | 0
2040 | SOCO_2_TVA_Transmission | SOCO | TVA_Transmission | Internal | Shoulder | B13 | 600 | 2600 | 0 | 149.24 | 149.24 | 10 | 0
2040 | SOCO_2_TVA_Transmission | SOCO | TVA_Transmission | Internal | Shoulder | B14 | 900 | 2600 | 0 | 149.24 | 149.24 | 10 | 0
2040 | SOCO_2_TVA_Transmission | SOCO | TVA_Transmission | Internal | Shoulder | B15 | 1203 | 2600 | 0 | 77.94 | 87.17 | 10 | 0
2040 | SOCO_2_TVA_Transmission | SOCO | TVA_Transmission | Internal | Summer | B1 | 10 | 2600 | 0 | 296.81 | 291.01 | 10 | 0
2040 | SOCO_2_TVA_Transmission | SOCO | TVA_Transmission | Internal | Summer | B2 | 25 | 2600 | 0 | 296.81 | 291.01 | 10 | 0
2040 | SOCO_2_TVA_Transmission | SOCO | TVA_Transmission | Internal | Summer | B3 | 75 | 2600 | 0 | 290.18 | 287.32 | 10 | 0
2040 | SOCO_2_TVA_Transmission | SOCO | TVA_Transmission | Internal | Summer | B4 | 100 | 2600 | 0 | 183.34 | 182.57 | 10 | 0
2040 | SOCO_2_TVA_Transmission | SOCO | TVA_Transmission | Internal | Summer | B5 | 200 | 2600 | 0 | 182.84 | 173.84 | 10 | 0
2040 | SOCO_2_TVA_Transmission | SOCO | TVA_Transmission | Internal | Summer | B6 | 300 | 2600 | 0 | 163.96 | 164.29 | 10 | 0
2040 | SOCO_2_TVA_Transmission | SOCO | TVA_Transmission | Internal | Summer | B7 | 400 | 2600 | 0 | 163.96 | 160.88 | 10 | 0
2040 | SOCO_2_TVA_Transmission | SOCO | TVA_Transmission | Internal | Summer | B8 | 500 | 2600 | 0 | 157.34 | 158.52 | 10 | 0
2040 | SOCO_2_TVA_Transmission | SOCO | TVA_Transmission | Internal | Summer | B9 | 800 | 2600 | 0 | 157.34 | 157.03 | 10 | 0
2040 | SOCO_2_TVA_Transmission | SOCO | TVA_Transmission | Internal | Summer | B10 | 1262 | 2600 | 1827.97 | 84.95 | 94.95 | 10 | 0
2040 | SOCO_2_TVA_Transmission | SOCO | TVA_Transmission | Internal | Winter | B16 | 25 | 2600 | 0 | 169.32 | 161.14 | 10 | 0
2040 | SOCO_2_TVA_Transmission | SOCO | TVA_Transmission | Internal | Winter | B17 | 100 | 2600 | 0 | 160.78 | 160.78 | 10 | 0
2040 | SOCO_2_TVA_Transmission | SOCO | TVA_Transmission | Internal | Winter | B18 | 400 | 2600 | 0 | 150.39 | 150.03 | 10 | 0
2040 | SOCO_2_TVA_Transmission | SOCO | TVA_Transmission | Internal | Winter | B19 | 700 | 2600 | 0 | 149.38 | 148.61 | 10 | 0
2040 | SOCO_2_TVA_Transmission | SOCO | TVA_Transmission | Internal | Winter | B20 | 935 | 2600 | 0 | 80.14 | 89.69 | 10 | 0
2040 | SOCO_2_VACAR | SOCO | VACAR | Internal | Shoulder | B11 | 25 | 2000 | 0 | 167.59 | 159.82 | 10 | 0
2040 | SOCO_2_VACAR | SOCO | VACAR | Internal | Shoulder | B12 | 200 | 2000 | 0 | 152.96 | 145.96 | 10 | 0
2040 | SOCO_2_VACAR | SOCO | VACAR | Internal | Shoulder | B13 | 600 | 2000 | 0 | 149.24 | 142.24 | 10 | 0
2040 | SOCO_2_VACAR | SOCO | VACAR | Internal | Shoulder | B14 | 900 | 2000 | 0 | 149.24 | 142.24 | 10 | 0
2040 | SOCO_2_VACAR | SOCO | VACAR | Internal | Shoulder | B15 | 1203 | 2000 | 0 | 77.94 | 75.64 | 10 | 0
2040 | SOCO_2_VACAR | SOCO | VACAR | Internal | Summer | B1 | 10 | 2000 | 0 | 296.81 | 291.01 | 10 | 0
2040 | SOCO_2_VACAR | SOCO | VACAR | Internal | Summer | B2 | 25 | 2000 | 0 | 296.81 | 291.98 | 10 | 0
2040 | SOCO_2_VACAR | SOCO | VACAR | Internal | Summer | B3 | 75 | 2000 | 0 | 290.18 | 283.18 | 10 | 0
2040 | SOCO_2_VACAR | SOCO | VACAR | Internal | Summer | B4 | 100 | 2000 | 0 | 183.34 | 175.57 | 10 | 0
2040 | SOCO_2_VACAR | SOCO | VACAR | Internal | Summer | B5 | 200 | 2000 | 0 | 182.84 | 175.84 | 10 | 0
2040 | SOCO_2_VACAR | SOCO | VACAR | Internal | Summer | B6 | 300 | 2000 | 0 | 163.96 | 156.96 | 10 | 0
2040 | SOCO_2_VACAR | SOCO | VACAR | Internal | Summer | B7 | 400 | 2000 | 0 | 163.96 | 156.96 | 10 | 0
2040 | SOCO_2_VACAR | SOCO | VACAR | Internal | Summer | B8 | 500 | 2000 | 0 | 157.34 | 156.96 | 10 | 0
2040 | SOCO_2_VACAR | SOCO | VACAR | Internal | Summer | B9 | 800 | 2000 | 0 | 157.34 | 150.34 | 10 | 0
2040 | SOCO_2_VACAR | SOCO | VACAR | Internal | Summer | B10 | 1262 | 2000 | 552.82 | 84.95 | 94.95 | 10 | 0
2040 | SOCO_2_VACAR | SOCO | VACAR | Internal | Winter | B16 | 25 | 2000 | 0 | 169.32 | 162.32 | 10 | 0
2040 | SOCO_2_VACAR | SOCO | VACAR | Internal | Winter | B17 | 100 | 2000 | 0 | 160.78 | 153.78 | 10 | 0
2040 | SOCO_2_VACAR | SOCO | VACAR | Internal | Winter | B18 | 400 | 2000 | 0 | 150.39 | 143.39 | 10 | 0
2040 | SOCO_2_VACAR | SOCO | VACAR | Internal | Winter | B19 | 700 | 2000 | 0 | 149.38 | 141.61 | 10 | 0
2040 | SOCO_2_VACAR | SOCO | VACAR | Internal | Winter | B20 | 935 | 2000 | 0 | 80.14 | 78.17 | 10 | 0
2040 | SPP_N_2_ENT | SPP_N | ENT | Internal | Shoulder | B11 | 25 | 1800 | 1800 | 161.58 | 166.59 | 5 | 0.01
2040 | SPP_N_2_ENT | SPP_N | ENT | Internal | Shoulder | B12 | 200 | 1800 | 0 | 152.62 | 156.63 | 5 | 0
2040 | SPP_N_2_ENT | SPP_N | ENT | Internal | Shoulder | B13 | 600 | 1800 | 1800 | 148.27 | 156.63 | 5 | 3.36
2040 | SPP_N_2_ENT | SPP_N | ENT | Internal | Shoulder | B14 | 900 | 1800 | 1800 | 131.31 | 141.24 | 5 | 4.93
2040 | SPP_N_2_ENT | SPP_N | ENT | Internal | Shoulder | B15 | 1203 | 1800 | 1800 | 73.5 | 79.17 | 5 | 0.67
2040 | SPP_N_2_ENT | SPP_N | ENT | Internal | Summer | B1 | 10 | 1800 | 0 | 275.69 | 276.36 | 5 | 0
2040 | SPP_N_2_ENT | SPP_N | ENT | Internal | Summer | B2 | 25 | 1800 | 324.96 | 283 | 288 | 5 | 0
2040 | SPP_N_2_ENT | SPP_N | ENT | Internal | Summer | B3 | 75 | 1800 | 0 | 281.51 | 282.18 | 5 | 0
2040 | SPP_N_2_ENT | SPP_N | ENT | Internal | Summer | B4 | 100 | 1800 | 0 | 188.12 | 191.57 | 5 | 0
2040 | SPP_N_2_ENT | SPP_N | ENT | Internal | Summer | B5 | 200 | 1800 | 0 | 184.17 | 180.56 | 5 | 0
2040 | SPP_N_2_ENT | SPP_N | ENT | Internal | Summer | B6 | 300 | 1800 | 0 | 180.27 | 173.29 | 5 | 0
2040 | SPP_N_2_ENT | SPP_N | ENT | Internal | Summer | B7 | 400 | 1800 | 0 | 169.48 | 169.88 | 5 | 0
2040 | SPP_N_2_ENT | SPP_N | ENT | Internal | Summer | B8 | 500 | 1800 | 0 | 154.73 | 154.98 | 5 | 0
2040 | SPP_N_2_ENT | SPP_N | ENT | Internal | Summer | B9 | 800 | 1800 | 0 | 154.73 | 154.98 | 5 | 0
2040 | SPP_N_2_ENT | SPP_N | ENT | Internal | Summer | B10 | 1262 | 1800 | 0 | 91.19 | 94.95 | 5 | 0
2040 | SPP_N_2_ENT | SPP_N | ENT | Internal | Winter | B16 | 25 | 1800 | 1900.44 | 150.62 | 161.32 | 5 | 5.7
2040 | SPP_N_2_ENT | SPP_N | ENT | Internal | Winter | B17 | 100 | 1800 | 2193.08 | 149.47 | 160.17 | 5 | 5.7
2040 | SPP_N_2_ENT | SPP_N | ENT | Internal | Winter | B18 | 400 | 1800 | 1800 | 148.87 | 157.62 | 5 | 3.74
2040 | SPP_N_2_ENT | SPP_N | ENT | Internal | Winter | B19 | 700 | 1800 | 1800 | 137.93 | 142.94 | 5 | 0.01
2040 | SPP_N_2_ENT | SPP_N | ENT | Internal | Winter | B20 | 935 | 1800 | 1800 | 73.5 | 81.69 | 5 | 3.2
2040 | SPP_N_2_MISO_MO-IL | SPP_N | MISO_MO-IL | Internal | Shoulder | B11 | 25 | 2000 | 0 | 161.58 | 158.59 | 5 | 0
2040 | SPP_N_2_MISO_MO-IL | SPP_N | MISO_MO-IL | Internal | Shoulder | B12 | 200 | 2000 | 0 | 152.62 | 153.9 | 5 | 0
2040 | SPP_N_2_MISO_MO-IL | SPP_N | MISO_MO-IL | Internal | Shoulder | B13 | 600 | 2000 | 431.5 | 148.27 | 153.27 | 5 | 0
2040 | SPP_N_2_MISO_MO-IL | SPP_N | MISO_MO-IL | Internal | Shoulder | B14 | 900 | 2000 | 2000 | 131.31 | 147.51 | 5 | 11.2
2040 | SPP_N_2_MISO_MO-IL | SPP_N | MISO_MO-IL | Internal | Shoulder | B15 | 1203 | 2000 | 2000 | 73.5 | 87.17 | 5 | 8.67
2040 | SPP_N_2_MISO_MO-IL | SPP_N | MISO_MO-IL | Internal | Summer | B1 | 10 | 2000 | 2000 | 275.69 | 284.23 | 5 | 3.54
2040 | SPP_N_2_MISO_MO-IL | SPP_N | MISO_MO-IL | Internal | Summer | B2 | 25 | 2000 | 0 | 283 | 284.23 | 5 | 0
2040 | SPP_N_2_MISO_MO-IL | SPP_N | MISO_MO-IL | Internal | Summer | B3 | 75 | 2000 | 0 | 281.51 | 284.23 | 5 | 0
2040 | SPP_N_2_MISO_MO-IL | SPP_N | MISO_MO-IL | Internal | Summer | B4 | 100 | 2000 | 0 | 188.12 | 190.86 | 5 | 0
2040 | SPP_N_2_MISO_MO-IL | SPP_N | MISO_MO-IL | Internal | Summer | B5 | 200 | 2000 | 0 | 184.17 | 182.84 | 5 | 0
2040 | SPP_N_2_MISO_MO-IL | SPP_N | MISO_MO-IL | Internal | Summer | B6 | 300 | 2000 | 0 | 180.27 | 173.29 | 5 | 0
2040 | SPP_N_2_MISO_MO-IL | SPP_N | MISO_MO-IL | Internal | Summer | B7 | 400 | 2000 | 0 | 169.48 | 163.55 | 5 | 0
2040 | SPP_N_2_MISO_MO-IL | SPP_N | MISO_MO-IL | Internal | Summer | B8 | 500 | 2000 | 0 | 154.73 | 155.13 | 5 | 0
2040 | SPP_N_2_MISO_MO-IL | SPP_N | MISO_MO-IL | Internal | Summer | B9 | 800 | 2000 | 0 | 154.73 | 152.3 | 5 | 0
2040 | SPP_N_2_MISO_MO-IL | SPP_N | MISO_MO-IL | Internal | Summer | B10 | 1262 | 2000 | 2000 | 91.19 | 102.95 | 5 | 6.76
2040 | SPP_N_2_MISO_MO-IL | SPP_N | MISO_MO-IL | Internal | Winter | B16 | 25 | 2000 | 2000 | 150.62 | 156.28 | 5 | 0.66
2040 | SPP_N_2_MISO_MO-IL | SPP_N | MISO_MO-IL | Internal | Winter | B17 | 100 | 2000 | 2000 | 149.47 | 155.15 | 5 | 0.67
2040 | SPP_N_2_MISO_MO-IL | SPP_N | MISO_MO-IL | Internal | Winter | B18 | 400 | 2000 | 2000 | 148.87 | 154.54 | 5 | 0.67
2040 | SPP_N_2_MISO_MO-IL | SPP_N | MISO_MO-IL | Internal | Winter | B19 | 700 | 2000 | 2000 | 137.93 | 150.61 | 5 | 7.68
2040 | SPP_N_2_MISO_MO-IL | SPP_N | MISO_MO-IL | Internal | Winter | B20 | 935 | 2000 | 2000 | 73.5 | 89.69 | 5 | 11.2
2040 | SPP_N_2_MISO_W | SPP_N | MISO_W | Internal | Shoulder | B11 | 25 | 750 | 0 | 161.58 | 158.58 | 5 | 0
2040 | SPP_N_2_MISO_W | SPP_N | MISO_W | Internal | Shoulder | B12 | 200 | 750 | 0 | 152.62 | 145.62 | 5 | 0
2040 | SPP_N_2_MISO_W | SPP_N | MISO_W | Internal | Shoulder | B13 | 600 | 750 | 0 | 148.27 | 141.27 | 5 | 0
2040 | SPP_N_2_MISO_W | SPP_N | MISO_W | Internal | Shoulder | B14 | 900 | 750 | 0 | 131.31 | 134.84 | 5 | 0
2040 | SPP_N_2_MISO_W | SPP_N | MISO_W | Internal | Shoulder | B15 | 1203 | 750 | 0 | 73.5 | 74.49 | 5 | 0
2040 | SPP_N_2_MISO_W | SPP_N | MISO_W | Internal | Summer | B1 | 10 | 750 | 750 | 275.69 | 284.22 | 5 | 3.53
2040 | SPP_N_2_MISO_W | SPP_N | MISO_W | Internal | Summer | B2 | 25 | 750 | 0 | 283 | 283.01 | 5 | 0
2040 | SPP_N_2_MISO_W | SPP_N | MISO_W | Internal | Summer | B3 | 75 | 750 | 0 | 281.51 | 281.5 | 5 | 0
2040 | SPP_N_2_MISO_W | SPP_N | MISO_W | Internal | Summer | B4 | 100 | 750 | 0 | 188.12 | 188.13 | 5 | 0
2040 | SPP_N_2_MISO_W | SPP_N | MISO_W | Internal | Summer | B5 | 200 | 750 | 0 | 184.17 | 182.8 | 5 | 0
2040 | SPP_N_2_MISO_W | SPP_N | MISO_W | Internal | Summer | B6 | 300 | 750 | 0 | 180.27 | 173.27 | 5 | 0
2040 | SPP_N_2_MISO_W | SPP_N | MISO_W | Internal | Summer | B7 | 400 | 750 | 0 | 169.48 | 162.48 | 5 | 0
2040 | SPP_N_2_MISO_W | SPP_N | MISO_W | Internal | Summer | B8 | 500 | 750 | 0 | 154.73 | 155.12 | 5 | 0
2040 | SPP_N_2_MISO_W | SPP_N | MISO_W | Internal | Summer | B9 | 800 | 750 | 0 | 154.73 | 150.06 | 5 | 0
2040 | SPP_N_2_MISO_W | SPP_N | MISO_W | Internal | Summer | B10 | 1262 | 750 | 0 | 91.19 | 91.2 | 5 | 0
2040 | SPP_N_2_MISO_W | SPP_N | MISO_W | Internal | Winter | B16 | 25 | 750 | 0 | 150.62 | 143.61 | 5 | 0
2040 | SPP_N_2_MISO_W | SPP_N | MISO_W | Internal | Winter | B17 | 100 | 750 | 0 | 149.47 | 142.47 | 5 | 0
2040 | SPP_N_2_MISO_W | SPP_N | MISO_W | Internal | Winter | B18 | 400 | 750 | 0 | 148.87 | 141.87 | 5 | 0
2040 | SPP_N_2_MISO_W | SPP_N | MISO_W | Internal | Winter | B19 | 700 | 750 | 0 | 137.93 | 137.94 | 5 | 0
2040 | SPP_N_2_MISO_W | SPP_N | MISO_W | Internal | Winter | B20 | 935 | 750 | 0 | 73.5 | 77.02 | 5 | 0
2040 | SPP_N_2_NE | SPP_N | NE | Internal | Shoulder | B11 | 25 | 330 | 0 | 161.58 | 161.56 | 0.01 | 0
2040 | SPP_N_2_NE | SPP_N | NE | Internal | Shoulder | B12 | 200 | 330 | 0 | 152.62 | 152.61 | 0.01 | 0
2040 | SPP_N_2_NE | SPP_N | NE | Internal | Shoulder | B13 | 600 | 330 | 0 | 148.27 | 148.26 | 0.01 | 0
2040 | SPP_N_2_NE | SPP_N | NE | Internal | Shoulder | B14 | 900 | 330 | 336.76 | 131.31 | 134.84 | 0.01 | 3.51
2040 | SPP_N_2_NE | SPP_N | NE | Internal | Shoulder | B15 | 1203 | 330 | 330 | 73.5 | 74.49 | 0.01 | 0.98
2040 | SPP_N_2_NE | SPP_N | NE | Internal | Summer | B1 | 10 | 330 | 2406.49 | 275.69 | 279.22 | 0.01 | 3.51
2040 | SPP_N_2_NE | SPP_N | NE | Internal | Summer | B2 | 25 | 330 | 91.58 | 283 | 283.01 | 0.01 | 0
2040 | SPP_N_2_NE | SPP_N | NE | Internal | Summer | B3 | 75 | 330 | 0 | 281.51 | 281.5 | 0.01 | 0
2040 | SPP_N_2_NE | SPP_N | NE | Internal | Summer | B4 | 100 | 330 | 9.61 | 188.12 | 188.13 | 0.01 | 0
2040 | SPP_N_2_NE | SPP_N | NE | Internal | Summer | B5 | 200 | 330 | 0 | 184.17 | 184.16 | 0.01 | 0
2040 | SPP_N_2_NE | SPP_N | NE | Internal | Summer | B6 | 300 | 330 | 0 | 180.27 | 180.26 | 0.01 | 0
2040 | SPP_N_2_NE | SPP_N | NE | Internal | Summer | B7 | 400 | 330 | 0 | 169.48 | 169.47 | 0.01 | 0
2040 | SPP_N_2_NE | SPP_N | NE | Internal | Summer | B8 | 500 | 330 | 330 | 154.73 | 155.12 | 0.01 | 0.38
2040 | SPP_N_2_NE | SPP_N | NE | Internal | Summer | B9 | 800 | 330 | 0 | 154.73 | 154.72 | 0.01 | 0
2040 | SPP_N_2_NE | SPP_N | NE | Internal | Summer | B10 | 1262 | 330 | 268.79 | 91.19 | 91.2 | 0.01 | 0
2040 | SPP_N_2_NE | SPP_N | NE | Internal | Winter | B16 | 25 | 330 | 0 | 150.62 | 150.61 | 0.01 | 0
2040 | SPP_N_2_NE | SPP_N | NE | Internal | Winter | B17 | 100 | 330 | 0 | 149.47 | 149.46 | 0.01 | 0
2040 | SPP_N_2_NE | SPP_N | NE | Internal | Winter | B18 | 400 | 330 | 0 | 148.87 | 148.86 | 0.01 | 0
2040 | SPP_N_2_NE | SPP_N | NE | Internal | Winter | B19 | 700 | 330 | 195.92 | 137.93 | 137.94 | 0.01 | 0
2040 | SPP_N_2_NE | SPP_N | NE | Internal | Winter | B20 | 935 | 330 | 572.87 | 73.5 | 77.02 | 0.01 | 3.51
2040 | SPP_N_2_SPP_S | SPP_N | SPP_S | Internal | Shoulder | B11 | 25 | 4000 | 1805.37 | 161.58 | 161.59 | 0.01 | 0
2040 | SPP_N_2_SPP_S | SPP_N | SPP_S | Internal | Shoulder | B12 | 200 | 4000 | 3021.44 | 152.62 | 152.63 | 0.01 | 0
2040 | SPP_N_2_SPP_S | SPP_N | SPP_S | Internal | Shoulder | B13 | 600 | 4000 | 2859.17 | 148.27 | 148.28 | 0.01 | 0
2040 | SPP_N_2_SPP_S | SPP_N | SPP_S | Internal | Shoulder | B14 | 900 | 4000 | 0 | 131.31 | 131.3 | 0.01 | 0
2040 | SPP_N_2_SPP_S | SPP_N | SPP_S | Internal | Shoulder | B15 | 1203 | 4000 | 0 | 73.5 | 73.5 | 0.01 | 0
2040 | SPP_N_2_SPP_S | SPP_N | SPP_S | Internal | Summer | B1 | 10 | 4000 | 0 | 275.69 | 264.6 | 0.01 | 0
2040 | SPP_N_2_SPP_S | SPP_N | SPP_S | Internal | Summer | B2 | 25 | 4000 | 0 | 283 | 276.24 | 0.01 | 0
2040 | SPP_N_2_SPP_S | SPP_N | SPP_S | Internal | Summer | B3 | 75 | 4000 | 0 | 281.51 | 270.43 | 0.01 | 0
2040 | SPP_N_2_SPP_S | SPP_N | SPP_S | Internal | Summer | B4 | 100 | 4000 | 0 | 188.12 | 188.11 | 0.01 | 0
2040 | SPP_N_2_SPP_S | SPP_N | SPP_S | Internal | Summer | B5 | 200 | 4000 | 0 | 184.17 | 180.71 | 0.01 | 0
2040 | SPP_N_2_SPP_S | SPP_N | SPP_S | Internal | Summer | B6 | 300 | 4000 | 2568.88 | 180.27 | 180.29 | 0.01 | 0
2040 | SPP_N_2_SPP_S | SPP_N | SPP_S | Internal | Summer | B7 | 400 | 4000 | 3874.58 | 169.48 | 169.49 | 0.01 | 0
2040 | SPP_N_2_SPP_S | SPP_N | SPP_S | Internal | Summer | B8 | 500 | 4000 | 952.03 | 154.73 | 154.74 | 0.01 | 0
2040 | SPP_N_2_SPP_S | SPP_N | SPP_S | Internal | Summer | B9 | 800 | 4000 | 2106.09 | 154.73 | 154.74 | 0.01 | 0
2040 | SPP_N_2_SPP_S | SPP_N | SPP_S | Internal | Summer | B10 | 1262 | 4000 | 1968.69 | 91.19 | 91.2 | 0.01 | 0
2040 | SPP_N_2_SPP_S | SPP_N | SPP_S | Internal | Winter | B16 | 25 | 4000 | 3057.22 | 150.62 | 150.64 | 0.01 | 0
2040 | SPP_N_2_SPP_S | SPP_N | SPP_S | Internal | Winter | B17 | 100 | 4000 | 2078.4 | 149.47 | 149.49 | 0.01 | 0
2040 | SPP_N_2_SPP_S | SPP_N | SPP_S | Internal | Winter | B18 | 400 | 4000 | 2172.01 | 148.87 | 148.88 | 0.01 | 0
2040 | SPP_N_2_SPP_S | SPP_N | SPP_S | Internal | Winter | B19 | 700 | 4000 | 327.41 | 137.93 | 137.94 | 0.01 | 0
2040 | SPP_N_2_SPP_S | SPP_N | SPP_S | Internal | Winter | B20 | 935 | 4000 | 0 | 73.5 | 73.5 | 0.01 | 0
2040 | SPP_S_2_ENT | SPP_S | ENT | Internal | Shoulder | B11 | 25 | 850 | 146.46 | 161.59 | 166.59 | 5 | 0
2040 | SPP_S_2_ENT | SPP_S | ENT | Internal | Shoulder | B12 | 200 | 850 | 0 | 152.63 | 156.63 | 5 | 0
2040 | SPP_S_2_ENT | SPP_S | ENT | Internal | Shoulder | B13 | 600 | 850 | 850 | 148.28 | 156.63 | 5 | 3.35
2040 | SPP_S_2_ENT | SPP_S | ENT | Internal | Shoulder | B14 | 900 | 850 | 850 | 131.3 | 141.24 | 5 | 4.94
2040 | SPP_S_2_ENT | SPP_S | ENT | Internal | Shoulder | B15 | 1203 | 850 | 850 | 73.5 | 79.17 | 5 | 0.67
2040 | SPP_S_2_ENT | SPP_S | ENT | Internal | Summer | B1 | 10 | 850 | 6583.86 | 264.6 | 276.36 | 5 | 6.76
2040 | SPP_S_2_ENT | SPP_S | ENT | Internal | Summer | B2 | 25 | 850 | 3016.81 | 276.24 | 288 | 5 | 6.76
2040 | SPP_S_2_ENT | SPP_S | ENT | Internal | Summer | B3 | 75 | 850 | 1431.76 | 270.43 | 282.18 | 5 | 6.76
2040 | SPP_S_2_ENT | SPP_S | ENT | Internal | Summer | B4 | 100 | 850 | 0 | 188.11 | 191.57 | 5 | 0
2040 | SPP_S_2_ENT | SPP_S | ENT | Internal | Summer | B5 | 200 | 850 | 0 | 180.71 | 180.56 | 5 | 0
2040 | SPP_S_2_ENT | SPP_S | ENT | Internal | Summer | B6 | 300 | 850 | 0 | 180.29 | 173.29 | 5 | 0
2040 | SPP_S_2_ENT | SPP_S | ENT | Internal | Summer | B7 | 400 | 850 | 0 | 169.49 | 169.88 | 5 | 0
2040 | SPP_S_2_ENT | SPP_S | ENT | Internal | Summer | B8 | 500 | 850 | 0 | 154.74 | 154.98 | 5 | 0
2040 | SPP_S_2_ENT | SPP_S | ENT | Internal | Summer | B9 | 800 | 850 | 0 | 154.74 | 154.98 | 5 | 0
2040 | SPP_S_2_ENT | SPP_S | ENT | Internal | Summer | B10 | 1262 | 850 | 0 | 91.2 | 94.95 | 5 | 0
2040 | SPP_S_2_ENT | SPP_S | ENT | Internal | Winter | B16 | 25 | 850 | 850 | 150.64 | 161.32 | 5 | 5.69
2040 | SPP_S_2_ENT | SPP_S | ENT | Internal | Winter | B17 | 100 | 850 | 850 | 149.49 | 160.17 | 5 | 5.69
2040 | SPP_S_2_ENT | SPP_S | ENT | Internal | Winter | B18 | 400 | 850 | 850 | 148.88 | 157.62 | 5 | 3.73
2040 | SPP_S_2_ENT | SPP_S | ENT | Internal | Winter | B19 | 700 | 850 | 47.08 | 137.94 | 142.94 | 5 | 0
2040 | SPP_S_2_ENT | SPP_S | ENT | Internal | Winter | B20 | 935 | 850 | 850 | 73.5 | 81.69 | 5 | 3.2
2040 | SPP_S_2_SPP_N | SPP_S | SPP_N | Internal | Shoulder | B11 | 25 | 640 | 0 | 161.59 | 161.58 | 0.01 | 0
2040 | SPP_S_2_SPP_N | SPP_S | SPP_N | Internal | Shoulder | B12 | 200 | 640 | 0 | 152.63 | 152.62 | 0.01 | 0
2040 | SPP_S_2_SPP_N | SPP_S | SPP_N | Internal | Shoulder | B13 | 600 | 640 | 0 | 148.28 | 148.27 | 0.01 | 0
2040 | SPP_S_2_SPP_N | SPP_S | SPP_N | Internal | Shoulder | B14 | 900 | 640 | 277.72 | 131.3 | 131.31 | 0.01 | 0
2040 | SPP_S_2_SPP_N | SPP_S | SPP_N | Internal | Shoulder | B15 | 1203 | 640 | 0 | 73.5 | 73.5 | 0.01 | 0
2040 | SPP_S_2_SPP_N | SPP_S | SPP_N | Internal | Summer | B1 | 10 | 640 | 3029.08 | 264.6 | 275.69 | 0.01 | 11.08
2040 | SPP_S_2_SPP_N | SPP_S | SPP_N | Internal | Summer | B2 | 25 | 640 | 640 | 276.24 | 283 | 0.01 | 6.75
2040 | SPP_S_2_SPP_N | SPP_S | SPP_N | Internal | Summer | B3 | 75 | 640 | 675.33 | 270.43 | 281.51 | 0.01 | 11.08
2040 | SPP_S_2_SPP_N | SPP_S | SPP_N | Internal | Summer | B4 | 100 | 640 | 249.01 | 188.11 | 188.12 | 0.01 | 0
2040 | SPP_S_2_SPP_N | SPP_S | SPP_N | Internal | Summer | B5 | 200 | 640 | 640 | 180.71 | 184.17 | 0.01 | 3.45
2040 | SPP_S_2_SPP_N | SPP_S | SPP_N | Internal | Summer | B6 | 300 | 640 | 0 | 180.29 | 180.27 | 0.01 | 0
2040 | SPP_S_2_SPP_N | SPP_S | SPP_N | Internal | Summer | B7 | 400 | 640 | 0 | 169.49 | 169.48 | 0.01 | 0
2040 | SPP_S_2_SPP_N | SPP_S | SPP_N | Internal | Summer | B8 | 500 | 640 | 0 | 154.74 | 154.73 | 0.01 | 0
2040 | SPP_S_2_SPP_N | SPP_S | SPP_N | Internal | Summer | B9 | 800 | 640 | 0 | 154.74 | 154.73 | 0.01 | 0
2040 | SPP_S_2_SPP_N | SPP_S | SPP_N | Internal | Summer | B10 | 1262 | 640 | 0 | 91.2 | 91.19 | 0.01 | 0
2040 | SPP_S_2_SPP_N | SPP_S | SPP_N | Internal | Winter | B16 | 25 | 640 | 0 | 150.64 | 150.62 | 0.01 | 0
2040 | SPP_S_2_SPP_N | SPP_S | SPP_N | Internal | Winter | B17 | 100 | 640 | 0 | 149.49 | 149.47 | 0.01 | 0
2040 | SPP_S_2_SPP_N | SPP_S | SPP_N | Internal | Winter | B18 | 400 | 640 | 0 | 148.88 | 148.87 | 0.01 | 0
2040 | SPP_S_2_SPP_N | SPP_S | SPP_N | Internal | Winter | B19 | 700 | 640 | 0 | 137.94 | 137.93 | 0.01 | 0
2040 | SPP_S_2_SPP_N | SPP_S | SPP_N | Internal | Winter | B20 | 935 | 640 | 0 | 73.5 | 73.5 | 0.01 | 0
2040 | TVA_2_ENT | TVA | ENT | Internal | Shoulder | B11 | 25 | 500 | 0 | 157.81 | 166.59 | 9 | 0
2040 | TVA_2_ENT | TVA | ENT | Internal | Shoulder | B12 | 200 | 500 | 0 | 149.25 | 156.63 | 9 | 0
2040 | TVA_2_ENT | TVA | ENT | Internal | Shoulder | B13 | 600 | 500 | 0 | 149.25 | 156.63 | 9 | 0
2040 | TVA_2_ENT | TVA | ENT | Internal | Shoulder | B14 | 900 | 500 | 0 | 149.25 | 141.24 | 9 | 0
2040 | TVA_2_ENT | TVA | ENT | Internal | Shoulder | B15 | 1203 | 500 | 0 | 87.18 | 79.17 | 9 | 0
2040 | TVA_2_ENT | TVA | ENT | Internal | Summer | B1 | 10 | 500 | 0 | 291.03 | 276.36 | 9 | 0
2040 | TVA_2_ENT | TVA | ENT | Internal | Summer | B2 | 25 | 500 | 0 | 291.03 | 288 | 9 | 0
2040 | TVA_2_ENT | TVA | ENT | Internal | Summer | B3 | 75 | 500 | 0 | 287.33 | 282.18 | 9 | 0
2040 | TVA_2_ENT | TVA | ENT | Internal | Summer | B4 | 100 | 500 | 0 | 182.59 | 191.57 | 9 | 0
2040 | TVA_2_ENT | TVA | ENT | Internal | Summer | B5 | 200 | 500 | 0 | 173.84 | 180.56 | 9 | 0
2040 | TVA_2_ENT | TVA | ENT | Internal | Summer | B6 | 300 | 500 | 500 | 156.48 | 173.29 | 9 | 7.81
2040 | TVA_2_ENT | TVA | ENT | Internal | Summer | B7 | 400 | 500 | 500 | 156.48 | 169.88 | 9 | 4.39
2040 | TVA_2_ENT | TVA | ENT | Internal | Summer | B8 | 500 | 500 | 0 | 156.48 | 154.98 | 9 | 0
2040 | TVA_2_ENT | TVA | ENT | Internal | Summer | B9 | 800 | 500 | 0 | 156.48 | 154.98 | 9 | 0
2040 | TVA_2_ENT | TVA | ENT | Internal | Summer | B10 | 1262 | 500 | 0 | 92.57 | 94.95 | 9 | 0
2040 | TVA_2_ENT | TVA | ENT | Internal | Winter | B16 | 25 | 500 | 0 | 160.79 | 161.32 | 9 | 0
2040 | TVA_2_ENT | TVA | ENT | Internal | Winter | B17 | 100 | 500 | 0 | 160.79 | 160.17 | 9 | 0
2040 | TVA_2_ENT | TVA | ENT | Internal | Winter | B18 | 400 | 500 | 89.45 | 148.62 | 157.62 | 9 | 0
2040 | TVA_2_ENT | TVA | ENT | Internal | Winter | B19 | 700 | 500 | 0 | 148.62 | 142.94 | 9 | 0
2040 | TVA_2_ENT | TVA | ENT | Internal | Winter | B20 | 935 | 500 | 0 | 89.71 | 81.69 | 9 | 0
2040 | TVA_2_MISO_MO-IL | TVA | MISO_MO-IL | Internal | Shoulder | B11 | 25 | 50 | 0 | 157.81 | 158.59 | 9 | 0
2040 | TVA_2_MISO_MO-IL | TVA | MISO_MO-IL | Internal | Shoulder | B12 | 200 | 50 | 0 | 149.25 | 153.9 | 9 | 0
2040 | TVA_2_MISO_MO-IL | TVA | MISO_MO-IL | Internal | Shoulder | B13 | 600 | 50 | 0 | 149.25 | 153.27 | 9 | 0
2040 | TVA_2_MISO_MO-IL | TVA | MISO_MO-IL | Internal | Shoulder | B14 | 900 | 50 | 0 | 149.25 | 147.51 | 9 | 0
2040 | TVA_2_MISO_MO-IL | TVA | MISO_MO-IL | Internal | Shoulder | B15 | 1203 | 50 | 0 | 87.18 | 87.17 | 9 | 0
2040 | TVA_2_MISO_MO-IL | TVA | MISO_MO-IL | Internal | Summer | B1 | 10 | 50 | 0 | 291.03 | 284.23 | 9 | 0
2040 | TVA_2_MISO_MO-IL | TVA | MISO_MO-IL | Internal | Summer | B2 | 25 | 50 | 0 | 291.03 | 284.23 | 9 | 0
2040 | TVA_2_MISO_MO-IL | TVA | MISO_MO-IL | Internal | Summer | B3 | 75 | 50 | 0 | 287.33 | 284.23 | 9 | 0
2040 | TVA_2_MISO_MO-IL | TVA | MISO_MO-IL | Internal | Summer | B4 | 100 | 50 | 0 | 182.59 | 190.86 | 9 | 0
2040 | TVA_2_MISO_MO-IL | TVA | MISO_MO-IL | Internal | Summer | B5 | 200 | 50 | 29.38 | 173.84 | 182.84 | 9 | 0
2040 | TVA_2_MISO_MO-IL | TVA | MISO_MO-IL | Internal | Summer | B6 | 300 | 50 | 50 | 156.48 | 173.29 | 9 | 7.81
2040 | TVA_2_MISO_MO-IL | TVA | MISO_MO-IL | Internal | Summer | B7 | 400 | 50 | 0 | 156.48 | 163.55 | 9 | 0
2040 | TVA_2_MISO_MO-IL | TVA | MISO_MO-IL | Internal | Summer | B8 | 500 | 50 | 0 | 156.48 | 155.13 | 9 | 0
2040 | TVA_2_MISO_MO-IL | TVA | MISO_MO-IL | Internal | Summer | B9 | 800 | 50 | 0 | 156.48 | 152.3 | 9 | 0
2040 | TVA_2_MISO_MO-IL | TVA | MISO_MO-IL | Internal | Summer | B10 | 1262 | 50 | 50 | 92.57 | 102.95 | 9 | 1.38
2040 | TVA_2_MISO_MO-IL | TVA | MISO_MO-IL | Internal | Winter | B16 | 25 | 50 | 0 | 160.79 | 156.28 | 9 | 0
2040 | TVA_2_MISO_MO-IL | TVA | MISO_MO-IL | Internal | Winter | B17 | 100 | 50 | 0 | 160.79 | 155.15 | 9 | 0
2040 | TVA_2_MISO_MO-IL | TVA | MISO_MO-IL | Internal | Winter | B18 | 400 | 50 | 0 | 148.62 | 154.54 | 9 | 0
2040 | TVA_2_MISO_MO-IL | TVA | MISO_MO-IL | Internal | Winter | B19 | 700 | 50 | 0 | 148.62 | 150.61 | 9 | 0
2040 | TVA_2_MISO_MO-IL | TVA | MISO_MO-IL | Internal | Winter | B20 | 935 | 50 | 0 | 89.71 | 89.69 | 9 | 0
2040 | TVA_2_NonRTO_Midwest | TVA | NonRTO_Midwest | Internal | Shoulder | B11 | 25 | 100 | 0 | 157.81 | 157.66 | 9 | 0
2040 | TVA_2_NonRTO_Midwest | TVA | NonRTO_Midwest | Internal | Shoulder | B12 | 200 | 100 | 0 | 149.25 | 157.66 | 9 | 0
2040 | TVA_2_NonRTO_Midwest | TVA | NonRTO_Midwest | Internal | Shoulder | B13 | 600 | 100 | 0 | 149.25 | 157.66 | 9 | 0
2040 | TVA_2_NonRTO_Midwest | TVA | NonRTO_Midwest | Internal | Shoulder | B14 | 900 | 100 | 0 | 149.25 | 157.66 | 9 | 0
2040 | TVA_2_NonRTO_Midwest | TVA | NonRTO_Midwest | Internal | Shoulder | B15 | 1203 | 100 | 0 | 87.18 | 92.22 | 9 | 0
2040 | TVA_2_NonRTO_Midwest | TVA | NonRTO_Midwest | Internal | Summer | B1 | 10 | 100 | 0 | 291.03 | 283.01 | 9 | 0
2040 | TVA_2_NonRTO_Midwest | TVA | NonRTO_Midwest | Internal | Summer | B2 | 25 | 100 | 0 | 291.03 | 283.01 | 9 | 0
2040 | TVA_2_NonRTO_Midwest | TVA | NonRTO_Midwest | Internal | Summer | B3 | 75 | 100 | 0 | 287.33 | 279.32 | 9 | 0
2040 | TVA_2_NonRTO_Midwest | TVA | NonRTO_Midwest | Internal | Summer | B4 | 100 | 100 | 0 | 182.59 | 174.57 | 9 | 0
2040 | TVA_2_NonRTO_Midwest | TVA | NonRTO_Midwest | Internal | Summer | B5 | 200 | 100 | 0 | 173.84 | 165.84 | 9 | 0
2040 | TVA_2_NonRTO_Midwest | TVA | NonRTO_Midwest | Internal | Summer | B6 | 300 | 100 | 0 | 156.48 | 156.29 | 9 | 0
2040 | TVA_2_NonRTO_Midwest | TVA | NonRTO_Midwest | Internal | Summer | B7 | 400 | 100 | 0 | 156.48 | 152.88 | 9 | 0
2040 | TVA_2_NonRTO_Midwest | TVA | NonRTO_Midwest | Internal | Summer | B8 | 500 | 100 | 0 | 156.48 | 152 | 9 | 0
2040 | TVA_2_NonRTO_Midwest | TVA | NonRTO_Midwest | Internal | Summer | B9 | 800 | 100 | 0 | 156.48 | 152 | 9 | 0
2040 | TVA_2_NonRTO_Midwest | TVA | NonRTO_Midwest | Internal | Summer | B10 | 1262 | 100 | 0 | 92.57 | 94.96 | 9 | 0
2040 | TVA_2_NonRTO_Midwest | TVA | NonRTO_Midwest | Internal | Winter | B16 | 25 | 100 | 0 | 160.79 | 161.53 | 9 | 0
2040 | TVA_2_NonRTO_Midwest | TVA | NonRTO_Midwest | Internal | Winter | B17 | 100 | 100 | 0 | 160.79 | 161.53 | 9 | 0
2040 | TVA_2_NonRTO_Midwest | TVA | NonRTO_Midwest | Internal | Winter | B18 | 400 | 100 | 74.85 | 148.62 | 157.62 | 9 | 0
2040 | TVA_2_NonRTO_Midwest | TVA | NonRTO_Midwest | Internal | Winter | B19 | 700 | 100 | 0 | 148.62 | 157.38 | 9 | 0
2040 | TVA_2_NonRTO_Midwest | TVA | NonRTO_Midwest | Internal | Winter | B20 | 935 | 100 | 0 | 89.71 | 95.26 | 9 | 0
2040 | TVA_2_PJM_ROR | TVA | PJM_ROR | Internal | Shoulder | B11 | 25 | 500 | 0 | 157.81 | 153.82 | 9 | 0
2040 | TVA_2_PJM_ROR | TVA | PJM_ROR | Internal | Shoulder | B12 | 200 | 500 | 0 | 149.25 | 152.96 | 9 | 0
2040 | TVA_2_PJM_ROR | TVA | PJM_ROR | Internal | Shoulder | B13 | 600 | 500 | 0 | 149.25 | 149.24 | 9 | 0
2040 | TVA_2_PJM_ROR | TVA | PJM_ROR | Internal | Shoulder | B14 | 900 | 500 | 0 | 149.25 | 149.1 | 9 | 0
2040 | TVA_2_PJM_ROR | TVA | PJM_ROR | Internal | Shoulder | B15 | 1203 | 500 | 0 | 87.18 | 86.92 | 9 | 0
2040 | TVA_2_PJM_ROR | TVA | PJM_ROR | Internal | Summer | B1 | 10 | 500 | 0 | 291.03 | 285.01 | 9 | 0
2040 | TVA_2_PJM_ROR | TVA | PJM_ROR | Internal | Summer | B2 | 25 | 500 | 0 | 291.03 | 285.01 | 9 | 0
2040 | TVA_2_PJM_ROR | TVA | PJM_ROR | Internal | Summer | B3 | 75 | 500 | 0 | 287.33 | 281.32 | 9 | 0
2040 | TVA_2_PJM_ROR | TVA | PJM_ROR | Internal | Summer | B4 | 100 | 500 | 0 | 182.59 | 186.48 | 9 | 0
2040 | TVA_2_PJM_ROR | TVA | PJM_ROR | Internal | Summer | B5 | 200 | 500 | 292.54 | 173.84 | 182.84 | 9 | 0
2040 | TVA_2_PJM_ROR | TVA | PJM_ROR | Internal | Summer | B6 | 300 | 500 | 500 | 156.48 | 171.02 | 9 | 5.54
2040 | TVA_2_PJM_ROR | TVA | PJM_ROR | Internal | Summer | B7 | 400 | 500 | 0 | 156.48 | 163.96 | 9 | 0
2040 | TVA_2_PJM_ROR | TVA | PJM_ROR | Internal | Summer | B8 | 500 | 500 | 0 | 156.48 | 157.13 | 9 | 0
2040 | TVA_2_PJM_ROR | TVA | PJM_ROR | Internal | Summer | B9 | 800 | 500 | 0 | 156.48 | 152.06 | 9 | 0
2040 | TVA_2_PJM_ROR | TVA | PJM_ROR | Internal | Summer | B10 | 1262 | 500 | 500 | 92.57 | 103.95 | 9 | 2.38
2040 | TVA_2_PJM_ROR | TVA | PJM_ROR | Internal | Winter | B16 | 25 | 500 | 0 | 160.79 | 155.28 | 9 | 0
2040 | TVA_2_PJM_ROR | TVA | PJM_ROR | Internal | Winter | B17 | 100 | 500 | 0 | 160.79 | 157.78 | 9 | 0
2040 | TVA_2_PJM_ROR | TVA | PJM_ROR | Internal | Winter | B18 | 400 | 500 | 0 | 148.62 | 151.95 | 9 | 0
2040 | TVA_2_PJM_ROR | TVA | PJM_ROR | Internal | Winter | B19 | 700 | 500 | 0 | 148.62 | 148.61 | 9 | 0
2040 | TVA_2_PJM_ROR | TVA | PJM_ROR | Internal | Winter | B20 | 935 | 500 | 0 | 89.71 | 88.9 | 9 | 0
2040 | TVA_2_SOCO | TVA | SOCO | Internal | Shoulder | B11 | 25 | 500 | 1261.38 | 157.81 | 167.59 | 9 | 0.78
2040 | TVA_2_SOCO | TVA | SOCO | Internal | Shoulder | B12 | 200 | 500 | 0 | 149.25 | 152.96 | 9 | 0
2040 | TVA_2_SOCO | TVA | SOCO | Internal | Shoulder | B13 | 600 | 500 | 0 | 149.25 | 149.24 | 9 | 0
2040 | TVA_2_SOCO | TVA | SOCO | Internal | Shoulder | B14 | 900 | 500 | 0 | 149.25 | 149.24 | 9 | 0
2040 | TVA_2_SOCO | TVA | SOCO | Internal | Shoulder | B15 | 1203 | 500 | 0 | 87.18 | 77.94 | 9 | 0
2040 | TVA_2_SOCO | TVA | SOCO | Internal | Summer | B1 | 10 | 500 | 0 | 291.03 | 296.81 | 9 | 0
2040 | TVA_2_SOCO | TVA | SOCO | Internal | Summer | B2 | 25 | 500 | 0 | 291.03 | 296.81 | 9 | 0
2040 | TVA_2_SOCO | TVA | SOCO | Internal | Summer | B3 | 75 | 500 | 0 | 287.33 | 290.18 | 9 | 0
2040 | TVA_2_SOCO | TVA | SOCO | Internal | Summer | B4 | 100 | 500 | 0 | 182.59 | 183.34 | 9 | 0
2040 | TVA_2_SOCO | TVA | SOCO | Internal | Summer | B5 | 200 | 500 | 416.35 | 173.84 | 182.84 | 9 | 0
2040 | TVA_2_SOCO | TVA | SOCO | Internal | Summer | B6 | 300 | 500 | 0 | 156.48 | 163.96 | 9 | 0
2040 | TVA_2_SOCO | TVA | SOCO | Internal | Summer | B7 | 400 | 500 | 0 | 156.48 | 163.96 | 9 | 0
2040 | TVA_2_SOCO | TVA | SOCO | Internal | Summer | B8 | 500 | 500 | 0 | 156.48 | 157.34 | 9 | 0
2040 | TVA_2_SOCO | TVA | SOCO | Internal | Summer | B9 | 800 | 500 | 0 | 156.48 | 157.34 | 9 | 0
2040 | TVA_2_SOCO | TVA | SOCO | Internal | Summer | B10 | 1262 | 500 | 0 | 92.57 | 84.95 | 9 | 0
2040 | TVA_2_SOCO | TVA | SOCO | Internal | Winter | B16 | 25 | 500 | 0 | 160.79 | 169.32 | 9 | 0
2040 | TVA_2_SOCO | TVA | SOCO | Internal | Winter | B17 | 100 | 500 | 0 | 160.79 | 160.78 | 9 | 0
2040 | TVA_2_SOCO | TVA | SOCO | Internal | Winter | B18 | 400 | 500 | 0 | 148.62 | 150.39 | 9 | 0
2040 | TVA_2_SOCO | TVA | SOCO | Internal | Winter | B19 | 700 | 500 | 0 | 148.62 | 149.38 | 9 | 0
2040 | TVA_2_SOCO | TVA | SOCO | Internal | Winter | B20 | 935 | 500 | 0 | 89.71 | 80.14 | 9 | 0
2040 | TVA_2_VACAR | TVA | VACAR | Internal | Shoulder | B11 | 25 | 150 | 0 | 157.81 | 159.82 | 9 | 0
2040 | TVA_2_VACAR | TVA | VACAR | Internal | Shoulder | B12 | 200 | 150 | 0 | 149.25 | 145.96 | 9 | 0
2040 | TVA_2_VACAR | TVA | VACAR | Internal | Shoulder | B13 | 600 | 150 | 0 | 149.25 | 142.24 | 9 | 0
2040 | TVA_2_VACAR | TVA | VACAR | Internal | Shoulder | B14 | 900 | 150 | 0 | 149.25 | 142.24 | 9 | 0
2040 | TVA_2_VACAR | TVA | VACAR | Internal | Shoulder | B15 | 1203 | 150 | 0 | 87.18 | 75.64 | 9 | 0
2040 | TVA_2_VACAR | TVA | VACAR | Internal | Summer | B1 | 10 | 150 | 0 | 291.03 | 291.01 | 9 | 0
2040 | TVA_2_VACAR | TVA | VACAR | Internal | Summer | B2 | 25 | 150 | 0 | 291.03 | 291.98 | 9 | 0
2040 | TVA_2_VACAR | TVA | VACAR | Internal | Summer | B3 | 75 | 150 | 0 | 287.33 | 283.18 | 9 | 0
2040 | TVA_2_VACAR | TVA | VACAR | Internal | Summer | B4 | 100 | 150 | 0 | 182.59 | 175.57 | 9 | 0
2040 | TVA_2_VACAR | TVA | VACAR | Internal | Summer | B5 | 200 | 150 | 0 | 173.84 | 175.84 | 9 | 0
2040 | TVA_2_VACAR | TVA | VACAR | Internal | Summer | B6 | 300 | 150 | 0 | 156.48 | 156.96 | 9 | 0
2040 | TVA_2_VACAR | TVA | VACAR | Internal | Summer | B7 | 400 | 150 | 0 | 156.48 | 156.96 | 9 | 0
2040 | TVA_2_VACAR | TVA | VACAR | Internal | Summer | B8 | 500 | 150 | 0 | 156.48 | 156.96 | 9 | 0
2040 | TVA_2_VACAR | TVA | VACAR | Internal | Summer | B9 | 800 | 150 | 0 | 156.48 | 150.34 | 9 | 0
2040 | TVA_2_VACAR | TVA | VACAR | Internal | Summer | B10 | 1262 | 150 | 0 | 92.57 | 94.95 | 9 | 0
2040 | TVA_2_VACAR | TVA | VACAR | Internal | Winter | B16 | 25 | 150 | 0 | 160.79 | 162.32 | 9 | 0
2040 | TVA_2_VACAR | TVA | VACAR | Internal | Winter | B17 | 100 | 150 | 0 | 160.79 | 153.78 | 9 | 0
2040 | TVA_2_VACAR | TVA | VACAR | Internal | Winter | B18 | 400 | 150 | 0 | 148.62 | 143.39 | 9 | 0
2040 | TVA_2_VACAR | TVA | VACAR | Internal | Winter | B19 | 700 | 150 | 0 | 148.62 | 141.61 | 9 | 0
2040 | TVA_2_VACAR | TVA | VACAR | Internal | Winter | B20 | 935 | 150 | 0 | 89.71 | 78.17 | 9 | 0
2040 | TVA_Transmission_2_ENT | TVA_Transmission | ENT | Internal | Shoulder | B11 | 25 | 3000 | 0 | 159.51 | 166.59 | 9 | 0
2040 | TVA_Transmission_2_ENT | TVA_Transmission | ENT | Internal | Shoulder | B12 | 200 | 3000 | 0 | 152.03 | 156.63 | 9 | 0
2040 | TVA_Transmission_2_ENT | TVA_Transmission | ENT | Internal | Shoulder | B13 | 600 | 3000 | 0 | 149.24 | 156.63 | 9 | 0
2040 | TVA_Transmission_2_ENT | TVA_Transmission | ENT | Internal | Shoulder | B14 | 900 | 3000 | 0 | 149.24 | 141.24 | 9 | 0
2040 | TVA_Transmission_2_ENT | TVA_Transmission | ENT | Internal | Shoulder | B15 | 1203 | 3000 | 0 | 87.17 | 79.17 | 9 | 0
2040 | TVA_Transmission_2_ENT | TVA_Transmission | ENT | Internal | Summer | B1 | 10 | 3000 | 0 | 291.01 | 276.36 | 9 | 0
2040 | TVA_Transmission_2_ENT | TVA_Transmission | ENT | Internal | Summer | B2 | 25 | 3000 | 0 | 291.01 | 288 | 9 | 0
2040 | TVA_Transmission_2_ENT | TVA_Transmission | ENT | Internal | Summer | B3 | 75 | 3000 | 0 | 287.32 | 282.18 | 9 | 0
2040 | TVA_Transmission_2_ENT | TVA_Transmission | ENT | Internal | Summer | B4 | 100 | 3000 | 787.64 | 182.57 | 191.57 | 9 | 0
2040 | TVA_Transmission_2_ENT | TVA_Transmission | ENT | Internal | Summer | B5 | 200 | 3000 | 0 | 173.84 | 180.56 | 9 | 0
2040 | TVA_Transmission_2_ENT | TVA_Transmission | ENT | Internal | Summer | B6 | 300 | 3000 | 1052.95 | 164.29 | 173.29 | 9 | 0
2040 | TVA_Transmission_2_ENT | TVA_Transmission | ENT | Internal | Summer | B7 | 400 | 3000 | 90.15 | 160.88 | 169.88 | 9 | 0
2040 | TVA_Transmission_2_ENT | TVA_Transmission | ENT | Internal | Summer | B8 | 500 | 3000 | 0 | 158.52 | 154.98 | 9 | 0
2040 | TVA_Transmission_2_ENT | TVA_Transmission | ENT | Internal | Summer | B9 | 800 | 3000 | 0 | 157.03 | 154.98 | 9 | 0
2040 | TVA_Transmission_2_ENT | TVA_Transmission | ENT | Internal | Summer | B10 | 1262 | 3000 | 0 | 94.95 | 94.95 | 9 | 0
2040 | TVA_Transmission_2_ENT | TVA_Transmission | ENT | Internal | Winter | B16 | 25 | 3000 | 0 | 161.14 | 161.32 | 9 | 0
2040 | TVA_Transmission_2_ENT | TVA_Transmission | ENT | Internal | Winter | B17 | 100 | 3000 | 0 | 160.78 | 160.17 | 9 | 0
2040 | TVA_Transmission_2_ENT | TVA_Transmission | ENT | Internal | Winter | B18 | 400 | 3000 | 0 | 150.03 | 157.62 | 9 | 0
2040 | TVA_Transmission_2_ENT | TVA_Transmission | ENT | Internal | Winter | B19 | 700 | 3000 | 0 | 148.61 | 142.94 | 9 | 0
2040 | TVA_Transmission_2_ENT | TVA_Transmission | ENT | Internal | Winter | B20 | 935 | 3000 | 0 | 89.69 | 81.69 | 9 | 0
2040 | TVA_Transmission_2_MISO_MO-IL | TVA_Transmission | MISO_MO-IL | Internal | Shoulder | B11 | 25 | 4000 | 0 | 159.51 | 158.59 | 9 | 0
2040 | TVA_Transmission_2_MISO_MO-IL | TVA_Transmission | MISO_MO-IL | Internal | Shoulder | B12 | 200 | 4000 | 0 | 152.03 | 153.9 | 9 | 0
2040 | TVA_Transmission_2_MISO_MO-IL | TVA_Transmission | MISO_MO-IL | Internal | Shoulder | B13 | 600 | 4000 | 0 | 149.24 | 153.27 | 9 | 0
2040 | TVA_Transmission_2_MISO_MO-IL | TVA_Transmission | MISO_MO-IL | Internal | Shoulder | B14 | 900 | 4000 | 0 | 149.24 | 147.51 | 9 | 0
2040 | TVA_Transmission_2_MISO_MO-IL | TVA_Transmission | MISO_MO-IL | Internal | Shoulder | B15 | 1203 | 4000 | 0 | 87.17 | 87.17 | 9 | 0
2040 | TVA_Transmission_2_MISO_MO-IL | TVA_Transmission | MISO_MO-IL | Internal | Summer | B1 | 10 | 4000 | 0 | 291.01 | 284.23 | 9 | 0
2040 | TVA_Transmission_2_MISO_MO-IL | TVA_Transmission | MISO_MO-IL | Internal | Summer | B2 | 25 | 4000 | 0 | 291.01 | 284.23 | 9 | 0
2040 | TVA_Transmission_2_MISO_MO-IL | TVA_Transmission | MISO_MO-IL | Internal | Summer | B3 | 75 | 4000 | 0 | 287.32 | 284.23 | 9 | 0
2040 | TVA_Transmission_2_MISO_MO-IL | TVA_Transmission | MISO_MO-IL | Internal | Summer | B4 | 100 | 4000 | 0 | 182.57 | 190.86 | 9 | 0
2040 | TVA_Transmission_2_MISO_MO-IL | TVA_Transmission | MISO_MO-IL | Internal | Summer | B5 | 200 | 4000 | 1244.29 | 173.84 | 182.84 | 9 | 0
2040 | TVA_Transmission_2_MISO_MO-IL | TVA_Transmission | MISO_MO-IL | Internal | Summer | B6 | 300 | 4000 | 1844.69 | 164.29 | 173.29 | 9 | 0
2040 | TVA_Transmission_2_MISO_MO-IL | TVA_Transmission | MISO_MO-IL | Internal | Summer | B7 | 400 | 4000 | 0 | 160.88 | 163.55 | 9 | 0
2040 | TVA_Transmission_2_MISO_MO-IL | TVA_Transmission | MISO_MO-IL | Internal | Summer | B8 | 500 | 4000 | 0 | 158.52 | 155.13 | 9 | 0
2040 | TVA_Transmission_2_MISO_MO-IL | TVA_Transmission | MISO_MO-IL | Internal | Summer | B9 | 800 | 4000 | 0 | 157.03 | 152.3 | 9 | 0
2040 | TVA_Transmission_2_MISO_MO-IL | TVA_Transmission | MISO_MO-IL | Internal | Summer | B10 | 1262 | 4000 | 0 | 94.95 | 102.95 | 9 | 0
2040 | TVA_Transmission_2_MISO_MO-IL | TVA_Transmission | MISO_MO-IL | Internal | Winter | B16 | 25 | 4000 | 0 | 161.14 | 156.28 | 9 | 0
2040 | TVA_Transmission_2_MISO_MO-IL | TVA_Transmission | MISO_MO-IL | Internal | Winter | B17 | 100 | 4000 | 0 | 160.78 | 155.15 | 9 | 0
2040 | TVA_Transmission_2_MISO_MO-IL | TVA_Transmission | MISO_MO-IL | Internal | Winter | B18 | 400 | 4000 | 0 | 150.03 | 154.54 | 9 | 0
2040 | TVA_Transmission_2_MISO_MO-IL | TVA_Transmission | MISO_MO-IL | Internal | Winter | B19 | 700 | 4000 | 0 | 148.61 | 150.61 | 9 | 0
2040 | TVA_Transmission_2_MISO_MO-IL | TVA_Transmission | MISO_MO-IL | Internal | Winter | B20 | 935 | 4000 | 0 | 89.69 | 89.69 | 9 | 0
2040 | TVA_Transmission_2_NonRTO_Midwest | TVA_Transmission | NonRTO_Midwest | Internal | Shoulder | B11 | 25 | 700 | 0 | 159.51 | 157.66 | 9 | 0
2040 | TVA_Transmission_2_NonRTO_Midwest | TVA_Transmission | NonRTO_Midwest | Internal | Shoulder | B12 | 200 | 700 | 0 | 152.03 | 157.66 | 9 | 0
2040 | TVA_Transmission_2_NonRTO_Midwest | TVA_Transmission | NonRTO_Midwest | Internal | Shoulder | B13 | 600 | 700 | 0 | 149.24 | 157.66 | 9 | 0
2040 | TVA_Transmission_2_NonRTO_Midwest | TVA_Transmission | NonRTO_Midwest | Internal | Shoulder | B14 | 900 | 700 | 0 | 149.24 | 157.66 | 9 | 0
2040 | TVA_Transmission_2_NonRTO_Midwest | TVA_Transmission | NonRTO_Midwest | Internal | Shoulder | B15 | 1203 | 700 | 0 | 87.17 | 92.22 | 9 | 0
2040 | TVA_Transmission_2_NonRTO_Midwest | TVA_Transmission | NonRTO_Midwest | Internal | Summer | B1 | 10 | 700 | 0 | 291.01 | 283.01 | 9 | 0
2040 | TVA_Transmission_2_NonRTO_Midwest | TVA_Transmission | NonRTO_Midwest | Internal | Summer | B2 | 25 | 700 | 0 | 291.01 | 283.01 | 9 | 0
2040 | TVA_Transmission_2_NonRTO_Midwest | TVA_Transmission | NonRTO_Midwest | Internal | Summer | B3 | 75 | 700 | 0 | 287.32 | 279.32 | 9 | 0
2040 | TVA_Transmission_2_NonRTO_Midwest | TVA_Transmission | NonRTO_Midwest | Internal | Summer | B4 | 100 | 700 | 0 | 182.57 | 174.57 | 9 | 0
2040 | TVA_Transmission_2_NonRTO_Midwest | TVA_Transmission | NonRTO_Midwest | Internal | Summer | B5 | 200 | 700 | 0 | 173.84 | 165.84 | 9 | 0
2040 | TVA_Transmission_2_NonRTO_Midwest | TVA_Transmission | NonRTO_Midwest | Internal | Summer | B6 | 300 | 700 | 0 | 164.29 | 156.29 | 9 | 0
2040 | TVA_Transmission_2_NonRTO_Midwest | TVA_Transmission | NonRTO_Midwest | Internal | Summer | B7 | 400 | 700 | 0 | 160.88 | 152.88 | 9 | 0
2040 | TVA_Transmission_2_NonRTO_Midwest | TVA_Transmission | NonRTO_Midwest | Internal | Summer | B8 | 500 | 700 | 0 | 158.52 | 152 | 9 | 0
2040 | TVA_Transmission_2_NonRTO_Midwest | TVA_Transmission | NonRTO_Midwest | Internal | Summer | B9 | 800 | 700 | 0 | 157.03 | 152 | 9 | 0
2040 | TVA_Transmission_2_NonRTO_Midwest | TVA_Transmission | NonRTO_Midwest | Internal | Summer | B10 | 1262 | 700 | 0 | 94.95 | 94.96 | 9 | 0
2040 | TVA_Transmission_2_NonRTO_Midwest | TVA_Transmission | NonRTO_Midwest | Internal | Winter | B16 | 25 | 700 | 0 | 161.14 | 161.53 | 9 | 0
2040 | TVA_Transmission_2_NonRTO_Midwest | TVA_Transmission | NonRTO_Midwest | Internal | Winter | B17 | 100 | 700 | 0 | 160.78 | 161.53 | 9 | 0
2040 | TVA_Transmission_2_NonRTO_Midwest | TVA_Transmission | NonRTO_Midwest | Internal | Winter | B18 | 400 | 700 | 0 | 150.03 | 157.62 | 9 | 0
2040 | TVA_Transmission_2_NonRTO_Midwest | TVA_Transmission | NonRTO_Midwest | Internal | Winter | B19 | 700 | 700 | 0 | 148.61 | 157.38 | 9 | 0
2040 | TVA_Transmission_2_NonRTO_Midwest | TVA_Transmission | NonRTO_Midwest | Internal | Winter | B20 | 935 | 700 | 0 | 89.69 | 95.26 | 9 | 0
2040 | TVA_Transmission_2_PJM_ROR | TVA_Transmission | PJM_ROR | Internal | Shoulder | B11 | 25 | 2000 | 0 | 159.51 | 153.82 | 9 | 0
2040 | TVA_Transmission_2_PJM_ROR | TVA_Transmission | PJM_ROR | Internal | Shoulder | B12 | 200 | 2000 | 0 | 152.03 | 152.96 | 9 | 0
2040 | TVA_Transmission_2_PJM_ROR | TVA_Transmission | PJM_ROR | Internal | Shoulder | B13 | 600 | 2000 | 0 | 149.24 | 149.24 | 9 | 0
2040 | TVA_Transmission_2_PJM_ROR | TVA_Transmission | PJM_ROR | Internal | Shoulder | B14 | 900 | 2000 | 0 | 149.24 | 149.1 | 9 | 0
2040 | TVA_Transmission_2_PJM_ROR | TVA_Transmission | PJM_ROR | Internal | Shoulder | B15 | 1203 | 2000 | 0 | 87.17 | 86.92 | 9 | 0
2040 | TVA_Transmission_2_PJM_ROR | TVA_Transmission | PJM_ROR | Internal | Summer | B1 | 10 | 2000 | 0 | 291.01 | 285.01 | 9 | 0
2040 | TVA_Transmission_2_PJM_ROR | TVA_Transmission | PJM_ROR | Internal | Summer | B2 | 25 | 2000 | 0 | 291.01 | 285.01 | 9 | 0
2040 | TVA_Transmission_2_PJM_ROR | TVA_Transmission | PJM_ROR | Internal | Summer | B3 | 75 | 2000 | 0 | 287.32 | 281.32 | 9 | 0
2040 | TVA_Transmission_2_PJM_ROR | TVA_Transmission | PJM_ROR | Internal | Summer | B4 | 100 | 2000 | 0 | 182.57 | 186.48 | 9 | 0
2040 | TVA_Transmission_2_PJM_ROR | TVA_Transmission | PJM_ROR | Internal | Summer | B5 | 200 | 2000 | 72.64 | 173.84 | 182.84 | 9 | 0
2040 | TVA_Transmission_2_PJM_ROR | TVA_Transmission | PJM_ROR | Internal | Summer | B6 | 300 | 2000 | 0 | 164.29 | 171.02 | 9 | 0
2040 | TVA_Transmission_2_PJM_ROR | TVA_Transmission | PJM_ROR | Internal | Summer | B7 | 400 | 2000 | 0 | 160.88 | 163.96 | 9 | 0
2040 | TVA_Transmission_2_PJM_ROR | TVA_Transmission | PJM_ROR | Internal | Summer | B8 | 500 | 2000 | 0 | 158.52 | 157.13 | 9 | 0
2040 | TVA_Transmission_2_PJM_ROR | TVA_Transmission | PJM_ROR | Internal | Summer | B9 | 800 | 2000 | 0 | 157.03 | 152.06 | 9 | 0
2040 | TVA_Transmission_2_PJM_ROR | TVA_Transmission | PJM_ROR | Internal | Summer | B10 | 1262 | 2000 | 1827.97 | 94.95 | 103.95 | 9 | 0
2040 | TVA_Transmission_2_PJM_ROR | TVA_Transmission | PJM_ROR | Internal | Winter | B16 | 25 | 2000 | 0 | 161.14 | 155.28 | 9 | 0
2040 | TVA_Transmission_2_PJM_ROR | TVA_Transmission | PJM_ROR | Internal | Winter | B17 | 100 | 2000 | 0 | 160.78 | 157.78 | 9 | 0
2040 | TVA_Transmission_2_PJM_ROR | TVA_Transmission | PJM_ROR | Internal | Winter | B18 | 400 | 2000 | 0 | 150.03 | 151.95 | 9 | 0
2040 | TVA_Transmission_2_PJM_ROR | TVA_Transmission | PJM_ROR | Internal | Winter | B19 | 700 | 2000 | 0 | 148.61 | 148.61 | 9 | 0
2040 | TVA_Transmission_2_PJM_ROR | TVA_Transmission | PJM_ROR | Internal | Winter | B20 | 935 | 2000 | 0 | 89.69 | 88.9 | 9 | 0
2040 | TVA_Transmission_2_SOCO | TVA_Transmission | SOCO | Internal | Shoulder | B11 | 25 | 3200 | 0 | 159.51 | 167.59 | 9 | 0
2040 | TVA_Transmission_2_SOCO | TVA_Transmission | SOCO | Internal | Shoulder | B12 | 200 | 3200 | 0 | 152.03 | 152.96 | 9 | 0
2040 | TVA_Transmission_2_SOCO | TVA_Transmission | SOCO | Internal | Shoulder | B13 | 600 | 3200 | 0 | 149.24 | 149.24 | 9 | 0
2040 | TVA_Transmission_2_SOCO | TVA_Transmission | SOCO | Internal | Shoulder | B14 | 900 | 3200 | 0 | 149.24 | 149.24 | 9 | 0
2040 | TVA_Transmission_2_SOCO | TVA_Transmission | SOCO | Internal | Shoulder | B15 | 1203 | 3200 | 0 | 87.17 | 77.94 | 9 | 0
2040 | TVA_Transmission_2_SOCO | TVA_Transmission | SOCO | Internal | Summer | B1 | 10 | 3200 | 0 | 291.01 | 296.81 | 9 | 0
2040 | TVA_Transmission_2_SOCO | TVA_Transmission | SOCO | Internal | Summer | B2 | 25 | 3200 | 0 | 291.01 | 296.81 | 9 | 0
2040 | TVA_Transmission_2_SOCO | TVA_Transmission | SOCO | Internal | Summer | B3 | 75 | 3200 | 0 | 287.32 | 290.18 | 9 | 0
2040 | TVA_Transmission_2_SOCO | TVA_Transmission | SOCO | Internal | Summer | B4 | 100 | 3200 | 0 | 182.57 | 183.34 | 9 | 0
2040 | TVA_Transmission_2_SOCO | TVA_Transmission | SOCO | Internal | Summer | B5 | 200 | 3200 | 185.46 | 173.84 | 182.84 | 9 | 0
2040 | TVA_Transmission_2_SOCO | TVA_Transmission | SOCO | Internal | Summer | B6 | 300 | 3200 | 0 | 164.29 | 163.96 | 9 | 0
2040 | TVA_Transmission_2_SOCO | TVA_Transmission | SOCO | Internal | Summer | B7 | 400 | 3200 | 0 | 160.88 | 163.96 | 9 | 0
2040 | TVA_Transmission_2_SOCO | TVA_Transmission | SOCO | Internal | Summer | B8 | 500 | 3200 | 0 | 158.52 | 157.34 | 9 | 0
2040 | TVA_Transmission_2_SOCO | TVA_Transmission | SOCO | Internal | Summer | B9 | 800 | 3200 | 0 | 157.03 | 157.34 | 9 | 0
2040 | TVA_Transmission_2_SOCO | TVA_Transmission | SOCO | Internal | Summer | B10 | 1262 | 3200 | 0 | 94.95 | 84.95 | 9 | 0
2040 | TVA_Transmission_2_SOCO | TVA_Transmission | SOCO | Internal | Winter | B16 | 25 | 3200 | 0 | 161.14 | 169.32 | 9 | 0
2040 | TVA_Transmission_2_SOCO | TVA_Transmission | SOCO | Internal | Winter | B17 | 100 | 3200 | 0 | 160.78 | 160.78 | 9 | 0
2040 | TVA_Transmission_2_SOCO | TVA_Transmission | SOCO | Internal | Winter | B18 | 400 | 3200 | 0 | 150.03 | 150.39 | 9 | 0
2040 | TVA_Transmission_2_SOCO | TVA_Transmission | SOCO | Internal | Winter | B19 | 700 | 3200 | 0 | 148.61 | 149.38 | 9 | 0
2040 | TVA_Transmission_2_SOCO | TVA_Transmission | SOCO | Internal | Winter | B20 | 935 | 3200 | 0 | 89.69 | 80.14 | 9 | 0
2040 | TVA_Transmission_2_TVA | TVA_Transmission | TVA | Internal | Shoulder | B11 | 25 | 99999 | 0 | 159.51 | 157.81 | 0.01 | 0
2040 | TVA_Transmission_2_TVA | TVA_Transmission | TVA | Internal | Shoulder | B12 | 200 | 99999 | 0 | 152.03 | 149.25 | 0.01 | 0
2040 | TVA_Transmission_2_TVA | TVA_Transmission | TVA | Internal | Shoulder | B13 | 600 | 99999 | 121.55 | 149.24 | 149.25 | 0.01 | 0
2040 | TVA_Transmission_2_TVA | TVA_Transmission | TVA | Internal | Shoulder | B14 | 900 | 99999 | 417.78 | 149.24 | 149.25 | 0.01 | 0
2040 | TVA_Transmission_2_TVA | TVA_Transmission | TVA | Internal | Shoulder | B15 | 1203 | 99999 | 2985.86 | 87.17 | 87.18 | 0.01 | 0
2040 | TVA_Transmission_2_TVA | TVA_Transmission | TVA | Internal | Summer | B1 | 10 | 99999 | 3881.96 | 291.01 | 291.03 | 0.01 | 0
2040 | TVA_Transmission_2_TVA | TVA_Transmission | TVA | Internal | Summer | B2 | 25 | 99999 | 3106.81 | 291.01 | 291.03 | 0.01 | 0
2040 | TVA_Transmission_2_TVA | TVA_Transmission | TVA | Internal | Summer | B3 | 75 | 99999 | 1578.79 | 287.32 | 287.33 | 0.01 | 0
2040 | TVA_Transmission_2_TVA | TVA_Transmission | TVA | Internal | Summer | B4 | 100 | 99999 | 874.07 | 182.57 | 182.59 | 0.01 | 0
2040 | TVA_Transmission_2_TVA | TVA_Transmission | TVA | Internal | Summer | B5 | 200 | 99999 | 0 | 173.84 | 173.84 | 0.01 | 0
2040 | TVA_Transmission_2_TVA | TVA_Transmission | TVA | Internal | Summer | B6 | 300 | 99999 | 0 | 164.29 | 156.48 | 0.01 | 0
2040 | TVA_Transmission_2_TVA | TVA_Transmission | TVA | Internal | Summer | B7 | 400 | 99999 | 0 | 160.88 | 156.48 | 0.01 | 0
2040 | TVA_Transmission_2_TVA | TVA_Transmission | TVA | Internal | Summer | B8 | 500 | 99999 | 0 | 158.52 | 156.48 | 0.01 | 0
2040 | TVA_Transmission_2_TVA | TVA_Transmission | TVA | Internal | Summer | B9 | 800 | 99999 | 0 | 157.03 | 156.48 | 0.01 | 0
2040 | TVA_Transmission_2_TVA | TVA_Transmission | TVA | Internal | Summer | B10 | 1262 | 99999 | 0 | 94.95 | 92.57 | 0.01 | 0
2040 | TVA_Transmission_2_TVA | TVA_Transmission | TVA | Internal | Winter | B16 | 25 | 99999 | 0 | 161.14 | 160.79 | 0.01 | 0
2040 | TVA_Transmission_2_TVA | TVA_Transmission | TVA | Internal | Winter | B17 | 100 | 99999 | 152.12 | 160.78 | 160.79 | 0.01 | 0
2040 | TVA_Transmission_2_TVA | TVA_Transmission | TVA | Internal | Winter | B18 | 400 | 99999 | 0 | 150.03 | 148.62 | 0.01 | 0
2040 | TVA_Transmission_2_TVA | TVA_Transmission | TVA | Internal | Winter | B19 | 700 | 99999 | 0 | 148.61 | 148.62 | 0.01 | 0
2040 | TVA_Transmission_2_TVA | TVA_Transmission | TVA | Internal | Winter | B20 | 935 | 99999 | 3056.63 | 89.69 | 89.71 | 0.01 | 0
2040 | TVA_Transmission_2_VACAR | TVA_Transmission | VACAR | Internal | Shoulder | B11 | 25 | 900 | 0 | 159.51 | 159.82 | 9 | 0
2040 | TVA_Transmission_2_VACAR | TVA_Transmission | VACAR | Internal | Shoulder | B12 | 200 | 900 | 0 | 152.03 | 145.96 | 9 | 0
2040 | TVA_Transmission_2_VACAR | TVA_Transmission | VACAR | Internal | Shoulder | B13 | 600 | 900 | 0 | 149.24 | 142.24 | 9 | 0
2040 | TVA_Transmission_2_VACAR | TVA_Transmission | VACAR | Internal | Shoulder | B14 | 900 | 900 | 0 | 149.24 | 142.24 | 9 | 0
2040 | TVA_Transmission_2_VACAR | TVA_Transmission | VACAR | Internal | Shoulder | B15 | 1203 | 900 | 0 | 87.17 | 75.64 | 9 | 0
2040 | TVA_Transmission_2_VACAR | TVA_Transmission | VACAR | Internal | Summer | B1 | 10 | 900 | 0 | 291.01 | 291.01 | 9 | 0
2040 | TVA_Transmission_2_VACAR | TVA_Transmission | VACAR | Internal | Summer | B2 | 25 | 900 | 0 | 291.01 | 291.98 | 9 | 0
2040 | TVA_Transmission_2_VACAR | TVA_Transmission | VACAR | Internal | Summer | B3 | 75 | 900 | 0 | 287.32 | 283.18 | 9 | 0
2040 | TVA_Transmission_2_VACAR | TVA_Transmission | VACAR | Internal | Summer | B4 | 100 | 900 | 0 | 182.57 | 175.57 | 9 | 0
2040 | TVA_Transmission_2_VACAR | TVA_Transmission | VACAR | Internal | Summer | B5 | 200 | 900 | 0 | 173.84 | 175.84 | 9 | 0
2040 | TVA_Transmission_2_VACAR | TVA_Transmission | VACAR | Internal | Summer | B6 | 300 | 900 | 0 | 164.29 | 156.96 | 9 | 0
2040 | TVA_Transmission_2_VACAR | TVA_Transmission | VACAR | Internal | Summer | B7 | 400 | 900 | 0 | 160.88 | 156.96 | 9 | 0
2040 | TVA_Transmission_2_VACAR | TVA_Transmission | VACAR | Internal | Summer | B8 | 500 | 900 | 0 | 158.52 | 156.96 | 9 | 0
2040 | TVA_Transmission_2_VACAR | TVA_Transmission | VACAR | Internal | Summer | B9 | 800 | 900 | 0 | 157.03 | 150.34 | 9 | 0
2040 | TVA_Transmission_2_VACAR | TVA_Transmission | VACAR | Internal | Summer | B10 | 1262 | 900 | 0 | 94.95 | 94.95 | 9 | 0
2040 | TVA_Transmission_2_VACAR | TVA_Transmission | VACAR | Internal | Winter | B16 | 25 | 900 | 0 | 161.14 | 162.32 | 9 | 0
2040 | TVA_Transmission_2_VACAR | TVA_Transmission | VACAR | Internal | Winter | B17 | 100 | 900 | 0 | 160.78 | 153.78 | 9 | 0
2040 | TVA_Transmission_2_VACAR | TVA_Transmission | VACAR | Internal | Winter | B18 | 400 | 900 | 0 | 150.03 | 143.39 | 9 | 0
2040 | TVA_Transmission_2_VACAR | TVA_Transmission | VACAR | Internal | Winter | B19 | 700 | 900 | 0 | 148.61 | 141.61 | 9 | 0
2040 | TVA_Transmission_2_VACAR | TVA_Transmission | VACAR | Internal | Winter | B20 | 935 | 900 | 0 | 89.69 | 78.17 | 9 | 0
2040 | VACAR_2_PJM_ROR | VACAR | PJM_ROR | Internal | Shoulder | B11 | 25 | 2000 | 0 | 159.82 | 153.82 | 7 | 0
2040 | VACAR_2_PJM_ROR | VACAR | PJM_ROR | Internal | Shoulder | B12 | 200 | 2000 | 1711.79 | 145.96 | 152.96 | 7 | 0
2040 | VACAR_2_PJM_ROR | VACAR | PJM_ROR | Internal | Shoulder | B13 | 600 | 2000 | 1760.07 | 142.24 | 149.24 | 7 | 0
2040 | VACAR_2_PJM_ROR | VACAR | PJM_ROR | Internal | Shoulder | B14 | 900 | 2000 | 0 | 142.24 | 149.1 | 7 | 0
2040 | VACAR_2_PJM_ROR | VACAR | PJM_ROR | Internal | Shoulder | B15 | 1203 | 2000 | 2000 | 75.64 | 86.92 | 7 | 4.28
2040 | VACAR_2_PJM_ROR | VACAR | PJM_ROR | Internal | Summer | B1 | 10 | 2000 | 0 | 291.01 | 285.01 | 7 | 0
2040 | VACAR_2_PJM_ROR | VACAR | PJM_ROR | Internal | Summer | B2 | 25 | 2000 | 0 | 291.98 | 285.01 | 7 | 0
2040 | VACAR_2_PJM_ROR | VACAR | PJM_ROR | Internal | Summer | B3 | 75 | 2000 | 0 | 283.18 | 281.32 | 7 | 0
2040 | VACAR_2_PJM_ROR | VACAR | PJM_ROR | Internal | Summer | B4 | 100 | 2000 | 2000 | 175.57 | 186.48 | 7 | 3.9
2040 | VACAR_2_PJM_ROR | VACAR | PJM_ROR | Internal | Summer | B5 | 200 | 2000 | 598.99 | 175.84 | 182.84 | 7 | 0
2040 | VACAR_2_PJM_ROR | VACAR | PJM_ROR | Internal | Summer | B6 | 300 | 2000 | 2000 | 156.96 | 171.02 | 7 | 7.06
2040 | VACAR_2_PJM_ROR | VACAR | PJM_ROR | Internal | Summer | B7 | 400 | 2000 | 861.88 | 156.96 | 163.96 | 7 | 0
2040 | VACAR_2_PJM_ROR | VACAR | PJM_ROR | Internal | Summer | B8 | 500 | 2000 | 0 | 156.96 | 157.13 | 7 | 0
2040 | VACAR_2_PJM_ROR | VACAR | PJM_ROR | Internal | Summer | B9 | 800 | 2000 | 0 | 150.34 | 152.06 | 7 | 0
2040 | VACAR_2_PJM_ROR | VACAR | PJM_ROR | Internal | Summer | B10 | 1262 | 2000 | 2000 | 94.95 | 103.95 | 7 | 2
2040 | VACAR_2_PJM_ROR | VACAR | PJM_ROR | Internal | Winter | B16 | 25 | 2000 | 0 | 162.32 | 155.28 | 7 | 0
2040 | VACAR_2_PJM_ROR | VACAR | PJM_ROR | Internal | Winter | B17 | 100 | 2000 | 0 | 153.78 | 157.78 | 7 | 0
2040 | VACAR_2_PJM_ROR | VACAR | PJM_ROR | Internal | Winter | B18 | 400 | 2000 | 2000 | 143.39 | 151.95 | 7 | 1.57
2040 | VACAR_2_PJM_ROR | VACAR | PJM_ROR | Internal | Winter | B19 | 700 | 2000 | 768.74 | 141.61 | 148.61 | 7 | 0
2040 | VACAR_2_PJM_ROR | VACAR | PJM_ROR | Internal | Winter | B20 | 935 | 2000 | 2000 | 78.17 | 88.9 | 7 | 3.74
2040 | VACAR_2_SOCO | VACAR | SOCO | Internal | Shoulder | B11 | 25 | 3000 | 4050.86 | 159.82 | 167.59 | 7 | 0.77
2040 | VACAR_2_SOCO | VACAR | SOCO | Internal | Shoulder | B12 | 200 | 3000 | 669.17 | 145.96 | 152.96 | 7 | 0
2040 | VACAR_2_SOCO | VACAR | SOCO | Internal | Shoulder | B13 | 600 | 3000 | 2847.81 | 142.24 | 149.24 | 7 | 0
2040 | VACAR_2_SOCO | VACAR | SOCO | Internal | Shoulder | B14 | 900 | 3000 | 2954.56 | 142.24 | 149.24 | 7 | 0
2040 | VACAR_2_SOCO | VACAR | SOCO | Internal | Shoulder | B15 | 1203 | 3000 | 0 | 75.64 | 77.94 | 7 | 0
2040 | VACAR_2_SOCO | VACAR | SOCO | Internal | Summer | B1 | 10 | 3000 | 0 | 291.01 | 296.81 | 7 | 0
2040 | VACAR_2_SOCO | VACAR | SOCO | Internal | Summer | B2 | 25 | 3000 | 0 | 291.98 | 296.81 | 7 | 0
2040 | VACAR_2_SOCO | VACAR | SOCO | Internal | Summer | B3 | 75 | 3000 | 1054.01 | 283.18 | 290.18 | 7 | 0
2040 | VACAR_2_SOCO | VACAR | SOCO | Internal | Summer | B4 | 100 | 3000 | 3221.6 | 175.57 | 183.34 | 7 | 0.77
2040 | VACAR_2_SOCO | VACAR | SOCO | Internal | Summer | B5 | 200 | 3000 | 2858.24 | 175.84 | 182.84 | 7 | 0
2040 | VACAR_2_SOCO | VACAR | SOCO | Internal | Summer | B6 | 300 | 3000 | 2924.82 | 156.96 | 163.96 | 7 | 0
2040 | VACAR_2_SOCO | VACAR | SOCO | Internal | Summer | B7 | 400 | 3000 | 1024.97 | 156.96 | 163.96 | 7 | 0
2040 | VACAR_2_SOCO | VACAR | SOCO | Internal | Summer | B8 | 500 | 3000 | 0 | 156.96 | 157.34 | 7 | 0
2040 | VACAR_2_SOCO | VACAR | SOCO | Internal | Summer | B9 | 800 | 3000 | 200.09 | 150.34 | 157.34 | 7 | 0
2040 | VACAR_2_SOCO | VACAR | SOCO | Internal | Summer | B10 | 1262 | 3000 | 0 | 94.95 | 84.95 | 7 | 0
2040 | VACAR_2_SOCO | VACAR | SOCO | Internal | Winter | B16 | 25 | 3000 | 1671.07 | 162.32 | 169.32 | 7 | 0
2040 | VACAR_2_SOCO | VACAR | SOCO | Internal | Winter | B17 | 100 | 3000 | 1416.99 | 153.78 | 160.78 | 7 | 0
2040 | VACAR_2_SOCO | VACAR | SOCO | Internal | Winter | B18 | 400 | 3000 | 2738.36 | 143.39 | 150.39 | 7 | 0
2040 | VACAR_2_SOCO | VACAR | SOCO | Internal | Winter | B19 | 700 | 3000 | 3468.86 | 141.61 | 149.38 | 7 | 0.77
2040 | VACAR_2_SOCO | VACAR | SOCO | Internal | Winter | B20 | 935 | 3000 | 0 | 78.17 | 80.14 | 7 | 0
2040 | VACAR_2_TVA_Transmission | VACAR | TVA_Transmission | Internal | Shoulder | B11 | 25 | 900 | 0 | 159.82 | 159.51 | 7 | 0
2040 | VACAR_2_TVA_Transmission | VACAR | TVA_Transmission | Internal | Shoulder | B12 | 200 | 900 | 0 | 145.96 | 152.03 | 7 | 0
2040 | VACAR_2_TVA_Transmission | VACAR | TVA_Transmission | Internal | Shoulder | B13 | 600 | 900 | 121.55 | 142.24 | 149.24 | 7 | 0
2040 | VACAR_2_TVA_Transmission | VACAR | TVA_Transmission | Internal | Shoulder | B14 | 900 | 900 | 382.51 | 142.24 | 149.24 | 7 | 0
2040 | VACAR_2_TVA_Transmission | VACAR | TVA_Transmission | Internal | Shoulder | B15 | 1203 | 900 | 2916.49 | 75.64 | 87.17 | 7 | 4.52
2040 | VACAR_2_TVA_Transmission | VACAR | TVA_Transmission | Internal | Summer | B1 | 10 | 900 | 0 | 291.01 | 291.01 | 7 | 0
2040 | VACAR_2_TVA_Transmission | VACAR | TVA_Transmission | Internal | Summer | B2 | 25 | 900 | 0 | 291.98 | 291.01 | 7 | 0
2040 | VACAR_2_TVA_Transmission | VACAR | TVA_Transmission | Internal | Summer | B3 | 75 | 900 | 0 | 283.18 | 287.32 | 7 | 0
2040 | VACAR_2_TVA_Transmission | VACAR | TVA_Transmission | Internal | Summer | B4 | 100 | 900 | 484.63 | 175.57 | 182.57 | 7 | 0
2040 | VACAR_2_TVA_Transmission | VACAR | TVA_Transmission | Internal | Summer | B5 | 200 | 900 | 0 | 175.84 | 173.84 | 7 | 0
2040 | VACAR_2_TVA_Transmission | VACAR | TVA_Transmission | Internal | Summer | B6 | 300 | 900 | 900 | 156.96 | 164.29 | 7 | 0.33
2040 | VACAR_2_TVA_Transmission | VACAR | TVA_Transmission | Internal | Summer | B7 | 400 | 900 | 0 | 156.96 | 160.88 | 7 | 0
2040 | VACAR_2_TVA_Transmission | VACAR | TVA_Transmission | Internal | Summer | B8 | 500 | 900 | 0 | 156.96 | 158.52 | 7 | 0
2040 | VACAR_2_TVA_Transmission | VACAR | TVA_Transmission | Internal | Summer | B9 | 800 | 900 | 0 | 150.34 | 157.03 | 7 | 0
2040 | VACAR_2_TVA_Transmission | VACAR | TVA_Transmission | Internal | Summer | B10 | 1262 | 900 | 0 | 94.95 | 94.95 | 7 | 0
2040 | VACAR_2_TVA_Transmission | VACAR | TVA_Transmission | Internal | Winter | B16 | 25 | 900 | 0 | 162.32 | 161.14 | 7 | 0
2040 | VACAR_2_TVA_Transmission | VACAR | TVA_Transmission | Internal | Winter | B17 | 100 | 900 | 152.12 | 153.78 | 160.78 | 7 | 0
2040 | VACAR_2_TVA_Transmission | VACAR | TVA_Transmission | Internal | Winter | B18 | 400 | 900 | 0 | 143.39 | 150.03 | 7 | 0
2040 | VACAR_2_TVA_Transmission | VACAR | TVA_Transmission | Internal | Winter | B19 | 700 | 900 | 0 | 141.61 | 148.61 | 7 | 0
2040 | VACAR_2_TVA_Transmission | VACAR | TVA_Transmission | Internal | Winter | B20 | 935 | 900 | 1792.68 | 78.17 | 89.69 | 7 | 4.52
2015 | AZ_NM_SNV_Coal_2_SPP_S | AZ_NM_SNV_Coal | SPP_S | External | Shoulder | B11 | 25 | 400 | 400 | 57.72 | 83.05 | 8.17 | 17.17
2015 | AZ_NM_SNV_Coal_2_SPP_S | AZ_NM_SNV_Coal | SPP_S | External | Shoulder | B12 | 200 | 400 | 0 | 57.72 | 60.04 | 8.17 | 0
2015 | AZ_NM_SNV_Coal_2_SPP_S | AZ_NM_SNV_Coal | SPP_S | External | Shoulder | B13 | 600 | 400 | 0 | 57.72 | 58.32 | 8.17 | 0
2015 | AZ_NM_SNV_Coal_2_SPP_S | AZ_NM_SNV_Coal | SPP_S | External | Shoulder | B14 | 900 | 400 | 0 | 57.72 | 57.39 | 8.17 | 0
2015 | AZ_NM_SNV_Coal_2_SPP_S | AZ_NM_SNV_Coal | SPP_S | External | Shoulder | B15 | 1203 | 400 | 0 | 57.72 | 57.39 | 8.17 | 0
2015 | AZ_NM_SNV_Coal_2_SPP_S | AZ_NM_SNV_Coal | SPP_S | External | Summer | B1 | 10 | 400 | 400 | 78.67 | 89.64 | 8.17 | 2.8
2015 | AZ_NM_SNV_Coal_2_SPP_S | AZ_NM_SNV_Coal | SPP_S | External | Summer | B2 | 25 | 400 | 400 | 75.62 | 90.43 | 8.17 | 6.65
2015 | AZ_NM_SNV_Coal_2_SPP_S | AZ_NM_SNV_Coal | SPP_S | External | Summer | B3 | 75 | 400 | 400 | 75.62 | 88.43 | 8.17 | 4.65
2015 | AZ_NM_SNV_Coal_2_SPP_S | AZ_NM_SNV_Coal | SPP_S | External | Summer | B4 | 100 | 400 | 0 | 75.62 | 82.97 | 8.17 | 0
2015 | AZ_NM_SNV_Coal_2_SPP_S | AZ_NM_SNV_Coal | SPP_S | External | Summer | B5 | 200 | 400 | 400 | 66.06 | 81.19 | 8.17 | 6.97
2015 | AZ_NM_SNV_Coal_2_SPP_S | AZ_NM_SNV_Coal | SPP_S | External | Summer | B6 | 300 | 400 | 400 | 59.95 | 71.89 | 8.17 | 3.77
2015 | AZ_NM_SNV_Coal_2_SPP_S | AZ_NM_SNV_Coal | SPP_S | External | Summer | B7 | 400 | 400 | 0 | 57.92 | 62.25 | 8.17 | 0
2015 | AZ_NM_SNV_Coal_2_SPP_S | AZ_NM_SNV_Coal | SPP_S | External | Summer | B8 | 500 | 400 | 0 | 57.92 | 58.71 | 8.17 | 0
2015 | AZ_NM_SNV_Coal_2_SPP_S | AZ_NM_SNV_Coal | SPP_S | External | Summer | B9 | 800 | 400 | 0 | 57.9 | 56.13 | 8.17 | 0
2015 | AZ_NM_SNV_Coal_2_SPP_S | AZ_NM_SNV_Coal | SPP_S | External | Summer | B10 | 1262 | 400 | 0 | 56.31 | 56 | 8.17 | 0
2015 | AZ_NM_SNV_Coal_2_SPP_S | AZ_NM_SNV_Coal | SPP_S | External | Winter | B16 | 25 | 400 | 400 | 60.36 | 70.38 | 8.17 | 1.85
2015 | AZ_NM_SNV_Coal_2_SPP_S | AZ_NM_SNV_Coal | SPP_S | External | Winter | B17 | 100 | 400 | 0 | 60.36 | 62.64 | 8.17 | 0
2015 | AZ_NM_SNV_Coal_2_SPP_S | AZ_NM_SNV_Coal | SPP_S | External | Winter | B18 | 400 | 400 | 0 | 60.36 | 59.87 | 8.17 | 0
2015 | AZ_NM_SNV_Coal_2_SPP_S | AZ_NM_SNV_Coal | SPP_S | External | Winter | B19 | 700 | 400 | 0 | 60.36 | 59.74 | 8.17 | 0
2015 | AZ_NM_SNV_Coal_2_SPP_S | AZ_NM_SNV_Coal | SPP_S | External | Winter | B20 | 935 | 400 | 0 | 60.36 | 59.74 | 8.17 | 0
2015 | ERCOT_2_SPP_S | ERCOT | SPP_S | External | Shoulder | B11 | 25 | 800 | 0 | 84 | 83.05 | 8 | 0
2015 | ERCOT_2_SPP_S | ERCOT | SPP_S | External | Shoulder | B12 | 200 | 800 | 0 | 59 | 60.04 | 8 | 0
2015 | ERCOT_2_SPP_S | ERCOT | SPP_S | External | Shoulder | B13 | 600 | 800 | 0 | 57.25 | 58.32 | 8 | 0
2015 | ERCOT_2_SPP_S | ERCOT | SPP_S | External | Shoulder | B14 | 900 | 800 | 0 | 57.25 | 57.39 | 8 | 0
2015 | ERCOT_2_SPP_S | ERCOT | SPP_S | External | Shoulder | B15 | 1203 | 800 | 0 | 57.25 | 57.39 | 8 | 0
2015 | ERCOT_2_SPP_S | ERCOT | SPP_S | External | Summer | B1 | 10 | 800 | 0 | 82.44 | 89.64 | 8 | 0
2015 | ERCOT_2_SPP_S | ERCOT | SPP_S | External | Summer | B2 | 25 | 800 | 0 | 82.44 | 90.43 | 8 | 0
2015 | ERCOT_2_SPP_S | ERCOT | SPP_S | External | Summer | B3 | 75 | 800 | 0 | 82.44 | 88.43 | 8 | 0
2015 | ERCOT_2_SPP_S | ERCOT | SPP_S | External | Summer | B4 | 100 | 800 | 0 | 82.44 | 82.97 | 8 | 0
2015 | ERCOT_2_SPP_S | ERCOT | SPP_S | External | Summer | B5 | 200 | 800 | 0 | 82.44 | 81.19 | 8 | 0
2015 | ERCOT_2_SPP_S | ERCOT | SPP_S | External | Summer | B6 | 300 | 800 | 0 | 70.03 | 71.89 | 8 | 0
2015 | ERCOT_2_SPP_S | ERCOT | SPP_S | External | Summer | B7 | 400 | 800 | 0 | 61.33 | 62.25 | 8 | 0
2015 | ERCOT_2_SPP_S | ERCOT | SPP_S | External | Summer | B8 | 500 | 800 | 0 | 56.2 | 58.71 | 8 | 0
2015 | ERCOT_2_SPP_S | ERCOT | SPP_S | External | Summer | B9 | 800 | 800 | 0 | 56.2 | 56.13 | 8 | 0
2015 | ERCOT_2_SPP_S | ERCOT | SPP_S | External | Summer | B10 | 1262 | 800 | 0 | 56.2 | 56 | 8 | 0
2015 | ERCOT_2_SPP_S | ERCOT | SPP_S | External | Winter | B16 | 25 | 800 | 664.77 | 62.38 | 70.38 | 8 | 0
2015 | ERCOT_2_SPP_S | ERCOT | SPP_S | External | Winter | B17 | 100 | 800 | 0 | 59.45 | 62.64 | 8 | 0
2015 | ERCOT_2_SPP_S | ERCOT | SPP_S | External | Winter | B18 | 400 | 800 | 0 | 59.45 | 59.87 | 8 | 0
2015 | ERCOT_2_SPP_S | ERCOT | SPP_S | External | Winter | B19 | 700 | 800 | 0 | 59.45 | 59.74 | 8 | 0
2015 | ERCOT_2_SPP_S | ERCOT | SPP_S | External | Winter | B20 | 935 | 800 | 0 | 59.41 | 59.74 | 8 | 0
2015 | MAPP_US_2_RMPA | MAPP_US | RMPA | External | Shoulder | B11 | 25 | 200 | 0 | 74.86 | 65.89 | 8 | 0
2015 | MAPP_US_2_RMPA | MAPP_US | RMPA | External | Shoulder | B12 | 200 | 200 | 0 | 56.25 | 60.98 | 8 | 0
2015 | MAPP_US_2_RMPA | MAPP_US | RMPA | External | Shoulder | B13 | 600 | 200 | 0 | 55.46 | 60.8 | 8 | 0
2015 | MAPP_US_2_RMPA | MAPP_US | RMPA | External | Shoulder | B14 | 900 | 200 | 0 | 55.46 | 60.8 | 8 | 0
2015 | MAPP_US_2_RMPA | MAPP_US | RMPA | External | Shoulder | B15 | 1203 | 200 | 0 | 55.46 | 60.8 | 8 | 0
2015 | MAPP_US_2_RMPA | MAPP_US | RMPA | External | Summer | B1 | 10 | 200 | 0 | 84.45 | 86.84 | 8 | 0
2015 | MAPP_US_2_RMPA | MAPP_US | RMPA | External | Summer | B2 | 25 | 200 | 0 | 84.41 | 83.41 | 8 | 0
2015 | MAPP_US_2_RMPA | MAPP_US | RMPA | External | Summer | B3 | 75 | 200 | 0 | 84.38 | 83.39 | 8 | 0
2015 | MAPP_US_2_RMPA | MAPP_US | RMPA | External | Summer | B4 | 100 | 200 | 0 | 78.92 | 77.92 | 8 | 0
2015 | MAPP_US_2_RMPA | MAPP_US | RMPA | External | Summer | B5 | 200 | 200 | 0 | 74.06 | 66.06 | 8 | 0
2015 | MAPP_US_2_RMPA | MAPP_US | RMPA | External | Summer | B6 | 300 | 200 | 0 | 63.69 | 59.27 | 8 | 0
2015 | MAPP_US_2_RMPA | MAPP_US | RMPA | External | Summer | B7 | 400 | 200 | 0 | 54.05 | 59.27 | 8 | 0
2015 | MAPP_US_2_RMPA | MAPP_US | RMPA | External | Summer | B8 | 500 | 200 | 0 | 52.46 | 59.27 | 8 | 0
2015 | MAPP_US_2_RMPA | MAPP_US | RMPA | External | Summer | B9 | 800 | 200 | 0 | 52.46 | 59.27 | 8 | 0
2015 | MAPP_US_2_RMPA | MAPP_US | RMPA | External | Summer | B10 | 1262 | 200 | 0 | 52.46 | 59.27 | 8 | 0
2015 | MAPP_US_2_RMPA | MAPP_US | RMPA | External | Winter | B16 | 25 | 200 | 0 | 68.35 | 68.52 | 8 | 0
2015 | MAPP_US_2_RMPA | MAPP_US | RMPA | External | Winter | B17 | 100 | 200 | 0 | 60.61 | 63.71 | 8 | 0
2015 | MAPP_US_2_RMPA | MAPP_US | RMPA | External | Winter | B18 | 400 | 200 | 0 | 58.09 | 63.71 | 8 | 0
2015 | MAPP_US_2_RMPA | MAPP_US | RMPA | External | Winter | B19 | 700 | 200 | 0 | 58.09 | 63.71 | 8 | 0
2015 | MAPP_US_2_RMPA | MAPP_US | RMPA | External | Winter | B20 | 935 | 200 | 0 | 58.09 | 61.73 | 8 | 0
2015 | NE_2_RMPA | NE | RMPA | External | Shoulder | B11 | 25 | 310 | 0 | 81.86 | 65.89 | 5 | 0
2015 | NE_2_RMPA | NE | RMPA | External | Shoulder | B12 | 200 | 310 | 0 | 60.02 | 60.98 | 5 | 0
2015 | NE_2_RMPA | NE | RMPA | External | Shoulder | B13 | 600 | 310 | 0 | 58.29 | 60.8 | 5 | 0
2015 | NE_2_RMPA | NE | RMPA | External | Shoulder | B14 | 900 | 310 | 0 | 57.37 | 60.8 | 5 | 0
2015 | NE_2_RMPA | NE | RMPA | External | Shoulder | B15 | 1203 | 310 | 0 | 57.37 | 60.8 | 5 | 0
2015 | NE_2_RMPA | NE | RMPA | External | Summer | B1 | 10 | 310 | 0 | 91.45 | 86.84 | 5 | 0
2015 | NE_2_RMPA | NE | RMPA | External | Summer | B2 | 25 | 310 | 0 | 91.41 | 83.41 | 5 | 0
2015 | NE_2_RMPA | NE | RMPA | External | Summer | B3 | 75 | 310 | 0 | 91.38 | 83.39 | 5 | 0
2015 | NE_2_RMPA | NE | RMPA | External | Summer | B4 | 100 | 310 | 0 | 85.92 | 77.92 | 5 | 0
2015 | NE_2_RMPA | NE | RMPA | External | Summer | B5 | 200 | 310 | 0 | 81.06 | 66.06 | 5 | 0
2015 | NE_2_RMPA | NE | RMPA | External | Summer | B6 | 300 | 310 | 0 | 70.69 | 59.27 | 5 | 0
2015 | NE_2_RMPA | NE | RMPA | External | Summer | B7 | 400 | 310 | 0 | 61.05 | 59.27 | 5 | 0
2015 | NE_2_RMPA | NE | RMPA | External | Summer | B8 | 500 | 310 | 0 | 58.69 | 59.27 | 5 | 0
2015 | NE_2_RMPA | NE | RMPA | External | Summer | B9 | 800 | 310 | 0 | 56.1 | 59.27 | 5 | 0
2015 | NE_2_RMPA | NE | RMPA | External | Summer | B10 | 1262 | 310 | 274.54 | 54.27 | 59.27 | 5 | 0
2015 | NE_2_RMPA | NE | RMPA | External | Winter | B16 | 25 | 310 | 0 | 70.35 | 68.52 | 5 | 0
2015 | NE_2_RMPA | NE | RMPA | External | Winter | B17 | 100 | 310 | 0 | 62.61 | 63.71 | 5 | 0
2015 | NE_2_RMPA | NE | RMPA | External | Winter | B18 | 400 | 310 | 0 | 59.85 | 63.71 | 5 | 0
2015 | NE_2_RMPA | NE | RMPA | External | Winter | B19 | 700 | 310 | 0 | 59.71 | 63.71 | 5 | 0
2015 | NE_2_RMPA | NE | RMPA | External | Winter | B20 | 935 | 310 | 84.49 | 56.73 | 61.73 | 5 | 0
2015 | NWPP_Coal_2_MAPP_US | NWPP_Coal | MAPP_US | External | Shoulder | B11 | 25 | 150 | 150 | 57.71 | 74.86 | 8 | 9.15
2015 | NWPP_Coal_2_MAPP_US | NWPP_Coal | MAPP_US | External | Shoulder | B12 | 200 | 150 | 0 | 57.71 | 56.25 | 8 | 0
2015 | NWPP_Coal_2_MAPP_US | NWPP_Coal | MAPP_US | External | Shoulder | B13 | 600 | 150 | 0 | 57.71 | 55.46 | 8 | 0
2015 | NWPP_Coal_2_MAPP_US | NWPP_Coal | MAPP_US | External | Shoulder | B14 | 900 | 150 | 0 | 57.71 | 55.46 | 8 | 0
2015 | NWPP_Coal_2_MAPP_US | NWPP_Coal | MAPP_US | External | Shoulder | B15 | 1203 | 150 | 0 | 57.71 | 55.46 | 8 | 0
2015 | NWPP_Coal_2_MAPP_US | NWPP_Coal | MAPP_US | External | Summer | B1 | 10 | 150 | 150 | 57.89 | 84.45 | 8 | 18.56
2015 | NWPP_Coal_2_MAPP_US | NWPP_Coal | MAPP_US | External | Summer | B2 | 25 | 150 | 150 | 57.89 | 84.41 | 8 | 18.52
2015 | NWPP_Coal_2_MAPP_US | NWPP_Coal | MAPP_US | External | Summer | B3 | 75 | 150 | 150 | 57.89 | 84.38 | 8 | 18.49
2015 | NWPP_Coal_2_MAPP_US | NWPP_Coal | MAPP_US | External | Summer | B4 | 100 | 150 | 150 | 57.89 | 78.92 | 8 | 13.03
2015 | NWPP_Coal_2_MAPP_US | NWPP_Coal | MAPP_US | External | Summer | B5 | 200 | 150 | 150 | 57.89 | 74.06 | 8 | 8.17
2015 | NWPP_Coal_2_MAPP_US | NWPP_Coal | MAPP_US | External | Summer | B6 | 300 | 150 | 0 | 57.89 | 63.69 | 8 | 0
2015 | NWPP_Coal_2_MAPP_US | NWPP_Coal | MAPP_US | External | Summer | B7 | 400 | 150 | 0 | 57.89 | 54.05 | 8 | 0
2015 | NWPP_Coal_2_MAPP_US | NWPP_Coal | MAPP_US | External | Summer | B8 | 500 | 150 | 0 | 57.89 | 52.46 | 8 | 0
2015 | NWPP_Coal_2_MAPP_US | NWPP_Coal | MAPP_US | External | Summer | B9 | 800 | 150 | 0 | 57.89 | 52.46 | 8 | 0
2015 | NWPP_Coal_2_MAPP_US | NWPP_Coal | MAPP_US | External | Summer | B10 | 1262 | 150 | 0 | 57.89 | 52.46 | 8 | 0
2015 | NWPP_Coal_2_MAPP_US | NWPP_Coal | MAPP_US | External | Winter | B16 | 25 | 150 | 41.41 | 60.35 | 68.35 | 8 | 0
2015 | NWPP_Coal_2_MAPP_US | NWPP_Coal | MAPP_US | External | Winter | B17 | 100 | 150 | 0 | 60.35 | 60.61 | 8 | 0
2015 | NWPP_Coal_2_MAPP_US | NWPP_Coal | MAPP_US | External | Winter | B18 | 400 | 150 | 0 | 60.35 | 58.09 | 8 | 0
2015 | NWPP_Coal_2_MAPP_US | NWPP_Coal | MAPP_US | External | Winter | B19 | 700 | 150 | 0 | 60.35 | 58.09 | 8 | 0
2015 | NWPP_Coal_2_MAPP_US | NWPP_Coal | MAPP_US | External | Winter | B20 | 935 | 150 | 0 | 60.35 | 58.09 | 8 | 0
2015 | RMPA_2_MAPP_US | RMPA | MAPP_US | External | Shoulder | B11 | 25 | 200 | 200 | 65.89 | 74.86 | 8 | 0.97
2015 | RMPA_2_MAPP_US | RMPA | MAPP_US | External | Shoulder | B12 | 200 | 200 | 0 | 60.98 | 56.25 | 8 | 0
2015 | RMPA_2_MAPP_US | RMPA | MAPP_US | External | Shoulder | B13 | 600 | 200 | 0 | 60.8 | 55.46 | 8 | 0
2015 | RMPA_2_MAPP_US | RMPA | MAPP_US | External | Shoulder | B14 | 900 | 200 | 0 | 60.8 | 55.46 | 8 | 0
2015 | RMPA_2_MAPP_US | RMPA | MAPP_US | External | Shoulder | B15 | 1203 | 200 | 0 | 60.8 | 55.46 | 8 | 0
2015 | RMPA_2_MAPP_US | RMPA | MAPP_US | External | Summer | B1 | 10 | 200 | 0 | 86.84 | 84.45 | 8 | 0
2015 | RMPA_2_MAPP_US | RMPA | MAPP_US | External | Summer | B2 | 25 | 200 | 0 | 83.41 | 84.41 | 8 | 0
2015 | RMPA_2_MAPP_US | RMPA | MAPP_US | External | Summer | B3 | 75 | 200 | 0 | 83.39 | 84.38 | 8 | 0
2015 | RMPA_2_MAPP_US | RMPA | MAPP_US | External | Summer | B4 | 100 | 200 | 0 | 77.92 | 78.92 | 8 | 0
2015 | RMPA_2_MAPP_US | RMPA | MAPP_US | External | Summer | B5 | 200 | 200 | 28.29 | 66.06 | 74.06 | 8 | 0
2015 | RMPA_2_MAPP_US | RMPA | MAPP_US | External | Summer | B6 | 300 | 200 | 0 | 59.27 | 63.69 | 8 | 0
2015 | RMPA_2_MAPP_US | RMPA | MAPP_US | External | Summer | B7 | 400 | 200 | 0 | 59.27 | 54.05 | 8 | 0
2015 | RMPA_2_MAPP_US | RMPA | MAPP_US | External | Summer | B8 | 500 | 200 | 0 | 59.27 | 52.46 | 8 | 0
2015 | RMPA_2_MAPP_US | RMPA | MAPP_US | External | Summer | B9 | 800 | 200 | 0 | 59.27 | 52.46 | 8 | 0
2015 | RMPA_2_MAPP_US | RMPA | MAPP_US | External | Summer | B10 | 1262 | 200 | 0 | 59.27 | 52.46 | 8 | 0
2015 | RMPA_2_MAPP_US | RMPA | MAPP_US | External | Winter | B16 | 25 | 200 | 0 | 68.52 | 68.35 | 8 | 0
2015 | RMPA_2_MAPP_US | RMPA | MAPP_US | External | Winter | B17 | 100 | 200 | 0 | 63.71 | 60.61 | 8 | 0
2015 | RMPA_2_MAPP_US | RMPA | MAPP_US | External | Winter | B18 | 400 | 200 | 0 | 63.71 | 58.09 | 8 | 0
2015 | RMPA_2_MAPP_US | RMPA | MAPP_US | External | Winter | B19 | 700 | 200 | 0 | 63.71 | 58.09 | 8 | 0
2015 | RMPA_2_MAPP_US | RMPA | MAPP_US | External | Winter | B20 | 935 | 200 | 0 | 61.73 | 58.09 | 8 | 0
2015 | RMPA_2_NE | RMPA | NE | External | Shoulder | B11 | 25 | 310 | 310 | 65.89 | 81.86 | 8 | 7.97
2015 | RMPA_2_NE | RMPA | NE | External | Shoulder | B12 | 200 | 310 | 0 | 60.98 | 60.02 | 8 | 0
2015 | RMPA_2_NE | RMPA | NE | External | Shoulder | B13 | 600 | 310 | 0 | 60.8 | 58.29 | 8 | 0
2015 | RMPA_2_NE | RMPA | NE | External | Shoulder | B14 | 900 | 310 | 0 | 60.8 | 57.37 | 8 | 0
2015 | RMPA_2_NE | RMPA | NE | External | Shoulder | B15 | 1203 | 310 | 0 | 60.8 | 57.37 | 8 | 0
2015 | RMPA_2_NE | RMPA | NE | External | Summer | B1 | 10 | 310 | 0 | 86.84 | 91.45 | 8 | 0
2015 | RMPA_2_NE | RMPA | NE | External | Summer | B2 | 25 | 310 | 9.56 | 83.41 | 91.41 | 8 | 0
2015 | RMPA_2_NE | RMPA | NE | External | Summer | B3 | 75 | 310 | 0 | 83.39 | 91.38 | 8 | 0
2015 | RMPA_2_NE | RMPA | NE | External | Summer | B4 | 100 | 310 | 3.21 | 77.92 | 85.92 | 8 | 0
2015 | RMPA_2_NE | RMPA | NE | External | Summer | B5 | 200 | 310 | 310 | 66.06 | 81.06 | 8 | 7
2015 | RMPA_2_NE | RMPA | NE | External | Summer | B6 | 300 | 310 | 310 | 59.27 | 70.69 | 8 | 3.43
2015 | RMPA_2_NE | RMPA | NE | External | Summer | B7 | 400 | 310 | 0 | 59.27 | 61.05 | 8 | 0
2015 | RMPA_2_NE | RMPA | NE | External | Summer | B8 | 500 | 310 | 0 | 59.27 | 58.69 | 8 | 0
2015 | RMPA_2_NE | RMPA | NE | External | Summer | B9 | 800 | 310 | 0 | 59.27 | 56.1 | 8 | 0
2015 | RMPA_2_NE | RMPA | NE | External | Summer | B10 | 1262 | 310 | 0 | 59.27 | 54.27 | 8 | 0
2015 | RMPA_2_NE | RMPA | NE | External | Winter | B16 | 25 | 310 | 0 | 68.52 | 70.35 | 8 | 0
2015 | RMPA_2_NE | RMPA | NE | External | Winter | B17 | 100 | 310 | 0 | 63.71 | 62.61 | 8 | 0
2015 | RMPA_2_NE | RMPA | NE | External | Winter | B18 | 400 | 310 | 0 | 63.71 | 59.85 | 8 | 0
2015 | RMPA_2_NE | RMPA | NE | External | Winter | B19 | 700 | 310 | 0 | 63.71 | 59.71 | 8 | 0
2015 | RMPA_2_NE | RMPA | NE | External | Winter | B20 | 935 | 310 | 0 | 61.73 | 56.73 | 8 | 0
2015 | RMPA_2_SPP_N | RMPA | SPP_N | External | Shoulder | B11 | 25 | 210 | 210 | 65.89 | 83.04 | 8 | 9.16
2015 | RMPA_2_SPP_N | RMPA | SPP_N | External | Shoulder | B12 | 200 | 210 | 0 | 60.98 | 60.03 | 8 | 0
2015 | RMPA_2_SPP_N | RMPA | SPP_N | External | Shoulder | B13 | 600 | 210 | 0 | 60.8 | 58.31 | 8 | 0
2015 | RMPA_2_SPP_N | RMPA | SPP_N | External | Shoulder | B14 | 900 | 210 | 0 | 60.8 | 57.38 | 8 | 0
2015 | RMPA_2_SPP_N | RMPA | SPP_N | External | Shoulder | B15 | 1203 | 210 | 0 | 60.8 | 57.38 | 8 | 0
2015 | RMPA_2_SPP_N | RMPA | SPP_N | External | Summer | B1 | 10 | 210 | 0 | 86.84 | 92.6 | 8 | 0
2015 | RMPA_2_SPP_N | RMPA | SPP_N | External | Summer | B2 | 25 | 210 | 210 | 83.41 | 92.6 | 8 | 1.19
2015 | RMPA_2_SPP_N | RMPA | SPP_N | External | Summer | B3 | 75 | 210 | 170.44 | 83.39 | 91.39 | 8 | 0
2015 | RMPA_2_SPP_N | RMPA | SPP_N | External | Summer | B4 | 100 | 210 | 210 | 77.92 | 85.93 | 8 | 0.01
2015 | RMPA_2_SPP_N | RMPA | SPP_N | External | Summer | B5 | 200 | 210 | 210 | 66.06 | 81.18 | 8 | 7.13
2015 | RMPA_2_SPP_N | RMPA | SPP_N | External | Summer | B6 | 300 | 210 | 210 | 59.27 | 71.88 | 8 | 4.61
2015 | RMPA_2_SPP_N | RMPA | SPP_N | External | Summer | B7 | 400 | 210 | 0 | 59.27 | 62.24 | 8 | 0
2015 | RMPA_2_SPP_N | RMPA | SPP_N | External | Summer | B8 | 500 | 210 | 0 | 59.27 | 58.7 | 8 | 0
2015 | RMPA_2_SPP_N | RMPA | SPP_N | External | Summer | B9 | 800 | 210 | 0 | 59.27 | 56.11 | 8 | 0
2015 | RMPA_2_SPP_N | RMPA | SPP_N | External | Summer | B10 | 1262 | 210 | 0 | 59.27 | 54.36 | 8 | 0
2015 | RMPA_2_SPP_N | RMPA | SPP_N | External | Winter | B16 | 25 | 210 | 0 | 68.52 | 70.36 | 8 | 0
2015 | RMPA_2_SPP_N | RMPA | SPP_N | External | Winter | B17 | 100 | 210 | 0 | 63.71 | 62.63 | 8 | 0
2015 | RMPA_2_SPP_N | RMPA | SPP_N | External | Winter | B18 | 400 | 210 | 0 | 63.71 | 59.86 | 8 | 0
2015 | RMPA_2_SPP_N | RMPA | SPP_N | External | Winter | B19 | 700 | 210 | 0 | 63.71 | 59.72 | 8 | 0
2015 | RMPA_2_SPP_N | RMPA | SPP_N | External | Winter | B20 | 935 | 210 | 0 | 61.73 | 57.92 | 8 | 0
2015 | SPP_N_2_RMPA | SPP_N | RMPA | External | Shoulder | B11 | 25 | 210 | 0 | 83.04 | 65.89 | 5 | 0
2015 | SPP_N_2_RMPA | SPP_N | RMPA | External | Shoulder | B12 | 200 | 210 | 0 | 60.03 | 60.98 | 5 | 0
2015 | SPP_N_2_RMPA | SPP_N | RMPA | External | Shoulder | B13 | 600 | 210 | 0 | 58.31 | 60.8 | 5 | 0
2015 | SPP_N_2_RMPA | SPP_N | RMPA | External | Shoulder | B14 | 900 | 210 | 0 | 57.38 | 60.8 | 5 | 0
2015 | SPP_N_2_RMPA | SPP_N | RMPA | External | Shoulder | B15 | 1203 | 210 | 0 | 57.38 | 60.8 | 5 | 0
2015 | SPP_N_2_RMPA | SPP_N | RMPA | External | Summer | B1 | 10 | 210 | 0 | 92.6 | 86.84 | 5 | 0
2015 | SPP_N_2_RMPA | SPP_N | RMPA | External | Summer | B2 | 25 | 210 | 0 | 92.6 | 83.41 | 5 | 0
2015 | SPP_N_2_RMPA | SPP_N | RMPA | External | Summer | B3 | 75 | 210 | 0 | 91.39 | 83.39 | 5 | 0
2015 | SPP_N_2_RMPA | SPP_N | RMPA | External | Summer | B4 | 100 | 210 | 0 | 85.93 | 77.92 | 5 | 0
2015 | SPP_N_2_RMPA | SPP_N | RMPA | External | Summer | B5 | 200 | 210 | 0 | 81.18 | 66.06 | 5 | 0
2015 | SPP_N_2_RMPA | SPP_N | RMPA | External | Summer | B6 | 300 | 210 | 0 | 71.88 | 59.27 | 5 | 0
2015 | SPP_N_2_RMPA | SPP_N | RMPA | External | Summer | B7 | 400 | 210 | 0 | 62.24 | 59.27 | 5 | 0
2015 | SPP_N_2_RMPA | SPP_N | RMPA | External | Summer | B8 | 500 | 210 | 0 | 58.7 | 59.27 | 5 | 0
2015 | SPP_N_2_RMPA | SPP_N | RMPA | External | Summer | B9 | 800 | 210 | 0 | 56.11 | 59.27 | 5 | 0
2015 | SPP_N_2_RMPA | SPP_N | RMPA | External | Summer | B10 | 1262 | 210 | 0 | 54.36 | 59.27 | 5 | 0
2015 | SPP_N_2_RMPA | SPP_N | RMPA | External | Winter | B16 | 25 | 210 | 0 | 70.36 | 68.52 | 5 | 0
2015 | SPP_N_2_RMPA | SPP_N | RMPA | External | Winter | B17 | 100 | 210 | 0 | 62.63 | 63.71 | 5 | 0
2015 | SPP_N_2_RMPA | SPP_N | RMPA | External | Winter | B18 | 400 | 210 | 0 | 59.86 | 63.71 | 5 | 0
2015 | SPP_N_2_RMPA | SPP_N | RMPA | External | Winter | B19 | 700 | 210 | 0 | 59.72 | 63.71 | 5 | 0
2015 | SPP_N_2_RMPA | SPP_N | RMPA | External | Winter | B20 | 935 | 210 | 0 | 57.92 | 61.73 | 5 | 0
2015 | SPP_S_2_ERCOT | SPP_S | ERCOT | External | Shoulder | B11 | 25 | 800 | 0 | 83.05 | 84 | 5 | 0
2015 | SPP_S_2_ERCOT | SPP_S | ERCOT | External | Shoulder | B12 | 200 | 800 | 0 | 60.04 | 59 | 5 | 0
2015 | SPP_S_2_ERCOT | SPP_S | ERCOT | External | Shoulder | B13 | 600 | 800 | 0 | 58.32 | 57.25 | 5 | 0
2015 | SPP_S_2_ERCOT | SPP_S | ERCOT | External | Shoulder | B14 | 900 | 800 | 0 | 57.39 | 57.25 | 5 | 0
2015 | SPP_S_2_ERCOT | SPP_S | ERCOT | External | Shoulder | B15 | 1203 | 800 | 0 | 57.39 | 57.25 | 5 | 0
2015 | SPP_S_2_ERCOT | SPP_S | ERCOT | External | Summer | B1 | 10 | 800 | 0 | 89.64 | 82.44 | 5 | 0
2015 | SPP_S_2_ERCOT | SPP_S | ERCOT | External | Summer | B2 | 25 | 800 | 0 | 90.43 | 82.44 | 5 | 0
2015 | SPP_S_2_ERCOT | SPP_S | ERCOT | External | Summer | B3 | 75 | 800 | 0 | 88.43 | 82.44 | 5 | 0
2015 | SPP_S_2_ERCOT | SPP_S | ERCOT | External | Summer | B4 | 100 | 800 | 0 | 82.97 | 82.44 | 5 | 0
2015 | SPP_S_2_ERCOT | SPP_S | ERCOT | External | Summer | B5 | 200 | 800 | 0 | 81.19 | 82.44 | 5 | 0
2015 | SPP_S_2_ERCOT | SPP_S | ERCOT | External | Summer | B6 | 300 | 800 | 0 | 71.89 | 70.03 | 5 | 0
2015 | SPP_S_2_ERCOT | SPP_S | ERCOT | External | Summer | B7 | 400 | 800 | 0 | 62.25 | 61.33 | 5 | 0
2015 | SPP_S_2_ERCOT | SPP_S | ERCOT | External | Summer | B8 | 500 | 800 | 0 | 58.71 | 56.2 | 5 | 0
2015 | SPP_S_2_ERCOT | SPP_S | ERCOT | External | Summer | B9 | 800 | 800 | 0 | 56.13 | 56.2 | 5 | 0
2015 | SPP_S_2_ERCOT | SPP_S | ERCOT | External | Summer | B10 | 1262 | 800 | 0 | 56 | 56.2 | 5 | 0
2015 | SPP_S_2_ERCOT | SPP_S | ERCOT | External | Winter | B16 | 25 | 800 | 0 | 70.38 | 62.38 | 5 | 0
2015 | SPP_S_2_ERCOT | SPP_S | ERCOT | External | Winter | B17 | 100 | 800 | 0 | 62.64 | 59.45 | 5 | 0
2015 | SPP_S_2_ERCOT | SPP_S | ERCOT | External | Winter | B18 | 400 | 800 | 0 | 59.87 | 59.45 | 5 | 0
2015 | SPP_S_2_ERCOT | SPP_S | ERCOT | External | Winter | B19 | 700 | 800 | 0 | 59.74 | 59.45 | 5 | 0
2015 | SPP_S_2_ERCOT | SPP_S | ERCOT | External | Winter | B20 | 935 | 800 | 0 | 59.74 | 59.41 | 5 | 0
2020 | AZ_NM_SNV_Coal_2_SPP_S | AZ_NM_SNV_Coal | SPP_S | External | Shoulder | B11 | 25 | 400 | 0 | 66.85 | 68.9 | 8.17 | 0
2020 | AZ_NM_SNV_Coal_2_SPP_S | AZ_NM_SNV_Coal | SPP_S | External | Shoulder | B12 | 200 | 400 | 0 | 66.85 | 65.35 | 8.17 | 0
2020 | AZ_NM_SNV_Coal_2_SPP_S | AZ_NM_SNV_Coal | SPP_S | External | Shoulder | B13 | 600 | 400 | 0 | 66.85 | 62.78 | 8.17 | 0
2020 | AZ_NM_SNV_Coal_2_SPP_S | AZ_NM_SNV_Coal | SPP_S | External | Shoulder | B14 | 900 | 400 | 0 | 66.85 | 59.02 | 8.17 | 0
2020 | AZ_NM_SNV_Coal_2_SPP_S | AZ_NM_SNV_Coal | SPP_S | External | Shoulder | B15 | 1203 | 400 | 0 | 66.85 | 57.88 | 8.17 | 0
2020 | AZ_NM_SNV_Coal_2_SPP_S | AZ_NM_SNV_Coal | SPP_S | External | Summer | B1 | 10 | 400 | 0 | 89.19 | 92.88 | 8.17 | 0
2020 | AZ_NM_SNV_Coal_2_SPP_S | AZ_NM_SNV_Coal | SPP_S | External | Summer | B2 | 25 | 400 | 0 | 89.19 | 93.39 | 8.17 | 0
2020 | AZ_NM_SNV_Coal_2_SPP_S | AZ_NM_SNV_Coal | SPP_S | External | Summer | B3 | 75 | 400 | 0 | 89.19 | 93.66 | 8.17 | 0
2020 | AZ_NM_SNV_Coal_2_SPP_S | AZ_NM_SNV_Coal | SPP_S | External | Summer | B4 | 100 | 400 | 0 | 87.04 | 92.88 | 8.17 | 0
2020 | AZ_NM_SNV_Coal_2_SPP_S | AZ_NM_SNV_Coal | SPP_S | External | Summer | B5 | 200 | 400 | 400 | 73.97 | 87.75 | 8.17 | 5.62
2020 | AZ_NM_SNV_Coal_2_SPP_S | AZ_NM_SNV_Coal | SPP_S | External | Summer | B6 | 300 | 400 | 0 | 72.75 | 69.91 | 8.17 | 0
2020 | AZ_NM_SNV_Coal_2_SPP_S | AZ_NM_SNV_Coal | SPP_S | External | Summer | B7 | 400 | 400 | 0 | 65.37 | 65.48 | 8.17 | 0
2020 | AZ_NM_SNV_Coal_2_SPP_S | AZ_NM_SNV_Coal | SPP_S | External | Summer | B8 | 500 | 400 | 0 | 65.37 | 63.95 | 8.17 | 0
2020 | AZ_NM_SNV_Coal_2_SPP_S | AZ_NM_SNV_Coal | SPP_S | External | Summer | B9 | 800 | 400 | 0 | 65.35 | 63.84 | 8.17 | 0
2020 | AZ_NM_SNV_Coal_2_SPP_S | AZ_NM_SNV_Coal | SPP_S | External | Summer | B10 | 1262 | 400 | 0 | 65.23 | 59.2 | 8.17 | 0
2020 | AZ_NM_SNV_Coal_2_SPP_S | AZ_NM_SNV_Coal | SPP_S | External | Winter | B16 | 25 | 400 | 0 | 69.88 | 68.26 | 8.17 | 0
2020 | AZ_NM_SNV_Coal_2_SPP_S | AZ_NM_SNV_Coal | SPP_S | External | Winter | B17 | 100 | 400 | 0 | 69.88 | 65.64 | 8.17 | 0
2020 | AZ_NM_SNV_Coal_2_SPP_S | AZ_NM_SNV_Coal | SPP_S | External | Winter | B18 | 400 | 400 | 0 | 69.88 | 64.43 | 8.17 | 0
2020 | AZ_NM_SNV_Coal_2_SPP_S | AZ_NM_SNV_Coal | SPP_S | External | Winter | B19 | 700 | 400 | 0 | 69.88 | 62.71 | 8.17 | 0
2020 | AZ_NM_SNV_Coal_2_SPP_S | AZ_NM_SNV_Coal | SPP_S | External | Winter | B20 | 935 | 400 | 0 | 68.28 | 60.3 | 8.17 | 0
2020 | ERCOT_2_SPP_S | ERCOT | SPP_S | External | Shoulder | B11 | 25 | 800 | 0 | 95.94 | 68.9 | 8 | 0
2020 | ERCOT_2_SPP_S | ERCOT | SPP_S | External | Shoulder | B12 | 200 | 800 | 0 | 70.35 | 65.35 | 8 | 0
2020 | ERCOT_2_SPP_S | ERCOT | SPP_S | External | Shoulder | B13 | 600 | 800 | 0 | 65.28 | 62.78 | 8 | 0
2020 | ERCOT_2_SPP_S | ERCOT | SPP_S | External | Shoulder | B14 | 900 | 800 | 0 | 65.28 | 59.02 | 8 | 0
2020 | ERCOT_2_SPP_S | ERCOT | SPP_S | External | Shoulder | B15 | 1203 | 800 | 0 | 65.28 | 57.88 | 8 | 0
2020 | ERCOT_2_SPP_S | ERCOT | SPP_S | External | Summer | B1 | 10 | 800 | 0 | 108.25 | 92.88 | 8 | 0
2020 | ERCOT_2_SPP_S | ERCOT | SPP_S | External | Summer | B2 | 25 | 800 | 0 | 98.39 | 93.39 | 8 | 0
2020 | ERCOT_2_SPP_S | ERCOT | SPP_S | External | Summer | B3 | 75 | 800 | 0 | 94.24 | 93.66 | 8 | 0
2020 | ERCOT_2_SPP_S | ERCOT | SPP_S | External | Summer | B4 | 100 | 800 | 0 | 94.24 | 92.88 | 8 | 0
2020 | ERCOT_2_SPP_S | ERCOT | SPP_S | External | Summer | B5 | 200 | 800 | 0 | 94.24 | 87.75 | 8 | 0
2020 | ERCOT_2_SPP_S | ERCOT | SPP_S | External | Summer | B6 | 300 | 800 | 0 | 94.24 | 69.91 | 8 | 0
2020 | ERCOT_2_SPP_S | ERCOT | SPP_S | External | Summer | B7 | 400 | 800 | 0 | 70.02 | 65.48 | 8 | 0
2020 | ERCOT_2_SPP_S | ERCOT | SPP_S | External | Summer | B8 | 500 | 800 | 0 | 64.14 | 63.95 | 8 | 0
2020 | ERCOT_2_SPP_S | ERCOT | SPP_S | External | Summer | B9 | 800 | 800 | 0 | 64.14 | 63.84 | 8 | 0
2020 | ERCOT_2_SPP_S | ERCOT | SPP_S | External | Summer | B10 | 1262 | 800 | 0 | 64.14 | 59.2 | 8 | 0
2020 | ERCOT_2_SPP_S | ERCOT | SPP_S | External | Winter | B16 | 25 | 800 | 0 | 76.84 | 68.26 | 8 | 0
2020 | ERCOT_2_SPP_S | ERCOT | SPP_S | External | Winter | B17 | 100 | 800 | 0 | 70.64 | 65.64 | 8 | 0
2020 | ERCOT_2_SPP_S | ERCOT | SPP_S | External | Winter | B18 | 400 | 800 | 0 | 67.74 | 64.43 | 8 | 0
2020 | ERCOT_2_SPP_S | ERCOT | SPP_S | External | Winter | B19 | 700 | 800 | 0 | 67.74 | 62.71 | 8 | 0
2020 | ERCOT_2_SPP_S | ERCOT | SPP_S | External | Winter | B20 | 935 | 800 | 0 | 67.74 | 60.3 | 8 | 0
2020 | MAPP_US_2_RMPA | MAPP_US | RMPA | External | Shoulder | B11 | 25 | 200 | 0 | 71.47 | 70.35 | 8 | 0
2020 | MAPP_US_2_RMPA | MAPP_US | RMPA | External | Shoulder | B12 | 200 | 200 | 0 | 63.34 | 70.35 | 8 | 0
2020 | MAPP_US_2_RMPA | MAPP_US | RMPA | External | Shoulder | B13 | 600 | 200 | 200 | 59.88 | 69.37 | 8 | 1.49
2020 | MAPP_US_2_RMPA | MAPP_US | RMPA | External | Shoulder | B14 | 900 | 200 | 200 | 57.46 | 69.37 | 8 | 3.91
2020 | MAPP_US_2_RMPA | MAPP_US | RMPA | External | Shoulder | B15 | 1203 | 200 | 200 | 56.03 | 64.61 | 8 | 0.58
2020 | MAPP_US_2_RMPA | MAPP_US | RMPA | External | Summer | B1 | 10 | 200 | 0 | 96.82 | 97.35 | 8 | 0
2020 | MAPP_US_2_RMPA | MAPP_US | RMPA | External | Summer | B2 | 25 | 200 | 0 | 96.42 | 91.24 | 8 | 0
2020 | MAPP_US_2_RMPA | MAPP_US | RMPA | External | Summer | B3 | 75 | 200 | 0 | 95.21 | 91.52 | 8 | 0
2020 | MAPP_US_2_RMPA | MAPP_US | RMPA | External | Summer | B4 | 100 | 200 | 0 | 92.27 | 88.06 | 8 | 0
2020 | MAPP_US_2_RMPA | MAPP_US | RMPA | External | Summer | B5 | 200 | 200 | 0 | 84.43 | 80.91 | 8 | 0
2020 | MAPP_US_2_RMPA | MAPP_US | RMPA | External | Summer | B6 | 300 | 200 | 0 | 67.92 | 68.58 | 8 | 0
2020 | MAPP_US_2_RMPA | MAPP_US | RMPA | External | Summer | B7 | 400 | 200 | 200 | 58.45 | 68.58 | 8 | 2.13
2020 | MAPP_US_2_RMPA | MAPP_US | RMPA | External | Summer | B8 | 500 | 200 | 200 | 56.81 | 68.58 | 8 | 3.77
2020 | MAPP_US_2_RMPA | MAPP_US | RMPA | External | Summer | B9 | 800 | 200 | 200 | 56.81 | 68.58 | 8 | 3.77
2020 | MAPP_US_2_RMPA | MAPP_US | RMPA | External | Summer | B10 | 1262 | 200 | 200 | 54.25 | 64.27 | 8 | 2.02
2020 | MAPP_US_2_RMPA | MAPP_US | RMPA | External | Winter | B16 | 25 | 200 | 0 | 70.21 | 73.69 | 8 | 0
2020 | MAPP_US_2_RMPA | MAPP_US | RMPA | External | Winter | B17 | 100 | 200 | 200 | 65.45 | 73.69 | 8 | 0.24
2020 | MAPP_US_2_RMPA | MAPP_US | RMPA | External | Winter | B18 | 400 | 200 | 14.02 | 62.44 | 70.44 | 8 | 0
2020 | MAPP_US_2_RMPA | MAPP_US | RMPA | External | Winter | B19 | 700 | 200 | 200 | 60.72 | 69 | 8 | 0.28
2020 | MAPP_US_2_RMPA | MAPP_US | RMPA | External | Winter | B20 | 935 | 200 | 0 | 57.72 | 64.27 | 8 | 0
2020 | NE_2_RMPA | NE | RMPA | External | Shoulder | B11 | 25 | 310 | 0 | 74.75 | 70.35 | 5 | 0
2020 | NE_2_RMPA | NE | RMPA | External | Shoulder | B12 | 200 | 310 | 13.5 | 65.35 | 70.35 | 5 | 0
2020 | NE_2_RMPA | NE | RMPA | External | Shoulder | B13 | 600 | 310 | 310 | 64.06 | 69.37 | 5 | 0.31
2020 | NE_2_RMPA | NE | RMPA | External | Shoulder | B14 | 900 | 310 | 310 | 60.52 | 69.37 | 5 | 3.85
2020 | NE_2_RMPA | NE | RMPA | External | Shoulder | B15 | 1203 | 310 | 310 | 58.05 | 64.61 | 5 | 1.56
2020 | NE_2_RMPA | NE | RMPA | External | Summer | B1 | 10 | 310 | 0 | 98.73 | 97.35 | 5 | 0
2020 | NE_2_RMPA | NE | RMPA | External | Summer | B2 | 25 | 310 | 0 | 99.24 | 91.24 | 5 | 0
2020 | NE_2_RMPA | NE | RMPA | External | Summer | B3 | 75 | 310 | 0 | 99.52 | 91.52 | 5 | 0
2020 | NE_2_RMPA | NE | RMPA | External | Summer | B4 | 100 | 310 | 0 | 98.73 | 88.06 | 5 | 0
2020 | NE_2_RMPA | NE | RMPA | External | Summer | B5 | 200 | 310 | 0 | 91.43 | 80.91 | 5 | 0
2020 | NE_2_RMPA | NE | RMPA | External | Summer | B6 | 300 | 310 | 0 | 71.2 | 68.58 | 5 | 0
2020 | NE_2_RMPA | NE | RMPA | External | Summer | B7 | 400 | 310 | 0 | 65.45 | 68.58 | 5 | 0
2020 | NE_2_RMPA | NE | RMPA | External | Summer | B8 | 500 | 310 | 0 | 63.92 | 68.58 | 5 | 0
2020 | NE_2_RMPA | NE | RMPA | External | Summer | B9 | 800 | 310 | 0 | 63.81 | 68.58 | 5 | 0
2020 | NE_2_RMPA | NE | RMPA | External | Summer | B10 | 1262 | 310 | 310 | 59.2 | 64.27 | 5 | 0.06
2020 | NE_2_RMPA | NE | RMPA | External | Winter | B16 | 25 | 310 | 0 | 74.11 | 73.69 | 5 | 0
2020 | NE_2_RMPA | NE | RMPA | External | Winter | B17 | 100 | 310 | 310 | 67.45 | 73.69 | 5 | 1.24
2020 | NE_2_RMPA | NE | RMPA | External | Winter | B18 | 400 | 310 | 27.22 | 65.44 | 70.44 | 5 | 0
2020 | NE_2_RMPA | NE | RMPA | External | Winter | B19 | 700 | 310 | 130.88 | 64 | 69 | 5 | 0
2020 | NE_2_RMPA | NE | RMPA | External | Winter | B20 | 935 | 310 | 0 | 60.49 | 64.27 | 5 | 0
2020 | NWPP_Coal_2_MAPP_US | NWPP_Coal | MAPP_US | External | Shoulder | B11 | 25 | 150 | 0 | 72.78 | 71.47 | 8 | 0
2020 | NWPP_Coal_2_MAPP_US | NWPP_Coal | MAPP_US | External | Shoulder | B12 | 200 | 150 | 0 | 72.78 | 63.34 | 8 | 0
2020 | NWPP_Coal_2_MAPP_US | NWPP_Coal | MAPP_US | External | Shoulder | B13 | 600 | 150 | 0 | 72.78 | 59.88 | 8 | 0
2020 | NWPP_Coal_2_MAPP_US | NWPP_Coal | MAPP_US | External | Shoulder | B14 | 900 | 150 | 0 | 72.78 | 57.46 | 8 | 0
2020 | NWPP_Coal_2_MAPP_US | NWPP_Coal | MAPP_US | External | Shoulder | B15 | 1203 | 150 | 0 | 72.78 | 56.03 | 8 | 0
2020 | NWPP_Coal_2_MAPP_US | NWPP_Coal | MAPP_US | External | Summer | B1 | 10 | 150 | 150 | 76.23 | 96.82 | 8 | 12.6
2020 | NWPP_Coal_2_MAPP_US | NWPP_Coal | MAPP_US | External | Summer | B2 | 25 | 150 | 150 | 76.23 | 96.42 | 8 | 12.19
2020 | NWPP_Coal_2_MAPP_US | NWPP_Coal | MAPP_US | External | Summer | B3 | 75 | 150 | 150 | 72.74 | 95.21 | 8 | 14.47
2020 | NWPP_Coal_2_MAPP_US | NWPP_Coal | MAPP_US | External | Summer | B4 | 100 | 150 | 150 | 72.74 | 92.27 | 8 | 11.53
2020 | NWPP_Coal_2_MAPP_US | NWPP_Coal | MAPP_US | External | Summer | B5 | 200 | 150 | 150 | 72.74 | 84.43 | 8 | 3.69
2020 | NWPP_Coal_2_MAPP_US | NWPP_Coal | MAPP_US | External | Summer | B6 | 300 | 150 | 0 | 72.74 | 67.92 | 8 | 0
2020 | NWPP_Coal_2_MAPP_US | NWPP_Coal | MAPP_US | External | Summer | B7 | 400 | 150 | 0 | 72.74 | 58.45 | 8 | 0
2020 | NWPP_Coal_2_MAPP_US | NWPP_Coal | MAPP_US | External | Summer | B8 | 500 | 150 | 0 | 72.74 | 56.81 | 8 | 0
2020 | NWPP_Coal_2_MAPP_US | NWPP_Coal | MAPP_US | External | Summer | B9 | 800 | 150 | 0 | 72.74 | 56.81 | 8 | 0
2020 | NWPP_Coal_2_MAPP_US | NWPP_Coal | MAPP_US | External | Summer | B10 | 1262 | 150 | 0 | 72.74 | 54.25 | 8 | 0
2020 | NWPP_Coal_2_MAPP_US | NWPP_Coal | MAPP_US | External | Winter | B16 | 25 | 150 | 0 | 76.45 | 70.21 | 8 | 0
2020 | NWPP_Coal_2_MAPP_US | NWPP_Coal | MAPP_US | External | Winter | B17 | 100 | 150 | 0 | 76.45 | 65.45 | 8 | 0
2020 | NWPP_Coal_2_MAPP_US | NWPP_Coal | MAPP_US | External | Winter | B18 | 400 | 150 | 0 | 76.45 | 62.44 | 8 | 0
2020 | NWPP_Coal_2_MAPP_US | NWPP_Coal | MAPP_US | External | Winter | B19 | 700 | 150 | 0 | 76.45 | 60.72 | 8 | 0
2020 | NWPP_Coal_2_MAPP_US | NWPP_Coal | MAPP_US | External | Winter | B20 | 935 | 150 | 0 | 76.45 | 57.72 | 8 | 0
2020 | RMPA_2_MAPP_US | RMPA | MAPP_US | External | Shoulder | B11 | 25 | 200 | 0 | 70.35 | 71.47 | 8 | 0
2020 | RMPA_2_MAPP_US | RMPA | MAPP_US | External | Shoulder | B12 | 200 | 200 | 0 | 70.35 | 63.34 | 8 | 0
2020 | RMPA_2_MAPP_US | RMPA | MAPP_US | External | Shoulder | B13 | 600 | 200 | 0 | 69.37 | 59.88 | 8 | 0
2020 | RMPA_2_MAPP_US | RMPA | MAPP_US | External | Shoulder | B14 | 900 | 200 | 0 | 69.37 | 57.46 | 8 | 0
2020 | RMPA_2_MAPP_US | RMPA | MAPP_US | External | Shoulder | B15 | 1203 | 200 | 0 | 64.61 | 56.03 | 8 | 0
2020 | RMPA_2_MAPP_US | RMPA | MAPP_US | External | Summer | B1 | 10 | 200 | 0 | 97.35 | 96.82 | 8 | 0
2020 | RMPA_2_MAPP_US | RMPA | MAPP_US | External | Summer | B2 | 25 | 200 | 0 | 91.24 | 96.42 | 8 | 0
2020 | RMPA_2_MAPP_US | RMPA | MAPP_US | External | Summer | B3 | 75 | 200 | 0 | 91.52 | 95.21 | 8 | 0
2020 | RMPA_2_MAPP_US | RMPA | MAPP_US | External | Summer | B4 | 100 | 200 | 0 | 88.06 | 92.27 | 8 | 0
2020 | RMPA_2_MAPP_US | RMPA | MAPP_US | External | Summer | B5 | 200 | 200 | 0 | 80.91 | 84.43 | 8 | 0
2020 | RMPA_2_MAPP_US | RMPA | MAPP_US | External | Summer | B6 | 300 | 200 | 0 | 68.58 | 67.92 | 8 | 0
2020 | RMPA_2_MAPP_US | RMPA | MAPP_US | External | Summer | B7 | 400 | 200 | 0 | 68.58 | 58.45 | 8 | 0
2020 | RMPA_2_MAPP_US | RMPA | MAPP_US | External | Summer | B8 | 500 | 200 | 0 | 68.58 | 56.81 | 8 | 0
2020 | RMPA_2_MAPP_US | RMPA | MAPP_US | External | Summer | B9 | 800 | 200 | 0 | 68.58 | 56.81 | 8 | 0
2020 | RMPA_2_MAPP_US | RMPA | MAPP_US | External | Summer | B10 | 1262 | 200 | 0 | 64.27 | 54.25 | 8 | 0
2020 | RMPA_2_MAPP_US | RMPA | MAPP_US | External | Winter | B16 | 25 | 200 | 0 | 73.69 | 70.21 | 8 | 0
2020 | RMPA_2_MAPP_US | RMPA | MAPP_US | External | Winter | B17 | 100 | 200 | 0 | 73.69 | 65.45 | 8 | 0
2020 | RMPA_2_MAPP_US | RMPA | MAPP_US | External | Winter | B18 | 400 | 200 | 0 | 70.44 | 62.44 | 8 | 0
2020 | RMPA_2_MAPP_US | RMPA | MAPP_US | External | Winter | B19 | 700 | 200 | 0 | 69 | 60.72 | 8 | 0
2020 | RMPA_2_MAPP_US | RMPA | MAPP_US | External | Winter | B20 | 935 | 200 | 0 | 64.27 | 57.72 | 8 | 0
2020 | RMPA_2_NE | RMPA | NE | External | Shoulder | B11 | 25 | 310 | 0 | 70.35 | 74.75 | 8 | 0
2020 | RMPA_2_NE | RMPA | NE | External | Shoulder | B12 | 200 | 310 | 0 | 70.35 | 65.35 | 8 | 0
2020 | RMPA_2_NE | RMPA | NE | External | Shoulder | B13 | 600 | 310 | 0 | 69.37 | 64.06 | 8 | 0
2020 | RMPA_2_NE | RMPA | NE | External | Shoulder | B14 | 900 | 310 | 0 | 69.37 | 60.52 | 8 | 0
2020 | RMPA_2_NE | RMPA | NE | External | Shoulder | B15 | 1203 | 310 | 0 | 64.61 | 58.05 | 8 | 0
2020 | RMPA_2_NE | RMPA | NE | External | Summer | B1 | 10 | 310 | 0 | 97.35 | 98.73 | 8 | 0
2020 | RMPA_2_NE | RMPA | NE | External | Summer | B2 | 25 | 310 | 226.08 | 91.24 | 99.24 | 8 | 0
2020 | RMPA_2_NE | RMPA | NE | External | Summer | B3 | 75 | 310 | 172.55 | 91.52 | 99.52 | 8 | 0
2020 | RMPA_2_NE | RMPA | NE | External | Summer | B4 | 100 | 310 | 310 | 88.06 | 98.73 | 8 | 2.67
2020 | RMPA_2_NE | RMPA | NE | External | Summer | B5 | 200 | 310 | 310 | 80.91 | 91.43 | 8 | 2.52
2020 | RMPA_2_NE | RMPA | NE | External | Summer | B6 | 300 | 310 | 0 | 68.58 | 71.2 | 8 | 0
2020 | RMPA_2_NE | RMPA | NE | External | Summer | B7 | 400 | 310 | 0 | 68.58 | 65.45 | 8 | 0
2020 | RMPA_2_NE | RMPA | NE | External | Summer | B8 | 500 | 310 | 0 | 68.58 | 63.92 | 8 | 0
2020 | RMPA_2_NE | RMPA | NE | External | Summer | B9 | 800 | 310 | 0 | 68.58 | 63.81 | 8 | 0
2020 | RMPA_2_NE | RMPA | NE | External | Summer | B10 | 1262 | 310 | 0 | 64.27 | 59.2 | 8 | 0
2020 | RMPA_2_NE | RMPA | NE | External | Winter | B16 | 25 | 310 | 0 | 73.69 | 74.11 | 8 | 0
2020 | RMPA_2_NE | RMPA | NE | External | Winter | B17 | 100 | 310 | 0 | 73.69 | 67.45 | 8 | 0
2020 | RMPA_2_NE | RMPA | NE | External | Winter | B18 | 400 | 310 | 0 | 70.44 | 65.44 | 8 | 0
2020 | RMPA_2_NE | RMPA | NE | External | Winter | B19 | 700 | 310 | 0 | 69 | 64 | 8 | 0
2020 | RMPA_2_NE | RMPA | NE | External | Winter | B20 | 935 | 310 | 0 | 64.27 | 60.49 | 8 | 0
2020 | RMPA_2_SPP_N | RMPA | SPP_N | External | Shoulder | B11 | 25 | 210 | 0 | 70.35 | 73.47 | 8 | 0
2020 | RMPA_2_SPP_N | RMPA | SPP_N | External | Shoulder | B12 | 200 | 210 | 0 | 70.35 | 65.34 | 8 | 0
2020 | RMPA_2_SPP_N | RMPA | SPP_N | External | Shoulder | B13 | 600 | 210 | 0 | 69.37 | 62.77 | 8 | 0
2020 | RMPA_2_SPP_N | RMPA | SPP_N | External | Shoulder | B14 | 900 | 210 | 0 | 69.37 | 60.51 | 8 | 0
2020 | RMPA_2_SPP_N | RMPA | SPP_N | External | Shoulder | B15 | 1203 | 210 | 0 | 64.61 | 58.03 | 8 | 0
2020 | RMPA_2_SPP_N | RMPA | SPP_N | External | Summer | B1 | 10 | 210 | 0 | 97.35 | 97.45 | 8 | 0
2020 | RMPA_2_SPP_N | RMPA | SPP_N | External | Summer | B2 | 25 | 210 | 0 | 91.24 | 97.96 | 8 | 0
2020 | RMPA_2_SPP_N | RMPA | SPP_N | External | Summer | B3 | 75 | 210 | 0 | 91.52 | 98.24 | 8 | 0
2020 | RMPA_2_SPP_N | RMPA | SPP_N | External | Summer | B4 | 100 | 210 | 210 | 88.06 | 97.45 | 8 | 1.39
2020 | RMPA_2_SPP_N | RMPA | SPP_N | External | Summer | B5 | 200 | 210 | 210 | 80.91 | 90.15 | 8 | 1.24
2020 | RMPA_2_SPP_N | RMPA | SPP_N | External | Summer | B6 | 300 | 210 | 0 | 68.58 | 69.92 | 8 | 0
2020 | RMPA_2_SPP_N | RMPA | SPP_N | External | Summer | B7 | 400 | 210 | 0 | 68.58 | 65.47 | 8 | 0
2020 | RMPA_2_SPP_N | RMPA | SPP_N | External | Summer | B8 | 500 | 210 | 0 | 68.58 | 63.94 | 8 | 0
2020 | RMPA_2_SPP_N | RMPA | SPP_N | External | Summer | B9 | 800 | 210 | 0 | 68.58 | 63.82 | 8 | 0
2020 | RMPA_2_SPP_N | RMPA | SPP_N | External | Summer | B10 | 1262 | 210 | 0 | 64.27 | 59.19 | 8 | 0
2020 | RMPA_2_SPP_N | RMPA | SPP_N | External | Winter | B16 | 25 | 210 | 0 | 73.69 | 72.82 | 8 | 0
2020 | RMPA_2_SPP_N | RMPA | SPP_N | External | Winter | B17 | 100 | 210 | 0 | 73.69 | 66.17 | 8 | 0
2020 | RMPA_2_SPP_N | RMPA | SPP_N | External | Winter | B18 | 400 | 210 | 0 | 70.44 | 64.44 | 8 | 0
2020 | RMPA_2_SPP_N | RMPA | SPP_N | External | Winter | B19 | 700 | 210 | 0 | 69 | 62.72 | 8 | 0
2020 | RMPA_2_SPP_N | RMPA | SPP_N | External | Winter | B20 | 935 | 210 | 0 | 64.27 | 60.45 | 8 | 0
2020 | SPP_N_2_RMPA | SPP_N | RMPA | External | Shoulder | B11 | 25 | 210 | 0 | 73.47 | 70.35 | 5 | 0
2020 | SPP_N_2_RMPA | SPP_N | RMPA | External | Shoulder | B12 | 200 | 210 | 210 | 65.34 | 70.35 | 5 | 0.01
2020 | SPP_N_2_RMPA | SPP_N | RMPA | External | Shoulder | B13 | 600 | 210 | 210 | 62.77 | 69.37 | 5 | 1.6
2020 | SPP_N_2_RMPA | SPP_N | RMPA | External | Shoulder | B14 | 900 | 210 | 210 | 60.51 | 69.37 | 5 | 3.86
2020 | SPP_N_2_RMPA | SPP_N | RMPA | External | Shoulder | B15 | 1203 | 210 | 210 | 58.03 | 64.61 | 5 | 1.58
2020 | SPP_N_2_RMPA | SPP_N | RMPA | External | Summer | B1 | 10 | 210 | 0 | 97.45 | 97.35 | 5 | 0
2020 | SPP_N_2_RMPA | SPP_N | RMPA | External | Summer | B2 | 25 | 210 | 0 | 97.96 | 91.24 | 5 | 0
2020 | SPP_N_2_RMPA | SPP_N | RMPA | External | Summer | B3 | 75 | 210 | 0 | 98.24 | 91.52 | 5 | 0
2020 | SPP_N_2_RMPA | SPP_N | RMPA | External | Summer | B4 | 100 | 210 | 0 | 97.45 | 88.06 | 5 | 0
2020 | SPP_N_2_RMPA | SPP_N | RMPA | External | Summer | B5 | 200 | 210 | 0 | 90.15 | 80.91 | 5 | 0
2020 | SPP_N_2_RMPA | SPP_N | RMPA | External | Summer | B6 | 300 | 210 | 0 | 69.92 | 68.58 | 5 | 0
2020 | SPP_N_2_RMPA | SPP_N | RMPA | External | Summer | B7 | 400 | 210 | 0 | 65.47 | 68.58 | 5 | 0
2020 | SPP_N_2_RMPA | SPP_N | RMPA | External | Summer | B8 | 500 | 210 | 0 | 63.94 | 68.58 | 5 | 0
2020 | SPP_N_2_RMPA | SPP_N | RMPA | External | Summer | B9 | 800 | 210 | 0 | 63.82 | 68.58 | 5 | 0
2020 | SPP_N_2_RMPA | SPP_N | RMPA | External | Summer | B10 | 1262 | 210 | 210 | 59.19 | 64.27 | 5 | 0.08
2020 | SPP_N_2_RMPA | SPP_N | RMPA | External | Winter | B16 | 25 | 210 | 0 | 72.82 | 73.69 | 5 | 0
2020 | SPP_N_2_RMPA | SPP_N | RMPA | External | Winter | B17 | 100 | 210 | 210 | 66.17 | 73.69 | 5 | 2.52
2020 | SPP_N_2_RMPA | SPP_N | RMPA | External | Winter | B18 | 400 | 210 | 210 | 64.44 | 70.44 | 5 | 1
2020 | SPP_N_2_RMPA | SPP_N | RMPA | External | Winter | B19 | 700 | 210 | 210 | 62.72 | 69 | 5 | 1.28
2020 | SPP_N_2_RMPA | SPP_N | RMPA | External | Winter | B20 | 935 | 210 | 0 | 60.45 | 64.27 | 5 | 0
2020 | SPP_S_2_ERCOT | SPP_S | ERCOT | External | Shoulder | B11 | 25 | 800 | 800 | 68.9 | 95.94 | 5 | 22.04
2020 | SPP_S_2_ERCOT | SPP_S | ERCOT | External | Shoulder | B12 | 200 | 800 | 32.78 | 65.35 | 70.35 | 5 | 0
2020 | SPP_S_2_ERCOT | SPP_S | ERCOT | External | Shoulder | B13 | 600 | 800 | 0 | 62.78 | 65.28 | 5 | 0
2020 | SPP_S_2_ERCOT | SPP_S | ERCOT | External | Shoulder | B14 | 900 | 800 | 800 | 59.02 | 65.28 | 5 | 1.26
2020 | SPP_S_2_ERCOT | SPP_S | ERCOT | External | Shoulder | B15 | 1203 | 800 | 800 | 57.88 | 65.28 | 5 | 2.4
2020 | SPP_S_2_ERCOT | SPP_S | ERCOT | External | Summer | B1 | 10 | 800 | 800 | 92.88 | 108.25 | 5 | 10.37
2020 | SPP_S_2_ERCOT | SPP_S | ERCOT | External | Summer | B2 | 25 | 800 | 442.53 | 93.39 | 98.39 | 5 | 0
2020 | SPP_S_2_ERCOT | SPP_S | ERCOT | External | Summer | B3 | 75 | 800 | 0 | 93.66 | 94.24 | 5 | 0
2020 | SPP_S_2_ERCOT | SPP_S | ERCOT | External | Summer | B4 | 100 | 800 | 0 | 92.88 | 94.24 | 5 | 0
2020 | SPP_S_2_ERCOT | SPP_S | ERCOT | External | Summer | B5 | 200 | 800 | 800 | 87.75 | 94.24 | 5 | 1.49
2020 | SPP_S_2_ERCOT | SPP_S | ERCOT | External | Summer | B6 | 300 | 800 | 800 | 69.91 | 94.24 | 5 | 19.33
2020 | SPP_S_2_ERCOT | SPP_S | ERCOT | External | Summer | B7 | 400 | 800 | 0 | 65.48 | 70.02 | 5 | 0
2020 | SPP_S_2_ERCOT | SPP_S | ERCOT | External | Summer | B8 | 500 | 800 | 0 | 63.95 | 64.14 | 5 | 0
2020 | SPP_S_2_ERCOT | SPP_S | ERCOT | External | Summer | B9 | 800 | 800 | 0 | 63.84 | 64.14 | 5 | 0
2020 | SPP_S_2_ERCOT | SPP_S | ERCOT | External | Summer | B10 | 1262 | 800 | 0 | 59.2 | 64.14 | 5 | 0
2020 | SPP_S_2_ERCOT | SPP_S | ERCOT | External | Winter | B16 | 25 | 800 | 800 | 68.26 | 76.84 | 5 | 3.58
2020 | SPP_S_2_ERCOT | SPP_S | ERCOT | External | Winter | B17 | 100 | 800 | 740.19 | 65.64 | 70.64 | 5 | 0
2020 | SPP_S_2_ERCOT | SPP_S | ERCOT | External | Winter | B18 | 400 | 800 | 0 | 64.43 | 67.74 | 5 | 0
2020 | SPP_S_2_ERCOT | SPP_S | ERCOT | External | Winter | B19 | 700 | 800 | 800 | 62.71 | 67.74 | 5 | 0.04
2020 | SPP_S_2_ERCOT | SPP_S | ERCOT | External | Winter | B20 | 935 | 800 | 800 | 60.3 | 67.74 | 5 | 2.45
2025 | AZ_NM_SNV_Coal_2_SPP_S | AZ_NM_SNV_Coal | SPP_S | External | Shoulder | B11 | 25 | 400 | 0 | 73.16 | 76.73 | 8.17 | 0
2025 | AZ_NM_SNV_Coal_2_SPP_S | AZ_NM_SNV_Coal | SPP_S | External | Shoulder | B12 | 200 | 400 | 0 | 72.49 | 70.5 | 8.17 | 0
2025 | AZ_NM_SNV_Coal_2_SPP_S | AZ_NM_SNV_Coal | SPP_S | External | Shoulder | B13 | 600 | 400 | 0 | 72.49 | 70.5 | 8.17 | 0
2025 | AZ_NM_SNV_Coal_2_SPP_S | AZ_NM_SNV_Coal | SPP_S | External | Shoulder | B14 | 900 | 400 | 0 | 72.49 | 63.66 | 8.17 | 0
2025 | AZ_NM_SNV_Coal_2_SPP_S | AZ_NM_SNV_Coal | SPP_S | External | Shoulder | B15 | 1203 | 400 | 0 | 72.49 | 61.37 | 8.17 | 0
2025 | AZ_NM_SNV_Coal_2_SPP_S | AZ_NM_SNV_Coal | SPP_S | External | Summer | B1 | 10 | 400 | 0 | 107.48 | 101.08 | 8.17 | 0
2025 | AZ_NM_SNV_Coal_2_SPP_S | AZ_NM_SNV_Coal | SPP_S | External | Summer | B2 | 25 | 400 | 0 | 97.41 | 102.65 | 8.17 | 0
2025 | AZ_NM_SNV_Coal_2_SPP_S | AZ_NM_SNV_Coal | SPP_S | External | Summer | B3 | 75 | 400 | 400 | 97.41 | 106.65 | 8.17 | 1.07
2025 | AZ_NM_SNV_Coal_2_SPP_S | AZ_NM_SNV_Coal | SPP_S | External | Summer | B4 | 100 | 400 | 0 | 95.17 | 101.08 | 8.17 | 0
2025 | AZ_NM_SNV_Coal_2_SPP_S | AZ_NM_SNV_Coal | SPP_S | External | Summer | B5 | 200 | 400 | 400 | 87.03 | 100.23 | 8.17 | 5.04
2025 | AZ_NM_SNV_Coal_2_SPP_S | AZ_NM_SNV_Coal | SPP_S | External | Summer | B6 | 300 | 400 | 0 | 87.02 | 85.54 | 8.17 | 0
2025 | AZ_NM_SNV_Coal_2_SPP_S | AZ_NM_SNV_Coal | SPP_S | External | Summer | B7 | 400 | 400 | 0 | 78.84 | 75.56 | 8.17 | 0
2025 | AZ_NM_SNV_Coal_2_SPP_S | AZ_NM_SNV_Coal | SPP_S | External | Summer | B8 | 500 | 400 | 0 | 78.84 | 70.26 | 8.17 | 0
2025 | AZ_NM_SNV_Coal_2_SPP_S | AZ_NM_SNV_Coal | SPP_S | External | Summer | B9 | 800 | 400 | 0 | 75.3 | 69.11 | 8.17 | 0
2025 | AZ_NM_SNV_Coal_2_SPP_S | AZ_NM_SNV_Coal | SPP_S | External | Summer | B10 | 1262 | 400 | 0 | 70.69 | 64.24 | 8.17 | 0
2025 | AZ_NM_SNV_Coal_2_SPP_S | AZ_NM_SNV_Coal | SPP_S | External | Winter | B16 | 25 | 400 | 0 | 75.85 | 73.71 | 8.17 | 0
2025 | AZ_NM_SNV_Coal_2_SPP_S | AZ_NM_SNV_Coal | SPP_S | External | Winter | B17 | 100 | 400 | 0 | 75.85 | 71.68 | 8.17 | 0
2025 | AZ_NM_SNV_Coal_2_SPP_S | AZ_NM_SNV_Coal | SPP_S | External | Winter | B18 | 400 | 400 | 0 | 75.85 | 71.51 | 8.17 | 0
2025 | AZ_NM_SNV_Coal_2_SPP_S | AZ_NM_SNV_Coal | SPP_S | External | Winter | B19 | 700 | 400 | 0 | 75.85 | 68.56 | 8.17 | 0
2025 | AZ_NM_SNV_Coal_2_SPP_S | AZ_NM_SNV_Coal | SPP_S | External | Winter | B20 | 935 | 400 | 0 | 75.85 | 63.96 | 8.17 | 0
2025 | ERCOT_2_SPP_S | ERCOT | SPP_S | External | Shoulder | B11 | 25 | 800 | 0 | 81.73 | 76.73 | 8 | 0
2025 | ERCOT_2_SPP_S | ERCOT | SPP_S | External | Shoulder | B12 | 200 | 800 | 0 | 70.42 | 70.5 | 8 | 0
2025 | ERCOT_2_SPP_S | ERCOT | SPP_S | External | Shoulder | B13 | 600 | 800 | 0 | 70.42 | 70.5 | 8 | 0
2025 | ERCOT_2_SPP_S | ERCOT | SPP_S | External | Shoulder | B14 | 900 | 800 | 0 | 70.42 | 63.66 | 8 | 0
2025 | ERCOT_2_SPP_S | ERCOT | SPP_S | External | Shoulder | B15 | 1203 | 800 | 0 | 61.3 | 61.37 | 8 | 0
2025 | ERCOT_2_SPP_S | ERCOT | SPP_S | External | Summer | B1 | 10 | 800 | 0 | 110.2 | 101.08 | 8 | 0
2025 | ERCOT_2_SPP_S | ERCOT | SPP_S | External | Summer | B2 | 25 | 800 | 0 | 101.72 | 102.65 | 8 | 0
2025 | ERCOT_2_SPP_S | ERCOT | SPP_S | External | Summer | B3 | 75 | 800 | 0 | 101.72 | 106.65 | 8 | 0
2025 | ERCOT_2_SPP_S | ERCOT | SPP_S | External | Summer | B4 | 100 | 800 | 0 | 101.72 | 101.08 | 8 | 0
2025 | ERCOT_2_SPP_S | ERCOT | SPP_S | External | Summer | B5 | 200 | 800 | 0 | 101.72 | 100.23 | 8 | 0
2025 | ERCOT_2_SPP_S | ERCOT | SPP_S | External | Summer | B6 | 300 | 800 | 0 | 81.97 | 85.54 | 8 | 0
2025 | ERCOT_2_SPP_S | ERCOT | SPP_S | External | Summer | B7 | 400 | 800 | 0 | 75.53 | 75.56 | 8 | 0
2025 | ERCOT_2_SPP_S | ERCOT | SPP_S | External | Summer | B8 | 500 | 800 | 0 | 69.16 | 70.26 | 8 | 0
2025 | ERCOT_2_SPP_S | ERCOT | SPP_S | External | Summer | B9 | 800 | 800 | 0 | 69.16 | 69.11 | 8 | 0
2025 | ERCOT_2_SPP_S | ERCOT | SPP_S | External | Summer | B10 | 1262 | 800 | 0 | 69.16 | 64.24 | 8 | 0
2025 | ERCOT_2_SPP_S | ERCOT | SPP_S | External | Winter | B16 | 25 | 800 | 0 | 73.13 | 73.71 | 8 | 0
2025 | ERCOT_2_SPP_S | ERCOT | SPP_S | External | Winter | B17 | 100 | 800 | 0 | 73.13 | 71.68 | 8 | 0
2025 | ERCOT_2_SPP_S | ERCOT | SPP_S | External | Winter | B18 | 400 | 800 | 0 | 73.13 | 71.51 | 8 | 0
2025 | ERCOT_2_SPP_S | ERCOT | SPP_S | External | Winter | B19 | 700 | 800 | 0 | 73.13 | 68.56 | 8 | 0
2025 | ERCOT_2_SPP_S | ERCOT | SPP_S | External | Winter | B20 | 935 | 800 | 0 | 63.76 | 63.96 | 8 | 0
2025 | MAPP_US_2_RMPA | MAPP_US | RMPA | External | Shoulder | B11 | 25 | 200 | 0 | 71.73 | 76.45 | 8 | 0
2025 | MAPP_US_2_RMPA | MAPP_US | RMPA | External | Shoulder | B12 | 200 | 200 | 200 | 63.27 | 76.45 | 8 | 5.18
2025 | MAPP_US_2_RMPA | MAPP_US | RMPA | External | Shoulder | B13 | 600 | 200 | 200 | 62.94 | 76.45 | 8 | 5.51
2025 | MAPP_US_2_RMPA | MAPP_US | RMPA | External | Shoulder | B14 | 900 | 200 | 200 | 55.86 | 76.45 | 8 | 12.59
2025 | MAPP_US_2_RMPA | MAPP_US | RMPA | External | Shoulder | B15 | 1203 | 200 | 200 | 49.52 | 76.45 | 8 | 18.93
2025 | MAPP_US_2_RMPA | MAPP_US | RMPA | External | Summer | B1 | 10 | 200 | 88.17 | 103.43 | 111.43 | 8 | 0
2025 | MAPP_US_2_RMPA | MAPP_US | RMPA | External | Summer | B2 | 25 | 200 | 0 | 99.09 | 105.57 | 8 | 0
2025 | MAPP_US_2_RMPA | MAPP_US | RMPA | External | Summer | B3 | 75 | 200 | 0 | 101.65 | 105.57 | 8 | 0
2025 | MAPP_US_2_RMPA | MAPP_US | RMPA | External | Summer | B4 | 100 | 200 | 0 | 100.27 | 101.64 | 8 | 0
2025 | MAPP_US_2_RMPA | MAPP_US | RMPA | External | Summer | B5 | 200 | 200 | 0 | 95.23 | 95.17 | 8 | 0
2025 | MAPP_US_2_RMPA | MAPP_US | RMPA | External | Summer | B6 | 300 | 200 | 0 | 77.87 | 84.58 | 8 | 0
2025 | MAPP_US_2_RMPA | MAPP_US | RMPA | External | Summer | B7 | 400 | 200 | 200 | 68.95 | 78.84 | 8 | 1.89
2025 | MAPP_US_2_RMPA | MAPP_US | RMPA | External | Summer | B8 | 500 | 200 | 200 | 60.22 | 74.45 | 8 | 6.23
2025 | MAPP_US_2_RMPA | MAPP_US | RMPA | External | Summer | B9 | 800 | 200 | 200 | 55.93 | 74.45 | 8 | 10.52
2025 | MAPP_US_2_RMPA | MAPP_US | RMPA | External | Summer | B10 | 1262 | 200 | 200 | 50.5 | 74.45 | 8 | 15.95
2025 | MAPP_US_2_RMPA | MAPP_US | RMPA | External | Winter | B16 | 25 | 200 | 200 | 65.09 | 80.72 | 8 | 7.63
2025 | MAPP_US_2_RMPA | MAPP_US | RMPA | External | Winter | B17 | 100 | 200 | 200 | 62.05 | 80.18 | 8 | 10.14
2025 | MAPP_US_2_RMPA | MAPP_US | RMPA | External | Winter | B18 | 400 | 200 | 200 | 62.07 | 80.18 | 8 | 10.11
2025 | MAPP_US_2_RMPA | MAPP_US | RMPA | External | Winter | B19 | 700 | 200 | 200 | 61.56 | 80.18 | 8 | 10.63
2025 | MAPP_US_2_RMPA | MAPP_US | RMPA | External | Winter | B20 | 935 | 200 | 200 | 51.61 | 78.67 | 8 | 19.06
2025 | NE_2_RMPA | NE | RMPA | External | Shoulder | B11 | 25 | 310 | 0 | 78.73 | 76.45 | 5 | 0
2025 | NE_2_RMPA | NE | RMPA | External | Shoulder | B12 | 200 | 310 | 310 | 70.48 | 76.45 | 5 | 0.97
2025 | NE_2_RMPA | NE | RMPA | External | Shoulder | B13 | 600 | 310 | 310 | 70.48 | 76.45 | 5 | 0.97
2025 | NE_2_RMPA | NE | RMPA | External | Shoulder | B14 | 900 | 310 | 310 | 63.21 | 76.45 | 5 | 8.24
2025 | NE_2_RMPA | NE | RMPA | External | Shoulder | B15 | 1203 | 310 | 310 | 61.69 | 76.45 | 5 | 9.76
2025 | NE_2_RMPA | NE | RMPA | External | Summer | B1 | 10 | 310 | 310 | 104.52 | 111.43 | 5 | 1.91
2025 | NE_2_RMPA | NE | RMPA | External | Summer | B2 | 25 | 310 | 0 | 106.09 | 105.57 | 5 | 0
2025 | NE_2_RMPA | NE | RMPA | External | Summer | B3 | 75 | 310 | 0 | 108.65 | 105.57 | 5 | 0
2025 | NE_2_RMPA | NE | RMPA | External | Summer | B4 | 100 | 310 | 0 | 104.52 | 101.64 | 5 | 0
2025 | NE_2_RMPA | NE | RMPA | External | Summer | B5 | 200 | 310 | 0 | 102.23 | 95.17 | 5 | 0
2025 | NE_2_RMPA | NE | RMPA | External | Summer | B6 | 300 | 310 | 0 | 84.87 | 84.58 | 5 | 0
2025 | NE_2_RMPA | NE | RMPA | External | Summer | B7 | 400 | 310 | 0 | 75.95 | 78.84 | 5 | 0
2025 | NE_2_RMPA | NE | RMPA | External | Summer | B8 | 500 | 310 | 38.85 | 69.45 | 74.45 | 5 | 0
2025 | NE_2_RMPA | NE | RMPA | External | Summer | B9 | 800 | 310 | 310 | 69.08 | 74.45 | 5 | 0.37
2025 | NE_2_RMPA | NE | RMPA | External | Summer | B10 | 1262 | 310 | 310 | 63.62 | 74.45 | 5 | 5.83
2025 | NE_2_RMPA | NE | RMPA | External | Winter | B16 | 25 | 310 | 310 | 75.71 | 80.72 | 5 | 0.01
2025 | NE_2_RMPA | NE | RMPA | External | Winter | B17 | 100 | 310 | 310 | 71.66 | 80.18 | 5 | 3.52
2025 | NE_2_RMPA | NE | RMPA | External | Winter | B18 | 400 | 310 | 310 | 71.49 | 80.18 | 5 | 3.7
2025 | NE_2_RMPA | NE | RMPA | External | Winter | B19 | 700 | 310 | 310 | 68.56 | 80.18 | 5 | 6.63
2025 | NE_2_RMPA | NE | RMPA | External | Winter | B20 | 935 | 310 | 310 | 63.96 | 78.67 | 5 | 9.71
2025 | NWPP_Coal_2_MAPP_US | NWPP_Coal | MAPP_US | External | Shoulder | B11 | 25 | 150 | 0 | 85.34 | 71.73 | 8 | 0
2025 | NWPP_Coal_2_MAPP_US | NWPP_Coal | MAPP_US | External | Shoulder | B12 | 200 | 150 | 0 | 85.34 | 63.27 | 8 | 0
2025 | NWPP_Coal_2_MAPP_US | NWPP_Coal | MAPP_US | External | Shoulder | B13 | 600 | 150 | 0 | 85.34 | 62.94 | 8 | 0
2025 | NWPP_Coal_2_MAPP_US | NWPP_Coal | MAPP_US | External | Shoulder | B14 | 900 | 150 | 0 | 85.34 | 55.86 | 8 | 0
2025 | NWPP_Coal_2_MAPP_US | NWPP_Coal | MAPP_US | External | Shoulder | B15 | 1203 | 150 | 0 | 85.34 | 49.52 | 8 | 0
2025 | NWPP_Coal_2_MAPP_US | NWPP_Coal | MAPP_US | External | Summer | B1 | 10 | 150 | 0 | 99.31 | 103.43 | 8 | 0
2025 | NWPP_Coal_2_MAPP_US | NWPP_Coal | MAPP_US | External | Summer | B2 | 25 | 150 | 0 | 91.98 | 99.09 | 8 | 0
2025 | NWPP_Coal_2_MAPP_US | NWPP_Coal | MAPP_US | External | Summer | B3 | 75 | 150 | 150 | 90.37 | 101.65 | 8 | 3.28
2025 | NWPP_Coal_2_MAPP_US | NWPP_Coal | MAPP_US | External | Summer | B4 | 100 | 150 | 150 | 87 | 100.27 | 8 | 5.27
2025 | NWPP_Coal_2_MAPP_US | NWPP_Coal | MAPP_US | External | Summer | B5 | 200 | 150 | 150 | 87 | 95.23 | 8 | 0.22
2025 | NWPP_Coal_2_MAPP_US | NWPP_Coal | MAPP_US | External | Summer | B6 | 300 | 150 | 0 | 87 | 77.87 | 8 | 0
2025 | NWPP_Coal_2_MAPP_US | NWPP_Coal | MAPP_US | External | Summer | B7 | 400 | 150 | 0 | 87 | 68.95 | 8 | 0
2025 | NWPP_Coal_2_MAPP_US | NWPP_Coal | MAPP_US | External | Summer | B8 | 500 | 150 | 0 | 87 | 60.22 | 8 | 0
2025 | NWPP_Coal_2_MAPP_US | NWPP_Coal | MAPP_US | External | Summer | B9 | 800 | 150 | 0 | 87 | 55.93 | 8 | 0
2025 | NWPP_Coal_2_MAPP_US | NWPP_Coal | MAPP_US | External | Summer | B10 | 1262 | 150 | 0 | 87 | 50.5 | 8 | 0
2025 | NWPP_Coal_2_MAPP_US | NWPP_Coal | MAPP_US | External | Winter | B16 | 25 | 150 | 0 | 89.46 | 65.09 | 8 | 0
2025 | NWPP_Coal_2_MAPP_US | NWPP_Coal | MAPP_US | External | Winter | B17 | 100 | 150 | 0 | 89.46 | 62.05 | 8 | 0
2025 | NWPP_Coal_2_MAPP_US | NWPP_Coal | MAPP_US | External | Winter | B18 | 400 | 150 | 0 | 89.46 | 62.07 | 8 | 0
2025 | NWPP_Coal_2_MAPP_US | NWPP_Coal | MAPP_US | External | Winter | B19 | 700 | 150 | 0 | 89.46 | 61.56 | 8 | 0
2025 | NWPP_Coal_2_MAPP_US | NWPP_Coal | MAPP_US | External | Winter | B20 | 935 | 150 | 0 | 89.46 | 51.61 | 8 | 0
2025 | RMPA_2_MAPP_US | RMPA | MAPP_US | External | Shoulder | B11 | 25 | 200 | 0 | 76.45 | 71.73 | 8 | 0
2025 | RMPA_2_MAPP_US | RMPA | MAPP_US | External | Shoulder | B12 | 200 | 200 | 0 | 76.45 | 63.27 | 8 | 0
2025 | RMPA_2_MAPP_US | RMPA | MAPP_US | External | Shoulder | B13 | 600 | 200 | 0 | 76.45 | 62.94 | 8 | 0
2025 | RMPA_2_MAPP_US | RMPA | MAPP_US | External | Shoulder | B14 | 900 | 200 | 0 | 76.45 | 55.86 | 8 | 0
2025 | RMPA_2_MAPP_US | RMPA | MAPP_US | External | Shoulder | B15 | 1203 | 200 | 0 | 76.45 | 49.52 | 8 | 0
2025 | RMPA_2_MAPP_US | RMPA | MAPP_US | External | Summer | B1 | 10 | 200 | 0 | 111.43 | 103.43 | 8 | 0
2025 | RMPA_2_MAPP_US | RMPA | MAPP_US | External | Summer | B2 | 25 | 200 | 0 | 105.57 | 99.09 | 8 | 0
2025 | RMPA_2_MAPP_US | RMPA | MAPP_US | External | Summer | B3 | 75 | 200 | 0 | 105.57 | 101.65 | 8 | 0
2025 | RMPA_2_MAPP_US | RMPA | MAPP_US | External | Summer | B4 | 100 | 200 | 0 | 101.64 | 100.27 | 8 | 0
2025 | RMPA_2_MAPP_US | RMPA | MAPP_US | External | Summer | B5 | 200 | 200 | 0 | 95.17 | 95.23 | 8 | 0
2025 | RMPA_2_MAPP_US | RMPA | MAPP_US | External | Summer | B6 | 300 | 200 | 0 | 84.58 | 77.87 | 8 | 0
2025 | RMPA_2_MAPP_US | RMPA | MAPP_US | External | Summer | B7 | 400 | 200 | 0 | 78.84 | 68.95 | 8 | 0
2025 | RMPA_2_MAPP_US | RMPA | MAPP_US | External | Summer | B8 | 500 | 200 | 0 | 74.45 | 60.22 | 8 | 0
2025 | RMPA_2_MAPP_US | RMPA | MAPP_US | External | Summer | B9 | 800 | 200 | 0 | 74.45 | 55.93 | 8 | 0
2025 | RMPA_2_MAPP_US | RMPA | MAPP_US | External | Summer | B10 | 1262 | 200 | 0 | 74.45 | 50.5 | 8 | 0
2025 | RMPA_2_MAPP_US | RMPA | MAPP_US | External | Winter | B16 | 25 | 200 | 0 | 80.72 | 65.09 | 8 | 0
2025 | RMPA_2_MAPP_US | RMPA | MAPP_US | External | Winter | B17 | 100 | 200 | 0 | 80.18 | 62.05 | 8 | 0
2025 | RMPA_2_MAPP_US | RMPA | MAPP_US | External | Winter | B18 | 400 | 200 | 0 | 80.18 | 62.07 | 8 | 0
2025 | RMPA_2_MAPP_US | RMPA | MAPP_US | External | Winter | B19 | 700 | 200 | 0 | 80.18 | 61.56 | 8 | 0
2025 | RMPA_2_MAPP_US | RMPA | MAPP_US | External | Winter | B20 | 935 | 200 | 0 | 78.67 | 51.61 | 8 | 0
2025 | RMPA_2_NE | RMPA | NE | External | Shoulder | B11 | 25 | 310 | 0 | 76.45 | 78.73 | 8 | 0
2025 | RMPA_2_NE | RMPA | NE | External | Shoulder | B12 | 200 | 310 | 0 | 76.45 | 70.48 | 8 | 0
2025 | RMPA_2_NE | RMPA | NE | External | Shoulder | B13 | 600 | 310 | 0 | 76.45 | 70.48 | 8 | 0
2025 | RMPA_2_NE | RMPA | NE | External | Shoulder | B14 | 900 | 310 | 0 | 76.45 | 63.21 | 8 | 0
2025 | RMPA_2_NE | RMPA | NE | External | Shoulder | B15 | 1203 | 310 | 0 | 76.45 | 61.69 | 8 | 0
2025 | RMPA_2_NE | RMPA | NE | External | Summer | B1 | 10 | 310 | 0 | 111.43 | 104.52 | 8 | 0
2025 | RMPA_2_NE | RMPA | NE | External | Summer | B2 | 25 | 310 | 0 | 105.57 | 106.09 | 8 | 0
2025 | RMPA_2_NE | RMPA | NE | External | Summer | B3 | 75 | 310 | 0 | 105.57 | 108.65 | 8 | 0
2025 | RMPA_2_NE | RMPA | NE | External | Summer | B4 | 100 | 310 | 0 | 101.64 | 104.52 | 8 | 0
2025 | RMPA_2_NE | RMPA | NE | External | Summer | B5 | 200 | 310 | 0 | 95.17 | 102.23 | 8 | 0
2025 | RMPA_2_NE | RMPA | NE | External | Summer | B6 | 300 | 310 | 0 | 84.58 | 84.87 | 8 | 0
2025 | RMPA_2_NE | RMPA | NE | External | Summer | B7 | 400 | 310 | 0 | 78.84 | 75.95 | 8 | 0
2025 | RMPA_2_NE | RMPA | NE | External | Summer | B8 | 500 | 310 | 0 | 74.45 | 69.45 | 8 | 0
2025 | RMPA_2_NE | RMPA | NE | External | Summer | B9 | 800 | 310 | 0 | 74.45 | 69.08 | 8 | 0
2025 | RMPA_2_NE | RMPA | NE | External | Summer | B10 | 1262 | 310 | 0 | 74.45 | 63.62 | 8 | 0
2025 | RMPA_2_NE | RMPA | NE | External | Winter | B16 | 25 | 310 | 0 | 80.72 | 75.71 | 8 | 0
2025 | RMPA_2_NE | RMPA | NE | External | Winter | B17 | 100 | 310 | 0 | 80.18 | 71.66 | 8 | 0
2025 | RMPA_2_NE | RMPA | NE | External | Winter | B18 | 400 | 310 | 0 | 80.18 | 71.49 | 8 | 0
2025 | RMPA_2_NE | RMPA | NE | External | Winter | B19 | 700 | 310 | 0 | 80.18 | 68.56 | 8 | 0
2025 | RMPA_2_NE | RMPA | NE | External | Winter | B20 | 935 | 310 | 0 | 78.67 | 63.96 | 8 | 0
2025 | RMPA_2_SPP_N | RMPA | SPP_N | External | Shoulder | B11 | 25 | 210 | 0 | 76.45 | 78.74 | 8 | 0
2025 | RMPA_2_SPP_N | RMPA | SPP_N | External | Shoulder | B12 | 200 | 210 | 0 | 76.45 | 70.49 | 8 | 0
2025 | RMPA_2_SPP_N | RMPA | SPP_N | External | Shoulder | B13 | 600 | 210 | 0 | 76.45 | 70.49 | 8 | 0
2025 | RMPA_2_SPP_N | RMPA | SPP_N | External | Shoulder | B14 | 900 | 210 | 0 | 76.45 | 63.79 | 8 | 0
2025 | RMPA_2_SPP_N | RMPA | SPP_N | External | Shoulder | B15 | 1203 | 210 | 0 | 76.45 | 61.7 | 8 | 0
2025 | RMPA_2_SPP_N | RMPA | SPP_N | External | Summer | B1 | 10 | 210 | 0 | 111.43 | 103.09 | 8 | 0
2025 | RMPA_2_SPP_N | RMPA | SPP_N | External | Summer | B2 | 25 | 210 | 0 | 105.57 | 104.66 | 8 | 0
2025 | RMPA_2_SPP_N | RMPA | SPP_N | External | Summer | B3 | 75 | 210 | 0 | 105.57 | 108.66 | 8 | 0
2025 | RMPA_2_SPP_N | RMPA | SPP_N | External | Summer | B4 | 100 | 210 | 0 | 101.64 | 103.09 | 8 | 0
2025 | RMPA_2_SPP_N | RMPA | SPP_N | External | Summer | B5 | 200 | 210 | 0 | 95.17 | 102.24 | 8 | 0
2025 | RMPA_2_SPP_N | RMPA | SPP_N | External | Summer | B6 | 300 | 210 | 0 | 84.58 | 85.55 | 8 | 0
2025 | RMPA_2_SPP_N | RMPA | SPP_N | External | Summer | B7 | 400 | 210 | 0 | 78.84 | 77.57 | 8 | 0
2025 | RMPA_2_SPP_N | RMPA | SPP_N | External | Summer | B8 | 500 | 210 | 0 | 74.45 | 70.27 | 8 | 0
2025 | RMPA_2_SPP_N | RMPA | SPP_N | External | Summer | B9 | 800 | 210 | 0 | 74.45 | 69.09 | 8 | 0
2025 | RMPA_2_SPP_N | RMPA | SPP_N | External | Summer | B10 | 1262 | 210 | 0 | 74.45 | 64.23 | 8 | 0
2025 | RMPA_2_SPP_N | RMPA | SPP_N | External | Winter | B16 | 25 | 210 | 0 | 80.72 | 75.72 | 8 | 0
2025 | RMPA_2_SPP_N | RMPA | SPP_N | External | Winter | B17 | 100 | 210 | 0 | 80.18 | 71.67 | 8 | 0
2025 | RMPA_2_SPP_N | RMPA | SPP_N | External | Winter | B18 | 400 | 210 | 0 | 80.18 | 71.5 | 8 | 0
2025 | RMPA_2_SPP_N | RMPA | SPP_N | External | Winter | B19 | 700 | 210 | 0 | 80.18 | 68.57 | 8 | 0
2025 | RMPA_2_SPP_N | RMPA | SPP_N | External | Winter | B20 | 935 | 210 | 0 | 78.67 | 63.97 | 8 | 0
2025 | SPP_N_2_RMPA | SPP_N | RMPA | External | Shoulder | B11 | 25 | 210 | 0 | 78.74 | 76.45 | 5 | 0
2025 | SPP_N_2_RMPA | SPP_N | RMPA | External | Shoulder | B12 | 200 | 210 | 210 | 70.49 | 76.45 | 5 | 0.96
2025 | SPP_N_2_RMPA | SPP_N | RMPA | External | Shoulder | B13 | 600 | 210 | 210 | 70.49 | 76.45 | 5 | 0.96
2025 | SPP_N_2_RMPA | SPP_N | RMPA | External | Shoulder | B14 | 900 | 210 | 210 | 63.79 | 76.45 | 5 | 7.66
2025 | SPP_N_2_RMPA | SPP_N | RMPA | External | Shoulder | B15 | 1203 | 210 | 210 | 61.7 | 76.45 | 5 | 9.75
2025 | SPP_N_2_RMPA | SPP_N | RMPA | External | Summer | B1 | 10 | 210 | 210 | 103.09 | 111.43 | 5 | 3.34
2025 | SPP_N_2_RMPA | SPP_N | RMPA | External | Summer | B2 | 25 | 210 | 0 | 104.66 | 105.57 | 5 | 0
2025 | SPP_N_2_RMPA | SPP_N | RMPA | External | Summer | B3 | 75 | 210 | 0 | 108.66 | 105.57 | 5 | 0
2025 | SPP_N_2_RMPA | SPP_N | RMPA | External | Summer | B4 | 100 | 210 | 0 | 103.09 | 101.64 | 5 | 0
2025 | SPP_N_2_RMPA | SPP_N | RMPA | External | Summer | B5 | 200 | 210 | 0 | 102.24 | 95.17 | 5 | 0
2025 | SPP_N_2_RMPA | SPP_N | RMPA | External | Summer | B6 | 300 | 210 | 0 | 85.55 | 84.58 | 5 | 0
2025 | SPP_N_2_RMPA | SPP_N | RMPA | External | Summer | B7 | 400 | 210 | 0 | 77.57 | 78.84 | 5 | 0
2025 | SPP_N_2_RMPA | SPP_N | RMPA | External | Summer | B8 | 500 | 210 | 0 | 70.27 | 74.45 | 5 | 0
2025 | SPP_N_2_RMPA | SPP_N | RMPA | External | Summer | B9 | 800 | 210 | 210 | 69.09 | 74.45 | 5 | 0.36
2025 | SPP_N_2_RMPA | SPP_N | RMPA | External | Summer | B10 | 1262 | 210 | 210 | 64.23 | 74.45 | 5 | 5.23
2025 | SPP_N_2_RMPA | SPP_N | RMPA | External | Winter | B16 | 25 | 210 | 173.13 | 75.72 | 80.72 | 5 | 0
2025 | SPP_N_2_RMPA | SPP_N | RMPA | External | Winter | B17 | 100 | 210 | 210 | 71.67 | 80.18 | 5 | 3.51
2025 | SPP_N_2_RMPA | SPP_N | RMPA | External | Winter | B18 | 400 | 210 | 210 | 71.5 | 80.18 | 5 | 3.69
2025 | SPP_N_2_RMPA | SPP_N | RMPA | External | Winter | B19 | 700 | 210 | 210 | 68.57 | 80.18 | 5 | 6.62
2025 | SPP_N_2_RMPA | SPP_N | RMPA | External | Winter | B20 | 935 | 210 | 210 | 63.97 | 78.67 | 5 | 9.7
2025 | SPP_S_2_ERCOT | SPP_S | ERCOT | External | Shoulder | B11 | 25 | 800 | 447.01 | 76.73 | 81.73 | 5 | 0
2025 | SPP_S_2_ERCOT | SPP_S | ERCOT | External | Shoulder | B12 | 200 | 800 | 0 | 70.5 | 70.42 | 5 | 0
2025 | SPP_S_2_ERCOT | SPP_S | ERCOT | External | Shoulder | B13 | 600 | 800 | 0 | 70.5 | 70.42 | 5 | 0
2025 | SPP_S_2_ERCOT | SPP_S | ERCOT | External | Shoulder | B14 | 900 | 800 | 800 | 63.66 | 70.42 | 5 | 1.75
2025 | SPP_S_2_ERCOT | SPP_S | ERCOT | External | Shoulder | B15 | 1203 | 800 | 0 | 61.37 | 61.3 | 5 | 0
2025 | SPP_S_2_ERCOT | SPP_S | ERCOT | External | Summer | B1 | 10 | 800 | 800 | 101.08 | 110.2 | 5 | 4.12
2025 | SPP_S_2_ERCOT | SPP_S | ERCOT | External | Summer | B2 | 25 | 800 | 0 | 102.65 | 101.72 | 5 | 0
2025 | SPP_S_2_ERCOT | SPP_S | ERCOT | External | Summer | B3 | 75 | 800 | 0 | 106.65 | 101.72 | 5 | 0
2025 | SPP_S_2_ERCOT | SPP_S | ERCOT | External | Summer | B4 | 100 | 800 | 0 | 101.08 | 101.72 | 5 | 0
2025 | SPP_S_2_ERCOT | SPP_S | ERCOT | External | Summer | B5 | 200 | 800 | 0 | 100.23 | 101.72 | 5 | 0
2025 | SPP_S_2_ERCOT | SPP_S | ERCOT | External | Summer | B6 | 300 | 800 | 0 | 85.54 | 81.97 | 5 | 0
2025 | SPP_S_2_ERCOT | SPP_S | ERCOT | External | Summer | B7 | 400 | 800 | 0 | 75.56 | 75.53 | 5 | 0
2025 | SPP_S_2_ERCOT | SPP_S | ERCOT | External | Summer | B8 | 500 | 800 | 0 | 70.26 | 69.16 | 5 | 0
2025 | SPP_S_2_ERCOT | SPP_S | ERCOT | External | Summer | B9 | 800 | 800 | 0 | 69.11 | 69.16 | 5 | 0
2025 | SPP_S_2_ERCOT | SPP_S | ERCOT | External | Summer | B10 | 1262 | 800 | 0 | 64.24 | 69.16 | 5 | 0
2025 | SPP_S_2_ERCOT | SPP_S | ERCOT | External | Winter | B16 | 25 | 800 | 0 | 73.71 | 73.13 | 5 | 0
2025 | SPP_S_2_ERCOT | SPP_S | ERCOT | External | Winter | B17 | 100 | 800 | 0 | 71.68 | 73.13 | 5 | 0
2025 | SPP_S_2_ERCOT | SPP_S | ERCOT | External | Winter | B18 | 400 | 800 | 0 | 71.51 | 73.13 | 5 | 0
2025 | SPP_S_2_ERCOT | SPP_S | ERCOT | External | Winter | B19 | 700 | 800 | 0 | 68.56 | 73.13 | 5 | 0
2025 | SPP_S_2_ERCOT | SPP_S | ERCOT | External | Winter | B20 | 935 | 800 | 0 | 63.96 | 63.76 | 5 | 0
2030 | AZ_NM_SNV_Coal_2_SPP_S | AZ_NM_SNV_Coal | SPP_S | External | Shoulder | B11 | 25 | 400 | 0 | 92.7 | 93.65 | 8.17 | 0
2030 | AZ_NM_SNV_Coal_2_SPP_S | AZ_NM_SNV_Coal | SPP_S | External | Shoulder | B12 | 200 | 400 | 0 | 92.7 | 88.66 | 8.17 | 0
2030 | AZ_NM_SNV_Coal_2_SPP_S | AZ_NM_SNV_Coal | SPP_S | External | Shoulder | B13 | 600 | 400 | 0 | 92.7 | 85.37 | 8.17 | 0
2030 | AZ_NM_SNV_Coal_2_SPP_S | AZ_NM_SNV_Coal | SPP_S | External | Shoulder | B14 | 900 | 400 | 0 | 92.7 | 83.25 | 8.17 | 0
2030 | AZ_NM_SNV_Coal_2_SPP_S | AZ_NM_SNV_Coal | SPP_S | External | Shoulder | B15 | 1203 | 400 | 0 | 87.11 | 78.1 | 8.17 | 0
2030 | AZ_NM_SNV_Coal_2_SPP_S | AZ_NM_SNV_Coal | SPP_S | External | Summer | B1 | 10 | 400 | 0 | 130.67 | 134.02 | 8.17 | 0
2030 | AZ_NM_SNV_Coal_2_SPP_S | AZ_NM_SNV_Coal | SPP_S | External | Summer | B2 | 25 | 400 | 400 | 126.72 | 136.4 | 8.17 | 1.52
2030 | AZ_NM_SNV_Coal_2_SPP_S | AZ_NM_SNV_Coal | SPP_S | External | Summer | B3 | 75 | 400 | 400 | 126.72 | 139.24 | 8.17 | 4.35
2030 | AZ_NM_SNV_Coal_2_SPP_S | AZ_NM_SNV_Coal | SPP_S | External | Summer | B4 | 100 | 400 | 400 | 119.05 | 133.39 | 8.17 | 6.17
2030 | AZ_NM_SNV_Coal_2_SPP_S | AZ_NM_SNV_Coal | SPP_S | External | Summer | B5 | 200 | 400 | 400 | 105.49 | 128.95 | 8.17 | 15.29
2030 | AZ_NM_SNV_Coal_2_SPP_S | AZ_NM_SNV_Coal | SPP_S | External | Summer | B6 | 300 | 400 | 0 | 98.6 | 100.16 | 8.17 | 0
2030 | AZ_NM_SNV_Coal_2_SPP_S | AZ_NM_SNV_Coal | SPP_S | External | Summer | B7 | 400 | 400 | 0 | 96.7 | 94.05 | 8.17 | 0
2030 | AZ_NM_SNV_Coal_2_SPP_S | AZ_NM_SNV_Coal | SPP_S | External | Summer | B8 | 500 | 400 | 0 | 93.46 | 88.78 | 8.17 | 0
2030 | AZ_NM_SNV_Coal_2_SPP_S | AZ_NM_SNV_Coal | SPP_S | External | Summer | B9 | 800 | 400 | 0 | 90.73 | 88.69 | 8.17 | 0
2030 | AZ_NM_SNV_Coal_2_SPP_S | AZ_NM_SNV_Coal | SPP_S | External | Summer | B10 | 1262 | 400 | 0 | 90.73 | 77.4 | 8.17 | 0
2030 | AZ_NM_SNV_Coal_2_SPP_S | AZ_NM_SNV_Coal | SPP_S | External | Winter | B16 | 25 | 400 | 0 | 96.45 | 93.53 | 8.17 | 0
2030 | AZ_NM_SNV_Coal_2_SPP_S | AZ_NM_SNV_Coal | SPP_S | External | Winter | B17 | 100 | 400 | 0 | 96.45 | 88.52 | 8.17 | 0
2030 | AZ_NM_SNV_Coal_2_SPP_S | AZ_NM_SNV_Coal | SPP_S | External | Winter | B18 | 400 | 400 | 0 | 92.63 | 88.52 | 8.17 | 0
2030 | AZ_NM_SNV_Coal_2_SPP_S | AZ_NM_SNV_Coal | SPP_S | External | Winter | B19 | 700 | 400 | 0 | 92.63 | 87.22 | 8.17 | 0
2030 | AZ_NM_SNV_Coal_2_SPP_S | AZ_NM_SNV_Coal | SPP_S | External | Winter | B20 | 935 | 400 | 0 | 90.34 | 80.95 | 8.17 | 0
2030 | ERCOT_2_SPP_S | ERCOT | SPP_S | External | Shoulder | B11 | 25 | 800 | 0 | 98.43 | 93.65 | 8 | 0
2030 | ERCOT_2_SPP_S | ERCOT | SPP_S | External | Shoulder | B12 | 200 | 800 | 0 | 90.07 | 88.66 | 8 | 0
2030 | ERCOT_2_SPP_S | ERCOT | SPP_S | External | Shoulder | B13 | 600 | 800 | 0 | 90.07 | 85.37 | 8 | 0
2030 | ERCOT_2_SPP_S | ERCOT | SPP_S | External | Shoulder | B14 | 900 | 800 | 0 | 90.07 | 83.25 | 8 | 0
2030 | ERCOT_2_SPP_S | ERCOT | SPP_S | External | Shoulder | B15 | 1203 | 800 | 0 | 78.02 | 78.1 | 8 | 0
2030 | ERCOT_2_SPP_S | ERCOT | SPP_S | External | Summer | B1 | 10 | 800 | 0 | 147.98 | 134.02 | 8 | 0
2030 | ERCOT_2_SPP_S | ERCOT | SPP_S | External | Summer | B2 | 25 | 800 | 0 | 147.98 | 136.4 | 8 | 0
2030 | ERCOT_2_SPP_S | ERCOT | SPP_S | External | Summer | B3 | 75 | 800 | 417.92 | 131.24 | 139.24 | 8 | 0
2030 | ERCOT_2_SPP_S | ERCOT | SPP_S | External | Summer | B4 | 100 | 800 | 0 | 130.77 | 133.39 | 8 | 0
2030 | ERCOT_2_SPP_S | ERCOT | SPP_S | External | Summer | B5 | 200 | 800 | 0 | 122.23 | 128.95 | 8 | 0
2030 | ERCOT_2_SPP_S | ERCOT | SPP_S | External | Summer | B6 | 300 | 800 | 0 | 96.92 | 100.16 | 8 | 0
2030 | ERCOT_2_SPP_S | ERCOT | SPP_S | External | Summer | B7 | 400 | 800 | 0 | 88.69 | 94.05 | 8 | 0
2030 | ERCOT_2_SPP_S | ERCOT | SPP_S | External | Summer | B8 | 500 | 800 | 0 | 88.69 | 88.78 | 8 | 0
2030 | ERCOT_2_SPP_S | ERCOT | SPP_S | External | Summer | B9 | 800 | 800 | 0 | 88.69 | 88.69 | 8 | 0
2030 | ERCOT_2_SPP_S | ERCOT | SPP_S | External | Summer | B10 | 1262 | 800 | 0 | 88.69 | 77.4 | 8 | 0
2030 | ERCOT_2_SPP_S | ERCOT | SPP_S | External | Winter | B16 | 25 | 800 | 0 | 93.04 | 93.53 | 8 | 0
2030 | ERCOT_2_SPP_S | ERCOT | SPP_S | External | Winter | B17 | 100 | 800 | 0 | 93.04 | 88.52 | 8 | 0
2030 | ERCOT_2_SPP_S | ERCOT | SPP_S | External | Winter | B18 | 400 | 800 | 0 | 93.04 | 88.52 | 8 | 0
2030 | ERCOT_2_SPP_S | ERCOT | SPP_S | External | Winter | B19 | 700 | 800 | 0 | 93.04 | 87.22 | 8 | 0
2030 | ERCOT_2_SPP_S | ERCOT | SPP_S | External | Winter | B20 | 935 | 800 | 0 | 80.74 | 80.95 | 8 | 0
2030 | MAPP_US_2_RMPA | MAPP_US | RMPA | External | Shoulder | B11 | 25 | 200 | 200 | 83.22 | 97.89 | 8 | 6.67
2030 | MAPP_US_2_RMPA | MAPP_US | RMPA | External | Shoulder | B12 | 200 | 200 | 200 | 80.34 | 93.64 | 8 | 5.29
2030 | MAPP_US_2_RMPA | MAPP_US | RMPA | External | Shoulder | B13 | 600 | 200 | 200 | 78.37 | 90.37 | 8 | 4
2030 | MAPP_US_2_RMPA | MAPP_US | RMPA | External | Shoulder | B14 | 900 | 200 | 200 | 74.24 | 88.48 | 8 | 6.25
2030 | MAPP_US_2_RMPA | MAPP_US | RMPA | External | Shoulder | B15 | 1203 | 200 | 200 | 64.62 | 84.59 | 8 | 11.97
2030 | MAPP_US_2_RMPA | MAPP_US | RMPA | External | Summer | B1 | 10 | 200 | 0 | 133.85 | 138.84 | 8 | 0
2030 | MAPP_US_2_RMPA | MAPP_US | RMPA | External | Summer | B2 | 25 | 200 | 0 | 132.43 | 134.88 | 8 | 0
2030 | MAPP_US_2_RMPA | MAPP_US | RMPA | External | Summer | B3 | 75 | 200 | 0 | 134.03 | 134.88 | 8 | 0
2030 | MAPP_US_2_RMPA | MAPP_US | RMPA | External | Summer | B4 | 100 | 200 | 0 | 132.68 | 127.21 | 8 | 0
2030 | MAPP_US_2_RMPA | MAPP_US | RMPA | External | Summer | B5 | 200 | 200 | 0 | 123.74 | 113.66 | 8 | 0
2030 | MAPP_US_2_RMPA | MAPP_US | RMPA | External | Summer | B6 | 300 | 200 | 0 | 94.94 | 95.67 | 8 | 0
2030 | MAPP_US_2_RMPA | MAPP_US | RMPA | External | Summer | B7 | 400 | 200 | 200 | 83.43 | 95.67 | 8 | 4.24
2030 | MAPP_US_2_RMPA | MAPP_US | RMPA | External | Summer | B8 | 500 | 200 | 200 | 78.74 | 95.67 | 8 | 8.93
2030 | MAPP_US_2_RMPA | MAPP_US | RMPA | External | Summer | B9 | 800 | 200 | 200 | 75.84 | 95.67 | 8 | 11.84
2030 | MAPP_US_2_RMPA | MAPP_US | RMPA | External | Summer | B10 | 1262 | 200 | 200 | 63.39 | 95.67 | 8 | 24.28
2030 | MAPP_US_2_RMPA | MAPP_US | RMPA | External | Winter | B16 | 25 | 200 | 200 | 79.6 | 102.01 | 8 | 14.41
2030 | MAPP_US_2_RMPA | MAPP_US | RMPA | External | Winter | B17 | 100 | 200 | 200 | 79.35 | 102.01 | 8 | 14.66
2030 | MAPP_US_2_RMPA | MAPP_US | RMPA | External | Winter | B18 | 400 | 200 | 200 | 79.35 | 93.52 | 8 | 6.17
2030 | MAPP_US_2_RMPA | MAPP_US | RMPA | External | Winter | B19 | 700 | 200 | 200 | 79.35 | 92.54 | 8 | 5.19
2030 | MAPP_US_2_RMPA | MAPP_US | RMPA | External | Winter | B20 | 935 | 200 | 200 | 67.28 | 83.91 | 8 | 8.62
2030 | NE_2_RMPA | NE | RMPA | External | Shoulder | B11 | 25 | 310 | 0 | 93.78 | 97.89 | 5 | 0
2030 | NE_2_RMPA | NE | RMPA | External | Shoulder | B12 | 200 | 310 | 219.62 | 88.64 | 93.64 | 5 | 0
2030 | NE_2_RMPA | NE | RMPA | External | Shoulder | B13 | 600 | 310 | 36.12 | 85.37 | 90.37 | 5 | 0
2030 | NE_2_RMPA | NE | RMPA | External | Shoulder | B14 | 900 | 310 | 216.34 | 83.48 | 88.48 | 5 | 0
2030 | NE_2_RMPA | NE | RMPA | External | Shoulder | B15 | 1203 | 310 | 310 | 78.15 | 84.59 | 5 | 1.44
2030 | NE_2_RMPA | NE | RMPA | External | Summer | B1 | 10 | 310 | 0 | 135.85 | 138.84 | 5 | 0
2030 | NE_2_RMPA | NE | RMPA | External | Summer | B2 | 25 | 310 | 0 | 138.23 | 134.88 | 5 | 0
2030 | NE_2_RMPA | NE | RMPA | External | Summer | B3 | 75 | 310 | 0 | 141.03 | 134.88 | 5 | 0
2030 | NE_2_RMPA | NE | RMPA | External | Summer | B4 | 100 | 310 | 0 | 135.21 | 127.21 | 5 | 0
2030 | NE_2_RMPA | NE | RMPA | External | Summer | B5 | 200 | 310 | 0 | 130.74 | 113.66 | 5 | 0
2030 | NE_2_RMPA | NE | RMPA | External | Summer | B6 | 300 | 310 | 0 | 101.95 | 95.67 | 5 | 0
2030 | NE_2_RMPA | NE | RMPA | External | Summer | B7 | 400 | 310 | 0 | 95.85 | 95.67 | 5 | 0
2030 | NE_2_RMPA | NE | RMPA | External | Summer | B8 | 500 | 310 | 310 | 90.57 | 95.67 | 5 | 0.1
2030 | NE_2_RMPA | NE | RMPA | External | Summer | B9 | 800 | 310 | 310 | 89.83 | 95.67 | 5 | 0.85
2030 | NE_2_RMPA | NE | RMPA | External | Summer | B10 | 1262 | 310 | 310 | 77.38 | 95.67 | 5 | 13.29
2030 | NE_2_RMPA | NE | RMPA | External | Winter | B16 | 25 | 310 | 310 | 93.53 | 102.01 | 5 | 3.48
2030 | NE_2_RMPA | NE | RMPA | External | Winter | B17 | 100 | 310 | 310 | 88.52 | 102.01 | 5 | 8.49
2030 | NE_2_RMPA | NE | RMPA | External | Winter | B18 | 400 | 310 | 9.01 | 88.52 | 93.52 | 5 | 0
2030 | NE_2_RMPA | NE | RMPA | External | Winter | B19 | 700 | 310 | 289.45 | 87.54 | 92.54 | 5 | 0
2030 | NE_2_RMPA | NE | RMPA | External | Winter | B20 | 935 | 310 | 0 | 81.06 | 83.91 | 5 | 0
2030 | NWPP_Coal_2_MAPP_US | NWPP_Coal | MAPP_US | External | Shoulder | B11 | 25 | 150 | 0 | 92.75 | 83.22 | 8 | 0
2030 | NWPP_Coal_2_MAPP_US | NWPP_Coal | MAPP_US | External | Shoulder | B12 | 200 | 150 | 0 | 92.75 | 80.34 | 8 | 0
2030 | NWPP_Coal_2_MAPP_US | NWPP_Coal | MAPP_US | External | Shoulder | B13 | 600 | 150 | 0 | 92.75 | 78.37 | 8 | 0
2030 | NWPP_Coal_2_MAPP_US | NWPP_Coal | MAPP_US | External | Shoulder | B14 | 900 | 150 | 0 | 92.75 | 74.24 | 8 | 0
2030 | NWPP_Coal_2_MAPP_US | NWPP_Coal | MAPP_US | External | Shoulder | B15 | 1203 | 150 | 0 | 92.75 | 64.62 | 8 | 0
2030 | NWPP_Coal_2_MAPP_US | NWPP_Coal | MAPP_US | External | Summer | B1 | 10 | 150 | 150 | 119.34 | 133.85 | 8 | 6.51
2030 | NWPP_Coal_2_MAPP_US | NWPP_Coal | MAPP_US | External | Summer | B2 | 25 | 150 | 150 | 103.89 | 132.43 | 8 | 20.54
2030 | NWPP_Coal_2_MAPP_US | NWPP_Coal | MAPP_US | External | Summer | B3 | 75 | 150 | 150 | 98.59 | 134.03 | 8 | 27.44
2030 | NWPP_Coal_2_MAPP_US | NWPP_Coal | MAPP_US | External | Summer | B4 | 100 | 150 | 150 | 98.59 | 132.68 | 8 | 26.08
2030 | NWPP_Coal_2_MAPP_US | NWPP_Coal | MAPP_US | External | Summer | B5 | 200 | 150 | 150 | 98.59 | 123.74 | 8 | 17.15
2030 | NWPP_Coal_2_MAPP_US | NWPP_Coal | MAPP_US | External | Summer | B6 | 300 | 150 | 0 | 98.59 | 94.94 | 8 | 0
2030 | NWPP_Coal_2_MAPP_US | NWPP_Coal | MAPP_US | External | Summer | B7 | 400 | 150 | 0 | 98.59 | 83.43 | 8 | 0
2030 | NWPP_Coal_2_MAPP_US | NWPP_Coal | MAPP_US | External | Summer | B8 | 500 | 150 | 0 | 98.59 | 78.74 | 8 | 0
2030 | NWPP_Coal_2_MAPP_US | NWPP_Coal | MAPP_US | External | Summer | B9 | 800 | 150 | 0 | 98.59 | 75.84 | 8 | 0
2030 | NWPP_Coal_2_MAPP_US | NWPP_Coal | MAPP_US | External | Summer | B10 | 1262 | 150 | 0 | 98.59 | 63.39 | 8 | 0
2030 | NWPP_Coal_2_MAPP_US | NWPP_Coal | MAPP_US | External | Winter | B16 | 25 | 150 | 0 | 97.37 | 79.6 | 8 | 0
2030 | NWPP_Coal_2_MAPP_US | NWPP_Coal | MAPP_US | External | Winter | B17 | 100 | 150 | 0 | 97.37 | 79.35 | 8 | 0
2030 | NWPP_Coal_2_MAPP_US | NWPP_Coal | MAPP_US | External | Winter | B18 | 400 | 150 | 0 | 97.37 | 79.35 | 8 | 0
2030 | NWPP_Coal_2_MAPP_US | NWPP_Coal | MAPP_US | External | Winter | B19 | 700 | 150 | 0 | 97.37 | 79.35 | 8 | 0
2030 | NWPP_Coal_2_MAPP_US | NWPP_Coal | MAPP_US | External | Winter | B20 | 935 | 150 | 0 | 97.37 | 67.28 | 8 | 0
2030 | RMPA_2_MAPP_US | RMPA | MAPP_US | External | Shoulder | B11 | 25 | 200 | 0 | 97.89 | 83.22 | 8 | 0
2030 | RMPA_2_MAPP_US | RMPA | MAPP_US | External | Shoulder | B12 | 200 | 200 | 0 | 93.64 | 80.34 | 8 | 0
2030 | RMPA_2_MAPP_US | RMPA | MAPP_US | External | Shoulder | B13 | 600 | 200 | 0 | 90.37 | 78.37 | 8 | 0
2030 | RMPA_2_MAPP_US | RMPA | MAPP_US | External | Shoulder | B14 | 900 | 200 | 0 | 88.48 | 74.24 | 8 | 0
2030 | RMPA_2_MAPP_US | RMPA | MAPP_US | External | Shoulder | B15 | 1203 | 200 | 0 | 84.59 | 64.62 | 8 | 0
2030 | RMPA_2_MAPP_US | RMPA | MAPP_US | External | Summer | B1 | 10 | 200 | 0 | 138.84 | 133.85 | 8 | 0
2030 | RMPA_2_MAPP_US | RMPA | MAPP_US | External | Summer | B2 | 25 | 200 | 0 | 134.88 | 132.43 | 8 | 0
2030 | RMPA_2_MAPP_US | RMPA | MAPP_US | External | Summer | B3 | 75 | 200 | 0 | 134.88 | 134.03 | 8 | 0
2030 | RMPA_2_MAPP_US | RMPA | MAPP_US | External | Summer | B4 | 100 | 200 | 0 | 127.21 | 132.68 | 8 | 0
2030 | RMPA_2_MAPP_US | RMPA | MAPP_US | External | Summer | B5 | 200 | 200 | 200 | 113.66 | 123.74 | 8 | 2.08
2030 | RMPA_2_MAPP_US | RMPA | MAPP_US | External | Summer | B6 | 300 | 200 | 0 | 95.67 | 94.94 | 8 | 0
2030 | RMPA_2_MAPP_US | RMPA | MAPP_US | External | Summer | B7 | 400 | 200 | 0 | 95.67 | 83.43 | 8 | 0
2030 | RMPA_2_MAPP_US | RMPA | MAPP_US | External | Summer | B8 | 500 | 200 | 0 | 95.67 | 78.74 | 8 | 0
2030 | RMPA_2_MAPP_US | RMPA | MAPP_US | External | Summer | B9 | 800 | 200 | 0 | 95.67 | 75.84 | 8 | 0
2030 | RMPA_2_MAPP_US | RMPA | MAPP_US | External | Summer | B10 | 1262 | 200 | 0 | 95.67 | 63.39 | 8 | 0
2030 | RMPA_2_MAPP_US | RMPA | MAPP_US | External | Winter | B16 | 25 | 200 | 0 | 102.01 | 79.6 | 8 | 0
2030 | RMPA_2_MAPP_US | RMPA | MAPP_US | External | Winter | B17 | 100 | 200 | 0 | 102.01 | 79.35 | 8 | 0
2030 | RMPA_2_MAPP_US | RMPA | MAPP_US | External | Winter | B18 | 400 | 200 | 0 | 93.52 | 79.35 | 8 | 0
2030 | RMPA_2_MAPP_US | RMPA | MAPP_US | External | Winter | B19 | 700 | 200 | 0 | 92.54 | 79.35 | 8 | 0
2030 | RMPA_2_MAPP_US | RMPA | MAPP_US | External | Winter | B20 | 935 | 200 | 0 | 83.91 | 67.28 | 8 | 0
2030 | RMPA_2_NE | RMPA | NE | External | Shoulder | B11 | 25 | 310 | 0 | 97.89 | 93.78 | 8 | 0
2030 | RMPA_2_NE | RMPA | NE | External | Shoulder | B12 | 200 | 310 | 0 | 93.64 | 88.64 | 8 | 0
2030 | RMPA_2_NE | RMPA | NE | External | Shoulder | B13 | 600 | 310 | 0 | 90.37 | 85.37 | 8 | 0
2030 | RMPA_2_NE | RMPA | NE | External | Shoulder | B14 | 900 | 310 | 0 | 88.48 | 83.48 | 8 | 0
2030 | RMPA_2_NE | RMPA | NE | External | Shoulder | B15 | 1203 | 310 | 0 | 84.59 | 78.15 | 8 | 0
2030 | RMPA_2_NE | RMPA | NE | External | Summer | B1 | 10 | 310 | 0 | 138.84 | 135.85 | 8 | 0
2030 | RMPA_2_NE | RMPA | NE | External | Summer | B2 | 25 | 310 | 0 | 134.88 | 138.23 | 8 | 0
2030 | RMPA_2_NE | RMPA | NE | External | Summer | B3 | 75 | 310 | 0 | 134.88 | 141.03 | 8 | 0
2030 | RMPA_2_NE | RMPA | NE | External | Summer | B4 | 100 | 310 | 201.01 | 127.21 | 135.21 | 8 | 0
2030 | RMPA_2_NE | RMPA | NE | External | Summer | B5 | 200 | 310 | 310 | 113.66 | 130.74 | 8 | 9.08
2030 | RMPA_2_NE | RMPA | NE | External | Summer | B6 | 300 | 310 | 0 | 95.67 | 101.95 | 8 | 0
2030 | RMPA_2_NE | RMPA | NE | External | Summer | B7 | 400 | 310 | 0 | 95.67 | 95.85 | 8 | 0
2030 | RMPA_2_NE | RMPA | NE | External | Summer | B8 | 500 | 310 | 0 | 95.67 | 90.57 | 8 | 0
2030 | RMPA_2_NE | RMPA | NE | External | Summer | B9 | 800 | 310 | 0 | 95.67 | 89.83 | 8 | 0
2030 | RMPA_2_NE | RMPA | NE | External | Summer | B10 | 1262 | 310 | 0 | 95.67 | 77.38 | 8 | 0
2030 | RMPA_2_NE | RMPA | NE | External | Winter | B16 | 25 | 310 | 0 | 102.01 | 93.53 | 8 | 0
2030 | RMPA_2_NE | RMPA | NE | External | Winter | B17 | 100 | 310 | 0 | 102.01 | 88.52 | 8 | 0
2030 | RMPA_2_NE | RMPA | NE | External | Winter | B18 | 400 | 310 | 0 | 93.52 | 88.52 | 8 | 0
2030 | RMPA_2_NE | RMPA | NE | External | Winter | B19 | 700 | 310 | 0 | 92.54 | 87.54 | 8 | 0
2030 | RMPA_2_NE | RMPA | NE | External | Winter | B20 | 935 | 310 | 0 | 83.91 | 81.06 | 8 | 0
2030 | RMPA_2_SPP_N | RMPA | SPP_N | External | Shoulder | B11 | 25 | 210 | 0 | 97.89 | 93.79 | 8 | 0
2030 | RMPA_2_SPP_N | RMPA | SPP_N | External | Shoulder | B12 | 200 | 210 | 0 | 93.64 | 88.65 | 8 | 0
2030 | RMPA_2_SPP_N | RMPA | SPP_N | External | Shoulder | B13 | 600 | 210 | 0 | 90.37 | 85.38 | 8 | 0
2030 | RMPA_2_SPP_N | RMPA | SPP_N | External | Shoulder | B14 | 900 | 210 | 0 | 88.48 | 83.5 | 8 | 0
2030 | RMPA_2_SPP_N | RMPA | SPP_N | External | Shoulder | B15 | 1203 | 210 | 0 | 84.59 | 78.16 | 8 | 0
2030 | RMPA_2_SPP_N | RMPA | SPP_N | External | Summer | B1 | 10 | 210 | 0 | 138.84 | 135.82 | 8 | 0
2030 | RMPA_2_SPP_N | RMPA | SPP_N | External | Summer | B2 | 25 | 210 | 0 | 134.88 | 138.21 | 8 | 0
2030 | RMPA_2_SPP_N | RMPA | SPP_N | External | Summer | B3 | 75 | 210 | 0 | 134.88 | 141.04 | 8 | 0
2030 | RMPA_2_SPP_N | RMPA | SPP_N | External | Summer | B4 | 100 | 210 | 0 | 127.21 | 135.19 | 8 | 0
2030 | RMPA_2_SPP_N | RMPA | SPP_N | External | Summer | B5 | 200 | 210 | 210 | 113.66 | 130.75 | 8 | 9.09
2030 | RMPA_2_SPP_N | RMPA | SPP_N | External | Summer | B6 | 300 | 210 | 0 | 95.67 | 101.96 | 8 | 0
2030 | RMPA_2_SPP_N | RMPA | SPP_N | External | Summer | B7 | 400 | 210 | 0 | 95.67 | 95.86 | 8 | 0
2030 | RMPA_2_SPP_N | RMPA | SPP_N | External | Summer | B8 | 500 | 210 | 0 | 95.67 | 90.58 | 8 | 0
2030 | RMPA_2_SPP_N | RMPA | SPP_N | External | Summer | B9 | 800 | 210 | 0 | 95.67 | 89.84 | 8 | 0
2030 | RMPA_2_SPP_N | RMPA | SPP_N | External | Summer | B10 | 1262 | 210 | 0 | 95.67 | 77.39 | 8 | 0
2030 | RMPA_2_SPP_N | RMPA | SPP_N | External | Winter | B16 | 25 | 210 | 0 | 102.01 | 93.54 | 8 | 0
2030 | RMPA_2_SPP_N | RMPA | SPP_N | External | Winter | B17 | 100 | 210 | 0 | 102.01 | 88.53 | 8 | 0
2030 | RMPA_2_SPP_N | RMPA | SPP_N | External | Winter | B18 | 400 | 210 | 0 | 93.52 | 88.53 | 8 | 0
2030 | RMPA_2_SPP_N | RMPA | SPP_N | External | Winter | B19 | 700 | 210 | 0 | 92.54 | 87.55 | 8 | 0
2030 | RMPA_2_SPP_N | RMPA | SPP_N | External | Winter | B20 | 935 | 210 | 0 | 83.91 | 81.07 | 8 | 0
2030 | SPP_N_2_RMPA | SPP_N | RMPA | External | Shoulder | B11 | 25 | 210 | 0 | 93.79 | 97.89 | 5 | 0
2030 | SPP_N_2_RMPA | SPP_N | RMPA | External | Shoulder | B12 | 200 | 210 | 0 | 88.65 | 93.64 | 5 | 0
2030 | SPP_N_2_RMPA | SPP_N | RMPA | External | Shoulder | B13 | 600 | 210 | 0 | 85.38 | 90.37 | 5 | 0
2030 | SPP_N_2_RMPA | SPP_N | RMPA | External | Shoulder | B14 | 900 | 210 | 0 | 83.5 | 88.48 | 5 | 0
2030 | SPP_N_2_RMPA | SPP_N | RMPA | External | Shoulder | B15 | 1203 | 210 | 210 | 78.16 | 84.59 | 5 | 1.43
2030 | SPP_N_2_RMPA | SPP_N | RMPA | External | Summer | B1 | 10 | 210 | 0 | 135.82 | 138.84 | 5 | 0
2030 | SPP_N_2_RMPA | SPP_N | RMPA | External | Summer | B2 | 25 | 210 | 0 | 138.21 | 134.88 | 5 | 0
2030 | SPP_N_2_RMPA | SPP_N | RMPA | External | Summer | B3 | 75 | 210 | 0 | 141.04 | 134.88 | 5 | 0
2030 | SPP_N_2_RMPA | SPP_N | RMPA | External | Summer | B4 | 100 | 210 | 0 | 135.19 | 127.21 | 5 | 0
2030 | SPP_N_2_RMPA | SPP_N | RMPA | External | Summer | B5 | 200 | 210 | 0 | 130.75 | 113.66 | 5 | 0
2030 | SPP_N_2_RMPA | SPP_N | RMPA | External | Summer | B6 | 300 | 210 | 0 | 101.96 | 95.67 | 5 | 0
2030 | SPP_N_2_RMPA | SPP_N | RMPA | External | Summer | B7 | 400 | 210 | 0 | 95.86 | 95.67 | 5 | 0
2030 | SPP_N_2_RMPA | SPP_N | RMPA | External | Summer | B8 | 500 | 210 | 210 | 90.58 | 95.67 | 5 | 0.09
2030 | SPP_N_2_RMPA | SPP_N | RMPA | External | Summer | B9 | 800 | 210 | 210 | 89.84 | 95.67 | 5 | 0.84
2030 | SPP_N_2_RMPA | SPP_N | RMPA | External | Summer | B10 | 1262 | 210 | 210 | 77.39 | 95.67 | 5 | 13.28
2030 | SPP_N_2_RMPA | SPP_N | RMPA | External | Winter | B16 | 25 | 210 | 210 | 93.54 | 102.01 | 5 | 3.47
2030 | SPP_N_2_RMPA | SPP_N | RMPA | External | Winter | B17 | 100 | 210 | 210 | 88.53 | 102.01 | 5 | 8.48
2030 | SPP_N_2_RMPA | SPP_N | RMPA | External | Winter | B18 | 400 | 210 | 0 | 88.53 | 93.52 | 5 | 0
2030 | SPP_N_2_RMPA | SPP_N | RMPA | External | Winter | B19 | 700 | 210 | 0 | 87.55 | 92.54 | 5 | 0
2030 | SPP_N_2_RMPA | SPP_N | RMPA | External | Winter | B20 | 935 | 210 | 0 | 81.07 | 83.91 | 5 | 0
2030 | SPP_S_2_ERCOT | SPP_S | ERCOT | External | Shoulder | B11 | 25 | 800 | 0 | 93.65 | 98.43 | 5 | 0
2030 | SPP_S_2_ERCOT | SPP_S | ERCOT | External | Shoulder | B12 | 200 | 800 | 0 | 88.66 | 90.07 | 5 | 0
2030 | SPP_S_2_ERCOT | SPP_S | ERCOT | External | Shoulder | B13 | 600 | 800 | 0 | 85.37 | 90.07 | 5 | 0
2030 | SPP_S_2_ERCOT | SPP_S | ERCOT | External | Shoulder | B14 | 900 | 800 | 800 | 83.25 | 90.07 | 5 | 1.83
2030 | SPP_S_2_ERCOT | SPP_S | ERCOT | External | Shoulder | B15 | 1203 | 800 | 0 | 78.1 | 78.02 | 5 | 0
2030 | SPP_S_2_ERCOT | SPP_S | ERCOT | External | Summer | B1 | 10 | 800 | 800 | 134.02 | 147.98 | 5 | 8.97
2030 | SPP_S_2_ERCOT | SPP_S | ERCOT | External | Summer | B2 | 25 | 800 | 800 | 136.4 | 147.98 | 5 | 6.58
2030 | SPP_S_2_ERCOT | SPP_S | ERCOT | External | Summer | B3 | 75 | 800 | 0 | 139.24 | 131.24 | 5 | 0
2030 | SPP_S_2_ERCOT | SPP_S | ERCOT | External | Summer | B4 | 100 | 800 | 0 | 133.39 | 130.77 | 5 | 0
2030 | SPP_S_2_ERCOT | SPP_S | ERCOT | External | Summer | B5 | 200 | 800 | 0 | 128.95 | 122.23 | 5 | 0
2030 | SPP_S_2_ERCOT | SPP_S | ERCOT | External | Summer | B6 | 300 | 800 | 0 | 100.16 | 96.92 | 5 | 0
2030 | SPP_S_2_ERCOT | SPP_S | ERCOT | External | Summer | B7 | 400 | 800 | 0 | 94.05 | 88.69 | 5 | 0
2030 | SPP_S_2_ERCOT | SPP_S | ERCOT | External | Summer | B8 | 500 | 800 | 0 | 88.78 | 88.69 | 5 | 0
2030 | SPP_S_2_ERCOT | SPP_S | ERCOT | External | Summer | B9 | 800 | 800 | 0 | 88.69 | 88.69 | 5 | 0
2030 | SPP_S_2_ERCOT | SPP_S | ERCOT | External | Summer | B10 | 1262 | 800 | 800 | 77.4 | 88.69 | 5 | 6.29
2030 | SPP_S_2_ERCOT | SPP_S | ERCOT | External | Winter | B16 | 25 | 800 | 0 | 93.53 | 93.04 | 5 | 0
2030 | SPP_S_2_ERCOT | SPP_S | ERCOT | External | Winter | B17 | 100 | 800 | 0 | 88.52 | 93.04 | 5 | 0
2030 | SPP_S_2_ERCOT | SPP_S | ERCOT | External | Winter | B18 | 400 | 800 | 0 | 88.52 | 93.04 | 5 | 0
2030 | SPP_S_2_ERCOT | SPP_S | ERCOT | External | Winter | B19 | 700 | 800 | 800 | 87.22 | 93.04 | 5 | 0.82
2030 | SPP_S_2_ERCOT | SPP_S | ERCOT | External | Winter | B20 | 935 | 800 | 0 | 80.95 | 80.74 | 5 | 0
2035 | AZ_NM_SNV_Coal_2_SPP_S | AZ_NM_SNV_Coal | SPP_S | External | Shoulder | B11 | 25 | 400 | 400 | 126.62 | 136.15 | 8.17 | 1.37
2035 | AZ_NM_SNV_Coal_2_SPP_S | AZ_NM_SNV_Coal | SPP_S | External | Shoulder | B12 | 200 | 400 | 0 | 118.46 | 117.32 | 8.17 | 0
2035 | AZ_NM_SNV_Coal_2_SPP_S | AZ_NM_SNV_Coal | SPP_S | External | Shoulder | B13 | 600 | 400 | 0 | 116.91 | 117.21 | 8.17 | 0
2035 | AZ_NM_SNV_Coal_2_SPP_S | AZ_NM_SNV_Coal | SPP_S | External | Shoulder | B14 | 900 | 400 | 0 | 113.66 | 112.39 | 8.17 | 0
2035 | AZ_NM_SNV_Coal_2_SPP_S | AZ_NM_SNV_Coal | SPP_S | External | Shoulder | B15 | 1203 | 400 | 0 | 110.29 | 107.9 | 8.17 | 0
2035 | AZ_NM_SNV_Coal_2_SPP_S | AZ_NM_SNV_Coal | SPP_S | External | Summer | B1 | 10 | 400 | 400 | 193.65 | 201.95 | 8.17 | 0.14
2035 | AZ_NM_SNV_Coal_2_SPP_S | AZ_NM_SNV_Coal | SPP_S | External | Summer | B2 | 25 | 400 | 400 | 193.65 | 206.95 | 8.17 | 5.14
2035 | AZ_NM_SNV_Coal_2_SPP_S | AZ_NM_SNV_Coal | SPP_S | External | Summer | B3 | 75 | 400 | 400 | 168.73 | 207.45 | 8.17 | 30.56
2035 | AZ_NM_SNV_Coal_2_SPP_S | AZ_NM_SNV_Coal | SPP_S | External | Summer | B4 | 100 | 400 | 400 | 144.47 | 193.14 | 8.17 | 40.5
2035 | AZ_NM_SNV_Coal_2_SPP_S | AZ_NM_SNV_Coal | SPP_S | External | Summer | B5 | 200 | 400 | 400 | 136.32 | 148.56 | 8.17 | 4.08
2035 | AZ_NM_SNV_Coal_2_SPP_S | AZ_NM_SNV_Coal | SPP_S | External | Summer | B6 | 300 | 400 | 0 | 136.32 | 139.53 | 8.17 | 0
2035 | AZ_NM_SNV_Coal_2_SPP_S | AZ_NM_SNV_Coal | SPP_S | External | Summer | B7 | 400 | 400 | 0 | 136.32 | 134.62 | 8.17 | 0
2035 | AZ_NM_SNV_Coal_2_SPP_S | AZ_NM_SNV_Coal | SPP_S | External | Summer | B8 | 500 | 400 | 0 | 136.32 | 126.31 | 8.17 | 0
2035 | AZ_NM_SNV_Coal_2_SPP_S | AZ_NM_SNV_Coal | SPP_S | External | Summer | B9 | 800 | 400 | 0 | 136.32 | 115.63 | 8.17 | 0
2035 | AZ_NM_SNV_Coal_2_SPP_S | AZ_NM_SNV_Coal | SPP_S | External | Summer | B10 | 1262 | 400 | 0 | 122.73 | 113.54 | 8.17 | 0
2035 | AZ_NM_SNV_Coal_2_SPP_S | AZ_NM_SNV_Coal | SPP_S | External | Winter | B16 | 25 | 400 | 0 | 126.62 | 123.46 | 8.17 | 0
2035 | AZ_NM_SNV_Coal_2_SPP_S | AZ_NM_SNV_Coal | SPP_S | External | Winter | B17 | 100 | 400 | 0 | 118.46 | 120.41 | 8.17 | 0
2035 | AZ_NM_SNV_Coal_2_SPP_S | AZ_NM_SNV_Coal | SPP_S | External | Winter | B18 | 400 | 400 | 0 | 118.46 | 120.41 | 8.17 | 0
2035 | AZ_NM_SNV_Coal_2_SPP_S | AZ_NM_SNV_Coal | SPP_S | External | Winter | B19 | 700 | 400 | 0 | 118.46 | 115.48 | 8.17 | 0
2035 | AZ_NM_SNV_Coal_2_SPP_S | AZ_NM_SNV_Coal | SPP_S | External | Winter | B20 | 935 | 400 | 0 | 106.5 | 112.86 | 8.17 | 0
2035 | ERCOT_2_SPP_S | ERCOT | SPP_S | External | Shoulder | B11 | 25 | 800 | 0 | 136.08 | 136.15 | 8 | 0
2035 | ERCOT_2_SPP_S | ERCOT | SPP_S | External | Shoulder | B12 | 200 | 800 | 0 | 136.08 | 117.32 | 8 | 0
2035 | ERCOT_2_SPP_S | ERCOT | SPP_S | External | Shoulder | B13 | 600 | 800 | 0 | 117.14 | 117.21 | 8 | 0
2035 | ERCOT_2_SPP_S | ERCOT | SPP_S | External | Shoulder | B14 | 900 | 800 | 0 | 117.14 | 112.39 | 8 | 0
2035 | ERCOT_2_SPP_S | ERCOT | SPP_S | External | Shoulder | B15 | 1203 | 800 | 0 | 112.56 | 107.9 | 8 | 0
2035 | ERCOT_2_SPP_S | ERCOT | SPP_S | External | Summer | B1 | 10 | 800 | 0 | 222.14 | 201.95 | 8 | 0
2035 | ERCOT_2_SPP_S | ERCOT | SPP_S | External | Summer | B2 | 25 | 800 | 0 | 222.14 | 206.95 | 8 | 0
2035 | ERCOT_2_SPP_S | ERCOT | SPP_S | External | Summer | B3 | 75 | 800 | 734.47 | 199.45 | 207.45 | 8 | 0
2035 | ERCOT_2_SPP_S | ERCOT | SPP_S | External | Summer | B4 | 100 | 800 | 800 | 134.52 | 193.14 | 8 | 50.62
2035 | ERCOT_2_SPP_S | ERCOT | SPP_S | External | Summer | B5 | 200 | 800 | 800 | 134.52 | 148.56 | 8 | 6.04
2035 | ERCOT_2_SPP_S | ERCOT | SPP_S | External | Summer | B6 | 300 | 800 | 0 | 134.52 | 139.53 | 8 | 0
2035 | ERCOT_2_SPP_S | ERCOT | SPP_S | External | Summer | B7 | 400 | 800 | 0 | 134.52 | 134.62 | 8 | 0
2035 | ERCOT_2_SPP_S | ERCOT | SPP_S | External | Summer | B8 | 500 | 800 | 0 | 134.52 | 126.31 | 8 | 0
2035 | ERCOT_2_SPP_S | ERCOT | SPP_S | External | Summer | B9 | 800 | 800 | 0 | 115.82 | 115.63 | 8 | 0
2035 | ERCOT_2_SPP_S | ERCOT | SPP_S | External | Summer | B10 | 1262 | 800 | 0 | 115.82 | 113.54 | 8 | 0
2035 | ERCOT_2_SPP_S | ERCOT | SPP_S | External | Winter | B16 | 25 | 800 | 0 | 139.35 | 123.46 | 8 | 0
2035 | ERCOT_2_SPP_S | ERCOT | SPP_S | External | Winter | B17 | 100 | 800 | 0 | 139.35 | 120.41 | 8 | 0
2035 | ERCOT_2_SPP_S | ERCOT | SPP_S | External | Winter | B18 | 400 | 800 | 0 | 119.92 | 120.41 | 8 | 0
2035 | ERCOT_2_SPP_S | ERCOT | SPP_S | External | Winter | B19 | 700 | 800 | 0 | 119.92 | 115.48 | 8 | 0
2035 | ERCOT_2_SPP_S | ERCOT | SPP_S | External | Winter | B20 | 935 | 800 | 0 | 109.92 | 112.86 | 8 | 0
2035 | MAPP_US_2_RMPA | MAPP_US | RMPA | External | Shoulder | B11 | 25 | 200 | 0 | 128.43 | 120.43 | 8 | 0
2035 | MAPP_US_2_RMPA | MAPP_US | RMPA | External | Shoulder | B12 | 200 | 200 | 0 | 113.18 | 119.75 | 8 | 0
2035 | MAPP_US_2_RMPA | MAPP_US | RMPA | External | Shoulder | B13 | 600 | 200 | 200 | 107.85 | 117.2 | 8 | 1.35
2035 | MAPP_US_2_RMPA | MAPP_US | RMPA | External | Shoulder | B14 | 900 | 200 | 200 | 107.77 | 117.2 | 8 | 1.43
2035 | MAPP_US_2_RMPA | MAPP_US | RMPA | External | Shoulder | B15 | 1203 | 200 | 200 | 101.21 | 112.91 | 8 | 3.71
2035 | MAPP_US_2_RMPA | MAPP_US | RMPA | External | Summer | B1 | 10 | 200 | 0 | 205.44 | 209.59 | 8 | 0
2035 | MAPP_US_2_RMPA | MAPP_US | RMPA | External | Summer | B2 | 25 | 200 | 0 | 205.44 | 201.81 | 8 | 0
2035 | MAPP_US_2_RMPA | MAPP_US | RMPA | External | Summer | B3 | 75 | 200 | 0 | 205.95 | 202.1 | 8 | 0
2035 | MAPP_US_2_RMPA | MAPP_US | RMPA | External | Summer | B4 | 100 | 200 | 0 | 191.64 | 160.42 | 8 | 0
2035 | MAPP_US_2_RMPA | MAPP_US | RMPA | External | Summer | B5 | 200 | 200 | 0 | 149.2 | 144.47 | 8 | 0
2035 | MAPP_US_2_RMPA | MAPP_US | RMPA | External | Summer | B6 | 300 | 200 | 200 | 135.37 | 143.92 | 8 | 0.55
2035 | MAPP_US_2_RMPA | MAPP_US | RMPA | External | Summer | B7 | 400 | 200 | 200 | 126.62 | 139.62 | 8 | 4.99
2035 | MAPP_US_2_RMPA | MAPP_US | RMPA | External | Summer | B8 | 500 | 200 | 200 | 113.49 | 128.15 | 8 | 6.67
2035 | MAPP_US_2_RMPA | MAPP_US | RMPA | External | Summer | B9 | 800 | 200 | 200 | 106.23 | 120.87 | 8 | 6.64
2035 | MAPP_US_2_RMPA | MAPP_US | RMPA | External | Summer | B10 | 1262 | 200 | 200 | 99.79 | 118.53 | 8 | 10.74
2035 | MAPP_US_2_RMPA | MAPP_US | RMPA | External | Winter | B16 | 25 | 200 | 200 | 110.76 | 131.3 | 8 | 12.54
2035 | MAPP_US_2_RMPA | MAPP_US | RMPA | External | Winter | B17 | 100 | 200 | 200 | 110.76 | 123.49 | 8 | 4.73
2035 | MAPP_US_2_RMPA | MAPP_US | RMPA | External | Winter | B18 | 400 | 200 | 200 | 110.76 | 120.46 | 8 | 1.71
2035 | MAPP_US_2_RMPA | MAPP_US | RMPA | External | Winter | B19 | 700 | 200 | 200 | 110.76 | 120.46 | 8 | 1.71
2035 | MAPP_US_2_RMPA | MAPP_US | RMPA | External | Winter | B20 | 935 | 200 | 0 | 104.23 | 108.71 | 8 | 0
2035 | NE_2_RMPA | NE | RMPA | External | Shoulder | B11 | 25 | 310 | 0 | 136.13 | 120.43 | 5 | 0
2035 | NE_2_RMPA | NE | RMPA | External | Shoulder | B12 | 200 | 310 | 0 | 120.18 | 119.75 | 5 | 0
2035 | NE_2_RMPA | NE | RMPA | External | Shoulder | B13 | 600 | 310 | 0 | 117.56 | 117.2 | 5 | 0
2035 | NE_2_RMPA | NE | RMPA | External | Shoulder | B14 | 900 | 310 | 0 | 115.23 | 117.2 | 5 | 0
2035 | NE_2_RMPA | NE | RMPA | External | Shoulder | B15 | 1203 | 310 | 0 | 110.76 | 112.91 | 5 | 0
2035 | NE_2_RMPA | NE | RMPA | External | Summer | B1 | 10 | 310 | 0 | 207.44 | 209.59 | 5 | 0
2035 | NE_2_RMPA | NE | RMPA | External | Summer | B2 | 25 | 310 | 0 | 212.44 | 201.81 | 5 | 0
2035 | NE_2_RMPA | NE | RMPA | External | Summer | B3 | 75 | 310 | 0 | 212.95 | 202.1 | 5 | 0
2035 | NE_2_RMPA | NE | RMPA | External | Summer | B4 | 100 | 310 | 0 | 198.64 | 160.42 | 5 | 0
2035 | NE_2_RMPA | NE | RMPA | External | Summer | B5 | 200 | 310 | 0 | 154.06 | 144.47 | 5 | 0
2035 | NE_2_RMPA | NE | RMPA | External | Summer | B6 | 300 | 310 | 0 | 142.37 | 143.92 | 5 | 0
2035 | NE_2_RMPA | NE | RMPA | External | Summer | B7 | 400 | 310 | 194.24 | 134.62 | 139.62 | 5 | 0
2035 | NE_2_RMPA | NE | RMPA | External | Summer | B8 | 500 | 310 | 0 | 126.29 | 128.15 | 5 | 0
2035 | NE_2_RMPA | NE | RMPA | External | Summer | B9 | 800 | 310 | 127.59 | 115.87 | 120.87 | 5 | 0
2035 | NE_2_RMPA | NE | RMPA | External | Summer | B10 | 1262 | 310 | 0 | 113.79 | 118.53 | 5 | 0
2035 | NE_2_RMPA | NE | RMPA | External | Winter | B16 | 25 | 310 | 291.58 | 126.3 | 131.3 | 5 | 0
2035 | NE_2_RMPA | NE | RMPA | External | Winter | B17 | 100 | 310 | 0 | 120.83 | 123.49 | 5 | 0
2035 | NE_2_RMPA | NE | RMPA | External | Winter | B18 | 400 | 310 | 0 | 120.83 | 120.46 | 5 | 0
2035 | NE_2_RMPA | NE | RMPA | External | Winter | B19 | 700 | 310 | 0 | 118.32 | 120.46 | 5 | 0
2035 | NE_2_RMPA | NE | RMPA | External | Winter | B20 | 935 | 310 | 0 | 115.69 | 108.71 | 5 | 0
2035 | NWPP_Coal_2_MAPP_US | NWPP_Coal | MAPP_US | External | Shoulder | B11 | 25 | 150 | 150 | 118.45 | 128.43 | 8 | 1.97
2035 | NWPP_Coal_2_MAPP_US | NWPP_Coal | MAPP_US | External | Shoulder | B12 | 200 | 150 | 0 | 118.45 | 113.18 | 8 | 0
2035 | NWPP_Coal_2_MAPP_US | NWPP_Coal | MAPP_US | External | Shoulder | B13 | 600 | 150 | 0 | 118.45 | 107.85 | 8 | 0
2035 | NWPP_Coal_2_MAPP_US | NWPP_Coal | MAPP_US | External | Shoulder | B14 | 900 | 150 | 0 | 118.45 | 107.77 | 8 | 0
2035 | NWPP_Coal_2_MAPP_US | NWPP_Coal | MAPP_US | External | Shoulder | B15 | 1203 | 150 | 0 | 118.45 | 101.21 | 8 | 0
2035 | NWPP_Coal_2_MAPP_US | NWPP_Coal | MAPP_US | External | Summer | B1 | 10 | 150 | 150 | 142.58 | 205.44 | 8 | 54.86
2035 | NWPP_Coal_2_MAPP_US | NWPP_Coal | MAPP_US | External | Summer | B2 | 25 | 150 | 150 | 136.31 | 205.44 | 8 | 61.14
2035 | NWPP_Coal_2_MAPP_US | NWPP_Coal | MAPP_US | External | Summer | B3 | 75 | 150 | 150 | 136.31 | 205.95 | 8 | 61.64
2035 | NWPP_Coal_2_MAPP_US | NWPP_Coal | MAPP_US | External | Summer | B4 | 100 | 150 | 150 | 136.31 | 191.64 | 8 | 47.33
2035 | NWPP_Coal_2_MAPP_US | NWPP_Coal | MAPP_US | External | Summer | B5 | 200 | 150 | 150 | 136.31 | 149.2 | 8 | 4.89
2035 | NWPP_Coal_2_MAPP_US | NWPP_Coal | MAPP_US | External | Summer | B6 | 300 | 150 | 0 | 136.31 | 135.37 | 8 | 0
2035 | NWPP_Coal_2_MAPP_US | NWPP_Coal | MAPP_US | External | Summer | B7 | 400 | 150 | 0 | 136.31 | 126.62 | 8 | 0
2035 | NWPP_Coal_2_MAPP_US | NWPP_Coal | MAPP_US | External | Summer | B8 | 500 | 150 | 0 | 136.31 | 113.49 | 8 | 0
2035 | NWPP_Coal_2_MAPP_US | NWPP_Coal | MAPP_US | External | Summer | B9 | 800 | 150 | 0 | 136.31 | 106.23 | 8 | 0
2035 | NWPP_Coal_2_MAPP_US | NWPP_Coal | MAPP_US | External | Summer | B10 | 1262 | 150 | 0 | 136.31 | 99.79 | 8 | 0
2035 | NWPP_Coal_2_MAPP_US | NWPP_Coal | MAPP_US | External | Winter | B16 | 25 | 150 | 0 | 118.45 | 110.76 | 8 | 0
2035 | NWPP_Coal_2_MAPP_US | NWPP_Coal | MAPP_US | External | Winter | B17 | 100 | 150 | 0 | 118.45 | 110.76 | 8 | 0
2035 | NWPP_Coal_2_MAPP_US | NWPP_Coal | MAPP_US | External | Winter | B18 | 400 | 150 | 0 | 118.45 | 110.76 | 8 | 0
2035 | NWPP_Coal_2_MAPP_US | NWPP_Coal | MAPP_US | External | Winter | B19 | 700 | 150 | 0 | 118.45 | 110.76 | 8 | 0
2035 | NWPP_Coal_2_MAPP_US | NWPP_Coal | MAPP_US | External | Winter | B20 | 935 | 150 | 0 | 118.45 | 104.23 | 8 | 0
2035 | RMPA_2_MAPP_US | RMPA | MAPP_US | External | Shoulder | B11 | 25 | 200 | 164.91 | 120.43 | 128.43 | 8 | 0
2035 | RMPA_2_MAPP_US | RMPA | MAPP_US | External | Shoulder | B12 | 200 | 200 | 0 | 119.75 | 113.18 | 8 | 0
2035 | RMPA_2_MAPP_US | RMPA | MAPP_US | External | Shoulder | B13 | 600 | 200 | 0 | 117.2 | 107.85 | 8 | 0
2035 | RMPA_2_MAPP_US | RMPA | MAPP_US | External | Shoulder | B14 | 900 | 200 | 0 | 117.2 | 107.77 | 8 | 0
2035 | RMPA_2_MAPP_US | RMPA | MAPP_US | External | Shoulder | B15 | 1203 | 200 | 0 | 112.91 | 101.21 | 8 | 0
2035 | RMPA_2_MAPP_US | RMPA | MAPP_US | External | Summer | B1 | 10 | 200 | 0 | 209.59 | 205.44 | 8 | 0
2035 | RMPA_2_MAPP_US | RMPA | MAPP_US | External | Summer | B2 | 25 | 200 | 0 | 201.81 | 205.44 | 8 | 0
2035 | RMPA_2_MAPP_US | RMPA | MAPP_US | External | Summer | B3 | 75 | 200 | 0 | 202.1 | 205.95 | 8 | 0
2035 | RMPA_2_MAPP_US | RMPA | MAPP_US | External | Summer | B4 | 100 | 200 | 200 | 160.42 | 191.64 | 8 | 23.22
2035 | RMPA_2_MAPP_US | RMPA | MAPP_US | External | Summer | B5 | 200 | 200 | 0 | 144.47 | 149.2 | 8 | 0
2035 | RMPA_2_MAPP_US | RMPA | MAPP_US | External | Summer | B6 | 300 | 200 | 0 | 143.92 | 135.37 | 8 | 0
2035 | RMPA_2_MAPP_US | RMPA | MAPP_US | External | Summer | B7 | 400 | 200 | 0 | 139.62 | 126.62 | 8 | 0
2035 | RMPA_2_MAPP_US | RMPA | MAPP_US | External | Summer | B8 | 500 | 200 | 0 | 128.15 | 113.49 | 8 | 0
2035 | RMPA_2_MAPP_US | RMPA | MAPP_US | External | Summer | B9 | 800 | 200 | 0 | 120.87 | 106.23 | 8 | 0
2035 | RMPA_2_MAPP_US | RMPA | MAPP_US | External | Summer | B10 | 1262 | 200 | 0 | 118.53 | 99.79 | 8 | 0
2035 | RMPA_2_MAPP_US | RMPA | MAPP_US | External | Winter | B16 | 25 | 200 | 0 | 131.3 | 110.76 | 8 | 0
2035 | RMPA_2_MAPP_US | RMPA | MAPP_US | External | Winter | B17 | 100 | 200 | 0 | 123.49 | 110.76 | 8 | 0
2035 | RMPA_2_MAPP_US | RMPA | MAPP_US | External | Winter | B18 | 400 | 200 | 0 | 120.46 | 110.76 | 8 | 0
2035 | RMPA_2_MAPP_US | RMPA | MAPP_US | External | Winter | B19 | 700 | 200 | 0 | 120.46 | 110.76 | 8 | 0
2035 | RMPA_2_MAPP_US | RMPA | MAPP_US | External | Winter | B20 | 935 | 200 | 0 | 108.71 | 104.23 | 8 | 0
2035 | RMPA_2_NE | RMPA | NE | External | Shoulder | B11 | 25 | 310 | 310 | 120.43 | 136.13 | 8 | 7.7
2035 | RMPA_2_NE | RMPA | NE | External | Shoulder | B12 | 200 | 310 | 0 | 119.75 | 120.18 | 8 | 0
2035 | RMPA_2_NE | RMPA | NE | External | Shoulder | B13 | 600 | 310 | 0 | 117.2 | 117.56 | 8 | 0
2035 | RMPA_2_NE | RMPA | NE | External | Shoulder | B14 | 900 | 310 | 0 | 117.2 | 115.23 | 8 | 0
2035 | RMPA_2_NE | RMPA | NE | External | Shoulder | B15 | 1203 | 310 | 0 | 112.91 | 110.76 | 8 | 0
2035 | RMPA_2_NE | RMPA | NE | External | Summer | B1 | 10 | 310 | 0 | 209.59 | 207.44 | 8 | 0
2035 | RMPA_2_NE | RMPA | NE | External | Summer | B2 | 25 | 310 | 310 | 201.81 | 212.44 | 8 | 2.63
2035 | RMPA_2_NE | RMPA | NE | External | Summer | B3 | 75 | 310 | 310 | 202.1 | 212.95 | 8 | 2.85
2035 | RMPA_2_NE | RMPA | NE | External | Summer | B4 | 100 | 310 | 310 | 160.42 | 198.64 | 8 | 30.22
2035 | RMPA_2_NE | RMPA | NE | External | Summer | B5 | 200 | 310 | 310 | 144.47 | 154.06 | 8 | 1.59
2035 | RMPA_2_NE | RMPA | NE | External | Summer | B6 | 300 | 310 | 0 | 143.92 | 142.37 | 8 | 0
2035 | RMPA_2_NE | RMPA | NE | External | Summer | B7 | 400 | 310 | 0 | 139.62 | 134.62 | 8 | 0
2035 | RMPA_2_NE | RMPA | NE | External | Summer | B8 | 500 | 310 | 0 | 128.15 | 126.29 | 8 | 0
2035 | RMPA_2_NE | RMPA | NE | External | Summer | B9 | 800 | 310 | 0 | 120.87 | 115.87 | 8 | 0
2035 | RMPA_2_NE | RMPA | NE | External | Summer | B10 | 1262 | 310 | 0 | 118.53 | 113.79 | 8 | 0
2035 | RMPA_2_NE | RMPA | NE | External | Winter | B16 | 25 | 310 | 0 | 131.3 | 126.3 | 8 | 0
2035 | RMPA_2_NE | RMPA | NE | External | Winter | B17 | 100 | 310 | 0 | 123.49 | 120.83 | 8 | 0
2035 | RMPA_2_NE | RMPA | NE | External | Winter | B18 | 400 | 310 | 0 | 120.46 | 120.83 | 8 | 0
2035 | RMPA_2_NE | RMPA | NE | External | Winter | B19 | 700 | 310 | 0 | 120.46 | 118.32 | 8 | 0
2035 | RMPA_2_NE | RMPA | NE | External | Winter | B20 | 935 | 310 | 0 | 108.71 | 115.69 | 8 | 0
2035 | RMPA_2_SPP_N | RMPA | SPP_N | External | Shoulder | B11 | 25 | 210 | 210 | 120.43 | 136.14 | 8 | 7.71
2035 | RMPA_2_SPP_N | RMPA | SPP_N | External | Shoulder | B12 | 200 | 210 | 0 | 119.75 | 117.33 | 8 | 0
2035 | RMPA_2_SPP_N | RMPA | SPP_N | External | Shoulder | B13 | 600 | 210 | 0 | 117.2 | 117.19 | 8 | 0
2035 | RMPA_2_SPP_N | RMPA | SPP_N | External | Shoulder | B14 | 900 | 210 | 0 | 117.2 | 112.37 | 8 | 0
2035 | RMPA_2_SPP_N | RMPA | SPP_N | External | Shoulder | B15 | 1203 | 210 | 0 | 112.91 | 107.91 | 8 | 0
2035 | RMPA_2_SPP_N | RMPA | SPP_N | External | Summer | B1 | 10 | 210 | 0 | 209.59 | 204.59 | 8 | 0
2035 | RMPA_2_SPP_N | RMPA | SPP_N | External | Summer | B2 | 25 | 210 | 0 | 201.81 | 209.59 | 8 | 0
2035 | RMPA_2_SPP_N | RMPA | SPP_N | External | Summer | B3 | 75 | 210 | 92.98 | 202.1 | 210.1 | 8 | 0
2035 | RMPA_2_SPP_N | RMPA | SPP_N | External | Summer | B4 | 100 | 210 | 210 | 160.42 | 195.79 | 8 | 27.37
2035 | RMPA_2_SPP_N | RMPA | SPP_N | External | Summer | B5 | 200 | 210 | 0 | 144.47 | 151.21 | 8 | 0
2035 | RMPA_2_SPP_N | RMPA | SPP_N | External | Summer | B6 | 300 | 210 | 0 | 143.92 | 139.52 | 8 | 0
2035 | RMPA_2_SPP_N | RMPA | SPP_N | External | Summer | B7 | 400 | 210 | 0 | 139.62 | 134.61 | 8 | 0
2035 | RMPA_2_SPP_N | RMPA | SPP_N | External | Summer | B8 | 500 | 210 | 0 | 128.15 | 126.3 | 8 | 0
2035 | RMPA_2_SPP_N | RMPA | SPP_N | External | Summer | B9 | 800 | 210 | 0 | 120.87 | 115.62 | 8 | 0
2035 | RMPA_2_SPP_N | RMPA | SPP_N | External | Summer | B10 | 1262 | 210 | 0 | 118.53 | 113.53 | 8 | 0
2035 | RMPA_2_SPP_N | RMPA | SPP_N | External | Winter | B16 | 25 | 210 | 0 | 131.3 | 123.45 | 8 | 0
2035 | RMPA_2_SPP_N | RMPA | SPP_N | External | Winter | B17 | 100 | 210 | 0 | 123.49 | 120.39 | 8 | 0
2035 | RMPA_2_SPP_N | RMPA | SPP_N | External | Winter | B18 | 400 | 210 | 0 | 120.46 | 120.39 | 8 | 0
2035 | RMPA_2_SPP_N | RMPA | SPP_N | External | Winter | B19 | 700 | 210 | 0 | 120.46 | 115.46 | 8 | 0
2035 | RMPA_2_SPP_N | RMPA | SPP_N | External | Winter | B20 | 935 | 210 | 0 | 108.71 | 112.84 | 8 | 0
2035 | SPP_N_2_RMPA | SPP_N | RMPA | External | Shoulder | B11 | 25 | 210 | 0 | 136.14 | 120.43 | 5 | 0
2035 | SPP_N_2_RMPA | SPP_N | RMPA | External | Shoulder | B12 | 200 | 210 | 0 | 117.33 | 119.75 | 5 | 0
2035 | SPP_N_2_RMPA | SPP_N | RMPA | External | Shoulder | B13 | 600 | 210 | 0 | 117.19 | 117.2 | 5 | 0
2035 | SPP_N_2_RMPA | SPP_N | RMPA | External | Shoulder | B14 | 900 | 210 | 0 | 112.37 | 117.2 | 5 | 0
2035 | SPP_N_2_RMPA | SPP_N | RMPA | External | Shoulder | B15 | 1203 | 210 | 50.13 | 107.91 | 112.91 | 5 | 0
2035 | SPP_N_2_RMPA | SPP_N | RMPA | External | Summer | B1 | 10 | 210 | 155.15 | 204.59 | 209.59 | 5 | 0
2035 | SPP_N_2_RMPA | SPP_N | RMPA | External | Summer | B2 | 25 | 210 | 0 | 209.59 | 201.81 | 5 | 0
2035 | SPP_N_2_RMPA | SPP_N | RMPA | External | Summer | B3 | 75 | 210 | 0 | 210.1 | 202.1 | 5 | 0
2035 | SPP_N_2_RMPA | SPP_N | RMPA | External | Summer | B4 | 100 | 210 | 0 | 195.79 | 160.42 | 5 | 0
2035 | SPP_N_2_RMPA | SPP_N | RMPA | External | Summer | B5 | 200 | 210 | 0 | 151.21 | 144.47 | 5 | 0
2035 | SPP_N_2_RMPA | SPP_N | RMPA | External | Summer | B6 | 300 | 210 | 0 | 139.52 | 143.92 | 5 | 0
2035 | SPP_N_2_RMPA | SPP_N | RMPA | External | Summer | B7 | 400 | 210 | 210 | 134.61 | 139.62 | 5 | 0.01
2035 | SPP_N_2_RMPA | SPP_N | RMPA | External | Summer | B8 | 500 | 210 | 0 | 126.3 | 128.15 | 5 | 0
2035 | SPP_N_2_RMPA | SPP_N | RMPA | External | Summer | B9 | 800 | 210 | 210 | 115.62 | 120.87 | 5 | 0.25
2035 | SPP_N_2_RMPA | SPP_N | RMPA | External | Summer | B10 | 1262 | 210 | 189.28 | 113.53 | 118.53 | 5 | 0
2035 | SPP_N_2_RMPA | SPP_N | RMPA | External | Winter | B16 | 25 | 210 | 210 | 123.45 | 131.3 | 5 | 2.85
2035 | SPP_N_2_RMPA | SPP_N | RMPA | External | Winter | B17 | 100 | 210 | 0 | 120.39 | 123.49 | 5 | 0
2035 | SPP_N_2_RMPA | SPP_N | RMPA | External | Winter | B18 | 400 | 210 | 0 | 120.39 | 120.46 | 5 | 0
2035 | SPP_N_2_RMPA | SPP_N | RMPA | External | Winter | B19 | 700 | 210 | 46.38 | 115.46 | 120.46 | 5 | 0
2035 | SPP_N_2_RMPA | SPP_N | RMPA | External | Winter | B20 | 935 | 210 | 0 | 112.84 | 108.71 | 5 | 0
2035 | SPP_S_2_ERCOT | SPP_S | ERCOT | External | Shoulder | B11 | 25 | 800 | 0 | 136.15 | 136.08 | 5 | 0
2035 | SPP_S_2_ERCOT | SPP_S | ERCOT | External | Shoulder | B12 | 200 | 800 | 800 | 117.32 | 136.08 | 5 | 13.77
2035 | SPP_S_2_ERCOT | SPP_S | ERCOT | External | Shoulder | B13 | 600 | 800 | 0 | 117.21 | 117.14 | 5 | 0
2035 | SPP_S_2_ERCOT | SPP_S | ERCOT | External | Shoulder | B14 | 900 | 800 | 0 | 112.39 | 117.14 | 5 | 0
2035 | SPP_S_2_ERCOT | SPP_S | ERCOT | External | Shoulder | B15 | 1203 | 800 | 0 | 107.9 | 112.56 | 5 | 0
2035 | SPP_S_2_ERCOT | SPP_S | ERCOT | External | Summer | B1 | 10 | 800 | 800 | 201.95 | 222.14 | 5 | 15.19
2035 | SPP_S_2_ERCOT | SPP_S | ERCOT | External | Summer | B2 | 25 | 800 | 800 | 206.95 | 222.14 | 5 | 10.19
2035 | SPP_S_2_ERCOT | SPP_S | ERCOT | External | Summer | B3 | 75 | 800 | 0 | 207.45 | 199.45 | 5 | 0
2035 | SPP_S_2_ERCOT | SPP_S | ERCOT | External | Summer | B4 | 100 | 800 | 0 | 193.14 | 134.52 | 5 | 0
2035 | SPP_S_2_ERCOT | SPP_S | ERCOT | External | Summer | B5 | 200 | 800 | 0 | 148.56 | 134.52 | 5 | 0
2035 | SPP_S_2_ERCOT | SPP_S | ERCOT | External | Summer | B6 | 300 | 800 | 0 | 139.53 | 134.52 | 5 | 0
2035 | SPP_S_2_ERCOT | SPP_S | ERCOT | External | Summer | B7 | 400 | 800 | 0 | 134.62 | 134.52 | 5 | 0
2035 | SPP_S_2_ERCOT | SPP_S | ERCOT | External | Summer | B8 | 500 | 800 | 800 | 126.31 | 134.52 | 5 | 3.21
2035 | SPP_S_2_ERCOT | SPP_S | ERCOT | External | Summer | B9 | 800 | 800 | 0 | 115.63 | 115.82 | 5 | 0
2035 | SPP_S_2_ERCOT | SPP_S | ERCOT | External | Summer | B10 | 1262 | 800 | 0 | 113.54 | 115.82 | 5 | 0
2035 | SPP_S_2_ERCOT | SPP_S | ERCOT | External | Winter | B16 | 25 | 800 | 800 | 123.46 | 139.35 | 5 | 10.89
2035 | SPP_S_2_ERCOT | SPP_S | ERCOT | External | Winter | B17 | 100 | 800 | 800 | 120.41 | 139.35 | 5 | 13.94
2035 | SPP_S_2_ERCOT | SPP_S | ERCOT | External | Winter | B18 | 400 | 800 | 0 | 120.41 | 119.92 | 5 | 0
2035 | SPP_S_2_ERCOT | SPP_S | ERCOT | External | Winter | B19 | 700 | 800 | 0 | 115.48 | 119.92 | 5 | 0
2035 | SPP_S_2_ERCOT | SPP_S | ERCOT | External | Winter | B20 | 935 | 800 | 0 | 112.86 | 109.92 | 5 | 0
2040 | AZ_NM_SNV_Coal_2_SPP_S | AZ_NM_SNV_Coal | SPP_S | External | Shoulder | B11 | 25 | 400 | 400 | 126.93 | 161.59 | 8.17 | 26.5
2040 | AZ_NM_SNV_Coal_2_SPP_S | AZ_NM_SNV_Coal | SPP_S | External | Shoulder | B12 | 200 | 400 | 400 | 102.02 | 152.63 | 8.17 | 42.45
2040 | AZ_NM_SNV_Coal_2_SPP_S | AZ_NM_SNV_Coal | SPP_S | External | Shoulder | B13 | 600 | 400 | 400 | 101.88 | 148.28 | 8.17 | 38.23
2040 | AZ_NM_SNV_Coal_2_SPP_S | AZ_NM_SNV_Coal | SPP_S | External | Shoulder | B14 | 900 | 400 | 400 | 101.88 | 131.3 | 8.17 | 21.25
2040 | AZ_NM_SNV_Coal_2_SPP_S | AZ_NM_SNV_Coal | SPP_S | External | Shoulder | B15 | 1203 | 400 | 0 | 85.55 | 73.5 | 8.17 | 0
2040 | AZ_NM_SNV_Coal_2_SPP_S | AZ_NM_SNV_Coal | SPP_S | External | Summer | B1 | 10 | 400 | 0 | 260.53 | 264.6 | 8.17 | 0
2040 | AZ_NM_SNV_Coal_2_SPP_S | AZ_NM_SNV_Coal | SPP_S | External | Summer | B2 | 25 | 400 | 400 | 260.53 | 276.24 | 8.17 | 7.55
2040 | AZ_NM_SNV_Coal_2_SPP_S | AZ_NM_SNV_Coal | SPP_S | External | Summer | B3 | 75 | 400 | 400 | 218.02 | 270.43 | 8.17 | 44.24
2040 | AZ_NM_SNV_Coal_2_SPP_S | AZ_NM_SNV_Coal | SPP_S | External | Summer | B4 | 100 | 400 | 0 | 184.17 | 188.11 | 8.17 | 0
2040 | AZ_NM_SNV_Coal_2_SPP_S | AZ_NM_SNV_Coal | SPP_S | External | Summer | B5 | 200 | 400 | 0 | 181.94 | 180.71 | 8.17 | 0
2040 | AZ_NM_SNV_Coal_2_SPP_S | AZ_NM_SNV_Coal | SPP_S | External | Summer | B6 | 300 | 400 | 0 | 181.94 | 180.29 | 8.17 | 0
2040 | AZ_NM_SNV_Coal_2_SPP_S | AZ_NM_SNV_Coal | SPP_S | External | Summer | B7 | 400 | 400 | 0 | 181.94 | 169.49 | 8.17 | 0
2040 | AZ_NM_SNV_Coal_2_SPP_S | AZ_NM_SNV_Coal | SPP_S | External | Summer | B8 | 500 | 400 | 0 | 181.94 | 154.74 | 8.17 | 0
2040 | AZ_NM_SNV_Coal_2_SPP_S | AZ_NM_SNV_Coal | SPP_S | External | Summer | B9 | 800 | 400 | 0 | 176.01 | 154.74 | 8.17 | 0
2040 | AZ_NM_SNV_Coal_2_SPP_S | AZ_NM_SNV_Coal | SPP_S | External | Summer | B10 | 1262 | 400 | 0 | 159.69 | 91.2 | 8.17 | 0
2040 | AZ_NM_SNV_Coal_2_SPP_S | AZ_NM_SNV_Coal | SPP_S | External | Winter | B16 | 25 | 400 | 400 | 119.18 | 150.64 | 8.17 | 23.29
2040 | AZ_NM_SNV_Coal_2_SPP_S | AZ_NM_SNV_Coal | SPP_S | External | Winter | B17 | 100 | 400 | 400 | 110.04 | 149.49 | 8.17 | 31.29
2040 | AZ_NM_SNV_Coal_2_SPP_S | AZ_NM_SNV_Coal | SPP_S | External | Winter | B18 | 400 | 400 | 400 | 101.88 | 148.88 | 8.17 | 38.84
2040 | AZ_NM_SNV_Coal_2_SPP_S | AZ_NM_SNV_Coal | SPP_S | External | Winter | B19 | 700 | 400 | 400 | 101.88 | 137.94 | 8.17 | 27.89
2040 | AZ_NM_SNV_Coal_2_SPP_S | AZ_NM_SNV_Coal | SPP_S | External | Winter | B20 | 935 | 400 | 0 | 85.56 | 73.5 | 8.17 | 0
2040 | ERCOT_2_SPP_S | ERCOT | SPP_S | External | Shoulder | B11 | 25 | 800 | 0 | 182.23 | 161.59 | 8 | 0
2040 | ERCOT_2_SPP_S | ERCOT | SPP_S | External | Shoulder | B12 | 200 | 800 | 0 | 157.63 | 152.63 | 8 | 0
2040 | ERCOT_2_SPP_S | ERCOT | SPP_S | External | Shoulder | B13 | 600 | 800 | 0 | 156.39 | 148.28 | 8 | 0
2040 | ERCOT_2_SPP_S | ERCOT | SPP_S | External | Shoulder | B14 | 900 | 800 | 0 | 156.39 | 131.3 | 8 | 0
2040 | ERCOT_2_SPP_S | ERCOT | SPP_S | External | Shoulder | B15 | 1203 | 800 | 154.57 | 65.5 | 73.5 | 8 | 0
2040 | ERCOT_2_SPP_S | ERCOT | SPP_S | External | Summer | B1 | 10 | 800 | 0 | 296.53 | 264.6 | 8 | 0
2040 | ERCOT_2_SPP_S | ERCOT | SPP_S | External | Summer | B2 | 25 | 800 | 0 | 296.53 | 276.24 | 8 | 0
2040 | ERCOT_2_SPP_S | ERCOT | SPP_S | External | Summer | B3 | 75 | 800 | 751.84 | 262.43 | 270.43 | 8 | 0
2040 | ERCOT_2_SPP_S | ERCOT | SPP_S | External | Summer | B4 | 100 | 800 | 0 | 180.49 | 188.11 | 8 | 0
2040 | ERCOT_2_SPP_S | ERCOT | SPP_S | External | Summer | B5 | 200 | 800 | 0 | 180.49 | 180.71 | 8 | 0
2040 | ERCOT_2_SPP_S | ERCOT | SPP_S | External | Summer | B6 | 300 | 800 | 0 | 180.49 | 180.29 | 8 | 0
2040 | ERCOT_2_SPP_S | ERCOT | SPP_S | External | Summer | B7 | 400 | 800 | 0 | 180.49 | 169.49 | 8 | 0
2040 | ERCOT_2_SPP_S | ERCOT | SPP_S | External | Summer | B8 | 500 | 800 | 0 | 154.92 | 154.74 | 8 | 0
2040 | ERCOT_2_SPP_S | ERCOT | SPP_S | External | Summer | B9 | 800 | 800 | 0 | 154.92 | 154.74 | 8 | 0
2040 | ERCOT_2_SPP_S | ERCOT | SPP_S | External | Summer | B10 | 1262 | 800 | 0 | 87.07 | 91.2 | 8 | 0
2040 | ERCOT_2_SPP_S | ERCOT | SPP_S | External | Winter | B16 | 25 | 800 | 0 | 185.84 | 150.64 | 8 | 0
2040 | ERCOT_2_SPP_S | ERCOT | SPP_S | External | Winter | B17 | 100 | 800 | 0 | 159.46 | 149.49 | 8 | 0
2040 | ERCOT_2_SPP_S | ERCOT | SPP_S | External | Winter | B18 | 400 | 800 | 0 | 159.46 | 148.88 | 8 | 0
2040 | ERCOT_2_SPP_S | ERCOT | SPP_S | External | Winter | B19 | 700 | 800 | 0 | 159.46 | 137.94 | 8 | 0
2040 | ERCOT_2_SPP_S | ERCOT | SPP_S | External | Winter | B20 | 935 | 800 | 0 | 66.1 | 73.5 | 8 | 0
2040 | MAPP_US_2_RMPA | MAPP_US | RMPA | External | Shoulder | B11 | 25 | 200 | 0 | 151.58 | 118.77 | 8 | 0
2040 | MAPP_US_2_RMPA | MAPP_US | RMPA | External | Shoulder | B12 | 200 | 200 | 0 | 138.62 | 110.19 | 8 | 0
2040 | MAPP_US_2_RMPA | MAPP_US | RMPA | External | Shoulder | B13 | 600 | 200 | 0 | 134.27 | 110.05 | 8 | 0
2040 | MAPP_US_2_RMPA | MAPP_US | RMPA | External | Shoulder | B14 | 900 | 200 | 0 | 127.84 | 110.05 | 8 | 0
2040 | MAPP_US_2_RMPA | MAPP_US | RMPA | External | Shoulder | B15 | 1203 | 200 | 200 | 67.49 | 80.86 | 8 | 5.37
2040 | MAPP_US_2_RMPA | MAPP_US | RMPA | External | Summer | B1 | 10 | 200 | 0 | 277.22 | 280.69 | 8 | 0
2040 | MAPP_US_2_RMPA | MAPP_US | RMPA | External | Summer | B2 | 25 | 200 | 0 | 276.01 | 275 | 8 | 0
2040 | MAPP_US_2_RMPA | MAPP_US | RMPA | External | Summer | B3 | 75 | 200 | 0 | 274.5 | 273.5 | 8 | 0
2040 | MAPP_US_2_RMPA | MAPP_US | RMPA | External | Summer | B4 | 100 | 200 | 200 | 181.13 | 192.16 | 8 | 3.03
2040 | MAPP_US_2_RMPA | MAPP_US | RMPA | External | Summer | B5 | 200 | 200 | 200 | 177.16 | 190.1 | 8 | 4.94
2040 | MAPP_US_2_RMPA | MAPP_US | RMPA | External | Summer | B6 | 300 | 200 | 200 | 173.26 | 185.26 | 8 | 4
2040 | MAPP_US_2_RMPA | MAPP_US | RMPA | External | Summer | B7 | 400 | 200 | 200 | 155.48 | 174.48 | 8 | 11
2040 | MAPP_US_2_RMPA | MAPP_US | RMPA | External | Summer | B8 | 500 | 200 | 200 | 148.12 | 167.84 | 8 | 11.72
2040 | MAPP_US_2_RMPA | MAPP_US | RMPA | External | Summer | B9 | 800 | 200 | 200 | 143.06 | 159.72 | 8 | 8.66
2040 | MAPP_US_2_RMPA | MAPP_US | RMPA | External | Summer | B10 | 1262 | 200 | 200 | 84.2 | 156.72 | 8 | 64.52
2040 | MAPP_US_2_RMPA | MAPP_US | RMPA | External | Winter | B16 | 25 | 200 | 200 | 132.51 | 155.62 | 8 | 15.11
2040 | MAPP_US_2_RMPA | MAPP_US | RMPA | External | Winter | B17 | 100 | 200 | 0 | 131.37 | 123.37 | 8 | 0
2040 | MAPP_US_2_RMPA | MAPP_US | RMPA | External | Winter | B18 | 400 | 200 | 0 | 130.94 | 110.04 | 8 | 0
2040 | MAPP_US_2_RMPA | MAPP_US | RMPA | External | Winter | B19 | 700 | 200 | 0 | 130.94 | 110.04 | 8 | 0
2040 | MAPP_US_2_RMPA | MAPP_US | RMPA | External | Winter | B20 | 935 | 200 | 200 | 70.02 | 79.91 | 8 | 1.89
2040 | NE_2_RMPA | NE | RMPA | External | Shoulder | B11 | 25 | 310 | 0 | 161.56 | 118.77 | 5 | 0
2040 | NE_2_RMPA | NE | RMPA | External | Shoulder | B12 | 200 | 310 | 0 | 152.61 | 110.19 | 5 | 0
2040 | NE_2_RMPA | NE | RMPA | External | Shoulder | B13 | 600 | 310 | 0 | 148.26 | 110.05 | 5 | 0
2040 | NE_2_RMPA | NE | RMPA | External | Shoulder | B14 | 900 | 310 | 0 | 134.84 | 110.05 | 5 | 0
2040 | NE_2_RMPA | NE | RMPA | External | Shoulder | B15 | 1203 | 310 | 310 | 74.49 | 80.86 | 5 | 1.37
2040 | NE_2_RMPA | NE | RMPA | External | Summer | B1 | 10 | 310 | 0 | 279.22 | 280.69 | 5 | 0
2040 | NE_2_RMPA | NE | RMPA | External | Summer | B2 | 25 | 310 | 0 | 283.01 | 275 | 5 | 0
2040 | NE_2_RMPA | NE | RMPA | External | Summer | B3 | 75 | 310 | 0 | 281.5 | 273.5 | 5 | 0
2040 | NE_2_RMPA | NE | RMPA | External | Summer | B4 | 100 | 310 | 0 | 188.13 | 192.16 | 5 | 0
2040 | NE_2_RMPA | NE | RMPA | External | Summer | B5 | 200 | 310 | 310 | 184.16 | 190.1 | 5 | 0.94
2040 | NE_2_RMPA | NE | RMPA | External | Summer | B6 | 300 | 310 | 121.28 | 180.26 | 185.26 | 5 | 0
2040 | NE_2_RMPA | NE | RMPA | External | Summer | B7 | 400 | 310 | 310 | 169.47 | 174.48 | 5 | 0.01
2040 | NE_2_RMPA | NE | RMPA | External | Summer | B8 | 500 | 310 | 310 | 155.12 | 167.84 | 5 | 7.72
2040 | NE_2_RMPA | NE | RMPA | External | Summer | B9 | 800 | 310 | 122.55 | 154.72 | 159.72 | 5 | 0
2040 | NE_2_RMPA | NE | RMPA | External | Summer | B10 | 1262 | 310 | 310 | 91.2 | 156.72 | 5 | 60.52
2040 | NE_2_RMPA | NE | RMPA | External | Winter | B16 | 25 | 310 | 310 | 150.61 | 155.62 | 5 | 0.01
2040 | NE_2_RMPA | NE | RMPA | External | Winter | B17 | 100 | 310 | 0 | 149.46 | 123.37 | 5 | 0
2040 | NE_2_RMPA | NE | RMPA | External | Winter | B18 | 400 | 310 | 0 | 148.86 | 110.04 | 5 | 0
2040 | NE_2_RMPA | NE | RMPA | External | Winter | B19 | 700 | 310 | 0 | 137.94 | 110.04 | 5 | 0
2040 | NE_2_RMPA | NE | RMPA | External | Winter | B20 | 935 | 310 | 0 | 77.02 | 79.91 | 5 | 0
2040 | NWPP_Coal_2_MAPP_US | NWPP_Coal | MAPP_US | External | Shoulder | B11 | 25 | 150 | 150 | 101.87 | 151.58 | 8 | 41.71
2040 | NWPP_Coal_2_MAPP_US | NWPP_Coal | MAPP_US | External | Shoulder | B12 | 200 | 150 | 150 | 101.87 | 138.62 | 8 | 28.75
2040 | NWPP_Coal_2_MAPP_US | NWPP_Coal | MAPP_US | External | Shoulder | B13 | 600 | 150 | 150 | 101.87 | 134.27 | 8 | 24.4
2040 | NWPP_Coal_2_MAPP_US | NWPP_Coal | MAPP_US | External | Shoulder | B14 | 900 | 150 | 150 | 101.87 | 127.84 | 8 | 17.96
2040 | NWPP_Coal_2_MAPP_US | NWPP_Coal | MAPP_US | External | Shoulder | B15 | 1203 | 150 | 0 | 101.87 | 67.49 | 8 | 0
2040 | NWPP_Coal_2_MAPP_US | NWPP_Coal | MAPP_US | External | Summer | B1 | 10 | 150 | 150 | 217.99 | 277.22 | 8 | 51.23
2040 | NWPP_Coal_2_MAPP_US | NWPP_Coal | MAPP_US | External | Summer | B2 | 25 | 150 | 150 | 177.82 | 276.01 | 8 | 90.19
2040 | NWPP_Coal_2_MAPP_US | NWPP_Coal | MAPP_US | External | Summer | B3 | 75 | 150 | 150 | 176 | 274.5 | 8 | 90.5
2040 | NWPP_Coal_2_MAPP_US | NWPP_Coal | MAPP_US | External | Summer | B4 | 100 | 150 | 0 | 176 | 181.13 | 8 | 0
2040 | NWPP_Coal_2_MAPP_US | NWPP_Coal | MAPP_US | External | Summer | B5 | 200 | 150 | 0 | 176 | 177.16 | 8 | 0
2040 | NWPP_Coal_2_MAPP_US | NWPP_Coal | MAPP_US | External | Summer | B6 | 300 | 150 | 0 | 176 | 173.26 | 8 | 0
2040 | NWPP_Coal_2_MAPP_US | NWPP_Coal | MAPP_US | External | Summer | B7 | 400 | 150 | 0 | 176 | 155.48 | 8 | 0
2040 | NWPP_Coal_2_MAPP_US | NWPP_Coal | MAPP_US | External | Summer | B8 | 500 | 150 | 0 | 176 | 148.12 | 8 | 0
2040 | NWPP_Coal_2_MAPP_US | NWPP_Coal | MAPP_US | External | Summer | B9 | 800 | 150 | 0 | 176 | 143.06 | 8 | 0
2040 | NWPP_Coal_2_MAPP_US | NWPP_Coal | MAPP_US | External | Summer | B10 | 1262 | 150 | 0 | 176 | 84.2 | 8 | 0
2040 | NWPP_Coal_2_MAPP_US | NWPP_Coal | MAPP_US | External | Winter | B16 | 25 | 150 | 150 | 101.87 | 132.51 | 8 | 22.64
2040 | NWPP_Coal_2_MAPP_US | NWPP_Coal | MAPP_US | External | Winter | B17 | 100 | 150 | 150 | 101.87 | 131.37 | 8 | 21.5
2040 | NWPP_Coal_2_MAPP_US | NWPP_Coal | MAPP_US | External | Winter | B18 | 400 | 150 | 150 | 101.87 | 130.94 | 8 | 21.07
2040 | NWPP_Coal_2_MAPP_US | NWPP_Coal | MAPP_US | External | Winter | B19 | 700 | 150 | 150 | 101.87 | 130.94 | 8 | 21.07
2040 | NWPP_Coal_2_MAPP_US | NWPP_Coal | MAPP_US | External | Winter | B20 | 935 | 150 | 0 | 101.87 | 70.02 | 8 | 0
2040 | RMPA_2_MAPP_US | RMPA | MAPP_US | External | Shoulder | B11 | 25 | 200 | 200 | 118.77 | 151.58 | 8 | 24.82
2040 | RMPA_2_MAPP_US | RMPA | MAPP_US | External | Shoulder | B12 | 200 | 200 | 200 | 110.19 | 138.62 | 8 | 20.43
2040 | RMPA_2_MAPP_US | RMPA | MAPP_US | External | Shoulder | B13 | 600 | 200 | 200 | 110.05 | 134.27 | 8 | 16.22
2040 | RMPA_2_MAPP_US | RMPA | MAPP_US | External | Shoulder | B14 | 900 | 200 | 200 | 110.05 | 127.84 | 8 | 9.79
2040 | RMPA_2_MAPP_US | RMPA | MAPP_US | External | Shoulder | B15 | 1203 | 200 | 0 | 80.86 | 67.49 | 8 | 0
2040 | RMPA_2_MAPP_US | RMPA | MAPP_US | External | Summer | B1 | 10 | 200 | 0 | 280.69 | 277.22 | 8 | 0
2040 | RMPA_2_MAPP_US | RMPA | MAPP_US | External | Summer | B2 | 25 | 200 | 0 | 275 | 276.01 | 8 | 0
2040 | RMPA_2_MAPP_US | RMPA | MAPP_US | External | Summer | B3 | 75 | 200 | 0 | 273.5 | 274.5 | 8 | 0
2040 | RMPA_2_MAPP_US | RMPA | MAPP_US | External | Summer | B4 | 100 | 200 | 0 | 192.16 | 181.13 | 8 | 0
2040 | RMPA_2_MAPP_US | RMPA | MAPP_US | External | Summer | B5 | 200 | 200 | 0 | 190.1 | 177.16 | 8 | 0
2040 | RMPA_2_MAPP_US | RMPA | MAPP_US | External | Summer | B6 | 300 | 200 | 0 | 185.26 | 173.26 | 8 | 0
2040 | RMPA_2_MAPP_US | RMPA | MAPP_US | External | Summer | B7 | 400 | 200 | 0 | 174.48 | 155.48 | 8 | 0
2040 | RMPA_2_MAPP_US | RMPA | MAPP_US | External | Summer | B8 | 500 | 200 | 0 | 167.84 | 148.12 | 8 | 0
2040 | RMPA_2_MAPP_US | RMPA | MAPP_US | External | Summer | B9 | 800 | 200 | 0 | 159.72 | 143.06 | 8 | 0
2040 | RMPA_2_MAPP_US | RMPA | MAPP_US | External | Summer | B10 | 1262 | 200 | 0 | 156.72 | 84.2 | 8 | 0
2040 | RMPA_2_MAPP_US | RMPA | MAPP_US | External | Winter | B16 | 25 | 200 | 0 | 155.62 | 132.51 | 8 | 0
2040 | RMPA_2_MAPP_US | RMPA | MAPP_US | External | Winter | B17 | 100 | 200 | 15.78 | 123.37 | 131.37 | 8 | 0
2040 | RMPA_2_MAPP_US | RMPA | MAPP_US | External | Winter | B18 | 400 | 200 | 200 | 110.04 | 130.94 | 8 | 12.9
2040 | RMPA_2_MAPP_US | RMPA | MAPP_US | External | Winter | B19 | 700 | 200 | 200 | 110.04 | 130.94 | 8 | 12.9
2040 | RMPA_2_MAPP_US | RMPA | MAPP_US | External | Winter | B20 | 935 | 200 | 0 | 79.91 | 70.02 | 8 | 0
2040 | RMPA_2_NE | RMPA | NE | External | Shoulder | B11 | 25 | 310 | 310 | 118.77 | 161.56 | 8 | 34.79
2040 | RMPA_2_NE | RMPA | NE | External | Shoulder | B12 | 200 | 310 | 310 | 110.19 | 152.61 | 8 | 34.42
2040 | RMPA_2_NE | RMPA | NE | External | Shoulder | B13 | 600 | 310 | 310 | 110.05 | 148.26 | 8 | 30.21
2040 | RMPA_2_NE | RMPA | NE | External | Shoulder | B14 | 900 | 310 | 310 | 110.05 | 134.84 | 8 | 16.79
2040 | RMPA_2_NE | RMPA | NE | External | Shoulder | B15 | 1203 | 310 | 0 | 80.86 | 74.49 | 8 | 0
2040 | RMPA_2_NE | RMPA | NE | External | Summer | B1 | 10 | 310 | 0 | 280.69 | 279.22 | 8 | 0
2040 | RMPA_2_NE | RMPA | NE | External | Summer | B2 | 25 | 310 | 310 | 275 | 283.01 | 8 | 0.01
2040 | RMPA_2_NE | RMPA | NE | External | Summer | B3 | 75 | 310 | 163.2 | 273.5 | 281.5 | 8 | 0
2040 | RMPA_2_NE | RMPA | NE | External | Summer | B4 | 100 | 310 | 0 | 192.16 | 188.13 | 8 | 0
2040 | RMPA_2_NE | RMPA | NE | External | Summer | B5 | 200 | 310 | 0 | 190.1 | 184.16 | 8 | 0
2040 | RMPA_2_NE | RMPA | NE | External | Summer | B6 | 300 | 310 | 0 | 185.26 | 180.26 | 8 | 0
2040 | RMPA_2_NE | RMPA | NE | External | Summer | B7 | 400 | 310 | 0 | 174.48 | 169.47 | 8 | 0
2040 | RMPA_2_NE | RMPA | NE | External | Summer | B8 | 500 | 310 | 0 | 167.84 | 155.12 | 8 | 0
2040 | RMPA_2_NE | RMPA | NE | External | Summer | B9 | 800 | 310 | 0 | 159.72 | 154.72 | 8 | 0
2040 | RMPA_2_NE | RMPA | NE | External | Summer | B10 | 1262 | 310 | 0 | 156.72 | 91.2 | 8 | 0
2040 | RMPA_2_NE | RMPA | NE | External | Winter | B16 | 25 | 310 | 0 | 155.62 | 150.61 | 8 | 0
2040 | RMPA_2_NE | RMPA | NE | External | Winter | B17 | 100 | 310 | 310 | 123.37 | 149.46 | 8 | 18.09
2040 | RMPA_2_NE | RMPA | NE | External | Winter | B18 | 400 | 310 | 310 | 110.04 | 148.86 | 8 | 30.82
2040 | RMPA_2_NE | RMPA | NE | External | Winter | B19 | 700 | 310 | 310 | 110.04 | 137.94 | 8 | 19.9
2040 | RMPA_2_NE | RMPA | NE | External | Winter | B20 | 935 | 310 | 0 | 79.91 | 77.02 | 8 | 0
2040 | RMPA_2_SPP_N | RMPA | SPP_N | External | Shoulder | B11 | 25 | 210 | 210 | 118.77 | 161.58 | 8 | 34.82
2040 | RMPA_2_SPP_N | RMPA | SPP_N | External | Shoulder | B12 | 200 | 210 | 210 | 110.19 | 152.62 | 8 | 34.43
2040 | RMPA_2_SPP_N | RMPA | SPP_N | External | Shoulder | B13 | 600 | 210 | 210 | 110.05 | 148.27 | 8 | 30.22
2040 | RMPA_2_SPP_N | RMPA | SPP_N | External | Shoulder | B14 | 900 | 210 | 210 | 110.05 | 131.31 | 8 | 13.26
2040 | RMPA_2_SPP_N | RMPA | SPP_N | External | Shoulder | B15 | 1203 | 210 | 0 | 80.86 | 73.5 | 8 | 0
2040 | RMPA_2_SPP_N | RMPA | SPP_N | External | Summer | B1 | 10 | 210 | 0 | 280.69 | 275.69 | 8 | 0
2040 | RMPA_2_SPP_N | RMPA | SPP_N | External | Summer | B2 | 25 | 210 | 118.59 | 275 | 283 | 8 | 0
2040 | RMPA_2_SPP_N | RMPA | SPP_N | External | Summer | B3 | 75 | 210 | 210 | 273.5 | 281.51 | 8 | 0.01
2040 | RMPA_2_SPP_N | RMPA | SPP_N | External | Summer | B4 | 100 | 210 | 0 | 192.16 | 188.12 | 8 | 0
2040 | RMPA_2_SPP_N | RMPA | SPP_N | External | Summer | B5 | 200 | 210 | 0 | 190.1 | 184.17 | 8 | 0
2040 | RMPA_2_SPP_N | RMPA | SPP_N | External | Summer | B6 | 300 | 210 | 0 | 185.26 | 180.27 | 8 | 0
2040 | RMPA_2_SPP_N | RMPA | SPP_N | External | Summer | B7 | 400 | 210 | 0 | 174.48 | 169.48 | 8 | 0
2040 | RMPA_2_SPP_N | RMPA | SPP_N | External | Summer | B8 | 500 | 210 | 0 | 167.84 | 154.73 | 8 | 0
2040 | RMPA_2_SPP_N | RMPA | SPP_N | External | Summer | B9 | 800 | 210 | 0 | 159.72 | 154.73 | 8 | 0
2040 | RMPA_2_SPP_N | RMPA | SPP_N | External | Summer | B10 | 1262 | 210 | 0 | 156.72 | 91.19 | 8 | 0
2040 | RMPA_2_SPP_N | RMPA | SPP_N | External | Winter | B16 | 25 | 210 | 0 | 155.62 | 150.62 | 8 | 0
2040 | RMPA_2_SPP_N | RMPA | SPP_N | External | Winter | B17 | 100 | 210 | 210 | 123.37 | 149.47 | 8 | 18.1
2040 | RMPA_2_SPP_N | RMPA | SPP_N | External | Winter | B18 | 400 | 210 | 210 | 110.04 | 148.87 | 8 | 30.84
2040 | RMPA_2_SPP_N | RMPA | SPP_N | External | Winter | B19 | 700 | 210 | 210 | 110.04 | 137.93 | 8 | 19.89
2040 | RMPA_2_SPP_N | RMPA | SPP_N | External | Winter | B20 | 935 | 210 | 0 | 79.91 | 73.5 | 8 | 0
2040 | SPP_N_2_RMPA | SPP_N | RMPA | External | Shoulder | B11 | 25 | 210 | 0 | 161.58 | 118.77 | 5 | 0
2040 | SPP_N_2_RMPA | SPP_N | RMPA | External | Shoulder | B12 | 200 | 210 | 0 | 152.62 | 110.19 | 5 | 0
2040 | SPP_N_2_RMPA | SPP_N | RMPA | External | Shoulder | B13 | 600 | 210 | 0 | 148.27 | 110.05 | 5 | 0
2040 | SPP_N_2_RMPA | SPP_N | RMPA | External | Shoulder | B14 | 900 | 210 | 0 | 131.31 | 110.05 | 5 | 0
2040 | SPP_N_2_RMPA | SPP_N | RMPA | External | Shoulder | B15 | 1203 | 210 | 210 | 73.5 | 80.86 | 5 | 2.36
2040 | SPP_N_2_RMPA | SPP_N | RMPA | External | Summer | B1 | 10 | 210 | 196.37 | 275.69 | 280.69 | 5 | 0
2040 | SPP_N_2_RMPA | SPP_N | RMPA | External | Summer | B2 | 25 | 210 | 0 | 283 | 275 | 5 | 0
2040 | SPP_N_2_RMPA | SPP_N | RMPA | External | Summer | B3 | 75 | 210 | 0 | 281.51 | 273.5 | 5 | 0
2040 | SPP_N_2_RMPA | SPP_N | RMPA | External | Summer | B4 | 100 | 210 | 0 | 188.12 | 192.16 | 5 | 0
2040 | SPP_N_2_RMPA | SPP_N | RMPA | External | Summer | B5 | 200 | 210 | 210 | 184.17 | 190.1 | 5 | 0.93
2040 | SPP_N_2_RMPA | SPP_N | RMPA | External | Summer | B6 | 300 | 210 | 0 | 180.27 | 185.26 | 5 | 0
2040 | SPP_N_2_RMPA | SPP_N | RMPA | External | Summer | B7 | 400 | 210 | 2.13 | 169.48 | 174.48 | 5 | 0
2040 | SPP_N_2_RMPA | SPP_N | RMPA | External | Summer | B8 | 500 | 210 | 210 | 154.73 | 167.84 | 5 | 8.11
2040 | SPP_N_2_RMPA | SPP_N | RMPA | External | Summer | B9 | 800 | 210 | 0 | 154.73 | 159.72 | 5 | 0
2040 | SPP_N_2_RMPA | SPP_N | RMPA | External | Summer | B10 | 1262 | 210 | 210 | 91.19 | 156.72 | 5 | 60.53
2040 | SPP_N_2_RMPA | SPP_N | RMPA | External | Winter | B16 | 25 | 210 | 51.53 | 150.62 | 155.62 | 5 | 0
2040 | SPP_N_2_RMPA | SPP_N | RMPA | External | Winter | B17 | 100 | 210 | 0 | 149.47 | 123.37 | 5 | 0
2040 | SPP_N_2_RMPA | SPP_N | RMPA | External | Winter | B18 | 400 | 210 | 0 | 148.87 | 110.04 | 5 | 0
2040 | SPP_N_2_RMPA | SPP_N | RMPA | External | Winter | B19 | 700 | 210 | 0 | 137.93 | 110.04 | 5 | 0
2040 | SPP_N_2_RMPA | SPP_N | RMPA | External | Winter | B20 | 935 | 210 | 210 | 73.5 | 79.91 | 5 | 1.41
2040 | SPP_S_2_ERCOT | SPP_S | ERCOT | External | Shoulder | B11 | 25 | 800 | 800 | 161.59 | 182.23 | 5 | 15.64
2040 | SPP_S_2_ERCOT | SPP_S | ERCOT | External | Shoulder | B12 | 200 | 800 | 769.9 | 152.63 | 157.63 | 5 | 0
2040 | SPP_S_2_ERCOT | SPP_S | ERCOT | External | Shoulder | B13 | 600 | 800 | 800 | 148.28 | 156.39 | 5 | 3.11
2040 | SPP_S_2_ERCOT | SPP_S | ERCOT | External | Shoulder | B14 | 900 | 800 | 800 | 131.3 | 156.39 | 5 | 20.09
2040 | SPP_S_2_ERCOT | SPP_S | ERCOT | External | Shoulder | B15 | 1203 | 800 | 0 | 73.5 | 65.5 | 5 | 0
2040 | SPP_S_2_ERCOT | SPP_S | ERCOT | External | Summer | B1 | 10 | 800 | 800 | 264.6 | 296.53 | 5 | 26.93
2040 | SPP_S_2_ERCOT | SPP_S | ERCOT | External | Summer | B2 | 25 | 800 | 800 | 276.24 | 296.53 | 5 | 15.29
2040 | SPP_S_2_ERCOT | SPP_S | ERCOT | External | Summer | B3 | 75 | 800 | 0 | 270.43 | 262.43 | 5 | 0
2040 | SPP_S_2_ERCOT | SPP_S | ERCOT | External | Summer | B4 | 100 | 800 | 0 | 188.11 | 180.49 | 5 | 0
2040 | SPP_S_2_ERCOT | SPP_S | ERCOT | External | Summer | B5 | 200 | 800 | 0 | 180.71 | 180.49 | 5 | 0
2040 | SPP_S_2_ERCOT | SPP_S | ERCOT | External | Summer | B6 | 300 | 800 | 0 | 180.29 | 180.49 | 5 | 0
2040 | SPP_S_2_ERCOT | SPP_S | ERCOT | External | Summer | B7 | 400 | 800 | 800 | 169.49 | 180.49 | 5 | 6
2040 | SPP_S_2_ERCOT | SPP_S | ERCOT | External | Summer | B8 | 500 | 800 | 0 | 154.74 | 154.92 | 5 | 0
2040 | SPP_S_2_ERCOT | SPP_S | ERCOT | External | Summer | B9 | 800 | 800 | 0 | 154.74 | 154.92 | 5 | 0
2040 | SPP_S_2_ERCOT | SPP_S | ERCOT | External | Summer | B10 | 1262 | 800 | 0 | 91.2 | 87.07 | 5 | 0
2040 | SPP_S_2_ERCOT | SPP_S | ERCOT | External | Winter | B16 | 25 | 800 | 800 | 150.64 | 185.84 | 5 | 30.2
2040 | SPP_S_2_ERCOT | SPP_S | ERCOT | External | Winter | B17 | 100 | 800 | 800 | 149.49 | 159.46 | 5 | 4.98
2040 | SPP_S_2_ERCOT | SPP_S | ERCOT | External | Winter | B18 | 400 | 800 | 800 | 148.88 | 159.46 | 5 | 5.58
2040 | SPP_S_2_ERCOT | SPP_S | ERCOT | External | Winter | B19 | 700 | 800 | 800 | 137.94 | 159.46 | 5 | 16.52
2040 | SPP_S_2_ERCOT | SPP_S | ERCOT | External | Winter | B20 | 935 | 800 | 0 | 73.5 | 66.1 | 5 | 0