## Title
Future 3 Sensitivity 3: Federal Carbon at State/Regional Implementation, High Load Growth
"The results presented herein use modeling assumptions developed by EIPC, EIPC stakeholders and CRA for purposes of EIPC capacity expansion modeling. As such, these results do not necessarily reflect the opinions or views of CRA or any individual EIPC stakeholder."

## Build Summary
EI New Build Summary
EI New Builds by Type
|  | Additions |  |  | Retirements
| 2010 | 2015 | 2020 | 2030 | 2015 | 2020 | 2030 | Total
Coal | 271.9154 | 8.4766 | 0 | 0 | 135.7464 | 72.8335 | 5.3372 | 66.4749
Nuclear | 99.849 | 2.7406 | 4.53 | 31.4983 | 0 | 0.6145 | 1.4882 | 136.5152
CC | 132.682 | 99.8857 | 92.5494 | 15.6809 | 4.8146 | 0.59944 | 0.731 | 334.6531
CT | 120.329 | 4.6917 | 0.3 | 7.8368 | 1.9098 | 0 | 2.8479 | 128.3997
Steam Oil/Gas | 74.547 | 0 | 0 | 0 | 43.4867 | 0.48138 | 0.126 | 30.4529
Hydro | 44.6048 | 0 | 1.199 | 6.151 | 0 | 0 | 0 | 51.9548
On-Shore Wind | 18.707 | 22.1949 | 64.2771 | 127.9801 | 0 | 0 | 0 | 233.1591
Off-Shore Wind | 0 | 0.469 | 0 | 1.1 | 0 | 0 | 0 | 1.569
Other Renewable | 3.613 | 2.3484 | 3.1544 | 5.3404 | 0 | 0 | 0 | 14.4561
New HQ/Maritimes | 0 | 0 | 0 | 4.5644 | 0 | 0 | 0 | 4.5644
Other | 17.054 | 0 | 0 | 0 | 0 | 0 | 0 | 17.054
Total w/o DR | 783.3012 | 140.8068 | 166.0099 | 200.152 | 185.9576 | 74.5288 | 10.5304 | 1019.2532
DR | 33.1 | -0.05464 | 20.1006 | 32.2771 | 0 | 0 | 0 | 85.4231
Total w/DR | 816.4012 | 140.7522 | 186.1105 | 232.4291 | 185.9576 | 74.5288 | 10.5304 | 1104.6763
EI New Builds by Region
| EI Cumulative New Builds |  |  |  | EI Cumulative New CCs |  |  |  | EI Cumulative New On-Shore Wind |  |  |  | EI Cumulative Coal Retirements
| 2015 | 2020 | 2030 |  |  | 2015 | 2020 | 2030 |  | 2015 | 2020 | 2030 |  | 2015 | 2020 | 2030
ENT | 5452.62 | 12526.39 | 12955.49 |  | ENT | 4562.33 | 11568.49 | 11725.01 | ENT | 0 | 0 | 0 | ENT | 952.9 | 8308.9 | 8308.9
FRCC | 17216.28 | 20485.91 | 31678.04 |  | FRCC | 14506.95 | 17776.58 | 17776.58 | FRCC | 0 | 0 | 0 | FRCC | 6661.4 | 7765.4 | 7765.4
IESO | 5144.99 | 5144.99 | 5395.49 |  | IESO | 1263 | 1263 | 1263 | IESO | 2105.9 | 2105.9 | 2105.9 | IESO | 6416 | 6416 | 6416
MAPP_CA | 974.3 | 1669.3 | 5624.3 |  | MAPP_CA | 671.9 | 671.9 | 671.9 | MAPP_CA | 302.4 | 302.4 | 302.4 | MAPP_CA | 1076.84 | 1079.22 | 1745.9
MAPP_US | 729.6 | 8049.68 | 9181.5 |  | MAPP_US | 0 | 0 | 0 | MAPP_US | 421.3 | 7741.38 | 8089.27 | MAPP_US | 1631.74 | 2102.74 | 2102.74
MISO_IN | 3565 | 22006.92 | 22087.04 |  | MISO_IN | 2947 | 21138.48 | 21138.48 | MISO_IN | 0 | 0 | 0 | MISO_IN | 4025.9 | 8073.9 | 8073.9
MISO_MI | 2000 | 5770.24 | 9782.79 |  | MISO_MI | 0 | 3164.09 | 5993.59 | MISO_MI | 2000 | 2600 | 2600 | MISO_MI | 4780 | 9232 | 9232
MISO_MO-IL | 2090 | 7193.71 | 16144.23 |  | MISO_MO-IL | 0 | 5103.71 | 5793.43 | MISO_MO-IL | 300 | 300 | 8057.47 | MISO_MO-IL | 4233.7 | 12407.7 | 12407.7
MISO_W | 2894.83 | 3548.88 | 60545.38 |  | MISO_W | 0 | 654.05 | 654.05 | MISO_W | 2800.5 | 2800.5 | 59725.33 | MISO_W | 3725.66 | 9673.67 | 10484.66
MISO_WUMS | 8121.61 | 10701.44 | 18080.1 |  | MISO_WUMS | 6302.71 | 8881.54 | 8881.54 | MISO_WUMS | 968.9 | 968.9 | 999.7 | MISO_WUMS | 4191.1 | 6393.2 | 6393.2
NE | 809.82 | 3235.26 | 3306.93 |  | NE | 375.72 | 2801.16 | 2801.16 | NE | 202 | 202 | 202 | NE | 0 | 3195.8 | 3195.8
NEISO | 3384.16 | 6800.75 | 8851.59 |  | NEISO | 2049.5 | 2049.5 | 2049.5 | NEISO | 231.2 | 3325.52 | 5280 | NEISO | 2250.13 | 2570.13 | 2570.13
NonRTO_Midwest | 2860.06 | 6272.57 | 7831.37 |  | NonRTO_Midwest | 2860.06 | 6272.57 | 6272.57 | NonRTO_Midwest | 0 | 0 | 0 | NonRTO_Midwest | 3647.56 | 6408.99 | 6954.99
NYISO_A-F | 3289.7 | 3999.5 | 14371.33 |  | NYISO_A-F | 639 | 639 | 639 | NYISO_A-F | 2476.3 | 3186.1 | 13490 | NYISO_A-F | 2251.9 | 2251.9 | 2251.9
NYISO_G-I | 0 | 1111.46 | 1561.64 |  | NYISO_G-I | 0 | 1051.46 | 1127.31 | NYISO_G-I | 0 | 60 | 360 | NYISO_G-I | 368.2 | 368.2 | 368.2
NYISO_J-K | 1207.4 | 1207.4 | 3262.85 |  | NYISO_J-K | 1175.4 | 1175.4 | 2986.52 | NYISO_J-K | 0 | 0 | 170 | NYISO_J-K | 0 | 0 | 0
PJM_E | 5940.05 | 6072.95 | 7448.61 |  | PJM_E | 4634.3 | 4634.3 | 4909.96 | PJM_E | 1150 | 1150 | 1150 | PJM_E | 2804 | 3372 | 3372
PJM_ROM | 2243.7 | 5645.35 | 12235.08 |  | PJM_ROM | 1678.5 | 1678.5 | 5002.59 | PJM_ROM | 479.8 | 2119.56 | 2119.56 | PJM_ROM | 10989.5 | 12744.5 | 12744.5
PJM_ROR | 30730.34 | 47585.67 | 94145.27 |  | PJM_ROR | 19731.24 | 35891.87 | 36514.15 | PJM_ROR | 8325.7 | 8517.4 | 53600 | PJM_ROR | 31560.4 | 42778.4 | 42778.4
SOCO | 9531.75 | 21258.22 | 28879.38 |  | SOCO | 9406.75 | 18933.22 | 18933.22 | SOCO | 0 | 0 | 100 | SOCO | 16899.7 | 22208.7 | 22208.7
SPP_N | 2512.72 | 19036.36 | 24139.51 |  | SPP_N | 2047.68 | 7520.87 | 7520.87 | SPP_N | 0 | 11050.45 | 16058.6 | SPP_N | 621 | 3796.13 | 4888.5
SPP_S | 1830.99 | 44482.85 | 50075.04 |  | SPP_S | 0 | 6239.97 | 11646.16 | SPP_S | 430 | 36541.89 | 36541.89 | SPP_S | 2743.08 | 11365.93 | 11365.93
TVA | 6633.86 | 13774.73 | 16433.59 |  | TVA | 4935.97 | 12076.84 | 12566.85 | TVA | 0 | 0 | 0 | TVA | 9166 | 11270 | 11270
VACAR | 21643.05 | 29236.27 | 38387.79 |  | VACAR | 20097.69 | 21248.65 | 21248.65 | VACAR | 0.9 | 3500 | 3500 | VACAR | 14749.73 | 14796.51 | 17017.7
| 140806.83 | 306816.8 | 502404.34 |  |  | 99885.7 | 192435.15 | 208116.09 |  | 22194.9 | 86472 | 214452.12 |  | 135746.44 | 208579.92 | 213917.15

## Generation
#1 | Total Generation (GWh)
Total Generation by Reporting Type: Entergy
ReportingType | 2015 | 2020 | 2025 | 2030 | 2035 | 2040
BM | 0 | 0 | 0 | 0 | 75221.06 | 75221.06
CC | 78790.72 | 121095.14 | 134035.37 | 126425.98 | 74860.23 | 34114.1
CSP | 0 | 0 | 0 | 0 | 0 | 0
CT | 0 | 0 | 0 | 0 | 0 | 0
Coal | 60591.62 | 5536.46 | 780.7 | 47.91 | 0 | 0
Geo | 0 | 0 | 0 | 0 | 0 | 0
H | 153 | 153 | 153 | 553.65 | 3824.34 | 3824.34
LFG | 63.07 | 63.07 | 909.81 | 909.81 | 909.81 | 909.81
Nuc | 42234.08 | 42234.08 | 42234.08 | 42234.08 | 35675.42 | 93010.45
PS | 24.19 | 24.19 | 24.19 | 24.19 | 12.39 | 12.39
PV | 0.57 | 130.85 | 204.53 | 215.96 | 229.16 | 249.58
PeakG | 0 | 0 | 0 | 7.47 | 0 | 0
PeakO | 0 | 0 | 0 | 0 | 0 | 0
ST | 0 | 0 | 0 | 0 | 0 | 0
STOG | 247.26 | 247.26 | 247.26 | 482.75 | 0 | 0
STWD | 22.82 | 76.01 | 131.63 | 887.43 | 1443.65 | 1443.65
WT | 315.27 | 315.27 | 315.27 | 315.27 | 315.27 | 315.27
IGCC | 0 | 0 | 0 | 0 | 0 | 0
DemandResponse | 0 | 0 | 0 | 0 | 0 | 0
IGCC-CCS | 0 | 0 | 0 | 0 | 0 | 0
WT_off | 0 | 0 | 0 | 0 | 0 | 0
PseudoUnit | 0 | 0 | 0 | 0 | 0 | 0
FixedInterchange | 0 | 0 | 0 | 0 | 0 | 0
Total Generation by Reporting Type: FRCC
ReportingType | 2015 | 2020 | 2025 | 2030 | 2035 | 2040
BM | 0 | 0 | 0 | 0 | 14946.59 | 14946.59
CC | 204719.63 | 228101.66 | 220897.67 | 198906.15 | 86758.41 | 69500.83
CSP | 0 | 0 | 0 | 0 | 0 | 0
CT | 486.48 | 486.48 | 541.85 | 633.45 | 0 | 0
Coal | 17751.83 | 6035.15 | 1161.52 | 1305.73 | 4859.29 | 5204.31
Geo | 0 | 0 | 0 | 0 | 0 | 0
H | 27.85 | 27.85 | 27.85 | 27.85 | 27.85 | 93.24
LFG | 3831.62 | 3831.62 | 5392.66 | 5392.66 | 5392.66 | 5392.66
Nuc | 32180.57 | 32180.57 | 73580.87 | 117818.17 | 227183.52 | 270446.19
PS | 0 | 0 | 0 | 0 | 0 | 0
PV | 134.03 | 134.03 | 134.03 | 134.03 | 134.03 | 20282.03
PeakG | 318.69 | 317.89 | 526.22 | 194.51 | 84.73 | 96.49
PeakO | 0 | 0 | 0 | 0 | 0 | 0
ST | 0 | 0 | 0 | 0 | 0 | 0
STOG | 0 | 0 | 0 | 0 | 0 | 0
STWD | 131.4 | 131.4 | 1366.56 | 1366.56 | 1366.56 | 1366.56
WT | 0 | 0 | 0 | 0 | 0 | 0
IGCC | 0 | 0 | 0 | 0 | 0 | 0
DemandResponse | 0 | 0 | 0 | 0 | 0 | 0
IGCC-CCS | 0 | 0 | 0 | 0 | 0 | 0
WT_off | 0 | 0 | 0 | 0 | 0 | 0
PseudoUnit | 0 | 0 | 0 | 0 | 0 | 0
FixedInterchange | 0 | 0 | 0 | 0 | 0 | 0
Total Generation by Reporting Type: MAPP_US
ReportingType | 2015 | 2020 | 2025 | 2030 | 2035 | 2040
BM | 0 | 0 | 0 | 0 | 9511.23 | 19336.63
CC | 982.77 | 305.21 | 305.21 | 298.59 | 190.7 | 56.33
CSP | 0 | 0 | 0 | 0 | 0 | 0
CT | 0 | 2.88 | 0 | 182.51 | 45.57 | 1.66
Coal | 12631.61 | 4709.92 | 542.34 | 0 | 0 | 0
Geo | 354.6 | 354.6 | 354.6 | 354.6 | 354.6 | 354.6
H | 10150.02 | 10150.02 | 10150.02 | 10150.02 | 10150.02 | 10150.02
LFG | 15.77 | 15.77 | 15.77 | 580.79 | 580.79 | 580.79
Nuc | 0.01 | 0.04 | 0.02 | 0.11 | 0.78 | 0.6
PS | 0 | 0 | 0 | 0 | 0 | 0
PV | 0 | 0 | 0 | 0 | 0 | 0
PeakG | 68.21 | 177.82 | 47.21 | 215.05 | 144.22 | 49.07
PeakO | 0 | 0 | 0 | 0 | 0 | 0
ST | 0 | 0 | 0 | 0 | 0 | 0
STOG | 0 | 0 | 0 | 0 | 0 | 0
STWD | 0 | 0 | 0 | 0 | 0 | 0
WT | 5908.78 | 31512.73 | 32729.57 | 32729.57 | 32729.57 | 28857.94
IGCC | 0 | 0 | 0 | 0 | 0 | 0
DemandResponse | 0 | 0 | 0 | 0 | 0 | 0
IGCC-CCS | 0 | 0 | 0 | 0 | 0 | 0
WT_off | 0 | 0 | 0 | 0 | 0 | 0
PseudoUnit | 0 | 0 | 0 | 0 | 0 | 0
FixedInterchange | 0 | 0 | 0 | 0 | 0 | 0
Total Generation by Reporting Type: MISO_IN
ReportingType | 2015 | 2020 | 2025 | 2030 | 2035 | 2040
BM | 0 | 0 | 0 | 0 | 32745.46 | 45875.85
CC | 26810.46 | 163843.49 | 166003.01 | 166039.62 | 131234.41 | 54207.48
CSP | 0 | 0 | 0 | 0 | 0 | 0
CT | 0 | 0 | 0 | 0 | 0 | 0
Coal | 65271.33 | 23037.11 | 3160.78 | 8013.52 | 19534.34 | 24267.36
Geo | 0 | 0 | 0 | 0 | 0 | 0
H | 417.2 | 417.2 | 417.2 | 417.2 | 417.2 | 417.2
LFG | 291.71 | 291.71 | 923.41 | 923.41 | 923.41 | 923.41
Nuc | 0.02 | 0.01 | 0.02 | 0.16 | 0.78 | 0.78
PS | 0 | 0 | 0 | 0 | 0 | 0
PV | 0 | 416.83 | 416.83 | 416.83 | 416.83 | 0
PeakG | 0 | 0 | 0 | 0 | 0 | 0
PeakO | 0 | 0 | 0 | 0 | 0 | 0
ST | 0 | 0 | 0 | 0 | 0 | 0
STOG | 28.64 | 28.64 | 9.11 | 9.11 | 2.6 | 0
STWD | 0 | 0 | 0 | 0 | 0 | 0
WT | 1553.06 | 1553.06 | 1553.06 | 1553.06 | 1553.06 | 38131.01
IGCC | 4427.31 | 3725.38 | 697.01 | 0 | 0 | 0
DemandResponse | 0 | 0 | 0 | 0 | 0 | 0
IGCC-CCS | 0 | 0 | 0 | 0 | 0 | 0
WT_off | 0 | 0 | 0 | 0 | 0 | 0
PseudoUnit | 0 | 0 | 0 | 0 | 0 | 0
FixedInterchange | 0 | 0 | 0 | 0 | 0 | 0
Total Generation by Reporting Type: MISO_MI
ReportingType | 2015 | 2020 | 2025 | 2030 | 2035 | 2040
BM | 0 | 0 | 0 | 511.24 | 13004.74 | 45875.85
CC | 10999.15 | 29991.81 | 55640.08 | 54349.48 | 38391.58 | 21638.38
CSP | 0 | 0 | 0 | 0 | 0 | 0
CT | 0 | 0 | 0 | 0 | 0 | 0
Coal | 31514.95 | 1870.81 | 599.37 | 1205.99 | 3093.79 | 5851.03
Geo | 0 | 0 | 0 | 0 | 0 | 0
H | 410 | 410 | 410 | 410 | 410 | 410
LFG | 1285.09 | 1333.57 | 2548.5 | 2548.5 | 2548.5 | 2548.5
Nuc | 14714.16 | 14714.16 | 14714.16 | 22195.69 | 16135.55 | 16687.2
PS | 711.42 | 387.63 | 1329.12 | 1329.12 | 393.12 | 205.92
PV | 0 | 0 | 0 | 0 | 0 | 0
PeakG | 0 | 0 | 0 | 0 | 0 | 0
PeakO | 0 | 0 | 0 | 0 | 0 | 0
ST | 0 | 0 | 0 | 0 | 0 | 0
STOG | 283.11 | 83.84 | 25.74 | 54.75 | 15.12 | 0
STWD | 1142.3 | 1142.3 | 1129.23 | 1142.3 | 1142.3 | 1142.3
WT | 5161.16 | 6773.47 | 6773.47 | 6773.47 | 6773.47 | 6773.47
IGCC | 0 | 0 | 0 | 0 | 0 | 0
DemandResponse | 0 | 0 | 0 | 0 | 0 | 0
IGCC-CCS | 0 | 0 | 0 | 0 | 0 | 0
WT_off | 0 | 0 | 0 | 0 | 0 | 0
PseudoUnit | 0 | 0 | 0 | 0 | 0 | 0
FixedInterchange | 0 | 0 | 0 | 0 | 0 | 0
Total Generation by Reporting Type: MISO_MO-IL
ReportingType | 2015 | 2020 | 2025 | 2030 | 2035 | 2040
BM | 0 | 0 | 0 | 0 | 0 | 66448.72
CC | 3120.72 | 40699.26 | 43264.51 | 31823.41 | 8921.15 | 5117.15
CSP | 0 | 0 | 0 | 0 | 0 | 0
CT | 0 | 0 | 0 | 0 | 0 | 0
Coal | 77678.32 | 16036.32 | 3764.48 | 1656.42 | 4070.92 | 5801.21
Geo | 0 | 0 | 0 | 0 | 0 | 0
H | 1317.1 | 1317.1 | 2690.42 | 2690.42 | 2690.42 | 2690.42
LFG | 141.91 | 141.91 | 1902.67 | 1902.67 | 1902.67 | 1902.67
Nuc | 17393.71 | 17393.71 | 17393.71 | 17393.71 | 17393.71 | 17393.71
PS | 202.4 | 180.4 | 312.4 | 312.4 | 180.4 | 92.4
PV | 0 | 0 | 0 | 0 | 0 | 0
PeakG | 141.46 | 238.6 | 34.69 | 652.92 | 418.88 | 6.1
PeakO | 0 | 0 | 0 | 0 | 0 | 0
ST | 0 | 0 | 0 | 0 | 0 | 0
STOG | 5.26 | 5.26 | 0 | 0 | 0 | 0
STWD | 0 | 0 | 0 | 0 | 0 | 0
WT | 2075.16 | 2075.16 | 19215.14 | 25099.61 | 36497.02 | 36497.02
IGCC | 0 | 0 | 0 | 0 | 0 | 0
DemandResponse | 0 | 0 | 0 | 0 | 0 | 0
IGCC-CCS | 0 | 0 | 0 | 0 | 0 | 0
WT_off | 0 | 0 | 0 | 0 | 0 | 0
PseudoUnit | 0 | 0 | 0 | 0 | 0 | 0
FixedInterchange | 0 | 0 | 0 | 0 | 0 | 0
Total Generation by Reporting Type: MISO_W
ReportingType | 2015 | 2020 | 2025 | 2030 | 2035 | 2040
BM | 0 | 0 | 0 | 0 | 0 | 14870.39
CC | 8934.53 | 19535.96 | 5249.14 | 4812.35 | 2668.73 | 1738.87
CSP | 0 | 0 | 0 | 0 | 0 | 0
CT | 0 | 0 | 0 | 0 | 0 | 0
Coal | 73771.69 | 27590.27 | 4328.95 | 3548.72 | 4128.27 | 4260.85
Geo | 0 | 0 | 0 | 0 | 0 | 0
H | 1643.73 | 1643.73 | 1643.73 | 1643.73 | 1643.73 | 1643.73
LFG | 1616.22 | 1616.22 | 1616.22 | 2181.24 | 2181.24 | 2181.24
Nuc | 18393.35 | 18393.35 | 18393.35 | 18393.35 | 0.78 | 0.78
PS | 0 | 0 | 0 | 0 | 0 | 0
PV | 0 | 0 | 0 | 0 | 0 | 0
PeakG | 254.36 | 830.8 | 0 | 99.25 | 210.44 | 0
PeakO | 0 | 0 | 0 | 0 | 0 | 0
ST | 0 | 0 | 0 | 0 | 0 | 0
STOG | 0.18 | 3.07 | 0 | 0 | 0 | 0
STWD | 59.16 | 211.75 | 319.73 | 912.52 | 2193.5 | 2193.5
WT | 27590.66 | 27590.66 | 202913.49 | 215494.4 | 215494.4 | 211626.76
IGCC | 0 | 0 | 0 | 0 | 0 | 0
DemandResponse | 0 | 0 | 0 | 0 | 0 | 0
IGCC-CCS | 0 | 0 | 0 | 0 | 0 | 0
WT_off | 0 | 0 | 0 | 0 | 0 | 0
PseudoUnit | 0 | 0 | 0 | 0 | 0 | 0
FixedInterchange | 0 | 0 | 0 | 0 | 0 | 0
Total Generation by Reporting Type: MISO_WUMS
ReportingType | 2015 | 2020 | 2025 | 2030 | 2035 | 2040
BM | 0 | 0 | 0 | 0 | 23897.6 | 23897.6
CC | 59825.5 | 75296.81 | 71486.33 | 74491.71 | 57491.14 | 32982.42
CSP | 0 | 0 | 0 | 0 | 0 | 0
CT | 0 | 0 | 0 | 873.83 | 376.04 | 136.45
Coal | 11603.82 | 811.54 | 652.36 | 1043.55 | 2540.1 | 3769.87
Geo | 0 | 0 | 0 | 0 | 0 | 0
H | 1018.41 | 1023.31 | 1023.31 | 1023.31 | 1023.31 | 1023.31
LFG | 559.76 | 559.76 | 559.76 | 2320.52 | 2320.52 | 2320.52
Nuc | 14153.33 | 14153.33 | 14153.33 | 14153.33 | 0.78 | 13038.72
PS | 0 | 0 | 0 | 0 | 0 | 0
PV | 0 | 0 | 0 | 0 | 0 | 0
PeakG | 0 | 0 | 0 | 0 | 0 | 0
PeakO | 0 | 0 | 0 | 0 | 0 | 0
ST | 0 | 0 | 0 | 0 | 0 | 0
STOG | 0 | 0 | 0 | 0 | 0 | 0
STWD | 22.21 | 22.21 | 69.46 | 616.58 | 735.84 | 735.84
WT | 4109.61 | 4109.61 | 4109.61 | 4197.83 | 4197.83 | 4197.83
IGCC | 0 | 0 | 0 | 0 | 0 | 0
DemandResponse | 0 | 0 | 0 | 0 | 0 | 0
IGCC-CCS | 0 | 0 | 0 | 0 | 0 | 0
WT_off | 0 | 0 | 0 | 0 | 0 | 0
PseudoUnit | 0 | 0 | 0 | 0 | 0 | 0
FixedInterchange | 0 | 0 | 0 | 0 | 0 | 0
Total Generation by Reporting Type: Nebraska
ReportingType | 2015 | 2020 | 2025 | 2030 | 2035 | 2040
BM | 0 | 0 | 0 | 0 | 18662.43 | 55783.77
CC | 3422.97 | 21674.53 | 20495.49 | 17767.22 | 8813.01 | 1928.69
CSP | 0 | 0 | 0 | 0 | 0 | 0
CT | 0 | 0 | 0 | 0 | 0 | 0
Coal | 30719.51 | 4530.01 | 2680.63 | 2518.34 | 2426.57 | 2426.57
Geo | 0 | 0 | 0 | 0 | 0 | 0
H | 591 | 591 | 591 | 591 | 591 | 591
LFG | 47.3 | 47.3 | 612.32 | 612.32 | 612.32 | 612.32
Nuc | 9752.32 | 9752.32 | 9752.32 | 9752.32 | 1.56 | 1.56
PS | 0 | 0 | 0 | 0 | 0 | 0
PV | 0 | 0 | 0 | 0 | 0 | 0
PeakG | 16.69 | 33.9 | 0 | 94.61 | 0 | 0
PeakO | 0 | 0 | 0 | 0 | 0 | 0
ST | 0 | 0 | 0 | 0 | 0 | 0
STOG | 0 | 0 | 0 | 0 | 0 | 0
STWD | 0 | 0 | 0 | 0 | 0 | 0
WT | 1220.72 | 1220.72 | 1220.72 | 1220.72 | 1220.72 | 1220.72
IGCC | 0 | 0 | 0 | 0 | 0 | 0
DemandResponse | 0 | 0 | 0 | 0 | 0 | 0
IGCC-CCS | 0 | 0 | 0 | 0 | 0 | 0
WT_off | 0 | 0 | 0 | 0 | 0 | 0
PseudoUnit | 0 | 0 | 0 | 0 | 0 | 0
FixedInterchange | 0 | 0 | 0 | 0 | 0 | 0
Total Generation by Reporting Type: NEISO
ReportingType | 2015 | 2020 | 2025 | 2030 | 2035 | 2040
BM | 1882.96 | 1882.96 | 597.66 | 1882.96 | 1882.96 | 1882.96
CC | 49706.75 | 41893.98 | 41441.52 | 31601.32 | 15092.47 | 10239.25
CSP | 0 | 0 | 0 | 0 | 0 | 0
CT | 3.12 | 5.22 | 10.92 | 10.92 | 1.29 | 0
Coal | 61.61 | 0 | 0 | 0 | 0 | 0
Geo | 0 | 0 | 0 | 0 | 0 | 0
H | 12289.94 | 12289.94 | 12289.94 | 12303.66 | 12303.66 | 12303.66
LFG | 4582.65 | 4582.65 | 5132.48 | 5132.48 | 5132.48 | 5132.48
Nuc | 36181.73 | 36181.73 | 36181.73 | 36181.73 | 26141.23 | 19310.53
PS | 184.14 | 184.14 | 184.14 | 143.14 | 88.29 | 149.25
PV | 5.26 | 569.87 | 589.18 | 611.26 | 660.67 | 678.62
PeakG | 32.3 | 32.3 | 38.51 | 37.6 | 21.3 | 0
PeakO | 0 | 0 | 0 | 0 | 0 | 0
ST | 0 | 0 | 0 | 0 | 0 | 0
STOG | 0 | 0 | 0 | 0 | 0 | 0
STWD | 4274.88 | 1299.72 | 808.63 | 2817.05 | 4274.88 | 4029.59
WT | 1283.3 | 10428.67 | 16205.23 | 16205.23 | 57413 | 57413
IGCC | 0 | 0 | 0 | 0 | 0 | 0
DemandResponse | 0 | 0 | 0 | 0 | 0 | 0
IGCC-CCS | 0 | 0 | 0 | 0 | 0 | 0
WT_off | 1870.13 | 1870.13 | 1870.13 | 1870.13 | 1870.13 | 22285.74
PseudoUnit | 0 | 0 | 0 | 0 | 0 | 0
FixedInterchange | 0 | 0 | 0 | 0 | 0 | 0
Total Generation by Reporting Type: NonRTO_Midwest
ReportingType | 2015 | 2020 | 2025 | 2030 | 2035 | 2040
BM | 0 | 0 | 0 | 0 | 11553.77 | 45875.85
CC | 21827.18 | 47870.43 | 47870.43 | 47870.43 | 44436.93 | 8280.63
CSP | 0 | 0 | 0 | 0 | 0 | 0
CT | 0 | 0 | 0 | 0 | 0 | 0
Coal | 41058.17 | 19568.45 | 4550.21 | 8024.61 | 13635 | 13635
Geo | 0 | 0 | 0 | 0 | 0 | 0
H | 457.8 | 457.8 | 3593.25 | 3593.25 | 3593.25 | 3593.25
LFG | 110.38 | 110.38 | 1373.79 | 1373.79 | 1373.79 | 1373.79
Nuc | 0.02 | 0.02 | 0.07 | 5083.41 | 5083.71 | 15907.66
PS | 0 | 0 | 0 | 0 | 0 | 0
PV | 0 | 0 | 0 | 0 | 0 | 0
PeakG | 135.28 | 18.64 | 29.58 | 202.24 | 82.75 | 0
PeakO | 0 | 0 | 0 | 0 | 0 | 0
ST | 0 | 0 | 0 | 0 | 0 | 0
STOG | 0 | 0 | 0 | 0 | 0 | 0
STWD | 0 | 0 | 0 | 0 | 0 | 0
WT | 151.43 | 151.43 | 151.43 | 151.43 | 151.43 | 151.43
IGCC | 0 | 0 | 0 | 0 | 0 | 0
DemandResponse | 0 | 0 | 0 | 0 | 0 | 0
IGCC-CCS | 0 | 0 | 0 | 0 | 0 | 0
WT_off | 0 | 0 | 0 | 0 | 0 | 0
PseudoUnit | 0 | 0 | 0 | 0 | 0 | 0
FixedInterchange | 0 | 0 | 0 | 0 | 0 | 0
Total Generation by Reporting Type: NYISO_A-F
ReportingType | 2015 | 2020 | 2025 | 2030 | 2035 | 2040
BM | 0 | 0 | 0 | 0 | 0 | 7466.15
CC | 9085.73 | 11439.24 | 11719.62 | 8394.86 | 4376.23 | 1918.38
CSP | 0 | 0 | 0 | 0 | 0 | 0
CT | 0 | 0 | 0 | 0 | 0 | 0
Coal | 0 | 0 | 0 | 0 | 0 | 0
Geo | 0 | 0 | 0 | 0 | 0 | 0
H | 27149.99 | 27149.99 | 27149.99 | 27149.99 | 27149.99 | 27149.99
LFG | 1359.2 | 1359.2 | 1894.79 | 1894.79 | 1894.79 | 1894.79
Nuc | 26211.3 | 26211.3 | 26211.3 | 21372.53 | 16850.79 | 10212.67
PS | 49.42 | 105.81 | 92.69 | 45.13 | 0 | 141.2
PV | 0 | 0 | 0 | 0 | 0 | 0
PeakG | 0 | 6.58 | 6.58 | 0 | 0 | 0
PeakO | 0 | 0 | 0 | 0 | 0 | 0
ST | 0 | 0 | 0 | 0 | 0 | 0
STOG | 0 | 0 | 0 | 0 | 0 | 0
STWD | 0.77 | 8.51 | 8.51 | 443.09 | 602.69 | 602.69
WT | 10101.82 | 11933.66 | 11933.66 | 37306.4 | 37306.4 | 37306.4
IGCC | 0 | 0 | 0 | 0 | 0 | 0
DemandResponse | 0 | 0 | 0 | 0 | 0 | 0
IGCC-CCS | 0 | 0 | 0 | 0 | 0 | 0
WT_off | 0 | 0 | 0 | 0 | 0 | 1669.3
PseudoUnit | 0 | 0 | 0 | 0 | 0 | 0
FixedInterchange | 0 | 0 | 0 | 0 | 0 | 0
Total Generation by Reporting Type: NYISO_G-I
ReportingType | 2015 | 2020 | 2025 | 2030 | 2035 | 2040
BM | 0 | 0 | 0 | 0 | 5691.49 | 5972.92
CC | 5420.09 | 15724.84 | 15865.51 | 11160.19 | 8144.18 | 5235.06
CSP | 0 | 0 | 0 | 0 | 0 | 0
CT | 0 | 0 | 0 | 0 | 0 | 0
Coal | 0 | 0 | 0 | 0 | 0 | 0
Geo | 0 | 0 | 0 | 0 | 0 | 0
H | 266.56 | 266.56 | 266.56 | 266.56 | 266.56 | 266.56
LFG | 504.58 | 504.58 | 1090.62 | 1090.62 | 1090.62 | 1090.62
Nuc | 15929.31 | 15929.31 | 15929.31 | 15929.31 | 7987.24 | 22472.42
PS | 0 | 0 | 0 | 0 | 0 | 0
PV | 0 | 0 | 0 | 0 | 0 | 0
PeakG | 0 | 0.01 | 0.67 | 0.67 | 0.03 | 0.01
PeakO | 0 | 0 | 0 | 0 | 0 | 0
ST | 0 | 0 | 0 | 0 | 0 | 0
STOG | 0 | 0 | 0 | 0 | 0 | 0
STWD | 0 | 0 | 0 | 0 | 0 | 0
WT | 0 | 178.23 | 178.23 | 909.97 | 909.97 | 909.97
IGCC | 0 | 0 | 0 | 0 | 0 | 0
DemandResponse | 0 | 0 | 0 | 0 | 0 | 0
IGCC-CCS | 0 | 0 | 0 | 0 | 0 | 0
WT_off | 0 | 0 | 0 | 0 | 0 | 713.76
PseudoUnit | 0 | 0 | 0 | 0 | 0 | 0
FixedInterchange | 0 | 0 | 0 | 0 | 0 | 0
Total Generation by Reporting Type: NYISO_J-K
ReportingType | 2015 | 2020 | 2025 | 2030 | 2035 | 2040
BM | 0 | 0 | 0 | 0 | 0 | 0
CC | 25176.22 | 26168.83 | 27358 | 37622.59 | 42105.9 | 46485.52
CSP | 0 | 0 | 0 | 0 | 0 | 0
CT | 0 | 0 | 0 | 0 | 0 | 0
Coal | 0 | 0 | 0 | 0 | 0 | 0
Geo | 0 | 0 | 0 | 0 | 0 | 0
H | 0 | 0 | 0 | 0 | 0 | 0
LFG | 977.62 | 977.62 | 1541.32 | 1563.66 | 1563.66 | 1563.66
Nuc | 0 | 0.01 | 0.11 | 0.23 | 0.78 | 0.78
PS | 0 | 0 | 0 | 0 | 0 | 0
PV | 53.26 | 53.26 | 53.26 | 53.26 | 53.26 | 53.26
PeakG | 53.23 | 53.23 | 122.3 | 65.8 | 319.41 | 422.29
PeakO | 0 | 0 | 0 | 0 | 0 | 0
ST | 0 | 0 | 0 | 0 | 0 | 0
STOG | 598.58 | 1226.96 | 1930.64 | 1501.62 | 495.53 | 319.72
STWD | 0 | 0 | 0 | 0 | 0 | 0
WT | 0 | 0 | 0 | 469.54 | 861.26 | 861.26
IGCC | 0 | 0 | 0 | 0 | 0 | 0
DemandResponse | 0 | 0 | 0 | 0 | 0 | 0
IGCC-CCS | 0 | 0 | 0 | 0 | 0 | 0
WT_off | 0 | 0 | 0 | 0 | 0 | 0
PseudoUnit | 0 | 0 | 0 | 0 | 0 | 0
FixedInterchange | 0 | 0 | 0 | 0 | 0 | 0
Total Generation by Reporting Type: PJM_E
ReportingType | 2015 | 2020 | 2025 | 2030 | 2035 | 2040
BM | 134.66 | 223.98 | 223.98 | 223.98 | 223.98 | 2481.04
CC | 44739.17 | 52029.92 | 67663.26 | 58255.38 | 41450.9 | 35162.87
CSP | 0 | 0 | 0 | 0 | 0 | 0
CT | 0.24 | 2.69 | 2.69 | 5.14 | 2.69 | 0.86
Coal | 501.11 | 273.19 | 111.12 | 7.44 | 245.26 | 1112.45
Geo | 0 | 0 | 0 | 0 | 0 | 0
H | 1839.27 | 1839.27 | 1839.27 | 1839.27 | 1839.27 | 1839.27
LFG | 3714.15 | 4761.94 | 4761.94 | 4761.94 | 4761.94 | 4761.94
Nuc | 66287.73 | 61501.14 | 61501.14 | 61501.14 | 44177.54 | 59290.73
PS | 84 | 84 | 164 | 284 | 164 | 44
PV | 102.4 | 102.4 | 102.4 | 102.4 | 102.4 | 102.4
PeakG | 22.93 | 252.23 | 268.07 | 707.18 | 252.23 | 189.52
PeakO | 0 | 0 | 1.87 | 0 | 0 | 0
ST | 0 | 0 | 0 | 0 | 0 | 0
STOG | 217.52 | 217.52 | 217.52 | 810.76 | 217.52 | 69.21
STWD | 0 | 0 | 0 | 0 | 0 | 0
WT | 2143.36 | 2143.36 | 2143.36 | 2143.36 | 2183.19 | 6478.55
IGCC | 0 | 0 | 0 | 0 | 0 | 0
DemandResponse | 0 | 0 | 0 | 0 | 0 | 0
IGCC-CCS | 0 | 0 | 0 | 0 | 0 | 0
WT_off | 0 | 0 | 3990.52 | 3990.52 | 34826.4 | 34826.4
PseudoUnit | 0 | 0 | 0 | 0 | 0 | 0
FixedInterchange | 0 | 0 | 0 | 0 | 0 | 0
Total Generation by Reporting Type: PJM_ROM
ReportingType | 2015 | 2020 | 2025 | 2030 | 2035 | 2040
BM | 69.2 | 134.39 | 134.39 | 134.39 | 17603.64 | 17603.64
CC | 20260.49 | 25043.01 | 29663.9 | 52312.85 | 41751.78 | 40158.67
CSP | 0 | 0 | 0 | 0 | 0 | 0
CT | 0.15 | 1.64 | 1.64 | 3.14 | 1.64 | 0.52
Coal | 26894.39 | 13232.02 | 3246.78 | 5325.59 | 10984.41 | 13908.02
Geo | 0 | 0 | 0 | 0 | 0 | 0
H | 3645.46 | 3645.46 | 3645.46 | 6490.47 | 6490.47 | 6490.47
LFG | 2813.8 | 4903.85 | 4903.85 | 4903.85 | 4903.85 | 4903.85
Nuc | 39227.38 | 39227.38 | 39227.38 | 48975.62 | 66517.59 | 100675.48
PS | 632.83 | 432.45 | 620.33 | 1074.23 | 620.33 | 166.43
PV | 10.51 | 2632.88 | 4345.65 | 4973.83 | 5323.52 | 7018.51
PeakG | 0 | 13.86 | 59.2 | 155.51 | 152.46 | 48.51
PeakO | 0 | 0 | 0 | 0 | 0 | 0
ST | 0 | 0 | 0 | 0 | 0 | 0
STOG | 691.59 | 691.59 | 691.59 | 1350.24 | 434.19 | 32.78
STWD | 219.65 | 490.56 | 490.56 | 490.56 | 490.56 | 490.56
WT | 3032.09 | 6796.32 | 6796.32 | 6796.32 | 17226.14 | 17226.14
IGCC | 0 | 0 | 0 | 0 | 0 | 0
DemandResponse | 0 | 0 | 0 | 0 | 0 | 0
IGCC-CCS | 0 | 0 | 0 | 0 | 0 | 0
WT_off | 0 | 0 | 0 | 0 | 0 | 58849.69
PseudoUnit | 0 | 0 | 0 | 0 | 0 | 0
FixedInterchange | 0 | 0 | 0 | 0 | 0 | 0
Total Generation by Reporting Type: PJM_ROR
ReportingType | 2015 | 2020 | 2025 | 2030 | 2035 | 2040
BM | 196.79 | 2874.47 | 2426.45 | 2874.47 | 78815.17 | 78815.17
CC | 183035.89 | 305595.12 | 322763.46 | 311080.3 | 257445.57 | 141235.13
CSP | 0 | 0 | 0 | 0 | 0 | 0
CT | 2.98 | 2.98 | 2.98 | 5.69 | 2.98 | 0.95
Coal | 208636.38 | 94680.17 | 23758.68 | 22411.81 | 58416.06 | 63441.38
Geo | 0 | 0 | 0 | 0 | 0 | 0
H | 4602.26 | 6925.78 | 6925.78 | 6925.78 | 6925.78 | 6925.78
LFG | 4252.63 | 4252.63 | 8302.71 | 8302.71 | 8302.71 | 8302.71
Nuc | 156083.84 | 156083.84 | 156083.84 | 149330.43 | 126935.17 | 88898.32
PS | 1340.23 | 1292.32 | 2187.51 | 2187.51 | 1263.21 | 338.91
PV | 63.07 | 63.07 | 557 | 660.53 | 749.97 | 12151.87
PeakG | 739.32 | 725.05 | 893.17 | 1061.61 | 521.14 | 310.38
PeakO | 0 | 0 | 0 | 0 | 0 | 0
ST | 0 | 0 | 0 | 0 | 0 | 0
STOG | 408.99 | 314.66 | 314.66 | 614.33 | 164.82 | 0
STWD | 96.32 | 1359.55 | 1139.21 | 998.99 | 1359.55 | 1359.55
WT | 28147.97 | 28682.04 | 58640.12 | 134931.36 | 134931.36 | 134931.36
IGCC | 0 | 0 | 0 | 0 | 0 | 0
DemandResponse | 0 | 0 | 0 | 0 | 0 | 0
IGCC-CCS | 0 | 0 | 0 | 0 | 0 | 37219.64
WT_off | 0 | 0 | 0 | 0 | 0 | 67598.49
PseudoUnit | 0 | 0 | 0 | 0 | 0 | 0
FixedInterchange | 0 | 0 | 0 | 0 | 0 | 0
Total Generation by Reporting Type: SOCO
ReportingType | 2015 | 2020 | 2025 | 2030 | 2035 | 2040
BM | 23.04 | 58.54 | 203.15 | 410.64 | 48942.4 | 48942.4
CC | 159441.58 | 209813.86 | 223726.89 | 184770.31 | 98569.87 | 29443.5
CSP | 0 | 0 | 0 | 0 | 0 | 0
CT | 0 | 0 | 0 | 0 | 0 | 0
Coal | 39864.63 | 11847.72 | 3207.71 | 7002.02 | 10647.88 | 11064.55
Geo | 0 | 0 | 0 | 0 | 0 | 0
H | 10893.11 | 10893.11 | 10893.11 | 10893.11 | 10893.11 | 12917.99
LFG | 291.71 | 291.71 | 1138.45 | 1138.45 | 1138.45 | 1138.45
Nuc | 45497.84 | 62634.5 | 72962.02 | 120383.16 | 185926.33 | 275154.02
PS | 736.65 | 686.75 | 1189.25 | 834.33 | 351.75 | 869.12
PV | 0 | 0 | 0 | 0 | 0 | 3854.4
PeakG | 494.42 | 616.42 | 1039.45 | 1437.41 | 184.82 | 148.55
PeakO | 0 | 0 | 0 | 0 | 0 | 0
ST | 0 | 0 | 0 | 0 | 0 | 0
STOG | 0 | 0 | 0 | 0 | 0 | 0
STWD | 126.25 | 266.38 | 775.57 | 4681.34 | 4681.34 | 4681.34
WT | 0 | 0 | 0 | 209.15 | 209.15 | 209.15
IGCC | 0 | 0 | 0 | 0 | 0 | 0
DemandResponse | 0 | 0 | 0 | 0 | 0 | 0
IGCC-CCS | 0 | 0 | 0 | 0 | 0 | 0
WT_off | 0 | 0 | 0 | 0 | 0 | 0
PseudoUnit | 0 | 0 | 0 | 0 | 0 | 0
FixedInterchange | 0 | 0 | 0 | 0 | 0 | 0
Total Generation by Reporting Type: SPP_N
ReportingType | 2015 | 2020 | 2025 | 2030 | 2035 | 2040
BM | 0 | 0 | 0 | 0 | 43342.04 | 47825.11
CC | 19122 | 53321.24 | 39396.92 | 36416.44 | 12223.98 | 9971.59
CSP | 0 | 0 | 0 | 0 | 0 | 0
CT | 0 | 0 | 0 | 0 | 0 | 0
Coal | 56607.31 | 12915.09 | 1974.1 | 2285.13 | 6622.11 | 6622.11
Geo | 0 | 0 | 0 | 0 | 0 | 0
H | 60 | 60 | 60 | 60 | 60 | 60
LFG | 55.19 | 55.19 | 804.17 | 804.17 | 804.17 | 804.17
Nuc | 9035.69 | 9035.69 | 9035.69 | 9035.69 | 9035.69 | 9035.69
PS | 0 | 0 | 0 | 0 | 0 | 0
PV | 0 | 0 | 0 | 0 | 0 | 0
PeakG | 2.42 | 0 | 0 | 5.12 | 0 | 0
PeakO | 0 | 0 | 0 | 0 | 0 | 0
ST | 0 | 0 | 0 | 0 | 0 | 0
STOG | 246.2 | 23.67 | 0 | 582.98 | 46.17 | 0
STWD | 0 | 0 | 0 | 0 | 0 | 0
WT | 4213.48 | 42160.4 | 48928.03 | 59358.22 | 59358.22 | 59358.22
IGCC | 0 | 0 | 0 | 0 | 0 | 0
DemandResponse | 0 | 0 | 0 | 0 | 0 | 0
IGCC-CCS | 0 | 0 | 0 | 0 | 0 | 0
WT_off | 0 | 0 | 0 | 0 | 0 | 0
PseudoUnit | 0 | 0 | 0 | 0 | 0 | 0
FixedInterchange | 0 | 0 | 0 | 0 | 0 | 0
Total Generation by Reporting Type: SPP_S
ReportingType | 2015 | 2020 | 2025 | 2030 | 2035 | 2040
BM | 0 | 0 | 0 | 0 | 16237.15 | 33652.49
CC | 43938.42 | 48785.91 | 56245.98 | 82508.89 | 50213.43 | 32673.19
CSP | 0 | 0 | 0 | 0 | 0 | 0
CT | 16.19 | 0 | 0 | 0 | 0 | 0
Coal | 83936.23 | 5239.9 | 1475.91 | 0 | 0 | 0
Geo | 0 | 0 | 0 | 0 | 0 | 0
H | 10050.79 | 10050.79 | 10050.79 | 10336.52 | 10336.52 | 10336.52
LFG | 149.8 | 149.8 | 898.78 | 898.78 | 898.78 | 898.78
Nuc | 0.02 | 0.02 | 0.04 | 0.11 | 0.78 | 0.6
PS | 194.01 | 178.4 | 312.2 | 312.2 | 89.2 | 774.99
PV | 0 | 0 | 0 | 0 | 0 | 0
PeakG | 0.74 | 0 | 0 | 0 | 0 | 0
PeakO | 0 | 0 | 0 | 0 | 0 | 0
ST | 0 | 0 | 0 | 0 | 0 | 0
STOG | 2307.12 | 619.03 | 764.98 | 1094.72 | 435.7 | 287.49
STWD | 33.92 | 15.12 | 30.24 | 184.09 | 588.67 | 457.27
WT | 9404.55 | 133942.92 | 133942.92 | 133942.92 | 146878.82 | 164402.91
IGCC | 0 | 0 | 0 | 0 | 0 | 0
DemandResponse | 0 | 0 | 0 | 0 | 0 | 0
IGCC-CCS | 0 | 0 | 0 | 0 | 0 | 0
WT_off | 0 | 0 | 0 | 0 | 0 | 0
PseudoUnit | 0 | 0 | 0 | 0 | 0 | 0
FixedInterchange | 0 | 0 | 0 | 0 | 0 | 0
Total Generation by Reporting Type: TVA
ReportingType | 2015 | 2020 | 2025 | 2030 | 2035 | 2040
BM | 0 | 0 | 0 | 0 | 55206.83 | 55206.83
CC | 49799.4 | 91684.06 | 109959.28 | 102052.93 | 72712.4 | 22997.84
CSP | 0 | 0 | 0 | 0 | 0 | 0
CT | 0 | 0 | 0 | 0 | 0 | 0
Coal | 43837 | 17544.9 | 2216.53 | 3401.55 | 12894.22 | 12894.22
Geo | 0 | 0 | 0 | 0 | 0 | 0
H | 17444.8 | 17444.8 | 17545.57 | 17545.57 | 17545.57 | 17545.57
LFG | 102.49 | 102.49 | 949.23 | 949.23 | 949.23 | 949.23
Nuc | 65391.09 | 65391.09 | 65391.09 | 81238.23 | 73303.12 | 63343.08
PS | 685.7 | 515.25 | 714.63 | 714.63 | 366.03 | 191.73
PV | 0 | 0 | 0 | 0 | 0 | 3854.4
PeakG | 0 | 0 | 0 | 0 | 0 | 0
PeakO | 0 | 0 | 0 | 0 | 0 | 0
ST | 0 | 0 | 0 | 0 | 0 | 0
STOG | 0 | 0 | 0 | 0 | 0 | 0
STWD | 1.06 | 0.94 | 3.83 | 29.36 | 35.04 | 35.04
WT | 73.94 | 73.94 | 73.94 | 73.94 | 283.09 | 283.09
IGCC | 0 | 0 | 0 | 0 | 0 | 0
DemandResponse | 0 | 0 | 0 | 0 | 0 | 0
IGCC-CCS | 0 | 0 | 0 | 0 | 0 | 54967.55
WT_off | 0 | 0 | 0 | 0 | 0 | 0
PseudoUnit | 0 | 0 | 0 | 0 | 0 | 0
FixedInterchange | 0 | 0 | 0 | 0 | 0 | 0
Total Generation by Reporting Type: TVA_Transmission
ReportingType | 2015 | 2020 | 2025 | 2030 | 2035 | 2040
BM | 0 | 0 | 0 | 0 | 0 | 0
CC | 0 | 0 | 0 | 0 | 0 | 0
CSP | 0 | 0 | 0 | 0 | 0 | 0
CT | 0 | 0 | 0 | 0 | 0 | 0
Coal | 0 | 0 | 0 | 0 | 0 | 0
Geo | 0 | 0 | 0 | 0 | 0 | 0
H | 0 | 0 | 0 | 0 | 0 | 0
LFG | 0 | 0 | 0 | 0 | 0 | 0
Nuc | 0 | 0 | 0 | 0 | 0 | 0
PS | 0 | 0 | 0 | 0 | 0 | 0
PV | 0 | 0 | 0 | 0 | 0 | 0
PeakG | 0 | 0 | 0 | 0 | 0 | 0
PeakO | 0 | 0 | 0 | 0 | 0 | 0
ST | 0 | 0 | 0 | 0 | 0 | 0
STOG | 0 | 0 | 0 | 0 | 0 | 0
STWD | 0 | 0 | 0 | 0 | 0 | 0
WT | 0 | 0 | 0 | 0 | 0 | 0
IGCC | 0 | 0 | 0 | 0 | 0 | 0
DemandResponse | 0 | 0 | 0 | 0 | 0 | 0
IGCC-CCS | 0 | 0 | 0 | 0 | 0 | 0
WT_off | 0 | 0 | 0 | 0 | 0 | 0
PseudoUnit | 0 | 0 | 0 | 0 | 0 | 0
FixedInterchange | 0 | 0 | 0 | 0 | 0 | 0
Total Generation by Reporting Type: VACAR
ReportingType | 2015 | 2020 | 2025 | 2030 | 2035 | 2040
BM | 6.84 | 2677.29 | 8219.28 | 9663.36 | 9663.36 | 52160.85
CC | 149866.14 | 154093.09 | 154729.77 | 146248.51 | 58563.44 | 42468.84
CSP | 0 | 0 | 0 | 0 | 0 | 0
CT | 73.69 | 73.69 | 73.69 | 177.45 | 73.69 | 0
Coal | 16875.82 | 10769.68 | 3726.62 | 1678.4 | 4618.79 | 6377.34
Geo | 0 | 0 | 0 | 0 | 0 | 0
H | 4325 | 4325 | 4325 | 4325 | 4325 | 4446.45
LFG | 499.37 | 1343.43 | 1343.43 | 1343.43 | 1343.43 | 1343.43
Nuc | 89032.75 | 107182.03 | 132344.74 | 170988.65 | 145688.7 | 140095.77
PS | 1203.36 | 1137.96 | 1988.16 | 1881.1 | 549.36 | 287.76
PV | 42.05 | 328.1 | 351.53 | 375.01 | 395.67 | 2611.65
PeakG | 80.56 | 166.63 | 320.26 | 712.12 | 91.57 | 134.6
PeakO | 0 | 0 | 0 | 0 | 0 | 0
ST | 0 | 0 | 0 | 0 | 0 | 0
STOG | 0 | 0 | 0 | 0 | 0 | 0
STWD | 1969.25 | 1969.25 | 1969.25 | 1969.25 | 1969.25 | 1969.25
WT | 2.34 | 7866.99 | 7866.99 | 7866.99 | 7866.99 | 7866.99
IGCC | 0 | 0 | 0 | 0 | 0 | 0
DemandResponse | 0 | 0 | 0 | 0 | 0 | 0
IGCC-CCS | 0 | 0 | 0 | 0 | 0 | 0
WT_off | 3.46 | 3.46 | 3.46 | 3.46 | 122487.75 | 135662.52
PseudoUnit | 0 | 0 | 0 | 0 | 0 | 0
FixedInterchange | 0 | 0 | 0 | 0 | 0 | 0
Total Generation by Reporting Type: IESO
ReportingType | 2015 | 2020 | 2025 | 2030 | 2035 | 2040
BM | 0 | 3.01 | 10.53 | 211.75 | 2436.46 | 2441.43
CC | 10083.25 | 10334.2 | 9022.16 | 1665.74 | 611.96 | 678.81
CSP | 0 | 0 | 0 | 0 | 0 | 0
CT | 0 | 8.61 | 0 | 0 | 0 | 0
Coal | 0 | 0 | 0 | 0 | 0 | 0
Geo | 0 | 0 | 0 | 0 | 0 | 0
H | 46189.03 | 46189.03 | 46189.03 | 47737.94 | 47737.94 | 47737.94
LFG | 926.37 | 926.37 | 926.37 | 930.31 | 930.31 | 930.31
Nuc | 101402.31 | 101402.31 | 101402.31 | 101402.31 | 93379.23 | 81383.57
PS | 4.3 | 13.53 | 13.53 | 13.53 | 24.6 | 12.3
PV | 78.84 | 78.84 | 78.84 | 78.84 | 78.84 | 78.84
PeakG | 0 | 4.3 | 0 | 0 | 0 | 0
PeakO | 0 | 0 | 0 | 0 | 0 | 0
ST | 0 | 0 | 0 | 0 | 0 | 0
STOG | 0 | 0 | 0 | 0 | 0 | 0
STWD | 4.38 | 11.29 | 13.76 | 974.11 | 974.11 | 974.11
WT | 8479.75 | 8479.75 | 8479.75 | 8479.75 | 49434.88 | 61538.86
IGCC | 0 | 0 | 0 | 0 | 0 | 0
DemandResponse | 0 | 0 | 0 | 0 | 0 | 0
IGCC-CCS | 0 | 0 | 0 | 0 | 0 | 0
WT_off | 0 | 0 | 0 | 0 | 0 | 0
PseudoUnit | 0 | 0 | 0 | 0 | 0 | 0
FixedInterchange | 0 | 0 | 0 | 0 | 0 | 0
Total Generation by Reporting Type: MAPP_CA
ReportingType | 2015 | 2020 | 2025 | 2030 | 2035 | 2040
BM | 0 | 0 | 0 | 0 | 0 | 0
CC | 10706.55 | 10706.55 | 4286.93 | 292.81 | 277.85 | 332.04
CSP | 0 | 0 | 0 | 0 | 0 | 0
CT | 0 | 0 | 0 | 0 | 0 | 0
Coal | 275.58 | 411.93 | 0 | 0 | 0 | 0
Geo | 0 | 0 | 0 | 0 | 0 | 0
H | 41520.42 | 45597.02 | 54366.11 | 68795.52 | 68795.52 | 68795.52
LFG | 0 | 0 | 0 | 0 | 0 | 0
Nuc | 0 | 0.04 | 0.04 | 0 | 0.78 | 2543.88
PS | 0 | 0 | 0 | 0 | 0 | 0
PV | 0 | 0 | 0 | 0 | 0 | 0
PeakG | 55.22 | 50.67 | 0 | 0 | 0 | 0
PeakO | 0 | 0 | 0 | 0 | 0 | 0
ST | 0 | 0 | 0 | 0 | 0 | 0
STOG | 4.12 | 1.18 | 0 | 0 | 0 | 0
STWD | 0 | 0 | 0 | 0 | 0 | 0
WT | 1446.06 | 1446.06 | 1446.06 | 1446.06 | 1446.06 | 1446.06
IGCC | 0 | 0 | 0 | 0 | 0 | 0
DemandResponse | 0 | 0 | 0 | 0 | 0 | 0
IGCC-CCS | 0 | 0 | 0 | 0 | 0 | 0
WT_off | 0 | 0 | 0 | 0 | 0 | 0
PseudoUnit | 0 | 0 | 0 | 0 | 0 | 0
FixedInterchange | 0 | 0 | 0 | 0 | 0 | 0
Total Generation by Reporting Type: AZ_NM_SNV_Coal
ReportingType | 2015 | 2020 | 2025 | 2030 | 2035 | 2040
BM | 0 | 0 | 0 | 0 | 0 | 0
CC | 0 | 0 | 0 | 0 | 0 | 0
CSP | 0 | 0 | 0 | 0 | 0 | 0
CT | 0 | 0 | 0 | 0 | 0 | 0
Coal | 53694.13 | 35827.97 | 906.57 | 170.28 | 3145.05 | 3145.05
Geo | 0 | 0 | 0 | 0 | 0 | 0
H | 0 | 0 | 0 | 0 | 0 | 0
LFG | 0 | 0 | 0 | 0 | 0 | 0
Nuc | 0 | 0 | 0 | 0 | 0 | 0
PS | 0 | 0 | 0 | 0 | 0 | 0
PV | 0 | 0 | 0 | 0 | 0 | 0
PeakG | 0 | 0 | 0 | 0 | 0 | 0
PeakO | 0 | 0 | 0 | 0 | 0 | 0
ST | 0 | 0 | 0 | 0 | 0 | 0
STOG | 0 | 0 | 0 | 0 | 0 | 0
STWD | 0 | 0 | 0 | 0 | 0 | 0
WT | 0 | 0 | 0 | 0 | 0 | 0
IGCC | 0 | 0 | 0 | 0 | 0 | 0
DemandResponse | 0 | 0 | 0 | 0 | 0 | 0
IGCC-CCS | 0 | 0 | 0 | 0 | 0 | 0
WT_off | 0 | 0 | 0 | 0 | 0 | 0
PseudoUnit | 0 | 0 | 0 | 0 | 0 | 0
FixedInterchange | 0 | 0 | 0 | 0 | 0 | 0
Total Generation by Reporting Type: AZ_NM_SNV_Gas
ReportingType | 2015 | 2020 | 2025 | 2030 | 2035 | 2040
BM | 0 | 0 | 0 | 0 | 0 | 0
CC | 72916.5 | 72828.52 | 109297.53 | 87566.41 | 63490.92 | 31777.31
CSP | 0 | 0 | 0 | 0 | 0 | 0
CT | 0 | 0 | 0 | 0 | 0 | 0
Coal | 0 | 0 | 0 | 0 | 0 | 0
Geo | 0 | 0 | 0 | 0 | 0 | 0
H | 0 | 0 | 0 | 0 | 0 | 0
LFG | 0 | 0 | 0 | 0 | 0 | 0
Nuc | 0 | 0 | 0 | 0 | 0 | 0
PS | 0 | 0 | 0 | 0 | 0 | 0
PV | 0 | 0 | 0 | 0 | 0 | 0
PeakG | 0 | 0 | 0 | 0 | 0 | 0
PeakO | 0 | 0 | 0 | 0 | 0 | 0
ST | 0 | 0 | 0 | 0 | 0 | 0
STOG | 0 | 0 | 0 | 0 | 0 | 0
STWD | 0 | 0 | 0 | 0 | 0 | 0
WT | 0 | 0 | 0 | 0 | 0 | 0
IGCC | 0 | 0 | 0 | 0 | 0 | 0
DemandResponse | 0 | 0 | 0 | 0 | 0 | 0
IGCC-CCS | 0 | 0 | 0 | 0 | 0 | 0
WT_off | 0 | 0 | 0 | 0 | 0 | 0
PseudoUnit | 0 | 0 | 0 | 0 | 0 | 0
FixedInterchange | 0 | 0 | 0 | 0 | 0 | 0
Total Generation by Reporting Type: AZ_NM_SNV_NucRenew
ReportingType | 2015 | 2020 | 2025 | 2030 | 2035 | 2040
BM | 0 | 0 | 0 | 0 | 20868.46 | 48828.61
CC | 0 | 0 | 0 | 0 | 0 | 0
CSP | 0 | 0 | 0 | 0 | 0 | 0
CT | 0 | 0 | 0 | 0 | 0 | 0
Coal | 0 | 0 | 0 | 0 | 0 | 0
Geo | 0 | 0 | 12066.9 | 12066.9 | 12066.9 | 12066.9
H | 8952 | 8952 | 8952 | 8952 | 8952 | 8952
LFG | 55.19 | 533.48 | 533.48 | 533.48 | 533.48 | 533.48
Nuc | 30183.89 | 30183.89 | 30183.89 | 50748.47 | 64266.01 | 64266.01
PS | 2.16 | 0 | 23.76 | 23.76 | 7.56 | 2.16
PV | 365.63 | 365.63 | 365.63 | 365.63 | 365.63 | 365.63
PeakG | 0 | 0 | 0 | 0 | 0 | 0
PeakO | 0 | 0 | 0 | 0 | 0 | 0
ST | 981.12 | 2821.09 | 3930.87 | 4251.21 | 9409.58 | 13305.64
STOG | 0 | 0 | 0 | 0 | 0 | 0
STWD | 182.21 | 182.21 | 182.21 | 182.21 | 182.21 | 182.21
WT | 1407.73 | 36177.22 | 38350.31 | 41278.86 | 41278.86 | 41278.86
IGCC | 0 | 0 | 0 | 0 | 0 | 0
DemandResponse | 0 | 0 | 0 | 0 | 0 | 0
IGCC-CCS | 0 | 0 | 0 | 0 | 0 | 0
WT_off | 0 | 0 | 0 | 0 | 0 | 0
PseudoUnit | 0 | 0 | 0 | 0 | 0 | 0
FixedInterchange | 0 | 0 | 0 | 0 | 0 | 0
Total Generation by Reporting Type: ERCOT
ReportingType | 2015 | 2020 | 2025 | 2030 | 2035 | 2040
BM | 58.16 | 60.48 | 154.07 | 1082.59 | 30349.68 | 30349.68
CC | 238446.09 | 270486.94 | 250459.48 | 231225.83 | 145271.36 | 121472.8
CSP | 0 | 0 | 0 | 0 | 0 | 0
CT | 0 | 2.34 | 0 | 2.34 | 0 | 0
Coal | 38252.85 | 27016.65 | 2778.43 | 2427.38 | 5417.61 | 5417.61
Geo | 0 | 0 | 0 | 0 | 0 | 0
H | 607.38 | 607.38 | 607.38 | 607.38 | 607.38 | 2022.97
LFG | 591.3 | 591.3 | 591.3 | 3382.24 | 3382.24 | 3382.24
Nuc | 39655.79 | 39655.79 | 39655.79 | 69928.27 | 146993.38 | 159842.65
PS | 0 | 0 | 0 | 0 | 0 | 0
PV | 30.84 | 30.84 | 30.84 | 30.84 | 2.63 | 2.63
PeakG | 0 | 4.66 | 0 | 9.48 | 5.41 | 8.54
PeakO | 0 | 0 | 0 | 0 | 0 | 0
ST | 0 | 0 | 0 | 0 | 0 | 0
STOG | 1428.33 | 2126.17 | 1361.89 | 2065.14 | 137.53 | 119.69
STWD | 0 | 0 | 0 | 0 | 0 | 0
WT | 27080.39 | 27080.39 | 98840.79 | 104261.92 | 111182.37 | 119601.81
IGCC | 0 | 0 | 0 | 0 | 0 | 0
DemandResponse | 0 | 0 | 0 | 0 | 0 | 0
IGCC-CCS | 0 | 0 | 0 | 0 | 0 | 32019.36
WT_off | 0 | 0 | 0 | 0 | 0 | 0
PseudoUnit | 0 | 0 | 0 | 0 | 0 | 0
FixedInterchange | 0 | 0 | 0 | 0 | 0 | 0
Total Generation by Reporting Type: NP15
ReportingType | 2015 | 2020 | 2025 | 2030 | 2035 | 2040
BM | 0 | 0 | 0 | 0 | 6295.74 | 6295.74
CC | 91261.29 | 82033.34 | 98545.46 | 74757.13 | 66080.02 | 5743.38
CSP | 0 | 0 | 0 | 0 | 0 | 0
CT | 0 | 0 | 0 | 0 | 0 | 0
Coal | 213.44 | 0 | 0 | 0 | 0 | 0
Geo | 9050.48 | 14043.68 | 14043.68 | 14043.68 | 14043.68 | 14043.68
H | 24182 | 24182 | 24182 | 24182 | 24182 | 24182
LFG | 670.14 | 5124.6 | 5124.6 | 5124.6 | 5124.6 | 5124.6
Nuc | 17915.6 | 17915.6 | 17915.6 | 17915.6 | 17915.6 | 17915.6
PS | 0 | 0 | 15.75 | 54.07 | 78.99 | 34.31
PV | 153.52 | 153.52 | 153.52 | 153.52 | 3098.97 | 7814.97
PeakG | 0 | 0 | 0 | 0 | 0 | 0
PeakO | 0 | 0 | 0 | 0 | 0 | 0
ST | 99.08 | 99.08 | 99.08 | 99.08 | 341.64 | 341.64
STOG | 0.11 | 12.12 | 24.77 | 24.58 | 60.57 | 0
STWD | 3097.54 | 3097.54 | 570.84 | 3097.54 | 3097.54 | 3097.54
WT | 3102.31 | 11679.16 | 11679.16 | 39621.28 | 39759.06 | 39759.06
IGCC | 0 | 0 | 0 | 0 | 0 | 0
DemandResponse | 0 | 0 | 0 | 0 | 0 | 0
IGCC-CCS | 0 | 0 | 0 | 0 | 0 | 81929.68
WT_off | 0 | 0 | 0 | 0 | 0 | 0
PseudoUnit | 0 | 0 | 0 | 0 | 0 | 0
FixedInterchange | 0 | 0 | 0 | 0 | 0 | 0
Total Generation by Reporting Type: NWPP_Coal
ReportingType | 2015 | 2020 | 2025 | 2030 | 2035 | 2040
BM | 0 | 0 | 0 | 0 | 0 | 0
CC | 0 | 0 | 0 | 0 | 0 | 0
CSP | 0 | 0 | 0 | 0 | 0 | 0
CT | 0 | 0 | 0 | 0 | 0 | 0
Coal | 51441.63 | 32622.27 | 1593.29 | 1282.61 | 1282.61 | 1282.61
Geo | 0 | 0 | 0 | 0 | 0 | 0
H | 0 | 0 | 0 | 0 | 0 | 0
LFG | 0 | 0 | 0 | 0 | 0 | 0
Nuc | 0 | 0 | 0 | 0 | 0 | 0
PS | 0 | 0 | 0 | 0 | 0 | 0
PV | 0 | 0 | 0 | 0 | 0 | 0
PeakG | 0 | 0 | 0 | 0 | 0 | 0
PeakO | 0 | 0 | 0 | 0 | 0 | 0
ST | 0 | 0 | 0 | 0 | 0 | 0
STOG | 0 | 0 | 0 | 0 | 0 | 0
STWD | 0 | 0 | 0 | 0 | 0 | 0
WT | 0 | 0 | 0 | 0 | 0 | 0
IGCC | 0 | 0 | 0 | 0 | 0 | 0
DemandResponse | 0 | 0 | 0 | 0 | 0 | 0
IGCC-CCS | 0 | 0 | 0 | 0 | 0 | 0
WT_off | 0 | 0 | 0 | 0 | 0 | 0
PseudoUnit | 0 | 0 | 0 | 0 | 0 | 0
FixedInterchange | 0 | 0 | 0 | 0 | 0 | 0
Total Generation by Reporting Type: NWPP_Gas
ReportingType | 2015 | 2020 | 2025 | 2030 | 2035 | 2040
BM | 0 | 0 | 0 | 0 | 0 | 0
CC | 50575.36 | 89851.22 | 103413.09 | 81182.51 | 60316.38 | 23971.02
CSP | 0 | 0 | 0 | 0 | 0 | 0
CT | 0 | 0 | 0 | 0 | 0 | 0
Coal | 0 | 0 | 0 | 0 | 0 | 0
Geo | 0 | 0 | 0 | 0 | 0 | 0
H | 0 | 0 | 0 | 0 | 0 | 0
LFG | 0 | 0 | 0 | 0 | 0 | 0
Nuc | 0 | 0 | 0 | 0 | 0 | 0
PS | 0 | 0 | 0 | 0 | 0 | 0
PV | 0 | 0 | 0 | 0 | 0 | 0
PeakG | 0 | 0 | 0 | 0 | 0 | 0
PeakO | 0 | 0 | 0 | 0 | 0 | 0
ST | 0 | 0 | 0 | 0 | 0 | 0
STOG | 0 | 0 | 0 | 0 | 0 | 0
STWD | 0 | 0 | 0 | 0 | 0 | 0
WT | 0 | 0 | 0 | 0 | 0 | 0
IGCC | 0 | 0 | 0 | 0 | 0 | 0
DemandResponse | 0 | 0 | 0 | 0 | 0 | 0
IGCC-CCS | 0 | 0 | 0 | 0 | 0 | 18231.34
WT_off | 0 | 0 | 0 | 0 | 0 | 0
PseudoUnit | 0 | 0 | 0 | 0 | 0 | 0
FixedInterchange | 0 | 0 | 0 | 0 | 0 | 0
Total Generation by Reporting Type: NWPP_NucRenew
ReportingType | 2015 | 2020 | 2025 | 2030 | 2035 | 2040
BM | 0 | 210.96 | 243.02 | 243.02 | 5390.96 | 67568.64
CC | 0 | 0 | 0 | 0 | 0 | 0
CSP | 0 | 0 | 0 | 0 | 0 | 0
CT | 0 | 0 | 0 | 0 | 0 | 0
Coal | 0 | 0 | 0 | 0 | 0 | 0
Geo | 3280.13 | 3280.13 | 6891.88 | 6891.88 | 6891.88 | 6891.88
H | 133486 | 133486 | 133486 | 133486 | 134577.8 | 134577.8
LFG | 1013.09 | 2837.39 | 2940.73 | 2940.73 | 2940.73 | 2940.73
Nuc | 8809.8 | 8809.8 | 8809.8 | 8809.8 | 42477.78 | 42477.78
PS | 0 | 0 | 0 | 0 | 2.58 | 0
PV | 7.88 | 7.88 | 7.88 | 7.88 | 7.88 | 7.88
PeakG | 0 | 0 | 0 | 0 | 0 | 0
PeakO | 0 | 0 | 0 | 0 | 0 | 0
ST | 0 | 0 | 0 | 0 | 0 | 0
STOG | 0 | 0 | 0 | 0 | 0 | 0
STWD | 0 | 17.67 | 3931.49 | 3931.49 | 3931.49 | 3931.49
WT | 15874.4 | 15874.4 | 15874.4 | 81046.42 | 86740.91 | 98546.91
IGCC | 0 | 0 | 0 | 0 | 0 | 0
DemandResponse | 0 | 0 | 0 | 0 | 0 | 0
IGCC-CCS | 0 | 0 | 0 | 0 | 0 | 0
WT_off | 0 | 0 | 0 | 0 | 0 | 0
PseudoUnit | 0 | 0 | 0 | 0 | 0 | 0
FixedInterchange | 0 | 0 | 0 | 0 | 0 | 0
Total Generation by Reporting Type: RMPA
ReportingType | 2015 | 2020 | 2025 | 2030 | 2035 | 2040
BM | 0 | 0 | 0 | 0 | 27824.53 | 27824.53
CC | 13111.04 | 23296.53 | 27495.1 | 38764.06 | 22026.68 | 5981.68
CSP | 0 | 0 | 0 | 0 | 0 | 0
CT | 0 | 0 | 0 | 0 | 0 | 0
Coal | 50094.85 | 37142.85 | 6836.59 | 3128.04 | 3049.95 | 3049.95
Geo | 0 | 208.05 | 21387.54 | 21387.54 | 21387.54 | 21387.54
H | 4353 | 4353 | 4353 | 4353 | 4353 | 4353
LFG | 58.34 | 286.45 | 286.45 | 286.45 | 286.45 | 286.45
Nuc | 0.01 | 0.02 | 0.02 | 0.6 | 0.78 | 0.78
PS | 85.01 | 69.44 | 5.08 | 230.83 | 61.93 | 400.43
PV | 54.93 | 54.93 | 54.93 | 54.93 | 54.93 | 54.93
PeakG | 8.25 | 0 | 0 | 101.03 | 0 | 0
PeakO | 0 | 0 | 0 | 0 | 0 | 0
ST | 9.83 | 1335.11 | 1335.11 | 1537.66 | 1537.66 | 1537.66
STOG | 0 | 0 | 0 | 0 | 0 | 0
STWD | 0 | 0 | 0 | 0 | 0 | 0
WT | 6354.34 | 20088.01 | 20088.01 | 23060.04 | 24862.63 | 27369.08
IGCC | 0 | 0 | 0 | 0 | 0 | 0
DemandResponse | 0 | 0 | 0 | 0 | 0 | 0
IGCC-CCS | 0 | 0 | 0 | 0 | 0 | 25095.63
WT_off | 0 | 0 | 0 | 0 | 0 | 0
PseudoUnit | 0 | 0 | 0 | 0 | 0 | 0
FixedInterchange | 0 | 0 | 0 | 0 | 0 | 0
Total Generation by Reporting Type: SP15
ReportingType | 2015 | 2020 | 2025 | 2030 | 2035 | 2040
BM | 44.8 | 44.8 | 44.8 | 44.8 | 5036.6 | 5036.6
CC | 68649.76 | 86869.72 | 128472.72 | 101867.01 | 84797.34 | 36515.76
CSP | 0 | 0 | 0 | 0 | 0 | 0
CT | 0 | 0 | 0 | 0 | 0 | 0
Coal | 1392.49 | 761.6 | 220.66 | 0 | 0 | 0
Geo | 7774.15 | 19841.05 | 19841.05 | 19841.05 | 19841.05 | 19841.05
H | 5920 | 5920 | 5920 | 5920 | 5920 | 5920
LFG | 1759.71 | 6141.64 | 6141.64 | 6141.64 | 6141.64 | 6141.64
Nuc | 17526.13 | 17526.13 | 17526.13 | 17526.13 | 17526.13 | 17526.13
PS | 14.4 | 199.96 | 161.42 | 209.38 | 57.77 | 14.4
PV | 331.57 | 331.57 | 331.57 | 331.57 | 331.57 | 331.57
PeakG | 0 | 0 | 0 | 0 | 0 | 0
PeakO | 0 | 0 | 0 | 0 | 0 | 0
ST | 1569.79 | 1569.79 | 1569.79 | 3892.97 | 9408.94 | 17142.68
STOG | 1152.33 | 301.87 | 309.1 | 271.41 | 61.08 | 0
STWD | 833.95 | 833.95 | 612.78 | 833.95 | 833.95 | 833.95
WT | 5740.26 | 9090.57 | 9090.57 | 59007.65 | 59007.65 | 59007.65
IGCC | 0 | 0 | 0 | 0 | 0 | 0
DemandResponse | 0 | 0 | 0 | 0 | 0 | 0
IGCC-CCS | 0 | 0 | 0 | 0 | 39139.44 | 107623.51
WT_off | 0 | 0 | 0 | 0 | 0 | 0
PseudoUnit | 0 | 0 | 0 | 0 | 0 | 0
FixedInterchange | 0 | 0 | 0 | 0 | 0 | 0
Total Generation by Reporting Type: ALB
ReportingType | 2015 | 2020 | 2025 | 2030 | 2035 | 2040
BM | 0 | 0 | 0 | 0 | 0 | 0
CC | 16281.19 | 22567.43 | 22183.75 | 5712.8 | 2886.98 | 0
CSP | 0 | 0 | 0 | 0 | 0 | 0
CT | 0 | 0 | 0 | 0 | 0 | 0
Coal | 46350.59 | 46350.59 | 45773.96 | 0 | 0 | 0
Geo | 0 | 0 | 0 | 0 | 0 | 0
H | 1979.87 | 1979.87 | 1979.87 | 1979.87 | 1979.87 | 1979.87
LFG | 78.84 | 78.84 | 78.84 | 78.84 | 78.84 | 78.84
Nuc | 0 | 0 | 5724.7 | 75726.12 | 90814.85 | 103613.5
PS | 0 | 0 | 0 | 0 | 0 | 0
PV | 0 | 0 | 0 | 0 | 0 | 0
PeakG | 0 | 0 | 0 | 0 | 0 | 0
PeakO | 0 | 0 | 0 | 0 | 0 | 0
ST | 0 | 0 | 0 | 0 | 0 | 0
STOG | 0 | 0 | 0 | 0 | 0 | 0
STWD | 3.91 | 749.58 | 1219.39 | 1219.39 | 1219.39 | 1219.39
WT | 1553.84 | 1553.84 | 1553.84 | 1553.84 | 1764.26 | 1764.26
IGCC | 0 | 0 | 0 | 0 | 0 | 0
DemandResponse | 0 | 0 | 0 | 0 | 0 | 0
IGCC-CCS | 0 | 0 | 0 | 0 | 0 | 0
WT_off | 0 | 0 | 0 | 0 | 0 | 0
PseudoUnit | 0 | 0 | 0 | 0 | 0 | 0
FixedInterchange | 0 | 0 | 0 | 0 | 0 | 0
Total Generation by Reporting Type: BC
ReportingType | 2015 | 2020 | 2025 | 2030 | 2035 | 2040
BM | 0 | 0 | 0 | 0 | 0 | 0
CC | 10128.96 | 13552.9 | 13552.9 | 11988.4 | 0 | 0
CSP | 0 | 0 | 0 | 0 | 0 | 0
CT | 0 | 0 | 0 | 0 | 0 | 0
Coal | 0 | 0 | 0 | 0 | 0 | 0
Geo | 0 | 0 | 0 | 0 | 0 | 0
H | 54411.22 | 54411.22 | 54411.22 | 54411.22 | 54411.22 | 54411.22
LFG | 189.22 | 189.22 | 189.22 | 189.22 | 189.22 | 189.22
Nuc | 0 | 0 | 3524.51 | 17555.85 | 26623.36 | 35463.31
PS | 0 | 0 | 0 | 0 | 0 | 0
PV | 0 | 0 | 0 | 0 | 0 | 0
PeakG | 0 | 0 | 0 | 0 | 0 | 0
PeakO | 0 | 0 | 0 | 0 | 0 | 0
ST | 0 | 0 | 0 | 0 | 0 | 0
STOG | 0 | 0 | 0 | 0 | 0 | 0
STWD | 0 | 652.07 | 2952.14 | 3574.08 | 3574.08 | 3574.08
WT | 568.82 | 568.82 | 568.82 | 568.82 | 929.53 | 929.53
IGCC | 0 | 0 | 0 | 0 | 0 | 0
DemandResponse | 0 | 0 | 0 | 0 | 0 | 0
IGCC-CCS | 0 | 0 | 0 | 0 | 0 | 0
WT_off | 0 | 0 | 0 | 0 | 0 | 0
PseudoUnit | 0 | 0 | 0 | 0 | 0 | 0
FixedInterchange | 0 | 0 | 0 | 0 | 0 | 0
Total Generation by Reporting Type: HQ_IESO
ReportingType | 2015 | 2020 | 2025 | 2030 | 2035 | 2040
BM | 0 | 0 | 0 | 0 | 0 | 0
CC | 0 | 0 | 0 | 0 | 0 | 0
CSP | 0 | 0 | 0 | 0 | 0 | 0
CT | 0 | 0 | 0 | 0 | 0 | 0
Coal | 0 | 0 | 0 | 0 | 0 | 0
Geo | 0 | 0 | 0 | 0 | 0 | 0
H | 0 | 0 | 0 | 0 | 0 | 0
LFG | 0 | 0 | 0 | 0 | 0 | 0
Nuc | 0 | 0 | 0 | 0.04 | 0.78 | 0.78
PS | 0 | 0 | 0 | 0 | 0 | 0
PV | 0 | 0 | 0 | 0 | 0 | 0
PeakG | 0 | 0 | 0 | 0 | 0 | 0
PeakO | 0 | 0 | 0 | 0 | 0 | 0
ST | 0 | 0 | 0 | 0 | 0 | 0
STOG | 0 | 0 | 0 | 0 | 0 | 0
STWD | 0 | 0 | 0 | 0 | 0 | 0
WT | 0 | 0 | 0 | 0 | 0 | 0
IGCC | 0 | 0 | 0 | 0 | 0 | 0
DemandResponse | 0 | 0 | 0 | 0 | 0 | 0
IGCC-CCS | 0 | 0 | 0 | 0 | 0 | 0
WT_off | 0 | 0 | 0 | 0 | 0 | 0
PseudoUnit | 0 | 0 | 0 | 544.66 | 544.66 | 544.66
FixedInterchange | 2336 | 2336 | 2336 | 2336 | 2336 | 2336
Total Generation by Reporting Type: HQ_NEISO
ReportingType | 2015 | 2020 | 2025 | 2030 | 2035 | 2040
BM | 0 | 0 | 0 | 0 | 0 | 0
CC | 0 | 0 | 0 | 0 | 0 | 0
CSP | 0 | 0 | 0 | 0 | 0 | 0
CT | 0 | 0 | 0 | 0 | 0 | 0
Coal | 0 | 0 | 0 | 0 | 0 | 0
Geo | 0 | 0 | 0 | 0 | 0 | 0
H | 0 | 0 | 0 | 0 | 0 | 0
LFG | 0 | 0 | 0 | 0 | 0 | 0
Nuc | 0 | 0 | 0 | 0.22 | 0.78 | 0.38
PS | 0 | 0 | 0 | 0 | 0 | 0
PV | 0 | 0 | 0 | 0 | 0 | 0
PeakG | 0 | 0 | 0 | 0 | 0 | 0
PeakO | 0 | 0 | 0 | 0 | 0 | 0
ST | 0 | 0 | 0 | 0 | 0 | 0
STOG | 0 | 0 | 0 | 0 | 0 | 0
STWD | 0 | 0 | 0 | 0 | 0 | 0
WT | 0 | 0 | 0 | 0 | 0 | 0
IGCC | 0 | 0 | 0 | 0 | 0 | 0
DemandResponse | 0 | 0 | 0 | 0 | 0 | 0
IGCC-CCS | 0 | 0 | 0 | 0 | 0 | 0
WT_off | 0 | 0 | 0 | 0 | 0 | 0
PseudoUnit | 0 | 0 | 0 | 7325.51 | 7325.51 | 7325.51
FixedInterchange | 19184.4 | 19184.4 | 19184.4 | 19184.4 | 19184.4 | 19184.4
Total Generation by Reporting Type: HQ_NY
ReportingType | 2015 | 2020 | 2025 | 2030 | 2035 | 2040
BM | 0 | 0 | 0 | 0 | 0 | 0
CC | 0 | 0 | 0 | 0 | 0 | 0
CSP | 0 | 0 | 0 | 0 | 0 | 0
CT | 0 | 0 | 0 | 0 | 0 | 0
Coal | 0 | 0 | 0 | 0 | 0 | 0
Geo | 0 | 0 | 0 | 0 | 0 | 0
H | 0 | 0 | 0 | 0 | 0 | 0
LFG | 0 | 0 | 0 | 0 | 0 | 0
Nuc | 0 | 0.01 | 0 | 0.11 | 0.78 | 0.78
PS | 0 | 0 | 0 | 0 | 0 | 0
PV | 0 | 0 | 0 | 0 | 0 | 0
PeakG | 0 | 0 | 0 | 0 | 0 | 0
PeakO | 0 | 0 | 0 | 0 | 0 | 0
ST | 0 | 0 | 0 | 0 | 0 | 0
STOG | 0 | 0 | 0 | 0 | 0 | 0
STWD | 0 | 0 | 0 | 0 | 0 | 0
WT | 0 | 0 | 0 | 0 | 0 | 0
IGCC | 0 | 0 | 0 | 0 | 0 | 0
DemandResponse | 0 | 0 | 0 | 0 | 0 | 0
IGCC-CCS | 0 | 0 | 0 | 0 | 0 | 0
WT_off | 0 | 0 | 0 | 0 | 0 | 0
PseudoUnit | 0 | 0 | 14570.11 | 14570.11 | 14570.11 | 14570.11
FixedInterchange | 5840 | 5840 | 5840 | 5840 | 5840 | 5840
Total Generation by Reporting Type: MARITIMES
ReportingType | 2015 | 2020 | 2025 | 2030 | 2035 | 2040
BM | 0 | 0 | 0 | 0 | 0 | 0
CC | 0 | 0 | 0 | 0 | 0 | 0
CSP | 0 | 0 | 0 | 0 | 0 | 0
CT | 0 | 0 | 0 | 0 | 0 | 0
Coal | 0 | 0 | 0 | 0 | 0 | 0
Geo | 0 | 0 | 0 | 0 | 0 | 0
H | 0 | 0 | 0 | 0 | 0 | 0
LFG | 0 | 0 | 0 | 0 | 0 | 0
Nuc | 0 | 0 | 0 | 0.22 | 0.78 | 0.38
PS | 0 | 0 | 0 | 0 | 0 | 0
PV | 0 | 0 | 0 | 0 | 0 | 0
PeakG | 0 | 0 | 0 | 0 | 0 | 0
PeakO | 0 | 0 | 0 | 0 | 0 | 0
ST | 0 | 0 | 0 | 0 | 0 | 0
STOG | 0 | 0 | 0 | 0 | 0 | 0
STWD | 0 | 0 | 0 | 0 | 0 | 0
WT | 0 | 0 | 0 | 0 | 0 | 0
IGCC | 0 | 0 | 0 | 0 | 0 | 0
DemandResponse | 0 | 0 | 0 | 0 | 0 | 0
IGCC-CCS | 0 | 0 | 0 | 0 | 0 | 0
WT_off | 0 | 0 | 0 | 0 | 0 | 0
PseudoUnit | 0 | 0 | 0 | 2480.72 | 2480.72 | 2480.72
FixedInterchange | 8760 | 8760 | 8760 | 8760 | 8760 | 8760
Total Generation by Reporting Type: All
ReportingType | 2015 | 2020 | 2025 | 2030 | 2035 | 2040
BM | 2416.46 | 8170.88 | 12257.33 | 17283.2 | 575354.32 | 948487.08
CC | 1761185.49 | 2466534.74 | 2632510.46 | 2420232.2 | 1602175.93 | 874027.54
CSP | 0 | 0 | 0 | 0 | 0 | 0
CT | 582.86 | 586.53 | 633.78 | 1894.46 | 503.91 | 140.44
Coal | 1141522.9 | 456362.55 | 120048.3 | 76485.03 | 171612.25 | 193531.5
Geo | 20459.37 | 37727.52 | 74585.65 | 74585.65 | 74585.65 | 74585.65
H | 430354.22 | 436759.24 | 450137.87 | 469661.29 | 474023.79 | 477651.11
LFG | 32608.22 | 48005.68 | 65429.32 | 71137.33 | 71137.33 | 71137.33
Nuc | 913193.8 | 943693.26 | 1029833.14 | 1321574.89 | 1504042.57 | 1740013.26
PS | 6154.23 | 5492.24 | 9338.15 | 9673.56 | 4311.51 | 3737.71
PV | 1434.35 | 5454.51 | 7777.63 | 8566.33 | 12005.96 | 59513.17
PeakG | 2424.08 | 3543.58 | 3385.91 | 5759.61 | 2489.4 | 1414.05
PeakO | 0 | 0 | 1.87 | 0 | 0 | 0
ST | 2659.82 | 5825.07 | 6934.85 | 9780.92 | 20697.82 | 32327.62
STOG | 7619.35 | 5902.83 | 5897.25 | 8862.39 | 2070.84 | 828.88
STWD | 12221.99 | 12538.03 | 17725.02 | 30351.89 | 34696.61 | 34319.92
WT | 178096.59 | 451546.87 | 761662.27 | 1048073.39 | 1180766.57 | 1266260.58
IGCC | 4427.31 | 3725.38 | 697.01 | 0 | 0 | 0
DemandResponse | 0 | 0 | 0 | 0 | 0 | 0
IGCC-CCS | 0 | 0 | 0 | 0 | 39139.44 | 357086.73
WT_off | 1873.58 | 1873.58 | 5864.11 | 5864.11 | 159184.28 | 321605.91
PseudoUnit | 0 | 0 | 14570.11 | 24920.99 | 24920.99 | 24920.99
FixedInterchange | 36120.4 | 36120.4 | 36120.4 | 36120.4 | 36120.4 | 36120.4
Total Generation by Reporting Type: EI_US
ReportingType | 2015 | 2020 | 2025 | 2030 | 2035 | 2040
BM | 2313.5 | 7851.63 | 11804.9 | 15701.04 | 477151.9 | 760141.86
CC | 1179025.51 | 1784007.39 | 1865781.35 | 1785209.5 | 1156416.43 | 647554.74
CSP | 0 | 0 | 0 | 0 | 0 | 0
CT | 582.86 | 575.58 | 633.78 | 1892.13 | 503.91 | 140.44
Coal | 899807.34 | 276228.7 | 61938.8 | 69476.71 | 158717.02 | 180636.27
Geo | 354.6 | 354.6 | 354.6 | 354.6 | 354.6 | 354.6
H | 108753.3 | 111081.72 | 115691.26 | 119236.37 | 122507.06 | 124718.79
LFG | 27266.03 | 31296.4 | 48616.69 | 51529.82 | 51529.82 | 51529.82
Nuc | 697700.26 | 728199.66 | 805090.34 | 961961.7 | 1004043.87 | 1214979.27
PS | 6048.35 | 5209.3 | 9118.62 | 9141.99 | 4078.08 | 3274.1
PV | 411.15 | 4431.3 | 6754.42 | 7543.13 | 8065.52 | 50856.72
PeakG | 2360.61 | 3483.95 | 3385.91 | 5649.1 | 2483.99 | 1405.51
PeakO | 0 | 0 | 1.87 | 0 | 0 | 0
ST | 0 | 0 | 0 | 0 | 0 | 0
STOG | 5034.46 | 3461.49 | 4201.49 | 6501.26 | 1811.66 | 709.19
STWD | 8100 | 6993.72 | 8242.41 | 16539.12 | 20883.84 | 20507.15
WT | 106488.69 | 319508.65 | 555690.55 | 687748.75 | 764360.36 | 815018.49
IGCC | 4427.31 | 3725.38 | 697.01 | 0 | 0 | 0
DemandResponse | 0 | 0 | 0 | 0 | 0 | 0
IGCC-CCS | 0 | 0 | 0 | 0 | 0 | 92187.19
WT_off | 1873.58 | 1873.58 | 5864.11 | 5864.11 | 159184.28 | 321605.91
PseudoUnit | 0 | 0 | 14570.11 | 24376.33 | 24376.33 | 24376.33
FixedInterchange | 33784.4 | 33784.4 | 33784.4 | 33784.4 | 33784.4 | 33784.4
Total Generation by Reporting Type: EI_Canada
ReportingType | 2015 | 2020 | 2025 | 2030 | 2035 | 2040
BM | 0 | 3.01 | 10.53 | 211.75 | 2436.46 | 2441.43
CC | 20789.79 | 21040.74 | 13309.08 | 1958.56 | 889.82 | 1010.85
CSP | 0 | 0 | 0 | 0 | 0 | 0
CT | 0 | 8.61 | 0 | 0 | 0 | 0
Coal | 275.58 | 411.93 | 0 | 0 | 0 | 0
Geo | 0 | 0 | 0 | 0 | 0 | 0
H | 87709.45 | 91786.05 | 100555.14 | 116533.45 | 116533.45 | 116533.45
LFG | 926.37 | 926.37 | 926.37 | 930.31 | 930.31 | 930.31
Nuc | 101402.31 | 101402.35 | 101402.35 | 101402.34 | 93380.79 | 83928.22
PS | 4.3 | 13.53 | 13.53 | 13.53 | 24.6 | 12.3
PV | 78.84 | 78.84 | 78.84 | 78.84 | 78.84 | 78.84
PeakG | 55.22 | 54.97 | 0 | 0 | 0 | 0
PeakO | 0 | 0 | 0 | 0 | 0 | 0
ST | 0 | 0 | 0 | 0 | 0 | 0
STOG | 4.12 | 1.18 | 0 | 0 | 0 | 0
STWD | 4.38 | 11.29 | 13.76 | 974.11 | 974.11 | 974.11
WT | 9925.81 | 9925.81 | 9925.81 | 9925.81 | 50880.94 | 62984.92
IGCC | 0 | 0 | 0 | 0 | 0 | 0
DemandResponse | 0 | 0 | 0 | 0 | 0 | 0
IGCC-CCS | 0 | 0 | 0 | 0 | 0 | 0
WT_off | 0 | 0 | 0 | 0 | 0 | 0
PseudoUnit | 0 | 0 | 0 | 544.66 | 544.66 | 544.66
FixedInterchange | 2336 | 2336 | 2336 | 2336 | 2336 | 2336
Total Generation by Reporting Type: EI
ReportingType | 2015 | 2020 | 2025 | 2030 | 2035 | 2040
BM | 2313.5 | 7854.64 | 11815.44 | 15912.79 | 479588.35 | 762583.29
CC | 1199815.3 | 1805048.13 | 1879090.43 | 1787168.06 | 1157306.25 | 648565.59
CSP | 0 | 0 | 0 | 0 | 0 | 0
CT | 582.86 | 584.19 | 633.78 | 1892.13 | 503.91 | 140.44
Coal | 900082.91 | 276640.62 | 61938.8 | 69476.71 | 158717.02 | 180636.27
Geo | 354.6 | 354.6 | 354.6 | 354.6 | 354.6 | 354.6
H | 196462.75 | 202867.77 | 216246.4 | 235769.82 | 239040.51 | 241252.24
LFG | 28192.4 | 32222.77 | 49543.06 | 52460.14 | 52460.14 | 52460.14
Nuc | 799102.57 | 829602.01 | 906492.68 | 1063364.05 | 1097424.66 | 1298907.5
PS | 6052.65 | 5222.83 | 9132.15 | 9155.52 | 4102.68 | 3286.4
PV | 489.99 | 4510.14 | 6833.26 | 7621.97 | 8144.36 | 50935.56
PeakG | 2415.83 | 3538.92 | 3385.91 | 5649.1 | 2483.99 | 1405.51
PeakO | 0 | 0 | 1.87 | 0 | 0 | 0
ST | 0 | 0 | 0 | 0 | 0 | 0
STOG | 5038.57 | 3462.67 | 4201.49 | 6501.26 | 1811.66 | 709.19
STWD | 8104.38 | 7005.02 | 8256.17 | 17513.23 | 21857.95 | 21481.26
WT | 116414.5 | 329434.46 | 565616.36 | 697674.55 | 815241.3 | 878003.41
IGCC | 4427.31 | 3725.38 | 697.01 | 0 | 0 | 0
DemandResponse | 0 | 0 | 0 | 0 | 0 | 0
IGCC-CCS | 0 | 0 | 0 | 0 | 0 | 92187.19
WT_off | 1873.58 | 1873.58 | 5864.11 | 5864.11 | 159184.28 | 321605.91
PseudoUnit | 0 | 0 | 14570.11 | 24920.99 | 24920.99 | 24920.99
FixedInterchange | 36120.4 | 36120.4 | 36120.4 | 36120.4 | 36120.4 | 36120.4
Total Generation by Reporting Type: Outside_EI
ReportingType | 2015 | 2020 | 2025 | 2030 | 2035 | 2040
BM | 102.96 | 316.23 | 441.89 | 1370.41 | 95765.97 | 185903.8
CC | 561370.19 | 661486.61 | 753420.03 | 633064.14 | 444869.69 | 225461.95
CSP | 0 | 0 | 0 | 0 | 0 | 0
CT | 0 | 2.34 | 0 | 2.34 | 0 | 0
Coal | 241439.99 | 179721.92 | 58109.5 | 7008.32 | 12895.23 | 12895.23
Geo | 20104.76 | 37372.91 | 74231.05 | 74231.05 | 74231.05 | 74231.05
H | 233891.47 | 233891.47 | 233891.47 | 233891.47 | 234983.28 | 236398.86
LFG | 4415.83 | 15782.91 | 15886.26 | 18677.2 | 18677.2 | 18677.2
Nuc | 114091.24 | 114091.25 | 123340.46 | 258210.84 | 406617.91 | 441105.77
PS | 101.57 | 269.41 | 206.01 | 518.04 | 208.83 | 451.31
PV | 944.36 | 944.36 | 944.36 | 944.36 | 3861.61 | 8577.61
PeakG | 8.25 | 4.66 | 0 | 110.5 | 5.41 | 8.54
PeakO | 0 | 0 | 0 | 0 | 0 | 0
ST | 2659.82 | 5825.07 | 6934.85 | 9780.92 | 20697.82 | 32327.62
STOG | 2580.77 | 2440.17 | 1695.76 | 2361.13 | 259.18 | 119.69
STWD | 4117.61 | 5533.01 | 9468.85 | 12838.66 | 12838.66 | 12838.66
WT | 61682.09 | 122112.41 | 196045.91 | 350398.83 | 365525.27 | 388257.16
IGCC | 0 | 0 | 0 | 0 | 0 | 0
DemandResponse | 0 | 0 | 0 | 0 | 0 | 0
IGCC-CCS | 0 | 0 | 0 | 0 | 39139.44 | 264899.54
WT_off | 0 | 0 | 0 | 0 | 0 | 0
PseudoUnit | 0 | 0 | 0 | 0 | 0 | 0
FixedInterchange | 0 | 0 | 0 | 0 | 0 | 0
#2 | Energy Demand (TWh)
Energy Demand by Pool & Region:
Pool/Region | 2015 | 2020 | 2025 | 2030 | 2035 | 2040
ENT | 178.96 | 183.64 | 192.56 | 194.38 | 199.74 | 220.34
FRCC | 260.07 | 272 | 304.18 | 325.8 | 340.9 | 386.97
MAPP_US | 29.03 | 32.7 | 34.35 | 37.73 | 40.49 | 43.54
MISO_IN | 100 | 103.97 | 118.66 | 125.96 | 128.64 | 143.69
MISO_MI | 100.12 | 101.9 | 114.17 | 122.28 | 129.82 | 142.01
MISO_MO-IL | 95.28 | 105.12 | 116.34 | 124.48 | 129.14 | 143.47
MISO_W | 137.98 | 147.51 | 172.18 | 185.15 | 188.56 | 203.45
MISO_WUMS | 66.44 | 74.11 | 79.2 | 86.43 | 88.75 | 96.92
NE | 33.46 | 37.1 | 36.91 | 41 | 46.62 | 50.09
NEISO | 136.86 | 133.08 | 137.84 | 142.76 | 154.3 | 158.49
NonRTO_Midwest | 64.17 | 68.82 | 74.53 | 73.93 | 80.41 | 88.65
NYISO_A-F | 59.1 | 67.17 | 71.48 | 77.61 | 78.63 | 83.32
NYISO_G-I | 18.25 | 20.29 | 21.93 | 22.97 | 24.72 | 26.62
NYISO_J-K | 68.89 | 77.56 | 83.78 | 89.8 | 95.28 | 102.74
PJM_E | 132.14 | 128.43 | 135.09 | 145.32 | 155.45 | 167.89
PJM_ROM | 147.94 | 160.8 | 169.63 | 183.25 | 195.75 | 213.79
PJM_ROR | 526.62 | 557.1 | 562.58 | 604.22 | 640.22 | 688.55
SOCO | 260.24 | 299.44 | 319.31 | 342.02 | 362.63 | 384.64
SPP_N | 81.41 | 90.71 | 91.07 | 103.63 | 116.21 | 125.67
SPP_S | 171.81 | 196.47 | 206.92 | 218.28 | 231.72 | 248.31
TVA | 177.87 | 191.52 | 198.8 | 208.23 | 232.14 | 243.52
TVA_Transmission | 0 | 0 | 0 | 0 | 0 | 0
VACAR | 264.32 | 293.72 | 316.77 | 337.59 | 356.19 | 390.82
IESO | 136.69 | 137.34 | 144.16 | 158.88 | 164.46 | 176.05
MAPP_CA | 51.84 | 56.87 | 60.02 | 66.51 | 69.22 | 74.51
AZ_NM_SNV_Coal | 134.73 | 157.46 | 170.59 | 183.58 | 204.22 | 219.8
AZ_NM_SNV_Gas | 0 | 0 | 0 | 0 | 0 | 0
AZ_NM_SNV_NucRenew | 0 | 0 | 0 | 0 | 0 | 0
ERCOT | 345.91 | 372.46 | 395.49 | 417.17 | 444.74 | 478.42
NP15 | 119.08 | 131.33 | 142.02 | 159.5 | 172.8 | 191.66
NWPP_Coal | 244.7 | 275.7 | 299.6 | 324.22 | 347 | 394.22
NWPP_Gas | 0 | 0 | 0 | 0 | 0 | 0
NWPP_NucRenew | 0 | 0 | 0 | 0 | 0 | 0
RMPA | 74.97 | 86.07 | 85.91 | 98.61 | 105.82 | 115.85
SP15 | 196.86 | 219.57 | 233.3 | 252.93 | 274.99 | 305.93
ALB | 66.77 | 73.23 | 79.72 | 91.13 | 97.83 | 108.62
BC | 64.64 | 69.35 | 73.85 | 82.58 | 86.72 | 94.18
HQ_IESO | 0 | 0 | 0 | 0 | 0 | 0
HQ_NEISO | 0 | 0 | 0 | 0 | 0 | 0
HQ_NY | 0 | 0 | 0 | 0 | 0 | 0
MARITIMES | 0 | 0 | 0 | 0 | 0 | 0
All | 4547.15 | 4922.54 | 5242.96 | 5627.93 | 5984.09 | 6512.73
EI_US | 3110.96 | 3343.16 | 3558.3 | 3792.82 | 4016.3 | 4353.5
EI_Canada | 188.52 | 194.2 | 204.18 | 225.4 | 233.68 | 250.56
EI | 3299.48 | 3537.37 | 3762.48 | 4018.22 | 4249.98 | 4604.06
Outside_EI | 1247.67 | 1385.17 | 1480.48 | 1609.71 | 1734.11 | 1908.67
#3 | Generation Minus Energy (TWh)
Generation Minus Energy by Pool & Region:
Pool/Region | 2015 | 2020 | 2025 | 2030 | 2035 | 2040
ENT | 3.48 | -13.76 | -13.52 | -22.28 | -7.25 | -11.24
FRCC | -0.49 | -0.75 | -0.55 | -0.02 | -0.14 | 0.35
MAPP_US | 1.09 | 14.53 | 9.79 | 6.78 | 13.22 | 15.85
MISO_IN | -1.2 | 89.34 | 54.52 | 51.42 | 58.19 | 20.14
MISO_MI | -33.9 | -45.2 | -31 | -31.76 | -47.91 | -40.88
MISO_MO-IL | 6.8 | -27.03 | -27.76 | -42.95 | -57.06 | -7.52
MISO_W | -5.71 | -50.09 | 62.28 | 61.94 | 39.97 | 35.06
MISO_WUMS | 24.85 | 21.87 | 12.85 | 12.29 | 3.83 | -14.81
NE | 12.31 | 0.75 | -1.56 | -8.44 | -14.29 | 12.47
NEISO | -24.5 | -21.85 | -22.49 | -33.96 | -29.41 | -25.07
NonRTO_Midwest | -0.43 | -0.64 | -16.96 | -7.63 | -0.5 | 0.17
NYISO_A-F | 14.85 | 11.04 | 7.53 | 19 | 9.55 | 5.04
NYISO_G-I | 3.87 | 12.31 | 11.4 | 6.38 | -0.63 | 10.05
NYISO_J-K | -42.03 | -49.08 | -52.77 | -48.52 | -49.88 | -53.03
PJM_E | -12.36 | -5 | 7.9 | -10.69 | -25.01 | -21.53
PJM_ROM | -50.44 | -63.56 | -75.81 | -50.26 | -23.25 | 53.78
PJM_ROR | 60.99 | 45.75 | 21.42 | 37.16 | 35.61 | -47.03
SOCO | -2.87 | -2.33 | -4.18 | -10.26 | -1.08 | 3.78
SPP_N | 7.93 | 26.86 | 9.13 | 4.91 | 15.28 | 8.01
SPP_S | -21.78 | 2.51 | -3.2 | 11 | -6.04 | -4.83
TVA | -0.54 | 1.24 | -1.95 | -2.23 | 1.16 | -11.25
TVA_Transmission | 0 | 0 | 0 | 0 | 0 | 0
VACAR | -0.33 | -1.79 | 0.49 | 9.64 | 1.45 | 4.6
IESO | 30.48 | 30.12 | 21.98 | 2.61 | 31.15 | 19.73
MAPP_CA | 2.17 | 1.34 | 0.08 | 4.02 | 1.3 | -1.39
AZ_NM_SNV_Coal | -81.03 | -121.63 | -169.68 | -183.41 | -201.07 | -216.66
AZ_NM_SNV_Gas | 72.92 | 72.83 | 109.3 | 87.57 | 63.49 | 31.78
AZ_NM_SNV_NucRenew | 42.13 | 79.22 | 94.59 | 118.4 | 157.93 | 189.78
ERCOT | 0.24 | -4.8 | -1.01 | -2.15 | -1.39 | -4.18
NP15 | 30.66 | 27.01 | 30.33 | 19.58 | 7.28 | 14.62
NWPP_Coal | -193.26 | -243.08 | -298.01 | -322.93 | -345.71 | -392.94
NWPP_Gas | 50.58 | 89.85 | 103.41 | 81.18 | 60.32 | 42.2
NWPP_NucRenew | 162.47 | 164.52 | 172.19 | 237.36 | 282.96 | 356.94
RMPA | -0.84 | 0.77 | -4.07 | -5.71 | -0.37 | 1.49
SP15 | -84.15 | -70.14 | -43.06 | -37.04 | -26.89 | -29.99
ALB | -0.53 | 0.05 | -1.21 | -4.86 | 0.91 | 0.04
BC | 0.66 | 0.03 | 1.35 | 5.71 | -0.99 | 0.39
HQ_IESO | 2.34 | 2.34 | 2.34 | 2.88 | 2.88 | 2.88
HQ_NEISO | 19.18 | 19.18 | 19.18 | 26.51 | 26.51 | 26.51
HQ_NY | 5.84 | 5.84 | 20.41 | 20.41 | 20.41 | 20.41
MARITIMES | 8.76 | 8.76 | 8.76 | 11.24 | 11.24 | 11.24
All | 8.21 | 7.32 | 12.45 | 12.9 | 5.75 | 4.98
EI_US | -26.63 | -21.1 | -6.07 | 9.69 | -26.04 | -9.71
EI_Canada | 34.99 | 33.8 | 24.39 | 9.51 | 35.33 | 21.21
EI | 8.36 | 12.7 | 18.32 | 19.2 | 9.28 | 11.5
Outside_EI | -0.15 | -5.38 | -5.87 | -6.31 | -3.54 | -6.52
#4 | Fuel Use (TBtu)
Total Fuel Consumption by Reporting Type: Entergy
ReportingType | 2015 | 2020 | 2025 | 2030 | 2035 | 2040
BM | 0 | 0 | 0 | 0 | 977.87 | 977.87
CC | 531.95 | 778.78 | 872.07 | 816.32 | 464.17 | 210.7
CSP | 0 | 0 | 0 | 0 | 0 | 0
CT | 0 | 0 | 0 | 0 | 0 | 0
Coal | 608.12 | 50.94 | 7.18 | 0.44 | 0 | 0
Geo | 0 | 0 | 0 | 0 | 0 | 0
H | 0 | 0 | 0 | 0 | 0 | 0
LFG | 0 | 0 | 11.56 | 11.56 | 11.56 | 11.56
Nuc | 464.87 | 464.87 | 464.87 | 464.87 | 392.68 | 986.46
PS | 0 | 0 | 0 | 0 | 0 | 0
PV | 0 | 0 | 0 | 0 | 0 | 0
PeakG | 0 | 0 | 0 | 0.09 | 0 | 0
PeakO | 0 | 0 | 0 | 0 | 0 | 0
ST | 0 | 0 | 0 | 0 | 0 | 0
STOG | 2.66 | 2.66 | 2.66 | 5.2 | 0 | 0
STWD | 0.3 | 1 | 1.73 | 11.64 | 18.94 | 18.94
WT | 0 | 0 | 0 | 0 | 0 | 0
IGCC | 0 | 0 | 0 | 0 | 0 | 0
DemandResponse | 0 | 0 | 0 | 0 | 0 | 0
IGCC-CCS | 0 | 0 | 0 | 0 | 0 | 0
WT_off | 0 | 0 | 0 | 0 | 0 | 0
PseudoUnit | 0 | 0 | 0 | 0 | 0 | 0
FixedInterchange | 0 | 0 | 0 | 0 | 0 | 0
Total Fuel Consumption by Reporting Type: FRCC
ReportingType | 2015 | 2020 | 2025 | 2030 | 2035 | 2040
BM | 0 | 0 | 0 | 0 | 194.31 | 194.31
CC | 1356.75 | 1498.06 | 1446.43 | 1287.29 | 538.93 | 431.27
CSP | 0 | 0 | 0 | 0 | 0 | 0
CT | 5.26 | 5.26 | 5.86 | 6.85 | 0 | 0
Coal | 183.35 | 64.36 | 12.2 | 17.81 | 66.66 | 71.03
Geo | 0 | 0 | 0 | 0 | 0 | 0
H | 0 | 0 | 0 | 0 | 0 | 0
LFG | 0 | 0 | 21.31 | 21.31 | 21.31 | 21.31
Nuc | 352.09 | 352.09 | 784.06 | 1245.63 | 2380.37 | 2825.15
PS | 0 | 0 | 0 | 0 | 0 | 0
PV | 0 | 0 | 0 | 0 | 0 | 0.02
PeakG | 3.59 | 3.58 | 5.92 | 2.19 | 0.95 | 1.09
PeakO | 0 | 0 | 0 | 0 | 0 | 0
ST | 0 | 0 | 0 | 0 | 0 | 0
STOG | 0 | 0 | 0 | 0 | 0 | 0
STWD | 1.49 | 1.49 | 15.45 | 15.45 | 15.45 | 15.45
WT | 0 | 0 | 0 | 0 | 0 | 0
IGCC | 0 | 0 | 0 | 0 | 0 | 0
DemandResponse | 0 | 0 | 0 | 0 | 0 | 0
IGCC-CCS | 0 | 0 | 0 | 0 | 0 | 0
WT_off | 0 | 0 | 0 | 0 | 0 | 0
PseudoUnit | 0 | 0 | 0 | 0 | 0 | 0
FixedInterchange | 0 | 0 | 0 | 0 | 0 | 0
Total Fuel Consumption by Reporting Type: MAPP_US
ReportingType | 2015 | 2020 | 2025 | 2030 | 2035 | 2040
BM | 0 | 0 | 0 | 0 | 123.65 | 251.38
CC | 7.07 | 2.2 | 2.2 | 2.15 | 1.37 | 0.41
CSP | 0 | 0 | 0 | 0 | 0 | 0
CT | 0 | 0.03 | 0 | 1.97 | 0.49 | 0.02
Coal | 134.53 | 48.69 | 5.67 | 0 | 0 | 0
Geo | 0 | 0 | 0 | 0 | 0 | 0
H | 0 | 0 | 0 | 0 | 0 | 0
LFG | 0 | 0 | 0 | 7.71 | 7.71 | 7.71
Nuc | 0 | 0 | 0 | 0.01 | 0.08 | 0.06
PS | 0 | 0 | 0 | 0 | 0 | 0
PV | 0 | 0 | 0 | 0 | 0 | 0
PeakG | 0.68 | 1.77 | 0.47 | 2.17 | 1.45 | 0.49
PeakO | 0 | 0 | 0 | 0 | 0 | 0
ST | 0 | 0 | 0 | 0 | 0 | 0
STOG | 0 | 0 | 0 | 0 | 0 | 0
STWD | 0 | 0 | 0 | 0 | 0 | 0
WT | 0.01 | 0.03 | 0.03 | 0.03 | 0.03 | 0.03
IGCC | 0 | 0 | 0 | 0 | 0 | 0
DemandResponse | 0 | 0 | 0 | 0 | 0 | 0
IGCC-CCS | 0 | 0 | 0 | 0 | 0 | 0
WT_off | 0 | 0 | 0 | 0 | 0 | 0
PseudoUnit | 0 | 0 | 0 | 0 | 0 | 0
FixedInterchange | 0 | 0 | 0 | 0 | 0 | 0
Total Fuel Consumption by Reporting Type: MISO_IN
ReportingType | 2015 | 2020 | 2025 | 2030 | 2035 | 2040
BM | 0 | 0 | 0 | 0 | 425.69 | 596.39
CC | 168.87 | 1005.54 | 1021.37 | 1021.47 | 804.11 | 332.29
CSP | 0 | 0 | 0 | 0 | 0 | 0
CT | 0 | 0 | 0 | 0 | 0 | 0
Coal | 648.39 | 226.43 | 31.55 | 103.75 | 252.44 | 317.66
Geo | 0 | 0 | 0 | 0 | 0 | 0
H | 0 | 0 | 0 | 0 | 0 | 0
LFG | 0 | 0 | 8.62 | 8.62 | 8.62 | 8.62
Nuc | 0 | 0 | 0 | 0.02 | 0.08 | 0.08
PS | 0 | 0 | 0 | 0 | 0 | 0
PV | 0 | 0 | 0 | 0 | 0 | 0
PeakG | 0 | 0 | 0 | 0 | 0 | 0
PeakO | 0 | 0 | 0 | 0 | 0 | 0
ST | 0 | 0 | 0 | 0 | 0 | 0
STOG | 0.34 | 0.34 | 0.11 | 0.11 | 0.03 | 0
STWD | 0 | 0 | 0 | 0 | 0 | 0
WT | 0 | 0 | 0 | 0 | 0 | 0.04
IGCC | 40.45 | 34.04 | 6.37 | 0 | 0 | 0
DemandResponse | 0 | 0 | 0 | 0 | 0 | 0
IGCC-CCS | 0 | 0 | 0 | 0 | 0 | 0
WT_off | 0 | 0 | 0 | 0 | 0 | 0
PseudoUnit | 0 | 0 | 0 | 0 | 0 | 0
FixedInterchange | 0 | 0 | 0 | 0 | 0 | 0
Total Fuel Consumption by Reporting Type: MISO_MI
ReportingType | 2015 | 2020 | 2025 | 2030 | 2035 | 2040
BM | 0 | 0 | 0 | 6.65 | 169.06 | 596.39
CC | 81.11 | 190.93 | 353.77 | 344.38 | 237.73 | 133.91
CSP | 0 | 0 | 0 | 0 | 0 | 0
CT | 0 | 0 | 0 | 0 | 0 | 0
Coal | 308.7 | 18 | 5.77 | 15.09 | 38.71 | 73.2
Geo | 0 | 0 | 0 | 0 | 0 | 0
H | 0 | 0 | 0 | 0 | 0 | 0
LFG | 0 | 0.66 | 17.24 | 17.24 | 17.24 | 17.24
Nuc | 174.19 | 174.19 | 174.19 | 252.25 | 180.51 | 186.26
PS | 0 | 0 | 0 | 0 | 0 | 0
PV | 0 | 0 | 0 | 0 | 0 | 0
PeakG | 0 | 0 | 0 | 0 | 0 | 0
PeakO | 0 | 0 | 0 | 0 | 0 | 0
ST | 0 | 0 | 0 | 0 | 0 | 0
STOG | 3.38 | 1 | 0.31 | 0.65 | 0.18 | 0
STWD | 13.39 | 13.39 | 13.24 | 13.39 | 13.39 | 13.39
WT | 0.01 | 0.01 | 0.01 | 0.01 | 0.01 | 0.01
IGCC | 0 | 0 | 0 | 0 | 0 | 0
DemandResponse | 0 | 0 | 0 | 0 | 0 | 0
IGCC-CCS | 0 | 0 | 0 | 0 | 0 | 0
WT_off | 0 | 0 | 0 | 0 | 0 | 0
PseudoUnit | 0 | 0 | 0 | 0 | 0 | 0
FixedInterchange | 0 | 0 | 0 | 0 | 0 | 0
Total Fuel Consumption by Reporting Type: MISO_MO-IL
ReportingType | 2015 | 2020 | 2025 | 2030 | 2035 | 2040
BM | 0 | 0 | 0 | 0 | 0 | 863.83
CC | 22.67 | 251.12 | 268.27 | 196.56 | 55.33 | 31.54
CSP | 0 | 0 | 0 | 0 | 0 | 0
CT | 0 | 0 | 0 | 0 | 0 | 0
Coal | 769.4 | 149.37 | 35.51 | 21.53 | 53.14 | 75.88
Geo | 0 | 0 | 0 | 0 | 0 | 0
H | 0 | 0 | 0 | 0 | 0 | 0
LFG | 0 | 0 | 24.03 | 24.03 | 24.03 | 24.03
Nuc | 178.81 | 178.81 | 178.81 | 178.81 | 178.81 | 178.81
PS | 0 | 0 | 0 | 0 | 0 | 0
PV | 0 | 0 | 0 | 0 | 0 | 0
PeakG | 1.59 | 2.68 | 0.39 | 7.35 | 4.71 | 0.07
PeakO | 0 | 0 | 0 | 0 | 0 | 0
ST | 0 | 0 | 0 | 0 | 0 | 0
STOG | 0.06 | 0.06 | 0 | 0 | 0 | 0
STWD | 0 | 0 | 0 | 0 | 0 | 0
WT | 0 | 0 | 0.02 | 0.03 | 0.04 | 0.04
IGCC | 0 | 0 | 0 | 0 | 0 | 0
DemandResponse | 0 | 0 | 0 | 0 | 0 | 0
IGCC-CCS | 0 | 0 | 0 | 0 | 0 | 0
WT_off | 0 | 0 | 0 | 0 | 0 | 0
PseudoUnit | 0 | 0 | 0 | 0 | 0 | 0
FixedInterchange | 0 | 0 | 0 | 0 | 0 | 0
Total Fuel Consumption by Reporting Type: MISO_W
ReportingType | 2015 | 2020 | 2025 | 2030 | 2035 | 2040
BM | 0 | 0 | 0 | 0 | 0 | 193.32
CC | 64.52 | 135.52 | 35.7 | 33.08 | 18.55 | 12.07
CSP | 0 | 0 | 0 | 0 | 0 | 0
CT | 0 | 0 | 0 | 0 | 0 | 0
Coal | 757.58 | 275.04 | 51.12 | 44.64 | 52.62 | 54.44
Geo | 0 | 0 | 0 | 0 | 0 | 0
H | 0 | 0 | 0 | 0 | 0 | 0
LFG | 0 | 0 | 0 | 7.71 | 7.71 | 7.71
Nuc | 190.11 | 190.11 | 190.11 | 190.11 | 0.01 | 0.01
PS | 0 | 0 | 0 | 0 | 0 | 0
PV | 0 | 0 | 0 | 0 | 0 | 0
PeakG | 2.84 | 9.31 | 0 | 1.11 | 2.35 | 0
PeakO | 0 | 0 | 0 | 0 | 0 | 0
ST | 0 | 0 | 0 | 0 | 0 | 0
STOG | 0 | 0.04 | 0 | 0 | 0 | 0
STWD | 0.67 | 2.41 | 3.64 | 10.38 | 24.94 | 24.94
WT | 0.03 | 0.03 | 0.2 | 0.22 | 0.22 | 0.21
IGCC | 0 | 0 | 0 | 0 | 0 | 0
DemandResponse | 0 | 0 | 0 | 0 | 0 | 0
IGCC-CCS | 0 | 0 | 0 | 0 | 0 | 0
WT_off | 0 | 0 | 0 | 0 | 0 | 0
PseudoUnit | 0 | 0 | 0 | 0 | 0 | 0
FixedInterchange | 0 | 0 | 0 | 0 | 0 | 0
Total Fuel Consumption by Reporting Type: MISO_WUMS
ReportingType | 2015 | 2020 | 2025 | 2030 | 2035 | 2040
BM | 0 | 0 | 0 | 0 | 310.67 | 310.67
CC | 378.85 | 468.95 | 445.11 | 465.14 | 353.81 | 202.94
CSP | 0 | 0 | 0 | 0 | 0 | 0
CT | 0 | 0 | 0 | 9.45 | 4.06 | 1.48
Coal | 115.47 | 7.86 | 7.45 | 13.02 | 32.04 | 48.26
Geo | 0 | 0 | 0 | 0 | 0 | 0
H | 0 | 0 | 0 | 0 | 0 | 0
LFG | 0 | 0 | 0 | 24.03 | 24.03 | 24.03
Nuc | 150.68 | 150.68 | 150.68 | 150.68 | 0.01 | 136.05
PS | 0 | 0 | 0 | 0 | 0 | 0
PV | 0 | 0 | 0 | 0 | 0 | 0
PeakG | 0 | 0 | 0 | 0 | 0 | 0
PeakO | 0 | 0 | 0 | 0 | 0 | 0
ST | 0 | 0 | 0 | 0 | 0 | 0
STOG | 0 | 0 | 0 | 0 | 0 | 0
STWD | 0.29 | 0.29 | 0.92 | 8.13 | 9.7 | 9.7
WT | 0 | 0 | 0 | 0 | 0 | 0
IGCC | 0 | 0 | 0 | 0 | 0 | 0
DemandResponse | 0 | 0 | 0 | 0 | 0 | 0
IGCC-CCS | 0 | 0 | 0 | 0 | 0 | 0
WT_off | 0 | 0 | 0 | 0 | 0 | 0
PseudoUnit | 0 | 0 | 0 | 0 | 0 | 0
FixedInterchange | 0 | 0 | 0 | 0 | 0 | 0
Total Fuel Consumption by Reporting Type: Nebraska
ReportingType | 2015 | 2020 | 2025 | 2030 | 2035 | 2040
BM | 0 | 0 | 0 | 0 | 242.61 | 725.19
CC | 21.89 | 133.15 | 126.08 | 109.37 | 54.17 | 11.87
CSP | 0 | 0 | 0 | 0 | 0 | 0
CT | 0 | 0 | 0 | 0 | 0 | 0
Coal | 332.69 | 49.58 | 35.38 | 33.89 | 33.04 | 33.04
Geo | 0 | 0 | 0 | 0 | 0 | 0
H | 0 | 0 | 0 | 0 | 0 | 0
LFG | 0 | 0 | 7.71 | 7.71 | 7.71 | 7.71
Nuc | 104.28 | 104.28 | 104.28 | 104.28 | 0.02 | 0.02
PS | 0 | 0 | 0 | 0 | 0 | 0
PV | 0 | 0 | 0 | 0 | 0 | 0
PeakG | 0.19 | 0.39 | 0 | 1.09 | 0 | 0
PeakO | 0 | 0 | 0 | 0 | 0 | 0
ST | 0 | 0 | 0 | 0 | 0 | 0
STOG | 0 | 0 | 0 | 0 | 0 | 0
STWD | 0 | 0 | 0 | 0 | 0 | 0
WT | 0 | 0 | 0 | 0 | 0 | 0
IGCC | 0 | 0 | 0 | 0 | 0 | 0
DemandResponse | 0 | 0 | 0 | 0 | 0 | 0
IGCC-CCS | 0 | 0 | 0 | 0 | 0 | 0
WT_off | 0 | 0 | 0 | 0 | 0 | 0
PseudoUnit | 0 | 0 | 0 | 0 | 0 | 0
FixedInterchange | 0 | 0 | 0 | 0 | 0 | 0
Total Fuel Consumption by Reporting Type: NEISO
ReportingType | 2015 | 2020 | 2025 | 2030 | 2035 | 2040
BM | 24.48 | 24.48 | 7.77 | 24.48 | 24.48 | 24.48
CC | 341.19 | 284.79 | 281.59 | 210.7 | 99.37 | 66.93
CSP | 0 | 0 | 0 | 0 | 0 | 0
CT | 0.03 | 0.06 | 0.12 | 0.12 | 0.01 | 0
Coal | 0.69 | 0 | 0 | 0 | 0 | 0
Geo | 0 | 0 | 0 | 0 | 0 | 0
H | 0 | 0 | 0 | 0 | 0 | 0
LFG | 5.3 | 5.3 | 12.81 | 12.81 | 12.81 | 12.81
Nuc | 365.51 | 365.51 | 365.51 | 365.51 | 264.08 | 195.08
PS | 0 | 0 | 0 | 0 | 0 | 0
PV | 0 | 0 | 0 | 0 | 0 | 0
PeakG | 0.33 | 0.33 | 0.4 | 0.39 | 0.22 | 0
PeakO | 0 | 0 | 0 | 0 | 0 | 0
ST | 0 | 0 | 0 | 0 | 0 | 0
STOG | 0 | 0 | 0 | 0 | 0 | 0
STWD | 51.79 | 15.44 | 9.6 | 33.62 | 51.79 | 48.6
WT | 0 | 0.01 | 0.02 | 0.02 | 0.06 | 0.06
IGCC | 0 | 0 | 0 | 0 | 0 | 0
DemandResponse | 0 | 0 | 0 | 0 | 0 | 0
IGCC-CCS | 0 | 0 | 0 | 0 | 0 | 0
WT_off | 0 | 0 | 0 | 0 | 0 | 0.02
PseudoUnit | 0 | 0 | 0 | 0 | 0 | 0
FixedInterchange | 0 | 0 | 0 | 0 | 0 | 0
Total Fuel Consumption by Reporting Type: NonRTO_Midwest
ReportingType | 2015 | 2020 | 2025 | 2030 | 2035 | 2040
BM | 0 | 0 | 0 | 0 | 150.2 | 596.39
CC | 133.58 | 292.97 | 292.97 | 292.97 | 271.95 | 50.68
CSP | 0 | 0 | 0 | 0 | 0 | 0
CT | 0 | 0 | 0 | 0 | 0 | 0
Coal | 405.1 | 192.48 | 45.09 | 103.32 | 176.44 | 176.44
Geo | 0 | 0 | 0 | 0 | 0 | 0
H | 0 | 0 | 0 | 0 | 0 | 0
LFG | 0 | 0 | 17.24 | 17.24 | 17.24 | 17.24
Nuc | 0 | 0 | 0.01 | 53.08 | 53.11 | 166.05
PS | 0 | 0 | 0 | 0 | 0 | 0
PV | 0 | 0 | 0 | 0 | 0 | 0
PeakG | 1.54 | 0.21 | 0.34 | 2.31 | 0.94 | 0
PeakO | 0 | 0 | 0 | 0 | 0 | 0
ST | 0 | 0 | 0 | 0 | 0 | 0
STOG | 0 | 0 | 0 | 0 | 0 | 0
STWD | 0 | 0 | 0 | 0 | 0 | 0
WT | 0 | 0 | 0 | 0 | 0 | 0
IGCC | 0 | 0 | 0 | 0 | 0 | 0
DemandResponse | 0 | 0 | 0 | 0 | 0 | 0
IGCC-CCS | 0 | 0 | 0 | 0 | 0 | 0
WT_off | 0 | 0 | 0 | 0 | 0 | 0
PseudoUnit | 0 | 0 | 0 | 0 | 0 | 0
FixedInterchange | 0 | 0 | 0 | 0 | 0 | 0
Total Fuel Consumption by Reporting Type: NYISO_A-F
ReportingType | 2015 | 2020 | 2025 | 2030 | 2035 | 2040
BM | 0 | 0 | 0 | 0 | 0 | 97.06
CC | 60.86 | 78.11 | 79.94 | 56.41 | 29.04 | 12.78
CSP | 0 | 0 | 0 | 0 | 0 | 0
CT | 0 | 0 | 0 | 0 | 0 | 0
Coal | 0 | 0 | 0 | 0 | 0 | 0
Geo | 0 | 0 | 0 | 0 | 0 | 0
H | 0 | 0 | 0 | 0 | 0 | 0
LFG | 0.69 | 0.69 | 8 | 8 | 8 | 8
Nuc | 270.5 | 270.5 | 270.5 | 220.56 | 173.9 | 105.39
PS | 0 | 0 | 0 | 0 | 0 | 0
PV | 0 | 0 | 0 | 0 | 0 | 0
PeakG | 0 | 0.07 | 0.07 | 0 | 0 | 0
PeakO | 0 | 0 | 0 | 0 | 0 | 0
ST | 0 | 0 | 0 | 0 | 0 | 0
STOG | 0 | 0 | 0 | 0 | 0 | 0
STWD | 0.01 | 0.11 | 0.11 | 5.54 | 7.53 | 7.53
WT | 0.01 | 0.01 | 0.01 | 0.04 | 0.04 | 0.04
IGCC | 0 | 0 | 0 | 0 | 0 | 0
DemandResponse | 0 | 0 | 0 | 0 | 0 | 0
IGCC-CCS | 0 | 0 | 0 | 0 | 0 | 0
WT_off | 0 | 0 | 0 | 0 | 0 | 0
PseudoUnit | 0 | 0 | 0 | 0 | 0 | 0
FixedInterchange | 0 | 0 | 0 | 0 | 0 | 0
Total Fuel Consumption by Reporting Type: NYISO_G-I
ReportingType | 2015 | 2020 | 2025 | 2030 | 2035 | 2040
BM | 0 | 0 | 0 | 0 | 73.99 | 77.65
CC | 39.01 | 104.53 | 104.93 | 71.06 | 51.57 | 32.86
CSP | 0 | 0 | 0 | 0 | 0 | 0
CT | 0 | 0 | 0 | 0 | 0 | 0
Coal | 0 | 0 | 0 | 0 | 0 | 0
Geo | 0 | 0 | 0 | 0 | 0 | 0
H | 0 | 0 | 0 | 0 | 0 | 0
LFG | 0 | 0 | 8 | 8 | 8 | 8
Nuc | 162.83 | 162.83 | 162.83 | 162.83 | 81.65 | 234.48
PS | 0 | 0 | 0 | 0 | 0 | 0
PV | 0 | 0 | 0 | 0 | 0 | 0
PeakG | 0 | 0 | 0.01 | 0.01 | 0 | 0
PeakO | 0 | 0 | 0 | 0 | 0 | 0
ST | 0 | 0 | 0 | 0 | 0 | 0
STOG | 0 | 0 | 0 | 0 | 0 | 0
STWD | 0 | 0 | 0 | 0 | 0 | 0
WT | 0 | 0 | 0 | 0 | 0 | 0
IGCC | 0 | 0 | 0 | 0 | 0 | 0
DemandResponse | 0 | 0 | 0 | 0 | 0 | 0
IGCC-CCS | 0 | 0 | 0 | 0 | 0 | 0
WT_off | 0 | 0 | 0 | 0 | 0 | 0
PseudoUnit | 0 | 0 | 0 | 0 | 0 | 0
FixedInterchange | 0 | 0 | 0 | 0 | 0 | 0
Total Fuel Consumption by Reporting Type: NYISO_J-K
ReportingType | 2015 | 2020 | 2025 | 2030 | 2035 | 2040
BM | 0 | 0 | 0 | 0 | 0 | 0
CC | 172.04 | 179.47 | 188.47 | 246.96 | 262.57 | 289.1
CSP | 0 | 0 | 0 | 0 | 0 | 0
CT | 0 | 0 | 0 | 0 | 0 | 0
Coal | 0 | 0 | 0 | 0 | 0 | 0
Geo | 0 | 0 | 0 | 0 | 0 | 0
H | 0 | 0 | 0 | 0 | 0 | 0
LFG | 0 | 0 | 7.69 | 8 | 8 | 8
Nuc | 0 | 0 | 0.01 | 0.02 | 0.08 | 0.08
PS | 0 | 0 | 0 | 0 | 0 | 0
PV | 0 | 0 | 0 | 0 | 0 | 0
PeakG | 0.53 | 0.53 | 1.35 | 0.72 | 3.17 | 4.19
PeakO | 0 | 0 | 0 | 0 | 0 | 0
ST | 0 | 0 | 0 | 0 | 0 | 0
STOG | 6.2 | 12.72 | 20.01 | 15.56 | 5.14 | 3.31
STWD | 0 | 0 | 0 | 0 | 0 | 0
WT | 0 | 0 | 0 | 0 | 0 | 0
IGCC | 0 | 0 | 0 | 0 | 0 | 0
DemandResponse | 0 | 0 | 0 | 0 | 0 | 0
IGCC-CCS | 0 | 0 | 0 | 0 | 0 | 0
WT_off | 0 | 0 | 0 | 0 | 0 | 0
PseudoUnit | 0 | 0 | 0 | 0 | 0 | 0
FixedInterchange | 0 | 0 | 0 | 0 | 0 | 0
Total Fuel Consumption by Reporting Type: PJM_E
ReportingType | 2015 | 2020 | 2025 | 2030 | 2035 | 2040
BM | 1.75 | 2.91 | 2.91 | 2.91 | 2.91 | 32.25
CC | 292.57 | 343.89 | 461.35 | 388 | 264.49 | 219.69
CSP | 0 | 0 | 0 | 0 | 0 | 0
CT | 0 | 0.03 | 0.03 | 0.06 | 0.03 | 0.01
Coal | 5.08 | 2.66 | 1.09 | 0.1 | 3.18 | 14.41
Geo | 0 | 0 | 0 | 0 | 0 | 0
H | 0 | 0 | 0 | 0 | 0 | 0
LFG | 0.98 | 15.28 | 15.28 | 15.28 | 15.28 | 15.28
Nuc | 702.72 | 651.97 | 651.97 | 651.97 | 468.33 | 624.49
PS | 0 | 0 | 0 | 0 | 0 | 0
PV | 0 | 0 | 0 | 0 | 0 | 0
PeakG | 0.25 | 2.74 | 3 | 7.7 | 2.74 | 2.06
PeakO | 0 | 0 | 0.02 | 0 | 0 | 0
ST | 0 | 0 | 0 | 0 | 0 | 0
STOG | 2.44 | 2.44 | 2.44 | 9.11 | 2.44 | 0.78
STWD | 0 | 0 | 0 | 0 | 0 | 0
WT | 0 | 0 | 0 | 0 | 0 | 0.01
IGCC | 0 | 0 | 0 | 0 | 0 | 0
DemandResponse | 0 | 0 | 0 | 0 | 0 | 0
IGCC-CCS | 0 | 0 | 0 | 0 | 0 | 0
WT_off | 0 | 0 | 0 | 0 | 0.03 | 0.03
PseudoUnit | 0 | 0 | 0 | 0 | 0 | 0
FixedInterchange | 0 | 0 | 0 | 0 | 0 | 0
Total Fuel Consumption by Reporting Type: PJM_ROM
ReportingType | 2015 | 2020 | 2025 | 2030 | 2035 | 2040
BM | 0.9 | 1.75 | 1.75 | 1.75 | 228.85 | 228.85
CC | 132.69 | 167.18 | 202.11 | 336.84 | 259.77 | 248.09
CSP | 0 | 0 | 0 | 0 | 0 | 0
CT | 0 | 0.02 | 0.02 | 0.03 | 0.02 | 0.01
Coal | 260.12 | 127.52 | 38.74 | 66.81 | 137.9 | 175.02
Geo | 0 | 0 | 0 | 0 | 0 | 0
H | 0 | 0 | 0 | 0 | 0 | 0
LFG | 2.04 | 30.56 | 30.56 | 30.56 | 30.56 | 30.56
Nuc | 420.79 | 420.79 | 420.79 | 522.51 | 701.59 | 1055.94
PS | 0 | 0 | 0 | 0 | 0 | 0
PV | 0 | 0 | 0 | 0 | 0.01 | 0.01
PeakG | 0 | 0.16 | 0.71 | 1.79 | 1.74 | 0.55
PeakO | 0 | 0 | 0 | 0 | 0 | 0
ST | 0 | 0 | 0 | 0 | 0 | 0
STOG | 7.33 | 7.33 | 7.33 | 14.3 | 4.6 | 0.35
STWD | 2.41 | 5.38 | 5.38 | 5.38 | 5.38 | 5.38
WT | 0 | 0.01 | 0.01 | 0.01 | 0.02 | 0.02
IGCC | 0 | 0 | 0 | 0 | 0 | 0
DemandResponse | 0 | 0 | 0 | 0 | 0 | 0
IGCC-CCS | 0 | 0 | 0 | 0 | 0 | 0
WT_off | 0 | 0 | 0 | 0 | 0 | 0.06
PseudoUnit | 0 | 0 | 0 | 0 | 0 | 0
FixedInterchange | 0 | 0 | 0 | 0 | 0 | 0
Total Fuel Consumption by Reporting Type: PJM_ROR
ReportingType | 2015 | 2020 | 2025 | 2030 | 2035 | 2040
BM | 2.56 | 37.37 | 31.54 | 37.37 | 1024.6 | 1024.6
CC | 1160.85 | 1908.62 | 2032.23 | 1944.09 | 1583.13 | 868.12
CSP | 0 | 0 | 0 | 0 | 0 | 0
CT | 0.03 | 0.03 | 0.03 | 0.06 | 0.03 | 0.01
Coal | 2027.07 | 908.34 | 244.09 | 281.99 | 735.78 | 800.61
Geo | 0 | 0 | 0 | 0 | 0 | 0
H | 0 | 0 | 0 | 0 | 0 | 0
LFG | 6.18 | 6.18 | 61.46 | 61.46 | 61.46 | 61.46
Nuc | 1644.81 | 1644.81 | 1644.81 | 1573.64 | 1336.51 | 935.68
PS | 0 | 0 | 0 | 0 | 0 | 0
PV | 0 | 0 | 0 | 0 | 0 | 0.01
PeakG | 8.42 | 8.26 | 10.18 | 12.1 | 5.94 | 3.54
PeakO | 0 | 0 | 0 | 0 | 0 | 0
ST | 0 | 0 | 0 | 0 | 0 | 0
STOG | 4.28 | 3.3 | 3.3 | 6.43 | 1.73 | 0
STWD | 1.13 | 15.91 | 13.33 | 11.69 | 15.91 | 15.91
WT | 0.03 | 0.03 | 0.06 | 0.13 | 0.13 | 0.13
IGCC | 0 | 0 | 0 | 0 | 0 | 0
DemandResponse | 0 | 0 | 0 | 0 | 0 | 0
IGCC-CCS | 0 | 0 | 0 | 0 | 0 | 401.26
WT_off | 0 | 0 | 0 | 0 | 0 | 0.07
PseudoUnit | 0 | 0 | 0 | 0 | 0 | 0
FixedInterchange | 0 | 0 | 0 | 0 | 0 | 0
Total Fuel Consumption by Reporting Type: SOCO
ReportingType | 2015 | 2020 | 2025 | 2030 | 2035 | 2040
BM | 0.3 | 0.76 | 2.64 | 5.34 | 636.25 | 636.25
CC | 1071.39 | 1355.31 | 1455.61 | 1174.89 | 608.56 | 183.47
CSP | 0 | 0 | 0 | 0 | 0 | 0
CT | 0 | 0 | 0 | 0 | 0 | 0
Coal | 400.35 | 117.43 | 35.01 | 90.52 | 138.17 | 143.65
Geo | 0 | 0 | 0 | 0 | 0 | 0
H | 0 | 0 | 0 | 0 | 0 | 0
LFG | 0 | 0 | 11.56 | 11.56 | 11.56 | 11.56
Nuc | 494.38 | 673.18 | 780.94 | 1275.73 | 1959.61 | 2881.71
PS | 0 | 0 | 0 | 0 | 0 | 0
PV | 0 | 0 | 0 | 0 | 0 | 0
PeakG | 5.67 | 7.08 | 11.94 | 16.5 | 2.12 | 1.7
PeakO | 0 | 0 | 0 | 0 | 0 | 0
ST | 0 | 0 | 0 | 0 | 0 | 0
STOG | 0 | 0 | 0 | 0 | 0 | 0
STWD | 1.62 | 3.42 | 9.96 | 60.13 | 60.13 | 60.13
WT | 0 | 0 | 0 | 0 | 0 | 0
IGCC | 0 | 0 | 0 | 0 | 0 | 0
DemandResponse | 0 | 0 | 0 | 0 | 0 | 0
IGCC-CCS | 0 | 0 | 0 | 0 | 0 | 0
WT_off | 0 | 0 | 0 | 0 | 0 | 0
PseudoUnit | 0 | 0 | 0 | 0 | 0 | 0
FixedInterchange | 0 | 0 | 0 | 0 | 0 | 0
Total Fuel Consumption by Reporting Type: SPP_N
ReportingType | 2015 | 2020 | 2025 | 2030 | 2035 | 2040
BM | 0 | 0 | 0 | 0 | 563.45 | 621.73
CC | 121.33 | 327.85 | 242.93 | 224.69 | 75.88 | 61.53
CSP | 0 | 0 | 0 | 0 | 0 | 0
CT | 0 | 0 | 0 | 0 | 0 | 0
Coal | 588.62 | 127.2 | 19.6 | 29.27 | 85.46 | 85.46
Geo | 0 | 0 | 0 | 0 | 0 | 0
H | 0 | 0 | 0 | 0 | 0 | 0
LFG | 0 | 0 | 10.22 | 10.22 | 10.22 | 10.22
Nuc | 93.19 | 93.19 | 93.19 | 93.19 | 93.19 | 93.19
PS | 0 | 0 | 0 | 0 | 0 | 0
PV | 0 | 0 | 0 | 0 | 0 | 0
PeakG | 0.03 | 0 | 0 | 0.06 | 0 | 0
PeakO | 0 | 0 | 0 | 0 | 0 | 0
ST | 0 | 0 | 0 | 0 | 0 | 0
STOG | 2.82 | 0.27 | 0 | 6.67 | 0.53 | 0
STWD | 0 | 0 | 0 | 0 | 0 | 0
WT | 0 | 0.04 | 0.05 | 0.06 | 0.06 | 0.06
IGCC | 0 | 0 | 0 | 0 | 0 | 0
DemandResponse | 0 | 0 | 0 | 0 | 0 | 0
IGCC-CCS | 0 | 0 | 0 | 0 | 0 | 0
WT_off | 0 | 0 | 0 | 0 | 0 | 0
PseudoUnit | 0 | 0 | 0 | 0 | 0 | 0
FixedInterchange | 0 | 0 | 0 | 0 | 0 | 0
Total Fuel Consumption by Reporting Type: SPP_S
ReportingType | 2015 | 2020 | 2025 | 2030 | 2035 | 2040
BM | 0 | 0 | 0 | 0 | 211.08 | 437.48
CC | 318.84 | 309.97 | 365.47 | 520.8 | 316.11 | 205.01
CSP | 0 | 0 | 0 | 0 | 0 | 0
CT | 0.18 | 0 | 0 | 0 | 0 | 0
Coal | 844.64 | 49.71 | 14.12 | 0 | 0 | 0
Geo | 0 | 0 | 0 | 0 | 0 | 0
H | 0 | 0 | 0 | 0 | 0 | 0
LFG | 0 | 0 | 10.22 | 10.22 | 10.22 | 10.22
Nuc | 0 | 0 | 0 | 0.01 | 0.08 | 0.06
PS | 0 | 0 | 0 | 0 | 0 | 0
PV | 0 | 0 | 0 | 0 | 0 | 0
PeakG | 0.01 | 0 | 0 | 0 | 0 | 0
PeakO | 0 | 0 | 0 | 0 | 0 | 0
ST | 0 | 0 | 0 | 0 | 0 | 0
STOG | 24.44 | 6.55 | 8.1 | 11.59 | 4.61 | 3.04
STWD | 0.44 | 0.2 | 0.39 | 2.4 | 7.67 | 5.96
WT | 0.01 | 0.13 | 0.13 | 0.13 | 0.15 | 0.16
IGCC | 0 | 0 | 0 | 0 | 0 | 0
DemandResponse | 0 | 0 | 0 | 0 | 0 | 0
IGCC-CCS | 0 | 0 | 0 | 0 | 0 | 0
WT_off | 0 | 0 | 0 | 0 | 0 | 0
PseudoUnit | 0 | 0 | 0 | 0 | 0 | 0
FixedInterchange | 0 | 0 | 0 | 0 | 0 | 0
Total Fuel Consumption by Reporting Type: TVA
ReportingType | 2015 | 2020 | 2025 | 2030 | 2035 | 2040
BM | 0 | 0 | 0 | 0 | 717.69 | 717.69
CC | 321.04 | 564.67 | 691.93 | 635.86 | 447.28 | 142.27
CSP | 0 | 0 | 0 | 0 | 0 | 0
CT | 0 | 0 | 0 | 0 | 0 | 0
Coal | 436.09 | 173.33 | 22 | 43.63 | 165.35 | 165.35
Geo | 0 | 0 | 0 | 0 | 0 | 0
H | 0 | 0 | 0 | 0 | 0 | 0
LFG | 0 | 0 | 11.56 | 11.56 | 11.56 | 11.56
Nuc | 676.63 | 676.63 | 676.63 | 841.98 | 761.16 | 658.25
PS | 0 | 0 | 0 | 0 | 0 | 0
PV | 0 | 0 | 0 | 0 | 0 | 0
PeakG | 0 | 0 | 0 | 0 | 0 | 0
PeakO | 0 | 0 | 0 | 0 | 0 | 0
ST | 0 | 0 | 0 | 0 | 0 | 0
STOG | 0 | 0 | 0 | 0 | 0 | 0
STWD | 0.01 | 0.01 | 0.05 | 0.35 | 0.42 | 0.42
WT | 0 | 0 | 0 | 0 | 0 | 0
IGCC | 0 | 0 | 0 | 0 | 0 | 0
DemandResponse | 0 | 0 | 0 | 0 | 0 | 0
IGCC-CCS | 0 | 0 | 0 | 0 | 0 | 592.61
WT_off | 0 | 0 | 0 | 0 | 0 | 0
PseudoUnit | 0 | 0 | 0 | 0 | 0 | 0
FixedInterchange | 0 | 0 | 0 | 0 | 0 | 0
Total Fuel Consumption by Reporting Type: TVA_Transmission
ReportingType | 2015 | 2020 | 2025 | 2030 | 2035 | 2040
BM | 0 | 0 | 0 | 0 | 0 | 0
CC | 0 | 0 | 0 | 0 | 0 | 0
CSP | 0 | 0 | 0 | 0 | 0 | 0
CT | 0 | 0 | 0 | 0 | 0 | 0
Coal | 0 | 0 | 0 | 0 | 0 | 0
Geo | 0 | 0 | 0 | 0 | 0 | 0
H | 0 | 0 | 0 | 0 | 0 | 0
LFG | 0 | 0 | 0 | 0 | 0 | 0
Nuc | 0 | 0 | 0 | 0 | 0 | 0
PS | 0 | 0 | 0 | 0 | 0 | 0
PV | 0 | 0 | 0 | 0 | 0 | 0
PeakG | 0 | 0 | 0 | 0 | 0 | 0
PeakO | 0 | 0 | 0 | 0 | 0 | 0
ST | 0 | 0 | 0 | 0 | 0 | 0
STOG | 0 | 0 | 0 | 0 | 0 | 0
STWD | 0 | 0 | 0 | 0 | 0 | 0
WT | 0 | 0 | 0 | 0 | 0 | 0
IGCC | 0 | 0 | 0 | 0 | 0 | 0
DemandResponse | 0 | 0 | 0 | 0 | 0 | 0
IGCC-CCS | 0 | 0 | 0 | 0 | 0 | 0
WT_off | 0 | 0 | 0 | 0 | 0 | 0
PseudoUnit | 0 | 0 | 0 | 0 | 0 | 0
FixedInterchange | 0 | 0 | 0 | 0 | 0 | 0
Total Fuel Consumption by Reporting Type: VACAR
ReportingType | 2015 | 2020 | 2025 | 2030 | 2035 | 2040
BM | 0.09 | 34.8 | 106.85 | 125.62 | 125.62 | 678.09
CC | 922.46 | 948.84 | 957.87 | 900.62 | 359.74 | 260.51
CSP | 0 | 0 | 0 | 0 | 0 | 0
CT | 0.8 | 0.8 | 0.8 | 1.92 | 0.8 | 0
Coal | 161.38 | 102.98 | 40.64 | 22.15 | 62.36 | 85.22
Geo | 0 | 0 | 0 | 0 | 0 | 0
H | 0 | 0 | 0 | 0 | 0 | 0
LFG | 0.04 | 11.56 | 11.56 | 11.56 | 11.56 | 11.56
Nuc | 910.72 | 1100.09 | 1362.63 | 1765.84 | 1507.05 | 1451.66
PS | 0 | 0 | 0 | 0 | 0 | 0
PV | 0 | 0 | 0 | 0 | 0 | 0
PeakG | 0.91 | 1.88 | 3.62 | 8.05 | 1.04 | 1.52
PeakO | 0 | 0 | 0 | 0 | 0 | 0
ST | 0 | 0 | 0 | 0 | 0 | 0
STOG | 0 | 0 | 0 | 0 | 0 | 0
STWD | 24.47 | 24.47 | 24.47 | 24.47 | 24.47 | 24.47
WT | 0 | 0.01 | 0.01 | 0.01 | 0.01 | 0.01
IGCC | 0 | 0 | 0 | 0 | 0 | 0
DemandResponse | 0 | 0 | 0 | 0 | 0 | 0
IGCC-CCS | 0 | 0 | 0 | 0 | 0 | 0
WT_off | 0 | 0 | 0 | 0 | 0.12 | 0.14
PseudoUnit | 0 | 0 | 0 | 0 | 0 | 0
FixedInterchange | 0 | 0 | 0 | 0 | 0 | 0
Total Fuel Consumption by Reporting Type: IESO
ReportingType | 2015 | 2020 | 2025 | 2030 | 2035 | 2040
BM | 0 | 0.04 | 0.14 | 2.75 | 31.67 | 31.74
CC | 62.19 | 63.99 | 56.22 | 10.57 | 3.9 | 4.36
CSP | 0 | 0 | 0 | 0 | 0 | 0
CT | 0 | 0.09 | 0 | 0 | 0 | 0
Coal | 0 | 0 | 0 | 0 | 0 | 0
Geo | 0 | 0 | 0 | 0 | 0 | 0
H | 0 | 0 | 0 | 0 | 0 | 0
LFG | 1.56 | 1.56 | 1.56 | 1.61 | 1.61 | 1.61
Nuc | 1064.72 | 1064.72 | 1064.72 | 1064.72 | 980.48 | 854.53
PS | 0 | 0 | 0 | 0 | 0 | 0
PV | 0 | 0 | 0 | 0 | 0 | 0
PeakG | 0 | 0.05 | 0 | 0 | 0 | 0
PeakO | 0 | 0 | 0 | 0 | 0 | 0
ST | 0 | 0 | 0 | 0 | 0 | 0
STOG | 0 | 0 | 0 | 0 | 0 | 0
STWD | 0.05 | 0.12 | 0.15 | 10.32 | 10.32 | 10.32
WT | 0.01 | 0.01 | 0.01 | 0.01 | 0.05 | 0.06
IGCC | 0 | 0 | 0 | 0 | 0 | 0
DemandResponse | 0 | 0 | 0 | 0 | 0 | 0
IGCC-CCS | 0 | 0 | 0 | 0 | 0 | 0
WT_off | 0 | 0 | 0 | 0 | 0 | 0
PseudoUnit | 0 | 0 | 0 | 0 | 0 | 0
FixedInterchange | 0 | 0 | 0 | 0 | 0 | 0
Total Fuel Consumption by Reporting Type: MAPP_CA
ReportingType | 2015 | 2020 | 2025 | 2030 | 2035 | 2040
BM | 0 | 0 | 0 | 0 | 0 | 0
CC | 73.74 | 73.74 | 26.59 | 1.79 | 1.7 | 2.03
CSP | 0 | 0 | 0 | 0 | 0 | 0
CT | 0 | 0 | 0 | 0 | 0 | 0
Coal | 2.76 | 4.12 | 0 | 0 | 0 | 0
Geo | 0 | 0 | 0 | 0 | 0 | 0
H | 0 | 0 | 0.01 | 0.03 | 0.03 | 0.03
LFG | 0 | 0 | 0 | 0 | 0 | 0
Nuc | 0 | 0 | 0 | 0 | 0.08 | 26.61
PS | 0 | 0 | 0 | 0 | 0 | 0
PV | 0 | 0 | 0 | 0 | 0 | 0
PeakG | 0.63 | 0.58 | 0 | 0 | 0 | 0
PeakO | 0 | 0 | 0 | 0 | 0 | 0
ST | 0 | 0 | 0 | 0 | 0 | 0
STOG | 0.05 | 0.01 | 0 | 0 | 0 | 0
STWD | 0 | 0 | 0 | 0 | 0 | 0
WT | 0 | 0 | 0 | 0 | 0 | 0
IGCC | 0 | 0 | 0 | 0 | 0 | 0
DemandResponse | 0 | 0 | 0 | 0 | 0 | 0
IGCC-CCS | 0 | 0 | 0 | 0 | 0 | 0
WT_off | 0 | 0 | 0 | 0 | 0 | 0
PseudoUnit | 0 | 0 | 0 | 0 | 0 | 0
FixedInterchange | 0 | 0 | 0 | 0 | 0 | 0
Total Fuel Consumption by Reporting Type: AZ_NM_SNV_Coal
ReportingType | 2015 | 2020 | 2025 | 2030 | 2035 | 2040
BM | 0 | 0 | 0 | 0 | 0 | 0
CC | 0 | 0 | 0 | 0 | 0 | 0
CSP | 0 | 0 | 0 | 0 | 0 | 0
CT | 0 | 0 | 0 | 0 | 0 | 0
Coal | 531.61 | 348.79 | 8.78 | 2.2 | 40.55 | 40.55
Geo | 0 | 0 | 0 | 0 | 0 | 0
H | 0 | 0 | 0 | 0 | 0 | 0
LFG | 0 | 0 | 0 | 0 | 0 | 0
Nuc | 0 | 0 | 0 | 0 | 0 | 0
PS | 0 | 0 | 0 | 0 | 0 | 0
PV | 0 | 0 | 0 | 0 | 0 | 0
PeakG | 0 | 0 | 0 | 0 | 0 | 0
PeakO | 0 | 0 | 0 | 0 | 0 | 0
ST | 0 | 0 | 0 | 0 | 0 | 0
STOG | 0 | 0 | 0 | 0 | 0 | 0
STWD | 0 | 0 | 0 | 0 | 0 | 0
WT | 0 | 0 | 0 | 0 | 0 | 0
IGCC | 0 | 0 | 0 | 0 | 0 | 0
DemandResponse | 0 | 0 | 0 | 0 | 0 | 0
IGCC-CCS | 0 | 0 | 0 | 0 | 0 | 0
WT_off | 0 | 0 | 0 | 0 | 0 | 0
PseudoUnit | 0 | 0 | 0 | 0 | 0 | 0
FixedInterchange | 0 | 0 | 0 | 0 | 0 | 0
Total Fuel Consumption by Reporting Type: AZ_NM_SNV_Gas
ReportingType | 2015 | 2020 | 2025 | 2030 | 2035 | 2040
BM | 0 | 0 | 0 | 0 | 0 | 0
CC | 520.82 | 483.48 | 718.23 | 565.57 | 406.32 | 200.34
CSP | 0 | 0 | 0 | 0 | 0 | 0
CT | 0 | 0 | 0 | 0 | 0 | 0
Coal | 0 | 0 | 0 | 0 | 0 | 0
Geo | 0 | 0 | 0 | 0 | 0 | 0
H | 0 | 0 | 0 | 0 | 0 | 0
LFG | 0 | 0 | 0 | 0 | 0 | 0
Nuc | 0 | 0 | 0 | 0 | 0 | 0
PS | 0 | 0 | 0 | 0 | 0 | 0
PV | 0 | 0 | 0 | 0 | 0 | 0
PeakG | 0 | 0 | 0 | 0 | 0 | 0
PeakO | 0 | 0 | 0 | 0 | 0 | 0
ST | 0 | 0 | 0 | 0 | 0 | 0
STOG | 0 | 0 | 0 | 0 | 0 | 0
STWD | 0 | 0 | 0 | 0 | 0 | 0
WT | 0 | 0 | 0 | 0 | 0 | 0
IGCC | 0 | 0 | 0 | 0 | 0 | 0
DemandResponse | 0 | 0 | 0 | 0 | 0 | 0
IGCC-CCS | 0 | 0 | 0 | 0 | 0 | 0
WT_off | 0 | 0 | 0 | 0 | 0 | 0
PseudoUnit | 0 | 0 | 0 | 0 | 0 | 0
FixedInterchange | 0 | 0 | 0 | 0 | 0 | 0
Total Fuel Consumption by Reporting Type: AZ_NM_SNV_NucRenew
ReportingType | 2015 | 2020 | 2025 | 2030 | 2035 | 2040
BM | 0 | 0 | 0 | 0 | 271.29 | 634.77
CC | 0 | 0 | 0 | 0 | 0 | 0
CSP | 0 | 0 | 0 | 0 | 0 | 0
CT | 0 | 0 | 0 | 0 | 0 | 0
Coal | 0 | 0 | 0 | 0 | 0 | 0
Geo | 0 | 0 | 0.01 | 0.01 | 0.01 | 0.01
H | 0 | 0 | 0 | 0 | 0 | 0
LFG | 0 | 6.53 | 6.53 | 6.53 | 6.53 | 6.53
Nuc | 317.72 | 317.72 | 317.72 | 532.29 | 673.33 | 673.33
PS | 0 | 0 | 0 | 0 | 0 | 0
PV | 0 | 0 | 0 | 0 | 0 | 0
PeakG | 0 | 0 | 0 | 0 | 0 | 0
PeakO | 0 | 0 | 0 | 0 | 0 | 0
ST | 0 | 0 | 0 | 0 | 0.01 | 0.01
STOG | 0 | 0 | 0 | 0 | 0 | 0
STWD | 1.77 | 1.77 | 1.77 | 1.77 | 1.77 | 1.77
WT | 0 | 0.04 | 0.04 | 0.04 | 0.04 | 0.04
IGCC | 0 | 0 | 0 | 0 | 0 | 0
DemandResponse | 0 | 0 | 0 | 0 | 0 | 0
IGCC-CCS | 0 | 0 | 0 | 0 | 0 | 0
WT_off | 0 | 0 | 0 | 0 | 0 | 0
PseudoUnit | 0 | 0 | 0 | 0 | 0 | 0
FixedInterchange | 0 | 0 | 0 | 0 | 0 | 0
Total Fuel Consumption by Reporting Type: ERCOT
ReportingType | 2015 | 2020 | 2025 | 2030 | 2035 | 2040
BM | 0.76 | 0.79 | 2 | 14.07 | 394.55 | 394.55
CC | 1543.62 | 1742.58 | 1608.55 | 1479.13 | 915.45 | 766.98
CSP | 0 | 0 | 0 | 0 | 0 | 0
CT | 0 | 0.03 | 0 | 0.03 | 0 | 0
Coal | 373.38 | 258.06 | 32.01 | 32.32 | 71.69 | 71.69
Geo | 0 | 0 | 0 | 0 | 0 | 0
H | 0 | 0 | 0 | 0 | 0 | 0
LFG | 0 | 0 | 0 | 38.09 | 38.09 | 38.09
Nuc | 422.69 | 422.69 | 422.69 | 738.55 | 1542.65 | 1676.72
PS | 0 | 0 | 0 | 0 | 0 | 0
PV | 0 | 0 | 0 | 0 | 0 | 0
PeakG | 0 | 0.05 | 0 | 0.11 | 0.06 | 0.1
PeakO | 0 | 0 | 0 | 0 | 0 | 0
ST | 0 | 0 | 0 | 0 | 0 | 0
STOG | 15.29 | 22.76 | 14.58 | 22.11 | 1.47 | 1.28
STWD | 0 | 0 | 0 | 0 | 0 | 0
WT | 0.03 | 0.03 | 0.1 | 0.1 | 0.11 | 0.12
IGCC | 0 | 0 | 0 | 0 | 0 | 0
DemandResponse | 0 | 0 | 0 | 0 | 0 | 0
IGCC-CCS | 0 | 0 | 0 | 0 | 0 | 345.2
WT_off | 0 | 0 | 0 | 0 | 0 | 0
PseudoUnit | 0 | 0 | 0 | 0 | 0 | 0
FixedInterchange | 0 | 0 | 0 | 0 | 0 | 0
Total Fuel Consumption by Reporting Type: NP15
ReportingType | 2015 | 2020 | 2025 | 2030 | 2035 | 2040
BM | 0 | 0 | 0 | 0 | 81.84 | 81.84
CC | 615.31 | 541.13 | 644.05 | 471.21 | 412.81 | 35.73
CSP | 0 | 0 | 0 | 0 | 0 | 0
CT | 0 | 0 | 0 | 0 | 0 | 0
Coal | 2.5 | 0 | 0 | 0 | 0 | 0
Geo | 0.01 | 0.01 | 0.01 | 0.01 | 0.01 | 0.01
H | 0 | 0 | 0 | 0 | 0 | 0
LFG | 0 | 60.8 | 60.8 | 60.8 | 60.8 | 60.8
Nuc | 187.74 | 187.74 | 187.74 | 187.74 | 187.74 | 187.74
PS | 0 | 0 | 0 | 0 | 0 | 0
PV | 0 | 0 | 0 | 0 | 0 | 0.01
PeakG | 0 | 0 | 0 | 0 | 0 | 0
PeakO | 0 | 0 | 0 | 0 | 0 | 0
ST | 0 | 0 | 0 | 0 | 0 | 0
STOG | 0 | 0.12 | 0.24 | 0.24 | 0.6 | 0
STWD | 37.44 | 37.44 | 6.9 | 37.44 | 37.44 | 37.44
WT | 0 | 0.01 | 0.01 | 0.04 | 0.04 | 0.04
IGCC | 0 | 0 | 0 | 0 | 0 | 0
DemandResponse | 0 | 0 | 0 | 0 | 0 | 0
IGCC-CCS | 0 | 0 | 0 | 0 | 0 | 883.28
WT_off | 0 | 0 | 0 | 0 | 0 | 0
PseudoUnit | 0 | 0 | 0 | 0 | 0 | 0
FixedInterchange | 0 | 0 | 0 | 0 | 0 | 0
Total Fuel Consumption by Reporting Type: NWPP_Coal
ReportingType | 2015 | 2020 | 2025 | 2030 | 2035 | 2040
BM | 0 | 0 | 0 | 0 | 0 | 0
CC | 0 | 0 | 0 | 0 | 0 | 0
CSP | 0 | 0 | 0 | 0 | 0 | 0
CT | 0 | 0 | 0 | 0 | 0 | 0
Coal | 547.1 | 342.52 | 19.51 | 16.32 | 16.32 | 16.32
Geo | 0 | 0 | 0 | 0 | 0 | 0
H | 0 | 0 | 0 | 0 | 0 | 0
LFG | 0 | 0 | 0 | 0 | 0 | 0
Nuc | 0 | 0 | 0 | 0 | 0 | 0
PS | 0 | 0 | 0 | 0 | 0 | 0
PV | 0 | 0 | 0 | 0 | 0 | 0
PeakG | 0 | 0 | 0 | 0 | 0 | 0
PeakO | 0 | 0 | 0 | 0 | 0 | 0
ST | 0 | 0 | 0 | 0 | 0 | 0
STOG | 0 | 0 | 0 | 0 | 0 | 0
STWD | 0 | 0 | 0 | 0 | 0 | 0
WT | 0 | 0 | 0 | 0 | 0 | 0
IGCC | 0 | 0 | 0 | 0 | 0 | 0
DemandResponse | 0 | 0 | 0 | 0 | 0 | 0
IGCC-CCS | 0 | 0 | 0 | 0 | 0 | 0
WT_off | 0 | 0 | 0 | 0 | 0 | 0
PseudoUnit | 0 | 0 | 0 | 0 | 0 | 0
FixedInterchange | 0 | 0 | 0 | 0 | 0 | 0
Total Fuel Consumption by Reporting Type: NWPP_Gas
ReportingType | 2015 | 2020 | 2025 | 2030 | 2035 | 2040
BM | 0 | 0 | 0 | 0 | 0 | 0
CC | 361.48 | 601.85 | 684.84 | 524.87 | 374.72 | 146.81
CSP | 0 | 0 | 0 | 0 | 0 | 0
CT | 0 | 0 | 0 | 0 | 0 | 0
Coal | 0 | 0 | 0 | 0 | 0 | 0
Geo | 0 | 0 | 0 | 0 | 0 | 0
H | 0 | 0 | 0 | 0 | 0 | 0
LFG | 0 | 0 | 0 | 0 | 0 | 0
Nuc | 0 | 0 | 0 | 0 | 0 | 0
PS | 0 | 0 | 0 | 0 | 0 | 0
PV | 0 | 0 | 0 | 0 | 0 | 0
PeakG | 0 | 0 | 0 | 0 | 0 | 0
PeakO | 0 | 0 | 0 | 0 | 0 | 0
ST | 0 | 0 | 0 | 0 | 0 | 0
STOG | 0 | 0 | 0 | 0 | 0 | 0
STWD | 0 | 0 | 0 | 0 | 0 | 0
WT | 0 | 0 | 0 | 0 | 0 | 0
IGCC | 0 | 0 | 0 | 0 | 0 | 0
DemandResponse | 0 | 0 | 0 | 0 | 0 | 0
IGCC-CCS | 0 | 0 | 0 | 0 | 0 | 196.55
WT_off | 0 | 0 | 0 | 0 | 0 | 0
PseudoUnit | 0 | 0 | 0 | 0 | 0 | 0
FixedInterchange | 0 | 0 | 0 | 0 | 0 | 0
Total Fuel Consumption by Reporting Type: NWPP_NucRenew
ReportingType | 2015 | 2020 | 2025 | 2030 | 2035 | 2040
BM | 0 | 2.74 | 3.16 | 3.16 | 70.08 | 878.39
CC | 0 | 0 | 0 | 0 | 0 | 0
CSP | 0 | 0 | 0 | 0 | 0 | 0
CT | 0 | 0 | 0 | 0 | 0 | 0
Coal | 0 | 0 | 0 | 0 | 0 | 0
Geo | 0 | 0 | 0.01 | 0.01 | 0.01 | 0.01
H | 0 | 0 | 0 | 0 | 0 | 0
LFG | 2.74 | 27.64 | 29.05 | 29.05 | 29.05 | 29.05
Nuc | 88.66 | 88.66 | 88.66 | 88.66 | 439.95 | 439.95
PS | 0 | 0 | 0 | 0 | 0 | 0
PV | 0 | 0 | 0 | 0 | 0 | 0
PeakG | 0 | 0 | 0 | 0 | 0 | 0
PeakO | 0 | 0 | 0 | 0 | 0 | 0
ST | 0 | 0 | 0 | 0 | 0 | 0
STOG | 0 | 0 | 0 | 0 | 0 | 0
STWD | 0 | 0.21 | 46.18 | 46.18 | 46.18 | 46.18
WT | 0.02 | 0.02 | 0.02 | 0.08 | 0.09 | 0.1
IGCC | 0 | 0 | 0 | 0 | 0 | 0
DemandResponse | 0 | 0 | 0 | 0 | 0 | 0
IGCC-CCS | 0 | 0 | 0 | 0 | 0 | 0
WT_off | 0 | 0 | 0 | 0 | 0 | 0
PseudoUnit | 0 | 0 | 0 | 0 | 0 | 0
FixedInterchange | 0 | 0 | 0 | 0 | 0 | 0
Total Fuel Consumption by Reporting Type: RMPA
ReportingType | 2015 | 2020 | 2025 | 2030 | 2035 | 2040
BM | 0 | 0 | 0 | 0 | 361.72 | 361.72
CC | 99.34 | 146.07 | 177.56 | 245.33 | 136.36 | 36.85
CSP | 0 | 0 | 0 | 0 | 0 | 0
CT | 0 | 0 | 0 | 0 | 0 | 0
Coal | 516.91 | 379.74 | 78.22 | 43.29 | 42.57 | 42.57
Geo | 0 | 0 | 0.02 | 0.02 | 0.02 | 0.02
H | 0 | 0 | 0 | 0 | 0 | 0
LFG | 0.15 | 3.26 | 3.26 | 3.26 | 3.26 | 3.26
Nuc | 0 | 0 | 0 | 0.06 | 0.08 | 0.08
PS | 0 | 0 | 0 | 0 | 0 | 0
PV | 0 | 0 | 0 | 0 | 0 | 0
PeakG | 0.09 | 0 | 0 | 1.1 | 0 | 0
PeakO | 0 | 0 | 0 | 0 | 0 | 0
ST | 0 | 0 | 0 | 0 | 0 | 0
STOG | 0 | 0 | 0 | 0 | 0 | 0
STWD | 0 | 0 | 0 | 0 | 0 | 0
WT | 0.01 | 0.02 | 0.02 | 0.02 | 0.02 | 0.03
IGCC | 0 | 0 | 0 | 0 | 0 | 0
DemandResponse | 0 | 0 | 0 | 0 | 0 | 0
IGCC-CCS | 0 | 0 | 0 | 0 | 0 | 270.56
WT_off | 0 | 0 | 0 | 0 | 0 | 0
PseudoUnit | 0 | 0 | 0 | 0 | 0 | 0
FixedInterchange | 0 | 0 | 0 | 0 | 0 | 0
Total Fuel Consumption by Reporting Type: SP15
ReportingType | 2015 | 2020 | 2025 | 2030 | 2035 | 2040
BM | 0.58 | 0.58 | 0.58 | 0.58 | 65.48 | 65.48
CC | 493.65 | 585.29 | 846.36 | 653.36 | 535.61 | 226.44
CSP | 0 | 0 | 0 | 0 | 0 | 0
CT | 0 | 0 | 0 | 0 | 0 | 0
Coal | 15.7 | 8.42 | 2.44 | 0 | 0 | 0
Geo | 0.01 | 0.02 | 0.02 | 0.02 | 0.02 | 0.02
H | 0 | 0 | 0 | 0 | 0 | 0
LFG | 0.99 | 60.8 | 60.8 | 60.8 | 60.8 | 60.8
Nuc | 173.28 | 173.28 | 173.28 | 173.28 | 173.28 | 173.28
PS | 0 | 0 | 0 | 0 | 0 | 0
PV | 0 | 0 | 0 | 0 | 0 | 0
PeakG | 0 | 0 | 0 | 0 | 0 | 0
PeakO | 0 | 0 | 0 | 0 | 0 | 0
ST | 0 | 0 | 0 | 0 | 0.01 | 0.02
STOG | 12.04 | 3.15 | 3.23 | 2.84 | 0.64 | 0
STWD | 9.59 | 9.59 | 7.05 | 9.59 | 9.59 | 9.59
WT | 0.01 | 0.01 | 0.01 | 0.06 | 0.06 | 0.06
IGCC | 0 | 0 | 0 | 0 | 0 | 0
DemandResponse | 0 | 0 | 0 | 0 | 0 | 0
IGCC-CCS | 0 | 0 | 0 | 0 | 421.96 | 1160.29
WT_off | 0 | 0 | 0 | 0 | 0 | 0
PseudoUnit | 0 | 0 | 0 | 0 | 0 | 0
FixedInterchange | 0 | 0 | 0 | 0 | 0 | 0
Total Fuel Consumption by Reporting Type: ALB
ReportingType | 2015 | 2020 | 2025 | 2030 | 2035 | 2040
BM | 0 | 0 | 0 | 0 | 0 | 0
CC | 125.31 | 164.64 | 161.66 | 34.99 | 17.67 | 0
CSP | 0 | 0 | 0 | 0 | 0 | 0
CT | 0 | 0 | 0 | 0 | 0 | 0
Coal | 470.15 | 470.15 | 464.13 | 0 | 0 | 0
Geo | 0 | 0 | 0 | 0 | 0 | 0
H | 0 | 0 | 0 | 0 | 0 | 0
LFG | 0 | 0 | 0 | 0 | 0 | 0
Nuc | 0 | 0 | 59.74 | 790.2 | 947.63 | 1081.17
PS | 0 | 0 | 0 | 0 | 0 | 0
PV | 0 | 0 | 0 | 0 | 0 | 0
PeakG | 0 | 0 | 0 | 0 | 0 | 0
PeakO | 0 | 0 | 0 | 0 | 0 | 0
ST | 0 | 0 | 0 | 0 | 0 | 0
STOG | 0 | 0 | 0 | 0 | 0 | 0
STWD | 0.04 | 8 | 13.02 | 13.02 | 13.02 | 13.02
WT | 0 | 0 | 0 | 0 | 0 | 0
IGCC | 0 | 0 | 0 | 0 | 0 | 0
DemandResponse | 0 | 0 | 0 | 0 | 0 | 0
IGCC-CCS | 0 | 0 | 0 | 0 | 0 | 0
WT_off | 0 | 0 | 0 | 0 | 0 | 0
PseudoUnit | 0 | 0 | 0 | 0 | 0 | 0
FixedInterchange | 0 | 0 | 0 | 0 | 0 | 0
Total Fuel Consumption by Reporting Type: BC
ReportingType | 2015 | 2020 | 2025 | 2030 | 2035 | 2040
BM | 0 | 0 | 0 | 0 | 0 | 0
CC | 63.67 | 84.63 | 84.63 | 73.37 | 0 | 0
CSP | 0 | 0 | 0 | 0 | 0 | 0
CT | 0 | 0 | 0 | 0 | 0 | 0
Coal | 0 | 0 | 0 | 0 | 0 | 0
Geo | 0 | 0 | 0 | 0 | 0 | 0
H | 0 | 0 | 0 | 0 | 0 | 0
LFG | 0 | 0 | 0 | 0 | 0 | 0
Nuc | 0 | 0 | 36.77 | 183.22 | 277.86 | 370.09
PS | 0 | 0 | 0 | 0 | 0 | 0
PV | 0 | 0 | 0 | 0 | 0 | 0
PeakG | 0 | 0 | 0 | 0 | 0 | 0
PeakO | 0 | 0 | 0 | 0 | 0 | 0
ST | 0 | 0 | 0 | 0 | 0 | 0
STOG | 0 | 0 | 0 | 0 | 0 | 0
STWD | 0 | 7.59 | 34.34 | 41.58 | 41.58 | 41.58
WT | 0 | 0 | 0 | 0 | 0 | 0
IGCC | 0 | 0 | 0 | 0 | 0 | 0
DemandResponse | 0 | 0 | 0 | 0 | 0 | 0
IGCC-CCS | 0 | 0 | 0 | 0 | 0 | 0
WT_off | 0 | 0 | 0 | 0 | 0 | 0
PseudoUnit | 0 | 0 | 0 | 0 | 0 | 0
FixedInterchange | 0 | 0 | 0 | 0 | 0 | 0
Total Fuel Consumption by Reporting Type: HQ_IESO
ReportingType | 2015 | 2020 | 2025 | 2030 | 2035 | 2040
BM | 0 | 0 | 0 | 0 | 0 | 0
CC | 0 | 0 | 0 | 0 | 0 | 0
CSP | 0 | 0 | 0 | 0 | 0 | 0
CT | 0 | 0 | 0 | 0 | 0 | 0
Coal | 0 | 0 | 0 | 0 | 0 | 0
Geo | 0 | 0 | 0 | 0 | 0 | 0
H | 0 | 0 | 0 | 0 | 0 | 0
LFG | 0 | 0 | 0 | 0 | 0 | 0
Nuc | 0 | 0 | 0 | 0 | 0.08 | 0.08
PS | 0 | 0 | 0 | 0 | 0 | 0
PV | 0 | 0 | 0 | 0 | 0 | 0
PeakG | 0 | 0 | 0 | 0 | 0 | 0
PeakO | 0 | 0 | 0 | 0 | 0 | 0
ST | 0 | 0 | 0 | 0 | 0 | 0
STOG | 0 | 0 | 0 | 0 | 0 | 0
STWD | 0 | 0 | 0 | 0 | 0 | 0
WT | 0 | 0 | 0 | 0 | 0 | 0
IGCC | 0 | 0 | 0 | 0 | 0 | 0
DemandResponse | 0 | 0 | 0 | 0 | 0 | 0
IGCC-CCS | 0 | 0 | 0 | 0 | 0 | 0
WT_off | 0 | 0 | 0 | 0 | 0 | 0
PseudoUnit | 0 | 0 | 0 | 0 | 0 | 0
FixedInterchange | 0 | 0 | 0 | 0 | 0 | 0
Total Fuel Consumption by Reporting Type: HQ_NEISO
ReportingType | 2015 | 2020 | 2025 | 2030 | 2035 | 2040
BM | 0 | 0 | 0 | 0 | 0 | 0
CC | 0 | 0 | 0 | 0 | 0 | 0
CSP | 0 | 0 | 0 | 0 | 0 | 0
CT | 0 | 0 | 0 | 0 | 0 | 0
Coal | 0 | 0 | 0 | 0 | 0 | 0
Geo | 0 | 0 | 0 | 0 | 0 | 0
H | 0 | 0 | 0 | 0 | 0 | 0
LFG | 0 | 0 | 0 | 0 | 0 | 0
Nuc | 0 | 0 | 0 | 0.02 | 0.08 | 0.04
PS | 0 | 0 | 0 | 0 | 0 | 0
PV | 0 | 0 | 0 | 0 | 0 | 0
PeakG | 0 | 0 | 0 | 0 | 0 | 0
PeakO | 0 | 0 | 0 | 0 | 0 | 0
ST | 0 | 0 | 0 | 0 | 0 | 0
STOG | 0 | 0 | 0 | 0 | 0 | 0
STWD | 0 | 0 | 0 | 0 | 0 | 0
WT | 0 | 0 | 0 | 0 | 0 | 0
IGCC | 0 | 0 | 0 | 0 | 0 | 0
DemandResponse | 0 | 0 | 0 | 0 | 0 | 0
IGCC-CCS | 0 | 0 | 0 | 0 | 0 | 0
WT_off | 0 | 0 | 0 | 0 | 0 | 0
PseudoUnit | 0 | 0 | 0 | 0.01 | 0.01 | 0.01
FixedInterchange | 0.02 | 0.02 | 0.02 | 0.02 | 0.02 | 0.02
Total Fuel Consumption by Reporting Type: HQ_NY
ReportingType | 2015 | 2020 | 2025 | 2030 | 2035 | 2040
BM | 0 | 0 | 0 | 0 | 0 | 0
CC | 0 | 0 | 0 | 0 | 0 | 0
CSP | 0 | 0 | 0 | 0 | 0 | 0
CT | 0 | 0 | 0 | 0 | 0 | 0
Coal | 0 | 0 | 0 | 0 | 0 | 0
Geo | 0 | 0 | 0 | 0 | 0 | 0
H | 0 | 0 | 0 | 0 | 0 | 0
LFG | 0 | 0 | 0 | 0 | 0 | 0
Nuc | 0 | 0 | 0 | 0.01 | 0.08 | 0.08
PS | 0 | 0 | 0 | 0 | 0 | 0
PV | 0 | 0 | 0 | 0 | 0 | 0
PeakG | 0 | 0 | 0 | 0 | 0 | 0
PeakO | 0 | 0 | 0 | 0 | 0 | 0
ST | 0 | 0 | 0 | 0 | 0 | 0
STOG | 0 | 0 | 0 | 0 | 0 | 0
STWD | 0 | 0 | 0 | 0 | 0 | 0
WT | 0 | 0 | 0 | 0 | 0 | 0
IGCC | 0 | 0 | 0 | 0 | 0 | 0
DemandResponse | 0 | 0 | 0 | 0 | 0 | 0
IGCC-CCS | 0 | 0 | 0 | 0 | 0 | 0
WT_off | 0 | 0 | 0 | 0 | 0 | 0
PseudoUnit | 0 | 0 | 0.01 | 0.01 | 0.01 | 0.01
FixedInterchange | 0.01 | 0.01 | 0.01 | 0.01 | 0.01 | 0.01
Total Fuel Consumption by Reporting Type: MARITIMES
ReportingType | 2015 | 2020 | 2025 | 2030 | 2035 | 2040
BM | 0 | 0 | 0 | 0 | 0 | 0
CC | 0 | 0 | 0 | 0 | 0 | 0
CSP | 0 | 0 | 0 | 0 | 0 | 0
CT | 0 | 0 | 0 | 0 | 0 | 0
Coal | 0 | 0 | 0 | 0 | 0 | 0
Geo | 0 | 0 | 0 | 0 | 0 | 0
H | 0 | 0 | 0 | 0 | 0 | 0
LFG | 0 | 0 | 0 | 0 | 0 | 0
Nuc | 0 | 0 | 0 | 0.02 | 0.08 | 0.04
PS | 0 | 0 | 0 | 0 | 0 | 0
PV | 0 | 0 | 0 | 0 | 0 | 0
PeakG | 0 | 0 | 0 | 0 | 0 | 0
PeakO | 0 | 0 | 0 | 0 | 0 | 0
ST | 0 | 0 | 0 | 0 | 0 | 0
STOG | 0 | 0 | 0 | 0 | 0 | 0
STWD | 0 | 0 | 0 | 0 | 0 | 0
WT | 0 | 0 | 0 | 0 | 0 | 0
IGCC | 0 | 0 | 0 | 0 | 0 | 0
DemandResponse | 0 | 0 | 0 | 0 | 0 | 0
IGCC-CCS | 0 | 0 | 0 | 0 | 0 | 0
WT_off | 0 | 0 | 0 | 0 | 0 | 0
PseudoUnit | 0 | 0 | 0 | 0 | 0 | 0
FixedInterchange | 0.01 | 0.01 | 0.01 | 0.01 | 0.01 | 0.01
Total Fuel Consumption by Reporting Type: All
ReportingType | 2015 | 2020 | 2025 | 2030 | 2035 | 2040
BM | 31.41 | 106.22 | 159.35 | 224.68 | 7479.61 | 12330.33
CC | 11680.67 | 15817.83 | 16937.07 | 15339.83 | 9962.18 | 5427.6
CSP | 0 | 0 | 0 | 0 | 0 | 0
CT | 6.3 | 6.34 | 6.85 | 20.48 | 5.45 | 1.52
Coal | 11447.45 | 4503.73 | 1257.31 | 982.1 | 2204.42 | 2490.81
Geo | 0.02 | 0.04 | 0.07 | 0.07 | 0.07 | 0.07
H | 0 | 0.01 | 0.02 | 0.04 | 0.04 | 0.05
LFG | 20.69 | 230.83 | 468.63 | 546.54 | 546.54 | 546.54
Nuc | 9611.92 | 9929.36 | 10828.16 | 13872.32 | 15756.27 | 18198.67
PS | 0 | 0 | 0 | 0 | 0 | 0
PV | 0 | 0.01 | 0.01 | 0.01 | 0.01 | 0.06
PeakG | 27.31 | 39.69 | 38.4 | 64.84 | 27.45 | 15.31
PeakO | 0 | 0 | 0.02 | 0 | 0 | 0
ST | 0 | 0.01 | 0.01 | 0.01 | 0.02 | 0.03
STOG | 81.34 | 62.75 | 62.31 | 94.81 | 21.96 | 8.76
STWD | 146.91 | 148.23 | 207.64 | 362.44 | 415.6 | 410.7
WT | 0.18 | 0.45 | 0.76 | 1.05 | 1.18 | 1.27
IGCC | 40.45 | 34.04 | 6.37 | 0 | 0 | 0
DemandResponse | 0 | 0 | 0 | 0 | 0 | 0
IGCC-CCS | 0 | 0 | 0 | 0 | 421.96 | 3849.75
WT_off | 0 | 0 | 0.01 | 0.01 | 0.16 | 0.32
PseudoUnit | 0 | 0 | 0.01 | 0.02 | 0.02 | 0.02
FixedInterchange | 0.04 | 0.04 | 0.04 | 0.04 | 0.04 | 0.04
Total Fuel Consumption by Reporting Type: EI_US
ReportingType | 2015 | 2020 | 2025 | 2030 | 2035 | 2040
BM | 30.08 | 102.07 | 153.46 | 204.11 | 6202.97 | 9881.84
CC | 7721.54 | 11330.44 | 11928.38 | 11279.64 | 7157.64 | 4008.05
CSP | 0 | 0 | 0 | 0 | 0 | 0
CT | 6.3 | 6.22 | 6.85 | 20.45 | 5.45 | 1.52
Coal | 8987.36 | 2691.92 | 652.23 | 887.97 | 2033.28 | 2319.67
Geo | 0 | 0 | 0 | 0 | 0 | 0
H | 0 | 0 | 0.01 | 0.01 | 0.01 | 0.02
LFG | 15.24 | 70.25 | 306.63 | 346.39 | 346.39 | 346.39
Nuc | 7357.1 | 7674.54 | 8476.83 | 10113.6 | 10533.11 | 12715.09
PS | 0 | 0 | 0 | 0 | 0 | 0
PV | 0 | 0 | 0.01 | 0.01 | 0.01 | 0.05
PeakG | 26.59 | 39 | 38.4 | 63.63 | 27.38 | 15.21
PeakO | 0 | 0 | 0.02 | 0 | 0 | 0
ST | 0 | 0 | 0 | 0 | 0 | 0
STOG | 53.96 | 36.7 | 44.25 | 69.62 | 19.26 | 7.48
STWD | 98.01 | 83.5 | 98.24 | 202.55 | 255.71 | 250.8
WT | 0.11 | 0.32 | 0.56 | 0.69 | 0.76 | 0.82
IGCC | 40.45 | 34.04 | 6.37 | 0 | 0 | 0
DemandResponse | 0 | 0 | 0 | 0 | 0 | 0
IGCC-CCS | 0 | 0 | 0 | 0 | 0 | 993.87
WT_off | 0 | 0 | 0.01 | 0.01 | 0.16 | 0.32
PseudoUnit | 0 | 0 | 0.01 | 0.02 | 0.02 | 0.02
FixedInterchange | 0.03 | 0.03 | 0.03 | 0.03 | 0.03 | 0.03
Total Fuel Consumption by Reporting Type: EI_Canada
ReportingType | 2015 | 2020 | 2025 | 2030 | 2035 | 2040
BM | 0 | 0.04 | 0.14 | 2.75 | 31.67 | 31.74
CC | 135.92 | 137.73 | 82.81 | 12.36 | 5.6 | 6.39
CSP | 0 | 0 | 0 | 0 | 0 | 0
CT | 0 | 0.09 | 0 | 0 | 0 | 0
Coal | 2.76 | 4.12 | 0 | 0 | 0 | 0
Geo | 0 | 0 | 0 | 0 | 0 | 0
H | 0 | 0 | 0.01 | 0.03 | 0.03 | 0.03
LFG | 1.56 | 1.56 | 1.56 | 1.61 | 1.61 | 1.61
Nuc | 1064.72 | 1064.73 | 1064.73 | 1064.73 | 980.64 | 881.22
PS | 0 | 0 | 0 | 0 | 0 | 0
PV | 0 | 0 | 0 | 0 | 0 | 0
PeakG | 0.63 | 0.63 | 0 | 0 | 0 | 0
PeakO | 0 | 0 | 0 | 0 | 0 | 0
ST | 0 | 0 | 0 | 0 | 0 | 0
STOG | 0.05 | 0.01 | 0 | 0 | 0 | 0
STWD | 0.05 | 0.12 | 0.15 | 10.32 | 10.32 | 10.32
WT | 0.01 | 0.01 | 0.01 | 0.01 | 0.05 | 0.06
IGCC | 0 | 0 | 0 | 0 | 0 | 0
DemandResponse | 0 | 0 | 0 | 0 | 0 | 0
IGCC-CCS | 0 | 0 | 0 | 0 | 0 | 0
WT_off | 0 | 0 | 0 | 0 | 0 | 0
PseudoUnit | 0 | 0 | 0 | 0 | 0 | 0
FixedInterchange | 0 | 0 | 0 | 0 | 0 | 0
Total Fuel Consumption by Reporting Type: EI
ReportingType | 2015 | 2020 | 2025 | 2030 | 2035 | 2040
BM | 30.08 | 102.11 | 153.6 | 206.87 | 6234.65 | 9913.58
CC | 7857.47 | 11468.17 | 12011.19 | 11292 | 7163.25 | 4014.45
CSP | 0 | 0 | 0 | 0 | 0 | 0
CT | 6.3 | 6.32 | 6.85 | 20.45 | 5.45 | 1.52
Coal | 8990.11 | 2696.04 | 652.23 | 887.97 | 2033.28 | 2319.67
Geo | 0 | 0 | 0 | 0 | 0 | 0
H | 0 | 0.01 | 0.02 | 0.04 | 0.04 | 0.04
LFG | 16.8 | 71.81 | 308.2 | 348.01 | 348.01 | 348.01
Nuc | 8421.83 | 8739.27 | 9541.56 | 11178.32 | 11513.75 | 13596.31
PS | 0 | 0 | 0 | 0 | 0 | 0
PV | 0 | 0 | 0.01 | 0.01 | 0.01 | 0.05
PeakG | 27.22 | 39.63 | 38.4 | 63.63 | 27.38 | 15.21
PeakO | 0 | 0 | 0.02 | 0 | 0 | 0
ST | 0 | 0 | 0 | 0 | 0 | 0
STOG | 54.01 | 36.72 | 44.25 | 69.62 | 19.26 | 7.48
STWD | 98.06 | 83.62 | 98.39 | 212.87 | 266.03 | 261.12
WT | 0.12 | 0.33 | 0.57 | 0.7 | 0.82 | 0.88
IGCC | 40.45 | 34.04 | 6.37 | 0 | 0 | 0
DemandResponse | 0 | 0 | 0 | 0 | 0 | 0
IGCC-CCS | 0 | 0 | 0 | 0 | 0 | 993.87
WT_off | 0 | 0 | 0.01 | 0.01 | 0.16 | 0.32
PseudoUnit | 0 | 0 | 0.01 | 0.02 | 0.02 | 0.02
FixedInterchange | 0.04 | 0.04 | 0.04 | 0.04 | 0.04 | 0.04
Total Fuel Consumption by Reporting Type: Outside_EI
ReportingType | 2015 | 2020 | 2025 | 2030 | 2035 | 2040
BM | 1.34 | 4.11 | 5.74 | 17.82 | 1244.96 | 2416.75
CC | 3823.21 | 4349.66 | 4925.88 | 4047.83 | 2798.94 | 1413.15
CSP | 0 | 0 | 0 | 0 | 0 | 0
CT | 0 | 0.03 | 0 | 0.03 | 0 | 0
Coal | 2457.34 | 1807.69 | 605.09 | 94.13 | 171.14 | 171.14
Geo | 0.02 | 0.04 | 0.07 | 0.07 | 0.07 | 0.07
H | 0 | 0 | 0 | 0 | 0 | 0
LFG | 3.89 | 159.03 | 160.44 | 198.53 | 198.53 | 198.53
Nuc | 1190.09 | 1190.09 | 1286.61 | 2694 | 4242.52 | 4602.37
PS | 0 | 0 | 0 | 0 | 0 | 0
PV | 0 | 0 | 0 | 0 | 0 | 0.01
PeakG | 0.09 | 0.05 | 0 | 1.21 | 0.06 | 0.1
PeakO | 0 | 0 | 0 | 0 | 0 | 0
ST | 0 | 0.01 | 0.01 | 0.01 | 0.02 | 0.03
STOG | 27.33 | 26.03 | 18.05 | 25.18 | 2.71 | 1.28
STWD | 48.85 | 64.6 | 109.25 | 149.58 | 149.58 | 149.58
WT | 0.06 | 0.12 | 0.2 | 0.35 | 0.37 | 0.39
IGCC | 0 | 0 | 0 | 0 | 0 | 0
DemandResponse | 0 | 0 | 0 | 0 | 0 | 0
IGCC-CCS | 0 | 0 | 0 | 0 | 421.96 | 2855.88
WT_off | 0 | 0 | 0 | 0 | 0 | 0
PseudoUnit | 0 | 0 | 0 | 0 | 0 | 0
FixedInterchange | 0 | 0 | 0 | 0 | 0 | 0
#5 | Annual Emmission Levels
SO2 Emissions (MMshortTons): Entergy
ReportingType | 2015 | 2020 | 2025 | 2030 | 2035 | 2040
BM | 0 | 0 | 0 | 0 | 0 | 0
CC | 0 | 0 | 0 | 0 | 0 | 0
CSP | 0 | 0 | 0 | 0 | 0 | 0
CT | 0 | 0 | 0 | 0 | 0 | 0
Coal | 0.39 | 0 | 0 | 0 | 0 | 0
Geo | 0 | 0 | 0 | 0 | 0 | 0
H | 0 | 0 | 0 | 0 | 0 | 0
LFG | 0 | 0 | 0 | 0 | 0 | 0
Nuc | 0 | 0 | 0 | 0 | 0 | 0
PS | 0 | 0 | 0 | 0 | 0 | 0
PV | 0 | 0 | 0 | 0 | 0 | 0
PeakG | 0 | 0 | 0 | 0 | 0 | 0
PeakO | 0 | 0 | 0 | 0 | 0 | 0
ST | 0 | 0 | 0 | 0 | 0 | 0
STOG | 0 | 0 | 0 | 0 | 0 | 0
STWD | 0 | 0 | 0 | 0 | 0 | 0
WT | 0 | 0 | 0 | 0 | 0 | 0
IGCC | 0 | 0 | 0 | 0 | 0 | 0
DemandResponse | 0 | 0 | 0 | 0 | 0 | 0
IGCC-CCS | 0 | 0 | 0 | 0 | 0 | 0
WT_off | 0 | 0 | 0 | 0 | 0 | 0
PseudoUnit | 0 | 0 | 0 | 0 | 0 | 0
FixedInterchange | 0 | 0 | 0 | 0 | 0 | 0
SO2 Emissions (MMshortTons): FRCC
ReportingType | 2015 | 2020 | 2025 | 2030 | 2035 | 2040
BM | 0 | 0 | 0 | 0 | 0 | 0
CC | 0 | 0 | 0 | 0 | 0 | 0
CSP | 0 | 0 | 0 | 0 | 0 | 0
CT | 0 | 0 | 0 | 0 | 0 | 0
Coal | 0.04 | 0 | 0 | 0 | 0 | 0
Geo | 0 | 0 | 0 | 0 | 0 | 0
H | 0 | 0 | 0 | 0 | 0 | 0
LFG | 0 | 0 | 0 | 0 | 0 | 0
Nuc | 0 | 0 | 0 | 0 | 0 | 0
PS | 0 | 0 | 0 | 0 | 0 | 0
PV | 0 | 0 | 0 | 0 | 0 | 0
PeakG | 0 | 0 | 0 | 0 | 0 | 0
PeakO | 0 | 0 | 0 | 0 | 0 | 0
ST | 0 | 0 | 0 | 0 | 0 | 0
STOG | 0 | 0 | 0 | 0 | 0 | 0
STWD | 0 | 0 | 0 | 0 | 0 | 0
WT | 0 | 0 | 0 | 0 | 0 | 0
IGCC | 0 | 0 | 0 | 0 | 0 | 0
DemandResponse | 0 | 0 | 0 | 0 | 0 | 0
IGCC-CCS | 0 | 0 | 0 | 0 | 0 | 0
WT_off | 0 | 0 | 0 | 0 | 0 | 0
PseudoUnit | 0 | 0 | 0 | 0 | 0 | 0
FixedInterchange | 0 | 0 | 0 | 0 | 0 | 0
SO2 Emissions (MMshortTons): MAPP_US
ReportingType | 2015 | 2020 | 2025 | 2030 | 2035 | 2040
BM | 0 | 0 | 0 | 0 | 0 | 0
CC | 0 | 0 | 0 | 0 | 0 | 0
CSP | 0 | 0 | 0 | 0 | 0 | 0
CT | 0 | 0 | 0 | 0 | 0 | 0
Coal | 0.03 | 0 | 0 | 0 | 0 | 0
Geo | 0 | 0 | 0 | 0 | 0 | 0
H | 0 | 0 | 0 | 0 | 0 | 0
LFG | 0 | 0 | 0 | 0 | 0 | 0
Nuc | 0 | 0 | 0 | 0 | 0 | 0
PS | 0 | 0 | 0 | 0 | 0 | 0
PV | 0 | 0 | 0 | 0 | 0 | 0
PeakG | 0 | 0 | 0 | 0 | 0 | 0
PeakO | 0 | 0 | 0 | 0 | 0 | 0
ST | 0 | 0 | 0 | 0 | 0 | 0
STOG | 0 | 0 | 0 | 0 | 0 | 0
STWD | 0 | 0 | 0 | 0 | 0 | 0
WT | 0 | 0 | 0 | 0 | 0 | 0
IGCC | 0 | 0 | 0 | 0 | 0 | 0
DemandResponse | 0 | 0 | 0 | 0 | 0 | 0
IGCC-CCS | 0 | 0 | 0 | 0 | 0 | 0
WT_off | 0 | 0 | 0 | 0 | 0 | 0
PseudoUnit | 0 | 0 | 0 | 0 | 0 | 0
FixedInterchange | 0 | 0 | 0 | 0 | 0 | 0
SO2 Emissions (MMshortTons): MISO_IN
ReportingType | 2015 | 2020 | 2025 | 2030 | 2035 | 2040
BM | 0 | 0 | 0 | 0 | 0 | 0
CC | 0 | 0 | 0 | 0 | 0 | 0
CSP | 0 | 0 | 0 | 0 | 0 | 0
CT | 0 | 0 | 0 | 0 | 0 | 0
Coal | 0.24 | 0.03 | 0 | 0.01 | 0.03 | 0.04
Geo | 0 | 0 | 0 | 0 | 0 | 0
H | 0 | 0 | 0 | 0 | 0 | 0
LFG | 0 | 0 | 0 | 0 | 0 | 0
Nuc | 0 | 0 | 0 | 0 | 0 | 0
PS | 0 | 0 | 0 | 0 | 0 | 0
PV | 0 | 0 | 0 | 0 | 0 | 0
PeakG | 0 | 0 | 0 | 0 | 0 | 0
PeakO | 0 | 0 | 0 | 0 | 0 | 0
ST | 0 | 0 | 0 | 0 | 0 | 0
STOG | 0 | 0 | 0 | 0 | 0 | 0
STWD | 0 | 0 | 0 | 0 | 0 | 0
WT | 0 | 0 | 0 | 0 | 0 | 0
IGCC | 0 | 0 | 0 | 0 | 0 | 0
DemandResponse | 0 | 0 | 0 | 0 | 0 | 0
IGCC-CCS | 0 | 0 | 0 | 0 | 0 | 0
WT_off | 0 | 0 | 0 | 0 | 0 | 0
PseudoUnit | 0 | 0 | 0 | 0 | 0 | 0
FixedInterchange | 0 | 0 | 0 | 0 | 0 | 0
SO2 Emissions (MMshortTons): MISO_MI
ReportingType | 2015 | 2020 | 2025 | 2030 | 2035 | 2040
BM | 0 | 0 | 0 | 0 | 0 | 0
CC | 0 | 0 | 0 | 0 | 0 | 0
CSP | 0 | 0 | 0 | 0 | 0 | 0
CT | 0 | 0 | 0 | 0 | 0 | 0
Coal | 0.13 | 0 | 0 | 0 | 0 | 0.01
Geo | 0 | 0 | 0 | 0 | 0 | 0
H | 0 | 0 | 0 | 0 | 0 | 0
LFG | 0 | 0 | 0 | 0 | 0 | 0
Nuc | 0 | 0 | 0 | 0 | 0 | 0
PS | 0 | 0 | 0 | 0 | 0 | 0
PV | 0 | 0 | 0 | 0 | 0 | 0
PeakG | 0 | 0 | 0 | 0 | 0 | 0
PeakO | 0 | 0 | 0 | 0 | 0 | 0
ST | 0 | 0 | 0 | 0 | 0 | 0
STOG | 0 | 0 | 0 | 0 | 0 | 0
STWD | 0 | 0 | 0 | 0 | 0 | 0
WT | 0 | 0 | 0 | 0 | 0 | 0
IGCC | 0 | 0 | 0 | 0 | 0 | 0
DemandResponse | 0 | 0 | 0 | 0 | 0 | 0
IGCC-CCS | 0 | 0 | 0 | 0 | 0 | 0
WT_off | 0 | 0 | 0 | 0 | 0 | 0
PseudoUnit | 0 | 0 | 0 | 0 | 0 | 0
FixedInterchange | 0 | 0 | 0 | 0 | 0 | 0
SO2 Emissions (MMshortTons): MISO_MO-IL
ReportingType | 2015 | 2020 | 2025 | 2030 | 2035 | 2040
BM | 0 | 0 | 0 | 0 | 0 | 0
CC | 0 | 0 | 0 | 0 | 0 | 0
CSP | 0 | 0 | 0 | 0 | 0 | 0
CT | 0 | 0 | 0 | 0 | 0 | 0
Coal | 0.38 | 0 | 0 | 0 | 0 | 0
Geo | 0 | 0 | 0 | 0 | 0 | 0
H | 0 | 0 | 0 | 0 | 0 | 0
LFG | 0 | 0 | 0 | 0 | 0 | 0
Nuc | 0 | 0 | 0 | 0 | 0 | 0
PS | 0 | 0 | 0 | 0 | 0 | 0
PV | 0 | 0 | 0 | 0 | 0 | 0
PeakG | 0 | 0 | 0 | 0 | 0 | 0
PeakO | 0 | 0 | 0 | 0 | 0 | 0
ST | 0 | 0 | 0 | 0 | 0 | 0
STOG | 0 | 0 | 0 | 0 | 0 | 0
STWD | 0 | 0 | 0 | 0 | 0 | 0
WT | 0 | 0 | 0 | 0 | 0 | 0
IGCC | 0 | 0 | 0 | 0 | 0 | 0
DemandResponse | 0 | 0 | 0 | 0 | 0 | 0
IGCC-CCS | 0 | 0 | 0 | 0 | 0 | 0
WT_off | 0 | 0 | 0 | 0 | 0 | 0
PseudoUnit | 0 | 0 | 0 | 0 | 0 | 0
FixedInterchange | 0 | 0 | 0 | 0 | 0 | 0
SO2 Emissions (MMshortTons): MISO_W
ReportingType | 2015 | 2020 | 2025 | 2030 | 2035 | 2040
BM | 0 | 0 | 0 | 0 | 0 | 0
CC | 0 | 0 | 0 | 0 | 0 | 0
CSP | 0 | 0 | 0 | 0 | 0 | 0
CT | 0 | 0 | 0 | 0 | 0 | 0
Coal | 0.2 | 0.01 | 0 | 0 | 0 | 0
Geo | 0 | 0 | 0 | 0 | 0 | 0
H | 0 | 0 | 0 | 0 | 0 | 0
LFG | 0 | 0 | 0 | 0 | 0 | 0
Nuc | 0 | 0 | 0 | 0 | 0 | 0
PS | 0 | 0 | 0 | 0 | 0 | 0
PV | 0 | 0 | 0 | 0 | 0 | 0
PeakG | 0 | 0 | 0 | 0 | 0 | 0
PeakO | 0 | 0 | 0 | 0 | 0 | 0
ST | 0 | 0 | 0 | 0 | 0 | 0
STOG | 0 | 0 | 0 | 0 | 0 | 0
STWD | 0 | 0 | 0 | 0 | 0 | 0
WT | 0 | 0 | 0 | 0 | 0 | 0
IGCC | 0 | 0 | 0 | 0 | 0 | 0
DemandResponse | 0 | 0 | 0 | 0 | 0 | 0
IGCC-CCS | 0 | 0 | 0 | 0 | 0 | 0
WT_off | 0 | 0 | 0 | 0 | 0 | 0
PseudoUnit | 0 | 0 | 0 | 0 | 0 | 0
FixedInterchange | 0 | 0 | 0 | 0 | 0 | 0
SO2 Emissions (MMshortTons): MISO_WUMS
ReportingType | 2015 | 2020 | 2025 | 2030 | 2035 | 2040
BM | 0 | 0 | 0 | 0 | 0 | 0
CC | 0 | 0 | 0 | 0 | 0 | 0
CSP | 0 | 0 | 0 | 0 | 0 | 0
CT | 0 | 0 | 0 | 0 | 0 | 0
Coal | 0.03 | 0 | 0 | 0 | 0 | 0
Geo | 0 | 0 | 0 | 0 | 0 | 0
H | 0 | 0 | 0 | 0 | 0 | 0
LFG | 0 | 0 | 0 | 0 | 0 | 0
Nuc | 0 | 0 | 0 | 0 | 0 | 0
PS | 0 | 0 | 0 | 0 | 0 | 0
PV | 0 | 0 | 0 | 0 | 0 | 0
PeakG | 0 | 0 | 0 | 0 | 0 | 0
PeakO | 0 | 0 | 0 | 0 | 0 | 0
ST | 0 | 0 | 0 | 0 | 0 | 0
STOG | 0 | 0 | 0 | 0 | 0 | 0
STWD | 0 | 0 | 0 | 0 | 0 | 0
WT | 0 | 0 | 0 | 0 | 0 | 0
IGCC | 0 | 0 | 0 | 0 | 0 | 0
DemandResponse | 0 | 0 | 0 | 0 | 0 | 0
IGCC-CCS | 0 | 0 | 0 | 0 | 0 | 0
WT_off | 0 | 0 | 0 | 0 | 0 | 0
PseudoUnit | 0 | 0 | 0 | 0 | 0 | 0
FixedInterchange | 0 | 0 | 0 | 0 | 0 | 0
SO2 Emissions (MMshortTons): Nebraska
ReportingType | 2015 | 2020 | 2025 | 2030 | 2035 | 2040
BM | 0 | 0 | 0 | 0 | 0 | 0
CC | 0 | 0 | 0 | 0 | 0 | 0
CSP | 0 | 0 | 0 | 0 | 0 | 0
CT | 0 | 0 | 0 | 0 | 0 | 0
Coal | 0.1 | 0 | 0 | 0 | 0 | 0
Geo | 0 | 0 | 0 | 0 | 0 | 0
H | 0 | 0 | 0 | 0 | 0 | 0
LFG | 0 | 0 | 0 | 0 | 0 | 0
Nuc | 0 | 0 | 0 | 0 | 0 | 0
PS | 0 | 0 | 0 | 0 | 0 | 0
PV | 0 | 0 | 0 | 0 | 0 | 0
PeakG | 0 | 0 | 0 | 0 | 0 | 0
PeakO | 0 | 0 | 0 | 0 | 0 | 0
ST | 0 | 0 | 0 | 0 | 0 | 0
STOG | 0 | 0 | 0 | 0 | 0 | 0
STWD | 0 | 0 | 0 | 0 | 0 | 0
WT | 0 | 0 | 0 | 0 | 0 | 0
IGCC | 0 | 0 | 0 | 0 | 0 | 0
DemandResponse | 0 | 0 | 0 | 0 | 0 | 0
IGCC-CCS | 0 | 0 | 0 | 0 | 0 | 0
WT_off | 0 | 0 | 0 | 0 | 0 | 0
PseudoUnit | 0 | 0 | 0 | 0 | 0 | 0
FixedInterchange | 0 | 0 | 0 | 0 | 0 | 0
SO2 Emissions (MMshortTons): NEISO
ReportingType | 2015 | 2020 | 2025 | 2030 | 2035 | 2040
BM | 0 | 0 | 0 | 0 | 0 | 0
CC | 0 | 0 | 0 | 0 | 0 | 0
CSP | 0 | 0 | 0 | 0 | 0 | 0
CT | 0 | 0 | 0 | 0 | 0 | 0
Coal | 0 | 0 | 0 | 0 | 0 | 0
Geo | 0 | 0 | 0 | 0 | 0 | 0
H | 0 | 0 | 0 | 0 | 0 | 0
LFG | 0 | 0 | 0 | 0 | 0 | 0
Nuc | 0 | 0 | 0 | 0 | 0 | 0
PS | 0 | 0 | 0 | 0 | 0 | 0
PV | 0 | 0 | 0 | 0 | 0 | 0
PeakG | 0 | 0 | 0 | 0 | 0 | 0
PeakO | 0 | 0 | 0 | 0 | 0 | 0
ST | 0 | 0 | 0 | 0 | 0 | 0
STOG | 0 | 0 | 0 | 0 | 0 | 0
STWD | 0 | 0 | 0 | 0 | 0 | 0
WT | 0 | 0 | 0 | 0 | 0 | 0
IGCC | 0 | 0 | 0 | 0 | 0 | 0
DemandResponse | 0 | 0 | 0 | 0 | 0 | 0
IGCC-CCS | 0 | 0 | 0 | 0 | 0 | 0
WT_off | 0 | 0 | 0 | 0 | 0 | 0
PseudoUnit | 0 | 0 | 0 | 0 | 0 | 0
FixedInterchange | 0 | 0 | 0 | 0 | 0 | 0
SO2 Emissions (MMshortTons): NonRTO_Midwest
ReportingType | 2015 | 2020 | 2025 | 2030 | 2035 | 2040
BM | 0 | 0 | 0 | 0 | 0 | 0
CC | 0 | 0 | 0 | 0 | 0 | 0
CSP | 0 | 0 | 0 | 0 | 0 | 0
CT | 0 | 0 | 0 | 0 | 0 | 0
Coal | 0.11 | 0.03 | 0.01 | 0.01 | 0.02 | 0.02
Geo | 0 | 0 | 0 | 0 | 0 | 0
H | 0 | 0 | 0 | 0 | 0 | 0
LFG | 0 | 0 | 0 | 0 | 0 | 0
Nuc | 0 | 0 | 0 | 0 | 0 | 0
PS | 0 | 0 | 0 | 0 | 0 | 0
PV | 0 | 0 | 0 | 0 | 0 | 0
PeakG | 0 | 0 | 0 | 0 | 0 | 0
PeakO | 0 | 0 | 0 | 0 | 0 | 0
ST | 0 | 0 | 0 | 0 | 0 | 0
STOG | 0 | 0 | 0 | 0 | 0 | 0
STWD | 0 | 0 | 0 | 0 | 0 | 0
WT | 0 | 0 | 0 | 0 | 0 | 0
IGCC | 0 | 0 | 0 | 0 | 0 | 0
DemandResponse | 0 | 0 | 0 | 0 | 0 | 0
IGCC-CCS | 0 | 0 | 0 | 0 | 0 | 0
WT_off | 0 | 0 | 0 | 0 | 0 | 0
PseudoUnit | 0 | 0 | 0 | 0 | 0 | 0
FixedInterchange | 0 | 0 | 0 | 0 | 0 | 0
SO2 Emissions (MMshortTons): NYISO_A-F
ReportingType | 2015 | 2020 | 2025 | 2030 | 2035 | 2040
BM | 0 | 0 | 0 | 0 | 0 | 0
CC | 0 | 0 | 0 | 0 | 0 | 0
CSP | 0 | 0 | 0 | 0 | 0 | 0
CT | 0 | 0 | 0 | 0 | 0 | 0
Coal | 0 | 0 | 0 | 0 | 0 | 0
Geo | 0 | 0 | 0 | 0 | 0 | 0
H | 0 | 0 | 0 | 0 | 0 | 0
LFG | 0 | 0 | 0 | 0 | 0 | 0
Nuc | 0 | 0 | 0 | 0 | 0 | 0
PS | 0 | 0 | 0 | 0 | 0 | 0
PV | 0 | 0 | 0 | 0 | 0 | 0
PeakG | 0 | 0 | 0 | 0 | 0 | 0
PeakO | 0 | 0 | 0 | 0 | 0 | 0
ST | 0 | 0 | 0 | 0 | 0 | 0
STOG | 0 | 0 | 0 | 0 | 0 | 0
STWD | 0 | 0 | 0 | 0 | 0 | 0
WT | 0 | 0 | 0 | 0 | 0 | 0
IGCC | 0 | 0 | 0 | 0 | 0 | 0
DemandResponse | 0 | 0 | 0 | 0 | 0 | 0
IGCC-CCS | 0 | 0 | 0 | 0 | 0 | 0
WT_off | 0 | 0 | 0 | 0 | 0 | 0
PseudoUnit | 0 | 0 | 0 | 0 | 0 | 0
FixedInterchange | 0 | 0 | 0 | 0 | 0 | 0
SO2 Emissions (MMshortTons): NYISO_G-I
ReportingType | 2015 | 2020 | 2025 | 2030 | 2035 | 2040
BM | 0 | 0 | 0 | 0 | 0 | 0
CC | 0 | 0 | 0 | 0 | 0 | 0
CSP | 0 | 0 | 0 | 0 | 0 | 0
CT | 0 | 0 | 0 | 0 | 0 | 0
Coal | 0 | 0 | 0 | 0 | 0 | 0
Geo | 0 | 0 | 0 | 0 | 0 | 0
H | 0 | 0 | 0 | 0 | 0 | 0
LFG | 0 | 0 | 0 | 0 | 0 | 0
Nuc | 0 | 0 | 0 | 0 | 0 | 0
PS | 0 | 0 | 0 | 0 | 0 | 0
PV | 0 | 0 | 0 | 0 | 0 | 0
PeakG | 0 | 0 | 0 | 0 | 0 | 0
PeakO | 0 | 0 | 0 | 0 | 0 | 0
ST | 0 | 0 | 0 | 0 | 0 | 0
STOG | 0 | 0 | 0 | 0 | 0 | 0
STWD | 0 | 0 | 0 | 0 | 0 | 0
WT | 0 | 0 | 0 | 0 | 0 | 0
IGCC | 0 | 0 | 0 | 0 | 0 | 0
DemandResponse | 0 | 0 | 0 | 0 | 0 | 0
IGCC-CCS | 0 | 0 | 0 | 0 | 0 | 0
WT_off | 0 | 0 | 0 | 0 | 0 | 0
PseudoUnit | 0 | 0 | 0 | 0 | 0 | 0
FixedInterchange | 0 | 0 | 0 | 0 | 0 | 0
SO2 Emissions (MMshortTons): NYISO_J-K
ReportingType | 2015 | 2020 | 2025 | 2030 | 2035 | 2040
BM | 0 | 0 | 0 | 0 | 0 | 0
CC | 0 | 0 | 0 | 0 | 0 | 0
CSP | 0 | 0 | 0 | 0 | 0 | 0
CT | 0 | 0 | 0 | 0 | 0 | 0
Coal | 0 | 0 | 0 | 0 | 0 | 0
Geo | 0 | 0 | 0 | 0 | 0 | 0
H | 0 | 0 | 0 | 0 | 0 | 0
LFG | 0 | 0 | 0 | 0 | 0 | 0
Nuc | 0 | 0 | 0 | 0 | 0 | 0
PS | 0 | 0 | 0 | 0 | 0 | 0
PV | 0 | 0 | 0 | 0 | 0 | 0
PeakG | 0 | 0 | 0 | 0 | 0 | 0
PeakO | 0 | 0 | 0 | 0 | 0 | 0
ST | 0 | 0 | 0 | 0 | 0 | 0
STOG | 0 | 0 | 0 | 0 | 0 | 0
STWD | 0 | 0 | 0 | 0 | 0 | 0
WT | 0 | 0 | 0 | 0 | 0 | 0
IGCC | 0 | 0 | 0 | 0 | 0 | 0
DemandResponse | 0 | 0 | 0 | 0 | 0 | 0
IGCC-CCS | 0 | 0 | 0 | 0 | 0 | 0
WT_off | 0 | 0 | 0 | 0 | 0 | 0
PseudoUnit | 0 | 0 | 0 | 0 | 0 | 0
FixedInterchange | 0 | 0 | 0 | 0 | 0 | 0
SO2 Emissions (MMshortTons): PJM_E
ReportingType | 2015 | 2020 | 2025 | 2030 | 2035 | 2040
BM | 0 | 0 | 0 | 0 | 0 | 0
CC | 0 | 0 | 0 | 0 | 0 | 0
CSP | 0 | 0 | 0 | 0 | 0 | 0
CT | 0 | 0 | 0 | 0 | 0 | 0
Coal | 0 | 0 | 0 | 0 | 0 | 0
Geo | 0 | 0 | 0 | 0 | 0 | 0
H | 0 | 0 | 0 | 0 | 0 | 0
LFG | 0 | 0 | 0 | 0 | 0 | 0
Nuc | 0 | 0 | 0 | 0 | 0 | 0
PS | 0 | 0 | 0 | 0 | 0 | 0
PV | 0 | 0 | 0 | 0 | 0 | 0
PeakG | 0 | 0 | 0 | 0 | 0 | 0
PeakO | 0 | 0 | 0 | 0 | 0 | 0
ST | 0 | 0 | 0 | 0 | 0 | 0
STOG | 0 | 0 | 0 | 0 | 0 | 0
STWD | 0 | 0 | 0 | 0 | 0 | 0
WT | 0 | 0 | 0 | 0 | 0 | 0
IGCC | 0 | 0 | 0 | 0 | 0 | 0
DemandResponse | 0 | 0 | 0 | 0 | 0 | 0
IGCC-CCS | 0 | 0 | 0 | 0 | 0 | 0
WT_off | 0 | 0 | 0 | 0 | 0 | 0
PseudoUnit | 0 | 0 | 0 | 0 | 0 | 0
FixedInterchange | 0 | 0 | 0 | 0 | 0 | 0
SO2 Emissions (MMshortTons): PJM_ROM
ReportingType | 2015 | 2020 | 2025 | 2030 | 2035 | 2040
BM | 0 | 0 | 0 | 0 | 0 | 0
CC | 0 | 0 | 0 | 0 | 0 | 0
CSP | 0 | 0 | 0 | 0 | 0 | 0
CT | 0 | 0 | 0 | 0 | 0 | 0
Coal | 0.16 | 0.01 | 0 | 0.01 | 0.01 | 0.01
Geo | 0 | 0 | 0 | 0 | 0 | 0
H | 0 | 0 | 0 | 0 | 0 | 0
LFG | 0 | 0 | 0 | 0 | 0 | 0
Nuc | 0 | 0 | 0 | 0 | 0 | 0
PS | 0 | 0 | 0 | 0 | 0 | 0
PV | 0 | 0 | 0 | 0 | 0 | 0
PeakG | 0 | 0 | 0 | 0 | 0 | 0
PeakO | 0 | 0 | 0 | 0 | 0 | 0
ST | 0 | 0 | 0 | 0 | 0 | 0
STOG | 0 | 0 | 0 | 0 | 0 | 0
STWD | 0 | 0 | 0 | 0 | 0 | 0
WT | 0 | 0 | 0 | 0 | 0 | 0
IGCC | 0 | 0 | 0 | 0 | 0 | 0
DemandResponse | 0 | 0 | 0 | 0 | 0 | 0
IGCC-CCS | 0 | 0 | 0 | 0 | 0 | 0
WT_off | 0 | 0 | 0 | 0 | 0 | 0
PseudoUnit | 0 | 0 | 0 | 0 | 0 | 0
FixedInterchange | 0 | 0 | 0 | 0 | 0 | 0
SO2 Emissions (MMshortTons): PJM_ROR
ReportingType | 2015 | 2020 | 2025 | 2030 | 2035 | 2040
BM | 0 | 0 | 0 | 0 | 0 | 0
CC | 0 | 0 | 0 | 0 | 0 | 0
CSP | 0 | 0 | 0 | 0 | 0 | 0
CT | 0 | 0 | 0 | 0 | 0 | 0
Coal | 0.95 | 0.08 | 0.02 | 0.03 | 0.07 | 0.08
Geo | 0 | 0 | 0 | 0 | 0 | 0
H | 0 | 0 | 0 | 0 | 0 | 0
LFG | 0 | 0 | 0 | 0 | 0 | 0
Nuc | 0 | 0 | 0 | 0 | 0 | 0
PS | 0 | 0 | 0 | 0 | 0 | 0
PV | 0 | 0 | 0 | 0 | 0 | 0
PeakG | 0 | 0 | 0 | 0 | 0 | 0
PeakO | 0 | 0 | 0 | 0 | 0 | 0
ST | 0 | 0 | 0 | 0 | 0 | 0
STOG | 0 | 0 | 0 | 0 | 0 | 0
STWD | 0 | 0 | 0 | 0 | 0 | 0
WT | 0 | 0 | 0 | 0 | 0 | 0
IGCC | 0 | 0 | 0 | 0 | 0 | 0
DemandResponse | 0 | 0 | 0 | 0 | 0 | 0
IGCC-CCS | 0 | 0 | 0 | 0 | 0 | 0.02
WT_off | 0 | 0 | 0 | 0 | 0 | 0
PseudoUnit | 0 | 0 | 0 | 0 | 0 | 0
FixedInterchange | 0 | 0 | 0 | 0 | 0 | 0
SO2 Emissions (MMshortTons): SOCO
ReportingType | 2015 | 2020 | 2025 | 2030 | 2035 | 2040
BM | 0 | 0 | 0 | 0 | 0 | 0
CC | 0 | 0 | 0 | 0 | 0 | 0
CSP | 0 | 0 | 0 | 0 | 0 | 0
CT | 0 | 0 | 0 | 0 | 0 | 0
Coal | 0.23 | 0.01 | 0 | 0.01 | 0.01 | 0.01
Geo | 0 | 0 | 0 | 0 | 0 | 0
H | 0 | 0 | 0 | 0 | 0 | 0
LFG | 0 | 0 | 0 | 0 | 0 | 0
Nuc | 0 | 0 | 0 | 0 | 0 | 0
PS | 0 | 0 | 0 | 0 | 0 | 0
PV | 0 | 0 | 0 | 0 | 0 | 0
PeakG | 0 | 0 | 0 | 0 | 0 | 0
PeakO | 0 | 0 | 0 | 0 | 0 | 0
ST | 0 | 0 | 0 | 0 | 0 | 0
STOG | 0 | 0 | 0 | 0 | 0 | 0
STWD | 0 | 0 | 0 | 0 | 0 | 0
WT | 0 | 0 | 0 | 0 | 0 | 0
IGCC | 0 | 0 | 0 | 0 | 0 | 0
DemandResponse | 0 | 0 | 0 | 0 | 0 | 0
IGCC-CCS | 0 | 0 | 0 | 0 | 0 | 0
WT_off | 0 | 0 | 0 | 0 | 0 | 0
PseudoUnit | 0 | 0 | 0 | 0 | 0 | 0
FixedInterchange | 0 | 0 | 0 | 0 | 0 | 0
SO2 Emissions (MMshortTons): SPP_N
ReportingType | 2015 | 2020 | 2025 | 2030 | 2035 | 2040
BM | 0 | 0 | 0 | 0 | 0 | 0
CC | 0 | 0 | 0 | 0 | 0 | 0
CSP | 0 | 0 | 0 | 0 | 0 | 0
CT | 0 | 0 | 0 | 0 | 0 | 0
Coal | 0.07 | 0 | 0 | 0 | 0 | 0
Geo | 0 | 0 | 0 | 0 | 0 | 0
H | 0 | 0 | 0 | 0 | 0 | 0
LFG | 0 | 0 | 0 | 0 | 0 | 0
Nuc | 0 | 0 | 0 | 0 | 0 | 0
PS | 0 | 0 | 0 | 0 | 0 | 0
PV | 0 | 0 | 0 | 0 | 0 | 0
PeakG | 0 | 0 | 0 | 0 | 0 | 0
PeakO | 0 | 0 | 0 | 0 | 0 | 0
ST | 0 | 0 | 0 | 0 | 0 | 0
STOG | 0 | 0 | 0 | 0 | 0 | 0
STWD | 0 | 0 | 0 | 0 | 0 | 0
WT | 0 | 0 | 0 | 0 | 0 | 0
IGCC | 0 | 0 | 0 | 0 | 0 | 0
DemandResponse | 0 | 0 | 0 | 0 | 0 | 0
IGCC-CCS | 0 | 0 | 0 | 0 | 0 | 0
WT_off | 0 | 0 | 0 | 0 | 0 | 0
PseudoUnit | 0 | 0 | 0 | 0 | 0 | 0
FixedInterchange | 0 | 0 | 0 | 0 | 0 | 0
SO2 Emissions (MMshortTons): SPP_S
ReportingType | 2015 | 2020 | 2025 | 2030 | 2035 | 2040
BM | 0 | 0 | 0 | 0 | 0 | 0
CC | 0 | 0 | 0 | 0 | 0 | 0
CSP | 0 | 0 | 0 | 0 | 0 | 0
CT | 0 | 0 | 0 | 0 | 0 | 0
Coal | 0.31 | 0 | 0 | 0 | 0 | 0
Geo | 0 | 0 | 0 | 0 | 0 | 0
H | 0 | 0 | 0 | 0 | 0 | 0
LFG | 0 | 0 | 0 | 0 | 0 | 0
Nuc | 0 | 0 | 0 | 0 | 0 | 0
PS | 0 | 0 | 0 | 0 | 0 | 0
PV | 0 | 0 | 0 | 0 | 0 | 0
PeakG | 0 | 0 | 0 | 0 | 0 | 0
PeakO | 0 | 0 | 0 | 0 | 0 | 0
ST | 0 | 0 | 0 | 0 | 0 | 0
STOG | 0 | 0 | 0 | 0 | 0 | 0
STWD | 0 | 0 | 0 | 0 | 0 | 0
WT | 0 | 0 | 0 | 0 | 0 | 0
IGCC | 0 | 0 | 0 | 0 | 0 | 0
DemandResponse | 0 | 0 | 0 | 0 | 0 | 0
IGCC-CCS | 0 | 0 | 0 | 0 | 0 | 0
WT_off | 0 | 0 | 0 | 0 | 0 | 0
PseudoUnit | 0 | 0 | 0 | 0 | 0 | 0
FixedInterchange | 0 | 0 | 0 | 0 | 0 | 0
SO2 Emissions (MMshortTons): TVA
ReportingType | 2015 | 2020 | 2025 | 2030 | 2035 | 2040
BM | 0 | 0 | 0 | 0 | 0 | 0
CC | 0 | 0 | 0 | 0 | 0 | 0
CSP | 0 | 0 | 0 | 0 | 0 | 0
CT | 0 | 0 | 0 | 0 | 0 | 0
Coal | 0.22 | 0.01 | 0 | 0 | 0.02 | 0.02
Geo | 0 | 0 | 0 | 0 | 0 | 0
H | 0 | 0 | 0 | 0 | 0 | 0
LFG | 0 | 0 | 0 | 0 | 0 | 0
Nuc | 0 | 0 | 0 | 0 | 0 | 0
PS | 0 | 0 | 0 | 0 | 0 | 0
PV | 0 | 0 | 0 | 0 | 0 | 0
PeakG | 0 | 0 | 0 | 0 | 0 | 0
PeakO | 0 | 0 | 0 | 0 | 0 | 0
ST | 0 | 0 | 0 | 0 | 0 | 0
STOG | 0 | 0 | 0 | 0 | 0 | 0
STWD | 0 | 0 | 0 | 0 | 0 | 0
WT | 0 | 0 | 0 | 0 | 0 | 0
IGCC | 0 | 0 | 0 | 0 | 0 | 0
DemandResponse | 0 | 0 | 0 | 0 | 0 | 0
IGCC-CCS | 0 | 0 | 0 | 0 | 0 | 0.03
WT_off | 0 | 0 | 0 | 0 | 0 | 0
PseudoUnit | 0 | 0 | 0 | 0 | 0 | 0
FixedInterchange | 0 | 0 | 0 | 0 | 0 | 0
SO2 Emissions (MMshortTons): TVA_Transmission
ReportingType | 2015 | 2020 | 2025 | 2030 | 2035 | 2040
BM | 0 | 0 | 0 | 0 | 0 | 0
CC | 0 | 0 | 0 | 0 | 0 | 0
CSP | 0 | 0 | 0 | 0 | 0 | 0
CT | 0 | 0 | 0 | 0 | 0 | 0
Coal | 0 | 0 | 0 | 0 | 0 | 0
Geo | 0 | 0 | 0 | 0 | 0 | 0
H | 0 | 0 | 0 | 0 | 0 | 0
LFG | 0 | 0 | 0 | 0 | 0 | 0
Nuc | 0 | 0 | 0 | 0 | 0 | 0
PS | 0 | 0 | 0 | 0 | 0 | 0
PV | 0 | 0 | 0 | 0 | 0 | 0
PeakG | 0 | 0 | 0 | 0 | 0 | 0
PeakO | 0 | 0 | 0 | 0 | 0 | 0
ST | 0 | 0 | 0 | 0 | 0 | 0
STOG | 0 | 0 | 0 | 0 | 0 | 0
STWD | 0 | 0 | 0 | 0 | 0 | 0
WT | 0 | 0 | 0 | 0 | 0 | 0
IGCC | 0 | 0 | 0 | 0 | 0 | 0
DemandResponse | 0 | 0 | 0 | 0 | 0 | 0
IGCC-CCS | 0 | 0 | 0 | 0 | 0 | 0
WT_off | 0 | 0 | 0 | 0 | 0 | 0
PseudoUnit | 0 | 0 | 0 | 0 | 0 | 0
FixedInterchange | 0 | 0 | 0 | 0 | 0 | 0
SO2 Emissions (MMshortTons): VACAR
ReportingType | 2015 | 2020 | 2025 | 2030 | 2035 | 2040
BM | 0 | 0 | 0 | 0 | 0 | 0
CC | 0 | 0 | 0 | 0 | 0 | 0
CSP | 0 | 0 | 0 | 0 | 0 | 0
CT | 0 | 0 | 0 | 0 | 0 | 0
Coal | 0.01 | 0.01 | 0 | 0 | 0.01 | 0.01
Geo | 0 | 0 | 0 | 0 | 0 | 0
H | 0 | 0 | 0 | 0 | 0 | 0
LFG | 0 | 0 | 0 | 0 | 0 | 0
Nuc | 0 | 0 | 0 | 0 | 0 | 0
PS | 0 | 0 | 0 | 0 | 0 | 0
PV | 0 | 0 | 0 | 0 | 0 | 0
PeakG | 0 | 0 | 0 | 0 | 0 | 0
PeakO | 0 | 0 | 0 | 0 | 0 | 0
ST | 0 | 0 | 0 | 0 | 0 | 0
STOG | 0 | 0 | 0 | 0 | 0 | 0
STWD | 0 | 0 | 0 | 0 | 0 | 0
WT | 0 | 0 | 0 | 0 | 0 | 0
IGCC | 0 | 0 | 0 | 0 | 0 | 0
DemandResponse | 0 | 0 | 0 | 0 | 0 | 0
IGCC-CCS | 0 | 0 | 0 | 0 | 0 | 0
WT_off | 0 | 0 | 0 | 0 | 0 | 0
PseudoUnit | 0 | 0 | 0 | 0 | 0 | 0
FixedInterchange | 0 | 0 | 0 | 0 | 0 | 0
SO2 Emissions (MMshortTons): IESO
ReportingType | 2015 | 2020 | 2025 | 2030 | 2035 | 2040
BM | 0 | 0 | 0 | 0 | 0 | 0
CC | 0 | 0 | 0 | 0 | 0 | 0
CSP | 0 | 0 | 0 | 0 | 0 | 0
CT | 0 | 0 | 0 | 0 | 0 | 0
Coal | 0 | 0 | 0 | 0 | 0 | 0
Geo | 0 | 0 | 0 | 0 | 0 | 0
H | 0 | 0 | 0 | 0 | 0 | 0
LFG | 0 | 0 | 0 | 0 | 0 | 0
Nuc | 0 | 0 | 0 | 0 | 0 | 0
PS | 0 | 0 | 0 | 0 | 0 | 0
PV | 0 | 0 | 0 | 0 | 0 | 0
PeakG | 0 | 0 | 0 | 0 | 0 | 0
PeakO | 0 | 0 | 0 | 0 | 0 | 0
ST | 0 | 0 | 0 | 0 | 0 | 0
STOG | 0 | 0 | 0 | 0 | 0 | 0
STWD | 0 | 0 | 0 | 0 | 0 | 0
WT | 0 | 0 | 0 | 0 | 0 | 0
IGCC | 0 | 0 | 0 | 0 | 0 | 0
DemandResponse | 0 | 0 | 0 | 0 | 0 | 0
IGCC-CCS | 0 | 0 | 0 | 0 | 0 | 0
WT_off | 0 | 0 | 0 | 0 | 0 | 0
PseudoUnit | 0 | 0 | 0 | 0 | 0 | 0
FixedInterchange | 0 | 0 | 0 | 0 | 0 | 0
SO2 Emissions (MMshortTons): MAPP_CA
ReportingType | 2015 | 2020 | 2025 | 2030 | 2035 | 2040
BM | 0 | 0 | 0 | 0 | 0 | 0
CC | 0 | 0 | 0 | 0 | 0 | 0
CSP | 0 | 0 | 0 | 0 | 0 | 0
CT | 0 | 0 | 0 | 0 | 0 | 0
Coal | 0.01 | 0.01 | 0 | 0 | 0 | 0
Geo | 0 | 0 | 0 | 0 | 0 | 0
H | 0 | 0 | 0 | 0 | 0 | 0
LFG | 0 | 0 | 0 | 0 | 0 | 0
Nuc | 0 | 0 | 0 | 0 | 0 | 0
PS | 0 | 0 | 0 | 0 | 0 | 0
PV | 0 | 0 | 0 | 0 | 0 | 0
PeakG | 0 | 0 | 0 | 0 | 0 | 0
PeakO | 0 | 0 | 0 | 0 | 0 | 0
ST | 0 | 0 | 0 | 0 | 0 | 0
STOG | 0 | 0 | 0 | 0 | 0 | 0
STWD | 0 | 0 | 0 | 0 | 0 | 0
WT | 0 | 0 | 0 | 0 | 0 | 0
IGCC | 0 | 0 | 0 | 0 | 0 | 0
DemandResponse | 0 | 0 | 0 | 0 | 0 | 0
IGCC-CCS | 0 | 0 | 0 | 0 | 0 | 0
WT_off | 0 | 0 | 0 | 0 | 0 | 0
PseudoUnit | 0 | 0 | 0 | 0 | 0 | 0
FixedInterchange | 0 | 0 | 0 | 0 | 0 | 0
SO2 Emissions (MMshortTons): AZ_NM_SNV_Coal
ReportingType | 2015 | 2020 | 2025 | 2030 | 2035 | 2040
BM | 0 | 0 | 0 | 0 | 0 | 0
CC | 0 | 0 | 0 | 0 | 0 | 0
CSP | 0 | 0 | 0 | 0 | 0 | 0
CT | 0 | 0 | 0 | 0 | 0 | 0
Coal | 0.02 | 0.01 | 0 | 0 | 0 | 0
Geo | 0 | 0 | 0 | 0 | 0 | 0
H | 0 | 0 | 0 | 0 | 0 | 0
LFG | 0 | 0 | 0 | 0 | 0 | 0
Nuc | 0 | 0 | 0 | 0 | 0 | 0
PS | 0 | 0 | 0 | 0 | 0 | 0
PV | 0 | 0 | 0 | 0 | 0 | 0
PeakG | 0 | 0 | 0 | 0 | 0 | 0
PeakO | 0 | 0 | 0 | 0 | 0 | 0
ST | 0 | 0 | 0 | 0 | 0 | 0
STOG | 0 | 0 | 0 | 0 | 0 | 0
STWD | 0 | 0 | 0 | 0 | 0 | 0
WT | 0 | 0 | 0 | 0 | 0 | 0
IGCC | 0 | 0 | 0 | 0 | 0 | 0
DemandResponse | 0 | 0 | 0 | 0 | 0 | 0
IGCC-CCS | 0 | 0 | 0 | 0 | 0 | 0
WT_off | 0 | 0 | 0 | 0 | 0 | 0
PseudoUnit | 0 | 0 | 0 | 0 | 0 | 0
FixedInterchange | 0 | 0 | 0 | 0 | 0 | 0
SO2 Emissions (MMshortTons): AZ_NM_SNV_Gas
ReportingType | 2015 | 2020 | 2025 | 2030 | 2035 | 2040
BM | 0 | 0 | 0 | 0 | 0 | 0
CC | 0 | 0 | 0 | 0 | 0 | 0
CSP | 0 | 0 | 0 | 0 | 0 | 0
CT | 0 | 0 | 0 | 0 | 0 | 0
Coal | 0 | 0 | 0 | 0 | 0 | 0
Geo | 0 | 0 | 0 | 0 | 0 | 0
H | 0 | 0 | 0 | 0 | 0 | 0
LFG | 0 | 0 | 0 | 0 | 0 | 0
Nuc | 0 | 0 | 0 | 0 | 0 | 0
PS | 0 | 0 | 0 | 0 | 0 | 0
PV | 0 | 0 | 0 | 0 | 0 | 0
PeakG | 0 | 0 | 0 | 0 | 0 | 0
PeakO | 0 | 0 | 0 | 0 | 0 | 0
ST | 0 | 0 | 0 | 0 | 0 | 0
STOG | 0 | 0 | 0 | 0 | 0 | 0
STWD | 0 | 0 | 0 | 0 | 0 | 0
WT | 0 | 0 | 0 | 0 | 0 | 0
IGCC | 0 | 0 | 0 | 0 | 0 | 0
DemandResponse | 0 | 0 | 0 | 0 | 0 | 0
IGCC-CCS | 0 | 0 | 0 | 0 | 0 | 0
WT_off | 0 | 0 | 0 | 0 | 0 | 0
PseudoUnit | 0 | 0 | 0 | 0 | 0 | 0
FixedInterchange | 0 | 0 | 0 | 0 | 0 | 0
SO2 Emissions (MMshortTons): AZ_NM_SNV_NucRenew
ReportingType | 2015 | 2020 | 2025 | 2030 | 2035 | 2040
BM | 0 | 0 | 0 | 0 | 0 | 0
CC | 0 | 0 | 0 | 0 | 0 | 0
CSP | 0 | 0 | 0 | 0 | 0 | 0
CT | 0 | 0 | 0 | 0 | 0 | 0
Coal | 0 | 0 | 0 | 0 | 0 | 0
Geo | 0 | 0 | 0 | 0 | 0 | 0
H | 0 | 0 | 0 | 0 | 0 | 0
LFG | 0 | 0 | 0 | 0 | 0 | 0
Nuc | 0 | 0 | 0 | 0 | 0 | 0
PS | 0 | 0 | 0 | 0 | 0 | 0
PV | 0 | 0 | 0 | 0 | 0 | 0
PeakG | 0 | 0 | 0 | 0 | 0 | 0
PeakO | 0 | 0 | 0 | 0 | 0 | 0
ST | 0 | 0 | 0 | 0 | 0 | 0
STOG | 0 | 0 | 0 | 0 | 0 | 0
STWD | 0 | 0 | 0 | 0 | 0 | 0
WT | 0 | 0 | 0 | 0 | 0 | 0
IGCC | 0 | 0 | 0 | 0 | 0 | 0
DemandResponse | 0 | 0 | 0 | 0 | 0 | 0
IGCC-CCS | 0 | 0 | 0 | 0 | 0 | 0
WT_off | 0 | 0 | 0 | 0 | 0 | 0
PseudoUnit | 0 | 0 | 0 | 0 | 0 | 0
FixedInterchange | 0 | 0 | 0 | 0 | 0 | 0
SO2 Emissions (MMshortTons): ERCOT
ReportingType | 2015 | 2020 | 2025 | 2030 | 2035 | 2040
BM | 0 | 0 | 0 | 0 | 0 | 0
CC | 0 | 0 | 0 | 0 | 0 | 0
CSP | 0 | 0 | 0 | 0 | 0 | 0
CT | 0 | 0 | 0 | 0 | 0 | 0
Coal | 0.05 | 0.03 | 0 | 0 | 0 | 0
Geo | 0 | 0 | 0 | 0 | 0 | 0
H | 0 | 0 | 0 | 0 | 0 | 0
LFG | 0 | 0 | 0 | 0 | 0 | 0
Nuc | 0 | 0 | 0 | 0 | 0 | 0
PS | 0 | 0 | 0 | 0 | 0 | 0
PV | 0 | 0 | 0 | 0 | 0 | 0
PeakG | 0 | 0 | 0 | 0 | 0 | 0
PeakO | 0 | 0 | 0 | 0 | 0 | 0
ST | 0 | 0 | 0 | 0 | 0 | 0
STOG | 0 | 0 | 0 | 0 | 0 | 0
STWD | 0 | 0 | 0 | 0 | 0 | 0
WT | 0 | 0 | 0 | 0 | 0 | 0
IGCC | 0 | 0 | 0 | 0 | 0 | 0
DemandResponse | 0 | 0 | 0 | 0 | 0 | 0
IGCC-CCS | 0 | 0 | 0 | 0 | 0 | 0
WT_off | 0 | 0 | 0 | 0 | 0 | 0
PseudoUnit | 0 | 0 | 0 | 0 | 0 | 0
FixedInterchange | 0 | 0 | 0 | 0 | 0 | 0
SO2 Emissions (MMshortTons): NP15
ReportingType | 2015 | 2020 | 2025 | 2030 | 2035 | 2040
BM | 0 | 0 | 0 | 0 | 0 | 0
CC | 0 | 0 | 0 | 0 | 0 | 0
CSP | 0 | 0 | 0 | 0 | 0 | 0
CT | 0 | 0 | 0 | 0 | 0 | 0
Coal | 0 | 0 | 0 | 0 | 0 | 0
Geo | 0 | 0 | 0 | 0 | 0 | 0
H | 0 | 0 | 0 | 0 | 0 | 0
LFG | 0 | 0 | 0 | 0 | 0 | 0
Nuc | 0 | 0 | 0 | 0 | 0 | 0
PS | 0 | 0 | 0 | 0 | 0 | 0
PV | 0 | 0 | 0 | 0 | 0 | 0
PeakG | 0 | 0 | 0 | 0 | 0 | 0
PeakO | 0 | 0 | 0 | 0 | 0 | 0
ST | 0 | 0 | 0 | 0 | 0 | 0
STOG | 0 | 0 | 0 | 0 | 0 | 0
STWD | 0 | 0 | 0 | 0 | 0 | 0
WT | 0 | 0 | 0 | 0 | 0 | 0
IGCC | 0 | 0 | 0 | 0 | 0 | 0
DemandResponse | 0 | 0 | 0 | 0 | 0 | 0
IGCC-CCS | 0 | 0 | 0 | 0 | 0 | 0.01
WT_off | 0 | 0 | 0 | 0 | 0 | 0
PseudoUnit | 0 | 0 | 0 | 0 | 0 | 0
FixedInterchange | 0 | 0 | 0 | 0 | 0 | 0
SO2 Emissions (MMshortTons): NWPP_Coal
ReportingType | 2015 | 2020 | 2025 | 2030 | 2035 | 2040
BM | 0 | 0 | 0 | 0 | 0 | 0
CC | 0 | 0 | 0 | 0 | 0 | 0
CSP | 0 | 0 | 0 | 0 | 0 | 0
CT | 0 | 0 | 0 | 0 | 0 | 0
Coal | 0.08 | 0.01 | 0 | 0 | 0 | 0
Geo | 0 | 0 | 0 | 0 | 0 | 0
H | 0 | 0 | 0 | 0 | 0 | 0
LFG | 0 | 0 | 0 | 0 | 0 | 0
Nuc | 0 | 0 | 0 | 0 | 0 | 0
PS | 0 | 0 | 0 | 0 | 0 | 0
PV | 0 | 0 | 0 | 0 | 0 | 0
PeakG | 0 | 0 | 0 | 0 | 0 | 0
PeakO | 0 | 0 | 0 | 0 | 0 | 0
ST | 0 | 0 | 0 | 0 | 0 | 0
STOG | 0 | 0 | 0 | 0 | 0 | 0
STWD | 0 | 0 | 0 | 0 | 0 | 0
WT | 0 | 0 | 0 | 0 | 0 | 0
IGCC | 0 | 0 | 0 | 0 | 0 | 0
DemandResponse | 0 | 0 | 0 | 0 | 0 | 0
IGCC-CCS | 0 | 0 | 0 | 0 | 0 | 0
WT_off | 0 | 0 | 0 | 0 | 0 | 0
PseudoUnit | 0 | 0 | 0 | 0 | 0 | 0
FixedInterchange | 0 | 0 | 0 | 0 | 0 | 0
SO2 Emissions (MMshortTons): NWPP_Gas
ReportingType | 2015 | 2020 | 2025 | 2030 | 2035 | 2040
BM | 0 | 0 | 0 | 0 | 0 | 0
CC | 0 | 0 | 0 | 0 | 0 | 0
CSP | 0 | 0 | 0 | 0 | 0 | 0
CT | 0 | 0 | 0 | 0 | 0 | 0
Coal | 0 | 0 | 0 | 0 | 0 | 0
Geo | 0 | 0 | 0 | 0 | 0 | 0
H | 0 | 0 | 0 | 0 | 0 | 0
LFG | 0 | 0 | 0 | 0 | 0 | 0
Nuc | 0 | 0 | 0 | 0 | 0 | 0
PS | 0 | 0 | 0 | 0 | 0 | 0
PV | 0 | 0 | 0 | 0 | 0 | 0
PeakG | 0 | 0 | 0 | 0 | 0 | 0
PeakO | 0 | 0 | 0 | 0 | 0 | 0
ST | 0 | 0 | 0 | 0 | 0 | 0
STOG | 0 | 0 | 0 | 0 | 0 | 0
STWD | 0 | 0 | 0 | 0 | 0 | 0
WT | 0 | 0 | 0 | 0 | 0 | 0
IGCC | 0 | 0 | 0 | 0 | 0 | 0
DemandResponse | 0 | 0 | 0 | 0 | 0 | 0
IGCC-CCS | 0 | 0 | 0 | 0 | 0 | 0
WT_off | 0 | 0 | 0 | 0 | 0 | 0
PseudoUnit | 0 | 0 | 0 | 0 | 0 | 0
FixedInterchange | 0 | 0 | 0 | 0 | 0 | 0
SO2 Emissions (MMshortTons): NWPP_NucRenew
ReportingType | 2015 | 2020 | 2025 | 2030 | 2035 | 2040
BM | 0 | 0 | 0 | 0 | 0 | 0
CC | 0 | 0 | 0 | 0 | 0 | 0
CSP | 0 | 0 | 0 | 0 | 0 | 0
CT | 0 | 0 | 0 | 0 | 0 | 0
Coal | 0 | 0 | 0 | 0 | 0 | 0
Geo | 0 | 0 | 0 | 0 | 0 | 0
H | 0 | 0 | 0 | 0 | 0 | 0
LFG | 0 | 0 | 0 | 0 | 0 | 0
Nuc | 0 | 0 | 0 | 0 | 0 | 0
PS | 0 | 0 | 0 | 0 | 0 | 0
PV | 0 | 0 | 0 | 0 | 0 | 0
PeakG | 0 | 0 | 0 | 0 | 0 | 0
PeakO | 0 | 0 | 0 | 0 | 0 | 0
ST | 0 | 0 | 0 | 0 | 0 | 0
STOG | 0 | 0 | 0 | 0 | 0 | 0
STWD | 0 | 0 | 0 | 0 | 0 | 0
WT | 0 | 0 | 0 | 0 | 0 | 0
IGCC | 0 | 0 | 0 | 0 | 0 | 0
DemandResponse | 0 | 0 | 0 | 0 | 0 | 0
IGCC-CCS | 0 | 0 | 0 | 0 | 0 | 0
WT_off | 0 | 0 | 0 | 0 | 0 | 0
PseudoUnit | 0 | 0 | 0 | 0 | 0 | 0
FixedInterchange | 0 | 0 | 0 | 0 | 0 | 0
SO2 Emissions (MMshortTons): RMPA
ReportingType | 2015 | 2020 | 2025 | 2030 | 2035 | 2040
BM | 0 | 0 | 0 | 0 | 0 | 0
CC | 0 | 0 | 0 | 0 | 0 | 0
CSP | 0 | 0 | 0 | 0 | 0 | 0
CT | 0 | 0 | 0 | 0 | 0 | 0
Coal | 0.06 | 0.02 | 0 | 0 | 0 | 0
Geo | 0 | 0 | 0 | 0 | 0 | 0
H | 0 | 0 | 0 | 0 | 0 | 0
LFG | 0 | 0 | 0 | 0 | 0 | 0
Nuc | 0 | 0 | 0 | 0 | 0 | 0
PS | 0 | 0 | 0 | 0 | 0 | 0
PV | 0 | 0 | 0 | 0 | 0 | 0
PeakG | 0 | 0 | 0 | 0 | 0 | 0
PeakO | 0 | 0 | 0 | 0 | 0 | 0
ST | 0 | 0 | 0 | 0 | 0 | 0
STOG | 0 | 0 | 0 | 0 | 0 | 0
STWD | 0 | 0 | 0 | 0 | 0 | 0
WT | 0 | 0 | 0 | 0 | 0 | 0
IGCC | 0 | 0 | 0 | 0 | 0 | 0
DemandResponse | 0 | 0 | 0 | 0 | 0 | 0
IGCC-CCS | 0 | 0 | 0 | 0 | 0 | 0
WT_off | 0 | 0 | 0 | 0 | 0 | 0
PseudoUnit | 0 | 0 | 0 | 0 | 0 | 0
FixedInterchange | 0 | 0 | 0 | 0 | 0 | 0
SO2 Emissions (MMshortTons): SP15
ReportingType | 2015 | 2020 | 2025 | 2030 | 2035 | 2040
BM | 0 | 0 | 0 | 0 | 0 | 0
CC | 0 | 0 | 0 | 0 | 0 | 0
CSP | 0 | 0 | 0 | 0 | 0 | 0
CT | 0 | 0 | 0 | 0 | 0 | 0
Coal | 0 | 0 | 0 | 0 | 0 | 0
Geo | 0 | 0 | 0 | 0 | 0 | 0
H | 0 | 0 | 0 | 0 | 0 | 0
LFG | 0 | 0 | 0 | 0 | 0 | 0
Nuc | 0 | 0 | 0 | 0 | 0 | 0
PS | 0 | 0 | 0 | 0 | 0 | 0
PV | 0 | 0 | 0 | 0 | 0 | 0
PeakG | 0 | 0 | 0 | 0 | 0 | 0
PeakO | 0 | 0 | 0 | 0 | 0 | 0
ST | 0 | 0 | 0 | 0 | 0 | 0
STOG | 0 | 0 | 0 | 0 | 0 | 0
STWD | 0 | 0 | 0 | 0 | 0 | 0
WT | 0 | 0 | 0 | 0 | 0 | 0
IGCC | 0 | 0 | 0 | 0 | 0 | 0
DemandResponse | 0 | 0 | 0 | 0 | 0 | 0
IGCC-CCS | 0 | 0 | 0 | 0 | 0 | 0.01
WT_off | 0 | 0 | 0 | 0 | 0 | 0
PseudoUnit | 0 | 0 | 0 | 0 | 0 | 0
FixedInterchange | 0 | 0 | 0 | 0 | 0 | 0
SO2 Emissions (MMshortTons): ALB
ReportingType | 2015 | 2020 | 2025 | 2030 | 2035 | 2040
BM | 0 | 0 | 0 | 0 | 0 | 0
CC | 0 | 0 | 0 | 0 | 0 | 0
CSP | 0 | 0 | 0 | 0 | 0 | 0
CT | 0 | 0 | 0 | 0 | 0 | 0
Coal | 0.14 | 0.14 | 0.14 | 0 | 0 | 0
Geo | 0 | 0 | 0 | 0 | 0 | 0
H | 0 | 0 | 0 | 0 | 0 | 0
LFG | 0 | 0 | 0 | 0 | 0 | 0
Nuc | 0 | 0 | 0 | 0 | 0 | 0
PS | 0 | 0 | 0 | 0 | 0 | 0
PV | 0 | 0 | 0 | 0 | 0 | 0
PeakG | 0 | 0 | 0 | 0 | 0 | 0
PeakO | 0 | 0 | 0 | 0 | 0 | 0
ST | 0 | 0 | 0 | 0 | 0 | 0
STOG | 0 | 0 | 0 | 0 | 0 | 0
STWD | 0 | 0 | 0 | 0 | 0 | 0
WT | 0 | 0 | 0 | 0 | 0 | 0
IGCC | 0 | 0 | 0 | 0 | 0 | 0
DemandResponse | 0 | 0 | 0 | 0 | 0 | 0
IGCC-CCS | 0 | 0 | 0 | 0 | 0 | 0
WT_off | 0 | 0 | 0 | 0 | 0 | 0
PseudoUnit | 0 | 0 | 0 | 0 | 0 | 0
FixedInterchange | 0 | 0 | 0 | 0 | 0 | 0
SO2 Emissions (MMshortTons): BC
ReportingType | 2015 | 2020 | 2025 | 2030 | 2035 | 2040
BM | 0 | 0 | 0 | 0 | 0 | 0
CC | 0 | 0 | 0 | 0 | 0 | 0
CSP | 0 | 0 | 0 | 0 | 0 | 0
CT | 0 | 0 | 0 | 0 | 0 | 0
Coal | 0 | 0 | 0 | 0 | 0 | 0
Geo | 0 | 0 | 0 | 0 | 0 | 0
H | 0 | 0 | 0 | 0 | 0 | 0
LFG | 0 | 0 | 0 | 0 | 0 | 0
Nuc | 0 | 0 | 0 | 0 | 0 | 0
PS | 0 | 0 | 0 | 0 | 0 | 0
PV | 0 | 0 | 0 | 0 | 0 | 0
PeakG | 0 | 0 | 0 | 0 | 0 | 0
PeakO | 0 | 0 | 0 | 0 | 0 | 0
ST | 0 | 0 | 0 | 0 | 0 | 0
STOG | 0 | 0 | 0 | 0 | 0 | 0
STWD | 0 | 0 | 0 | 0 | 0 | 0
WT | 0 | 0 | 0 | 0 | 0 | 0
IGCC | 0 | 0 | 0 | 0 | 0 | 0
DemandResponse | 0 | 0 | 0 | 0 | 0 | 0
IGCC-CCS | 0 | 0 | 0 | 0 | 0 | 0
WT_off | 0 | 0 | 0 | 0 | 0 | 0
PseudoUnit | 0 | 0 | 0 | 0 | 0 | 0
FixedInterchange | 0 | 0 | 0 | 0 | 0 | 0
SO2 Emissions (MMshortTons): HQ_IESO
ReportingType | 2015 | 2020 | 2025 | 2030 | 2035 | 2040
BM | 0 | 0 | 0 | 0 | 0 | 0
CC | 0 | 0 | 0 | 0 | 0 | 0
CSP | 0 | 0 | 0 | 0 | 0 | 0
CT | 0 | 0 | 0 | 0 | 0 | 0
Coal | 0 | 0 | 0 | 0 | 0 | 0
Geo | 0 | 0 | 0 | 0 | 0 | 0
H | 0 | 0 | 0 | 0 | 0 | 0
LFG | 0 | 0 | 0 | 0 | 0 | 0
Nuc | 0 | 0 | 0 | 0 | 0 | 0
PS | 0 | 0 | 0 | 0 | 0 | 0
PV | 0 | 0 | 0 | 0 | 0 | 0
PeakG | 0 | 0 | 0 | 0 | 0 | 0
PeakO | 0 | 0 | 0 | 0 | 0 | 0
ST | 0 | 0 | 0 | 0 | 0 | 0
STOG | 0 | 0 | 0 | 0 | 0 | 0
STWD | 0 | 0 | 0 | 0 | 0 | 0
WT | 0 | 0 | 0 | 0 | 0 | 0
IGCC | 0 | 0 | 0 | 0 | 0 | 0
DemandResponse | 0 | 0 | 0 | 0 | 0 | 0
IGCC-CCS | 0 | 0 | 0 | 0 | 0 | 0
WT_off | 0 | 0 | 0 | 0 | 0 | 0
PseudoUnit | 0 | 0 | 0 | 0 | 0 | 0
FixedInterchange | 0 | 0 | 0 | 0 | 0 | 0
SO2 Emissions (MMshortTons): HQ_NEISO
ReportingType | 2015 | 2020 | 2025 | 2030 | 2035 | 2040
BM | 0 | 0 | 0 | 0 | 0 | 0
CC | 0 | 0 | 0 | 0 | 0 | 0
CSP | 0 | 0 | 0 | 0 | 0 | 0
CT | 0 | 0 | 0 | 0 | 0 | 0
Coal | 0 | 0 | 0 | 0 | 0 | 0
Geo | 0 | 0 | 0 | 0 | 0 | 0
H | 0 | 0 | 0 | 0 | 0 | 0
LFG | 0 | 0 | 0 | 0 | 0 | 0
Nuc | 0 | 0 | 0 | 0 | 0 | 0
PS | 0 | 0 | 0 | 0 | 0 | 0
PV | 0 | 0 | 0 | 0 | 0 | 0
PeakG | 0 | 0 | 0 | 0 | 0 | 0
PeakO | 0 | 0 | 0 | 0 | 0 | 0
ST | 0 | 0 | 0 | 0 | 0 | 0
STOG | 0 | 0 | 0 | 0 | 0 | 0
STWD | 0 | 0 | 0 | 0 | 0 | 0
WT | 0 | 0 | 0 | 0 | 0 | 0
IGCC | 0 | 0 | 0 | 0 | 0 | 0
DemandResponse | 0 | 0 | 0 | 0 | 0 | 0
IGCC-CCS | 0 | 0 | 0 | 0 | 0 | 0
WT_off | 0 | 0 | 0 | 0 | 0 | 0
PseudoUnit | 0 | 0 | 0 | 0 | 0 | 0
FixedInterchange | 0 | 0 | 0 | 0 | 0 | 0
SO2 Emissions (MMshortTons): HQ_NY
ReportingType | 2015 | 2020 | 2025 | 2030 | 2035 | 2040
BM | 0 | 0 | 0 | 0 | 0 | 0
CC | 0 | 0 | 0 | 0 | 0 | 0
CSP | 0 | 0 | 0 | 0 | 0 | 0
CT | 0 | 0 | 0 | 0 | 0 | 0
Coal | 0 | 0 | 0 | 0 | 0 | 0
Geo | 0 | 0 | 0 | 0 | 0 | 0
H | 0 | 0 | 0 | 0 | 0 | 0
LFG | 0 | 0 | 0 | 0 | 0 | 0
Nuc | 0 | 0 | 0 | 0 | 0 | 0
PS | 0 | 0 | 0 | 0 | 0 | 0
PV | 0 | 0 | 0 | 0 | 0 | 0
PeakG | 0 | 0 | 0 | 0 | 0 | 0
PeakO | 0 | 0 | 0 | 0 | 0 | 0
ST | 0 | 0 | 0 | 0 | 0 | 0
STOG | 0 | 0 | 0 | 0 | 0 | 0
STWD | 0 | 0 | 0 | 0 | 0 | 0
WT | 0 | 0 | 0 | 0 | 0 | 0
IGCC | 0 | 0 | 0 | 0 | 0 | 0
DemandResponse | 0 | 0 | 0 | 0 | 0 | 0
IGCC-CCS | 0 | 0 | 0 | 0 | 0 | 0
WT_off | 0 | 0 | 0 | 0 | 0 | 0
PseudoUnit | 0 | 0 | 0 | 0 | 0 | 0
FixedInterchange | 0 | 0 | 0 | 0 | 0 | 0
SO2 Emissions (MMshortTons): MARITIMES
ReportingType | 2015 | 2020 | 2025 | 2030 | 2035 | 2040
BM | 0 | 0 | 0 | 0 | 0 | 0
CC | 0 | 0 | 0 | 0 | 0 | 0
CSP | 0 | 0 | 0 | 0 | 0 | 0
CT | 0 | 0 | 0 | 0 | 0 | 0
Coal | 0 | 0 | 0 | 0 | 0 | 0
Geo | 0 | 0 | 0 | 0 | 0 | 0
H | 0 | 0 | 0 | 0 | 0 | 0
LFG | 0 | 0 | 0 | 0 | 0 | 0
Nuc | 0 | 0 | 0 | 0 | 0 | 0
PS | 0 | 0 | 0 | 0 | 0 | 0
PV | 0 | 0 | 0 | 0 | 0 | 0
PeakG | 0 | 0 | 0 | 0 | 0 | 0
PeakO | 0 | 0 | 0 | 0 | 0 | 0
ST | 0 | 0 | 0 | 0 | 0 | 0
STOG | 0 | 0 | 0 | 0 | 0 | 0
STWD | 0 | 0 | 0 | 0 | 0 | 0
WT | 0 | 0 | 0 | 0 | 0 | 0
IGCC | 0 | 0 | 0 | 0 | 0 | 0
DemandResponse | 0 | 0 | 0 | 0 | 0 | 0
IGCC-CCS | 0 | 0 | 0 | 0 | 0 | 0
WT_off | 0 | 0 | 0 | 0 | 0 | 0
PseudoUnit | 0 | 0 | 0 | 0 | 0 | 0
FixedInterchange | 0 | 0 | 0 | 0 | 0 | 0
SO2 Emissions (MMshortTons): All
ReportingType | 2015 | 2020 | 2025 | 2030 | 2035 | 2040
BM | 0 | 0 | 0 | 0 | 0 | 0
CC | 0 | 0 | 0 | 0 | 0 | 0
CSP | 0 | 0 | 0 | 0 | 0 | 0
CT | 0 | 0 | 0 | 0 | 0 | 0
Coal | 3.98 | 0.42 | 0.2 | 0.08 | 0.19 | 0.22
Geo | 0 | 0 | 0 | 0 | 0 | 0
H | 0 | 0 | 0 | 0 | 0 | 0
LFG | 0 | 0 | 0 | 0 | 0 | 0
Nuc | 0 | 0 | 0 | 0 | 0 | 0
PS | 0 | 0 | 0 | 0 | 0 | 0
PV | 0 | 0 | 0 | 0 | 0 | 0
PeakG | 0 | 0 | 0 | 0 | 0 | 0
PeakO | 0 | 0 | 0 | 0 | 0 | 0
ST | 0 | 0 | 0 | 0 | 0 | 0
STOG | 0 | 0 | 0 | 0 | 0 | 0
STWD | 0 | 0 | 0 | 0 | 0 | 0
WT | 0 | 0 | 0 | 0 | 0 | 0
IGCC | 0 | 0 | 0 | 0 | 0 | 0
DemandResponse | 0 | 0 | 0 | 0 | 0 | 0
IGCC-CCS | 0 | 0 | 0 | 0 | 0 | 0.07
WT_off | 0 | 0 | 0 | 0 | 0 | 0
PseudoUnit | 0 | 0 | 0 | 0 | 0 | 0
FixedInterchange | 0 | 0 | 0 | 0 | 0 | 0
SO2 Emissions (MMshortTons): EI_US
ReportingType | 2015 | 2020 | 2025 | 2030 | 2035 | 2040
BM | 0 | 0 | 0 | 0 | 0 | 0
CC | 0 | 0 | 0 | 0 | 0 | 0
CSP | 0 | 0 | 0 | 0 | 0 | 0
CT | 0 | 0 | 0 | 0 | 0 | 0
Coal | 3.61 | 0.2 | 0.05 | 0.08 | 0.19 | 0.21
Geo | 0 | 0 | 0 | 0 | 0 | 0
H | 0 | 0 | 0 | 0 | 0 | 0
LFG | 0 | 0 | 0 | 0 | 0 | 0
Nuc | 0 | 0 | 0 | 0 | 0 | 0
PS | 0 | 0 | 0 | 0 | 0 | 0
PV | 0 | 0 | 0 | 0 | 0 | 0
PeakG | 0 | 0 | 0 | 0 | 0 | 0
PeakO | 0 | 0 | 0 | 0 | 0 | 0
ST | 0 | 0 | 0 | 0 | 0 | 0
STOG | 0 | 0 | 0 | 0 | 0 | 0
STWD | 0 | 0 | 0 | 0 | 0 | 0
WT | 0 | 0 | 0 | 0 | 0 | 0
IGCC | 0 | 0 | 0 | 0 | 0 | 0
DemandResponse | 0 | 0 | 0 | 0 | 0 | 0
IGCC-CCS | 0 | 0 | 0 | 0 | 0 | 0.04
WT_off | 0 | 0 | 0 | 0 | 0 | 0
PseudoUnit | 0 | 0 | 0 | 0 | 0 | 0
FixedInterchange | 0 | 0 | 0 | 0 | 0 | 0
SO2 Emissions (MMshortTons): EI_Canada
ReportingType | 2015 | 2020 | 2025 | 2030 | 2035 | 2040
BM | 0 | 0 | 0 | 0 | 0 | 0
CC | 0 | 0 | 0 | 0 | 0 | 0
CSP | 0 | 0 | 0 | 0 | 0 | 0
CT | 0 | 0 | 0 | 0 | 0 | 0
Coal | 0.01 | 0.01 | 0 | 0 | 0 | 0
Geo | 0 | 0 | 0 | 0 | 0 | 0
H | 0 | 0 | 0 | 0 | 0 | 0
LFG | 0 | 0 | 0 | 0 | 0 | 0
Nuc | 0 | 0 | 0 | 0 | 0 | 0
PS | 0 | 0 | 0 | 0 | 0 | 0
PV | 0 | 0 | 0 | 0 | 0 | 0
PeakG | 0 | 0 | 0 | 0 | 0 | 0
PeakO | 0 | 0 | 0 | 0 | 0 | 0
ST | 0 | 0 | 0 | 0 | 0 | 0
STOG | 0 | 0 | 0 | 0 | 0 | 0
STWD | 0 | 0 | 0 | 0 | 0 | 0
WT | 0 | 0 | 0 | 0 | 0 | 0
IGCC | 0 | 0 | 0 | 0 | 0 | 0
DemandResponse | 0 | 0 | 0 | 0 | 0 | 0
IGCC-CCS | 0 | 0 | 0 | 0 | 0 | 0
WT_off | 0 | 0 | 0 | 0 | 0 | 0
PseudoUnit | 0 | 0 | 0 | 0 | 0 | 0
FixedInterchange | 0 | 0 | 0 | 0 | 0 | 0
SO2 Emissions (MMshortTons): EI
ReportingType | 2015 | 2020 | 2025 | 2030 | 2035 | 2040
BM | 0 | 0 | 0 | 0 | 0 | 0
CC | 0 | 0 | 0 | 0 | 0 | 0
CSP | 0 | 0 | 0 | 0 | 0 | 0
CT | 0 | 0 | 0 | 0 | 0 | 0
Coal | 3.62 | 0.21 | 0.05 | 0.08 | 0.19 | 0.21
Geo | 0 | 0 | 0 | 0 | 0 | 0
H | 0 | 0 | 0 | 0 | 0 | 0
LFG | 0 | 0 | 0 | 0 | 0 | 0
Nuc | 0 | 0 | 0 | 0 | 0 | 0
PS | 0 | 0 | 0 | 0 | 0 | 0
PV | 0 | 0 | 0 | 0 | 0 | 0
PeakG | 0 | 0 | 0 | 0 | 0 | 0
PeakO | 0 | 0 | 0 | 0 | 0 | 0
ST | 0 | 0 | 0 | 0 | 0 | 0
STOG | 0 | 0 | 0 | 0 | 0 | 0
STWD | 0 | 0 | 0 | 0 | 0 | 0
WT | 0 | 0 | 0 | 0 | 0 | 0
IGCC | 0 | 0 | 0 | 0 | 0 | 0
DemandResponse | 0 | 0 | 0 | 0 | 0 | 0
IGCC-CCS | 0 | 0 | 0 | 0 | 0 | 0.04
WT_off | 0 | 0 | 0 | 0 | 0 | 0
PseudoUnit | 0 | 0 | 0 | 0 | 0 | 0
FixedInterchange | 0 | 0 | 0 | 0 | 0 | 0
SO2 Emissions (MMshortTons): Outside_EI
ReportingType | 2015 | 2020 | 2025 | 2030 | 2035 | 2040
BM | 0 | 0 | 0 | 0 | 0 | 0
CC | 0 | 0 | 0 | 0 | 0 | 0
CSP | 0 | 0 | 0 | 0 | 0 | 0
CT | 0 | 0 | 0 | 0 | 0 | 0
Coal | 0.36 | 0.21 | 0.15 | 0 | 0.01 | 0.01
Geo | 0 | 0 | 0 | 0 | 0 | 0
H | 0 | 0 | 0 | 0 | 0 | 0
LFG | 0 | 0 | 0 | 0 | 0 | 0
Nuc | 0 | 0 | 0 | 0 | 0 | 0
PS | 0 | 0 | 0 | 0 | 0 | 0
PV | 0 | 0 | 0 | 0 | 0 | 0
PeakG | 0 | 0 | 0 | 0 | 0 | 0
PeakO | 0 | 0 | 0 | 0 | 0 | 0
ST | 0 | 0 | 0 | 0 | 0 | 0
STOG | 0 | 0 | 0 | 0 | 0 | 0
STWD | 0 | 0 | 0 | 0 | 0 | 0
WT | 0 | 0 | 0 | 0 | 0 | 0
IGCC | 0 | 0 | 0 | 0 | 0 | 0
DemandResponse | 0 | 0 | 0 | 0 | 0 | 0
IGCC-CCS | 0 | 0 | 0 | 0 | 0 | 0.02
WT_off | 0 | 0 | 0 | 0 | 0 | 0
PseudoUnit | 0 | 0 | 0 | 0 | 0 | 0
FixedInterchange | 0 | 0 | 0 | 0 | 0 | 0
NOx Emissions (MMshortTons): Entergy
ReportingType | 2015 | 2020 | 2025 | 2030 | 2035 | 2040
BM | 0 | 0 | 0 | 0 | 0 | 0
CC | 0.01 | 0.01 | 0.01 | 0.01 | 0 | 0
CSP | 0 | 0 | 0 | 0 | 0 | 0
CT | 0 | 0 | 0 | 0 | 0 | 0
Coal | 0.05 | 0 | 0 | 0 | 0 | 0
Geo | 0 | 0 | 0 | 0 | 0 | 0
H | 0 | 0 | 0 | 0 | 0 | 0
LFG | 0 | 0 | 0 | 0 | 0 | 0
Nuc | 0 | 0 | 0 | 0 | 0 | 0
PS | 0 | 0 | 0 | 0 | 0 | 0
PV | 0 | 0 | 0 | 0 | 0 | 0
PeakG | 0 | 0 | 0 | 0 | 0 | 0
PeakO | 0 | 0 | 0 | 0 | 0 | 0
ST | 0 | 0 | 0 | 0 | 0 | 0
STOG | 0 | 0 | 0 | 0 | 0 | 0
STWD | 0 | 0 | 0 | 0 | 0 | 0
WT | 0 | 0 | 0 | 0 | 0 | 0
IGCC | 0 | 0 | 0 | 0 | 0 | 0
DemandResponse | 0 | 0 | 0 | 0 | 0 | 0
IGCC-CCS | 0 | 0 | 0 | 0 | 0 | 0
WT_off | 0 | 0 | 0 | 0 | 0 | 0
PseudoUnit | 0 | 0 | 0 | 0 | 0 | 0
FixedInterchange | 0 | 0 | 0 | 0 | 0 | 0
NOx Emissions (MMshortTons): FRCC
ReportingType | 2015 | 2020 | 2025 | 2030 | 2035 | 2040
BM | 0 | 0 | 0 | 0 | 0 | 0
CC | 0.01 | 0.01 | 0.01 | 0.01 | 0.01 | 0
CSP | 0 | 0 | 0 | 0 | 0 | 0
CT | 0 | 0 | 0 | 0 | 0 | 0
Coal | 0.02 | 0 | 0 | 0 | 0 | 0.01
Geo | 0 | 0 | 0 | 0 | 0 | 0
H | 0 | 0 | 0 | 0 | 0 | 0
LFG | 0 | 0 | 0 | 0 | 0 | 0
Nuc | 0 | 0 | 0 | 0 | 0 | 0
PS | 0 | 0 | 0 | 0 | 0 | 0
PV | 0 | 0 | 0 | 0 | 0 | 0
PeakG | 0 | 0 | 0 | 0 | 0 | 0
PeakO | 0 | 0 | 0 | 0 | 0 | 0
ST | 0 | 0 | 0 | 0 | 0 | 0
STOG | 0 | 0 | 0 | 0 | 0 | 0
STWD | 0 | 0 | 0 | 0 | 0 | 0
WT | 0 | 0 | 0 | 0 | 0 | 0
IGCC | 0 | 0 | 0 | 0 | 0 | 0
DemandResponse | 0 | 0 | 0 | 0 | 0 | 0
IGCC-CCS | 0 | 0 | 0 | 0 | 0 | 0
WT_off | 0 | 0 | 0 | 0 | 0 | 0
PseudoUnit | 0 | 0 | 0 | 0 | 0 | 0
FixedInterchange | 0 | 0 | 0 | 0 | 0 | 0
NOx Emissions (MMshortTons): MAPP_US
ReportingType | 2015 | 2020 | 2025 | 2030 | 2035 | 2040
BM | 0 | 0 | 0 | 0 | 0 | 0
CC | 0 | 0 | 0 | 0 | 0 | 0
CSP | 0 | 0 | 0 | 0 | 0 | 0
CT | 0 | 0 | 0 | 0 | 0 | 0
Coal | 0.03 | 0.01 | 0 | 0 | 0 | 0
Geo | 0 | 0 | 0 | 0 | 0 | 0
H | 0 | 0 | 0 | 0 | 0 | 0
LFG | 0 | 0 | 0 | 0 | 0 | 0
Nuc | 0 | 0 | 0 | 0 | 0 | 0
PS | 0 | 0 | 0 | 0 | 0 | 0
PV | 0 | 0 | 0 | 0 | 0 | 0
PeakG | 0 | 0 | 0 | 0 | 0 | 0
PeakO | 0 | 0 | 0 | 0 | 0 | 0
ST | 0 | 0 | 0 | 0 | 0 | 0
STOG | 0 | 0 | 0 | 0 | 0 | 0
STWD | 0 | 0 | 0 | 0 | 0 | 0
WT | 0 | 0 | 0 | 0 | 0 | 0
IGCC | 0 | 0 | 0 | 0 | 0 | 0
DemandResponse | 0 | 0 | 0 | 0 | 0 | 0
IGCC-CCS | 0 | 0 | 0 | 0 | 0 | 0
WT_off | 0 | 0 | 0 | 0 | 0 | 0
PseudoUnit | 0 | 0 | 0 | 0 | 0 | 0
FixedInterchange | 0 | 0 | 0 | 0 | 0 | 0
NOx Emissions (MMshortTons): MISO_IN
ReportingType | 2015 | 2020 | 2025 | 2030 | 2035 | 2040
BM | 0 | 0 | 0 | 0 | 0 | 0
CC | 0 | 0.01 | 0.01 | 0.01 | 0.01 | 0
CSP | 0 | 0 | 0 | 0 | 0 | 0
CT | 0 | 0 | 0 | 0 | 0 | 0
Coal | 0.05 | 0.01 | 0 | 0 | 0.01 | 0.02
Geo | 0 | 0 | 0 | 0 | 0 | 0
H | 0 | 0 | 0 | 0 | 0 | 0
LFG | 0 | 0 | 0 | 0 | 0 | 0
Nuc | 0 | 0 | 0 | 0 | 0 | 0
PS | 0 | 0 | 0 | 0 | 0 | 0
PV | 0 | 0 | 0 | 0 | 0 | 0
PeakG | 0 | 0 | 0 | 0 | 0 | 0
PeakO | 0 | 0 | 0 | 0 | 0 | 0
ST | 0 | 0 | 0 | 0 | 0 | 0
STOG | 0 | 0 | 0 | 0 | 0 | 0
STWD | 0 | 0 | 0 | 0 | 0 | 0
WT | 0 | 0 | 0 | 0 | 0 | 0
IGCC | 0 | 0 | 0 | 0 | 0 | 0
DemandResponse | 0 | 0 | 0 | 0 | 0 | 0
IGCC-CCS | 0 | 0 | 0 | 0 | 0 | 0
WT_off | 0 | 0 | 0 | 0 | 0 | 0
PseudoUnit | 0 | 0 | 0 | 0 | 0 | 0
FixedInterchange | 0 | 0 | 0 | 0 | 0 | 0
NOx Emissions (MMshortTons): MISO_MI
ReportingType | 2015 | 2020 | 2025 | 2030 | 2035 | 2040
BM | 0 | 0 | 0 | 0 | 0 | 0
CC | 0 | 0 | 0 | 0 | 0 | 0
CSP | 0 | 0 | 0 | 0 | 0 | 0
CT | 0 | 0 | 0 | 0 | 0 | 0
Coal | 0.03 | 0 | 0 | 0 | 0 | 0
Geo | 0 | 0 | 0 | 0 | 0 | 0
H | 0 | 0 | 0 | 0 | 0 | 0
LFG | 0 | 0 | 0 | 0 | 0 | 0
Nuc | 0 | 0 | 0 | 0 | 0 | 0
PS | 0 | 0 | 0 | 0 | 0 | 0
PV | 0 | 0 | 0 | 0 | 0 | 0
PeakG | 0 | 0 | 0 | 0 | 0 | 0
PeakO | 0 | 0 | 0 | 0 | 0 | 0
ST | 0 | 0 | 0 | 0 | 0 | 0
STOG | 0 | 0 | 0 | 0 | 0 | 0
STWD | 0 | 0 | 0 | 0 | 0 | 0
WT | 0 | 0 | 0 | 0 | 0 | 0
IGCC | 0 | 0 | 0 | 0 | 0 | 0
DemandResponse | 0 | 0 | 0 | 0 | 0 | 0
IGCC-CCS | 0 | 0 | 0 | 0 | 0 | 0
WT_off | 0 | 0 | 0 | 0 | 0 | 0
PseudoUnit | 0 | 0 | 0 | 0 | 0 | 0
FixedInterchange | 0 | 0 | 0 | 0 | 0 | 0
NOx Emissions (MMshortTons): MISO_MO-IL
ReportingType | 2015 | 2020 | 2025 | 2030 | 2035 | 2040
BM | 0 | 0 | 0 | 0 | 0 | 0
CC | 0 | 0 | 0 | 0 | 0 | 0
CSP | 0 | 0 | 0 | 0 | 0 | 0
CT | 0 | 0 | 0 | 0 | 0 | 0
Coal | 0.04 | 0 | 0 | 0 | 0 | 0
Geo | 0 | 0 | 0 | 0 | 0 | 0
H | 0 | 0 | 0 | 0 | 0 | 0
LFG | 0 | 0 | 0 | 0 | 0 | 0
Nuc | 0 | 0 | 0 | 0 | 0 | 0
PS | 0 | 0 | 0 | 0 | 0 | 0
PV | 0 | 0 | 0 | 0 | 0 | 0
PeakG | 0 | 0 | 0 | 0 | 0 | 0
PeakO | 0 | 0 | 0 | 0 | 0 | 0
ST | 0 | 0 | 0 | 0 | 0 | 0
STOG | 0 | 0 | 0 | 0 | 0 | 0
STWD | 0 | 0 | 0 | 0 | 0 | 0
WT | 0 | 0 | 0 | 0 | 0 | 0
IGCC | 0 | 0 | 0 | 0 | 0 | 0
DemandResponse | 0 | 0 | 0 | 0 | 0 | 0
IGCC-CCS | 0 | 0 | 0 | 0 | 0 | 0
WT_off | 0 | 0 | 0 | 0 | 0 | 0
PseudoUnit | 0 | 0 | 0 | 0 | 0 | 0
FixedInterchange | 0 | 0 | 0 | 0 | 0 | 0
NOx Emissions (MMshortTons): MISO_W
ReportingType | 2015 | 2020 | 2025 | 2030 | 2035 | 2040
BM | 0 | 0 | 0 | 0 | 0 | 0
CC | 0 | 0 | 0 | 0 | 0 | 0
CSP | 0 | 0 | 0 | 0 | 0 | 0
CT | 0 | 0 | 0 | 0 | 0 | 0
Coal | 0.09 | 0.02 | 0 | 0 | 0 | 0
Geo | 0 | 0 | 0 | 0 | 0 | 0
H | 0 | 0 | 0 | 0 | 0 | 0
LFG | 0 | 0 | 0 | 0 | 0 | 0
Nuc | 0 | 0 | 0 | 0 | 0 | 0
PS | 0 | 0 | 0 | 0 | 0 | 0
PV | 0 | 0 | 0 | 0 | 0 | 0
PeakG | 0 | 0 | 0 | 0 | 0 | 0
PeakO | 0 | 0 | 0 | 0 | 0 | 0
ST | 0 | 0 | 0 | 0 | 0 | 0
STOG | 0 | 0 | 0 | 0 | 0 | 0
STWD | 0 | 0 | 0 | 0 | 0 | 0
WT | 0 | 0 | 0 | 0 | 0 | 0
IGCC | 0 | 0 | 0 | 0 | 0 | 0
DemandResponse | 0 | 0 | 0 | 0 | 0 | 0
IGCC-CCS | 0 | 0 | 0 | 0 | 0 | 0
WT_off | 0 | 0 | 0 | 0 | 0 | 0
PseudoUnit | 0 | 0 | 0 | 0 | 0 | 0
FixedInterchange | 0 | 0 | 0 | 0 | 0 | 0
NOx Emissions (MMshortTons): MISO_WUMS
ReportingType | 2015 | 2020 | 2025 | 2030 | 2035 | 2040
BM | 0 | 0 | 0 | 0 | 0 | 0
CC | 0 | 0 | 0 | 0 | 0 | 0
CSP | 0 | 0 | 0 | 0 | 0 | 0
CT | 0 | 0 | 0 | 0 | 0 | 0
Coal | 0 | 0 | 0 | 0 | 0 | 0
Geo | 0 | 0 | 0 | 0 | 0 | 0
H | 0 | 0 | 0 | 0 | 0 | 0
LFG | 0 | 0 | 0 | 0 | 0 | 0
Nuc | 0 | 0 | 0 | 0 | 0 | 0
PS | 0 | 0 | 0 | 0 | 0 | 0
PV | 0 | 0 | 0 | 0 | 0 | 0
PeakG | 0 | 0 | 0 | 0 | 0 | 0
PeakO | 0 | 0 | 0 | 0 | 0 | 0
ST | 0 | 0 | 0 | 0 | 0 | 0
STOG | 0 | 0 | 0 | 0 | 0 | 0
STWD | 0 | 0 | 0 | 0 | 0 | 0
WT | 0 | 0 | 0 | 0 | 0 | 0
IGCC | 0 | 0 | 0 | 0 | 0 | 0
DemandResponse | 0 | 0 | 0 | 0 | 0 | 0
IGCC-CCS | 0 | 0 | 0 | 0 | 0 | 0
WT_off | 0 | 0 | 0 | 0 | 0 | 0
PseudoUnit | 0 | 0 | 0 | 0 | 0 | 0
FixedInterchange | 0 | 0 | 0 | 0 | 0 | 0
NOx Emissions (MMshortTons): Nebraska
ReportingType | 2015 | 2020 | 2025 | 2030 | 2035 | 2040
BM | 0 | 0 | 0 | 0 | 0 | 0
CC | 0 | 0 | 0 | 0 | 0 | 0
CSP | 0 | 0 | 0 | 0 | 0 | 0
CT | 0 | 0 | 0 | 0 | 0 | 0
Coal | 0.04 | 0 | 0 | 0 | 0 | 0
Geo | 0 | 0 | 0 | 0 | 0 | 0
H | 0 | 0 | 0 | 0 | 0 | 0
LFG | 0 | 0 | 0 | 0 | 0 | 0
Nuc | 0 | 0 | 0 | 0 | 0 | 0
PS | 0 | 0 | 0 | 0 | 0 | 0
PV | 0 | 0 | 0 | 0 | 0 | 0
PeakG | 0 | 0 | 0 | 0 | 0 | 0
PeakO | 0 | 0 | 0 | 0 | 0 | 0
ST | 0 | 0 | 0 | 0 | 0 | 0
STOG | 0 | 0 | 0 | 0 | 0 | 0
STWD | 0 | 0 | 0 | 0 | 0 | 0
WT | 0 | 0 | 0 | 0 | 0 | 0
IGCC | 0 | 0 | 0 | 0 | 0 | 0
DemandResponse | 0 | 0 | 0 | 0 | 0 | 0
IGCC-CCS | 0 | 0 | 0 | 0 | 0 | 0
WT_off | 0 | 0 | 0 | 0 | 0 | 0
PseudoUnit | 0 | 0 | 0 | 0 | 0 | 0
FixedInterchange | 0 | 0 | 0 | 0 | 0 | 0
NOx Emissions (MMshortTons): NEISO
ReportingType | 2015 | 2020 | 2025 | 2030 | 2035 | 2040
BM | 0 | 0 | 0 | 0 | 0 | 0
CC | 0 | 0 | 0 | 0 | 0 | 0
CSP | 0 | 0 | 0 | 0 | 0 | 0
CT | 0 | 0 | 0 | 0 | 0 | 0
Coal | 0 | 0 | 0 | 0 | 0 | 0
Geo | 0 | 0 | 0 | 0 | 0 | 0
H | 0 | 0 | 0 | 0 | 0 | 0
LFG | 0 | 0 | 0 | 0 | 0 | 0
Nuc | 0 | 0 | 0 | 0 | 0 | 0
PS | 0 | 0 | 0 | 0 | 0 | 0
PV | 0 | 0 | 0 | 0 | 0 | 0
PeakG | 0 | 0 | 0 | 0 | 0 | 0
PeakO | 0 | 0 | 0 | 0 | 0 | 0
ST | 0 | 0 | 0 | 0 | 0 | 0
STOG | 0 | 0 | 0 | 0 | 0 | 0
STWD | 0 | 0 | 0 | 0 | 0 | 0
WT | 0 | 0 | 0 | 0 | 0 | 0
IGCC | 0 | 0 | 0 | 0 | 0 | 0
DemandResponse | 0 | 0 | 0 | 0 | 0 | 0
IGCC-CCS | 0 | 0 | 0 | 0 | 0 | 0
WT_off | 0 | 0 | 0 | 0 | 0 | 0
PseudoUnit | 0 | 0 | 0 | 0 | 0 | 0
FixedInterchange | 0 | 0 | 0 | 0 | 0 | 0
NOx Emissions (MMshortTons): NonRTO_Midwest
ReportingType | 2015 | 2020 | 2025 | 2030 | 2035 | 2040
BM | 0 | 0 | 0 | 0 | 0 | 0
CC | 0 | 0 | 0 | 0 | 0 | 0
CSP | 0 | 0 | 0 | 0 | 0 | 0
CT | 0 | 0 | 0 | 0 | 0 | 0
Coal | 0.03 | 0.01 | 0 | 0 | 0.01 | 0.01
Geo | 0 | 0 | 0 | 0 | 0 | 0
H | 0 | 0 | 0 | 0 | 0 | 0
LFG | 0 | 0 | 0 | 0 | 0 | 0
Nuc | 0 | 0 | 0 | 0 | 0 | 0
PS | 0 | 0 | 0 | 0 | 0 | 0
PV | 0 | 0 | 0 | 0 | 0 | 0
PeakG | 0 | 0 | 0 | 0 | 0 | 0
PeakO | 0 | 0 | 0 | 0 | 0 | 0
ST | 0 | 0 | 0 | 0 | 0 | 0
STOG | 0 | 0 | 0 | 0 | 0 | 0
STWD | 0 | 0 | 0 | 0 | 0 | 0
WT | 0 | 0 | 0 | 0 | 0 | 0
IGCC | 0 | 0 | 0 | 0 | 0 | 0
DemandResponse | 0 | 0 | 0 | 0 | 0 | 0
IGCC-CCS | 0 | 0 | 0 | 0 | 0 | 0
WT_off | 0 | 0 | 0 | 0 | 0 | 0
PseudoUnit | 0 | 0 | 0 | 0 | 0 | 0
FixedInterchange | 0 | 0 | 0 | 0 | 0 | 0
NOx Emissions (MMshortTons): NYISO_A-F
ReportingType | 2015 | 2020 | 2025 | 2030 | 2035 | 2040
BM | 0 | 0 | 0 | 0 | 0 | 0
CC | 0 | 0 | 0 | 0 | 0 | 0
CSP | 0 | 0 | 0 | 0 | 0 | 0
CT | 0 | 0 | 0 | 0 | 0 | 0
Coal | 0 | 0 | 0 | 0 | 0 | 0
Geo | 0 | 0 | 0 | 0 | 0 | 0
H | 0 | 0 | 0 | 0 | 0 | 0
LFG | 0 | 0 | 0 | 0 | 0 | 0
Nuc | 0 | 0 | 0 | 0 | 0 | 0
PS | 0 | 0 | 0 | 0 | 0 | 0
PV | 0 | 0 | 0 | 0 | 0 | 0
PeakG | 0 | 0 | 0 | 0 | 0 | 0
PeakO | 0 | 0 | 0 | 0 | 0 | 0
ST | 0 | 0 | 0 | 0 | 0 | 0
STOG | 0 | 0 | 0 | 0 | 0 | 0
STWD | 0 | 0 | 0 | 0 | 0 | 0
WT | 0 | 0 | 0 | 0 | 0 | 0
IGCC | 0 | 0 | 0 | 0 | 0 | 0
DemandResponse | 0 | 0 | 0 | 0 | 0 | 0
IGCC-CCS | 0 | 0 | 0 | 0 | 0 | 0
WT_off | 0 | 0 | 0 | 0 | 0 | 0
PseudoUnit | 0 | 0 | 0 | 0 | 0 | 0
FixedInterchange | 0 | 0 | 0 | 0 | 0 | 0
NOx Emissions (MMshortTons): NYISO_G-I
ReportingType | 2015 | 2020 | 2025 | 2030 | 2035 | 2040
BM | 0 | 0 | 0 | 0 | 0 | 0
CC | 0 | 0 | 0 | 0 | 0 | 0
CSP | 0 | 0 | 0 | 0 | 0 | 0
CT | 0 | 0 | 0 | 0 | 0 | 0
Coal | 0 | 0 | 0 | 0 | 0 | 0
Geo | 0 | 0 | 0 | 0 | 0 | 0
H | 0 | 0 | 0 | 0 | 0 | 0
LFG | 0 | 0 | 0 | 0 | 0 | 0
Nuc | 0 | 0 | 0 | 0 | 0 | 0
PS | 0 | 0 | 0 | 0 | 0 | 0
PV | 0 | 0 | 0 | 0 | 0 | 0
PeakG | 0 | 0 | 0 | 0 | 0 | 0
PeakO | 0 | 0 | 0 | 0 | 0 | 0
ST | 0 | 0 | 0 | 0 | 0 | 0
STOG | 0 | 0 | 0 | 0 | 0 | 0
STWD | 0 | 0 | 0 | 0 | 0 | 0
WT | 0 | 0 | 0 | 0 | 0 | 0
IGCC | 0 | 0 | 0 | 0 | 0 | 0
DemandResponse | 0 | 0 | 0 | 0 | 0 | 0
IGCC-CCS | 0 | 0 | 0 | 0 | 0 | 0
WT_off | 0 | 0 | 0 | 0 | 0 | 0
PseudoUnit | 0 | 0 | 0 | 0 | 0 | 0
FixedInterchange | 0 | 0 | 0 | 0 | 0 | 0
NOx Emissions (MMshortTons): NYISO_J-K
ReportingType | 2015 | 2020 | 2025 | 2030 | 2035 | 2040
BM | 0 | 0 | 0 | 0 | 0 | 0
CC | 0 | 0 | 0 | 0 | 0 | 0
CSP | 0 | 0 | 0 | 0 | 0 | 0
CT | 0 | 0 | 0 | 0 | 0 | 0
Coal | 0 | 0 | 0 | 0 | 0 | 0
Geo | 0 | 0 | 0 | 0 | 0 | 0
H | 0 | 0 | 0 | 0 | 0 | 0
LFG | 0 | 0 | 0 | 0 | 0 | 0
Nuc | 0 | 0 | 0 | 0 | 0 | 0
PS | 0 | 0 | 0 | 0 | 0 | 0
PV | 0 | 0 | 0 | 0 | 0 | 0
PeakG | 0 | 0 | 0 | 0 | 0 | 0
PeakO | 0 | 0 | 0 | 0 | 0 | 0
ST | 0 | 0 | 0 | 0 | 0 | 0
STOG | 0 | 0 | 0 | 0 | 0 | 0
STWD | 0 | 0 | 0 | 0 | 0 | 0
WT | 0 | 0 | 0 | 0 | 0 | 0
IGCC | 0 | 0 | 0 | 0 | 0 | 0
DemandResponse | 0 | 0 | 0 | 0 | 0 | 0
IGCC-CCS | 0 | 0 | 0 | 0 | 0 | 0
WT_off | 0 | 0 | 0 | 0 | 0 | 0
PseudoUnit | 0 | 0 | 0 | 0 | 0 | 0
FixedInterchange | 0 | 0 | 0 | 0 | 0 | 0
NOx Emissions (MMshortTons): PJM_E
ReportingType | 2015 | 2020 | 2025 | 2030 | 2035 | 2040
BM | 0 | 0 | 0 | 0 | 0 | 0
CC | 0 | 0 | 0 | 0 | 0 | 0
CSP | 0 | 0 | 0 | 0 | 0 | 0
CT | 0 | 0 | 0 | 0 | 0 | 0
Coal | 0 | 0 | 0 | 0 | 0 | 0
Geo | 0 | 0 | 0 | 0 | 0 | 0
H | 0 | 0 | 0 | 0 | 0 | 0
LFG | 0 | 0 | 0 | 0 | 0 | 0
Nuc | 0 | 0 | 0 | 0 | 0 | 0
PS | 0 | 0 | 0 | 0 | 0 | 0
PV | 0 | 0 | 0 | 0 | 0 | 0
PeakG | 0 | 0 | 0 | 0 | 0 | 0
PeakO | 0 | 0 | 0 | 0 | 0 | 0
ST | 0 | 0 | 0 | 0 | 0 | 0
STOG | 0 | 0 | 0 | 0 | 0 | 0
STWD | 0 | 0 | 0 | 0 | 0 | 0
WT | 0 | 0 | 0 | 0 | 0 | 0
IGCC | 0 | 0 | 0 | 0 | 0 | 0
DemandResponse | 0 | 0 | 0 | 0 | 0 | 0
IGCC-CCS | 0 | 0 | 0 | 0 | 0 | 0
WT_off | 0 | 0 | 0 | 0 | 0 | 0
PseudoUnit | 0 | 0 | 0 | 0 | 0 | 0
FixedInterchange | 0 | 0 | 0 | 0 | 0 | 0
NOx Emissions (MMshortTons): PJM_ROM
ReportingType | 2015 | 2020 | 2025 | 2030 | 2035 | 2040
BM | 0 | 0 | 0 | 0 | 0 | 0
CC | 0 | 0 | 0 | 0 | 0 | 0
CSP | 0 | 0 | 0 | 0 | 0 | 0
CT | 0 | 0 | 0 | 0 | 0 | 0
Coal | 0.01 | 0.01 | 0 | 0 | 0.01 | 0.01
Geo | 0 | 0 | 0 | 0 | 0 | 0
H | 0 | 0 | 0 | 0 | 0 | 0
LFG | 0 | 0 | 0 | 0 | 0 | 0
Nuc | 0 | 0 | 0 | 0 | 0 | 0
PS | 0 | 0 | 0 | 0 | 0 | 0
PV | 0 | 0 | 0 | 0 | 0 | 0
PeakG | 0 | 0 | 0 | 0 | 0 | 0
PeakO | 0 | 0 | 0 | 0 | 0 | 0
ST | 0 | 0 | 0 | 0 | 0 | 0
STOG | 0 | 0 | 0 | 0 | 0 | 0
STWD | 0 | 0 | 0 | 0 | 0 | 0
WT | 0 | 0 | 0 | 0 | 0 | 0
IGCC | 0 | 0 | 0 | 0 | 0 | 0
DemandResponse | 0 | 0 | 0 | 0 | 0 | 0
IGCC-CCS | 0 | 0 | 0 | 0 | 0 | 0
WT_off | 0 | 0 | 0 | 0 | 0 | 0
PseudoUnit | 0 | 0 | 0 | 0 | 0 | 0
FixedInterchange | 0 | 0 | 0 | 0 | 0 | 0
NOx Emissions (MMshortTons): PJM_ROR
ReportingType | 2015 | 2020 | 2025 | 2030 | 2035 | 2040
BM | 0 | 0 | 0 | 0 | 0 | 0
CC | 0.01 | 0.02 | 0.02 | 0.02 | 0.02 | 0.01
CSP | 0 | 0 | 0 | 0 | 0 | 0
CT | 0 | 0 | 0 | 0 | 0 | 0
Coal | 0.14 | 0.03 | 0.01 | 0.01 | 0.03 | 0.03
Geo | 0 | 0 | 0 | 0 | 0 | 0
H | 0 | 0 | 0 | 0 | 0 | 0
LFG | 0 | 0 | 0 | 0 | 0 | 0
Nuc | 0 | 0 | 0 | 0 | 0 | 0
PS | 0 | 0 | 0 | 0 | 0 | 0
PV | 0 | 0 | 0 | 0 | 0 | 0
PeakG | 0 | 0 | 0 | 0 | 0 | 0
PeakO | 0 | 0 | 0 | 0 | 0 | 0
ST | 0 | 0 | 0 | 0 | 0 | 0
STOG | 0 | 0 | 0 | 0 | 0 | 0
STWD | 0 | 0 | 0 | 0 | 0 | 0
WT | 0 | 0 | 0 | 0 | 0 | 0
IGCC | 0 | 0 | 0 | 0 | 0 | 0
DemandResponse | 0 | 0 | 0 | 0 | 0 | 0
IGCC-CCS | 0 | 0 | 0 | 0 | 0 | 0.01
WT_off | 0 | 0 | 0 | 0 | 0 | 0
PseudoUnit | 0 | 0 | 0 | 0 | 0 | 0
FixedInterchange | 0 | 0 | 0 | 0 | 0 | 0
NOx Emissions (MMshortTons): SOCO
ReportingType | 2015 | 2020 | 2025 | 2030 | 2035 | 2040
BM | 0 | 0 | 0 | 0 | 0 | 0
CC | 0.01 | 0.01 | 0.01 | 0.01 | 0.01 | 0
CSP | 0 | 0 | 0 | 0 | 0 | 0
CT | 0 | 0 | 0 | 0 | 0 | 0
Coal | 0.03 | 0 | 0 | 0 | 0 | 0
Geo | 0 | 0 | 0 | 0 | 0 | 0
H | 0 | 0 | 0 | 0 | 0 | 0
LFG | 0 | 0 | 0 | 0 | 0 | 0
Nuc | 0 | 0 | 0 | 0 | 0 | 0
PS | 0 | 0 | 0 | 0 | 0 | 0
PV | 0 | 0 | 0 | 0 | 0 | 0
PeakG | 0 | 0 | 0 | 0 | 0 | 0
PeakO | 0 | 0 | 0 | 0 | 0 | 0
ST | 0 | 0 | 0 | 0 | 0 | 0
STOG | 0 | 0 | 0 | 0 | 0 | 0
STWD | 0 | 0 | 0 | 0 | 0 | 0
WT | 0 | 0 | 0 | 0 | 0 | 0
IGCC | 0 | 0 | 0 | 0 | 0 | 0
DemandResponse | 0 | 0 | 0 | 0 | 0 | 0
IGCC-CCS | 0 | 0 | 0 | 0 | 0 | 0
WT_off | 0 | 0 | 0 | 0 | 0 | 0
PseudoUnit | 0 | 0 | 0 | 0 | 0 | 0
FixedInterchange | 0 | 0 | 0 | 0 | 0 | 0
NOx Emissions (MMshortTons): SPP_N
ReportingType | 2015 | 2020 | 2025 | 2030 | 2035 | 2040
BM | 0 | 0 | 0 | 0 | 0 | 0
CC | 0 | 0 | 0 | 0 | 0 | 0
CSP | 0 | 0 | 0 | 0 | 0 | 0
CT | 0 | 0 | 0 | 0 | 0 | 0
Coal | 0.06 | 0.01 | 0 | 0 | 0 | 0
Geo | 0 | 0 | 0 | 0 | 0 | 0
H | 0 | 0 | 0 | 0 | 0 | 0
LFG | 0 | 0 | 0 | 0 | 0 | 0
Nuc | 0 | 0 | 0 | 0 | 0 | 0
PS | 0 | 0 | 0 | 0 | 0 | 0
PV | 0 | 0 | 0 | 0 | 0 | 0
PeakG | 0 | 0 | 0 | 0 | 0 | 0
PeakO | 0 | 0 | 0 | 0 | 0 | 0
ST | 0 | 0 | 0 | 0 | 0 | 0
STOG | 0 | 0 | 0 | 0 | 0 | 0
STWD | 0 | 0 | 0 | 0 | 0 | 0
WT | 0 | 0 | 0 | 0 | 0 | 0
IGCC | 0 | 0 | 0 | 0 | 0 | 0
DemandResponse | 0 | 0 | 0 | 0 | 0 | 0
IGCC-CCS | 0 | 0 | 0 | 0 | 0 | 0
WT_off | 0 | 0 | 0 | 0 | 0 | 0
PseudoUnit | 0 | 0 | 0 | 0 | 0 | 0
FixedInterchange | 0 | 0 | 0 | 0 | 0 | 0
NOx Emissions (MMshortTons): SPP_S
ReportingType | 2015 | 2020 | 2025 | 2030 | 2035 | 2040
BM | 0 | 0 | 0 | 0 | 0 | 0
CC | 0 | 0 | 0 | 0.01 | 0 | 0
CSP | 0 | 0 | 0 | 0 | 0 | 0
CT | 0 | 0 | 0 | 0 | 0 | 0
Coal | 0.1 | 0 | 0 | 0 | 0 | 0
Geo | 0 | 0 | 0 | 0 | 0 | 0
H | 0 | 0 | 0 | 0 | 0 | 0
LFG | 0 | 0 | 0 | 0 | 0 | 0
Nuc | 0 | 0 | 0 | 0 | 0 | 0
PS | 0 | 0 | 0 | 0 | 0 | 0
PV | 0 | 0 | 0 | 0 | 0 | 0
PeakG | 0 | 0 | 0 | 0 | 0 | 0
PeakO | 0 | 0 | 0 | 0 | 0 | 0
ST | 0 | 0 | 0 | 0 | 0 | 0
STOG | 0 | 0 | 0 | 0 | 0 | 0
STWD | 0 | 0 | 0 | 0 | 0 | 0
WT | 0 | 0 | 0 | 0 | 0 | 0
IGCC | 0 | 0 | 0 | 0 | 0 | 0
DemandResponse | 0 | 0 | 0 | 0 | 0 | 0
IGCC-CCS | 0 | 0 | 0 | 0 | 0 | 0
WT_off | 0 | 0 | 0 | 0 | 0 | 0
PseudoUnit | 0 | 0 | 0 | 0 | 0 | 0
FixedInterchange | 0 | 0 | 0 | 0 | 0 | 0
NOx Emissions (MMshortTons): TVA
ReportingType | 2015 | 2020 | 2025 | 2030 | 2035 | 2040
BM | 0 | 0 | 0 | 0 | 0 | 0
CC | 0 | 0.01 | 0.01 | 0.01 | 0 | 0
CSP | 0 | 0 | 0 | 0 | 0 | 0
CT | 0 | 0 | 0 | 0 | 0 | 0
Coal | 0.02 | 0.01 | 0 | 0 | 0.01 | 0.01
Geo | 0 | 0 | 0 | 0 | 0 | 0
H | 0 | 0 | 0 | 0 | 0 | 0
LFG | 0 | 0 | 0 | 0 | 0 | 0
Nuc | 0 | 0 | 0 | 0 | 0 | 0
PS | 0 | 0 | 0 | 0 | 0 | 0
PV | 0 | 0 | 0 | 0 | 0 | 0
PeakG | 0 | 0 | 0 | 0 | 0 | 0
PeakO | 0 | 0 | 0 | 0 | 0 | 0
ST | 0 | 0 | 0 | 0 | 0 | 0
STOG | 0 | 0 | 0 | 0 | 0 | 0
STWD | 0 | 0 | 0 | 0 | 0 | 0
WT | 0 | 0 | 0 | 0 | 0 | 0
IGCC | 0 | 0 | 0 | 0 | 0 | 0
DemandResponse | 0 | 0 | 0 | 0 | 0 | 0
IGCC-CCS | 0 | 0 | 0 | 0 | 0 | 0.02
WT_off | 0 | 0 | 0 | 0 | 0 | 0
PseudoUnit | 0 | 0 | 0 | 0 | 0 | 0
FixedInterchange | 0 | 0 | 0 | 0 | 0 | 0
NOx Emissions (MMshortTons): TVA_Transmission
ReportingType | 2015 | 2020 | 2025 | 2030 | 2035 | 2040
BM | 0 | 0 | 0 | 0 | 0 | 0
CC | 0 | 0 | 0 | 0 | 0 | 0
CSP | 0 | 0 | 0 | 0 | 0 | 0
CT | 0 | 0 | 0 | 0 | 0 | 0
Coal | 0 | 0 | 0 | 0 | 0 | 0
Geo | 0 | 0 | 0 | 0 | 0 | 0
H | 0 | 0 | 0 | 0 | 0 | 0
LFG | 0 | 0 | 0 | 0 | 0 | 0
Nuc | 0 | 0 | 0 | 0 | 0 | 0
PS | 0 | 0 | 0 | 0 | 0 | 0
PV | 0 | 0 | 0 | 0 | 0 | 0
PeakG | 0 | 0 | 0 | 0 | 0 | 0
PeakO | 0 | 0 | 0 | 0 | 0 | 0
ST | 0 | 0 | 0 | 0 | 0 | 0
STOG | 0 | 0 | 0 | 0 | 0 | 0
STWD | 0 | 0 | 0 | 0 | 0 | 0
WT | 0 | 0 | 0 | 0 | 0 | 0
IGCC | 0 | 0 | 0 | 0 | 0 | 0
DemandResponse | 0 | 0 | 0 | 0 | 0 | 0
IGCC-CCS | 0 | 0 | 0 | 0 | 0 | 0
WT_off | 0 | 0 | 0 | 0 | 0 | 0
PseudoUnit | 0 | 0 | 0 | 0 | 0 | 0
FixedInterchange | 0 | 0 | 0 | 0 | 0 | 0
NOx Emissions (MMshortTons): VACAR
ReportingType | 2015 | 2020 | 2025 | 2030 | 2035 | 2040
BM | 0 | 0 | 0 | 0 | 0 | 0
CC | 0.01 | 0.01 | 0.01 | 0.01 | 0 | 0
CSP | 0 | 0 | 0 | 0 | 0 | 0
CT | 0 | 0 | 0 | 0 | 0 | 0
Coal | 0 | 0 | 0 | 0 | 0 | 0
Geo | 0 | 0 | 0 | 0 | 0 | 0
H | 0 | 0 | 0 | 0 | 0 | 0
LFG | 0 | 0 | 0 | 0 | 0 | 0
Nuc | 0 | 0 | 0 | 0 | 0 | 0
PS | 0 | 0 | 0 | 0 | 0 | 0
PV | 0 | 0 | 0 | 0 | 0 | 0
PeakG | 0 | 0 | 0 | 0 | 0 | 0
PeakO | 0 | 0 | 0 | 0 | 0 | 0
ST | 0 | 0 | 0 | 0 | 0 | 0
STOG | 0 | 0 | 0 | 0 | 0 | 0
STWD | 0 | 0 | 0 | 0 | 0 | 0
WT | 0 | 0 | 0 | 0 | 0 | 0
IGCC | 0 | 0 | 0 | 0 | 0 | 0
DemandResponse | 0 | 0 | 0 | 0 | 0 | 0
IGCC-CCS | 0 | 0 | 0 | 0 | 0 | 0
WT_off | 0 | 0 | 0 | 0 | 0 | 0
PseudoUnit | 0 | 0 | 0 | 0 | 0 | 0
FixedInterchange | 0 | 0 | 0 | 0 | 0 | 0
NOx Emissions (MMshortTons): IESO
ReportingType | 2015 | 2020 | 2025 | 2030 | 2035 | 2040
BM | 0 | 0 | 0 | 0 | 0 | 0
CC | 0 | 0 | 0 | 0 | 0 | 0
CSP | 0 | 0 | 0 | 0 | 0 | 0
CT | 0 | 0 | 0 | 0 | 0 | 0
Coal | 0 | 0 | 0 | 0 | 0 | 0
Geo | 0 | 0 | 0 | 0 | 0 | 0
H | 0 | 0 | 0 | 0 | 0 | 0
LFG | 0 | 0 | 0 | 0 | 0 | 0
Nuc | 0 | 0 | 0 | 0 | 0 | 0
PS | 0 | 0 | 0 | 0 | 0 | 0
PV | 0 | 0 | 0 | 0 | 0 | 0
PeakG | 0 | 0 | 0 | 0 | 0 | 0
PeakO | 0 | 0 | 0 | 0 | 0 | 0
ST | 0 | 0 | 0 | 0 | 0 | 0
STOG | 0 | 0 | 0 | 0 | 0 | 0
STWD | 0 | 0 | 0 | 0 | 0 | 0
WT | 0 | 0 | 0 | 0 | 0 | 0
IGCC | 0 | 0 | 0 | 0 | 0 | 0
DemandResponse | 0 | 0 | 0 | 0 | 0 | 0
IGCC-CCS | 0 | 0 | 0 | 0 | 0 | 0
WT_off | 0 | 0 | 0 | 0 | 0 | 0
PseudoUnit | 0 | 0 | 0 | 0 | 0 | 0
FixedInterchange | 0 | 0 | 0 | 0 | 0 | 0
NOx Emissions (MMshortTons): MAPP_CA
ReportingType | 2015 | 2020 | 2025 | 2030 | 2035 | 2040
BM | 0 | 0 | 0 | 0 | 0 | 0
CC | 0 | 0 | 0 | 0 | 0 | 0
CSP | 0 | 0 | 0 | 0 | 0 | 0
CT | 0 | 0 | 0 | 0 | 0 | 0
Coal | 0 | 0 | 0 | 0 | 0 | 0
Geo | 0 | 0 | 0 | 0 | 0 | 0
H | 0 | 0 | 0 | 0 | 0 | 0
LFG | 0 | 0 | 0 | 0 | 0 | 0
Nuc | 0 | 0 | 0 | 0 | 0 | 0
PS | 0 | 0 | 0 | 0 | 0 | 0
PV | 0 | 0 | 0 | 0 | 0 | 0
PeakG | 0 | 0 | 0 | 0 | 0 | 0
PeakO | 0 | 0 | 0 | 0 | 0 | 0
ST | 0 | 0 | 0 | 0 | 0 | 0
STOG | 0 | 0 | 0 | 0 | 0 | 0
STWD | 0 | 0 | 0 | 0 | 0 | 0
WT | 0 | 0 | 0 | 0 | 0 | 0
IGCC | 0 | 0 | 0 | 0 | 0 | 0
DemandResponse | 0 | 0 | 0 | 0 | 0 | 0
IGCC-CCS | 0 | 0 | 0 | 0 | 0 | 0
WT_off | 0 | 0 | 0 | 0 | 0 | 0
PseudoUnit | 0 | 0 | 0 | 0 | 0 | 0
FixedInterchange | 0 | 0 | 0 | 0 | 0 | 0
NOx Emissions (MMshortTons): AZ_NM_SNV_Coal
ReportingType | 2015 | 2020 | 2025 | 2030 | 2035 | 2040
BM | 0 | 0 | 0 | 0 | 0 | 0
CC | 0 | 0 | 0 | 0 | 0 | 0
CSP | 0 | 0 | 0 | 0 | 0 | 0
CT | 0 | 0 | 0 | 0 | 0 | 0
Coal | 0.09 | 0.06 | 0 | 0 | 0 | 0
Geo | 0 | 0 | 0 | 0 | 0 | 0
H | 0 | 0 | 0 | 0 | 0 | 0
LFG | 0 | 0 | 0 | 0 | 0 | 0
Nuc | 0 | 0 | 0 | 0 | 0 | 0
PS | 0 | 0 | 0 | 0 | 0 | 0
PV | 0 | 0 | 0 | 0 | 0 | 0
PeakG | 0 | 0 | 0 | 0 | 0 | 0
PeakO | 0 | 0 | 0 | 0 | 0 | 0
ST | 0 | 0 | 0 | 0 | 0 | 0
STOG | 0 | 0 | 0 | 0 | 0 | 0
STWD | 0 | 0 | 0 | 0 | 0 | 0
WT | 0 | 0 | 0 | 0 | 0 | 0
IGCC | 0 | 0 | 0 | 0 | 0 | 0
DemandResponse | 0 | 0 | 0 | 0 | 0 | 0
IGCC-CCS | 0 | 0 | 0 | 0 | 0 | 0
WT_off | 0 | 0 | 0 | 0 | 0 | 0
PseudoUnit | 0 | 0 | 0 | 0 | 0 | 0
FixedInterchange | 0 | 0 | 0 | 0 | 0 | 0
NOx Emissions (MMshortTons): AZ_NM_SNV_Gas
ReportingType | 2015 | 2020 | 2025 | 2030 | 2035 | 2040
BM | 0 | 0 | 0 | 0 | 0 | 0
CC | 0.01 | 0 | 0.01 | 0.01 | 0 | 0
CSP | 0 | 0 | 0 | 0 | 0 | 0
CT | 0 | 0 | 0 | 0 | 0 | 0
Coal | 0 | 0 | 0 | 0 | 0 | 0
Geo | 0 | 0 | 0 | 0 | 0 | 0
H | 0 | 0 | 0 | 0 | 0 | 0
LFG | 0 | 0 | 0 | 0 | 0 | 0
Nuc | 0 | 0 | 0 | 0 | 0 | 0
PS | 0 | 0 | 0 | 0 | 0 | 0
PV | 0 | 0 | 0 | 0 | 0 | 0
PeakG | 0 | 0 | 0 | 0 | 0 | 0
PeakO | 0 | 0 | 0 | 0 | 0 | 0
ST | 0 | 0 | 0 | 0 | 0 | 0
STOG | 0 | 0 | 0 | 0 | 0 | 0
STWD | 0 | 0 | 0 | 0 | 0 | 0
WT | 0 | 0 | 0 | 0 | 0 | 0
IGCC | 0 | 0 | 0 | 0 | 0 | 0
DemandResponse | 0 | 0 | 0 | 0 | 0 | 0
IGCC-CCS | 0 | 0 | 0 | 0 | 0 | 0
WT_off | 0 | 0 | 0 | 0 | 0 | 0
PseudoUnit | 0 | 0 | 0 | 0 | 0 | 0
FixedInterchange | 0 | 0 | 0 | 0 | 0 | 0
NOx Emissions (MMshortTons): AZ_NM_SNV_NucRenew
ReportingType | 2015 | 2020 | 2025 | 2030 | 2035 | 2040
BM | 0 | 0 | 0 | 0 | 0 | 0
CC | 0 | 0 | 0 | 0 | 0 | 0
CSP | 0 | 0 | 0 | 0 | 0 | 0
CT | 0 | 0 | 0 | 0 | 0 | 0
Coal | 0 | 0 | 0 | 0 | 0 | 0
Geo | 0 | 0 | 0 | 0 | 0 | 0
H | 0 | 0 | 0 | 0 | 0 | 0
LFG | 0 | 0 | 0 | 0 | 0 | 0
Nuc | 0 | 0 | 0 | 0 | 0 | 0
PS | 0 | 0 | 0 | 0 | 0 | 0
PV | 0 | 0 | 0 | 0 | 0 | 0
PeakG | 0 | 0 | 0 | 0 | 0 | 0
PeakO | 0 | 0 | 0 | 0 | 0 | 0
ST | 0 | 0 | 0 | 0 | 0 | 0
STOG | 0 | 0 | 0 | 0 | 0 | 0
STWD | 0 | 0 | 0 | 0 | 0 | 0
WT | 0 | 0 | 0 | 0 | 0 | 0
IGCC | 0 | 0 | 0 | 0 | 0 | 0
DemandResponse | 0 | 0 | 0 | 0 | 0 | 0
IGCC-CCS | 0 | 0 | 0 | 0 | 0 | 0
WT_off | 0 | 0 | 0 | 0 | 0 | 0
PseudoUnit | 0 | 0 | 0 | 0 | 0 | 0
FixedInterchange | 0 | 0 | 0 | 0 | 0 | 0
NOx Emissions (MMshortTons): ERCOT
ReportingType | 2015 | 2020 | 2025 | 2030 | 2035 | 2040
BM | 0 | 0 | 0 | 0 | 0 | 0
CC | 0.02 | 0.02 | 0.02 | 0.01 | 0.01 | 0.01
CSP | 0 | 0 | 0 | 0 | 0 | 0
CT | 0 | 0 | 0 | 0 | 0 | 0
Coal | 0.01 | 0.01 | 0 | 0 | 0 | 0
Geo | 0 | 0 | 0 | 0 | 0 | 0
H | 0 | 0 | 0 | 0 | 0 | 0
LFG | 0 | 0 | 0 | 0 | 0 | 0
Nuc | 0 | 0 | 0 | 0 | 0 | 0
PS | 0 | 0 | 0 | 0 | 0 | 0
PV | 0 | 0 | 0 | 0 | 0 | 0
PeakG | 0 | 0 | 0 | 0 | 0 | 0
PeakO | 0 | 0 | 0 | 0 | 0 | 0
ST | 0 | 0 | 0 | 0 | 0 | 0
STOG | 0 | 0 | 0 | 0 | 0 | 0
STWD | 0 | 0 | 0 | 0 | 0 | 0
WT | 0 | 0 | 0 | 0 | 0 | 0
IGCC | 0 | 0 | 0 | 0 | 0 | 0
DemandResponse | 0 | 0 | 0 | 0 | 0 | 0
IGCC-CCS | 0 | 0 | 0 | 0 | 0 | 0.01
WT_off | 0 | 0 | 0 | 0 | 0 | 0
PseudoUnit | 0 | 0 | 0 | 0 | 0 | 0
FixedInterchange | 0 | 0 | 0 | 0 | 0 | 0
NOx Emissions (MMshortTons): NP15
ReportingType | 2015 | 2020 | 2025 | 2030 | 2035 | 2040
BM | 0 | 0 | 0 | 0 | 0 | 0
CC | 0.01 | 0.01 | 0.01 | 0 | 0 | 0
CSP | 0 | 0 | 0 | 0 | 0 | 0
CT | 0 | 0 | 0 | 0 | 0 | 0
Coal | 0 | 0 | 0 | 0 | 0 | 0
Geo | 0 | 0 | 0 | 0 | 0 | 0
H | 0 | 0 | 0 | 0 | 0 | 0
LFG | 0 | 0 | 0 | 0 | 0 | 0
Nuc | 0 | 0 | 0 | 0 | 0 | 0
PS | 0 | 0 | 0 | 0 | 0 | 0
PV | 0 | 0 | 0 | 0 | 0 | 0
PeakG | 0 | 0 | 0 | 0 | 0 | 0
PeakO | 0 | 0 | 0 | 0 | 0 | 0
ST | 0 | 0 | 0 | 0 | 0 | 0
STOG | 0 | 0 | 0 | 0 | 0 | 0
STWD | 0 | 0 | 0 | 0 | 0 | 0
WT | 0 | 0 | 0 | 0 | 0 | 0
IGCC | 0 | 0 | 0 | 0 | 0 | 0
DemandResponse | 0 | 0 | 0 | 0 | 0 | 0
IGCC-CCS | 0 | 0 | 0 | 0 | 0 | 0.03
WT_off | 0 | 0 | 0 | 0 | 0 | 0
PseudoUnit | 0 | 0 | 0 | 0 | 0 | 0
FixedInterchange | 0 | 0 | 0 | 0 | 0 | 0
NOx Emissions (MMshortTons): NWPP_Coal
ReportingType | 2015 | 2020 | 2025 | 2030 | 2035 | 2040
BM | 0 | 0 | 0 | 0 | 0 | 0
CC | 0 | 0 | 0 | 0 | 0 | 0
CSP | 0 | 0 | 0 | 0 | 0 | 0
CT | 0 | 0 | 0 | 0 | 0 | 0
Coal | 0.08 | 0.05 | 0 | 0 | 0 | 0
Geo | 0 | 0 | 0 | 0 | 0 | 0
H | 0 | 0 | 0 | 0 | 0 | 0
LFG | 0 | 0 | 0 | 0 | 0 | 0
Nuc | 0 | 0 | 0 | 0 | 0 | 0
PS | 0 | 0 | 0 | 0 | 0 | 0
PV | 0 | 0 | 0 | 0 | 0 | 0
PeakG | 0 | 0 | 0 | 0 | 0 | 0
PeakO | 0 | 0 | 0 | 0 | 0 | 0
ST | 0 | 0 | 0 | 0 | 0 | 0
STOG | 0 | 0 | 0 | 0 | 0 | 0
STWD | 0 | 0 | 0 | 0 | 0 | 0
WT | 0 | 0 | 0 | 0 | 0 | 0
IGCC | 0 | 0 | 0 | 0 | 0 | 0
DemandResponse | 0 | 0 | 0 | 0 | 0 | 0
IGCC-CCS | 0 | 0 | 0 | 0 | 0 | 0
WT_off | 0 | 0 | 0 | 0 | 0 | 0
PseudoUnit | 0 | 0 | 0 | 0 | 0 | 0
FixedInterchange | 0 | 0 | 0 | 0 | 0 | 0
NOx Emissions (MMshortTons): NWPP_Gas
ReportingType | 2015 | 2020 | 2025 | 2030 | 2035 | 2040
BM | 0 | 0 | 0 | 0 | 0 | 0
CC | 0 | 0.01 | 0.01 | 0.01 | 0 | 0
CSP | 0 | 0 | 0 | 0 | 0 | 0
CT | 0 | 0 | 0 | 0 | 0 | 0
Coal | 0 | 0 | 0 | 0 | 0 | 0
Geo | 0 | 0 | 0 | 0 | 0 | 0
H | 0 | 0 | 0 | 0 | 0 | 0
LFG | 0 | 0 | 0 | 0 | 0 | 0
Nuc | 0 | 0 | 0 | 0 | 0 | 0
PS | 0 | 0 | 0 | 0 | 0 | 0
PV | 0 | 0 | 0 | 0 | 0 | 0
PeakG | 0 | 0 | 0 | 0 | 0 | 0
PeakO | 0 | 0 | 0 | 0 | 0 | 0
ST | 0 | 0 | 0 | 0 | 0 | 0
STOG | 0 | 0 | 0 | 0 | 0 | 0
STWD | 0 | 0 | 0 | 0 | 0 | 0
WT | 0 | 0 | 0 | 0 | 0 | 0
IGCC | 0 | 0 | 0 | 0 | 0 | 0
DemandResponse | 0 | 0 | 0 | 0 | 0 | 0
IGCC-CCS | 0 | 0 | 0 | 0 | 0 | 0.01
WT_off | 0 | 0 | 0 | 0 | 0 | 0
PseudoUnit | 0 | 0 | 0 | 0 | 0 | 0
FixedInterchange | 0 | 0 | 0 | 0 | 0 | 0
NOx Emissions (MMshortTons): NWPP_NucRenew
ReportingType | 2015 | 2020 | 2025 | 2030 | 2035 | 2040
BM | 0 | 0 | 0 | 0 | 0 | 0
CC | 0 | 0 | 0 | 0 | 0 | 0
CSP | 0 | 0 | 0 | 0 | 0 | 0
CT | 0 | 0 | 0 | 0 | 0 | 0
Coal | 0 | 0 | 0 | 0 | 0 | 0
Geo | 0 | 0 | 0 | 0 | 0 | 0
H | 0 | 0 | 0 | 0 | 0 | 0
LFG | 0 | 0 | 0 | 0 | 0 | 0
Nuc | 0 | 0 | 0 | 0 | 0 | 0
PS | 0 | 0 | 0 | 0 | 0 | 0
PV | 0 | 0 | 0 | 0 | 0 | 0
PeakG | 0 | 0 | 0 | 0 | 0 | 0
PeakO | 0 | 0 | 0 | 0 | 0 | 0
ST | 0 | 0 | 0 | 0 | 0 | 0
STOG | 0 | 0 | 0 | 0 | 0 | 0
STWD | 0 | 0 | 0 | 0 | 0 | 0
WT | 0 | 0 | 0 | 0 | 0 | 0
IGCC | 0 | 0 | 0 | 0 | 0 | 0
DemandResponse | 0 | 0 | 0 | 0 | 0 | 0
IGCC-CCS | 0 | 0 | 0 | 0 | 0 | 0
WT_off | 0 | 0 | 0 | 0 | 0 | 0
PseudoUnit | 0 | 0 | 0 | 0 | 0 | 0
FixedInterchange | 0 | 0 | 0 | 0 | 0 | 0
NOx Emissions (MMshortTons): RMPA
ReportingType | 2015 | 2020 | 2025 | 2030 | 2035 | 2040
BM | 0 | 0 | 0 | 0 | 0 | 0
CC | 0 | 0 | 0 | 0 | 0 | 0
CSP | 0 | 0 | 0 | 0 | 0 | 0
CT | 0 | 0 | 0 | 0 | 0 | 0
Coal | 0.05 | 0.04 | 0 | 0 | 0 | 0
Geo | 0 | 0 | 0 | 0 | 0 | 0
H | 0 | 0 | 0 | 0 | 0 | 0
LFG | 0 | 0 | 0 | 0 | 0 | 0
Nuc | 0 | 0 | 0 | 0 | 0 | 0
PS | 0 | 0 | 0 | 0 | 0 | 0
PV | 0 | 0 | 0 | 0 | 0 | 0
PeakG | 0 | 0 | 0 | 0 | 0 | 0
PeakO | 0 | 0 | 0 | 0 | 0 | 0
ST | 0 | 0 | 0 | 0 | 0 | 0
STOG | 0 | 0 | 0 | 0 | 0 | 0
STWD | 0 | 0 | 0 | 0 | 0 | 0
WT | 0 | 0 | 0 | 0 | 0 | 0
IGCC | 0 | 0 | 0 | 0 | 0 | 0
DemandResponse | 0 | 0 | 0 | 0 | 0 | 0
IGCC-CCS | 0 | 0 | 0 | 0 | 0 | 0.01
WT_off | 0 | 0 | 0 | 0 | 0 | 0
PseudoUnit | 0 | 0 | 0 | 0 | 0 | 0
FixedInterchange | 0 | 0 | 0 | 0 | 0 | 0
NOx Emissions (MMshortTons): SP15
ReportingType | 2015 | 2020 | 2025 | 2030 | 2035 | 2040
BM | 0 | 0 | 0 | 0 | 0 | 0
CC | 0 | 0.01 | 0.01 | 0.01 | 0.01 | 0
CSP | 0 | 0 | 0 | 0 | 0 | 0
CT | 0 | 0 | 0 | 0 | 0 | 0
Coal | 0 | 0 | 0 | 0 | 0 | 0
Geo | 0 | 0 | 0 | 0 | 0 | 0
H | 0 | 0 | 0 | 0 | 0 | 0
LFG | 0 | 0 | 0 | 0 | 0 | 0
Nuc | 0 | 0 | 0 | 0 | 0 | 0
PS | 0 | 0 | 0 | 0 | 0 | 0
PV | 0 | 0 | 0 | 0 | 0 | 0
PeakG | 0 | 0 | 0 | 0 | 0 | 0
PeakO | 0 | 0 | 0 | 0 | 0 | 0
ST | 0 | 0 | 0 | 0 | 0 | 0
STOG | 0 | 0 | 0 | 0 | 0 | 0
STWD | 0 | 0 | 0 | 0 | 0 | 0
WT | 0 | 0 | 0 | 0 | 0 | 0
IGCC | 0 | 0 | 0 | 0 | 0 | 0
DemandResponse | 0 | 0 | 0 | 0 | 0 | 0
IGCC-CCS | 0 | 0 | 0 | 0 | 0.01 | 0.03
WT_off | 0 | 0 | 0 | 0 | 0 | 0
PseudoUnit | 0 | 0 | 0 | 0 | 0 | 0
FixedInterchange | 0 | 0 | 0 | 0 | 0 | 0
NOx Emissions (MMshortTons): ALB
ReportingType | 2015 | 2020 | 2025 | 2030 | 2035 | 2040
BM | 0 | 0 | 0 | 0 | 0 | 0
CC | 0 | 0 | 0 | 0 | 0 | 0
CSP | 0 | 0 | 0 | 0 | 0 | 0
CT | 0 | 0 | 0 | 0 | 0 | 0
Coal | 0.01 | 0.01 | 0.01 | 0 | 0 | 0
Geo | 0 | 0 | 0 | 0 | 0 | 0
H | 0 | 0 | 0 | 0 | 0 | 0
LFG | 0 | 0 | 0 | 0 | 0 | 0
Nuc | 0 | 0 | 0 | 0 | 0 | 0
PS | 0 | 0 | 0 | 0 | 0 | 0
PV | 0 | 0 | 0 | 0 | 0 | 0
PeakG | 0 | 0 | 0 | 0 | 0 | 0
PeakO | 0 | 0 | 0 | 0 | 0 | 0
ST | 0 | 0 | 0 | 0 | 0 | 0
STOG | 0 | 0 | 0 | 0 | 0 | 0
STWD | 0 | 0 | 0 | 0 | 0 | 0
WT | 0 | 0 | 0 | 0 | 0 | 0
IGCC | 0 | 0 | 0 | 0 | 0 | 0
DemandResponse | 0 | 0 | 0 | 0 | 0 | 0
IGCC-CCS | 0 | 0 | 0 | 0 | 0 | 0
WT_off | 0 | 0 | 0 | 0 | 0 | 0
PseudoUnit | 0 | 0 | 0 | 0 | 0 | 0
FixedInterchange | 0 | 0 | 0 | 0 | 0 | 0
NOx Emissions (MMshortTons): BC
ReportingType | 2015 | 2020 | 2025 | 2030 | 2035 | 2040
BM | 0 | 0 | 0 | 0 | 0 | 0
CC | 0 | 0 | 0 | 0 | 0 | 0
CSP | 0 | 0 | 0 | 0 | 0 | 0
CT | 0 | 0 | 0 | 0 | 0 | 0
Coal | 0 | 0 | 0 | 0 | 0 | 0
Geo | 0 | 0 | 0 | 0 | 0 | 0
H | 0 | 0 | 0 | 0 | 0 | 0
LFG | 0 | 0 | 0 | 0 | 0 | 0
Nuc | 0 | 0 | 0 | 0 | 0 | 0
PS | 0 | 0 | 0 | 0 | 0 | 0
PV | 0 | 0 | 0 | 0 | 0 | 0
PeakG | 0 | 0 | 0 | 0 | 0 | 0
PeakO | 0 | 0 | 0 | 0 | 0 | 0
ST | 0 | 0 | 0 | 0 | 0 | 0
STOG | 0 | 0 | 0 | 0 | 0 | 0
STWD | 0 | 0 | 0 | 0 | 0 | 0
WT | 0 | 0 | 0 | 0 | 0 | 0
IGCC | 0 | 0 | 0 | 0 | 0 | 0
DemandResponse | 0 | 0 | 0 | 0 | 0 | 0
IGCC-CCS | 0 | 0 | 0 | 0 | 0 | 0
WT_off | 0 | 0 | 0 | 0 | 0 | 0
PseudoUnit | 0 | 0 | 0 | 0 | 0 | 0
FixedInterchange | 0 | 0 | 0 | 0 | 0 | 0
NOx Emissions (MMshortTons): HQ_IESO
ReportingType | 2015 | 2020 | 2025 | 2030 | 2035 | 2040
BM | 0 | 0 | 0 | 0 | 0 | 0
CC | 0 | 0 | 0 | 0 | 0 | 0
CSP | 0 | 0 | 0 | 0 | 0 | 0
CT | 0 | 0 | 0 | 0 | 0 | 0
Coal | 0 | 0 | 0 | 0 | 0 | 0
Geo | 0 | 0 | 0 | 0 | 0 | 0
H | 0 | 0 | 0 | 0 | 0 | 0
LFG | 0 | 0 | 0 | 0 | 0 | 0
Nuc | 0 | 0 | 0 | 0 | 0 | 0
PS | 0 | 0 | 0 | 0 | 0 | 0
PV | 0 | 0 | 0 | 0 | 0 | 0
PeakG | 0 | 0 | 0 | 0 | 0 | 0
PeakO | 0 | 0 | 0 | 0 | 0 | 0
ST | 0 | 0 | 0 | 0 | 0 | 0
STOG | 0 | 0 | 0 | 0 | 0 | 0
STWD | 0 | 0 | 0 | 0 | 0 | 0
WT | 0 | 0 | 0 | 0 | 0 | 0
IGCC | 0 | 0 | 0 | 0 | 0 | 0
DemandResponse | 0 | 0 | 0 | 0 | 0 | 0
IGCC-CCS | 0 | 0 | 0 | 0 | 0 | 0
WT_off | 0 | 0 | 0 | 0 | 0 | 0
PseudoUnit | 0 | 0 | 0 | 0 | 0 | 0
FixedInterchange | 0 | 0 | 0 | 0 | 0 | 0
NOx Emissions (MMshortTons): HQ_NEISO
ReportingType | 2015 | 2020 | 2025 | 2030 | 2035 | 2040
BM | 0 | 0 | 0 | 0 | 0 | 0
CC | 0 | 0 | 0 | 0 | 0 | 0
CSP | 0 | 0 | 0 | 0 | 0 | 0
CT | 0 | 0 | 0 | 0 | 0 | 0
Coal | 0 | 0 | 0 | 0 | 0 | 0
Geo | 0 | 0 | 0 | 0 | 0 | 0
H | 0 | 0 | 0 | 0 | 0 | 0
LFG | 0 | 0 | 0 | 0 | 0 | 0
Nuc | 0 | 0 | 0 | 0 | 0 | 0
PS | 0 | 0 | 0 | 0 | 0 | 0
PV | 0 | 0 | 0 | 0 | 0 | 0
PeakG | 0 | 0 | 0 | 0 | 0 | 0
PeakO | 0 | 0 | 0 | 0 | 0 | 0
ST | 0 | 0 | 0 | 0 | 0 | 0
STOG | 0 | 0 | 0 | 0 | 0 | 0
STWD | 0 | 0 | 0 | 0 | 0 | 0
WT | 0 | 0 | 0 | 0 | 0 | 0
IGCC | 0 | 0 | 0 | 0 | 0 | 0
DemandResponse | 0 | 0 | 0 | 0 | 0 | 0
IGCC-CCS | 0 | 0 | 0 | 0 | 0 | 0
WT_off | 0 | 0 | 0 | 0 | 0 | 0
PseudoUnit | 0 | 0 | 0 | 0 | 0 | 0
FixedInterchange | 0 | 0 | 0 | 0 | 0 | 0
NOx Emissions (MMshortTons): HQ_NY
ReportingType | 2015 | 2020 | 2025 | 2030 | 2035 | 2040
BM | 0 | 0 | 0 | 0 | 0 | 0
CC | 0 | 0 | 0 | 0 | 0 | 0
CSP | 0 | 0 | 0 | 0 | 0 | 0
CT | 0 | 0 | 0 | 0 | 0 | 0
Coal | 0 | 0 | 0 | 0 | 0 | 0
Geo | 0 | 0 | 0 | 0 | 0 | 0
H | 0 | 0 | 0 | 0 | 0 | 0
LFG | 0 | 0 | 0 | 0 | 0 | 0
Nuc | 0 | 0 | 0 | 0 | 0 | 0
PS | 0 | 0 | 0 | 0 | 0 | 0
PV | 0 | 0 | 0 | 0 | 0 | 0
PeakG | 0 | 0 | 0 | 0 | 0 | 0
PeakO | 0 | 0 | 0 | 0 | 0 | 0
ST | 0 | 0 | 0 | 0 | 0 | 0
STOG | 0 | 0 | 0 | 0 | 0 | 0
STWD | 0 | 0 | 0 | 0 | 0 | 0
WT | 0 | 0 | 0 | 0 | 0 | 0
IGCC | 0 | 0 | 0 | 0 | 0 | 0
DemandResponse | 0 | 0 | 0 | 0 | 0 | 0
IGCC-CCS | 0 | 0 | 0 | 0 | 0 | 0
WT_off | 0 | 0 | 0 | 0 | 0 | 0
PseudoUnit | 0 | 0 | 0 | 0 | 0 | 0
FixedInterchange | 0 | 0 | 0 | 0 | 0 | 0
NOx Emissions (MMshortTons): MARITIMES
ReportingType | 2015 | 2020 | 2025 | 2030 | 2035 | 2040
BM | 0 | 0 | 0 | 0 | 0 | 0
CC | 0 | 0 | 0 | 0 | 0 | 0
CSP | 0 | 0 | 0 | 0 | 0 | 0
CT | 0 | 0 | 0 | 0 | 0 | 0
Coal | 0 | 0 | 0 | 0 | 0 | 0
Geo | 0 | 0 | 0 | 0 | 0 | 0
H | 0 | 0 | 0 | 0 | 0 | 0
LFG | 0 | 0 | 0 | 0 | 0 | 0
Nuc | 0 | 0 | 0 | 0 | 0 | 0
PS | 0 | 0 | 0 | 0 | 0 | 0
PV | 0 | 0 | 0 | 0 | 0 | 0
PeakG | 0 | 0 | 0 | 0 | 0 | 0
PeakO | 0 | 0 | 0 | 0 | 0 | 0
ST | 0 | 0 | 0 | 0 | 0 | 0
STOG | 0 | 0 | 0 | 0 | 0 | 0
STWD | 0 | 0 | 0 | 0 | 0 | 0
WT | 0 | 0 | 0 | 0 | 0 | 0
IGCC | 0 | 0 | 0 | 0 | 0 | 0
DemandResponse | 0 | 0 | 0 | 0 | 0 | 0
IGCC-CCS | 0 | 0 | 0 | 0 | 0 | 0
WT_off | 0 | 0 | 0 | 0 | 0 | 0
PseudoUnit | 0 | 0 | 0 | 0 | 0 | 0
FixedInterchange | 0 | 0 | 0 | 0 | 0 | 0
NOx Emissions (MMshortTons): All
ReportingType | 2015 | 2020 | 2025 | 2030 | 2035 | 2040
BM | 0 | 0 | 0 | 0 | 0 | 0
CC | 0.12 | 0.16 | 0.17 | 0.15 | 0.1 | 0.05
CSP | 0 | 0 | 0 | 0 | 0 | 0
CT | 0 | 0 | 0 | 0 | 0 | 0
Coal | 0.99 | 0.27 | 0.04 | 0.04 | 0.08 | 0.09
Geo | 0 | 0 | 0 | 0 | 0 | 0
H | 0 | 0 | 0 | 0 | 0 | 0
LFG | 0 | 0 | 0 | 0 | 0 | 0
Nuc | 0 | 0 | 0 | 0 | 0 | 0
PS | 0 | 0 | 0 | 0 | 0 | 0
PV | 0 | 0 | 0 | 0 | 0 | 0
PeakG | 0 | 0 | 0 | 0 | 0 | 0
PeakO | 0 | 0 | 0 | 0 | 0 | 0
ST | 0 | 0 | 0 | 0 | 0 | 0
STOG | 0.01 | 0.01 | 0.01 | 0.01 | 0 | 0
STWD | 0 | 0 | 0 | 0 | 0 | 0
WT | 0 | 0 | 0 | 0 | 0 | 0
IGCC | 0 | 0 | 0 | 0 | 0 | 0
DemandResponse | 0 | 0 | 0 | 0 | 0 | 0
IGCC-CCS | 0 | 0 | 0 | 0 | 0.01 | 0.12
WT_off | 0 | 0 | 0 | 0 | 0 | 0
PseudoUnit | 0 | 0 | 0 | 0 | 0 | 0
FixedInterchange | 0 | 0 | 0 | 0 | 0 | 0
NOx Emissions (MMshortTons): EI_US
ReportingType | 2015 | 2020 | 2025 | 2030 | 2035 | 2040
BM | 0 | 0 | 0 | 0 | 0 | 0
CC | 0.08 | 0.11 | 0.12 | 0.11 | 0.07 | 0.04
CSP | 0 | 0 | 0 | 0 | 0 | 0
CT | 0 | 0 | 0 | 0 | 0 | 0
Coal | 0.74 | 0.12 | 0.02 | 0.03 | 0.08 | 0.09
Geo | 0 | 0 | 0 | 0 | 0 | 0
H | 0 | 0 | 0 | 0 | 0 | 0
LFG | 0 | 0 | 0 | 0 | 0 | 0
Nuc | 0 | 0 | 0 | 0 | 0 | 0
PS | 0 | 0 | 0 | 0 | 0 | 0
PV | 0 | 0 | 0 | 0 | 0 | 0
PeakG | 0 | 0 | 0 | 0 | 0 | 0
PeakO | 0 | 0 | 0 | 0 | 0 | 0
ST | 0 | 0 | 0 | 0 | 0 | 0
STOG | 0 | 0 | 0 | 0.01 | 0 | 0
STWD | 0 | 0 | 0 | 0 | 0 | 0
WT | 0 | 0 | 0 | 0 | 0 | 0
IGCC | 0 | 0 | 0 | 0 | 0 | 0
DemandResponse | 0 | 0 | 0 | 0 | 0 | 0
IGCC-CCS | 0 | 0 | 0 | 0 | 0 | 0.03
WT_off | 0 | 0 | 0 | 0 | 0 | 0
PseudoUnit | 0 | 0 | 0 | 0 | 0 | 0
FixedInterchange | 0 | 0 | 0 | 0 | 0 | 0
NOx Emissions (MMshortTons): EI_Canada
ReportingType | 2015 | 2020 | 2025 | 2030 | 2035 | 2040
BM | 0 | 0 | 0 | 0 | 0 | 0
CC | 0 | 0 | 0 | 0 | 0 | 0
CSP | 0 | 0 | 0 | 0 | 0 | 0
CT | 0 | 0 | 0 | 0 | 0 | 0
Coal | 0 | 0 | 0 | 0 | 0 | 0
Geo | 0 | 0 | 0 | 0 | 0 | 0
H | 0 | 0 | 0 | 0 | 0 | 0
LFG | 0 | 0 | 0 | 0 | 0 | 0
Nuc | 0 | 0 | 0 | 0 | 0 | 0
PS | 0 | 0 | 0 | 0 | 0 | 0
PV | 0 | 0 | 0 | 0 | 0 | 0
PeakG | 0 | 0 | 0 | 0 | 0 | 0
PeakO | 0 | 0 | 0 | 0 | 0 | 0
ST | 0 | 0 | 0 | 0 | 0 | 0
STOG | 0 | 0 | 0 | 0 | 0 | 0
STWD | 0 | 0 | 0 | 0 | 0 | 0
WT | 0 | 0 | 0 | 0 | 0 | 0
IGCC | 0 | 0 | 0 | 0 | 0 | 0
DemandResponse | 0 | 0 | 0 | 0 | 0 | 0
IGCC-CCS | 0 | 0 | 0 | 0 | 0 | 0
WT_off | 0 | 0 | 0 | 0 | 0 | 0
PseudoUnit | 0 | 0 | 0 | 0 | 0 | 0
FixedInterchange | 0 | 0 | 0 | 0 | 0 | 0
NOx Emissions (MMshortTons): EI
ReportingType | 2015 | 2020 | 2025 | 2030 | 2035 | 2040
BM | 0 | 0 | 0 | 0 | 0 | 0
CC | 0.08 | 0.11 | 0.12 | 0.11 | 0.07 | 0.04
CSP | 0 | 0 | 0 | 0 | 0 | 0
CT | 0 | 0 | 0 | 0 | 0 | 0
Coal | 0.74 | 0.12 | 0.02 | 0.03 | 0.08 | 0.09
Geo | 0 | 0 | 0 | 0 | 0 | 0
H | 0 | 0 | 0 | 0 | 0 | 0
LFG | 0 | 0 | 0 | 0 | 0 | 0
Nuc | 0 | 0 | 0 | 0 | 0 | 0
PS | 0 | 0 | 0 | 0 | 0 | 0
PV | 0 | 0 | 0 | 0 | 0 | 0
PeakG | 0 | 0 | 0 | 0 | 0 | 0
PeakO | 0 | 0 | 0 | 0 | 0 | 0
ST | 0 | 0 | 0 | 0 | 0 | 0
STOG | 0 | 0 | 0 | 0.01 | 0 | 0
STWD | 0 | 0 | 0 | 0 | 0 | 0
WT | 0 | 0 | 0 | 0 | 0 | 0
IGCC | 0 | 0 | 0 | 0 | 0 | 0
DemandResponse | 0 | 0 | 0 | 0 | 0 | 0
IGCC-CCS | 0 | 0 | 0 | 0 | 0 | 0.03
WT_off | 0 | 0 | 0 | 0 | 0 | 0
PseudoUnit | 0 | 0 | 0 | 0 | 0 | 0
FixedInterchange | 0 | 0 | 0 | 0 | 0 | 0
NOx Emissions (MMshortTons): Outside_EI
ReportingType | 2015 | 2020 | 2025 | 2030 | 2035 | 2040
BM | 0 | 0 | 0 | 0 | 0 | 0
CC | 0.04 | 0.04 | 0.05 | 0.04 | 0.03 | 0.01
CSP | 0 | 0 | 0 | 0 | 0 | 0
CT | 0 | 0 | 0 | 0 | 0 | 0
Coal | 0.25 | 0.16 | 0.01 | 0 | 0 | 0
Geo | 0 | 0 | 0 | 0 | 0 | 0
H | 0 | 0 | 0 | 0 | 0 | 0
LFG | 0 | 0 | 0 | 0 | 0 | 0
Nuc | 0 | 0 | 0 | 0 | 0 | 0
PS | 0 | 0 | 0 | 0 | 0 | 0
PV | 0 | 0 | 0 | 0 | 0 | 0
PeakG | 0 | 0 | 0 | 0 | 0 | 0
PeakO | 0 | 0 | 0 | 0 | 0 | 0
ST | 0 | 0 | 0 | 0 | 0 | 0
STOG | 0 | 0 | 0 | 0 | 0 | 0
STWD | 0 | 0 | 0 | 0 | 0 | 0
WT | 0 | 0 | 0 | 0 | 0 | 0
IGCC | 0 | 0 | 0 | 0 | 0 | 0
DemandResponse | 0 | 0 | 0 | 0 | 0 | 0
IGCC-CCS | 0 | 0 | 0 | 0 | 0.01 | 0.09
WT_off | 0 | 0 | 0 | 0 | 0 | 0
PseudoUnit | 0 | 0 | 0 | 0 | 0 | 0
FixedInterchange | 0 | 0 | 0 | 0 | 0 | 0
CO2 Emissions (MMshortTons): Entergy
ReportingType | 2015 | 2020 | 2025 | 2030 | 2035 | 2040
BM | 0 | 0 | 0 | 0 | 0 | 0
CC | 31.04 | 45.44 | 50.88 | 47.63 | 27.08 | 12.29
CSP | 0 | 0 | 0 | 0 | 0 | 0
CT | 0 | 0 | 0 | 0 | 0 | 0
Coal | 64.14 | 5.41 | 0.76 | 0.05 | 0 | 0
Geo | 0 | 0 | 0 | 0 | 0 | 0
H | 0 | 0 | 0 | 0 | 0 | 0
LFG | 0 | 0 | 0 | 0 | 0 | 0
Nuc | 0 | 0 | 0 | 0 | 0 | 0
PS | 0 | 0 | 0 | 0 | 0 | 0
PV | 0 | 0 | 0 | 0 | 0 | 0
PeakG | 0 | 0 | 0 | 0.01 | 0 | 0
PeakO | 0 | 0 | 0 | 0 | 0 | 0
ST | 0 | 0 | 0 | 0 | 0 | 0
STOG | 0.16 | 0.16 | 0.16 | 0.3 | 0 | 0
STWD | 0 | 0 | 0 | 0 | 0 | 0
WT | 0 | 0 | 0 | 0 | 0 | 0
IGCC | 0 | 0 | 0 | 0 | 0 | 0
DemandResponse | 0 | 0 | 0 | 0 | 0 | 0
IGCC-CCS | 0 | 0 | 0 | 0 | 0 | 0
WT_off | 0 | 0 | 0 | 0 | 0 | 0
PseudoUnit | 0 | 0 | 0 | 0 | 0 | 0
FixedInterchange | 0 | 0 | 0 | 0 | 0 | 0
CO2 Emissions (MMshortTons): FRCC
ReportingType | 2015 | 2020 | 2025 | 2030 | 2035 | 2040
BM | 0 | 0 | 0 | 0 | 0 | 0
CC | 79.17 | 87.41 | 84.4 | 75.11 | 31.45 | 25.16
CSP | 0 | 0 | 0 | 0 | 0 | 0
CT | 0.31 | 0.31 | 0.34 | 0.4 | 0 | 0
Coal | 18.82 | 6.61 | 1.25 | 0.18 | 0.68 | 0.73
Geo | 0 | 0 | 0 | 0 | 0 | 0
H | 0 | 0 | 0 | 0 | 0 | 0
LFG | 0 | 0 | 0 | 0 | 0 | 0
Nuc | 0 | 0 | 0 | 0 | 0 | 0
PS | 0 | 0 | 0 | 0 | 0 | 0
PV | 0 | 0 | 0 | 0 | 0 | 0
PeakG | 0.21 | 0.21 | 0.35 | 0.13 | 0.06 | 0.06
PeakO | 0 | 0 | 0 | 0 | 0 | 0
ST | 0 | 0 | 0 | 0 | 0 | 0
STOG | 0 | 0 | 0 | 0 | 0 | 0
STWD | 0 | 0 | 0 | 0 | 0 | 0
WT | 0 | 0 | 0 | 0 | 0 | 0
IGCC | 0 | 0 | 0 | 0 | 0 | 0
DemandResponse | 0 | 0 | 0 | 0 | 0 | 0
IGCC-CCS | 0 | 0 | 0 | 0 | 0 | 0
WT_off | 0 | 0 | 0 | 0 | 0 | 0
PseudoUnit | 0 | 0 | 0 | 0 | 0 | 0
FixedInterchange | 0 | 0 | 0 | 0 | 0 | 0
CO2 Emissions (MMshortTons): MAPP_US
ReportingType | 2015 | 2020 | 2025 | 2030 | 2035 | 2040
BM | 0 | 0 | 0 | 0 | 0 | 0
CC | 0.41 | 0.13 | 0.13 | 0.13 | 0.08 | 0.02
CSP | 0 | 0 | 0 | 0 | 0 | 0
CT | 0 | 0 | 0 | 0.12 | 0.03 | 0
Coal | 14.41 | 5.19 | 0.61 | 0 | 0 | 0
Geo | 0 | 0 | 0 | 0 | 0 | 0
H | 0 | 0 | 0 | 0 | 0 | 0
LFG | 0 | 0 | 0 | 0 | 0 | 0
Nuc | 0 | 0 | 0 | 0 | 0 | 0
PS | 0 | 0 | 0 | 0 | 0 | 0
PV | 0 | 0 | 0 | 0 | 0 | 0
PeakG | 0.04 | 0.1 | 0.03 | 0.13 | 0.08 | 0.03
PeakO | 0 | 0 | 0 | 0 | 0 | 0
ST | 0 | 0 | 0 | 0 | 0 | 0
STOG | 0 | 0 | 0 | 0 | 0 | 0
STWD | 0 | 0 | 0 | 0 | 0 | 0
WT | 0 | 0 | 0 | 0 | 0 | 0
IGCC | 0 | 0 | 0 | 0 | 0 | 0
DemandResponse | 0 | 0 | 0 | 0 | 0 | 0
IGCC-CCS | 0 | 0 | 0 | 0 | 0 | 0
WT_off | 0 | 0 | 0 | 0 | 0 | 0
PseudoUnit | 0 | 0 | 0 | 0 | 0 | 0
FixedInterchange | 0 | 0 | 0 | 0 | 0 | 0
CO2 Emissions (MMshortTons): MISO_IN
ReportingType | 2015 | 2020 | 2025 | 2030 | 2035 | 2040
BM | 0 | 0 | 0 | 0 | 0 | 0
CC | 9.85 | 58.67 | 59.6 | 59.6 | 46.92 | 19.39
CSP | 0 | 0 | 0 | 0 | 0 | 0
CT | 0 | 0 | 0 | 0 | 0 | 0
Coal | 66.79 | 23.24 | 3.17 | 1.07 | 2.59 | 3.26
Geo | 0 | 0 | 0 | 0 | 0 | 0
H | 0 | 0 | 0 | 0 | 0 | 0
LFG | 0 | 0 | 0 | 0 | 0 | 0
Nuc | 0 | 0 | 0 | 0 | 0 | 0
PS | 0 | 0 | 0 | 0 | 0 | 0
PV | 0 | 0 | 0 | 0 | 0 | 0
PeakG | 0 | 0 | 0 | 0 | 0 | 0
PeakO | 0 | 0 | 0 | 0 | 0 | 0
ST | 0 | 0 | 0 | 0 | 0 | 0
STOG | 0.02 | 0.02 | 0.01 | 0.01 | 0 | 0
STWD | 0 | 0 | 0 | 0 | 0 | 0
WT | 0 | 0 | 0 | 0 | 0 | 0
IGCC | 4.15 | 3.49 | 0.65 | 0 | 0 | 0
DemandResponse | 0 | 0 | 0 | 0 | 0 | 0
IGCC-CCS | 0 | 0 | 0 | 0 | 0 | 0
WT_off | 0 | 0 | 0 | 0 | 0 | 0
PseudoUnit | 0 | 0 | 0 | 0 | 0 | 0
FixedInterchange | 0 | 0 | 0 | 0 | 0 | 0
CO2 Emissions (MMshortTons): MISO_MI
ReportingType | 2015 | 2020 | 2025 | 2030 | 2035 | 2040
BM | 0 | 0 | 0 | 0 | 0 | 0
CC | 4.73 | 11.14 | 20.64 | 20.09 | 13.87 | 7.81
CSP | 0 | 0 | 0 | 0 | 0 | 0
CT | 0 | 0 | 0 | 0 | 0 | 0
Coal | 32.83 | 1.85 | 0.59 | 0.15 | 0.4 | 0.75
Geo | 0 | 0 | 0 | 0 | 0 | 0
H | 0 | 0 | 0 | 0 | 0 | 0
LFG | 0 | 0 | 0 | 0 | 0 | 0
Nuc | 0 | 0 | 0 | 0 | 0 | 0
PS | 0 | 0 | 0 | 0 | 0 | 0
PV | 0 | 0 | 0 | 0 | 0 | 0
PeakG | 0 | 0 | 0 | 0 | 0 | 0
PeakO | 0 | 0 | 0 | 0 | 0 | 0
ST | 0 | 0 | 0 | 0 | 0 | 0
STOG | 0.2 | 0.06 | 0.02 | 0.04 | 0.01 | 0
STWD | 0 | 0 | 0 | 0 | 0 | 0
WT | 0 | 0 | 0 | 0 | 0 | 0
IGCC | 0 | 0 | 0 | 0 | 0 | 0
DemandResponse | 0 | 0 | 0 | 0 | 0 | 0
IGCC-CCS | 0 | 0 | 0 | 0 | 0 | 0
WT_off | 0 | 0 | 0 | 0 | 0 | 0
PseudoUnit | 0 | 0 | 0 | 0 | 0 | 0
FixedInterchange | 0 | 0 | 0 | 0 | 0 | 0
CO2 Emissions (MMshortTons): MISO_MO-IL
ReportingType | 2015 | 2020 | 2025 | 2030 | 2035 | 2040
BM | 0 | 0 | 0 | 0 | 0 | 0
CC | 1.32 | 14.65 | 15.65 | 11.47 | 3.23 | 1.84
CSP | 0 | 0 | 0 | 0 | 0 | 0
CT | 0 | 0 | 0 | 0 | 0 | 0
Coal | 81.19 | 15.84 | 3.62 | 0.24 | 0.56 | 0.8
Geo | 0 | 0 | 0 | 0 | 0 | 0
H | 0 | 0 | 0 | 0 | 0 | 0
LFG | 0 | 0 | 0 | 0 | 0 | 0
Nuc | 0 | 0 | 0 | 0 | 0 | 0
PS | 0 | 0 | 0 | 0 | 0 | 0
PV | 0 | 0 | 0 | 0 | 0 | 0
PeakG | 0.09 | 0.16 | 0.02 | 0.43 | 0.27 | 0
PeakO | 0 | 0 | 0 | 0 | 0 | 0
ST | 0 | 0 | 0 | 0 | 0 | 0
STOG | 0 | 0 | 0 | 0 | 0 | 0
STWD | 0 | 0 | 0 | 0 | 0 | 0
WT | 0 | 0 | 0 | 0 | 0 | 0
IGCC | 0 | 0 | 0 | 0 | 0 | 0
DemandResponse | 0 | 0 | 0 | 0 | 0 | 0
IGCC-CCS | 0 | 0 | 0 | 0 | 0 | 0
WT_off | 0 | 0 | 0 | 0 | 0 | 0
PseudoUnit | 0 | 0 | 0 | 0 | 0 | 0
FixedInterchange | 0 | 0 | 0 | 0 | 0 | 0
CO2 Emissions (MMshortTons): MISO_W
ReportingType | 2015 | 2020 | 2025 | 2030 | 2035 | 2040
BM | 0 | 0 | 0 | 0 | 0 | 0
CC | 3.76 | 7.91 | 2.08 | 1.93 | 1.08 | 0.7
CSP | 0 | 0 | 0 | 0 | 0 | 0
CT | 0 | 0 | 0 | 0 | 0 | 0
Coal | 80.69 | 29.3 | 1.66 | 0.47 | 0.56 | 0.58
Geo | 0 | 0 | 0 | 0 | 0 | 0
H | 0 | 0 | 0 | 0 | 0 | 0
LFG | 0 | 0 | 0 | 0 | 0 | 0
Nuc | 0 | 0 | 0 | 0 | 0 | 0
PS | 0 | 0 | 0 | 0 | 0 | 0
PV | 0 | 0 | 0 | 0 | 0 | 0
PeakG | 0.17 | 0.54 | 0 | 0.06 | 0.14 | 0
PeakO | 0 | 0 | 0 | 0 | 0 | 0
ST | 0 | 0 | 0 | 0 | 0 | 0
STOG | 0 | 0 | 0 | 0 | 0 | 0
STWD | 0 | 0 | 0 | 0 | 0 | 0
WT | 0 | 0 | 0 | 0 | 0 | 0
IGCC | 0 | 0 | 0 | 0 | 0 | 0
DemandResponse | 0 | 0 | 0 | 0 | 0 | 0
IGCC-CCS | 0 | 0 | 0 | 0 | 0 | 0
WT_off | 0 | 0 | 0 | 0 | 0 | 0
PseudoUnit | 0 | 0 | 0 | 0 | 0 | 0
FixedInterchange | 0 | 0 | 0 | 0 | 0 | 0
CO2 Emissions (MMshortTons): MISO_WUMS
ReportingType | 2015 | 2020 | 2025 | 2030 | 2035 | 2040
BM | 0 | 0 | 0 | 0 | 0 | 0
CC | 22.11 | 27.36 | 25.97 | 27.14 | 20.64 | 11.84
CSP | 0 | 0 | 0 | 0 | 0 | 0
CT | 0 | 0 | 0 | 0.55 | 0.24 | 0.09
Coal | 12.27 | 0.83 | 0.3 | 0.14 | 0.34 | 0.51
Geo | 0 | 0 | 0 | 0 | 0 | 0
H | 0 | 0 | 0 | 0 | 0 | 0
LFG | 0 | 0 | 0 | 0 | 0 | 0
Nuc | 0 | 0 | 0 | 0 | 0 | 0
PS | 0 | 0 | 0 | 0 | 0 | 0
PV | 0 | 0 | 0 | 0 | 0 | 0
PeakG | 0 | 0 | 0 | 0 | 0 | 0
PeakO | 0 | 0 | 0 | 0 | 0 | 0
ST | 0 | 0 | 0 | 0 | 0 | 0
STOG | 0 | 0 | 0 | 0 | 0 | 0
STWD | 0 | 0 | 0 | 0 | 0 | 0
WT | 0 | 0 | 0 | 0 | 0 | 0
IGCC | 0 | 0 | 0 | 0 | 0 | 0
DemandResponse | 0 | 0 | 0 | 0 | 0 | 0
IGCC-CCS | 0 | 0 | 0 | 0 | 0 | 0
WT_off | 0 | 0 | 0 | 0 | 0 | 0
PseudoUnit | 0 | 0 | 0 | 0 | 0 | 0
FixedInterchange | 0 | 0 | 0 | 0 | 0 | 0
CO2 Emissions (MMshortTons): Nebraska
ReportingType | 2015 | 2020 | 2025 | 2030 | 2035 | 2040
BM | 0 | 0 | 0 | 0 | 0 | 0
CC | 1.28 | 7.77 | 7.36 | 6.38 | 3.16 | 0.69
CSP | 0 | 0 | 0 | 0 | 0 | 0
CT | 0 | 0 | 0 | 0 | 0 | 0
Coal | 35.38 | 3.44 | 0.6 | 0.44 | 0.35 | 0.35
Geo | 0 | 0 | 0 | 0 | 0 | 0
H | 0 | 0 | 0 | 0 | 0 | 0
LFG | 0 | 0 | 0 | 0 | 0 | 0
Nuc | 0 | 0 | 0 | 0 | 0 | 0
PS | 0 | 0 | 0 | 0 | 0 | 0
PV | 0 | 0 | 0 | 0 | 0 | 0
PeakG | 0.01 | 0.02 | 0 | 0.06 | 0 | 0
PeakO | 0 | 0 | 0 | 0 | 0 | 0
ST | 0 | 0 | 0 | 0 | 0 | 0
STOG | 0 | 0 | 0 | 0 | 0 | 0
STWD | 0 | 0 | 0 | 0 | 0 | 0
WT | 0 | 0 | 0 | 0 | 0 | 0
IGCC | 0 | 0 | 0 | 0 | 0 | 0
DemandResponse | 0 | 0 | 0 | 0 | 0 | 0
IGCC-CCS | 0 | 0 | 0 | 0 | 0 | 0
WT_off | 0 | 0 | 0 | 0 | 0 | 0
PseudoUnit | 0 | 0 | 0 | 0 | 0 | 0
FixedInterchange | 0 | 0 | 0 | 0 | 0 | 0
CO2 Emissions (MMshortTons): NEISO
ReportingType | 2015 | 2020 | 2025 | 2030 | 2035 | 2040
BM | 0 | 0 | 0 | 0 | 0 | 0
CC | 19.91 | 16.62 | 16.43 | 12.29 | 5.8 | 3.91
CSP | 0 | 0 | 0 | 0 | 0 | 0
CT | 0 | 0 | 0.01 | 0.01 | 0 | 0
Coal | 0.07 | 0 | 0 | 0 | 0 | 0
Geo | 0 | 0 | 0 | 0 | 0 | 0
H | 0 | 0 | 0 | 0 | 0 | 0
LFG | 0 | 0 | 0 | 0 | 0 | 0
Nuc | 0 | 0 | 0 | 0 | 0 | 0
PS | 0 | 0 | 0 | 0 | 0 | 0
PV | 0 | 0 | 0 | 0 | 0 | 0
PeakG | 0.02 | 0.02 | 0.02 | 0.02 | 0.01 | 0
PeakO | 0 | 0 | 0 | 0 | 0 | 0
ST | 0 | 0 | 0 | 0 | 0 | 0
STOG | 0 | 0 | 0 | 0 | 0 | 0
STWD | 0 | 0 | 0 | 0 | 0 | 0
WT | 0 | 0 | 0 | 0 | 0 | 0
IGCC | 0 | 0 | 0 | 0 | 0 | 0
DemandResponse | 0 | 0 | 0 | 0 | 0 | 0
IGCC-CCS | 0 | 0 | 0 | 0 | 0 | 0
WT_off | 0 | 0 | 0 | 0 | 0 | 0
PseudoUnit | 0 | 0 | 0 | 0 | 0 | 0
FixedInterchange | 0 | 0 | 0 | 0 | 0 | 0
CO2 Emissions (MMshortTons): NonRTO_Midwest
ReportingType | 2015 | 2020 | 2025 | 2030 | 2035 | 2040
BM | 0 | 0 | 0 | 0 | 0 | 0
CC | 7.79 | 17.09 | 17.09 | 17.09 | 15.87 | 2.96
CSP | 0 | 0 | 0 | 0 | 0 | 0
CT | 0 | 0 | 0 | 0 | 0 | 0
Coal | 41.58 | 19.76 | 4.52 | 1.06 | 1.81 | 1.81
Geo | 0 | 0 | 0 | 0 | 0 | 0
H | 0 | 0 | 0 | 0 | 0 | 0
LFG | 0 | 0 | 0 | 0 | 0 | 0
Nuc | 0 | 0 | 0 | 0 | 0 | 0
PS | 0 | 0 | 0 | 0 | 0 | 0
PV | 0 | 0 | 0 | 0 | 0 | 0
PeakG | 0.09 | 0.01 | 0.02 | 0.13 | 0.06 | 0
PeakO | 0 | 0 | 0 | 0 | 0 | 0
ST | 0 | 0 | 0 | 0 | 0 | 0
STOG | 0 | 0 | 0 | 0 | 0 | 0
STWD | 0 | 0 | 0 | 0 | 0 | 0
WT | 0 | 0 | 0 | 0 | 0 | 0
IGCC | 0 | 0 | 0 | 0 | 0 | 0
DemandResponse | 0 | 0 | 0 | 0 | 0 | 0
IGCC-CCS | 0 | 0 | 0 | 0 | 0 | 0
WT_off | 0 | 0 | 0 | 0 | 0 | 0
PseudoUnit | 0 | 0 | 0 | 0 | 0 | 0
FixedInterchange | 0 | 0 | 0 | 0 | 0 | 0
CO2 Emissions (MMshortTons): NYISO_A-F
ReportingType | 2015 | 2020 | 2025 | 2030 | 2035 | 2040
BM | 0 | 0 | 0 | 0 | 0 | 0
CC | 3.55 | 4.56 | 4.66 | 3.29 | 1.69 | 0.75
CSP | 0 | 0 | 0 | 0 | 0 | 0
CT | 0 | 0 | 0 | 0 | 0 | 0
Coal | 0 | 0 | 0 | 0 | 0 | 0
Geo | 0 | 0 | 0 | 0 | 0 | 0
H | 0 | 0 | 0 | 0 | 0 | 0
LFG | 0 | 0 | 0 | 0 | 0 | 0
Nuc | 0 | 0 | 0 | 0 | 0 | 0
PS | 0 | 0 | 0 | 0 | 0 | 0
PV | 0 | 0 | 0 | 0 | 0 | 0
PeakG | 0 | 0 | 0 | 0 | 0 | 0
PeakO | 0 | 0 | 0 | 0 | 0 | 0
ST | 0 | 0 | 0 | 0 | 0 | 0
STOG | 0 | 0 | 0 | 0 | 0 | 0
STWD | 0 | 0 | 0 | 0 | 0 | 0
WT | 0 | 0 | 0 | 0 | 0 | 0
IGCC | 0 | 0 | 0 | 0 | 0 | 0
DemandResponse | 0 | 0 | 0 | 0 | 0 | 0
IGCC-CCS | 0 | 0 | 0 | 0 | 0 | 0
WT_off | 0 | 0 | 0 | 0 | 0 | 0
PseudoUnit | 0 | 0 | 0 | 0 | 0 | 0
FixedInterchange | 0 | 0 | 0 | 0 | 0 | 0
CO2 Emissions (MMshortTons): NYISO_G-I
ReportingType | 2015 | 2020 | 2025 | 2030 | 2035 | 2040
BM | 0 | 0 | 0 | 0 | 0 | 0
CC | 2.28 | 6.1 | 6.12 | 4.15 | 3.01 | 1.92
CSP | 0 | 0 | 0 | 0 | 0 | 0
CT | 0 | 0 | 0 | 0 | 0 | 0
Coal | 0 | 0 | 0 | 0 | 0 | 0
Geo | 0 | 0 | 0 | 0 | 0 | 0
H | 0 | 0 | 0 | 0 | 0 | 0
LFG | 0 | 0 | 0 | 0 | 0 | 0
Nuc | 0 | 0 | 0 | 0 | 0 | 0
PS | 0 | 0 | 0 | 0 | 0 | 0
PV | 0 | 0 | 0 | 0 | 0 | 0
PeakG | 0 | 0 | 0 | 0 | 0 | 0
PeakO | 0 | 0 | 0 | 0 | 0 | 0
ST | 0 | 0 | 0 | 0 | 0 | 0
STOG | 0 | 0 | 0 | 0 | 0 | 0
STWD | 0 | 0 | 0 | 0 | 0 | 0
WT | 0 | 0 | 0 | 0 | 0 | 0
IGCC | 0 | 0 | 0 | 0 | 0 | 0
DemandResponse | 0 | 0 | 0 | 0 | 0 | 0
IGCC-CCS | 0 | 0 | 0 | 0 | 0 | 0
WT_off | 0 | 0 | 0 | 0 | 0 | 0
PseudoUnit | 0 | 0 | 0 | 0 | 0 | 0
FixedInterchange | 0 | 0 | 0 | 0 | 0 | 0
CO2 Emissions (MMshortTons): NYISO_J-K
ReportingType | 2015 | 2020 | 2025 | 2030 | 2035 | 2040
BM | 0 | 0 | 0 | 0 | 0 | 0
CC | 10.04 | 10.47 | 11 | 14.41 | 15.32 | 16.87
CSP | 0 | 0 | 0 | 0 | 0 | 0
CT | 0 | 0 | 0 | 0 | 0 | 0
Coal | 0 | 0 | 0 | 0 | 0 | 0
Geo | 0 | 0 | 0 | 0 | 0 | 0
H | 0 | 0 | 0 | 0 | 0 | 0
LFG | 0 | 0 | 0 | 0 | 0 | 0
Nuc | 0 | 0 | 0 | 0 | 0 | 0
PS | 0 | 0 | 0 | 0 | 0 | 0
PV | 0 | 0 | 0 | 0 | 0 | 0
PeakG | 0.03 | 0.03 | 0.08 | 0.04 | 0.19 | 0.24
PeakO | 0 | 0 | 0 | 0 | 0 | 0
ST | 0 | 0 | 0 | 0 | 0 | 0
STOG | 0.36 | 0.74 | 1.17 | 0.91 | 0.3 | 0.19
STWD | 0 | 0 | 0 | 0 | 0 | 0
WT | 0 | 0 | 0 | 0 | 0 | 0
IGCC | 0 | 0 | 0 | 0 | 0 | 0
DemandResponse | 0 | 0 | 0 | 0 | 0 | 0
IGCC-CCS | 0 | 0 | 0 | 0 | 0 | 0
WT_off | 0 | 0 | 0 | 0 | 0 | 0
PseudoUnit | 0 | 0 | 0 | 0 | 0 | 0
FixedInterchange | 0 | 0 | 0 | 0 | 0 | 0
CO2 Emissions (MMshortTons): PJM_E
ReportingType | 2015 | 2020 | 2025 | 2030 | 2035 | 2040
BM | 0 | 0 | 0 | 0 | 0 | 0
CC | 17.07 | 20.07 | 26.92 | 22.64 | 15.43 | 12.82
CSP | 0 | 0 | 0 | 0 | 0 | 0
CT | 0 | 0 | 0 | 0 | 0 | 0
Coal | 0.52 | 0.27 | 0.11 | 0 | 0.03 | 0.15
Geo | 0 | 0 | 0 | 0 | 0 | 0
H | 0 | 0 | 0 | 0 | 0 | 0
LFG | 0 | 0 | 0 | 0 | 0 | 0
Nuc | 0 | 0 | 0 | 0 | 0 | 0
PS | 0 | 0 | 0 | 0 | 0 | 0
PV | 0 | 0 | 0 | 0 | 0 | 0
PeakG | 0.01 | 0.16 | 0.17 | 0.45 | 0.16 | 0.12
PeakO | 0 | 0 | 0 | 0 | 0 | 0
ST | 0 | 0 | 0 | 0 | 0 | 0
STOG | 0.14 | 0.14 | 0.14 | 0.53 | 0.14 | 0.05
STWD | 0 | 0 | 0 | 0 | 0 | 0
WT | 0 | 0 | 0 | 0 | 0 | 0
IGCC | 0 | 0 | 0 | 0 | 0 | 0
DemandResponse | 0 | 0 | 0 | 0 | 0 | 0
IGCC-CCS | 0 | 0 | 0 | 0 | 0 | 0
WT_off | 0 | 0 | 0 | 0 | 0 | 0
PseudoUnit | 0 | 0 | 0 | 0 | 0 | 0
FixedInterchange | 0 | 0 | 0 | 0 | 0 | 0
CO2 Emissions (MMshortTons): PJM_ROM
ReportingType | 2015 | 2020 | 2025 | 2030 | 2035 | 2040
BM | 0 | 0 | 0 | 0 | 0 | 0
CC | 7.74 | 9.75 | 11.79 | 19.65 | 15.16 | 14.48
CSP | 0 | 0 | 0 | 0 | 0 | 0
CT | 0 | 0 | 0 | 0 | 0 | 0
Coal | 26.7 | 13.09 | 0.99 | 0.69 | 1.42 | 1.8
Geo | 0 | 0 | 0 | 0 | 0 | 0
H | 0 | 0 | 0 | 0 | 0 | 0
LFG | 0 | 0 | 0 | 0 | 0 | 0
Nuc | 0 | 0 | 0 | 0 | 0 | 0
PS | 0 | 0 | 0 | 0 | 0 | 0
PV | 0 | 0 | 0 | 0 | 0 | 0
PeakG | 0 | 0.01 | 0.04 | 0.1 | 0.1 | 0.03
PeakO | 0 | 0 | 0 | 0 | 0 | 0
ST | 0 | 0 | 0 | 0 | 0 | 0
STOG | 0.43 | 0.43 | 0.43 | 0.83 | 0.27 | 0.02
STWD | 0 | 0 | 0 | 0 | 0 | 0
WT | 0 | 0 | 0 | 0 | 0 | 0
IGCC | 0 | 0 | 0 | 0 | 0 | 0
DemandResponse | 0 | 0 | 0 | 0 | 0 | 0
IGCC-CCS | 0 | 0 | 0 | 0 | 0 | 0
WT_off | 0 | 0 | 0 | 0 | 0 | 0
PseudoUnit | 0 | 0 | 0 | 0 | 0 | 0
FixedInterchange | 0 | 0 | 0 | 0 | 0 | 0
CO2 Emissions (MMshortTons): PJM_ROR
ReportingType | 2015 | 2020 | 2025 | 2030 | 2035 | 2040
BM | 0 | 0 | 0 | 0 | 0 | 0
CC | 67.73 | 111.37 | 118.58 | 113.44 | 92.37 | 50.65
CSP | 0 | 0 | 0 | 0 | 0 | 0
CT | 0 | 0 | 0 | 0 | 0 | 0
Coal | 208.72 | 93.23 | 17.69 | 2.9 | 7.55 | 8.22
Geo | 0 | 0 | 0 | 0 | 0 | 0
H | 0 | 0 | 0 | 0 | 0 | 0
LFG | 0 | 0 | 0 | 0 | 0 | 0
Nuc | 0 | 0 | 0 | 0 | 0 | 0
PS | 0 | 0 | 0 | 0 | 0 | 0
PV | 0 | 0 | 0 | 0 | 0 | 0
PeakG | 0.49 | 0.48 | 0.59 | 0.71 | 0.35 | 0.21
PeakO | 0 | 0 | 0 | 0 | 0 | 0
ST | 0 | 0 | 0 | 0 | 0 | 0
STOG | 0.25 | 0.19 | 0.19 | 0.38 | 0.1 | 0
STWD | 0 | 0 | 0 | 0 | 0 | 0
WT | 0 | 0 | 0 | 0 | 0 | 0
IGCC | 0 | 0 | 0 | 0 | 0 | 0
DemandResponse | 0 | 0 | 0 | 0 | 0 | 0
IGCC-CCS | 0 | 0 | 0 | 0 | 0 | 4.12
WT_off | 0 | 0 | 0 | 0 | 0 | 0
PseudoUnit | 0 | 0 | 0 | 0 | 0 | 0
FixedInterchange | 0 | 0 | 0 | 0 | 0 | 0
CO2 Emissions (MMshortTons): SOCO
ReportingType | 2015 | 2020 | 2025 | 2030 | 2035 | 2040
BM | 0 | 0 | 0 | 0 | 0 | 0
CC | 62.51 | 79.08 | 84.93 | 68.55 | 35.51 | 10.71
CSP | 0 | 0 | 0 | 0 | 0 | 0
CT | 0 | 0 | 0 | 0 | 0 | 0
Coal | 41.23 | 12.05 | 2.39 | 0.93 | 1.42 | 1.47
Geo | 0 | 0 | 0 | 0 | 0 | 0
H | 0 | 0 | 0 | 0 | 0 | 0
LFG | 0 | 0 | 0 | 0 | 0 | 0
Nuc | 0 | 0 | 0 | 0 | 0 | 0
PS | 0 | 0 | 0 | 0 | 0 | 0
PV | 0 | 0 | 0 | 0 | 0 | 0
PeakG | 0.33 | 0.41 | 0.7 | 0.96 | 0.12 | 0.1
PeakO | 0 | 0 | 0 | 0 | 0 | 0
ST | 0 | 0 | 0 | 0 | 0 | 0
STOG | 0 | 0 | 0 | 0 | 0 | 0
STWD | 0 | 0 | 0 | 0 | 0 | 0
WT | 0 | 0 | 0 | 0 | 0 | 0
IGCC | 0 | 0 | 0 | 0 | 0 | 0
DemandResponse | 0 | 0 | 0 | 0 | 0 | 0
IGCC-CCS | 0 | 0 | 0 | 0 | 0 | 0
WT_off | 0 | 0 | 0 | 0 | 0 | 0
PseudoUnit | 0 | 0 | 0 | 0 | 0 | 0
FixedInterchange | 0 | 0 | 0 | 0 | 0 | 0
CO2 Emissions (MMshortTons): SPP_N
ReportingType | 2015 | 2020 | 2025 | 2030 | 2035 | 2040
BM | 0 | 0 | 0 | 0 | 0 | 0
CC | 7.08 | 19.13 | 14.17 | 13.11 | 4.43 | 3.59
CSP | 0 | 0 | 0 | 0 | 0 | 0
CT | 0 | 0 | 0 | 0 | 0 | 0
Coal | 62.6 | 13.52 | 2.04 | 0.35 | 0.91 | 0.91
Geo | 0 | 0 | 0 | 0 | 0 | 0
H | 0 | 0 | 0 | 0 | 0 | 0
LFG | 0 | 0 | 0 | 0 | 0 | 0
Nuc | 0 | 0 | 0 | 0 | 0 | 0
PS | 0 | 0 | 0 | 0 | 0 | 0
PV | 0 | 0 | 0 | 0 | 0 | 0
PeakG | 0 | 0 | 0 | 0 | 0 | 0
PeakO | 0 | 0 | 0 | 0 | 0 | 0
ST | 0 | 0 | 0 | 0 | 0 | 0
STOG | 0.16 | 0.02 | 0 | 0.39 | 0.03 | 0
STWD | 0 | 0 | 0 | 0 | 0 | 0
WT | 0 | 0 | 0 | 0 | 0 | 0
IGCC | 0 | 0 | 0 | 0 | 0 | 0
DemandResponse | 0 | 0 | 0 | 0 | 0 | 0
IGCC-CCS | 0 | 0 | 0 | 0 | 0 | 0
WT_off | 0 | 0 | 0 | 0 | 0 | 0
PseudoUnit | 0 | 0 | 0 | 0 | 0 | 0
FixedInterchange | 0 | 0 | 0 | 0 | 0 | 0
CO2 Emissions (MMshortTons): SPP_S
ReportingType | 2015 | 2020 | 2025 | 2030 | 2035 | 2040
BM | 0 | 0 | 0 | 0 | 0 | 0
CC | 18.6 | 18.09 | 21.32 | 30.39 | 18.44 | 11.96
CSP | 0 | 0 | 0 | 0 | 0 | 0
CT | 0.01 | 0 | 0 | 0 | 0 | 0
Coal | 89.83 | 5.28 | 1.5 | 0 | 0 | 0
Geo | 0 | 0 | 0 | 0 | 0 | 0
H | 0 | 0 | 0 | 0 | 0 | 0
LFG | 0 | 0 | 0 | 0 | 0 | 0
Nuc | 0 | 0 | 0 | 0 | 0 | 0
PS | 0 | 0 | 0 | 0 | 0 | 0
PV | 0 | 0 | 0 | 0 | 0 | 0
PeakG | 0 | 0 | 0 | 0 | 0 | 0
PeakO | 0 | 0 | 0 | 0 | 0 | 0
ST | 0 | 0 | 0 | 0 | 0 | 0
STOG | 1.43 | 0.38 | 0.47 | 0.68 | 0.27 | 0.18
STWD | 0 | 0 | 0 | 0 | 0 | 0
WT | 0 | 0 | 0 | 0 | 0 | 0
IGCC | 0 | 0 | 0 | 0 | 0 | 0
DemandResponse | 0 | 0 | 0 | 0 | 0 | 0
IGCC-CCS | 0 | 0 | 0 | 0 | 0 | 0
WT_off | 0 | 0 | 0 | 0 | 0 | 0
PseudoUnit | 0 | 0 | 0 | 0 | 0 | 0
FixedInterchange | 0 | 0 | 0 | 0 | 0 | 0
CO2 Emissions (MMshortTons): TVA
ReportingType | 2015 | 2020 | 2025 | 2030 | 2035 | 2040
BM | 0 | 0 | 0 | 0 | 0 | 0
CC | 18.73 | 32.95 | 40.37 | 37.1 | 26.1 | 8.3
CSP | 0 | 0 | 0 | 0 | 0 | 0
CT | 0 | 0 | 0 | 0 | 0 | 0
Coal | 44.93 | 17.8 | 2.26 | 0.45 | 1.7 | 1.7
Geo | 0 | 0 | 0 | 0 | 0 | 0
H | 0 | 0 | 0 | 0 | 0 | 0
LFG | 0 | 0 | 0 | 0 | 0 | 0
Nuc | 0 | 0 | 0 | 0 | 0 | 0
PS | 0 | 0 | 0 | 0 | 0 | 0
PV | 0 | 0 | 0 | 0 | 0 | 0
PeakG | 0 | 0 | 0 | 0 | 0 | 0
PeakO | 0 | 0 | 0 | 0 | 0 | 0
ST | 0 | 0 | 0 | 0 | 0 | 0
STOG | 0 | 0 | 0 | 0 | 0 | 0
STWD | 0 | 0 | 0 | 0 | 0 | 0
WT | 0 | 0 | 0 | 0 | 0 | 0
IGCC | 0 | 0 | 0 | 0 | 0 | 0
DemandResponse | 0 | 0 | 0 | 0 | 0 | 0
IGCC-CCS | 0 | 0 | 0 | 0 | 0 | 6.08
WT_off | 0 | 0 | 0 | 0 | 0 | 0
PseudoUnit | 0 | 0 | 0 | 0 | 0 | 0
FixedInterchange | 0 | 0 | 0 | 0 | 0 | 0
CO2 Emissions (MMshortTons): TVA_Transmission
ReportingType | 2015 | 2020 | 2025 | 2030 | 2035 | 2040
BM | 0 | 0 | 0 | 0 | 0 | 0
CC | 0 | 0 | 0 | 0 | 0 | 0
CSP | 0 | 0 | 0 | 0 | 0 | 0
CT | 0 | 0 | 0 | 0 | 0 | 0
Coal | 0 | 0 | 0 | 0 | 0 | 0
Geo | 0 | 0 | 0 | 0 | 0 | 0
H | 0 | 0 | 0 | 0 | 0 | 0
LFG | 0 | 0 | 0 | 0 | 0 | 0
Nuc | 0 | 0 | 0 | 0 | 0 | 0
PS | 0 | 0 | 0 | 0 | 0 | 0
PV | 0 | 0 | 0 | 0 | 0 | 0
PeakG | 0 | 0 | 0 | 0 | 0 | 0
PeakO | 0 | 0 | 0 | 0 | 0 | 0
ST | 0 | 0 | 0 | 0 | 0 | 0
STOG | 0 | 0 | 0 | 0 | 0 | 0
STWD | 0 | 0 | 0 | 0 | 0 | 0
WT | 0 | 0 | 0 | 0 | 0 | 0
IGCC | 0 | 0 | 0 | 0 | 0 | 0
DemandResponse | 0 | 0 | 0 | 0 | 0 | 0
IGCC-CCS | 0 | 0 | 0 | 0 | 0 | 0
WT_off | 0 | 0 | 0 | 0 | 0 | 0
PseudoUnit | 0 | 0 | 0 | 0 | 0 | 0
FixedInterchange | 0 | 0 | 0 | 0 | 0 | 0
CO2 Emissions (MMshortTons): VACAR
ReportingType | 2015 | 2020 | 2025 | 2030 | 2035 | 2040
BM | 0 | 0 | 0 | 0 | 0 | 0
CC | 53.82 | 55.36 | 55.89 | 52.55 | 20.99 | 15.2
CSP | 0 | 0 | 0 | 0 | 0 | 0
CT | 0.05 | 0.05 | 0.05 | 0.11 | 0.05 | 0
Coal | 16.56 | 10.57 | 2.5 | 0.23 | 0.64 | 0.87
Geo | 0 | 0 | 0 | 0 | 0 | 0
H | 0 | 0 | 0 | 0 | 0 | 0
LFG | 0 | 0 | 0 | 0 | 0 | 0
Nuc | 0 | 0 | 0 | 0 | 0 | 0
PS | 0 | 0 | 0 | 0 | 0 | 0
PV | 0 | 0 | 0 | 0 | 0 | 0
PeakG | 0.05 | 0.11 | 0.21 | 0.47 | 0.06 | 0.09
PeakO | 0 | 0 | 0 | 0 | 0 | 0
ST | 0 | 0 | 0 | 0 | 0 | 0
STOG | 0 | 0 | 0 | 0 | 0 | 0
STWD | 0 | 0 | 0 | 0 | 0 | 0
WT | 0 | 0 | 0 | 0 | 0 | 0
IGCC | 0 | 0 | 0 | 0 | 0 | 0
DemandResponse | 0 | 0 | 0 | 0 | 0 | 0
IGCC-CCS | 0 | 0 | 0 | 0 | 0 | 0
WT_off | 0 | 0 | 0 | 0 | 0 | 0
PseudoUnit | 0 | 0 | 0 | 0 | 0 | 0
FixedInterchange | 0 | 0 | 0 | 0 | 0 | 0
CO2 Emissions (MMshortTons): IESO
ReportingType | 2015 | 2020 | 2025 | 2030 | 2035 | 2040
BM | 0 | 0 | 0 | 0 | 0 | 0
CC | 3.63 | 3.73 | 3.28 | 0.62 | 0.23 | 0.25
CSP | 0 | 0 | 0 | 0 | 0 | 0
CT | 0 | 0.01 | 0 | 0 | 0 | 0
Coal | 0 | 0 | 0 | 0 | 0 | 0
Geo | 0 | 0 | 0 | 0 | 0 | 0
H | 0 | 0 | 0 | 0 | 0 | 0
LFG | 0 | 0 | 0 | 0 | 0 | 0
Nuc | 0 | 0 | 0 | 0 | 0 | 0
PS | 0 | 0 | 0 | 0 | 0 | 0
PV | 0 | 0 | 0 | 0 | 0 | 0
PeakG | 0 | 0 | 0 | 0 | 0 | 0
PeakO | 0 | 0 | 0 | 0 | 0 | 0
ST | 0 | 0 | 0 | 0 | 0 | 0
STOG | 0 | 0 | 0 | 0 | 0 | 0
STWD | 0 | 0 | 0 | 0 | 0 | 0
WT | 0 | 0 | 0 | 0 | 0 | 0
IGCC | 0 | 0 | 0 | 0 | 0 | 0
DemandResponse | 0 | 0 | 0 | 0 | 0 | 0
IGCC-CCS | 0 | 0 | 0 | 0 | 0 | 0
WT_off | 0 | 0 | 0 | 0 | 0 | 0
PseudoUnit | 0 | 0 | 0 | 0 | 0 | 0
FixedInterchange | 0 | 0 | 0 | 0 | 0 | 0
CO2 Emissions (MMshortTons): MAPP_CA
ReportingType | 2015 | 2020 | 2025 | 2030 | 2035 | 2040
BM | 0 | 0 | 0 | 0 | 0 | 0
CC | 4.3 | 4.3 | 1.55 | 0.1 | 0.1 | 0.12
CSP | 0 | 0 | 0 | 0 | 0 | 0
CT | 0 | 0 | 0 | 0 | 0 | 0
Coal | 0.28 | 0.42 | 0 | 0 | 0 | 0
Geo | 0 | 0 | 0 | 0 | 0 | 0
H | 0 | 0 | 0 | 0 | 0 | 0
LFG | 0 | 0 | 0 | 0 | 0 | 0
Nuc | 0 | 0 | 0 | 0 | 0 | 0
PS | 0 | 0 | 0 | 0 | 0 | 0
PV | 0 | 0 | 0 | 0 | 0 | 0
PeakG | 0.04 | 0.03 | 0 | 0 | 0 | 0
PeakO | 0 | 0 | 0 | 0 | 0 | 0
ST | 0 | 0 | 0 | 0 | 0 | 0
STOG | 0 | 0 | 0 | 0 | 0 | 0
STWD | 0 | 0 | 0 | 0 | 0 | 0
WT | 0 | 0 | 0 | 0 | 0 | 0
IGCC | 0 | 0 | 0 | 0 | 0 | 0
DemandResponse | 0 | 0 | 0 | 0 | 0 | 0
IGCC-CCS | 0 | 0 | 0 | 0 | 0 | 0
WT_off | 0 | 0 | 0 | 0 | 0 | 0
PseudoUnit | 0 | 0 | 0 | 0 | 0 | 0
FixedInterchange | 0 | 0 | 0 | 0 | 0 | 0
CO2 Emissions (MMshortTons): AZ_NM_SNV_Coal
ReportingType | 2015 | 2020 | 2025 | 2030 | 2035 | 2040
BM | 0 | 0 | 0 | 0 | 0 | 0
CC | 0 | 0 | 0 | 0 | 0 | 0
CSP | 0 | 0 | 0 | 0 | 0 | 0
CT | 0 | 0 | 0 | 0 | 0 | 0
Coal | 54.6 | 35.8 | 0.9 | 0.02 | 0.42 | 0.42
Geo | 0 | 0 | 0 | 0 | 0 | 0
H | 0 | 0 | 0 | 0 | 0 | 0
LFG | 0 | 0 | 0 | 0 | 0 | 0
Nuc | 0 | 0 | 0 | 0 | 0 | 0
PS | 0 | 0 | 0 | 0 | 0 | 0
PV | 0 | 0 | 0 | 0 | 0 | 0
PeakG | 0 | 0 | 0 | 0 | 0 | 0
PeakO | 0 | 0 | 0 | 0 | 0 | 0
ST | 0 | 0 | 0 | 0 | 0 | 0
STOG | 0 | 0 | 0 | 0 | 0 | 0
STWD | 0 | 0 | 0 | 0 | 0 | 0
WT | 0 | 0 | 0 | 0 | 0 | 0
IGCC | 0 | 0 | 0 | 0 | 0 | 0
DemandResponse | 0 | 0 | 0 | 0 | 0 | 0
IGCC-CCS | 0 | 0 | 0 | 0 | 0 | 0
WT_off | 0 | 0 | 0 | 0 | 0 | 0
PseudoUnit | 0 | 0 | 0 | 0 | 0 | 0
FixedInterchange | 0 | 0 | 0 | 0 | 0 | 0
CO2 Emissions (MMshortTons): AZ_NM_SNV_Gas
ReportingType | 2015 | 2020 | 2025 | 2030 | 2035 | 2040
BM | 0 | 0 | 0 | 0 | 0 | 0
CC | 30.39 | 28.21 | 41.91 | 33 | 23.71 | 11.69
CSP | 0 | 0 | 0 | 0 | 0 | 0
CT | 0 | 0 | 0 | 0 | 0 | 0
Coal | 0 | 0 | 0 | 0 | 0 | 0
Geo | 0 | 0 | 0 | 0 | 0 | 0
H | 0 | 0 | 0 | 0 | 0 | 0
LFG | 0 | 0 | 0 | 0 | 0 | 0
Nuc | 0 | 0 | 0 | 0 | 0 | 0
PS | 0 | 0 | 0 | 0 | 0 | 0
PV | 0 | 0 | 0 | 0 | 0 | 0
PeakG | 0 | 0 | 0 | 0 | 0 | 0
PeakO | 0 | 0 | 0 | 0 | 0 | 0
ST | 0 | 0 | 0 | 0 | 0 | 0
STOG | 0 | 0 | 0 | 0 | 0 | 0
STWD | 0 | 0 | 0 | 0 | 0 | 0
WT | 0 | 0 | 0 | 0 | 0 | 0
IGCC | 0 | 0 | 0 | 0 | 0 | 0
DemandResponse | 0 | 0 | 0 | 0 | 0 | 0
IGCC-CCS | 0 | 0 | 0 | 0 | 0 | 0
WT_off | 0 | 0 | 0 | 0 | 0 | 0
PseudoUnit | 0 | 0 | 0 | 0 | 0 | 0
FixedInterchange | 0 | 0 | 0 | 0 | 0 | 0
CO2 Emissions (MMshortTons): AZ_NM_SNV_NucRenew
ReportingType | 2015 | 2020 | 2025 | 2030 | 2035 | 2040
BM | 0 | 0 | 0 | 0 | 0 | 0
CC | 0 | 0 | 0 | 0 | 0 | 0
CSP | 0 | 0 | 0 | 0 | 0 | 0
CT | 0 | 0 | 0 | 0 | 0 | 0
Coal | 0 | 0 | 0 | 0 | 0 | 0
Geo | 0 | 0 | 0 | 0 | 0 | 0
H | 0 | 0 | 0 | 0 | 0 | 0
LFG | 0 | 0 | 0 | 0 | 0 | 0
Nuc | 0 | 0 | 0 | 0 | 0 | 0
PS | 0 | 0 | 0 | 0 | 0 | 0
PV | 0 | 0 | 0 | 0 | 0 | 0
PeakG | 0 | 0 | 0 | 0 | 0 | 0
PeakO | 0 | 0 | 0 | 0 | 0 | 0
ST | 0 | 0 | 0 | 0 | 0 | 0
STOG | 0 | 0 | 0 | 0 | 0 | 0
STWD | 0 | 0 | 0 | 0 | 0 | 0
WT | 0 | 0 | 0 | 0 | 0 | 0
IGCC | 0 | 0 | 0 | 0 | 0 | 0
DemandResponse | 0 | 0 | 0 | 0 | 0 | 0
IGCC-CCS | 0 | 0 | 0 | 0 | 0 | 0
WT_off | 0 | 0 | 0 | 0 | 0 | 0
PseudoUnit | 0 | 0 | 0 | 0 | 0 | 0
FixedInterchange | 0 | 0 | 0 | 0 | 0 | 0
CO2 Emissions (MMshortTons): ERCOT
ReportingType | 2015 | 2020 | 2025 | 2030 | 2035 | 2040
BM | 0 | 0 | 0 | 0 | 0 | 0
CC | 90.07 | 101.68 | 93.86 | 86.31 | 53.42 | 44.75
CSP | 0 | 0 | 0 | 0 | 0 | 0
CT | 0 | 0 | 0 | 0 | 0 | 0
Coal | 39.92 | 27.58 | 1.47 | 0.35 | 0.77 | 0.77
Geo | 0 | 0 | 0 | 0 | 0 | 0
H | 0 | 0 | 0 | 0 | 0 | 0
LFG | 0 | 0 | 0 | 0 | 0 | 0
Nuc | 0 | 0 | 0 | 0 | 0 | 0
PS | 0 | 0 | 0 | 0 | 0 | 0
PV | 0 | 0 | 0 | 0 | 0 | 0
PeakG | 0 | 0 | 0 | 0.01 | 0 | 0.01
PeakO | 0 | 0 | 0 | 0 | 0 | 0
ST | 0 | 0 | 0 | 0 | 0 | 0
STOG | 0.89 | 1.33 | 0.85 | 1.29 | 0.09 | 0.07
STWD | 0 | 0 | 0 | 0 | 0 | 0
WT | 0 | 0 | 0 | 0 | 0 | 0
IGCC | 0 | 0 | 0 | 0 | 0 | 0
DemandResponse | 0 | 0 | 0 | 0 | 0 | 0
IGCC-CCS | 0 | 0 | 0 | 0 | 0 | 3.67
WT_off | 0 | 0 | 0 | 0 | 0 | 0
PseudoUnit | 0 | 0 | 0 | 0 | 0 | 0
FixedInterchange | 0 | 0 | 0 | 0 | 0 | 0
CO2 Emissions (MMshortTons): NP15
ReportingType | 2015 | 2020 | 2025 | 2030 | 2035 | 2040
BM | 0 | 0 | 0 | 0 | 0 | 0
CC | 35.9 | 31.57 | 37.58 | 27.49 | 24.09 | 2.08
CSP | 0 | 0 | 0 | 0 | 0 | 0
CT | 0 | 0 | 0 | 0 | 0 | 0
Coal | 0.27 | 0 | 0 | 0 | 0 | 0
Geo | 0 | 0 | 0 | 0 | 0 | 0
H | 0 | 0 | 0 | 0 | 0 | 0
LFG | 0 | 0 | 0 | 0 | 0 | 0
Nuc | 0 | 0 | 0 | 0 | 0 | 0
PS | 0 | 0 | 0 | 0 | 0 | 0
PV | 0 | 0 | 0 | 0 | 0 | 0
PeakG | 0 | 0 | 0 | 0 | 0 | 0
PeakO | 0 | 0 | 0 | 0 | 0 | 0
ST | 0 | 0 | 0 | 0 | 0 | 0
STOG | 0 | 0.01 | 0.01 | 0.01 | 0.03 | 0
STWD | 0 | 0 | 0 | 0 | 0 | 0
WT | 0 | 0 | 0 | 0 | 0 | 0
IGCC | 0 | 0 | 0 | 0 | 0 | 0
DemandResponse | 0 | 0 | 0 | 0 | 0 | 0
IGCC-CCS | 0 | 0 | 0 | 0 | 0 | 9.39
WT_off | 0 | 0 | 0 | 0 | 0 | 0
PseudoUnit | 0 | 0 | 0 | 0 | 0 | 0
FixedInterchange | 0 | 0 | 0 | 0 | 0 | 0
CO2 Emissions (MMshortTons): NWPP_Coal
ReportingType | 2015 | 2020 | 2025 | 2030 | 2035 | 2040
BM | 0 | 0 | 0 | 0 | 0 | 0
CC | 0 | 0 | 0 | 0 | 0 | 0
CSP | 0 | 0 | 0 | 0 | 0 | 0
CT | 0 | 0 | 0 | 0 | 0 | 0
Coal | 57.97 | 36.34 | 0.51 | 0.17 | 0.17 | 0.17
Geo | 0 | 0 | 0 | 0 | 0 | 0
H | 0 | 0 | 0 | 0 | 0 | 0
LFG | 0 | 0 | 0 | 0 | 0 | 0
Nuc | 0 | 0 | 0 | 0 | 0 | 0
PS | 0 | 0 | 0 | 0 | 0 | 0
PV | 0 | 0 | 0 | 0 | 0 | 0
PeakG | 0 | 0 | 0 | 0 | 0 | 0
PeakO | 0 | 0 | 0 | 0 | 0 | 0
ST | 0 | 0 | 0 | 0 | 0 | 0
STOG | 0 | 0 | 0 | 0 | 0 | 0
STWD | 0 | 0 | 0 | 0 | 0 | 0
WT | 0 | 0 | 0 | 0 | 0 | 0
IGCC | 0 | 0 | 0 | 0 | 0 | 0
DemandResponse | 0 | 0 | 0 | 0 | 0 | 0
IGCC-CCS | 0 | 0 | 0 | 0 | 0 | 0
WT_off | 0 | 0 | 0 | 0 | 0 | 0
PseudoUnit | 0 | 0 | 0 | 0 | 0 | 0
FixedInterchange | 0 | 0 | 0 | 0 | 0 | 0
CO2 Emissions (MMshortTons): NWPP_Gas
ReportingType | 2015 | 2020 | 2025 | 2030 | 2035 | 2040
BM | 0 | 0 | 0 | 0 | 0 | 0
CC | 21.09 | 35.12 | 39.96 | 30.63 | 21.86 | 8.57
CSP | 0 | 0 | 0 | 0 | 0 | 0
CT | 0 | 0 | 0 | 0 | 0 | 0
Coal | 0 | 0 | 0 | 0 | 0 | 0
Geo | 0 | 0 | 0 | 0 | 0 | 0
H | 0 | 0 | 0 | 0 | 0 | 0
LFG | 0 | 0 | 0 | 0 | 0 | 0
Nuc | 0 | 0 | 0 | 0 | 0 | 0
PS | 0 | 0 | 0 | 0 | 0 | 0
PV | 0 | 0 | 0 | 0 | 0 | 0
PeakG | 0 | 0 | 0 | 0 | 0 | 0
PeakO | 0 | 0 | 0 | 0 | 0 | 0
ST | 0 | 0 | 0 | 0 | 0 | 0
STOG | 0 | 0 | 0 | 0 | 0 | 0
STWD | 0 | 0 | 0 | 0 | 0 | 0
WT | 0 | 0 | 0 | 0 | 0 | 0
IGCC | 0 | 0 | 0 | 0 | 0 | 0
DemandResponse | 0 | 0 | 0 | 0 | 0 | 0
IGCC-CCS | 0 | 0 | 0 | 0 | 0 | 2.09
WT_off | 0 | 0 | 0 | 0 | 0 | 0
PseudoUnit | 0 | 0 | 0 | 0 | 0 | 0
FixedInterchange | 0 | 0 | 0 | 0 | 0 | 0
CO2 Emissions (MMshortTons): NWPP_NucRenew
ReportingType | 2015 | 2020 | 2025 | 2030 | 2035 | 2040
BM | 0 | 0 | 0 | 0 | 0 | 0
CC | 0 | 0 | 0 | 0 | 0 | 0
CSP | 0 | 0 | 0 | 0 | 0 | 0
CT | 0 | 0 | 0 | 0 | 0 | 0
Coal | 0 | 0 | 0 | 0 | 0 | 0
Geo | 0 | 0 | 0 | 0 | 0 | 0
H | 0 | 0 | 0 | 0 | 0 | 0
LFG | 0 | 0 | 0 | 0 | 0 | 0
Nuc | 0 | 0 | 0 | 0 | 0 | 0
PS | 0 | 0 | 0 | 0 | 0 | 0
PV | 0 | 0 | 0 | 0 | 0 | 0
PeakG | 0 | 0 | 0 | 0 | 0 | 0
PeakO | 0 | 0 | 0 | 0 | 0 | 0
ST | 0 | 0 | 0 | 0 | 0 | 0
STOG | 0 | 0 | 0 | 0 | 0 | 0
STWD | 0 | 0 | 0 | 0 | 0 | 0
WT | 0 | 0 | 0 | 0 | 0 | 0
IGCC | 0 | 0 | 0 | 0 | 0 | 0
DemandResponse | 0 | 0 | 0 | 0 | 0 | 0
IGCC-CCS | 0 | 0 | 0 | 0 | 0 | 0
WT_off | 0 | 0 | 0 | 0 | 0 | 0
PseudoUnit | 0 | 0 | 0 | 0 | 0 | 0
FixedInterchange | 0 | 0 | 0 | 0 | 0 | 0
CO2 Emissions (MMshortTons): RMPA
ReportingType | 2015 | 2020 | 2025 | 2030 | 2035 | 2040
BM | 0 | 0 | 0 | 0 | 0 | 0
CC | 5.8 | 8.52 | 10.36 | 14.31 | 7.96 | 2.15
CSP | 0 | 0 | 0 | 0 | 0 | 0
CT | 0 | 0 | 0 | 0 | 0 | 0
Coal | 54.89 | 40.38 | 4.24 | 0.53 | 0.45 | 0.45
Geo | 0 | 0 | 0 | 0 | 0 | 0
H | 0 | 0 | 0 | 0 | 0 | 0
LFG | 0 | 0 | 0 | 0 | 0 | 0
Nuc | 0 | 0 | 0 | 0 | 0 | 0
PS | 0 | 0 | 0 | 0 | 0 | 0
PV | 0 | 0 | 0 | 0 | 0 | 0
PeakG | 0.01 | 0 | 0 | 0.06 | 0 | 0
PeakO | 0 | 0 | 0 | 0 | 0 | 0
ST | 0 | 0 | 0 | 0 | 0 | 0
STOG | 0 | 0 | 0 | 0 | 0 | 0
STWD | 0 | 0 | 0 | 0 | 0 | 0
WT | 0 | 0 | 0 | 0 | 0 | 0
IGCC | 0 | 0 | 0 | 0 | 0 | 0
DemandResponse | 0 | 0 | 0 | 0 | 0 | 0
IGCC-CCS | 0 | 0 | 0 | 0 | 0 | 2.88
WT_off | 0 | 0 | 0 | 0 | 0 | 0
PseudoUnit | 0 | 0 | 0 | 0 | 0 | 0
FixedInterchange | 0 | 0 | 0 | 0 | 0 | 0
CO2 Emissions (MMshortTons): SP15
ReportingType | 2015 | 2020 | 2025 | 2030 | 2035 | 2040
BM | 0 | 0 | 0 | 0 | 0 | 0
CC | 28.8 | 34.15 | 49.38 | 38.12 | 31.25 | 13.21
CSP | 0 | 0 | 0 | 0 | 0 | 0
CT | 0 | 0 | 0 | 0 | 0 | 0
Coal | 1.64 | 0.9 | 0.26 | 0 | 0 | 0
Geo | 0 | 0 | 0 | 0 | 0 | 0
H | 0 | 0 | 0 | 0 | 0 | 0
LFG | 0 | 0 | 0 | 0 | 0 | 0
Nuc | 0 | 0 | 0 | 0 | 0 | 0
PS | 0 | 0 | 0 | 0 | 0 | 0
PV | 0 | 0 | 0 | 0 | 0 | 0
PeakG | 0 | 0 | 0 | 0 | 0 | 0
PeakO | 0 | 0 | 0 | 0 | 0 | 0
ST | 0 | 0 | 0 | 0 | 0 | 0
STOG | 0.7 | 0.18 | 0.19 | 0.17 | 0.04 | 0
STWD | 0 | 0 | 0 | 0 | 0 | 0
WT | 0 | 0 | 0 | 0 | 0 | 0
IGCC | 0 | 0 | 0 | 0 | 0 | 0
DemandResponse | 0 | 0 | 0 | 0 | 0 | 0
IGCC-CCS | 0 | 0 | 0 | 0 | 4.49 | 12.34
WT_off | 0 | 0 | 0 | 0 | 0 | 0
PseudoUnit | 0 | 0 | 0 | 0 | 0 | 0
FixedInterchange | 0 | 0 | 0 | 0 | 0 | 0
CO2 Emissions (MMshortTons): ALB
ReportingType | 2015 | 2020 | 2025 | 2030 | 2035 | 2040
BM | 0 | 0 | 0 | 0 | 0 | 0
CC | 7.31 | 9.61 | 9.43 | 2.04 | 1.03 | 0
CSP | 0 | 0 | 0 | 0 | 0 | 0
CT | 0 | 0 | 0 | 0 | 0 | 0
Coal | 50 | 50 | 49.36 | 0 | 0 | 0
Geo | 0 | 0 | 0 | 0 | 0 | 0
H | 0 | 0 | 0 | 0 | 0 | 0
LFG | 0 | 0 | 0 | 0 | 0 | 0
Nuc | 0 | 0 | 0 | 0 | 0 | 0
PS | 0 | 0 | 0 | 0 | 0 | 0
PV | 0 | 0 | 0 | 0 | 0 | 0
PeakG | 0 | 0 | 0 | 0 | 0 | 0
PeakO | 0 | 0 | 0 | 0 | 0 | 0
ST | 0 | 0 | 0 | 0 | 0 | 0
STOG | 0 | 0 | 0 | 0 | 0 | 0
STWD | 0 | 0 | 0 | 0 | 0 | 0
WT | 0 | 0 | 0 | 0 | 0 | 0
IGCC | 0 | 0 | 0 | 0 | 0 | 0
DemandResponse | 0 | 0 | 0 | 0 | 0 | 0
IGCC-CCS | 0 | 0 | 0 | 0 | 0 | 0
WT_off | 0 | 0 | 0 | 0 | 0 | 0
PseudoUnit | 0 | 0 | 0 | 0 | 0 | 0
FixedInterchange | 0 | 0 | 0 | 0 | 0 | 0
CO2 Emissions (MMshortTons): BC
ReportingType | 2015 | 2020 | 2025 | 2030 | 2035 | 2040
BM | 0 | 0 | 0 | 0 | 0 | 0
CC | 3.72 | 4.94 | 4.94 | 4.28 | 0 | 0
CSP | 0 | 0 | 0 | 0 | 0 | 0
CT | 0 | 0 | 0 | 0 | 0 | 0
Coal | 0 | 0 | 0 | 0 | 0 | 0
Geo | 0 | 0 | 0 | 0 | 0 | 0
H | 0 | 0 | 0 | 0 | 0 | 0
LFG | 0 | 0 | 0 | 0 | 0 | 0
Nuc | 0 | 0 | 0 | 0 | 0 | 0
PS | 0 | 0 | 0 | 0 | 0 | 0
PV | 0 | 0 | 0 | 0 | 0 | 0
PeakG | 0 | 0 | 0 | 0 | 0 | 0
PeakO | 0 | 0 | 0 | 0 | 0 | 0
ST | 0 | 0 | 0 | 0 | 0 | 0
STOG | 0 | 0 | 0 | 0 | 0 | 0
STWD | 0 | 0 | 0 | 0 | 0 | 0
WT | 0 | 0 | 0 | 0 | 0 | 0
IGCC | 0 | 0 | 0 | 0 | 0 | 0
DemandResponse | 0 | 0 | 0 | 0 | 0 | 0
IGCC-CCS | 0 | 0 | 0 | 0 | 0 | 0
WT_off | 0 | 0 | 0 | 0 | 0 | 0
PseudoUnit | 0 | 0 | 0 | 0 | 0 | 0
FixedInterchange | 0 | 0 | 0 | 0 | 0 | 0
CO2 Emissions (MMshortTons): HQ_IESO
ReportingType | 2015 | 2020 | 2025 | 2030 | 2035 | 2040
BM | 0 | 0 | 0 | 0 | 0 | 0
CC | 0 | 0 | 0 | 0 | 0 | 0
CSP | 0 | 0 | 0 | 0 | 0 | 0
CT | 0 | 0 | 0 | 0 | 0 | 0
Coal | 0 | 0 | 0 | 0 | 0 | 0
Geo | 0 | 0 | 0 | 0 | 0 | 0
H | 0 | 0 | 0 | 0 | 0 | 0
LFG | 0 | 0 | 0 | 0 | 0 | 0
Nuc | 0 | 0 | 0 | 0 | 0 | 0
PS | 0 | 0 | 0 | 0 | 0 | 0
PV | 0 | 0 | 0 | 0 | 0 | 0
PeakG | 0 | 0 | 0 | 0 | 0 | 0
PeakO | 0 | 0 | 0 | 0 | 0 | 0
ST | 0 | 0 | 0 | 0 | 0 | 0
STOG | 0 | 0 | 0 | 0 | 0 | 0
STWD | 0 | 0 | 0 | 0 | 0 | 0
WT | 0 | 0 | 0 | 0 | 0 | 0
IGCC | 0 | 0 | 0 | 0 | 0 | 0
DemandResponse | 0 | 0 | 0 | 0 | 0 | 0
IGCC-CCS | 0 | 0 | 0 | 0 | 0 | 0
WT_off | 0 | 0 | 0 | 0 | 0 | 0
PseudoUnit | 0 | 0 | 0 | 0 | 0 | 0
FixedInterchange | 0 | 0 | 0 | 0 | 0 | 0
CO2 Emissions (MMshortTons): HQ_NEISO
ReportingType | 2015 | 2020 | 2025 | 2030 | 2035 | 2040
BM | 0 | 0 | 0 | 0 | 0 | 0
CC | 0 | 0 | 0 | 0 | 0 | 0
CSP | 0 | 0 | 0 | 0 | 0 | 0
CT | 0 | 0 | 0 | 0 | 0 | 0
Coal | 0 | 0 | 0 | 0 | 0 | 0
Geo | 0 | 0 | 0 | 0 | 0 | 0
H | 0 | 0 | 0 | 0 | 0 | 0
LFG | 0 | 0 | 0 | 0 | 0 | 0
Nuc | 0 | 0 | 0 | 0 | 0 | 0
PS | 0 | 0 | 0 | 0 | 0 | 0
PV | 0 | 0 | 0 | 0 | 0 | 0
PeakG | 0 | 0 | 0 | 0 | 0 | 0
PeakO | 0 | 0 | 0 | 0 | 0 | 0
ST | 0 | 0 | 0 | 0 | 0 | 0
STOG | 0 | 0 | 0 | 0 | 0 | 0
STWD | 0 | 0 | 0 | 0 | 0 | 0
WT | 0 | 0 | 0 | 0 | 0 | 0
IGCC | 0 | 0 | 0 | 0 | 0 | 0
DemandResponse | 0 | 0 | 0 | 0 | 0 | 0
IGCC-CCS | 0 | 0 | 0 | 0 | 0 | 0
WT_off | 0 | 0 | 0 | 0 | 0 | 0
PseudoUnit | 0 | 0 | 0 | 0 | 0 | 0
FixedInterchange | 0 | 0 | 0 | 0 | 0 | 0
CO2 Emissions (MMshortTons): HQ_NY
ReportingType | 2015 | 2020 | 2025 | 2030 | 2035 | 2040
BM | 0 | 0 | 0 | 0 | 0 | 0
CC | 0 | 0 | 0 | 0 | 0 | 0
CSP | 0 | 0 | 0 | 0 | 0 | 0
CT | 0 | 0 | 0 | 0 | 0 | 0
Coal | 0 | 0 | 0 | 0 | 0 | 0
Geo | 0 | 0 | 0 | 0 | 0 | 0
H | 0 | 0 | 0 | 0 | 0 | 0
LFG | 0 | 0 | 0 | 0 | 0 | 0
Nuc | 0 | 0 | 0 | 0 | 0 | 0
PS | 0 | 0 | 0 | 0 | 0 | 0
PV | 0 | 0 | 0 | 0 | 0 | 0
PeakG | 0 | 0 | 0 | 0 | 0 | 0
PeakO | 0 | 0 | 0 | 0 | 0 | 0
ST | 0 | 0 | 0 | 0 | 0 | 0
STOG | 0 | 0 | 0 | 0 | 0 | 0
STWD | 0 | 0 | 0 | 0 | 0 | 0
WT | 0 | 0 | 0 | 0 | 0 | 0
IGCC | 0 | 0 | 0 | 0 | 0 | 0
DemandResponse | 0 | 0 | 0 | 0 | 0 | 0
IGCC-CCS | 0 | 0 | 0 | 0 | 0 | 0
WT_off | 0 | 0 | 0 | 0 | 0 | 0
PseudoUnit | 0 | 0 | 0 | 0 | 0 | 0
FixedInterchange | 0 | 0 | 0 | 0 | 0 | 0
CO2 Emissions (MMshortTons): MARITIMES
ReportingType | 2015 | 2020 | 2025 | 2030 | 2035 | 2040
BM | 0 | 0 | 0 | 0 | 0 | 0
CC | 0 | 0 | 0 | 0 | 0 | 0
CSP | 0 | 0 | 0 | 0 | 0 | 0
CT | 0 | 0 | 0 | 0 | 0 | 0
Coal | 0 | 0 | 0 | 0 | 0 | 0
Geo | 0 | 0 | 0 | 0 | 0 | 0
H | 0 | 0 | 0 | 0 | 0 | 0
LFG | 0 | 0 | 0 | 0 | 0 | 0
Nuc | 0 | 0 | 0 | 0 | 0 | 0
PS | 0 | 0 | 0 | 0 | 0 | 0
PV | 0 | 0 | 0 | 0 | 0 | 0
PeakG | 0 | 0 | 0 | 0 | 0 | 0
PeakO | 0 | 0 | 0 | 0 | 0 | 0
ST | 0 | 0 | 0 | 0 | 0 | 0
STOG | 0 | 0 | 0 | 0 | 0 | 0
STWD | 0 | 0 | 0 | 0 | 0 | 0
WT | 0 | 0 | 0 | 0 | 0 | 0
IGCC | 0 | 0 | 0 | 0 | 0 | 0
DemandResponse | 0 | 0 | 0 | 0 | 0 | 0
IGCC-CCS | 0 | 0 | 0 | 0 | 0 | 0
WT_off | 0 | 0 | 0 | 0 | 0 | 0
PseudoUnit | 0 | 0 | 0 | 0 | 0 | 0
FixedInterchange | 0 | 0 | 0 | 0 | 0 | 0
CO2 Emissions (MMshortTons): All
ReportingType | 2015 | 2020 | 2025 | 2030 | 2035 | 2040
BM | 0 | 0 | 0 | 0 | 0 | 0
CC | 681.56 | 922.96 | 988.26 | 895.07 | 581.29 | 316.7
CSP | 0 | 0 | 0 | 0 | 0 | 0
CT | 0.37 | 0.37 | 0.4 | 1.19 | 0.32 | 0.09
Coal | 1198.84 | 468.7 | 103.3 | 10.43 | 22.77 | 25.73
Geo | 0 | 0 | 0 | 0 | 0 | 0
H | 0 | 0 | 0 | 0 | 0 | 0
LFG | 0 | 0 | 0 | 0 | 0 | 0
Nuc | 0 | 0 | 0 | 0 | 0 | 0
PS | 0 | 0 | 0 | 0 | 0 | 0
PV | 0 | 0 | 0 | 0 | 0 | 0
PeakG | 1.59 | 2.32 | 2.24 | 3.78 | 1.6 | 0.89
PeakO | 0 | 0 | 0 | 0 | 0 | 0
ST | 0 | 0 | 0 | 0 | 0 | 0
STOG | 4.75 | 3.66 | 3.64 | 5.53 | 1.28 | 0.51
STWD | 0 | 0 | 0 | 0 | 0 | 0
WT | 0 | 0 | 0 | 0 | 0 | 0
IGCC | 4.15 | 3.49 | 0.65 | 0 | 0 | 0
DemandResponse | 0 | 0 | 0 | 0 | 0 | 0
IGCC-CCS | 0 | 0 | 0 | 0 | 4.49 | 40.57
WT_off | 0 | 0 | 0 | 0 | 0 | 0
PseudoUnit | 0 | 0 | 0 | 0 | 0 | 0
FixedInterchange | 0 | 0 | 0 | 0 | 0 | 0
CO2 Emissions (MMshortTons): EI_US
ReportingType | 2015 | 2020 | 2025 | 2030 | 2035 | 2040
BM | 0 | 0 | 0 | 0 | 0 | 0
CC | 450.55 | 661.12 | 696.01 | 658.16 | 417.64 | 233.87
CSP | 0 | 0 | 0 | 0 | 0 | 0
CT | 0.37 | 0.36 | 0.4 | 1.19 | 0.32 | 0.09
Coal | 939.27 | 277.29 | 46.56 | 9.36 | 20.96 | 23.92
Geo | 0 | 0 | 0 | 0 | 0 | 0
H | 0 | 0 | 0 | 0 | 0 | 0
LFG | 0 | 0 | 0 | 0 | 0 | 0
Nuc | 0 | 0 | 0 | 0 | 0 | 0
PS | 0 | 0 | 0 | 0 | 0 | 0
PV | 0 | 0 | 0 | 0 | 0 | 0
PeakG | 1.55 | 2.28 | 2.24 | 3.71 | 1.6 | 0.89
PeakO | 0 | 0 | 0 | 0 | 0 | 0
ST | 0 | 0 | 0 | 0 | 0 | 0
STOG | 3.15 | 2.14 | 2.58 | 4.06 | 1.12 | 0.44
STWD | 0 | 0 | 0 | 0 | 0 | 0
WT | 0 | 0 | 0 | 0 | 0 | 0
IGCC | 4.15 | 3.49 | 0.65 | 0 | 0 | 0
DemandResponse | 0 | 0 | 0 | 0 | 0 | 0
IGCC-CCS | 0 | 0 | 0 | 0 | 0 | 10.2
WT_off | 0 | 0 | 0 | 0 | 0 | 0
PseudoUnit | 0 | 0 | 0 | 0 | 0 | 0
FixedInterchange | 0 | 0 | 0 | 0 | 0 | 0
CO2 Emissions (MMshortTons): EI_Canada
ReportingType | 2015 | 2020 | 2025 | 2030 | 2035 | 2040
BM | 0 | 0 | 0 | 0 | 0 | 0
CC | 7.93 | 8.04 | 4.83 | 0.72 | 0.33 | 0.37
CSP | 0 | 0 | 0 | 0 | 0 | 0
CT | 0 | 0.01 | 0 | 0 | 0 | 0
Coal | 0.28 | 0.42 | 0 | 0 | 0 | 0
Geo | 0 | 0 | 0 | 0 | 0 | 0
H | 0 | 0 | 0 | 0 | 0 | 0
LFG | 0 | 0 | 0 | 0 | 0 | 0
Nuc | 0 | 0 | 0 | 0 | 0 | 0
PS | 0 | 0 | 0 | 0 | 0 | 0
PV | 0 | 0 | 0 | 0 | 0 | 0
PeakG | 0.04 | 0.04 | 0 | 0 | 0 | 0
PeakO | 0 | 0 | 0 | 0 | 0 | 0
ST | 0 | 0 | 0 | 0 | 0 | 0
STOG | 0 | 0 | 0 | 0 | 0 | 0
STWD | 0 | 0 | 0 | 0 | 0 | 0
WT | 0 | 0 | 0 | 0 | 0 | 0
IGCC | 0 | 0 | 0 | 0 | 0 | 0
DemandResponse | 0 | 0 | 0 | 0 | 0 | 0
IGCC-CCS | 0 | 0 | 0 | 0 | 0 | 0
WT_off | 0 | 0 | 0 | 0 | 0 | 0
PseudoUnit | 0 | 0 | 0 | 0 | 0 | 0
FixedInterchange | 0 | 0 | 0 | 0 | 0 | 0
CO2 Emissions (MMshortTons): EI
ReportingType | 2015 | 2020 | 2025 | 2030 | 2035 | 2040
BM | 0 | 0 | 0 | 0 | 0 | 0
CC | 458.48 | 669.16 | 700.84 | 658.88 | 417.97 | 234.24
CSP | 0 | 0 | 0 | 0 | 0 | 0
CT | 0.37 | 0.37 | 0.4 | 1.19 | 0.32 | 0.09
Coal | 939.55 | 277.71 | 46.56 | 9.36 | 20.96 | 23.92
Geo | 0 | 0 | 0 | 0 | 0 | 0
H | 0 | 0 | 0 | 0 | 0 | 0
LFG | 0 | 0 | 0 | 0 | 0 | 0
Nuc | 0 | 0 | 0 | 0 | 0 | 0
PS | 0 | 0 | 0 | 0 | 0 | 0
PV | 0 | 0 | 0 | 0 | 0 | 0
PeakG | 1.59 | 2.31 | 2.24 | 3.71 | 1.6 | 0.89
PeakO | 0 | 0 | 0 | 0 | 0 | 0
ST | 0 | 0 | 0 | 0 | 0 | 0
STOG | 3.15 | 2.14 | 2.58 | 4.06 | 1.12 | 0.44
STWD | 0 | 0 | 0 | 0 | 0 | 0
WT | 0 | 0 | 0 | 0 | 0 | 0
IGCC | 4.15 | 3.49 | 0.65 | 0 | 0 | 0
DemandResponse | 0 | 0 | 0 | 0 | 0 | 0
IGCC-CCS | 0 | 0 | 0 | 0 | 0 | 10.2
WT_off | 0 | 0 | 0 | 0 | 0 | 0
PseudoUnit | 0 | 0 | 0 | 0 | 0 | 0
FixedInterchange | 0 | 0 | 0 | 0 | 0 | 0
CO2 Emissions (MMshortTons): Outside_EI
ReportingType | 2015 | 2020 | 2025 | 2030 | 2035 | 2040
BM | 0 | 0 | 0 | 0 | 0 | 0
CC | 223.08 | 253.8 | 287.42 | 236.19 | 163.32 | 82.46
CSP | 0 | 0 | 0 | 0 | 0 | 0
CT | 0 | 0 | 0 | 0 | 0 | 0
Coal | 259.29 | 190.99 | 56.74 | 1.07 | 1.81 | 1.81
Geo | 0 | 0 | 0 | 0 | 0 | 0
H | 0 | 0 | 0 | 0 | 0 | 0
LFG | 0 | 0 | 0 | 0 | 0 | 0
Nuc | 0 | 0 | 0 | 0 | 0 | 0
PS | 0 | 0 | 0 | 0 | 0 | 0
PV | 0 | 0 | 0 | 0 | 0 | 0
PeakG | 0.01 | 0 | 0 | 0.07 | 0 | 0.01
PeakO | 0 | 0 | 0 | 0 | 0 | 0
ST | 0 | 0 | 0 | 0 | 0 | 0
STOG | 1.59 | 1.52 | 1.05 | 1.47 | 0.16 | 0.07
STWD | 0 | 0 | 0 | 0 | 0 | 0
WT | 0 | 0 | 0 | 0 | 0 | 0
IGCC | 0 | 0 | 0 | 0 | 0 | 0
DemandResponse | 0 | 0 | 0 | 0 | 0 | 0
IGCC-CCS | 0 | 0 | 0 | 0 | 4.49 | 30.37
WT_off | 0 | 0 | 0 | 0 | 0 | 0
PseudoUnit | 0 | 0 | 0 | 0 | 0 | 0
FixedInterchange | 0 | 0 | 0 | 0 | 0 | 0
CO2 Emissions (MMmetricTons): Entergy
ReportingType | 2015 | 2020 | 2025 | 2030 | 2035 | 2040
BM | 0 | 0 | 0 | 0 | 0 | 0
CC | 28.16 | 41.22 | 46.16 | 43.21 | 24.57 | 11.15
CSP | 0 | 0 | 0 | 0 | 0 | 0
CT | 0 | 0 | 0 | 0 | 0 | 0
Coal | 58.18 | 4.91 | 0.69 | 0.04 | 0 | 0
Geo | 0 | 0 | 0 | 0 | 0 | 0
H | 0 | 0 | 0 | 0 | 0 | 0
LFG | 0 | 0 | 0 | 0 | 0 | 0
Nuc | 0 | 0 | 0 | 0 | 0 | 0
PS | 0 | 0 | 0 | 0 | 0 | 0
PV | 0 | 0 | 0 | 0 | 0 | 0
PeakG | 0 | 0 | 0 | 0 | 0 | 0
PeakO | 0 | 0 | 0 | 0 | 0 | 0
ST | 0 | 0 | 0 | 0 | 0 | 0
STOG | 0.14 | 0.14 | 0.14 | 0.28 | 0 | 0
STWD | 0 | 0 | 0 | 0 | 0 | 0
WT | 0 | 0 | 0 | 0 | 0 | 0
IGCC | 0 | 0 | 0 | 0 | 0 | 0
DemandResponse | 0 | 0 | 0 | 0 | 0 | 0
IGCC-CCS | 0 | 0 | 0 | 0 | 0 | 0
WT_off | 0 | 0 | 0 | 0 | 0 | 0
PseudoUnit | 0 | 0 | 0 | 0 | 0 | 0
FixedInterchange | 0 | 0 | 0 | 0 | 0 | 0
CO2 Emissions (MMmetricTons): FRCC
ReportingType | 2015 | 2020 | 2025 | 2030 | 2035 | 2040
BM | 0 | 0 | 0 | 0 | 0 | 0
CC | 71.82 | 79.3 | 76.56 | 68.14 | 28.53 | 22.83
CSP | 0 | 0 | 0 | 0 | 0 | 0
CT | 0.28 | 0.28 | 0.31 | 0.36 | 0 | 0
Coal | 17.07 | 5.99 | 1.14 | 0.17 | 0.62 | 0.66
Geo | 0 | 0 | 0 | 0 | 0 | 0
H | 0 | 0 | 0 | 0 | 0 | 0
LFG | 0 | 0 | 0 | 0 | 0 | 0
Nuc | 0 | 0 | 0 | 0 | 0 | 0
PS | 0 | 0 | 0 | 0 | 0 | 0
PV | 0 | 0 | 0 | 0 | 0 | 0
PeakG | 0.19 | 0.19 | 0.31 | 0.12 | 0.05 | 0.06
PeakO | 0 | 0 | 0 | 0 | 0 | 0
ST | 0 | 0 | 0 | 0 | 0 | 0
STOG | 0 | 0 | 0 | 0 | 0 | 0
STWD | 0 | 0 | 0 | 0 | 0 | 0
WT | 0 | 0 | 0 | 0 | 0 | 0
IGCC | 0 | 0 | 0 | 0 | 0 | 0
DemandResponse | 0 | 0 | 0 | 0 | 0 | 0
IGCC-CCS | 0 | 0 | 0 | 0 | 0 | 0
WT_off | 0 | 0 | 0 | 0 | 0 | 0
PseudoUnit | 0 | 0 | 0 | 0 | 0 | 0
FixedInterchange | 0 | 0 | 0 | 0 | 0 | 0
CO2 Emissions (MMmetricTons): MAPP_US
ReportingType | 2015 | 2020 | 2025 | 2030 | 2035 | 2040
BM | 0 | 0 | 0 | 0 | 0 | 0
CC | 0.37 | 0.12 | 0.12 | 0.11 | 0.07 | 0.02
CSP | 0 | 0 | 0 | 0 | 0 | 0
CT | 0 | 0 | 0 | 0.1 | 0.03 | 0
Coal | 13.07 | 4.71 | 0.55 | 0 | 0 | 0
Geo | 0 | 0 | 0 | 0 | 0 | 0
H | 0 | 0 | 0 | 0 | 0 | 0
LFG | 0 | 0 | 0 | 0 | 0 | 0
Nuc | 0 | 0 | 0 | 0 | 0 | 0
PS | 0 | 0 | 0 | 0 | 0 | 0
PV | 0 | 0 | 0 | 0 | 0 | 0
PeakG | 0.04 | 0.09 | 0.02 | 0.12 | 0.08 | 0.03
PeakO | 0 | 0 | 0 | 0 | 0 | 0
ST | 0 | 0 | 0 | 0 | 0 | 0
STOG | 0 | 0 | 0 | 0 | 0 | 0
STWD | 0 | 0 | 0 | 0 | 0 | 0
WT | 0 | 0 | 0 | 0 | 0 | 0
IGCC | 0 | 0 | 0 | 0 | 0 | 0
DemandResponse | 0 | 0 | 0 | 0 | 0 | 0
IGCC-CCS | 0 | 0 | 0 | 0 | 0 | 0
WT_off | 0 | 0 | 0 | 0 | 0 | 0
PseudoUnit | 0 | 0 | 0 | 0 | 0 | 0
FixedInterchange | 0 | 0 | 0 | 0 | 0 | 0
CO2 Emissions (MMmetricTons): MISO_IN
ReportingType | 2015 | 2020 | 2025 | 2030 | 2035 | 2040
BM | 0 | 0 | 0 | 0 | 0 | 0
CC | 8.94 | 53.23 | 54.06 | 54.07 | 42.56 | 17.59
CSP | 0 | 0 | 0 | 0 | 0 | 0
CT | 0 | 0 | 0 | 0 | 0 | 0
Coal | 60.59 | 21.09 | 2.87 | 0.97 | 2.35 | 2.96
Geo | 0 | 0 | 0 | 0 | 0 | 0
H | 0 | 0 | 0 | 0 | 0 | 0
LFG | 0 | 0 | 0 | 0 | 0 | 0
Nuc | 0 | 0 | 0 | 0 | 0 | 0
PS | 0 | 0 | 0 | 0 | 0 | 0
PV | 0 | 0 | 0 | 0 | 0 | 0
PeakG | 0 | 0 | 0 | 0 | 0 | 0
PeakO | 0 | 0 | 0 | 0 | 0 | 0
ST | 0 | 0 | 0 | 0 | 0 | 0
STOG | 0.02 | 0.02 | 0.01 | 0.01 | 0 | 0
STWD | 0 | 0 | 0 | 0 | 0 | 0
WT | 0 | 0 | 0 | 0 | 0 | 0
IGCC | 3.76 | 3.17 | 0.59 | 0 | 0 | 0
DemandResponse | 0 | 0 | 0 | 0 | 0 | 0
IGCC-CCS | 0 | 0 | 0 | 0 | 0 | 0
WT_off | 0 | 0 | 0 | 0 | 0 | 0
PseudoUnit | 0 | 0 | 0 | 0 | 0 | 0
FixedInterchange | 0 | 0 | 0 | 0 | 0 | 0
CO2 Emissions (MMmetricTons): MISO_MI
ReportingType | 2015 | 2020 | 2025 | 2030 | 2035 | 2040
BM | 0 | 0 | 0 | 0 | 0 | 0
CC | 4.29 | 10.11 | 18.73 | 18.23 | 12.58 | 7.09
CSP | 0 | 0 | 0 | 0 | 0 | 0
CT | 0 | 0 | 0 | 0 | 0 | 0
Coal | 29.78 | 1.68 | 0.54 | 0.14 | 0.36 | 0.68
Geo | 0 | 0 | 0 | 0 | 0 | 0
H | 0 | 0 | 0 | 0 | 0 | 0
LFG | 0 | 0 | 0 | 0 | 0 | 0
Nuc | 0 | 0 | 0 | 0 | 0 | 0
PS | 0 | 0 | 0 | 0 | 0 | 0
PV | 0 | 0 | 0 | 0 | 0 | 0
PeakG | 0 | 0 | 0 | 0 | 0 | 0
PeakO | 0 | 0 | 0 | 0 | 0 | 0
ST | 0 | 0 | 0 | 0 | 0 | 0
STOG | 0.18 | 0.05 | 0.02 | 0.03 | 0.01 | 0
STWD | 0 | 0 | 0 | 0 | 0 | 0
WT | 0 | 0 | 0 | 0 | 0 | 0
IGCC | 0 | 0 | 0 | 0 | 0 | 0
DemandResponse | 0 | 0 | 0 | 0 | 0 | 0
IGCC-CCS | 0 | 0 | 0 | 0 | 0 | 0
WT_off | 0 | 0 | 0 | 0 | 0 | 0
PseudoUnit | 0 | 0 | 0 | 0 | 0 | 0
FixedInterchange | 0 | 0 | 0 | 0 | 0 | 0
CO2 Emissions (MMmetricTons): MISO_MO-IL
ReportingType | 2015 | 2020 | 2025 | 2030 | 2035 | 2040
BM | 0 | 0 | 0 | 0 | 0 | 0
CC | 1.2 | 13.29 | 14.2 | 10.4 | 2.93 | 1.67
CSP | 0 | 0 | 0 | 0 | 0 | 0
CT | 0 | 0 | 0 | 0 | 0 | 0
Coal | 73.66 | 14.37 | 3.29 | 0.22 | 0.51 | 0.73
Geo | 0 | 0 | 0 | 0 | 0 | 0
H | 0 | 0 | 0 | 0 | 0 | 0
LFG | 0 | 0 | 0 | 0 | 0 | 0
Nuc | 0 | 0 | 0 | 0 | 0 | 0
PS | 0 | 0 | 0 | 0 | 0 | 0
PV | 0 | 0 | 0 | 0 | 0 | 0
PeakG | 0.08 | 0.14 | 0.02 | 0.39 | 0.25 | 0
PeakO | 0 | 0 | 0 | 0 | 0 | 0
ST | 0 | 0 | 0 | 0 | 0 | 0
STOG | 0 | 0 | 0 | 0 | 0 | 0
STWD | 0 | 0 | 0 | 0 | 0 | 0
WT | 0 | 0 | 0 | 0 | 0 | 0
IGCC | 0 | 0 | 0 | 0 | 0 | 0
DemandResponse | 0 | 0 | 0 | 0 | 0 | 0
IGCC-CCS | 0 | 0 | 0 | 0 | 0 | 0
WT_off | 0 | 0 | 0 | 0 | 0 | 0
PseudoUnit | 0 | 0 | 0 | 0 | 0 | 0
FixedInterchange | 0 | 0 | 0 | 0 | 0 | 0
CO2 Emissions (MMmetricTons): MISO_W
ReportingType | 2015 | 2020 | 2025 | 2030 | 2035 | 2040
BM | 0 | 0 | 0 | 0 | 0 | 0
CC | 3.42 | 7.17 | 1.89 | 1.75 | 0.98 | 0.64
CSP | 0 | 0 | 0 | 0 | 0 | 0
CT | 0 | 0 | 0 | 0 | 0 | 0
Coal | 73.2 | 26.58 | 1.51 | 0.43 | 0.51 | 0.53
Geo | 0 | 0 | 0 | 0 | 0 | 0
H | 0 | 0 | 0 | 0 | 0 | 0
LFG | 0 | 0 | 0 | 0 | 0 | 0
Nuc | 0 | 0 | 0 | 0 | 0 | 0
PS | 0 | 0 | 0 | 0 | 0 | 0
PV | 0 | 0 | 0 | 0 | 0 | 0
PeakG | 0.15 | 0.49 | 0 | 0.06 | 0.12 | 0
PeakO | 0 | 0 | 0 | 0 | 0 | 0
ST | 0 | 0 | 0 | 0 | 0 | 0
STOG | 0 | 0 | 0 | 0 | 0 | 0
STWD | 0 | 0 | 0 | 0 | 0 | 0
WT | 0 | 0 | 0 | 0 | 0 | 0
IGCC | 0 | 0 | 0 | 0 | 0 | 0
DemandResponse | 0 | 0 | 0 | 0 | 0 | 0
IGCC-CCS | 0 | 0 | 0 | 0 | 0 | 0
WT_off | 0 | 0 | 0 | 0 | 0 | 0
PseudoUnit | 0 | 0 | 0 | 0 | 0 | 0
FixedInterchange | 0 | 0 | 0 | 0 | 0 | 0
CO2 Emissions (MMmetricTons): MISO_WUMS
ReportingType | 2015 | 2020 | 2025 | 2030 | 2035 | 2040
BM | 0 | 0 | 0 | 0 | 0 | 0
CC | 20.05 | 24.82 | 23.56 | 24.62 | 18.73 | 10.74
CSP | 0 | 0 | 0 | 0 | 0 | 0
CT | 0 | 0 | 0 | 0.5 | 0.22 | 0.08
Coal | 11.13 | 0.75 | 0.27 | 0.13 | 0.31 | 0.47
Geo | 0 | 0 | 0 | 0 | 0 | 0
H | 0 | 0 | 0 | 0 | 0 | 0
LFG | 0 | 0 | 0 | 0 | 0 | 0
Nuc | 0 | 0 | 0 | 0 | 0 | 0
PS | 0 | 0 | 0 | 0 | 0 | 0
PV | 0 | 0 | 0 | 0 | 0 | 0
PeakG | 0 | 0 | 0 | 0 | 0 | 0
PeakO | 0 | 0 | 0 | 0 | 0 | 0
ST | 0 | 0 | 0 | 0 | 0 | 0
STOG | 0 | 0 | 0 | 0 | 0 | 0
STWD | 0 | 0 | 0 | 0 | 0 | 0
WT | 0 | 0 | 0 | 0 | 0 | 0
IGCC | 0 | 0 | 0 | 0 | 0 | 0
DemandResponse | 0 | 0 | 0 | 0 | 0 | 0
IGCC-CCS | 0 | 0 | 0 | 0 | 0 | 0
WT_off | 0 | 0 | 0 | 0 | 0 | 0
PseudoUnit | 0 | 0 | 0 | 0 | 0 | 0
FixedInterchange | 0 | 0 | 0 | 0 | 0 | 0
CO2 Emissions (MMmetricTons): Nebraska
ReportingType | 2015 | 2020 | 2025 | 2030 | 2035 | 2040
BM | 0 | 0 | 0 | 0 | 0 | 0
CC | 1.16 | 7.05 | 6.67 | 5.79 | 2.87 | 0.63
CSP | 0 | 0 | 0 | 0 | 0 | 0
CT | 0 | 0 | 0 | 0 | 0 | 0
Coal | 32.1 | 3.12 | 0.54 | 0.4 | 0.32 | 0.32
Geo | 0 | 0 | 0 | 0 | 0 | 0
H | 0 | 0 | 0 | 0 | 0 | 0
LFG | 0 | 0 | 0 | 0 | 0 | 0
Nuc | 0 | 0 | 0 | 0 | 0 | 0
PS | 0 | 0 | 0 | 0 | 0 | 0
PV | 0 | 0 | 0 | 0 | 0 | 0
PeakG | 0.01 | 0.02 | 0 | 0.06 | 0 | 0
PeakO | 0 | 0 | 0 | 0 | 0 | 0
ST | 0 | 0 | 0 | 0 | 0 | 0
STOG | 0 | 0 | 0 | 0 | 0 | 0
STWD | 0 | 0 | 0 | 0 | 0 | 0
WT | 0 | 0 | 0 | 0 | 0 | 0
IGCC | 0 | 0 | 0 | 0 | 0 | 0
DemandResponse | 0 | 0 | 0 | 0 | 0 | 0
IGCC-CCS | 0 | 0 | 0 | 0 | 0 | 0
WT_off | 0 | 0 | 0 | 0 | 0 | 0
PseudoUnit | 0 | 0 | 0 | 0 | 0 | 0
FixedInterchange | 0 | 0 | 0 | 0 | 0 | 0
CO2 Emissions (MMmetricTons): NEISO
ReportingType | 2015 | 2020 | 2025 | 2030 | 2035 | 2040
BM | 0 | 0 | 0 | 0 | 0 | 0
CC | 18.06 | 15.08 | 14.91 | 11.15 | 5.26 | 3.54
CSP | 0 | 0 | 0 | 0 | 0 | 0
CT | 0 | 0 | 0.01 | 0.01 | 0 | 0
Coal | 0.06 | 0 | 0 | 0 | 0 | 0
Geo | 0 | 0 | 0 | 0 | 0 | 0
H | 0 | 0 | 0 | 0 | 0 | 0
LFG | 0 | 0 | 0 | 0 | 0 | 0
Nuc | 0 | 0 | 0 | 0 | 0 | 0
PS | 0 | 0 | 0 | 0 | 0 | 0
PV | 0 | 0 | 0 | 0 | 0 | 0
PeakG | 0.02 | 0.02 | 0.02 | 0.02 | 0.01 | 0
PeakO | 0 | 0 | 0 | 0 | 0 | 0
ST | 0 | 0 | 0 | 0 | 0 | 0
STOG | 0 | 0 | 0 | 0 | 0 | 0
STWD | 0 | 0 | 0 | 0 | 0 | 0
WT | 0 | 0 | 0 | 0 | 0 | 0
IGCC | 0 | 0 | 0 | 0 | 0 | 0
DemandResponse | 0 | 0 | 0 | 0 | 0 | 0
IGCC-CCS | 0 | 0 | 0 | 0 | 0 | 0
WT_off | 0 | 0 | 0 | 0 | 0 | 0
PseudoUnit | 0 | 0 | 0 | 0 | 0 | 0
FixedInterchange | 0 | 0 | 0 | 0 | 0 | 0
CO2 Emissions (MMmetricTons): NonRTO_Midwest
ReportingType | 2015 | 2020 | 2025 | 2030 | 2035 | 2040
BM | 0 | 0 | 0 | 0 | 0 | 0
CC | 7.07 | 15.51 | 15.51 | 15.51 | 14.4 | 2.68
CSP | 0 | 0 | 0 | 0 | 0 | 0
CT | 0 | 0 | 0 | 0 | 0 | 0
Coal | 37.72 | 17.92 | 4.1 | 0.96 | 1.64 | 1.64
Geo | 0 | 0 | 0 | 0 | 0 | 0
H | 0 | 0 | 0 | 0 | 0 | 0
LFG | 0 | 0 | 0 | 0 | 0 | 0
Nuc | 0 | 0 | 0 | 0 | 0 | 0
PS | 0 | 0 | 0 | 0 | 0 | 0
PV | 0 | 0 | 0 | 0 | 0 | 0
PeakG | 0.08 | 0.01 | 0.02 | 0.12 | 0.05 | 0
PeakO | 0 | 0 | 0 | 0 | 0 | 0
ST | 0 | 0 | 0 | 0 | 0 | 0
STOG | 0 | 0 | 0 | 0 | 0 | 0
STWD | 0 | 0 | 0 | 0 | 0 | 0
WT | 0 | 0 | 0 | 0 | 0 | 0
IGCC | 0 | 0 | 0 | 0 | 0 | 0
DemandResponse | 0 | 0 | 0 | 0 | 0 | 0
IGCC-CCS | 0 | 0 | 0 | 0 | 0 | 0
WT_off | 0 | 0 | 0 | 0 | 0 | 0
PseudoUnit | 0 | 0 | 0 | 0 | 0 | 0
FixedInterchange | 0 | 0 | 0 | 0 | 0 | 0
CO2 Emissions (MMmetricTons): NYISO_A-F
ReportingType | 2015 | 2020 | 2025 | 2030 | 2035 | 2040
BM | 0 | 0 | 0 | 0 | 0 | 0
CC | 3.22 | 4.13 | 4.23 | 2.99 | 1.54 | 0.68
CSP | 0 | 0 | 0 | 0 | 0 | 0
CT | 0 | 0 | 0 | 0 | 0 | 0
Coal | 0 | 0 | 0 | 0 | 0 | 0
Geo | 0 | 0 | 0 | 0 | 0 | 0
H | 0 | 0 | 0 | 0 | 0 | 0
LFG | 0 | 0 | 0 | 0 | 0 | 0
Nuc | 0 | 0 | 0 | 0 | 0 | 0
PS | 0 | 0 | 0 | 0 | 0 | 0
PV | 0 | 0 | 0 | 0 | 0 | 0
PeakG | 0 | 0 | 0 | 0 | 0 | 0
PeakO | 0 | 0 | 0 | 0 | 0 | 0
ST | 0 | 0 | 0 | 0 | 0 | 0
STOG | 0 | 0 | 0 | 0 | 0 | 0
STWD | 0 | 0 | 0 | 0 | 0 | 0
WT | 0 | 0 | 0 | 0 | 0 | 0
IGCC | 0 | 0 | 0 | 0 | 0 | 0
DemandResponse | 0 | 0 | 0 | 0 | 0 | 0
IGCC-CCS | 0 | 0 | 0 | 0 | 0 | 0
WT_off | 0 | 0 | 0 | 0 | 0 | 0
PseudoUnit | 0 | 0 | 0 | 0 | 0 | 0
FixedInterchange | 0 | 0 | 0 | 0 | 0 | 0
CO2 Emissions (MMmetricTons): NYISO_G-I
ReportingType | 2015 | 2020 | 2025 | 2030 | 2035 | 2040
BM | 0 | 0 | 0 | 0 | 0 | 0
CC | 2.06 | 5.53 | 5.55 | 3.76 | 2.73 | 1.74
CSP | 0 | 0 | 0 | 0 | 0 | 0
CT | 0 | 0 | 0 | 0 | 0 | 0
Coal | 0 | 0 | 0 | 0 | 0 | 0
Geo | 0 | 0 | 0 | 0 | 0 | 0
H | 0 | 0 | 0 | 0 | 0 | 0
LFG | 0 | 0 | 0 | 0 | 0 | 0
Nuc | 0 | 0 | 0 | 0 | 0 | 0
PS | 0 | 0 | 0 | 0 | 0 | 0
PV | 0 | 0 | 0 | 0 | 0 | 0
PeakG | 0 | 0 | 0 | 0 | 0 | 0
PeakO | 0 | 0 | 0 | 0 | 0 | 0
ST | 0 | 0 | 0 | 0 | 0 | 0
STOG | 0 | 0 | 0 | 0 | 0 | 0
STWD | 0 | 0 | 0 | 0 | 0 | 0
WT | 0 | 0 | 0 | 0 | 0 | 0
IGCC | 0 | 0 | 0 | 0 | 0 | 0
DemandResponse | 0 | 0 | 0 | 0 | 0 | 0
IGCC-CCS | 0 | 0 | 0 | 0 | 0 | 0
WT_off | 0 | 0 | 0 | 0 | 0 | 0
PseudoUnit | 0 | 0 | 0 | 0 | 0 | 0
FixedInterchange | 0 | 0 | 0 | 0 | 0 | 0
CO2 Emissions (MMmetricTons): NYISO_J-K
ReportingType | 2015 | 2020 | 2025 | 2030 | 2035 | 2040
BM | 0 | 0 | 0 | 0 | 0 | 0
CC | 9.11 | 9.5 | 9.98 | 13.07 | 13.9 | 15.3
CSP | 0 | 0 | 0 | 0 | 0 | 0
CT | 0 | 0 | 0 | 0 | 0 | 0
Coal | 0 | 0 | 0 | 0 | 0 | 0
Geo | 0 | 0 | 0 | 0 | 0 | 0
H | 0 | 0 | 0 | 0 | 0 | 0
LFG | 0 | 0 | 0 | 0 | 0 | 0
Nuc | 0 | 0 | 0 | 0 | 0 | 0
PS | 0 | 0 | 0 | 0 | 0 | 0
PV | 0 | 0 | 0 | 0 | 0 | 0
PeakG | 0.03 | 0.03 | 0.07 | 0.04 | 0.17 | 0.22
PeakO | 0 | 0 | 0 | 0 | 0 | 0
ST | 0 | 0 | 0 | 0 | 0 | 0
STOG | 0.33 | 0.67 | 1.06 | 0.82 | 0.27 | 0.18
STWD | 0 | 0 | 0 | 0 | 0 | 0
WT | 0 | 0 | 0 | 0 | 0 | 0
IGCC | 0 | 0 | 0 | 0 | 0 | 0
DemandResponse | 0 | 0 | 0 | 0 | 0 | 0
IGCC-CCS | 0 | 0 | 0 | 0 | 0 | 0
WT_off | 0 | 0 | 0 | 0 | 0 | 0
PseudoUnit | 0 | 0 | 0 | 0 | 0 | 0
FixedInterchange | 0 | 0 | 0 | 0 | 0 | 0
CO2 Emissions (MMmetricTons): PJM_E
ReportingType | 2015 | 2020 | 2025 | 2030 | 2035 | 2040
BM | 0 | 0 | 0 | 0 | 0 | 0
CC | 15.49 | 18.2 | 24.42 | 20.54 | 14 | 11.63
CSP | 0 | 0 | 0 | 0 | 0 | 0
CT | 0 | 0 | 0 | 0 | 0 | 0
Coal | 0.47 | 0.25 | 0.1 | 0 | 0.03 | 0.13
Geo | 0 | 0 | 0 | 0 | 0 | 0
H | 0 | 0 | 0 | 0 | 0 | 0
LFG | 0 | 0 | 0 | 0 | 0 | 0
Nuc | 0 | 0 | 0 | 0 | 0 | 0
PS | 0 | 0 | 0 | 0 | 0 | 0
PV | 0 | 0 | 0 | 0 | 0 | 0
PeakG | 0.01 | 0.15 | 0.16 | 0.41 | 0.15 | 0.11
PeakO | 0 | 0 | 0 | 0 | 0 | 0
ST | 0 | 0 | 0 | 0 | 0 | 0
STOG | 0.13 | 0.13 | 0.13 | 0.48 | 0.13 | 0.04
STWD | 0 | 0 | 0 | 0 | 0 | 0
WT | 0 | 0 | 0 | 0 | 0 | 0
IGCC | 0 | 0 | 0 | 0 | 0 | 0
DemandResponse | 0 | 0 | 0 | 0 | 0 | 0
IGCC-CCS | 0 | 0 | 0 | 0 | 0 | 0
WT_off | 0 | 0 | 0 | 0 | 0 | 0
PseudoUnit | 0 | 0 | 0 | 0 | 0 | 0
FixedInterchange | 0 | 0 | 0 | 0 | 0 | 0
CO2 Emissions (MMmetricTons): PJM_ROM
ReportingType | 2015 | 2020 | 2025 | 2030 | 2035 | 2040
BM | 0 | 0 | 0 | 0 | 0 | 0
CC | 7.02 | 8.85 | 10.7 | 17.83 | 13.75 | 13.13
CSP | 0 | 0 | 0 | 0 | 0 | 0
CT | 0 | 0 | 0 | 0 | 0 | 0
Coal | 24.22 | 11.87 | 0.9 | 0.62 | 1.28 | 1.63
Geo | 0 | 0 | 0 | 0 | 0 | 0
H | 0 | 0 | 0 | 0 | 0 | 0
LFG | 0 | 0 | 0 | 0 | 0 | 0
Nuc | 0 | 0 | 0 | 0 | 0 | 0
PS | 0 | 0 | 0 | 0 | 0 | 0
PV | 0 | 0 | 0 | 0 | 0 | 0
PeakG | 0 | 0.01 | 0.04 | 0.09 | 0.09 | 0.03
PeakO | 0 | 0 | 0 | 0 | 0 | 0
ST | 0 | 0 | 0 | 0 | 0 | 0
STOG | 0.39 | 0.39 | 0.39 | 0.76 | 0.24 | 0.02
STWD | 0 | 0 | 0 | 0 | 0 | 0
WT | 0 | 0 | 0 | 0 | 0 | 0
IGCC | 0 | 0 | 0 | 0 | 0 | 0
DemandResponse | 0 | 0 | 0 | 0 | 0 | 0
IGCC-CCS | 0 | 0 | 0 | 0 | 0 | 0
WT_off | 0 | 0 | 0 | 0 | 0 | 0
PseudoUnit | 0 | 0 | 0 | 0 | 0 | 0
FixedInterchange | 0 | 0 | 0 | 0 | 0 | 0
CO2 Emissions (MMmetricTons): PJM_ROR
ReportingType | 2015 | 2020 | 2025 | 2030 | 2035 | 2040
BM | 0 | 0 | 0 | 0 | 0 | 0
CC | 61.45 | 101.03 | 107.57 | 102.91 | 83.8 | 45.95
CSP | 0 | 0 | 0 | 0 | 0 | 0
CT | 0 | 0 | 0 | 0 | 0 | 0
Coal | 189.35 | 84.57 | 16.05 | 2.63 | 6.85 | 7.46
Geo | 0 | 0 | 0 | 0 | 0 | 0
H | 0 | 0 | 0 | 0 | 0 | 0
LFG | 0 | 0 | 0 | 0 | 0 | 0
Nuc | 0 | 0 | 0 | 0 | 0 | 0
PS | 0 | 0 | 0 | 0 | 0 | 0
PV | 0 | 0 | 0 | 0 | 0 | 0
PeakG | 0.45 | 0.44 | 0.54 | 0.64 | 0.31 | 0.19
PeakO | 0 | 0 | 0 | 0 | 0 | 0
ST | 0 | 0 | 0 | 0 | 0 | 0
STOG | 0.23 | 0.17 | 0.17 | 0.34 | 0.09 | 0
STWD | 0 | 0 | 0 | 0 | 0 | 0
WT | 0 | 0 | 0 | 0 | 0 | 0
IGCC | 0 | 0 | 0 | 0 | 0 | 0
DemandResponse | 0 | 0 | 0 | 0 | 0 | 0
IGCC-CCS | 0 | 0 | 0 | 0 | 0 | 3.74
WT_off | 0 | 0 | 0 | 0 | 0 | 0
PseudoUnit | 0 | 0 | 0 | 0 | 0 | 0
FixedInterchange | 0 | 0 | 0 | 0 | 0 | 0
CO2 Emissions (MMmetricTons): SOCO
ReportingType | 2015 | 2020 | 2025 | 2030 | 2035 | 2040
BM | 0 | 0 | 0 | 0 | 0 | 0
CC | 56.71 | 71.74 | 77.05 | 62.19 | 32.21 | 9.71
CSP | 0 | 0 | 0 | 0 | 0 | 0
CT | 0 | 0 | 0 | 0 | 0 | 0
Coal | 37.4 | 10.94 | 2.17 | 0.84 | 1.29 | 1.34
Geo | 0 | 0 | 0 | 0 | 0 | 0
H | 0 | 0 | 0 | 0 | 0 | 0
LFG | 0 | 0 | 0 | 0 | 0 | 0
Nuc | 0 | 0 | 0 | 0 | 0 | 0
PS | 0 | 0 | 0 | 0 | 0 | 0
PV | 0 | 0 | 0 | 0 | 0 | 0
PeakG | 0.3 | 0.37 | 0.63 | 0.87 | 0.11 | 0.09
PeakO | 0 | 0 | 0 | 0 | 0 | 0
ST | 0 | 0 | 0 | 0 | 0 | 0
STOG | 0 | 0 | 0 | 0 | 0 | 0
STWD | 0 | 0 | 0 | 0 | 0 | 0
WT | 0 | 0 | 0 | 0 | 0 | 0
IGCC | 0 | 0 | 0 | 0 | 0 | 0
DemandResponse | 0 | 0 | 0 | 0 | 0 | 0
IGCC-CCS | 0 | 0 | 0 | 0 | 0 | 0
WT_off | 0 | 0 | 0 | 0 | 0 | 0
PseudoUnit | 0 | 0 | 0 | 0 | 0 | 0
FixedInterchange | 0 | 0 | 0 | 0 | 0 | 0
CO2 Emissions (MMmetricTons): SPP_N
ReportingType | 2015 | 2020 | 2025 | 2030 | 2035 | 2040
BM | 0 | 0 | 0 | 0 | 0 | 0
CC | 6.42 | 17.35 | 12.86 | 11.89 | 4.02 | 3.26
CSP | 0 | 0 | 0 | 0 | 0 | 0
CT | 0 | 0 | 0 | 0 | 0 | 0
Coal | 56.79 | 12.27 | 1.85 | 0.32 | 0.82 | 0.82
Geo | 0 | 0 | 0 | 0 | 0 | 0
H | 0 | 0 | 0 | 0 | 0 | 0
LFG | 0 | 0 | 0 | 0 | 0 | 0
Nuc | 0 | 0 | 0 | 0 | 0 | 0
PS | 0 | 0 | 0 | 0 | 0 | 0
PV | 0 | 0 | 0 | 0 | 0 | 0
PeakG | 0 | 0 | 0 | 0 | 0 | 0
PeakO | 0 | 0 | 0 | 0 | 0 | 0
ST | 0 | 0 | 0 | 0 | 0 | 0
STOG | 0.15 | 0.01 | 0 | 0.35 | 0.03 | 0
STWD | 0 | 0 | 0 | 0 | 0 | 0
WT | 0 | 0 | 0 | 0 | 0 | 0
IGCC | 0 | 0 | 0 | 0 | 0 | 0
DemandResponse | 0 | 0 | 0 | 0 | 0 | 0
IGCC-CCS | 0 | 0 | 0 | 0 | 0 | 0
WT_off | 0 | 0 | 0 | 0 | 0 | 0
PseudoUnit | 0 | 0 | 0 | 0 | 0 | 0
FixedInterchange | 0 | 0 | 0 | 0 | 0 | 0
CO2 Emissions (MMmetricTons): SPP_S
ReportingType | 2015 | 2020 | 2025 | 2030 | 2035 | 2040
BM | 0 | 0 | 0 | 0 | 0 | 0
CC | 16.88 | 16.41 | 19.35 | 27.57 | 16.73 | 10.85
CSP | 0 | 0 | 0 | 0 | 0 | 0
CT | 0.01 | 0 | 0 | 0 | 0 | 0
Coal | 81.49 | 4.79 | 1.36 | 0 | 0 | 0
Geo | 0 | 0 | 0 | 0 | 0 | 0
H | 0 | 0 | 0 | 0 | 0 | 0
LFG | 0 | 0 | 0 | 0 | 0 | 0
Nuc | 0 | 0 | 0 | 0 | 0 | 0
PS | 0 | 0 | 0 | 0 | 0 | 0
PV | 0 | 0 | 0 | 0 | 0 | 0
PeakG | 0 | 0 | 0 | 0 | 0 | 0
PeakO | 0 | 0 | 0 | 0 | 0 | 0
ST | 0 | 0 | 0 | 0 | 0 | 0
STOG | 1.29 | 0.35 | 0.43 | 0.61 | 0.24 | 0.16
STWD | 0 | 0 | 0 | 0 | 0 | 0
WT | 0 | 0 | 0 | 0 | 0 | 0
IGCC | 0 | 0 | 0 | 0 | 0 | 0
DemandResponse | 0 | 0 | 0 | 0 | 0 | 0
IGCC-CCS | 0 | 0 | 0 | 0 | 0 | 0
WT_off | 0 | 0 | 0 | 0 | 0 | 0
PseudoUnit | 0 | 0 | 0 | 0 | 0 | 0
FixedInterchange | 0 | 0 | 0 | 0 | 0 | 0
CO2 Emissions (MMmetricTons): TVA
ReportingType | 2015 | 2020 | 2025 | 2030 | 2035 | 2040
BM | 0 | 0 | 0 | 0 | 0 | 0
CC | 16.99 | 29.89 | 36.63 | 33.66 | 23.68 | 7.53
CSP | 0 | 0 | 0 | 0 | 0 | 0
CT | 0 | 0 | 0 | 0 | 0 | 0
Coal | 40.76 | 16.15 | 2.05 | 0.41 | 1.54 | 1.54
Geo | 0 | 0 | 0 | 0 | 0 | 0
H | 0 | 0 | 0 | 0 | 0 | 0
LFG | 0 | 0 | 0 | 0 | 0 | 0
Nuc | 0 | 0 | 0 | 0 | 0 | 0
PS | 0 | 0 | 0 | 0 | 0 | 0
PV | 0 | 0 | 0 | 0 | 0 | 0
PeakG | 0 | 0 | 0 | 0 | 0 | 0
PeakO | 0 | 0 | 0 | 0 | 0 | 0
ST | 0 | 0 | 0 | 0 | 0 | 0
STOG | 0 | 0 | 0 | 0 | 0 | 0
STWD | 0 | 0 | 0 | 0 | 0 | 0
WT | 0 | 0 | 0 | 0 | 0 | 0
IGCC | 0 | 0 | 0 | 0 | 0 | 0
DemandResponse | 0 | 0 | 0 | 0 | 0 | 0
IGCC-CCS | 0 | 0 | 0 | 0 | 0 | 5.52
WT_off | 0 | 0 | 0 | 0 | 0 | 0
PseudoUnit | 0 | 0 | 0 | 0 | 0 | 0
FixedInterchange | 0 | 0 | 0 | 0 | 0 | 0
CO2 Emissions (MMmetricTons): TVA_Transmission
ReportingType | 2015 | 2020 | 2025 | 2030 | 2035 | 2040
BM | 0 | 0 | 0 | 0 | 0 | 0
CC | 0 | 0 | 0 | 0 | 0 | 0
CSP | 0 | 0 | 0 | 0 | 0 | 0
CT | 0 | 0 | 0 | 0 | 0 | 0
Coal | 0 | 0 | 0 | 0 | 0 | 0
Geo | 0 | 0 | 0 | 0 | 0 | 0
H | 0 | 0 | 0 | 0 | 0 | 0
LFG | 0 | 0 | 0 | 0 | 0 | 0
Nuc | 0 | 0 | 0 | 0 | 0 | 0
PS | 0 | 0 | 0 | 0 | 0 | 0
PV | 0 | 0 | 0 | 0 | 0 | 0
PeakG | 0 | 0 | 0 | 0 | 0 | 0
PeakO | 0 | 0 | 0 | 0 | 0 | 0
ST | 0 | 0 | 0 | 0 | 0 | 0
STOG | 0 | 0 | 0 | 0 | 0 | 0
STWD | 0 | 0 | 0 | 0 | 0 | 0
WT | 0 | 0 | 0 | 0 | 0 | 0
IGCC | 0 | 0 | 0 | 0 | 0 | 0
DemandResponse | 0 | 0 | 0 | 0 | 0 | 0
IGCC-CCS | 0 | 0 | 0 | 0 | 0 | 0
WT_off | 0 | 0 | 0 | 0 | 0 | 0
PseudoUnit | 0 | 0 | 0 | 0 | 0 | 0
FixedInterchange | 0 | 0 | 0 | 0 | 0 | 0
CO2 Emissions (MMmetricTons): VACAR
ReportingType | 2015 | 2020 | 2025 | 2030 | 2035 | 2040
BM | 0 | 0 | 0 | 0 | 0 | 0
CC | 48.83 | 50.23 | 50.7 | 47.67 | 19.04 | 13.79
CSP | 0 | 0 | 0 | 0 | 0 | 0
CT | 0.04 | 0.04 | 0.04 | 0.1 | 0.04 | 0
Coal | 15.02 | 9.59 | 2.26 | 0.21 | 0.58 | 0.79
Geo | 0 | 0 | 0 | 0 | 0 | 0
H | 0 | 0 | 0 | 0 | 0 | 0
LFG | 0 | 0 | 0 | 0 | 0 | 0
Nuc | 0 | 0 | 0 | 0 | 0 | 0
PS | 0 | 0 | 0 | 0 | 0 | 0
PV | 0 | 0 | 0 | 0 | 0 | 0
PeakG | 0.05 | 0.1 | 0.19 | 0.43 | 0.05 | 0.08
PeakO | 0 | 0 | 0 | 0 | 0 | 0
ST | 0 | 0 | 0 | 0 | 0 | 0
STOG | 0 | 0 | 0 | 0 | 0 | 0
STWD | 0 | 0 | 0 | 0 | 0 | 0
WT | 0 | 0 | 0 | 0 | 0 | 0
IGCC | 0 | 0 | 0 | 0 | 0 | 0
DemandResponse | 0 | 0 | 0 | 0 | 0 | 0
IGCC-CCS | 0 | 0 | 0 | 0 | 0 | 0
WT_off | 0 | 0 | 0 | 0 | 0 | 0
PseudoUnit | 0 | 0 | 0 | 0 | 0 | 0
FixedInterchange | 0 | 0 | 0 | 0 | 0 | 0
CO2 Emissions (MMmetricTons): IESO
ReportingType | 2015 | 2020 | 2025 | 2030 | 2035 | 2040
BM | 0 | 0 | 0 | 0 | 0 | 0
CC | 3.29 | 3.39 | 2.98 | 0.56 | 0.21 | 0.23
CSP | 0 | 0 | 0 | 0 | 0 | 0
CT | 0 | 0 | 0 | 0 | 0 | 0
Coal | 0 | 0 | 0 | 0 | 0 | 0
Geo | 0 | 0 | 0 | 0 | 0 | 0
H | 0 | 0 | 0 | 0 | 0 | 0
LFG | 0 | 0 | 0 | 0 | 0 | 0
Nuc | 0 | 0 | 0 | 0 | 0 | 0
PS | 0 | 0 | 0 | 0 | 0 | 0
PV | 0 | 0 | 0 | 0 | 0 | 0
PeakG | 0 | 0 | 0 | 0 | 0 | 0
PeakO | 0 | 0 | 0 | 0 | 0 | 0
ST | 0 | 0 | 0 | 0 | 0 | 0
STOG | 0 | 0 | 0 | 0 | 0 | 0
STWD | 0 | 0 | 0 | 0 | 0 | 0
WT | 0 | 0 | 0 | 0 | 0 | 0
IGCC | 0 | 0 | 0 | 0 | 0 | 0
DemandResponse | 0 | 0 | 0 | 0 | 0 | 0
IGCC-CCS | 0 | 0 | 0 | 0 | 0 | 0
WT_off | 0 | 0 | 0 | 0 | 0 | 0
PseudoUnit | 0 | 0 | 0 | 0 | 0 | 0
FixedInterchange | 0 | 0 | 0 | 0 | 0 | 0
CO2 Emissions (MMmetricTons): MAPP_CA
ReportingType | 2015 | 2020 | 2025 | 2030 | 2035 | 2040
BM | 0 | 0 | 0 | 0 | 0 | 0
CC | 3.9 | 3.9 | 1.41 | 0.09 | 0.09 | 0.11
CSP | 0 | 0 | 0 | 0 | 0 | 0
CT | 0 | 0 | 0 | 0 | 0 | 0
Coal | 0.26 | 0.38 | 0 | 0 | 0 | 0
Geo | 0 | 0 | 0 | 0 | 0 | 0
H | 0 | 0 | 0 | 0 | 0 | 0
LFG | 0 | 0 | 0 | 0 | 0 | 0
Nuc | 0 | 0 | 0 | 0 | 0 | 0
PS | 0 | 0 | 0 | 0 | 0 | 0
PV | 0 | 0 | 0 | 0 | 0 | 0
PeakG | 0.03 | 0.03 | 0 | 0 | 0 | 0
PeakO | 0 | 0 | 0 | 0 | 0 | 0
ST | 0 | 0 | 0 | 0 | 0 | 0
STOG | 0 | 0 | 0 | 0 | 0 | 0
STWD | 0 | 0 | 0 | 0 | 0 | 0
WT | 0 | 0 | 0 | 0 | 0 | 0
IGCC | 0 | 0 | 0 | 0 | 0 | 0
DemandResponse | 0 | 0 | 0 | 0 | 0 | 0
IGCC-CCS | 0 | 0 | 0 | 0 | 0 | 0
WT_off | 0 | 0 | 0 | 0 | 0 | 0
PseudoUnit | 0 | 0 | 0 | 0 | 0 | 0
FixedInterchange | 0 | 0 | 0 | 0 | 0 | 0
CO2 Emissions (MMmetricTons): AZ_NM_SNV_Coal
ReportingType | 2015 | 2020 | 2025 | 2030 | 2035 | 2040
BM | 0 | 0 | 0 | 0 | 0 | 0
CC | 0 | 0 | 0 | 0 | 0 | 0
CSP | 0 | 0 | 0 | 0 | 0 | 0
CT | 0 | 0 | 0 | 0 | 0 | 0
Coal | 49.53 | 32.48 | 0.82 | 0.02 | 0.38 | 0.38
Geo | 0 | 0 | 0 | 0 | 0 | 0
H | 0 | 0 | 0 | 0 | 0 | 0
LFG | 0 | 0 | 0 | 0 | 0 | 0
Nuc | 0 | 0 | 0 | 0 | 0 | 0
PS | 0 | 0 | 0 | 0 | 0 | 0
PV | 0 | 0 | 0 | 0 | 0 | 0
PeakG | 0 | 0 | 0 | 0 | 0 | 0
PeakO | 0 | 0 | 0 | 0 | 0 | 0
ST | 0 | 0 | 0 | 0 | 0 | 0
STOG | 0 | 0 | 0 | 0 | 0 | 0
STWD | 0 | 0 | 0 | 0 | 0 | 0
WT | 0 | 0 | 0 | 0 | 0 | 0
IGCC | 0 | 0 | 0 | 0 | 0 | 0
DemandResponse | 0 | 0 | 0 | 0 | 0 | 0
IGCC-CCS | 0 | 0 | 0 | 0 | 0 | 0
WT_off | 0 | 0 | 0 | 0 | 0 | 0
PseudoUnit | 0 | 0 | 0 | 0 | 0 | 0
FixedInterchange | 0 | 0 | 0 | 0 | 0 | 0
CO2 Emissions (MMmetricTons): AZ_NM_SNV_Gas
ReportingType | 2015 | 2020 | 2025 | 2030 | 2035 | 2040
BM | 0 | 0 | 0 | 0 | 0 | 0
CC | 27.57 | 25.59 | 38.02 | 29.94 | 21.51 | 10.6
CSP | 0 | 0 | 0 | 0 | 0 | 0
CT | 0 | 0 | 0 | 0 | 0 | 0
Coal | 0 | 0 | 0 | 0 | 0 | 0
Geo | 0 | 0 | 0 | 0 | 0 | 0
H | 0 | 0 | 0 | 0 | 0 | 0
LFG | 0 | 0 | 0 | 0 | 0 | 0
Nuc | 0 | 0 | 0 | 0 | 0 | 0
PS | 0 | 0 | 0 | 0 | 0 | 0
PV | 0 | 0 | 0 | 0 | 0 | 0
PeakG | 0 | 0 | 0 | 0 | 0 | 0
PeakO | 0 | 0 | 0 | 0 | 0 | 0
ST | 0 | 0 | 0 | 0 | 0 | 0
STOG | 0 | 0 | 0 | 0 | 0 | 0
STWD | 0 | 0 | 0 | 0 | 0 | 0
WT | 0 | 0 | 0 | 0 | 0 | 0
IGCC | 0 | 0 | 0 | 0 | 0 | 0
DemandResponse | 0 | 0 | 0 | 0 | 0 | 0
IGCC-CCS | 0 | 0 | 0 | 0 | 0 | 0
WT_off | 0 | 0 | 0 | 0 | 0 | 0
PseudoUnit | 0 | 0 | 0 | 0 | 0 | 0
FixedInterchange | 0 | 0 | 0 | 0 | 0 | 0
CO2 Emissions (MMmetricTons): AZ_NM_SNV_NucRenew
ReportingType | 2015 | 2020 | 2025 | 2030 | 2035 | 2040
BM | 0 | 0 | 0 | 0 | 0 | 0
CC | 0 | 0 | 0 | 0 | 0 | 0
CSP | 0 | 0 | 0 | 0 | 0 | 0
CT | 0 | 0 | 0 | 0 | 0 | 0
Coal | 0 | 0 | 0 | 0 | 0 | 0
Geo | 0 | 0 | 0 | 0 | 0 | 0
H | 0 | 0 | 0 | 0 | 0 | 0
LFG | 0 | 0 | 0 | 0 | 0 | 0
Nuc | 0 | 0 | 0 | 0 | 0 | 0
PS | 0 | 0 | 0 | 0 | 0 | 0
PV | 0 | 0 | 0 | 0 | 0 | 0
PeakG | 0 | 0 | 0 | 0 | 0 | 0
PeakO | 0 | 0 | 0 | 0 | 0 | 0
ST | 0 | 0 | 0 | 0 | 0 | 0
STOG | 0 | 0 | 0 | 0 | 0 | 0
STWD | 0 | 0 | 0 | 0 | 0 | 0
WT | 0 | 0 | 0 | 0 | 0 | 0
IGCC | 0 | 0 | 0 | 0 | 0 | 0
DemandResponse | 0 | 0 | 0 | 0 | 0 | 0
IGCC-CCS | 0 | 0 | 0 | 0 | 0 | 0
WT_off | 0 | 0 | 0 | 0 | 0 | 0
PseudoUnit | 0 | 0 | 0 | 0 | 0 | 0
FixedInterchange | 0 | 0 | 0 | 0 | 0 | 0
CO2 Emissions (MMmetricTons): ERCOT
ReportingType | 2015 | 2020 | 2025 | 2030 | 2035 | 2040
BM | 0 | 0 | 0 | 0 | 0 | 0
CC | 81.71 | 92.24 | 85.15 | 78.3 | 48.46 | 40.6
CSP | 0 | 0 | 0 | 0 | 0 | 0
CT | 0 | 0 | 0 | 0 | 0 | 0
Coal | 36.21 | 25.02 | 1.33 | 0.32 | 0.7 | 0.7
Geo | 0 | 0 | 0 | 0 | 0 | 0
H | 0 | 0 | 0 | 0 | 0 | 0
LFG | 0 | 0 | 0 | 0 | 0 | 0
Nuc | 0 | 0 | 0 | 0 | 0 | 0
PS | 0 | 0 | 0 | 0 | 0 | 0
PV | 0 | 0 | 0 | 0 | 0 | 0
PeakG | 0 | 0 | 0 | 0.01 | 0 | 0.01
PeakO | 0 | 0 | 0 | 0 | 0 | 0
ST | 0 | 0 | 0 | 0 | 0 | 0
STOG | 0.81 | 1.2 | 0.77 | 1.17 | 0.08 | 0.07
STWD | 0 | 0 | 0 | 0 | 0 | 0
WT | 0 | 0 | 0 | 0 | 0 | 0
IGCC | 0 | 0 | 0 | 0 | 0 | 0
DemandResponse | 0 | 0 | 0 | 0 | 0 | 0
IGCC-CCS | 0 | 0 | 0 | 0 | 0 | 3.33
WT_off | 0 | 0 | 0 | 0 | 0 | 0
PseudoUnit | 0 | 0 | 0 | 0 | 0 | 0
FixedInterchange | 0 | 0 | 0 | 0 | 0 | 0
CO2 Emissions (MMmetricTons): NP15
ReportingType | 2015 | 2020 | 2025 | 2030 | 2035 | 2040
BM | 0 | 0 | 0 | 0 | 0 | 0
CC | 32.57 | 28.64 | 34.09 | 24.94 | 21.85 | 1.89
CSP | 0 | 0 | 0 | 0 | 0 | 0
CT | 0 | 0 | 0 | 0 | 0 | 0
Coal | 0.24 | 0 | 0 | 0 | 0 | 0
Geo | 0 | 0 | 0 | 0 | 0 | 0
H | 0 | 0 | 0 | 0 | 0 | 0
LFG | 0 | 0 | 0 | 0 | 0 | 0
Nuc | 0 | 0 | 0 | 0 | 0 | 0
PS | 0 | 0 | 0 | 0 | 0 | 0
PV | 0 | 0 | 0 | 0 | 0 | 0
PeakG | 0 | 0 | 0 | 0 | 0 | 0
PeakO | 0 | 0 | 0 | 0 | 0 | 0
ST | 0 | 0 | 0 | 0 | 0 | 0
STOG | 0 | 0.01 | 0.01 | 0.01 | 0.03 | 0
STWD | 0 | 0 | 0 | 0 | 0 | 0
WT | 0 | 0 | 0 | 0 | 0 | 0
IGCC | 0 | 0 | 0 | 0 | 0 | 0
DemandResponse | 0 | 0 | 0 | 0 | 0 | 0
IGCC-CCS | 0 | 0 | 0 | 0 | 0 | 8.52
WT_off | 0 | 0 | 0 | 0 | 0 | 0
PseudoUnit | 0 | 0 | 0 | 0 | 0 | 0
FixedInterchange | 0 | 0 | 0 | 0 | 0 | 0
CO2 Emissions (MMmetricTons): NWPP_Coal
ReportingType | 2015 | 2020 | 2025 | 2030 | 2035 | 2040
BM | 0 | 0 | 0 | 0 | 0 | 0
CC | 0 | 0 | 0 | 0 | 0 | 0
CSP | 0 | 0 | 0 | 0 | 0 | 0
CT | 0 | 0 | 0 | 0 | 0 | 0
Coal | 52.59 | 32.96 | 0.47 | 0.16 | 0.16 | 0.16
Geo | 0 | 0 | 0 | 0 | 0 | 0
H | 0 | 0 | 0 | 0 | 0 | 0
LFG | 0 | 0 | 0 | 0 | 0 | 0
Nuc | 0 | 0 | 0 | 0 | 0 | 0
PS | 0 | 0 | 0 | 0 | 0 | 0
PV | 0 | 0 | 0 | 0 | 0 | 0
PeakG | 0 | 0 | 0 | 0 | 0 | 0
PeakO | 0 | 0 | 0 | 0 | 0 | 0
ST | 0 | 0 | 0 | 0 | 0 | 0
STOG | 0 | 0 | 0 | 0 | 0 | 0
STWD | 0 | 0 | 0 | 0 | 0 | 0
WT | 0 | 0 | 0 | 0 | 0 | 0
IGCC | 0 | 0 | 0 | 0 | 0 | 0
DemandResponse | 0 | 0 | 0 | 0 | 0 | 0
IGCC-CCS | 0 | 0 | 0 | 0 | 0 | 0
WT_off | 0 | 0 | 0 | 0 | 0 | 0
PseudoUnit | 0 | 0 | 0 | 0 | 0 | 0
FixedInterchange | 0 | 0 | 0 | 0 | 0 | 0
CO2 Emissions (MMmetricTons): NWPP_Gas
ReportingType | 2015 | 2020 | 2025 | 2030 | 2035 | 2040
BM | 0 | 0 | 0 | 0 | 0 | 0
CC | 19.13 | 31.86 | 36.25 | 27.78 | 19.84 | 7.77
CSP | 0 | 0 | 0 | 0 | 0 | 0
CT | 0 | 0 | 0 | 0 | 0 | 0
Coal | 0 | 0 | 0 | 0 | 0 | 0
Geo | 0 | 0 | 0 | 0 | 0 | 0
H | 0 | 0 | 0 | 0 | 0 | 0
LFG | 0 | 0 | 0 | 0 | 0 | 0
Nuc | 0 | 0 | 0 | 0 | 0 | 0
PS | 0 | 0 | 0 | 0 | 0 | 0
PV | 0 | 0 | 0 | 0 | 0 | 0
PeakG | 0 | 0 | 0 | 0 | 0 | 0
PeakO | 0 | 0 | 0 | 0 | 0 | 0
ST | 0 | 0 | 0 | 0 | 0 | 0
STOG | 0 | 0 | 0 | 0 | 0 | 0
STWD | 0 | 0 | 0 | 0 | 0 | 0
WT | 0 | 0 | 0 | 0 | 0 | 0
IGCC | 0 | 0 | 0 | 0 | 0 | 0
DemandResponse | 0 | 0 | 0 | 0 | 0 | 0
IGCC-CCS | 0 | 0 | 0 | 0 | 0 | 1.9
WT_off | 0 | 0 | 0 | 0 | 0 | 0
PseudoUnit | 0 | 0 | 0 | 0 | 0 | 0
FixedInterchange | 0 | 0 | 0 | 0 | 0 | 0
CO2 Emissions (MMmetricTons): NWPP_NucRenew
ReportingType | 2015 | 2020 | 2025 | 2030 | 2035 | 2040
BM | 0 | 0 | 0 | 0 | 0 | 0
CC | 0 | 0 | 0 | 0 | 0 | 0
CSP | 0 | 0 | 0 | 0 | 0 | 0
CT | 0 | 0 | 0 | 0 | 0 | 0
Coal | 0 | 0 | 0 | 0 | 0 | 0
Geo | 0 | 0 | 0 | 0 | 0 | 0
H | 0 | 0 | 0 | 0 | 0 | 0
LFG | 0 | 0 | 0 | 0 | 0 | 0
Nuc | 0 | 0 | 0 | 0 | 0 | 0
PS | 0 | 0 | 0 | 0 | 0 | 0
PV | 0 | 0 | 0 | 0 | 0 | 0
PeakG | 0 | 0 | 0 | 0 | 0 | 0
PeakO | 0 | 0 | 0 | 0 | 0 | 0
ST | 0 | 0 | 0 | 0 | 0 | 0
STOG | 0 | 0 | 0 | 0 | 0 | 0
STWD | 0 | 0 | 0 | 0 | 0 | 0
WT | 0 | 0 | 0 | 0 | 0 | 0
IGCC | 0 | 0 | 0 | 0 | 0 | 0
DemandResponse | 0 | 0 | 0 | 0 | 0 | 0
IGCC-CCS | 0 | 0 | 0 | 0 | 0 | 0
WT_off | 0 | 0 | 0 | 0 | 0 | 0
PseudoUnit | 0 | 0 | 0 | 0 | 0 | 0
FixedInterchange | 0 | 0 | 0 | 0 | 0 | 0
CO2 Emissions (MMmetricTons): RMPA
ReportingType | 2015 | 2020 | 2025 | 2030 | 2035 | 2040
BM | 0 | 0 | 0 | 0 | 0 | 0
CC | 5.26 | 7.73 | 9.4 | 12.99 | 7.22 | 1.95
CSP | 0 | 0 | 0 | 0 | 0 | 0
CT | 0 | 0 | 0 | 0 | 0 | 0
Coal | 49.8 | 36.63 | 3.85 | 0.48 | 0.41 | 0.41
Geo | 0 | 0 | 0 | 0 | 0 | 0
H | 0 | 0 | 0 | 0 | 0 | 0
LFG | 0 | 0 | 0 | 0 | 0 | 0
Nuc | 0 | 0 | 0 | 0 | 0 | 0
PS | 0 | 0 | 0 | 0 | 0 | 0
PV | 0 | 0 | 0 | 0 | 0 | 0
PeakG | 0 | 0 | 0 | 0.06 | 0 | 0
PeakO | 0 | 0 | 0 | 0 | 0 | 0
ST | 0 | 0 | 0 | 0 | 0 | 0
STOG | 0 | 0 | 0 | 0 | 0 | 0
STWD | 0 | 0 | 0 | 0 | 0 | 0
WT | 0 | 0 | 0 | 0 | 0 | 0
IGCC | 0 | 0 | 0 | 0 | 0 | 0
DemandResponse | 0 | 0 | 0 | 0 | 0 | 0
IGCC-CCS | 0 | 0 | 0 | 0 | 0 | 2.61
WT_off | 0 | 0 | 0 | 0 | 0 | 0
PseudoUnit | 0 | 0 | 0 | 0 | 0 | 0
FixedInterchange | 0 | 0 | 0 | 0 | 0 | 0
CO2 Emissions (MMmetricTons): SP15
ReportingType | 2015 | 2020 | 2025 | 2030 | 2035 | 2040
BM | 0 | 0 | 0 | 0 | 0 | 0
CC | 26.13 | 30.98 | 44.8 | 34.59 | 28.35 | 11.99
CSP | 0 | 0 | 0 | 0 | 0 | 0
CT | 0 | 0 | 0 | 0 | 0 | 0
Coal | 1.49 | 0.81 | 0.24 | 0 | 0 | 0
Geo | 0 | 0 | 0 | 0 | 0 | 0
H | 0 | 0 | 0 | 0 | 0 | 0
LFG | 0 | 0 | 0 | 0 | 0 | 0
Nuc | 0 | 0 | 0 | 0 | 0 | 0
PS | 0 | 0 | 0 | 0 | 0 | 0
PV | 0 | 0 | 0 | 0 | 0 | 0
PeakG | 0 | 0 | 0 | 0 | 0 | 0
PeakO | 0 | 0 | 0 | 0 | 0 | 0
ST | 0 | 0 | 0 | 0 | 0 | 0
STOG | 0.64 | 0.17 | 0.17 | 0.15 | 0.03 | 0
STWD | 0 | 0 | 0 | 0 | 0 | 0
WT | 0 | 0 | 0 | 0 | 0 | 0
IGCC | 0 | 0 | 0 | 0 | 0 | 0
DemandResponse | 0 | 0 | 0 | 0 | 0 | 0
IGCC-CCS | 0 | 0 | 0 | 0 | 4.07 | 11.19
WT_off | 0 | 0 | 0 | 0 | 0 | 0
PseudoUnit | 0 | 0 | 0 | 0 | 0 | 0
FixedInterchange | 0 | 0 | 0 | 0 | 0 | 0
CO2 Emissions (MMmetricTons): ALB
ReportingType | 2015 | 2020 | 2025 | 2030 | 2035 | 2040
BM | 0 | 0 | 0 | 0 | 0 | 0
CC | 6.63 | 8.72 | 8.56 | 1.85 | 0.94 | 0
CSP | 0 | 0 | 0 | 0 | 0 | 0
CT | 0 | 0 | 0 | 0 | 0 | 0
Coal | 45.36 | 45.36 | 44.78 | 0 | 0 | 0
Geo | 0 | 0 | 0 | 0 | 0 | 0
H | 0 | 0 | 0 | 0 | 0 | 0
LFG | 0 | 0 | 0 | 0 | 0 | 0
Nuc | 0 | 0 | 0 | 0 | 0 | 0
PS | 0 | 0 | 0 | 0 | 0 | 0
PV | 0 | 0 | 0 | 0 | 0 | 0
PeakG | 0 | 0 | 0 | 0 | 0 | 0
PeakO | 0 | 0 | 0 | 0 | 0 | 0
ST | 0 | 0 | 0 | 0 | 0 | 0
STOG | 0 | 0 | 0 | 0 | 0 | 0
STWD | 0 | 0 | 0 | 0 | 0 | 0
WT | 0 | 0 | 0 | 0 | 0 | 0
IGCC | 0 | 0 | 0 | 0 | 0 | 0
DemandResponse | 0 | 0 | 0 | 0 | 0 | 0
IGCC-CCS | 0 | 0 | 0 | 0 | 0 | 0
WT_off | 0 | 0 | 0 | 0 | 0 | 0
PseudoUnit | 0 | 0 | 0 | 0 | 0 | 0
FixedInterchange | 0 | 0 | 0 | 0 | 0 | 0
CO2 Emissions (MMmetricTons): BC
ReportingType | 2015 | 2020 | 2025 | 2030 | 2035 | 2040
BM | 0 | 0 | 0 | 0 | 0 | 0
CC | 3.37 | 4.48 | 4.48 | 3.88 | 0 | 0
CSP | 0 | 0 | 0 | 0 | 0 | 0
CT | 0 | 0 | 0 | 0 | 0 | 0
Coal | 0 | 0 | 0 | 0 | 0 | 0
Geo | 0 | 0 | 0 | 0 | 0 | 0
H | 0 | 0 | 0 | 0 | 0 | 0
LFG | 0 | 0 | 0 | 0 | 0 | 0
Nuc | 0 | 0 | 0 | 0 | 0 | 0
PS | 0 | 0 | 0 | 0 | 0 | 0
PV | 0 | 0 | 0 | 0 | 0 | 0
PeakG | 0 | 0 | 0 | 0 | 0 | 0
PeakO | 0 | 0 | 0 | 0 | 0 | 0
ST | 0 | 0 | 0 | 0 | 0 | 0
STOG | 0 | 0 | 0 | 0 | 0 | 0
STWD | 0 | 0 | 0 | 0 | 0 | 0
WT | 0 | 0 | 0 | 0 | 0 | 0
IGCC | 0 | 0 | 0 | 0 | 0 | 0
DemandResponse | 0 | 0 | 0 | 0 | 0 | 0
IGCC-CCS | 0 | 0 | 0 | 0 | 0 | 0
WT_off | 0 | 0 | 0 | 0 | 0 | 0
PseudoUnit | 0 | 0 | 0 | 0 | 0 | 0
FixedInterchange | 0 | 0 | 0 | 0 | 0 | 0
CO2 Emissions (MMmetricTons): HQ_IESO
ReportingType | 2015 | 2020 | 2025 | 2030 | 2035 | 2040
BM | 0 | 0 | 0 | 0 | 0 | 0
CC | 0 | 0 | 0 | 0 | 0 | 0
CSP | 0 | 0 | 0 | 0 | 0 | 0
CT | 0 | 0 | 0 | 0 | 0 | 0
Coal | 0 | 0 | 0 | 0 | 0 | 0
Geo | 0 | 0 | 0 | 0 | 0 | 0
H | 0 | 0 | 0 | 0 | 0 | 0
LFG | 0 | 0 | 0 | 0 | 0 | 0
Nuc | 0 | 0 | 0 | 0 | 0 | 0
PS | 0 | 0 | 0 | 0 | 0 | 0
PV | 0 | 0 | 0 | 0 | 0 | 0
PeakG | 0 | 0 | 0 | 0 | 0 | 0
PeakO | 0 | 0 | 0 | 0 | 0 | 0
ST | 0 | 0 | 0 | 0 | 0 | 0
STOG | 0 | 0 | 0 | 0 | 0 | 0
STWD | 0 | 0 | 0 | 0 | 0 | 0
WT | 0 | 0 | 0 | 0 | 0 | 0
IGCC | 0 | 0 | 0 | 0 | 0 | 0
DemandResponse | 0 | 0 | 0 | 0 | 0 | 0
IGCC-CCS | 0 | 0 | 0 | 0 | 0 | 0
WT_off | 0 | 0 | 0 | 0 | 0 | 0
PseudoUnit | 0 | 0 | 0 | 0 | 0 | 0
FixedInterchange | 0 | 0 | 0 | 0 | 0 | 0
CO2 Emissions (MMmetricTons): HQ_NEISO
ReportingType | 2015 | 2020 | 2025 | 2030 | 2035 | 2040
BM | 0 | 0 | 0 | 0 | 0 | 0
CC | 0 | 0 | 0 | 0 | 0 | 0
CSP | 0 | 0 | 0 | 0 | 0 | 0
CT | 0 | 0 | 0 | 0 | 0 | 0
Coal | 0 | 0 | 0 | 0 | 0 | 0
Geo | 0 | 0 | 0 | 0 | 0 | 0
H | 0 | 0 | 0 | 0 | 0 | 0
LFG | 0 | 0 | 0 | 0 | 0 | 0
Nuc | 0 | 0 | 0 | 0 | 0 | 0
PS | 0 | 0 | 0 | 0 | 0 | 0
PV | 0 | 0 | 0 | 0 | 0 | 0
PeakG | 0 | 0 | 0 | 0 | 0 | 0
PeakO | 0 | 0 | 0 | 0 | 0 | 0
ST | 0 | 0 | 0 | 0 | 0 | 0
STOG | 0 | 0 | 0 | 0 | 0 | 0
STWD | 0 | 0 | 0 | 0 | 0 | 0
WT | 0 | 0 | 0 | 0 | 0 | 0
IGCC | 0 | 0 | 0 | 0 | 0 | 0
DemandResponse | 0 | 0 | 0 | 0 | 0 | 0
IGCC-CCS | 0 | 0 | 0 | 0 | 0 | 0
WT_off | 0 | 0 | 0 | 0 | 0 | 0
PseudoUnit | 0 | 0 | 0 | 0 | 0 | 0
FixedInterchange | 0 | 0 | 0 | 0 | 0 | 0
CO2 Emissions (MMmetricTons): HQ_NY
ReportingType | 2015 | 2020 | 2025 | 2030 | 2035 | 2040
BM | 0 | 0 | 0 | 0 | 0 | 0
CC | 0 | 0 | 0 | 0 | 0 | 0
CSP | 0 | 0 | 0 | 0 | 0 | 0
CT | 0 | 0 | 0 | 0 | 0 | 0
Coal | 0 | 0 | 0 | 0 | 0 | 0
Geo | 0 | 0 | 0 | 0 | 0 | 0
H | 0 | 0 | 0 | 0 | 0 | 0
LFG | 0 | 0 | 0 | 0 | 0 | 0
Nuc | 0 | 0 | 0 | 0 | 0 | 0
PS | 0 | 0 | 0 | 0 | 0 | 0
PV | 0 | 0 | 0 | 0 | 0 | 0
PeakG | 0 | 0 | 0 | 0 | 0 | 0
PeakO | 0 | 0 | 0 | 0 | 0 | 0
ST | 0 | 0 | 0 | 0 | 0 | 0
STOG | 0 | 0 | 0 | 0 | 0 | 0
STWD | 0 | 0 | 0 | 0 | 0 | 0
WT | 0 | 0 | 0 | 0 | 0 | 0
IGCC | 0 | 0 | 0 | 0 | 0 | 0
DemandResponse | 0 | 0 | 0 | 0 | 0 | 0
IGCC-CCS | 0 | 0 | 0 | 0 | 0 | 0
WT_off | 0 | 0 | 0 | 0 | 0 | 0
PseudoUnit | 0 | 0 | 0 | 0 | 0 | 0
FixedInterchange | 0 | 0 | 0 | 0 | 0 | 0
CO2 Emissions (MMmetricTons): MARITIMES
ReportingType | 2015 | 2020 | 2025 | 2030 | 2035 | 2040
BM | 0 | 0 | 0 | 0 | 0 | 0
CC | 0 | 0 | 0 | 0 | 0 | 0
CSP | 0 | 0 | 0 | 0 | 0 | 0
CT | 0 | 0 | 0 | 0 | 0 | 0
Coal | 0 | 0 | 0 | 0 | 0 | 0
Geo | 0 | 0 | 0 | 0 | 0 | 0
H | 0 | 0 | 0 | 0 | 0 | 0
LFG | 0 | 0 | 0 | 0 | 0 | 0
Nuc | 0 | 0 | 0 | 0 | 0 | 0
PS | 0 | 0 | 0 | 0 | 0 | 0
PV | 0 | 0 | 0 | 0 | 0 | 0
PeakG | 0 | 0 | 0 | 0 | 0 | 0
PeakO | 0 | 0 | 0 | 0 | 0 | 0
ST | 0 | 0 | 0 | 0 | 0 | 0
STOG | 0 | 0 | 0 | 0 | 0 | 0
STWD | 0 | 0 | 0 | 0 | 0 | 0
WT | 0 | 0 | 0 | 0 | 0 | 0
IGCC | 0 | 0 | 0 | 0 | 0 | 0
DemandResponse | 0 | 0 | 0 | 0 | 0 | 0
IGCC-CCS | 0 | 0 | 0 | 0 | 0 | 0
WT_off | 0 | 0 | 0 | 0 | 0 | 0
PseudoUnit | 0 | 0 | 0 | 0 | 0 | 0
FixedInterchange | 0 | 0 | 0 | 0 | 0 | 0
CO2 Emissions (MMmetricTons): All
ReportingType | 2015 | 2020 | 2025 | 2030 | 2035 | 2040
BM | 0 | 0 | 0 | 0 | 0 | 0
CC | 618.3 | 837.3 | 896.54 | 812 | 527.34 | 287.3
CSP | 0 | 0 | 0 | 0 | 0 | 0
CT | 0.33 | 0.34 | 0.36 | 1.08 | 0.29 | 0.08
Coal | 1087.57 | 425.2 | 93.71 | 9.46 | 20.66 | 23.34
Geo | 0 | 0 | 0 | 0 | 0 | 0
H | 0 | 0 | 0 | 0 | 0 | 0
LFG | 0 | 0 | 0 | 0 | 0 | 0
Nuc | 0 | 0 | 0 | 0 | 0 | 0
PS | 0 | 0 | 0 | 0 | 0 | 0
PV | 0 | 0 | 0 | 0 | 0 | 0
PeakG | 1.45 | 2.1 | 2.03 | 3.43 | 1.45 | 0.81
PeakO | 0 | 0 | 0 | 0 | 0 | 0
ST | 0 | 0 | 0 | 0 | 0 | 0
STOG | 4.31 | 3.32 | 3.3 | 5.02 | 1.16 | 0.46
STWD | 0 | 0 | 0 | 0 | 0 | 0
WT | 0 | 0 | 0 | 0 | 0 | 0
IGCC | 3.76 | 3.17 | 0.59 | 0 | 0 | 0
DemandResponse | 0 | 0 | 0 | 0 | 0 | 0
IGCC-CCS | 0 | 0 | 0 | 0 | 4.07 | 36.81
WT_off | 0 | 0 | 0 | 0 | 0 | 0
PseudoUnit | 0 | 0 | 0 | 0 | 0 | 0
FixedInterchange | 0 | 0 | 0 | 0 | 0 | 0
CO2 Emissions (MMmetricTons): EI_US
ReportingType | 2015 | 2020 | 2025 | 2030 | 2035 | 2040
BM | 0 | 0 | 0 | 0 | 0 | 0
CC | 408.73 | 599.76 | 631.41 | 597.07 | 378.88 | 212.16
CSP | 0 | 0 | 0 | 0 | 0 | 0
CT | 0.33 | 0.33 | 0.36 | 1.08 | 0.29 | 0.08
Coal | 852.09 | 251.55 | 42.24 | 8.49 | 19.02 | 21.7
Geo | 0 | 0 | 0 | 0 | 0 | 0
H | 0 | 0 | 0 | 0 | 0 | 0
LFG | 0 | 0 | 0 | 0 | 0 | 0
Nuc | 0 | 0 | 0 | 0 | 0 | 0
PS | 0 | 0 | 0 | 0 | 0 | 0
PV | 0 | 0 | 0 | 0 | 0 | 0
PeakG | 1.41 | 2.06 | 2.03 | 3.37 | 1.45 | 0.81
PeakO | 0 | 0 | 0 | 0 | 0 | 0
ST | 0 | 0 | 0 | 0 | 0 | 0
STOG | 2.86 | 1.94 | 2.34 | 3.69 | 1.02 | 0.4
STWD | 0 | 0 | 0 | 0 | 0 | 0
WT | 0 | 0 | 0 | 0 | 0 | 0
IGCC | 3.76 | 3.17 | 0.59 | 0 | 0 | 0
DemandResponse | 0 | 0 | 0 | 0 | 0 | 0
IGCC-CCS | 0 | 0 | 0 | 0 | 0 | 9.26
WT_off | 0 | 0 | 0 | 0 | 0 | 0
PseudoUnit | 0 | 0 | 0 | 0 | 0 | 0
FixedInterchange | 0 | 0 | 0 | 0 | 0 | 0
CO2 Emissions (MMmetricTons): EI_Canada
ReportingType | 2015 | 2020 | 2025 | 2030 | 2035 | 2040
BM | 0 | 0 | 0 | 0 | 0 | 0
CC | 7.19 | 7.29 | 4.38 | 0.65 | 0.3 | 0.34
CSP | 0 | 0 | 0 | 0 | 0 | 0
CT | 0 | 0 | 0 | 0 | 0 | 0
Coal | 0.26 | 0.38 | 0 | 0 | 0 | 0
Geo | 0 | 0 | 0 | 0 | 0 | 0
H | 0 | 0 | 0 | 0 | 0 | 0
LFG | 0 | 0 | 0 | 0 | 0 | 0
Nuc | 0 | 0 | 0 | 0 | 0 | 0
PS | 0 | 0 | 0 | 0 | 0 | 0
PV | 0 | 0 | 0 | 0 | 0 | 0
PeakG | 0.03 | 0.03 | 0 | 0 | 0 | 0
PeakO | 0 | 0 | 0 | 0 | 0 | 0
ST | 0 | 0 | 0 | 0 | 0 | 0
STOG | 0 | 0 | 0 | 0 | 0 | 0
STWD | 0 | 0 | 0 | 0 | 0 | 0
WT | 0 | 0 | 0 | 0 | 0 | 0
IGCC | 0 | 0 | 0 | 0 | 0 | 0
DemandResponse | 0 | 0 | 0 | 0 | 0 | 0
IGCC-CCS | 0 | 0 | 0 | 0 | 0 | 0
WT_off | 0 | 0 | 0 | 0 | 0 | 0
PseudoUnit | 0 | 0 | 0 | 0 | 0 | 0
FixedInterchange | 0 | 0 | 0 | 0 | 0 | 0
CO2 Emissions (MMmetricTons): EI
ReportingType | 2015 | 2020 | 2025 | 2030 | 2035 | 2040
BM | 0 | 0 | 0 | 0 | 0 | 0
CC | 415.93 | 607.05 | 635.8 | 597.73 | 379.18 | 212.5
CSP | 0 | 0 | 0 | 0 | 0 | 0
CT | 0.33 | 0.33 | 0.36 | 1.08 | 0.29 | 0.08
Coal | 852.35 | 251.94 | 42.24 | 8.49 | 19.02 | 21.7
Geo | 0 | 0 | 0 | 0 | 0 | 0
H | 0 | 0 | 0 | 0 | 0 | 0
LFG | 0 | 0 | 0 | 0 | 0 | 0
Nuc | 0 | 0 | 0 | 0 | 0 | 0
PS | 0 | 0 | 0 | 0 | 0 | 0
PV | 0 | 0 | 0 | 0 | 0 | 0
PeakG | 1.44 | 2.1 | 2.03 | 3.37 | 1.45 | 0.81
PeakO | 0 | 0 | 0 | 0 | 0 | 0
ST | 0 | 0 | 0 | 0 | 0 | 0
STOG | 2.86 | 1.94 | 2.34 | 3.69 | 1.02 | 0.4
STWD | 0 | 0 | 0 | 0 | 0 | 0
WT | 0 | 0 | 0 | 0 | 0 | 0
IGCC | 3.76 | 3.17 | 0.59 | 0 | 0 | 0
DemandResponse | 0 | 0 | 0 | 0 | 0 | 0
IGCC-CCS | 0 | 0 | 0 | 0 | 0 | 9.26
WT_off | 0 | 0 | 0 | 0 | 0 | 0
PseudoUnit | 0 | 0 | 0 | 0 | 0 | 0
FixedInterchange | 0 | 0 | 0 | 0 | 0 | 0
CO2 Emissions (MMmetricTons): Outside_EI
ReportingType | 2015 | 2020 | 2025 | 2030 | 2035 | 2040
BM | 0 | 0 | 0 | 0 | 0 | 0
CC | 202.38 | 230.24 | 260.75 | 214.27 | 148.16 | 74.8
CSP | 0 | 0 | 0 | 0 | 0 | 0
CT | 0 | 0 | 0 | 0 | 0 | 0
Coal | 235.22 | 173.27 | 51.47 | 0.97 | 1.64 | 1.64
Geo | 0 | 0 | 0 | 0 | 0 | 0
H | 0 | 0 | 0 | 0 | 0 | 0
LFG | 0 | 0 | 0 | 0 | 0 | 0
Nuc | 0 | 0 | 0 | 0 | 0 | 0
PS | 0 | 0 | 0 | 0 | 0 | 0
PV | 0 | 0 | 0 | 0 | 0 | 0
PeakG | 0 | 0 | 0 | 0.06 | 0 | 0.01
PeakO | 0 | 0 | 0 | 0 | 0 | 0
ST | 0 | 0 | 0 | 0 | 0 | 0
STOG | 1.45 | 1.38 | 0.96 | 1.33 | 0.14 | 0.07
STWD | 0 | 0 | 0 | 0 | 0 | 0
WT | 0 | 0 | 0 | 0 | 0 | 0
IGCC | 0 | 0 | 0 | 0 | 0 | 0
DemandResponse | 0 | 0 | 0 | 0 | 0 | 0
IGCC-CCS | 0 | 0 | 0 | 0 | 4.07 | 27.55
WT_off | 0 | 0 | 0 | 0 | 0 | 0
PseudoUnit | 0 | 0 | 0 | 0 | 0 | 0
FixedInterchange | 0 | 0 | 0 | 0 | 0 | 0
#6 | Fuel Cost [includes coal shadow price] ($million)
Fuel Cost by Reporting Type: Entergy
ReportingType | 2015 | 2020 | 2025 | 2030 | 2035 | 2040
BM | 0 | 0 | 0 | 0 | 5152.61 | 5152.61
CC | 3302.57 | 5240.23 | 5378.87 | 3920.83 | 2257.68 | 1134.02
CSP | 0 | 0 | 0 | 0 | 0 | 0
CT | 0 | 0 | 0 | 0 | 0 | 0
Coal | 1311.63 | 114.98 | 16.21 | 1 | 0 | 0
Geo | 0 | 0 | 0 | 0 | 0 | 0
H | 0 | 0 | 0 | 0 | 0 | 0
LFG | 0 | 0 | 0.14 | 0.14 | 0.14 | 0.14
Nuc | 372.97 | 380.57 | 404.36 | 412.26 | 348.24 | 874.82
PS | 0 | 0 | 0 | 0 | 0 | 0
PV | 0 | 0 | 0 | 0 | 0 | 0
PeakG | 0 | 0 | 0 | 0.41 | 0 | 0
PeakO | 0 | 0 | 0 | 0 | 0 | 0
ST | 0 | 0 | 0 | 0 | 0 | 0
STOG | 16.17 | 17.5 | 15.94 | 23.95 | 0 | 0
STWD | 1.95 | 6.51 | 11.27 | 76 | 123.64 | 123.64
WT | 0 | 0 | 0 | 0 | 0 | 0
IGCC | 0 | 0 | 0 | 0 | 0 | 0
DemandResponse | 0 | 0 | 0 | 0 | 0 | 0
IGCC-CCS | 0 | 0 | 0 | 0 | 0 | 0
WT_off | 0 | 0 | 0 | 0 | 0 | 0
PseudoUnit | 0 | 0 | 0 | 0 | 0 | 0
FixedInterchange | 0 | 0 | 0 | 0 | 0 | 0
Fuel Cost by Reporting Type: FRCC
ReportingType | 2015 | 2020 | 2025 | 2030 | 2035 | 2040
BM | 0 | 0 | 0 | 0 | 1023.83 | 1023.83
CC | 9730.53 | 11555.02 | 10409.57 | 7520.65 | 3182.76 | 2790.09
CSP | 0 | 0 | 0 | 0 | 0 | 0
CT | 37.17 | 39.97 | 41.43 | 39.11 | 0 | 0
Coal | 487.92 | 164.25 | 32.84 | 48.78 | 178.42 | 193.98
Geo | 0 | 0 | 0 | 0 | 0 | 0
H | 0 | 0 | 0 | 0 | 0 | 0
LFG | 0 | 0 | 0.25 | 0.25 | 0.25 | 0.25
Nuc | 282.48 | 288.24 | 682 | 1104.65 | 2110.96 | 2505.4
PS | 0 | 0 | 0 | 0 | 0 | 0
PV | 0 | 0 | 0 | 0 | 0 | 0
PeakG | 25.36 | 27.2 | 41.9 | 12.51 | 5.53 | 6.88
PeakO | 0 | 0 | 0 | 0 | 0 | 0
ST | 0 | 0 | 0 | 0 | 0 | 0
STOG | 0 | 0 | 0 | 0 | 0 | 0
STWD | 9.7 | 9.7 | 100.84 | 100.84 | 100.84 | 100.84
WT | 0 | 0 | 0 | 0 | 0 | 0
IGCC | 0 | 0 | 0 | 0 | 0 | 0
DemandResponse | 0 | 0 | 0 | 0 | 0 | 0
IGCC-CCS | 0 | 0 | 0 | 0 | 0 | 0
WT_off | 0 | 0 | 0 | 0 | 0 | 0
PseudoUnit | 0 | 0 | 0 | 0 | 0 | 0
FixedInterchange | 0 | 0 | 0 | 0 | 0 | 0
Fuel Cost by Reporting Type: MAPP_US
ReportingType | 2015 | 2020 | 2025 | 2030 | 2035 | 2040
BM | 0 | 0 | 0 | 0 | 651.51 | 1324.55
CC | 42.53 | 13.98 | 12.83 | 9.73 | 6.35 | 2.11
CSP | 0 | 0 | 0 | 0 | 0 | 0
CT | 0 | 0.2 | 0 | 8.91 | 2.28 | 0.09
Coal | 157.97 | 45.64 | 5.72 | 0 | 0 | 0
Geo | 0 | 0 | 0 | 0 | 0 | 0
H | 0 | 0 | 0 | 0 | 0 | 0
LFG | 0 | 0 | 0 | 0.09 | 0.09 | 0.09
Nuc | 0 | 0 | 0 | 0.01 | 0.07 | 0.05
PS | 0 | 0 | 0 | 0 | 0 | 0
PV | 0 | 0 | 0 | 0 | 0 | 0
PeakG | 3.9 | 11.25 | 2.74 | 9.83 | 6.7 | 2.54
PeakO | 0 | 0 | 0 | 0 | 0 | 0
ST | 0 | 0 | 0 | 0 | 0 | 0
STOG | 0 | 0 | 0 | 0 | 0 | 0
STWD | 0 | 0 | 0 | 0 | 0 | 0
WT | 0 | 0 | 0 | 0 | 0 | 0
IGCC | 0 | 0 | 0 | 0 | 0 | 0
DemandResponse | 0 | 0 | 0 | 0 | 0 | 0
IGCC-CCS | 0 | 0 | 0 | 0 | 0 | 0
WT_off | 0 | 0 | 0 | 0 | 0 | 0
PseudoUnit | 0 | 0 | 0 | 0 | 0 | 0
FixedInterchange | 0 | 0 | 0 | 0 | 0 | 0
Fuel Cost by Reporting Type: MISO_IN
ReportingType | 2015 | 2020 | 2025 | 2030 | 2035 | 2040
BM | 0 | 0 | 0 | 0 | 2243.05 | 3142.48
CC | 992.69 | 6372.57 | 5927.01 | 4556.24 | 3602.91 | 1621.25
CSP | 0 | 0 | 0 | 0 | 0 | 0
CT | 0 | 0 | 0 | 0 | 0 | 0
Coal | 1242.29 | 377.83 | 46.87 | 160.79 | 421.95 | 592.46
Geo | 0 | 0 | 0 | 0 | 0 | 0
H | 0 | 0 | 0 | 0 | 0 | 0
LFG | 0 | 0 | 0.1 | 0.1 | 0.1 | 0.1
Nuc | 0 | 0 | 0 | 0.01 | 0.07 | 0.07
PS | 0 | 0 | 0 | 0 | 0 | 0
PV | 0 | 0 | 0 | 0 | 0 | 0
PeakG | 0 | 0 | 0 | 0 | 0 | 0
PeakO | 0 | 0 | 0 | 0 | 0 | 0
ST | 0 | 0 | 0 | 0 | 0 | 0
STOG | 1.94 | 2.09 | 0.6 | 0.46 | 0.13 | 0
STWD | 0 | 0 | 0 | 0 | 0 | 0
WT | 0 | 0 | 0 | 0 | 0 | 0
IGCC | 87.33 | 68.39 | 10.71 | 0 | 0 | 0
DemandResponse | 0 | 0 | 0 | 0 | 0 | 0
IGCC-CCS | 0 | 0 | 0 | 0 | 0 | 0
WT_off | 0 | 0 | 0 | 0 | 0 | 0
PseudoUnit | 0 | 0 | 0 | 0 | 0 | 0
FixedInterchange | 0 | 0 | 0 | 0 | 0 | 0
Fuel Cost by Reporting Type: MISO_MI
ReportingType | 2015 | 2020 | 2025 | 2030 | 2035 | 2040
BM | 0 | 0 | 0 | 35.02 | 890.82 | 3142.48
CC | 466.03 | 1203.95 | 2034.02 | 1524.62 | 1082.29 | 692.74
CSP | 0 | 0 | 0 | 0 | 0 | 0
CT | 0 | 0 | 0 | 0 | 0 | 0
Coal | 719.01 | 40.63 | 11.75 | 33.13 | 89.94 | 184.61
Geo | 0 | 0 | 0 | 0 | 0 | 0
H | 0 | 0 | 0 | 0 | 0 | 0
LFG | 0 | 0.01 | 0.2 | 0.2 | 0.2 | 0.2
Nuc | 139.75 | 142.6 | 151.51 | 223.7 | 160.08 | 165.18
PS | 0 | 0 | 0 | 0 | 0 | 0
PV | 0 | 0 | 0 | 0 | 0 | 0
PeakG | 0 | 0 | 0 | 0 | 0 | 0
PeakO | 0 | 0 | 0 | 0 | 0 | 0
ST | 0 | 0 | 0 | 0 | 0 | 0
STOG | 19.08 | 6.16 | 1.72 | 2.78 | 0.78 | 0
STWD | 87.42 | 87.42 | 86.42 | 87.42 | 87.42 | 87.42
WT | 0 | 0 | 0 | 0 | 0 | 0
IGCC | 0 | 0 | 0 | 0 | 0 | 0
DemandResponse | 0 | 0 | 0 | 0 | 0 | 0
IGCC-CCS | 0 | 0 | 0 | 0 | 0 | 0
WT_off | 0 | 0 | 0 | 0 | 0 | 0
PseudoUnit | 0 | 0 | 0 | 0 | 0 | 0
FixedInterchange | 0 | 0 | 0 | 0 | 0 | 0
Fuel Cost by Reporting Type: MISO_MO-IL
ReportingType | 2015 | 2020 | 2025 | 2030 | 2035 | 2040
BM | 0 | 0 | 0 | 0 | 0 | 4551.71
CC | 132.78 | 1600.99 | 1587.57 | 902.83 | 250.95 | 156.97
CSP | 0 | 0 | 0 | 0 | 0 | 0
CT | 0 | 0 | 0 | 0 | 0 | 0
Coal | 1460.43 | 254.1 | 59.61 | 38.97 | 99.37 | 147.78
Geo | 0 | 0 | 0 | 0 | 0 | 0
H | 0 | 0 | 0 | 0 | 0 | 0
LFG | 0 | 0 | 0.29 | 0.29 | 0.29 | 0.29
Nuc | 143.46 | 146.38 | 155.53 | 158.57 | 158.57 | 158.57
PS | 0 | 0 | 0 | 0 | 0 | 0
PV | 0 | 0 | 0 | 0 | 0 | 0
PeakG | 9.12 | 16.65 | 2.22 | 32.21 | 20.95 | 0.34
PeakO | 0 | 0 | 0 | 0 | 0 | 0
ST | 0 | 0 | 0 | 0 | 0 | 0
STOG | 0.37 | 0.4 | 0 | 0 | 0 | 0
STWD | 0 | 0 | 0 | 0 | 0 | 0
WT | 0 | 0 | 0 | 0 | 0 | 0
IGCC | 0 | 0 | 0 | 0 | 0 | 0
DemandResponse | 0 | 0 | 0 | 0 | 0 | 0
IGCC-CCS | 0 | 0 | 0 | 0 | 0 | 0
WT_off | 0 | 0 | 0 | 0 | 0 | 0
PseudoUnit | 0 | 0 | 0 | 0 | 0 | 0
FixedInterchange | 0 | 0 | 0 | 0 | 0 | 0
Fuel Cost by Reporting Type: MISO_W
ReportingType | 2015 | 2020 | 2025 | 2030 | 2035 | 2040
BM | 0 | 0 | 0 | 0 | 0 | 1018.61
CC | 382.59 | 888.32 | 209.78 | 150.27 | 85.77 | 62.44
CSP | 0 | 0 | 0 | 0 | 0 | 0
CT | 0 | 0 | 0 | 0 | 0 | 0
Coal | 1220.77 | 426.58 | 72.27 | 61.62 | 75.17 | 78.27
Geo | 0 | 0 | 0 | 0 | 0 | 0
H | 0 | 0 | 0 | 0 | 0 | 0
LFG | 0 | 0 | 0 | 0.09 | 0.09 | 0.09
Nuc | 152.53 | 155.64 | 165.37 | 168.6 | 0.01 | 0.01
PS | 0 | 0 | 0 | 0 | 0 | 0
PV | 0 | 0 | 0 | 0 | 0 | 0
PeakG | 16.41 | 59.27 | 0 | 5.03 | 10.88 | 0
PeakO | 0 | 0 | 0 | 0 | 0 | 0
ST | 0 | 0 | 0 | 0 | 0 | 0
STOG | 0.01 | 0.24 | 0 | 0 | 0 | 0
STWD | 4.39 | 15.72 | 23.74 | 67.74 | 162.84 | 162.84
WT | 0 | 0 | 0 | 0 | 0 | 0
IGCC | 0 | 0 | 0 | 0 | 0 | 0
DemandResponse | 0 | 0 | 0 | 0 | 0 | 0
IGCC-CCS | 0 | 0 | 0 | 0 | 0 | 0
WT_off | 0 | 0 | 0 | 0 | 0 | 0
PseudoUnit | 0 | 0 | 0 | 0 | 0 | 0
FixedInterchange | 0 | 0 | 0 | 0 | 0 | 0
Fuel Cost by Reporting Type: MISO_WUMS
ReportingType | 2015 | 2020 | 2025 | 2030 | 2035 | 2040
BM | 0 | 0 | 0 | 0 | 1636.97 | 1636.97
CC | 2177 | 2946.51 | 2552.79 | 2054.27 | 1584.19 | 993.31
CSP | 0 | 0 | 0 | 0 | 0 | 0
CT | 0 | 0 | 0 | 39.58 | 17.23 | 7.01
Coal | 251.36 | 20.84 | 17.74 | 31.95 | 75.96 | 108.93
Geo | 0 | 0 | 0 | 0 | 0 | 0
H | 0 | 0 | 0 | 0 | 0 | 0
LFG | 0 | 0 | 0 | 0.29 | 0.29 | 0.29
Nuc | 120.89 | 123.35 | 131.06 | 133.62 | 0.01 | 120.65
PS | 0 | 0 | 0 | 0 | 0 | 0
PV | 0 | 0 | 0 | 0 | 0 | 0
PeakG | 0 | 0 | 0 | 0 | 0 | 0
PeakO | 0 | 0 | 0 | 0 | 0 | 0
ST | 0 | 0 | 0 | 0 | 0 | 0
STOG | 0 | 0 | 0 | 0 | 0 | 0
STWD | 1.91 | 1.91 | 5.98 | 53.07 | 63.34 | 63.34
WT | 0 | 0 | 0 | 0 | 0 | 0
IGCC | 0 | 0 | 0 | 0 | 0 | 0
DemandResponse | 0 | 0 | 0 | 0 | 0 | 0
IGCC-CCS | 0 | 0 | 0 | 0 | 0 | 0
WT_off | 0 | 0 | 0 | 0 | 0 | 0
PseudoUnit | 0 | 0 | 0 | 0 | 0 | 0
FixedInterchange | 0 | 0 | 0 | 0 | 0 | 0
Fuel Cost by Reporting Type: Nebraska
ReportingType | 2015 | 2020 | 2025 | 2030 | 2035 | 2040
BM | 0 | 0 | 0 | 0 | 1278.37 | 3821.16
CC | 129.4 | 874.27 | 768.25 | 519.55 | 259.3 | 62.33
CSP | 0 | 0 | 0 | 0 | 0 | 0
CT | 0 | 0 | 0 | 0 | 0 | 0
Coal | 414.89 | 68.67 | 49.58 | 47.57 | 46.44 | 46.44
Geo | 0 | 0 | 0 | 0 | 0 | 0
H | 0 | 0 | 0 | 0 | 0 | 0
LFG | 0 | 0 | 0.09 | 0.09 | 0.09 | 0.09
Nuc | 83.67 | 85.37 | 90.71 | 92.48 | 0.01 | 0.01
PS | 0 | 0 | 0 | 0 | 0 | 0
PV | 0 | 0 | 0 | 0 | 0 | 0
PeakG | 1.11 | 2.49 | 0 | 4.98 | 0 | 0
PeakO | 0 | 0 | 0 | 0 | 0 | 0
ST | 0 | 0 | 0 | 0 | 0 | 0
STOG | 0 | 0 | 0 | 0 | 0 | 0
STWD | 0 | 0 | 0 | 0 | 0 | 0
WT | 0 | 0 | 0 | 0 | 0 | 0
IGCC | 0 | 0 | 0 | 0 | 0 | 0
DemandResponse | 0 | 0 | 0 | 0 | 0 | 0
IGCC-CCS | 0 | 0 | 0 | 0 | 0 | 0
WT_off | 0 | 0 | 0 | 0 | 0 | 0
PseudoUnit | 0 | 0 | 0 | 0 | 0 | 0
FixedInterchange | 0 | 0 | 0 | 0 | 0 | 0
Fuel Cost by Reporting Type: NEISO
ReportingType | 2015 | 2020 | 2025 | 2030 | 2035 | 2040
BM | 128.98 | 128.98 | 40.94 | 128.98 | 128.98 | 128.98
CC | 2063.53 | 1753.51 | 1524.55 | 805.64 | 315.32 | 212.35
CSP | 0 | 0 | 0 | 0 | 0 | 0
CT | 0.19 | 0.33 | 0.6 | 0.41 | 0.04 | 0
Coal | 2.1 | 0 | 0 | 0 | 0 | 0
Geo | 0 | 0 | 0 | 0 | 0 | 0
H | 0 | 0 | 0 | 0 | 0 | 0
LFG | 0.06 | 0.06 | 0.15 | 0.15 | 0.15 | 0.15
Nuc | 293.25 | 299.23 | 317.93 | 324.14 | 234.19 | 173
PS | 0 | 0 | 0 | 0 | 0 | 0
PV | 0 | 0 | 0 | 0 | 0 | 0
PeakG | 1.88 | 1.94 | 2.04 | 1.38 | 0.68 | 0
PeakO | 0 | 0 | 0 | 0 | 0 | 0
ST | 0 | 0 | 0 | 0 | 0 | 0
STOG | 0 | 0 | 0 | 0 | 0 | 0
STWD | 338.09 | 100.82 | 62.65 | 219.46 | 338.09 | 317.27
WT | 0 | 0 | 0 | 0 | 0 | 0
IGCC | 0 | 0 | 0 | 0 | 0 | 0
DemandResponse | 0 | 0 | 0 | 0 | 0 | 0
IGCC-CCS | 0 | 0 | 0 | 0 | 0 | 0
WT_off | 0 | 0 | 0 | 0 | 0 | 0
PseudoUnit | 0 | 0 | 0 | 0 | 0 | 0
FixedInterchange | 0 | 0 | 0 | 0 | 0 | 0
Fuel Cost by Reporting Type: NonRTO_Midwest
ReportingType | 2015 | 2020 | 2025 | 2030 | 2035 | 2040
BM | 0 | 0 | 0 | 0 | 791.43 | 3142.48
CC | 863.04 | 2039.68 | 1869.24 | 1467.57 | 1396.67 | 283.86
CSP | 0 | 0 | 0 | 0 | 0 | 0
CT | 0 | 0 | 0 | 0 | 0 | 0
Coal | 871.5 | 371.49 | 75.21 | 188.95 | 352.99 | 387.38
Geo | 0 | 0 | 0 | 0 | 0 | 0
H | 0 | 0 | 0 | 0 | 0 | 0
LFG | 0 | 0 | 0.2 | 0.2 | 0.2 | 0.2
Nuc | 0 | 0 | 0.01 | 47.08 | 47.1 | 147.26
PS | 0 | 0 | 0 | 0 | 0 | 0
PV | 0 | 0 | 0 | 0 | 0 | 0
PeakG | 9.71 | 1.44 | 2.08 | 11.05 | 4.59 | 0
PeakO | 0 | 0 | 0 | 0 | 0 | 0
ST | 0 | 0 | 0 | 0 | 0 | 0
STOG | 0 | 0 | 0 | 0 | 0 | 0
STWD | 0 | 0 | 0 | 0 | 0 | 0
WT | 0 | 0 | 0 | 0 | 0 | 0
IGCC | 0 | 0 | 0 | 0 | 0 | 0
DemandResponse | 0 | 0 | 0 | 0 | 0 | 0
IGCC-CCS | 0 | 0 | 0 | 0 | 0 | 0
WT_off | 0 | 0 | 0 | 0 | 0 | 0
PseudoUnit | 0 | 0 | 0 | 0 | 0 | 0
FixedInterchange | 0 | 0 | 0 | 0 | 0 | 0
Fuel Cost by Reporting Type: NYISO_A-F
ReportingType | 2015 | 2020 | 2025 | 2030 | 2035 | 2040
BM | 0 | 0 | 0 | 0 | 0 | 511.43
CC | 396.28 | 513.9 | 474.87 | 245.58 | 113.7 | 51.58
CSP | 0 | 0 | 0 | 0 | 0 | 0
CT | 0 | 0 | 0 | 0 | 0 | 0
Coal | 0 | 0 | 0 | 0 | 0 | 0
Geo | 0 | 0 | 0 | 0 | 0 | 0
H | 0 | 0 | 0 | 0 | 0 | 0
LFG | 0.01 | 0.01 | 0.09 | 0.09 | 0.09 | 0.09
Nuc | 217.02 | 221.45 | 235.29 | 195.6 | 154.22 | 93.47
PS | 0 | 0 | 0 | 0 | 0 | 0
PV | 0 | 0 | 0 | 0 | 0 | 0
PeakG | 0 | 0.42 | 0.38 | 0 | 0 | 0
PeakO | 0 | 0 | 0 | 0 | 0 | 0
ST | 0 | 0 | 0 | 0 | 0 | 0
STOG | 0 | 0 | 0 | 0 | 0 | 0
STWD | 0.06 | 0.69 | 0.69 | 36.14 | 49.16 | 49.16
WT | 0 | 0 | 0 | 0 | 0 | 0
IGCC | 0 | 0 | 0 | 0 | 0 | 0
DemandResponse | 0 | 0 | 0 | 0 | 0 | 0
IGCC-CCS | 0 | 0 | 0 | 0 | 0 | 0
WT_off | 0 | 0 | 0 | 0 | 0 | 0
PseudoUnit | 0 | 0 | 0 | 0 | 0 | 0
FixedInterchange | 0 | 0 | 0 | 0 | 0 | 0
Fuel Cost by Reporting Type: NYISO_G-I
ReportingType | 2015 | 2020 | 2025 | 2030 | 2035 | 2040
BM | 0 | 0 | 0 | 0 | 389.86 | 409.14
CC | 239.33 | 662.3 | 591.16 | 298.22 | 193.54 | 118.35
CSP | 0 | 0 | 0 | 0 | 0 | 0
CT | 0 | 0 | 0 | 0 | 0 | 0
Coal | 0 | 0 | 0 | 0 | 0 | 0
Geo | 0 | 0 | 0 | 0 | 0 | 0
H | 0 | 0 | 0 | 0 | 0 | 0
LFG | 0 | 0 | 0.09 | 0.09 | 0.09 | 0.09
Nuc | 130.64 | 133.3 | 141.63 | 144.4 | 72.41 | 207.94
PS | 0 | 0 | 0 | 0 | 0 | 0
PV | 0 | 0 | 0 | 0 | 0 | 0
PeakG | 0 | 0 | 0.06 | 0.04 | 0 | 0
PeakO | 0 | 0 | 0 | 0 | 0 | 0
ST | 0 | 0 | 0 | 0 | 0 | 0
STOG | 0 | 0 | 0 | 0 | 0 | 0
STWD | 0 | 0 | 0 | 0 | 0 | 0
WT | 0 | 0 | 0 | 0 | 0 | 0
IGCC | 0 | 0 | 0 | 0 | 0 | 0
DemandResponse | 0 | 0 | 0 | 0 | 0 | 0
IGCC-CCS | 0 | 0 | 0 | 0 | 0 | 0
WT_off | 0 | 0 | 0 | 0 | 0 | 0
PseudoUnit | 0 | 0 | 0 | 0 | 0 | 0
FixedInterchange | 0 | 0 | 0 | 0 | 0 | 0
Fuel Cost by Reporting Type: NYISO_J-K
ReportingType | 2015 | 2020 | 2025 | 2030 | 2035 | 2040
BM | 0 | 0 | 0 | 0 | 0 | 0
CC | 1053.07 | 1116.61 | 1057.85 | 1010.13 | 977.66 | 1119.46
CSP | 0 | 0 | 0 | 0 | 0 | 0
CT | 0 | 0 | 0 | 0 | 0 | 0
Coal | 0 | 0 | 0 | 0 | 0 | 0
Geo | 0 | 0 | 0 | 0 | 0 | 0
H | 0 | 0 | 0 | 0 | 0 | 0
LFG | 0 | 0 | 0.09 | 0.09 | 0.09 | 0.09
Nuc | 0 | 0 | 0.01 | 0.02 | 0.07 | 0.07
PS | 0 | 0 | 0 | 0 | 0 | 0
PV | 0 | 0 | 0 | 0 | 0 | 0
PeakG | 3.04 | 3.07 | 6.92 | 2.59 | 10.18 | 13.77
PeakO | 0 | 0 | 0 | 0 | 0 | 0
ST | 0 | 0 | 0 | 0 | 0 | 0
STOG | 35.72 | 73.95 | 102.35 | 55.73 | 16.48 | 10.88
STWD | 0 | 0 | 0 | 0 | 0 | 0
WT | 0 | 0 | 0 | 0 | 0 | 0
IGCC | 0 | 0 | 0 | 0 | 0 | 0
DemandResponse | 0 | 0 | 0 | 0 | 0 | 0
IGCC-CCS | 0 | 0 | 0 | 0 | 0 | 0
WT_off | 0 | 0 | 0 | 0 | 0 | 0
PseudoUnit | 0 | 0 | 0 | 0 | 0 | 0
FixedInterchange | 0 | 0 | 0 | 0 | 0 | 0
Fuel Cost by Reporting Type: PJM_E
ReportingType | 2015 | 2020 | 2025 | 2030 | 2035 | 2040
BM | 9.22 | 15.34 | 15.34 | 15.34 | 15.34 | 169.95
CC | 1857.69 | 2245.22 | 2742.56 | 1713.92 | 1071.13 | 917.3
CSP | 0 | 0 | 0 | 0 | 0 | 0
CT | 0.02 | 0.18 | 0.16 | 0.23 | 0.11 | 0.04
Coal | 15.23 | 7.6 | 2.81 | 0.26 | 9.36 | 44.83
Geo | 0 | 0 | 0 | 0 | 0 | 0
H | 0 | 0 | 0 | 0 | 0 | 0
LFG | 0.01 | 0.18 | 0.18 | 0.18 | 0.18 | 0.18
Nuc | 563.79 | 533.75 | 567.11 | 578.18 | 415.32 | 553.81
PS | 0 | 0 | 0 | 0 | 0 | 0
PV | 0 | 0 | 0 | 0 | 0 | 0
PeakG | 1.53 | 17.14 | 16.79 | 31.53 | 10.29 | 7.95
PeakO | 0 | 0 | 0.48 | 0 | 0 | 0
ST | 0 | 0 | 0 | 0 | 0 | 0
STOG | 14.96 | 15.28 | 13.68 | 37.28 | 9.17 | 3
STWD | 0 | 0 | 0 | 0 | 0 | 0
WT | 0 | 0 | 0 | 0 | 0 | 0
IGCC | 0 | 0 | 0 | 0 | 0 | 0
DemandResponse | 0 | 0 | 0 | 0 | 0 | 0
IGCC-CCS | 0 | 0 | 0 | 0 | 0 | 0
WT_off | 0 | 0 | 0 | 0 | 0 | 0
PseudoUnit | 0 | 0 | 0 | 0 | 0 | 0
FixedInterchange | 0 | 0 | 0 | 0 | 0 | 0
Fuel Cost by Reporting Type: PJM_ROM
ReportingType | 2015 | 2020 | 2025 | 2030 | 2035 | 2040
BM | 4.74 | 9.21 | 9.21 | 9.21 | 1205.84 | 1205.84
CC | 856.3 | 1102.41 | 1211.41 | 1514.59 | 1069.49 | 1052.19
CSP | 0 | 0 | 0 | 0 | 0 | 0
CT | 0.01 | 0.11 | 0.1 | 0.14 | 0.07 | 0.02
Coal | 593.04 | 273.6 | 73.16 | 131.46 | 311.42 | 419.95
Geo | 0 | 0 | 0 | 0 | 0 | 0
H | 0 | 0 | 0 | 0 | 0 | 0
LFG | 0.02 | 0.36 | 0.36 | 0.36 | 0.36 | 0.36
Nuc | 337.6 | 344.49 | 366.02 | 463.37 | 622.18 | 936.43
PS | 0 | 0 | 0 | 0 | 0 | 0
PV | 0 | 0 | 0 | 0 | 0 | 0
PeakG | 0 | 1 | 4.03 | 7.4 | 6.6 | 2.15
PeakO | 0 | 0 | 0 | 0 | 0 | 0
ST | 0 | 0 | 0 | 0 | 0 | 0
STOG | 45.13 | 46.09 | 41.34 | 59.14 | 17.41 | 1.35
STWD | 15.72 | 35.1 | 35.1 | 35.1 | 35.1 | 35.1
WT | 0 | 0 | 0 | 0 | 0 | 0
IGCC | 0 | 0 | 0 | 0 | 0 | 0
DemandResponse | 0 | 0 | 0 | 0 | 0 | 0
IGCC-CCS | 0 | 0 | 0 | 0 | 0 | 0
WT_off | 0 | 0 | 0 | 0 | 0 | 0
PseudoUnit | 0 | 0 | 0 | 0 | 0 | 0
FixedInterchange | 0 | 0 | 0 | 0 | 0 | 0
Fuel Cost by Reporting Type: PJM_ROR
ReportingType | 2015 | 2020 | 2025 | 2030 | 2035 | 2040
BM | 13.48 | 196.9 | 166.21 | 196.9 | 5398.8 | 5398.8
CC | 6819.6 | 12064.9 | 11754.07 | 8605.66 | 7083.75 | 4259.78
CSP | 0 | 0 | 0 | 0 | 0 | 0
CT | 0.18 | 0.2 | 0.18 | 0.26 | 0.14 | 0.05
Coal | 4157.85 | 1660.05 | 383.56 | 468.57 | 1506.33 | 1731.77
Geo | 0 | 0 | 0 | 0 | 0 | 0
H | 0 | 0 | 0 | 0 | 0 | 0
LFG | 0.07 | 0.07 | 0.73 | 0.73 | 0.73 | 0.73
Nuc | 1319.64 | 1346.55 | 1430.71 | 1395.54 | 1185.25 | 829.78
PS | 0 | 0 | 0 | 0 | 0 | 0
PV | 0 | 0 | 0 | 0 | 0 | 0
PeakG | 48.07 | 50.65 | 56.57 | 50.74 | 25.11 | 16.72
PeakO | 0 | 0 | 0 | 0 | 0 | 0
ST | 0 | 0 | 0 | 0 | 0 | 0
STOG | 24.44 | 20.21 | 18.32 | 26.99 | 7.3 | 0
STWD | 7.36 | 103.87 | 87.03 | 76.32 | 103.87 | 103.87
WT | 0 | 0 | 0 | 0 | 0 | 0
IGCC | 0 | 0 | 0 | 0 | 0 | 0
DemandResponse | 0 | 0 | 0 | 0 | 0 | 0
IGCC-CCS | 0 | 0 | 0 | 0 | 0 | 881.54
WT_off | 0 | 0 | 0 | 0 | 0 | 0
PseudoUnit | 0 | 0 | 0 | 0 | 0 | 0
FixedInterchange | 0 | 0 | 0 | 0 | 0 | 0
Fuel Cost by Reporting Type: SOCO
ReportingType | 2015 | 2020 | 2025 | 2030 | 2035 | 2040
BM | 1.58 | 4.01 | 13.92 | 28.13 | 3352.53 | 3352.53
CC | 7009.43 | 9493.96 | 9398.54 | 5987.48 | 3149.56 | 1051.08
CSP | 0 | 0 | 0 | 0 | 0 | 0
CT | 0 | 0 | 0 | 0 | 0 | 0
Coal | 1007.48 | 277.12 | 72.15 | 206.09 | 333.5 | 377.67
Geo | 0 | 0 | 0 | 0 | 0 | 0
H | 0 | 0 | 0 | 0 | 0 | 0
LFG | 0 | 0 | 0.14 | 0.14 | 0.14 | 0.14
Nuc | 396.64 | 551.11 | 679.29 | 1131.35 | 1737.83 | 2555.56
PS | 0 | 0 | 0 | 0 | 0 | 0
PV | 0 | 0 | 0 | 0 | 0 | 0
PeakG | 36.23 | 48.4 | 74.8 | 80.9 | 10.62 | 9.53
PeakO | 0 | 0 | 0 | 0 | 0 | 0
ST | 0 | 0 | 0 | 0 | 0 | 0
STOG | 0 | 0 | 0 | 0 | 0 | 0
STWD | 10.59 | 22.34 | 65.03 | 392.54 | 392.54 | 392.54
WT | 0 | 0 | 0 | 0 | 0 | 0
IGCC | 0 | 0 | 0 | 0 | 0 | 0
DemandResponse | 0 | 0 | 0 | 0 | 0 | 0
IGCC-CCS | 0 | 0 | 0 | 0 | 0 | 0
WT_off | 0 | 0 | 0 | 0 | 0 | 0
PseudoUnit | 0 | 0 | 0 | 0 | 0 | 0
FixedInterchange | 0 | 0 | 0 | 0 | 0 | 0
Fuel Cost by Reporting Type: SPP_N
ReportingType | 2015 | 2020 | 2025 | 2030 | 2035 | 2040
BM | 0 | 0 | 0 | 0 | 2968.91 | 3276
CC | 738.83 | 2202.77 | 1499.25 | 1102.18 | 364 | 329.44
CSP | 0 | 0 | 0 | 0 | 0 | 0
CT | 0 | 0 | 0 | 0 | 0 | 0
Coal | 924.68 | 207.57 | 32.59 | 46.5 | 135.25 | 135.25
Geo | 0 | 0 | 0 | 0 | 0 | 0
H | 0 | 0 | 0 | 0 | 0 | 0
LFG | 0 | 0 | 0.12 | 0.12 | 0.12 | 0.12
Nuc | 74.76 | 76.29 | 81.06 | 82.64 | 82.64 | 82.64
PS | 0 | 0 | 0 | 0 | 0 | 0
PV | 0 | 0 | 0 | 0 | 0 | 0
PeakG | 0.16 | 0 | 0 | 0.27 | 0 | 0
PeakO | 0 | 0 | 0 | 0 | 0 | 0
ST | 0 | 0 | 0 | 0 | 0 | 0
STOG | 16.75 | 1.77 | 0 | 31.28 | 2.53 | 0
STWD | 0 | 0 | 0 | 0 | 0 | 0
WT | 0 | 0 | 0 | 0 | 0 | 0
IGCC | 0 | 0 | 0 | 0 | 0 | 0
DemandResponse | 0 | 0 | 0 | 0 | 0 | 0
IGCC-CCS | 0 | 0 | 0 | 0 | 0 | 0
WT_off | 0 | 0 | 0 | 0 | 0 | 0
PseudoUnit | 0 | 0 | 0 | 0 | 0 | 0
FixedInterchange | 0 | 0 | 0 | 0 | 0 | 0
Fuel Cost by Reporting Type: SPP_S
ReportingType | 2015 | 2020 | 2025 | 2030 | 2035 | 2040
BM | 0 | 0 | 0 | 0 | 1112.24 | 2305.18
CC | 1961.11 | 2071.28 | 2222.19 | 2469.85 | 1499.61 | 1067.84
CSP | 0 | 0 | 0 | 0 | 0 | 0
CT | 1.06 | 0 | 0 | 0 | 0 | 0
Coal | 1606.29 | 104.06 | 28.18 | 0 | 0 | 0
Geo | 0 | 0 | 0 | 0 | 0 | 0
H | 0 | 0 | 0 | 0 | 0 | 0
LFG | 0 | 0 | 0.12 | 0.12 | 0.12 | 0.12
Nuc | 0 | 0 | 0 | 0.01 | 0.07 | 0.05
PS | 0 | 0 | 0 | 0 | 0 | 0
PV | 0 | 0 | 0 | 0 | 0 | 0
PeakG | 0.05 | 0 | 0 | 0 | 0 | 0
PeakO | 0 | 0 | 0 | 0 | 0 | 0
ST | 0 | 0 | 0 | 0 | 0 | 0
STOG | 147.56 | 42.83 | 48.22 | 52.96 | 21.37 | 15.71
STWD | 2.88 | 1.29 | 2.57 | 15.65 | 50.06 | 38.89
WT | 0 | 0 | 0 | 0 | 0 | 0
IGCC | 0 | 0 | 0 | 0 | 0 | 0
DemandResponse | 0 | 0 | 0 | 0 | 0 | 0
IGCC-CCS | 0 | 0 | 0 | 0 | 0 | 0
WT_off | 0 | 0 | 0 | 0 | 0 | 0
PseudoUnit | 0 | 0 | 0 | 0 | 0 | 0
FixedInterchange | 0 | 0 | 0 | 0 | 0 | 0
Fuel Cost by Reporting Type: TVA
ReportingType | 2015 | 2020 | 2025 | 2030 | 2035 | 2040
BM | 0 | 0 | 0 | 0 | 3781.64 | 3781.64
CC | 2072.4 | 3927.52 | 4427.26 | 3198.68 | 2290.19 | 803.02
CSP | 0 | 0 | 0 | 0 | 0 | 0
CT | 0 | 0 | 0 | 0 | 0 | 0
Coal | 906.74 | 342.33 | 36.59 | 79.35 | 324.3 | 354.57
Geo | 0 | 0 | 0 | 0 | 0 | 0
H | 0 | 0 | 0 | 0 | 0 | 0
LFG | 0 | 0 | 0.14 | 0.14 | 0.14 | 0.14
Nuc | 542.87 | 553.94 | 588.56 | 746.69 | 675.02 | 583.75
PS | 0 | 0 | 0 | 0 | 0 | 0
PV | 0 | 0 | 0 | 0 | 0 | 0
PeakG | 0 | 0 | 0 | 0 | 0 | 0
PeakO | 0 | 0 | 0 | 0 | 0 | 0
ST | 0 | 0 | 0 | 0 | 0 | 0
STOG | 0 | 0 | 0 | 0 | 0 | 0
STWD | 0.08 | 0.07 | 0.3 | 2.3 | 2.75 | 2.75
WT | 0 | 0 | 0 | 0 | 0 | 0
IGCC | 0 | 0 | 0 | 0 | 0 | 0
DemandResponse | 0 | 0 | 0 | 0 | 0 | 0
IGCC-CCS | 0 | 0 | 0 | 0 | 0 | 1372.84
WT_off | 0 | 0 | 0 | 0 | 0 | 0
PseudoUnit | 0 | 0 | 0 | 0 | 0 | 0
FixedInterchange | 0 | 0 | 0 | 0 | 0 | 0
Fuel Cost by Reporting Type: TVA_Transmission
ReportingType | 2015 | 2020 | 2025 | 2030 | 2035 | 2040
BM | 0 | 0 | 0 | 0 | 0 | 0
CC | 0 | 0 | 0 | 0 | 0 | 0
CSP | 0 | 0 | 0 | 0 | 0 | 0
CT | 0 | 0 | 0 | 0 | 0 | 0
Coal | 0 | 0 | 0 | 0 | 0 | 0
Geo | 0 | 0 | 0 | 0 | 0 | 0
H | 0 | 0 | 0 | 0 | 0 | 0
LFG | 0 | 0 | 0 | 0 | 0 | 0
Nuc | 0 | 0 | 0 | 0 | 0 | 0
PS | 0 | 0 | 0 | 0 | 0 | 0
PV | 0 | 0 | 0 | 0 | 0 | 0
PeakG | 0 | 0 | 0 | 0 | 0 | 0
PeakO | 0 | 0 | 0 | 0 | 0 | 0
ST | 0 | 0 | 0 | 0 | 0 | 0
STOG | 0 | 0 | 0 | 0 | 0 | 0
STWD | 0 | 0 | 0 | 0 | 0 | 0
WT | 0 | 0 | 0 | 0 | 0 | 0
IGCC | 0 | 0 | 0 | 0 | 0 | 0
DemandResponse | 0 | 0 | 0 | 0 | 0 | 0
IGCC-CCS | 0 | 0 | 0 | 0 | 0 | 0
WT_off | 0 | 0 | 0 | 0 | 0 | 0
PseudoUnit | 0 | 0 | 0 | 0 | 0 | 0
FixedInterchange | 0 | 0 | 0 | 0 | 0 | 0
Fuel Cost by Reporting Type: VACAR
ReportingType | 2015 | 2020 | 2025 | 2030 | 2035 | 2040
BM | 0.47 | 183.39 | 563.02 | 661.94 | 661.94 | 3573
CC | 6459.75 | 7112.4 | 6680.43 | 5022.05 | 1923.12 | 1471.95
CSP | 0 | 0 | 0 | 0 | 0 | 0
CT | 5.38 | 5.75 | 5.31 | 10.08 | 4.12 | 0
Coal | 479.68 | 305.12 | 115.09 | 66.6 | 195.53 | 282.98
Geo | 0 | 0 | 0 | 0 | 0 | 0
H | 0 | 0 | 0 | 0 | 0 | 0
LFG | 0 | 0.14 | 0.14 | 0.14 | 0.14 | 0.14
Nuc | 730.67 | 900.6 | 1185.26 | 1565.99 | 1336.49 | 1287.36
PS | 0 | 0 | 0 | 0 | 0 | 0
PV | 0 | 0 | 0 | 0 | 0 | 0
PeakG | 6.15 | 13.61 | 24.15 | 42.32 | 5.36 | 8.41
PeakO | 0 | 0 | 0 | 0 | 0 | 0
ST | 0 | 0 | 0 | 0 | 0 | 0
STOG | 0 | 0 | 0 | 0 | 0 | 0
STWD | 159.73 | 159.73 | 159.73 | 159.73 | 159.73 | 159.73
WT | 0 | 0 | 0 | 0 | 0 | 0
IGCC | 0 | 0 | 0 | 0 | 0 | 0
DemandResponse | 0 | 0 | 0 | 0 | 0 | 0
IGCC-CCS | 0 | 0 | 0 | 0 | 0 | 0
WT_off | 0 | 0 | 0 | 0 | 0 | 0
PseudoUnit | 0 | 0 | 0 | 0 | 0 | 0
FixedInterchange | 0 | 0 | 0 | 0 | 0 | 0
Fuel Cost by Reporting Type: IESO
ReportingType | 2015 | 2020 | 2025 | 2030 | 2035 | 2040
BM | 0 | 0.26 | 0.89 | 17.97 | 206.78 | 207.21
CC | 317.52 | 336.34 | 325.42 | 64.26 | 25.21 | 30.08
CSP | 0 | 0 | 0 | 0 | 0 | 0
CT | 0 | 0.48 | 0 | 0 | 0 | 0
Coal | 0 | 0 | 0 | 0 | 0 | 0
Geo | 0 | 0 | 0 | 0 | 0 | 0
H | 0 | 0 | 0 | 0 | 0 | 0
LFG | 0.02 | 0.02 | 0.02 | 0.02 | 0.02 | 0.02
Nuc | 854.23 | 871.65 | 926.13 | 944.22 | 869.51 | 757.81
PS | 0 | 0 | 0 | 0 | 0 | 0
PV | 0 | 0 | 0 | 0 | 0 | 0
PeakG | 0 | 0.25 | 0 | 0 | 0 | 0
PeakO | 0 | 0 | 0 | 0 | 0 | 0
ST | 0 | 0 | 0 | 0 | 0 | 0
STOG | 0 | 0 | 0 | 0 | 0 | 0
STWD | 0.3 | 0.78 | 0.95 | 67.38 | 67.38 | 67.38
WT | 0 | 0 | 0 | 0 | 0 | 0
IGCC | 0 | 0 | 0 | 0 | 0 | 0
DemandResponse | 0 | 0 | 0 | 0 | 0 | 0
IGCC-CCS | 0 | 0 | 0 | 0 | 0 | 0
WT_off | 0 | 0 | 0 | 0 | 0 | 0
PseudoUnit | 0 | 0 | 0 | 0 | 0 | 0
FixedInterchange | 0 | 0 | 0 | 0 | 0 | 0
Fuel Cost by Reporting Type: MAPP_CA
ReportingType | 2015 | 2020 | 2025 | 2030 | 2035 | 2040
BM | 0 | 0 | 0 | 0 | 0 | 0
CC | 342.34 | 393.07 | 157.63 | 11.36 | 12.13 | 16.24
CSP | 0 | 0 | 0 | 0 | 0 | 0
CT | 0 | 0 | 0 | 0 | 0 | 0
Coal | 11.69 | 16.52 | 0 | 0 | 0 | 0
Geo | 0 | 0 | 0 | 0 | 0 | 0
H | 0 | 0 | 0 | 0 | 0 | 0
LFG | 0 | 0 | 0 | 0 | 0 | 0
Nuc | 0 | 0 | 0 | 0 | 0.07 | 23.6
PS | 0 | 0 | 0 | 0 | 0 | 0
PV | 0 | 0 | 0 | 0 | 0 | 0
PeakG | 2.83 | 2.96 | 0 | 0 | 0 | 0
PeakO | 0 | 0 | 0 | 0 | 0 | 0
ST | 0 | 0 | 0 | 0 | 0 | 0
STOG | 0.23 | 0.08 | 0 | 0 | 0 | 0
STWD | 0 | 0 | 0 | 0 | 0 | 0
WT | 0 | 0 | 0 | 0 | 0 | 0
IGCC | 0 | 0 | 0 | 0 | 0 | 0
DemandResponse | 0 | 0 | 0 | 0 | 0 | 0
IGCC-CCS | 0 | 0 | 0 | 0 | 0 | 0
WT_off | 0 | 0 | 0 | 0 | 0 | 0
PseudoUnit | 0 | 0 | 0 | 0 | 0 | 0
FixedInterchange | 0 | 0 | 0 | 0 | 0 | 0
Fuel Cost by Reporting Type: AZ_NM_SNV_Coal
ReportingType | 2015 | 2020 | 2025 | 2030 | 2035 | 2040
BM | 0 | 0 | 0 | 0 | 0 | 0
CC | 0 | 0 | 0 | 0 | 0 | 0
CSP | 0 | 0 | 0 | 0 | 0 | 0
CT | 0 | 0 | 0 | 0 | 0 | 0
Coal | 788.28 | 448.58 | 8.89 | 4.31 | 79.58 | 79.58
Geo | 0 | 0 | 0 | 0 | 0 | 0
H | 0 | 0 | 0 | 0 | 0 | 0
LFG | 0 | 0 | 0 | 0 | 0 | 0
Nuc | 0 | 0 | 0 | 0 | 0 | 0
PS | 0 | 0 | 0 | 0 | 0 | 0
PV | 0 | 0 | 0 | 0 | 0 | 0
PeakG | 0 | 0 | 0 | 0 | 0 | 0
PeakO | 0 | 0 | 0 | 0 | 0 | 0
ST | 0 | 0 | 0 | 0 | 0 | 0
STOG | 0 | 0 | 0 | 0 | 0 | 0
STWD | 0 | 0 | 0 | 0 | 0 | 0
WT | 0 | 0 | 0 | 0 | 0 | 0
IGCC | 0 | 0 | 0 | 0 | 0 | 0
DemandResponse | 0 | 0 | 0 | 0 | 0 | 0
IGCC-CCS | 0 | 0 | 0 | 0 | 0 | 0
WT_off | 0 | 0 | 0 | 0 | 0 | 0
PseudoUnit | 0 | 0 | 0 | 0 | 0 | 0
FixedInterchange | 0 | 0 | 0 | 0 | 0 | 0
Fuel Cost by Reporting Type: AZ_NM_SNV_Gas
ReportingType | 2015 | 2020 | 2025 | 2030 | 2035 | 2040
BM | 0 | 0 | 0 | 0 | 0 | 0
CC | 3237.94 | 3303.83 | 4563.83 | 2850.58 | 2042.84 | 1085.21
CSP | 0 | 0 | 0 | 0 | 0 | 0
CT | 0 | 0 | 0 | 0 | 0 | 0
Coal | 0 | 0 | 0 | 0 | 0 | 0
Geo | 0 | 0 | 0 | 0 | 0 | 0
H | 0 | 0 | 0 | 0 | 0 | 0
LFG | 0 | 0 | 0 | 0 | 0 | 0
Nuc | 0 | 0 | 0 | 0 | 0 | 0
PS | 0 | 0 | 0 | 0 | 0 | 0
PV | 0 | 0 | 0 | 0 | 0 | 0
PeakG | 0 | 0 | 0 | 0 | 0 | 0
PeakO | 0 | 0 | 0 | 0 | 0 | 0
ST | 0 | 0 | 0 | 0 | 0 | 0
STOG | 0 | 0 | 0 | 0 | 0 | 0
STWD | 0 | 0 | 0 | 0 | 0 | 0
WT | 0 | 0 | 0 | 0 | 0 | 0
IGCC | 0 | 0 | 0 | 0 | 0 | 0
DemandResponse | 0 | 0 | 0 | 0 | 0 | 0
IGCC-CCS | 0 | 0 | 0 | 0 | 0 | 0
WT_off | 0 | 0 | 0 | 0 | 0 | 0
PseudoUnit | 0 | 0 | 0 | 0 | 0 | 0
FixedInterchange | 0 | 0 | 0 | 0 | 0 | 0
Fuel Cost by Reporting Type: AZ_NM_SNV_NucRenew
ReportingType | 2015 | 2020 | 2025 | 2030 | 2035 | 2040
BM | 0 | 0 | 0 | 0 | 1429.48 | 3344.74
CC | 0 | 0 | 0 | 0 | 0 | 0
CSP | 0 | 0 | 0 | 0 | 0 | 0
CT | 0 | 0 | 0 | 0 | 0 | 0
Coal | 0 | 0 | 0 | 0 | 0 | 0
Geo | 0 | 0 | 0 | 0 | 0 | 0
H | 0 | 0 | 0 | 0 | 0 | 0
LFG | 0 | 0.08 | 0.08 | 0.08 | 0.08 | 0.08
Nuc | 254.91 | 260.1 | 276.36 | 472.04 | 597.12 | 597.12
PS | 0 | 0 | 0 | 0 | 0 | 0
PV | 0 | 0 | 0 | 0 | 0 | 0
PeakG | 0 | 0 | 0 | 0 | 0 | 0
PeakO | 0 | 0 | 0 | 0 | 0 | 0
ST | 0 | 0 | 0 | 0 | 0 | 0
STOG | 0 | 0 | 0 | 0 | 0 | 0
STWD | 11.54 | 11.54 | 11.54 | 11.54 | 11.54 | 11.54
WT | 0 | 0 | 0 | 0 | 0 | 0
IGCC | 0 | 0 | 0 | 0 | 0 | 0
DemandResponse | 0 | 0 | 0 | 0 | 0 | 0
IGCC-CCS | 0 | 0 | 0 | 0 | 0 | 0
WT_off | 0 | 0 | 0 | 0 | 0 | 0
PseudoUnit | 0 | 0 | 0 | 0 | 0 | 0
FixedInterchange | 0 | 0 | 0 | 0 | 0 | 0
Fuel Cost by Reporting Type: ERCOT
ReportingType | 2015 | 2020 | 2025 | 2030 | 2035 | 2040
BM | 3.98 | 4.14 | 10.55 | 74.16 | 2078.94 | 2078.94
CC | 9550.86 | 11692.21 | 9866.75 | 7040.88 | 4398.73 | 4091.17
CSP | 0 | 0 | 0 | 0 | 0 | 0
CT | 0 | 0.17 | 0 | 0.12 | 0 | 0
Coal | 675.95 | 478.31 | 64.4 | 61.01 | 142.82 | 142.82
Geo | 0 | 0 | 0 | 0 | 0 | 0
H | 0 | 0 | 0 | 0 | 0 | 0
LFG | 0 | 0 | 0 | 0.45 | 0.45 | 0.45
Nuc | 339.13 | 346.04 | 367.67 | 654.97 | 1368.06 | 1486.95
PS | 0 | 0 | 0 | 0 | 0 | 0
PV | 0 | 0 | 0 | 0 | 0 | 0
PeakG | 0 | 0.36 | 0 | 0.51 | 0.29 | 0.52
PeakO | 0 | 0 | 0 | 0 | 0 | 0
ST | 0 | 0 | 0 | 0 | 0 | 0
STOG | 92.67 | 149.51 | 87.15 | 101.65 | 6.87 | 6.66
STWD | 0 | 0 | 0 | 0 | 0 | 0
WT | 0 | 0 | 0 | 0 | 0 | 0
IGCC | 0 | 0 | 0 | 0 | 0 | 0
DemandResponse | 0 | 0 | 0 | 0 | 0 | 0
IGCC-CCS | 0 | 0 | 0 | 0 | 0 | 840.44
WT_off | 0 | 0 | 0 | 0 | 0 | 0
PseudoUnit | 0 | 0 | 0 | 0 | 0 | 0
FixedInterchange | 0 | 0 | 0 | 0 | 0 | 0
Fuel Cost by Reporting Type: NP15
ReportingType | 2015 | 2020 | 2025 | 2030 | 2035 | 2040
BM | 0 | 0 | 0 | 0 | 431.26 | 431.26
CC | 4025.63 | 3932.68 | 4375.1 | 2600.31 | 2327.23 | 213.62
CSP | 0 | 0 | 0 | 0 | 0 | 0
CT | 0 | 0 | 0 | 0 | 0 | 0
Coal | 1.16 | 0 | 0 | 0 | 0 | 0
Geo | 0 | 0 | 0 | 0 | 0 | 0
H | 0 | 0 | 0 | 0 | 0 | 0
LFG | 0 | 0.72 | 0.72 | 0.72 | 0.72 | 0.72
Nuc | 150.62 | 153.69 | 163.3 | 166.49 | 166.49 | 166.49
PS | 0 | 0 | 0 | 0 | 0 | 0
PV | 0 | 0 | 0 | 0 | 0 | 0
PeakG | 0 | 0 | 0 | 0 | 0 | 0
PeakO | 0 | 0 | 0 | 0 | 0 | 0
ST | 0 | 0 | 0 | 0 | 0 | 0
STOG | 0.01 | 0.85 | 1.61 | 1.29 | 3.24 | 0
STWD | 244.45 | 244.45 | 45.05 | 244.45 | 244.45 | 244.45
WT | 0 | 0 | 0 | 0 | 0 | 0
IGCC | 0 | 0 | 0 | 0 | 0 | 0
DemandResponse | 0 | 0 | 0 | 0 | 0 | 0
IGCC-CCS | 0 | 0 | 0 | 0 | 0 | 409
WT_off | 0 | 0 | 0 | 0 | 0 | 0
PseudoUnit | 0 | 0 | 0 | 0 | 0 | 0
FixedInterchange | 0 | 0 | 0 | 0 | 0 | 0
Fuel Cost by Reporting Type: NWPP_Coal
ReportingType | 2015 | 2020 | 2025 | 2030 | 2035 | 2040
BM | 0 | 0 | 0 | 0 | 0 | 0
CC | 0 | 0 | 0 | 0 | 0 | 0
CSP | 0 | 0 | 0 | 0 | 0 | 0
CT | 0 | 0 | 0 | 0 | 0 | 0
Coal | 546.12 | 280.02 | 24.42 | 30.86 | 30.86 | 30.86
Geo | 0 | 0 | 0 | 0 | 0 | 0
H | 0 | 0 | 0 | 0 | 0 | 0
LFG | 0 | 0 | 0 | 0 | 0 | 0
Nuc | 0 | 0 | 0 | 0 | 0 | 0
PS | 0 | 0 | 0 | 0 | 0 | 0
PV | 0 | 0 | 0 | 0 | 0 | 0
PeakG | 0 | 0 | 0 | 0 | 0 | 0
PeakO | 0 | 0 | 0 | 0 | 0 | 0
ST | 0 | 0 | 0 | 0 | 0 | 0
STOG | 0 | 0 | 0 | 0 | 0 | 0
STWD | 0 | 0 | 0 | 0 | 0 | 0
WT | 0 | 0 | 0 | 0 | 0 | 0
IGCC | 0 | 0 | 0 | 0 | 0 | 0
DemandResponse | 0 | 0 | 0 | 0 | 0 | 0
IGCC-CCS | 0 | 0 | 0 | 0 | 0 | 0
WT_off | 0 | 0 | 0 | 0 | 0 | 0
PseudoUnit | 0 | 0 | 0 | 0 | 0 | 0
FixedInterchange | 0 | 0 | 0 | 0 | 0 | 0
Fuel Cost by Reporting Type: NWPP_Gas
ReportingType | 2015 | 2020 | 2025 | 2030 | 2035 | 2040
BM | 0 | 0 | 0 | 0 | 0 | 0
CC | 2208.85 | 4106.85 | 4340.16 | 2632.55 | 1980.82 | 819.79
CSP | 0 | 0 | 0 | 0 | 0 | 0
CT | 0 | 0 | 0 | 0 | 0 | 0
Coal | 0 | 0 | 0 | 0 | 0 | 0
Geo | 0 | 0 | 0 | 0 | 0 | 0
H | 0 | 0 | 0 | 0 | 0 | 0
LFG | 0 | 0 | 0 | 0 | 0 | 0
Nuc | 0 | 0 | 0 | 0 | 0 | 0
PS | 0 | 0 | 0 | 0 | 0 | 0
PV | 0 | 0 | 0 | 0 | 0 | 0
PeakG | 0 | 0 | 0 | 0 | 0 | 0
PeakO | 0 | 0 | 0 | 0 | 0 | 0
ST | 0 | 0 | 0 | 0 | 0 | 0
STOG | 0 | 0 | 0 | 0 | 0 | 0
STWD | 0 | 0 | 0 | 0 | 0 | 0
WT | 0 | 0 | 0 | 0 | 0 | 0
IGCC | 0 | 0 | 0 | 0 | 0 | 0
DemandResponse | 0 | 0 | 0 | 0 | 0 | 0
IGCC-CCS | 0 | 0 | 0 | 0 | 0 | 265.19
WT_off | 0 | 0 | 0 | 0 | 0 | 0
PseudoUnit | 0 | 0 | 0 | 0 | 0 | 0
FixedInterchange | 0 | 0 | 0 | 0 | 0 | 0
Fuel Cost by Reporting Type: NWPP_NucRenew
ReportingType | 2015 | 2020 | 2025 | 2030 | 2035 | 2040
BM | 0 | 14.45 | 16.65 | 16.65 | 369.28 | 4628.42
CC | 0 | 0 | 0 | 0 | 0 | 0
CSP | 0 | 0 | 0 | 0 | 0 | 0
CT | 0 | 0 | 0 | 0 | 0 | 0
Coal | 0 | 0 | 0 | 0 | 0 | 0
Geo | 0 | 0 | 0 | 0 | 0 | 0
H | 0 | 0 | 0 | 0 | 0 | 0
LFG | 0.03 | 0.33 | 0.34 | 0.34 | 0.34 | 0.34
Nuc | 71.13 | 72.58 | 77.12 | 78.63 | 390.16 | 390.16
PS | 0 | 0 | 0 | 0 | 0 | 0
PV | 0 | 0 | 0 | 0 | 0 | 0
PeakG | 0 | 0 | 0 | 0 | 0 | 0
PeakO | 0 | 0 | 0 | 0 | 0 | 0
ST | 0 | 0 | 0 | 0 | 0 | 0
STOG | 0 | 0 | 0 | 0 | 0 | 0
STWD | 0 | 1.36 | 301.46 | 301.46 | 301.46 | 301.46
WT | 0 | 0 | 0 | 0 | 0 | 0
IGCC | 0 | 0 | 0 | 0 | 0 | 0
DemandResponse | 0 | 0 | 0 | 0 | 0 | 0
IGCC-CCS | 0 | 0 | 0 | 0 | 0 | 0
WT_off | 0 | 0 | 0 | 0 | 0 | 0
PseudoUnit | 0 | 0 | 0 | 0 | 0 | 0
FixedInterchange | 0 | 0 | 0 | 0 | 0 | 0
Fuel Cost by Reporting Type: RMPA
ReportingType | 2015 | 2020 | 2025 | 2030 | 2035 | 2040
BM | 0 | 0 | 0 | 0 | 1905.97 | 1905.97
CC | 623.02 | 1008.58 | 1139.12 | 1264.69 | 702.12 | 203.1
CSP | 0 | 0 | 0 | 0 | 0 | 0
CT | 0 | 0 | 0 | 0 | 0 | 0
Coal | 563.13 | 424.65 | 93.33 | 53.15 | 52.31 | 52.31
Geo | 0 | 0 | 0 | 0 | 0 | 0
H | 0 | 0 | 0 | 0 | 0 | 0
LFG | 0 | 0.04 | 0.04 | 0.04 | 0.04 | 0.04
Nuc | 0 | 0 | 0 | 0.05 | 0.07 | 0.07
PS | 0 | 0 | 0 | 0 | 0 | 0
PV | 0 | 0 | 0 | 0 | 0 | 0
PeakG | 0.55 | 0 | 0 | 5.41 | 0 | 0
PeakO | 0 | 0 | 0 | 0 | 0 | 0
ST | 0 | 0 | 0 | 0 | 0 | 0
STOG | 0 | 0 | 0 | 0 | 0 | 0
STWD | 0 | 0 | 0 | 0 | 0 | 0
WT | 0 | 0 | 0 | 0 | 0 | 0
IGCC | 0 | 0 | 0 | 0 | 0 | 0
DemandResponse | 0 | 0 | 0 | 0 | 0 | 0
IGCC-CCS | 0 | 0 | 0 | 0 | 0 | 314.08
WT_off | 0 | 0 | 0 | 0 | 0 | 0
PseudoUnit | 0 | 0 | 0 | 0 | 0 | 0
FixedInterchange | 0 | 0 | 0 | 0 | 0 | 0
Fuel Cost by Reporting Type: SP15
ReportingType | 2015 | 2020 | 2025 | 2030 | 2035 | 2040
BM | 3.07 | 3.07 | 3.07 | 3.07 | 345 | 345
CC | 3220.31 | 4234.46 | 5743.19 | 3581.86 | 2969.25 | 1365.65
CSP | 0 | 0 | 0 | 0 | 0 | 0
CT | 0 | 0 | 0 | 0 | 0 | 0
Coal | 20.36 | 3.9 | 1.13 | 0 | 0 | 0
Geo | 0 | 0 | 0 | 0 | 0 | 0
H | 0 | 0 | 0 | 0 | 0 | 0
LFG | 0.01 | 0.72 | 0.72 | 0.72 | 0.72 | 0.72
Nuc | 139.02 | 141.86 | 150.73 | 153.67 | 153.67 | 153.67
PS | 0 | 0 | 0 | 0 | 0 | 0
PV | 0 | 0 | 0 | 0 | 0 | 0
PeakG | 0 | 0 | 0 | 0 | 0 | 0
PeakO | 0 | 0 | 0 | 0 | 0 | 0
ST | 0 | 0 | 0 | 0 | 0 | 0
STOG | 76.7 | 22.31 | 21.23 | 14.98 | 3.44 | 0
STWD | 62.63 | 62.63 | 46.02 | 62.63 | 62.63 | 62.63
WT | 0 | 0 | 0 | 0 | 0 | 0
IGCC | 0 | 0 | 0 | 0 | 0 | 0
DemandResponse | 0 | 0 | 0 | 0 | 0 | 0
IGCC-CCS | 0 | 0 | 0 | 0 | 195.39 | 537.27
WT_off | 0 | 0 | 0 | 0 | 0 | 0
PseudoUnit | 0 | 0 | 0 | 0 | 0 | 0
FixedInterchange | 0 | 0 | 0 | 0 | 0 | 0
Fuel Cost by Reporting Type: ALB
ReportingType | 2015 | 2020 | 2025 | 2030 | 2035 | 2040
BM | 0 | 0 | 0 | 0 | 0 | 0
CC | 606.6 | 921.05 | 1011.07 | 242.85 | 136.42 | 0
CSP | 0 | 0 | 0 | 0 | 0 | 0
CT | 0 | 0 | 0 | 0 | 0 | 0
Coal | 217.7 | 217.7 | 214.92 | 0 | 0 | 0
Geo | 0 | 0 | 0 | 0 | 0 | 0
H | 0 | 0 | 0 | 0 | 0 | 0
LFG | 0 | 0 | 0 | 0 | 0 | 0
Nuc | 0 | 0 | 51.97 | 700.76 | 840.38 | 958.81
PS | 0 | 0 | 0 | 0 | 0 | 0
PV | 0 | 0 | 0 | 0 | 0 | 0
PeakG | 0 | 0 | 0 | 0 | 0 | 0
PeakO | 0 | 0 | 0 | 0 | 0 | 0
ST | 0 | 0 | 0 | 0 | 0 | 0
STOG | 0 | 0 | 0 | 0 | 0 | 0
STWD | 0.27 | 52.25 | 85 | 85 | 85 | 85
WT | 0 | 0 | 0 | 0 | 0 | 0
IGCC | 0 | 0 | 0 | 0 | 0 | 0
DemandResponse | 0 | 0 | 0 | 0 | 0 | 0
IGCC-CCS | 0 | 0 | 0 | 0 | 0 | 0
WT_off | 0 | 0 | 0 | 0 | 0 | 0
PseudoUnit | 0 | 0 | 0 | 0 | 0 | 0
FixedInterchange | 0 | 0 | 0 | 0 | 0 | 0
Fuel Cost by Reporting Type: BC
ReportingType | 2015 | 2020 | 2025 | 2030 | 2035 | 2040
BM | 0 | 0 | 0 | 0 | 0 | 0
CC | 309.38 | 475.63 | 530.19 | 511.91 | 0 | 0
CSP | 0 | 0 | 0 | 0 | 0 | 0
CT | 0 | 0 | 0 | 0 | 0 | 0
Coal | 0 | 0 | 0 | 0 | 0 | 0
Geo | 0 | 0 | 0 | 0 | 0 | 0
H | 0 | 0 | 0 | 0 | 0 | 0
LFG | 0 | 0 | 0 | 0 | 0 | 0
Nuc | 0 | 0 | 31.99 | 162.49 | 246.41 | 328.21
PS | 0 | 0 | 0 | 0 | 0 | 0
PV | 0 | 0 | 0 | 0 | 0 | 0
PeakG | 0 | 0 | 0 | 0 | 0 | 0
PeakO | 0 | 0 | 0 | 0 | 0 | 0
ST | 0 | 0 | 0 | 0 | 0 | 0
STOG | 0 | 0 | 0 | 0 | 0 | 0
STWD | 0 | 49.52 | 224.2 | 271.44 | 271.44 | 271.44
WT | 0 | 0 | 0 | 0 | 0 | 0
IGCC | 0 | 0 | 0 | 0 | 0 | 0
DemandResponse | 0 | 0 | 0 | 0 | 0 | 0
IGCC-CCS | 0 | 0 | 0 | 0 | 0 | 0
WT_off | 0 | 0 | 0 | 0 | 0 | 0
PseudoUnit | 0 | 0 | 0 | 0 | 0 | 0
FixedInterchange | 0 | 0 | 0 | 0 | 0 | 0
Fuel Cost by Reporting Type: HQ_IESO
ReportingType | 2015 | 2020 | 2025 | 2030 | 2035 | 2040
BM | 0 | 0 | 0 | 0 | 0 | 0
CC | 0 | 0 | 0 | 0 | 0 | 0
CSP | 0 | 0 | 0 | 0 | 0 | 0
CT | 0 | 0 | 0 | 0 | 0 | 0
Coal | 0 | 0 | 0 | 0 | 0 | 0
Geo | 0 | 0 | 0 | 0 | 0 | 0
H | 0 | 0 | 0 | 0 | 0 | 0
LFG | 0 | 0 | 0 | 0 | 0 | 0
Nuc | 0 | 0 | 0 | 0 | 0.07 | 0.07
PS | 0 | 0 | 0 | 0 | 0 | 0
PV | 0 | 0 | 0 | 0 | 0 | 0
PeakG | 0 | 0 | 0 | 0 | 0 | 0
PeakO | 0 | 0 | 0 | 0 | 0 | 0
ST | 0 | 0 | 0 | 0 | 0 | 0
STOG | 0 | 0 | 0 | 0 | 0 | 0
STWD | 0 | 0 | 0 | 0 | 0 | 0
WT | 0 | 0 | 0 | 0 | 0 | 0
IGCC | 0 | 0 | 0 | 0 | 0 | 0
DemandResponse | 0 | 0 | 0 | 0 | 0 | 0
IGCC-CCS | 0 | 0 | 0 | 0 | 0 | 0
WT_off | 0 | 0 | 0 | 0 | 0 | 0
PseudoUnit | 0 | 0 | 0 | 0 | 0 | 0
FixedInterchange | 0 | 0 | 0 | 0 | 0 | 0
Fuel Cost by Reporting Type: HQ_NEISO
ReportingType | 2015 | 2020 | 2025 | 2030 | 2035 | 2040
BM | 0 | 0 | 0 | 0 | 0 | 0
CC | 0 | 0 | 0 | 0 | 0 | 0
CSP | 0 | 0 | 0 | 0 | 0 | 0
CT | 0 | 0 | 0 | 0 | 0 | 0
Coal | 0 | 0 | 0 | 0 | 0 | 0
Geo | 0 | 0 | 0 | 0 | 0 | 0
H | 0 | 0 | 0 | 0 | 0 | 0
LFG | 0 | 0 | 0 | 0 | 0 | 0
Nuc | 0 | 0 | 0 | 0.02 | 0.07 | 0.03
PS | 0 | 0 | 0 | 0 | 0 | 0
PV | 0 | 0 | 0 | 0 | 0 | 0
PeakG | 0 | 0 | 0 | 0 | 0 | 0
PeakO | 0 | 0 | 0 | 0 | 0 | 0
ST | 0 | 0 | 0 | 0 | 0 | 0
STOG | 0 | 0 | 0 | 0 | 0 | 0
STWD | 0 | 0 | 0 | 0 | 0 | 0
WT | 0 | 0 | 0 | 0 | 0 | 0
IGCC | 0 | 0 | 0 | 0 | 0 | 0
DemandResponse | 0 | 0 | 0 | 0 | 0 | 0
IGCC-CCS | 0 | 0 | 0 | 0 | 0 | 0
WT_off | 0 | 0 | 0 | 0 | 0 | 0
PseudoUnit | 0 | 0 | 0 | 0 | 0 | 0
FixedInterchange | 0 | 0 | 0 | 0 | 0 | 0
Fuel Cost by Reporting Type: HQ_NY
ReportingType | 2015 | 2020 | 2025 | 2030 | 2035 | 2040
BM | 0 | 0 | 0 | 0 | 0 | 0
CC | 0 | 0 | 0 | 0 | 0 | 0
CSP | 0 | 0 | 0 | 0 | 0 | 0
CT | 0 | 0 | 0 | 0 | 0 | 0
Coal | 0 | 0 | 0 | 0 | 0 | 0
Geo | 0 | 0 | 0 | 0 | 0 | 0
H | 0 | 0 | 0 | 0 | 0 | 0
LFG | 0 | 0 | 0 | 0 | 0 | 0
Nuc | 0 | 0 | 0 | 0.01 | 0.07 | 0.07
PS | 0 | 0 | 0 | 0 | 0 | 0
PV | 0 | 0 | 0 | 0 | 0 | 0
PeakG | 0 | 0 | 0 | 0 | 0 | 0
PeakO | 0 | 0 | 0 | 0 | 0 | 0
ST | 0 | 0 | 0 | 0 | 0 | 0
STOG | 0 | 0 | 0 | 0 | 0 | 0
STWD | 0 | 0 | 0 | 0 | 0 | 0
WT | 0 | 0 | 0 | 0 | 0 | 0
IGCC | 0 | 0 | 0 | 0 | 0 | 0
DemandResponse | 0 | 0 | 0 | 0 | 0 | 0
IGCC-CCS | 0 | 0 | 0 | 0 | 0 | 0
WT_off | 0 | 0 | 0 | 0 | 0 | 0
PseudoUnit | 0 | 0 | 0 | 0 | 0 | 0
FixedInterchange | 0 | 0 | 0 | 0 | 0 | 0
Fuel Cost by Reporting Type: MARITIMES
ReportingType | 2015 | 2020 | 2025 | 2030 | 2035 | 2040
BM | 0 | 0 | 0 | 0 | 0 | 0
CC | 0 | 0 | 0 | 0 | 0 | 0
CSP | 0 | 0 | 0 | 0 | 0 | 0
CT | 0 | 0 | 0 | 0 | 0 | 0
Coal | 0 | 0 | 0 | 0 | 0 | 0
Geo | 0 | 0 | 0 | 0 | 0 | 0
H | 0 | 0 | 0 | 0 | 0 | 0
LFG | 0 | 0 | 0 | 0 | 0 | 0
Nuc | 0 | 0 | 0 | 0.02 | 0.07 | 0.03
PS | 0 | 0 | 0 | 0 | 0 | 0
PV | 0 | 0 | 0 | 0 | 0 | 0
PeakG | 0 | 0 | 0 | 0 | 0 | 0
PeakO | 0 | 0 | 0 | 0 | 0 | 0
ST | 0 | 0 | 0 | 0 | 0 | 0
STOG | 0 | 0 | 0 | 0 | 0 | 0
STWD | 0 | 0 | 0 | 0 | 0 | 0
WT | 0 | 0 | 0 | 0 | 0 | 0
IGCC | 0 | 0 | 0 | 0 | 0 | 0
DemandResponse | 0 | 0 | 0 | 0 | 0 | 0
IGCC-CCS | 0 | 0 | 0 | 0 | 0 | 0
WT_off | 0 | 0 | 0 | 0 | 0 | 0
PseudoUnit | 0 | 0 | 0 | 0 | 0 | 0
FixedInterchange | 0 | 0 | 0 | 0 | 0 | 0
Fuel Cost by Reporting Type: All
ReportingType | 2015 | 2020 | 2025 | 2030 | 2035 | 2040
BM | 165.53 | 559.75 | 839.79 | 1187.36 | 39451.4 | 65010.91
CC | 74188.91 | 107407.03 | 106386.53 | 75401.77 | 48354.7 | 28078.33
CSP | 0 | 0 | 0 | 0 | 0 | 0
CT | 44.01 | 47.38 | 47.78 | 98.85 | 23.99 | 7.21
Coal | 20655.25 | 6932.14 | 1539.02 | 1760.91 | 4461.49 | 5392.44
Geo | 0 | 0 | 0 | 0 | 0 | 0
H | 0 | 0 | 0 | 0 | 0 | 0
LFG | 0.25 | 2.74 | 5.56 | 6.49 | 6.49 | 6.49
Nuc | 7711.7 | 8128.84 | 9418.68 | 12302.28 | 13973 | 16138.98
PS | 0 | 0 | 0 | 0 | 0 | 0
PV | 0 | 0 | 0 | 0 | 0 | 0
PeakG | 166.1 | 258.1 | 234.67 | 299.11 | 117.79 | 68.82
PeakO | 0 | 0 | 0.48 | 0 | 0 | 0
ST | 0 | 0 | 0 | 0 | 0 | 0
STOG | 491.74 | 399.25 | 352.16 | 408.5 | 88.71 | 37.59
STWD | 959.09 | 967.69 | 1355.58 | 2366.22 | 2713.26 | 2681.26
WT | 0 | 0.01 | 0.01 | 0.01 | 0.01 | 0.02
IGCC | 87.33 | 68.39 | 10.71 | 0 | 0 | 0
DemandResponse | 0 | 0 | 0 | 0 | 0 | 0
IGCC-CCS | 0 | 0 | 0 | 0 | 195.39 | 4620.37
WT_off | 0 | 0 | 0 | 0 | 0 | 0
PseudoUnit | 0 | 0 | 0 | 0 | 0 | 0
FixedInterchange | 0 | 0 | 0 | 0 | 0 | 0
Fuel Cost by Reporting Type: EI_US
ReportingType | 2015 | 2020 | 2025 | 2030 | 2035 | 2040
BM | 158.47 | 537.83 | 808.63 | 1075.51 | 32684.69 | 52069.38
CC | 49746.46 | 77002.32 | 74334.07 | 54600.53 | 33759.95 | 20253.47
CSP | 0 | 0 | 0 | 0 | 0 | 0
CT | 44.01 | 46.74 | 47.78 | 98.73 | 23.99 | 7.21
Coal | 17830.86 | 5062.45 | 1131.94 | 1611.58 | 4155.93 | 5086.87
Geo | 0 | 0 | 0 | 0 | 0 | 0
H | 0 | 0 | 0 | 0 | 0 | 0
LFG | 0.18 | 0.83 | 3.64 | 4.11 | 4.11 | 4.11
Nuc | 5902.65 | 6282.89 | 7373.41 | 8968.96 | 9340.99 | 11276.02
PS | 0 | 0 | 0 | 0 | 0 | 0
PV | 0 | 0 | 0 | 0 | 0 | 0
PeakG | 162.72 | 254.53 | 234.67 | 293.19 | 117.5 | 68.3
PeakO | 0 | 0 | 0.48 | 0 | 0 | 0
ST | 0 | 0 | 0 | 0 | 0 | 0
STOG | 322.13 | 226.5 | 242.17 | 290.57 | 75.17 | 30.94
STWD | 639.89 | 545.16 | 641.36 | 1322.33 | 1669.37 | 1637.37
WT | 0 | 0 | 0.01 | 0.01 | 0.01 | 0.01
IGCC | 87.33 | 68.39 | 10.71 | 0 | 0 | 0
DemandResponse | 0 | 0 | 0 | 0 | 0 | 0
IGCC-CCS | 0 | 0 | 0 | 0 | 0 | 2254.37
WT_off | 0 | 0 | 0 | 0 | 0 | 0
PseudoUnit | 0 | 0 | 0 | 0 | 0 | 0
FixedInterchange | 0 | 0 | 0 | 0 | 0 | 0
Fuel Cost by Reporting Type: EI_Canada
ReportingType | 2015 | 2020 | 2025 | 2030 | 2035 | 2040
BM | 0 | 0.26 | 0.89 | 17.97 | 206.78 | 207.21
CC | 659.86 | 729.41 | 483.04 | 75.62 | 37.34 | 46.32
CSP | 0 | 0 | 0 | 0 | 0 | 0
CT | 0 | 0.48 | 0 | 0 | 0 | 0
Coal | 11.69 | 16.52 | 0 | 0 | 0 | 0
Geo | 0 | 0 | 0 | 0 | 0 | 0
H | 0 | 0 | 0 | 0 | 0 | 0
LFG | 0.02 | 0.02 | 0.02 | 0.02 | 0.02 | 0.02
Nuc | 854.23 | 871.66 | 926.13 | 944.22 | 869.65 | 781.48
PS | 0 | 0 | 0 | 0 | 0 | 0
PV | 0 | 0 | 0 | 0 | 0 | 0
PeakG | 2.83 | 3.21 | 0 | 0 | 0 | 0
PeakO | 0 | 0 | 0 | 0 | 0 | 0
ST | 0 | 0 | 0 | 0 | 0 | 0
STOG | 0.23 | 0.08 | 0 | 0 | 0 | 0
STWD | 0.3 | 0.78 | 0.95 | 67.38 | 67.38 | 67.38
WT | 0 | 0 | 0 | 0 | 0 | 0
IGCC | 0 | 0 | 0 | 0 | 0 | 0
DemandResponse | 0 | 0 | 0 | 0 | 0 | 0
IGCC-CCS | 0 | 0 | 0 | 0 | 0 | 0
WT_off | 0 | 0 | 0 | 0 | 0 | 0
PseudoUnit | 0 | 0 | 0 | 0 | 0 | 0
FixedInterchange | 0 | 0 | 0 | 0 | 0 | 0
Fuel Cost by Reporting Type: EI
ReportingType | 2015 | 2020 | 2025 | 2030 | 2035 | 2040
BM | 158.47 | 538.09 | 809.52 | 1093.49 | 32891.48 | 52276.59
CC | 50406.33 | 77731.73 | 74817.11 | 54676.15 | 33797.28 | 20299.79
CSP | 0 | 0 | 0 | 0 | 0 | 0
CT | 44.01 | 47.21 | 47.78 | 98.73 | 23.99 | 7.21
Coal | 17842.55 | 5078.97 | 1131.94 | 1611.58 | 4155.93 | 5086.87
Geo | 0 | 0 | 0 | 0 | 0 | 0
H | 0 | 0 | 0 | 0 | 0 | 0
LFG | 0.2 | 0.85 | 3.66 | 4.13 | 4.13 | 4.13
Nuc | 6756.88 | 7154.55 | 8299.55 | 9913.18 | 10210.64 | 12057.5
PS | 0 | 0 | 0 | 0 | 0 | 0
PV | 0 | 0 | 0 | 0 | 0 | 0
PeakG | 165.55 | 257.74 | 234.67 | 293.19 | 117.5 | 68.3
PeakO | 0 | 0 | 0.48 | 0 | 0 | 0
ST | 0 | 0 | 0 | 0 | 0 | 0
STOG | 322.36 | 226.58 | 242.17 | 290.57 | 75.17 | 30.94
STWD | 640.19 | 545.94 | 642.31 | 1389.7 | 1736.75 | 1704.75
WT | 0 | 0 | 0.01 | 0.01 | 0.01 | 0.01
IGCC | 87.33 | 68.39 | 10.71 | 0 | 0 | 0
DemandResponse | 0 | 0 | 0 | 0 | 0 | 0
IGCC-CCS | 0 | 0 | 0 | 0 | 0 | 2254.37
WT_off | 0 | 0 | 0 | 0 | 0 | 0
PseudoUnit | 0 | 0 | 0 | 0 | 0 | 0
FixedInterchange | 0 | 0 | 0 | 0 | 0 | 0
Fuel Cost by Reporting Type: Outside_EI
ReportingType | 2015 | 2020 | 2025 | 2030 | 2035 | 2040
BM | 7.05 | 21.66 | 30.27 | 93.87 | 6559.93 | 12734.33
CC | 23782.58 | 29675.3 | 31569.42 | 20725.62 | 14557.41 | 7778.54
CSP | 0 | 0 | 0 | 0 | 0 | 0
CT | 0 | 0.17 | 0 | 0.12 | 0 | 0
Coal | 2812.7 | 1853.16 | 407.08 | 149.33 | 305.56 | 305.56
Geo | 0 | 0 | 0 | 0 | 0 | 0
H | 0 | 0 | 0 | 0 | 0 | 0
LFG | 0.05 | 1.89 | 1.9 | 2.36 | 2.36 | 2.36
Nuc | 954.81 | 974.29 | 1119.13 | 2389.1 | 3762.36 | 4081.48
PS | 0 | 0 | 0 | 0 | 0 | 0
PV | 0 | 0 | 0 | 0 | 0 | 0
PeakG | 0.55 | 0.36 | 0 | 5.92 | 0.29 | 0.52
PeakO | 0 | 0 | 0 | 0 | 0 | 0
ST | 0 | 0 | 0 | 0 | 0 | 0
STOG | 169.38 | 172.67 | 110 | 117.93 | 13.54 | 6.66
STWD | 318.89 | 421.75 | 713.27 | 976.51 | 976.51 | 976.51
WT | 0 | 0 | 0 | 0 | 0 | 0
IGCC | 0 | 0 | 0 | 0 | 0 | 0
DemandResponse | 0 | 0 | 0 | 0 | 0 | 0
IGCC-CCS | 0 | 0 | 0 | 0 | 195.39 | 2365.99
WT_off | 0 | 0 | 0 | 0 | 0 | 0
PseudoUnit | 0 | 0 | 0 | 0 | 0 | 0
FixedInterchange | 0 | 0 | 0 | 0 | 0 | 0
#7 | Emission Cost ($million)
==== Emission Program: TitleIV_CAIRSO2 : (SO2) ====
Emission Cost by Reporting Type: Entergy
ReportingType | 2015 | 2020 | 2025 | 2030 | 2035 | 2040
BM | 0 | 0 | 0 | 0 | 0 | 0
CC | 0 | 0 | 0 | 0 | 0 | 0
CSP | 0 | 0 | 0 | 0 | 0 | 0
CT | 0 | 0 | 0 | 0 | 0 | 0
Coal | 26.11 | 0 | 0 | 0 | 0 | 0
Geo | 0 | 0 | 0 | 0 | 0 | 0
H | 0 | 0 | 0 | 0 | 0 | 0
LFG | 0 | 0 | 0 | 0 | 0 | 0
Nuc | 0 | 0 | 0 | 0 | 0 | 0
PS | 0 | 0 | 0 | 0 | 0 | 0
PV | 0 | 0 | 0 | 0 | 0 | 0
PeakG | 0 | 0 | 0 | 0 | 0 | 0
PeakO | 0 | 0 | 0 | 0 | 0 | 0
ST | 0 | 0 | 0 | 0 | 0 | 0
STOG | 0 | 0 | 0 | 0 | 0 | 0
STWD | 0 | 0 | 0 | 0 | 0 | 0
WT | 0 | 0 | 0 | 0 | 0 | 0
IGCC | 0 | 0 | 0 | 0 | 0 | 0
DemandResponse | 0 | 0 | 0 | 0 | 0 | 0
IGCC-CCS | 0 | 0 | 0 | 0 | 0 | 0
WT_off | 0 | 0 | 0 | 0 | 0 | 0
PseudoUnit | 0 | 0 | 0 | 0 | 0 | 0
FixedInterchange | 0 | 0 | 0 | 0 | 0 | 0
Emission Cost by Reporting Type: FRCC
ReportingType | 2015 | 2020 | 2025 | 2030 | 2035 | 2040
BM | 0 | 0 | 0 | 0 | 0 | 0
CC | 0 | 0 | 0 | 0 | 0 | 0
CSP | 0 | 0 | 0 | 0 | 0 | 0
CT | 0 | 0 | 0 | 0 | 0 | 0
Coal | 3.49 | 0 | 0 | 0 | 0 | 0
Geo | 0 | 0 | 0 | 0 | 0 | 0
H | 0 | 0 | 0 | 0 | 0 | 0
LFG | 0 | 0 | 0 | 0 | 0 | 0
Nuc | 0 | 0 | 0 | 0 | 0 | 0
PS | 0 | 0 | 0 | 0 | 0 | 0
PV | 0 | 0 | 0 | 0 | 0 | 0
PeakG | 0 | 0 | 0 | 0 | 0 | 0
PeakO | 0 | 0 | 0 | 0 | 0 | 0
ST | 0 | 0 | 0 | 0 | 0 | 0
STOG | 0 | 0 | 0 | 0 | 0 | 0
STWD | 0 | 0 | 0 | 0 | 0 | 0
WT | 0 | 0 | 0 | 0 | 0 | 0
IGCC | 0 | 0 | 0 | 0 | 0 | 0
DemandResponse | 0 | 0 | 0 | 0 | 0 | 0
IGCC-CCS | 0 | 0 | 0 | 0 | 0 | 0
WT_off | 0 | 0 | 0 | 0 | 0 | 0
PseudoUnit | 0 | 0 | 0 | 0 | 0 | 0
FixedInterchange | 0 | 0 | 0 | 0 | 0 | 0
Emission Cost by Reporting Type: MAPP_US
ReportingType | 2015 | 2020 | 2025 | 2030 | 2035 | 2040
BM | 0 | 0 | 0 | 0 | 0 | 0
CC | 0 | 0 | 0 | 0 | 0 | 0
CSP | 0 | 0 | 0 | 0 | 0 | 0
CT | 0 | 0 | 0 | 0 | 0 | 0
Coal | 0.86 | 0 | 0 | 0 | 0 | 0
Geo | 0 | 0 | 0 | 0 | 0 | 0
H | 0 | 0 | 0 | 0 | 0 | 0
LFG | 0 | 0 | 0 | 0 | 0 | 0
Nuc | 0 | 0 | 0 | 0 | 0 | 0
PS | 0 | 0 | 0 | 0 | 0 | 0
PV | 0 | 0 | 0 | 0 | 0 | 0
PeakG | 0 | 0 | 0 | 0 | 0 | 0
PeakO | 0 | 0 | 0 | 0 | 0 | 0
ST | 0 | 0 | 0 | 0 | 0 | 0
STOG | 0 | 0 | 0 | 0 | 0 | 0
STWD | 0 | 0 | 0 | 0 | 0 | 0
WT | 0 | 0 | 0 | 0 | 0 | 0
IGCC | 0 | 0 | 0 | 0 | 0 | 0
DemandResponse | 0 | 0 | 0 | 0 | 0 | 0
IGCC-CCS | 0 | 0 | 0 | 0 | 0 | 0
WT_off | 0 | 0 | 0 | 0 | 0 | 0
PseudoUnit | 0 | 0 | 0 | 0 | 0 | 0
FixedInterchange | 0 | 0 | 0 | 0 | 0 | 0
Emission Cost by Reporting Type: MISO_IN
ReportingType | 2015 | 2020 | 2025 | 2030 | 2035 | 2040
BM | 0 | 0 | 0 | 0 | 0 | 0
CC | 0 | 0 | 0 | 0 | 0 | 0
CSP | 0 | 0 | 0 | 0 | 0 | 0
CT | 0 | 0 | 0 | 0 | 0 | 0
Coal | 19.81 | 0 | 0 | 0 | 0 | 0
Geo | 0 | 0 | 0 | 0 | 0 | 0
H | 0 | 0 | 0 | 0 | 0 | 0
LFG | 0 | 0 | 0 | 0 | 0 | 0
Nuc | 0 | 0 | 0 | 0 | 0 | 0
PS | 0 | 0 | 0 | 0 | 0 | 0
PV | 0 | 0 | 0 | 0 | 0 | 0
PeakG | 0 | 0 | 0 | 0 | 0 | 0
PeakO | 0 | 0 | 0 | 0 | 0 | 0
ST | 0 | 0 | 0 | 0 | 0 | 0
STOG | 0 | 0 | 0 | 0 | 0 | 0
STWD | 0 | 0 | 0 | 0 | 0 | 0
WT | 0 | 0 | 0 | 0 | 0 | 0
IGCC | 0.16 | 0 | 0 | 0 | 0 | 0
DemandResponse | 0 | 0 | 0 | 0 | 0 | 0
IGCC-CCS | 0 | 0 | 0 | 0 | 0 | 0
WT_off | 0 | 0 | 0 | 0 | 0 | 0
PseudoUnit | 0 | 0 | 0 | 0 | 0 | 0
FixedInterchange | 0 | 0 | 0 | 0 | 0 | 0
Emission Cost by Reporting Type: MISO_MI
ReportingType | 2015 | 2020 | 2025 | 2030 | 2035 | 2040
BM | 0 | 0 | 0 | 0 | 0 | 0
CC | 0 | 0 | 0 | 0 | 0 | 0
CSP | 0 | 0 | 0 | 0 | 0 | 0
CT | 0 | 0 | 0 | 0 | 0 | 0
Coal | 10.55 | 0 | 0 | 0 | 0 | 0
Geo | 0 | 0 | 0 | 0 | 0 | 0
H | 0 | 0 | 0 | 0 | 0 | 0
LFG | 0 | 0 | 0 | 0 | 0 | 0
Nuc | 0 | 0 | 0 | 0 | 0 | 0
PS | 0 | 0 | 0 | 0 | 0 | 0
PV | 0 | 0 | 0 | 0 | 0 | 0
PeakG | 0 | 0 | 0 | 0 | 0 | 0
PeakO | 0 | 0 | 0 | 0 | 0 | 0
ST | 0 | 0 | 0 | 0 | 0 | 0
STOG | 0 | 0 | 0 | 0 | 0 | 0
STWD | 0 | 0 | 0 | 0 | 0 | 0
WT | 0 | 0 | 0 | 0 | 0 | 0
IGCC | 0 | 0 | 0 | 0 | 0 | 0
DemandResponse | 0 | 0 | 0 | 0 | 0 | 0
IGCC-CCS | 0 | 0 | 0 | 0 | 0 | 0
WT_off | 0 | 0 | 0 | 0 | 0 | 0
PseudoUnit | 0 | 0 | 0 | 0 | 0 | 0
FixedInterchange | 0 | 0 | 0 | 0 | 0 | 0
Emission Cost by Reporting Type: MISO_MO-IL
ReportingType | 2015 | 2020 | 2025 | 2030 | 2035 | 2040
BM | 0 | 0 | 0 | 0 | 0 | 0
CC | 0 | 0 | 0 | 0 | 0 | 0
CSP | 0 | 0 | 0 | 0 | 0 | 0
CT | 0 | 0 | 0 | 0 | 0 | 0
Coal | 31.09 | 0 | 0 | 0 | 0 | 0
Geo | 0 | 0 | 0 | 0 | 0 | 0
H | 0 | 0 | 0 | 0 | 0 | 0
LFG | 0 | 0 | 0 | 0 | 0 | 0
Nuc | 0 | 0 | 0 | 0 | 0 | 0
PS | 0 | 0 | 0 | 0 | 0 | 0
PV | 0 | 0 | 0 | 0 | 0 | 0
PeakG | 0 | 0 | 0 | 0 | 0 | 0
PeakO | 0 | 0 | 0 | 0 | 0 | 0
ST | 0 | 0 | 0 | 0 | 0 | 0
STOG | 0 | 0 | 0 | 0 | 0 | 0
STWD | 0 | 0 | 0 | 0 | 0 | 0
WT | 0 | 0 | 0 | 0 | 0 | 0
IGCC | 0 | 0 | 0 | 0 | 0 | 0
DemandResponse | 0 | 0 | 0 | 0 | 0 | 0
IGCC-CCS | 0 | 0 | 0 | 0 | 0 | 0
WT_off | 0 | 0 | 0 | 0 | 0 | 0
PseudoUnit | 0 | 0 | 0 | 0 | 0 | 0
FixedInterchange | 0 | 0 | 0 | 0 | 0 | 0
Emission Cost by Reporting Type: MISO_W
ReportingType | 2015 | 2020 | 2025 | 2030 | 2035 | 2040
BM | 0 | 0 | 0 | 0 | 0 | 0
CC | 0 | 0 | 0 | 0 | 0 | 0
CSP | 0 | 0 | 0 | 0 | 0 | 0
CT | 0 | 0 | 0 | 0 | 0 | 0
Coal | 16.28 | 0 | 0 | 0 | 0 | 0
Geo | 0 | 0 | 0 | 0 | 0 | 0
H | 0 | 0 | 0 | 0 | 0 | 0
LFG | 0 | 0 | 0 | 0 | 0 | 0
Nuc | 0 | 0 | 0 | 0 | 0 | 0
PS | 0 | 0 | 0 | 0 | 0 | 0
PV | 0 | 0 | 0 | 0 | 0 | 0
PeakG | 0 | 0 | 0 | 0 | 0 | 0
PeakO | 0 | 0 | 0 | 0 | 0 | 0
ST | 0 | 0 | 0 | 0 | 0 | 0
STOG | 0 | 0 | 0 | 0 | 0 | 0
STWD | 0 | 0 | 0 | 0 | 0 | 0
WT | 0 | 0 | 0 | 0 | 0 | 0
IGCC | 0 | 0 | 0 | 0 | 0 | 0
DemandResponse | 0 | 0 | 0 | 0 | 0 | 0
IGCC-CCS | 0 | 0 | 0 | 0 | 0 | 0
WT_off | 0 | 0 | 0 | 0 | 0 | 0
PseudoUnit | 0 | 0 | 0 | 0 | 0 | 0
FixedInterchange | 0 | 0 | 0 | 0 | 0 | 0
Emission Cost by Reporting Type: MISO_WUMS
ReportingType | 2015 | 2020 | 2025 | 2030 | 2035 | 2040
BM | 0 | 0 | 0 | 0 | 0 | 0
CC | 0 | 0 | 0 | 0 | 0 | 0
CSP | 0 | 0 | 0 | 0 | 0 | 0
CT | 0 | 0 | 0 | 0 | 0 | 0
Coal | 2.08 | 0 | 0 | 0 | 0 | 0
Geo | 0 | 0 | 0 | 0 | 0 | 0
H | 0 | 0 | 0 | 0 | 0 | 0
LFG | 0 | 0 | 0 | 0 | 0 | 0
Nuc | 0 | 0 | 0 | 0 | 0 | 0
PS | 0 | 0 | 0 | 0 | 0 | 0
PV | 0 | 0 | 0 | 0 | 0 | 0
PeakG | 0 | 0 | 0 | 0 | 0 | 0
PeakO | 0 | 0 | 0 | 0 | 0 | 0
ST | 0 | 0 | 0 | 0 | 0 | 0
STOG | 0 | 0 | 0 | 0 | 0 | 0
STWD | 0 | 0 | 0 | 0 | 0 | 0
WT | 0 | 0 | 0 | 0 | 0 | 0
IGCC | 0 | 0 | 0 | 0 | 0 | 0
DemandResponse | 0 | 0 | 0 | 0 | 0 | 0
IGCC-CCS | 0 | 0 | 0 | 0 | 0 | 0
WT_off | 0 | 0 | 0 | 0 | 0 | 0
PseudoUnit | 0 | 0 | 0 | 0 | 0 | 0
FixedInterchange | 0 | 0 | 0 | 0 | 0 | 0
Emission Cost by Reporting Type: Nebraska
ReportingType | 2015 | 2020 | 2025 | 2030 | 2035 | 2040
BM | 0 | 0 | 0 | 0 | 0 | 0
CC | 0 | 0 | 0 | 0 | 0 | 0
CSP | 0 | 0 | 0 | 0 | 0 | 0
CT | 0 | 0 | 0 | 0 | 0 | 0
Coal | 2.97 | 0 | 0 | 0 | 0 | 0
Geo | 0 | 0 | 0 | 0 | 0 | 0
H | 0 | 0 | 0 | 0 | 0 | 0
LFG | 0 | 0 | 0 | 0 | 0 | 0
Nuc | 0 | 0 | 0 | 0 | 0 | 0
PS | 0 | 0 | 0 | 0 | 0 | 0
PV | 0 | 0 | 0 | 0 | 0 | 0
PeakG | 0 | 0 | 0 | 0 | 0 | 0
PeakO | 0 | 0 | 0 | 0 | 0 | 0
ST | 0 | 0 | 0 | 0 | 0 | 0
STOG | 0 | 0 | 0 | 0 | 0 | 0
STWD | 0 | 0 | 0 | 0 | 0 | 0
WT | 0 | 0 | 0 | 0 | 0 | 0
IGCC | 0 | 0 | 0 | 0 | 0 | 0
DemandResponse | 0 | 0 | 0 | 0 | 0 | 0
IGCC-CCS | 0 | 0 | 0 | 0 | 0 | 0
WT_off | 0 | 0 | 0 | 0 | 0 | 0
PseudoUnit | 0 | 0 | 0 | 0 | 0 | 0
FixedInterchange | 0 | 0 | 0 | 0 | 0 | 0
Emission Cost by Reporting Type: NEISO
ReportingType | 2015 | 2020 | 2025 | 2030 | 2035 | 2040
BM | 0 | 0 | 0 | 0 | 0 | 0
CC | 0 | 0 | 0 | 0 | 0 | 0
CSP | 0 | 0 | 0 | 0 | 0 | 0
CT | 0 | 0 | 0 | 0 | 0 | 0
Coal | 0 | 0 | 0 | 0 | 0 | 0
Geo | 0 | 0 | 0 | 0 | 0 | 0
H | 0 | 0 | 0 | 0 | 0 | 0
LFG | 0 | 0 | 0 | 0 | 0 | 0
Nuc | 0 | 0 | 0 | 0 | 0 | 0
PS | 0 | 0 | 0 | 0 | 0 | 0
PV | 0 | 0 | 0 | 0 | 0 | 0
PeakG | 0 | 0 | 0 | 0 | 0 | 0
PeakO | 0 | 0 | 0 | 0 | 0 | 0
ST | 0 | 0 | 0 | 0 | 0 | 0
STOG | 0 | 0 | 0 | 0 | 0 | 0
STWD | 0 | 0 | 0 | 0 | 0 | 0
WT | 0 | 0 | 0 | 0 | 0 | 0
IGCC | 0 | 0 | 0 | 0 | 0 | 0
DemandResponse | 0 | 0 | 0 | 0 | 0 | 0
IGCC-CCS | 0 | 0 | 0 | 0 | 0 | 0
WT_off | 0 | 0 | 0 | 0 | 0 | 0
PseudoUnit | 0 | 0 | 0 | 0 | 0 | 0
FixedInterchange | 0 | 0 | 0 | 0 | 0 | 0
Emission Cost by Reporting Type: NonRTO_Midwest
ReportingType | 2015 | 2020 | 2025 | 2030 | 2035 | 2040
BM | 0 | 0 | 0 | 0 | 0 | 0
CC | 0 | 0 | 0 | 0 | 0 | 0
CSP | 0 | 0 | 0 | 0 | 0 | 0
CT | 0 | 0 | 0 | 0 | 0 | 0
Coal | 9.17 | 0 | 0 | 0 | 0 | 0
Geo | 0 | 0 | 0 | 0 | 0 | 0
H | 0 | 0 | 0 | 0 | 0 | 0
LFG | 0 | 0 | 0 | 0 | 0 | 0
Nuc | 0 | 0 | 0 | 0 | 0 | 0
PS | 0 | 0 | 0 | 0 | 0 | 0
PV | 0 | 0 | 0 | 0 | 0 | 0
PeakG | 0 | 0 | 0 | 0 | 0 | 0
PeakO | 0 | 0 | 0 | 0 | 0 | 0
ST | 0 | 0 | 0 | 0 | 0 | 0
STOG | 0 | 0 | 0 | 0 | 0 | 0
STWD | 0 | 0 | 0 | 0 | 0 | 0
WT | 0 | 0 | 0 | 0 | 0 | 0
IGCC | 0 | 0 | 0 | 0 | 0 | 0
DemandResponse | 0 | 0 | 0 | 0 | 0 | 0
IGCC-CCS | 0 | 0 | 0 | 0 | 0 | 0
WT_off | 0 | 0 | 0 | 0 | 0 | 0
PseudoUnit | 0 | 0 | 0 | 0 | 0 | 0
FixedInterchange | 0 | 0 | 0 | 0 | 0 | 0
Emission Cost by Reporting Type: NYISO_A-F
ReportingType | 2015 | 2020 | 2025 | 2030 | 2035 | 2040
BM | 0 | 0 | 0 | 0 | 0 | 0
CC | 0 | 0 | 0 | 0 | 0 | 0
CSP | 0 | 0 | 0 | 0 | 0 | 0
CT | 0 | 0 | 0 | 0 | 0 | 0
Coal | 0 | 0 | 0 | 0 | 0 | 0
Geo | 0 | 0 | 0 | 0 | 0 | 0
H | 0 | 0 | 0 | 0 | 0 | 0
LFG | 0 | 0 | 0 | 0 | 0 | 0
Nuc | 0 | 0 | 0 | 0 | 0 | 0
PS | 0 | 0 | 0 | 0 | 0 | 0
PV | 0 | 0 | 0 | 0 | 0 | 0
PeakG | 0 | 0 | 0 | 0 | 0 | 0
PeakO | 0 | 0 | 0 | 0 | 0 | 0
ST | 0 | 0 | 0 | 0 | 0 | 0
STOG | 0 | 0 | 0 | 0 | 0 | 0
STWD | 0 | 0 | 0 | 0 | 0 | 0
WT | 0 | 0 | 0 | 0 | 0 | 0
IGCC | 0 | 0 | 0 | 0 | 0 | 0
DemandResponse | 0 | 0 | 0 | 0 | 0 | 0
IGCC-CCS | 0 | 0 | 0 | 0 | 0 | 0
WT_off | 0 | 0 | 0 | 0 | 0 | 0
PseudoUnit | 0 | 0 | 0 | 0 | 0 | 0
FixedInterchange | 0 | 0 | 0 | 0 | 0 | 0
Emission Cost by Reporting Type: NYISO_G-I
ReportingType | 2015 | 2020 | 2025 | 2030 | 2035 | 2040
BM | 0 | 0 | 0 | 0 | 0 | 0
CC | 0 | 0 | 0 | 0 | 0 | 0
CSP | 0 | 0 | 0 | 0 | 0 | 0
CT | 0 | 0 | 0 | 0 | 0 | 0
Coal | 0 | 0 | 0 | 0 | 0 | 0
Geo | 0 | 0 | 0 | 0 | 0 | 0
H | 0 | 0 | 0 | 0 | 0 | 0
LFG | 0 | 0 | 0 | 0 | 0 | 0
Nuc | 0 | 0 | 0 | 0 | 0 | 0
PS | 0 | 0 | 0 | 0 | 0 | 0
PV | 0 | 0 | 0 | 0 | 0 | 0
PeakG | 0 | 0 | 0 | 0 | 0 | 0
PeakO | 0 | 0 | 0 | 0 | 0 | 0
ST | 0 | 0 | 0 | 0 | 0 | 0
STOG | 0 | 0 | 0 | 0 | 0 | 0
STWD | 0 | 0 | 0 | 0 | 0 | 0
WT | 0 | 0 | 0 | 0 | 0 | 0
IGCC | 0 | 0 | 0 | 0 | 0 | 0
DemandResponse | 0 | 0 | 0 | 0 | 0 | 0
IGCC-CCS | 0 | 0 | 0 | 0 | 0 | 0
WT_off | 0 | 0 | 0 | 0 | 0 | 0
PseudoUnit | 0 | 0 | 0 | 0 | 0 | 0
FixedInterchange | 0 | 0 | 0 | 0 | 0 | 0
Emission Cost by Reporting Type: NYISO_J-K
ReportingType | 2015 | 2020 | 2025 | 2030 | 2035 | 2040
BM | 0 | 0 | 0 | 0 | 0 | 0
CC | 0 | 0 | 0 | 0 | 0 | 0
CSP | 0 | 0 | 0 | 0 | 0 | 0
CT | 0 | 0 | 0 | 0 | 0 | 0
Coal | 0 | 0 | 0 | 0 | 0 | 0
Geo | 0 | 0 | 0 | 0 | 0 | 0
H | 0 | 0 | 0 | 0 | 0 | 0
LFG | 0 | 0 | 0 | 0 | 0 | 0
Nuc | 0 | 0 | 0 | 0 | 0 | 0
PS | 0 | 0 | 0 | 0 | 0 | 0
PV | 0 | 0 | 0 | 0 | 0 | 0
PeakG | 0 | 0 | 0 | 0 | 0 | 0
PeakO | 0 | 0 | 0 | 0 | 0 | 0
ST | 0 | 0 | 0 | 0 | 0 | 0
STOG | 0 | 0 | 0 | 0 | 0 | 0
STWD | 0 | 0 | 0 | 0 | 0 | 0
WT | 0 | 0 | 0 | 0 | 0 | 0
IGCC | 0 | 0 | 0 | 0 | 0 | 0
DemandResponse | 0 | 0 | 0 | 0 | 0 | 0
IGCC-CCS | 0 | 0 | 0 | 0 | 0 | 0
WT_off | 0 | 0 | 0 | 0 | 0 | 0
PseudoUnit | 0 | 0 | 0 | 0 | 0 | 0
FixedInterchange | 0 | 0 | 0 | 0 | 0 | 0
Emission Cost by Reporting Type: PJM_E
ReportingType | 2015 | 2020 | 2025 | 2030 | 2035 | 2040
BM | 0 | 0 | 0 | 0 | 0 | 0
CC | 0 | 0 | 0 | 0 | 0 | 0
CSP | 0 | 0 | 0 | 0 | 0 | 0
CT | 0 | 0 | 0 | 0 | 0 | 0
Coal | 0.03 | 0 | 0 | 0 | 0 | 0
Geo | 0 | 0 | 0 | 0 | 0 | 0
H | 0 | 0 | 0 | 0 | 0 | 0
LFG | 0 | 0 | 0 | 0 | 0 | 0
Nuc | 0 | 0 | 0 | 0 | 0 | 0
PS | 0 | 0 | 0 | 0 | 0 | 0
PV | 0 | 0 | 0 | 0 | 0 | 0
PeakG | 0 | 0 | 0 | 0 | 0 | 0
PeakO | 0 | 0 | 0 | 0 | 0 | 0
ST | 0 | 0 | 0 | 0 | 0 | 0
STOG | 0 | 0 | 0 | 0 | 0 | 0
STWD | 0 | 0 | 0 | 0 | 0 | 0
WT | 0 | 0 | 0 | 0 | 0 | 0
IGCC | 0 | 0 | 0 | 0 | 0 | 0
DemandResponse | 0 | 0 | 0 | 0 | 0 | 0
IGCC-CCS | 0 | 0 | 0 | 0 | 0 | 0
WT_off | 0 | 0 | 0 | 0 | 0 | 0
PseudoUnit | 0 | 0 | 0 | 0 | 0 | 0
FixedInterchange | 0 | 0 | 0 | 0 | 0 | 0
Emission Cost by Reporting Type: PJM_ROM
ReportingType | 2015 | 2020 | 2025 | 2030 | 2035 | 2040
BM | 0 | 0 | 0 | 0 | 0 | 0
CC | 0 | 0 | 0 | 0 | 0 | 0
CSP | 0 | 0 | 0 | 0 | 0 | 0
CT | 0 | 0 | 0 | 0 | 0 | 0
Coal | 13 | 0 | 0 | 0 | 0 | 0
Geo | 0 | 0 | 0 | 0 | 0 | 0
H | 0 | 0 | 0 | 0 | 0 | 0
LFG | 0 | 0 | 0 | 0 | 0 | 0
Nuc | 0 | 0 | 0 | 0 | 0 | 0
PS | 0 | 0 | 0 | 0 | 0 | 0
PV | 0 | 0 | 0 | 0 | 0 | 0
PeakG | 0 | 0 | 0 | 0 | 0 | 0
PeakO | 0 | 0 | 0 | 0 | 0 | 0
ST | 0 | 0 | 0 | 0 | 0 | 0
STOG | 0 | 0 | 0 | 0 | 0 | 0
STWD | 0 | 0 | 0 | 0 | 0 | 0
WT | 0 | 0 | 0 | 0 | 0 | 0
IGCC | 0 | 0 | 0 | 0 | 0 | 0
DemandResponse | 0 | 0 | 0 | 0 | 0 | 0
IGCC-CCS | 0 | 0 | 0 | 0 | 0 | 0
WT_off | 0 | 0 | 0 | 0 | 0 | 0
PseudoUnit | 0 | 0 | 0 | 0 | 0 | 0
FixedInterchange | 0 | 0 | 0 | 0 | 0 | 0
Emission Cost by Reporting Type: PJM_ROR
ReportingType | 2015 | 2020 | 2025 | 2030 | 2035 | 2040
BM | 0 | 0 | 0 | 0 | 0 | 0
CC | 0 | 0 | 0 | 0 | 0 | 0
CSP | 0 | 0 | 0 | 0 | 0 | 0
CT | 0 | 0 | 0 | 0 | 0 | 0
Coal | 77.28 | 0 | 0 | 0 | 0 | 0
Geo | 0 | 0 | 0 | 0 | 0 | 0
H | 0 | 0 | 0 | 0 | 0 | 0
LFG | 0 | 0 | 0 | 0 | 0 | 0
Nuc | 0 | 0 | 0 | 0 | 0 | 0
PS | 0 | 0 | 0 | 0 | 0 | 0
PV | 0 | 0 | 0 | 0 | 0 | 0
PeakG | 0 | 0 | 0 | 0 | 0 | 0
PeakO | 0 | 0 | 0 | 0 | 0 | 0
ST | 0 | 0 | 0 | 0 | 0 | 0
STOG | 0 | 0 | 0 | 0 | 0 | 0
STWD | 0 | 0 | 0 | 0 | 0 | 0
WT | 0 | 0 | 0 | 0 | 0 | 0
IGCC | 0 | 0 | 0 | 0 | 0 | 0
DemandResponse | 0 | 0 | 0 | 0 | 0 | 0
IGCC-CCS | 0 | 0 | 0 | 0 | 0 | 0
WT_off | 0 | 0 | 0 | 0 | 0 | 0
PseudoUnit | 0 | 0 | 0 | 0 | 0 | 0
FixedInterchange | 0 | 0 | 0 | 0 | 0 | 0
Emission Cost by Reporting Type: SOCO
ReportingType | 2015 | 2020 | 2025 | 2030 | 2035 | 2040
BM | 0 | 0 | 0 | 0 | 0 | 0
CC | 0 | 0 | 0 | 0 | 0 | 0
CSP | 0 | 0 | 0 | 0 | 0 | 0
CT | 0 | 0 | 0 | 0 | 0 | 0
Coal | 18.3 | 0 | 0 | 0 | 0 | 0
Geo | 0 | 0 | 0 | 0 | 0 | 0
H | 0 | 0 | 0 | 0 | 0 | 0
LFG | 0 | 0 | 0 | 0 | 0 | 0
Nuc | 0 | 0 | 0 | 0 | 0 | 0
PS | 0 | 0 | 0 | 0 | 0 | 0
PV | 0 | 0 | 0 | 0 | 0 | 0
PeakG | 0 | 0 | 0 | 0 | 0 | 0
PeakO | 0 | 0 | 0 | 0 | 0 | 0
ST | 0 | 0 | 0 | 0 | 0 | 0
STOG | 0 | 0 | 0 | 0 | 0 | 0
STWD | 0 | 0 | 0 | 0 | 0 | 0
WT | 0 | 0 | 0 | 0 | 0 | 0
IGCC | 0 | 0 | 0 | 0 | 0 | 0
DemandResponse | 0 | 0 | 0 | 0 | 0 | 0
IGCC-CCS | 0 | 0 | 0 | 0 | 0 | 0
WT_off | 0 | 0 | 0 | 0 | 0 | 0
PseudoUnit | 0 | 0 | 0 | 0 | 0 | 0
FixedInterchange | 0 | 0 | 0 | 0 | 0 | 0
Emission Cost by Reporting Type: SPP_N
ReportingType | 2015 | 2020 | 2025 | 2030 | 2035 | 2040
BM | 0 | 0 | 0 | 0 | 0 | 0
CC | 0 | 0 | 0 | 0 | 0 | 0
CSP | 0 | 0 | 0 | 0 | 0 | 0
CT | 0 | 0 | 0 | 0 | 0 | 0
Coal | 3.94 | 0 | 0 | 0 | 0 | 0
Geo | 0 | 0 | 0 | 0 | 0 | 0
H | 0 | 0 | 0 | 0 | 0 | 0
LFG | 0 | 0 | 0 | 0 | 0 | 0
Nuc | 0 | 0 | 0 | 0 | 0 | 0
PS | 0 | 0 | 0 | 0 | 0 | 0
PV | 0 | 0 | 0 | 0 | 0 | 0
PeakG | 0 | 0 | 0 | 0 | 0 | 0
PeakO | 0 | 0 | 0 | 0 | 0 | 0
ST | 0 | 0 | 0 | 0 | 0 | 0
STOG | 0 | 0 | 0 | 0 | 0 | 0
STWD | 0 | 0 | 0 | 0 | 0 | 0
WT | 0 | 0 | 0 | 0 | 0 | 0
IGCC | 0 | 0 | 0 | 0 | 0 | 0
DemandResponse | 0 | 0 | 0 | 0 | 0 | 0
IGCC-CCS | 0 | 0 | 0 | 0 | 0 | 0
WT_off | 0 | 0 | 0 | 0 | 0 | 0
PseudoUnit | 0 | 0 | 0 | 0 | 0 | 0
FixedInterchange | 0 | 0 | 0 | 0 | 0 | 0
Emission Cost by Reporting Type: SPP_S
ReportingType | 2015 | 2020 | 2025 | 2030 | 2035 | 2040
BM | 0 | 0 | 0 | 0 | 0 | 0
CC | 0 | 0 | 0 | 0 | 0 | 0
CSP | 0 | 0 | 0 | 0 | 0 | 0
CT | 0 | 0 | 0 | 0 | 0 | 0
Coal | 13.68 | 0 | 0 | 0 | 0 | 0
Geo | 0 | 0 | 0 | 0 | 0 | 0
H | 0 | 0 | 0 | 0 | 0 | 0
LFG | 0 | 0 | 0 | 0 | 0 | 0
Nuc | 0 | 0 | 0 | 0 | 0 | 0
PS | 0 | 0 | 0 | 0 | 0 | 0
PV | 0 | 0 | 0 | 0 | 0 | 0
PeakG | 0 | 0 | 0 | 0 | 0 | 0
PeakO | 0 | 0 | 0 | 0 | 0 | 0
ST | 0 | 0 | 0 | 0 | 0 | 0
STOG | 0 | 0 | 0 | 0 | 0 | 0
STWD | 0 | 0 | 0 | 0 | 0 | 0
WT | 0 | 0 | 0 | 0 | 0 | 0
IGCC | 0 | 0 | 0 | 0 | 0 | 0
DemandResponse | 0 | 0 | 0 | 0 | 0 | 0
IGCC-CCS | 0 | 0 | 0 | 0 | 0 | 0
WT_off | 0 | 0 | 0 | 0 | 0 | 0
PseudoUnit | 0 | 0 | 0 | 0 | 0 | 0
FixedInterchange | 0 | 0 | 0 | 0 | 0 | 0
Emission Cost by Reporting Type: TVA
ReportingType | 2015 | 2020 | 2025 | 2030 | 2035 | 2040
BM | 0 | 0 | 0 | 0 | 0 | 0
CC | 0 | 0 | 0 | 0 | 0 | 0
CSP | 0 | 0 | 0 | 0 | 0 | 0
CT | 0 | 0 | 0 | 0 | 0 | 0
Coal | 18.14 | 0 | 0 | 0 | 0 | 0
Geo | 0 | 0 | 0 | 0 | 0 | 0
H | 0 | 0 | 0 | 0 | 0 | 0
LFG | 0 | 0 | 0 | 0 | 0 | 0
Nuc | 0 | 0 | 0 | 0 | 0 | 0
PS | 0 | 0 | 0 | 0 | 0 | 0
PV | 0 | 0 | 0 | 0 | 0 | 0
PeakG | 0 | 0 | 0 | 0 | 0 | 0
PeakO | 0 | 0 | 0 | 0 | 0 | 0
ST | 0 | 0 | 0 | 0 | 0 | 0
STOG | 0 | 0 | 0 | 0 | 0 | 0
STWD | 0 | 0 | 0 | 0 | 0 | 0
WT | 0 | 0 | 0 | 0 | 0 | 0
IGCC | 0 | 0 | 0 | 0 | 0 | 0
DemandResponse | 0 | 0 | 0 | 0 | 0 | 0
IGCC-CCS | 0 | 0 | 0 | 0 | 0 | 0
WT_off | 0 | 0 | 0 | 0 | 0 | 0
PseudoUnit | 0 | 0 | 0 | 0 | 0 | 0
FixedInterchange | 0 | 0 | 0 | 0 | 0 | 0
Emission Cost by Reporting Type: TVA_Transmission
ReportingType | 2015 | 2020 | 2025 | 2030 | 2035 | 2040
BM | 0 | 0 | 0 | 0 | 0 | 0
CC | 0 | 0 | 0 | 0 | 0 | 0
CSP | 0 | 0 | 0 | 0 | 0 | 0
CT | 0 | 0 | 0 | 0 | 0 | 0
Coal | 0 | 0 | 0 | 0 | 0 | 0
Geo | 0 | 0 | 0 | 0 | 0 | 0
H | 0 | 0 | 0 | 0 | 0 | 0
LFG | 0 | 0 | 0 | 0 | 0 | 0
Nuc | 0 | 0 | 0 | 0 | 0 | 0
PS | 0 | 0 | 0 | 0 | 0 | 0
PV | 0 | 0 | 0 | 0 | 0 | 0
PeakG | 0 | 0 | 0 | 0 | 0 | 0
PeakO | 0 | 0 | 0 | 0 | 0 | 0
ST | 0 | 0 | 0 | 0 | 0 | 0
STOG | 0 | 0 | 0 | 0 | 0 | 0
STWD | 0 | 0 | 0 | 0 | 0 | 0
WT | 0 | 0 | 0 | 0 | 0 | 0
IGCC | 0 | 0 | 0 | 0 | 0 | 0
DemandResponse | 0 | 0 | 0 | 0 | 0 | 0
IGCC-CCS | 0 | 0 | 0 | 0 | 0 | 0
WT_off | 0 | 0 | 0 | 0 | 0 | 0
PseudoUnit | 0 | 0 | 0 | 0 | 0 | 0
FixedInterchange | 0 | 0 | 0 | 0 | 0 | 0
Emission Cost by Reporting Type: VACAR
ReportingType | 2015 | 2020 | 2025 | 2030 | 2035 | 2040
BM | 0 | 0 | 0 | 0 | 0 | 0
CC | 0 | 0 | 0 | 0 | 0 | 0
CSP | 0 | 0 | 0 | 0 | 0 | 0
CT | 0 | 0 | 0 | 0 | 0 | 0
Coal | 0.71 | 0 | 0 | 0 | 0 | 0
Geo | 0 | 0 | 0 | 0 | 0 | 0
H | 0 | 0 | 0 | 0 | 0 | 0
LFG | 0 | 0 | 0 | 0 | 0 | 0
Nuc | 0 | 0 | 0 | 0 | 0 | 0
PS | 0 | 0 | 0 | 0 | 0 | 0
PV | 0 | 0 | 0 | 0 | 0 | 0
PeakG | 0 | 0 | 0 | 0 | 0 | 0
PeakO | 0 | 0 | 0 | 0 | 0 | 0
ST | 0 | 0 | 0 | 0 | 0 | 0
STOG | 0 | 0 | 0 | 0 | 0 | 0
STWD | 0 | 0 | 0 | 0 | 0 | 0
WT | 0 | 0 | 0 | 0 | 0 | 0
IGCC | 0 | 0 | 0 | 0 | 0 | 0
DemandResponse | 0 | 0 | 0 | 0 | 0 | 0
IGCC-CCS | 0 | 0 | 0 | 0 | 0 | 0
WT_off | 0 | 0 | 0 | 0 | 0 | 0
PseudoUnit | 0 | 0 | 0 | 0 | 0 | 0
FixedInterchange | 0 | 0 | 0 | 0 | 0 | 0
Emission Cost by Reporting Type: IESO
ReportingType | 2015 | 2020 | 2025 | 2030 | 2035 | 2040
BM | 0 | 0 | 0 | 0 | 0 | 0
CC | 0 | 0 | 0 | 0 | 0 | 0
CSP | 0 | 0 | 0 | 0 | 0 | 0
CT | 0 | 0 | 0 | 0 | 0 | 0
Coal | 0 | 0 | 0 | 0 | 0 | 0
Geo | 0 | 0 | 0 | 0 | 0 | 0
H | 0 | 0 | 0 | 0 | 0 | 0
LFG | 0 | 0 | 0 | 0 | 0 | 0
Nuc | 0 | 0 | 0 | 0 | 0 | 0
PS | 0 | 0 | 0 | 0 | 0 | 0
PV | 0 | 0 | 0 | 0 | 0 | 0
PeakG | 0 | 0 | 0 | 0 | 0 | 0
PeakO | 0 | 0 | 0 | 0 | 0 | 0
ST | 0 | 0 | 0 | 0 | 0 | 0
STOG | 0 | 0 | 0 | 0 | 0 | 0
STWD | 0 | 0 | 0 | 0 | 0 | 0
WT | 0 | 0 | 0 | 0 | 0 | 0
IGCC | 0 | 0 | 0 | 0 | 0 | 0
DemandResponse | 0 | 0 | 0 | 0 | 0 | 0
IGCC-CCS | 0 | 0 | 0 | 0 | 0 | 0
WT_off | 0 | 0 | 0 | 0 | 0 | 0
PseudoUnit | 0 | 0 | 0 | 0 | 0 | 0
FixedInterchange | 0 | 0 | 0 | 0 | 0 | 0
Emission Cost by Reporting Type: MAPP_CA
ReportingType | 2015 | 2020 | 2025 | 2030 | 2035 | 2040
BM | 0 | 0 | 0 | 0 | 0 | 0
CC | 0 | 0 | 0 | 0 | 0 | 0
CSP | 0 | 0 | 0 | 0 | 0 | 0
CT | 0 | 0 | 0 | 0 | 0 | 0
Coal | 0 | 0 | 0 | 0 | 0 | 0
Geo | 0 | 0 | 0 | 0 | 0 | 0
H | 0 | 0 | 0 | 0 | 0 | 0
LFG | 0 | 0 | 0 | 0 | 0 | 0
Nuc | 0 | 0 | 0 | 0 | 0 | 0
PS | 0 | 0 | 0 | 0 | 0 | 0
PV | 0 | 0 | 0 | 0 | 0 | 0
PeakG | 0 | 0 | 0 | 0 | 0 | 0
PeakO | 0 | 0 | 0 | 0 | 0 | 0
ST | 0 | 0 | 0 | 0 | 0 | 0
STOG | 0 | 0 | 0 | 0 | 0 | 0
STWD | 0 | 0 | 0 | 0 | 0 | 0
WT | 0 | 0 | 0 | 0 | 0 | 0
IGCC | 0 | 0 | 0 | 0 | 0 | 0
DemandResponse | 0 | 0 | 0 | 0 | 0 | 0
IGCC-CCS | 0 | 0 | 0 | 0 | 0 | 0
WT_off | 0 | 0 | 0 | 0 | 0 | 0
PseudoUnit | 0 | 0 | 0 | 0 | 0 | 0
FixedInterchange | 0 | 0 | 0 | 0 | 0 | 0
Emission Cost by Reporting Type: AZ_NM_SNV_Coal
ReportingType | 2015 | 2020 | 2025 | 2030 | 2035 | 2040
BM | 0 | 0 | 0 | 0 | 0 | 0
CC | 0 | 0 | 0 | 0 | 0 | 0
CSP | 0 | 0 | 0 | 0 | 0 | 0
CT | 0 | 0 | 0 | 0 | 0 | 0
Coal | 0.66 | 0 | 0 | 0 | 0 | 0
Geo | 0 | 0 | 0 | 0 | 0 | 0
H | 0 | 0 | 0 | 0 | 0 | 0
LFG | 0 | 0 | 0 | 0 | 0 | 0
Nuc | 0 | 0 | 0 | 0 | 0 | 0
PS | 0 | 0 | 0 | 0 | 0 | 0
PV | 0 | 0 | 0 | 0 | 0 | 0
PeakG | 0 | 0 | 0 | 0 | 0 | 0
PeakO | 0 | 0 | 0 | 0 | 0 | 0
ST | 0 | 0 | 0 | 0 | 0 | 0
STOG | 0 | 0 | 0 | 0 | 0 | 0
STWD | 0 | 0 | 0 | 0 | 0 | 0
WT | 0 | 0 | 0 | 0 | 0 | 0
IGCC | 0 | 0 | 0 | 0 | 0 | 0
DemandResponse | 0 | 0 | 0 | 0 | 0 | 0
IGCC-CCS | 0 | 0 | 0 | 0 | 0 | 0
WT_off | 0 | 0 | 0 | 0 | 0 | 0
PseudoUnit | 0 | 0 | 0 | 0 | 0 | 0
FixedInterchange | 0 | 0 | 0 | 0 | 0 | 0
Emission Cost by Reporting Type: AZ_NM_SNV_Gas
ReportingType | 2015 | 2020 | 2025 | 2030 | 2035 | 2040
BM | 0 | 0 | 0 | 0 | 0 | 0
CC | 0 | 0 | 0 | 0 | 0 | 0
CSP | 0 | 0 | 0 | 0 | 0 | 0
CT | 0 | 0 | 0 | 0 | 0 | 0
Coal | 0 | 0 | 0 | 0 | 0 | 0
Geo | 0 | 0 | 0 | 0 | 0 | 0
H | 0 | 0 | 0 | 0 | 0 | 0
LFG | 0 | 0 | 0 | 0 | 0 | 0
Nuc | 0 | 0 | 0 | 0 | 0 | 0
PS | 0 | 0 | 0 | 0 | 0 | 0
PV | 0 | 0 | 0 | 0 | 0 | 0
PeakG | 0 | 0 | 0 | 0 | 0 | 0
PeakO | 0 | 0 | 0 | 0 | 0 | 0
ST | 0 | 0 | 0 | 0 | 0 | 0
STOG | 0 | 0 | 0 | 0 | 0 | 0
STWD | 0 | 0 | 0 | 0 | 0 | 0
WT | 0 | 0 | 0 | 0 | 0 | 0
IGCC | 0 | 0 | 0 | 0 | 0 | 0
DemandResponse | 0 | 0 | 0 | 0 | 0 | 0
IGCC-CCS | 0 | 0 | 0 | 0 | 0 | 0
WT_off | 0 | 0 | 0 | 0 | 0 | 0
PseudoUnit | 0 | 0 | 0 | 0 | 0 | 0
FixedInterchange | 0 | 0 | 0 | 0 | 0 | 0
Emission Cost by Reporting Type: AZ_NM_SNV_NucRenew
ReportingType | 2015 | 2020 | 2025 | 2030 | 2035 | 2040
BM | 0 | 0 | 0 | 0 | 0 | 0
CC | 0 | 0 | 0 | 0 | 0 | 0
CSP | 0 | 0 | 0 | 0 | 0 | 0
CT | 0 | 0 | 0 | 0 | 0 | 0
Coal | 0 | 0 | 0 | 0 | 0 | 0
Geo | 0 | 0 | 0 | 0 | 0 | 0
H | 0 | 0 | 0 | 0 | 0 | 0
LFG | 0 | 0 | 0 | 0 | 0 | 0
Nuc | 0 | 0 | 0 | 0 | 0 | 0
PS | 0 | 0 | 0 | 0 | 0 | 0
PV | 0 | 0 | 0 | 0 | 0 | 0
PeakG | 0 | 0 | 0 | 0 | 0 | 0
PeakO | 0 | 0 | 0 | 0 | 0 | 0
ST | 0 | 0 | 0 | 0 | 0 | 0
STOG | 0 | 0 | 0 | 0 | 0 | 0
STWD | 0 | 0 | 0 | 0 | 0 | 0
WT | 0 | 0 | 0 | 0 | 0 | 0
IGCC | 0 | 0 | 0 | 0 | 0 | 0
DemandResponse | 0 | 0 | 0 | 0 | 0 | 0
IGCC-CCS | 0 | 0 | 0 | 0 | 0 | 0
WT_off | 0 | 0 | 0 | 0 | 0 | 0
PseudoUnit | 0 | 0 | 0 | 0 | 0 | 0
FixedInterchange | 0 | 0 | 0 | 0 | 0 | 0
Emission Cost by Reporting Type: ERCOT
ReportingType | 2015 | 2020 | 2025 | 2030 | 2035 | 2040
BM | 0 | 0 | 0 | 0 | 0 | 0
CC | 0 | 0 | 0 | 0 | 0 | 0
CSP | 0 | 0 | 0 | 0 | 0 | 0
CT | 0 | 0 | 0 | 0 | 0 | 0
Coal | 4.13 | 0 | 0 | 0 | 0 | 0
Geo | 0 | 0 | 0 | 0 | 0 | 0
H | 0 | 0 | 0 | 0 | 0 | 0
LFG | 0 | 0 | 0 | 0 | 0 | 0
Nuc | 0 | 0 | 0 | 0 | 0 | 0
PS | 0 | 0 | 0 | 0 | 0 | 0
PV | 0 | 0 | 0 | 0 | 0 | 0
PeakG | 0 | 0 | 0 | 0 | 0 | 0
PeakO | 0 | 0 | 0 | 0 | 0 | 0
ST | 0 | 0 | 0 | 0 | 0 | 0
STOG | 0 | 0 | 0 | 0 | 0 | 0
STWD | 0 | 0 | 0 | 0 | 0 | 0
WT | 0 | 0 | 0 | 0 | 0 | 0
IGCC | 0 | 0 | 0 | 0 | 0 | 0
DemandResponse | 0 | 0 | 0 | 0 | 0 | 0
IGCC-CCS | 0 | 0 | 0 | 0 | 0 | 0
WT_off | 0 | 0 | 0 | 0 | 0 | 0
PseudoUnit | 0 | 0 | 0 | 0 | 0 | 0
FixedInterchange | 0 | 0 | 0 | 0 | 0 | 0
Emission Cost by Reporting Type: NP15
ReportingType | 2015 | 2020 | 2025 | 2030 | 2035 | 2040
BM | 0 | 0 | 0 | 0 | 0 | 0
CC | 0 | 0 | 0 | 0 | 0 | 0
CSP | 0 | 0 | 0 | 0 | 0 | 0
CT | 0 | 0 | 0 | 0 | 0 | 0
Coal | 0 | 0 | 0 | 0 | 0 | 0
Geo | 0 | 0 | 0 | 0 | 0 | 0
H | 0 | 0 | 0 | 0 | 0 | 0
LFG | 0 | 0 | 0 | 0 | 0 | 0
Nuc | 0 | 0 | 0 | 0 | 0 | 0
PS | 0 | 0 | 0 | 0 | 0 | 0
PV | 0 | 0 | 0 | 0 | 0 | 0
PeakG | 0 | 0 | 0 | 0 | 0 | 0
PeakO | 0 | 0 | 0 | 0 | 0 | 0
ST | 0 | 0 | 0 | 0 | 0 | 0
STOG | 0 | 0 | 0 | 0 | 0 | 0
STWD | 0 | 0 | 0 | 0 | 0 | 0
WT | 0 | 0 | 0 | 0 | 0 | 0
IGCC | 0 | 0 | 0 | 0 | 0 | 0
DemandResponse | 0 | 0 | 0 | 0 | 0 | 0
IGCC-CCS | 0 | 0 | 0 | 0 | 0 | 0
WT_off | 0 | 0 | 0 | 0 | 0 | 0
PseudoUnit | 0 | 0 | 0 | 0 | 0 | 0
FixedInterchange | 0 | 0 | 0 | 0 | 0 | 0
Emission Cost by Reporting Type: NWPP_Coal
ReportingType | 2015 | 2020 | 2025 | 2030 | 2035 | 2040
BM | 0 | 0 | 0 | 0 | 0 | 0
CC | 0 | 0 | 0 | 0 | 0 | 0
CSP | 0 | 0 | 0 | 0 | 0 | 0
CT | 0 | 0 | 0 | 0 | 0 | 0
Coal | 2.28 | 0 | 0 | 0 | 0 | 0
Geo | 0 | 0 | 0 | 0 | 0 | 0
H | 0 | 0 | 0 | 0 | 0 | 0
LFG | 0 | 0 | 0 | 0 | 0 | 0
Nuc | 0 | 0 | 0 | 0 | 0 | 0
PS | 0 | 0 | 0 | 0 | 0 | 0
PV | 0 | 0 | 0 | 0 | 0 | 0
PeakG | 0 | 0 | 0 | 0 | 0 | 0
PeakO | 0 | 0 | 0 | 0 | 0 | 0
ST | 0 | 0 | 0 | 0 | 0 | 0
STOG | 0 | 0 | 0 | 0 | 0 | 0
STWD | 0 | 0 | 0 | 0 | 0 | 0
WT | 0 | 0 | 0 | 0 | 0 | 0
IGCC | 0 | 0 | 0 | 0 | 0 | 0
DemandResponse | 0 | 0 | 0 | 0 | 0 | 0
IGCC-CCS | 0 | 0 | 0 | 0 | 0 | 0
WT_off | 0 | 0 | 0 | 0 | 0 | 0
PseudoUnit | 0 | 0 | 0 | 0 | 0 | 0
FixedInterchange | 0 | 0 | 0 | 0 | 0 | 0
Emission Cost by Reporting Type: NWPP_Gas
ReportingType | 2015 | 2020 | 2025 | 2030 | 2035 | 2040
BM | 0 | 0 | 0 | 0 | 0 | 0
CC | 0 | 0 | 0 | 0 | 0 | 0
CSP | 0 | 0 | 0 | 0 | 0 | 0
CT | 0 | 0 | 0 | 0 | 0 | 0
Coal | 0 | 0 | 0 | 0 | 0 | 0
Geo | 0 | 0 | 0 | 0 | 0 | 0
H | 0 | 0 | 0 | 0 | 0 | 0
LFG | 0 | 0 | 0 | 0 | 0 | 0
Nuc | 0 | 0 | 0 | 0 | 0 | 0
PS | 0 | 0 | 0 | 0 | 0 | 0
PV | 0 | 0 | 0 | 0 | 0 | 0
PeakG | 0 | 0 | 0 | 0 | 0 | 0
PeakO | 0 | 0 | 0 | 0 | 0 | 0
ST | 0 | 0 | 0 | 0 | 0 | 0
STOG | 0 | 0 | 0 | 0 | 0 | 0
STWD | 0 | 0 | 0 | 0 | 0 | 0
WT | 0 | 0 | 0 | 0 | 0 | 0
IGCC | 0 | 0 | 0 | 0 | 0 | 0
DemandResponse | 0 | 0 | 0 | 0 | 0 | 0
IGCC-CCS | 0 | 0 | 0 | 0 | 0 | 0
WT_off | 0 | 0 | 0 | 0 | 0 | 0
PseudoUnit | 0 | 0 | 0 | 0 | 0 | 0
FixedInterchange | 0 | 0 | 0 | 0 | 0 | 0
Emission Cost by Reporting Type: NWPP_NucRenew
ReportingType | 2015 | 2020 | 2025 | 2030 | 2035 | 2040
BM | 0 | 0 | 0 | 0 | 0 | 0
CC | 0 | 0 | 0 | 0 | 0 | 0
CSP | 0 | 0 | 0 | 0 | 0 | 0
CT | 0 | 0 | 0 | 0 | 0 | 0
Coal | 0 | 0 | 0 | 0 | 0 | 0
Geo | 0 | 0 | 0 | 0 | 0 | 0
H | 0 | 0 | 0 | 0 | 0 | 0
LFG | 0 | 0 | 0 | 0 | 0 | 0
Nuc | 0 | 0 | 0 | 0 | 0 | 0
PS | 0 | 0 | 0 | 0 | 0 | 0
PV | 0 | 0 | 0 | 0 | 0 | 0
PeakG | 0 | 0 | 0 | 0 | 0 | 0
PeakO | 0 | 0 | 0 | 0 | 0 | 0
ST | 0 | 0 | 0 | 0 | 0 | 0
STOG | 0 | 0 | 0 | 0 | 0 | 0
STWD | 0 | 0 | 0 | 0 | 0 | 0
WT | 0 | 0 | 0 | 0 | 0 | 0
IGCC | 0 | 0 | 0 | 0 | 0 | 0
DemandResponse | 0 | 0 | 0 | 0 | 0 | 0
IGCC-CCS | 0 | 0 | 0 | 0 | 0 | 0
WT_off | 0 | 0 | 0 | 0 | 0 | 0
PseudoUnit | 0 | 0 | 0 | 0 | 0 | 0
FixedInterchange | 0 | 0 | 0 | 0 | 0 | 0
Emission Cost by Reporting Type: RMPA
ReportingType | 2015 | 2020 | 2025 | 2030 | 2035 | 2040
BM | 0 | 0 | 0 | 0 | 0 | 0
CC | 0 | 0 | 0 | 0 | 0 | 0
CSP | 0 | 0 | 0 | 0 | 0 | 0
CT | 0 | 0 | 0 | 0 | 0 | 0
Coal | 1.59 | 0 | 0 | 0 | 0 | 0
Geo | 0 | 0 | 0 | 0 | 0 | 0
H | 0 | 0 | 0 | 0 | 0 | 0
LFG | 0 | 0 | 0 | 0 | 0 | 0
Nuc | 0 | 0 | 0 | 0 | 0 | 0
PS | 0 | 0 | 0 | 0 | 0 | 0
PV | 0 | 0 | 0 | 0 | 0 | 0
PeakG | 0 | 0 | 0 | 0 | 0 | 0
PeakO | 0 | 0 | 0 | 0 | 0 | 0
ST | 0 | 0 | 0 | 0 | 0 | 0
STOG | 0 | 0 | 0 | 0 | 0 | 0
STWD | 0 | 0 | 0 | 0 | 0 | 0
WT | 0 | 0 | 0 | 0 | 0 | 0
IGCC | 0 | 0 | 0 | 0 | 0 | 0
DemandResponse | 0 | 0 | 0 | 0 | 0 | 0
IGCC-CCS | 0 | 0 | 0 | 0 | 0 | 0
WT_off | 0 | 0 | 0 | 0 | 0 | 0
PseudoUnit | 0 | 0 | 0 | 0 | 0 | 0
FixedInterchange | 0 | 0 | 0 | 0 | 0 | 0
Emission Cost by Reporting Type: SP15
ReportingType | 2015 | 2020 | 2025 | 2030 | 2035 | 2040
BM | 0 | 0 | 0 | 0 | 0 | 0
CC | 0 | 0 | 0 | 0 | 0 | 0
CSP | 0 | 0 | 0 | 0 | 0 | 0
CT | 0 | 0 | 0 | 0 | 0 | 0
Coal | 0.14 | 0 | 0 | 0 | 0 | 0
Geo | 0 | 0 | 0 | 0 | 0 | 0
H | 0 | 0 | 0 | 0 | 0 | 0
LFG | 0 | 0 | 0 | 0 | 0 | 0
Nuc | 0 | 0 | 0 | 0 | 0 | 0
PS | 0 | 0 | 0 | 0 | 0 | 0
PV | 0 | 0 | 0 | 0 | 0 | 0
PeakG | 0 | 0 | 0 | 0 | 0 | 0
PeakO | 0 | 0 | 0 | 0 | 0 | 0
ST | 0 | 0 | 0 | 0 | 0 | 0
STOG | 0 | 0 | 0 | 0 | 0 | 0
STWD | 0 | 0 | 0 | 0 | 0 | 0
WT | 0 | 0 | 0 | 0 | 0 | 0
IGCC | 0 | 0 | 0 | 0 | 0 | 0
DemandResponse | 0 | 0 | 0 | 0 | 0 | 0
IGCC-CCS | 0 | 0 | 0 | 0 | 0 | 0
WT_off | 0 | 0 | 0 | 0 | 0 | 0
PseudoUnit | 0 | 0 | 0 | 0 | 0 | 0
FixedInterchange | 0 | 0 | 0 | 0 | 0 | 0
Emission Cost by Reporting Type: ALB
ReportingType | 2015 | 2020 | 2025 | 2030 | 2035 | 2040
BM | 0 | 0 | 0 | 0 | 0 | 0
CC | 0 | 0 | 0 | 0 | 0 | 0
CSP | 0 | 0 | 0 | 0 | 0 | 0
CT | 0 | 0 | 0 | 0 | 0 | 0
Coal | 0 | 0 | 0 | 0 | 0 | 0
Geo | 0 | 0 | 0 | 0 | 0 | 0
H | 0 | 0 | 0 | 0 | 0 | 0
LFG | 0 | 0 | 0 | 0 | 0 | 0
Nuc | 0 | 0 | 0 | 0 | 0 | 0
PS | 0 | 0 | 0 | 0 | 0 | 0
PV | 0 | 0 | 0 | 0 | 0 | 0
PeakG | 0 | 0 | 0 | 0 | 0 | 0
PeakO | 0 | 0 | 0 | 0 | 0 | 0
ST | 0 | 0 | 0 | 0 | 0 | 0
STOG | 0 | 0 | 0 | 0 | 0 | 0
STWD | 0 | 0 | 0 | 0 | 0 | 0
WT | 0 | 0 | 0 | 0 | 0 | 0
IGCC | 0 | 0 | 0 | 0 | 0 | 0
DemandResponse | 0 | 0 | 0 | 0 | 0 | 0
IGCC-CCS | 0 | 0 | 0 | 0 | 0 | 0
WT_off | 0 | 0 | 0 | 0 | 0 | 0
PseudoUnit | 0 | 0 | 0 | 0 | 0 | 0
FixedInterchange | 0 | 0 | 0 | 0 | 0 | 0
Emission Cost by Reporting Type: BC
ReportingType | 2015 | 2020 | 2025 | 2030 | 2035 | 2040
BM | 0 | 0 | 0 | 0 | 0 | 0
CC | 0 | 0 | 0 | 0 | 0 | 0
CSP | 0 | 0 | 0 | 0 | 0 | 0
CT | 0 | 0 | 0 | 0 | 0 | 0
Coal | 0 | 0 | 0 | 0 | 0 | 0
Geo | 0 | 0 | 0 | 0 | 0 | 0
H | 0 | 0 | 0 | 0 | 0 | 0
LFG | 0 | 0 | 0 | 0 | 0 | 0
Nuc | 0 | 0 | 0 | 0 | 0 | 0
PS | 0 | 0 | 0 | 0 | 0 | 0
PV | 0 | 0 | 0 | 0 | 0 | 0
PeakG | 0 | 0 | 0 | 0 | 0 | 0
PeakO | 0 | 0 | 0 | 0 | 0 | 0
ST | 0 | 0 | 0 | 0 | 0 | 0
STOG | 0 | 0 | 0 | 0 | 0 | 0
STWD | 0 | 0 | 0 | 0 | 0 | 0
WT | 0 | 0 | 0 | 0 | 0 | 0
IGCC | 0 | 0 | 0 | 0 | 0 | 0
DemandResponse | 0 | 0 | 0 | 0 | 0 | 0
IGCC-CCS | 0 | 0 | 0 | 0 | 0 | 0
WT_off | 0 | 0 | 0 | 0 | 0 | 0
PseudoUnit | 0 | 0 | 0 | 0 | 0 | 0
FixedInterchange | 0 | 0 | 0 | 0 | 0 | 0
Emission Cost by Reporting Type: HQ_IESO
ReportingType | 2015 | 2020 | 2025 | 2030 | 2035 | 2040
BM | 0 | 0 | 0 | 0 | 0 | 0
CC | 0 | 0 | 0 | 0 | 0 | 0
CSP | 0 | 0 | 0 | 0 | 0 | 0
CT | 0 | 0 | 0 | 0 | 0 | 0
Coal | 0 | 0 | 0 | 0 | 0 | 0
Geo | 0 | 0 | 0 | 0 | 0 | 0
H | 0 | 0 | 0 | 0 | 0 | 0
LFG | 0 | 0 | 0 | 0 | 0 | 0
Nuc | 0 | 0 | 0 | 0 | 0 | 0
PS | 0 | 0 | 0 | 0 | 0 | 0
PV | 0 | 0 | 0 | 0 | 0 | 0
PeakG | 0 | 0 | 0 | 0 | 0 | 0
PeakO | 0 | 0 | 0 | 0 | 0 | 0
ST | 0 | 0 | 0 | 0 | 0 | 0
STOG | 0 | 0 | 0 | 0 | 0 | 0
STWD | 0 | 0 | 0 | 0 | 0 | 0
WT | 0 | 0 | 0 | 0 | 0 | 0
IGCC | 0 | 0 | 0 | 0 | 0 | 0
DemandResponse | 0 | 0 | 0 | 0 | 0 | 0
IGCC-CCS | 0 | 0 | 0 | 0 | 0 | 0
WT_off | 0 | 0 | 0 | 0 | 0 | 0
PseudoUnit | 0 | 0 | 0 | 0 | 0 | 0
FixedInterchange | 0 | 0 | 0 | 0 | 0 | 0
Emission Cost by Reporting Type: HQ_NEISO
ReportingType | 2015 | 2020 | 2025 | 2030 | 2035 | 2040
BM | 0 | 0 | 0 | 0 | 0 | 0
CC | 0 | 0 | 0 | 0 | 0 | 0
CSP | 0 | 0 | 0 | 0 | 0 | 0
CT | 0 | 0 | 0 | 0 | 0 | 0
Coal | 0 | 0 | 0 | 0 | 0 | 0
Geo | 0 | 0 | 0 | 0 | 0 | 0
H | 0 | 0 | 0 | 0 | 0 | 0
LFG | 0 | 0 | 0 | 0 | 0 | 0
Nuc | 0 | 0 | 0 | 0 | 0 | 0
PS | 0 | 0 | 0 | 0 | 0 | 0
PV | 0 | 0 | 0 | 0 | 0 | 0
PeakG | 0 | 0 | 0 | 0 | 0 | 0
PeakO | 0 | 0 | 0 | 0 | 0 | 0
ST | 0 | 0 | 0 | 0 | 0 | 0
STOG | 0 | 0 | 0 | 0 | 0 | 0
STWD | 0 | 0 | 0 | 0 | 0 | 0
WT | 0 | 0 | 0 | 0 | 0 | 0
IGCC | 0 | 0 | 0 | 0 | 0 | 0
DemandResponse | 0 | 0 | 0 | 0 | 0 | 0
IGCC-CCS | 0 | 0 | 0 | 0 | 0 | 0
WT_off | 0 | 0 | 0 | 0 | 0 | 0
PseudoUnit | 0 | 0 | 0 | 0 | 0 | 0
FixedInterchange | 0 | 0 | 0 | 0 | 0 | 0
Emission Cost by Reporting Type: HQ_NY
ReportingType | 2015 | 2020 | 2025 | 2030 | 2035 | 2040
BM | 0 | 0 | 0 | 0 | 0 | 0
CC | 0 | 0 | 0 | 0 | 0 | 0
CSP | 0 | 0 | 0 | 0 | 0 | 0
CT | 0 | 0 | 0 | 0 | 0 | 0
Coal | 0 | 0 | 0 | 0 | 0 | 0
Geo | 0 | 0 | 0 | 0 | 0 | 0
H | 0 | 0 | 0 | 0 | 0 | 0
LFG | 0 | 0 | 0 | 0 | 0 | 0
Nuc | 0 | 0 | 0 | 0 | 0 | 0
PS | 0 | 0 | 0 | 0 | 0 | 0
PV | 0 | 0 | 0 | 0 | 0 | 0
PeakG | 0 | 0 | 0 | 0 | 0 | 0
PeakO | 0 | 0 | 0 | 0 | 0 | 0
ST | 0 | 0 | 0 | 0 | 0 | 0
STOG | 0 | 0 | 0 | 0 | 0 | 0
STWD | 0 | 0 | 0 | 0 | 0 | 0
WT | 0 | 0 | 0 | 0 | 0 | 0
IGCC | 0 | 0 | 0 | 0 | 0 | 0
DemandResponse | 0 | 0 | 0 | 0 | 0 | 0
IGCC-CCS | 0 | 0 | 0 | 0 | 0 | 0
WT_off | 0 | 0 | 0 | 0 | 0 | 0
PseudoUnit | 0 | 0 | 0 | 0 | 0 | 0
FixedInterchange | 0 | 0 | 0 | 0 | 0 | 0
Emission Cost by Reporting Type: MARITIMES
ReportingType | 2015 | 2020 | 2025 | 2030 | 2035 | 2040
BM | 0 | 0 | 0 | 0 | 0 | 0
CC | 0 | 0 | 0 | 0 | 0 | 0
CSP | 0 | 0 | 0 | 0 | 0 | 0
CT | 0 | 0 | 0 | 0 | 0 | 0
Coal | 0 | 0 | 0 | 0 | 0 | 0
Geo | 0 | 0 | 0 | 0 | 0 | 0
H | 0 | 0 | 0 | 0 | 0 | 0
LFG | 0 | 0 | 0 | 0 | 0 | 0
Nuc | 0 | 0 | 0 | 0 | 0 | 0
PS | 0 | 0 | 0 | 0 | 0 | 0
PV | 0 | 0 | 0 | 0 | 0 | 0
PeakG | 0 | 0 | 0 | 0 | 0 | 0
PeakO | 0 | 0 | 0 | 0 | 0 | 0
ST | 0 | 0 | 0 | 0 | 0 | 0
STOG | 0 | 0 | 0 | 0 | 0 | 0
STWD | 0 | 0 | 0 | 0 | 0 | 0
WT | 0 | 0 | 0 | 0 | 0 | 0
IGCC | 0 | 0 | 0 | 0 | 0 | 0
DemandResponse | 0 | 0 | 0 | 0 | 0 | 0
IGCC-CCS | 0 | 0 | 0 | 0 | 0 | 0
WT_off | 0 | 0 | 0 | 0 | 0 | 0
PseudoUnit | 0 | 0 | 0 | 0 | 0 | 0
FixedInterchange | 0 | 0 | 0 | 0 | 0 | 0
Emission Cost by Reporting Type: All
ReportingType | 2015 | 2020 | 2025 | 2030 | 2035 | 2040
BM | 0 | 0 | 0 | 0 | 0 | 0
CC | 0 | 0 | 0 | 0 | 0 | 0
CSP | 0 | 0 | 0 | 0 | 0 | 0
CT | 0 | 0 | 0 | 0 | 0 | 0
Coal | 276.3 | 0 | 0 | 0 | 0 | 0
Geo | 0 | 0 | 0 | 0 | 0 | 0
H | 0 | 0 | 0 | 0 | 0 | 0
LFG | 0 | 0 | 0 | 0 | 0 | 0
Nuc | 0 | 0 | 0 | 0 | 0 | 0
PS | 0 | 0 | 0 | 0 | 0 | 0
PV | 0 | 0 | 0 | 0 | 0 | 0
PeakG | 0 | 0 | 0 | 0 | 0 | 0
PeakO | 0 | 0 | 0 | 0 | 0 | 0
ST | 0 | 0 | 0 | 0 | 0 | 0
STOG | 0 | 0 | 0 | 0 | 0 | 0
STWD | 0 | 0 | 0 | 0 | 0 | 0
WT | 0 | 0 | 0 | 0 | 0 | 0
IGCC | 0.16 | 0 | 0 | 0 | 0 | 0
DemandResponse | 0 | 0 | 0 | 0 | 0 | 0
IGCC-CCS | 0 | 0 | 0 | 0 | 0 | 0
WT_off | 0 | 0 | 0 | 0 | 0 | 0
PseudoUnit | 0 | 0 | 0 | 0 | 0 | 0
FixedInterchange | 0 | 0 | 0 | 0 | 0 | 0
Emission Cost by Reporting Type: EI_US
ReportingType | 2015 | 2020 | 2025 | 2030 | 2035 | 2040
BM | 0 | 0 | 0 | 0 | 0 | 0
CC | 0 | 0 | 0 | 0 | 0 | 0
CSP | 0 | 0 | 0 | 0 | 0 | 0
CT | 0 | 0 | 0 | 0 | 0 | 0
Coal | 267.49 | 0 | 0 | 0 | 0 | 0
Geo | 0 | 0 | 0 | 0 | 0 | 0
H | 0 | 0 | 0 | 0 | 0 | 0
LFG | 0 | 0 | 0 | 0 | 0 | 0
Nuc | 0 | 0 | 0 | 0 | 0 | 0
PS | 0 | 0 | 0 | 0 | 0 | 0
PV | 0 | 0 | 0 | 0 | 0 | 0
PeakG | 0 | 0 | 0 | 0 | 0 | 0
PeakO | 0 | 0 | 0 | 0 | 0 | 0
ST | 0 | 0 | 0 | 0 | 0 | 0
STOG | 0 | 0 | 0 | 0 | 0 | 0
STWD | 0 | 0 | 0 | 0 | 0 | 0
WT | 0 | 0 | 0 | 0 | 0 | 0
IGCC | 0.16 | 0 | 0 | 0 | 0 | 0
DemandResponse | 0 | 0 | 0 | 0 | 0 | 0
IGCC-CCS | 0 | 0 | 0 | 0 | 0 | 0
WT_off | 0 | 0 | 0 | 0 | 0 | 0
PseudoUnit | 0 | 0 | 0 | 0 | 0 | 0
FixedInterchange | 0 | 0 | 0 | 0 | 0 | 0
Emission Cost by Reporting Type: EI_Canada
ReportingType | 2015 | 2020 | 2025 | 2030 | 2035 | 2040
BM | 0 | 0 | 0 | 0 | 0 | 0
CC | 0 | 0 | 0 | 0 | 0 | 0
CSP | 0 | 0 | 0 | 0 | 0 | 0
CT | 0 | 0 | 0 | 0 | 0 | 0
Coal | 0 | 0 | 0 | 0 | 0 | 0
Geo | 0 | 0 | 0 | 0 | 0 | 0
H | 0 | 0 | 0 | 0 | 0 | 0
LFG | 0 | 0 | 0 | 0 | 0 | 0
Nuc | 0 | 0 | 0 | 0 | 0 | 0
PS | 0 | 0 | 0 | 0 | 0 | 0
PV | 0 | 0 | 0 | 0 | 0 | 0
PeakG | 0 | 0 | 0 | 0 | 0 | 0
PeakO | 0 | 0 | 0 | 0 | 0 | 0
ST | 0 | 0 | 0 | 0 | 0 | 0
STOG | 0 | 0 | 0 | 0 | 0 | 0
STWD | 0 | 0 | 0 | 0 | 0 | 0
WT | 0 | 0 | 0 | 0 | 0 | 0
IGCC | 0 | 0 | 0 | 0 | 0 | 0
DemandResponse | 0 | 0 | 0 | 0 | 0 | 0
IGCC-CCS | 0 | 0 | 0 | 0 | 0 | 0
WT_off | 0 | 0 | 0 | 0 | 0 | 0
PseudoUnit | 0 | 0 | 0 | 0 | 0 | 0
FixedInterchange | 0 | 0 | 0 | 0 | 0 | 0
Emission Cost by Reporting Type: EI
ReportingType | 2015 | 2020 | 2025 | 2030 | 2035 | 2040
BM | 0 | 0 | 0 | 0 | 0 | 0
CC | 0 | 0 | 0 | 0 | 0 | 0
CSP | 0 | 0 | 0 | 0 | 0 | 0
CT | 0 | 0 | 0 | 0 | 0 | 0
Coal | 267.49 | 0 | 0 | 0 | 0 | 0
Geo | 0 | 0 | 0 | 0 | 0 | 0
H | 0 | 0 | 0 | 0 | 0 | 0
LFG | 0 | 0 | 0 | 0 | 0 | 0
Nuc | 0 | 0 | 0 | 0 | 0 | 0
PS | 0 | 0 | 0 | 0 | 0 | 0
PV | 0 | 0 | 0 | 0 | 0 | 0
PeakG | 0 | 0 | 0 | 0 | 0 | 0
PeakO | 0 | 0 | 0 | 0 | 0 | 0
ST | 0 | 0 | 0 | 0 | 0 | 0
STOG | 0 | 0 | 0 | 0 | 0 | 0
STWD | 0 | 0 | 0 | 0 | 0 | 0
WT | 0 | 0 | 0 | 0 | 0 | 0
IGCC | 0.16 | 0 | 0 | 0 | 0 | 0
DemandResponse | 0 | 0 | 0 | 0 | 0 | 0
IGCC-CCS | 0 | 0 | 0 | 0 | 0 | 0
WT_off | 0 | 0 | 0 | 0 | 0 | 0
PseudoUnit | 0 | 0 | 0 | 0 | 0 | 0
FixedInterchange | 0 | 0 | 0 | 0 | 0 | 0
Emission Cost by Reporting Type: Outside_EI
ReportingType | 2015 | 2020 | 2025 | 2030 | 2035 | 2040
BM | 0 | 0 | 0 | 0 | 0 | 0
CC | 0 | 0 | 0 | 0 | 0 | 0
CSP | 0 | 0 | 0 | 0 | 0 | 0
CT | 0 | 0 | 0 | 0 | 0 | 0
Coal | 8.81 | 0 | 0 | 0 | 0 | 0
Geo | 0 | 0 | 0 | 0 | 0 | 0
H | 0 | 0 | 0 | 0 | 0 | 0
LFG | 0 | 0 | 0 | 0 | 0 | 0
Nuc | 0 | 0 | 0 | 0 | 0 | 0
PS | 0 | 0 | 0 | 0 | 0 | 0
PV | 0 | 0 | 0 | 0 | 0 | 0
PeakG | 0 | 0 | 0 | 0 | 0 | 0
PeakO | 0 | 0 | 0 | 0 | 0 | 0
ST | 0 | 0 | 0 | 0 | 0 | 0
STOG | 0 | 0 | 0 | 0 | 0 | 0
STWD | 0 | 0 | 0 | 0 | 0 | 0
WT | 0 | 0 | 0 | 0 | 0 | 0
IGCC | 0 | 0 | 0 | 0 | 0 | 0
DemandResponse | 0 | 0 | 0 | 0 | 0 | 0
IGCC-CCS | 0 | 0 | 0 | 0 | 0 | 0
WT_off | 0 | 0 | 0 | 0 | 0 | 0
PseudoUnit | 0 | 0 | 0 | 0 | 0 | 0
FixedInterchange | 0 | 0 | 0 | 0 | 0 | 0
==== Emission Program: CAIRNoxSeasonal : (NOx) ====
Emission Cost by Reporting Type: Entergy
ReportingType | 2015 | 2020 | 2025 | 2030 | 2035 | 2040
BM | 0 | 0 | 0 | 0 | 0 | 0
CC | 0 | 0 | 0 | 0 | 0 | 0
CSP | 0 | 0 | 0 | 0 | 0 | 0
CT | 0 | 0 | 0 | 0 | 0 | 0
Coal | 0 | 0 | 0 | 0 | 0 | 0
Geo | 0 | 0 | 0 | 0 | 0 | 0
H | 0 | 0 | 0 | 0 | 0 | 0
LFG | 0 | 0 | 0 | 0 | 0 | 0
Nuc | 0 | 0 | 0 | 0 | 0 | 0
PS | 0 | 0 | 0 | 0 | 0 | 0
PV | 0 | 0 | 0 | 0 | 0 | 0
PeakG | 0 | 0 | 0 | 0 | 0 | 0
PeakO | 0 | 0 | 0 | 0 | 0 | 0
ST | 0 | 0 | 0 | 0 | 0 | 0
STOG | 0 | 0 | 0 | 0 | 0 | 0
STWD | 0 | 0 | 0 | 0 | 0 | 0
WT | 0 | 0 | 0 | 0 | 0 | 0
IGCC | 0 | 0 | 0 | 0 | 0 | 0
DemandResponse | 0 | 0 | 0 | 0 | 0 | 0
IGCC-CCS | 0 | 0 | 0 | 0 | 0 | 0
WT_off | 0 | 0 | 0 | 0 | 0 | 0
PseudoUnit | 0 | 0 | 0 | 0 | 0 | 0
FixedInterchange | 0 | 0 | 0 | 0 | 0 | 0
Emission Cost by Reporting Type: FRCC
ReportingType | 2015 | 2020 | 2025 | 2030 | 2035 | 2040
BM | 0 | 0 | 0 | 0 | 0 | 0
CC | 0 | 0 | 0 | 0 | 0 | 0
CSP | 0 | 0 | 0 | 0 | 0 | 0
CT | 0 | 0 | 0 | 0 | 0 | 0
Coal | 0 | 0 | 0 | 0 | 0 | 0
Geo | 0 | 0 | 0 | 0 | 0 | 0
H | 0 | 0 | 0 | 0 | 0 | 0
LFG | 0 | 0 | 0 | 0 | 0 | 0
Nuc | 0 | 0 | 0 | 0 | 0 | 0
PS | 0 | 0 | 0 | 0 | 0 | 0
PV | 0 | 0 | 0 | 0 | 0 | 0
PeakG | 0 | 0 | 0 | 0 | 0 | 0
PeakO | 0 | 0 | 0 | 0 | 0 | 0
ST | 0 | 0 | 0 | 0 | 0 | 0
STOG | 0 | 0 | 0 | 0 | 0 | 0
STWD | 0 | 0 | 0 | 0 | 0 | 0
WT | 0 | 0 | 0 | 0 | 0 | 0
IGCC | 0 | 0 | 0 | 0 | 0 | 0
DemandResponse | 0 | 0 | 0 | 0 | 0 | 0
IGCC-CCS | 0 | 0 | 0 | 0 | 0 | 0
WT_off | 0 | 0 | 0 | 0 | 0 | 0
PseudoUnit | 0 | 0 | 0 | 0 | 0 | 0
FixedInterchange | 0 | 0 | 0 | 0 | 0 | 0
Emission Cost by Reporting Type: MAPP_US
ReportingType | 2015 | 2020 | 2025 | 2030 | 2035 | 2040
BM | 0 | 0 | 0 | 0 | 0 | 0
CC | 0 | 0 | 0 | 0 | 0 | 0
CSP | 0 | 0 | 0 | 0 | 0 | 0
CT | 0 | 0 | 0 | 0 | 0 | 0
Coal | 0 | 0 | 0 | 0 | 0 | 0
Geo | 0 | 0 | 0 | 0 | 0 | 0
H | 0 | 0 | 0 | 0 | 0 | 0
LFG | 0 | 0 | 0 | 0 | 0 | 0
Nuc | 0 | 0 | 0 | 0 | 0 | 0
PS | 0 | 0 | 0 | 0 | 0 | 0
PV | 0 | 0 | 0 | 0 | 0 | 0
PeakG | 0 | 0 | 0 | 0 | 0 | 0
PeakO | 0 | 0 | 0 | 0 | 0 | 0
ST | 0 | 0 | 0 | 0 | 0 | 0
STOG | 0 | 0 | 0 | 0 | 0 | 0
STWD | 0 | 0 | 0 | 0 | 0 | 0
WT | 0 | 0 | 0 | 0 | 0 | 0
IGCC | 0 | 0 | 0 | 0 | 0 | 0
DemandResponse | 0 | 0 | 0 | 0 | 0 | 0
IGCC-CCS | 0 | 0 | 0 | 0 | 0 | 0
WT_off | 0 | 0 | 0 | 0 | 0 | 0
PseudoUnit | 0 | 0 | 0 | 0 | 0 | 0
FixedInterchange | 0 | 0 | 0 | 0 | 0 | 0
Emission Cost by Reporting Type: MISO_IN
ReportingType | 2015 | 2020 | 2025 | 2030 | 2035 | 2040
BM | 0 | 0 | 0 | 0 | 0 | 0
CC | 0 | 0 | 0 | 0 | 0 | 0
CSP | 0 | 0 | 0 | 0 | 0 | 0
CT | 0 | 0 | 0 | 0 | 0 | 0
Coal | 0 | 0 | 0 | 0 | 0 | 0
Geo | 0 | 0 | 0 | 0 | 0 | 0
H | 0 | 0 | 0 | 0 | 0 | 0
LFG | 0 | 0 | 0 | 0 | 0 | 0
Nuc | 0 | 0 | 0 | 0 | 0 | 0
PS | 0 | 0 | 0 | 0 | 0 | 0
PV | 0 | 0 | 0 | 0 | 0 | 0
PeakG | 0 | 0 | 0 | 0 | 0 | 0
PeakO | 0 | 0 | 0 | 0 | 0 | 0
ST | 0 | 0 | 0 | 0 | 0 | 0
STOG | 0 | 0 | 0 | 0 | 0 | 0
STWD | 0 | 0 | 0 | 0 | 0 | 0
WT | 0 | 0 | 0 | 0 | 0 | 0
IGCC | 0 | 0 | 0 | 0 | 0 | 0
DemandResponse | 0 | 0 | 0 | 0 | 0 | 0
IGCC-CCS | 0 | 0 | 0 | 0 | 0 | 0
WT_off | 0 | 0 | 0 | 0 | 0 | 0
PseudoUnit | 0 | 0 | 0 | 0 | 0 | 0
FixedInterchange | 0 | 0 | 0 | 0 | 0 | 0
Emission Cost by Reporting Type: MISO_MI
ReportingType | 2015 | 2020 | 2025 | 2030 | 2035 | 2040
BM | 0 | 0 | 0 | 0 | 0 | 0
CC | 0 | 0 | 0 | 0 | 0 | 0
CSP | 0 | 0 | 0 | 0 | 0 | 0
CT | 0 | 0 | 0 | 0 | 0 | 0
Coal | 0 | 0 | 0 | 0 | 0 | 0
Geo | 0 | 0 | 0 | 0 | 0 | 0
H | 0 | 0 | 0 | 0 | 0 | 0
LFG | 0 | 0 | 0 | 0 | 0 | 0
Nuc | 0 | 0 | 0 | 0 | 0 | 0
PS | 0 | 0 | 0 | 0 | 0 | 0
PV | 0 | 0 | 0 | 0 | 0 | 0
PeakG | 0 | 0 | 0 | 0 | 0 | 0
PeakO | 0 | 0 | 0 | 0 | 0 | 0
ST | 0 | 0 | 0 | 0 | 0 | 0
STOG | 0 | 0 | 0 | 0 | 0 | 0
STWD | 0 | 0 | 0 | 0 | 0 | 0
WT | 0 | 0 | 0 | 0 | 0 | 0
IGCC | 0 | 0 | 0 | 0 | 0 | 0
DemandResponse | 0 | 0 | 0 | 0 | 0 | 0
IGCC-CCS | 0 | 0 | 0 | 0 | 0 | 0
WT_off | 0 | 0 | 0 | 0 | 0 | 0
PseudoUnit | 0 | 0 | 0 | 0 | 0 | 0
FixedInterchange | 0 | 0 | 0 | 0 | 0 | 0
Emission Cost by Reporting Type: MISO_MO-IL
ReportingType | 2015 | 2020 | 2025 | 2030 | 2035 | 2040
BM | 0 | 0 | 0 | 0 | 0 | 0
CC | 0 | 0 | 0 | 0 | 0 | 0
CSP | 0 | 0 | 0 | 0 | 0 | 0
CT | 0 | 0 | 0 | 0 | 0 | 0
Coal | 0 | 0 | 0 | 0 | 0 | 0
Geo | 0 | 0 | 0 | 0 | 0 | 0
H | 0 | 0 | 0 | 0 | 0 | 0
LFG | 0 | 0 | 0 | 0 | 0 | 0
Nuc | 0 | 0 | 0 | 0 | 0 | 0
PS | 0 | 0 | 0 | 0 | 0 | 0
PV | 0 | 0 | 0 | 0 | 0 | 0
PeakG | 0 | 0 | 0 | 0 | 0 | 0
PeakO | 0 | 0 | 0 | 0 | 0 | 0
ST | 0 | 0 | 0 | 0 | 0 | 0
STOG | 0 | 0 | 0 | 0 | 0 | 0
STWD | 0 | 0 | 0 | 0 | 0 | 0
WT | 0 | 0 | 0 | 0 | 0 | 0
IGCC | 0 | 0 | 0 | 0 | 0 | 0
DemandResponse | 0 | 0 | 0 | 0 | 0 | 0
IGCC-CCS | 0 | 0 | 0 | 0 | 0 | 0
WT_off | 0 | 0 | 0 | 0 | 0 | 0
PseudoUnit | 0 | 0 | 0 | 0 | 0 | 0
FixedInterchange | 0 | 0 | 0 | 0 | 0 | 0
Emission Cost by Reporting Type: MISO_W
ReportingType | 2015 | 2020 | 2025 | 2030 | 2035 | 2040
BM | 0 | 0 | 0 | 0 | 0 | 0
CC | 0 | 0 | 0 | 0 | 0 | 0
CSP | 0 | 0 | 0 | 0 | 0 | 0
CT | 0 | 0 | 0 | 0 | 0 | 0
Coal | 0 | 0 | 0 | 0 | 0 | 0
Geo | 0 | 0 | 0 | 0 | 0 | 0
H | 0 | 0 | 0 | 0 | 0 | 0
LFG | 0 | 0 | 0 | 0 | 0 | 0
Nuc | 0 | 0 | 0 | 0 | 0 | 0
PS | 0 | 0 | 0 | 0 | 0 | 0
PV | 0 | 0 | 0 | 0 | 0 | 0
PeakG | 0 | 0 | 0 | 0 | 0 | 0
PeakO | 0 | 0 | 0 | 0 | 0 | 0
ST | 0 | 0 | 0 | 0 | 0 | 0
STOG | 0 | 0 | 0 | 0 | 0 | 0
STWD | 0 | 0 | 0 | 0 | 0 | 0
WT | 0 | 0 | 0 | 0 | 0 | 0
IGCC | 0 | 0 | 0 | 0 | 0 | 0
DemandResponse | 0 | 0 | 0 | 0 | 0 | 0
IGCC-CCS | 0 | 0 | 0 | 0 | 0 | 0
WT_off | 0 | 0 | 0 | 0 | 0 | 0
PseudoUnit | 0 | 0 | 0 | 0 | 0 | 0
FixedInterchange | 0 | 0 | 0 | 0 | 0 | 0
Emission Cost by Reporting Type: MISO_WUMS
ReportingType | 2015 | 2020 | 2025 | 2030 | 2035 | 2040
BM | 0 | 0 | 0 | 0 | 0 | 0
CC | 0 | 0 | 0 | 0 | 0 | 0
CSP | 0 | 0 | 0 | 0 | 0 | 0
CT | 0 | 0 | 0 | 0 | 0 | 0
Coal | 0 | 0 | 0 | 0 | 0 | 0
Geo | 0 | 0 | 0 | 0 | 0 | 0
H | 0 | 0 | 0 | 0 | 0 | 0
LFG | 0 | 0 | 0 | 0 | 0 | 0
Nuc | 0 | 0 | 0 | 0 | 0 | 0
PS | 0 | 0 | 0 | 0 | 0 | 0
PV | 0 | 0 | 0 | 0 | 0 | 0
PeakG | 0 | 0 | 0 | 0 | 0 | 0
PeakO | 0 | 0 | 0 | 0 | 0 | 0
ST | 0 | 0 | 0 | 0 | 0 | 0
STOG | 0 | 0 | 0 | 0 | 0 | 0
STWD | 0 | 0 | 0 | 0 | 0 | 0
WT | 0 | 0 | 0 | 0 | 0 | 0
IGCC | 0 | 0 | 0 | 0 | 0 | 0
DemandResponse | 0 | 0 | 0 | 0 | 0 | 0
IGCC-CCS | 0 | 0 | 0 | 0 | 0 | 0
WT_off | 0 | 0 | 0 | 0 | 0 | 0
PseudoUnit | 0 | 0 | 0 | 0 | 0 | 0
FixedInterchange | 0 | 0 | 0 | 0 | 0 | 0
Emission Cost by Reporting Type: Nebraska
ReportingType | 2015 | 2020 | 2025 | 2030 | 2035 | 2040
BM | 0 | 0 | 0 | 0 | 0 | 0
CC | 0 | 0 | 0 | 0 | 0 | 0
CSP | 0 | 0 | 0 | 0 | 0 | 0
CT | 0 | 0 | 0 | 0 | 0 | 0
Coal | 0 | 0 | 0 | 0 | 0 | 0
Geo | 0 | 0 | 0 | 0 | 0 | 0
H | 0 | 0 | 0 | 0 | 0 | 0
LFG | 0 | 0 | 0 | 0 | 0 | 0
Nuc | 0 | 0 | 0 | 0 | 0 | 0
PS | 0 | 0 | 0 | 0 | 0 | 0
PV | 0 | 0 | 0 | 0 | 0 | 0
PeakG | 0 | 0 | 0 | 0 | 0 | 0
PeakO | 0 | 0 | 0 | 0 | 0 | 0
ST | 0 | 0 | 0 | 0 | 0 | 0
STOG | 0 | 0 | 0 | 0 | 0 | 0
STWD | 0 | 0 | 0 | 0 | 0 | 0
WT | 0 | 0 | 0 | 0 | 0 | 0
IGCC | 0 | 0 | 0 | 0 | 0 | 0
DemandResponse | 0 | 0 | 0 | 0 | 0 | 0
IGCC-CCS | 0 | 0 | 0 | 0 | 0 | 0
WT_off | 0 | 0 | 0 | 0 | 0 | 0
PseudoUnit | 0 | 0 | 0 | 0 | 0 | 0
FixedInterchange | 0 | 0 | 0 | 0 | 0 | 0
Emission Cost by Reporting Type: NEISO
ReportingType | 2015 | 2020 | 2025 | 2030 | 2035 | 2040
BM | 0 | 0 | 0 | 0 | 0 | 0
CC | 0 | 0 | 0 | 0 | 0 | 0
CSP | 0 | 0 | 0 | 0 | 0 | 0
CT | 0 | 0 | 0 | 0 | 0 | 0
Coal | 0 | 0 | 0 | 0 | 0 | 0
Geo | 0 | 0 | 0 | 0 | 0 | 0
H | 0 | 0 | 0 | 0 | 0 | 0
LFG | 0 | 0 | 0 | 0 | 0 | 0
Nuc | 0 | 0 | 0 | 0 | 0 | 0
PS | 0 | 0 | 0 | 0 | 0 | 0
PV | 0 | 0 | 0 | 0 | 0 | 0
PeakG | 0 | 0 | 0 | 0 | 0 | 0
PeakO | 0 | 0 | 0 | 0 | 0 | 0
ST | 0 | 0 | 0 | 0 | 0 | 0
STOG | 0 | 0 | 0 | 0 | 0 | 0
STWD | 0 | 0 | 0 | 0 | 0 | 0
WT | 0 | 0 | 0 | 0 | 0 | 0
IGCC | 0 | 0 | 0 | 0 | 0 | 0
DemandResponse | 0 | 0 | 0 | 0 | 0 | 0
IGCC-CCS | 0 | 0 | 0 | 0 | 0 | 0
WT_off | 0 | 0 | 0 | 0 | 0 | 0
PseudoUnit | 0 | 0 | 0 | 0 | 0 | 0
FixedInterchange | 0 | 0 | 0 | 0 | 0 | 0
Emission Cost by Reporting Type: NonRTO_Midwest
ReportingType | 2015 | 2020 | 2025 | 2030 | 2035 | 2040
BM | 0 | 0 | 0 | 0 | 0 | 0
CC | 0 | 0 | 0 | 0 | 0 | 0
CSP | 0 | 0 | 0 | 0 | 0 | 0
CT | 0 | 0 | 0 | 0 | 0 | 0
Coal | 0 | 0 | 0 | 0 | 0 | 0
Geo | 0 | 0 | 0 | 0 | 0 | 0
H | 0 | 0 | 0 | 0 | 0 | 0
LFG | 0 | 0 | 0 | 0 | 0 | 0
Nuc | 0 | 0 | 0 | 0 | 0 | 0
PS | 0 | 0 | 0 | 0 | 0 | 0
PV | 0 | 0 | 0 | 0 | 0 | 0
PeakG | 0 | 0 | 0 | 0 | 0 | 0
PeakO | 0 | 0 | 0 | 0 | 0 | 0
ST | 0 | 0 | 0 | 0 | 0 | 0
STOG | 0 | 0 | 0 | 0 | 0 | 0
STWD | 0 | 0 | 0 | 0 | 0 | 0
WT | 0 | 0 | 0 | 0 | 0 | 0
IGCC | 0 | 0 | 0 | 0 | 0 | 0
DemandResponse | 0 | 0 | 0 | 0 | 0 | 0
IGCC-CCS | 0 | 0 | 0 | 0 | 0 | 0
WT_off | 0 | 0 | 0 | 0 | 0 | 0
PseudoUnit | 0 | 0 | 0 | 0 | 0 | 0
FixedInterchange | 0 | 0 | 0 | 0 | 0 | 0
Emission Cost by Reporting Type: NYISO_A-F
ReportingType | 2015 | 2020 | 2025 | 2030 | 2035 | 2040
BM | 0 | 0 | 0 | 0 | 0 | 0
CC | 0 | 0 | 0 | 0 | 0 | 0
CSP | 0 | 0 | 0 | 0 | 0 | 0
CT | 0 | 0 | 0 | 0 | 0 | 0
Coal | 0 | 0 | 0 | 0 | 0 | 0
Geo | 0 | 0 | 0 | 0 | 0 | 0
H | 0 | 0 | 0 | 0 | 0 | 0
LFG | 0 | 0 | 0 | 0 | 0 | 0
Nuc | 0 | 0 | 0 | 0 | 0 | 0
PS | 0 | 0 | 0 | 0 | 0 | 0
PV | 0 | 0 | 0 | 0 | 0 | 0
PeakG | 0 | 0 | 0 | 0 | 0 | 0
PeakO | 0 | 0 | 0 | 0 | 0 | 0
ST | 0 | 0 | 0 | 0 | 0 | 0
STOG | 0 | 0 | 0 | 0 | 0 | 0
STWD | 0 | 0 | 0 | 0 | 0 | 0
WT | 0 | 0 | 0 | 0 | 0 | 0
IGCC | 0 | 0 | 0 | 0 | 0 | 0
DemandResponse | 0 | 0 | 0 | 0 | 0 | 0
IGCC-CCS | 0 | 0 | 0 | 0 | 0 | 0
WT_off | 0 | 0 | 0 | 0 | 0 | 0
PseudoUnit | 0 | 0 | 0 | 0 | 0 | 0
FixedInterchange | 0 | 0 | 0 | 0 | 0 | 0
Emission Cost by Reporting Type: NYISO_G-I
ReportingType | 2015 | 2020 | 2025 | 2030 | 2035 | 2040
BM | 0 | 0 | 0 | 0 | 0 | 0
CC | 0 | 0 | 0 | 0 | 0 | 0
CSP | 0 | 0 | 0 | 0 | 0 | 0
CT | 0 | 0 | 0 | 0 | 0 | 0
Coal | 0 | 0 | 0 | 0 | 0 | 0
Geo | 0 | 0 | 0 | 0 | 0 | 0
H | 0 | 0 | 0 | 0 | 0 | 0
LFG | 0 | 0 | 0 | 0 | 0 | 0
Nuc | 0 | 0 | 0 | 0 | 0 | 0
PS | 0 | 0 | 0 | 0 | 0 | 0
PV | 0 | 0 | 0 | 0 | 0 | 0
PeakG | 0 | 0 | 0 | 0 | 0 | 0
PeakO | 0 | 0 | 0 | 0 | 0 | 0
ST | 0 | 0 | 0 | 0 | 0 | 0
STOG | 0 | 0 | 0 | 0 | 0 | 0
STWD | 0 | 0 | 0 | 0 | 0 | 0
WT | 0 | 0 | 0 | 0 | 0 | 0
IGCC | 0 | 0 | 0 | 0 | 0 | 0
DemandResponse | 0 | 0 | 0 | 0 | 0 | 0
IGCC-CCS | 0 | 0 | 0 | 0 | 0 | 0
WT_off | 0 | 0 | 0 | 0 | 0 | 0
PseudoUnit | 0 | 0 | 0 | 0 | 0 | 0
FixedInterchange | 0 | 0 | 0 | 0 | 0 | 0
Emission Cost by Reporting Type: NYISO_J-K
ReportingType | 2015 | 2020 | 2025 | 2030 | 2035 | 2040
BM | 0 | 0 | 0 | 0 | 0 | 0
CC | 0 | 0 | 0 | 0 | 0 | 0
CSP | 0 | 0 | 0 | 0 | 0 | 0
CT | 0 | 0 | 0 | 0 | 0 | 0
Coal | 0 | 0 | 0 | 0 | 0 | 0
Geo | 0 | 0 | 0 | 0 | 0 | 0
H | 0 | 0 | 0 | 0 | 0 | 0
LFG | 0 | 0 | 0 | 0 | 0 | 0
Nuc | 0 | 0 | 0 | 0 | 0 | 0
PS | 0 | 0 | 0 | 0 | 0 | 0
PV | 0 | 0 | 0 | 0 | 0 | 0
PeakG | 0 | 0 | 0 | 0 | 0 | 0
PeakO | 0 | 0 | 0 | 0 | 0 | 0
ST | 0 | 0 | 0 | 0 | 0 | 0
STOG | 0 | 0 | 0 | 0 | 0 | 0
STWD | 0 | 0 | 0 | 0 | 0 | 0
WT | 0 | 0 | 0 | 0 | 0 | 0
IGCC | 0 | 0 | 0 | 0 | 0 | 0
DemandResponse | 0 | 0 | 0 | 0 | 0 | 0
IGCC-CCS | 0 | 0 | 0 | 0 | 0 | 0
WT_off | 0 | 0 | 0 | 0 | 0 | 0
PseudoUnit | 0 | 0 | 0 | 0 | 0 | 0
FixedInterchange | 0 | 0 | 0 | 0 | 0 | 0
Emission Cost by Reporting Type: PJM_E
ReportingType | 2015 | 2020 | 2025 | 2030 | 2035 | 2040
BM | 0 | 0 | 0 | 0 | 0 | 0
CC | 0 | 0 | 0 | 0 | 0 | 0
CSP | 0 | 0 | 0 | 0 | 0 | 0
CT | 0 | 0 | 0 | 0 | 0 | 0
Coal | 0 | 0 | 0 | 0 | 0 | 0
Geo | 0 | 0 | 0 | 0 | 0 | 0
H | 0 | 0 | 0 | 0 | 0 | 0
LFG | 0 | 0 | 0 | 0 | 0 | 0
Nuc | 0 | 0 | 0 | 0 | 0 | 0
PS | 0 | 0 | 0 | 0 | 0 | 0
PV | 0 | 0 | 0 | 0 | 0 | 0
PeakG | 0 | 0 | 0 | 0 | 0 | 0
PeakO | 0 | 0 | 0 | 0 | 0 | 0
ST | 0 | 0 | 0 | 0 | 0 | 0
STOG | 0 | 0 | 0 | 0 | 0 | 0
STWD | 0 | 0 | 0 | 0 | 0 | 0
WT | 0 | 0 | 0 | 0 | 0 | 0
IGCC | 0 | 0 | 0 | 0 | 0 | 0
DemandResponse | 0 | 0 | 0 | 0 | 0 | 0
IGCC-CCS | 0 | 0 | 0 | 0 | 0 | 0
WT_off | 0 | 0 | 0 | 0 | 0 | 0
PseudoUnit | 0 | 0 | 0 | 0 | 0 | 0
FixedInterchange | 0 | 0 | 0 | 0 | 0 | 0
Emission Cost by Reporting Type: PJM_ROM
ReportingType | 2015 | 2020 | 2025 | 2030 | 2035 | 2040
BM | 0 | 0 | 0 | 0 | 0 | 0
CC | 0 | 0 | 0 | 0 | 0 | 0
CSP | 0 | 0 | 0 | 0 | 0 | 0
CT | 0 | 0 | 0 | 0 | 0 | 0
Coal | 0 | 0 | 0 | 0 | 0 | 0
Geo | 0 | 0 | 0 | 0 | 0 | 0
H | 0 | 0 | 0 | 0 | 0 | 0
LFG | 0 | 0 | 0 | 0 | 0 | 0
Nuc | 0 | 0 | 0 | 0 | 0 | 0
PS | 0 | 0 | 0 | 0 | 0 | 0
PV | 0 | 0 | 0 | 0 | 0 | 0
PeakG | 0 | 0 | 0 | 0 | 0 | 0
PeakO | 0 | 0 | 0 | 0 | 0 | 0
ST | 0 | 0 | 0 | 0 | 0 | 0
STOG | 0 | 0 | 0 | 0 | 0 | 0
STWD | 0 | 0 | 0 | 0 | 0 | 0
WT | 0 | 0 | 0 | 0 | 0 | 0
IGCC | 0 | 0 | 0 | 0 | 0 | 0
DemandResponse | 0 | 0 | 0 | 0 | 0 | 0
IGCC-CCS | 0 | 0 | 0 | 0 | 0 | 0
WT_off | 0 | 0 | 0 | 0 | 0 | 0
PseudoUnit | 0 | 0 | 0 | 0 | 0 | 0
FixedInterchange | 0 | 0 | 0 | 0 | 0 | 0
Emission Cost by Reporting Type: PJM_ROR
ReportingType | 2015 | 2020 | 2025 | 2030 | 2035 | 2040
BM | 0 | 0 | 0 | 0 | 0 | 0
CC | 0 | 0 | 0 | 0 | 0 | 0
CSP | 0 | 0 | 0 | 0 | 0 | 0
CT | 0 | 0 | 0 | 0 | 0 | 0
Coal | 0 | 0 | 0 | 0 | 0 | 0
Geo | 0 | 0 | 0 | 0 | 0 | 0
H | 0 | 0 | 0 | 0 | 0 | 0
LFG | 0 | 0 | 0 | 0 | 0 | 0
Nuc | 0 | 0 | 0 | 0 | 0 | 0
PS | 0 | 0 | 0 | 0 | 0 | 0
PV | 0 | 0 | 0 | 0 | 0 | 0
PeakG | 0 | 0 | 0 | 0 | 0 | 0
PeakO | 0 | 0 | 0 | 0 | 0 | 0
ST | 0 | 0 | 0 | 0 | 0 | 0
STOG | 0 | 0 | 0 | 0 | 0 | 0
STWD | 0 | 0 | 0 | 0 | 0 | 0
WT | 0 | 0 | 0 | 0 | 0 | 0
IGCC | 0 | 0 | 0 | 0 | 0 | 0
DemandResponse | 0 | 0 | 0 | 0 | 0 | 0
IGCC-CCS | 0 | 0 | 0 | 0 | 0 | 0
WT_off | 0 | 0 | 0 | 0 | 0 | 0
PseudoUnit | 0 | 0 | 0 | 0 | 0 | 0
FixedInterchange | 0 | 0 | 0 | 0 | 0 | 0
Emission Cost by Reporting Type: SOCO
ReportingType | 2015 | 2020 | 2025 | 2030 | 2035 | 2040
BM | 0 | 0 | 0 | 0 | 0 | 0
CC | 0 | 0 | 0 | 0 | 0 | 0
CSP | 0 | 0 | 0 | 0 | 0 | 0
CT | 0 | 0 | 0 | 0 | 0 | 0
Coal | 0 | 0 | 0 | 0 | 0 | 0
Geo | 0 | 0 | 0 | 0 | 0 | 0
H | 0 | 0 | 0 | 0 | 0 | 0
LFG | 0 | 0 | 0 | 0 | 0 | 0
Nuc | 0 | 0 | 0 | 0 | 0 | 0
PS | 0 | 0 | 0 | 0 | 0 | 0
PV | 0 | 0 | 0 | 0 | 0 | 0
PeakG | 0 | 0 | 0 | 0 | 0 | 0
PeakO | 0 | 0 | 0 | 0 | 0 | 0
ST | 0 | 0 | 0 | 0 | 0 | 0
STOG | 0 | 0 | 0 | 0 | 0 | 0
STWD | 0 | 0 | 0 | 0 | 0 | 0
WT | 0 | 0 | 0 | 0 | 0 | 0
IGCC | 0 | 0 | 0 | 0 | 0 | 0
DemandResponse | 0 | 0 | 0 | 0 | 0 | 0
IGCC-CCS | 0 | 0 | 0 | 0 | 0 | 0
WT_off | 0 | 0 | 0 | 0 | 0 | 0
PseudoUnit | 0 | 0 | 0 | 0 | 0 | 0
FixedInterchange | 0 | 0 | 0 | 0 | 0 | 0
Emission Cost by Reporting Type: SPP_N
ReportingType | 2015 | 2020 | 2025 | 2030 | 2035 | 2040
BM | 0 | 0 | 0 | 0 | 0 | 0
CC | 0 | 0 | 0 | 0 | 0 | 0
CSP | 0 | 0 | 0 | 0 | 0 | 0
CT | 0 | 0 | 0 | 0 | 0 | 0
Coal | 0 | 0 | 0 | 0 | 0 | 0
Geo | 0 | 0 | 0 | 0 | 0 | 0
H | 0 | 0 | 0 | 0 | 0 | 0
LFG | 0 | 0 | 0 | 0 | 0 | 0
Nuc | 0 | 0 | 0 | 0 | 0 | 0
PS | 0 | 0 | 0 | 0 | 0 | 0
PV | 0 | 0 | 0 | 0 | 0 | 0
PeakG | 0 | 0 | 0 | 0 | 0 | 0
PeakO | 0 | 0 | 0 | 0 | 0 | 0
ST | 0 | 0 | 0 | 0 | 0 | 0
STOG | 0 | 0 | 0 | 0 | 0 | 0
STWD | 0 | 0 | 0 | 0 | 0 | 0
WT | 0 | 0 | 0 | 0 | 0 | 0
IGCC | 0 | 0 | 0 | 0 | 0 | 0
DemandResponse | 0 | 0 | 0 | 0 | 0 | 0
IGCC-CCS | 0 | 0 | 0 | 0 | 0 | 0
WT_off | 0 | 0 | 0 | 0 | 0 | 0
PseudoUnit | 0 | 0 | 0 | 0 | 0 | 0
FixedInterchange | 0 | 0 | 0 | 0 | 0 | 0
Emission Cost by Reporting Type: SPP_S
ReportingType | 2015 | 2020 | 2025 | 2030 | 2035 | 2040
BM | 0 | 0 | 0 | 0 | 0 | 0
CC | 0 | 0 | 0 | 0 | 0 | 0
CSP | 0 | 0 | 0 | 0 | 0 | 0
CT | 0 | 0 | 0 | 0 | 0 | 0
Coal | 0 | 0 | 0 | 0 | 0 | 0
Geo | 0 | 0 | 0 | 0 | 0 | 0
H | 0 | 0 | 0 | 0 | 0 | 0
LFG | 0 | 0 | 0 | 0 | 0 | 0
Nuc | 0 | 0 | 0 | 0 | 0 | 0
PS | 0 | 0 | 0 | 0 | 0 | 0
PV | 0 | 0 | 0 | 0 | 0 | 0
PeakG | 0 | 0 | 0 | 0 | 0 | 0
PeakO | 0 | 0 | 0 | 0 | 0 | 0
ST | 0 | 0 | 0 | 0 | 0 | 0
STOG | 0 | 0 | 0 | 0 | 0 | 0
STWD | 0 | 0 | 0 | 0 | 0 | 0
WT | 0 | 0 | 0 | 0 | 0 | 0
IGCC | 0 | 0 | 0 | 0 | 0 | 0
DemandResponse | 0 | 0 | 0 | 0 | 0 | 0
IGCC-CCS | 0 | 0 | 0 | 0 | 0 | 0
WT_off | 0 | 0 | 0 | 0 | 0 | 0
PseudoUnit | 0 | 0 | 0 | 0 | 0 | 0
FixedInterchange | 0 | 0 | 0 | 0 | 0 | 0
Emission Cost by Reporting Type: TVA
ReportingType | 2015 | 2020 | 2025 | 2030 | 2035 | 2040
BM | 0 | 0 | 0 | 0 | 0 | 0
CC | 0 | 0 | 0 | 0 | 0 | 0
CSP | 0 | 0 | 0 | 0 | 0 | 0
CT | 0 | 0 | 0 | 0 | 0 | 0
Coal | 0 | 0 | 0 | 0 | 0 | 0
Geo | 0 | 0 | 0 | 0 | 0 | 0
H | 0 | 0 | 0 | 0 | 0 | 0
LFG | 0 | 0 | 0 | 0 | 0 | 0
Nuc | 0 | 0 | 0 | 0 | 0 | 0
PS | 0 | 0 | 0 | 0 | 0 | 0
PV | 0 | 0 | 0 | 0 | 0 | 0
PeakG | 0 | 0 | 0 | 0 | 0 | 0
PeakO | 0 | 0 | 0 | 0 | 0 | 0
ST | 0 | 0 | 0 | 0 | 0 | 0
STOG | 0 | 0 | 0 | 0 | 0 | 0
STWD | 0 | 0 | 0 | 0 | 0 | 0
WT | 0 | 0 | 0 | 0 | 0 | 0
IGCC | 0 | 0 | 0 | 0 | 0 | 0
DemandResponse | 0 | 0 | 0 | 0 | 0 | 0
IGCC-CCS | 0 | 0 | 0 | 0 | 0 | 0
WT_off | 0 | 0 | 0 | 0 | 0 | 0
PseudoUnit | 0 | 0 | 0 | 0 | 0 | 0
FixedInterchange | 0 | 0 | 0 | 0 | 0 | 0
Emission Cost by Reporting Type: TVA_Transmission
ReportingType | 2015 | 2020 | 2025 | 2030 | 2035 | 2040
BM | 0 | 0 | 0 | 0 | 0 | 0
CC | 0 | 0 | 0 | 0 | 0 | 0
CSP | 0 | 0 | 0 | 0 | 0 | 0
CT | 0 | 0 | 0 | 0 | 0 | 0
Coal | 0 | 0 | 0 | 0 | 0 | 0
Geo | 0 | 0 | 0 | 0 | 0 | 0
H | 0 | 0 | 0 | 0 | 0 | 0
LFG | 0 | 0 | 0 | 0 | 0 | 0
Nuc | 0 | 0 | 0 | 0 | 0 | 0
PS | 0 | 0 | 0 | 0 | 0 | 0
PV | 0 | 0 | 0 | 0 | 0 | 0
PeakG | 0 | 0 | 0 | 0 | 0 | 0
PeakO | 0 | 0 | 0 | 0 | 0 | 0
ST | 0 | 0 | 0 | 0 | 0 | 0
STOG | 0 | 0 | 0 | 0 | 0 | 0
STWD | 0 | 0 | 0 | 0 | 0 | 0
WT | 0 | 0 | 0 | 0 | 0 | 0
IGCC | 0 | 0 | 0 | 0 | 0 | 0
DemandResponse | 0 | 0 | 0 | 0 | 0 | 0
IGCC-CCS | 0 | 0 | 0 | 0 | 0 | 0
WT_off | 0 | 0 | 0 | 0 | 0 | 0
PseudoUnit | 0 | 0 | 0 | 0 | 0 | 0
FixedInterchange | 0 | 0 | 0 | 0 | 0 | 0
Emission Cost by Reporting Type: VACAR
ReportingType | 2015 | 2020 | 2025 | 2030 | 2035 | 2040
BM | 0 | 0 | 0 | 0 | 0 | 0
CC | 0 | 0 | 0 | 0 | 0 | 0
CSP | 0 | 0 | 0 | 0 | 0 | 0
CT | 0 | 0 | 0 | 0 | 0 | 0
Coal | 0 | 0 | 0 | 0 | 0 | 0
Geo | 0 | 0 | 0 | 0 | 0 | 0
H | 0 | 0 | 0 | 0 | 0 | 0
LFG | 0 | 0 | 0 | 0 | 0 | 0
Nuc | 0 | 0 | 0 | 0 | 0 | 0
PS | 0 | 0 | 0 | 0 | 0 | 0
PV | 0 | 0 | 0 | 0 | 0 | 0
PeakG | 0 | 0 | 0 | 0 | 0 | 0
PeakO | 0 | 0 | 0 | 0 | 0 | 0
ST | 0 | 0 | 0 | 0 | 0 | 0
STOG | 0 | 0 | 0 | 0 | 0 | 0
STWD | 0 | 0 | 0 | 0 | 0 | 0
WT | 0 | 0 | 0 | 0 | 0 | 0
IGCC | 0 | 0 | 0 | 0 | 0 | 0
DemandResponse | 0 | 0 | 0 | 0 | 0 | 0
IGCC-CCS | 0 | 0 | 0 | 0 | 0 | 0
WT_off | 0 | 0 | 0 | 0 | 0 | 0
PseudoUnit | 0 | 0 | 0 | 0 | 0 | 0
FixedInterchange | 0 | 0 | 0 | 0 | 0 | 0
Emission Cost by Reporting Type: IESO
ReportingType | 2015 | 2020 | 2025 | 2030 | 2035 | 2040
BM | 0 | 0 | 0 | 0 | 0 | 0
CC | 0 | 0 | 0 | 0 | 0 | 0
CSP | 0 | 0 | 0 | 0 | 0 | 0
CT | 0 | 0 | 0 | 0 | 0 | 0
Coal | 0 | 0 | 0 | 0 | 0 | 0
Geo | 0 | 0 | 0 | 0 | 0 | 0
H | 0 | 0 | 0 | 0 | 0 | 0
LFG | 0 | 0 | 0 | 0 | 0 | 0
Nuc | 0 | 0 | 0 | 0 | 0 | 0
PS | 0 | 0 | 0 | 0 | 0 | 0
PV | 0 | 0 | 0 | 0 | 0 | 0
PeakG | 0 | 0 | 0 | 0 | 0 | 0
PeakO | 0 | 0 | 0 | 0 | 0 | 0
ST | 0 | 0 | 0 | 0 | 0 | 0
STOG | 0 | 0 | 0 | 0 | 0 | 0
STWD | 0 | 0 | 0 | 0 | 0 | 0
WT | 0 | 0 | 0 | 0 | 0 | 0
IGCC | 0 | 0 | 0 | 0 | 0 | 0
DemandResponse | 0 | 0 | 0 | 0 | 0 | 0
IGCC-CCS | 0 | 0 | 0 | 0 | 0 | 0
WT_off | 0 | 0 | 0 | 0 | 0 | 0
PseudoUnit | 0 | 0 | 0 | 0 | 0 | 0
FixedInterchange | 0 | 0 | 0 | 0 | 0 | 0
Emission Cost by Reporting Type: MAPP_CA
ReportingType | 2015 | 2020 | 2025 | 2030 | 2035 | 2040
BM | 0 | 0 | 0 | 0 | 0 | 0
CC | 0 | 0 | 0 | 0 | 0 | 0
CSP | 0 | 0 | 0 | 0 | 0 | 0
CT | 0 | 0 | 0 | 0 | 0 | 0
Coal | 0 | 0 | 0 | 0 | 0 | 0
Geo | 0 | 0 | 0 | 0 | 0 | 0
H | 0 | 0 | 0 | 0 | 0 | 0
LFG | 0 | 0 | 0 | 0 | 0 | 0
Nuc | 0 | 0 | 0 | 0 | 0 | 0
PS | 0 | 0 | 0 | 0 | 0 | 0
PV | 0 | 0 | 0 | 0 | 0 | 0
PeakG | 0 | 0 | 0 | 0 | 0 | 0
PeakO | 0 | 0 | 0 | 0 | 0 | 0
ST | 0 | 0 | 0 | 0 | 0 | 0
STOG | 0 | 0 | 0 | 0 | 0 | 0
STWD | 0 | 0 | 0 | 0 | 0 | 0
WT | 0 | 0 | 0 | 0 | 0 | 0
IGCC | 0 | 0 | 0 | 0 | 0 | 0
DemandResponse | 0 | 0 | 0 | 0 | 0 | 0
IGCC-CCS | 0 | 0 | 0 | 0 | 0 | 0
WT_off | 0 | 0 | 0 | 0 | 0 | 0
PseudoUnit | 0 | 0 | 0 | 0 | 0 | 0
FixedInterchange | 0 | 0 | 0 | 0 | 0 | 0
Emission Cost by Reporting Type: AZ_NM_SNV_Coal
ReportingType | 2015 | 2020 | 2025 | 2030 | 2035 | 2040
BM | 0 | 0 | 0 | 0 | 0 | 0
CC | 0 | 0 | 0 | 0 | 0 | 0
CSP | 0 | 0 | 0 | 0 | 0 | 0
CT | 0 | 0 | 0 | 0 | 0 | 0
Coal | 0 | 0 | 0 | 0 | 0 | 0
Geo | 0 | 0 | 0 | 0 | 0 | 0
H | 0 | 0 | 0 | 0 | 0 | 0
LFG | 0 | 0 | 0 | 0 | 0 | 0
Nuc | 0 | 0 | 0 | 0 | 0 | 0
PS | 0 | 0 | 0 | 0 | 0 | 0
PV | 0 | 0 | 0 | 0 | 0 | 0
PeakG | 0 | 0 | 0 | 0 | 0 | 0
PeakO | 0 | 0 | 0 | 0 | 0 | 0
ST | 0 | 0 | 0 | 0 | 0 | 0
STOG | 0 | 0 | 0 | 0 | 0 | 0
STWD | 0 | 0 | 0 | 0 | 0 | 0
WT | 0 | 0 | 0 | 0 | 0 | 0
IGCC | 0 | 0 | 0 | 0 | 0 | 0
DemandResponse | 0 | 0 | 0 | 0 | 0 | 0
IGCC-CCS | 0 | 0 | 0 | 0 | 0 | 0
WT_off | 0 | 0 | 0 | 0 | 0 | 0
PseudoUnit | 0 | 0 | 0 | 0 | 0 | 0
FixedInterchange | 0 | 0 | 0 | 0 | 0 | 0
Emission Cost by Reporting Type: AZ_NM_SNV_Gas
ReportingType | 2015 | 2020 | 2025 | 2030 | 2035 | 2040
BM | 0 | 0 | 0 | 0 | 0 | 0
CC | 0 | 0 | 0 | 0 | 0 | 0
CSP | 0 | 0 | 0 | 0 | 0 | 0
CT | 0 | 0 | 0 | 0 | 0 | 0
Coal | 0 | 0 | 0 | 0 | 0 | 0
Geo | 0 | 0 | 0 | 0 | 0 | 0
H | 0 | 0 | 0 | 0 | 0 | 0
LFG | 0 | 0 | 0 | 0 | 0 | 0
Nuc | 0 | 0 | 0 | 0 | 0 | 0
PS | 0 | 0 | 0 | 0 | 0 | 0
PV | 0 | 0 | 0 | 0 | 0 | 0
PeakG | 0 | 0 | 0 | 0 | 0 | 0
PeakO | 0 | 0 | 0 | 0 | 0 | 0
ST | 0 | 0 | 0 | 0 | 0 | 0
STOG | 0 | 0 | 0 | 0 | 0 | 0
STWD | 0 | 0 | 0 | 0 | 0 | 0
WT | 0 | 0 | 0 | 0 | 0 | 0
IGCC | 0 | 0 | 0 | 0 | 0 | 0
DemandResponse | 0 | 0 | 0 | 0 | 0 | 0
IGCC-CCS | 0 | 0 | 0 | 0 | 0 | 0
WT_off | 0 | 0 | 0 | 0 | 0 | 0
PseudoUnit | 0 | 0 | 0 | 0 | 0 | 0
FixedInterchange | 0 | 0 | 0 | 0 | 0 | 0
Emission Cost by Reporting Type: AZ_NM_SNV_NucRenew
ReportingType | 2015 | 2020 | 2025 | 2030 | 2035 | 2040
BM | 0 | 0 | 0 | 0 | 0 | 0
CC | 0 | 0 | 0 | 0 | 0 | 0
CSP | 0 | 0 | 0 | 0 | 0 | 0
CT | 0 | 0 | 0 | 0 | 0 | 0
Coal | 0 | 0 | 0 | 0 | 0 | 0
Geo | 0 | 0 | 0 | 0 | 0 | 0
H | 0 | 0 | 0 | 0 | 0 | 0
LFG | 0 | 0 | 0 | 0 | 0 | 0
Nuc | 0 | 0 | 0 | 0 | 0 | 0
PS | 0 | 0 | 0 | 0 | 0 | 0
PV | 0 | 0 | 0 | 0 | 0 | 0
PeakG | 0 | 0 | 0 | 0 | 0 | 0
PeakO | 0 | 0 | 0 | 0 | 0 | 0
ST | 0 | 0 | 0 | 0 | 0 | 0
STOG | 0 | 0 | 0 | 0 | 0 | 0
STWD | 0 | 0 | 0 | 0 | 0 | 0
WT | 0 | 0 | 0 | 0 | 0 | 0
IGCC | 0 | 0 | 0 | 0 | 0 | 0
DemandResponse | 0 | 0 | 0 | 0 | 0 | 0
IGCC-CCS | 0 | 0 | 0 | 0 | 0 | 0
WT_off | 0 | 0 | 0 | 0 | 0 | 0
PseudoUnit | 0 | 0 | 0 | 0 | 0 | 0
FixedInterchange | 0 | 0 | 0 | 0 | 0 | 0
Emission Cost by Reporting Type: ERCOT
ReportingType | 2015 | 2020 | 2025 | 2030 | 2035 | 2040
BM | 0 | 0 | 0 | 0 | 0 | 0
CC | 0 | 0 | 0 | 0 | 0 | 0
CSP | 0 | 0 | 0 | 0 | 0 | 0
CT | 0 | 0 | 0 | 0 | 0 | 0
Coal | 0 | 0 | 0 | 0 | 0 | 0
Geo | 0 | 0 | 0 | 0 | 0 | 0
H | 0 | 0 | 0 | 0 | 0 | 0
LFG | 0 | 0 | 0 | 0 | 0 | 0
Nuc | 0 | 0 | 0 | 0 | 0 | 0
PS | 0 | 0 | 0 | 0 | 0 | 0
PV | 0 | 0 | 0 | 0 | 0 | 0
PeakG | 0 | 0 | 0 | 0 | 0 | 0
PeakO | 0 | 0 | 0 | 0 | 0 | 0
ST | 0 | 0 | 0 | 0 | 0 | 0
STOG | 0 | 0 | 0 | 0 | 0 | 0
STWD | 0 | 0 | 0 | 0 | 0 | 0
WT | 0 | 0 | 0 | 0 | 0 | 0
IGCC | 0 | 0 | 0 | 0 | 0 | 0
DemandResponse | 0 | 0 | 0 | 0 | 0 | 0
IGCC-CCS | 0 | 0 | 0 | 0 | 0 | 0
WT_off | 0 | 0 | 0 | 0 | 0 | 0
PseudoUnit | 0 | 0 | 0 | 0 | 0 | 0
FixedInterchange | 0 | 0 | 0 | 0 | 0 | 0
Emission Cost by Reporting Type: NP15
ReportingType | 2015 | 2020 | 2025 | 2030 | 2035 | 2040
BM | 0 | 0 | 0 | 0 | 0 | 0
CC | 0 | 0 | 0 | 0 | 0 | 0
CSP | 0 | 0 | 0 | 0 | 0 | 0
CT | 0 | 0 | 0 | 0 | 0 | 0
Coal | 0 | 0 | 0 | 0 | 0 | 0
Geo | 0 | 0 | 0 | 0 | 0 | 0
H | 0 | 0 | 0 | 0 | 0 | 0
LFG | 0 | 0 | 0 | 0 | 0 | 0
Nuc | 0 | 0 | 0 | 0 | 0 | 0
PS | 0 | 0 | 0 | 0 | 0 | 0
PV | 0 | 0 | 0 | 0 | 0 | 0
PeakG | 0 | 0 | 0 | 0 | 0 | 0
PeakO | 0 | 0 | 0 | 0 | 0 | 0
ST | 0 | 0 | 0 | 0 | 0 | 0
STOG | 0 | 0 | 0 | 0 | 0 | 0
STWD | 0 | 0 | 0 | 0 | 0 | 0
WT | 0 | 0 | 0 | 0 | 0 | 0
IGCC | 0 | 0 | 0 | 0 | 0 | 0
DemandResponse | 0 | 0 | 0 | 0 | 0 | 0
IGCC-CCS | 0 | 0 | 0 | 0 | 0 | 0
WT_off | 0 | 0 | 0 | 0 | 0 | 0
PseudoUnit | 0 | 0 | 0 | 0 | 0 | 0
FixedInterchange | 0 | 0 | 0 | 0 | 0 | 0
Emission Cost by Reporting Type: NWPP_Coal
ReportingType | 2015 | 2020 | 2025 | 2030 | 2035 | 2040
BM | 0 | 0 | 0 | 0 | 0 | 0
CC | 0 | 0 | 0 | 0 | 0 | 0
CSP | 0 | 0 | 0 | 0 | 0 | 0
CT | 0 | 0 | 0 | 0 | 0 | 0
Coal | 0 | 0 | 0 | 0 | 0 | 0
Geo | 0 | 0 | 0 | 0 | 0 | 0
H | 0 | 0 | 0 | 0 | 0 | 0
LFG | 0 | 0 | 0 | 0 | 0 | 0
Nuc | 0 | 0 | 0 | 0 | 0 | 0
PS | 0 | 0 | 0 | 0 | 0 | 0
PV | 0 | 0 | 0 | 0 | 0 | 0
PeakG | 0 | 0 | 0 | 0 | 0 | 0
PeakO | 0 | 0 | 0 | 0 | 0 | 0
ST | 0 | 0 | 0 | 0 | 0 | 0
STOG | 0 | 0 | 0 | 0 | 0 | 0
STWD | 0 | 0 | 0 | 0 | 0 | 0
WT | 0 | 0 | 0 | 0 | 0 | 0
IGCC | 0 | 0 | 0 | 0 | 0 | 0
DemandResponse | 0 | 0 | 0 | 0 | 0 | 0
IGCC-CCS | 0 | 0 | 0 | 0 | 0 | 0
WT_off | 0 | 0 | 0 | 0 | 0 | 0
PseudoUnit | 0 | 0 | 0 | 0 | 0 | 0
FixedInterchange | 0 | 0 | 0 | 0 | 0 | 0
Emission Cost by Reporting Type: NWPP_Gas
ReportingType | 2015 | 2020 | 2025 | 2030 | 2035 | 2040
BM | 0 | 0 | 0 | 0 | 0 | 0
CC | 0 | 0 | 0 | 0 | 0 | 0
CSP | 0 | 0 | 0 | 0 | 0 | 0
CT | 0 | 0 | 0 | 0 | 0 | 0
Coal | 0 | 0 | 0 | 0 | 0 | 0
Geo | 0 | 0 | 0 | 0 | 0 | 0
H | 0 | 0 | 0 | 0 | 0 | 0
LFG | 0 | 0 | 0 | 0 | 0 | 0
Nuc | 0 | 0 | 0 | 0 | 0 | 0
PS | 0 | 0 | 0 | 0 | 0 | 0
PV | 0 | 0 | 0 | 0 | 0 | 0
PeakG | 0 | 0 | 0 | 0 | 0 | 0
PeakO | 0 | 0 | 0 | 0 | 0 | 0
ST | 0 | 0 | 0 | 0 | 0 | 0
STOG | 0 | 0 | 0 | 0 | 0 | 0
STWD | 0 | 0 | 0 | 0 | 0 | 0
WT | 0 | 0 | 0 | 0 | 0 | 0
IGCC | 0 | 0 | 0 | 0 | 0 | 0
DemandResponse | 0 | 0 | 0 | 0 | 0 | 0
IGCC-CCS | 0 | 0 | 0 | 0 | 0 | 0
WT_off | 0 | 0 | 0 | 0 | 0 | 0
PseudoUnit | 0 | 0 | 0 | 0 | 0 | 0
FixedInterchange | 0 | 0 | 0 | 0 | 0 | 0
Emission Cost by Reporting Type: NWPP_NucRenew
ReportingType | 2015 | 2020 | 2025 | 2030 | 2035 | 2040
BM | 0 | 0 | 0 | 0 | 0 | 0
CC | 0 | 0 | 0 | 0 | 0 | 0
CSP | 0 | 0 | 0 | 0 | 0 | 0
CT | 0 | 0 | 0 | 0 | 0 | 0
Coal | 0 | 0 | 0 | 0 | 0 | 0
Geo | 0 | 0 | 0 | 0 | 0 | 0
H | 0 | 0 | 0 | 0 | 0 | 0
LFG | 0 | 0 | 0 | 0 | 0 | 0
Nuc | 0 | 0 | 0 | 0 | 0 | 0
PS | 0 | 0 | 0 | 0 | 0 | 0
PV | 0 | 0 | 0 | 0 | 0 | 0
PeakG | 0 | 0 | 0 | 0 | 0 | 0
PeakO | 0 | 0 | 0 | 0 | 0 | 0
ST | 0 | 0 | 0 | 0 | 0 | 0
STOG | 0 | 0 | 0 | 0 | 0 | 0
STWD | 0 | 0 | 0 | 0 | 0 | 0
WT | 0 | 0 | 0 | 0 | 0 | 0
IGCC | 0 | 0 | 0 | 0 | 0 | 0
DemandResponse | 0 | 0 | 0 | 0 | 0 | 0
IGCC-CCS | 0 | 0 | 0 | 0 | 0 | 0
WT_off | 0 | 0 | 0 | 0 | 0 | 0
PseudoUnit | 0 | 0 | 0 | 0 | 0 | 0
FixedInterchange | 0 | 0 | 0 | 0 | 0 | 0
Emission Cost by Reporting Type: RMPA
ReportingType | 2015 | 2020 | 2025 | 2030 | 2035 | 2040
BM | 0 | 0 | 0 | 0 | 0 | 0
CC | 0 | 0 | 0 | 0 | 0 | 0
CSP | 0 | 0 | 0 | 0 | 0 | 0
CT | 0 | 0 | 0 | 0 | 0 | 0
Coal | 0 | 0 | 0 | 0 | 0 | 0
Geo | 0 | 0 | 0 | 0 | 0 | 0
H | 0 | 0 | 0 | 0 | 0 | 0
LFG | 0 | 0 | 0 | 0 | 0 | 0
Nuc | 0 | 0 | 0 | 0 | 0 | 0
PS | 0 | 0 | 0 | 0 | 0 | 0
PV | 0 | 0 | 0 | 0 | 0 | 0
PeakG | 0 | 0 | 0 | 0 | 0 | 0
PeakO | 0 | 0 | 0 | 0 | 0 | 0
ST | 0 | 0 | 0 | 0 | 0 | 0
STOG | 0 | 0 | 0 | 0 | 0 | 0
STWD | 0 | 0 | 0 | 0 | 0 | 0
WT | 0 | 0 | 0 | 0 | 0 | 0
IGCC | 0 | 0 | 0 | 0 | 0 | 0
DemandResponse | 0 | 0 | 0 | 0 | 0 | 0
IGCC-CCS | 0 | 0 | 0 | 0 | 0 | 0
WT_off | 0 | 0 | 0 | 0 | 0 | 0
PseudoUnit | 0 | 0 | 0 | 0 | 0 | 0
FixedInterchange | 0 | 0 | 0 | 0 | 0 | 0
Emission Cost by Reporting Type: SP15
ReportingType | 2015 | 2020 | 2025 | 2030 | 2035 | 2040
BM | 0 | 0 | 0 | 0 | 0 | 0
CC | 0 | 0 | 0 | 0 | 0 | 0
CSP | 0 | 0 | 0 | 0 | 0 | 0
CT | 0 | 0 | 0 | 0 | 0 | 0
Coal | 0 | 0 | 0 | 0 | 0 | 0
Geo | 0 | 0 | 0 | 0 | 0 | 0
H | 0 | 0 | 0 | 0 | 0 | 0
LFG | 0 | 0 | 0 | 0 | 0 | 0
Nuc | 0 | 0 | 0 | 0 | 0 | 0
PS | 0 | 0 | 0 | 0 | 0 | 0
PV | 0 | 0 | 0 | 0 | 0 | 0
PeakG | 0 | 0 | 0 | 0 | 0 | 0
PeakO | 0 | 0 | 0 | 0 | 0 | 0
ST | 0 | 0 | 0 | 0 | 0 | 0
STOG | 0 | 0 | 0 | 0 | 0 | 0
STWD | 0 | 0 | 0 | 0 | 0 | 0
WT | 0 | 0 | 0 | 0 | 0 | 0
IGCC | 0 | 0 | 0 | 0 | 0 | 0
DemandResponse | 0 | 0 | 0 | 0 | 0 | 0
IGCC-CCS | 0 | 0 | 0 | 0 | 0 | 0
WT_off | 0 | 0 | 0 | 0 | 0 | 0
PseudoUnit | 0 | 0 | 0 | 0 | 0 | 0
FixedInterchange | 0 | 0 | 0 | 0 | 0 | 0
Emission Cost by Reporting Type: ALB
ReportingType | 2015 | 2020 | 2025 | 2030 | 2035 | 2040
BM | 0 | 0 | 0 | 0 | 0 | 0
CC | 0 | 0 | 0 | 0 | 0 | 0
CSP | 0 | 0 | 0 | 0 | 0 | 0
CT | 0 | 0 | 0 | 0 | 0 | 0
Coal | 0 | 0 | 0 | 0 | 0 | 0
Geo | 0 | 0 | 0 | 0 | 0 | 0
H | 0 | 0 | 0 | 0 | 0 | 0
LFG | 0 | 0 | 0 | 0 | 0 | 0
Nuc | 0 | 0 | 0 | 0 | 0 | 0
PS | 0 | 0 | 0 | 0 | 0 | 0
PV | 0 | 0 | 0 | 0 | 0 | 0
PeakG | 0 | 0 | 0 | 0 | 0 | 0
PeakO | 0 | 0 | 0 | 0 | 0 | 0
ST | 0 | 0 | 0 | 0 | 0 | 0
STOG | 0 | 0 | 0 | 0 | 0 | 0
STWD | 0 | 0 | 0 | 0 | 0 | 0
WT | 0 | 0 | 0 | 0 | 0 | 0
IGCC | 0 | 0 | 0 | 0 | 0 | 0
DemandResponse | 0 | 0 | 0 | 0 | 0 | 0
IGCC-CCS | 0 | 0 | 0 | 0 | 0 | 0
WT_off | 0 | 0 | 0 | 0 | 0 | 0
PseudoUnit | 0 | 0 | 0 | 0 | 0 | 0
FixedInterchange | 0 | 0 | 0 | 0 | 0 | 0
Emission Cost by Reporting Type: BC
ReportingType | 2015 | 2020 | 2025 | 2030 | 2035 | 2040
BM | 0 | 0 | 0 | 0 | 0 | 0
CC | 0 | 0 | 0 | 0 | 0 | 0
CSP | 0 | 0 | 0 | 0 | 0 | 0
CT | 0 | 0 | 0 | 0 | 0 | 0
Coal | 0 | 0 | 0 | 0 | 0 | 0
Geo | 0 | 0 | 0 | 0 | 0 | 0
H | 0 | 0 | 0 | 0 | 0 | 0
LFG | 0 | 0 | 0 | 0 | 0 | 0
Nuc | 0 | 0 | 0 | 0 | 0 | 0
PS | 0 | 0 | 0 | 0 | 0 | 0
PV | 0 | 0 | 0 | 0 | 0 | 0
PeakG | 0 | 0 | 0 | 0 | 0 | 0
PeakO | 0 | 0 | 0 | 0 | 0 | 0
ST | 0 | 0 | 0 | 0 | 0 | 0
STOG | 0 | 0 | 0 | 0 | 0 | 0
STWD | 0 | 0 | 0 | 0 | 0 | 0
WT | 0 | 0 | 0 | 0 | 0 | 0
IGCC | 0 | 0 | 0 | 0 | 0 | 0
DemandResponse | 0 | 0 | 0 | 0 | 0 | 0
IGCC-CCS | 0 | 0 | 0 | 0 | 0 | 0
WT_off | 0 | 0 | 0 | 0 | 0 | 0
PseudoUnit | 0 | 0 | 0 | 0 | 0 | 0
FixedInterchange | 0 | 0 | 0 | 0 | 0 | 0
Emission Cost by Reporting Type: HQ_IESO
ReportingType | 2015 | 2020 | 2025 | 2030 | 2035 | 2040
BM | 0 | 0 | 0 | 0 | 0 | 0
CC | 0 | 0 | 0 | 0 | 0 | 0
CSP | 0 | 0 | 0 | 0 | 0 | 0
CT | 0 | 0 | 0 | 0 | 0 | 0
Coal | 0 | 0 | 0 | 0 | 0 | 0
Geo | 0 | 0 | 0 | 0 | 0 | 0
H | 0 | 0 | 0 | 0 | 0 | 0
LFG | 0 | 0 | 0 | 0 | 0 | 0
Nuc | 0 | 0 | 0 | 0 | 0 | 0
PS | 0 | 0 | 0 | 0 | 0 | 0
PV | 0 | 0 | 0 | 0 | 0 | 0
PeakG | 0 | 0 | 0 | 0 | 0 | 0
PeakO | 0 | 0 | 0 | 0 | 0 | 0
ST | 0 | 0 | 0 | 0 | 0 | 0
STOG | 0 | 0 | 0 | 0 | 0 | 0
STWD | 0 | 0 | 0 | 0 | 0 | 0
WT | 0 | 0 | 0 | 0 | 0 | 0
IGCC | 0 | 0 | 0 | 0 | 0 | 0
DemandResponse | 0 | 0 | 0 | 0 | 0 | 0
IGCC-CCS | 0 | 0 | 0 | 0 | 0 | 0
WT_off | 0 | 0 | 0 | 0 | 0 | 0
PseudoUnit | 0 | 0 | 0 | 0 | 0 | 0
FixedInterchange | 0 | 0 | 0 | 0 | 0 | 0
Emission Cost by Reporting Type: HQ_NEISO
ReportingType | 2015 | 2020 | 2025 | 2030 | 2035 | 2040
BM | 0 | 0 | 0 | 0 | 0 | 0
CC | 0 | 0 | 0 | 0 | 0 | 0
CSP | 0 | 0 | 0 | 0 | 0 | 0
CT | 0 | 0 | 0 | 0 | 0 | 0
Coal | 0 | 0 | 0 | 0 | 0 | 0
Geo | 0 | 0 | 0 | 0 | 0 | 0
H | 0 | 0 | 0 | 0 | 0 | 0
LFG | 0 | 0 | 0 | 0 | 0 | 0
Nuc | 0 | 0 | 0 | 0 | 0 | 0
PS | 0 | 0 | 0 | 0 | 0 | 0
PV | 0 | 0 | 0 | 0 | 0 | 0
PeakG | 0 | 0 | 0 | 0 | 0 | 0
PeakO | 0 | 0 | 0 | 0 | 0 | 0
ST | 0 | 0 | 0 | 0 | 0 | 0
STOG | 0 | 0 | 0 | 0 | 0 | 0
STWD | 0 | 0 | 0 | 0 | 0 | 0
WT | 0 | 0 | 0 | 0 | 0 | 0
IGCC | 0 | 0 | 0 | 0 | 0 | 0
DemandResponse | 0 | 0 | 0 | 0 | 0 | 0
IGCC-CCS | 0 | 0 | 0 | 0 | 0 | 0
WT_off | 0 | 0 | 0 | 0 | 0 | 0
PseudoUnit | 0 | 0 | 0 | 0 | 0 | 0
FixedInterchange | 0 | 0 | 0 | 0 | 0 | 0
Emission Cost by Reporting Type: HQ_NY
ReportingType | 2015 | 2020 | 2025 | 2030 | 2035 | 2040
BM | 0 | 0 | 0 | 0 | 0 | 0
CC | 0 | 0 | 0 | 0 | 0 | 0
CSP | 0 | 0 | 0 | 0 | 0 | 0
CT | 0 | 0 | 0 | 0 | 0 | 0
Coal | 0 | 0 | 0 | 0 | 0 | 0
Geo | 0 | 0 | 0 | 0 | 0 | 0
H | 0 | 0 | 0 | 0 | 0 | 0
LFG | 0 | 0 | 0 | 0 | 0 | 0
Nuc | 0 | 0 | 0 | 0 | 0 | 0
PS | 0 | 0 | 0 | 0 | 0 | 0
PV | 0 | 0 | 0 | 0 | 0 | 0
PeakG | 0 | 0 | 0 | 0 | 0 | 0
PeakO | 0 | 0 | 0 | 0 | 0 | 0
ST | 0 | 0 | 0 | 0 | 0 | 0
STOG | 0 | 0 | 0 | 0 | 0 | 0
STWD | 0 | 0 | 0 | 0 | 0 | 0
WT | 0 | 0 | 0 | 0 | 0 | 0
IGCC | 0 | 0 | 0 | 0 | 0 | 0
DemandResponse | 0 | 0 | 0 | 0 | 0 | 0
IGCC-CCS | 0 | 0 | 0 | 0 | 0 | 0
WT_off | 0 | 0 | 0 | 0 | 0 | 0
PseudoUnit | 0 | 0 | 0 | 0 | 0 | 0
FixedInterchange | 0 | 0 | 0 | 0 | 0 | 0
Emission Cost by Reporting Type: MARITIMES
ReportingType | 2015 | 2020 | 2025 | 2030 | 2035 | 2040
BM | 0 | 0 | 0 | 0 | 0 | 0
CC | 0 | 0 | 0 | 0 | 0 | 0
CSP | 0 | 0 | 0 | 0 | 0 | 0
CT | 0 | 0 | 0 | 0 | 0 | 0
Coal | 0 | 0 | 0 | 0 | 0 | 0
Geo | 0 | 0 | 0 | 0 | 0 | 0
H | 0 | 0 | 0 | 0 | 0 | 0
LFG | 0 | 0 | 0 | 0 | 0 | 0
Nuc | 0 | 0 | 0 | 0 | 0 | 0
PS | 0 | 0 | 0 | 0 | 0 | 0
PV | 0 | 0 | 0 | 0 | 0 | 0
PeakG | 0 | 0 | 0 | 0 | 0 | 0
PeakO | 0 | 0 | 0 | 0 | 0 | 0
ST | 0 | 0 | 0 | 0 | 0 | 0
STOG | 0 | 0 | 0 | 0 | 0 | 0
STWD | 0 | 0 | 0 | 0 | 0 | 0
WT | 0 | 0 | 0 | 0 | 0 | 0
IGCC | 0 | 0 | 0 | 0 | 0 | 0
DemandResponse | 0 | 0 | 0 | 0 | 0 | 0
IGCC-CCS | 0 | 0 | 0 | 0 | 0 | 0
WT_off | 0 | 0 | 0 | 0 | 0 | 0
PseudoUnit | 0 | 0 | 0 | 0 | 0 | 0
FixedInterchange | 0 | 0 | 0 | 0 | 0 | 0
Emission Cost by Reporting Type: All
ReportingType | 2015 | 2020 | 2025 | 2030 | 2035 | 2040
BM | 0 | 0 | 0 | 0 | 0 | 0
CC | 0 | 0 | 0 | 0 | 0 | 0
CSP | 0 | 0 | 0 | 0 | 0 | 0
CT | 0 | 0 | 0 | 0 | 0 | 0
Coal | 0 | 0 | 0 | 0 | 0 | 0
Geo | 0 | 0 | 0 | 0 | 0 | 0
H | 0 | 0 | 0 | 0 | 0 | 0
LFG | 0 | 0 | 0 | 0 | 0 | 0
Nuc | 0 | 0 | 0 | 0 | 0 | 0
PS | 0 | 0 | 0 | 0 | 0 | 0
PV | 0 | 0 | 0 | 0 | 0 | 0
PeakG | 0 | 0 | 0 | 0 | 0 | 0
PeakO | 0 | 0 | 0 | 0 | 0 | 0
ST | 0 | 0 | 0 | 0 | 0 | 0
STOG | 0 | 0 | 0 | 0 | 0 | 0
STWD | 0 | 0 | 0 | 0 | 0 | 0
WT | 0 | 0 | 0 | 0 | 0 | 0
IGCC | 0 | 0 | 0 | 0 | 0 | 0
DemandResponse | 0 | 0 | 0 | 0 | 0 | 0
IGCC-CCS | 0 | 0 | 0 | 0 | 0 | 0
WT_off | 0 | 0 | 0 | 0 | 0 | 0
PseudoUnit | 0 | 0 | 0 | 0 | 0 | 0
FixedInterchange | 0 | 0 | 0 | 0 | 0 | 0
Emission Cost by Reporting Type: EI_US
ReportingType | 2015 | 2020 | 2025 | 2030 | 2035 | 2040
BM | 0 | 0 | 0 | 0 | 0 | 0
CC | 0 | 0 | 0 | 0 | 0 | 0
CSP | 0 | 0 | 0 | 0 | 0 | 0
CT | 0 | 0 | 0 | 0 | 0 | 0
Coal | 0 | 0 | 0 | 0 | 0 | 0
Geo | 0 | 0 | 0 | 0 | 0 | 0
H | 0 | 0 | 0 | 0 | 0 | 0
LFG | 0 | 0 | 0 | 0 | 0 | 0
Nuc | 0 | 0 | 0 | 0 | 0 | 0
PS | 0 | 0 | 0 | 0 | 0 | 0
PV | 0 | 0 | 0 | 0 | 0 | 0
PeakG | 0 | 0 | 0 | 0 | 0 | 0
PeakO | 0 | 0 | 0 | 0 | 0 | 0
ST | 0 | 0 | 0 | 0 | 0 | 0
STOG | 0 | 0 | 0 | 0 | 0 | 0
STWD | 0 | 0 | 0 | 0 | 0 | 0
WT | 0 | 0 | 0 | 0 | 0 | 0
IGCC | 0 | 0 | 0 | 0 | 0 | 0
DemandResponse | 0 | 0 | 0 | 0 | 0 | 0
IGCC-CCS | 0 | 0 | 0 | 0 | 0 | 0
WT_off | 0 | 0 | 0 | 0 | 0 | 0
PseudoUnit | 0 | 0 | 0 | 0 | 0 | 0
FixedInterchange | 0 | 0 | 0 | 0 | 0 | 0
Emission Cost by Reporting Type: EI_Canada
ReportingType | 2015 | 2020 | 2025 | 2030 | 2035 | 2040
BM | 0 | 0 | 0 | 0 | 0 | 0
CC | 0 | 0 | 0 | 0 | 0 | 0
CSP | 0 | 0 | 0 | 0 | 0 | 0
CT | 0 | 0 | 0 | 0 | 0 | 0
Coal | 0 | 0 | 0 | 0 | 0 | 0
Geo | 0 | 0 | 0 | 0 | 0 | 0
H | 0 | 0 | 0 | 0 | 0 | 0
LFG | 0 | 0 | 0 | 0 | 0 | 0
Nuc | 0 | 0 | 0 | 0 | 0 | 0
PS | 0 | 0 | 0 | 0 | 0 | 0
PV | 0 | 0 | 0 | 0 | 0 | 0
PeakG | 0 | 0 | 0 | 0 | 0 | 0
PeakO | 0 | 0 | 0 | 0 | 0 | 0
ST | 0 | 0 | 0 | 0 | 0 | 0
STOG | 0 | 0 | 0 | 0 | 0 | 0
STWD | 0 | 0 | 0 | 0 | 0 | 0
WT | 0 | 0 | 0 | 0 | 0 | 0
IGCC | 0 | 0 | 0 | 0 | 0 | 0
DemandResponse | 0 | 0 | 0 | 0 | 0 | 0
IGCC-CCS | 0 | 0 | 0 | 0 | 0 | 0
WT_off | 0 | 0 | 0 | 0 | 0 | 0
PseudoUnit | 0 | 0 | 0 | 0 | 0 | 0
FixedInterchange | 0 | 0 | 0 | 0 | 0 | 0
Emission Cost by Reporting Type: EI
ReportingType | 2015 | 2020 | 2025 | 2030 | 2035 | 2040
BM | 0 | 0 | 0 | 0 | 0 | 0
CC | 0 | 0 | 0 | 0 | 0 | 0
CSP | 0 | 0 | 0 | 0 | 0 | 0
CT | 0 | 0 | 0 | 0 | 0 | 0
Coal | 0 | 0 | 0 | 0 | 0 | 0
Geo | 0 | 0 | 0 | 0 | 0 | 0
H | 0 | 0 | 0 | 0 | 0 | 0
LFG | 0 | 0 | 0 | 0 | 0 | 0
Nuc | 0 | 0 | 0 | 0 | 0 | 0
PS | 0 | 0 | 0 | 0 | 0 | 0
PV | 0 | 0 | 0 | 0 | 0 | 0
PeakG | 0 | 0 | 0 | 0 | 0 | 0
PeakO | 0 | 0 | 0 | 0 | 0 | 0
ST | 0 | 0 | 0 | 0 | 0 | 0
STOG | 0 | 0 | 0 | 0 | 0 | 0
STWD | 0 | 0 | 0 | 0 | 0 | 0
WT | 0 | 0 | 0 | 0 | 0 | 0
IGCC | 0 | 0 | 0 | 0 | 0 | 0
DemandResponse | 0 | 0 | 0 | 0 | 0 | 0
IGCC-CCS | 0 | 0 | 0 | 0 | 0 | 0
WT_off | 0 | 0 | 0 | 0 | 0 | 0
PseudoUnit | 0 | 0 | 0 | 0 | 0 | 0
FixedInterchange | 0 | 0 | 0 | 0 | 0 | 0
Emission Cost by Reporting Type: Outside_EI
ReportingType | 2015 | 2020 | 2025 | 2030 | 2035 | 2040
BM | 0 | 0 | 0 | 0 | 0 | 0
CC | 0 | 0 | 0 | 0 | 0 | 0
CSP | 0 | 0 | 0 | 0 | 0 | 0
CT | 0 | 0 | 0 | 0 | 0 | 0
Coal | 0 | 0 | 0 | 0 | 0 | 0
Geo | 0 | 0 | 0 | 0 | 0 | 0
H | 0 | 0 | 0 | 0 | 0 | 0
LFG | 0 | 0 | 0 | 0 | 0 | 0
Nuc | 0 | 0 | 0 | 0 | 0 | 0
PS | 0 | 0 | 0 | 0 | 0 | 0
PV | 0 | 0 | 0 | 0 | 0 | 0
PeakG | 0 | 0 | 0 | 0 | 0 | 0
PeakO | 0 | 0 | 0 | 0 | 0 | 0
ST | 0 | 0 | 0 | 0 | 0 | 0
STOG | 0 | 0 | 0 | 0 | 0 | 0
STWD | 0 | 0 | 0 | 0 | 0 | 0
WT | 0 | 0 | 0 | 0 | 0 | 0
IGCC | 0 | 0 | 0 | 0 | 0 | 0
DemandResponse | 0 | 0 | 0 | 0 | 0 | 0
IGCC-CCS | 0 | 0 | 0 | 0 | 0 | 0
WT_off | 0 | 0 | 0 | 0 | 0 | 0
PseudoUnit | 0 | 0 | 0 | 0 | 0 | 0
FixedInterchange | 0 | 0 | 0 | 0 | 0 | 0
==== Emission Program: CAMR : (Hg) ====
Emission Cost by Reporting Type: Entergy
ReportingType | 2015 | 2020 | 2025 | 2030 | 2035 | 2040
BM | 0 | 0 | 0 | 0 | 0 | 0
CC | 0 | 0 | 0 | 0 | 0 | 0
CSP | 0 | 0 | 0 | 0 | 0 | 0
CT | 0 | 0 | 0 | 0 | 0 | 0
Coal | 0 | 0 | 0 | 0 | 0 | 0
Geo | 0 | 0 | 0 | 0 | 0 | 0
H | 0 | 0 | 0 | 0 | 0 | 0
LFG | 0 | 0 | 0 | 0 | 0 | 0
Nuc | 0 | 0 | 0 | 0 | 0 | 0
PS | 0 | 0 | 0 | 0 | 0 | 0
PV | 0 | 0 | 0 | 0 | 0 | 0
PeakG | 0 | 0 | 0 | 0 | 0 | 0
PeakO | 0 | 0 | 0 | 0 | 0 | 0
ST | 0 | 0 | 0 | 0 | 0 | 0
STOG | 0 | 0 | 0 | 0 | 0 | 0
STWD | 0 | 0 | 0 | 0 | 0 | 0
WT | 0 | 0 | 0 | 0 | 0 | 0
IGCC | 0 | 0 | 0 | 0 | 0 | 0
DemandResponse | 0 | 0 | 0 | 0 | 0 | 0
IGCC-CCS | 0 | 0 | 0 | 0 | 0 | 0
WT_off | 0 | 0 | 0 | 0 | 0 | 0
PseudoUnit | 0 | 0 | 0 | 0 | 0 | 0
FixedInterchange | 0 | 0 | 0 | 0 | 0 | 0
Emission Cost by Reporting Type: FRCC
ReportingType | 2015 | 2020 | 2025 | 2030 | 2035 | 2040
BM | 0 | 0 | 0 | 0 | 0 | 0
CC | 0 | 0 | 0 | 0 | 0 | 0
CSP | 0 | 0 | 0 | 0 | 0 | 0
CT | 0 | 0 | 0 | 0 | 0 | 0
Coal | 0 | 0 | 0 | 0 | 0 | 0
Geo | 0 | 0 | 0 | 0 | 0 | 0
H | 0 | 0 | 0 | 0 | 0 | 0
LFG | 0 | 0 | 0 | 0 | 0 | 0
Nuc | 0 | 0 | 0 | 0 | 0 | 0
PS | 0 | 0 | 0 | 0 | 0 | 0
PV | 0 | 0 | 0 | 0 | 0 | 0
PeakG | 0 | 0 | 0 | 0 | 0 | 0
PeakO | 0 | 0 | 0 | 0 | 0 | 0
ST | 0 | 0 | 0 | 0 | 0 | 0
STOG | 0 | 0 | 0 | 0 | 0 | 0
STWD | 0 | 0 | 0 | 0 | 0 | 0
WT | 0 | 0 | 0 | 0 | 0 | 0
IGCC | 0 | 0 | 0 | 0 | 0 | 0
DemandResponse | 0 | 0 | 0 | 0 | 0 | 0
IGCC-CCS | 0 | 0 | 0 | 0 | 0 | 0
WT_off | 0 | 0 | 0 | 0 | 0 | 0
PseudoUnit | 0 | 0 | 0 | 0 | 0 | 0
FixedInterchange | 0 | 0 | 0 | 0 | 0 | 0
Emission Cost by Reporting Type: MAPP_US
ReportingType | 2015 | 2020 | 2025 | 2030 | 2035 | 2040
BM | 0 | 0 | 0 | 0 | 0 | 0
CC | 0 | 0 | 0 | 0 | 0 | 0
CSP | 0 | 0 | 0 | 0 | 0 | 0
CT | 0 | 0 | 0 | 0 | 0 | 0
Coal | 0 | 0 | 0 | 0 | 0 | 0
Geo | 0 | 0 | 0 | 0 | 0 | 0
H | 0 | 0 | 0 | 0 | 0 | 0
LFG | 0 | 0 | 0 | 0 | 0 | 0
Nuc | 0 | 0 | 0 | 0 | 0 | 0
PS | 0 | 0 | 0 | 0 | 0 | 0
PV | 0 | 0 | 0 | 0 | 0 | 0
PeakG | 0 | 0 | 0 | 0 | 0 | 0
PeakO | 0 | 0 | 0 | 0 | 0 | 0
ST | 0 | 0 | 0 | 0 | 0 | 0
STOG | 0 | 0 | 0 | 0 | 0 | 0
STWD | 0 | 0 | 0 | 0 | 0 | 0
WT | 0 | 0 | 0 | 0 | 0 | 0
IGCC | 0 | 0 | 0 | 0 | 0 | 0
DemandResponse | 0 | 0 | 0 | 0 | 0 | 0
IGCC-CCS | 0 | 0 | 0 | 0 | 0 | 0
WT_off | 0 | 0 | 0 | 0 | 0 | 0
PseudoUnit | 0 | 0 | 0 | 0 | 0 | 0
FixedInterchange | 0 | 0 | 0 | 0 | 0 | 0
Emission Cost by Reporting Type: MISO_IN
ReportingType | 2015 | 2020 | 2025 | 2030 | 2035 | 2040
BM | 0 | 0 | 0 | 0 | 0 | 0
CC | 0 | 0 | 0 | 0 | 0 | 0
CSP | 0 | 0 | 0 | 0 | 0 | 0
CT | 0 | 0 | 0 | 0 | 0 | 0
Coal | 0 | 0 | 0 | 0 | 0 | 0
Geo | 0 | 0 | 0 | 0 | 0 | 0
H | 0 | 0 | 0 | 0 | 0 | 0
LFG | 0 | 0 | 0 | 0 | 0 | 0
Nuc | 0 | 0 | 0 | 0 | 0 | 0
PS | 0 | 0 | 0 | 0 | 0 | 0
PV | 0 | 0 | 0 | 0 | 0 | 0
PeakG | 0 | 0 | 0 | 0 | 0 | 0
PeakO | 0 | 0 | 0 | 0 | 0 | 0
ST | 0 | 0 | 0 | 0 | 0 | 0
STOG | 0 | 0 | 0 | 0 | 0 | 0
STWD | 0 | 0 | 0 | 0 | 0 | 0
WT | 0 | 0 | 0 | 0 | 0 | 0
IGCC | 0 | 0 | 0 | 0 | 0 | 0
DemandResponse | 0 | 0 | 0 | 0 | 0 | 0
IGCC-CCS | 0 | 0 | 0 | 0 | 0 | 0
WT_off | 0 | 0 | 0 | 0 | 0 | 0
PseudoUnit | 0 | 0 | 0 | 0 | 0 | 0
FixedInterchange | 0 | 0 | 0 | 0 | 0 | 0
Emission Cost by Reporting Type: MISO_MI
ReportingType | 2015 | 2020 | 2025 | 2030 | 2035 | 2040
BM | 0 | 0 | 0 | 0 | 0 | 0
CC | 0 | 0 | 0 | 0 | 0 | 0
CSP | 0 | 0 | 0 | 0 | 0 | 0
CT | 0 | 0 | 0 | 0 | 0 | 0
Coal | 0 | 0 | 0 | 0 | 0 | 0
Geo | 0 | 0 | 0 | 0 | 0 | 0
H | 0 | 0 | 0 | 0 | 0 | 0
LFG | 0 | 0 | 0 | 0 | 0 | 0
Nuc | 0 | 0 | 0 | 0 | 0 | 0
PS | 0 | 0 | 0 | 0 | 0 | 0
PV | 0 | 0 | 0 | 0 | 0 | 0
PeakG | 0 | 0 | 0 | 0 | 0 | 0
PeakO | 0 | 0 | 0 | 0 | 0 | 0
ST | 0 | 0 | 0 | 0 | 0 | 0
STOG | 0 | 0 | 0 | 0 | 0 | 0
STWD | 0 | 0 | 0 | 0 | 0 | 0
WT | 0 | 0 | 0 | 0 | 0 | 0
IGCC | 0 | 0 | 0 | 0 | 0 | 0
DemandResponse | 0 | 0 | 0 | 0 | 0 | 0
IGCC-CCS | 0 | 0 | 0 | 0 | 0 | 0
WT_off | 0 | 0 | 0 | 0 | 0 | 0
PseudoUnit | 0 | 0 | 0 | 0 | 0 | 0
FixedInterchange | 0 | 0 | 0 | 0 | 0 | 0
Emission Cost by Reporting Type: MISO_MO-IL
ReportingType | 2015 | 2020 | 2025 | 2030 | 2035 | 2040
BM | 0 | 0 | 0 | 0 | 0 | 0
CC | 0 | 0 | 0 | 0 | 0 | 0
CSP | 0 | 0 | 0 | 0 | 0 | 0
CT | 0 | 0 | 0 | 0 | 0 | 0
Coal | 0 | 0 | 0 | 0 | 0 | 0
Geo | 0 | 0 | 0 | 0 | 0 | 0
H | 0 | 0 | 0 | 0 | 0 | 0
LFG | 0 | 0 | 0 | 0 | 0 | 0
Nuc | 0 | 0 | 0 | 0 | 0 | 0
PS | 0 | 0 | 0 | 0 | 0 | 0
PV | 0 | 0 | 0 | 0 | 0 | 0
PeakG | 0 | 0 | 0 | 0 | 0 | 0
PeakO | 0 | 0 | 0 | 0 | 0 | 0
ST | 0 | 0 | 0 | 0 | 0 | 0
STOG | 0 | 0 | 0 | 0 | 0 | 0
STWD | 0 | 0 | 0 | 0 | 0 | 0
WT | 0 | 0 | 0 | 0 | 0 | 0
IGCC | 0 | 0 | 0 | 0 | 0 | 0
DemandResponse | 0 | 0 | 0 | 0 | 0 | 0
IGCC-CCS | 0 | 0 | 0 | 0 | 0 | 0
WT_off | 0 | 0 | 0 | 0 | 0 | 0
PseudoUnit | 0 | 0 | 0 | 0 | 0 | 0
FixedInterchange | 0 | 0 | 0 | 0 | 0 | 0
Emission Cost by Reporting Type: MISO_W
ReportingType | 2015 | 2020 | 2025 | 2030 | 2035 | 2040
BM | 0 | 0 | 0 | 0 | 0 | 0
CC | 0 | 0 | 0 | 0 | 0 | 0
CSP | 0 | 0 | 0 | 0 | 0 | 0
CT | 0 | 0 | 0 | 0 | 0 | 0
Coal | 0 | 0 | 0 | 0 | 0 | 0
Geo | 0 | 0 | 0 | 0 | 0 | 0
H | 0 | 0 | 0 | 0 | 0 | 0
LFG | 0 | 0 | 0 | 0 | 0 | 0
Nuc | 0 | 0 | 0 | 0 | 0 | 0
PS | 0 | 0 | 0 | 0 | 0 | 0
PV | 0 | 0 | 0 | 0 | 0 | 0
PeakG | 0 | 0 | 0 | 0 | 0 | 0
PeakO | 0 | 0 | 0 | 0 | 0 | 0
ST | 0 | 0 | 0 | 0 | 0 | 0
STOG | 0 | 0 | 0 | 0 | 0 | 0
STWD | 0 | 0 | 0 | 0 | 0 | 0
WT | 0 | 0 | 0 | 0 | 0 | 0
IGCC | 0 | 0 | 0 | 0 | 0 | 0
DemandResponse | 0 | 0 | 0 | 0 | 0 | 0
IGCC-CCS | 0 | 0 | 0 | 0 | 0 | 0
WT_off | 0 | 0 | 0 | 0 | 0 | 0
PseudoUnit | 0 | 0 | 0 | 0 | 0 | 0
FixedInterchange | 0 | 0 | 0 | 0 | 0 | 0
Emission Cost by Reporting Type: MISO_WUMS
ReportingType | 2015 | 2020 | 2025 | 2030 | 2035 | 2040
BM | 0 | 0 | 0 | 0 | 0 | 0
CC | 0 | 0 | 0 | 0 | 0 | 0
CSP | 0 | 0 | 0 | 0 | 0 | 0
CT | 0 | 0 | 0 | 0 | 0 | 0
Coal | 0 | 0 | 0 | 0 | 0 | 0
Geo | 0 | 0 | 0 | 0 | 0 | 0
H | 0 | 0 | 0 | 0 | 0 | 0
LFG | 0 | 0 | 0 | 0 | 0 | 0
Nuc | 0 | 0 | 0 | 0 | 0 | 0
PS | 0 | 0 | 0 | 0 | 0 | 0
PV | 0 | 0 | 0 | 0 | 0 | 0
PeakG | 0 | 0 | 0 | 0 | 0 | 0
PeakO | 0 | 0 | 0 | 0 | 0 | 0
ST | 0 | 0 | 0 | 0 | 0 | 0
STOG | 0 | 0 | 0 | 0 | 0 | 0
STWD | 0 | 0 | 0 | 0 | 0 | 0
WT | 0 | 0 | 0 | 0 | 0 | 0
IGCC | 0 | 0 | 0 | 0 | 0 | 0
DemandResponse | 0 | 0 | 0 | 0 | 0 | 0
IGCC-CCS | 0 | 0 | 0 | 0 | 0 | 0
WT_off | 0 | 0 | 0 | 0 | 0 | 0
PseudoUnit | 0 | 0 | 0 | 0 | 0 | 0
FixedInterchange | 0 | 0 | 0 | 0 | 0 | 0
Emission Cost by Reporting Type: Nebraska
ReportingType | 2015 | 2020 | 2025 | 2030 | 2035 | 2040
BM | 0 | 0 | 0 | 0 | 0 | 0
CC | 0 | 0 | 0 | 0 | 0 | 0
CSP | 0 | 0 | 0 | 0 | 0 | 0
CT | 0 | 0 | 0 | 0 | 0 | 0
Coal | 0 | 0 | 0 | 0 | 0 | 0
Geo | 0 | 0 | 0 | 0 | 0 | 0
H | 0 | 0 | 0 | 0 | 0 | 0
LFG | 0 | 0 | 0 | 0 | 0 | 0
Nuc | 0 | 0 | 0 | 0 | 0 | 0
PS | 0 | 0 | 0 | 0 | 0 | 0
PV | 0 | 0 | 0 | 0 | 0 | 0
PeakG | 0 | 0 | 0 | 0 | 0 | 0
PeakO | 0 | 0 | 0 | 0 | 0 | 0
ST | 0 | 0 | 0 | 0 | 0 | 0
STOG | 0 | 0 | 0 | 0 | 0 | 0
STWD | 0 | 0 | 0 | 0 | 0 | 0
WT | 0 | 0 | 0 | 0 | 0 | 0
IGCC | 0 | 0 | 0 | 0 | 0 | 0
DemandResponse | 0 | 0 | 0 | 0 | 0 | 0
IGCC-CCS | 0 | 0 | 0 | 0 | 0 | 0
WT_off | 0 | 0 | 0 | 0 | 0 | 0
PseudoUnit | 0 | 0 | 0 | 0 | 0 | 0
FixedInterchange | 0 | 0 | 0 | 0 | 0 | 0
Emission Cost by Reporting Type: NEISO
ReportingType | 2015 | 2020 | 2025 | 2030 | 2035 | 2040
BM | 0 | 0 | 0 | 0 | 0 | 0
CC | 0 | 0 | 0 | 0 | 0 | 0
CSP | 0 | 0 | 0 | 0 | 0 | 0
CT | 0 | 0 | 0 | 0 | 0 | 0
Coal | 0 | 0 | 0 | 0 | 0 | 0
Geo | 0 | 0 | 0 | 0 | 0 | 0
H | 0 | 0 | 0 | 0 | 0 | 0
LFG | 0 | 0 | 0 | 0 | 0 | 0
Nuc | 0 | 0 | 0 | 0 | 0 | 0
PS | 0 | 0 | 0 | 0 | 0 | 0
PV | 0 | 0 | 0 | 0 | 0 | 0
PeakG | 0 | 0 | 0 | 0 | 0 | 0
PeakO | 0 | 0 | 0 | 0 | 0 | 0
ST | 0 | 0 | 0 | 0 | 0 | 0
STOG | 0 | 0 | 0 | 0 | 0 | 0
STWD | 0 | 0 | 0 | 0 | 0 | 0
WT | 0 | 0 | 0 | 0 | 0 | 0
IGCC | 0 | 0 | 0 | 0 | 0 | 0
DemandResponse | 0 | 0 | 0 | 0 | 0 | 0
IGCC-CCS | 0 | 0 | 0 | 0 | 0 | 0
WT_off | 0 | 0 | 0 | 0 | 0 | 0
PseudoUnit | 0 | 0 | 0 | 0 | 0 | 0
FixedInterchange | 0 | 0 | 0 | 0 | 0 | 0
Emission Cost by Reporting Type: NonRTO_Midwest
ReportingType | 2015 | 2020 | 2025 | 2030 | 2035 | 2040
BM | 0 | 0 | 0 | 0 | 0 | 0
CC | 0 | 0 | 0 | 0 | 0 | 0
CSP | 0 | 0 | 0 | 0 | 0 | 0
CT | 0 | 0 | 0 | 0 | 0 | 0
Coal | 0 | 0 | 0 | 0 | 0 | 0
Geo | 0 | 0 | 0 | 0 | 0 | 0
H | 0 | 0 | 0 | 0 | 0 | 0
LFG | 0 | 0 | 0 | 0 | 0 | 0
Nuc | 0 | 0 | 0 | 0 | 0 | 0
PS | 0 | 0 | 0 | 0 | 0 | 0
PV | 0 | 0 | 0 | 0 | 0 | 0
PeakG | 0 | 0 | 0 | 0 | 0 | 0
PeakO | 0 | 0 | 0 | 0 | 0 | 0
ST | 0 | 0 | 0 | 0 | 0 | 0
STOG | 0 | 0 | 0 | 0 | 0 | 0
STWD | 0 | 0 | 0 | 0 | 0 | 0
WT | 0 | 0 | 0 | 0 | 0 | 0
IGCC | 0 | 0 | 0 | 0 | 0 | 0
DemandResponse | 0 | 0 | 0 | 0 | 0 | 0
IGCC-CCS | 0 | 0 | 0 | 0 | 0 | 0
WT_off | 0 | 0 | 0 | 0 | 0 | 0
PseudoUnit | 0 | 0 | 0 | 0 | 0 | 0
FixedInterchange | 0 | 0 | 0 | 0 | 0 | 0
Emission Cost by Reporting Type: NYISO_A-F
ReportingType | 2015 | 2020 | 2025 | 2030 | 2035 | 2040
BM | 0 | 0 | 0 | 0 | 0 | 0
CC | 0 | 0 | 0 | 0 | 0 | 0
CSP | 0 | 0 | 0 | 0 | 0 | 0
CT | 0 | 0 | 0 | 0 | 0 | 0
Coal | 0 | 0 | 0 | 0 | 0 | 0
Geo | 0 | 0 | 0 | 0 | 0 | 0
H | 0 | 0 | 0 | 0 | 0 | 0
LFG | 0 | 0 | 0 | 0 | 0 | 0
Nuc | 0 | 0 | 0 | 0 | 0 | 0
PS | 0 | 0 | 0 | 0 | 0 | 0
PV | 0 | 0 | 0 | 0 | 0 | 0
PeakG | 0 | 0 | 0 | 0 | 0 | 0
PeakO | 0 | 0 | 0 | 0 | 0 | 0
ST | 0 | 0 | 0 | 0 | 0 | 0
STOG | 0 | 0 | 0 | 0 | 0 | 0
STWD | 0 | 0 | 0 | 0 | 0 | 0
WT | 0 | 0 | 0 | 0 | 0 | 0
IGCC | 0 | 0 | 0 | 0 | 0 | 0
DemandResponse | 0 | 0 | 0 | 0 | 0 | 0
IGCC-CCS | 0 | 0 | 0 | 0 | 0 | 0
WT_off | 0 | 0 | 0 | 0 | 0 | 0
PseudoUnit | 0 | 0 | 0 | 0 | 0 | 0
FixedInterchange | 0 | 0 | 0 | 0 | 0 | 0
Emission Cost by Reporting Type: NYISO_G-I
ReportingType | 2015 | 2020 | 2025 | 2030 | 2035 | 2040
BM | 0 | 0 | 0 | 0 | 0 | 0
CC | 0 | 0 | 0 | 0 | 0 | 0
CSP | 0 | 0 | 0 | 0 | 0 | 0
CT | 0 | 0 | 0 | 0 | 0 | 0
Coal | 0 | 0 | 0 | 0 | 0 | 0
Geo | 0 | 0 | 0 | 0 | 0 | 0
H | 0 | 0 | 0 | 0 | 0 | 0
LFG | 0 | 0 | 0 | 0 | 0 | 0
Nuc | 0 | 0 | 0 | 0 | 0 | 0
PS | 0 | 0 | 0 | 0 | 0 | 0
PV | 0 | 0 | 0 | 0 | 0 | 0
PeakG | 0 | 0 | 0 | 0 | 0 | 0
PeakO | 0 | 0 | 0 | 0 | 0 | 0
ST | 0 | 0 | 0 | 0 | 0 | 0
STOG | 0 | 0 | 0 | 0 | 0 | 0
STWD | 0 | 0 | 0 | 0 | 0 | 0
WT | 0 | 0 | 0 | 0 | 0 | 0
IGCC | 0 | 0 | 0 | 0 | 0 | 0
DemandResponse | 0 | 0 | 0 | 0 | 0 | 0
IGCC-CCS | 0 | 0 | 0 | 0 | 0 | 0
WT_off | 0 | 0 | 0 | 0 | 0 | 0
PseudoUnit | 0 | 0 | 0 | 0 | 0 | 0
FixedInterchange | 0 | 0 | 0 | 0 | 0 | 0
Emission Cost by Reporting Type: NYISO_J-K
ReportingType | 2015 | 2020 | 2025 | 2030 | 2035 | 2040
BM | 0 | 0 | 0 | 0 | 0 | 0
CC | 0 | 0 | 0 | 0 | 0 | 0
CSP | 0 | 0 | 0 | 0 | 0 | 0
CT | 0 | 0 | 0 | 0 | 0 | 0
Coal | 0 | 0 | 0 | 0 | 0 | 0
Geo | 0 | 0 | 0 | 0 | 0 | 0
H | 0 | 0 | 0 | 0 | 0 | 0
LFG | 0 | 0 | 0 | 0 | 0 | 0
Nuc | 0 | 0 | 0 | 0 | 0 | 0
PS | 0 | 0 | 0 | 0 | 0 | 0
PV | 0 | 0 | 0 | 0 | 0 | 0
PeakG | 0 | 0 | 0 | 0 | 0 | 0
PeakO | 0 | 0 | 0 | 0 | 0 | 0
ST | 0 | 0 | 0 | 0 | 0 | 0
STOG | 0 | 0 | 0 | 0 | 0 | 0
STWD | 0 | 0 | 0 | 0 | 0 | 0
WT | 0 | 0 | 0 | 0 | 0 | 0
IGCC | 0 | 0 | 0 | 0 | 0 | 0
DemandResponse | 0 | 0 | 0 | 0 | 0 | 0
IGCC-CCS | 0 | 0 | 0 | 0 | 0 | 0
WT_off | 0 | 0 | 0 | 0 | 0 | 0
PseudoUnit | 0 | 0 | 0 | 0 | 0 | 0
FixedInterchange | 0 | 0 | 0 | 0 | 0 | 0
Emission Cost by Reporting Type: PJM_E
ReportingType | 2015 | 2020 | 2025 | 2030 | 2035 | 2040
BM | 0 | 0 | 0 | 0 | 0 | 0
CC | 0 | 0 | 0 | 0 | 0 | 0
CSP | 0 | 0 | 0 | 0 | 0 | 0
CT | 0 | 0 | 0 | 0 | 0 | 0
Coal | 0 | 0 | 0 | 0 | 0 | 0
Geo | 0 | 0 | 0 | 0 | 0 | 0
H | 0 | 0 | 0 | 0 | 0 | 0
LFG | 0 | 0 | 0 | 0 | 0 | 0
Nuc | 0 | 0 | 0 | 0 | 0 | 0
PS | 0 | 0 | 0 | 0 | 0 | 0
PV | 0 | 0 | 0 | 0 | 0 | 0
PeakG | 0 | 0 | 0 | 0 | 0 | 0
PeakO | 0 | 0 | 0 | 0 | 0 | 0
ST | 0 | 0 | 0 | 0 | 0 | 0
STOG | 0 | 0 | 0 | 0 | 0 | 0
STWD | 0 | 0 | 0 | 0 | 0 | 0
WT | 0 | 0 | 0 | 0 | 0 | 0
IGCC | 0 | 0 | 0 | 0 | 0 | 0
DemandResponse | 0 | 0 | 0 | 0 | 0 | 0
IGCC-CCS | 0 | 0 | 0 | 0 | 0 | 0
WT_off | 0 | 0 | 0 | 0 | 0 | 0
PseudoUnit | 0 | 0 | 0 | 0 | 0 | 0
FixedInterchange | 0 | 0 | 0 | 0 | 0 | 0
Emission Cost by Reporting Type: PJM_ROM
ReportingType | 2015 | 2020 | 2025 | 2030 | 2035 | 2040
BM | 0 | 0 | 0 | 0 | 0 | 0
CC | 0 | 0 | 0 | 0 | 0 | 0
CSP | 0 | 0 | 0 | 0 | 0 | 0
CT | 0 | 0 | 0 | 0 | 0 | 0
Coal | 0 | 0 | 0 | 0 | 0 | 0
Geo | 0 | 0 | 0 | 0 | 0 | 0
H | 0 | 0 | 0 | 0 | 0 | 0
LFG | 0 | 0 | 0 | 0 | 0 | 0
Nuc | 0 | 0 | 0 | 0 | 0 | 0
PS | 0 | 0 | 0 | 0 | 0 | 0
PV | 0 | 0 | 0 | 0 | 0 | 0
PeakG | 0 | 0 | 0 | 0 | 0 | 0
PeakO | 0 | 0 | 0 | 0 | 0 | 0
ST | 0 | 0 | 0 | 0 | 0 | 0
STOG | 0 | 0 | 0 | 0 | 0 | 0
STWD | 0 | 0 | 0 | 0 | 0 | 0
WT | 0 | 0 | 0 | 0 | 0 | 0
IGCC | 0 | 0 | 0 | 0 | 0 | 0
DemandResponse | 0 | 0 | 0 | 0 | 0 | 0
IGCC-CCS | 0 | 0 | 0 | 0 | 0 | 0
WT_off | 0 | 0 | 0 | 0 | 0 | 0
PseudoUnit | 0 | 0 | 0 | 0 | 0 | 0
FixedInterchange | 0 | 0 | 0 | 0 | 0 | 0
Emission Cost by Reporting Type: PJM_ROR
ReportingType | 2015 | 2020 | 2025 | 2030 | 2035 | 2040
BM | 0 | 0 | 0 | 0 | 0 | 0
CC | 0 | 0 | 0 | 0 | 0 | 0
CSP | 0 | 0 | 0 | 0 | 0 | 0
CT | 0 | 0 | 0 | 0 | 0 | 0
Coal | 0 | 0 | 0 | 0 | 0 | 0
Geo | 0 | 0 | 0 | 0 | 0 | 0
H | 0 | 0 | 0 | 0 | 0 | 0
LFG | 0 | 0 | 0 | 0 | 0 | 0
Nuc | 0 | 0 | 0 | 0 | 0 | 0
PS | 0 | 0 | 0 | 0 | 0 | 0
PV | 0 | 0 | 0 | 0 | 0 | 0
PeakG | 0 | 0 | 0 | 0 | 0 | 0
PeakO | 0 | 0 | 0 | 0 | 0 | 0
ST | 0 | 0 | 0 | 0 | 0 | 0
STOG | 0 | 0 | 0 | 0 | 0 | 0
STWD | 0 | 0 | 0 | 0 | 0 | 0
WT | 0 | 0 | 0 | 0 | 0 | 0
IGCC | 0 | 0 | 0 | 0 | 0 | 0
DemandResponse | 0 | 0 | 0 | 0 | 0 | 0
IGCC-CCS | 0 | 0 | 0 | 0 | 0 | 0
WT_off | 0 | 0 | 0 | 0 | 0 | 0
PseudoUnit | 0 | 0 | 0 | 0 | 0 | 0
FixedInterchange | 0 | 0 | 0 | 0 | 0 | 0
Emission Cost by Reporting Type: SOCO
ReportingType | 2015 | 2020 | 2025 | 2030 | 2035 | 2040
BM | 0 | 0 | 0 | 0 | 0 | 0
CC | 0 | 0 | 0 | 0 | 0 | 0
CSP | 0 | 0 | 0 | 0 | 0 | 0
CT | 0 | 0 | 0 | 0 | 0 | 0
Coal | 0 | 0 | 0 | 0 | 0 | 0
Geo | 0 | 0 | 0 | 0 | 0 | 0
H | 0 | 0 | 0 | 0 | 0 | 0
LFG | 0 | 0 | 0 | 0 | 0 | 0
Nuc | 0 | 0 | 0 | 0 | 0 | 0
PS | 0 | 0 | 0 | 0 | 0 | 0
PV | 0 | 0 | 0 | 0 | 0 | 0
PeakG | 0 | 0 | 0 | 0 | 0 | 0
PeakO | 0 | 0 | 0 | 0 | 0 | 0
ST | 0 | 0 | 0 | 0 | 0 | 0
STOG | 0 | 0 | 0 | 0 | 0 | 0
STWD | 0 | 0 | 0 | 0 | 0 | 0
WT | 0 | 0 | 0 | 0 | 0 | 0
IGCC | 0 | 0 | 0 | 0 | 0 | 0
DemandResponse | 0 | 0 | 0 | 0 | 0 | 0
IGCC-CCS | 0 | 0 | 0 | 0 | 0 | 0
WT_off | 0 | 0 | 0 | 0 | 0 | 0
PseudoUnit | 0 | 0 | 0 | 0 | 0 | 0
FixedInterchange | 0 | 0 | 0 | 0 | 0 | 0
Emission Cost by Reporting Type: SPP_N
ReportingType | 2015 | 2020 | 2025 | 2030 | 2035 | 2040
BM | 0 | 0 | 0 | 0 | 0 | 0
CC | 0 | 0 | 0 | 0 | 0 | 0
CSP | 0 | 0 | 0 | 0 | 0 | 0
CT | 0 | 0 | 0 | 0 | 0 | 0
Coal | 0 | 0 | 0 | 0 | 0 | 0
Geo | 0 | 0 | 0 | 0 | 0 | 0
H | 0 | 0 | 0 | 0 | 0 | 0
LFG | 0 | 0 | 0 | 0 | 0 | 0
Nuc | 0 | 0 | 0 | 0 | 0 | 0
PS | 0 | 0 | 0 | 0 | 0 | 0
PV | 0 | 0 | 0 | 0 | 0 | 0
PeakG | 0 | 0 | 0 | 0 | 0 | 0
PeakO | 0 | 0 | 0 | 0 | 0 | 0
ST | 0 | 0 | 0 | 0 | 0 | 0
STOG | 0 | 0 | 0 | 0 | 0 | 0
STWD | 0 | 0 | 0 | 0 | 0 | 0
WT | 0 | 0 | 0 | 0 | 0 | 0
IGCC | 0 | 0 | 0 | 0 | 0 | 0
DemandResponse | 0 | 0 | 0 | 0 | 0 | 0
IGCC-CCS | 0 | 0 | 0 | 0 | 0 | 0
WT_off | 0 | 0 | 0 | 0 | 0 | 0
PseudoUnit | 0 | 0 | 0 | 0 | 0 | 0
FixedInterchange | 0 | 0 | 0 | 0 | 0 | 0
Emission Cost by Reporting Type: SPP_S
ReportingType | 2015 | 2020 | 2025 | 2030 | 2035 | 2040
BM | 0 | 0 | 0 | 0 | 0 | 0
CC | 0 | 0 | 0 | 0 | 0 | 0
CSP | 0 | 0 | 0 | 0 | 0 | 0
CT | 0 | 0 | 0 | 0 | 0 | 0
Coal | 0 | 0 | 0 | 0 | 0 | 0
Geo | 0 | 0 | 0 | 0 | 0 | 0
H | 0 | 0 | 0 | 0 | 0 | 0
LFG | 0 | 0 | 0 | 0 | 0 | 0
Nuc | 0 | 0 | 0 | 0 | 0 | 0
PS | 0 | 0 | 0 | 0 | 0 | 0
PV | 0 | 0 | 0 | 0 | 0 | 0
PeakG | 0 | 0 | 0 | 0 | 0 | 0
PeakO | 0 | 0 | 0 | 0 | 0 | 0
ST | 0 | 0 | 0 | 0 | 0 | 0
STOG | 0 | 0 | 0 | 0 | 0 | 0
STWD | 0 | 0 | 0 | 0 | 0 | 0
WT | 0 | 0 | 0 | 0 | 0 | 0
IGCC | 0 | 0 | 0 | 0 | 0 | 0
DemandResponse | 0 | 0 | 0 | 0 | 0 | 0
IGCC-CCS | 0 | 0 | 0 | 0 | 0 | 0
WT_off | 0 | 0 | 0 | 0 | 0 | 0
PseudoUnit | 0 | 0 | 0 | 0 | 0 | 0
FixedInterchange | 0 | 0 | 0 | 0 | 0 | 0
Emission Cost by Reporting Type: TVA
ReportingType | 2015 | 2020 | 2025 | 2030 | 2035 | 2040
BM | 0 | 0 | 0 | 0 | 0 | 0
CC | 0 | 0 | 0 | 0 | 0 | 0
CSP | 0 | 0 | 0 | 0 | 0 | 0
CT | 0 | 0 | 0 | 0 | 0 | 0
Coal | 0 | 0 | 0 | 0 | 0 | 0
Geo | 0 | 0 | 0 | 0 | 0 | 0
H | 0 | 0 | 0 | 0 | 0 | 0
LFG | 0 | 0 | 0 | 0 | 0 | 0
Nuc | 0 | 0 | 0 | 0 | 0 | 0
PS | 0 | 0 | 0 | 0 | 0 | 0
PV | 0 | 0 | 0 | 0 | 0 | 0
PeakG | 0 | 0 | 0 | 0 | 0 | 0
PeakO | 0 | 0 | 0 | 0 | 0 | 0
ST | 0 | 0 | 0 | 0 | 0 | 0
STOG | 0 | 0 | 0 | 0 | 0 | 0
STWD | 0 | 0 | 0 | 0 | 0 | 0
WT | 0 | 0 | 0 | 0 | 0 | 0
IGCC | 0 | 0 | 0 | 0 | 0 | 0
DemandResponse | 0 | 0 | 0 | 0 | 0 | 0
IGCC-CCS | 0 | 0 | 0 | 0 | 0 | 0
WT_off | 0 | 0 | 0 | 0 | 0 | 0
PseudoUnit | 0 | 0 | 0 | 0 | 0 | 0
FixedInterchange | 0 | 0 | 0 | 0 | 0 | 0
Emission Cost by Reporting Type: TVA_Transmission
ReportingType | 2015 | 2020 | 2025 | 2030 | 2035 | 2040
BM | 0 | 0 | 0 | 0 | 0 | 0
CC | 0 | 0 | 0 | 0 | 0 | 0
CSP | 0 | 0 | 0 | 0 | 0 | 0
CT | 0 | 0 | 0 | 0 | 0 | 0
Coal | 0 | 0 | 0 | 0 | 0 | 0
Geo | 0 | 0 | 0 | 0 | 0 | 0
H | 0 | 0 | 0 | 0 | 0 | 0
LFG | 0 | 0 | 0 | 0 | 0 | 0
Nuc | 0 | 0 | 0 | 0 | 0 | 0
PS | 0 | 0 | 0 | 0 | 0 | 0
PV | 0 | 0 | 0 | 0 | 0 | 0
PeakG | 0 | 0 | 0 | 0 | 0 | 0
PeakO | 0 | 0 | 0 | 0 | 0 | 0
ST | 0 | 0 | 0 | 0 | 0 | 0
STOG | 0 | 0 | 0 | 0 | 0 | 0
STWD | 0 | 0 | 0 | 0 | 0 | 0
WT | 0 | 0 | 0 | 0 | 0 | 0
IGCC | 0 | 0 | 0 | 0 | 0 | 0
DemandResponse | 0 | 0 | 0 | 0 | 0 | 0
IGCC-CCS | 0 | 0 | 0 | 0 | 0 | 0
WT_off | 0 | 0 | 0 | 0 | 0 | 0
PseudoUnit | 0 | 0 | 0 | 0 | 0 | 0
FixedInterchange | 0 | 0 | 0 | 0 | 0 | 0
Emission Cost by Reporting Type: VACAR
ReportingType | 2015 | 2020 | 2025 | 2030 | 2035 | 2040
BM | 0 | 0 | 0 | 0 | 0 | 0
CC | 0 | 0 | 0 | 0 | 0 | 0
CSP | 0 | 0 | 0 | 0 | 0 | 0
CT | 0 | 0 | 0 | 0 | 0 | 0
Coal | 0 | 0 | 0 | 0 | 0 | 0
Geo | 0 | 0 | 0 | 0 | 0 | 0
H | 0 | 0 | 0 | 0 | 0 | 0
LFG | 0 | 0 | 0 | 0 | 0 | 0
Nuc | 0 | 0 | 0 | 0 | 0 | 0
PS | 0 | 0 | 0 | 0 | 0 | 0
PV | 0 | 0 | 0 | 0 | 0 | 0
PeakG | 0 | 0 | 0 | 0 | 0 | 0
PeakO | 0 | 0 | 0 | 0 | 0 | 0
ST | 0 | 0 | 0 | 0 | 0 | 0
STOG | 0 | 0 | 0 | 0 | 0 | 0
STWD | 0 | 0 | 0 | 0 | 0 | 0
WT | 0 | 0 | 0 | 0 | 0 | 0
IGCC | 0 | 0 | 0 | 0 | 0 | 0
DemandResponse | 0 | 0 | 0 | 0 | 0 | 0
IGCC-CCS | 0 | 0 | 0 | 0 | 0 | 0
WT_off | 0 | 0 | 0 | 0 | 0 | 0
PseudoUnit | 0 | 0 | 0 | 0 | 0 | 0
FixedInterchange | 0 | 0 | 0 | 0 | 0 | 0
Emission Cost by Reporting Type: IESO
ReportingType | 2015 | 2020 | 2025 | 2030 | 2035 | 2040
BM | 0 | 0 | 0 | 0 | 0 | 0
CC | 0 | 0 | 0 | 0 | 0 | 0
CSP | 0 | 0 | 0 | 0 | 0 | 0
CT | 0 | 0 | 0 | 0 | 0 | 0
Coal | 0 | 0 | 0 | 0 | 0 | 0
Geo | 0 | 0 | 0 | 0 | 0 | 0
H | 0 | 0 | 0 | 0 | 0 | 0
LFG | 0 | 0 | 0 | 0 | 0 | 0
Nuc | 0 | 0 | 0 | 0 | 0 | 0
PS | 0 | 0 | 0 | 0 | 0 | 0
PV | 0 | 0 | 0 | 0 | 0 | 0
PeakG | 0 | 0 | 0 | 0 | 0 | 0
PeakO | 0 | 0 | 0 | 0 | 0 | 0
ST | 0 | 0 | 0 | 0 | 0 | 0
STOG | 0 | 0 | 0 | 0 | 0 | 0
STWD | 0 | 0 | 0 | 0 | 0 | 0
WT | 0 | 0 | 0 | 0 | 0 | 0
IGCC | 0 | 0 | 0 | 0 | 0 | 0
DemandResponse | 0 | 0 | 0 | 0 | 0 | 0
IGCC-CCS | 0 | 0 | 0 | 0 | 0 | 0
WT_off | 0 | 0 | 0 | 0 | 0 | 0
PseudoUnit | 0 | 0 | 0 | 0 | 0 | 0
FixedInterchange | 0 | 0 | 0 | 0 | 0 | 0
Emission Cost by Reporting Type: MAPP_CA
ReportingType | 2015 | 2020 | 2025 | 2030 | 2035 | 2040
BM | 0 | 0 | 0 | 0 | 0 | 0
CC | 0 | 0 | 0 | 0 | 0 | 0
CSP | 0 | 0 | 0 | 0 | 0 | 0
CT | 0 | 0 | 0 | 0 | 0 | 0
Coal | 0 | 0 | 0 | 0 | 0 | 0
Geo | 0 | 0 | 0 | 0 | 0 | 0
H | 0 | 0 | 0 | 0 | 0 | 0
LFG | 0 | 0 | 0 | 0 | 0 | 0
Nuc | 0 | 0 | 0 | 0 | 0 | 0
PS | 0 | 0 | 0 | 0 | 0 | 0
PV | 0 | 0 | 0 | 0 | 0 | 0
PeakG | 0 | 0 | 0 | 0 | 0 | 0
PeakO | 0 | 0 | 0 | 0 | 0 | 0
ST | 0 | 0 | 0 | 0 | 0 | 0
STOG | 0 | 0 | 0 | 0 | 0 | 0
STWD | 0 | 0 | 0 | 0 | 0 | 0
WT | 0 | 0 | 0 | 0 | 0 | 0
IGCC | 0 | 0 | 0 | 0 | 0 | 0
DemandResponse | 0 | 0 | 0 | 0 | 0 | 0
IGCC-CCS | 0 | 0 | 0 | 0 | 0 | 0
WT_off | 0 | 0 | 0 | 0 | 0 | 0
PseudoUnit | 0 | 0 | 0 | 0 | 0 | 0
FixedInterchange | 0 | 0 | 0 | 0 | 0 | 0
Emission Cost by Reporting Type: AZ_NM_SNV_Coal
ReportingType | 2015 | 2020 | 2025 | 2030 | 2035 | 2040
BM | 0 | 0 | 0 | 0 | 0 | 0
CC | 0 | 0 | 0 | 0 | 0 | 0
CSP | 0 | 0 | 0 | 0 | 0 | 0
CT | 0 | 0 | 0 | 0 | 0 | 0
Coal | 0 | 0 | 0 | 0 | 0 | 0
Geo | 0 | 0 | 0 | 0 | 0 | 0
H | 0 | 0 | 0 | 0 | 0 | 0
LFG | 0 | 0 | 0 | 0 | 0 | 0
Nuc | 0 | 0 | 0 | 0 | 0 | 0
PS | 0 | 0 | 0 | 0 | 0 | 0
PV | 0 | 0 | 0 | 0 | 0 | 0
PeakG | 0 | 0 | 0 | 0 | 0 | 0
PeakO | 0 | 0 | 0 | 0 | 0 | 0
ST | 0 | 0 | 0 | 0 | 0 | 0
STOG | 0 | 0 | 0 | 0 | 0 | 0
STWD | 0 | 0 | 0 | 0 | 0 | 0
WT | 0 | 0 | 0 | 0 | 0 | 0
IGCC | 0 | 0 | 0 | 0 | 0 | 0
DemandResponse | 0 | 0 | 0 | 0 | 0 | 0
IGCC-CCS | 0 | 0 | 0 | 0 | 0 | 0
WT_off | 0 | 0 | 0 | 0 | 0 | 0
PseudoUnit | 0 | 0 | 0 | 0 | 0 | 0
FixedInterchange | 0 | 0 | 0 | 0 | 0 | 0
Emission Cost by Reporting Type: AZ_NM_SNV_Gas
ReportingType | 2015 | 2020 | 2025 | 2030 | 2035 | 2040
BM | 0 | 0 | 0 | 0 | 0 | 0
CC | 0 | 0 | 0 | 0 | 0 | 0
CSP | 0 | 0 | 0 | 0 | 0 | 0
CT | 0 | 0 | 0 | 0 | 0 | 0
Coal | 0 | 0 | 0 | 0 | 0 | 0
Geo | 0 | 0 | 0 | 0 | 0 | 0
H | 0 | 0 | 0 | 0 | 0 | 0
LFG | 0 | 0 | 0 | 0 | 0 | 0
Nuc | 0 | 0 | 0 | 0 | 0 | 0
PS | 0 | 0 | 0 | 0 | 0 | 0
PV | 0 | 0 | 0 | 0 | 0 | 0
PeakG | 0 | 0 | 0 | 0 | 0 | 0
PeakO | 0 | 0 | 0 | 0 | 0 | 0
ST | 0 | 0 | 0 | 0 | 0 | 0
STOG | 0 | 0 | 0 | 0 | 0 | 0
STWD | 0 | 0 | 0 | 0 | 0 | 0
WT | 0 | 0 | 0 | 0 | 0 | 0
IGCC | 0 | 0 | 0 | 0 | 0 | 0
DemandResponse | 0 | 0 | 0 | 0 | 0 | 0
IGCC-CCS | 0 | 0 | 0 | 0 | 0 | 0
WT_off | 0 | 0 | 0 | 0 | 0 | 0
PseudoUnit | 0 | 0 | 0 | 0 | 0 | 0
FixedInterchange | 0 | 0 | 0 | 0 | 0 | 0
Emission Cost by Reporting Type: AZ_NM_SNV_NucRenew
ReportingType | 2015 | 2020 | 2025 | 2030 | 2035 | 2040
BM | 0 | 0 | 0 | 0 | 0 | 0
CC | 0 | 0 | 0 | 0 | 0 | 0
CSP | 0 | 0 | 0 | 0 | 0 | 0
CT | 0 | 0 | 0 | 0 | 0 | 0
Coal | 0 | 0 | 0 | 0 | 0 | 0
Geo | 0 | 0 | 0 | 0 | 0 | 0
H | 0 | 0 | 0 | 0 | 0 | 0
LFG | 0 | 0 | 0 | 0 | 0 | 0
Nuc | 0 | 0 | 0 | 0 | 0 | 0
PS | 0 | 0 | 0 | 0 | 0 | 0
PV | 0 | 0 | 0 | 0 | 0 | 0
PeakG | 0 | 0 | 0 | 0 | 0 | 0
PeakO | 0 | 0 | 0 | 0 | 0 | 0
ST | 0 | 0 | 0 | 0 | 0 | 0
STOG | 0 | 0 | 0 | 0 | 0 | 0
STWD | 0 | 0 | 0 | 0 | 0 | 0
WT | 0 | 0 | 0 | 0 | 0 | 0
IGCC | 0 | 0 | 0 | 0 | 0 | 0
DemandResponse | 0 | 0 | 0 | 0 | 0 | 0
IGCC-CCS | 0 | 0 | 0 | 0 | 0 | 0
WT_off | 0 | 0 | 0 | 0 | 0 | 0
PseudoUnit | 0 | 0 | 0 | 0 | 0 | 0
FixedInterchange | 0 | 0 | 0 | 0 | 0 | 0
Emission Cost by Reporting Type: ERCOT
ReportingType | 2015 | 2020 | 2025 | 2030 | 2035 | 2040
BM | 0 | 0 | 0 | 0 | 0 | 0
CC | 0 | 0 | 0 | 0 | 0 | 0
CSP | 0 | 0 | 0 | 0 | 0 | 0
CT | 0 | 0 | 0 | 0 | 0 | 0
Coal | 0 | 0 | 0 | 0 | 0 | 0
Geo | 0 | 0 | 0 | 0 | 0 | 0
H | 0 | 0 | 0 | 0 | 0 | 0
LFG | 0 | 0 | 0 | 0 | 0 | 0
Nuc | 0 | 0 | 0 | 0 | 0 | 0
PS | 0 | 0 | 0 | 0 | 0 | 0
PV | 0 | 0 | 0 | 0 | 0 | 0
PeakG | 0 | 0 | 0 | 0 | 0 | 0
PeakO | 0 | 0 | 0 | 0 | 0 | 0
ST | 0 | 0 | 0 | 0 | 0 | 0
STOG | 0 | 0 | 0 | 0 | 0 | 0
STWD | 0 | 0 | 0 | 0 | 0 | 0
WT | 0 | 0 | 0 | 0 | 0 | 0
IGCC | 0 | 0 | 0 | 0 | 0 | 0
DemandResponse | 0 | 0 | 0 | 0 | 0 | 0
IGCC-CCS | 0 | 0 | 0 | 0 | 0 | 0
WT_off | 0 | 0 | 0 | 0 | 0 | 0
PseudoUnit | 0 | 0 | 0 | 0 | 0 | 0
FixedInterchange | 0 | 0 | 0 | 0 | 0 | 0
Emission Cost by Reporting Type: NP15
ReportingType | 2015 | 2020 | 2025 | 2030 | 2035 | 2040
BM | 0 | 0 | 0 | 0 | 0 | 0
CC | 0 | 0 | 0 | 0 | 0 | 0
CSP | 0 | 0 | 0 | 0 | 0 | 0
CT | 0 | 0 | 0 | 0 | 0 | 0
Coal | 0 | 0 | 0 | 0 | 0 | 0
Geo | 0 | 0 | 0 | 0 | 0 | 0
H | 0 | 0 | 0 | 0 | 0 | 0
LFG | 0 | 0 | 0 | 0 | 0 | 0
Nuc | 0 | 0 | 0 | 0 | 0 | 0
PS | 0 | 0 | 0 | 0 | 0 | 0
PV | 0 | 0 | 0 | 0 | 0 | 0
PeakG | 0 | 0 | 0 | 0 | 0 | 0
PeakO | 0 | 0 | 0 | 0 | 0 | 0
ST | 0 | 0 | 0 | 0 | 0 | 0
STOG | 0 | 0 | 0 | 0 | 0 | 0
STWD | 0 | 0 | 0 | 0 | 0 | 0
WT | 0 | 0 | 0 | 0 | 0 | 0
IGCC | 0 | 0 | 0 | 0 | 0 | 0
DemandResponse | 0 | 0 | 0 | 0 | 0 | 0
IGCC-CCS | 0 | 0 | 0 | 0 | 0 | 0
WT_off | 0 | 0 | 0 | 0 | 0 | 0
PseudoUnit | 0 | 0 | 0 | 0 | 0 | 0
FixedInterchange | 0 | 0 | 0 | 0 | 0 | 0
Emission Cost by Reporting Type: NWPP_Coal
ReportingType | 2015 | 2020 | 2025 | 2030 | 2035 | 2040
BM | 0 | 0 | 0 | 0 | 0 | 0
CC | 0 | 0 | 0 | 0 | 0 | 0
CSP | 0 | 0 | 0 | 0 | 0 | 0
CT | 0 | 0 | 0 | 0 | 0 | 0
Coal | 0 | 0 | 0 | 0 | 0 | 0
Geo | 0 | 0 | 0 | 0 | 0 | 0
H | 0 | 0 | 0 | 0 | 0 | 0
LFG | 0 | 0 | 0 | 0 | 0 | 0
Nuc | 0 | 0 | 0 | 0 | 0 | 0
PS | 0 | 0 | 0 | 0 | 0 | 0
PV | 0 | 0 | 0 | 0 | 0 | 0
PeakG | 0 | 0 | 0 | 0 | 0 | 0
PeakO | 0 | 0 | 0 | 0 | 0 | 0
ST | 0 | 0 | 0 | 0 | 0 | 0
STOG | 0 | 0 | 0 | 0 | 0 | 0
STWD | 0 | 0 | 0 | 0 | 0 | 0
WT | 0 | 0 | 0 | 0 | 0 | 0
IGCC | 0 | 0 | 0 | 0 | 0 | 0
DemandResponse | 0 | 0 | 0 | 0 | 0 | 0
IGCC-CCS | 0 | 0 | 0 | 0 | 0 | 0
WT_off | 0 | 0 | 0 | 0 | 0 | 0
PseudoUnit | 0 | 0 | 0 | 0 | 0 | 0
FixedInterchange | 0 | 0 | 0 | 0 | 0 | 0
Emission Cost by Reporting Type: NWPP_Gas
ReportingType | 2015 | 2020 | 2025 | 2030 | 2035 | 2040
BM | 0 | 0 | 0 | 0 | 0 | 0
CC | 0 | 0 | 0 | 0 | 0 | 0
CSP | 0 | 0 | 0 | 0 | 0 | 0
CT | 0 | 0 | 0 | 0 | 0 | 0
Coal | 0 | 0 | 0 | 0 | 0 | 0
Geo | 0 | 0 | 0 | 0 | 0 | 0
H | 0 | 0 | 0 | 0 | 0 | 0
LFG | 0 | 0 | 0 | 0 | 0 | 0
Nuc | 0 | 0 | 0 | 0 | 0 | 0
PS | 0 | 0 | 0 | 0 | 0 | 0
PV | 0 | 0 | 0 | 0 | 0 | 0
PeakG | 0 | 0 | 0 | 0 | 0 | 0
PeakO | 0 | 0 | 0 | 0 | 0 | 0
ST | 0 | 0 | 0 | 0 | 0 | 0
STOG | 0 | 0 | 0 | 0 | 0 | 0
STWD | 0 | 0 | 0 | 0 | 0 | 0
WT | 0 | 0 | 0 | 0 | 0 | 0
IGCC | 0 | 0 | 0 | 0 | 0 | 0
DemandResponse | 0 | 0 | 0 | 0 | 0 | 0
IGCC-CCS | 0 | 0 | 0 | 0 | 0 | 0
WT_off | 0 | 0 | 0 | 0 | 0 | 0
PseudoUnit | 0 | 0 | 0 | 0 | 0 | 0
FixedInterchange | 0 | 0 | 0 | 0 | 0 | 0
Emission Cost by Reporting Type: NWPP_NucRenew
ReportingType | 2015 | 2020 | 2025 | 2030 | 2035 | 2040
BM | 0 | 0 | 0 | 0 | 0 | 0
CC | 0 | 0 | 0 | 0 | 0 | 0
CSP | 0 | 0 | 0 | 0 | 0 | 0
CT | 0 | 0 | 0 | 0 | 0 | 0
Coal | 0 | 0 | 0 | 0 | 0 | 0
Geo | 0 | 0 | 0 | 0 | 0 | 0
H | 0 | 0 | 0 | 0 | 0 | 0
LFG | 0 | 0 | 0 | 0 | 0 | 0
Nuc | 0 | 0 | 0 | 0 | 0 | 0
PS | 0 | 0 | 0 | 0 | 0 | 0
PV | 0 | 0 | 0 | 0 | 0 | 0
PeakG | 0 | 0 | 0 | 0 | 0 | 0
PeakO | 0 | 0 | 0 | 0 | 0 | 0
ST | 0 | 0 | 0 | 0 | 0 | 0
STOG | 0 | 0 | 0 | 0 | 0 | 0
STWD | 0 | 0 | 0 | 0 | 0 | 0
WT | 0 | 0 | 0 | 0 | 0 | 0
IGCC | 0 | 0 | 0 | 0 | 0 | 0
DemandResponse | 0 | 0 | 0 | 0 | 0 | 0
IGCC-CCS | 0 | 0 | 0 | 0 | 0 | 0
WT_off | 0 | 0 | 0 | 0 | 0 | 0
PseudoUnit | 0 | 0 | 0 | 0 | 0 | 0
FixedInterchange | 0 | 0 | 0 | 0 | 0 | 0
Emission Cost by Reporting Type: RMPA
ReportingType | 2015 | 2020 | 2025 | 2030 | 2035 | 2040
BM | 0 | 0 | 0 | 0 | 0 | 0
CC | 0 | 0 | 0 | 0 | 0 | 0
CSP | 0 | 0 | 0 | 0 | 0 | 0
CT | 0 | 0 | 0 | 0 | 0 | 0
Coal | 0 | 0 | 0 | 0 | 0 | 0
Geo | 0 | 0 | 0 | 0 | 0 | 0
H | 0 | 0 | 0 | 0 | 0 | 0
LFG | 0 | 0 | 0 | 0 | 0 | 0
Nuc | 0 | 0 | 0 | 0 | 0 | 0
PS | 0 | 0 | 0 | 0 | 0 | 0
PV | 0 | 0 | 0 | 0 | 0 | 0
PeakG | 0 | 0 | 0 | 0 | 0 | 0
PeakO | 0 | 0 | 0 | 0 | 0 | 0
ST | 0 | 0 | 0 | 0 | 0 | 0
STOG | 0 | 0 | 0 | 0 | 0 | 0
STWD | 0 | 0 | 0 | 0 | 0 | 0
WT | 0 | 0 | 0 | 0 | 0 | 0
IGCC | 0 | 0 | 0 | 0 | 0 | 0
DemandResponse | 0 | 0 | 0 | 0 | 0 | 0
IGCC-CCS | 0 | 0 | 0 | 0 | 0 | 0
WT_off | 0 | 0 | 0 | 0 | 0 | 0
PseudoUnit | 0 | 0 | 0 | 0 | 0 | 0
FixedInterchange | 0 | 0 | 0 | 0 | 0 | 0
Emission Cost by Reporting Type: SP15
ReportingType | 2015 | 2020 | 2025 | 2030 | 2035 | 2040
BM | 0 | 0 | 0 | 0 | 0 | 0
CC | 0 | 0 | 0 | 0 | 0 | 0
CSP | 0 | 0 | 0 | 0 | 0 | 0
CT | 0 | 0 | 0 | 0 | 0 | 0
Coal | 0 | 0 | 0 | 0 | 0 | 0
Geo | 0 | 0 | 0 | 0 | 0 | 0
H | 0 | 0 | 0 | 0 | 0 | 0
LFG | 0 | 0 | 0 | 0 | 0 | 0
Nuc | 0 | 0 | 0 | 0 | 0 | 0
PS | 0 | 0 | 0 | 0 | 0 | 0
PV | 0 | 0 | 0 | 0 | 0 | 0
PeakG | 0 | 0 | 0 | 0 | 0 | 0
PeakO | 0 | 0 | 0 | 0 | 0 | 0
ST | 0 | 0 | 0 | 0 | 0 | 0
STOG | 0 | 0 | 0 | 0 | 0 | 0
STWD | 0 | 0 | 0 | 0 | 0 | 0
WT | 0 | 0 | 0 | 0 | 0 | 0
IGCC | 0 | 0 | 0 | 0 | 0 | 0
DemandResponse | 0 | 0 | 0 | 0 | 0 | 0
IGCC-CCS | 0 | 0 | 0 | 0 | 0 | 0
WT_off | 0 | 0 | 0 | 0 | 0 | 0
PseudoUnit | 0 | 0 | 0 | 0 | 0 | 0
FixedInterchange | 0 | 0 | 0 | 0 | 0 | 0
Emission Cost by Reporting Type: ALB
ReportingType | 2015 | 2020 | 2025 | 2030 | 2035 | 2040
BM | 0 | 0 | 0 | 0 | 0 | 0
CC | 0 | 0 | 0 | 0 | 0 | 0
CSP | 0 | 0 | 0 | 0 | 0 | 0
CT | 0 | 0 | 0 | 0 | 0 | 0
Coal | 0 | 0 | 0 | 0 | 0 | 0
Geo | 0 | 0 | 0 | 0 | 0 | 0
H | 0 | 0 | 0 | 0 | 0 | 0
LFG | 0 | 0 | 0 | 0 | 0 | 0
Nuc | 0 | 0 | 0 | 0 | 0 | 0
PS | 0 | 0 | 0 | 0 | 0 | 0
PV | 0 | 0 | 0 | 0 | 0 | 0
PeakG | 0 | 0 | 0 | 0 | 0 | 0
PeakO | 0 | 0 | 0 | 0 | 0 | 0
ST | 0 | 0 | 0 | 0 | 0 | 0
STOG | 0 | 0 | 0 | 0 | 0 | 0
STWD | 0 | 0 | 0 | 0 | 0 | 0
WT | 0 | 0 | 0 | 0 | 0 | 0
IGCC | 0 | 0 | 0 | 0 | 0 | 0
DemandResponse | 0 | 0 | 0 | 0 | 0 | 0
IGCC-CCS | 0 | 0 | 0 | 0 | 0 | 0
WT_off | 0 | 0 | 0 | 0 | 0 | 0
PseudoUnit | 0 | 0 | 0 | 0 | 0 | 0
FixedInterchange | 0 | 0 | 0 | 0 | 0 | 0
Emission Cost by Reporting Type: BC
ReportingType | 2015 | 2020 | 2025 | 2030 | 2035 | 2040
BM | 0 | 0 | 0 | 0 | 0 | 0
CC | 0 | 0 | 0 | 0 | 0 | 0
CSP | 0 | 0 | 0 | 0 | 0 | 0
CT | 0 | 0 | 0 | 0 | 0 | 0
Coal | 0 | 0 | 0 | 0 | 0 | 0
Geo | 0 | 0 | 0 | 0 | 0 | 0
H | 0 | 0 | 0 | 0 | 0 | 0
LFG | 0 | 0 | 0 | 0 | 0 | 0
Nuc | 0 | 0 | 0 | 0 | 0 | 0
PS | 0 | 0 | 0 | 0 | 0 | 0
PV | 0 | 0 | 0 | 0 | 0 | 0
PeakG | 0 | 0 | 0 | 0 | 0 | 0
PeakO | 0 | 0 | 0 | 0 | 0 | 0
ST | 0 | 0 | 0 | 0 | 0 | 0
STOG | 0 | 0 | 0 | 0 | 0 | 0
STWD | 0 | 0 | 0 | 0 | 0 | 0
WT | 0 | 0 | 0 | 0 | 0 | 0
IGCC | 0 | 0 | 0 | 0 | 0 | 0
DemandResponse | 0 | 0 | 0 | 0 | 0 | 0
IGCC-CCS | 0 | 0 | 0 | 0 | 0 | 0
WT_off | 0 | 0 | 0 | 0 | 0 | 0
PseudoUnit | 0 | 0 | 0 | 0 | 0 | 0
FixedInterchange | 0 | 0 | 0 | 0 | 0 | 0
Emission Cost by Reporting Type: HQ_IESO
ReportingType | 2015 | 2020 | 2025 | 2030 | 2035 | 2040
BM | 0 | 0 | 0 | 0 | 0 | 0
CC | 0 | 0 | 0 | 0 | 0 | 0
CSP | 0 | 0 | 0 | 0 | 0 | 0
CT | 0 | 0 | 0 | 0 | 0 | 0
Coal | 0 | 0 | 0 | 0 | 0 | 0
Geo | 0 | 0 | 0 | 0 | 0 | 0
H | 0 | 0 | 0 | 0 | 0 | 0
LFG | 0 | 0 | 0 | 0 | 0 | 0
Nuc | 0 | 0 | 0 | 0 | 0 | 0
PS | 0 | 0 | 0 | 0 | 0 | 0
PV | 0 | 0 | 0 | 0 | 0 | 0
PeakG | 0 | 0 | 0 | 0 | 0 | 0
PeakO | 0 | 0 | 0 | 0 | 0 | 0
ST | 0 | 0 | 0 | 0 | 0 | 0
STOG | 0 | 0 | 0 | 0 | 0 | 0
STWD | 0 | 0 | 0 | 0 | 0 | 0
WT | 0 | 0 | 0 | 0 | 0 | 0
IGCC | 0 | 0 | 0 | 0 | 0 | 0
DemandResponse | 0 | 0 | 0 | 0 | 0 | 0
IGCC-CCS | 0 | 0 | 0 | 0 | 0 | 0
WT_off | 0 | 0 | 0 | 0 | 0 | 0
PseudoUnit | 0 | 0 | 0 | 0 | 0 | 0
FixedInterchange | 0 | 0 | 0 | 0 | 0 | 0
Emission Cost by Reporting Type: HQ_NEISO
ReportingType | 2015 | 2020 | 2025 | 2030 | 2035 | 2040
BM | 0 | 0 | 0 | 0 | 0 | 0
CC | 0 | 0 | 0 | 0 | 0 | 0
CSP | 0 | 0 | 0 | 0 | 0 | 0
CT | 0 | 0 | 0 | 0 | 0 | 0
Coal | 0 | 0 | 0 | 0 | 0 | 0
Geo | 0 | 0 | 0 | 0 | 0 | 0
H | 0 | 0 | 0 | 0 | 0 | 0
LFG | 0 | 0 | 0 | 0 | 0 | 0
Nuc | 0 | 0 | 0 | 0 | 0 | 0
PS | 0 | 0 | 0 | 0 | 0 | 0
PV | 0 | 0 | 0 | 0 | 0 | 0
PeakG | 0 | 0 | 0 | 0 | 0 | 0
PeakO | 0 | 0 | 0 | 0 | 0 | 0
ST | 0 | 0 | 0 | 0 | 0 | 0
STOG | 0 | 0 | 0 | 0 | 0 | 0
STWD | 0 | 0 | 0 | 0 | 0 | 0
WT | 0 | 0 | 0 | 0 | 0 | 0
IGCC | 0 | 0 | 0 | 0 | 0 | 0
DemandResponse | 0 | 0 | 0 | 0 | 0 | 0
IGCC-CCS | 0 | 0 | 0 | 0 | 0 | 0
WT_off | 0 | 0 | 0 | 0 | 0 | 0
PseudoUnit | 0 | 0 | 0 | 0 | 0 | 0
FixedInterchange | 0 | 0 | 0 | 0 | 0 | 0
Emission Cost by Reporting Type: HQ_NY
ReportingType | 2015 | 2020 | 2025 | 2030 | 2035 | 2040
BM | 0 | 0 | 0 | 0 | 0 | 0
CC | 0 | 0 | 0 | 0 | 0 | 0
CSP | 0 | 0 | 0 | 0 | 0 | 0
CT | 0 | 0 | 0 | 0 | 0 | 0
Coal | 0 | 0 | 0 | 0 | 0 | 0
Geo | 0 | 0 | 0 | 0 | 0 | 0
H | 0 | 0 | 0 | 0 | 0 | 0
LFG | 0 | 0 | 0 | 0 | 0 | 0
Nuc | 0 | 0 | 0 | 0 | 0 | 0
PS | 0 | 0 | 0 | 0 | 0 | 0
PV | 0 | 0 | 0 | 0 | 0 | 0
PeakG | 0 | 0 | 0 | 0 | 0 | 0
PeakO | 0 | 0 | 0 | 0 | 0 | 0
ST | 0 | 0 | 0 | 0 | 0 | 0
STOG | 0 | 0 | 0 | 0 | 0 | 0
STWD | 0 | 0 | 0 | 0 | 0 | 0
WT | 0 | 0 | 0 | 0 | 0 | 0
IGCC | 0 | 0 | 0 | 0 | 0 | 0
DemandResponse | 0 | 0 | 0 | 0 | 0 | 0
IGCC-CCS | 0 | 0 | 0 | 0 | 0 | 0
WT_off | 0 | 0 | 0 | 0 | 0 | 0
PseudoUnit | 0 | 0 | 0 | 0 | 0 | 0
FixedInterchange | 0 | 0 | 0 | 0 | 0 | 0
Emission Cost by Reporting Type: MARITIMES
ReportingType | 2015 | 2020 | 2025 | 2030 | 2035 | 2040
BM | 0 | 0 | 0 | 0 | 0 | 0
CC | 0 | 0 | 0 | 0 | 0 | 0
CSP | 0 | 0 | 0 | 0 | 0 | 0
CT | 0 | 0 | 0 | 0 | 0 | 0
Coal | 0 | 0 | 0 | 0 | 0 | 0
Geo | 0 | 0 | 0 | 0 | 0 | 0
H | 0 | 0 | 0 | 0 | 0 | 0
LFG | 0 | 0 | 0 | 0 | 0 | 0
Nuc | 0 | 0 | 0 | 0 | 0 | 0
PS | 0 | 0 | 0 | 0 | 0 | 0
PV | 0 | 0 | 0 | 0 | 0 | 0
PeakG | 0 | 0 | 0 | 0 | 0 | 0
PeakO | 0 | 0 | 0 | 0 | 0 | 0
ST | 0 | 0 | 0 | 0 | 0 | 0
STOG | 0 | 0 | 0 | 0 | 0 | 0
STWD | 0 | 0 | 0 | 0 | 0 | 0
WT | 0 | 0 | 0 | 0 | 0 | 0
IGCC | 0 | 0 | 0 | 0 | 0 | 0
DemandResponse | 0 | 0 | 0 | 0 | 0 | 0
IGCC-CCS | 0 | 0 | 0 | 0 | 0 | 0
WT_off | 0 | 0 | 0 | 0 | 0 | 0
PseudoUnit | 0 | 0 | 0 | 0 | 0 | 0
FixedInterchange | 0 | 0 | 0 | 0 | 0 | 0
Emission Cost by Reporting Type: All
ReportingType | 2015 | 2020 | 2025 | 2030 | 2035 | 2040
BM | 0 | 0 | 0 | 0 | 0 | 0
CC | 0 | 0 | 0 | 0 | 0 | 0
CSP | 0 | 0 | 0 | 0 | 0 | 0
CT | 0 | 0 | 0 | 0 | 0 | 0
Coal | 0 | 0 | 0 | 0 | 0 | 0
Geo | 0 | 0 | 0 | 0 | 0 | 0
H | 0 | 0 | 0 | 0 | 0 | 0
LFG | 0 | 0 | 0 | 0 | 0 | 0
Nuc | 0 | 0 | 0 | 0 | 0 | 0
PS | 0 | 0 | 0 | 0 | 0 | 0
PV | 0 | 0 | 0 | 0 | 0 | 0
PeakG | 0 | 0 | 0 | 0 | 0 | 0
PeakO | 0 | 0 | 0 | 0 | 0 | 0
ST | 0 | 0 | 0 | 0 | 0 | 0
STOG | 0 | 0 | 0 | 0 | 0 | 0
STWD | 0 | 0 | 0 | 0 | 0 | 0
WT | 0 | 0 | 0 | 0 | 0 | 0
IGCC | 0 | 0 | 0 | 0 | 0 | 0
DemandResponse | 0 | 0 | 0 | 0 | 0 | 0
IGCC-CCS | 0 | 0 | 0 | 0 | 0 | 0
WT_off | 0 | 0 | 0 | 0 | 0 | 0
PseudoUnit | 0 | 0 | 0 | 0 | 0 | 0
FixedInterchange | 0 | 0 | 0 | 0 | 0 | 0
Emission Cost by Reporting Type: EI_US
ReportingType | 2015 | 2020 | 2025 | 2030 | 2035 | 2040
BM | 0 | 0 | 0 | 0 | 0 | 0
CC | 0 | 0 | 0 | 0 | 0 | 0
CSP | 0 | 0 | 0 | 0 | 0 | 0
CT | 0 | 0 | 0 | 0 | 0 | 0
Coal | 0 | 0 | 0 | 0 | 0 | 0
Geo | 0 | 0 | 0 | 0 | 0 | 0
H | 0 | 0 | 0 | 0 | 0 | 0
LFG | 0 | 0 | 0 | 0 | 0 | 0
Nuc | 0 | 0 | 0 | 0 | 0 | 0
PS | 0 | 0 | 0 | 0 | 0 | 0
PV | 0 | 0 | 0 | 0 | 0 | 0
PeakG | 0 | 0 | 0 | 0 | 0 | 0
PeakO | 0 | 0 | 0 | 0 | 0 | 0
ST | 0 | 0 | 0 | 0 | 0 | 0
STOG | 0 | 0 | 0 | 0 | 0 | 0
STWD | 0 | 0 | 0 | 0 | 0 | 0
WT | 0 | 0 | 0 | 0 | 0 | 0
IGCC | 0 | 0 | 0 | 0 | 0 | 0
DemandResponse | 0 | 0 | 0 | 0 | 0 | 0
IGCC-CCS | 0 | 0 | 0 | 0 | 0 | 0
WT_off | 0 | 0 | 0 | 0 | 0 | 0
PseudoUnit | 0 | 0 | 0 | 0 | 0 | 0
FixedInterchange | 0 | 0 | 0 | 0 | 0 | 0
Emission Cost by Reporting Type: EI_Canada
ReportingType | 2015 | 2020 | 2025 | 2030 | 2035 | 2040
BM | 0 | 0 | 0 | 0 | 0 | 0
CC | 0 | 0 | 0 | 0 | 0 | 0
CSP | 0 | 0 | 0 | 0 | 0 | 0
CT | 0 | 0 | 0 | 0 | 0 | 0
Coal | 0 | 0 | 0 | 0 | 0 | 0
Geo | 0 | 0 | 0 | 0 | 0 | 0
H | 0 | 0 | 0 | 0 | 0 | 0
LFG | 0 | 0 | 0 | 0 | 0 | 0
Nuc | 0 | 0 | 0 | 0 | 0 | 0
PS | 0 | 0 | 0 | 0 | 0 | 0
PV | 0 | 0 | 0 | 0 | 0 | 0
PeakG | 0 | 0 | 0 | 0 | 0 | 0
PeakO | 0 | 0 | 0 | 0 | 0 | 0
ST | 0 | 0 | 0 | 0 | 0 | 0
STOG | 0 | 0 | 0 | 0 | 0 | 0
STWD | 0 | 0 | 0 | 0 | 0 | 0
WT | 0 | 0 | 0 | 0 | 0 | 0
IGCC | 0 | 0 | 0 | 0 | 0 | 0
DemandResponse | 0 | 0 | 0 | 0 | 0 | 0
IGCC-CCS | 0 | 0 | 0 | 0 | 0 | 0
WT_off | 0 | 0 | 0 | 0 | 0 | 0
PseudoUnit | 0 | 0 | 0 | 0 | 0 | 0
FixedInterchange | 0 | 0 | 0 | 0 | 0 | 0
Emission Cost by Reporting Type: EI
ReportingType | 2015 | 2020 | 2025 | 2030 | 2035 | 2040
BM | 0 | 0 | 0 | 0 | 0 | 0
CC | 0 | 0 | 0 | 0 | 0 | 0
CSP | 0 | 0 | 0 | 0 | 0 | 0
CT | 0 | 0 | 0 | 0 | 0 | 0
Coal | 0 | 0 | 0 | 0 | 0 | 0
Geo | 0 | 0 | 0 | 0 | 0 | 0
H | 0 | 0 | 0 | 0 | 0 | 0
LFG | 0 | 0 | 0 | 0 | 0 | 0
Nuc | 0 | 0 | 0 | 0 | 0 | 0
PS | 0 | 0 | 0 | 0 | 0 | 0
PV | 0 | 0 | 0 | 0 | 0 | 0
PeakG | 0 | 0 | 0 | 0 | 0 | 0
PeakO | 0 | 0 | 0 | 0 | 0 | 0
ST | 0 | 0 | 0 | 0 | 0 | 0
STOG | 0 | 0 | 0 | 0 | 0 | 0
STWD | 0 | 0 | 0 | 0 | 0 | 0
WT | 0 | 0 | 0 | 0 | 0 | 0
IGCC | 0 | 0 | 0 | 0 | 0 | 0
DemandResponse | 0 | 0 | 0 | 0 | 0 | 0
IGCC-CCS | 0 | 0 | 0 | 0 | 0 | 0
WT_off | 0 | 0 | 0 | 0 | 0 | 0
PseudoUnit | 0 | 0 | 0 | 0 | 0 | 0
FixedInterchange | 0 | 0 | 0 | 0 | 0 | 0
Emission Cost by Reporting Type: Outside_EI
ReportingType | 2015 | 2020 | 2025 | 2030 | 2035 | 2040
BM | 0 | 0 | 0 | 0 | 0 | 0
CC | 0 | 0 | 0 | 0 | 0 | 0
CSP | 0 | 0 | 0 | 0 | 0 | 0
CT | 0 | 0 | 0 | 0 | 0 | 0
Coal | 0 | 0 | 0 | 0 | 0 | 0
Geo | 0 | 0 | 0 | 0 | 0 | 0
H | 0 | 0 | 0 | 0 | 0 | 0
LFG | 0 | 0 | 0 | 0 | 0 | 0
Nuc | 0 | 0 | 0 | 0 | 0 | 0
PS | 0 | 0 | 0 | 0 | 0 | 0
PV | 0 | 0 | 0 | 0 | 0 | 0
PeakG | 0 | 0 | 0 | 0 | 0 | 0
PeakO | 0 | 0 | 0 | 0 | 0 | 0
ST | 0 | 0 | 0 | 0 | 0 | 0
STOG | 0 | 0 | 0 | 0 | 0 | 0
STWD | 0 | 0 | 0 | 0 | 0 | 0
WT | 0 | 0 | 0 | 0 | 0 | 0
IGCC | 0 | 0 | 0 | 0 | 0 | 0
DemandResponse | 0 | 0 | 0 | 0 | 0 | 0
IGCC-CCS | 0 | 0 | 0 | 0 | 0 | 0
WT_off | 0 | 0 | 0 | 0 | 0 | 0
PseudoUnit | 0 | 0 | 0 | 0 | 0 | 0
FixedInterchange | 0 | 0 | 0 | 0 | 0 | 0
==== Emission Program: CAIRNOxAnnual : (NOx) ====
Emission Cost by Reporting Type: Entergy
ReportingType | 2015 | 2020 | 2025 | 2030 | 2035 | 2040
BM | 0 | 0 | 0 | 0 | 0 | 0
CC | 0 | 0 | 0 | 0 | 0 | 0
CSP | 0 | 0 | 0 | 0 | 0 | 0
CT | 0 | 0 | 0 | 0 | 0 | 0
Coal | 0 | 0 | 0 | 0 | 0 | 0
Geo | 0 | 0 | 0 | 0 | 0 | 0
H | 0 | 0 | 0 | 0 | 0 | 0
LFG | 0 | 0 | 0 | 0 | 0 | 0
Nuc | 0 | 0 | 0 | 0 | 0 | 0
PS | 0 | 0 | 0 | 0 | 0 | 0
PV | 0 | 0 | 0 | 0 | 0 | 0
PeakG | 0 | 0 | 0 | 0 | 0 | 0
PeakO | 0 | 0 | 0 | 0 | 0 | 0
ST | 0 | 0 | 0 | 0 | 0 | 0
STOG | 0 | 0 | 0 | 0 | 0 | 0
STWD | 0 | 0 | 0 | 0 | 0 | 0
WT | 0 | 0 | 0 | 0 | 0 | 0
IGCC | 0 | 0 | 0 | 0 | 0 | 0
DemandResponse | 0 | 0 | 0 | 0 | 0 | 0
IGCC-CCS | 0 | 0 | 0 | 0 | 0 | 0
WT_off | 0 | 0 | 0 | 0 | 0 | 0
PseudoUnit | 0 | 0 | 0 | 0 | 0 | 0
FixedInterchange | 0 | 0 | 0 | 0 | 0 | 0
Emission Cost by Reporting Type: FRCC
ReportingType | 2015 | 2020 | 2025 | 2030 | 2035 | 2040
BM | 0 | 0 | 0 | 0 | 0 | 0
CC | 0 | 0 | 0 | 0 | 0 | 0
CSP | 0 | 0 | 0 | 0 | 0 | 0
CT | 0 | 0 | 0 | 0 | 0 | 0
Coal | 0 | 0 | 0 | 0 | 0 | 0
Geo | 0 | 0 | 0 | 0 | 0 | 0
H | 0 | 0 | 0 | 0 | 0 | 0
LFG | 0 | 0 | 0 | 0 | 0 | 0
Nuc | 0 | 0 | 0 | 0 | 0 | 0
PS | 0 | 0 | 0 | 0 | 0 | 0
PV | 0 | 0 | 0 | 0 | 0 | 0
PeakG | 0 | 0 | 0 | 0 | 0 | 0
PeakO | 0 | 0 | 0 | 0 | 0 | 0
ST | 0 | 0 | 0 | 0 | 0 | 0
STOG | 0 | 0 | 0 | 0 | 0 | 0
STWD | 0 | 0 | 0 | 0 | 0 | 0
WT | 0 | 0 | 0 | 0 | 0 | 0
IGCC | 0 | 0 | 0 | 0 | 0 | 0
DemandResponse | 0 | 0 | 0 | 0 | 0 | 0
IGCC-CCS | 0 | 0 | 0 | 0 | 0 | 0
WT_off | 0 | 0 | 0 | 0 | 0 | 0
PseudoUnit | 0 | 0 | 0 | 0 | 0 | 0
FixedInterchange | 0 | 0 | 0 | 0 | 0 | 0
Emission Cost by Reporting Type: MAPP_US
ReportingType | 2015 | 2020 | 2025 | 2030 | 2035 | 2040
BM | 0 | 0 | 0 | 0 | 0 | 0
CC | 0 | 0 | 0 | 0 | 0 | 0
CSP | 0 | 0 | 0 | 0 | 0 | 0
CT | 0 | 0 | 0 | 0 | 0 | 0
Coal | 0 | 0 | 0 | 0 | 0 | 0
Geo | 0 | 0 | 0 | 0 | 0 | 0
H | 0 | 0 | 0 | 0 | 0 | 0
LFG | 0 | 0 | 0 | 0 | 0 | 0
Nuc | 0 | 0 | 0 | 0 | 0 | 0
PS | 0 | 0 | 0 | 0 | 0 | 0
PV | 0 | 0 | 0 | 0 | 0 | 0
PeakG | 0 | 0 | 0 | 0 | 0 | 0
PeakO | 0 | 0 | 0 | 0 | 0 | 0
ST | 0 | 0 | 0 | 0 | 0 | 0
STOG | 0 | 0 | 0 | 0 | 0 | 0
STWD | 0 | 0 | 0 | 0 | 0 | 0
WT | 0 | 0 | 0 | 0 | 0 | 0
IGCC | 0 | 0 | 0 | 0 | 0 | 0
DemandResponse | 0 | 0 | 0 | 0 | 0 | 0
IGCC-CCS | 0 | 0 | 0 | 0 | 0 | 0
WT_off | 0 | 0 | 0 | 0 | 0 | 0
PseudoUnit | 0 | 0 | 0 | 0 | 0 | 0
FixedInterchange | 0 | 0 | 0 | 0 | 0 | 0
Emission Cost by Reporting Type: MISO_IN
ReportingType | 2015 | 2020 | 2025 | 2030 | 2035 | 2040
BM | 0 | 0 | 0 | 0 | 0 | 0
CC | 0 | 0 | 0 | 0 | 0 | 0
CSP | 0 | 0 | 0 | 0 | 0 | 0
CT | 0 | 0 | 0 | 0 | 0 | 0
Coal | 0 | 0 | 0 | 0 | 0 | 0
Geo | 0 | 0 | 0 | 0 | 0 | 0
H | 0 | 0 | 0 | 0 | 0 | 0
LFG | 0 | 0 | 0 | 0 | 0 | 0
Nuc | 0 | 0 | 0 | 0 | 0 | 0
PS | 0 | 0 | 0 | 0 | 0 | 0
PV | 0 | 0 | 0 | 0 | 0 | 0
PeakG | 0 | 0 | 0 | 0 | 0 | 0
PeakO | 0 | 0 | 0 | 0 | 0 | 0
ST | 0 | 0 | 0 | 0 | 0 | 0
STOG | 0 | 0 | 0 | 0 | 0 | 0
STWD | 0 | 0 | 0 | 0 | 0 | 0
WT | 0 | 0 | 0 | 0 | 0 | 0
IGCC | 0 | 0 | 0 | 0 | 0 | 0
DemandResponse | 0 | 0 | 0 | 0 | 0 | 0
IGCC-CCS | 0 | 0 | 0 | 0 | 0 | 0
WT_off | 0 | 0 | 0 | 0 | 0 | 0
PseudoUnit | 0 | 0 | 0 | 0 | 0 | 0
FixedInterchange | 0 | 0 | 0 | 0 | 0 | 0
Emission Cost by Reporting Type: MISO_MI
ReportingType | 2015 | 2020 | 2025 | 2030 | 2035 | 2040
BM | 0 | 0 | 0 | 0 | 0 | 0
CC | 0 | 0 | 0 | 0 | 0 | 0
CSP | 0 | 0 | 0 | 0 | 0 | 0
CT | 0 | 0 | 0 | 0 | 0 | 0
Coal | 0 | 0 | 0 | 0 | 0 | 0
Geo | 0 | 0 | 0 | 0 | 0 | 0
H | 0 | 0 | 0 | 0 | 0 | 0
LFG | 0 | 0 | 0 | 0 | 0 | 0
Nuc | 0 | 0 | 0 | 0 | 0 | 0
PS | 0 | 0 | 0 | 0 | 0 | 0
PV | 0 | 0 | 0 | 0 | 0 | 0
PeakG | 0 | 0 | 0 | 0 | 0 | 0
PeakO | 0 | 0 | 0 | 0 | 0 | 0
ST | 0 | 0 | 0 | 0 | 0 | 0
STOG | 0 | 0 | 0 | 0 | 0 | 0
STWD | 0 | 0 | 0 | 0 | 0 | 0
WT | 0 | 0 | 0 | 0 | 0 | 0
IGCC | 0 | 0 | 0 | 0 | 0 | 0
DemandResponse | 0 | 0 | 0 | 0 | 0 | 0
IGCC-CCS | 0 | 0 | 0 | 0 | 0 | 0
WT_off | 0 | 0 | 0 | 0 | 0 | 0
PseudoUnit | 0 | 0 | 0 | 0 | 0 | 0
FixedInterchange | 0 | 0 | 0 | 0 | 0 | 0
Emission Cost by Reporting Type: MISO_MO-IL
ReportingType | 2015 | 2020 | 2025 | 2030 | 2035 | 2040
BM | 0 | 0 | 0 | 0 | 0 | 0
CC | 0 | 0 | 0 | 0 | 0 | 0
CSP | 0 | 0 | 0 | 0 | 0 | 0
CT | 0 | 0 | 0 | 0 | 0 | 0
Coal | 0 | 0 | 0 | 0 | 0 | 0
Geo | 0 | 0 | 0 | 0 | 0 | 0
H | 0 | 0 | 0 | 0 | 0 | 0
LFG | 0 | 0 | 0 | 0 | 0 | 0
Nuc | 0 | 0 | 0 | 0 | 0 | 0
PS | 0 | 0 | 0 | 0 | 0 | 0
PV | 0 | 0 | 0 | 0 | 0 | 0
PeakG | 0 | 0 | 0 | 0 | 0 | 0
PeakO | 0 | 0 | 0 | 0 | 0 | 0
ST | 0 | 0 | 0 | 0 | 0 | 0
STOG | 0 | 0 | 0 | 0 | 0 | 0
STWD | 0 | 0 | 0 | 0 | 0 | 0
WT | 0 | 0 | 0 | 0 | 0 | 0
IGCC | 0 | 0 | 0 | 0 | 0 | 0
DemandResponse | 0 | 0 | 0 | 0 | 0 | 0
IGCC-CCS | 0 | 0 | 0 | 0 | 0 | 0
WT_off | 0 | 0 | 0 | 0 | 0 | 0
PseudoUnit | 0 | 0 | 0 | 0 | 0 | 0
FixedInterchange | 0 | 0 | 0 | 0 | 0 | 0
Emission Cost by Reporting Type: MISO_W
ReportingType | 2015 | 2020 | 2025 | 2030 | 2035 | 2040
BM | 0 | 0 | 0 | 0 | 0 | 0
CC | 0 | 0 | 0 | 0 | 0 | 0
CSP | 0 | 0 | 0 | 0 | 0 | 0
CT | 0 | 0 | 0 | 0 | 0 | 0
Coal | 0 | 0 | 0 | 0 | 0 | 0
Geo | 0 | 0 | 0 | 0 | 0 | 0
H | 0 | 0 | 0 | 0 | 0 | 0
LFG | 0 | 0 | 0 | 0 | 0 | 0
Nuc | 0 | 0 | 0 | 0 | 0 | 0
PS | 0 | 0 | 0 | 0 | 0 | 0
PV | 0 | 0 | 0 | 0 | 0 | 0
PeakG | 0 | 0 | 0 | 0 | 0 | 0
PeakO | 0 | 0 | 0 | 0 | 0 | 0
ST | 0 | 0 | 0 | 0 | 0 | 0
STOG | 0 | 0 | 0 | 0 | 0 | 0
STWD | 0 | 0 | 0 | 0 | 0 | 0
WT | 0 | 0 | 0 | 0 | 0 | 0
IGCC | 0 | 0 | 0 | 0 | 0 | 0
DemandResponse | 0 | 0 | 0 | 0 | 0 | 0
IGCC-CCS | 0 | 0 | 0 | 0 | 0 | 0
WT_off | 0 | 0 | 0 | 0 | 0 | 0
PseudoUnit | 0 | 0 | 0 | 0 | 0 | 0
FixedInterchange | 0 | 0 | 0 | 0 | 0 | 0
Emission Cost by Reporting Type: MISO_WUMS
ReportingType | 2015 | 2020 | 2025 | 2030 | 2035 | 2040
BM | 0 | 0 | 0 | 0 | 0 | 0
CC | 0 | 0 | 0 | 0 | 0 | 0
CSP | 0 | 0 | 0 | 0 | 0 | 0
CT | 0 | 0 | 0 | 0 | 0 | 0
Coal | 0 | 0 | 0 | 0 | 0 | 0
Geo | 0 | 0 | 0 | 0 | 0 | 0
H | 0 | 0 | 0 | 0 | 0 | 0
LFG | 0 | 0 | 0 | 0 | 0 | 0
Nuc | 0 | 0 | 0 | 0 | 0 | 0
PS | 0 | 0 | 0 | 0 | 0 | 0
PV | 0 | 0 | 0 | 0 | 0 | 0
PeakG | 0 | 0 | 0 | 0 | 0 | 0
PeakO | 0 | 0 | 0 | 0 | 0 | 0
ST | 0 | 0 | 0 | 0 | 0 | 0
STOG | 0 | 0 | 0 | 0 | 0 | 0
STWD | 0 | 0 | 0 | 0 | 0 | 0
WT | 0 | 0 | 0 | 0 | 0 | 0
IGCC | 0 | 0 | 0 | 0 | 0 | 0
DemandResponse | 0 | 0 | 0 | 0 | 0 | 0
IGCC-CCS | 0 | 0 | 0 | 0 | 0 | 0
WT_off | 0 | 0 | 0 | 0 | 0 | 0
PseudoUnit | 0 | 0 | 0 | 0 | 0 | 0
FixedInterchange | 0 | 0 | 0 | 0 | 0 | 0
Emission Cost by Reporting Type: Nebraska
ReportingType | 2015 | 2020 | 2025 | 2030 | 2035 | 2040
BM | 0 | 0 | 0 | 0 | 0 | 0
CC | 0 | 0 | 0 | 0 | 0 | 0
CSP | 0 | 0 | 0 | 0 | 0 | 0
CT | 0 | 0 | 0 | 0 | 0 | 0
Coal | 0 | 0 | 0 | 0 | 0 | 0
Geo | 0 | 0 | 0 | 0 | 0 | 0
H | 0 | 0 | 0 | 0 | 0 | 0
LFG | 0 | 0 | 0 | 0 | 0 | 0
Nuc | 0 | 0 | 0 | 0 | 0 | 0
PS | 0 | 0 | 0 | 0 | 0 | 0
PV | 0 | 0 | 0 | 0 | 0 | 0
PeakG | 0 | 0 | 0 | 0 | 0 | 0
PeakO | 0 | 0 | 0 | 0 | 0 | 0
ST | 0 | 0 | 0 | 0 | 0 | 0
STOG | 0 | 0 | 0 | 0 | 0 | 0
STWD | 0 | 0 | 0 | 0 | 0 | 0
WT | 0 | 0 | 0 | 0 | 0 | 0
IGCC | 0 | 0 | 0 | 0 | 0 | 0
DemandResponse | 0 | 0 | 0 | 0 | 0 | 0
IGCC-CCS | 0 | 0 | 0 | 0 | 0 | 0
WT_off | 0 | 0 | 0 | 0 | 0 | 0
PseudoUnit | 0 | 0 | 0 | 0 | 0 | 0
FixedInterchange | 0 | 0 | 0 | 0 | 0 | 0
Emission Cost by Reporting Type: NEISO
ReportingType | 2015 | 2020 | 2025 | 2030 | 2035 | 2040
BM | 0 | 0 | 0 | 0 | 0 | 0
CC | 0 | 0 | 0 | 0 | 0 | 0
CSP | 0 | 0 | 0 | 0 | 0 | 0
CT | 0 | 0 | 0 | 0 | 0 | 0
Coal | 0 | 0 | 0 | 0 | 0 | 0
Geo | 0 | 0 | 0 | 0 | 0 | 0
H | 0 | 0 | 0 | 0 | 0 | 0
LFG | 0 | 0 | 0 | 0 | 0 | 0
Nuc | 0 | 0 | 0 | 0 | 0 | 0
PS | 0 | 0 | 0 | 0 | 0 | 0
PV | 0 | 0 | 0 | 0 | 0 | 0
PeakG | 0 | 0 | 0 | 0 | 0 | 0
PeakO | 0 | 0 | 0 | 0 | 0 | 0
ST | 0 | 0 | 0 | 0 | 0 | 0
STOG | 0 | 0 | 0 | 0 | 0 | 0
STWD | 0 | 0 | 0 | 0 | 0 | 0
WT | 0 | 0 | 0 | 0 | 0 | 0
IGCC | 0 | 0 | 0 | 0 | 0 | 0
DemandResponse | 0 | 0 | 0 | 0 | 0 | 0
IGCC-CCS | 0 | 0 | 0 | 0 | 0 | 0
WT_off | 0 | 0 | 0 | 0 | 0 | 0
PseudoUnit | 0 | 0 | 0 | 0 | 0 | 0
FixedInterchange | 0 | 0 | 0 | 0 | 0 | 0
Emission Cost by Reporting Type: NonRTO_Midwest
ReportingType | 2015 | 2020 | 2025 | 2030 | 2035 | 2040
BM | 0 | 0 | 0 | 0 | 0 | 0
CC | 0 | 0 | 0 | 0 | 0 | 0
CSP | 0 | 0 | 0 | 0 | 0 | 0
CT | 0 | 0 | 0 | 0 | 0 | 0
Coal | 0 | 0 | 0 | 0 | 0 | 0
Geo | 0 | 0 | 0 | 0 | 0 | 0
H | 0 | 0 | 0 | 0 | 0 | 0
LFG | 0 | 0 | 0 | 0 | 0 | 0
Nuc | 0 | 0 | 0 | 0 | 0 | 0
PS | 0 | 0 | 0 | 0 | 0 | 0
PV | 0 | 0 | 0 | 0 | 0 | 0
PeakG | 0 | 0 | 0 | 0 | 0 | 0
PeakO | 0 | 0 | 0 | 0 | 0 | 0
ST | 0 | 0 | 0 | 0 | 0 | 0
STOG | 0 | 0 | 0 | 0 | 0 | 0
STWD | 0 | 0 | 0 | 0 | 0 | 0
WT | 0 | 0 | 0 | 0 | 0 | 0
IGCC | 0 | 0 | 0 | 0 | 0 | 0
DemandResponse | 0 | 0 | 0 | 0 | 0 | 0
IGCC-CCS | 0 | 0 | 0 | 0 | 0 | 0
WT_off | 0 | 0 | 0 | 0 | 0 | 0
PseudoUnit | 0 | 0 | 0 | 0 | 0 | 0
FixedInterchange | 0 | 0 | 0 | 0 | 0 | 0
Emission Cost by Reporting Type: NYISO_A-F
ReportingType | 2015 | 2020 | 2025 | 2030 | 2035 | 2040
BM | 0 | 0 | 0 | 0 | 0 | 0
CC | 0 | 0 | 0 | 0 | 0 | 0
CSP | 0 | 0 | 0 | 0 | 0 | 0
CT | 0 | 0 | 0 | 0 | 0 | 0
Coal | 0 | 0 | 0 | 0 | 0 | 0
Geo | 0 | 0 | 0 | 0 | 0 | 0
H | 0 | 0 | 0 | 0 | 0 | 0
LFG | 0 | 0 | 0 | 0 | 0 | 0
Nuc | 0 | 0 | 0 | 0 | 0 | 0
PS | 0 | 0 | 0 | 0 | 0 | 0
PV | 0 | 0 | 0 | 0 | 0 | 0
PeakG | 0 | 0 | 0 | 0 | 0 | 0
PeakO | 0 | 0 | 0 | 0 | 0 | 0
ST | 0 | 0 | 0 | 0 | 0 | 0
STOG | 0 | 0 | 0 | 0 | 0 | 0
STWD | 0 | 0 | 0 | 0 | 0 | 0
WT | 0 | 0 | 0 | 0 | 0 | 0
IGCC | 0 | 0 | 0 | 0 | 0 | 0
DemandResponse | 0 | 0 | 0 | 0 | 0 | 0
IGCC-CCS | 0 | 0 | 0 | 0 | 0 | 0
WT_off | 0 | 0 | 0 | 0 | 0 | 0
PseudoUnit | 0 | 0 | 0 | 0 | 0 | 0
FixedInterchange | 0 | 0 | 0 | 0 | 0 | 0
Emission Cost by Reporting Type: NYISO_G-I
ReportingType | 2015 | 2020 | 2025 | 2030 | 2035 | 2040
BM | 0 | 0 | 0 | 0 | 0 | 0
CC | 0 | 0 | 0 | 0 | 0 | 0
CSP | 0 | 0 | 0 | 0 | 0 | 0
CT | 0 | 0 | 0 | 0 | 0 | 0
Coal | 0 | 0 | 0 | 0 | 0 | 0
Geo | 0 | 0 | 0 | 0 | 0 | 0
H | 0 | 0 | 0 | 0 | 0 | 0
LFG | 0 | 0 | 0 | 0 | 0 | 0
Nuc | 0 | 0 | 0 | 0 | 0 | 0
PS | 0 | 0 | 0 | 0 | 0 | 0
PV | 0 | 0 | 0 | 0 | 0 | 0
PeakG | 0 | 0 | 0 | 0 | 0 | 0
PeakO | 0 | 0 | 0 | 0 | 0 | 0
ST | 0 | 0 | 0 | 0 | 0 | 0
STOG | 0 | 0 | 0 | 0 | 0 | 0
STWD | 0 | 0 | 0 | 0 | 0 | 0
WT | 0 | 0 | 0 | 0 | 0 | 0
IGCC | 0 | 0 | 0 | 0 | 0 | 0
DemandResponse | 0 | 0 | 0 | 0 | 0 | 0
IGCC-CCS | 0 | 0 | 0 | 0 | 0 | 0
WT_off | 0 | 0 | 0 | 0 | 0 | 0
PseudoUnit | 0 | 0 | 0 | 0 | 0 | 0
FixedInterchange | 0 | 0 | 0 | 0 | 0 | 0
Emission Cost by Reporting Type: NYISO_J-K
ReportingType | 2015 | 2020 | 2025 | 2030 | 2035 | 2040
BM | 0 | 0 | 0 | 0 | 0 | 0
CC | 0 | 0 | 0 | 0 | 0 | 0
CSP | 0 | 0 | 0 | 0 | 0 | 0
CT | 0 | 0 | 0 | 0 | 0 | 0
Coal | 0 | 0 | 0 | 0 | 0 | 0
Geo | 0 | 0 | 0 | 0 | 0 | 0
H | 0 | 0 | 0 | 0 | 0 | 0
LFG | 0 | 0 | 0 | 0 | 0 | 0
Nuc | 0 | 0 | 0 | 0 | 0 | 0
PS | 0 | 0 | 0 | 0 | 0 | 0
PV | 0 | 0 | 0 | 0 | 0 | 0
PeakG | 0 | 0 | 0 | 0 | 0 | 0
PeakO | 0 | 0 | 0 | 0 | 0 | 0
ST | 0 | 0 | 0 | 0 | 0 | 0
STOG | 0 | 0 | 0 | 0 | 0 | 0
STWD | 0 | 0 | 0 | 0 | 0 | 0
WT | 0 | 0 | 0 | 0 | 0 | 0
IGCC | 0 | 0 | 0 | 0 | 0 | 0
DemandResponse | 0 | 0 | 0 | 0 | 0 | 0
IGCC-CCS | 0 | 0 | 0 | 0 | 0 | 0
WT_off | 0 | 0 | 0 | 0 | 0 | 0
PseudoUnit | 0 | 0 | 0 | 0 | 0 | 0
FixedInterchange | 0 | 0 | 0 | 0 | 0 | 0
Emission Cost by Reporting Type: PJM_E
ReportingType | 2015 | 2020 | 2025 | 2030 | 2035 | 2040
BM | 0 | 0 | 0 | 0 | 0 | 0
CC | 0 | 0 | 0 | 0 | 0 | 0
CSP | 0 | 0 | 0 | 0 | 0 | 0
CT | 0 | 0 | 0 | 0 | 0 | 0
Coal | 0 | 0 | 0 | 0 | 0 | 0
Geo | 0 | 0 | 0 | 0 | 0 | 0
H | 0 | 0 | 0 | 0 | 0 | 0
LFG | 0 | 0 | 0 | 0 | 0 | 0
Nuc | 0 | 0 | 0 | 0 | 0 | 0
PS | 0 | 0 | 0 | 0 | 0 | 0
PV | 0 | 0 | 0 | 0 | 0 | 0
PeakG | 0 | 0 | 0 | 0 | 0 | 0
PeakO | 0 | 0 | 0 | 0 | 0 | 0
ST | 0 | 0 | 0 | 0 | 0 | 0
STOG | 0 | 0 | 0 | 0 | 0 | 0
STWD | 0 | 0 | 0 | 0 | 0 | 0
WT | 0 | 0 | 0 | 0 | 0 | 0
IGCC | 0 | 0 | 0 | 0 | 0 | 0
DemandResponse | 0 | 0 | 0 | 0 | 0 | 0
IGCC-CCS | 0 | 0 | 0 | 0 | 0 | 0
WT_off | 0 | 0 | 0 | 0 | 0 | 0
PseudoUnit | 0 | 0 | 0 | 0 | 0 | 0
FixedInterchange | 0 | 0 | 0 | 0 | 0 | 0
Emission Cost by Reporting Type: PJM_ROM
ReportingType | 2015 | 2020 | 2025 | 2030 | 2035 | 2040
BM | 0 | 0 | 0 | 0 | 0 | 0
CC | 0 | 0 | 0 | 0 | 0 | 0
CSP | 0 | 0 | 0 | 0 | 0 | 0
CT | 0 | 0 | 0 | 0 | 0 | 0
Coal | 0 | 0 | 0 | 0 | 0 | 0
Geo | 0 | 0 | 0 | 0 | 0 | 0
H | 0 | 0 | 0 | 0 | 0 | 0
LFG | 0 | 0 | 0 | 0 | 0 | 0
Nuc | 0 | 0 | 0 | 0 | 0 | 0
PS | 0 | 0 | 0 | 0 | 0 | 0
PV | 0 | 0 | 0 | 0 | 0 | 0
PeakG | 0 | 0 | 0 | 0 | 0 | 0
PeakO | 0 | 0 | 0 | 0 | 0 | 0
ST | 0 | 0 | 0 | 0 | 0 | 0
STOG | 0 | 0 | 0 | 0 | 0 | 0
STWD | 0 | 0 | 0 | 0 | 0 | 0
WT | 0 | 0 | 0 | 0 | 0 | 0
IGCC | 0 | 0 | 0 | 0 | 0 | 0
DemandResponse | 0 | 0 | 0 | 0 | 0 | 0
IGCC-CCS | 0 | 0 | 0 | 0 | 0 | 0
WT_off | 0 | 0 | 0 | 0 | 0 | 0
PseudoUnit | 0 | 0 | 0 | 0 | 0 | 0
FixedInterchange | 0 | 0 | 0 | 0 | 0 | 0
Emission Cost by Reporting Type: PJM_ROR
ReportingType | 2015 | 2020 | 2025 | 2030 | 2035 | 2040
BM | 0 | 0 | 0 | 0 | 0 | 0
CC | 0 | 0 | 0 | 0 | 0 | 0
CSP | 0 | 0 | 0 | 0 | 0 | 0
CT | 0 | 0 | 0 | 0 | 0 | 0
Coal | 0 | 0 | 0 | 0 | 0 | 0
Geo | 0 | 0 | 0 | 0 | 0 | 0
H | 0 | 0 | 0 | 0 | 0 | 0
LFG | 0 | 0 | 0 | 0 | 0 | 0
Nuc | 0 | 0 | 0 | 0 | 0 | 0
PS | 0 | 0 | 0 | 0 | 0 | 0
PV | 0 | 0 | 0 | 0 | 0 | 0
PeakG | 0 | 0 | 0 | 0 | 0 | 0
PeakO | 0 | 0 | 0 | 0 | 0 | 0
ST | 0 | 0 | 0 | 0 | 0 | 0
STOG | 0 | 0 | 0 | 0 | 0 | 0
STWD | 0 | 0 | 0 | 0 | 0 | 0
WT | 0 | 0 | 0 | 0 | 0 | 0
IGCC | 0 | 0 | 0 | 0 | 0 | 0
DemandResponse | 0 | 0 | 0 | 0 | 0 | 0
IGCC-CCS | 0 | 0 | 0 | 0 | 0 | 0
WT_off | 0 | 0 | 0 | 0 | 0 | 0
PseudoUnit | 0 | 0 | 0 | 0 | 0 | 0
FixedInterchange | 0 | 0 | 0 | 0 | 0 | 0
Emission Cost by Reporting Type: SOCO
ReportingType | 2015 | 2020 | 2025 | 2030 | 2035 | 2040
BM | 0 | 0 | 0 | 0 | 0 | 0
CC | 0 | 0 | 0 | 0 | 0 | 0
CSP | 0 | 0 | 0 | 0 | 0 | 0
CT | 0 | 0 | 0 | 0 | 0 | 0
Coal | 0 | 0 | 0 | 0 | 0 | 0
Geo | 0 | 0 | 0 | 0 | 0 | 0
H | 0 | 0 | 0 | 0 | 0 | 0
LFG | 0 | 0 | 0 | 0 | 0 | 0
Nuc | 0 | 0 | 0 | 0 | 0 | 0
PS | 0 | 0 | 0 | 0 | 0 | 0
PV | 0 | 0 | 0 | 0 | 0 | 0
PeakG | 0 | 0 | 0 | 0 | 0 | 0
PeakO | 0 | 0 | 0 | 0 | 0 | 0
ST | 0 | 0 | 0 | 0 | 0 | 0
STOG | 0 | 0 | 0 | 0 | 0 | 0
STWD | 0 | 0 | 0 | 0 | 0 | 0
WT | 0 | 0 | 0 | 0 | 0 | 0
IGCC | 0 | 0 | 0 | 0 | 0 | 0
DemandResponse | 0 | 0 | 0 | 0 | 0 | 0
IGCC-CCS | 0 | 0 | 0 | 0 | 0 | 0
WT_off | 0 | 0 | 0 | 0 | 0 | 0
PseudoUnit | 0 | 0 | 0 | 0 | 0 | 0
FixedInterchange | 0 | 0 | 0 | 0 | 0 | 0
Emission Cost by Reporting Type: SPP_N
ReportingType | 2015 | 2020 | 2025 | 2030 | 2035 | 2040
BM | 0 | 0 | 0 | 0 | 0 | 0
CC | 0 | 0 | 0 | 0 | 0 | 0
CSP | 0 | 0 | 0 | 0 | 0 | 0
CT | 0 | 0 | 0 | 0 | 0 | 0
Coal | 0 | 0 | 0 | 0 | 0 | 0
Geo | 0 | 0 | 0 | 0 | 0 | 0
H | 0 | 0 | 0 | 0 | 0 | 0
LFG | 0 | 0 | 0 | 0 | 0 | 0
Nuc | 0 | 0 | 0 | 0 | 0 | 0
PS | 0 | 0 | 0 | 0 | 0 | 0
PV | 0 | 0 | 0 | 0 | 0 | 0
PeakG | 0 | 0 | 0 | 0 | 0 | 0
PeakO | 0 | 0 | 0 | 0 | 0 | 0
ST | 0 | 0 | 0 | 0 | 0 | 0
STOG | 0 | 0 | 0 | 0 | 0 | 0
STWD | 0 | 0 | 0 | 0 | 0 | 0
WT | 0 | 0 | 0 | 0 | 0 | 0
IGCC | 0 | 0 | 0 | 0 | 0 | 0
DemandResponse | 0 | 0 | 0 | 0 | 0 | 0
IGCC-CCS | 0 | 0 | 0 | 0 | 0 | 0
WT_off | 0 | 0 | 0 | 0 | 0 | 0
PseudoUnit | 0 | 0 | 0 | 0 | 0 | 0
FixedInterchange | 0 | 0 | 0 | 0 | 0 | 0
Emission Cost by Reporting Type: SPP_S
ReportingType | 2015 | 2020 | 2025 | 2030 | 2035 | 2040
BM | 0 | 0 | 0 | 0 | 0 | 0
CC | 0 | 0 | 0 | 0 | 0 | 0
CSP | 0 | 0 | 0 | 0 | 0 | 0
CT | 0 | 0 | 0 | 0 | 0 | 0
Coal | 0 | 0 | 0 | 0 | 0 | 0
Geo | 0 | 0 | 0 | 0 | 0 | 0
H | 0 | 0 | 0 | 0 | 0 | 0
LFG | 0 | 0 | 0 | 0 | 0 | 0
Nuc | 0 | 0 | 0 | 0 | 0 | 0
PS | 0 | 0 | 0 | 0 | 0 | 0
PV | 0 | 0 | 0 | 0 | 0 | 0
PeakG | 0 | 0 | 0 | 0 | 0 | 0
PeakO | 0 | 0 | 0 | 0 | 0 | 0
ST | 0 | 0 | 0 | 0 | 0 | 0
STOG | 0 | 0 | 0 | 0 | 0 | 0
STWD | 0 | 0 | 0 | 0 | 0 | 0
WT | 0 | 0 | 0 | 0 | 0 | 0
IGCC | 0 | 0 | 0 | 0 | 0 | 0
DemandResponse | 0 | 0 | 0 | 0 | 0 | 0
IGCC-CCS | 0 | 0 | 0 | 0 | 0 | 0
WT_off | 0 | 0 | 0 | 0 | 0 | 0
PseudoUnit | 0 | 0 | 0 | 0 | 0 | 0
FixedInterchange | 0 | 0 | 0 | 0 | 0 | 0
Emission Cost by Reporting Type: TVA
ReportingType | 2015 | 2020 | 2025 | 2030 | 2035 | 2040
BM | 0 | 0 | 0 | 0 | 0 | 0
CC | 0 | 0 | 0 | 0 | 0 | 0
CSP | 0 | 0 | 0 | 0 | 0 | 0
CT | 0 | 0 | 0 | 0 | 0 | 0
Coal | 0 | 0 | 0 | 0 | 0 | 0
Geo | 0 | 0 | 0 | 0 | 0 | 0
H | 0 | 0 | 0 | 0 | 0 | 0
LFG | 0 | 0 | 0 | 0 | 0 | 0
Nuc | 0 | 0 | 0 | 0 | 0 | 0
PS | 0 | 0 | 0 | 0 | 0 | 0
PV | 0 | 0 | 0 | 0 | 0 | 0
PeakG | 0 | 0 | 0 | 0 | 0 | 0
PeakO | 0 | 0 | 0 | 0 | 0 | 0
ST | 0 | 0 | 0 | 0 | 0 | 0
STOG | 0 | 0 | 0 | 0 | 0 | 0
STWD | 0 | 0 | 0 | 0 | 0 | 0
WT | 0 | 0 | 0 | 0 | 0 | 0
IGCC | 0 | 0 | 0 | 0 | 0 | 0
DemandResponse | 0 | 0 | 0 | 0 | 0 | 0
IGCC-CCS | 0 | 0 | 0 | 0 | 0 | 0
WT_off | 0 | 0 | 0 | 0 | 0 | 0
PseudoUnit | 0 | 0 | 0 | 0 | 0 | 0
FixedInterchange | 0 | 0 | 0 | 0 | 0 | 0
Emission Cost by Reporting Type: TVA_Transmission
ReportingType | 2015 | 2020 | 2025 | 2030 | 2035 | 2040
BM | 0 | 0 | 0 | 0 | 0 | 0
CC | 0 | 0 | 0 | 0 | 0 | 0
CSP | 0 | 0 | 0 | 0 | 0 | 0
CT | 0 | 0 | 0 | 0 | 0 | 0
Coal | 0 | 0 | 0 | 0 | 0 | 0
Geo | 0 | 0 | 0 | 0 | 0 | 0
H | 0 | 0 | 0 | 0 | 0 | 0
LFG | 0 | 0 | 0 | 0 | 0 | 0
Nuc | 0 | 0 | 0 | 0 | 0 | 0
PS | 0 | 0 | 0 | 0 | 0 | 0
PV | 0 | 0 | 0 | 0 | 0 | 0
PeakG | 0 | 0 | 0 | 0 | 0 | 0
PeakO | 0 | 0 | 0 | 0 | 0 | 0
ST | 0 | 0 | 0 | 0 | 0 | 0
STOG | 0 | 0 | 0 | 0 | 0 | 0
STWD | 0 | 0 | 0 | 0 | 0 | 0
WT | 0 | 0 | 0 | 0 | 0 | 0
IGCC | 0 | 0 | 0 | 0 | 0 | 0
DemandResponse | 0 | 0 | 0 | 0 | 0 | 0
IGCC-CCS | 0 | 0 | 0 | 0 | 0 | 0
WT_off | 0 | 0 | 0 | 0 | 0 | 0
PseudoUnit | 0 | 0 | 0 | 0 | 0 | 0
FixedInterchange | 0 | 0 | 0 | 0 | 0 | 0
Emission Cost by Reporting Type: VACAR
ReportingType | 2015 | 2020 | 2025 | 2030 | 2035 | 2040
BM | 0 | 0 | 0 | 0 | 0 | 0
CC | 0 | 0 | 0 | 0 | 0 | 0
CSP | 0 | 0 | 0 | 0 | 0 | 0
CT | 0 | 0 | 0 | 0 | 0 | 0
Coal | 0 | 0 | 0 | 0 | 0 | 0
Geo | 0 | 0 | 0 | 0 | 0 | 0
H | 0 | 0 | 0 | 0 | 0 | 0
LFG | 0 | 0 | 0 | 0 | 0 | 0
Nuc | 0 | 0 | 0 | 0 | 0 | 0
PS | 0 | 0 | 0 | 0 | 0 | 0
PV | 0 | 0 | 0 | 0 | 0 | 0
PeakG | 0 | 0 | 0 | 0 | 0 | 0
PeakO | 0 | 0 | 0 | 0 | 0 | 0
ST | 0 | 0 | 0 | 0 | 0 | 0
STOG | 0 | 0 | 0 | 0 | 0 | 0
STWD | 0 | 0 | 0 | 0 | 0 | 0
WT | 0 | 0 | 0 | 0 | 0 | 0
IGCC | 0 | 0 | 0 | 0 | 0 | 0
DemandResponse | 0 | 0 | 0 | 0 | 0 | 0
IGCC-CCS | 0 | 0 | 0 | 0 | 0 | 0
WT_off | 0 | 0 | 0 | 0 | 0 | 0
PseudoUnit | 0 | 0 | 0 | 0 | 0 | 0
FixedInterchange | 0 | 0 | 0 | 0 | 0 | 0
Emission Cost by Reporting Type: IESO
ReportingType | 2015 | 2020 | 2025 | 2030 | 2035 | 2040
BM | 0 | 0 | 0 | 0 | 0 | 0
CC | 0 | 0 | 0 | 0 | 0 | 0
CSP | 0 | 0 | 0 | 0 | 0 | 0
CT | 0 | 0 | 0 | 0 | 0 | 0
Coal | 0 | 0 | 0 | 0 | 0 | 0
Geo | 0 | 0 | 0 | 0 | 0 | 0
H | 0 | 0 | 0 | 0 | 0 | 0
LFG | 0 | 0 | 0 | 0 | 0 | 0
Nuc | 0 | 0 | 0 | 0 | 0 | 0
PS | 0 | 0 | 0 | 0 | 0 | 0
PV | 0 | 0 | 0 | 0 | 0 | 0
PeakG | 0 | 0 | 0 | 0 | 0 | 0
PeakO | 0 | 0 | 0 | 0 | 0 | 0
ST | 0 | 0 | 0 | 0 | 0 | 0
STOG | 0 | 0 | 0 | 0 | 0 | 0
STWD | 0 | 0 | 0 | 0 | 0 | 0
WT | 0 | 0 | 0 | 0 | 0 | 0
IGCC | 0 | 0 | 0 | 0 | 0 | 0
DemandResponse | 0 | 0 | 0 | 0 | 0 | 0
IGCC-CCS | 0 | 0 | 0 | 0 | 0 | 0
WT_off | 0 | 0 | 0 | 0 | 0 | 0
PseudoUnit | 0 | 0 | 0 | 0 | 0 | 0
FixedInterchange | 0 | 0 | 0 | 0 | 0 | 0
Emission Cost by Reporting Type: MAPP_CA
ReportingType | 2015 | 2020 | 2025 | 2030 | 2035 | 2040
BM | 0 | 0 | 0 | 0 | 0 | 0
CC | 0 | 0 | 0 | 0 | 0 | 0
CSP | 0 | 0 | 0 | 0 | 0 | 0
CT | 0 | 0 | 0 | 0 | 0 | 0
Coal | 0 | 0 | 0 | 0 | 0 | 0
Geo | 0 | 0 | 0 | 0 | 0 | 0
H | 0 | 0 | 0 | 0 | 0 | 0
LFG | 0 | 0 | 0 | 0 | 0 | 0
Nuc | 0 | 0 | 0 | 0 | 0 | 0
PS | 0 | 0 | 0 | 0 | 0 | 0
PV | 0 | 0 | 0 | 0 | 0 | 0
PeakG | 0 | 0 | 0 | 0 | 0 | 0
PeakO | 0 | 0 | 0 | 0 | 0 | 0
ST | 0 | 0 | 0 | 0 | 0 | 0
STOG | 0 | 0 | 0 | 0 | 0 | 0
STWD | 0 | 0 | 0 | 0 | 0 | 0
WT | 0 | 0 | 0 | 0 | 0 | 0
IGCC | 0 | 0 | 0 | 0 | 0 | 0
DemandResponse | 0 | 0 | 0 | 0 | 0 | 0
IGCC-CCS | 0 | 0 | 0 | 0 | 0 | 0
WT_off | 0 | 0 | 0 | 0 | 0 | 0
PseudoUnit | 0 | 0 | 0 | 0 | 0 | 0
FixedInterchange | 0 | 0 | 0 | 0 | 0 | 0
Emission Cost by Reporting Type: AZ_NM_SNV_Coal
ReportingType | 2015 | 2020 | 2025 | 2030 | 2035 | 2040
BM | 0 | 0 | 0 | 0 | 0 | 0
CC | 0 | 0 | 0 | 0 | 0 | 0
CSP | 0 | 0 | 0 | 0 | 0 | 0
CT | 0 | 0 | 0 | 0 | 0 | 0
Coal | 0 | 0 | 0 | 0 | 0 | 0
Geo | 0 | 0 | 0 | 0 | 0 | 0
H | 0 | 0 | 0 | 0 | 0 | 0
LFG | 0 | 0 | 0 | 0 | 0 | 0
Nuc | 0 | 0 | 0 | 0 | 0 | 0
PS | 0 | 0 | 0 | 0 | 0 | 0
PV | 0 | 0 | 0 | 0 | 0 | 0
PeakG | 0 | 0 | 0 | 0 | 0 | 0
PeakO | 0 | 0 | 0 | 0 | 0 | 0
ST | 0 | 0 | 0 | 0 | 0 | 0
STOG | 0 | 0 | 0 | 0 | 0 | 0
STWD | 0 | 0 | 0 | 0 | 0 | 0
WT | 0 | 0 | 0 | 0 | 0 | 0
IGCC | 0 | 0 | 0 | 0 | 0 | 0
DemandResponse | 0 | 0 | 0 | 0 | 0 | 0
IGCC-CCS | 0 | 0 | 0 | 0 | 0 | 0
WT_off | 0 | 0 | 0 | 0 | 0 | 0
PseudoUnit | 0 | 0 | 0 | 0 | 0 | 0
FixedInterchange | 0 | 0 | 0 | 0 | 0 | 0
Emission Cost by Reporting Type: AZ_NM_SNV_Gas
ReportingType | 2015 | 2020 | 2025 | 2030 | 2035 | 2040
BM | 0 | 0 | 0 | 0 | 0 | 0
CC | 0 | 0 | 0 | 0 | 0 | 0
CSP | 0 | 0 | 0 | 0 | 0 | 0
CT | 0 | 0 | 0 | 0 | 0 | 0
Coal | 0 | 0 | 0 | 0 | 0 | 0
Geo | 0 | 0 | 0 | 0 | 0 | 0
H | 0 | 0 | 0 | 0 | 0 | 0
LFG | 0 | 0 | 0 | 0 | 0 | 0
Nuc | 0 | 0 | 0 | 0 | 0 | 0
PS | 0 | 0 | 0 | 0 | 0 | 0
PV | 0 | 0 | 0 | 0 | 0 | 0
PeakG | 0 | 0 | 0 | 0 | 0 | 0
PeakO | 0 | 0 | 0 | 0 | 0 | 0
ST | 0 | 0 | 0 | 0 | 0 | 0
STOG | 0 | 0 | 0 | 0 | 0 | 0
STWD | 0 | 0 | 0 | 0 | 0 | 0
WT | 0 | 0 | 0 | 0 | 0 | 0
IGCC | 0 | 0 | 0 | 0 | 0 | 0
DemandResponse | 0 | 0 | 0 | 0 | 0 | 0
IGCC-CCS | 0 | 0 | 0 | 0 | 0 | 0
WT_off | 0 | 0 | 0 | 0 | 0 | 0
PseudoUnit | 0 | 0 | 0 | 0 | 0 | 0
FixedInterchange | 0 | 0 | 0 | 0 | 0 | 0
Emission Cost by Reporting Type: AZ_NM_SNV_NucRenew
ReportingType | 2015 | 2020 | 2025 | 2030 | 2035 | 2040
BM | 0 | 0 | 0 | 0 | 0 | 0
CC | 0 | 0 | 0 | 0 | 0 | 0
CSP | 0 | 0 | 0 | 0 | 0 | 0
CT | 0 | 0 | 0 | 0 | 0 | 0
Coal | 0 | 0 | 0 | 0 | 0 | 0
Geo | 0 | 0 | 0 | 0 | 0 | 0
H | 0 | 0 | 0 | 0 | 0 | 0
LFG | 0 | 0 | 0 | 0 | 0 | 0
Nuc | 0 | 0 | 0 | 0 | 0 | 0
PS | 0 | 0 | 0 | 0 | 0 | 0
PV | 0 | 0 | 0 | 0 | 0 | 0
PeakG | 0 | 0 | 0 | 0 | 0 | 0
PeakO | 0 | 0 | 0 | 0 | 0 | 0
ST | 0 | 0 | 0 | 0 | 0 | 0
STOG | 0 | 0 | 0 | 0 | 0 | 0
STWD | 0 | 0 | 0 | 0 | 0 | 0
WT | 0 | 0 | 0 | 0 | 0 | 0
IGCC | 0 | 0 | 0 | 0 | 0 | 0
DemandResponse | 0 | 0 | 0 | 0 | 0 | 0
IGCC-CCS | 0 | 0 | 0 | 0 | 0 | 0
WT_off | 0 | 0 | 0 | 0 | 0 | 0
PseudoUnit | 0 | 0 | 0 | 0 | 0 | 0
FixedInterchange | 0 | 0 | 0 | 0 | 0 | 0
Emission Cost by Reporting Type: ERCOT
ReportingType | 2015 | 2020 | 2025 | 2030 | 2035 | 2040
BM | 0 | 0 | 0 | 0 | 0 | 0
CC | 0 | 0 | 0 | 0 | 0 | 0
CSP | 0 | 0 | 0 | 0 | 0 | 0
CT | 0 | 0 | 0 | 0 | 0 | 0
Coal | 0 | 0 | 0 | 0 | 0 | 0
Geo | 0 | 0 | 0 | 0 | 0 | 0
H | 0 | 0 | 0 | 0 | 0 | 0
LFG | 0 | 0 | 0 | 0 | 0 | 0
Nuc | 0 | 0 | 0 | 0 | 0 | 0
PS | 0 | 0 | 0 | 0 | 0 | 0
PV | 0 | 0 | 0 | 0 | 0 | 0
PeakG | 0 | 0 | 0 | 0 | 0 | 0
PeakO | 0 | 0 | 0 | 0 | 0 | 0
ST | 0 | 0 | 0 | 0 | 0 | 0
STOG | 0 | 0 | 0 | 0 | 0 | 0
STWD | 0 | 0 | 0 | 0 | 0 | 0
WT | 0 | 0 | 0 | 0 | 0 | 0
IGCC | 0 | 0 | 0 | 0 | 0 | 0
DemandResponse | 0 | 0 | 0 | 0 | 0 | 0
IGCC-CCS | 0 | 0 | 0 | 0 | 0 | 0
WT_off | 0 | 0 | 0 | 0 | 0 | 0
PseudoUnit | 0 | 0 | 0 | 0 | 0 | 0
FixedInterchange | 0 | 0 | 0 | 0 | 0 | 0
Emission Cost by Reporting Type: NP15
ReportingType | 2015 | 2020 | 2025 | 2030 | 2035 | 2040
BM | 0 | 0 | 0 | 0 | 0 | 0
CC | 0 | 0 | 0 | 0 | 0 | 0
CSP | 0 | 0 | 0 | 0 | 0 | 0
CT | 0 | 0 | 0 | 0 | 0 | 0
Coal | 0 | 0 | 0 | 0 | 0 | 0
Geo | 0 | 0 | 0 | 0 | 0 | 0
H | 0 | 0 | 0 | 0 | 0 | 0
LFG | 0 | 0 | 0 | 0 | 0 | 0
Nuc | 0 | 0 | 0 | 0 | 0 | 0
PS | 0 | 0 | 0 | 0 | 0 | 0
PV | 0 | 0 | 0 | 0 | 0 | 0
PeakG | 0 | 0 | 0 | 0 | 0 | 0
PeakO | 0 | 0 | 0 | 0 | 0 | 0
ST | 0 | 0 | 0 | 0 | 0 | 0
STOG | 0 | 0 | 0 | 0 | 0 | 0
STWD | 0 | 0 | 0 | 0 | 0 | 0
WT | 0 | 0 | 0 | 0 | 0 | 0
IGCC | 0 | 0 | 0 | 0 | 0 | 0
DemandResponse | 0 | 0 | 0 | 0 | 0 | 0
IGCC-CCS | 0 | 0 | 0 | 0 | 0 | 0
WT_off | 0 | 0 | 0 | 0 | 0 | 0
PseudoUnit | 0 | 0 | 0 | 0 | 0 | 0
FixedInterchange | 0 | 0 | 0 | 0 | 0 | 0
Emission Cost by Reporting Type: NWPP_Coal
ReportingType | 2015 | 2020 | 2025 | 2030 | 2035 | 2040
BM | 0 | 0 | 0 | 0 | 0 | 0
CC | 0 | 0 | 0 | 0 | 0 | 0
CSP | 0 | 0 | 0 | 0 | 0 | 0
CT | 0 | 0 | 0 | 0 | 0 | 0
Coal | 0 | 0 | 0 | 0 | 0 | 0
Geo | 0 | 0 | 0 | 0 | 0 | 0
H | 0 | 0 | 0 | 0 | 0 | 0
LFG | 0 | 0 | 0 | 0 | 0 | 0
Nuc | 0 | 0 | 0 | 0 | 0 | 0
PS | 0 | 0 | 0 | 0 | 0 | 0
PV | 0 | 0 | 0 | 0 | 0 | 0
PeakG | 0 | 0 | 0 | 0 | 0 | 0
PeakO | 0 | 0 | 0 | 0 | 0 | 0
ST | 0 | 0 | 0 | 0 | 0 | 0
STOG | 0 | 0 | 0 | 0 | 0 | 0
STWD | 0 | 0 | 0 | 0 | 0 | 0
WT | 0 | 0 | 0 | 0 | 0 | 0
IGCC | 0 | 0 | 0 | 0 | 0 | 0
DemandResponse | 0 | 0 | 0 | 0 | 0 | 0
IGCC-CCS | 0 | 0 | 0 | 0 | 0 | 0
WT_off | 0 | 0 | 0 | 0 | 0 | 0
PseudoUnit | 0 | 0 | 0 | 0 | 0 | 0
FixedInterchange | 0 | 0 | 0 | 0 | 0 | 0
Emission Cost by Reporting Type: NWPP_Gas
ReportingType | 2015 | 2020 | 2025 | 2030 | 2035 | 2040
BM | 0 | 0 | 0 | 0 | 0 | 0
CC | 0 | 0 | 0 | 0 | 0 | 0
CSP | 0 | 0 | 0 | 0 | 0 | 0
CT | 0 | 0 | 0 | 0 | 0 | 0
Coal | 0 | 0 | 0 | 0 | 0 | 0
Geo | 0 | 0 | 0 | 0 | 0 | 0
H | 0 | 0 | 0 | 0 | 0 | 0
LFG | 0 | 0 | 0 | 0 | 0 | 0
Nuc | 0 | 0 | 0 | 0 | 0 | 0
PS | 0 | 0 | 0 | 0 | 0 | 0
PV | 0 | 0 | 0 | 0 | 0 | 0
PeakG | 0 | 0 | 0 | 0 | 0 | 0
PeakO | 0 | 0 | 0 | 0 | 0 | 0
ST | 0 | 0 | 0 | 0 | 0 | 0
STOG | 0 | 0 | 0 | 0 | 0 | 0
STWD | 0 | 0 | 0 | 0 | 0 | 0
WT | 0 | 0 | 0 | 0 | 0 | 0
IGCC | 0 | 0 | 0 | 0 | 0 | 0
DemandResponse | 0 | 0 | 0 | 0 | 0 | 0
IGCC-CCS | 0 | 0 | 0 | 0 | 0 | 0
WT_off | 0 | 0 | 0 | 0 | 0 | 0
PseudoUnit | 0 | 0 | 0 | 0 | 0 | 0
FixedInterchange | 0 | 0 | 0 | 0 | 0 | 0
Emission Cost by Reporting Type: NWPP_NucRenew
ReportingType | 2015 | 2020 | 2025 | 2030 | 2035 | 2040
BM | 0 | 0 | 0 | 0 | 0 | 0
CC | 0 | 0 | 0 | 0 | 0 | 0
CSP | 0 | 0 | 0 | 0 | 0 | 0
CT | 0 | 0 | 0 | 0 | 0 | 0
Coal | 0 | 0 | 0 | 0 | 0 | 0
Geo | 0 | 0 | 0 | 0 | 0 | 0
H | 0 | 0 | 0 | 0 | 0 | 0
LFG | 0 | 0 | 0 | 0 | 0 | 0
Nuc | 0 | 0 | 0 | 0 | 0 | 0
PS | 0 | 0 | 0 | 0 | 0 | 0
PV | 0 | 0 | 0 | 0 | 0 | 0
PeakG | 0 | 0 | 0 | 0 | 0 | 0
PeakO | 0 | 0 | 0 | 0 | 0 | 0
ST | 0 | 0 | 0 | 0 | 0 | 0
STOG | 0 | 0 | 0 | 0 | 0 | 0
STWD | 0 | 0 | 0 | 0 | 0 | 0
WT | 0 | 0 | 0 | 0 | 0 | 0
IGCC | 0 | 0 | 0 | 0 | 0 | 0
DemandResponse | 0 | 0 | 0 | 0 | 0 | 0
IGCC-CCS | 0 | 0 | 0 | 0 | 0 | 0
WT_off | 0 | 0 | 0 | 0 | 0 | 0
PseudoUnit | 0 | 0 | 0 | 0 | 0 | 0
FixedInterchange | 0 | 0 | 0 | 0 | 0 | 0
Emission Cost by Reporting Type: RMPA
ReportingType | 2015 | 2020 | 2025 | 2030 | 2035 | 2040
BM | 0 | 0 | 0 | 0 | 0 | 0
CC | 0 | 0 | 0 | 0 | 0 | 0
CSP | 0 | 0 | 0 | 0 | 0 | 0
CT | 0 | 0 | 0 | 0 | 0 | 0
Coal | 0 | 0 | 0 | 0 | 0 | 0
Geo | 0 | 0 | 0 | 0 | 0 | 0
H | 0 | 0 | 0 | 0 | 0 | 0
LFG | 0 | 0 | 0 | 0 | 0 | 0
Nuc | 0 | 0 | 0 | 0 | 0 | 0
PS | 0 | 0 | 0 | 0 | 0 | 0
PV | 0 | 0 | 0 | 0 | 0 | 0
PeakG | 0 | 0 | 0 | 0 | 0 | 0
PeakO | 0 | 0 | 0 | 0 | 0 | 0
ST | 0 | 0 | 0 | 0 | 0 | 0
STOG | 0 | 0 | 0 | 0 | 0 | 0
STWD | 0 | 0 | 0 | 0 | 0 | 0
WT | 0 | 0 | 0 | 0 | 0 | 0
IGCC | 0 | 0 | 0 | 0 | 0 | 0
DemandResponse | 0 | 0 | 0 | 0 | 0 | 0
IGCC-CCS | 0 | 0 | 0 | 0 | 0 | 0
WT_off | 0 | 0 | 0 | 0 | 0 | 0
PseudoUnit | 0 | 0 | 0 | 0 | 0 | 0
FixedInterchange | 0 | 0 | 0 | 0 | 0 | 0
Emission Cost by Reporting Type: SP15
ReportingType | 2015 | 2020 | 2025 | 2030 | 2035 | 2040
BM | 0 | 0 | 0 | 0 | 0 | 0
CC | 0 | 0 | 0 | 0 | 0 | 0
CSP | 0 | 0 | 0 | 0 | 0 | 0
CT | 0 | 0 | 0 | 0 | 0 | 0
Coal | 0 | 0 | 0 | 0 | 0 | 0
Geo | 0 | 0 | 0 | 0 | 0 | 0
H | 0 | 0 | 0 | 0 | 0 | 0
LFG | 0 | 0 | 0 | 0 | 0 | 0
Nuc | 0 | 0 | 0 | 0 | 0 | 0
PS | 0 | 0 | 0 | 0 | 0 | 0
PV | 0 | 0 | 0 | 0 | 0 | 0
PeakG | 0 | 0 | 0 | 0 | 0 | 0
PeakO | 0 | 0 | 0 | 0 | 0 | 0
ST | 0 | 0 | 0 | 0 | 0 | 0
STOG | 0 | 0 | 0 | 0 | 0 | 0
STWD | 0 | 0 | 0 | 0 | 0 | 0
WT | 0 | 0 | 0 | 0 | 0 | 0
IGCC | 0 | 0 | 0 | 0 | 0 | 0
DemandResponse | 0 | 0 | 0 | 0 | 0 | 0
IGCC-CCS | 0 | 0 | 0 | 0 | 0 | 0
WT_off | 0 | 0 | 0 | 0 | 0 | 0
PseudoUnit | 0 | 0 | 0 | 0 | 0 | 0
FixedInterchange | 0 | 0 | 0 | 0 | 0 | 0
Emission Cost by Reporting Type: ALB
ReportingType | 2015 | 2020 | 2025 | 2030 | 2035 | 2040
BM | 0 | 0 | 0 | 0 | 0 | 0
CC | 0 | 0 | 0 | 0 | 0 | 0
CSP | 0 | 0 | 0 | 0 | 0 | 0
CT | 0 | 0 | 0 | 0 | 0 | 0
Coal | 0 | 0 | 0 | 0 | 0 | 0
Geo | 0 | 0 | 0 | 0 | 0 | 0
H | 0 | 0 | 0 | 0 | 0 | 0
LFG | 0 | 0 | 0 | 0 | 0 | 0
Nuc | 0 | 0 | 0 | 0 | 0 | 0
PS | 0 | 0 | 0 | 0 | 0 | 0
PV | 0 | 0 | 0 | 0 | 0 | 0
PeakG | 0 | 0 | 0 | 0 | 0 | 0
PeakO | 0 | 0 | 0 | 0 | 0 | 0
ST | 0 | 0 | 0 | 0 | 0 | 0
STOG | 0 | 0 | 0 | 0 | 0 | 0
STWD | 0 | 0 | 0 | 0 | 0 | 0
WT | 0 | 0 | 0 | 0 | 0 | 0
IGCC | 0 | 0 | 0 | 0 | 0 | 0
DemandResponse | 0 | 0 | 0 | 0 | 0 | 0
IGCC-CCS | 0 | 0 | 0 | 0 | 0 | 0
WT_off | 0 | 0 | 0 | 0 | 0 | 0
PseudoUnit | 0 | 0 | 0 | 0 | 0 | 0
FixedInterchange | 0 | 0 | 0 | 0 | 0 | 0
Emission Cost by Reporting Type: BC
ReportingType | 2015 | 2020 | 2025 | 2030 | 2035 | 2040
BM | 0 | 0 | 0 | 0 | 0 | 0
CC | 0 | 0 | 0 | 0 | 0 | 0
CSP | 0 | 0 | 0 | 0 | 0 | 0
CT | 0 | 0 | 0 | 0 | 0 | 0
Coal | 0 | 0 | 0 | 0 | 0 | 0
Geo | 0 | 0 | 0 | 0 | 0 | 0
H | 0 | 0 | 0 | 0 | 0 | 0
LFG | 0 | 0 | 0 | 0 | 0 | 0
Nuc | 0 | 0 | 0 | 0 | 0 | 0
PS | 0 | 0 | 0 | 0 | 0 | 0
PV | 0 | 0 | 0 | 0 | 0 | 0
PeakG | 0 | 0 | 0 | 0 | 0 | 0
PeakO | 0 | 0 | 0 | 0 | 0 | 0
ST | 0 | 0 | 0 | 0 | 0 | 0
STOG | 0 | 0 | 0 | 0 | 0 | 0
STWD | 0 | 0 | 0 | 0 | 0 | 0
WT | 0 | 0 | 0 | 0 | 0 | 0
IGCC | 0 | 0 | 0 | 0 | 0 | 0
DemandResponse | 0 | 0 | 0 | 0 | 0 | 0
IGCC-CCS | 0 | 0 | 0 | 0 | 0 | 0
WT_off | 0 | 0 | 0 | 0 | 0 | 0
PseudoUnit | 0 | 0 | 0 | 0 | 0 | 0
FixedInterchange | 0 | 0 | 0 | 0 | 0 | 0
Emission Cost by Reporting Type: HQ_IESO
ReportingType | 2015 | 2020 | 2025 | 2030 | 2035 | 2040
BM | 0 | 0 | 0 | 0 | 0 | 0
CC | 0 | 0 | 0 | 0 | 0 | 0
CSP | 0 | 0 | 0 | 0 | 0 | 0
CT | 0 | 0 | 0 | 0 | 0 | 0
Coal | 0 | 0 | 0 | 0 | 0 | 0
Geo | 0 | 0 | 0 | 0 | 0 | 0
H | 0 | 0 | 0 | 0 | 0 | 0
LFG | 0 | 0 | 0 | 0 | 0 | 0
Nuc | 0 | 0 | 0 | 0 | 0 | 0
PS | 0 | 0 | 0 | 0 | 0 | 0
PV | 0 | 0 | 0 | 0 | 0 | 0
PeakG | 0 | 0 | 0 | 0 | 0 | 0
PeakO | 0 | 0 | 0 | 0 | 0 | 0
ST | 0 | 0 | 0 | 0 | 0 | 0
STOG | 0 | 0 | 0 | 0 | 0 | 0
STWD | 0 | 0 | 0 | 0 | 0 | 0
WT | 0 | 0 | 0 | 0 | 0 | 0
IGCC | 0 | 0 | 0 | 0 | 0 | 0
DemandResponse | 0 | 0 | 0 | 0 | 0 | 0
IGCC-CCS | 0 | 0 | 0 | 0 | 0 | 0
WT_off | 0 | 0 | 0 | 0 | 0 | 0
PseudoUnit | 0 | 0 | 0 | 0 | 0 | 0
FixedInterchange | 0 | 0 | 0 | 0 | 0 | 0
Emission Cost by Reporting Type: HQ_NEISO
ReportingType | 2015 | 2020 | 2025 | 2030 | 2035 | 2040
BM | 0 | 0 | 0 | 0 | 0 | 0
CC | 0 | 0 | 0 | 0 | 0 | 0
CSP | 0 | 0 | 0 | 0 | 0 | 0
CT | 0 | 0 | 0 | 0 | 0 | 0
Coal | 0 | 0 | 0 | 0 | 0 | 0
Geo | 0 | 0 | 0 | 0 | 0 | 0
H | 0 | 0 | 0 | 0 | 0 | 0
LFG | 0 | 0 | 0 | 0 | 0 | 0
Nuc | 0 | 0 | 0 | 0 | 0 | 0
PS | 0 | 0 | 0 | 0 | 0 | 0
PV | 0 | 0 | 0 | 0 | 0 | 0
PeakG | 0 | 0 | 0 | 0 | 0 | 0
PeakO | 0 | 0 | 0 | 0 | 0 | 0
ST | 0 | 0 | 0 | 0 | 0 | 0
STOG | 0 | 0 | 0 | 0 | 0 | 0
STWD | 0 | 0 | 0 | 0 | 0 | 0
WT | 0 | 0 | 0 | 0 | 0 | 0
IGCC | 0 | 0 | 0 | 0 | 0 | 0
DemandResponse | 0 | 0 | 0 | 0 | 0 | 0
IGCC-CCS | 0 | 0 | 0 | 0 | 0 | 0
WT_off | 0 | 0 | 0 | 0 | 0 | 0
PseudoUnit | 0 | 0 | 0 | 0 | 0 | 0
FixedInterchange | 0 | 0 | 0 | 0 | 0 | 0
Emission Cost by Reporting Type: HQ_NY
ReportingType | 2015 | 2020 | 2025 | 2030 | 2035 | 2040
BM | 0 | 0 | 0 | 0 | 0 | 0
CC | 0 | 0 | 0 | 0 | 0 | 0
CSP | 0 | 0 | 0 | 0 | 0 | 0
CT | 0 | 0 | 0 | 0 | 0 | 0
Coal | 0 | 0 | 0 | 0 | 0 | 0
Geo | 0 | 0 | 0 | 0 | 0 | 0
H | 0 | 0 | 0 | 0 | 0 | 0
LFG | 0 | 0 | 0 | 0 | 0 | 0
Nuc | 0 | 0 | 0 | 0 | 0 | 0
PS | 0 | 0 | 0 | 0 | 0 | 0
PV | 0 | 0 | 0 | 0 | 0 | 0
PeakG | 0 | 0 | 0 | 0 | 0 | 0
PeakO | 0 | 0 | 0 | 0 | 0 | 0
ST | 0 | 0 | 0 | 0 | 0 | 0
STOG | 0 | 0 | 0 | 0 | 0 | 0
STWD | 0 | 0 | 0 | 0 | 0 | 0
WT | 0 | 0 | 0 | 0 | 0 | 0
IGCC | 0 | 0 | 0 | 0 | 0 | 0
DemandResponse | 0 | 0 | 0 | 0 | 0 | 0
IGCC-CCS | 0 | 0 | 0 | 0 | 0 | 0
WT_off | 0 | 0 | 0 | 0 | 0 | 0
PseudoUnit | 0 | 0 | 0 | 0 | 0 | 0
FixedInterchange | 0 | 0 | 0 | 0 | 0 | 0
Emission Cost by Reporting Type: MARITIMES
ReportingType | 2015 | 2020 | 2025 | 2030 | 2035 | 2040
BM | 0 | 0 | 0 | 0 | 0 | 0
CC | 0 | 0 | 0 | 0 | 0 | 0
CSP | 0 | 0 | 0 | 0 | 0 | 0
CT | 0 | 0 | 0 | 0 | 0 | 0
Coal | 0 | 0 | 0 | 0 | 0 | 0
Geo | 0 | 0 | 0 | 0 | 0 | 0
H | 0 | 0 | 0 | 0 | 0 | 0
LFG | 0 | 0 | 0 | 0 | 0 | 0
Nuc | 0 | 0 | 0 | 0 | 0 | 0
PS | 0 | 0 | 0 | 0 | 0 | 0
PV | 0 | 0 | 0 | 0 | 0 | 0
PeakG | 0 | 0 | 0 | 0 | 0 | 0
PeakO | 0 | 0 | 0 | 0 | 0 | 0
ST | 0 | 0 | 0 | 0 | 0 | 0
STOG | 0 | 0 | 0 | 0 | 0 | 0
STWD | 0 | 0 | 0 | 0 | 0 | 0
WT | 0 | 0 | 0 | 0 | 0 | 0
IGCC | 0 | 0 | 0 | 0 | 0 | 0
DemandResponse | 0 | 0 | 0 | 0 | 0 | 0
IGCC-CCS | 0 | 0 | 0 | 0 | 0 | 0
WT_off | 0 | 0 | 0 | 0 | 0 | 0
PseudoUnit | 0 | 0 | 0 | 0 | 0 | 0
FixedInterchange | 0 | 0 | 0 | 0 | 0 | 0
Emission Cost by Reporting Type: All
ReportingType | 2015 | 2020 | 2025 | 2030 | 2035 | 2040
BM | 0 | 0 | 0 | 0 | 0 | 0
CC | 0 | 0 | 0 | 0 | 0 | 0
CSP | 0 | 0 | 0 | 0 | 0 | 0
CT | 0 | 0 | 0 | 0 | 0 | 0
Coal | 0 | 0 | 0 | 0 | 0 | 0
Geo | 0 | 0 | 0 | 0 | 0 | 0
H | 0 | 0 | 0 | 0 | 0 | 0
LFG | 0 | 0 | 0 | 0 | 0 | 0
Nuc | 0 | 0 | 0 | 0 | 0 | 0
PS | 0 | 0 | 0 | 0 | 0 | 0
PV | 0 | 0 | 0 | 0 | 0 | 0
PeakG | 0 | 0 | 0 | 0 | 0 | 0
PeakO | 0 | 0 | 0 | 0 | 0 | 0
ST | 0 | 0 | 0 | 0 | 0 | 0
STOG | 0 | 0 | 0 | 0 | 0 | 0
STWD | 0 | 0 | 0 | 0 | 0 | 0
WT | 0 | 0 | 0 | 0 | 0 | 0
IGCC | 0 | 0 | 0 | 0 | 0 | 0
DemandResponse | 0 | 0 | 0 | 0 | 0 | 0
IGCC-CCS | 0 | 0 | 0 | 0 | 0 | 0
WT_off | 0 | 0 | 0 | 0 | 0 | 0
PseudoUnit | 0 | 0 | 0 | 0 | 0 | 0
FixedInterchange | 0 | 0 | 0 | 0 | 0 | 0
Emission Cost by Reporting Type: EI_US
ReportingType | 2015 | 2020 | 2025 | 2030 | 2035 | 2040
BM | 0 | 0 | 0 | 0 | 0 | 0
CC | 0 | 0 | 0 | 0 | 0 | 0
CSP | 0 | 0 | 0 | 0 | 0 | 0
CT | 0 | 0 | 0 | 0 | 0 | 0
Coal | 0 | 0 | 0 | 0 | 0 | 0
Geo | 0 | 0 | 0 | 0 | 0 | 0
H | 0 | 0 | 0 | 0 | 0 | 0
LFG | 0 | 0 | 0 | 0 | 0 | 0
Nuc | 0 | 0 | 0 | 0 | 0 | 0
PS | 0 | 0 | 0 | 0 | 0 | 0
PV | 0 | 0 | 0 | 0 | 0 | 0
PeakG | 0 | 0 | 0 | 0 | 0 | 0
PeakO | 0 | 0 | 0 | 0 | 0 | 0
ST | 0 | 0 | 0 | 0 | 0 | 0
STOG | 0 | 0 | 0 | 0 | 0 | 0
STWD | 0 | 0 | 0 | 0 | 0 | 0
WT | 0 | 0 | 0 | 0 | 0 | 0
IGCC | 0 | 0 | 0 | 0 | 0 | 0
DemandResponse | 0 | 0 | 0 | 0 | 0 | 0
IGCC-CCS | 0 | 0 | 0 | 0 | 0 | 0
WT_off | 0 | 0 | 0 | 0 | 0 | 0
PseudoUnit | 0 | 0 | 0 | 0 | 0 | 0
FixedInterchange | 0 | 0 | 0 | 0 | 0 | 0
Emission Cost by Reporting Type: EI_Canada
ReportingType | 2015 | 2020 | 2025 | 2030 | 2035 | 2040
BM | 0 | 0 | 0 | 0 | 0 | 0
CC | 0 | 0 | 0 | 0 | 0 | 0
CSP | 0 | 0 | 0 | 0 | 0 | 0
CT | 0 | 0 | 0 | 0 | 0 | 0
Coal | 0 | 0 | 0 | 0 | 0 | 0
Geo | 0 | 0 | 0 | 0 | 0 | 0
H | 0 | 0 | 0 | 0 | 0 | 0
LFG | 0 | 0 | 0 | 0 | 0 | 0
Nuc | 0 | 0 | 0 | 0 | 0 | 0
PS | 0 | 0 | 0 | 0 | 0 | 0
PV | 0 | 0 | 0 | 0 | 0 | 0
PeakG | 0 | 0 | 0 | 0 | 0 | 0
PeakO | 0 | 0 | 0 | 0 | 0 | 0
ST | 0 | 0 | 0 | 0 | 0 | 0
STOG | 0 | 0 | 0 | 0 | 0 | 0
STWD | 0 | 0 | 0 | 0 | 0 | 0
WT | 0 | 0 | 0 | 0 | 0 | 0
IGCC | 0 | 0 | 0 | 0 | 0 | 0
DemandResponse | 0 | 0 | 0 | 0 | 0 | 0
IGCC-CCS | 0 | 0 | 0 | 0 | 0 | 0
WT_off | 0 | 0 | 0 | 0 | 0 | 0
PseudoUnit | 0 | 0 | 0 | 0 | 0 | 0
FixedInterchange | 0 | 0 | 0 | 0 | 0 | 0
Emission Cost by Reporting Type: EI
ReportingType | 2015 | 2020 | 2025 | 2030 | 2035 | 2040
BM | 0 | 0 | 0 | 0 | 0 | 0
CC | 0 | 0 | 0 | 0 | 0 | 0
CSP | 0 | 0 | 0 | 0 | 0 | 0
CT | 0 | 0 | 0 | 0 | 0 | 0
Coal | 0 | 0 | 0 | 0 | 0 | 0
Geo | 0 | 0 | 0 | 0 | 0 | 0
H | 0 | 0 | 0 | 0 | 0 | 0
LFG | 0 | 0 | 0 | 0 | 0 | 0
Nuc | 0 | 0 | 0 | 0 | 0 | 0
PS | 0 | 0 | 0 | 0 | 0 | 0
PV | 0 | 0 | 0 | 0 | 0 | 0
PeakG | 0 | 0 | 0 | 0 | 0 | 0
PeakO | 0 | 0 | 0 | 0 | 0 | 0
ST | 0 | 0 | 0 | 0 | 0 | 0
STOG | 0 | 0 | 0 | 0 | 0 | 0
STWD | 0 | 0 | 0 | 0 | 0 | 0
WT | 0 | 0 | 0 | 0 | 0 | 0
IGCC | 0 | 0 | 0 | 0 | 0 | 0
DemandResponse | 0 | 0 | 0 | 0 | 0 | 0
IGCC-CCS | 0 | 0 | 0 | 0 | 0 | 0
WT_off | 0 | 0 | 0 | 0 | 0 | 0
PseudoUnit | 0 | 0 | 0 | 0 | 0 | 0
FixedInterchange | 0 | 0 | 0 | 0 | 0 | 0
Emission Cost by Reporting Type: Outside_EI
ReportingType | 2015 | 2020 | 2025 | 2030 | 2035 | 2040
BM | 0 | 0 | 0 | 0 | 0 | 0
CC | 0 | 0 | 0 | 0 | 0 | 0
CSP | 0 | 0 | 0 | 0 | 0 | 0
CT | 0 | 0 | 0 | 0 | 0 | 0
Coal | 0 | 0 | 0 | 0 | 0 | 0
Geo | 0 | 0 | 0 | 0 | 0 | 0
H | 0 | 0 | 0 | 0 | 0 | 0
LFG | 0 | 0 | 0 | 0 | 0 | 0
Nuc | 0 | 0 | 0 | 0 | 0 | 0
PS | 0 | 0 | 0 | 0 | 0 | 0
PV | 0 | 0 | 0 | 0 | 0 | 0
PeakG | 0 | 0 | 0 | 0 | 0 | 0
PeakO | 0 | 0 | 0 | 0 | 0 | 0
ST | 0 | 0 | 0 | 0 | 0 | 0
STOG | 0 | 0 | 0 | 0 | 0 | 0
STWD | 0 | 0 | 0 | 0 | 0 | 0
WT | 0 | 0 | 0 | 0 | 0 | 0
IGCC | 0 | 0 | 0 | 0 | 0 | 0
DemandResponse | 0 | 0 | 0 | 0 | 0 | 0
IGCC-CCS | 0 | 0 | 0 | 0 | 0 | 0
WT_off | 0 | 0 | 0 | 0 | 0 | 0
PseudoUnit | 0 | 0 | 0 | 0 | 0 | 0
FixedInterchange | 0 | 0 | 0 | 0 | 0 | 0
==== Emission Program: Carbon : (CO2) ====
Emission Cost by Reporting Type: Entergy
ReportingType | 2015 | 2020 | 2025 | 2030 | 2035 | 2040
BM | 0 | 0 | 0 | 0 | 0 | 0
CC | 755.45 | 1570.51 | 2879.95 | 6038.18 | 6359.33 | 4120.86
CSP | 0 | 0 | 0 | 0 | 0 | 0
CT | 0 | 0 | 0 | 0 | 0 | 0
Coal | 1561.01 | 187.03 | 43.19 | 5.94 | 0 | 0
Geo | 0 | 0 | 0 | 0 | 0 | 0
H | 0 | 0 | 0 | 0 | 0 | 0
LFG | 0 | 0 | 0 | 0 | 0 | 0
Nuc | 0 | 0 | 0 | 0 | 0 | 0
PS | 0 | 0 | 0 | 0 | 0 | 0
PV | 0 | 0 | 0 | 0 | 0 | 0
PeakG | 0 | 0 | 0 | 0.65 | 0 | 0
PeakO | 0 | 0 | 0 | 0 | 0 | 0
ST | 0 | 0 | 0 | 0 | 0 | 0
STOG | 3.78 | 5.37 | 8.79 | 38.44 | 0 | 0
STWD | 0 | 0 | 0 | 0 | 0 | 0
WT | 0 | 0 | 0 | 0 | 0 | 0
IGCC | 0 | 0 | 0 | 0 | 0 | 0
DemandResponse | 0 | 0 | 0 | 0 | 0 | 0
IGCC-CCS | 0 | 0 | 0 | 0 | 0 | 0
WT_off | 0 | 0 | 0 | 0 | 0 | 0
PseudoUnit | 0 | 0 | 0 | 0 | 0 | 0
FixedInterchange | 0 | 0 | 0 | 0 | 0 | 0
Emission Cost by Reporting Type: FRCC
ReportingType | 2015 | 2020 | 2025 | 2030 | 2035 | 2040
BM | 0 | 0 | 0 | 0 | 0 | 0
CC | 1926.79 | 3021.02 | 4776.72 | 9521.8 | 7383.48 | 8434.73
CSP | 0 | 0 | 0 | 0 | 0 | 0
CT | 7.47 | 10.61 | 19.34 | 50.65 | 0 | 0
Coal | 458.07 | 228.32 | 70.88 | 23.18 | 160.67 | 244.4
Geo | 0 | 0 | 0 | 0 | 0 | 0
H | 0 | 0 | 0 | 0 | 0 | 0
LFG | 0 | 0 | 0 | 0 | 0 | 0
Nuc | 0 | 0 | 0 | 0 | 0 | 0
PS | 0 | 0 | 0 | 0 | 0 | 0
PV | 0 | 0 | 0 | 0 | 0 | 0
PeakG | 5.09 | 7.22 | 19.56 | 16.2 | 13.07 | 21.24
PeakO | 0 | 0 | 0 | 0 | 0 | 0
ST | 0 | 0 | 0 | 0 | 0 | 0
STOG | 0 | 0 | 0 | 0 | 0 | 0
STWD | 0 | 0 | 0 | 0 | 0 | 0
WT | 0 | 0 | 0 | 0 | 0 | 0
IGCC | 0 | 0 | 0 | 0 | 0 | 0
DemandResponse | 0 | 0 | 0 | 0 | 0 | 0
IGCC-CCS | 0 | 0 | 0 | 0 | 0 | 0
WT_off | 0 | 0 | 0 | 0 | 0 | 0
PseudoUnit | 0 | 0 | 0 | 0 | 0 | 0
FixedInterchange | 0 | 0 | 0 | 0 | 0 | 0
Emission Cost by Reporting Type: MAPP_US
ReportingType | 2015 | 2020 | 2025 | 2030 | 2035 | 2040
BM | 0 | 0 | 0 | 0 | 0 | 0
CC | 10.05 | 4.44 | 7.27 | 15.92 | 18.83 | 7.94
CSP | 0 | 0 | 0 | 0 | 0 | 0
CT | 0 | 0.06 | 0 | 14.59 | 6.75 | 0.35
Coal | 350.65 | 179.29 | 34.27 | 0 | 0 | 0
Geo | 0 | 0 | 0 | 0 | 0 | 0
H | 0 | 0 | 0 | 0 | 0 | 0
LFG | 0 | 0 | 0 | 0 | 0 | 0
Nuc | 0 | 0 | 0 | 0 | 0 | 0
PS | 0 | 0 | 0 | 0 | 0 | 0
PV | 0 | 0 | 0 | 0 | 0 | 0
PeakG | 0.96 | 3.57 | 1.55 | 16.09 | 19.86 | 9.59
PeakO | 0 | 0 | 0 | 0 | 0 | 0
ST | 0 | 0 | 0 | 0 | 0 | 0
STOG | 0 | 0 | 0 | 0 | 0 | 0
STWD | 0 | 0 | 0 | 0 | 0 | 0
WT | 0 | 0 | 0 | 0 | 0 | 0
IGCC | 0 | 0 | 0 | 0 | 0 | 0
DemandResponse | 0 | 0 | 0 | 0 | 0 | 0
IGCC-CCS | 0 | 0 | 0 | 0 | 0 | 0
WT_off | 0 | 0 | 0 | 0 | 0 | 0
PseudoUnit | 0 | 0 | 0 | 0 | 0 | 0
FixedInterchange | 0 | 0 | 0 | 0 | 0 | 0
Emission Cost by Reporting Type: MISO_IN
ReportingType | 2015 | 2020 | 2025 | 2030 | 2035 | 2040
BM | 0 | 0 | 0 | 0 | 0 | 0
CC | 239.82 | 2027.79 | 3372.99 | 7555.6 | 11016.66 | 6498.88
CSP | 0 | 0 | 0 | 0 | 0 | 0
CT | 0 | 0 | 0 | 0 | 0 | 0
Coal | 1625.68 | 803.31 | 179.2 | 135.01 | 608.43 | 1092.95
Geo | 0 | 0 | 0 | 0 | 0 | 0
H | 0 | 0 | 0 | 0 | 0 | 0
LFG | 0 | 0 | 0 | 0 | 0 | 0
Nuc | 0 | 0 | 0 | 0 | 0 | 0
PS | 0 | 0 | 0 | 0 | 0 | 0
PV | 0 | 0 | 0 | 0 | 0 | 0
PeakG | 0 | 0 | 0 | 0 | 0 | 0
PeakO | 0 | 0 | 0 | 0 | 0 | 0
ST | 0 | 0 | 0 | 0 | 0 | 0
STOG | 0.48 | 0.68 | 0.36 | 0.8 | 0.42 | 0
STWD | 0 | 0 | 0 | 0 | 0 | 0
WT | 0 | 0 | 0 | 0 | 0 | 0
IGCC | 100.97 | 120.64 | 36.96 | 0 | 0 | 0
DemandResponse | 0 | 0 | 0 | 0 | 0 | 0
IGCC-CCS | 0 | 0 | 0 | 0 | 0 | 0
WT_off | 0 | 0 | 0 | 0 | 0 | 0
PseudoUnit | 0 | 0 | 0 | 0 | 0 | 0
FixedInterchange | 0 | 0 | 0 | 0 | 0 | 0
Emission Cost by Reporting Type: MISO_MI
ReportingType | 2015 | 2020 | 2025 | 2030 | 2035 | 2040
BM | 0 | 0 | 0 | 0 | 0 | 0
CC | 115.19 | 385.03 | 1168.29 | 2547.33 | 3257 | 2619.03
CSP | 0 | 0 | 0 | 0 | 0 | 0
CT | 0 | 0 | 0 | 0 | 0 | 0
Coal | 799.05 | 63.86 | 33.51 | 19.63 | 93.29 | 251.86
Geo | 0 | 0 | 0 | 0 | 0 | 0
H | 0 | 0 | 0 | 0 | 0 | 0
LFG | 0 | 0 | 0 | 0 | 0 | 0
Nuc | 0 | 0 | 0 | 0 | 0 | 0
PS | 0 | 0 | 0 | 0 | 0 | 0
PV | 0 | 0 | 0 | 0 | 0 | 0
PeakG | 0 | 0 | 0 | 0 | 0 | 0
PeakO | 0 | 0 | 0 | 0 | 0 | 0
ST | 0 | 0 | 0 | 0 | 0 | 0
STOG | 4.8 | 2.02 | 1.01 | 4.83 | 2.47 | 0
STWD | 0 | 0 | 0 | 0 | 0 | 0
WT | 0 | 0 | 0 | 0 | 0 | 0
IGCC | 0 | 0 | 0 | 0 | 0 | 0
DemandResponse | 0 | 0 | 0 | 0 | 0 | 0
IGCC-CCS | 0 | 0 | 0 | 0 | 0 | 0
WT_off | 0 | 0 | 0 | 0 | 0 | 0
PseudoUnit | 0 | 0 | 0 | 0 | 0 | 0
FixedInterchange | 0 | 0 | 0 | 0 | 0 | 0
Emission Cost by Reporting Type: MISO_MO-IL
ReportingType | 2015 | 2020 | 2025 | 2030 | 2035 | 2040
BM | 0 | 0 | 0 | 0 | 0 | 0
CC | 32.2 | 506.42 | 885.94 | 1453.93 | 758.09 | 616.77
CSP | 0 | 0 | 0 | 0 | 0 | 0
CT | 0 | 0 | 0 | 0 | 0 | 0
Coal | 1976.15 | 547.43 | 204.96 | 30.5 | 131.83 | 269.25
Geo | 0 | 0 | 0 | 0 | 0 | 0
H | 0 | 0 | 0 | 0 | 0 | 0
LFG | 0 | 0 | 0 | 0 | 0 | 0
Nuc | 0 | 0 | 0 | 0 | 0 | 0
PS | 0 | 0 | 0 | 0 | 0 | 0
PV | 0 | 0 | 0 | 0 | 0 | 0
PeakG | 2.26 | 5.41 | 1.29 | 54.33 | 64.56 | 1.34
PeakO | 0 | 0 | 0 | 0 | 0 | 0
ST | 0 | 0 | 0 | 0 | 0 | 0
STOG | 0.09 | 0.13 | 0 | 0 | 0 | 0
STWD | 0 | 0 | 0 | 0 | 0 | 0
WT | 0 | 0 | 0 | 0 | 0 | 0
IGCC | 0 | 0 | 0 | 0 | 0 | 0
DemandResponse | 0 | 0 | 0 | 0 | 0 | 0
IGCC-CCS | 0 | 0 | 0 | 0 | 0 | 0
WT_off | 0 | 0 | 0 | 0 | 0 | 0
PseudoUnit | 0 | 0 | 0 | 0 | 0 | 0
FixedInterchange | 0 | 0 | 0 | 0 | 0 | 0
Emission Cost by Reporting Type: MISO_W
ReportingType | 2015 | 2020 | 2025 | 2030 | 2035 | 2040
BM | 0 | 0 | 0 | 0 | 0 | 0
CC | 91.62 | 273.3 | 117.89 | 244.66 | 254.07 | 236.11
CSP | 0 | 0 | 0 | 0 | 0 | 0
CT | 0 | 0 | 0 | 0 | 0 | 0
Coal | 1963.99 | 1012.68 | 93.9 | 60.18 | 131.39 | 194.06
Geo | 0 | 0 | 0 | 0 | 0 | 0
H | 0 | 0 | 0 | 0 | 0 | 0
LFG | 0 | 0 | 0 | 0 | 0 | 0
Nuc | 0 | 0 | 0 | 0 | 0 | 0
PS | 0 | 0 | 0 | 0 | 0 | 0
PV | 0 | 0 | 0 | 0 | 0 | 0
PeakG | 4.04 | 18.78 | 0 | 8.2 | 32.24 | 0
PeakO | 0 | 0 | 0 | 0 | 0 | 0
ST | 0 | 0 | 0 | 0 | 0 | 0
STOG | 0 | 0.08 | 0 | 0 | 0 | 0
STWD | 0 | 0 | 0 | 0 | 0 | 0
WT | 0 | 0 | 0 | 0 | 0 | 0
IGCC | 0 | 0 | 0 | 0 | 0 | 0
DemandResponse | 0 | 0 | 0 | 0 | 0 | 0
IGCC-CCS | 0 | 0 | 0 | 0 | 0 | 0
WT_off | 0 | 0 | 0 | 0 | 0 | 0
PseudoUnit | 0 | 0 | 0 | 0 | 0 | 0
FixedInterchange | 0 | 0 | 0 | 0 | 0 | 0
Emission Cost by Reporting Type: MISO_WUMS
ReportingType | 2015 | 2020 | 2025 | 2030 | 2035 | 2040
BM | 0 | 0 | 0 | 0 | 0 | 0
CC | 538.03 | 945.69 | 1469.92 | 3440.54 | 4847.3 | 3969.05
CSP | 0 | 0 | 0 | 0 | 0 | 0
CT | 0 | 0 | 0 | 69.87 | 55.69 | 28.85
Coal | 298.61 | 28.56 | 16.73 | 17.56 | 80 | 172.03
Geo | 0 | 0 | 0 | 0 | 0 | 0
H | 0 | 0 | 0 | 0 | 0 | 0
LFG | 0 | 0 | 0 | 0 | 0 | 0
Nuc | 0 | 0 | 0 | 0 | 0 | 0
PS | 0 | 0 | 0 | 0 | 0 | 0
PV | 0 | 0 | 0 | 0 | 0 | 0
PeakG | 0 | 0 | 0 | 0 | 0 | 0
PeakO | 0 | 0 | 0 | 0 | 0 | 0
ST | 0 | 0 | 0 | 0 | 0 | 0
STOG | 0 | 0 | 0 | 0 | 0 | 0
STWD | 0 | 0 | 0 | 0 | 0 | 0
WT | 0 | 0 | 0 | 0 | 0 | 0
IGCC | 0 | 0 | 0 | 0 | 0 | 0
DemandResponse | 0 | 0 | 0 | 0 | 0 | 0
IGCC-CCS | 0 | 0 | 0 | 0 | 0 | 0
WT_off | 0 | 0 | 0 | 0 | 0 | 0
PseudoUnit | 0 | 0 | 0 | 0 | 0 | 0
FixedInterchange | 0 | 0 | 0 | 0 | 0 | 0
Emission Cost by Reporting Type: Nebraska
ReportingType | 2015 | 2020 | 2025 | 2030 | 2035 | 2040
BM | 0 | 0 | 0 | 0 | 0 | 0
CC | 31.09 | 268.52 | 416.37 | 808.98 | 742.15 | 232.08
CSP | 0 | 0 | 0 | 0 | 0 | 0
CT | 0 | 0 | 0 | 0 | 0 | 0
Coal | 861.1 | 119.03 | 33.94 | 55.92 | 82.51 | 117.79
Geo | 0 | 0 | 0 | 0 | 0 | 0
H | 0 | 0 | 0 | 0 | 0 | 0
LFG | 0 | 0 | 0 | 0 | 0 | 0
Nuc | 0 | 0 | 0 | 0 | 0 | 0
PS | 0 | 0 | 0 | 0 | 0 | 0
PV | 0 | 0 | 0 | 0 | 0 | 0
PeakG | 0.27 | 0.79 | 0 | 8.08 | 0 | 0
PeakO | 0 | 0 | 0 | 0 | 0 | 0
ST | 0 | 0 | 0 | 0 | 0 | 0
STOG | 0 | 0 | 0 | 0 | 0 | 0
STWD | 0 | 0 | 0 | 0 | 0 | 0
WT | 0 | 0 | 0 | 0 | 0 | 0
IGCC | 0 | 0 | 0 | 0 | 0 | 0
DemandResponse | 0 | 0 | 0 | 0 | 0 | 0
IGCC-CCS | 0 | 0 | 0 | 0 | 0 | 0
WT_off | 0 | 0 | 0 | 0 | 0 | 0
PseudoUnit | 0 | 0 | 0 | 0 | 0 | 0
FixedInterchange | 0 | 0 | 0 | 0 | 0 | 0
Emission Cost by Reporting Type: NEISO
ReportingType | 2015 | 2020 | 2025 | 2030 | 2035 | 2040
BM | 0 | 0 | 0 | 0 | 0 | 0
CC | 484.55 | 574.32 | 929.93 | 1558.48 | 1361.42 | 1309.03
CSP | 0 | 0 | 0 | 0 | 0 | 0
CT | 0.05 | 0.11 | 0.39 | 0.87 | 0.19 | 0
Coal | 1.71 | 0 | 0 | 0 | 0 | 0
Geo | 0 | 0 | 0 | 0 | 0 | 0
H | 0 | 0 | 0 | 0 | 0 | 0
LFG | 0 | 0 | 0 | 0 | 0 | 0
Nuc | 0 | 0 | 0 | 0 | 0 | 0
PS | 0 | 0 | 0 | 0 | 0 | 0
PV | 0 | 0 | 0 | 0 | 0 | 0
PeakG | 0.47 | 0.67 | 1.33 | 2.91 | 3 | 0
PeakO | 0 | 0 | 0 | 0 | 0 | 0
ST | 0 | 0 | 0 | 0 | 0 | 0
STOG | 0 | 0 | 0 | 0 | 0 | 0
STWD | 0 | 0 | 0 | 0 | 0 | 0
WT | 0 | 0 | 0 | 0 | 0 | 0
IGCC | 0 | 0 | 0 | 0 | 0 | 0
DemandResponse | 0 | 0 | 0 | 0 | 0 | 0
IGCC-CCS | 0 | 0 | 0 | 0 | 0 | 0
WT_off | 0 | 0 | 0 | 0 | 0 | 0
PseudoUnit | 0 | 0 | 0 | 0 | 0 | 0
FixedInterchange | 0 | 0 | 0 | 0 | 0 | 0
Emission Cost by Reporting Type: NonRTO_Midwest
ReportingType | 2015 | 2020 | 2025 | 2030 | 2035 | 2040
BM | 0 | 0 | 0 | 0 | 0 | 0
CC | 189.71 | 590.8 | 967.5 | 2167.02 | 3725.87 | 991.14
CSP | 0 | 0 | 0 | 0 | 0 | 0
CT | 0 | 0 | 0 | 0 | 0 | 0
Coal | 1012.09 | 682.85 | 256.06 | 134.45 | 425.27 | 607.08
Geo | 0 | 0 | 0 | 0 | 0 | 0
H | 0 | 0 | 0 | 0 | 0 | 0
LFG | 0 | 0 | 0 | 0 | 0 | 0
Nuc | 0 | 0 | 0 | 0 | 0 | 0
PS | 0 | 0 | 0 | 0 | 0 | 0
PV | 0 | 0 | 0 | 0 | 0 | 0
PeakG | 2.19 | 0.43 | 1.11 | 17.06 | 12.93 | 0
PeakO | 0 | 0 | 0 | 0 | 0 | 0
ST | 0 | 0 | 0 | 0 | 0 | 0
STOG | 0 | 0 | 0 | 0 | 0 | 0
STWD | 0 | 0 | 0 | 0 | 0 | 0
WT | 0 | 0 | 0 | 0 | 0 | 0
IGCC | 0 | 0 | 0 | 0 | 0 | 0
DemandResponse | 0 | 0 | 0 | 0 | 0 | 0
IGCC-CCS | 0 | 0 | 0 | 0 | 0 | 0
WT_off | 0 | 0 | 0 | 0 | 0 | 0
PseudoUnit | 0 | 0 | 0 | 0 | 0 | 0
FixedInterchange | 0 | 0 | 0 | 0 | 0 | 0
Emission Cost by Reporting Type: NYISO_A-F
ReportingType | 2015 | 2020 | 2025 | 2030 | 2035 | 2040
BM | 0 | 0 | 0 | 0 | 0 | 0
CC | 86.43 | 157.51 | 264.01 | 417.23 | 397.87 | 250.03
CSP | 0 | 0 | 0 | 0 | 0 | 0
CT | 0 | 0 | 0 | 0 | 0 | 0
Coal | 0 | 0 | 0 | 0 | 0 | 0
Geo | 0 | 0 | 0 | 0 | 0 | 0
H | 0 | 0 | 0 | 0 | 0 | 0
LFG | 0 | 0 | 0 | 0 | 0 | 0
Nuc | 0 | 0 | 0 | 0 | 0 | 0
PS | 0 | 0 | 0 | 0 | 0 | 0
PV | 0 | 0 | 0 | 0 | 0 | 0
PeakG | 0 | 0.13 | 0.22 | 0 | 0 | 0
PeakO | 0 | 0 | 0 | 0 | 0 | 0
ST | 0 | 0 | 0 | 0 | 0 | 0
STOG | 0 | 0 | 0 | 0 | 0 | 0
STWD | 0 | 0 | 0 | 0 | 0 | 0
WT | 0 | 0 | 0 | 0 | 0 | 0
IGCC | 0 | 0 | 0 | 0 | 0 | 0
DemandResponse | 0 | 0 | 0 | 0 | 0 | 0
IGCC-CCS | 0 | 0 | 0 | 0 | 0 | 0
WT_off | 0 | 0 | 0 | 0 | 0 | 0
PseudoUnit | 0 | 0 | 0 | 0 | 0 | 0
FixedInterchange | 0 | 0 | 0 | 0 | 0 | 0
Emission Cost by Reporting Type: NYISO_G-I
ReportingType | 2015 | 2020 | 2025 | 2030 | 2035 | 2040
BM | 0 | 0 | 0 | 0 | 0 | 0
CC | 55.4 | 210.79 | 346.51 | 525.65 | 706.56 | 642.7
CSP | 0 | 0 | 0 | 0 | 0 | 0
CT | 0 | 0 | 0 | 0 | 0 | 0
Coal | 0 | 0 | 0 | 0 | 0 | 0
Geo | 0 | 0 | 0 | 0 | 0 | 0
H | 0 | 0 | 0 | 0 | 0 | 0
LFG | 0 | 0 | 0 | 0 | 0 | 0
Nuc | 0 | 0 | 0 | 0 | 0 | 0
PS | 0 | 0 | 0 | 0 | 0 | 0
PV | 0 | 0 | 0 | 0 | 0 | 0
PeakG | 0 | 0 | 0.03 | 0.08 | 0.01 | 0
PeakO | 0 | 0 | 0 | 0 | 0 | 0
ST | 0 | 0 | 0 | 0 | 0 | 0
STOG | 0 | 0 | 0 | 0 | 0 | 0
STWD | 0 | 0 | 0 | 0 | 0 | 0
WT | 0 | 0 | 0 | 0 | 0 | 0
IGCC | 0 | 0 | 0 | 0 | 0 | 0
DemandResponse | 0 | 0 | 0 | 0 | 0 | 0
IGCC-CCS | 0 | 0 | 0 | 0 | 0 | 0
WT_off | 0 | 0 | 0 | 0 | 0 | 0
PseudoUnit | 0 | 0 | 0 | 0 | 0 | 0
FixedInterchange | 0 | 0 | 0 | 0 | 0 | 0
Emission Cost by Reporting Type: NYISO_J-K
ReportingType | 2015 | 2020 | 2025 | 2030 | 2035 | 2040
BM | 0 | 0 | 0 | 0 | 0 | 0
CC | 244.32 | 361.92 | 622.41 | 1826.69 | 3597.32 | 5654.14
CSP | 0 | 0 | 0 | 0 | 0 | 0
CT | 0 | 0 | 0 | 0 | 0 | 0
Coal | 0 | 0 | 0 | 0 | 0 | 0
Geo | 0 | 0 | 0 | 0 | 0 | 0
H | 0 | 0 | 0 | 0 | 0 | 0
LFG | 0 | 0 | 0 | 0 | 0 | 0
Nuc | 0 | 0 | 0 | 0 | 0 | 0
PS | 0 | 0 | 0 | 0 | 0 | 0
PV | 0 | 0 | 0 | 0 | 0 | 0
PeakG | 0.75 | 1.07 | 4.47 | 5.35 | 43.45 | 82
PeakO | 0 | 0 | 0 | 0 | 0 | 0
ST | 0 | 0 | 0 | 0 | 0 | 0
STOG | 8.81 | 25.64 | 66.08 | 115.11 | 70.36 | 64.81
STWD | 0 | 0 | 0 | 0 | 0 | 0
WT | 0 | 0 | 0 | 0 | 0 | 0
IGCC | 0 | 0 | 0 | 0 | 0 | 0
DemandResponse | 0 | 0 | 0 | 0 | 0 | 0
IGCC-CCS | 0 | 0 | 0 | 0 | 0 | 0
WT_off | 0 | 0 | 0 | 0 | 0 | 0
PseudoUnit | 0 | 0 | 0 | 0 | 0 | 0
FixedInterchange | 0 | 0 | 0 | 0 | 0 | 0
Emission Cost by Reporting Type: PJM_E
ReportingType | 2015 | 2020 | 2025 | 2030 | 2035 | 2040
BM | 0 | 0 | 0 | 0 | 0 | 0
CC | 415.5 | 693.49 | 1523.56 | 2869.95 | 3623.64 | 4296.64
CSP | 0 | 0 | 0 | 0 | 0 | 0
CT | 0 | 0.06 | 0.1 | 0.41 | 0.4 | 0.18
Coal | 12.69 | 9.45 | 6.35 | 0.15 | 7.66 | 49.59
Geo | 0 | 0 | 0 | 0 | 0 | 0
H | 0 | 0 | 0 | 0 | 0 | 0
LFG | 0 | 0 | 0 | 0 | 0 | 0
Nuc | 0 | 0 | 0 | 0 | 0 | 0
PS | 0 | 0 | 0 | 0 | 0 | 0
PV | 0 | 0 | 0 | 0 | 0 | 0
PeakG | 0.35 | 5.53 | 9.9 | 56.97 | 37.56 | 40.28
PeakO | 0 | 0 | 0.09 | 0 | 0 | 0
ST | 0 | 0 | 0 | 0 | 0 | 0
STOG | 3.47 | 4.93 | 8.07 | 67.35 | 33.47 | 15.2
STWD | 0 | 0 | 0 | 0 | 0 | 0
WT | 0 | 0 | 0 | 0 | 0 | 0
IGCC | 0 | 0 | 0 | 0 | 0 | 0
DemandResponse | 0 | 0 | 0 | 0 | 0 | 0
IGCC-CCS | 0 | 0 | 0 | 0 | 0 | 0
WT_off | 0 | 0 | 0 | 0 | 0 | 0
PseudoUnit | 0 | 0 | 0 | 0 | 0 | 0
FixedInterchange | 0 | 0 | 0 | 0 | 0 | 0
Emission Cost by Reporting Type: PJM_ROM
ReportingType | 2015 | 2020 | 2025 | 2030 | 2035 | 2040
BM | 0 | 0 | 0 | 0 | 0 | 0
CC | 188.43 | 337.13 | 667.46 | 2491.51 | 3558.93 | 4852.01
CSP | 0 | 0 | 0 | 0 | 0 | 0
CT | 0 | 0.04 | 0.06 | 0.25 | 0.24 | 0.11
Coal | 649.87 | 452.4 | 56.29 | 86.97 | 332.36 | 602.17
Geo | 0 | 0 | 0 | 0 | 0 | 0
H | 0 | 0 | 0 | 0 | 0 | 0
LFG | 0 | 0 | 0 | 0 | 0 | 0
Nuc | 0 | 0 | 0 | 0 | 0 | 0
PS | 0 | 0 | 0 | 0 | 0 | 0
PV | 0 | 0 | 0 | 0 | 0 | 0
PeakG | 0 | 0.32 | 2.36 | 13.24 | 23.9 | 10.85
PeakO | 0 | 0 | 0 | 0 | 0 | 0
ST | 0 | 0 | 0 | 0 | 0 | 0
STOG | 10.4 | 14.77 | 24.19 | 105.8 | 63.01 | 6.79
STWD | 0 | 0 | 0 | 0 | 0 | 0
WT | 0 | 0 | 0 | 0 | 0 | 0
IGCC | 0 | 0 | 0 | 0 | 0 | 0
DemandResponse | 0 | 0 | 0 | 0 | 0 | 0
IGCC-CCS | 0 | 0 | 0 | 0 | 0 | 0
WT_off | 0 | 0 | 0 | 0 | 0 | 0
PseudoUnit | 0 | 0 | 0 | 0 | 0 | 0
FixedInterchange | 0 | 0 | 0 | 0 | 0 | 0
Emission Cost by Reporting Type: PJM_ROR
ReportingType | 2015 | 2020 | 2025 | 2030 | 2035 | 2040
BM | 0 | 0 | 0 | 0 | 0 | 0
CC | 1648.58 | 3848.96 | 6711.28 | 14380.03 | 21689.41 | 16978.53
CSP | 0 | 0 | 0 | 0 | 0 | 0
CT | 0.05 | 0.06 | 0.11 | 0.45 | 0.44 | 0.2
Coal | 5080.05 | 3221.98 | 1001.19 | 368.18 | 1773.39 | 2754.64
Geo | 0 | 0 | 0 | 0 | 0 | 0
H | 0 | 0 | 0 | 0 | 0 | 0
LFG | 0 | 0 | 0 | 0 | 0 | 0
Nuc | 0 | 0 | 0 | 0 | 0 | 0
PS | 0 | 0 | 0 | 0 | 0 | 0
PV | 0 | 0 | 0 | 0 | 0 | 0
PeakG | 11.96 | 16.66 | 33.61 | 89.47 | 81.35 | 69.16
PeakO | 0 | 0 | 0 | 0 | 0 | 0
ST | 0 | 0 | 0 | 0 | 0 | 0
STOG | 6.08 | 6.65 | 10.88 | 47.59 | 23.65 | 0
STWD | 0 | 0 | 0 | 0 | 0 | 0
WT | 0 | 0 | 0 | 0 | 0 | 0
IGCC | 0 | 0 | 0 | 0 | 0 | 0
DemandResponse | 0 | 0 | 0 | 0 | 0 | 0
IGCC-CCS | 0 | 0 | 0 | 0 | 0 | 1380.62
WT_off | 0 | 0 | 0 | 0 | 0 | 0
PseudoUnit | 0 | 0 | 0 | 0 | 0 | 0
FixedInterchange | 0 | 0 | 0 | 0 | 0 | 0
Emission Cost by Reporting Type: SOCO
ReportingType | 2015 | 2020 | 2025 | 2030 | 2035 | 2040
BM | 0 | 0 | 0 | 0 | 0 | 0
CC | 1521.54 | 2733.15 | 4807.03 | 8690.39 | 8337.45 | 3588.24
CSP | 0 | 0 | 0 | 0 | 0 | 0
CT | 0 | 0 | 0 | 0 | 0 | 0
Coal | 1003.53 | 416.62 | 135.2 | 117.8 | 333.02 | 494.24
Geo | 0 | 0 | 0 | 0 | 0 | 0
H | 0 | 0 | 0 | 0 | 0 | 0
LFG | 0 | 0 | 0 | 0 | 0 | 0
Nuc | 0 | 0 | 0 | 0 | 0 | 0
PS | 0 | 0 | 0 | 0 | 0 | 0
PV | 0 | 0 | 0 | 0 | 0 | 0
PeakG | 8.06 | 14.27 | 39.43 | 122.07 | 29.05 | 33.33
PeakO | 0 | 0 | 0 | 0 | 0 | 0
ST | 0 | 0 | 0 | 0 | 0 | 0
STOG | 0 | 0 | 0 | 0 | 0 | 0
STWD | 0 | 0 | 0 | 0 | 0 | 0
WT | 0 | 0 | 0 | 0 | 0 | 0
IGCC | 0 | 0 | 0 | 0 | 0 | 0
DemandResponse | 0 | 0 | 0 | 0 | 0 | 0
IGCC-CCS | 0 | 0 | 0 | 0 | 0 | 0
WT_off | 0 | 0 | 0 | 0 | 0 | 0
PseudoUnit | 0 | 0 | 0 | 0 | 0 | 0
FixedInterchange | 0 | 0 | 0 | 0 | 0 | 0
Emission Cost by Reporting Type: SPP_N
ReportingType | 2015 | 2020 | 2025 | 2030 | 2035 | 2040
BM | 0 | 0 | 0 | 0 | 0 | 0
CC | 172.3 | 661.14 | 802.26 | 1661.99 | 1039.64 | 1203.45
CSP | 0 | 0 | 0 | 0 | 0 | 0
CT | 0 | 0 | 0 | 0 | 0 | 0
Coal | 1523.51 | 467.42 | 115.25 | 44.46 | 213.41 | 304.66
Geo | 0 | 0 | 0 | 0 | 0 | 0
H | 0 | 0 | 0 | 0 | 0 | 0
LFG | 0 | 0 | 0 | 0 | 0 | 0
Nuc | 0 | 0 | 0 | 0 | 0 | 0
PS | 0 | 0 | 0 | 0 | 0 | 0
PV | 0 | 0 | 0 | 0 | 0 | 0
PeakG | 0.04 | 0 | 0 | 0.43 | 0 | 0
PeakO | 0 | 0 | 0 | 0 | 0 | 0
ST | 0 | 0 | 0 | 0 | 0 | 0
STOG | 4 | 0.55 | 0 | 49.35 | 7.24 | 0
STWD | 0 | 0 | 0 | 0 | 0 | 0
WT | 0 | 0 | 0 | 0 | 0 | 0
IGCC | 0 | 0 | 0 | 0 | 0 | 0
DemandResponse | 0 | 0 | 0 | 0 | 0 | 0
IGCC-CCS | 0 | 0 | 0 | 0 | 0 | 0
WT_off | 0 | 0 | 0 | 0 | 0 | 0
PseudoUnit | 0 | 0 | 0 | 0 | 0 | 0
FixedInterchange | 0 | 0 | 0 | 0 | 0 | 0
Emission Cost by Reporting Type: SPP_S
ReportingType | 2015 | 2020 | 2025 | 2030 | 2035 | 2040
BM | 0 | 0 | 0 | 0 | 0 | 0
CC | 452.81 | 625.09 | 1206.93 | 3852.28 | 4330.78 | 4009.64
CSP | 0 | 0 | 0 | 0 | 0 | 0
CT | 0.25 | 0 | 0 | 0 | 0 | 0
Coal | 2186.39 | 182.61 | 84.97 | 0 | 0 | 0
Geo | 0 | 0 | 0 | 0 | 0 | 0
H | 0 | 0 | 0 | 0 | 0 | 0
LFG | 0 | 0 | 0 | 0 | 0 | 0
Nuc | 0 | 0 | 0 | 0 | 0 | 0
PS | 0 | 0 | 0 | 0 | 0 | 0
PV | 0 | 0 | 0 | 0 | 0 | 0
PeakG | 0.01 | 0 | 0 | 0 | 0 | 0
PeakO | 0 | 0 | 0 | 0 | 0 | 0
ST | 0 | 0 | 0 | 0 | 0 | 0
STOG | 34.71 | 13.21 | 26.76 | 85.72 | 63.18 | 59.47
STWD | 0 | 0 | 0 | 0 | 0 | 0
WT | 0 | 0 | 0 | 0 | 0 | 0
IGCC | 0 | 0 | 0 | 0 | 0 | 0
DemandResponse | 0 | 0 | 0 | 0 | 0 | 0
IGCC-CCS | 0 | 0 | 0 | 0 | 0 | 0
WT_off | 0 | 0 | 0 | 0 | 0 | 0
PseudoUnit | 0 | 0 | 0 | 0 | 0 | 0
FixedInterchange | 0 | 0 | 0 | 0 | 0 | 0
Emission Cost by Reporting Type: TVA
ReportingType | 2015 | 2020 | 2025 | 2030 | 2035 | 2040
BM | 0 | 0 | 0 | 0 | 0 | 0
CC | 455.92 | 1138.72 | 2285.03 | 4703.35 | 6127.93 | 2782.57
CSP | 0 | 0 | 0 | 0 | 0 | 0
CT | 0 | 0 | 0 | 0 | 0 | 0
Coal | 1093.43 | 615.31 | 128.12 | 56.78 | 398.52 | 568.91
Geo | 0 | 0 | 0 | 0 | 0 | 0
H | 0 | 0 | 0 | 0 | 0 | 0
LFG | 0 | 0 | 0 | 0 | 0 | 0
Nuc | 0 | 0 | 0 | 0 | 0 | 0
PS | 0 | 0 | 0 | 0 | 0 | 0
PV | 0 | 0 | 0 | 0 | 0 | 0
PeakG | 0 | 0 | 0 | 0 | 0 | 0
PeakO | 0 | 0 | 0 | 0 | 0 | 0
ST | 0 | 0 | 0 | 0 | 0 | 0
STOG | 0 | 0 | 0 | 0 | 0 | 0
STWD | 0 | 0 | 0 | 0 | 0 | 0
WT | 0 | 0 | 0 | 0 | 0 | 0
IGCC | 0 | 0 | 0 | 0 | 0 | 0
DemandResponse | 0 | 0 | 0 | 0 | 0 | 0
IGCC-CCS | 0 | 0 | 0 | 0 | 0 | 2038.96
WT_off | 0 | 0 | 0 | 0 | 0 | 0
PseudoUnit | 0 | 0 | 0 | 0 | 0 | 0
FixedInterchange | 0 | 0 | 0 | 0 | 0 | 0
Emission Cost by Reporting Type: TVA_Transmission
ReportingType | 2015 | 2020 | 2025 | 2030 | 2035 | 2040
BM | 0 | 0 | 0 | 0 | 0 | 0
CC | 0 | 0 | 0 | 0 | 0 | 0
CSP | 0 | 0 | 0 | 0 | 0 | 0
CT | 0 | 0 | 0 | 0 | 0 | 0
Coal | 0 | 0 | 0 | 0 | 0 | 0
Geo | 0 | 0 | 0 | 0 | 0 | 0
H | 0 | 0 | 0 | 0 | 0 | 0
LFG | 0 | 0 | 0 | 0 | 0 | 0
Nuc | 0 | 0 | 0 | 0 | 0 | 0
PS | 0 | 0 | 0 | 0 | 0 | 0
PV | 0 | 0 | 0 | 0 | 0 | 0
PeakG | 0 | 0 | 0 | 0 | 0 | 0
PeakO | 0 | 0 | 0 | 0 | 0 | 0
ST | 0 | 0 | 0 | 0 | 0 | 0
STOG | 0 | 0 | 0 | 0 | 0 | 0
STWD | 0 | 0 | 0 | 0 | 0 | 0
WT | 0 | 0 | 0 | 0 | 0 | 0
IGCC | 0 | 0 | 0 | 0 | 0 | 0
DemandResponse | 0 | 0 | 0 | 0 | 0 | 0
IGCC-CCS | 0 | 0 | 0 | 0 | 0 | 0
WT_off | 0 | 0 | 0 | 0 | 0 | 0
PseudoUnit | 0 | 0 | 0 | 0 | 0 | 0
FixedInterchange | 0 | 0 | 0 | 0 | 0 | 0
Emission Cost by Reporting Type: VACAR
ReportingType | 2015 | 2020 | 2025 | 2030 | 2035 | 2040
BM | 0 | 0 | 0 | 0 | 0 | 0
CC | 1310.04 | 1913.44 | 3163.28 | 6661.7 | 4928.57 | 5095.08
CSP | 0 | 0 | 0 | 0 | 0 | 0
CT | 1.13 | 1.61 | 2.63 | 14.19 | 10.91 | 0
Coal | 403.08 | 365.24 | 141.28 | 29.25 | 150.31 | 293.21
Geo | 0 | 0 | 0 | 0 | 0 | 0
H | 0 | 0 | 0 | 0 | 0 | 0
LFG | 0 | 0 | 0 | 0 | 0 | 0
Nuc | 0 | 0 | 0 | 0 | 0 | 0
PS | 0 | 0 | 0 | 0 | 0 | 0
PV | 0 | 0 | 0 | 0 | 0 | 0
PeakG | 1.29 | 3.8 | 11.96 | 59.56 | 14.19 | 29.77
PeakO | 0 | 0 | 0 | 0 | 0 | 0
ST | 0 | 0 | 0 | 0 | 0 | 0
STOG | 0 | 0 | 0 | 0 | 0 | 0
STWD | 0 | 0 | 0 | 0 | 0 | 0
WT | 0 | 0 | 0 | 0 | 0 | 0
IGCC | 0 | 0 | 0 | 0 | 0 | 0
DemandResponse | 0 | 0 | 0 | 0 | 0 | 0
IGCC-CCS | 0 | 0 | 0 | 0 | 0 | 0
WT_off | 0 | 0 | 0 | 0 | 0 | 0
PseudoUnit | 0 | 0 | 0 | 0 | 0 | 0
FixedInterchange | 0 | 0 | 0 | 0 | 0 | 0
Emission Cost by Reporting Type: IESO
ReportingType | 2015 | 2020 | 2025 | 2030 | 2035 | 2040
BM | 0 | 0 | 0 | 0 | 0 | 0
CC | 88.32 | 129.05 | 185.66 | 78.19 | 53.47 | 85.3
CSP | 0 | 0 | 0 | 0 | 0 | 0
CT | 0 | 0.19 | 0 | 0 | 0 | 0
Coal | 0 | 0 | 0 | 0 | 0 | 0
Geo | 0 | 0 | 0 | 0 | 0 | 0
H | 0 | 0 | 0 | 0 | 0 | 0
LFG | 0 | 0 | 0 | 0 | 0 | 0
Nuc | 0 | 0 | 0 | 0 | 0 | 0
PS | 0 | 0 | 0 | 0 | 0 | 0
PV | 0 | 0 | 0 | 0 | 0 | 0
PeakG | 0 | 0.1 | 0 | 0 | 0 | 0
PeakO | 0 | 0 | 0 | 0 | 0 | 0
ST | 0 | 0 | 0 | 0 | 0 | 0
STOG | 0 | 0 | 0 | 0 | 0 | 0
STWD | 0 | 0 | 0 | 0 | 0 | 0
WT | 0 | 0 | 0 | 0 | 0 | 0
IGCC | 0 | 0 | 0 | 0 | 0 | 0
DemandResponse | 0 | 0 | 0 | 0 | 0 | 0
IGCC-CCS | 0 | 0 | 0 | 0 | 0 | 0
WT_off | 0 | 0 | 0 | 0 | 0 | 0
PseudoUnit | 0 | 0 | 0 | 0 | 0 | 0
FixedInterchange | 0 | 0 | 0 | 0 | 0 | 0
Emission Cost by Reporting Type: MAPP_CA
ReportingType | 2015 | 2020 | 2025 | 2030 | 2035 | 2040
BM | 0 | 0 | 0 | 0 | 0 | 0
CC | 104.72 | 148.7 | 87.82 | 13.26 | 23.3 | 39.74
CSP | 0 | 0 | 0 | 0 | 0 | 0
CT | 0 | 0 | 0 | 0 | 0 | 0
Coal | 6.88 | 14.61 | 0 | 0 | 0 | 0
Geo | 0 | 0 | 0 | 0 | 0 | 0
H | 0 | 0 | 0 | 0 | 0 | 0
LFG | 0 | 0 | 0 | 0 | 0 | 0
Nuc | 0 | 0 | 0 | 0 | 0 | 0
PS | 0 | 0 | 0 | 0 | 0 | 0
PV | 0 | 0 | 0 | 0 | 0 | 0
PeakG | 0.9 | 1.17 | 0 | 0 | 0 | 0
PeakO | 0 | 0 | 0 | 0 | 0 | 0
ST | 0 | 0 | 0 | 0 | 0 | 0
STOG | 0.07 | 0.03 | 0 | 0 | 0 | 0
STWD | 0 | 0 | 0 | 0 | 0 | 0
WT | 0 | 0 | 0 | 0 | 0 | 0
IGCC | 0 | 0 | 0 | 0 | 0 | 0
DemandResponse | 0 | 0 | 0 | 0 | 0 | 0
IGCC-CCS | 0 | 0 | 0 | 0 | 0 | 0
WT_off | 0 | 0 | 0 | 0 | 0 | 0
PseudoUnit | 0 | 0 | 0 | 0 | 0 | 0
FixedInterchange | 0 | 0 | 0 | 0 | 0 | 0
Emission Cost by Reporting Type: AZ_NM_SNV_Coal
ReportingType | 2015 | 2020 | 2025 | 2030 | 2035 | 2040
BM | 0 | 0 | 0 | 0 | 0 | 0
CC | 0 | 0 | 0 | 0 | 0 | 0
CSP | 0 | 0 | 0 | 0 | 0 | 0
CT | 0 | 0 | 0 | 0 | 0 | 0
Coal | 1328.83 | 1237.42 | 51.03 | 2.86 | 97.74 | 139.53
Geo | 0 | 0 | 0 | 0 | 0 | 0
H | 0 | 0 | 0 | 0 | 0 | 0
LFG | 0 | 0 | 0 | 0 | 0 | 0
Nuc | 0 | 0 | 0 | 0 | 0 | 0
PS | 0 | 0 | 0 | 0 | 0 | 0
PV | 0 | 0 | 0 | 0 | 0 | 0
PeakG | 0 | 0 | 0 | 0 | 0 | 0
PeakO | 0 | 0 | 0 | 0 | 0 | 0
ST | 0 | 0 | 0 | 0 | 0 | 0
STOG | 0 | 0 | 0 | 0 | 0 | 0
STWD | 0 | 0 | 0 | 0 | 0 | 0
WT | 0 | 0 | 0 | 0 | 0 | 0
IGCC | 0 | 0 | 0 | 0 | 0 | 0
DemandResponse | 0 | 0 | 0 | 0 | 0 | 0
IGCC-CCS | 0 | 0 | 0 | 0 | 0 | 0
WT_off | 0 | 0 | 0 | 0 | 0 | 0
PseudoUnit | 0 | 0 | 0 | 0 | 0 | 0
FixedInterchange | 0 | 0 | 0 | 0 | 0 | 0
Emission Cost by Reporting Type: AZ_NM_SNV_Gas
ReportingType | 2015 | 2020 | 2025 | 2030 | 2035 | 2040
BM | 0 | 0 | 0 | 0 | 0 | 0
CC | 739.65 | 974.99 | 2371.9 | 4183.38 | 5566.73 | 3918.24
CSP | 0 | 0 | 0 | 0 | 0 | 0
CT | 0 | 0 | 0 | 0 | 0 | 0
Coal | 0 | 0 | 0 | 0 | 0 | 0
Geo | 0 | 0 | 0 | 0 | 0 | 0
H | 0 | 0 | 0 | 0 | 0 | 0
LFG | 0 | 0 | 0 | 0 | 0 | 0
Nuc | 0 | 0 | 0 | 0 | 0 | 0
PS | 0 | 0 | 0 | 0 | 0 | 0
PV | 0 | 0 | 0 | 0 | 0 | 0
PeakG | 0 | 0 | 0 | 0 | 0 | 0
PeakO | 0 | 0 | 0 | 0 | 0 | 0
ST | 0 | 0 | 0 | 0 | 0 | 0
STOG | 0 | 0 | 0 | 0 | 0 | 0
STWD | 0 | 0 | 0 | 0 | 0 | 0
WT | 0 | 0 | 0 | 0 | 0 | 0
IGCC | 0 | 0 | 0 | 0 | 0 | 0
DemandResponse | 0 | 0 | 0 | 0 | 0 | 0
IGCC-CCS | 0 | 0 | 0 | 0 | 0 | 0
WT_off | 0 | 0 | 0 | 0 | 0 | 0
PseudoUnit | 0 | 0 | 0 | 0 | 0 | 0
FixedInterchange | 0 | 0 | 0 | 0 | 0 | 0
Emission Cost by Reporting Type: AZ_NM_SNV_NucRenew
ReportingType | 2015 | 2020 | 2025 | 2030 | 2035 | 2040
BM | 0 | 0 | 0 | 0 | 0 | 0
CC | 0 | 0 | 0 | 0 | 0 | 0
CSP | 0 | 0 | 0 | 0 | 0 | 0
CT | 0 | 0 | 0 | 0 | 0 | 0
Coal | 0 | 0 | 0 | 0 | 0 | 0
Geo | 0 | 0 | 0 | 0 | 0 | 0
H | 0 | 0 | 0 | 0 | 0 | 0
LFG | 0 | 0 | 0 | 0 | 0 | 0
Nuc | 0 | 0 | 0 | 0 | 0 | 0
PS | 0 | 0 | 0 | 0 | 0 | 0
PV | 0 | 0 | 0 | 0 | 0 | 0
PeakG | 0 | 0 | 0 | 0 | 0 | 0
PeakO | 0 | 0 | 0 | 0 | 0 | 0
ST | 0 | 0 | 0 | 0 | 0 | 0
STOG | 0 | 0 | 0 | 0 | 0 | 0
STWD | 0 | 0 | 0 | 0 | 0 | 0
WT | 0 | 0 | 0 | 0 | 0 | 0
IGCC | 0 | 0 | 0 | 0 | 0 | 0
DemandResponse | 0 | 0 | 0 | 0 | 0 | 0
IGCC-CCS | 0 | 0 | 0 | 0 | 0 | 0
WT_off | 0 | 0 | 0 | 0 | 0 | 0
PseudoUnit | 0 | 0 | 0 | 0 | 0 | 0
FixedInterchange | 0 | 0 | 0 | 0 | 0 | 0
Emission Cost by Reporting Type: ERCOT
ReportingType | 2015 | 2020 | 2025 | 2030 | 2035 | 2040
BM | 0 | 0 | 0 | 0 | 0 | 0
CC | 2192.18 | 3514.11 | 5312.11 | 10940.85 | 12541.99 | 15000.34
CSP | 0 | 0 | 0 | 0 | 0 | 0
CT | 0 | 0.05 | 0 | 0.19 | 0 | 0
Coal | 971.58 | 953.12 | 83.15 | 44.03 | 180.63 | 257.86
Geo | 0 | 0 | 0 | 0 | 0 | 0
H | 0 | 0 | 0 | 0 | 0 | 0
LFG | 0 | 0 | 0 | 0 | 0 | 0
Nuc | 0 | 0 | 0 | 0 | 0 | 0
PS | 0 | 0 | 0 | 0 | 0 | 0
PV | 0 | 0 | 0 | 0 | 0 | 0
PeakG | 0 | 0.11 | 0 | 0.82 | 0.86 | 1.95
PeakO | 0 | 0 | 0 | 0 | 0 | 0
ST | 0 | 0 | 0 | 0 | 0 | 0
STOG | 21.71 | 45.9 | 48.14 | 163.51 | 20.17 | 25.06
STWD | 0 | 0 | 0 | 0 | 0 | 0
WT | 0 | 0 | 0 | 0 | 0 | 0
IGCC | 0 | 0 | 0 | 0 | 0 | 0
DemandResponse | 0 | 0 | 0 | 0 | 0 | 0
IGCC-CCS | 0 | 0 | 0 | 0 | 0 | 1230.54
WT_off | 0 | 0 | 0 | 0 | 0 | 0
PseudoUnit | 0 | 0 | 0 | 0 | 0 | 0
FixedInterchange | 0 | 0 | 0 | 0 | 0 | 0
Emission Cost by Reporting Type: NP15
ReportingType | 2015 | 2020 | 2025 | 2030 | 2035 | 2040
BM | 0 | 0 | 0 | 0 | 0 | 0
CC | 873.84 | 1091.25 | 2126.93 | 3485.43 | 5655.66 | 698.82
CSP | 0 | 0 | 0 | 0 | 0 | 0
CT | 0 | 0 | 0 | 0 | 0 | 0
Coal | 6.46 | 0 | 0 | 0 | 0 | 0
Geo | 0 | 0 | 0 | 0 | 0 | 0
H | 0 | 0 | 0 | 0 | 0 | 0
LFG | 0 | 0 | 0 | 0 | 0 | 0
Nuc | 0 | 0 | 0 | 0 | 0 | 0
PS | 0 | 0 | 0 | 0 | 0 | 0
PV | 0 | 0 | 0 | 0 | 0 | 0
PeakG | 0 | 0 | 0 | 0 | 0 | 0
PeakO | 0 | 0 | 0 | 0 | 0 | 0
ST | 0 | 0 | 0 | 0 | 0 | 0
STOG | 0 | 0.24 | 0.81 | 1.79 | 8.19 | 0
STWD | 0 | 0 | 0 | 0 | 0 | 0
WT | 0 | 0 | 0 | 0 | 0 | 0
IGCC | 0 | 0 | 0 | 0 | 0 | 0
DemandResponse | 0 | 0 | 0 | 0 | 0 | 0
IGCC-CCS | 0 | 0 | 0 | 0 | 0 | 3148.64
WT_off | 0 | 0 | 0 | 0 | 0 | 0
PseudoUnit | 0 | 0 | 0 | 0 | 0 | 0
FixedInterchange | 0 | 0 | 0 | 0 | 0 | 0
Emission Cost by Reporting Type: NWPP_Coal
ReportingType | 2015 | 2020 | 2025 | 2030 | 2035 | 2040
BM | 0 | 0 | 0 | 0 | 0 | 0
CC | 0 | 0 | 0 | 0 | 0 | 0
CSP | 0 | 0 | 0 | 0 | 0 | 0
CT | 0 | 0 | 0 | 0 | 0 | 0
Coal | 1410.96 | 1255.8 | 29.02 | 22.01 | 40.76 | 58.18
Geo | 0 | 0 | 0 | 0 | 0 | 0
H | 0 | 0 | 0 | 0 | 0 | 0
LFG | 0 | 0 | 0 | 0 | 0 | 0
Nuc | 0 | 0 | 0 | 0 | 0 | 0
PS | 0 | 0 | 0 | 0 | 0 | 0
PV | 0 | 0 | 0 | 0 | 0 | 0
PeakG | 0 | 0 | 0 | 0 | 0 | 0
PeakO | 0 | 0 | 0 | 0 | 0 | 0
ST | 0 | 0 | 0 | 0 | 0 | 0
STOG | 0 | 0 | 0 | 0 | 0 | 0
STWD | 0 | 0 | 0 | 0 | 0 | 0
WT | 0 | 0 | 0 | 0 | 0 | 0
IGCC | 0 | 0 | 0 | 0 | 0 | 0
DemandResponse | 0 | 0 | 0 | 0 | 0 | 0
IGCC-CCS | 0 | 0 | 0 | 0 | 0 | 0
WT_off | 0 | 0 | 0 | 0 | 0 | 0
PseudoUnit | 0 | 0 | 0 | 0 | 0 | 0
FixedInterchange | 0 | 0 | 0 | 0 | 0 | 0
Emission Cost by Reporting Type: NWPP_Gas
ReportingType | 2015 | 2020 | 2025 | 2030 | 2035 | 2040
BM | 0 | 0 | 0 | 0 | 0 | 0
CC | 513.35 | 1213.69 | 2261.64 | 3882.38 | 5133.8 | 2871.26
CSP | 0 | 0 | 0 | 0 | 0 | 0
CT | 0 | 0 | 0 | 0 | 0 | 0
Coal | 0 | 0 | 0 | 0 | 0 | 0
Geo | 0 | 0 | 0 | 0 | 0 | 0
H | 0 | 0 | 0 | 0 | 0 | 0
LFG | 0 | 0 | 0 | 0 | 0 | 0
Nuc | 0 | 0 | 0 | 0 | 0 | 0
PS | 0 | 0 | 0 | 0 | 0 | 0
PV | 0 | 0 | 0 | 0 | 0 | 0
PeakG | 0 | 0 | 0 | 0 | 0 | 0
PeakO | 0 | 0 | 0 | 0 | 0 | 0
ST | 0 | 0 | 0 | 0 | 0 | 0
STOG | 0 | 0 | 0 | 0 | 0 | 0
STWD | 0 | 0 | 0 | 0 | 0 | 0
WT | 0 | 0 | 0 | 0 | 0 | 0
IGCC | 0 | 0 | 0 | 0 | 0 | 0
DemandResponse | 0 | 0 | 0 | 0 | 0 | 0
IGCC-CCS | 0 | 0 | 0 | 0 | 0 | 700.65
WT_off | 0 | 0 | 0 | 0 | 0 | 0
PseudoUnit | 0 | 0 | 0 | 0 | 0 | 0
FixedInterchange | 0 | 0 | 0 | 0 | 0 | 0
Emission Cost by Reporting Type: NWPP_NucRenew
ReportingType | 2015 | 2020 | 2025 | 2030 | 2035 | 2040
BM | 0 | 0 | 0 | 0 | 0 | 0
CC | 0 | 0 | 0 | 0 | 0 | 0
CSP | 0 | 0 | 0 | 0 | 0 | 0
CT | 0 | 0 | 0 | 0 | 0 | 0
Coal | 0 | 0 | 0 | 0 | 0 | 0
Geo | 0 | 0 | 0 | 0 | 0 | 0
H | 0 | 0 | 0 | 0 | 0 | 0
LFG | 0 | 0 | 0 | 0 | 0 | 0
Nuc | 0 | 0 | 0 | 0 | 0 | 0
PS | 0 | 0 | 0 | 0 | 0 | 0
PV | 0 | 0 | 0 | 0 | 0 | 0
PeakG | 0 | 0 | 0 | 0 | 0 | 0
PeakO | 0 | 0 | 0 | 0 | 0 | 0
ST | 0 | 0 | 0 | 0 | 0 | 0
STOG | 0 | 0 | 0 | 0 | 0 | 0
STWD | 0 | 0 | 0 | 0 | 0 | 0
WT | 0 | 0 | 0 | 0 | 0 | 0
IGCC | 0 | 0 | 0 | 0 | 0 | 0
DemandResponse | 0 | 0 | 0 | 0 | 0 | 0
IGCC-CCS | 0 | 0 | 0 | 0 | 0 | 0
WT_off | 0 | 0 | 0 | 0 | 0 | 0
PseudoUnit | 0 | 0 | 0 | 0 | 0 | 0
FixedInterchange | 0 | 0 | 0 | 0 | 0 | 0
Emission Cost by Reporting Type: RMPA
ReportingType | 2015 | 2020 | 2025 | 2030 | 2035 | 2040
BM | 0 | 0 | 0 | 0 | 0 | 0
CC | 141.08 | 294.58 | 586.36 | 1814.65 | 1868.15 | 720.79
CSP | 0 | 0 | 0 | 0 | 0 | 0
CT | 0 | 0 | 0 | 0 | 0 | 0
Coal | 1336.07 | 1395.68 | 240 | 67.07 | 106.31 | 151.75
Geo | 0 | 0 | 0 | 0 | 0 | 0
H | 0 | 0 | 0 | 0 | 0 | 0
LFG | 0 | 0 | 0 | 0 | 0 | 0
Nuc | 0 | 0 | 0 | 0 | 0 | 0
PS | 0 | 0 | 0 | 0 | 0 | 0
PV | 0 | 0 | 0 | 0 | 0 | 0
PeakG | 0.13 | 0 | 0 | 8.15 | 0 | 0
PeakO | 0 | 0 | 0 | 0 | 0 | 0
ST | 0 | 0 | 0 | 0 | 0 | 0
STOG | 0 | 0 | 0 | 0 | 0 | 0
STWD | 0 | 0 | 0 | 0 | 0 | 0
WT | 0 | 0 | 0 | 0 | 0 | 0
IGCC | 0 | 0 | 0 | 0 | 0 | 0
DemandResponse | 0 | 0 | 0 | 0 | 0 | 0
IGCC-CCS | 0 | 0 | 0 | 0 | 0 | 964.45
WT_off | 0 | 0 | 0 | 0 | 0 | 0
PseudoUnit | 0 | 0 | 0 | 0 | 0 | 0
FixedInterchange | 0 | 0 | 0 | 0 | 0 | 0
Emission Cost by Reporting Type: SP15
ReportingType | 2015 | 2020 | 2025 | 2030 | 2035 | 2040
BM | 0 | 0 | 0 | 0 | 0 | 0
CC | 701.06 | 1180.31 | 2795.02 | 4832.8 | 7338.06 | 4428.62
CSP | 0 | 0 | 0 | 0 | 0 | 0
CT | 0 | 0 | 0 | 0 | 0 | 0
Coal | 39.99 | 30.93 | 14.68 | 0 | 0 | 0
Geo | 0 | 0 | 0 | 0 | 0 | 0
H | 0 | 0 | 0 | 0 | 0 | 0
LFG | 0 | 0 | 0 | 0 | 0 | 0
Nuc | 0 | 0 | 0 | 0 | 0 | 0
PS | 0 | 0 | 0 | 0 | 0 | 0
PV | 0 | 0 | 0 | 0 | 0 | 0
PeakG | 0 | 0 | 0 | 0 | 0 | 0
PeakO | 0 | 0 | 0 | 0 | 0 | 0
ST | 0 | 0 | 0 | 0 | 0 | 0
STOG | 17.1 | 6.36 | 10.67 | 20.98 | 8.74 | 0
STWD | 0 | 0 | 0 | 0 | 0 | 0
WT | 0 | 0 | 0 | 0 | 0 | 0
IGCC | 0 | 0 | 0 | 0 | 0 | 0
DemandResponse | 0 | 0 | 0 | 0 | 0 | 0
IGCC-CCS | 0 | 0 | 0 | 0 | 1053.68 | 4136.08
WT_off | 0 | 0 | 0 | 0 | 0 | 0
PseudoUnit | 0 | 0 | 0 | 0 | 0 | 0
FixedInterchange | 0 | 0 | 0 | 0 | 0 | 0
Emission Cost by Reporting Type: ALB
ReportingType | 2015 | 2020 | 2025 | 2030 | 2035 | 2040
BM | 0 | 0 | 0 | 0 | 0 | 0
CC | 177.96 | 332.02 | 533.88 | 258.81 | 242.06 | 0
CSP | 0 | 0 | 0 | 0 | 0 | 0
CT | 0 | 0 | 0 | 0 | 0 | 0
Coal | 1216.87 | 1727.96 | 2793.46 | 0 | 0 | 0
Geo | 0 | 0 | 0 | 0 | 0 | 0
H | 0 | 0 | 0 | 0 | 0 | 0
LFG | 0 | 0 | 0 | 0 | 0 | 0
Nuc | 0 | 0 | 0 | 0 | 0 | 0
PS | 0 | 0 | 0 | 0 | 0 | 0
PV | 0 | 0 | 0 | 0 | 0 | 0
PeakG | 0 | 0 | 0 | 0 | 0 | 0
PeakO | 0 | 0 | 0 | 0 | 0 | 0
ST | 0 | 0 | 0 | 0 | 0 | 0
STOG | 0 | 0 | 0 | 0 | 0 | 0
STWD | 0 | 0 | 0 | 0 | 0 | 0
WT | 0 | 0 | 0 | 0 | 0 | 0
IGCC | 0 | 0 | 0 | 0 | 0 | 0
DemandResponse | 0 | 0 | 0 | 0 | 0 | 0
IGCC-CCS | 0 | 0 | 0 | 0 | 0 | 0
WT_off | 0 | 0 | 0 | 0 | 0 | 0
PseudoUnit | 0 | 0 | 0 | 0 | 0 | 0
FixedInterchange | 0 | 0 | 0 | 0 | 0 | 0
Emission Cost by Reporting Type: BC
ReportingType | 2015 | 2020 | 2025 | 2030 | 2035 | 2040
BM | 0 | 0 | 0 | 0 | 0 | 0
CC | 90.42 | 170.66 | 279.47 | 542.7 | 0 | 0
CSP | 0 | 0 | 0 | 0 | 0 | 0
CT | 0 | 0 | 0 | 0 | 0 | 0
Coal | 0 | 0 | 0 | 0 | 0 | 0
Geo | 0 | 0 | 0 | 0 | 0 | 0
H | 0 | 0 | 0 | 0 | 0 | 0
LFG | 0 | 0 | 0 | 0 | 0 | 0
Nuc | 0 | 0 | 0 | 0 | 0 | 0
PS | 0 | 0 | 0 | 0 | 0 | 0
PV | 0 | 0 | 0 | 0 | 0 | 0
PeakG | 0 | 0 | 0 | 0 | 0 | 0
PeakO | 0 | 0 | 0 | 0 | 0 | 0
ST | 0 | 0 | 0 | 0 | 0 | 0
STOG | 0 | 0 | 0 | 0 | 0 | 0
STWD | 0 | 0 | 0 | 0 | 0 | 0
WT | 0 | 0 | 0 | 0 | 0 | 0
IGCC | 0 | 0 | 0 | 0 | 0 | 0
DemandResponse | 0 | 0 | 0 | 0 | 0 | 0
IGCC-CCS | 0 | 0 | 0 | 0 | 0 | 0
WT_off | 0 | 0 | 0 | 0 | 0 | 0
PseudoUnit | 0 | 0 | 0 | 0 | 0 | 0
FixedInterchange | 0 | 0 | 0 | 0 | 0 | 0
Emission Cost by Reporting Type: HQ_IESO
ReportingType | 2015 | 2020 | 2025 | 2030 | 2035 | 2040
BM | 0 | 0 | 0 | 0 | 0 | 0
CC | 0 | 0 | 0 | 0 | 0 | 0
CSP | 0 | 0 | 0 | 0 | 0 | 0
CT | 0 | 0 | 0 | 0 | 0 | 0
Coal | 0 | 0 | 0 | 0 | 0 | 0
Geo | 0 | 0 | 0 | 0 | 0 | 0
H | 0 | 0 | 0 | 0 | 0 | 0
LFG | 0 | 0 | 0 | 0 | 0 | 0
Nuc | 0 | 0 | 0 | 0 | 0 | 0
PS | 0 | 0 | 0 | 0 | 0 | 0
PV | 0 | 0 | 0 | 0 | 0 | 0
PeakG | 0 | 0 | 0 | 0 | 0 | 0
PeakO | 0 | 0 | 0 | 0 | 0 | 0
ST | 0 | 0 | 0 | 0 | 0 | 0
STOG | 0 | 0 | 0 | 0 | 0 | 0
STWD | 0 | 0 | 0 | 0 | 0 | 0
WT | 0 | 0 | 0 | 0 | 0 | 0
IGCC | 0 | 0 | 0 | 0 | 0 | 0
DemandResponse | 0 | 0 | 0 | 0 | 0 | 0
IGCC-CCS | 0 | 0 | 0 | 0 | 0 | 0
WT_off | 0 | 0 | 0 | 0 | 0 | 0
PseudoUnit | 0 | 0 | 0 | 0 | 0 | 0
FixedInterchange | 0 | 0 | 0 | 0 | 0 | 0
Emission Cost by Reporting Type: HQ_NEISO
ReportingType | 2015 | 2020 | 2025 | 2030 | 2035 | 2040
BM | 0 | 0 | 0 | 0 | 0 | 0
CC | 0 | 0 | 0 | 0 | 0 | 0
CSP | 0 | 0 | 0 | 0 | 0 | 0
CT | 0 | 0 | 0 | 0 | 0 | 0
Coal | 0 | 0 | 0 | 0 | 0 | 0
Geo | 0 | 0 | 0 | 0 | 0 | 0
H | 0 | 0 | 0 | 0 | 0 | 0
LFG | 0 | 0 | 0 | 0 | 0 | 0
Nuc | 0 | 0 | 0 | 0 | 0 | 0
PS | 0 | 0 | 0 | 0 | 0 | 0
PV | 0 | 0 | 0 | 0 | 0 | 0
PeakG | 0 | 0 | 0 | 0 | 0 | 0
PeakO | 0 | 0 | 0 | 0 | 0 | 0
ST | 0 | 0 | 0 | 0 | 0 | 0
STOG | 0 | 0 | 0 | 0 | 0 | 0
STWD | 0 | 0 | 0 | 0 | 0 | 0
WT | 0 | 0 | 0 | 0 | 0 | 0
IGCC | 0 | 0 | 0 | 0 | 0 | 0
DemandResponse | 0 | 0 | 0 | 0 | 0 | 0
IGCC-CCS | 0 | 0 | 0 | 0 | 0 | 0
WT_off | 0 | 0 | 0 | 0 | 0 | 0
PseudoUnit | 0 | 0 | 0 | 0 | 0 | 0
FixedInterchange | 0 | 0 | 0 | 0 | 0 | 0
Emission Cost by Reporting Type: HQ_NY
ReportingType | 2015 | 2020 | 2025 | 2030 | 2035 | 2040
BM | 0 | 0 | 0 | 0 | 0 | 0
CC | 0 | 0 | 0 | 0 | 0 | 0
CSP | 0 | 0 | 0 | 0 | 0 | 0
CT | 0 | 0 | 0 | 0 | 0 | 0
Coal | 0 | 0 | 0 | 0 | 0 | 0
Geo | 0 | 0 | 0 | 0 | 0 | 0
H | 0 | 0 | 0 | 0 | 0 | 0
LFG | 0 | 0 | 0 | 0 | 0 | 0
Nuc | 0 | 0 | 0 | 0 | 0 | 0
PS | 0 | 0 | 0 | 0 | 0 | 0
PV | 0 | 0 | 0 | 0 | 0 | 0
PeakG | 0 | 0 | 0 | 0 | 0 | 0
PeakO | 0 | 0 | 0 | 0 | 0 | 0
ST | 0 | 0 | 0 | 0 | 0 | 0
STOG | 0 | 0 | 0 | 0 | 0 | 0
STWD | 0 | 0 | 0 | 0 | 0 | 0
WT | 0 | 0 | 0 | 0 | 0 | 0
IGCC | 0 | 0 | 0 | 0 | 0 | 0
DemandResponse | 0 | 0 | 0 | 0 | 0 | 0
IGCC-CCS | 0 | 0 | 0 | 0 | 0 | 0
WT_off | 0 | 0 | 0 | 0 | 0 | 0
PseudoUnit | 0 | 0 | 0 | 0 | 0 | 0
FixedInterchange | 0 | 0 | 0 | 0 | 0 | 0
Emission Cost by Reporting Type: MARITIMES
ReportingType | 2015 | 2020 | 2025 | 2030 | 2035 | 2040
BM | 0 | 0 | 0 | 0 | 0 | 0
CC | 0 | 0 | 0 | 0 | 0 | 0
CSP | 0 | 0 | 0 | 0 | 0 | 0
CT | 0 | 0 | 0 | 0 | 0 | 0
Coal | 0 | 0 | 0 | 0 | 0 | 0
Geo | 0 | 0 | 0 | 0 | 0 | 0
H | 0 | 0 | 0 | 0 | 0 | 0
LFG | 0 | 0 | 0 | 0 | 0 | 0
Nuc | 0 | 0 | 0 | 0 | 0 | 0
PS | 0 | 0 | 0 | 0 | 0 | 0
PV | 0 | 0 | 0 | 0 | 0 | 0
PeakG | 0 | 0 | 0 | 0 | 0 | 0
PeakO | 0 | 0 | 0 | 0 | 0 | 0
ST | 0 | 0 | 0 | 0 | 0 | 0
STOG | 0 | 0 | 0 | 0 | 0 | 0
STWD | 0 | 0 | 0 | 0 | 0 | 0
WT | 0 | 0 | 0 | 0 | 0 | 0
IGCC | 0 | 0 | 0 | 0 | 0 | 0
DemandResponse | 0 | 0 | 0 | 0 | 0 | 0
IGCC-CCS | 0 | 0 | 0 | 0 | 0 | 0
WT_off | 0 | 0 | 0 | 0 | 0 | 0
PseudoUnit | 0 | 0 | 0 | 0 | 0 | 0
FixedInterchange | 0 | 0 | 0 | 0 | 0 | 0
Emission Cost by Reporting Type: All
ReportingType | 2015 | 2020 | 2025 | 2030 | 2035 | 2040
BM | 0 | 0 | 0 | 0 | 0 | 0
CC | 16588.35 | 31898.54 | 55933.32 | 113465.67 | 136485.55 | 106151.75
CSP | 0 | 0 | 0 | 0 | 0 | 0
CT | 8.95 | 12.79 | 22.63 | 151.48 | 74.63 | 29.69
Coal | 29178.32 | 16198.92 | 5846.63 | 1321.92 | 5347.49 | 8624.17
Geo | 0 | 0 | 0 | 0 | 0 | 0
H | 0 | 0 | 0 | 0 | 0 | 0
LFG | 0 | 0 | 0 | 0 | 0 | 0
Nuc | 0 | 0 | 0 | 0 | 0 | 0
PS | 0 | 0 | 0 | 0 | 0 | 0
PV | 0 | 0 | 0 | 0 | 0 | 0
PeakG | 38.79 | 80.03 | 126.83 | 479.64 | 376.01 | 299.51
PeakO | 0 | 0 | 0.09 | 0 | 0 | 0
ST | 0 | 0 | 0 | 0 | 0 | 0
STOG | 115.51 | 126.54 | 205.76 | 701.27 | 300.91 | 171.32
STWD | 0 | 0 | 0 | 0 | 0 | 0
WT | 0 | 0 | 0 | 0 | 0 | 0
IGCC | 100.97 | 120.64 | 36.96 | 0 | 0 | 0
DemandResponse | 0 | 0 | 0 | 0 | 0 | 0
IGCC-CCS | 0 | 0 | 0 | 0 | 1053.68 | 13599.93
WT_off | 0 | 0 | 0 | 0 | 0 | 0
PseudoUnit | 0 | 0 | 0 | 0 | 0 | 0
FixedInterchange | 0 | 0 | 0 | 0 | 0 | 0
Emission Cost by Reporting Type: EI_US
ReportingType | 2015 | 2020 | 2025 | 2030 | 2035 | 2040
BM | 0 | 0 | 0 | 0 | 0 | 0
CC | 10965.78 | 22849.18 | 39392.53 | 83433.24 | 98062.33 | 78388.65
CSP | 0 | 0 | 0 | 0 | 0 | 0
CT | 8.95 | 12.55 | 22.63 | 151.29 | 74.63 | 29.69
Coal | 22860.67 | 9583.38 | 2635.3 | 1185.96 | 4922.06 | 8016.84
Geo | 0 | 0 | 0 | 0 | 0 | 0
H | 0 | 0 | 0 | 0 | 0 | 0
LFG | 0 | 0 | 0 | 0 | 0 | 0
Nuc | 0 | 0 | 0 | 0 | 0 | 0
PS | 0 | 0 | 0 | 0 | 0 | 0
PV | 0 | 0 | 0 | 0 | 0 | 0
PeakG | 37.76 | 78.66 | 126.83 | 470.68 | 375.15 | 297.57
PeakO | 0 | 0 | 0.09 | 0 | 0 | 0
ST | 0 | 0 | 0 | 0 | 0 | 0
STOG | 76.63 | 74.01 | 146.15 | 514.99 | 263.81 | 146.27
STWD | 0 | 0 | 0 | 0 | 0 | 0
WT | 0 | 0 | 0 | 0 | 0 | 0
IGCC | 100.97 | 120.64 | 36.96 | 0 | 0 | 0
DemandResponse | 0 | 0 | 0 | 0 | 0 | 0
IGCC-CCS | 0 | 0 | 0 | 0 | 0 | 3419.58
WT_off | 0 | 0 | 0 | 0 | 0 | 0
PseudoUnit | 0 | 0 | 0 | 0 | 0 | 0
FixedInterchange | 0 | 0 | 0 | 0 | 0 | 0
Emission Cost by Reporting Type: EI_Canada
ReportingType | 2015 | 2020 | 2025 | 2030 | 2035 | 2040
BM | 0 | 0 | 0 | 0 | 0 | 0
CC | 193.03 | 277.75 | 273.48 | 91.44 | 76.77 | 125.04
CSP | 0 | 0 | 0 | 0 | 0 | 0
CT | 0 | 0.19 | 0 | 0 | 0 | 0
Coal | 6.88 | 14.61 | 0 | 0 | 0 | 0
Geo | 0 | 0 | 0 | 0 | 0 | 0
H | 0 | 0 | 0 | 0 | 0 | 0
LFG | 0 | 0 | 0 | 0 | 0 | 0
Nuc | 0 | 0 | 0 | 0 | 0 | 0
PS | 0 | 0 | 0 | 0 | 0 | 0
PV | 0 | 0 | 0 | 0 | 0 | 0
PeakG | 0.9 | 1.27 | 0 | 0 | 0 | 0
PeakO | 0 | 0 | 0 | 0 | 0 | 0
ST | 0 | 0 | 0 | 0 | 0 | 0
STOG | 0.07 | 0.03 | 0 | 0 | 0 | 0
STWD | 0 | 0 | 0 | 0 | 0 | 0
WT | 0 | 0 | 0 | 0 | 0 | 0
IGCC | 0 | 0 | 0 | 0 | 0 | 0
DemandResponse | 0 | 0 | 0 | 0 | 0 | 0
IGCC-CCS | 0 | 0 | 0 | 0 | 0 | 0
WT_off | 0 | 0 | 0 | 0 | 0 | 0
PseudoUnit | 0 | 0 | 0 | 0 | 0 | 0
FixedInterchange | 0 | 0 | 0 | 0 | 0 | 0
Emission Cost by Reporting Type: EI
ReportingType | 2015 | 2020 | 2025 | 2030 | 2035 | 2040
BM | 0 | 0 | 0 | 0 | 0 | 0
CC | 11158.81 | 23126.93 | 39666.01 | 83524.68 | 98139.09 | 78513.69
CSP | 0 | 0 | 0 | 0 | 0 | 0
CT | 8.95 | 12.74 | 22.63 | 151.29 | 74.63 | 29.69
Coal | 22867.55 | 9598 | 2635.3 | 1185.96 | 4922.06 | 8016.84
Geo | 0 | 0 | 0 | 0 | 0 | 0
H | 0 | 0 | 0 | 0 | 0 | 0
LFG | 0 | 0 | 0 | 0 | 0 | 0
Nuc | 0 | 0 | 0 | 0 | 0 | 0
PS | 0 | 0 | 0 | 0 | 0 | 0
PV | 0 | 0 | 0 | 0 | 0 | 0
PeakG | 38.66 | 79.92 | 126.83 | 470.68 | 375.15 | 297.57
PeakO | 0 | 0 | 0.09 | 0 | 0 | 0
ST | 0 | 0 | 0 | 0 | 0 | 0
STOG | 76.7 | 74.04 | 146.15 | 514.99 | 263.81 | 146.27
STWD | 0 | 0 | 0 | 0 | 0 | 0
WT | 0 | 0 | 0 | 0 | 0 | 0
IGCC | 100.97 | 120.64 | 36.96 | 0 | 0 | 0
DemandResponse | 0 | 0 | 0 | 0 | 0 | 0
IGCC-CCS | 0 | 0 | 0 | 0 | 0 | 3419.58
WT_off | 0 | 0 | 0 | 0 | 0 | 0
PseudoUnit | 0 | 0 | 0 | 0 | 0 | 0
FixedInterchange | 0 | 0 | 0 | 0 | 0 | 0
Emission Cost by Reporting Type: Outside_EI
ReportingType | 2015 | 2020 | 2025 | 2030 | 2035 | 2040
BM | 0 | 0 | 0 | 0 | 0 | 0
CC | 5429.54 | 8771.61 | 16267.31 | 29940.99 | 38346.46 | 27638.06
CSP | 0 | 0 | 0 | 0 | 0 | 0
CT | 0 | 0.05 | 0 | 0.19 | 0 | 0
Coal | 6310.77 | 6600.92 | 3211.34 | 135.96 | 425.44 | 607.32
Geo | 0 | 0 | 0 | 0 | 0 | 0
H | 0 | 0 | 0 | 0 | 0 | 0
LFG | 0 | 0 | 0 | 0 | 0 | 0
Nuc | 0 | 0 | 0 | 0 | 0 | 0
PS | 0 | 0 | 0 | 0 | 0 | 0
PV | 0 | 0 | 0 | 0 | 0 | 0
PeakG | 0.13 | 0.11 | 0 | 8.96 | 0.86 | 1.95
PeakO | 0 | 0 | 0 | 0 | 0 | 0
ST | 0 | 0 | 0 | 0 | 0 | 0
STOG | 38.81 | 52.5 | 59.62 | 186.28 | 37.1 | 25.06
STWD | 0 | 0 | 0 | 0 | 0 | 0
WT | 0 | 0 | 0 | 0 | 0 | 0
IGCC | 0 | 0 | 0 | 0 | 0 | 0
DemandResponse | 0 | 0 | 0 | 0 | 0 | 0
IGCC-CCS | 0 | 0 | 0 | 0 | 1053.68 | 10180.35
WT_off | 0 | 0 | 0 | 0 | 0 | 0
PseudoUnit | 0 | 0 | 0 | 0 | 0 | 0
FixedInterchange | 0 | 0 | 0 | 0 | 0 | 0
#8 | Base VOM Costs ($million)
Base VOM Costs by Reporting Type: Entergy
ReportingType | 2015 | 2020 | 2025 | 2030 | 2035 | 2040
BM | 0 | 0 | 0 | 0 | 375.9 | 375.9
CC | 223.83 | 380.75 | 412.73 | 394.67 | 250.92 | 115.14
CSP | 0 | 0 | 0 | 0 | 0 | 0
CT | 0 | 0 | 0 | 0 | 0 | 0
Coal | 232.45 | 23.53 | 3.32 | 0.2 | 0 | 0
Geo | 0 | 0 | 0 | 0 | 0 | 0
H | 0 | 0 | 0 | 0 | 0.04 | 0.04
LFG | 0 | 0 | 0.01 | 0.01 | 0.01 | 0.01
Nuc | 100.26 | 100.26 | 100.26 | 100.26 | 84.69 | 199.17
PS | 0 | 0 | 0 | 0 | 0 | 0
PV | 0 | 0 | 0 | 0 | 0 | 0
PeakG | 0 | 0 | 0 | 0.06 | 0 | 0
PeakO | 0 | 0 | 0 | 0 | 0 | 0
ST | 0 | 0 | 0 | 0 | 0 | 0
STOG | 0.59 | 0.59 | 0.59 | 1.15 | 0 | 0
STWD | 0.05 | 0.18 | 0.31 | 2.11 | 3.43 | 3.43
WT | 0 | 0 | 0 | 0 | 0 | 0
IGCC | 0 | 0 | 0 | 0 | 0 | 0
DemandResponse | 0 | 0 | 0 | 0 | 0 | 0
IGCC-CCS | 0 | 0 | 0 | 0 | 0 | 0
WT_off | 0 | 0 | 0 | 0 | 0 | 0
PseudoUnit | 0 | 0 | 0 | 0 | 0 | 0
FixedInterchange | 0 | 0 | 0 | 0 | 0 | 0
Base VOM Costs by Reporting Type: FRCC
ReportingType | 2015 | 2020 | 2025 | 2030 | 2035 | 2040
BM | 0 | 0 | 0 | 0 | 74.69 | 74.69
CC | 602.96 | 684.83 | 667.73 | 615.5 | 289.8 | 232.6
CSP | 0 | 0 | 0 | 0 | 0 | 0
CT | 4.8 | 4.8 | 5.35 | 6.26 | 0 | 0
Coal | 67.36 | 25.29 | 4.87 | 5.47 | 20.37 | 21.81
Geo | 0 | 0 | 0 | 0 | 0 | 0
H | 0 | 0 | 0 | 0 | 0 | 0
LFG | 0.04 | 0.04 | 0.06 | 0.06 | 0.06 | 0.06
Nuc | 76.4 | 76.4 | 160.92 | 251.24 | 470.34 | 554.33
PS | 0 | 0 | 0 | 0 | 0 | 0
PV | 0 | 0 | 0 | 0 | 0 | 0.22
PeakG | 2.65 | 2.64 | 4.37 | 1.62 | 0.7 | 0.8
PeakO | 0 | 0 | 0 | 0 | 0 | 0
ST | 0 | 0 | 0 | 0 | 0 | 0
STOG | 0 | 0 | 0 | 0 | 0 | 0
STWD | 0.31 | 0.31 | 3.24 | 3.24 | 3.24 | 3.24
WT | 0 | 0 | 0 | 0 | 0 | 0
IGCC | 0 | 0 | 0 | 0 | 0 | 0
DemandResponse | 0 | 0 | 0 | 0 | 0 | 0
IGCC-CCS | 0 | 0 | 0 | 0 | 0 | 0
WT_off | 0 | 0 | 0 | 0 | 0 | 0
PseudoUnit | 0 | 0 | 0 | 0 | 0 | 0
FixedInterchange | 0 | 0 | 0 | 0 | 0 | 0
Base VOM Costs by Reporting Type: MAPP_US
ReportingType | 2015 | 2020 | 2025 | 2030 | 2035 | 2040
BM | 0 | 0 | 0 | 0 | 47.53 | 96.63
CC | 2.33 | 0.72 | 0.72 | 0.71 | 0.45 | 0.13
CSP | 0 | 0 | 0 | 0 | 0 | 0
CT | 0 | 0.03 | 0 | 1.8 | 0.45 | 0.02
Coal | 47.93 | 19.74 | 2.27 | 0 | 0 | 0
Geo | 0 | 0 | 0 | 0 | 0 | 0
H | 0 | 0 | 0 | 0 | 0 | 0
LFG | 0 | 0 | 0 | 0.01 | 0.01 | 0.01
Nuc | 0 | 0 | 0 | 0 | 0 | 0
PS | 0 | 0 | 0 | 0 | 0 | 0
PV | 0 | 0 | 0 | 0 | 0 | 0
PeakG | 0.57 | 1.48 | 0.39 | 1.79 | 1.2 | 0.41
PeakO | 0 | 0 | 0 | 0 | 0 | 0
ST | 0 | 0 | 0 | 0 | 0 | 0
STOG | 0 | 0 | 0 | 0 | 0 | 0
STWD | 0 | 0 | 0 | 0 | 0 | 0
WT | 0.07 | 0.34 | 0.35 | 0.35 | 0.35 | 0.31
IGCC | 0 | 0 | 0 | 0 | 0 | 0
DemandResponse | 0 | 0 | 0 | 0 | 0 | 0
IGCC-CCS | 0 | 0 | 0 | 0 | 0 | 0
WT_off | 0 | 0 | 0 | 0 | 0 | 0
PseudoUnit | 0 | 0 | 0 | 0 | 0 | 0
FixedInterchange | 0 | 0 | 0 | 0 | 0 | 0
Base VOM Costs by Reporting Type: MISO_IN
ReportingType | 2015 | 2020 | 2025 | 2030 | 2035 | 2040
BM | 0 | 0 | 0 | 0 | 163.64 | 229.25
CC | 87.41 | 559.39 | 564.52 | 564.6 | 449.3 | 185.45
CSP | 0 | 0 | 0 | 0 | 0 | 0
CT | 0 | 0 | 0 | 0 | 0 | 0
Coal | 247.69 | 96.55 | 13.25 | 33.58 | 81.87 | 101.7
Geo | 0 | 0 | 0 | 0 | 0 | 0
H | 0 | 0 | 0 | 0 | 0 | 0
LFG | 0 | 0 | 0.01 | 0.01 | 0.01 | 0.01
Nuc | 0 | 0 | 0 | 0 | 0 | 0
PS | 0 | 0 | 0 | 0 | 0 | 0
PV | 0 | 0 | 0 | 0 | 0 | 0
PeakG | 0 | 0 | 0 | 0 | 0 | 0
PeakO | 0 | 0 | 0 | 0 | 0 | 0
ST | 0 | 0 | 0 | 0 | 0 | 0
STOG | 0.07 | 0.07 | 0.02 | 0.02 | 0.01 | 0
STWD | 0 | 0 | 0 | 0 | 0 | 0
WT | 0.02 | 0.02 | 0.02 | 0.02 | 0.02 | 0.41
IGCC | 30.43 | 25.6 | 4.79 | 0 | 0 | 0
DemandResponse | 0 | 0 | 0 | 0 | 0 | 0
IGCC-CCS | 0 | 0 | 0 | 0 | 0 | 0
WT_off | 0 | 0 | 0 | 0 | 0 | 0
PseudoUnit | 0 | 0 | 0 | 0 | 0 | 0
FixedInterchange | 0 | 0 | 0 | 0 | 0 | 0
Base VOM Costs by Reporting Type: MISO_MI
ReportingType | 2015 | 2020 | 2025 | 2030 | 2035 | 2040
BM | 0 | 0 | 0 | 2.55 | 64.99 | 229.25
CC | 26.11 | 96.71 | 180.41 | 177.35 | 129.74 | 73.17
CSP | 0 | 0 | 0 | 0 | 0 | 0
CT | 0 | 0 | 0 | 0 | 0 | 0
Coal | 119.59 | 7.84 | 2.51 | 5.05 | 12.97 | 24.52
Geo | 0 | 0 | 0 | 0 | 0 | 0
H | 0 | 0 | 0 | 0 | 0 | 0
LFG | 0.01 | 0.02 | 0.03 | 0.03 | 0.03 | 0.03
Nuc | 34.93 | 34.93 | 34.93 | 50.21 | 35.82 | 36.95
PS | 0 | 0 | 0 | 0 | 0 | 0
PV | 0 | 0 | 0 | 0 | 0 | 0
PeakG | 0 | 0 | 0 | 0 | 0 | 0
PeakO | 0 | 0 | 0 | 0 | 0 | 0
ST | 0 | 0 | 0 | 0 | 0 | 0
STOG | 0.67 | 0.2 | 0.06 | 0.13 | 0.04 | 0
STWD | 2.71 | 2.71 | 2.68 | 2.71 | 2.71 | 2.71
WT | 0.06 | 0.07 | 0.07 | 0.07 | 0.07 | 0.07
IGCC | 0 | 0 | 0 | 0 | 0 | 0
DemandResponse | 0 | 0 | 0 | 0 | 0 | 0
IGCC-CCS | 0 | 0 | 0 | 0 | 0 | 0
WT_off | 0 | 0 | 0 | 0 | 0 | 0
PseudoUnit | 0 | 0 | 0 | 0 | 0 | 0
FixedInterchange | 0 | 0 | 0 | 0 | 0 | 0
Base VOM Costs by Reporting Type: MISO_MO-IL
ReportingType | 2015 | 2020 | 2025 | 2030 | 2035 | 2040
BM | 0 | 0 | 0 | 0 | 0 | 332.06
CC | 7.41 | 137.77 | 145.41 | 107.63 | 29.97 | 17.36
CSP | 0 | 0 | 0 | 0 | 0 | 0
CT | 0 | 0 | 0 | 0 | 0 | 0
Coal | 301.03 | 68.01 | 15.96 | 6.94 | 17.06 | 24.31
Geo | 0 | 0 | 0 | 0 | 0 | 0
H | 0 | 0 | 0.02 | 0.02 | 0.02 | 0.02
LFG | 0 | 0 | 0.02 | 0.02 | 0.02 | 0.02
Nuc | 41.29 | 41.29 | 41.29 | 41.29 | 41.29 | 41.29
PS | 0 | 0 | 0 | 0 | 0 | 0
PV | 0 | 0 | 0 | 0 | 0 | 0
PeakG | 1.18 | 1.98 | 0.29 | 5.43 | 3.48 | 0.05
PeakO | 0 | 0 | 0 | 0 | 0 | 0
ST | 0 | 0 | 0 | 0 | 0 | 0
STOG | 0.01 | 0.01 | 0 | 0 | 0 | 0
STWD | 0 | 0 | 0 | 0 | 0 | 0
WT | 0.02 | 0.02 | 0.21 | 0.27 | 0.39 | 0.39
IGCC | 0 | 0 | 0 | 0 | 0 | 0
DemandResponse | 0 | 0 | 0 | 0 | 0 | 0
IGCC-CCS | 0 | 0 | 0 | 0 | 0 | 0
WT_off | 0 | 0 | 0 | 0 | 0 | 0
PseudoUnit | 0 | 0 | 0 | 0 | 0 | 0
FixedInterchange | 0 | 0 | 0 | 0 | 0 | 0
Base VOM Costs by Reporting Type: MISO_W
ReportingType | 2015 | 2020 | 2025 | 2030 | 2035 | 2040
BM | 0 | 0 | 0 | 0 | 0 | 74.31
CC | 21.21 | 51.65 | 14.65 | 13.13 | 7.07 | 4.59
CSP | 0 | 0 | 0 | 0 | 0 | 0
CT | 0 | 0 | 0 | 0 | 0 | 0
Coal | 279.94 | 115.63 | 18.14 | 14.87 | 17.3 | 17.86
Geo | 0 | 0 | 0 | 0 | 0 | 0
H | 0 | 0 | 0 | 0 | 0 | 0
LFG | 0.02 | 0.02 | 0.02 | 0.02 | 0.02 | 0.02
Nuc | 43.67 | 43.67 | 43.67 | 43.67 | 0 | 0
PS | 0 | 0 | 0 | 0 | 0 | 0
PV | 0 | 0 | 0 | 0 | 0 | 0
PeakG | 2.11 | 6.9 | 0 | 0.82 | 1.75 | 0
PeakO | 0 | 0 | 0 | 0 | 0 | 0
ST | 0 | 0 | 0 | 0 | 0 | 0
STOG | 0 | 0.01 | 0 | 0 | 0 | 0
STWD | 0.14 | 0.5 | 0.76 | 2.17 | 5.21 | 5.21
WT | 0.32 | 0.32 | 2.18 | 2.31 | 2.31 | 2.27
IGCC | 0 | 0 | 0 | 0 | 0 | 0
DemandResponse | 0 | 0 | 0 | 0 | 0 | 0
IGCC-CCS | 0 | 0 | 0 | 0 | 0 | 0
WT_off | 0 | 0 | 0 | 0 | 0 | 0
PseudoUnit | 0 | 0 | 0 | 0 | 0 | 0
FixedInterchange | 0 | 0 | 0 | 0 | 0 | 0
Base VOM Costs by Reporting Type: MISO_WUMS
ReportingType | 2015 | 2020 | 2025 | 2030 | 2035 | 2040
BM | 0 | 0 | 0 | 0 | 119.42 | 119.42
CC | 192.84 | 250.36 | 237.88 | 246.57 | 195.33 | 112.09
CSP | 0 | 0 | 0 | 0 | 0 | 0
CT | 0 | 0 | 0 | 8.63 | 3.71 | 1.35
Coal | 44.18 | 3.42 | 2.74 | 4.37 | 10.65 | 15.8
Geo | 0 | 0 | 0 | 0 | 0 | 0
H | 0 | 0 | 0 | 0 | 0 | 0
LFG | 0.01 | 0.01 | 0.01 | 0.03 | 0.03 | 0.03
Nuc | 33.6 | 33.6 | 33.6 | 33.6 | 0 | 26.62
PS | 0 | 0 | 0 | 0 | 0 | 0
PV | 0 | 0 | 0 | 0 | 0 | 0
PeakG | 0 | 0 | 0 | 0 | 0 | 0
PeakO | 0 | 0 | 0 | 0 | 0 | 0
ST | 0 | 0 | 0 | 0 | 0 | 0
STOG | 0 | 0 | 0 | 0 | 0 | 0
STWD | 0.05 | 0.05 | 0.16 | 1.46 | 1.75 | 1.75
WT | 0.05 | 0.05 | 0.05 | 0.05 | 0.05 | 0.05
IGCC | 0 | 0 | 0 | 0 | 0 | 0
DemandResponse | 0 | 0 | 0 | 0 | 0 | 0
IGCC-CCS | 0 | 0 | 0 | 0 | 0 | 0
WT_off | 0 | 0 | 0 | 0 | 0 | 0
PseudoUnit | 0 | 0 | 0 | 0 | 0 | 0
FixedInterchange | 0 | 0 | 0 | 0 | 0 | 0
Base VOM Costs by Reporting Type: Nebraska
ReportingType | 2015 | 2020 | 2025 | 2030 | 2035 | 2040
BM | 0 | 0 | 0 | 0 | 93.26 | 278.77
CC | 11.16 | 74.04 | 69.91 | 60.56 | 30.09 | 6.58
CSP | 0 | 0 | 0 | 0 | 0 | 0
CT | 0 | 0 | 0 | 0 | 0 | 0
Coal | 117.38 | 19.09 | 11.25 | 10.56 | 10.17 | 10.17
Geo | 0 | 0 | 0 | 0 | 0 | 0
H | 0 | 0 | 0 | 0 | 0 | 0
LFG | 0 | 0 | 0.01 | 0.01 | 0.01 | 0.01
Nuc | 23.15 | 23.15 | 23.15 | 23.15 | 0 | 0
PS | 0 | 0 | 0 | 0 | 0 | 0
PV | 0 | 0 | 0 | 0 | 0 | 0
PeakG | 0.14 | 0.28 | 0 | 0.79 | 0 | 0
PeakO | 0 | 0 | 0 | 0 | 0 | 0
ST | 0 | 0 | 0 | 0 | 0 | 0
STOG | 0 | 0 | 0 | 0 | 0 | 0
STWD | 0 | 0 | 0 | 0 | 0 | 0
WT | 0.01 | 0.01 | 0.01 | 0.01 | 0.01 | 0.01
IGCC | 0 | 0 | 0 | 0 | 0 | 0
DemandResponse | 0 | 0 | 0 | 0 | 0 | 0
IGCC-CCS | 0 | 0 | 0 | 0 | 0 | 0
WT_off | 0 | 0 | 0 | 0 | 0 | 0
PseudoUnit | 0 | 0 | 0 | 0 | 0 | 0
FixedInterchange | 0 | 0 | 0 | 0 | 0 | 0
Base VOM Costs by Reporting Type: NEISO
ReportingType | 2015 | 2020 | 2025 | 2030 | 2035 | 2040
BM | 9.41 | 9.41 | 2.99 | 9.41 | 9.41 | 9.41
CC | 134.53 | 115.98 | 114.91 | 91.55 | 44.98 | 31.01
CSP | 0 | 0 | 0 | 0 | 0 | 0
CT | 0.03 | 0.05 | 0.11 | 0.11 | 0.01 | 0
Coal | 0.23 | 0 | 0 | 0 | 0 | 0
Geo | 0 | 0 | 0 | 0 | 0 | 0
H | 0 | 0 | 0 | 0 | 0 | 0
LFG | 0.05 | 0.05 | 0.06 | 0.06 | 0.06 | 0.06
Nuc | 85.9 | 85.9 | 85.9 | 85.9 | 62.06 | 45.84
PS | 0 | 0 | 0 | 0 | 0 | 0
PV | 0 | 0.01 | 0.01 | 0.01 | 0.01 | 0.01
PeakG | 0.27 | 0.27 | 0.32 | 0.31 | 0.18 | 0
PeakO | 0 | 0 | 0 | 0 | 0 | 0
ST | 0 | 0 | 0 | 0 | 0 | 0
STOG | 0 | 0 | 0 | 0 | 0 | 0
STWD | 10.15 | 3.09 | 1.92 | 6.69 | 10.15 | 9.57
WT | 0.01 | 0.11 | 0.17 | 0.17 | 0.61 | 0.61
IGCC | 0 | 0 | 0 | 0 | 0 | 0
DemandResponse | 0 | 0 | 0 | 0 | 0 | 0
IGCC-CCS | 0 | 0 | 0 | 0 | 0 | 0
WT_off | 0.02 | 0.02 | 0.02 | 0.02 | 0.02 | 0.24
PseudoUnit | 0 | 0 | 0 | 0 | 0 | 0
FixedInterchange | 0 | 0 | 0 | 0 | 0 | 0
Base VOM Costs by Reporting Type: NonRTO_Midwest
ReportingType | 2015 | 2020 | 2025 | 2030 | 2035 | 2040
BM | 0 | 0 | 0 | 0 | 57.74 | 229.25
CC | 74.88 | 164.22 | 164.22 | 164.22 | 152.44 | 28.41
CSP | 0 | 0 | 0 | 0 | 0 | 0
CT | 0 | 0 | 0 | 0 | 0 | 0
Coal | 155.8 | 82.01 | 19.07 | 33.63 | 57.14 | 57.14
Geo | 0 | 0 | 0 | 0 | 0 | 0
H | 0 | 0 | 0.04 | 0.04 | 0.04 | 0.04
LFG | 0 | 0 | 0.01 | 0.01 | 0.01 | 0.01
Nuc | 0 | 0 | 0 | 10.38 | 10.38 | 32.48
PS | 0 | 0 | 0 | 0 | 0 | 0
PV | 0 | 0 | 0 | 0 | 0 | 0
PeakG | 1.12 | 0.15 | 0.25 | 1.68 | 0.69 | 0
PeakO | 0 | 0 | 0 | 0 | 0 | 0
ST | 0 | 0 | 0 | 0 | 0 | 0
STOG | 0 | 0 | 0 | 0 | 0 | 0
STWD | 0 | 0 | 0 | 0 | 0 | 0
WT | 0 | 0 | 0 | 0 | 0 | 0
IGCC | 0 | 0 | 0 | 0 | 0 | 0
DemandResponse | 0 | 0 | 0 | 0 | 0 | 0
IGCC-CCS | 0 | 0 | 0 | 0 | 0 | 0
WT_off | 0 | 0 | 0 | 0 | 0 | 0
PseudoUnit | 0 | 0 | 0 | 0 | 0 | 0
FixedInterchange | 0 | 0 | 0 | 0 | 0 | 0
Base VOM Costs by Reporting Type: NYISO_A-F
ReportingType | 2015 | 2020 | 2025 | 2030 | 2035 | 2040
BM | 0 | 0 | 0 | 0 | 0 | 37.31
CC | 26.72 | 32.31 | 32.97 | 25.08 | 13.29 | 5.72
CSP | 0 | 0 | 0 | 0 | 0 | 0
CT | 0 | 0 | 0 | 0 | 0 | 0
Coal | 0 | 0 | 0 | 0 | 0 | 0
Geo | 0 | 0 | 0 | 0 | 0 | 0
H | 0 | 0 | 0 | 0 | 0 | 0
LFG | 0.02 | 0.02 | 0.02 | 0.02 | 0.02 | 0.02
Nuc | 62.23 | 62.23 | 62.23 | 50.74 | 40 | 24.24
PS | 0 | 0 | 0 | 0 | 0 | 0
PV | 0 | 0 | 0 | 0 | 0 | 0
PeakG | 0 | 0.05 | 0.05 | 0 | 0 | 0
PeakO | 0 | 0 | 0 | 0 | 0 | 0
ST | 0 | 0 | 0 | 0 | 0 | 0
STOG | 0 | 0 | 0 | 0 | 0 | 0
STWD | 0 | 0.02 | 0.02 | 1.05 | 1.43 | 1.43
WT | 0.11 | 0.13 | 0.13 | 0.4 | 0.4 | 0.4
IGCC | 0 | 0 | 0 | 0 | 0 | 0
DemandResponse | 0 | 0 | 0 | 0 | 0 | 0
IGCC-CCS | 0 | 0 | 0 | 0 | 0 | 0
WT_off | 0 | 0 | 0 | 0 | 0 | 0.02
PseudoUnit | 0 | 0 | 0 | 0 | 0 | 0
FixedInterchange | 0 | 0 | 0 | 0 | 0 | 0
Base VOM Costs by Reporting Type: NYISO_G-I
ReportingType | 2015 | 2020 | 2025 | 2030 | 2035 | 2040
BM | 0 | 0 | 0 | 0 | 28.44 | 29.85
CC | 12.87 | 45.81 | 46.75 | 35.58 | 26.24 | 17.15
CSP | 0 | 0 | 0 | 0 | 0 | 0
CT | 0 | 0 | 0 | 0 | 0 | 0
Coal | 0 | 0 | 0 | 0 | 0 | 0
Geo | 0 | 0 | 0 | 0 | 0 | 0
H | 0 | 0 | 0 | 0 | 0 | 0
LFG | 0.01 | 0.01 | 0.01 | 0.01 | 0.01 | 0.01
Nuc | 37.82 | 37.82 | 37.82 | 37.82 | 18.96 | 45.88
PS | 0 | 0 | 0 | 0 | 0 | 0
PV | 0 | 0 | 0 | 0 | 0 | 0
PeakG | 0 | 0 | 0.01 | 0.01 | 0 | 0
PeakO | 0 | 0 | 0 | 0 | 0 | 0
ST | 0 | 0 | 0 | 0 | 0 | 0
STOG | 0 | 0 | 0 | 0 | 0 | 0
STWD | 0 | 0 | 0 | 0 | 0 | 0
WT | 0 | 0 | 0 | 0.01 | 0.01 | 0.01
IGCC | 0 | 0 | 0 | 0 | 0 | 0
DemandResponse | 0 | 0 | 0 | 0 | 0 | 0
IGCC-CCS | 0 | 0 | 0 | 0 | 0 | 0
WT_off | 0 | 0 | 0 | 0 | 0 | 0.01
PseudoUnit | 0 | 0 | 0 | 0 | 0 | 0
FixedInterchange | 0 | 0 | 0 | 0 | 0 | 0
Base VOM Costs by Reporting Type: NYISO_J-K
ReportingType | 2015 | 2020 | 2025 | 2030 | 2035 | 2040
BM | 0 | 0 | 0 | 0 | 0 | 0
CC | 69.24 | 71.6 | 74.42 | 113.39 | 139.99 | 155.35
CSP | 0 | 0 | 0 | 0 | 0 | 0
CT | 0 | 0 | 0 | 0 | 0 | 0
Coal | 0 | 0 | 0 | 0 | 0 | 0
Geo | 0 | 0 | 0 | 0 | 0 | 0
H | 0 | 0 | 0 | 0 | 0 | 0
LFG | 0.01 | 0.01 | 0.02 | 0.02 | 0.02 | 0.02
Nuc | 0 | 0 | 0 | 0 | 0 | 0
PS | 0 | 0 | 0 | 0 | 0 | 0
PV | 0 | 0 | 0 | 0 | 0 | 0
PeakG | 0.44 | 0.44 | 1.02 | 0.55 | 2.65 | 3.51
PeakO | 0 | 0 | 0 | 0 | 0 | 0
ST | 0 | 0 | 0 | 0 | 0 | 0
STOG | 1.42 | 2.91 | 4.58 | 3.56 | 1.18 | 0.76
STWD | 0 | 0 | 0 | 0 | 0 | 0
WT | 0 | 0 | 0 | 0 | 0.01 | 0.01
IGCC | 0 | 0 | 0 | 0 | 0 | 0
DemandResponse | 0 | 0 | 0 | 0 | 0 | 0
IGCC-CCS | 0 | 0 | 0 | 0 | 0 | 0
WT_off | 0 | 0 | 0 | 0 | 0 | 0
PseudoUnit | 0 | 0 | 0 | 0 | 0 | 0
FixedInterchange | 0 | 0 | 0 | 0 | 0 | 0
Base VOM Costs by Reporting Type: PJM_E
ReportingType | 2015 | 2020 | 2025 | 2030 | 2035 | 2040
BM | 0.67 | 1.12 | 1.12 | 1.12 | 1.12 | 12.4
CC | 137.75 | 157.42 | 196.08 | 175.48 | 133.7 | 117.09
CSP | 0 | 0 | 0 | 0 | 0 | 0
CT | 0 | 0.03 | 0.03 | 0.05 | 0.03 | 0.01
Coal | 1.96 | 1.15 | 0.47 | 0.03 | 1.03 | 4.66
Geo | 0 | 0 | 0 | 0 | 0 | 0
H | 0 | 0 | 0 | 0 | 0 | 0
LFG | 0.04 | 0.05 | 0.05 | 0.05 | 0.05 | 0.05
Nuc | 157.37 | 146 | 146 | 146 | 104.88 | 132.69
PS | 0 | 0 | 0 | 0 | 0 | 0
PV | 0 | 0 | 0 | 0 | 0 | 0
PeakG | 0.19 | 2.1 | 2.23 | 5.88 | 2.1 | 1.57
PeakO | 0 | 0 | 0.02 | 0 | 0 | 0
ST | 0 | 0 | 0 | 0 | 0 | 0
STOG | 0.52 | 0.52 | 0.52 | 1.92 | 0.52 | 0.16
STWD | 0 | 0 | 0 | 0 | 0 | 0
WT | 0.02 | 0.02 | 0.02 | 0.02 | 0.02 | 0.07
IGCC | 0 | 0 | 0 | 0 | 0 | 0
DemandResponse | 0 | 0 | 0 | 0 | 0 | 0
IGCC-CCS | 0 | 0 | 0 | 0 | 0 | 0
WT_off | 0 | 0 | 0.04 | 0.04 | 0.37 | 0.37
PseudoUnit | 0 | 0 | 0 | 0 | 0 | 0
FixedInterchange | 0 | 0 | 0 | 0 | 0 | 0
Base VOM Costs by Reporting Type: PJM_ROM
ReportingType | 2015 | 2020 | 2025 | 2030 | 2035 | 2040
BM | 0.35 | 0.67 | 0.67 | 0.67 | 87.97 | 87.97
CC | 61.63 | 72.98 | 83.95 | 164.52 | 139.45 | 135.67
CSP | 0 | 0 | 0 | 0 | 0 | 0
CT | 0 | 0.02 | 0.02 | 0.03 | 0.02 | 0.01
Coal | 102.13 | 55.46 | 13.61 | 22.32 | 46.04 | 58.29
Geo | 0 | 0 | 0 | 0 | 0 | 0
H | 0 | 0 | 0 | 0.03 | 0.03 | 0.03
LFG | 0.03 | 0.05 | 0.05 | 0.05 | 0.05 | 0.05
Nuc | 93.13 | 93.13 | 93.13 | 113.03 | 144.36 | 211.77
PS | 0 | 0 | 0 | 0 | 0 | 0
PV | 0 | 0.03 | 0.05 | 0.05 | 0.06 | 0.07
PeakG | 0 | 0.12 | 0.49 | 1.29 | 1.27 | 0.4
PeakO | 0 | 0 | 0 | 0 | 0 | 0
ST | 0 | 0 | 0 | 0 | 0 | 0
STOG | 1.64 | 1.64 | 1.64 | 3.21 | 1.03 | 0.08
STWD | 0.52 | 1.16 | 1.16 | 1.16 | 1.16 | 1.16
WT | 0.03 | 0.07 | 0.07 | 0.07 | 0.19 | 0.19
IGCC | 0 | 0 | 0 | 0 | 0 | 0
DemandResponse | 0 | 0 | 0 | 0 | 0 | 0
IGCC-CCS | 0 | 0 | 0 | 0 | 0 | 0
WT_off | 0 | 0 | 0 | 0 | 0 | 0.63
PseudoUnit | 0 | 0 | 0 | 0 | 0 | 0
FixedInterchange | 0 | 0 | 0 | 0 | 0 | 0
Base VOM Costs by Reporting Type: PJM_ROR
ReportingType | 2015 | 2020 | 2025 | 2030 | 2035 | 2040
BM | 0.98 | 14.36 | 12.13 | 14.36 | 393.86 | 393.86
CC | 592.84 | 1014.18 | 1060.09 | 1032.22 | 876.8 | 481.32
CSP | 0 | 0 | 0 | 0 | 0 | 0
CT | 0.03 | 0.03 | 0.03 | 0.06 | 0.03 | 0.01
Coal | 799.28 | 397.78 | 100.05 | 93.93 | 244.82 | 265.88
Geo | 0 | 0 | 0 | 0 | 0 | 0
H | 0 | 0.03 | 0.03 | 0.03 | 0.03 | 0.03
LFG | 0.05 | 0.05 | 0.09 | 0.09 | 0.09 | 0.09
Nuc | 370.54 | 370.54 | 370.54 | 354.51 | 297.72 | 207.42
PS | 0 | 0 | 0 | 0 | 0 | 0
PV | 0 | 0 | 0.01 | 0.01 | 0.01 | 0.13
PeakG | 6.14 | 6.02 | 7.42 | 8.82 | 4.33 | 2.58
PeakO | 0 | 0 | 0 | 0 | 0 | 0
ST | 0 | 0 | 0 | 0 | 0 | 0
STOG | 0.97 | 0.75 | 0.75 | 1.46 | 0.39 | 0
STWD | 0.23 | 3.23 | 2.7 | 2.37 | 3.23 | 3.23
WT | 0.31 | 0.31 | 0.63 | 1.44 | 1.44 | 1.44
IGCC | 0 | 0 | 0 | 0 | 0 | 0
DemandResponse | 0 | 0 | 0 | 0 | 0 | 0
IGCC-CCS | 0 | 0 | 0 | 0 | 0 | 299.1
WT_off | 0 | 0 | 0 | 0 | 0 | 0.72
PseudoUnit | 0 | 0 | 0 | 0 | 0 | 0
FixedInterchange | 0 | 0 | 0 | 0 | 0 | 0
Base VOM Costs by Reporting Type: SOCO
ReportingType | 2015 | 2020 | 2025 | 2030 | 2035 | 2040
BM | 0.12 | 0.29 | 1.02 | 2.05 | 244.58 | 244.58
CC | 454.36 | 650.74 | 683.77 | 591.29 | 332.92 | 97.79
CSP | 0 | 0 | 0 | 0 | 0 | 0
CT | 0 | 0 | 0 | 0 | 0 | 0
Coal | 151.28 | 49.65 | 13.44 | 29.35 | 44.63 | 46.37
Geo | 0 | 0 | 0 | 0 | 0 | 0
H | 0 | 0 | 0 | 0 | 0 | 0.02
LFG | 0 | 0 | 0.01 | 0.01 | 0.01 | 0.01
Nuc | 108.01 | 143 | 164.08 | 260.9 | 394.72 | 570.04
PS | 0 | 0 | 0 | 0 | 0 | 0
PV | 0 | 0 | 0 | 0 | 0 | 0.04
PeakG | 4.11 | 5.12 | 8.64 | 11.94 | 1.54 | 1.23
PeakO | 0 | 0 | 0 | 0 | 0 | 0
ST | 0 | 0 | 0 | 0 | 0 | 0
STOG | 0 | 0 | 0 | 0 | 0 | 0
STWD | 0.3 | 0.63 | 1.84 | 11.11 | 11.11 | 11.11
WT | 0 | 0 | 0 | 0 | 0 | 0
IGCC | 0 | 0 | 0 | 0 | 0 | 0
DemandResponse | 0 | 0 | 0 | 0 | 0 | 0
IGCC-CCS | 0 | 0 | 0 | 0 | 0 | 0
WT_off | 0 | 0 | 0 | 0 | 0 | 0
PseudoUnit | 0 | 0 | 0 | 0 | 0 | 0
FixedInterchange | 0 | 0 | 0 | 0 | 0 | 0
Base VOM Costs by Reporting Type: SPP_N
ReportingType | 2015 | 2020 | 2025 | 2030 | 2035 | 2040
BM | 0 | 0 | 0 | 0 | 216.59 | 238.99
CC | 61.9 | 181.6 | 133.59 | 123.36 | 41.01 | 33.77
CSP | 0 | 0 | 0 | 0 | 0 | 0
CT | 0 | 0 | 0 | 0 | 0 | 0
Coal | 216.43 | 54.34 | 8.3 | 9.58 | 27.75 | 27.75
Geo | 0 | 0 | 0 | 0 | 0 | 0
H | 0 | 0 | 0 | 0 | 0 | 0
LFG | 0 | 0 | 0.01 | 0.01 | 0.01 | 0.01
Nuc | 21.45 | 21.45 | 21.45 | 21.45 | 21.45 | 21.45
PS | 0 | 0 | 0 | 0 | 0 | 0
PV | 0 | 0 | 0 | 0 | 0 | 0
PeakG | 0.02 | 0 | 0 | 0.04 | 0 | 0
PeakO | 0 | 0 | 0 | 0 | 0 | 0
ST | 0 | 0 | 0 | 0 | 0 | 0
STOG | 0.58 | 0.06 | 0 | 1.38 | 0.11 | 0
STWD | 0 | 0 | 0 | 0 | 0 | 0
WT | 0.05 | 0.45 | 0.53 | 0.64 | 0.64 | 0.64
IGCC | 0 | 0 | 0 | 0 | 0 | 0
DemandResponse | 0 | 0 | 0 | 0 | 0 | 0
IGCC-CCS | 0 | 0 | 0 | 0 | 0 | 0
WT_off | 0 | 0 | 0 | 0 | 0 | 0
PseudoUnit | 0 | 0 | 0 | 0 | 0 | 0
FixedInterchange | 0 | 0 | 0 | 0 | 0 | 0
Base VOM Costs by Reporting Type: SPP_S
ReportingType | 2015 | 2020 | 2025 | 2030 | 2035 | 2040
BM | 0 | 0 | 0 | 0 | 81.14 | 168.17
CC | 104.31 | 157.11 | 173.96 | 269.16 | 164.36 | 107.46
CSP | 0 | 0 | 0 | 0 | 0 | 0
CT | 0.16 | 0 | 0 | 0 | 0 | 0
Coal | 321.97 | 22.14 | 6.22 | 0 | 0 | 0
Geo | 0 | 0 | 0 | 0 | 0 | 0
H | 0 | 0 | 0 | 0 | 0 | 0
LFG | 0 | 0 | 0.01 | 0.01 | 0.01 | 0.01
Nuc | 0 | 0 | 0 | 0 | 0 | 0
PS | 0 | 0 | 0 | 0 | 0 | 0
PV | 0 | 0 | 0 | 0 | 0 | 0
PeakG | 0.01 | 0 | 0 | 0 | 0 | 0
PeakO | 0 | 0 | 0 | 0 | 0 | 0
ST | 0 | 0 | 0 | 0 | 0 | 0
STOG | 5.48 | 1.47 | 1.82 | 2.6 | 1.03 | 0.68
STWD | 0.08 | 0.04 | 0.07 | 0.44 | 1.4 | 1.09
WT | 0.11 | 1.43 | 1.43 | 1.43 | 1.57 | 1.75
IGCC | 0 | 0 | 0 | 0 | 0 | 0
DemandResponse | 0 | 0 | 0 | 0 | 0 | 0
IGCC-CCS | 0 | 0 | 0 | 0 | 0 | 0
WT_off | 0 | 0 | 0 | 0 | 0 | 0
PseudoUnit | 0 | 0 | 0 | 0 | 0 | 0
FixedInterchange | 0 | 0 | 0 | 0 | 0 | 0
Base VOM Costs by Reporting Type: TVA
ReportingType | 2015 | 2020 | 2025 | 2030 | 2035 | 2040
BM | 0 | 0 | 0 | 0 | 275.88 | 275.88
CC | 155.97 | 311.62 | 361.12 | 339.94 | 247.47 | 77.54
CSP | 0 | 0 | 0 | 0 | 0 | 0
CT | 0 | 0 | 0 | 0 | 0 | 0
Coal | 166.35 | 73.53 | 9.29 | 14.26 | 54.04 | 54.04
Geo | 0 | 0 | 0 | 0 | 0 | 0
H | 0 | 0 | 0 | 0 | 0 | 0
LFG | 0 | 0 | 0.01 | 0.01 | 0.01 | 0.01
Nuc | 152.12 | 152.12 | 152.12 | 184.48 | 161.77 | 138.13
PS | 0 | 0 | 0 | 0 | 0 | 0
PV | 0 | 0 | 0 | 0 | 0 | 0.04
PeakG | 0 | 0 | 0 | 0 | 0 | 0
PeakO | 0 | 0 | 0 | 0 | 0 | 0
ST | 0 | 0 | 0 | 0 | 0 | 0
STOG | 0 | 0 | 0 | 0 | 0 | 0
STWD | 0 | 0 | 0.01 | 0.07 | 0.08 | 0.08
WT | 0 | 0 | 0 | 0 | 0 | 0
IGCC | 0 | 0 | 0 | 0 | 0 | 0
DemandResponse | 0 | 0 | 0 | 0 | 0 | 0
IGCC-CCS | 0 | 0 | 0 | 0 | 0 | 441.72
WT_off | 0 | 0 | 0 | 0 | 0 | 0
PseudoUnit | 0 | 0 | 0 | 0 | 0 | 0
FixedInterchange | 0 | 0 | 0 | 0 | 0 | 0
Base VOM Costs by Reporting Type: TVA_Transmission
ReportingType | 2015 | 2020 | 2025 | 2030 | 2035 | 2040
BM | 0 | 0 | 0 | 0 | 0 | 0
CC | 0 | 0 | 0 | 0 | 0 | 0
CSP | 0 | 0 | 0 | 0 | 0 | 0
CT | 0 | 0 | 0 | 0 | 0 | 0
Coal | 0 | 0 | 0 | 0 | 0 | 0
Geo | 0 | 0 | 0 | 0 | 0 | 0
H | 0 | 0 | 0 | 0 | 0 | 0
LFG | 0 | 0 | 0 | 0 | 0 | 0
Nuc | 0 | 0 | 0 | 0 | 0 | 0
PS | 0 | 0 | 0 | 0 | 0 | 0
PV | 0 | 0 | 0 | 0 | 0 | 0
PeakG | 0 | 0 | 0 | 0 | 0 | 0
PeakO | 0 | 0 | 0 | 0 | 0 | 0
ST | 0 | 0 | 0 | 0 | 0 | 0
STOG | 0 | 0 | 0 | 0 | 0 | 0
STWD | 0 | 0 | 0 | 0 | 0 | 0
WT | 0 | 0 | 0 | 0 | 0 | 0
IGCC | 0 | 0 | 0 | 0 | 0 | 0
DemandResponse | 0 | 0 | 0 | 0 | 0 | 0
IGCC-CCS | 0 | 0 | 0 | 0 | 0 | 0
WT_off | 0 | 0 | 0 | 0 | 0 | 0
PseudoUnit | 0 | 0 | 0 | 0 | 0 | 0
FixedInterchange | 0 | 0 | 0 | 0 | 0 | 0
Base VOM Costs by Reporting Type: VACAR
ReportingType | 2015 | 2020 | 2025 | 2030 | 2035 | 2040
BM | 0.03 | 13.38 | 41.07 | 48.29 | 48.29 | 260.66
CC | 509.4 | 523.41 | 521.12 | 496.93 | 199.71 | 145.13
CSP | 0 | 0 | 0 | 0 | 0 | 0
CT | 0.73 | 0.73 | 0.73 | 1.75 | 0.73 | 0
Coal | 66.15 | 45.33 | 15.68 | 7.03 | 19.36 | 26.73
Geo | 0 | 0 | 0 | 0 | 0 | 0
H | 0 | 0 | 0 | 0 | 0 | 0
LFG | 0.01 | 0.01 | 0.01 | 0.01 | 0.01 | 0.01
Nuc | 211.36 | 248.42 | 299.79 | 378.69 | 318.63 | 302.4
PS | 0 | 0 | 0 | 0 | 0 | 0
PV | 0 | 0 | 0 | 0 | 0 | 0.03
PeakG | 0.67 | 1.38 | 2.66 | 5.92 | 0.76 | 1.12
PeakO | 0 | 0 | 0 | 0 | 0 | 0
ST | 0 | 0 | 0 | 0 | 0 | 0
STOG | 0 | 0 | 0 | 0 | 0 | 0
STWD | 4.67 | 4.67 | 4.67 | 4.67 | 4.67 | 4.67
WT | 0 | 0.08 | 0.08 | 0.08 | 0.08 | 0.08
IGCC | 0 | 0 | 0 | 0 | 0 | 0
DemandResponse | 0 | 0 | 0 | 0 | 0 | 0
IGCC-CCS | 0 | 0 | 0 | 0 | 0 | 0
WT_off | 0 | 0 | 0 | 0 | 1.3 | 1.44
PseudoUnit | 0 | 0 | 0 | 0 | 0 | 0
FixedInterchange | 0 | 0 | 0 | 0 | 0 | 0
Base VOM Costs by Reporting Type: IESO
ReportingType | 2015 | 2020 | 2025 | 2030 | 2035 | 2040
BM | 0 | 0.02 | 0.05 | 1.06 | 12.18 | 12.2
CC | 34.12 | 34.72 | 29.96 | 5.35 | 1.94 | 2.13
CSP | 0 | 0 | 0 | 0 | 0 | 0
CT | 0 | 0.09 | 0 | 0 | 0 | 0
Coal | 0 | 0 | 0 | 0 | 0 | 0
Geo | 0 | 0 | 0 | 0 | 0 | 0
H | 0 | 0 | 0 | 0.02 | 0.02 | 0.02
LFG | 0.01 | 0.01 | 0.01 | 0.01 | 0.01 | 0.01
Nuc | 240.73 | 240.73 | 240.73 | 240.73 | 221.68 | 193.2
PS | 0 | 0 | 0 | 0 | 0 | 0
PV | 0 | 0 | 0 | 0 | 0 | 0
PeakG | 0 | 0.04 | 0 | 0 | 0 | 0
PeakO | 0 | 0 | 0 | 0 | 0 | 0
ST | 0 | 0 | 0 | 0 | 0 | 0
STOG | 0 | 0 | 0 | 0 | 0 | 0
STWD | 0.01 | 0.03 | 0.03 | 2.31 | 2.31 | 2.31
WT | 0.09 | 0.09 | 0.09 | 0.09 | 0.53 | 0.66
IGCC | 0 | 0 | 0 | 0 | 0 | 0
DemandResponse | 0 | 0 | 0 | 0 | 0 | 0
IGCC-CCS | 0 | 0 | 0 | 0 | 0 | 0
WT_off | 0 | 0 | 0 | 0 | 0 | 0
PseudoUnit | 0 | 0 | 0 | 0 | 0 | 0
FixedInterchange | 0 | 0 | 0 | 0 | 0 | 0
Base VOM Costs by Reporting Type: MAPP_CA
ReportingType | 2015 | 2020 | 2025 | 2030 | 2035 | 2040
BM | 0 | 0 | 0 | 0 | 0 | 0
CC | 30.83 | 30.83 | 14.36 | 1 | 0.95 | 1.14
CSP | 0 | 0 | 0 | 0 | 0 | 0
CT | 0 | 0 | 0 | 0 | 0 | 0
Coal | 0.98 | 1.47 | 0 | 0 | 0 | 0
Geo | 0 | 0 | 0 | 0 | 0 | 0
H | 0 | 0.05 | 0.15 | 0.32 | 0.32 | 0.32
LFG | 0 | 0 | 0 | 0 | 0 | 0
Nuc | 0 | 0 | 0 | 0 | 0 | 5.19
PS | 0 | 0 | 0 | 0 | 0 | 0
PV | 0 | 0 | 0 | 0 | 0 | 0
PeakG | 0.46 | 0.42 | 0 | 0 | 0 | 0
PeakO | 0 | 0 | 0 | 0 | 0 | 0
ST | 0 | 0 | 0 | 0 | 0 | 0
STOG | 0.01 | 0 | 0 | 0 | 0 | 0
STWD | 0 | 0 | 0 | 0 | 0 | 0
WT | 0.02 | 0.02 | 0.02 | 0.02 | 0.02 | 0.02
IGCC | 0 | 0 | 0 | 0 | 0 | 0
DemandResponse | 0 | 0 | 0 | 0 | 0 | 0
IGCC-CCS | 0 | 0 | 0 | 0 | 0 | 0
WT_off | 0 | 0 | 0 | 0 | 0 | 0
PseudoUnit | 0 | 0 | 0 | 0 | 0 | 0
FixedInterchange | 0 | 0 | 0 | 0 | 0 | 0
Base VOM Costs by Reporting Type: AZ_NM_SNV_Coal
ReportingType | 2015 | 2020 | 2025 | 2030 | 2035 | 2040
BM | 0 | 0 | 0 | 0 | 0 | 0
CC | 0 | 0 | 0 | 0 | 0 | 0
CSP | 0 | 0 | 0 | 0 | 0 | 0
CT | 0 | 0 | 0 | 0 | 0 | 0
Coal | 203.75 | 150.15 | 3.8 | 0.71 | 13.18 | 13.18
Geo | 0 | 0 | 0 | 0 | 0 | 0
H | 0 | 0 | 0 | 0 | 0 | 0
LFG | 0 | 0 | 0 | 0 | 0 | 0
Nuc | 0 | 0 | 0 | 0 | 0 | 0
PS | 0 | 0 | 0 | 0 | 0 | 0
PV | 0 | 0 | 0 | 0 | 0 | 0
PeakG | 0 | 0 | 0 | 0 | 0 | 0
PeakO | 0 | 0 | 0 | 0 | 0 | 0
ST | 0 | 0 | 0 | 0 | 0 | 0
STOG | 0 | 0 | 0 | 0 | 0 | 0
STWD | 0 | 0 | 0 | 0 | 0 | 0
WT | 0 | 0 | 0 | 0 | 0 | 0
IGCC | 0 | 0 | 0 | 0 | 0 | 0
DemandResponse | 0 | 0 | 0 | 0 | 0 | 0
IGCC-CCS | 0 | 0 | 0 | 0 | 0 | 0
WT_off | 0 | 0 | 0 | 0 | 0 | 0
PseudoUnit | 0 | 0 | 0 | 0 | 0 | 0
FixedInterchange | 0 | 0 | 0 | 0 | 0 | 0
Base VOM Costs by Reporting Type: AZ_NM_SNV_Gas
ReportingType | 2015 | 2020 | 2025 | 2030 | 2035 | 2040
BM | 0 | 0 | 0 | 0 | 0 | 0
CC | 178.49 | 213.78 | 328.21 | 272.28 | 200.59 | 103.3
CSP | 0 | 0 | 0 | 0 | 0 | 0
CT | 0 | 0 | 0 | 0 | 0 | 0
Coal | 0 | 0 | 0 | 0 | 0 | 0
Geo | 0 | 0 | 0 | 0 | 0 | 0
H | 0 | 0 | 0 | 0 | 0 | 0
LFG | 0 | 0 | 0 | 0 | 0 | 0
Nuc | 0 | 0 | 0 | 0 | 0 | 0
PS | 0 | 0 | 0 | 0 | 0 | 0
PV | 0 | 0 | 0 | 0 | 0 | 0
PeakG | 0 | 0 | 0 | 0 | 0 | 0
PeakO | 0 | 0 | 0 | 0 | 0 | 0
ST | 0 | 0 | 0 | 0 | 0 | 0
STOG | 0 | 0 | 0 | 0 | 0 | 0
STWD | 0 | 0 | 0 | 0 | 0 | 0
WT | 0 | 0 | 0 | 0 | 0 | 0
IGCC | 0 | 0 | 0 | 0 | 0 | 0
DemandResponse | 0 | 0 | 0 | 0 | 0 | 0
IGCC-CCS | 0 | 0 | 0 | 0 | 0 | 0
WT_off | 0 | 0 | 0 | 0 | 0 | 0
PseudoUnit | 0 | 0 | 0 | 0 | 0 | 0
FixedInterchange | 0 | 0 | 0 | 0 | 0 | 0
Base VOM Costs by Reporting Type: AZ_NM_SNV_NucRenew
ReportingType | 2015 | 2020 | 2025 | 2030 | 2035 | 2040
BM | 0 | 0 | 0 | 0 | 104.29 | 244.01
CC | 0 | 0 | 0 | 0 | 0 | 0
CSP | 0 | 0 | 0 | 0 | 0 | 0
CT | 0 | 0 | 0 | 0 | 0 | 0
Coal | 0 | 0 | 0 | 0 | 0 | 0
Geo | 0 | 0 | 116.31 | 116.31 | 116.31 | 116.31
H | 0 | 0 | 0 | 0 | 0 | 0
LFG | 0 | 0.01 | 0.01 | 0.01 | 0.01 | 0.01
Nuc | 71.66 | 71.66 | 71.66 | 113.64 | 141.24 | 141.24
PS | 0 | 0 | 0 | 0 | 0 | 0
PV | 0 | 0 | 0 | 0 | 0 | 0
PeakG | 0 | 0 | 0 | 0 | 0 | 0
PeakO | 0 | 0 | 0 | 0 | 0 | 0
ST | 0.01 | 0.03 | 0.04 | 0.05 | 0.1 | 0.14
STOG | 0 | 0 | 0 | 0 | 0 | 0
STWD | 0.43 | 0.43 | 0.43 | 0.43 | 0.43 | 0.43
WT | 0.02 | 0.39 | 0.41 | 0.44 | 0.44 | 0.44
IGCC | 0 | 0 | 0 | 0 | 0 | 0
DemandResponse | 0 | 0 | 0 | 0 | 0 | 0
IGCC-CCS | 0 | 0 | 0 | 0 | 0 | 0
WT_off | 0 | 0 | 0 | 0 | 0 | 0
PseudoUnit | 0 | 0 | 0 | 0 | 0 | 0
FixedInterchange | 0 | 0 | 0 | 0 | 0 | 0
Base VOM Costs by Reporting Type: ERCOT
ReportingType | 2015 | 2020 | 2025 | 2030 | 2035 | 2040
BM | 0.29 | 0.3 | 0.77 | 5.41 | 151.67 | 151.67
CC | 737.53 | 844.8 | 787.71 | 732.82 | 473.03 | 394.09
CSP | 0 | 0 | 0 | 0 | 0 | 0
CT | 0 | 0.02 | 0 | 0.02 | 0 | 0
Coal | 152.22 | 114.13 | 11.71 | 10.17 | 22.71 | 22.71
Geo | 0 | 0 | 0 | 0 | 0 | 0
H | 0 | 0 | 0 | 0 | 0 | 0.02
LFG | 0.01 | 0.01 | 0.01 | 0.04 | 0.04 | 0.04
Nuc | 94.14 | 94.14 | 94.14 | 155.95 | 313.29 | 339.52
PS | 0 | 0 | 0 | 0 | 0 | 0
PV | 0 | 0 | 0 | 0 | 0 | 0
PeakG | 0 | 0.04 | 0 | 0.08 | 0.04 | 0.07
PeakO | 0 | 0 | 0 | 0 | 0 | 0
ST | 0 | 0 | 0 | 0 | 0 | 0
STOG | 3.39 | 5.05 | 3.23 | 4.9 | 0.33 | 0.28
STWD | 0 | 0 | 0 | 0 | 0 | 0
WT | 0.32 | 0.32 | 1.08 | 1.14 | 1.21 | 1.3
IGCC | 0 | 0 | 0 | 0 | 0 | 0
DemandResponse | 0 | 0 | 0 | 0 | 0 | 0
IGCC-CCS | 0 | 0 | 0 | 0 | 0 | 257.31
WT_off | 0 | 0 | 0 | 0 | 0 | 0
PseudoUnit | 0 | 0 | 0 | 0 | 0 | 0
FixedInterchange | 0 | 0 | 0 | 0 | 0 | 0
Base VOM Costs by Reporting Type: NP15
ReportingType | 2015 | 2020 | 2025 | 2030 | 2035 | 2040
BM | 0 | 0 | 0 | 0 | 31.46 | 31.46
CC | 264.62 | 245.27 | 299.85 | 243.38 | 218.53 | 19.17
CSP | 0 | 0 | 0 | 0 | 0 | 0
CT | 0 | 0 | 0 | 0 | 0 | 0
Coal | 0.81 | 0 | 0 | 0 | 0 | 0
Geo | 0.11 | 48.23 | 48.23 | 48.23 | 48.23 | 48.23
H | 0 | 0 | 0 | 0 | 0 | 0
LFG | 0.01 | 0.06 | 0.06 | 0.06 | 0.06 | 0.06
Nuc | 42.53 | 42.53 | 42.53 | 42.53 | 42.53 | 42.53
PS | 0 | 0 | 0 | 0 | 0 | 0
PV | 0 | 0 | 0 | 0 | 0.03 | 0.08
PeakG | 0 | 0 | 0 | 0 | 0 | 0
PeakO | 0 | 0 | 0 | 0 | 0 | 0
ST | 0 | 0 | 0 | 0 | 0 | 0
STOG | 0 | 0.03 | 0.06 | 0.06 | 0.14 | 0
STWD | 7.35 | 7.35 | 1.36 | 7.35 | 7.35 | 7.35
WT | 0.04 | 0.13 | 0.13 | 0.42 | 0.43 | 0.43
IGCC | 0 | 0 | 0 | 0 | 0 | 0
DemandResponse | 0 | 0 | 0 | 0 | 0 | 0
IGCC-CCS | 0 | 0 | 0 | 0 | 0 | 658.39
WT_off | 0 | 0 | 0 | 0 | 0 | 0
PseudoUnit | 0 | 0 | 0 | 0 | 0 | 0
FixedInterchange | 0 | 0 | 0 | 0 | 0 | 0
Base VOM Costs by Reporting Type: NWPP_Coal
ReportingType | 2015 | 2020 | 2025 | 2030 | 2035 | 2040
BM | 0 | 0 | 0 | 0 | 0 | 0
CC | 0 | 0 | 0 | 0 | 0 | 0
CSP | 0 | 0 | 0 | 0 | 0 | 0
CT | 0 | 0 | 0 | 0 | 0 | 0
Coal | 195.21 | 136.72 | 6.68 | 5.38 | 5.38 | 5.38
Geo | 0 | 0 | 0 | 0 | 0 | 0
H | 0 | 0 | 0 | 0 | 0 | 0
LFG | 0 | 0 | 0 | 0 | 0 | 0
Nuc | 0 | 0 | 0 | 0 | 0 | 0
PS | 0 | 0 | 0 | 0 | 0 | 0
PV | 0 | 0 | 0 | 0 | 0 | 0
PeakG | 0 | 0 | 0 | 0 | 0 | 0
PeakO | 0 | 0 | 0 | 0 | 0 | 0
ST | 0 | 0 | 0 | 0 | 0 | 0
STOG | 0 | 0 | 0 | 0 | 0 | 0
STWD | 0 | 0 | 0 | 0 | 0 | 0
WT | 0 | 0 | 0 | 0 | 0 | 0
IGCC | 0 | 0 | 0 | 0 | 0 | 0
DemandResponse | 0 | 0 | 0 | 0 | 0 | 0
IGCC-CCS | 0 | 0 | 0 | 0 | 0 | 0
WT_off | 0 | 0 | 0 | 0 | 0 | 0
PseudoUnit | 0 | 0 | 0 | 0 | 0 | 0
FixedInterchange | 0 | 0 | 0 | 0 | 0 | 0
Base VOM Costs by Reporting Type: NWPP_Gas
ReportingType | 2015 | 2020 | 2025 | 2030 | 2035 | 2040
BM | 0 | 0 | 0 | 0 | 0 | 0
CC | 122.48 | 257.22 | 303.74 | 250.97 | 201.43 | 82.13
CSP | 0 | 0 | 0 | 0 | 0 | 0
CT | 0 | 0 | 0 | 0 | 0 | 0
Coal | 0 | 0 | 0 | 0 | 0 | 0
Geo | 0 | 0 | 0 | 0 | 0 | 0
H | 0 | 0 | 0 | 0 | 0 | 0
LFG | 0 | 0 | 0 | 0 | 0 | 0
Nuc | 0 | 0 | 0 | 0 | 0 | 0
PS | 0 | 0 | 0 | 0 | 0 | 0
PV | 0 | 0 | 0 | 0 | 0 | 0
PeakG | 0 | 0 | 0 | 0 | 0 | 0
PeakO | 0 | 0 | 0 | 0 | 0 | 0
ST | 0 | 0 | 0 | 0 | 0 | 0
STOG | 0 | 0 | 0 | 0 | 0 | 0
STWD | 0 | 0 | 0 | 0 | 0 | 0
WT | 0 | 0 | 0 | 0 | 0 | 0
IGCC | 0 | 0 | 0 | 0 | 0 | 0
DemandResponse | 0 | 0 | 0 | 0 | 0 | 0
IGCC-CCS | 0 | 0 | 0 | 0 | 0 | 146.51
WT_off | 0 | 0 | 0 | 0 | 0 | 0
PseudoUnit | 0 | 0 | 0 | 0 | 0 | 0
FixedInterchange | 0 | 0 | 0 | 0 | 0 | 0
Base VOM Costs by Reporting Type: NWPP_NucRenew
ReportingType | 2015 | 2020 | 2025 | 2030 | 2035 | 2040
BM | 0 | 1.05 | 1.21 | 1.21 | 26.94 | 337.66
CC | 0 | 0 | 0 | 0 | 0 | 0
CSP | 0 | 0 | 0 | 0 | 0 | 0
CT | 0 | 0 | 0 | 0 | 0 | 0
Coal | 0 | 0 | 0 | 0 | 0 | 0
Geo | 6.93 | 6.93 | 41.74 | 41.74 | 41.74 | 41.74
H | 0 | 0 | 0 | 0 | 0.01 | 0.01
LFG | 0.01 | 0.03 | 0.03 | 0.03 | 0.03 | 0.03
Nuc | 20.91 | 20.91 | 20.91 | 20.91 | 89.65 | 89.65
PS | 0 | 0 | 0 | 0 | 0 | 0
PV | 0 | 0 | 0 | 0 | 0 | 0
PeakG | 0 | 0 | 0 | 0 | 0 | 0
PeakO | 0 | 0 | 0 | 0 | 0 | 0
ST | 0 | 0 | 0 | 0 | 0 | 0
STOG | 0 | 0 | 0 | 0 | 0 | 0
STWD | 0 | 0.04 | 9.33 | 9.33 | 9.33 | 9.33
WT | 0.19 | 0.19 | 0.19 | 0.88 | 0.94 | 1.06
IGCC | 0 | 0 | 0 | 0 | 0 | 0
DemandResponse | 0 | 0 | 0 | 0 | 0 | 0
IGCC-CCS | 0 | 0 | 0 | 0 | 0 | 0
WT_off | 0 | 0 | 0 | 0 | 0 | 0
PseudoUnit | 0 | 0 | 0 | 0 | 0 | 0
FixedInterchange | 0 | 0 | 0 | 0 | 0 | 0
Base VOM Costs by Reporting Type: RMPA
ReportingType | 2015 | 2020 | 2025 | 2030 | 2035 | 2040
BM | 0 | 0 | 0 | 0 | 139.05 | 139.05
CC | 31.13 | 77.38 | 87.59 | 127.11 | 74.43 | 20.34
CSP | 0 | 0 | 0 | 0 | 0 | 0
CT | 0 | 0 | 0 | 0 | 0 | 0
Coal | 191.46 | 155.84 | 28.83 | 13.11 | 12.78 | 12.78
Geo | 0 | 2.01 | 206.14 | 206.14 | 206.14 | 206.14
H | 0 | 0 | 0 | 0 | 0 | 0
LFG | 0 | 0 | 0 | 0 | 0 | 0
Nuc | 0 | 0 | 0 | 0 | 0 | 0
PS | 0 | 0 | 0 | 0 | 0 | 0
PV | 0 | 0 | 0 | 0 | 0 | 0
PeakG | 0.07 | 0 | 0 | 0.84 | 0 | 0
PeakO | 0 | 0 | 0 | 0 | 0 | 0
ST | 0 | 0.01 | 0.01 | 0.02 | 0.02 | 0.02
STOG | 0 | 0 | 0 | 0 | 0 | 0
STWD | 0 | 0 | 0 | 0 | 0 | 0
WT | 0.07 | 0.22 | 0.22 | 0.25 | 0.27 | 0.3
IGCC | 0 | 0 | 0 | 0 | 0 | 0
DemandResponse | 0 | 0 | 0 | 0 | 0 | 0
IGCC-CCS | 0 | 0 | 0 | 0 | 0 | 201.67
WT_off | 0 | 0 | 0 | 0 | 0 | 0
PseudoUnit | 0 | 0 | 0 | 0 | 0 | 0
FixedInterchange | 0 | 0 | 0 | 0 | 0 | 0
Base VOM Costs by Reporting Type: SP15
ReportingType | 2015 | 2020 | 2025 | 2030 | 2035 | 2040
BM | 0.22 | 0.22 | 0.22 | 0.22 | 25.17 | 25.17
CC | 171.27 | 248.7 | 384.86 | 321.7 | 274.98 | 122.49
CSP | 0 | 0 | 0 | 0 | 0 | 0
CT | 0 | 0 | 0 | 0 | 0 | 0
Coal | 5.28 | 3.19 | 0.92 | 0 | 0 | 0
Geo | 4.1 | 120.4 | 120.4 | 120.4 | 120.4 | 120.4
H | 0 | 0 | 0 | 0 | 0 | 0
LFG | 0.02 | 0.07 | 0.07 | 0.07 | 0.07 | 0.07
Nuc | 41.61 | 41.61 | 41.61 | 41.61 | 41.61 | 41.61
PS | 0 | 0 | 0 | 0 | 0 | 0
PV | 0 | 0 | 0 | 0 | 0 | 0
PeakG | 0 | 0 | 0 | 0 | 0 | 0
PeakO | 0 | 0 | 0 | 0 | 0 | 0
ST | 0.02 | 0.02 | 0.02 | 0.04 | 0.1 | 0.18
STOG | 2.74 | 0.72 | 0.73 | 0.64 | 0.15 | 0
STWD | 1.98 | 1.98 | 1.45 | 1.98 | 1.98 | 1.98
WT | 0.07 | 0.1 | 0.1 | 0.63 | 0.63 | 0.63
IGCC | 0 | 0 | 0 | 0 | 0 | 0
DemandResponse | 0 | 0 | 0 | 0 | 0 | 0
IGCC-CCS | 0 | 0 | 0 | 0 | 314.52 | 864.86
WT_off | 0 | 0 | 0 | 0 | 0 | 0
PseudoUnit | 0 | 0 | 0 | 0 | 0 | 0
FixedInterchange | 0 | 0 | 0 | 0 | 0 | 0
Base VOM Costs by Reporting Type: ALB
ReportingType | 2015 | 2020 | 2025 | 2030 | 2035 | 2040
BM | 0 | 0 | 0 | 0 | 0 | 0
CC | 38.65 | 59.66 | 58.75 | 19.57 | 9.9 | 0
CSP | 0 | 0 | 0 | 0 | 0 | 0
CT | 0 | 0 | 0 | 0 | 0 | 0
Coal | 167.67 | 167.67 | 165.62 | 0 | 0 | 0
Geo | 0 | 0 | 0 | 0 | 0 | 0
H | 0 | 0 | 0 | 0 | 0 | 0
LFG | 0 | 0 | 0 | 0 | 0 | 0
Nuc | 0 | 0 | 11.69 | 154.61 | 185.41 | 211.54
PS | 0 | 0 | 0 | 0 | 0 | 0
PV | 0 | 0 | 0 | 0 | 0 | 0
PeakG | 0 | 0 | 0 | 0 | 0 | 0
PeakO | 0 | 0 | 0 | 0 | 0 | 0
ST | 0 | 0 | 0 | 0 | 0 | 0
STOG | 0 | 0 | 0 | 0 | 0 | 0
STWD | 0.01 | 1.78 | 2.89 | 2.89 | 2.89 | 2.89
WT | 0.02 | 0.02 | 0.02 | 0.02 | 0.02 | 0.02
IGCC | 0 | 0 | 0 | 0 | 0 | 0
DemandResponse | 0 | 0 | 0 | 0 | 0 | 0
IGCC-CCS | 0 | 0 | 0 | 0 | 0 | 0
WT_off | 0 | 0 | 0 | 0 | 0 | 0
PseudoUnit | 0 | 0 | 0 | 0 | 0 | 0
FixedInterchange | 0 | 0 | 0 | 0 | 0 | 0
Base VOM Costs by Reporting Type: BC
ReportingType | 2015 | 2020 | 2025 | 2030 | 2035 | 2040
BM | 0 | 0 | 0 | 0 | 0 | 0
CC | 33.09 | 44.84 | 44.84 | 41.13 | 0 | 0
CSP | 0 | 0 | 0 | 0 | 0 | 0
CT | 0 | 0 | 0 | 0 | 0 | 0
Coal | 0 | 0 | 0 | 0 | 0 | 0
Geo | 0 | 0 | 0 | 0 | 0 | 0
H | 0 | 0 | 0 | 0 | 0 | 0
LFG | 0 | 0 | 0 | 0 | 0 | 0
Nuc | 0 | 0 | 7.2 | 35.84 | 54.36 | 72.4
PS | 0 | 0 | 0 | 0 | 0 | 0
PV | 0 | 0 | 0 | 0 | 0 | 0
PeakG | 0 | 0 | 0 | 0 | 0 | 0
PeakO | 0 | 0 | 0 | 0 | 0 | 0
ST | 0 | 0 | 0 | 0 | 0 | 0
STOG | 0 | 0 | 0 | 0 | 0 | 0
STWD | 0 | 1.55 | 7.01 | 8.48 | 8.48 | 8.48
WT | 0.01 | 0.01 | 0.01 | 0.01 | 0.01 | 0.01
IGCC | 0 | 0 | 0 | 0 | 0 | 0
DemandResponse | 0 | 0 | 0 | 0 | 0 | 0
IGCC-CCS | 0 | 0 | 0 | 0 | 0 | 0
WT_off | 0 | 0 | 0 | 0 | 0 | 0
PseudoUnit | 0 | 0 | 0 | 0 | 0 | 0
FixedInterchange | 0 | 0 | 0 | 0 | 0 | 0
Base VOM Costs by Reporting Type: HQ_IESO
ReportingType | 2015 | 2020 | 2025 | 2030 | 2035 | 2040
BM | 0 | 0 | 0 | 0 | 0 | 0
CC | 0 | 0 | 0 | 0 | 0 | 0
CSP | 0 | 0 | 0 | 0 | 0 | 0
CT | 0 | 0 | 0 | 0 | 0 | 0
Coal | 0 | 0 | 0 | 0 | 0 | 0
Geo | 0 | 0 | 0 | 0 | 0 | 0
H | 0 | 0 | 0 | 0 | 0 | 0
LFG | 0 | 0 | 0 | 0 | 0 | 0
Nuc | 0 | 0 | 0 | 0 | 0 | 0
PS | 0 | 0 | 0 | 0 | 0 | 0
PV | 0 | 0 | 0 | 0 | 0 | 0
PeakG | 0 | 0 | 0 | 0 | 0 | 0
PeakO | 0 | 0 | 0 | 0 | 0 | 0
ST | 0 | 0 | 0 | 0 | 0 | 0
STOG | 0 | 0 | 0 | 0 | 0 | 0
STWD | 0 | 0 | 0 | 0 | 0 | 0
WT | 0 | 0 | 0 | 0 | 0 | 0
IGCC | 0 | 0 | 0 | 0 | 0 | 0
DemandResponse | 0 | 0 | 0 | 0 | 0 | 0
IGCC-CCS | 0 | 0 | 0 | 0 | 0 | 0
WT_off | 0 | 0 | 0 | 0 | 0 | 0
PseudoUnit | 0 | 0 | 0 | 3.81 | 3.81 | 3.81
FixedInterchange | 0 | 0 | 0 | 0 | 0 | 0
Base VOM Costs by Reporting Type: HQ_NEISO
ReportingType | 2015 | 2020 | 2025 | 2030 | 2035 | 2040
BM | 0 | 0 | 0 | 0 | 0 | 0
CC | 0 | 0 | 0 | 0 | 0 | 0
CSP | 0 | 0 | 0 | 0 | 0 | 0
CT | 0 | 0 | 0 | 0 | 0 | 0
Coal | 0 | 0 | 0 | 0 | 0 | 0
Geo | 0 | 0 | 0 | 0 | 0 | 0
H | 0 | 0 | 0 | 0 | 0 | 0
LFG | 0 | 0 | 0 | 0 | 0 | 0
Nuc | 0 | 0 | 0 | 0 | 0 | 0
PS | 0 | 0 | 0 | 0 | 0 | 0
PV | 0 | 0 | 0 | 0 | 0 | 0
PeakG | 0 | 0 | 0 | 0 | 0 | 0
PeakO | 0 | 0 | 0 | 0 | 0 | 0
ST | 0 | 0 | 0 | 0 | 0 | 0
STOG | 0 | 0 | 0 | 0 | 0 | 0
STWD | 0 | 0 | 0 | 0 | 0 | 0
WT | 0 | 0 | 0 | 0 | 0 | 0
IGCC | 0 | 0 | 0 | 0 | 0 | 0
DemandResponse | 0 | 0 | 0 | 0 | 0 | 0
IGCC-CCS | 0 | 0 | 0 | 0 | 0 | 0
WT_off | 0 | 0 | 0 | 0 | 0 | 0
PseudoUnit | 0 | 0 | 0 | 51.28 | 51.28 | 51.28
FixedInterchange | 0 | 0 | 0 | 0 | 0 | 0
Base VOM Costs by Reporting Type: HQ_NY
ReportingType | 2015 | 2020 | 2025 | 2030 | 2035 | 2040
BM | 0 | 0 | 0 | 0 | 0 | 0
CC | 0 | 0 | 0 | 0 | 0 | 0
CSP | 0 | 0 | 0 | 0 | 0 | 0
CT | 0 | 0 | 0 | 0 | 0 | 0
Coal | 0 | 0 | 0 | 0 | 0 | 0
Geo | 0 | 0 | 0 | 0 | 0 | 0
H | 0 | 0 | 0 | 0 | 0 | 0
LFG | 0 | 0 | 0 | 0 | 0 | 0
Nuc | 0 | 0 | 0 | 0 | 0 | 0
PS | 0 | 0 | 0 | 0 | 0 | 0
PV | 0 | 0 | 0 | 0 | 0 | 0
PeakG | 0 | 0 | 0 | 0 | 0 | 0
PeakO | 0 | 0 | 0 | 0 | 0 | 0
ST | 0 | 0 | 0 | 0 | 0 | 0
STOG | 0 | 0 | 0 | 0 | 0 | 0
STWD | 0 | 0 | 0 | 0 | 0 | 0
WT | 0 | 0 | 0 | 0 | 0 | 0
IGCC | 0 | 0 | 0 | 0 | 0 | 0
DemandResponse | 0 | 0 | 0 | 0 | 0 | 0
IGCC-CCS | 0 | 0 | 0 | 0 | 0 | 0
WT_off | 0 | 0 | 0 | 0 | 0 | 0
PseudoUnit | 0 | 0 | 101.99 | 101.99 | 101.99 | 101.99
FixedInterchange | 0 | 0 | 0 | 0 | 0 | 0
Base VOM Costs by Reporting Type: MARITIMES
ReportingType | 2015 | 2020 | 2025 | 2030 | 2035 | 2040
BM | 0 | 0 | 0 | 0 | 0 | 0
CC | 0 | 0 | 0 | 0 | 0 | 0
CSP | 0 | 0 | 0 | 0 | 0 | 0
CT | 0 | 0 | 0 | 0 | 0 | 0
Coal | 0 | 0 | 0 | 0 | 0 | 0
Geo | 0 | 0 | 0 | 0 | 0 | 0
H | 0 | 0 | 0 | 0 | 0 | 0
LFG | 0 | 0 | 0 | 0 | 0 | 0
Nuc | 0 | 0 | 0 | 0 | 0 | 0
PS | 0 | 0 | 0 | 0 | 0 | 0
PV | 0 | 0 | 0 | 0 | 0 | 0
PeakG | 0 | 0 | 0 | 0 | 0 | 0
PeakO | 0 | 0 | 0 | 0 | 0 | 0
ST | 0 | 0 | 0 | 0 | 0 | 0
STOG | 0 | 0 | 0 | 0 | 0 | 0
STWD | 0 | 0 | 0 | 0 | 0 | 0
WT | 0 | 0 | 0 | 0 | 0 | 0
IGCC | 0 | 0 | 0 | 0 | 0 | 0
DemandResponse | 0 | 0 | 0 | 0 | 0 | 0
IGCC-CCS | 0 | 0 | 0 | 0 | 0 | 0
WT_off | 0 | 0 | 0 | 0 | 0 | 0
PseudoUnit | 0 | 0 | 0 | 17.37 | 17.37 | 17.37
FixedInterchange | 0 | 0 | 0 | 0 | 0 | 0
Base VOM Costs by Reporting Type: All
ReportingType | 2015 | 2020 | 2025 | 2030 | 2035 | 2040
BM | 12.08 | 40.83 | 61.25 | 86.37 | 2875.2 | 4739.85
CC | 5213.9 | 7792.42 | 8280.78 | 7818.73 | 5350.85 | 2925.3
CSP | 0 | 0 | 0 | 0 | 0 | 0
CT | 5.76 | 5.79 | 6.26 | 18.71 | 4.98 | 1.39
Coal | 4356.53 | 1889.66 | 478 | 320.56 | 719.22 | 811.09
Geo | 11.14 | 177.58 | 532.83 | 532.83 | 532.83 | 532.83
H | 0 | 0.08 | 0.23 | 0.47 | 0.52 | 0.56
LFG | 0.38 | 0.54 | 0.73 | 0.79 | 0.79 | 0.79
Nuc | 2164.81 | 2225.48 | 2401.35 | 2993.13 | 3296.86 | 3727.61
PS | 0 | 0 | 0 | 0 | 0 | 0
PV | 0.02 | 0.06 | 0.08 | 0.09 | 0.13 | 0.63
PeakG | 20.14 | 29.44 | 28.13 | 47.86 | 20.68 | 11.75
PeakO | 0 | 0 | 0.02 | 0 | 0 | 0
ST | 0.03 | 0.06 | 0.07 | 0.1 | 0.22 | 0.34
STOG | 18.09 | 14.01 | 14 | 21.04 | 4.92 | 1.97
STWD | 29.02 | 29.77 | 42.08 | 72.06 | 82.37 | 81.48
WT | 2.03 | 4.94 | 8.23 | 11.27 | 12.68 | 13.58
IGCC | 30.43 | 25.6 | 4.79 | 0 | 0 | 0
DemandResponse | 0 | 0 | 0 | 0 | 0 | 0
IGCC-CCS | 0 | 0 | 0 | 0 | 314.52 | 2869.55
WT_off | 0.02 | 0.02 | 0.06 | 0.06 | 1.69 | 3.42
PseudoUnit | 0 | 0 | 101.99 | 174.45 | 174.45 | 174.45
FixedInterchange | 0 | 0 | 0 | 0 | 0 | 0
Base VOM Costs by Reporting Type: EI_US
ReportingType | 2015 | 2020 | 2025 | 2030 | 2035 | 2040
BM | 11.56 | 39.24 | 58.99 | 78.46 | 2384.46 | 3798.63
CC | 3571.67 | 5735.21 | 5940.91 | 5803.43 | 3895.05 | 2180.51
CSP | 0 | 0 | 0 | 0 | 0 | 0
CT | 5.76 | 5.68 | 6.26 | 18.69 | 4.98 | 1.39
Coal | 3439.14 | 1160.48 | 260.44 | 291.19 | 665.18 | 757.04
Geo | 0 | 0 | 0 | 0 | 0 | 0
H | 0 | 0.03 | 0.08 | 0.12 | 0.16 | 0.19
LFG | 0.32 | 0.36 | 0.54 | 0.57 | 0.57 | 0.57
Nuc | 1653.22 | 1713.9 | 1870.88 | 2187.31 | 2207.09 | 2590.71
PS | 0 | 0 | 0 | 0 | 0 | 0
PV | 0 | 0.05 | 0.07 | 0.08 | 0.09 | 0.54
PeakG | 19.61 | 28.95 | 28.13 | 46.94 | 20.64 | 11.68
PeakO | 0 | 0 | 0.02 | 0 | 0 | 0
ST | 0 | 0 | 0 | 0 | 0 | 0
STOG | 11.95 | 8.22 | 9.97 | 15.43 | 4.3 | 1.68
STWD | 19.23 | 16.6 | 19.57 | 39.26 | 49.58 | 48.68
WT | 1.2 | 3.46 | 5.97 | 7.37 | 8.19 | 8.72
IGCC | 30.43 | 25.6 | 4.79 | 0 | 0 | 0
DemandResponse | 0 | 0 | 0 | 0 | 0 | 0
IGCC-CCS | 0 | 0 | 0 | 0 | 0 | 740.82
WT_off | 0.02 | 0.02 | 0.06 | 0.06 | 1.69 | 3.42
PseudoUnit | 0 | 0 | 101.99 | 170.63 | 170.63 | 170.63
FixedInterchange | 0 | 0 | 0 | 0 | 0 | 0
Base VOM Costs by Reporting Type: EI_Canada
ReportingType | 2015 | 2020 | 2025 | 2030 | 2035 | 2040
BM | 0 | 0.02 | 0.05 | 1.06 | 12.18 | 12.2
CC | 64.95 | 65.55 | 44.33 | 6.35 | 2.9 | 3.26
CSP | 0 | 0 | 0 | 0 | 0 | 0
CT | 0 | 0.09 | 0 | 0 | 0 | 0
Coal | 0.98 | 1.47 | 0 | 0 | 0 | 0
Geo | 0 | 0 | 0 | 0 | 0 | 0
H | 0 | 0.05 | 0.15 | 0.34 | 0.34 | 0.34
LFG | 0.01 | 0.01 | 0.01 | 0.01 | 0.01 | 0.01
Nuc | 240.73 | 240.73 | 240.73 | 240.73 | 221.69 | 198.4
PS | 0 | 0 | 0 | 0 | 0 | 0
PV | 0 | 0 | 0 | 0 | 0 | 0
PeakG | 0.46 | 0.46 | 0 | 0 | 0 | 0
PeakO | 0 | 0 | 0 | 0 | 0 | 0
ST | 0 | 0 | 0 | 0 | 0 | 0
STOG | 0.01 | 0 | 0 | 0 | 0 | 0
STWD | 0.01 | 0.03 | 0.03 | 2.31 | 2.31 | 2.31
WT | 0.11 | 0.11 | 0.11 | 0.11 | 0.55 | 0.67
IGCC | 0 | 0 | 0 | 0 | 0 | 0
DemandResponse | 0 | 0 | 0 | 0 | 0 | 0
IGCC-CCS | 0 | 0 | 0 | 0 | 0 | 0
WT_off | 0 | 0 | 0 | 0 | 0 | 0
PseudoUnit | 0 | 0 | 0 | 3.81 | 3.81 | 3.81
FixedInterchange | 0 | 0 | 0 | 0 | 0 | 0
Base VOM Costs by Reporting Type: EI
ReportingType | 2015 | 2020 | 2025 | 2030 | 2035 | 2040
BM | 11.56 | 39.25 | 59.04 | 79.52 | 2396.63 | 3810.83
CC | 3636.62 | 5800.76 | 5985.23 | 5809.78 | 3897.94 | 2183.77
CSP | 0 | 0 | 0 | 0 | 0 | 0
CT | 5.76 | 5.77 | 6.26 | 18.69 | 4.98 | 1.39
Coal | 3440.12 | 1161.94 | 260.44 | 291.19 | 665.18 | 757.04
Geo | 0 | 0 | 0 | 0 | 0 | 0
H | 0 | 0.08 | 0.23 | 0.47 | 0.51 | 0.53
LFG | 0.33 | 0.37 | 0.55 | 0.58 | 0.58 | 0.58
Nuc | 1893.95 | 1954.63 | 2111.61 | 2428.04 | 2428.78 | 2789.12
PS | 0 | 0 | 0 | 0 | 0 | 0
PV | 0.01 | 0.05 | 0.07 | 0.08 | 0.09 | 0.54
PeakG | 20.07 | 29.4 | 28.13 | 46.94 | 20.64 | 11.68
PeakO | 0 | 0 | 0.02 | 0 | 0 | 0
ST | 0 | 0 | 0 | 0 | 0 | 0
STOG | 11.96 | 8.22 | 9.97 | 15.43 | 4.3 | 1.68
STWD | 19.24 | 16.63 | 19.6 | 41.58 | 51.89 | 51
WT | 1.31 | 3.57 | 6.08 | 7.48 | 8.73 | 9.39
IGCC | 30.43 | 25.6 | 4.79 | 0 | 0 | 0
DemandResponse | 0 | 0 | 0 | 0 | 0 | 0
IGCC-CCS | 0 | 0 | 0 | 0 | 0 | 740.82
WT_off | 0.02 | 0.02 | 0.06 | 0.06 | 1.69 | 3.42
PseudoUnit | 0 | 0 | 101.99 | 174.45 | 174.45 | 174.45
FixedInterchange | 0 | 0 | 0 | 0 | 0 | 0
Base VOM Costs by Reporting Type: Outside_EI
ReportingType | 2015 | 2020 | 2025 | 2030 | 2035 | 2040
BM | 0.51 | 1.58 | 2.21 | 6.85 | 478.57 | 929.01
CC | 1577.28 | 1991.66 | 2295.55 | 2008.95 | 1452.91 | 741.52
CSP | 0 | 0 | 0 | 0 | 0 | 0
CT | 0 | 0.02 | 0 | 0.02 | 0 | 0
Coal | 916.41 | 727.71 | 217.56 | 29.38 | 54.04 | 54.04
Geo | 11.13 | 177.57 | 532.83 | 532.83 | 532.83 | 532.83
H | 0 | 0 | 0 | 0 | 0.01 | 0.03
LFG | 0.05 | 0.17 | 0.17 | 0.2 | 0.2 | 0.2
Nuc | 270.85 | 270.85 | 289.74 | 565.09 | 868.09 | 938.5
PS | 0 | 0 | 0 | 0 | 0 | 0
PV | 0.01 | 0.01 | 0.01 | 0.01 | 0.04 | 0.09
PeakG | 0.07 | 0.04 | 0 | 0.92 | 0.04 | 0.07
PeakO | 0 | 0 | 0 | 0 | 0 | 0
ST | 0.03 | 0.06 | 0.07 | 0.1 | 0.22 | 0.34
STOG | 6.13 | 5.79 | 4.03 | 5.61 | 0.62 | 0.28
STWD | 9.78 | 13.14 | 22.48 | 30.48 | 30.48 | 30.48
WT | 0.72 | 1.36 | 2.15 | 3.79 | 3.95 | 4.19
IGCC | 0 | 0 | 0 | 0 | 0 | 0
DemandResponse | 0 | 0 | 0 | 0 | 0 | 0
IGCC-CCS | 0 | 0 | 0 | 0 | 314.52 | 2128.73
WT_off | 0 | 0 | 0 | 0 | 0 | 0
PseudoUnit | 0 | 0 | 0 | 0 | 0 | 0
FixedInterchange | 0 | 0 | 0 | 0 | 0 | 0
#9 | Retrofit VOM Costs ($million)
Retrofit VOM Costs by Reporting Type: Entergy
ReportingType | 2015 | 2020 | 2025 | 2030 | 2035 | 2040
BM | 0 | 0 | 0 | 0 | 0 | 0
CC | 0 | 0 | 0 | 0 | 0 | 0
CSP | 0 | 0 | 0 | 0 | 0 | 0
CT | 0 | 0 | 0 | 0 | 0 | 0
Coal | 13.08 | 0 | 0 | 0 | 0 | 0
Geo | 0 | 0 | 0 | 0 | 0 | 0
H | 0 | 0 | 0 | 0 | 0 | 0
LFG | 0 | 0 | 0 | 0 | 0 | 0
Nuc | 0 | 0 | 0 | 0 | 0 | 0
PS | 0 | 0 | 0 | 0 | 0 | 0
PV | 0 | 0 | 0 | 0 | 0 | 0
PeakG | 0 | 0 | 0 | 0 | 0 | 0
PeakO | 0 | 0 | 0 | 0 | 0 | 0
ST | 0 | 0 | 0 | 0 | 0 | 0
STOG | 0 | 0 | 0 | 0 | 0 | 0
STWD | 0 | 0 | 0 | 0 | 0 | 0
WT | 0 | 0 | 0 | 0 | 0 | 0
IGCC | 0 | 0 | 0 | 0 | 0 | 0
DemandResponse | 0 | 0 | 0 | 0 | 0 | 0
IGCC-CCS | 0 | 0 | 0 | 0 | 0 | 0
WT_off | 0 | 0 | 0 | 0 | 0 | 0
PseudoUnit | 0 | 0 | 0 | 0 | 0 | 0
FixedInterchange | 0 | 0 | 0 | 0 | 0 | 0
Retrofit VOM Costs by Reporting Type: FRCC
ReportingType | 2015 | 2020 | 2025 | 2030 | 2035 | 2040
BM | 0 | 0 | 0 | 0 | 0 | 0
CC | 0 | 0 | 0 | 0 | 0 | 0
CSP | 0 | 0 | 0 | 0 | 0 | 0
CT | 0 | 0 | 0 | 0 | 0 | 0
Coal | 30.82 | 23.09 | 4.59 | 8.82 | 32.58 | 35.07
Geo | 0 | 0 | 0 | 0 | 0 | 0
H | 0 | 0 | 0 | 0 | 0 | 0
LFG | 0 | 0 | 0 | 0 | 0 | 0
Nuc | 0 | 0 | 0 | 0 | 0 | 0
PS | 0 | 0 | 0 | 0 | 0 | 0
PV | 0 | 0 | 0 | 0 | 0 | 0
PeakG | 0 | 0 | 0 | 0 | 0 | 0
PeakO | 0 | 0 | 0 | 0 | 0 | 0
ST | 0 | 0 | 0 | 0 | 0 | 0
STOG | 0 | 0 | 0 | 0 | 0 | 0
STWD | 0 | 0 | 0 | 0 | 0 | 0
WT | 0 | 0 | 0 | 0 | 0 | 0
IGCC | 0 | 0 | 0 | 0 | 0 | 0
DemandResponse | 0 | 0 | 0 | 0 | 0 | 0
IGCC-CCS | 0 | 0 | 0 | 0 | 0 | 0
WT_off | 0 | 0 | 0 | 0 | 0 | 0
PseudoUnit | 0 | 0 | 0 | 0 | 0 | 0
FixedInterchange | 0 | 0 | 0 | 0 | 0 | 0
Retrofit VOM Costs by Reporting Type: MAPP_US
ReportingType | 2015 | 2020 | 2025 | 2030 | 2035 | 2040
BM | 0 | 0 | 0 | 0 | 0 | 0
CC | 0 | 0 | 0 | 0 | 0 | 0
CSP | 0 | 0 | 0 | 0 | 0 | 0
CT | 0 | 0 | 0 | 0 | 0 | 0
Coal | 56.3 | 22.79 | 2.93 | 0 | 0 | 0
Geo | 0 | 0 | 0 | 0 | 0 | 0
H | 0 | 0 | 0 | 0 | 0 | 0
LFG | 0 | 0 | 0 | 0 | 0 | 0
Nuc | 0 | 0 | 0 | 0 | 0 | 0
PS | 0 | 0 | 0 | 0 | 0 | 0
PV | 0 | 0 | 0 | 0 | 0 | 0
PeakG | 0 | 0 | 0 | 0 | 0 | 0
PeakO | 0 | 0 | 0 | 0 | 0 | 0
ST | 0 | 0 | 0 | 0 | 0 | 0
STOG | 0 | 0 | 0 | 0 | 0 | 0
STWD | 0 | 0 | 0 | 0 | 0 | 0
WT | 0 | 0 | 0 | 0 | 0 | 0
IGCC | 0 | 0 | 0 | 0 | 0 | 0
DemandResponse | 0 | 0 | 0 | 0 | 0 | 0
IGCC-CCS | 0 | 0 | 0 | 0 | 0 | 0
WT_off | 0 | 0 | 0 | 0 | 0 | 0
PseudoUnit | 0 | 0 | 0 | 0 | 0 | 0
FixedInterchange | 0 | 0 | 0 | 0 | 0 | 0
Retrofit VOM Costs by Reporting Type: MISO_IN
ReportingType | 2015 | 2020 | 2025 | 2030 | 2035 | 2040
BM | 0 | 0 | 0 | 0 | 0 | 0
CC | 0 | 0 | 0 | 0 | 0 | 0
CSP | 0 | 0 | 0 | 0 | 0 | 0
CT | 0 | 0 | 0 | 0 | 0 | 0
Coal | 214.98 | 103.45 | 14.99 | 60.15 | 145.48 | 188.12
Geo | 0 | 0 | 0 | 0 | 0 | 0
H | 0 | 0 | 0 | 0 | 0 | 0
LFG | 0 | 0 | 0 | 0 | 0 | 0
Nuc | 0 | 0 | 0 | 0 | 0 | 0
PS | 0 | 0 | 0 | 0 | 0 | 0
PV | 0 | 0 | 0 | 0 | 0 | 0
PeakG | 0 | 0 | 0 | 0 | 0 | 0
PeakO | 0 | 0 | 0 | 0 | 0 | 0
ST | 0 | 0 | 0 | 0 | 0 | 0
STOG | 0 | 0 | 0 | 0 | 0 | 0
STWD | 0 | 0 | 0 | 0 | 0 | 0
WT | 0 | 0 | 0 | 0 | 0 | 0
IGCC | 0 | 0 | 0 | 0 | 0 | 0
DemandResponse | 0 | 0 | 0 | 0 | 0 | 0
IGCC-CCS | 0 | 0 | 0 | 0 | 0 | 0
WT_off | 0 | 0 | 0 | 0 | 0 | 0
PseudoUnit | 0 | 0 | 0 | 0 | 0 | 0
FixedInterchange | 0 | 0 | 0 | 0 | 0 | 0
Retrofit VOM Costs by Reporting Type: MISO_MI
ReportingType | 2015 | 2020 | 2025 | 2030 | 2035 | 2040
BM | 0 | 0 | 0 | 0 | 0 | 0
CC | 0 | 0 | 0 | 0 | 0 | 0
CSP | 0 | 0 | 0 | 0 | 0 | 0
CT | 0 | 0 | 0 | 0 | 0 | 0
Coal | 21.43 | 8.18 | 2.62 | 8.65 | 22.2 | 41.98
Geo | 0 | 0 | 0 | 0 | 0 | 0
H | 0 | 0 | 0 | 0 | 0 | 0
LFG | 0 | 0 | 0 | 0 | 0 | 0
Nuc | 0 | 0 | 0 | 0 | 0 | 0
PS | 0 | 0 | 0 | 0 | 0 | 0
PV | 0 | 0 | 0 | 0 | 0 | 0
PeakG | 0 | 0 | 0 | 0 | 0 | 0
PeakO | 0 | 0 | 0 | 0 | 0 | 0
ST | 0 | 0 | 0 | 0 | 0 | 0
STOG | 0 | 0 | 0 | 0 | 0 | 0
STWD | 0 | 0 | 0 | 0 | 0 | 0
WT | 0 | 0 | 0 | 0 | 0 | 0
IGCC | 0 | 0 | 0 | 0 | 0 | 0
DemandResponse | 0 | 0 | 0 | 0 | 0 | 0
IGCC-CCS | 0 | 0 | 0 | 0 | 0 | 0
WT_off | 0 | 0 | 0 | 0 | 0 | 0
PseudoUnit | 0 | 0 | 0 | 0 | 0 | 0
FixedInterchange | 0 | 0 | 0 | 0 | 0 | 0
Retrofit VOM Costs by Reporting Type: MISO_MO-IL
ReportingType | 2015 | 2020 | 2025 | 2030 | 2035 | 2040
BM | 0 | 0 | 0 | 0 | 0 | 0
CC | 0 | 0 | 0 | 0 | 0 | 0
CSP | 0 | 0 | 0 | 0 | 0 | 0
CT | 0 | 0 | 0 | 0 | 0 | 0
Coal | 65.28 | 10.88 | 3.76 | 13.02 | 32.43 | 47.47
Geo | 0 | 0 | 0 | 0 | 0 | 0
H | 0 | 0 | 0 | 0 | 0 | 0
LFG | 0 | 0 | 0 | 0 | 0 | 0
Nuc | 0 | 0 | 0 | 0 | 0 | 0
PS | 0 | 0 | 0 | 0 | 0 | 0
PV | 0 | 0 | 0 | 0 | 0 | 0
PeakG | 0 | 0 | 0 | 0 | 0 | 0
PeakO | 0 | 0 | 0 | 0 | 0 | 0
ST | 0 | 0 | 0 | 0 | 0 | 0
STOG | 0 | 0 | 0 | 0 | 0 | 0
STWD | 0 | 0 | 0 | 0 | 0 | 0
WT | 0 | 0 | 0 | 0 | 0 | 0
IGCC | 0 | 0 | 0 | 0 | 0 | 0
DemandResponse | 0 | 0 | 0 | 0 | 0 | 0
IGCC-CCS | 0 | 0 | 0 | 0 | 0 | 0
WT_off | 0 | 0 | 0 | 0 | 0 | 0
PseudoUnit | 0 | 0 | 0 | 0 | 0 | 0
FixedInterchange | 0 | 0 | 0 | 0 | 0 | 0
Retrofit VOM Costs by Reporting Type: MISO_W
ReportingType | 2015 | 2020 | 2025 | 2030 | 2035 | 2040
BM | 0 | 0 | 0 | 0 | 0 | 0
CC | 0 | 0 | 0 | 0 | 0 | 0
CSP | 0 | 0 | 0 | 0 | 0 | 0
CT | 0 | 0 | 0 | 0 | 0 | 0
Coal | 112.37 | 96.07 | 22.53 | 21.63 | 25.99 | 26.99
Geo | 0 | 0 | 0 | 0 | 0 | 0
H | 0 | 0 | 0 | 0 | 0 | 0
LFG | 0 | 0 | 0 | 0 | 0 | 0
Nuc | 0 | 0 | 0 | 0 | 0 | 0
PS | 0 | 0 | 0 | 0 | 0 | 0
PV | 0 | 0 | 0 | 0 | 0 | 0
PeakG | 0 | 0 | 0 | 0 | 0 | 0
PeakO | 0 | 0 | 0 | 0 | 0 | 0
ST | 0 | 0 | 0 | 0 | 0 | 0
STOG | 0 | 0 | 0 | 0 | 0 | 0
STWD | 0 | 0 | 0 | 0 | 0 | 0
WT | 0 | 0 | 0 | 0 | 0 | 0
IGCC | 0 | 0 | 0 | 0 | 0 | 0
DemandResponse | 0 | 0 | 0 | 0 | 0 | 0
IGCC-CCS | 0 | 0 | 0 | 0 | 0 | 0
WT_off | 0 | 0 | 0 | 0 | 0 | 0
PseudoUnit | 0 | 0 | 0 | 0 | 0 | 0
FixedInterchange | 0 | 0 | 0 | 0 | 0 | 0
Retrofit VOM Costs by Reporting Type: MISO_WUMS
ReportingType | 2015 | 2020 | 2025 | 2030 | 2035 | 2040
BM | 0 | 0 | 0 | 0 | 0 | 0
CC | 0 | 0 | 0 | 0 | 0 | 0
CSP | 0 | 0 | 0 | 0 | 0 | 0
CT | 0 | 0 | 0 | 0 | 0 | 0
Coal | 25.69 | 3.16 | 4.78 | 10.85 | 24.97 | 34.04
Geo | 0 | 0 | 0 | 0 | 0 | 0
H | 0 | 0 | 0 | 0 | 0 | 0
LFG | 0 | 0 | 0 | 0 | 0 | 0
Nuc | 0 | 0 | 0 | 0 | 0 | 0
PS | 0 | 0 | 0 | 0 | 0 | 0
PV | 0 | 0 | 0 | 0 | 0 | 0
PeakG | 0 | 0 | 0 | 0 | 0 | 0
PeakO | 0 | 0 | 0 | 0 | 0 | 0
ST | 0 | 0 | 0 | 0 | 0 | 0
STOG | 0 | 0 | 0 | 0 | 0 | 0
STWD | 0 | 0 | 0 | 0 | 0 | 0
WT | 0 | 0 | 0 | 0 | 0 | 0
IGCC | 0 | 0 | 0 | 0 | 0 | 0
DemandResponse | 0 | 0 | 0 | 0 | 0 | 0
IGCC-CCS | 0 | 0 | 0 | 0 | 0 | 0
WT_off | 0 | 0 | 0 | 0 | 0 | 0
PseudoUnit | 0 | 0 | 0 | 0 | 0 | 0
FixedInterchange | 0 | 0 | 0 | 0 | 0 | 0
Retrofit VOM Costs by Reporting Type: Nebraska
ReportingType | 2015 | 2020 | 2025 | 2030 | 2035 | 2040
BM | 0 | 0 | 0 | 0 | 0 | 0
CC | 0 | 0 | 0 | 0 | 0 | 0
CSP | 0 | 0 | 0 | 0 | 0 | 0
CT | 0 | 0 | 0 | 0 | 0 | 0
Coal | 16.57 | 12.64 | 14.5 | 14.5 | 14.5 | 14.5
Geo | 0 | 0 | 0 | 0 | 0 | 0
H | 0 | 0 | 0 | 0 | 0 | 0
LFG | 0 | 0 | 0 | 0 | 0 | 0
Nuc | 0 | 0 | 0 | 0 | 0 | 0
PS | 0 | 0 | 0 | 0 | 0 | 0
PV | 0 | 0 | 0 | 0 | 0 | 0
PeakG | 0 | 0 | 0 | 0 | 0 | 0
PeakO | 0 | 0 | 0 | 0 | 0 | 0
ST | 0 | 0 | 0 | 0 | 0 | 0
STOG | 0 | 0 | 0 | 0 | 0 | 0
STWD | 0 | 0 | 0 | 0 | 0 | 0
WT | 0 | 0 | 0 | 0 | 0 | 0
IGCC | 0 | 0 | 0 | 0 | 0 | 0
DemandResponse | 0 | 0 | 0 | 0 | 0 | 0
IGCC-CCS | 0 | 0 | 0 | 0 | 0 | 0
WT_off | 0 | 0 | 0 | 0 | 0 | 0
PseudoUnit | 0 | 0 | 0 | 0 | 0 | 0
FixedInterchange | 0 | 0 | 0 | 0 | 0 | 0
Retrofit VOM Costs by Reporting Type: NEISO
ReportingType | 2015 | 2020 | 2025 | 2030 | 2035 | 2040
BM | 0 | 0 | 0 | 0 | 0 | 0
CC | 0 | 0 | 0 | 0 | 0 | 0
CSP | 0 | 0 | 0 | 0 | 0 | 0
CT | 0 | 0 | 0 | 0 | 0 | 0
Coal | 0.3 | 0 | 0 | 0 | 0 | 0
Geo | 0 | 0 | 0 | 0 | 0 | 0
H | 0 | 0 | 0 | 0 | 0 | 0
LFG | 0 | 0 | 0 | 0 | 0 | 0
Nuc | 0 | 0 | 0 | 0 | 0 | 0
PS | 0 | 0 | 0 | 0 | 0 | 0
PV | 0 | 0 | 0 | 0 | 0 | 0
PeakG | 0 | 0 | 0 | 0 | 0 | 0
PeakO | 0 | 0 | 0 | 0 | 0 | 0
ST | 0 | 0 | 0 | 0 | 0 | 0
STOG | 0 | 0 | 0 | 0 | 0 | 0
STWD | 0 | 0 | 0 | 0 | 0 | 0
WT | 0 | 0 | 0 | 0 | 0 | 0
IGCC | 0 | 0 | 0 | 0 | 0 | 0
DemandResponse | 0 | 0 | 0 | 0 | 0 | 0
IGCC-CCS | 0 | 0 | 0 | 0 | 0 | 0
WT_off | 0 | 0 | 0 | 0 | 0 | 0
PseudoUnit | 0 | 0 | 0 | 0 | 0 | 0
FixedInterchange | 0 | 0 | 0 | 0 | 0 | 0
Retrofit VOM Costs by Reporting Type: NonRTO_Midwest
ReportingType | 2015 | 2020 | 2025 | 2030 | 2035 | 2040
BM | 0 | 0 | 0 | 0 | 0 | 0
CC | 0 | 0 | 0 | 0 | 0 | 0
CSP | 0 | 0 | 0 | 0 | 0 | 0
CT | 0 | 0 | 0 | 0 | 0 | 0
Coal | 160.47 | 94.08 | 22.05 | 58.41 | 99.51 | 99.51
Geo | 0 | 0 | 0 | 0 | 0 | 0
H | 0 | 0 | 0 | 0 | 0 | 0
LFG | 0 | 0 | 0 | 0 | 0 | 0
Nuc | 0 | 0 | 0 | 0 | 0 | 0
PS | 0 | 0 | 0 | 0 | 0 | 0
PV | 0 | 0 | 0 | 0 | 0 | 0
PeakG | 0 | 0 | 0 | 0 | 0 | 0
PeakO | 0 | 0 | 0 | 0 | 0 | 0
ST | 0 | 0 | 0 | 0 | 0 | 0
STOG | 0 | 0 | 0 | 0 | 0 | 0
STWD | 0 | 0 | 0 | 0 | 0 | 0
WT | 0 | 0 | 0 | 0 | 0 | 0
IGCC | 0 | 0 | 0 | 0 | 0 | 0
DemandResponse | 0 | 0 | 0 | 0 | 0 | 0
IGCC-CCS | 0 | 0 | 0 | 0 | 0 | 0
WT_off | 0 | 0 | 0 | 0 | 0 | 0
PseudoUnit | 0 | 0 | 0 | 0 | 0 | 0
FixedInterchange | 0 | 0 | 0 | 0 | 0 | 0
Retrofit VOM Costs by Reporting Type: NYISO_A-F
ReportingType | 2015 | 2020 | 2025 | 2030 | 2035 | 2040
BM | 0 | 0 | 0 | 0 | 0 | 0
CC | 0 | 0 | 0 | 0 | 0 | 0
CSP | 0 | 0 | 0 | 0 | 0 | 0
CT | 0 | 0 | 0 | 0 | 0 | 0
Coal | 0 | 0 | 0 | 0 | 0 | 0
Geo | 0 | 0 | 0 | 0 | 0 | 0
H | 0 | 0 | 0 | 0 | 0 | 0
LFG | 0 | 0 | 0 | 0 | 0 | 0
Nuc | 0 | 0 | 0 | 0 | 0 | 0
PS | 0 | 0 | 0 | 0 | 0 | 0
PV | 0 | 0 | 0 | 0 | 0 | 0
PeakG | 0 | 0 | 0 | 0 | 0 | 0
PeakO | 0 | 0 | 0 | 0 | 0 | 0
ST | 0 | 0 | 0 | 0 | 0 | 0
STOG | 0 | 0 | 0 | 0 | 0 | 0
STWD | 0 | 0 | 0 | 0 | 0 | 0
WT | 0 | 0 | 0 | 0 | 0 | 0
IGCC | 0 | 0 | 0 | 0 | 0 | 0
DemandResponse | 0 | 0 | 0 | 0 | 0 | 0
IGCC-CCS | 0 | 0 | 0 | 0 | 0 | 0
WT_off | 0 | 0 | 0 | 0 | 0 | 0
PseudoUnit | 0 | 0 | 0 | 0 | 0 | 0
FixedInterchange | 0 | 0 | 0 | 0 | 0 | 0
Retrofit VOM Costs by Reporting Type: NYISO_G-I
ReportingType | 2015 | 2020 | 2025 | 2030 | 2035 | 2040
BM | 0 | 0 | 0 | 0 | 0 | 0
CC | 0 | 0 | 0 | 0 | 0 | 0
CSP | 0 | 0 | 0 | 0 | 0 | 0
CT | 0 | 0 | 0 | 0 | 0 | 0
Coal | 0 | 0 | 0 | 0 | 0 | 0
Geo | 0 | 0 | 0 | 0 | 0 | 0
H | 0 | 0 | 0 | 0 | 0 | 0
LFG | 0 | 0 | 0 | 0 | 0 | 0
Nuc | 0 | 0 | 0 | 0 | 0 | 0
PS | 0 | 0 | 0 | 0 | 0 | 0
PV | 0 | 0 | 0 | 0 | 0 | 0
PeakG | 0 | 0 | 0 | 0 | 0 | 0
PeakO | 0 | 0 | 0 | 0 | 0 | 0
ST | 0 | 0 | 0 | 0 | 0 | 0
STOG | 0 | 0 | 0 | 0 | 0 | 0
STWD | 0 | 0 | 0 | 0 | 0 | 0
WT | 0 | 0 | 0 | 0 | 0 | 0
IGCC | 0 | 0 | 0 | 0 | 0 | 0
DemandResponse | 0 | 0 | 0 | 0 | 0 | 0
IGCC-CCS | 0 | 0 | 0 | 0 | 0 | 0
WT_off | 0 | 0 | 0 | 0 | 0 | 0
PseudoUnit | 0 | 0 | 0 | 0 | 0 | 0
FixedInterchange | 0 | 0 | 0 | 0 | 0 | 0
Retrofit VOM Costs by Reporting Type: NYISO_J-K
ReportingType | 2015 | 2020 | 2025 | 2030 | 2035 | 2040
BM | 0 | 0 | 0 | 0 | 0 | 0
CC | 0 | 0 | 0 | 0 | 0 | 0
CSP | 0 | 0 | 0 | 0 | 0 | 0
CT | 0 | 0 | 0 | 0 | 0 | 0
Coal | 0 | 0 | 0 | 0 | 0 | 0
Geo | 0 | 0 | 0 | 0 | 0 | 0
H | 0 | 0 | 0 | 0 | 0 | 0
LFG | 0 | 0 | 0 | 0 | 0 | 0
Nuc | 0 | 0 | 0 | 0 | 0 | 0
PS | 0 | 0 | 0 | 0 | 0 | 0
PV | 0 | 0 | 0 | 0 | 0 | 0
PeakG | 0 | 0 | 0 | 0 | 0 | 0
PeakO | 0 | 0 | 0 | 0 | 0 | 0
ST | 0 | 0 | 0 | 0 | 0 | 0
STOG | 0 | 0 | 0 | 0 | 0 | 0
STWD | 0 | 0 | 0 | 0 | 0 | 0
WT | 0 | 0 | 0 | 0 | 0 | 0
IGCC | 0 | 0 | 0 | 0 | 0 | 0
DemandResponse | 0 | 0 | 0 | 0 | 0 | 0
IGCC-CCS | 0 | 0 | 0 | 0 | 0 | 0
WT_off | 0 | 0 | 0 | 0 | 0 | 0
PseudoUnit | 0 | 0 | 0 | 0 | 0 | 0
FixedInterchange | 0 | 0 | 0 | 0 | 0 | 0
Retrofit VOM Costs by Reporting Type: PJM_E
ReportingType | 2015 | 2020 | 2025 | 2030 | 2035 | 2040
BM | 0 | 0 | 0 | 0 | 0 | 0
CC | 0 | 0 | 0 | 0 | 0 | 0
CSP | 0 | 0 | 0 | 0 | 0 | 0
CT | 0 | 0 | 0 | 0 | 0 | 0
Coal | 2.84 | 1.49 | 0.7 | 0.07 | 2.55 | 11.57
Geo | 0 | 0 | 0 | 0 | 0 | 0
H | 0 | 0 | 0 | 0 | 0 | 0
LFG | 0 | 0 | 0 | 0 | 0 | 0
Nuc | 0 | 0 | 0 | 0 | 0 | 0
PS | 0 | 0 | 0 | 0 | 0 | 0
PV | 0 | 0 | 0 | 0 | 0 | 0
PeakG | 0 | 0 | 0 | 0 | 0 | 0
PeakO | 0 | 0 | 0 | 0 | 0 | 0
ST | 0 | 0 | 0 | 0 | 0 | 0
STOG | 0 | 0 | 0 | 0 | 0 | 0
STWD | 0 | 0 | 0 | 0 | 0 | 0
WT | 0 | 0 | 0 | 0 | 0 | 0
IGCC | 0 | 0 | 0 | 0 | 0 | 0
DemandResponse | 0 | 0 | 0 | 0 | 0 | 0
IGCC-CCS | 0 | 0 | 0 | 0 | 0 | 0
WT_off | 0 | 0 | 0 | 0 | 0 | 0
PseudoUnit | 0 | 0 | 0 | 0 | 0 | 0
FixedInterchange | 0 | 0 | 0 | 0 | 0 | 0
Retrofit VOM Costs by Reporting Type: PJM_ROM
ReportingType | 2015 | 2020 | 2025 | 2030 | 2035 | 2040
BM | 0 | 0 | 0 | 0 | 0 | 0
CC | 0 | 0 | 0 | 0 | 0 | 0
CSP | 0 | 0 | 0 | 0 | 0 | 0
CT | 0 | 0 | 0 | 0 | 0 | 0
Coal | 95.02 | 57.57 | 21.34 | 38.26 | 78.94 | 100.07
Geo | 0 | 0 | 0 | 0 | 0 | 0
H | 0 | 0 | 0 | 0 | 0 | 0
LFG | 0 | 0 | 0 | 0 | 0 | 0
Nuc | 0 | 0 | 0 | 0 | 0 | 0
PS | 0 | 0 | 0 | 0 | 0 | 0
PV | 0 | 0 | 0 | 0 | 0 | 0
PeakG | 0 | 0 | 0 | 0 | 0 | 0
PeakO | 0 | 0 | 0 | 0 | 0 | 0
ST | 0 | 0 | 0 | 0 | 0 | 0
STOG | 0 | 0 | 0 | 0 | 0 | 0
STWD | 0 | 0 | 0 | 0 | 0 | 0
WT | 0 | 0 | 0 | 0 | 0 | 0
IGCC | 0 | 0 | 0 | 0 | 0 | 0
DemandResponse | 0 | 0 | 0 | 0 | 0 | 0
IGCC-CCS | 0 | 0 | 0 | 0 | 0 | 0
WT_off | 0 | 0 | 0 | 0 | 0 | 0
PseudoUnit | 0 | 0 | 0 | 0 | 0 | 0
FixedInterchange | 0 | 0 | 0 | 0 | 0 | 0
Retrofit VOM Costs by Reporting Type: PJM_ROR
ReportingType | 2015 | 2020 | 2025 | 2030 | 2035 | 2040
BM | 0 | 0 | 0 | 0 | 0 | 0
CC | 0 | 0 | 0 | 0 | 0 | 0
CSP | 0 | 0 | 0 | 0 | 0 | 0
CT | 0 | 0 | 0 | 0 | 0 | 0
Coal | 520.84 | 343.34 | 86.27 | 161.18 | 420.84 | 458.16
Geo | 0 | 0 | 0 | 0 | 0 | 0
H | 0 | 0 | 0 | 0 | 0 | 0
LFG | 0 | 0 | 0 | 0 | 0 | 0
Nuc | 0 | 0 | 0 | 0 | 0 | 0
PS | 0 | 0 | 0 | 0 | 0 | 0
PV | 0 | 0 | 0 | 0 | 0 | 0
PeakG | 0 | 0 | 0 | 0 | 0 | 0
PeakO | 0 | 0 | 0 | 0 | 0 | 0
ST | 0 | 0 | 0 | 0 | 0 | 0
STOG | 0 | 0 | 0 | 0 | 0 | 0
STWD | 0 | 0 | 0 | 0 | 0 | 0
WT | 0 | 0 | 0 | 0 | 0 | 0
IGCC | 0 | 0 | 0 | 0 | 0 | 0
DemandResponse | 0 | 0 | 0 | 0 | 0 | 0
IGCC-CCS | 0 | 0 | 0 | 0 | 0 | 0
WT_off | 0 | 0 | 0 | 0 | 0 | 0
PseudoUnit | 0 | 0 | 0 | 0 | 0 | 0
FixedInterchange | 0 | 0 | 0 | 0 | 0 | 0
Retrofit VOM Costs by Reporting Type: SOCO
ReportingType | 2015 | 2020 | 2025 | 2030 | 2035 | 2040
BM | 0 | 0 | 0 | 0 | 0 | 0
CC | 0 | 0 | 0 | 0 | 0 | 0
CSP | 0 | 0 | 0 | 0 | 0 | 0
CT | 0 | 0 | 0 | 0 | 0 | 0
Coal | 115.99 | 53.06 | 17.25 | 51.01 | 77.7 | 80.74
Geo | 0 | 0 | 0 | 0 | 0 | 0
H | 0 | 0 | 0 | 0 | 0 | 0
LFG | 0 | 0 | 0 | 0 | 0 | 0
Nuc | 0 | 0 | 0 | 0 | 0 | 0
PS | 0 | 0 | 0 | 0 | 0 | 0
PV | 0 | 0 | 0 | 0 | 0 | 0
PeakG | 0 | 0 | 0 | 0 | 0 | 0
PeakO | 0 | 0 | 0 | 0 | 0 | 0
ST | 0 | 0 | 0 | 0 | 0 | 0
STOG | 0 | 0 | 0 | 0 | 0 | 0
STWD | 0 | 0 | 0 | 0 | 0 | 0
WT | 0 | 0 | 0 | 0 | 0 | 0
IGCC | 0 | 0 | 0 | 0 | 0 | 0
DemandResponse | 0 | 0 | 0 | 0 | 0 | 0
IGCC-CCS | 0 | 0 | 0 | 0 | 0 | 0
WT_off | 0 | 0 | 0 | 0 | 0 | 0
PseudoUnit | 0 | 0 | 0 | 0 | 0 | 0
FixedInterchange | 0 | 0 | 0 | 0 | 0 | 0
Retrofit VOM Costs by Reporting Type: SPP_N
ReportingType | 2015 | 2020 | 2025 | 2030 | 2035 | 2040
BM | 0 | 0 | 0 | 0 | 0 | 0
CC | 0 | 0 | 0 | 0 | 0 | 0
CSP | 0 | 0 | 0 | 0 | 0 | 0
CT | 0 | 0 | 0 | 0 | 0 | 0
Coal | 168.82 | 42.14 | 7.74 | 17.58 | 52.8 | 52.8
Geo | 0 | 0 | 0 | 0 | 0 | 0
H | 0 | 0 | 0 | 0 | 0 | 0
LFG | 0 | 0 | 0 | 0 | 0 | 0
Nuc | 0 | 0 | 0 | 0 | 0 | 0
PS | 0 | 0 | 0 | 0 | 0 | 0
PV | 0 | 0 | 0 | 0 | 0 | 0
PeakG | 0 | 0 | 0 | 0 | 0 | 0
PeakO | 0 | 0 | 0 | 0 | 0 | 0
ST | 0 | 0 | 0 | 0 | 0 | 0
STOG | 0 | 0 | 0 | 0 | 0 | 0
STWD | 0 | 0 | 0 | 0 | 0 | 0
WT | 0 | 0 | 0 | 0 | 0 | 0
IGCC | 0 | 0 | 0 | 0 | 0 | 0
DemandResponse | 0 | 0 | 0 | 0 | 0 | 0
IGCC-CCS | 0 | 0 | 0 | 0 | 0 | 0
WT_off | 0 | 0 | 0 | 0 | 0 | 0
PseudoUnit | 0 | 0 | 0 | 0 | 0 | 0
FixedInterchange | 0 | 0 | 0 | 0 | 0 | 0
Retrofit VOM Costs by Reporting Type: SPP_S
ReportingType | 2015 | 2020 | 2025 | 2030 | 2035 | 2040
BM | 0 | 0 | 0 | 0 | 0 | 0
CC | 0 | 0 | 0 | 0 | 0 | 0
CSP | 0 | 0 | 0 | 0 | 0 | 0
CT | 0 | 0 | 0 | 0 | 0 | 0
Coal | 40.23 | 16.62 | 6.02 | 0 | 0 | 0
Geo | 0 | 0 | 0 | 0 | 0 | 0
H | 0 | 0 | 0 | 0 | 0 | 0
LFG | 0 | 0 | 0 | 0 | 0 | 0
Nuc | 0 | 0 | 0 | 0 | 0 | 0
PS | 0 | 0 | 0 | 0 | 0 | 0
PV | 0 | 0 | 0 | 0 | 0 | 0
PeakG | 0 | 0 | 0 | 0 | 0 | 0
PeakO | 0 | 0 | 0 | 0 | 0 | 0
ST | 0 | 0 | 0 | 0 | 0 | 0
STOG | 0 | 0 | 0 | 0 | 0 | 0
STWD | 0 | 0 | 0 | 0 | 0 | 0
WT | 0 | 0 | 0 | 0 | 0 | 0
IGCC | 0 | 0 | 0 | 0 | 0 | 0
DemandResponse | 0 | 0 | 0 | 0 | 0 | 0
IGCC-CCS | 0 | 0 | 0 | 0 | 0 | 0
WT_off | 0 | 0 | 0 | 0 | 0 | 0
PseudoUnit | 0 | 0 | 0 | 0 | 0 | 0
FixedInterchange | 0 | 0 | 0 | 0 | 0 | 0
Retrofit VOM Costs by Reporting Type: TVA
ReportingType | 2015 | 2020 | 2025 | 2030 | 2035 | 2040
BM | 0 | 0 | 0 | 0 | 0 | 0
CC | 0 | 0 | 0 | 0 | 0 | 0
CSP | 0 | 0 | 0 | 0 | 0 | 0
CT | 0 | 0 | 0 | 0 | 0 | 0
Coal | 159.88 | 78.89 | 10.16 | 24.71 | 93.67 | 93.67
Geo | 0 | 0 | 0 | 0 | 0 | 0
H | 0 | 0 | 0 | 0 | 0 | 0
LFG | 0 | 0 | 0 | 0 | 0 | 0
Nuc | 0 | 0 | 0 | 0 | 0 | 0
PS | 0 | 0 | 0 | 0 | 0 | 0
PV | 0 | 0 | 0 | 0 | 0 | 0
PeakG | 0 | 0 | 0 | 0 | 0 | 0
PeakO | 0 | 0 | 0 | 0 | 0 | 0
ST | 0 | 0 | 0 | 0 | 0 | 0
STOG | 0 | 0 | 0 | 0 | 0 | 0
STWD | 0 | 0 | 0 | 0 | 0 | 0
WT | 0 | 0 | 0 | 0 | 0 | 0
IGCC | 0 | 0 | 0 | 0 | 0 | 0
DemandResponse | 0 | 0 | 0 | 0 | 0 | 0
IGCC-CCS | 0 | 0 | 0 | 0 | 0 | 0
WT_off | 0 | 0 | 0 | 0 | 0 | 0
PseudoUnit | 0 | 0 | 0 | 0 | 0 | 0
FixedInterchange | 0 | 0 | 0 | 0 | 0 | 0
Retrofit VOM Costs by Reporting Type: TVA_Transmission
ReportingType | 2015 | 2020 | 2025 | 2030 | 2035 | 2040
BM | 0 | 0 | 0 | 0 | 0 | 0
CC | 0 | 0 | 0 | 0 | 0 | 0
CSP | 0 | 0 | 0 | 0 | 0 | 0
CT | 0 | 0 | 0 | 0 | 0 | 0
Coal | 0 | 0 | 0 | 0 | 0 | 0
Geo | 0 | 0 | 0 | 0 | 0 | 0
H | 0 | 0 | 0 | 0 | 0 | 0
LFG | 0 | 0 | 0 | 0 | 0 | 0
Nuc | 0 | 0 | 0 | 0 | 0 | 0
PS | 0 | 0 | 0 | 0 | 0 | 0
PV | 0 | 0 | 0 | 0 | 0 | 0
PeakG | 0 | 0 | 0 | 0 | 0 | 0
PeakO | 0 | 0 | 0 | 0 | 0 | 0
ST | 0 | 0 | 0 | 0 | 0 | 0
STOG | 0 | 0 | 0 | 0 | 0 | 0
STWD | 0 | 0 | 0 | 0 | 0 | 0
WT | 0 | 0 | 0 | 0 | 0 | 0
IGCC | 0 | 0 | 0 | 0 | 0 | 0
DemandResponse | 0 | 0 | 0 | 0 | 0 | 0
IGCC-CCS | 0 | 0 | 0 | 0 | 0 | 0
WT_off | 0 | 0 | 0 | 0 | 0 | 0
PseudoUnit | 0 | 0 | 0 | 0 | 0 | 0
FixedInterchange | 0 | 0 | 0 | 0 | 0 | 0
Retrofit VOM Costs by Reporting Type: VACAR
ReportingType | 2015 | 2020 | 2025 | 2030 | 2035 | 2040
BM | 0 | 0 | 0 | 0 | 0 | 0
CC | 0 | 0 | 0 | 0 | 0 | 0
CSP | 0 | 0 | 0 | 0 | 0 | 0
CT | 0 | 0 | 0 | 0 | 0 | 0
Coal | 55.33 | 34.2 | 16.18 | 12.46 | 34.99 | 51
Geo | 0 | 0 | 0 | 0 | 0 | 0
H | 0 | 0 | 0 | 0 | 0 | 0
LFG | 0 | 0 | 0 | 0 | 0 | 0
Nuc | 0 | 0 | 0 | 0 | 0 | 0
PS | 0 | 0 | 0 | 0 | 0 | 0
PV | 0 | 0 | 0 | 0 | 0 | 0
PeakG | 0 | 0 | 0 | 0 | 0 | 0
PeakO | 0 | 0 | 0 | 0 | 0 | 0
ST | 0 | 0 | 0 | 0 | 0 | 0
STOG | 0 | 0 | 0 | 0 | 0 | 0
STWD | 0 | 0 | 0 | 0 | 0 | 0
WT | 0 | 0 | 0 | 0 | 0 | 0
IGCC | 0 | 0 | 0 | 0 | 0 | 0
DemandResponse | 0 | 0 | 0 | 0 | 0 | 0
IGCC-CCS | 0 | 0 | 0 | 0 | 0 | 0
WT_off | 0 | 0 | 0 | 0 | 0 | 0
PseudoUnit | 0 | 0 | 0 | 0 | 0 | 0
FixedInterchange | 0 | 0 | 0 | 0 | 0 | 0
Retrofit VOM Costs by Reporting Type: IESO
ReportingType | 2015 | 2020 | 2025 | 2030 | 2035 | 2040
BM | 0 | 0 | 0 | 0 | 0 | 0
CC | 0 | 0 | 0 | 0 | 0 | 0
CSP | 0 | 0 | 0 | 0 | 0 | 0
CT | 0 | 0 | 0 | 0 | 0 | 0
Coal | 0 | 0 | 0 | 0 | 0 | 0
Geo | 0 | 0 | 0 | 0 | 0 | 0
H | 0 | 0 | 0 | 0 | 0 | 0
LFG | 0 | 0 | 0 | 0 | 0 | 0
Nuc | 0 | 0 | 0 | 0 | 0 | 0
PS | 0 | 0 | 0 | 0 | 0 | 0
PV | 0 | 0 | 0 | 0 | 0 | 0
PeakG | 0 | 0 | 0 | 0 | 0 | 0
PeakO | 0 | 0 | 0 | 0 | 0 | 0
ST | 0 | 0 | 0 | 0 | 0 | 0
STOG | 0 | 0 | 0 | 0 | 0 | 0
STWD | 0 | 0 | 0 | 0 | 0 | 0
WT | 0 | 0 | 0 | 0 | 0 | 0
IGCC | 0 | 0 | 0 | 0 | 0 | 0
DemandResponse | 0 | 0 | 0 | 0 | 0 | 0
IGCC-CCS | 0 | 0 | 0 | 0 | 0 | 0
WT_off | 0 | 0 | 0 | 0 | 0 | 0
PseudoUnit | 0 | 0 | 0 | 0 | 0 | 0
FixedInterchange | 0 | 0 | 0 | 0 | 0 | 0
Retrofit VOM Costs by Reporting Type: MAPP_CA
ReportingType | 2015 | 2020 | 2025 | 2030 | 2035 | 2040
BM | 0 | 0 | 0 | 0 | 0 | 0
CC | 0 | 0 | 0 | 0 | 0 | 0
CSP | 0 | 0 | 0 | 0 | 0 | 0
CT | 0 | 0 | 0 | 0 | 0 | 0
Coal | 0 | 0 | 0 | 0 | 0 | 0
Geo | 0 | 0 | 0 | 0 | 0 | 0
H | 0 | 0 | 0 | 0 | 0 | 0
LFG | 0 | 0 | 0 | 0 | 0 | 0
Nuc | 0 | 0 | 0 | 0 | 0 | 0
PS | 0 | 0 | 0 | 0 | 0 | 0
PV | 0 | 0 | 0 | 0 | 0 | 0
PeakG | 0 | 0 | 0 | 0 | 0 | 0
PeakO | 0 | 0 | 0 | 0 | 0 | 0
ST | 0 | 0 | 0 | 0 | 0 | 0
STOG | 0 | 0 | 0 | 0 | 0 | 0
STWD | 0 | 0 | 0 | 0 | 0 | 0
WT | 0 | 0 | 0 | 0 | 0 | 0
IGCC | 0 | 0 | 0 | 0 | 0 | 0
DemandResponse | 0 | 0 | 0 | 0 | 0 | 0
IGCC-CCS | 0 | 0 | 0 | 0 | 0 | 0
WT_off | 0 | 0 | 0 | 0 | 0 | 0
PseudoUnit | 0 | 0 | 0 | 0 | 0 | 0
FixedInterchange | 0 | 0 | 0 | 0 | 0 | 0
Retrofit VOM Costs by Reporting Type: AZ_NM_SNV_Coal
ReportingType | 2015 | 2020 | 2025 | 2030 | 2035 | 2040
BM | 0 | 0 | 0 | 0 | 0 | 0
CC | 0 | 0 | 0 | 0 | 0 | 0
CSP | 0 | 0 | 0 | 0 | 0 | 0
CT | 0 | 0 | 0 | 0 | 0 | 0
Coal | 223.96 | 155.89 | 4.46 | 1.82 | 33.7 | 33.7
Geo | 0 | 0 | 0 | 0 | 0 | 0
H | 0 | 0 | 0 | 0 | 0 | 0
LFG | 0 | 0 | 0 | 0 | 0 | 0
Nuc | 0 | 0 | 0 | 0 | 0 | 0
PS | 0 | 0 | 0 | 0 | 0 | 0
PV | 0 | 0 | 0 | 0 | 0 | 0
PeakG | 0 | 0 | 0 | 0 | 0 | 0
PeakO | 0 | 0 | 0 | 0 | 0 | 0
ST | 0 | 0 | 0 | 0 | 0 | 0
STOG | 0 | 0 | 0 | 0 | 0 | 0
STWD | 0 | 0 | 0 | 0 | 0 | 0
WT | 0 | 0 | 0 | 0 | 0 | 0
IGCC | 0 | 0 | 0 | 0 | 0 | 0
DemandResponse | 0 | 0 | 0 | 0 | 0 | 0
IGCC-CCS | 0 | 0 | 0 | 0 | 0 | 0
WT_off | 0 | 0 | 0 | 0 | 0 | 0
PseudoUnit | 0 | 0 | 0 | 0 | 0 | 0
FixedInterchange | 0 | 0 | 0 | 0 | 0 | 0
Retrofit VOM Costs by Reporting Type: AZ_NM_SNV_Gas
ReportingType | 2015 | 2020 | 2025 | 2030 | 2035 | 2040
BM | 0 | 0 | 0 | 0 | 0 | 0
CC | 0 | 0 | 0 | 0 | 0 | 0
CSP | 0 | 0 | 0 | 0 | 0 | 0
CT | 0 | 0 | 0 | 0 | 0 | 0
Coal | 0 | 0 | 0 | 0 | 0 | 0
Geo | 0 | 0 | 0 | 0 | 0 | 0
H | 0 | 0 | 0 | 0 | 0 | 0
LFG | 0 | 0 | 0 | 0 | 0 | 0
Nuc | 0 | 0 | 0 | 0 | 0 | 0
PS | 0 | 0 | 0 | 0 | 0 | 0
PV | 0 | 0 | 0 | 0 | 0 | 0
PeakG | 0 | 0 | 0 | 0 | 0 | 0
PeakO | 0 | 0 | 0 | 0 | 0 | 0
ST | 0 | 0 | 0 | 0 | 0 | 0
STOG | 0 | 0 | 0 | 0 | 0 | 0
STWD | 0 | 0 | 0 | 0 | 0 | 0
WT | 0 | 0 | 0 | 0 | 0 | 0
IGCC | 0 | 0 | 0 | 0 | 0 | 0
DemandResponse | 0 | 0 | 0 | 0 | 0 | 0
IGCC-CCS | 0 | 0 | 0 | 0 | 0 | 0
WT_off | 0 | 0 | 0 | 0 | 0 | 0
PseudoUnit | 0 | 0 | 0 | 0 | 0 | 0
FixedInterchange | 0 | 0 | 0 | 0 | 0 | 0
Retrofit VOM Costs by Reporting Type: AZ_NM_SNV_NucRenew
ReportingType | 2015 | 2020 | 2025 | 2030 | 2035 | 2040
BM | 0 | 0 | 0 | 0 | 0 | 0
CC | 0 | 0 | 0 | 0 | 0 | 0
CSP | 0 | 0 | 0 | 0 | 0 | 0
CT | 0 | 0 | 0 | 0 | 0 | 0
Coal | 0 | 0 | 0 | 0 | 0 | 0
Geo | 0 | 0 | 0 | 0 | 0 | 0
H | 0 | 0 | 0 | 0 | 0 | 0
LFG | 0 | 0 | 0 | 0 | 0 | 0
Nuc | 0 | 0 | 0 | 0 | 0 | 0
PS | 0 | 0 | 0 | 0 | 0 | 0
PV | 0 | 0 | 0 | 0 | 0 | 0
PeakG | 0 | 0 | 0 | 0 | 0 | 0
PeakO | 0 | 0 | 0 | 0 | 0 | 0
ST | 0 | 0 | 0 | 0 | 0 | 0
STOG | 0 | 0 | 0 | 0 | 0 | 0
STWD | 0 | 0 | 0 | 0 | 0 | 0
WT | 0 | 0 | 0 | 0 | 0 | 0
IGCC | 0 | 0 | 0 | 0 | 0 | 0
DemandResponse | 0 | 0 | 0 | 0 | 0 | 0
IGCC-CCS | 0 | 0 | 0 | 0 | 0 | 0
WT_off | 0 | 0 | 0 | 0 | 0 | 0
PseudoUnit | 0 | 0 | 0 | 0 | 0 | 0
FixedInterchange | 0 | 0 | 0 | 0 | 0 | 0
Retrofit VOM Costs by Reporting Type: ERCOT
ReportingType | 2015 | 2020 | 2025 | 2030 | 2035 | 2040
BM | 0 | 0 | 0 | 0 | 0 | 0
CC | 0 | 0 | 0 | 0 | 0 | 0
CSP | 0 | 0 | 0 | 0 | 0 | 0
CT | 0 | 0 | 0 | 0 | 0 | 0
Coal | 107.44 | 65.93 | 12.14 | 17.98 | 39.99 | 39.99
Geo | 0 | 0 | 0 | 0 | 0 | 0
H | 0 | 0 | 0 | 0 | 0 | 0
LFG | 0 | 0 | 0 | 0 | 0 | 0
Nuc | 0 | 0 | 0 | 0 | 0 | 0
PS | 0 | 0 | 0 | 0 | 0 | 0
PV | 0 | 0 | 0 | 0 | 0 | 0
PeakG | 0 | 0 | 0 | 0 | 0 | 0
PeakO | 0 | 0 | 0 | 0 | 0 | 0
ST | 0 | 0 | 0 | 0 | 0 | 0
STOG | 0 | 0 | 0 | 0 | 0 | 0
STWD | 0 | 0 | 0 | 0 | 0 | 0
WT | 0 | 0 | 0 | 0 | 0 | 0
IGCC | 0 | 0 | 0 | 0 | 0 | 0
DemandResponse | 0 | 0 | 0 | 0 | 0 | 0
IGCC-CCS | 0 | 0 | 0 | 0 | 0 | 0
WT_off | 0 | 0 | 0 | 0 | 0 | 0
PseudoUnit | 0 | 0 | 0 | 0 | 0 | 0
FixedInterchange | 0 | 0 | 0 | 0 | 0 | 0
Retrofit VOM Costs by Reporting Type: NP15
ReportingType | 2015 | 2020 | 2025 | 2030 | 2035 | 2040
BM | 0 | 0 | 0 | 0 | 0 | 0
CC | 0 | 0 | 0 | 0 | 0 | 0
CSP | 0 | 0 | 0 | 0 | 0 | 0
CT | 0 | 0 | 0 | 0 | 0 | 0
Coal | 1.46 | 0 | 0 | 0 | 0 | 0
Geo | 0 | 0 | 0 | 0 | 0 | 0
H | 0 | 0 | 0 | 0 | 0 | 0
LFG | 0 | 0 | 0 | 0 | 0 | 0
Nuc | 0 | 0 | 0 | 0 | 0 | 0
PS | 0 | 0 | 0 | 0 | 0 | 0
PV | 0 | 0 | 0 | 0 | 0 | 0
PeakG | 0 | 0 | 0 | 0 | 0 | 0
PeakO | 0 | 0 | 0 | 0 | 0 | 0
ST | 0 | 0 | 0 | 0 | 0 | 0
STOG | 0 | 0 | 0 | 0 | 0 | 0
STWD | 0 | 0 | 0 | 0 | 0 | 0
WT | 0 | 0 | 0 | 0 | 0 | 0
IGCC | 0 | 0 | 0 | 0 | 0 | 0
DemandResponse | 0 | 0 | 0 | 0 | 0 | 0
IGCC-CCS | 0 | 0 | 0 | 0 | 0 | 0
WT_off | 0 | 0 | 0 | 0 | 0 | 0
PseudoUnit | 0 | 0 | 0 | 0 | 0 | 0
FixedInterchange | 0 | 0 | 0 | 0 | 0 | 0
Retrofit VOM Costs by Reporting Type: NWPP_Coal
ReportingType | 2015 | 2020 | 2025 | 2030 | 2035 | 2040
BM | 0 | 0 | 0 | 0 | 0 | 0
CC | 0 | 0 | 0 | 0 | 0 | 0
CSP | 0 | 0 | 0 | 0 | 0 | 0
CT | 0 | 0 | 0 | 0 | 0 | 0
Coal | 179.16 | 144.24 | 14.65 | 13.34 | 13.34 | 13.34
Geo | 0 | 0 | 0 | 0 | 0 | 0
H | 0 | 0 | 0 | 0 | 0 | 0
LFG | 0 | 0 | 0 | 0 | 0 | 0
Nuc | 0 | 0 | 0 | 0 | 0 | 0
PS | 0 | 0 | 0 | 0 | 0 | 0
PV | 0 | 0 | 0 | 0 | 0 | 0
PeakG | 0 | 0 | 0 | 0 | 0 | 0
PeakO | 0 | 0 | 0 | 0 | 0 | 0
ST | 0 | 0 | 0 | 0 | 0 | 0
STOG | 0 | 0 | 0 | 0 | 0 | 0
STWD | 0 | 0 | 0 | 0 | 0 | 0
WT | 0 | 0 | 0 | 0 | 0 | 0
IGCC | 0 | 0 | 0 | 0 | 0 | 0
DemandResponse | 0 | 0 | 0 | 0 | 0 | 0
IGCC-CCS | 0 | 0 | 0 | 0 | 0 | 0
WT_off | 0 | 0 | 0 | 0 | 0 | 0
PseudoUnit | 0 | 0 | 0 | 0 | 0 | 0
FixedInterchange | 0 | 0 | 0 | 0 | 0 | 0
Retrofit VOM Costs by Reporting Type: NWPP_Gas
ReportingType | 2015 | 2020 | 2025 | 2030 | 2035 | 2040
BM | 0 | 0 | 0 | 0 | 0 | 0
CC | 0 | 0 | 0 | 0 | 0 | 0
CSP | 0 | 0 | 0 | 0 | 0 | 0
CT | 0 | 0 | 0 | 0 | 0 | 0
Coal | 0 | 0 | 0 | 0 | 0 | 0
Geo | 0 | 0 | 0 | 0 | 0 | 0
H | 0 | 0 | 0 | 0 | 0 | 0
LFG | 0 | 0 | 0 | 0 | 0 | 0
Nuc | 0 | 0 | 0 | 0 | 0 | 0
PS | 0 | 0 | 0 | 0 | 0 | 0
PV | 0 | 0 | 0 | 0 | 0 | 0
PeakG | 0 | 0 | 0 | 0 | 0 | 0
PeakO | 0 | 0 | 0 | 0 | 0 | 0
ST | 0 | 0 | 0 | 0 | 0 | 0
STOG | 0 | 0 | 0 | 0 | 0 | 0
STWD | 0 | 0 | 0 | 0 | 0 | 0
WT | 0 | 0 | 0 | 0 | 0 | 0
IGCC | 0 | 0 | 0 | 0 | 0 | 0
DemandResponse | 0 | 0 | 0 | 0 | 0 | 0
IGCC-CCS | 0 | 0 | 0 | 0 | 0 | 0
WT_off | 0 | 0 | 0 | 0 | 0 | 0
PseudoUnit | 0 | 0 | 0 | 0 | 0 | 0
FixedInterchange | 0 | 0 | 0 | 0 | 0 | 0
Retrofit VOM Costs by Reporting Type: NWPP_NucRenew
ReportingType | 2015 | 2020 | 2025 | 2030 | 2035 | 2040
BM | 0 | 0 | 0 | 0 | 0 | 0
CC | 0 | 0 | 0 | 0 | 0 | 0
CSP | 0 | 0 | 0 | 0 | 0 | 0
CT | 0 | 0 | 0 | 0 | 0 | 0
Coal | 0 | 0 | 0 | 0 | 0 | 0
Geo | 0 | 0 | 0 | 0 | 0 | 0
H | 0 | 0 | 0 | 0 | 0 | 0
LFG | 0 | 0 | 0 | 0 | 0 | 0
Nuc | 0 | 0 | 0 | 0 | 0 | 0
PS | 0 | 0 | 0 | 0 | 0 | 0
PV | 0 | 0 | 0 | 0 | 0 | 0
PeakG | 0 | 0 | 0 | 0 | 0 | 0
PeakO | 0 | 0 | 0 | 0 | 0 | 0
ST | 0 | 0 | 0 | 0 | 0 | 0
STOG | 0 | 0 | 0 | 0 | 0 | 0
STWD | 0 | 0 | 0 | 0 | 0 | 0
WT | 0 | 0 | 0 | 0 | 0 | 0
IGCC | 0 | 0 | 0 | 0 | 0 | 0
DemandResponse | 0 | 0 | 0 | 0 | 0 | 0
IGCC-CCS | 0 | 0 | 0 | 0 | 0 | 0
WT_off | 0 | 0 | 0 | 0 | 0 | 0
PseudoUnit | 0 | 0 | 0 | 0 | 0 | 0
FixedInterchange | 0 | 0 | 0 | 0 | 0 | 0
Retrofit VOM Costs by Reporting Type: RMPA
ReportingType | 2015 | 2020 | 2025 | 2030 | 2035 | 2040
BM | 0 | 0 | 0 | 0 | 0 | 0
CC | 0 | 0 | 0 | 0 | 0 | 0
CSP | 0 | 0 | 0 | 0 | 0 | 0
CT | 0 | 0 | 0 | 0 | 0 | 0
Coal | 228.26 | 198.85 | 24.16 | 18.22 | 18.22 | 18.22
Geo | 0 | 0 | 0 | 0 | 0 | 0
H | 0 | 0 | 0 | 0 | 0 | 0
LFG | 0 | 0 | 0 | 0 | 0 | 0
Nuc | 0 | 0 | 0 | 0 | 0 | 0
PS | 0 | 0 | 0 | 0 | 0 | 0
PV | 0 | 0 | 0 | 0 | 0 | 0
PeakG | 0 | 0 | 0 | 0 | 0 | 0
PeakO | 0 | 0 | 0 | 0 | 0 | 0
ST | 0 | 0 | 0 | 0 | 0 | 0
STOG | 0 | 0 | 0 | 0 | 0 | 0
STWD | 0 | 0 | 0 | 0 | 0 | 0
WT | 0 | 0 | 0 | 0 | 0 | 0
IGCC | 0 | 0 | 0 | 0 | 0 | 0
DemandResponse | 0 | 0 | 0 | 0 | 0 | 0
IGCC-CCS | 0 | 0 | 0 | 0 | 0 | 0
WT_off | 0 | 0 | 0 | 0 | 0 | 0
PseudoUnit | 0 | 0 | 0 | 0 | 0 | 0
FixedInterchange | 0 | 0 | 0 | 0 | 0 | 0
Retrofit VOM Costs by Reporting Type: SP15
ReportingType | 2015 | 2020 | 2025 | 2030 | 2035 | 2040
BM | 0 | 0 | 0 | 0 | 0 | 0
CC | 0 | 0 | 0 | 0 | 0 | 0
CSP | 0 | 0 | 0 | 0 | 0 | 0
CT | 0 | 0 | 0 | 0 | 0 | 0
Coal | 5.19 | 5.66 | 1.64 | 0 | 0 | 0
Geo | 0 | 0 | 0 | 0 | 0 | 0
H | 0 | 0 | 0 | 0 | 0 | 0
LFG | 0 | 0 | 0 | 0 | 0 | 0
Nuc | 0 | 0 | 0 | 0 | 0 | 0
PS | 0 | 0 | 0 | 0 | 0 | 0
PV | 0 | 0 | 0 | 0 | 0 | 0
PeakG | 0 | 0 | 0 | 0 | 0 | 0
PeakO | 0 | 0 | 0 | 0 | 0 | 0
ST | 0 | 0 | 0 | 0 | 0 | 0
STOG | 0 | 0 | 0 | 0 | 0 | 0
STWD | 0 | 0 | 0 | 0 | 0 | 0
WT | 0 | 0 | 0 | 0 | 0 | 0
IGCC | 0 | 0 | 0 | 0 | 0 | 0
DemandResponse | 0 | 0 | 0 | 0 | 0 | 0
IGCC-CCS | 0 | 0 | 0 | 0 | 0 | 0
WT_off | 0 | 0 | 0 | 0 | 0 | 0
PseudoUnit | 0 | 0 | 0 | 0 | 0 | 0
FixedInterchange | 0 | 0 | 0 | 0 | 0 | 0
Retrofit VOM Costs by Reporting Type: ALB
ReportingType | 2015 | 2020 | 2025 | 2030 | 2035 | 2040
BM | 0 | 0 | 0 | 0 | 0 | 0
CC | 0 | 0 | 0 | 0 | 0 | 0
CSP | 0 | 0 | 0 | 0 | 0 | 0
CT | 0 | 0 | 0 | 0 | 0 | 0
Coal | 21.2 | 21.2 | 17.27 | 0 | 0 | 0
Geo | 0 | 0 | 0 | 0 | 0 | 0
H | 0 | 0 | 0 | 0 | 0 | 0
LFG | 0 | 0 | 0 | 0 | 0 | 0
Nuc | 0 | 0 | 0 | 0 | 0 | 0
PS | 0 | 0 | 0 | 0 | 0 | 0
PV | 0 | 0 | 0 | 0 | 0 | 0
PeakG | 0 | 0 | 0 | 0 | 0 | 0
PeakO | 0 | 0 | 0 | 0 | 0 | 0
ST | 0 | 0 | 0 | 0 | 0 | 0
STOG | 0 | 0 | 0 | 0 | 0 | 0
STWD | 0 | 0 | 0 | 0 | 0 | 0
WT | 0 | 0 | 0 | 0 | 0 | 0
IGCC | 0 | 0 | 0 | 0 | 0 | 0
DemandResponse | 0 | 0 | 0 | 0 | 0 | 0
IGCC-CCS | 0 | 0 | 0 | 0 | 0 | 0
WT_off | 0 | 0 | 0 | 0 | 0 | 0
PseudoUnit | 0 | 0 | 0 | 0 | 0 | 0
FixedInterchange | 0 | 0 | 0 | 0 | 0 | 0
Retrofit VOM Costs by Reporting Type: BC
ReportingType | 2015 | 2020 | 2025 | 2030 | 2035 | 2040
BM | 0 | 0 | 0 | 0 | 0 | 0
CC | 0 | 0 | 0 | 0 | 0 | 0
CSP | 0 | 0 | 0 | 0 | 0 | 0
CT | 0 | 0 | 0 | 0 | 0 | 0
Coal | 0 | 0 | 0 | 0 | 0 | 0
Geo | 0 | 0 | 0 | 0 | 0 | 0
H | 0 | 0 | 0 | 0 | 0 | 0
LFG | 0 | 0 | 0 | 0 | 0 | 0
Nuc | 0 | 0 | 0 | 0 | 0 | 0
PS | 0 | 0 | 0 | 0 | 0 | 0
PV | 0 | 0 | 0 | 0 | 0 | 0
PeakG | 0 | 0 | 0 | 0 | 0 | 0
PeakO | 0 | 0 | 0 | 0 | 0 | 0
ST | 0 | 0 | 0 | 0 | 0 | 0
STOG | 0 | 0 | 0 | 0 | 0 | 0
STWD | 0 | 0 | 0 | 0 | 0 | 0
WT | 0 | 0 | 0 | 0 | 0 | 0
IGCC | 0 | 0 | 0 | 0 | 0 | 0
DemandResponse | 0 | 0 | 0 | 0 | 0 | 0
IGCC-CCS | 0 | 0 | 0 | 0 | 0 | 0
WT_off | 0 | 0 | 0 | 0 | 0 | 0
PseudoUnit | 0 | 0 | 0 | 0 | 0 | 0
FixedInterchange | 0 | 0 | 0 | 0 | 0 | 0
Retrofit VOM Costs by Reporting Type: HQ_IESO
ReportingType | 2015 | 2020 | 2025 | 2030 | 2035 | 2040
BM | 0 | 0 | 0 | 0 | 0 | 0
CC | 0 | 0 | 0 | 0 | 0 | 0
CSP | 0 | 0 | 0 | 0 | 0 | 0
CT | 0 | 0 | 0 | 0 | 0 | 0
Coal | 0 | 0 | 0 | 0 | 0 | 0
Geo | 0 | 0 | 0 | 0 | 0 | 0
H | 0 | 0 | 0 | 0 | 0 | 0
LFG | 0 | 0 | 0 | 0 | 0 | 0
Nuc | 0 | 0 | 0 | 0 | 0 | 0
PS | 0 | 0 | 0 | 0 | 0 | 0
PV | 0 | 0 | 0 | 0 | 0 | 0
PeakG | 0 | 0 | 0 | 0 | 0 | 0
PeakO | 0 | 0 | 0 | 0 | 0 | 0
ST | 0 | 0 | 0 | 0 | 0 | 0
STOG | 0 | 0 | 0 | 0 | 0 | 0
STWD | 0 | 0 | 0 | 0 | 0 | 0
WT | 0 | 0 | 0 | 0 | 0 | 0
IGCC | 0 | 0 | 0 | 0 | 0 | 0
DemandResponse | 0 | 0 | 0 | 0 | 0 | 0
IGCC-CCS | 0 | 0 | 0 | 0 | 0 | 0
WT_off | 0 | 0 | 0 | 0 | 0 | 0
PseudoUnit | 0 | 0 | 0 | 0 | 0 | 0
FixedInterchange | 0 | 0 | 0 | 0 | 0 | 0
Retrofit VOM Costs by Reporting Type: HQ_NEISO
ReportingType | 2015 | 2020 | 2025 | 2030 | 2035 | 2040
BM | 0 | 0 | 0 | 0 | 0 | 0
CC | 0 | 0 | 0 | 0 | 0 | 0
CSP | 0 | 0 | 0 | 0 | 0 | 0
CT | 0 | 0 | 0 | 0 | 0 | 0
Coal | 0 | 0 | 0 | 0 | 0 | 0
Geo | 0 | 0 | 0 | 0 | 0 | 0
H | 0 | 0 | 0 | 0 | 0 | 0
LFG | 0 | 0 | 0 | 0 | 0 | 0
Nuc | 0 | 0 | 0 | 0 | 0 | 0
PS | 0 | 0 | 0 | 0 | 0 | 0
PV | 0 | 0 | 0 | 0 | 0 | 0
PeakG | 0 | 0 | 0 | 0 | 0 | 0
PeakO | 0 | 0 | 0 | 0 | 0 | 0
ST | 0 | 0 | 0 | 0 | 0 | 0
STOG | 0 | 0 | 0 | 0 | 0 | 0
STWD | 0 | 0 | 0 | 0 | 0 | 0
WT | 0 | 0 | 0 | 0 | 0 | 0
IGCC | 0 | 0 | 0 | 0 | 0 | 0
DemandResponse | 0 | 0 | 0 | 0 | 0 | 0
IGCC-CCS | 0 | 0 | 0 | 0 | 0 | 0
WT_off | 0 | 0 | 0 | 0 | 0 | 0
PseudoUnit | 0 | 0 | 0 | 0 | 0 | 0
FixedInterchange | 0 | 0 | 0 | 0 | 0 | 0
Retrofit VOM Costs by Reporting Type: HQ_NY
ReportingType | 2015 | 2020 | 2025 | 2030 | 2035 | 2040
BM | 0 | 0 | 0 | 0 | 0 | 0
CC | 0 | 0 | 0 | 0 | 0 | 0
CSP | 0 | 0 | 0 | 0 | 0 | 0
CT | 0 | 0 | 0 | 0 | 0 | 0
Coal | 0 | 0 | 0 | 0 | 0 | 0
Geo | 0 | 0 | 0 | 0 | 0 | 0
H | 0 | 0 | 0 | 0 | 0 | 0
LFG | 0 | 0 | 0 | 0 | 0 | 0
Nuc | 0 | 0 | 0 | 0 | 0 | 0
PS | 0 | 0 | 0 | 0 | 0 | 0
PV | 0 | 0 | 0 | 0 | 0 | 0
PeakG | 0 | 0 | 0 | 0 | 0 | 0
PeakO | 0 | 0 | 0 | 0 | 0 | 0
ST | 0 | 0 | 0 | 0 | 0 | 0
STOG | 0 | 0 | 0 | 0 | 0 | 0
STWD | 0 | 0 | 0 | 0 | 0 | 0
WT | 0 | 0 | 0 | 0 | 0 | 0
IGCC | 0 | 0 | 0 | 0 | 0 | 0
DemandResponse | 0 | 0 | 0 | 0 | 0 | 0
IGCC-CCS | 0 | 0 | 0 | 0 | 0 | 0
WT_off | 0 | 0 | 0 | 0 | 0 | 0
PseudoUnit | 0 | 0 | 0 | 0 | 0 | 0
FixedInterchange | 0 | 0 | 0 | 0 | 0 | 0
Retrofit VOM Costs by Reporting Type: MARITIMES
ReportingType | 2015 | 2020 | 2025 | 2030 | 2035 | 2040
BM | 0 | 0 | 0 | 0 | 0 | 0
CC | 0 | 0 | 0 | 0 | 0 | 0
CSP | 0 | 0 | 0 | 0 | 0 | 0
CT | 0 | 0 | 0 | 0 | 0 | 0
Coal | 0 | 0 | 0 | 0 | 0 | 0
Geo | 0 | 0 | 0 | 0 | 0 | 0
H | 0 | 0 | 0 | 0 | 0 | 0
LFG | 0 | 0 | 0 | 0 | 0 | 0
Nuc | 0 | 0 | 0 | 0 | 0 | 0
PS | 0 | 0 | 0 | 0 | 0 | 0
PV | 0 | 0 | 0 | 0 | 0 | 0
PeakG | 0 | 0 | 0 | 0 | 0 | 0
PeakO | 0 | 0 | 0 | 0 | 0 | 0
ST | 0 | 0 | 0 | 0 | 0 | 0
STOG | 0 | 0 | 0 | 0 | 0 | 0
STWD | 0 | 0 | 0 | 0 | 0 | 0
WT | 0 | 0 | 0 | 0 | 0 | 0
IGCC | 0 | 0 | 0 | 0 | 0 | 0
DemandResponse | 0 | 0 | 0 | 0 | 0 | 0
IGCC-CCS | 0 | 0 | 0 | 0 | 0 | 0
WT_off | 0 | 0 | 0 | 0 | 0 | 0
PseudoUnit | 0 | 0 | 0 | 0 | 0 | 0
FixedInterchange | 0 | 0 | 0 | 0 | 0 | 0
retrofit VOM Costs by Reporting Type: All
ReportingType | 2015 | 2020 | 2025 | 2030 | 2035 | 2040
BM | 0 | 0 | 0 | 0 | 0 | 0
CC | 0 | 0 | 0 | 0 | 0 | 0
CSP | 0 | 0 | 0 | 0 | 0 | 0
CT | 0 | 0 | 0 | 0 | 0 | 0
Coal | 2642.92 | 1593.42 | 332.71 | 552.66 | 1264.38 | 1440.92
Geo | 0 | 0 | 0 | 0 | 0 | 0
H | 0 | 0 | 0 | 0 | 0 | 0
LFG | 0 | 0 | 0 | 0 | 0 | 0
Nuc | 0 | 0 | 0 | 0 | 0 | 0
PS | 0 | 0 | 0 | 0 | 0 | 0
PV | 0 | 0 | 0 | 0 | 0 | 0
PeakG | 0 | 0 | 0 | 0 | 0 | 0
PeakO | 0 | 0 | 0 | 0 | 0 | 0
ST | 0 | 0 | 0 | 0 | 0 | 0
STOG | 0 | 0 | 0 | 0 | 0 | 0
STWD | 0 | 0 | 0 | 0 | 0 | 0
WT | 0 | 0 | 0 | 0 | 0 | 0
IGCC | 0 | 0 | 0 | 0 | 0 | 0
DemandResponse | 0 | 0 | 0 | 0 | 0 | 0
IGCC-CCS | 0 | 0 | 0 | 0 | 0 | 0
WT_off | 0 | 0 | 0 | 0 | 0 | 0
PseudoUnit | 0 | 0 | 0 | 0 | 0 | 0
FixedInterchange | 0 | 0 | 0 | 0 | 0 | 0
retrofit VOM Costs by Reporting Type: EI_US
ReportingType | 2015 | 2020 | 2025 | 2030 | 2035 | 2040
BM | 0 | 0 | 0 | 0 | 0 | 0
CC | 0 | 0 | 0 | 0 | 0 | 0
CSP | 0 | 0 | 0 | 0 | 0 | 0
CT | 0 | 0 | 0 | 0 | 0 | 0
Coal | 1876.24 | 1001.65 | 258.4 | 501.3 | 1159.14 | 1335.67
Geo | 0 | 0 | 0 | 0 | 0 | 0
H | 0 | 0 | 0 | 0 | 0 | 0
LFG | 0 | 0 | 0 | 0 | 0 | 0
Nuc | 0 | 0 | 0 | 0 | 0 | 0
PS | 0 | 0 | 0 | 0 | 0 | 0
PV | 0 | 0 | 0 | 0 | 0 | 0
PeakG | 0 | 0 | 0 | 0 | 0 | 0
PeakO | 0 | 0 | 0 | 0 | 0 | 0
ST | 0 | 0 | 0 | 0 | 0 | 0
STOG | 0 | 0 | 0 | 0 | 0 | 0
STWD | 0 | 0 | 0 | 0 | 0 | 0
WT | 0 | 0 | 0 | 0 | 0 | 0
IGCC | 0 | 0 | 0 | 0 | 0 | 0
DemandResponse | 0 | 0 | 0 | 0 | 0 | 0
IGCC-CCS | 0 | 0 | 0 | 0 | 0 | 0
WT_off | 0 | 0 | 0 | 0 | 0 | 0
PseudoUnit | 0 | 0 | 0 | 0 | 0 | 0
FixedInterchange | 0 | 0 | 0 | 0 | 0 | 0
retrofit VOM Costs by Reporting Type: EI_Canada
ReportingType | 2015 | 2020 | 2025 | 2030 | 2035 | 2040
BM | 0 | 0 | 0 | 0 | 0 | 0
CC | 0 | 0 | 0 | 0 | 0 | 0
CSP | 0 | 0 | 0 | 0 | 0 | 0
CT | 0 | 0 | 0 | 0 | 0 | 0
Coal | 0 | 0 | 0 | 0 | 0 | 0
Geo | 0 | 0 | 0 | 0 | 0 | 0
H | 0 | 0 | 0 | 0 | 0 | 0
LFG | 0 | 0 | 0 | 0 | 0 | 0
Nuc | 0 | 0 | 0 | 0 | 0 | 0
PS | 0 | 0 | 0 | 0 | 0 | 0
PV | 0 | 0 | 0 | 0 | 0 | 0
PeakG | 0 | 0 | 0 | 0 | 0 | 0
PeakO | 0 | 0 | 0 | 0 | 0 | 0
ST | 0 | 0 | 0 | 0 | 0 | 0
STOG | 0 | 0 | 0 | 0 | 0 | 0
STWD | 0 | 0 | 0 | 0 | 0 | 0
WT | 0 | 0 | 0 | 0 | 0 | 0
IGCC | 0 | 0 | 0 | 0 | 0 | 0
DemandResponse | 0 | 0 | 0 | 0 | 0 | 0
IGCC-CCS | 0 | 0 | 0 | 0 | 0 | 0
WT_off | 0 | 0 | 0 | 0 | 0 | 0
PseudoUnit | 0 | 0 | 0 | 0 | 0 | 0
FixedInterchange | 0 | 0 | 0 | 0 | 0 | 0
retrofit VOM Costs by Reporting Type: EI
ReportingType | 2015 | 2020 | 2025 | 2030 | 2035 | 2040
BM | 0 | 0 | 0 | 0 | 0 | 0
CC | 0 | 0 | 0 | 0 | 0 | 0
CSP | 0 | 0 | 0 | 0 | 0 | 0
CT | 0 | 0 | 0 | 0 | 0 | 0
Coal | 1876.24 | 1001.65 | 258.4 | 501.3 | 1159.14 | 1335.67
Geo | 0 | 0 | 0 | 0 | 0 | 0
H | 0 | 0 | 0 | 0 | 0 | 0
LFG | 0 | 0 | 0 | 0 | 0 | 0
Nuc | 0 | 0 | 0 | 0 | 0 | 0
PS | 0 | 0 | 0 | 0 | 0 | 0
PV | 0 | 0 | 0 | 0 | 0 | 0
PeakG | 0 | 0 | 0 | 0 | 0 | 0
PeakO | 0 | 0 | 0 | 0 | 0 | 0
ST | 0 | 0 | 0 | 0 | 0 | 0
STOG | 0 | 0 | 0 | 0 | 0 | 0
STWD | 0 | 0 | 0 | 0 | 0 | 0
WT | 0 | 0 | 0 | 0 | 0 | 0
IGCC | 0 | 0 | 0 | 0 | 0 | 0
DemandResponse | 0 | 0 | 0 | 0 | 0 | 0
IGCC-CCS | 0 | 0 | 0 | 0 | 0 | 0
WT_off | 0 | 0 | 0 | 0 | 0 | 0
PseudoUnit | 0 | 0 | 0 | 0 | 0 | 0
FixedInterchange | 0 | 0 | 0 | 0 | 0 | 0
retrofit VOM Costs by Reporting Type: Outside_EI
ReportingType | 2015 | 2020 | 2025 | 2030 | 2035 | 2040
BM | 0 | 0 | 0 | 0 | 0 | 0
CC | 0 | 0 | 0 | 0 | 0 | 0
CSP | 0 | 0 | 0 | 0 | 0 | 0
CT | 0 | 0 | 0 | 0 | 0 | 0
Coal | 766.68 | 591.77 | 74.31 | 51.36 | 105.25 | 105.25
Geo | 0 | 0 | 0 | 0 | 0 | 0
H | 0 | 0 | 0 | 0 | 0 | 0
LFG | 0 | 0 | 0 | 0 | 0 | 0
Nuc | 0 | 0 | 0 | 0 | 0 | 0
PS | 0 | 0 | 0 | 0 | 0 | 0
PV | 0 | 0 | 0 | 0 | 0 | 0
PeakG | 0 | 0 | 0 | 0 | 0 | 0
PeakO | 0 | 0 | 0 | 0 | 0 | 0
ST | 0 | 0 | 0 | 0 | 0 | 0
STOG | 0 | 0 | 0 | 0 | 0 | 0
STWD | 0 | 0 | 0 | 0 | 0 | 0
WT | 0 | 0 | 0 | 0 | 0 | 0
IGCC | 0 | 0 | 0 | 0 | 0 | 0
DemandResponse | 0 | 0 | 0 | 0 | 0 | 0
IGCC-CCS | 0 | 0 | 0 | 0 | 0 | 0
WT_off | 0 | 0 | 0 | 0 | 0 | 0
PseudoUnit | 0 | 0 | 0 | 0 | 0 | 0
FixedInterchange | 0 | 0 | 0 | 0 | 0 | 0
#10 | Base FOM Costs ($million)
Base FOM Costs by Reporting Type: Entergy
ReportingType | 2015 | 2020 | 2025 | 2030 | 2035 | 2040
BM | 0 | 0 | 0 | 0 | 1012.57 | 1012.57
CC | 479.09 | 691.71 | 590.89 | 618.89 | 437.83 | 341.63
CSP | 0 | 0 | 0 | 0 | 0 | 0
CT | 0 | 0 | 0 | 0 | 0 | 0
Coal | 513.76 | 21.37 | 21.37 | 21.37 | 21.37 | 21.37
Geo | 0 | 0 | 0 | 0 | 0 | 0
H | 10.6 | 10.6 | 10.6 | 12.32 | 26.39 | 26.39
LFG | 0.97 | 0.97 | 13.89 | 13.89 | 13.89 | 13.89
Nuc | 789.41 | 804.93 | 789.41 | 789.41 | 666.82 | 1867.24
PS | 1.4 | 1.4 | 1.4 | 1.4 | 1.4 | 1.4
PV | 0 | 1.13 | 1.77 | 1.87 | 1.99 | 2.16
PeakG | 47.54 | 69.98 | 49.29 | 63.1 | 35.44 | 35.44
PeakO | 4.42 | 5.87 | 5.08 | 5.22 | 0 | 0
ST | 0 | 0 | 0 | 0 | 0 | 0
STOG | 55.45 | 65.61 | 56.24 | 56.24 | 0 | 0
STWD | 6.6 | 8.26 | 6.73 | 6.73 | 6.73 | 6.73
WT | 3.66 | 3.66 | 3.66 | 3.66 | 3.66 | 3.66
IGCC | 0 | 0 | 0 | 0 | 0 | 0
DemandResponse | 0 | 0 | 0 | 0 | 0 | 0
IGCC-CCS | 0 | 0 | 0 | 0 | 0 | 0
WT_off | 0 | 0 | 0 | 0 | 0 | 0
PseudoUnit | 0 | 0 | 0 | 0 | 0 | 0
FixedInterchange | 0 | 0 | 0 | 0 | 0 | 0
Base FOM Costs by Reporting Type: FRCC
ReportingType | 2015 | 2020 | 2025 | 2030 | 2035 | 2040
BM | 0 | 0 | 0 | 0 | 201.2 | 201.2
CC | 861.81 | 1084.3 | 922.58 | 950.3 | 695.48 | 713.93
CSP | 0 | 0 | 0 | 0 | 0 | 0
CT | 16.6 | 16.6 | 16.6 | 16.6 | 0 | 0
Coal | 163.81 | 99.21 | 104.24 | 111.97 | 113.5 | 114.65
Geo | 0 | 0 | 0 | 0 | 0 | 0
H | 0.78 | 0.78 | 0.78 | 0.78 | 0.78 | 1.18
LFG | 58.63 | 58.63 | 82.46 | 82.46 | 82.46 | 82.46
Nuc | 601.49 | 635.55 | 1073.21 | 1577.25 | 3311.24 | 3376.97
PS | 0 | 0 | 0 | 0 | 0 | 0
PV | 0.75 | 0.75 | 0.75 | 0.75 | 0.75 | 167.76
PeakG | 149.81 | 217.71 | 155.12 | 202.68 | 202.68 | 202.68
PeakO | 64.61 | 83.43 | 68.43 | 29.13 | 29.13 | 29.13
ST | 0 | 0 | 0 | 0 | 0 | 0
STOG | 0 | 0 | 0 | 0 | 0 | 0
STWD | 6.25 | 7.82 | 6.37 | 6.37 | 6.37 | 6.37
WT | 0 | 0 | 0 | 0 | 0 | 0
IGCC | 0 | 0 | 0 | 0 | 0 | 0
DemandResponse | 0 | 0 | 0 | 0 | 0 | 0
IGCC-CCS | 0 | 0 | 0 | 0 | 0 | 0
WT_off | 0 | 0 | 0 | 0 | 0 | 0
PseudoUnit | 0 | 0 | 0 | 0 | 0 | 0
FixedInterchange | 0 | 0 | 0 | 0 | 0 | 0
Base FOM Costs by Reporting Type: MAPP_US
ReportingType | 2015 | 2020 | 2025 | 2030 | 2035 | 2040
BM | 0 | 0 | 0 | 0 | 128.03 | 260.29
CC | 8.58 | 10.9 | 8.79 | 8.81 | 9.52 | 10.72
CSP | 0 | 0 | 0 | 0 | 0 | 0
CT | 2.06 | 2.06 | 2.79 | 6.83 | 6.83 | 6.78
Coal | 128.12 | 98.33 | 103.92 | 105.08 | 51.11 | 0
Geo | 3.95 | 3.95 | 3.95 | 3.95 | 3.95 | 3.95
H | 31.14 | 31.14 | 31.14 | 31.14 | 31.14 | 31.14
LFG | 0.24 | 0.24 | 0.24 | 8.86 | 8.86 | 8.86
Nuc | 0.01 | 0.01 | 0.01 | 0.01 | 0.01 | 0.01
PS | 0 | 0 | 0 | 0 | 0 | 0
PV | 0 | 0 | 0 | 0 | 0 | 0
PeakG | 12.29 | 19.13 | 14.16 | 16.07 | 17.04 | 17.04
PeakO | 9.49 | 12.94 | 10.37 | 10.37 | 10.37 | 10.37
ST | 0 | 0 | 0 | 0 | 0 | 0
STOG | 0 | 0 | 0 | 0 | 0 | 0
STWD | 0 | 0 | 0 | 0 | 0 | 0
WT | 55.22 | 260.71 | 270.48 | 270.48 | 270.48 | 270.48
IGCC | 0 | 0 | 0 | 0 | 0 | 0
DemandResponse | 0 | 0 | 0 | 0 | 0 | 0
IGCC-CCS | 0 | 0 | 0 | 0 | 0 | 0
WT_off | 0 | 0 | 0 | 0 | 0 | 0
PseudoUnit | 0 | 0 | 0 | 0 | 0 | 0
FixedInterchange | 0 | 0 | 0 | 0 | 0 | 0
Base FOM Costs by Reporting Type: MISO_IN
ReportingType | 2015 | 2020 | 2025 | 2030 | 2035 | 2040
BM | 0 | 0 | 0 | 0 | 440.79 | 617.54
CC | 83.82 | 356.78 | 346.41 | 349.93 | 355.89 | 313.5
CSP | 0 | 0 | 0 | 0 | 0 | 0
CT | 0 | 0 | 0 | 0 | 0 | 0
Coal | 746.43 | 522.37 | 491.97 | 520.26 | 621.52 | 726.88
Geo | 0 | 0 | 0 | 0 | 0 | 0
H | 1.07 | 1.07 | 1.07 | 1.07 | 1.07 | 1.07
LFG | 4.46 | 4.46 | 14.11 | 14.11 | 14.11 | 14.11
Nuc | 0.01 | 0.01 | 0.01 | 0.01 | 0.01 | 0.01
PS | 0 | 0 | 0 | 0 | 0 | 0
PV | 0 | 4.18 | 4.18 | 4.18 | 4.18 | 0
PeakG | 52.35 | 76.94 | 54.27 | 73.39 | 73.39 | 73.39
PeakO | 10.59 | 13.5 | 10.82 | 10.82 | 10.82 | 10.82
ST | 0 | 0 | 0 | 0 | 0 | 0
STOG | 12.26 | 14.51 | 12.44 | 12.44 | 12.44 | 11.2
STWD | 0 | 0 | 0 | 0 | 0 | 0
WT | 18.31 | 18.31 | 18.31 | 18.31 | 18.31 | 417.84
IGCC | 30.22 | 30.22 | 30.22 | 30.22 | 30.22 | 30.22
DemandResponse | 0 | 0 | 0 | 0 | 0 | 0
IGCC-CCS | 0 | 0 | 0 | 0 | 0 | 0
WT_off | 0 | 0 | 0 | 0 | 0 | 0
PseudoUnit | 0 | 0 | 0 | 0 | 0 | 0
FixedInterchange | 0 | 0 | 0 | 0 | 0 | 0
Base FOM Costs by Reporting Type: MISO_MI
ReportingType | 2015 | 2020 | 2025 | 2030 | 2035 | 2040
BM | 0 | 0 | 0 | 6.88 | 175.06 | 617.54
CC | 128.88 | 217.69 | 228.55 | 234.94 | 247.15 | 247.15
CSP | 0 | 0 | 0 | 0 | 0 | 0
CT | 0 | 0 | 0 | 0 | 0 | 0
Coal | 428.29 | 132.26 | 116.98 | 136.29 | 186.77 | 186.77
Geo | 0 | 0 | 0 | 0 | 0 | 0
H | 2.01 | 2.01 | 2.01 | 2.01 | 2.01 | 2.01
LFG | 19.67 | 20.41 | 38.95 | 38.95 | 38.95 | 38.95
Nuc | 275.03 | 275.03 | 275.03 | 360.27 | 247 | 509.27
PS | 44.44 | 44.44 | 44.44 | 44.44 | 44.44 | 44.44
PV | 0 | 0 | 0 | 0 | 0 | 0
PeakG | 61.2 | 89.88 | 71.67 | 85.63 | 85.63 | 85.63
PeakO | 15.67 | 19.97 | 16.01 | 16.01 | 16.01 | 16.01
ST | 0 | 0 | 0 | 0 | 0 | 0
STOG | 125.33 | 148.3 | 127.13 | 127.13 | 127.13 | 26.81
STWD | 5.22 | 6.54 | 5.33 | 5.33 | 5.33 | 5.33
WT | 61.65 | 78.5 | 78.5 | 78.5 | 78.5 | 78.5
IGCC | 0 | 0 | 0 | 0 | 0 | 0
DemandResponse | 0 | 0 | 0 | 0 | 0 | 0
IGCC-CCS | 0 | 0 | 0 | 0 | 0 | 0
WT_off | 0 | 0 | 0 | 0 | 0 | 0
PseudoUnit | 0 | 0 | 0 | 0 | 0 | 0
FixedInterchange | 0 | 0 | 0 | 0 | 0 | 0
Base FOM Costs by Reporting Type: MISO_MO-IL
ReportingType | 2015 | 2020 | 2025 | 2030 | 2035 | 2040
BM | 0 | 0 | 0 | 0 | 0 | 894.48
CC | 31.4 | 113.34 | 115.41 | 118.56 | 122.6 | 122.6
CSP | 0 | 0 | 0 | 0 | 0 | 0
CT | 0 | 0 | 0 | 0 | 0 | 0
Coal | 741.72 | 170.47 | 161.21 | 175.93 | 206.45 | 224.57
Geo | 0 | 0 | 0 | 0 | 0 | 0
H | 5.01 | 5.01 | 9 | 9 | 9 | 9
LFG | 2.17 | 2.17 | 29.04 | 29.04 | 29.04 | 29.04
Nuc | 308.98 | 325.11 | 325.11 | 325.11 | 325.11 | 325.11
PS | 10.45 | 10.45 | 10.45 | 10.45 | 10.45 | 10.45
PV | 0 | 0 | 0 | 0 | 0 | 0
PeakG | 77.83 | 114.84 | 80.73 | 103.92 | 110.46 | 110.46
PeakO | 21.48 | 28.65 | 22.96 | 22.96 | 22.96 | 22.96
ST | 0 | 0 | 0 | 0 | 0 | 0
STOG | 26.02 | 30.78 | 26.39 | 26.39 | 26.39 | 19.85
STWD | 0 | 0 | 0 | 0 | 0 | 0
WT | 21.36 | 21.36 | 178.56 | 239.13 | 356.44 | 356.44
IGCC | 0 | 0 | 0 | 0 | 0 | 0
DemandResponse | 0 | 0 | 0 | 0 | 0 | 0
IGCC-CCS | 0 | 0 | 0 | 0 | 0 | 0
WT_off | 0 | 0 | 0 | 0 | 0 | 0
PseudoUnit | 0 | 0 | 0 | 0 | 0 | 0
FixedInterchange | 0 | 0 | 0 | 0 | 0 | 0
Base FOM Costs by Reporting Type: MISO_W
ReportingType | 2015 | 2020 | 2025 | 2030 | 2035 | 2040
BM | 0 | 0 | 0 | 0 | 0 | 200.17
CC | 90.43 | 124.2 | 102.09 | 102.09 | 118.89 | 121.63
CSP | 0 | 0 | 0 | 0 | 0 | 0
CT | 0 | 0 | 0 | 0 | 0 | 0
Coal | 664.58 | 269.6 | 214.38 | 224.52 | 191.73 | 89.55
Geo | 0 | 0 | 0 | 0 | 0 | 0
H | 7.08 | 7.08 | 7.08 | 7.08 | 7.08 | 7.08
LFG | 24.73 | 24.73 | 24.73 | 33.36 | 33.36 | 33.36
Nuc | 343.79 | 343.79 | 343.79 | 602.57 | 0.04 | 0.04
PS | 0 | 0 | 0 | 0 | 0 | 0
PV | 0 | 0 | 0 | 0 | 0 | 0
PeakG | 87.12 | 123.54 | 89.97 | 105.17 | 108.71 | 108.71
PeakO | 56.38 | 79.08 | 64.57 | 64.57 | 64.57 | 64.57
ST | 0 | 0 | 0 | 0 | 0 | 0
STOG | 7.56 | 8.94 | 7.67 | 7.67 | 7.67 | 7.2
STWD | 10.03 | 12.55 | 10.23 | 10.23 | 10.23 | 10.23
WT | 268.82 | 268.82 | 1759.85 | 1866.84 | 1866.84 | 1866.84
IGCC | 0 | 0 | 0 | 0 | 0 | 0
DemandResponse | 0 | 0 | 0 | 0 | 0 | 0
IGCC-CCS | 0 | 0 | 0 | 0 | 0 | 0
WT_off | 0 | 0 | 0 | 0 | 0 | 0
PseudoUnit | 0 | 0 | 0 | 0 | 0 | 0
FixedInterchange | 0 | 0 | 0 | 0 | 0 | 0
Base FOM Costs by Reporting Type: MISO_WUMS
ReportingType | 2015 | 2020 | 2025 | 2030 | 2035 | 2040
BM | 0 | 0 | 0 | 0 | 321.69 | 321.69
CC | 171.51 | 230.55 | 210.32 | 210.32 | 225.01 | 228.83
CSP | 0 | 0 | 0 | 0 | 0 | 0
CT | 0 | 0 | 0 | 47.7 | 47.7 | 47.7
Coal | 235.74 | 86.95 | 80.28 | 82.21 | 83.6 | 94.06
Geo | 0 | 0 | 0 | 0 | 0 | 0
H | 4.79 | 4.8 | 4.8 | 4.8 | 4.8 | 4.8
LFG | 8.57 | 8.57 | 8.57 | 35.44 | 35.44 | 35.44
Nuc | 264.54 | 287.77 | 264.54 | 570.75 | 0.04 | 148.6
PS | 0 | 0 | 0 | 0 | 0 | 0
PV | 0 | 0 | 0 | 0 | 0 | 0
PeakG | 55.64 | 81.65 | 65.08 | 77.65 | 77.65 | 77.65
PeakO | 13.52 | 17.78 | 14.69 | 14.69 | 14.69 | 14.69
ST | 0 | 0 | 0 | 0 | 0 | 0
STOG | 13.21 | 15.63 | 13.39 | 13.39 | 13.39 | 12.78
STWD | 3.37 | 4.21 | 3.43 | 3.43 | 3.43 | 3.43
WT | 46.36 | 46.36 | 46.36 | 47.23 | 47.23 | 47.23
IGCC | 0 | 0 | 0 | 0 | 0 | 0
DemandResponse | 0 | 0 | 0 | 0 | 0 | 0
IGCC-CCS | 0 | 0 | 0 | 0 | 0 | 0
WT_off | 0 | 0 | 0 | 0 | 0 | 0
PseudoUnit | 0 | 0 | 0 | 0 | 0 | 0
FixedInterchange | 0 | 0 | 0 | 0 | 0 | 0
Base FOM Costs by Reporting Type: Nebraska
ReportingType | 2015 | 2020 | 2025 | 2030 | 2035 | 2040
BM | 0 | 0 | 0 | 0 | 251.22 | 750.92
CC | 16.03 | 53.81 | 51.15 | 51.15 | 53.04 | 53.58
CSP | 0 | 0 | 0 | 0 | 0 | 0
CT | 0 | 0 | 0 | 0 | 0 | 0
Coal | 257.61 | 38.62 | 38.62 | 40.06 | 40.06 | 47.82
Geo | 0 | 0 | 0 | 0 | 0 | 0
H | 2.38 | 2.38 | 2.38 | 2.38 | 2.38 | 2.38
LFG | 0.72 | 0.72 | 9.35 | 9.35 | 9.35 | 9.35
Nuc | 182.28 | 198.29 | 182.28 | 249.21 | 0.09 | 0.09
PS | 0 | 0 | 0 | 0 | 0 | 0
PV | 0 | 0 | 0 | 0 | 0 | 0
PeakG | 21.82 | 37.31 | 31.37 | 31.37 | 31.37 | 31.37
PeakO | 9.57 | 12.19 | 9.77 | 9.77 | 9.77 | 9.77
ST | 0 | 0 | 0 | 0 | 0 | 0
STOG | 0 | 0 | 0 | 0 | 0 | 0
STWD | 0 | 0 | 0 | 0 | 0 | 0
WT | 10.53 | 10.53 | 10.53 | 10.53 | 10.53 | 10.53
IGCC | 0 | 0 | 0 | 0 | 0 | 0
DemandResponse | 0 | 0 | 0 | 0 | 0 | 0
IGCC-CCS | 0 | 0 | 0 | 0 | 0 | 0
WT_off | 0 | 0 | 0 | 0 | 0 | 0
PseudoUnit | 0 | 0 | 0 | 0 | 0 | 0
FixedInterchange | 0 | 0 | 0 | 0 | 0 | 0
Base FOM Costs by Reporting Type: NEISO
ReportingType | 2015 | 2020 | 2025 | 2030 | 2035 | 2040
BM | 25.35 | 25.35 | 25.35 | 25.35 | 25.35 | 25.35
CC | 339.23 | 400.93 | 334.15 | 361.04 | 394.46 | 394.46
CSP | 0 | 0 | 0 | 0 | 0 | 0
CT | 2.24 | 2.24 | 2.24 | 2.24 | 2.24 | 4.52
Coal | 22.84 | 0 | 0 | 0 | 0 | 0
Geo | 0 | 0 | 0 | 0 | 0 | 0
H | 46.4 | 46.4 | 46.4 | 46.45 | 46.45 | 46.45
LFG | 70.11 | 70.11 | 78.5 | 78.5 | 78.5 | 78.5
Nuc | 676.28 | 735.67 | 676.28 | 676.28 | 488.61 | 932.14
PS | 39.74 | 39.74 | 39.74 | 39.74 | 39.74 | 39.74
PV | 0.03 | 5.41 | 5.6 | 5.81 | 6.28 | 6.45
PeakG | 19.94 | 29.61 | 20.7 | 22.52 | 28.85 | 28.85
PeakO | 34.72 | 44.24 | 35.46 | 35.46 | 35.46 | 35.46
ST | 0 | 0 | 0 | 0 | 0 | 0
STOG | 0 | 0 | 0 | 0 | 0 | 0
STWD | 19.55 | 24.46 | 19.93 | 19.93 | 19.93 | 19.93
WT | 13.44 | 100.3 | 155.17 | 155.17 | 629.6 | 629.6
IGCC | 0 | 0 | 0 | 0 | 0 | 0
DemandResponse | 0 | 0 | 0 | 0 | 0 | 0
IGCC-CCS | 0 | 0 | 0 | 0 | 0 | 0
WT_off | 24.96 | 24.96 | 24.96 | 24.96 | 24.96 | 297.43
PseudoUnit | 0 | 0 | 0 | 0 | 0 | 0
FixedInterchange | 0 | 0 | 0 | 0 | 0 | 0
Base FOM Costs by Reporting Type: NonRTO_Midwest
ReportingType | 2015 | 2020 | 2025 | 2030 | 2035 | 2040
BM | 0 | 0 | 0 | 0 | 155.53 | 617.54
CC | 41.15 | 90.24 | 90.24 | 90.24 | 90.24 | 49.09
CSP | 0 | 0 | 0 | 0 | 0 | 0
CT | 0 | 0 | 0 | 0 | 0 | 0
Coal | 519.68 | 273.08 | 279.4 | 256.05 | 271.85 | 338.17
Geo | 0 | 0 | 0 | 0 | 0 | 0
H | 2.04 | 2.04 | 12.66 | 12.66 | 12.66 | 12.66
LFG | 1.69 | 1.69 | 20.97 | 20.97 | 20.97 | 20.97
Nuc | 0.01 | 0.01 | 0.01 | 57.93 | 57.93 | 181.25
PS | 0 | 0 | 0 | 0 | 0 | 0
PV | 0 | 0 | 0 | 0 | 0 | 0
PeakG | 56.39 | 83.4 | 58.5 | 71.11 | 80.61 | 80.61
PeakO | 0.35 | 0.45 | 0.36 | 0.36 | 0 | 0
ST | 0 | 0 | 0 | 0 | 0 | 0
STOG | 0 | 0 | 0 | 0 | 0 | 0
STWD | 0 | 0 | 0 | 0 | 0 | 0
WT | 2.26 | 2.26 | 2.26 | 2.26 | 2.26 | 2.26
IGCC | 0 | 0 | 0 | 0 | 0 | 0
DemandResponse | 0 | 0 | 0 | 0 | 0 | 0
IGCC-CCS | 0 | 0 | 0 | 0 | 0 | 0
WT_off | 0 | 0 | 0 | 0 | 0 | 0
PseudoUnit | 0 | 0 | 0 | 0 | 0 | 0
FixedInterchange | 0 | 0 | 0 | 0 | 0 | 0
Base FOM Costs by Reporting Type: NYISO_A-F
ReportingType | 2015 | 2020 | 2025 | 2030 | 2035 | 2040
BM | 0 | 0 | 0 | 0 | 0 | 100.5
CC | 115.84 | 148.08 | 131.11 | 142.52 | 142.52 | 142.52
CSP | 0 | 0 | 0 | 0 | 0 | 0
CT | 0 | 0 | 0 | 0 | 0 | 0
Coal | 0 | 0 | 0 | 0 | 0 | 0
Geo | 0 | 0 | 0 | 0 | 0 | 0
H | 62.6 | 62.6 | 62.6 | 62.6 | 62.6 | 62.6
LFG | 20.8 | 20.8 | 28.97 | 28.97 | 28.97 | 28.97
Nuc | 489.92 | 509.2 | 489.92 | 399.48 | 552.03 | 578.17
PS | 33.52 | 33.52 | 33.52 | 33.52 | 33.52 | 33.52
PV | 0 | 0 | 0 | 0 | 0 | 0
PeakG | 3.78 | 5.56 | 5.31 | 5.31 | 5.31 | 5.31
PeakO | 1.14 | 1.46 | 1.17 | 1.17 | 1.17 | 1.17
ST | 0 | 0 | 0 | 0 | 0 | 0
STOG | 0 | 0 | 0 | 0 | 0 | 0
STWD | 2.76 | 3.45 | 2.81 | 2.81 | 2.81 | 2.81
WT | 113.42 | 133.35 | 133.35 | 422.6 | 422.6 | 422.6
IGCC | 0 | 0 | 0 | 0 | 0 | 0
DemandResponse | 0 | 0 | 0 | 0 | 0 | 0
IGCC-CCS | 0 | 0 | 0 | 0 | 0 | 0
WT_off | 0 | 0 | 0 | 0 | 0 | 26.67
PseudoUnit | 0 | 0 | 0 | 0 | 0 | 0
FixedInterchange | 0 | 0 | 0 | 0 | 0 | 0
Base FOM Costs by Reporting Type: NYISO_G-I
ReportingType | 2015 | 2020 | 2025 | 2030 | 2035 | 2040
BM | 0 | 0 | 0 | 0 | 76.61 | 80.4
CC | 34.33 | 58.78 | 51.3 | 51.41 | 59.14 | 59.14
CSP | 0 | 0 | 0 | 0 | 0 | 0
CT | 0 | 0 | 0 | 0 | 0 | 0
Coal | 0 | 0 | 0 | 0 | 0 | 0
Geo | 0 | 0 | 0 | 0 | 0 | 0
H | 0.46 | 0.46 | 0.46 | 0.46 | 0.46 | 0.46
LFG | 7.72 | 7.72 | 16.67 | 16.67 | 16.67 | 16.67
Nuc | 297.74 | 323.88 | 297.74 | 297.74 | 452.18 | 256.19
PS | 0 | 0 | 0 | 0 | 0 | 0
PV | 0 | 0 | 0 | 0 | 0 | 0
PeakG | 1.51 | 2.04 | 1.56 | 1.56 | 1.56 | 1.56
PeakO | 2.55 | 3.25 | 2.61 | 2.61 | 2.61 | 2.61
ST | 0 | 0 | 0 | 0 | 0 | 0
STOG | 0 | 0 | 0 | 0 | 0 | 0
STWD | 0 | 0 | 0 | 0 | 0 | 0
WT | 0 | 1.68 | 1.68 | 10.11 | 10.11 | 10.11
IGCC | 0 | 0 | 0 | 0 | 0 | 0
DemandResponse | 0 | 0 | 0 | 0 | 0 | 0
IGCC-CCS | 0 | 0 | 0 | 0 | 0 | 0
WT_off | 0 | 0 | 0 | 0 | 0 | 10.67
PseudoUnit | 0 | 0 | 0 | 0 | 0 | 0
FixedInterchange | 0 | 0 | 0 | 0 | 0 | 0
Base FOM Costs by Reporting Type: NYISO_J-K
ReportingType | 2015 | 2020 | 2025 | 2030 | 2035 | 2040
BM | 0 | 0 | 0 | 0 | 0 | 0
CC | 125.46 | 154.92 | 127.77 | 165 | 213.65 | 223.73
CSP | 0 | 0 | 0 | 0 | 0 | 0
CT | 0 | 0 | 0 | 0 | 0 | 0
Coal | 0 | 0 | 0 | 0 | 0 | 0
Geo | 0 | 0 | 0 | 0 | 0 | 0
H | 0 | 0 | 0 | 0 | 0 | 0
LFG | 14.96 | 14.96 | 23.56 | 23.9 | 23.9 | 23.9
Nuc | 0.01 | 0.01 | 0.01 | 0.01 | 0.01 | 0.01
PS | 0 | 0 | 0 | 0 | 0 | 0
PV | 0.53 | 0.53 | 0.53 | 0.53 | 0.53 | 0.53
PeakG | 54.7 | 77.08 | 56.45 | 62.35 | 66.78 | 66.78
PeakO | 61.69 | 79.16 | 63.78 | 65.02 | 65.02 | 65.02
ST | 0 | 0 | 0 | 0 | 0 | 0
STOG | 242.21 | 286.61 | 245.69 | 245.69 | 245.69 | 245.69
STWD | 0 | 0 | 0 | 0 | 0 | 0
WT | 0 | 0 | 0 | 4.77 | 9.26 | 9.26
IGCC | 0 | 0 | 0 | 0 | 0 | 0
DemandResponse | 0 | 0 | 0 | 0 | 0 | 0
IGCC-CCS | 0 | 0 | 0 | 0 | 0 | 0
WT_off | 0 | 0 | 0 | 0 | 0 | 0
PseudoUnit | 0 | 0 | 0 | 0 | 0 | 0
FixedInterchange | 0 | 0 | 0 | 0 | 0 | 0
Base FOM Costs by Reporting Type: PJM_E
ReportingType | 2015 | 2020 | 2025 | 2030 | 2035 | 2040
BM | 3.02 | 3.02 | 3.02 | 3.02 | 3.02 | 33.4
CC | 297.21 | 359.4 | 312.87 | 334.16 | 354.39 | 354.39
CSP | 0 | 0 | 0 | 0 | 0 | 0
CT | 0.18 | 0.18 | 0.18 | 0.18 | 0.18 | 0.18
Coal | 67.42 | 27.04 | 31.97 | 32.26 | 34.91 | 34.91
Geo | 0 | 0 | 0 | 0 | 0 | 0
H | 3.85 | 3.85 | 3.85 | 3.85 | 3.85 | 3.85
LFG | 56.83 | 72.83 | 72.83 | 72.83 | 72.83 | 72.83
Nuc | 1239 | 1184.31 | 1149.53 | 1149.53 | 825.73 | 2259.7
PS | 9.5 | 9.5 | 9.5 | 9.5 | 9.5 | 9.5
PV | 0.75 | 0.75 | 0.75 | 0.75 | 0.75 | 0.75
PeakG | 75.2 | 106.43 | 77.64 | 89.79 | 93.22 | 93.22
PeakO | 75.92 | 100.78 | 82.41 | 82.41 | 82.41 | 82.41
ST | 0 | 0 | 0 | 0 | 0 | 0
STOG | 93.12 | 110.19 | 94.45 | 94.45 | 94.45 | 94.45
STWD | 0 | 0 | 0 | 0 | 0 | 0
WT | 32.63 | 32.63 | 32.63 | 32.63 | 33.19 | 101.96
IGCC | 0 | 0 | 0 | 0 | 0 | 0
DemandResponse | 0 | 0 | 0 | 0 | 0 | 0
IGCC-CCS | 0 | 0 | 0 | 0 | 0 | 0
WT_off | 0 | 0 | 58.67 | 58.67 | 511.99 | 511.99
PseudoUnit | 0 | 0 | 0 | 0 | 0 | 0
FixedInterchange | 0 | 0 | 0 | 0 | 0 | 0
Base FOM Costs by Reporting Type: PJM_ROM
ReportingType | 2015 | 2020 | 2025 | 2030 | 2035 | 2040
BM | 1.81 | 1.81 | 1.81 | 1.81 | 236.97 | 236.97
CC | 142.43 | 174.53 | 145.82 | 198.92 | 219.84 | 219.84
CSP | 0 | 0 | 0 | 0 | 0 | 0
CT | 0.11 | 0.11 | 0.11 | 0.11 | 0.11 | 0.11
Coal | 371.13 | 262.12 | 304.95 | 347.4 | 365.65 | 383.34
Geo | 0 | 0 | 0 | 0 | 0 | 0
H | 19.83 | 19.83 | 19.83 | 29.48 | 29.48 | 29.48
LFG | 43.05 | 74.95 | 74.95 | 74.95 | 74.95 | 74.95
Nuc | 733.21 | 756.8 | 733.21 | 844.28 | 1122.33 | 1994.2
PS | 35.92 | 35.92 | 35.92 | 35.92 | 35.92 | 35.92
PV | 0.06 | 25.06 | 41.38 | 47.37 | 50.71 | 66.86
PeakG | 30.83 | 44.67 | 41.32 | 41.32 | 41.32 | 41.32
PeakO | 45.95 | 58.57 | 46.94 | 46.94 | 46.94 | 46.94
ST | 0 | 0 | 0 | 0 | 0 | 0
STOG | 155.08 | 183.5 | 157.31 | 157.31 | 157.31 | 14.23
STWD | 2.24 | 2.81 | 2.29 | 2.29 | 2.29 | 2.29
WT | 38.48 | 84.52 | 84.52 | 84.52 | 222.65 | 222.65
IGCC | 0 | 0 | 0 | 0 | 0 | 0
DemandResponse | 0 | 0 | 0 | 0 | 0 | 0
IGCC-CCS | 0 | 0 | 0 | 0 | 0 | 0
WT_off | 0 | 0 | 0 | 0 | 0 | 901.31
PseudoUnit | 0 | 0 | 0 | 0 | 0 | 0
FixedInterchange | 0 | 0 | 0 | 0 | 0 | 0
Base FOM Costs by Reporting Type: PJM_ROR
ReportingType | 2015 | 2020 | 2025 | 2030 | 2035 | 2040
BM | 38.69 | 38.69 | 38.69 | 38.69 | 1060.95 | 1060.95
CC | 596.67 | 917.33 | 853.59 | 879.75 | 916.35 | 916.35
CSP | 0 | 0 | 0 | 0 | 0 | 0
CT | 0.19 | 0.19 | 0.19 | 0.19 | 0.19 | 0.19
Coal | 2083.84 | 1326.07 | 1341.53 | 1486.97 | 1806.55 | 2030.23
Geo | 0 | 0 | 0 | 0 | 0 | 0
H | 26.17 | 33.33 | 33.33 | 33.33 | 33.33 | 33.33
LFG | 65.06 | 65.06 | 126.87 | 126.87 | 126.87 | 126.87
Nuc | 2917.4 | 3014.07 | 2917.4 | 2791.17 | 2293 | 4539.69
PS | 73.14 | 73.14 | 73.14 | 73.14 | 73.14 | 73.14
PV | 0.35 | 0.35 | 5.06 | 6.05 | 6.9 | 115.59
PeakG | 325.76 | 481.29 | 337.93 | 436.45 | 464.24 | 464.24
PeakO | 48.69 | 65.15 | 52.22 | 52.22 | 52.22 | 52.22
ST | 0 | 0 | 0 | 0 | 0 | 0
STOG | 91.71 | 83.49 | 71.57 | 71.57 | 71.57 | 0
STWD | 6.22 | 7.78 | 6.34 | 6.34 | 6.34 | 6.34
WT | 322.6 | 327.98 | 684.82 | 1593.56 | 1593.56 | 1593.56
IGCC | 0 | 0 | 0 | 0 | 0 | 0
DemandResponse | 0 | 0 | 0 | 0 | 0 | 0
IGCC-CCS | 0 | 0 | 0 | 0 | 0 | 360.03
WT_off | 0 | 0 | 0 | 0 | 0 | 1077.3
PseudoUnit | 0 | 0 | 0 | 0 | 0 | 0
FixedInterchange | 0 | 0 | 0 | 0 | 0 | 0
Base FOM Costs by Reporting Type: SOCO
ReportingType | 2015 | 2020 | 2025 | 2030 | 2035 | 2040
BM | 5.53 | 5.53 | 5.53 | 5.53 | 658.82 | 658.82
CC | 569.36 | 824.2 | 715.62 | 736.05 | 575.99 | 448.02
CSP | 0 | 0 | 0 | 0 | 0 | 0
CT | 0 | 0 | 0 | 0 | 0 | 0
Coal | 549.07 | 215.08 | 218.49 | 230.1 | 271.92 | 271.92
Geo | 0 | 0 | 0 | 0 | 0 | 0
H | 59.74 | 59.74 | 59.74 | 59.74 | 59.74 | 72.09
LFG | 4.46 | 4.46 | 17.39 | 17.39 | 17.39 | 17.39
Nuc | 850.41 | 1045.67 | 1163.34 | 1703.65 | 2450.45 | 3855.35
PS | 39.76 | 39.76 | 39.76 | 39.76 | 39.76 | 39.76
PV | 0 | 0 | 0 | 0 | 0 | 33.4
PeakG | 178.03 | 264.31 | 184.78 | 206.89 | 111.27 | 111.27
PeakO | 0 | 0 | 0 | 0 | 0 | 0
ST | 0 | 0 | 0 | 0 | 0 | 0
STOG | 0 | 0 | 0 | 0 | 0 | 0
STWD | 21.41 | 26.79 | 21.83 | 21.83 | 21.83 | 21.83
WT | 0 | 0 | 0 | 2.81 | 2.81 | 2.81
IGCC | 0 | 0 | 0 | 0 | 0 | 0
DemandResponse | 0 | 0 | 0 | 0 | 0 | 0
IGCC-CCS | 0 | 0 | 0 | 0 | 0 | 0
WT_off | 0 | 0 | 0 | 0 | 0 | 0
PseudoUnit | 0 | 0 | 0 | 0 | 0 | 0
FixedInterchange | 0 | 0 | 0 | 0 | 0 | 0
Base FOM Costs by Reporting Type: SPP_N
ReportingType | 2015 | 2020 | 2025 | 2030 | 2035 | 2040
BM | 0 | 0 | 0 | 0 | 583.44 | 643.78
CC | 70.59 | 160.49 | 150.2 | 154.73 | 159.62 | 159.62
CSP | 0 | 0 | 0 | 0 | 0 | 0
CT | 0 | 0 | 0 | 0 | 0 | 0
Coal | 520.3 | 325.37 | 233.31 | 266.15 | 215.6 | 244.72
Geo | 0 | 0 | 0 | 0 | 0 | 0
H | 0.3 | 0.3 | 0.3 | 0.3 | 0.3 | 0.3
LFG | 0.84 | 0.84 | 12.28 | 12.28 | 12.28 | 12.28
Nuc | 160.51 | 168.89 | 168.89 | 168.89 | 168.89 | 168.89
PS | 0 | 0 | 0 | 0 | 0 | 0
PV | 0 | 0 | 0 | 0 | 0 | 0
PeakG | 74.97 | 117.69 | 105.7 | 105.7 | 105.7 | 105.7
PeakO | 34.89 | 44.84 | 35.94 | 35.94 | 35.94 | 35.94
ST | 0 | 0 | 0 | 0 | 0 | 0
STOG | 72.72 | 86.05 | 73.76 | 73.76 | 69.87 | 69.87
STWD | 0 | 0 | 0 | 0 | 0 | 0
WT | 41.99 | 352.2 | 407.53 | 492.8 | 492.8 | 492.8
IGCC | 0 | 0 | 0 | 0 | 0 | 0
DemandResponse | 0 | 0 | 0 | 0 | 0 | 0
IGCC-CCS | 0 | 0 | 0 | 0 | 0 | 0
WT_off | 0 | 0 | 0 | 0 | 0 | 0
PseudoUnit | 0 | 0 | 0 | 0 | 0 | 0
FixedInterchange | 0 | 0 | 0 | 0 | 0 | 0
Base FOM Costs by Reporting Type: SPP_S
ReportingType | 2015 | 2020 | 2025 | 2030 | 2035 | 2040
BM | 0 | 0 | 0 | 0 | 218.57 | 453
CC | 327.42 | 505.11 | 426.53 | 532.84 | 568.9 | 572.54
CSP | 0 | 0 | 0 | 0 | 0 | 0
CT | 2.76 | 4.77 | 4.77 | 4.77 | 4.77 | 4.77
Coal | 717.71 | 152.4 | 157.43 | 158.15 | 29.32 | 29.32
Geo | 0 | 0 | 0 | 0 | 0 | 0
H | 30.03 | 30.03 | 30.03 | 31.32 | 31.32 | 31.32
LFG | 2.29 | 2.29 | 13.72 | 13.72 | 13.72 | 13.72
Nuc | 0.01 | 0.01 | 0.01 | 0.01 | 0.01 | 0.01
PS | 10.59 | 10.59 | 10.59 | 10.59 | 10.59 | 10.59
PV | 0 | 0 | 0 | 0 | 0 | 0
PeakG | 60.2 | 87.93 | 62.37 | 76.78 | 82.77 | 82.77
PeakO | 3.36 | 4.54 | 3.63 | 3.63 | 3.64 | 3.66
ST | 0 | 0 | 0 | 0 | 0 | 0
STOG | 323.64 | 382.95 | 328.28 | 328.28 | 325.21 | 325.21
STWD | 2.69 | 3.37 | 2.75 | 2.75 | 2.75 | 2.75
WT | 90.68 | 1104.43 | 1104.43 | 1104.43 | 1209.73 | 1370.97
IGCC | 0 | 0 | 0 | 0 | 0 | 0
DemandResponse | 0 | 0 | 0 | 0 | 0 | 0
IGCC-CCS | 0 | 0 | 0 | 0 | 0 | 0
WT_off | 0 | 0 | 0 | 0 | 0 | 0
PseudoUnit | 0 | 0 | 0 | 0 | 0 | 0
FixedInterchange | 0 | 0 | 0 | 0 | 0 | 0
Base FOM Costs by Reporting Type: TVA
ReportingType | 2015 | 2020 | 2025 | 2030 | 2035 | 2040
BM | 0 | 0 | 0 | 0 | 743.15 | 743.15
CC | 203.45 | 342.13 | 316.04 | 321.9 | 341.75 | 275.35
CSP | 0 | 0 | 0 | 0 | 0 | 0
CT | 0 | 0 | 0 | 0 | 0 | 0
Coal | 446.65 | 305.57 | 287.43 | 373.87 | 417.74 | 417.74
Geo | 0 | 0 | 0 | 0 | 0 | 0
H | 72.8 | 72.8 | 73.19 | 73.19 | 73.19 | 73.19
LFG | 1.57 | 1.57 | 14.49 | 14.49 | 14.49 | 14.49
Nuc | 1153.81 | 1199.07 | 1153.81 | 1334.37 | 1101.15 | 1698.38
PS | 41.38 | 41.38 | 41.38 | 41.38 | 41.38 | 41.38
PV | 0 | 0 | 0 | 0 | 0 | 33.4
PeakG | 99.24 | 153.37 | 140.99 | 140.99 | 140.99 | 140.99
PeakO | 1.87 | 2.54 | 1.92 | 2.49 | 2.49 | 0
ST | 0 | 0 | 0 | 0 | 0 | 0
STOG | 0 | 0 | 0 | 0 | 0 | 0
STWD | 0.16 | 0.2 | 0.16 | 0.16 | 0.16 | 0.16
WT | 0.99 | 0.99 | 0.99 | 0.99 | 3.8 | 3.8
IGCC | 0 | 0 | 0 | 0 | 0 | 0
DemandResponse | 0 | 0 | 0 | 0 | 0 | 0
IGCC-CCS | 0 | 0 | 0 | 0 | 0 | 531.7
WT_off | 0 | 0 | 0 | 0 | 0 | 0
PseudoUnit | 0 | 0 | 0 | 0 | 0 | 0
FixedInterchange | 0 | 0 | 0 | 0 | 0 | 0
Base FOM Costs by Reporting Type: TVA_Transmission
ReportingType | 2015 | 2020 | 2025 | 2030 | 2035 | 2040
BM | 0 | 0 | 0 | 0 | 0 | 0
CC | 0 | 0 | 0 | 0 | 0 | 0
CSP | 0 | 0 | 0 | 0 | 0 | 0
CT | 0 | 0 | 0 | 0 | 0 | 0
Coal | 0 | 0 | 0 | 0 | 0 | 0
Geo | 0 | 0 | 0 | 0 | 0 | 0
H | 0 | 0 | 0 | 0 | 0 | 0
LFG | 0 | 0 | 0 | 0 | 0 | 0
Nuc | 0 | 0 | 0 | 0 | 0 | 0
PS | 0 | 0 | 0 | 0 | 0 | 0
PV | 0 | 0 | 0 | 0 | 0 | 0
PeakG | 0 | 0 | 0 | 0 | 0 | 0
PeakO | 0 | 0 | 0 | 0 | 0 | 0
ST | 0 | 0 | 0 | 0 | 0 | 0
STOG | 0 | 0 | 0 | 0 | 0 | 0
STWD | 0 | 0 | 0 | 0 | 0 | 0
WT | 0 | 0 | 0 | 0 | 0 | 0
IGCC | 0 | 0 | 0 | 0 | 0 | 0
DemandResponse | 0 | 0 | 0 | 0 | 0 | 0
IGCC-CCS | 0 | 0 | 0 | 0 | 0 | 0
WT_off | 0 | 0 | 0 | 0 | 0 | 0
PseudoUnit | 0 | 0 | 0 | 0 | 0 | 0
FixedInterchange | 0 | 0 | 0 | 0 | 0 | 0
Base FOM Costs by Reporting Type: VACAR
ReportingType | 2015 | 2020 | 2025 | 2030 | 2035 | 2040
BM | 0.09 | 36.04 | 110.64 | 130.08 | 130.08 | 702.15
CC | 393.97 | 439.94 | 413.77 | 422.43 | 419.91 | 419.91
CSP | 0 | 0 | 0 | 0 | 0 | 0
CT | 4.8 | 4.8 | 4.8 | 4.8 | 4.8 | 0
Coal | 380.89 | 394.57 | 311.35 | 228.85 | 173.76 | 185.32
Geo | 0 | 0 | 0 | 0 | 0 | 0
H | 30.23 | 30.23 | 30.23 | 30.23 | 30.23 | 30.97
LFG | 7.64 | 20.52 | 20.52 | 20.52 | 20.52 | 20.52
Nuc | 1664.13 | 1955.26 | 2157.63 | 2597.93 | 2125.05 | 3823.73
PS | 62.1 | 62.1 | 62.1 | 62.1 | 62.1 | 62.1
PV | 0.23 | 2.71 | 2.92 | 3.12 | 3.3 | 22.5
PeakG | 142.93 | 209.84 | 148.17 | 188.38 | 199.72 | 199.72
PeakO | 36.13 | 46.34 | 37.33 | 38.01 | 0 | 0
ST | 0 | 0 | 0 | 0 | 0 | 0
STOG | 4.04 | 4.78 | 4.1 | 4.1 | 0 | 0
STWD | 9.01 | 11.27 | 9.18 | 9.18 | 9.18 | 9.18
WT | 0.03 | 98.25 | 98.25 | 98.25 | 98.25 | 98.25
IGCC | 0 | 0 | 0 | 0 | 0 | 0
DemandResponse | 0 | 0 | 0 | 0 | 0 | 0
IGCC-CCS | 0 | 0 | 0 | 0 | 0 | 0
WT_off | 0.05 | 0.05 | 0.05 | 0.05 | 1889.99 | 2093.28
PseudoUnit | 0 | 0 | 0 | 0 | 0 | 0
FixedInterchange | 0 | 0 | 0 | 0 | 0 | 0
Base FOM Costs by Reporting Type: IESO
ReportingType | 2015 | 2020 | 2025 | 2030 | 2035 | 2040
BM | 32.8 | 32.8 | 32.8 | 32.8 | 32.8 | 32.86
CC | 87.6 | 87.6 | 87.6 | 87.6 | 93.49 | 103.49
CSP | 0 | 0 | 0 | 0 | 0 | 0
CT | 2.46 | 2.46 | 2.46 | 2.46 | 4.31 | 24.41
Coal | 0 | 0 | 0 | 0 | 0 | 0
Geo | 0 | 0 | 0 | 0 | 0 | 0
H | 123.83 | 123.83 | 123.83 | 127.39 | 127.39 | 127.39
LFG | 14.17 | 14.17 | 14.17 | 14.23 | 14.23 | 14.23
Nuc | 1895.33 | 1895.33 | 1895.33 | 1895.33 | 1745.37 | 2079.68
PS | 2.92 | 2.92 | 2.92 | 2.92 | 2.92 | 2.92
PV | 18.26 | 18.26 | 18.26 | 18.26 | 0.44 | 0.44
PeakG | 11.67 | 13.67 | 13.67 | 13.67 | 13.67 | 13.67
PeakO | 4.92 | 4.92 | 5.03 | 5.12 | 5.12 | 5.12
ST | 0 | 0 | 0 | 0 | 0 | 0
STOG | 0 | 0 | 0 | 0 | 0 | 0
STWD | 4.45 | 4.45 | 4.45 | 4.45 | 4.45 | 4.45
WT | 102.92 | 102.92 | 102.92 | 102.92 | 561.99 | 697.67
IGCC | 0 | 0 | 0 | 0 | 0 | 0
DemandResponse | 0 | 0 | 0 | 0 | 0 | 0
IGCC-CCS | 0 | 0 | 0 | 0 | 0 | 0
WT_off | 0 | 0 | 0 | 0 | 0 | 0
PseudoUnit | 0 | 0 | 0 | 0 | 0 | 0
FixedInterchange | 0 | 0 | 0 | 0 | 0 | 0
Base FOM Costs by Reporting Type: MAPP_CA
ReportingType | 2015 | 2020 | 2025 | 2030 | 2035 | 2040
BM | 0 | 0 | 0 | 0 | 0 | 0
CC | 31.36 | 31.36 | 18.86 | 9.67 | 9.67 | 9.14
CSP | 0 | 0 | 0 | 0 | 0 | 0
CT | 0 | 0 | 0 | 0 | 0 | 0
Coal | 44.25 | 44.82 | 0 | 0 | 0 | 0
Geo | 0 | 0 | 0 | 0 | 0 | 0
H | 92.24 | 102.13 | 123.42 | 158.45 | 158.45 | 158.45
LFG | 0 | 0 | 0 | 0 | 0 | 0
Nuc | 0.01 | 0.01 | 0.01 | 0.01 | 0.01 | 28.99
PS | 0 | 0 | 0 | 0 | 0 | 0
PV | 0 | 0 | 0 | 0 | 0 | 0
PeakG | 9.88 | 9.88 | 9.88 | 9.88 | 13.09 | 13.09
PeakO | 0.09 | 0.09 | 0.09 | 0.12 | 0.12 | 0.12
ST | 0 | 0 | 0 | 0 | 0 | 0
STOG | 5.54 | 5.54 | 0 | 0 | 0 | 0
STWD | 0 | 0 | 0 | 0 | 0 | 0
WT | 17.9 | 17.9 | 17.9 | 17.9 | 17.9 | 17.9
IGCC | 0 | 0 | 0 | 0 | 0 | 0
DemandResponse | 0 | 0 | 0 | 0 | 0 | 0
IGCC-CCS | 0 | 0 | 0 | 0 | 0 | 0
WT_off | 0 | 0 | 0 | 0 | 0 | 0
PseudoUnit | 0 | 0 | 0 | 0 | 0 | 0
FixedInterchange | 0 | 0 | 0 | 0 | 0 | 0
Base FOM Costs by Reporting Type: AZ_NM_SNV_Coal
ReportingType | 2015 | 2020 | 2025 | 2030 | 2035 | 2040
BM | 0 | 0 | 0 | 0 | 0 | 0
CC | 0 | 0 | 0 | 0 | 0 | 0
CSP | 0 | 0 | 0 | 0 | 0 | 0
CT | 0 | 0 | 0 | 0 | 0 | 0
Coal | 535.11 | 404.75 | 62.74 | 64.33 | 46.98 | 53.61
Geo | 0 | 0 | 0 | 0 | 0 | 0
H | 0 | 0 | 0 | 0 | 0 | 0
LFG | 0 | 0 | 0 | 0 | 0 | 0
Nuc | 0 | 0 | 0 | 0 | 0 | 0
PS | 0 | 0 | 0 | 0 | 0 | 0
PV | 0 | 0 | 0 | 0 | 0 | 0
PeakG | 0 | 0 | 0 | 0 | 0 | 0
PeakO | 5.77 | 7.38 | 6 | 6 | 6 | 6
ST | 0 | 0 | 0 | 0 | 0 | 0
STOG | 0 | 0 | 0 | 0 | 0 | 0
STWD | 0 | 0 | 0 | 0 | 0 | 0
WT | 0 | 0 | 0 | 0 | 0 | 0
IGCC | 0 | 0 | 0 | 0 | 0 | 0
DemandResponse | 0 | 0 | 0 | 0 | 0 | 0
IGCC-CCS | 0 | 0 | 0 | 0 | 0 | 0
WT_off | 0 | 0 | 0 | 0 | 0 | 0
PseudoUnit | 0 | 0 | 0 | 0 | 0 | 0
FixedInterchange | 0 | 0 | 0 | 0 | 0 | 0
Base FOM Costs by Reporting Type: AZ_NM_SNV_Gas
ReportingType | 2015 | 2020 | 2025 | 2030 | 2035 | 2040
BM | 0 | 0 | 0 | 0 | 0 | 0
CC | 482.11 | 671.69 | 605.02 | 631.7 | 704.03 | 704.03
CSP | 0 | 0 | 0 | 0 | 0 | 0
CT | 4.93 | 4.93 | 4.93 | 4.93 | 4.93 | 4.93
Coal | 0 | 0 | 0 | 0 | 0 | 0
Geo | 0 | 0 | 0 | 0 | 0 | 0
H | 0 | 0 | 0 | 0 | 0 | 0
LFG | 0 | 0 | 0 | 0 | 0 | 0
Nuc | 0 | 0 | 0 | 0 | 0 | 0
PS | 0 | 0 | 0 | 0 | 0 | 0
PV | 0 | 0 | 0 | 0 | 0 | 0
PeakG | 63.97 | 93.45 | 74.33 | 87.99 | 87.99 | 87.99
PeakO | 0 | 0 | 0 | 0 | 0 | 0
ST | 0 | 0 | 0 | 0 | 0 | 0
STOG | 0 | 0 | 0 | 0 | 0 | 0
STWD | 0 | 0 | 0 | 0 | 0 | 0
WT | 0 | 0 | 0 | 0 | 0 | 0
IGCC | 0 | 0 | 0 | 0 | 0 | 0
DemandResponse | 0 | 0 | 0 | 0 | 0 | 0
IGCC-CCS | 0 | 0 | 0 | 0 | 0 | 0
WT_off | 0 | 0 | 0 | 0 | 0 | 0
PseudoUnit | 0 | 0 | 0 | 0 | 0 | 0
FixedInterchange | 0 | 0 | 0 | 0 | 0 | 0
Base FOM Costs by Reporting Type: AZ_NM_SNV_NucRenew
ReportingType | 2015 | 2020 | 2025 | 2030 | 2035 | 2040
BM | 0 | 0 | 0 | 0 | 280.91 | 657.29
CC | 0 | 0 | 0 | 0 | 0 | 0
CSP | 0 | 0 | 0 | 0 | 0 | 0
CT | 0 | 0 | 0 | 0 | 0 | 0
Coal | 0 | 0 | 0 | 0 | 0 | 0
Geo | 0 | 0 | 122.18 | 122.18 | 122.18 | 122.18
H | 44.6 | 44.6 | 44.6 | 44.6 | 44.6 | 44.6
LFG | 0.84 | 8.14 | 8.14 | 8.14 | 8.14 | 8.14
Nuc | 484.16 | 564.17 | 564.17 | 798.49 | 952.5 | 952.5
PS | 5.13 | 5.13 | 5.13 | 5.13 | 5.13 | 5.13
PV | 2.38 | 2.38 | 2.38 | 2.38 | 2.38 | 2.38
PeakG | 0 | 0 | 0 | 0 | 0 | 0
PeakO | 0 | 0 | 0 | 0 | 0 | 0
ST | 17.92 | 51.53 | 71.8 | 77.65 | 171.87 | 243.04
STOG | 0 | 0 | 0 | 0 | 0 | 0
STWD | 0.83 | 1.04 | 0.85 | 0.85 | 0.85 | 0.85
WT | 17.57 | 381.65 | 404.41 | 435.07 | 435.07 | 435.07
IGCC | 0 | 0 | 0 | 0 | 0 | 0
DemandResponse | 0 | 0 | 0 | 0 | 0 | 0
IGCC-CCS | 0 | 0 | 0 | 0 | 0 | 0
WT_off | 0 | 0 | 0 | 0 | 0 | 0
PseudoUnit | 0 | 0 | 0 | 0 | 0 | 0
FixedInterchange | 0 | 0 | 0 | 0 | 0 | 0
Base FOM Costs by Reporting Type: ERCOT
ReportingType | 2015 | 2020 | 2025 | 2030 | 2035 | 2040
BM | 14.57 | 14.57 | 14.57 | 14.57 | 408.54 | 408.54
CC | 1164.74 | 1459.8 | 1270.1 | 1299.7 | 1432.81 | 1432.81
CSP | 0 | 0 | 0 | 0 | 0 | 0
CT | 1.67 | 1.67 | 1.67 | 1.67 | 0 | 0
Coal | 276.02 | 235.38 | 188.83 | 190.49 | 190.49 | 233.75
Geo | 0 | 0 | 0 | 0 | 0 | 0
H | 8.05 | 8.05 | 8.05 | 8.05 | 8.05 | 16.99
LFG | 9.05 | 9.05 | 9.05 | 51.64 | 51.64 | 51.64
Nuc | 574.09 | 734.71 | 741.22 | 1086.14 | 1964.22 | 2110.62
PS | 0 | 0 | 0 | 0 | 0 | 0
PV | 0.25 | 0.25 | 0.25 | 0.25 | 0.01 | 0.01
PeakG | 80.63 | 119.03 | 114.62 | 114.62 | 114.62 | 114.62
PeakO | 1.29 | 1.86 | 1.53 | 1.53 | 1.53 | 1.53
ST | 0 | 0 | 0 | 0 | 0 | 0
STOG | 520.02 | 615.32 | 525.81 | 525.81 | 169.47 | 169.47
STWD | 0 | 0 | 0 | 0 | 0 | 0
WT | 315.42 | 315.42 | 1005.77 | 1057.92 | 1124.49 | 1205.49
IGCC | 0 | 0 | 0 | 0 | 0 | 0
DemandResponse | 0 | 0 | 0 | 0 | 0 | 0
IGCC-CCS | 0 | 0 | 0 | 0 | 0 | 309.72
WT_off | 0 | 0 | 0 | 0 | 0 | 0
PseudoUnit | 0 | 0 | 0 | 0 | 0 | 0
FixedInterchange | 0 | 0 | 0 | 0 | 0 | 0
Base FOM Costs by Reporting Type: NP15
ReportingType | 2015 | 2020 | 2025 | 2030 | 2035 | 2040
BM | 0 | 0 | 0 | 0 | 84.75 | 84.75
CC | 277.47 | 334.67 | 316.33 | 330.93 | 357.4 | 271.81
CSP | 0 | 0 | 0 | 0 | 0 | 0
CT | 1.42 | 1.42 | 1.42 | 5.54 | 5.54 | 5.54
Coal | 1.65 | 0 | 0 | 0 | 0 | 0
Geo | 100.8 | 151.36 | 151.36 | 151.36 | 151.36 | 151.36
H | 125.7 | 125.7 | 125.7 | 125.7 | 125.7 | 125.7
LFG | 10.26 | 78.24 | 78.24 | 78.24 | 78.24 | 78.24
Nuc | 302.44 | 364.27 | 334.86 | 334.86 | 334.86 | 334.86
PS | 53.58 | 53.58 | 53.58 | 53.58 | 53.58 | 53.58
PV | 0.89 | 0.89 | 0.89 | 0.89 | 23.35 | 59.31
PeakG | 56.04 | 82.34 | 58.1 | 74.01 | 78.49 | 78.49
PeakO | 10.26 | 13.08 | 10.48 | 10.49 | 10.49 | 10.49
ST | 1.86 | 1.86 | 1.86 | 1.86 | 6.4 | 6.4
STOG | 115.76 | 136.98 | 117.42 | 117.42 | 117.42 | 114.51
STWD | 14.17 | 17.73 | 14.44 | 14.44 | 14.44 | 14.44
WT | 40.21 | 132.82 | 132.82 | 434.51 | 436 | 436
IGCC | 0 | 0 | 0 | 0 | 0 | 0
DemandResponse | 0 | 0 | 0 | 0 | 0 | 0
IGCC-CCS | 0 | 0 | 0 | 0 | 0 | 792.51
WT_off | 0 | 0 | 0 | 0 | 0 | 0
PseudoUnit | 0 | 0 | 0 | 0 | 0 | 0
FixedInterchange | 0 | 0 | 0 | 0 | 0 | 0
Base FOM Costs by Reporting Type: NWPP_Coal
ReportingType | 2015 | 2020 | 2025 | 2030 | 2035 | 2040
BM | 0 | 0 | 0 | 0 | 0 | 0
CC | 0 | 0 | 0 | 0 | 0 | 0
CSP | 0 | 0 | 0 | 0 | 0 | 0
CT | 0 | 0 | 0 | 0 | 0 | 0
Coal | 462.42 | 306.59 | 144.66 | 149.73 | 150.2 | 14.69
Geo | 0 | 0 | 0 | 0 | 0 | 0
H | 0 | 0 | 0 | 0 | 0 | 0
LFG | 0 | 0 | 0 | 0 | 0 | 0
Nuc | 0 | 0 | 0 | 0 | 0 | 0
PS | 0 | 0 | 0 | 0 | 0 | 0
PV | 0 | 0 | 0 | 0 | 0 | 0
PeakG | 0 | 0 | 0 | 0 | 0 | 0
PeakO | 0 | 0 | 0 | 0 | 0 | 0
ST | 0 | 0 | 0 | 0 | 0 | 0
STOG | 0 | 0 | 0 | 0 | 0 | 0
STWD | 0 | 0 | 0 | 0 | 0 | 0
WT | 0 | 0 | 0 | 0 | 0 | 0
IGCC | 0 | 0 | 0 | 0 | 0 | 0
DemandResponse | 0 | 0 | 0 | 0 | 0 | 0
IGCC-CCS | 0 | 0 | 0 | 0 | 0 | 0
WT_off | 0 | 0 | 0 | 0 | 0 | 0
PseudoUnit | 0 | 0 | 0 | 0 | 0 | 0
FixedInterchange | 0 | 0 | 0 | 0 | 0 | 0
Base FOM Costs by Reporting Type: NWPP_Gas
ReportingType | 2015 | 2020 | 2025 | 2030 | 2035 | 2040
BM | 0 | 0 | 0 | 0 | 0 | 0
CC | 192.07 | 317.06 | 295.66 | 295.66 | 275.36 | 271.05
CSP | 0 | 0 | 0 | 0 | 0 | 0
CT | 1 | 1 | 1 | 1 | 0 | 0
Coal | 0 | 0 | 0 | 0 | 0 | 0
Geo | 0 | 0 | 0 | 0 | 0 | 0
H | 0 | 0 | 0 | 0 | 0 | 0
LFG | 0 | 0 | 0 | 0 | 0 | 0
Nuc | 0 | 0 | 0 | 0 | 0 | 0
PS | 0 | 0 | 0 | 0 | 0 | 0
PV | 0 | 0 | 0 | 0 | 0 | 0
PeakG | 0 | 0 | 0 | 0 | 0 | 0
PeakO | 0 | 0 | 0 | 0 | 0 | 0
ST | 0 | 0 | 0 | 0 | 0 | 0
STOG | 0 | 0 | 0 | 0 | 0 | 0
STWD | 0 | 0 | 0 | 0 | 0 | 0
WT | 0 | 0 | 0 | 0 | 0 | 0
IGCC | 0 | 0 | 0 | 0 | 0 | 0
DemandResponse | 0 | 0 | 0 | 0 | 0 | 0
IGCC-CCS | 0 | 0 | 0 | 0 | 0 | 176.35
WT_off | 0 | 0 | 0 | 0 | 0 | 0
PseudoUnit | 0 | 0 | 0 | 0 | 0 | 0
FixedInterchange | 0 | 0 | 0 | 0 | 0 | 0
Base FOM Costs by Reporting Type: NWPP_NucRenew
ReportingType | 2015 | 2020 | 2025 | 2030 | 2035 | 2040
BM | 3.27 | 3.27 | 3.27 | 3.27 | 72.57 | 909.55
CC | 0 | 0 | 0 | 0 | 0 | 0
CSP | 0 | 0 | 0 | 0 | 0 | 0
CT | 0 | 0 | 0 | 0 | 0 | 0
Coal | 0 | 0 | 0 | 0 | 0 | 0
Geo | 35.81 | 35.81 | 72.38 | 72.38 | 72.38 | 72.38
H | 480.54 | 480.54 | 480.54 | 480.54 | 485.31 | 485.31
LFG | 15.5 | 43.34 | 44.91 | 44.91 | 44.91 | 44.91
Nuc | 164.67 | 164.67 | 164.67 | 164.67 | 548.28 | 608.74
PS | 6.12 | 6.12 | 6.12 | 6.12 | 6.12 | 6.12
PV | 0.04 | 0.04 | 0.04 | 0.04 | 0.04 | 0.04
PeakG | 0 | 0 | 0 | 0 | 0 | 0
PeakO | 0 | 0 | 0 | 0 | 0 | 0
ST | 0 | 0 | 0 | 0 | 0 | 0
STOG | 0 | 0 | 0 | 0 | 0 | 0
STWD | 17.98 | 22.5 | 18.33 | 18.33 | 18.33 | 18.33
WT | 228.93 | 228.93 | 228.93 | 1020.16 | 1089.3 | 1232.63
IGCC | 0 | 0 | 0 | 0 | 0 | 0
DemandResponse | 0 | 0 | 0 | 0 | 0 | 0
IGCC-CCS | 0 | 0 | 0 | 0 | 0 | 0
WT_off | 0 | 0 | 0 | 0 | 0 | 0
PseudoUnit | 0 | 0 | 0 | 0 | 0 | 0
FixedInterchange | 0 | 0 | 0 | 0 | 0 | 0
Base FOM Costs by Reporting Type: RMPA
ReportingType | 2015 | 2020 | 2025 | 2030 | 2035 | 2040
BM | 0 | 0 | 0 | 0 | 374.55 | 374.55
CC | 79.71 | 141.16 | 121.22 | 162.25 | 149.64 | 136.79
CSP | 0 | 0 | 0 | 0 | 0 | 0
CT | 1.02 | 1.02 | 1.02 | 1.02 | 0 | 0
Coal | 439.16 | 334.07 | 193.24 | 196.18 | 50.04 | 57
Geo | 0 | 2.11 | 216.56 | 216.56 | 216.56 | 216.56
H | 13.99 | 13.99 | 13.99 | 13.99 | 13.99 | 13.99
LFG | 0.89 | 4.37 | 4.37 | 4.37 | 4.37 | 4.37
Nuc | 0.01 | 0.01 | 0.01 | 0.01 | 0.01 | 0.01
PS | 13.37 | 13.37 | 13.37 | 13.37 | 13.37 | 13.37
PV | 0.31 | 0.31 | 0.31 | 0.31 | 0.31 | 0.31
PeakG | 48.87 | 72.26 | 50.7 | 61.6 | 69.81 | 69.81
PeakO | 5.49 | 6.99 | 5.61 | 5.61 | 5.61 | 5.61
ST | 0.19 | 26.08 | 26.08 | 30.04 | 30.04 | 30.04
STOG | 0 | 0 | 0 | 0 | 0 | 0
STWD | 0 | 0 | 0 | 0 | 0 | 0
WT | 67.62 | 195.84 | 195.84 | 223.59 | 240.42 | 263.83
IGCC | 0 | 0 | 0 | 0 | 0 | 0
DemandResponse | 0 | 0 | 0 | 0 | 0 | 0
IGCC-CCS | 0 | 0 | 0 | 0 | 0 | 242.75
WT_off | 0 | 0 | 0 | 0 | 0 | 0
PseudoUnit | 0 | 0 | 0 | 0 | 0 | 0
FixedInterchange | 0 | 0 | 0 | 0 | 0 | 0
Base FOM Costs by Reporting Type: SP15
ReportingType | 2015 | 2020 | 2025 | 2030 | 2035 | 2040
BM | 0.6 | 0.6 | 0.6 | 0.6 | 67.8 | 67.8
CC | 308.67 | 447.54 | 448.12 | 457.71 | 491.69 | 486.46
CSP | 0 | 0 | 0 | 0 | 0 | 0
CT | 0 | 0 | 0 | 0 | 0 | 0
Coal | 11.02 | 8.11 | 7.61 | 8.09 | 8.23 | 0
Geo | 86.16 | 208.35 | 208.35 | 208.35 | 208.35 | 208.35
H | 16.57 | 16.57 | 16.57 | 16.57 | 16.57 | 16.57
LFG | 26.93 | 93.8 | 93.8 | 93.8 | 93.8 | 93.8
Nuc | 327.58 | 356.35 | 327.58 | 327.58 | 327.58 | 447.86
PS | 34.19 | 34.19 | 34.19 | 34.19 | 34.19 | 34.19
PV | 1.87 | 1.87 | 1.87 | 1.87 | 1.87 | 1.87
PeakG | 76.73 | 111.44 | 93.22 | 103.59 | 103.59 | 103.59
PeakO | 1.47 | 1.91 | 1.53 | 1.53 | 1.53 | 1.53
ST | 28.67 | 28.67 | 28.67 | 71.11 | 171.86 | 313.12
STOG | 371.64 | 439.75 | 376.97 | 376.97 | 376.97 | 314.76
STWD | 3.81 | 4.77 | 3.89 | 3.89 | 3.89 | 3.89
WT | 71.03 | 107.21 | 107.21 | 646.17 | 646.17 | 646.17
IGCC | 0 | 0 | 0 | 0 | 0 | 0
DemandResponse | 0 | 0 | 0 | 0 | 0 | 0
IGCC-CCS | 0 | 0 | 0 | 0 | 378.6 | 1041.05
WT_off | 0 | 0 | 0 | 0 | 0 | 0
PseudoUnit | 0 | 0 | 0 | 0 | 0 | 0
FixedInterchange | 0 | 0 | 0 | 0 | 0 | 0
Base FOM Costs by Reporting Type: ALB
ReportingType | 2015 | 2020 | 2025 | 2030 | 2035 | 2040
BM | 0 | 0 | 0 | 0 | 0 | 0
CC | 65.34 | 76.21 | 78.61 | 38.51 | 39.9 | 39.9
CSP | 0 | 0 | 0 | 0 | 0 | 0
CT | 1.35 | 1.35 | 1.35 | 1.35 | 0 | 0
Coal | 380.9 | 399.22 | 412.86 | 14.69 | 14.69 | 14.69
Geo | 0 | 0 | 0 | 0 | 0 | 0
H | 12.99 | 12.99 | 12.99 | 12.99 | 12.99 | 12.99
LFG | 1.21 | 1.21 | 1.21 | 1.21 | 1.21 | 1.21
Nuc | 0.01 | 0.01 | 65.24 | 862.82 | 1034.74 | 1180.57
PS | 0 | 0 | 0 | 0 | 0 | 0
PV | 0 | 0 | 0 | 0 | 0 | 0
PeakG | 22.88 | 22.88 | 22.88 | 22.88 | 32.23 | 32.23
PeakO | 0 | 0 | 0 | 0 | 0 | 0
ST | 0 | 0 | 0 | 0 | 0 | 0
STOG | 0 | 0 | 0 | 0 | 0 | 0
STWD | 5.58 | 5.58 | 5.58 | 5.58 | 5.58 | 5.58
WT | 22.94 | 22.94 | 22.94 | 22.94 | 25.5 | 25.5
IGCC | 0 | 0 | 0 | 0 | 0 | 0
DemandResponse | 0 | 0 | 0 | 0 | 0 | 0
IGCC-CCS | 0 | 0 | 0 | 0 | 0 | 0
WT_off | 0 | 0 | 0 | 0 | 0 | 0
PseudoUnit | 0 | 0 | 0 | 0 | 0 | 0
FixedInterchange | 0 | 0 | 0 | 0 | 0 | 0
Base FOM Costs by Reporting Type: BC
ReportingType | 2015 | 2020 | 2025 | 2030 | 2035 | 2040
BM | 0 | 0 | 0 | 0 | 0 | 0
CC | 22.23 | 28.68 | 28.68 | 29.2 | 30.07 | 30.07
CSP | 0 | 0 | 0 | 0 | 0 | 0
CT | 0 | 0 | 0 | 0 | 0 | 0
Coal | 0 | 0 | 0 | 0 | 0 | 0
Geo | 0 | 0 | 0 | 0 | 0 | 0
H | 173.22 | 173.22 | 173.22 | 173.22 | 173.22 | 173.22
LFG | 2.9 | 2.9 | 2.9 | 2.9 | 2.9 | 2.9
Nuc | 0.01 | 0.01 | 40.17 | 200.04 | 303.35 | 404.07
PS | 0 | 0 | 0 | 0 | 0 | 0
PV | 0 | 0 | 0 | 0 | 0 | 0
PeakG | 2.66 | 2.77 | 3.3 | 3.3 | 3.3 | 3.3
PeakO | 1.16 | 1.29 | 1.29 | 1.29 | 1.29 | 1.29
ST | 0 | 0 | 0 | 0 | 0 | 0
STOG | 0 | 0 | 0 | 0 | 0 | 0
STWD | 16.34 | 16.34 | 16.34 | 16.34 | 16.34 | 16.34
WT | 7.53 | 7.53 | 7.53 | 7.53 | 11.91 | 11.91
IGCC | 0 | 0 | 0 | 0 | 0 | 0
DemandResponse | 0 | 0 | 0 | 0 | 0 | 0
IGCC-CCS | 0 | 0 | 0 | 0 | 0 | 0
WT_off | 0 | 0 | 0 | 0 | 0 | 0
PseudoUnit | 0 | 0 | 0 | 0 | 0 | 0
FixedInterchange | 0 | 0 | 0 | 0 | 0 | 0
Base FOM Costs by Reporting Type: HQ_IESO
ReportingType | 2015 | 2020 | 2025 | 2030 | 2035 | 2040
BM | 0 | 0 | 0 | 0 | 0 | 0
CC | 0 | 0 | 0 | 0 | 0 | 0
CSP | 0 | 0 | 0 | 0 | 0 | 0
CT | 0 | 0 | 0 | 0 | 0 | 0
Coal | 0 | 0 | 0 | 0 | 0 | 0
Geo | 0 | 0 | 0 | 0 | 0 | 0
H | 0 | 0 | 0 | 0 | 0 | 0
LFG | 0 | 0 | 0 | 0 | 0 | 0
Nuc | 0.01 | 0.01 | 0.01 | 0.01 | 0.01 | 0.01
PS | 0 | 0 | 0 | 0 | 0 | 0
PV | 0 | 0 | 0 | 0 | 0 | 0
PeakG | 0 | 0 | 0 | 0 | 0 | 0
PeakO | 0 | 0 | 0 | 0 | 0 | 0
ST | 0 | 0 | 0 | 0 | 0 | 0
STOG | 0 | 0 | 0 | 0 | 0 | 0
STWD | 0 | 0 | 0 | 0 | 0 | 0
WT | 0 | 0 | 0 | 0 | 0 | 0
IGCC | 0 | 0 | 0 | 0 | 0 | 0
DemandResponse | 0 | 0 | 0 | 0 | 0 | 0
IGCC-CCS | 0 | 0 | 0 | 0 | 0 | 0
WT_off | 0 | 0 | 0 | 0 | 0 | 0
PseudoUnit | 0 | 0 | 0 | 1.25 | 1.25 | 1.25
FixedInterchange | 0 | 0 | 0 | 0 | 0 | 0
Base FOM Costs by Reporting Type: HQ_NEISO
ReportingType | 2015 | 2020 | 2025 | 2030 | 2035 | 2040
BM | 0 | 0 | 0 | 0 | 0 | 0
CC | 0 | 0 | 0 | 0 | 0 | 0
CSP | 0 | 0 | 0 | 0 | 0 | 0
CT | 0 | 0 | 0 | 0 | 0 | 0
Coal | 0 | 0 | 0 | 0 | 0 | 0
Geo | 0 | 0 | 0 | 0 | 0 | 0
H | 0 | 0 | 0 | 0 | 0 | 0
LFG | 0 | 0 | 0 | 0 | 0 | 0
Nuc | 0.01 | 0.01 | 0.01 | 0.01 | 0.01 | 0.01
PS | 0 | 0 | 0 | 0 | 0 | 0
PV | 0 | 0 | 0 | 0 | 0 | 0
PeakG | 0 | 0 | 0 | 0 | 0 | 0
PeakO | 0 | 0 | 0 | 0 | 0 | 0
ST | 0 | 0 | 0 | 0 | 0 | 0
STOG | 0 | 0 | 0 | 0 | 0 | 0
STWD | 0 | 0 | 0 | 0 | 0 | 0
WT | 0 | 0 | 0 | 0 | 0 | 0
IGCC | 0 | 0 | 0 | 0 | 0 | 0
DemandResponse | 0 | 0 | 0 | 0 | 0 | 0
IGCC-CCS | 0 | 0 | 0 | 0 | 0 | 0
WT_off | 0 | 0 | 0 | 0 | 0 | 0
PseudoUnit | 0 | 0 | 0 | 21.03 | 21.03 | 21.03
FixedInterchange | 0 | 0 | 0 | 0 | 0 | 0
Base FOM Costs by Reporting Type: HQ_NY
ReportingType | 2015 | 2020 | 2025 | 2030 | 2035 | 2040
BM | 0 | 0 | 0 | 0 | 0 | 0
CC | 0 | 0 | 0 | 0 | 0 | 0
CSP | 0 | 0 | 0 | 0 | 0 | 0
CT | 0 | 0 | 0 | 0 | 0 | 0
Coal | 0 | 0 | 0 | 0 | 0 | 0
Geo | 0 | 0 | 0 | 0 | 0 | 0
H | 0 | 0 | 0 | 0 | 0 | 0
LFG | 0 | 0 | 0 | 0 | 0 | 0
Nuc | 0.01 | 0.01 | 0.01 | 0.01 | 0.01 | 0.01
PS | 0 | 0 | 0 | 0 | 0 | 0
PV | 0 | 0 | 0 | 0 | 0 | 0
PeakG | 0 | 0 | 0 | 0 | 0 | 0
PeakO | 0 | 0 | 0 | 0 | 0 | 0
ST | 0 | 0 | 0 | 0 | 0 | 0
STOG | 0 | 0 | 0 | 0 | 0 | 0
STWD | 0 | 0 | 0 | 0 | 0 | 0
WT | 0 | 0 | 0 | 0 | 0 | 0
IGCC | 0 | 0 | 0 | 0 | 0 | 0
DemandResponse | 0 | 0 | 0 | 0 | 0 | 0
IGCC-CCS | 0 | 0 | 0 | 0 | 0 | 0
WT_off | 0 | 0 | 0 | 0 | 0 | 0
PseudoUnit | 0 | 0 | 35.6 | 35.6 | 35.6 | 35.6
FixedInterchange | 0 | 0 | 0 | 0 | 0 | 0
Base FOM Costs by Reporting Type: MARITIMES
ReportingType | 2015 | 2020 | 2025 | 2030 | 2035 | 2040
BM | 0 | 0 | 0 | 0 | 0 | 0
CC | 0 | 0 | 0 | 0 | 0 | 0
CSP | 0 | 0 | 0 | 0 | 0 | 0
CT | 0 | 0 | 0 | 0 | 0 | 0
Coal | 0 | 0 | 0 | 0 | 0 | 0
Geo | 0 | 0 | 0 | 0 | 0 | 0
H | 0 | 0 | 0 | 0 | 0 | 0
LFG | 0 | 0 | 0 | 0 | 0 | 0
Nuc | 0.01 | 0.01 | 0.01 | 0.01 | 0.01 | 0.01
PS | 0 | 0 | 0 | 0 | 0 | 0
PV | 0 | 0 | 0 | 0 | 0 | 0
PeakG | 0 | 0 | 0 | 0 | 0 | 0
PeakO | 0 | 0 | 0 | 0 | 0 | 0
ST | 0 | 0 | 0 | 0 | 0 | 0
STOG | 0 | 0 | 0 | 0 | 0 | 0
STWD | 0 | 0 | 0 | 0 | 0 | 0
WT | 0 | 0 | 0 | 0 | 0 | 0
IGCC | 0 | 0 | 0 | 0 | 0 | 0
DemandResponse | 0 | 0 | 0 | 0 | 0 | 0
IGCC-CCS | 0 | 0 | 0 | 0 | 0 | 0
WT_off | 0 | 0 | 0 | 0 | 0 | 0
PseudoUnit | 0 | 0 | 0 | 7.12 | 7.12 | 7.12
FixedInterchange | 0 | 0 | 0 | 0 | 0 | 0
Base FOM Costs by Reporting Type: All
ReportingType | 2015 | 2020 | 2025 | 2030 | 2035 | 2040
BM | 125.73 | 161.68 | 236.28 | 262.6 | 7744.96 | 12767.77
CC | 7839.94 | 11055.15 | 9915.4 | 10378.91 | 10306.24 | 9874.07
CSP | 0 | 0 | 0 | 0 | 0 | 0
CT | 42.8 | 44.81 | 45.53 | 101.4 | 81.59 | 99.12
Coal | 11710.13 | 6453.42 | 5508.79 | 5421 | 5564.02 | 5815.09
Geo | 226.72 | 401.57 | 774.79 | 774.79 | 774.79 | 774.79
H | 1511 | 1528.07 | 1564.36 | 1615.66 | 1634.5 | 1656.93
LFG | 498.94 | 733.94 | 999.86 | 1086.97 | 1086.97 | 1086.97
Nuc | 16696.36 | 17842.96 | 18294.48 | 22165.86 | 23398.71 | 34662.99
PS | 517.25 | 517.25 | 517.25 | 517.25 | 517.25 | 517.25
PV | 26.7 | 64.87 | 86.93 | 94.42 | 103.78 | 513.77
PeakG | 2062.43 | 3021.93 | 2293.82 | 2699.7 | 2681.53 | 2681.53
PeakO | 583.43 | 762.23 | 618.02 | 581.45 | 537.88 | 535.41
ST | 48.64 | 108.14 | 128.41 | 180.65 | 380.17 | 592.6
STOG | 2235.3 | 2618.92 | 2238.62 | 2238.62 | 1814.98 | 1426.03
STWD | 158.67 | 191.92 | 161.28 | 161.28 | 161.28 | 161.28
WT | 2034.5 | 4460.02 | 7298.15 | 10508.3 | 11971.36 | 12984.32
IGCC | 30.22 | 30.22 | 30.22 | 30.22 | 30.22 | 30.22
DemandResponse | 0 | 0 | 0 | 0 | 0 | 0
IGCC-CCS | 0 | 0 | 0 | 0 | 378.6 | 3454.12
WT_off | 25.01 | 25.01 | 83.68 | 83.68 | 2426.94 | 4918.64
PseudoUnit | 0 | 0 | 35.6 | 65 | 65 | 65
FixedInterchange | 0 | 0 | 0 | 0 | 0 | 0
Base FOM Costs by Reporting Type: EI_US
ReportingType | 2015 | 2020 | 2025 | 2030 | 2035 | 2040
BM | 74.48 | 110.43 | 185.03 | 211.35 | 6423.04 | 10232.42
CC | 5128.65 | 7459.39 | 6645.21 | 7035.99 | 6722.17 | 6388.52
CSP | 0 | 0 | 0 | 0 | 0 | 0
CT | 28.95 | 30.95 | 31.68 | 83.42 | 66.82 | 64.24
Coal | 9559.59 | 4720.48 | 4498.84 | 4797.49 | 5103.4 | 5441.35
Geo | 3.95 | 3.95 | 3.95 | 3.95 | 3.95 | 3.95
H | 419.29 | 426.46 | 441.46 | 454.18 | 468.24 | 481.73
LFG | 417.2 | 478.72 | 743.06 | 787.52 | 787.52 | 787.52
Nuc | 12948.03 | 13763.39 | 14161.2 | 16495.89 | 16187.76 | 26515.07
PS | 401.94 | 401.94 | 401.94 | 401.94 | 401.94 | 401.94
PV | 2.71 | 40.88 | 62.94 | 70.43 | 75.38 | 449.41
PeakG | 1689.1 | 2494.21 | 1853.11 | 2208.16 | 2164.73 | 2164.73
PeakO | 552.99 | 724.71 | 586.46 | 549.78 | 506.21 | 503.74
ST | 0 | 0 | 0 | 0 | 0 | 0
STOG | 1222.35 | 1421.34 | 1218.41 | 1218.41 | 1151.12 | 827.29
STWD | 95.51 | 119.51 | 97.38 | 97.38 | 97.38 | 97.38
WT | 1142.42 | 2946.84 | 5071.88 | 6539.57 | 7382.6 | 8012.15
IGCC | 30.22 | 30.22 | 30.22 | 30.22 | 30.22 | 30.22
DemandResponse | 0 | 0 | 0 | 0 | 0 | 0
IGCC-CCS | 0 | 0 | 0 | 0 | 0 | 891.73
WT_off | 25.01 | 25.01 | 83.68 | 83.68 | 2426.94 | 4918.64
PseudoUnit | 0 | 0 | 35.6 | 63.75 | 63.75 | 63.75
FixedInterchange | 0 | 0 | 0 | 0 | 0 | 0
Base FOM Costs by Reporting Type: EI_Canada
ReportingType | 2015 | 2020 | 2025 | 2030 | 2035 | 2040
BM | 32.8 | 32.8 | 32.8 | 32.8 | 32.8 | 32.86
CC | 118.95 | 118.95 | 106.46 | 97.26 | 103.16 | 112.63
CSP | 0 | 0 | 0 | 0 | 0 | 0
CT | 2.46 | 2.46 | 2.46 | 2.46 | 4.31 | 24.41
Coal | 44.25 | 44.82 | 0 | 0 | 0 | 0
Geo | 0 | 0 | 0 | 0 | 0 | 0
H | 216.06 | 225.96 | 247.25 | 285.84 | 285.84 | 285.84
LFG | 14.17 | 14.17 | 14.17 | 14.23 | 14.23 | 14.23
Nuc | 1895.36 | 1895.36 | 1895.36 | 1895.36 | 1745.4 | 2108.68
PS | 2.92 | 2.92 | 2.92 | 2.92 | 2.92 | 2.92
PV | 18.26 | 18.26 | 18.26 | 18.26 | 0.44 | 0.44
PeakG | 21.55 | 23.55 | 23.55 | 23.55 | 26.76 | 26.76
PeakO | 5.01 | 5.01 | 5.12 | 5.23 | 5.23 | 5.23
ST | 0 | 0 | 0 | 0 | 0 | 0
STOG | 5.54 | 5.54 | 0 | 0 | 0 | 0
STWD | 4.45 | 4.45 | 4.45 | 4.45 | 4.45 | 4.45
WT | 120.82 | 120.82 | 120.82 | 120.82 | 579.89 | 715.57
IGCC | 0 | 0 | 0 | 0 | 0 | 0
DemandResponse | 0 | 0 | 0 | 0 | 0 | 0
IGCC-CCS | 0 | 0 | 0 | 0 | 0 | 0
WT_off | 0 | 0 | 0 | 0 | 0 | 0
PseudoUnit | 0 | 0 | 0 | 1.25 | 1.25 | 1.25
FixedInterchange | 0 | 0 | 0 | 0 | 0 | 0
Base FOM Costs by Reporting Type: EI
ReportingType | 2015 | 2020 | 2025 | 2030 | 2035 | 2040
BM | 107.28 | 143.23 | 217.83 | 244.15 | 6455.83 | 10265.28
CC | 5247.61 | 7578.34 | 6751.66 | 7133.25 | 6825.33 | 6501.15
CSP | 0 | 0 | 0 | 0 | 0 | 0
CT | 31.41 | 33.42 | 34.14 | 85.88 | 71.12 | 88.65
Coal | 9603.84 | 4765.3 | 4498.84 | 4797.49 | 5103.4 | 5441.35
Geo | 3.95 | 3.95 | 3.95 | 3.95 | 3.95 | 3.95
H | 635.35 | 652.42 | 688.71 | 740.02 | 754.08 | 767.57
LFG | 431.38 | 492.89 | 757.23 | 801.75 | 801.75 | 801.75
Nuc | 14843.39 | 15658.74 | 16056.56 | 18391.25 | 17933.16 | 28623.75
PS | 404.86 | 404.86 | 404.86 | 404.86 | 404.86 | 404.86
PV | 20.97 | 59.14 | 81.2 | 88.69 | 75.82 | 449.85
PeakG | 1710.64 | 2517.76 | 1876.66 | 2231.71 | 2191.49 | 2191.49
PeakO | 557.99 | 729.72 | 591.58 | 555.02 | 511.44 | 508.97
ST | 0 | 0 | 0 | 0 | 0 | 0
STOG | 1227.88 | 1426.87 | 1218.41 | 1218.41 | 1151.12 | 827.29
STWD | 99.96 | 123.96 | 101.84 | 101.84 | 101.84 | 101.84
WT | 1263.24 | 3067.67 | 5192.71 | 6660.39 | 7962.49 | 8727.72
IGCC | 30.22 | 30.22 | 30.22 | 30.22 | 30.22 | 30.22
DemandResponse | 0 | 0 | 0 | 0 | 0 | 0
IGCC-CCS | 0 | 0 | 0 | 0 | 0 | 891.73
WT_off | 25.01 | 25.01 | 83.68 | 83.68 | 2426.94 | 4918.64
PseudoUnit | 0 | 0 | 35.6 | 65 | 65 | 65
FixedInterchange | 0 | 0 | 0 | 0 | 0 | 0
Base FOM Costs by Reporting Type: Outside_EI
ReportingType | 2015 | 2020 | 2025 | 2030 | 2035 | 2040
BM | 18.45 | 18.45 | 18.45 | 18.45 | 1289.12 | 2502.49
CC | 2592.34 | 3476.81 | 3163.74 | 3245.66 | 3480.91 | 3372.92
CSP | 0 | 0 | 0 | 0 | 0 | 0
CT | 11.39 | 11.39 | 11.39 | 15.51 | 10.47 | 10.47
Coal | 2106.29 | 1688.12 | 1009.96 | 623.51 | 460.62 | 373.73
Geo | 222.78 | 397.63 | 770.84 | 770.84 | 770.84 | 770.84
H | 875.65 | 875.65 | 875.65 | 875.65 | 880.42 | 889.36
LFG | 67.56 | 241.05 | 242.63 | 285.22 | 285.22 | 285.22
Nuc | 1852.97 | 2184.21 | 2237.92 | 3774.61 | 5465.55 | 6039.24
PS | 112.39 | 112.39 | 112.39 | 112.39 | 112.39 | 112.39
PV | 5.73 | 5.73 | 5.73 | 5.73 | 27.96 | 63.92
PeakG | 351.78 | 504.17 | 417.16 | 467.99 | 490.03 | 490.03
PeakO | 25.44 | 32.51 | 26.43 | 26.44 | 26.44 | 26.44
ST | 48.64 | 108.14 | 128.41 | 180.65 | 380.17 | 592.6
STOG | 1007.42 | 1192.05 | 1020.2 | 1020.2 | 663.86 | 598.74
STWD | 58.71 | 67.96 | 59.44 | 59.44 | 59.44 | 59.44
WT | 771.26 | 1392.35 | 2105.45 | 3847.91 | 4008.87 | 4256.6
IGCC | 0 | 0 | 0 | 0 | 0 | 0
DemandResponse | 0 | 0 | 0 | 0 | 0 | 0
IGCC-CCS | 0 | 0 | 0 | 0 | 378.6 | 2562.39
WT_off | 0 | 0 | 0 | 0 | 0 | 0
PseudoUnit | 0 | 0 | 0 | 0 | 0 | 0
FixedInterchange | 0 | 0 | 0 | 0 | 0 | 0
#11 | Retrofit FOM Costs ($million)
Retrofit FOM Costs by Reporting Type: Entergy
ReportingType | 2015 | 2020 | 2025 | 2030 | 2035 | 2040
BM | 0 | 0 | 0 | 0 | 0 | 0
CC | 0 | 0 | 0 | 0 | 0 | 0
CSP | 0 | 0 | 0 | 0 | 0 | 0
CT | 0 | 0 | 0 | 0 | 0 | 0
Coal | 3.17 | 0 | 0 | 0 | 0 | 0
Geo | 0 | 0 | 0 | 0 | 0 | 0
H | 0 | 0 | 0 | 0 | 0 | 0
LFG | 0 | 0 | 0 | 0 | 0 | 0
Nuc | 0 | 0 | 0 | 0 | 0 | 0
PS | 0 | 0 | 0 | 0 | 0 | 0
PV | 0 | 0 | 0 | 0 | 0 | 0
PeakG | 0 | 0 | 0 | 0 | 0 | 0
PeakO | 0 | 0 | 0 | 0 | 0 | 0
ST | 0 | 0 | 0 | 0 | 0 | 0
STOG | 0 | 0 | 0 | 0 | 0 | 0
STWD | 0 | 0 | 0 | 0 | 0 | 0
WT | 0 | 0 | 0 | 0 | 0 | 0
IGCC | 0 | 0 | 0 | 0 | 0 | 0
DemandResponse | 0 | 0 | 0 | 0 | 0 | 0
IGCC-CCS | 0 | 0 | 0 | 0 | 0 | 0
WT_off | 0 | 0 | 0 | 0 | 0 | 0
PseudoUnit | 0 | 0 | 0 | 0 | 0 | 0
FixedInterchange | 0 | 0 | 0 | 0 | 0 | 0
Retrofit FOM Costs by Reporting Type: FRCC
ReportingType | 2015 | 2020 | 2025 | 2030 | 2035 | 2040
BM | 0 | 0 | 0 | 0 | 0 | 0
CC | 0 | 0 | 0 | 0 | 0 | 0
CSP | 0 | 0 | 0 | 0 | 0 | 0
CT | 0 | 0 | 0 | 0 | 0 | 0
Coal | 13.89 | 14.56 | 14.56 | 14.93 | 15.96 | 16.06
Geo | 0 | 0 | 0 | 0 | 0 | 0
H | 0 | 0 | 0 | 0 | 0 | 0
LFG | 0 | 0 | 0 | 0 | 0 | 0
Nuc | 0 | 0 | 0 | 0 | 0 | 0
PS | 0 | 0 | 0 | 0 | 0 | 0
PV | 0 | 0 | 0 | 0 | 0 | 0
PeakG | 0 | 0 | 0 | 0 | 0 | 0
PeakO | 0 | 0 | 0 | 0 | 0 | 0
ST | 0 | 0 | 0 | 0 | 0 | 0
STOG | 0 | 0 | 0 | 0 | 0 | 0
STWD | 0 | 0 | 0 | 0 | 0 | 0
WT | 0 | 0 | 0 | 0 | 0 | 0
IGCC | 0 | 0 | 0 | 0 | 0 | 0
DemandResponse | 0 | 0 | 0 | 0 | 0 | 0
IGCC-CCS | 0 | 0 | 0 | 0 | 0 | 0
WT_off | 0 | 0 | 0 | 0 | 0 | 0
PseudoUnit | 0 | 0 | 0 | 0 | 0 | 0
FixedInterchange | 0 | 0 | 0 | 0 | 0 | 0
Retrofit FOM Costs by Reporting Type: MAPP_US
ReportingType | 2015 | 2020 | 2025 | 2030 | 2035 | 2040
BM | 0 | 0 | 0 | 0 | 0 | 0
CC | 0 | 0 | 0 | 0 | 0 | 0
CSP | 0 | 0 | 0 | 0 | 0 | 0
CT | 0 | 0 | 0 | 0 | 0 | 0
Coal | 8.75 | 6.17 | 6.17 | 6.17 | 0.68 | 0
Geo | 0 | 0 | 0 | 0 | 0 | 0
H | 0 | 0 | 0 | 0 | 0 | 0
LFG | 0 | 0 | 0 | 0 | 0 | 0
Nuc | 0 | 0 | 0 | 0 | 0 | 0
PS | 0 | 0 | 0 | 0 | 0 | 0
PV | 0 | 0 | 0 | 0 | 0 | 0
PeakG | 0 | 0 | 0 | 0 | 0 | 0
PeakO | 0 | 0 | 0 | 0 | 0 | 0
ST | 0 | 0 | 0 | 0 | 0 | 0
STOG | 0 | 0 | 0 | 0 | 0 | 0
STWD | 0 | 0 | 0 | 0 | 0 | 0
WT | 0 | 0 | 0 | 0 | 0 | 0
IGCC | 0 | 0 | 0 | 0 | 0 | 0
DemandResponse | 0 | 0 | 0 | 0 | 0 | 0
IGCC-CCS | 0 | 0 | 0 | 0 | 0 | 0
WT_off | 0 | 0 | 0 | 0 | 0 | 0
PseudoUnit | 0 | 0 | 0 | 0 | 0 | 0
FixedInterchange | 0 | 0 | 0 | 0 | 0 | 0
Retrofit FOM Costs by Reporting Type: MISO_IN
ReportingType | 2015 | 2020 | 2025 | 2030 | 2035 | 2040
BM | 0 | 0 | 0 | 0 | 0 | 0
CC | 0 | 0 | 0 | 0 | 0 | 0
CSP | 0 | 0 | 0 | 0 | 0 | 0
CT | 0 | 0 | 0 | 0 | 0 | 0
Coal | 81.94 | 66.5 | 66.51 | 68.81 | 72.12 | 73.49
Geo | 0 | 0 | 0 | 0 | 0 | 0
H | 0 | 0 | 0 | 0 | 0 | 0
LFG | 0 | 0 | 0 | 0 | 0 | 0
Nuc | 0 | 0 | 0 | 0 | 0 | 0
PS | 0 | 0 | 0 | 0 | 0 | 0
PV | 0 | 0 | 0 | 0 | 0 | 0
PeakG | 0 | 0 | 0 | 0 | 0 | 0
PeakO | 0 | 0 | 0 | 0 | 0 | 0
ST | 0 | 0 | 0 | 0 | 0 | 0
STOG | 0 | 0 | 0 | 0 | 0 | 0
STWD | 0 | 0 | 0 | 0 | 0 | 0
WT | 0 | 0 | 0 | 0 | 0 | 0
IGCC | 0 | 0 | 0 | 0 | 0 | 0
DemandResponse | 0 | 0 | 0 | 0 | 0 | 0
IGCC-CCS | 0 | 0 | 0 | 0 | 0 | 0
WT_off | 0 | 0 | 0 | 0 | 0 | 0
PseudoUnit | 0 | 0 | 0 | 0 | 0 | 0
FixedInterchange | 0 | 0 | 0 | 0 | 0 | 0
Retrofit FOM Costs by Reporting Type: MISO_MI
ReportingType | 2015 | 2020 | 2025 | 2030 | 2035 | 2040
BM | 0 | 0 | 0 | 0 | 0 | 0
CC | 0 | 0 | 0 | 0 | 0 | 0
CSP | 0 | 0 | 0 | 0 | 0 | 0
CT | 0 | 0 | 0 | 0 | 0 | 0
Coal | 15.38 | 13.74 | 13.74 | 14.08 | 14.62 | 15.42
Geo | 0 | 0 | 0 | 0 | 0 | 0
H | 0 | 0 | 0 | 0 | 0 | 0
LFG | 0 | 0 | 0 | 0 | 0 | 0
Nuc | 0 | 0 | 0 | 0 | 0 | 0
PS | 0 | 0 | 0 | 0 | 0 | 0
PV | 0 | 0 | 0 | 0 | 0 | 0
PeakG | 0 | 0 | 0 | 0 | 0 | 0
PeakO | 0 | 0 | 0 | 0 | 0 | 0
ST | 0 | 0 | 0 | 0 | 0 | 0
STOG | 0 | 0 | 0 | 0 | 0 | 0
STWD | 0 | 0 | 0 | 0 | 0 | 0
WT | 0 | 0 | 0 | 0 | 0 | 0
IGCC | 0 | 0 | 0 | 0 | 0 | 0
DemandResponse | 0 | 0 | 0 | 0 | 0 | 0
IGCC-CCS | 0 | 0 | 0 | 0 | 0 | 0
WT_off | 0 | 0 | 0 | 0 | 0 | 0
PseudoUnit | 0 | 0 | 0 | 0 | 0 | 0
FixedInterchange | 0 | 0 | 0 | 0 | 0 | 0
Retrofit FOM Costs by Reporting Type: MISO_MO-IL
ReportingType | 2015 | 2020 | 2025 | 2030 | 2035 | 2040
BM | 0 | 0 | 0 | 0 | 0 | 0
CC | 0 | 0 | 0 | 0 | 0 | 0
CSP | 0 | 0 | 0 | 0 | 0 | 0
CT | 0 | 0 | 0 | 0 | 0 | 0
Coal | 24.17 | 14.4 | 14.43 | 14.87 | 15.57 | 16.07
Geo | 0 | 0 | 0 | 0 | 0 | 0
H | 0 | 0 | 0 | 0 | 0 | 0
LFG | 0 | 0 | 0 | 0 | 0 | 0
Nuc | 0 | 0 | 0 | 0 | 0 | 0
PS | 0 | 0 | 0 | 0 | 0 | 0
PV | 0 | 0 | 0 | 0 | 0 | 0
PeakG | 0 | 0 | 0 | 0 | 0 | 0
PeakO | 0 | 0 | 0 | 0 | 0 | 0
ST | 0 | 0 | 0 | 0 | 0 | 0
STOG | 0 | 0 | 0 | 0 | 0 | 0
STWD | 0 | 0 | 0 | 0 | 0 | 0
WT | 0 | 0 | 0 | 0 | 0 | 0
IGCC | 0 | 0 | 0 | 0 | 0 | 0
DemandResponse | 0 | 0 | 0 | 0 | 0 | 0
IGCC-CCS | 0 | 0 | 0 | 0 | 0 | 0
WT_off | 0 | 0 | 0 | 0 | 0 | 0
PseudoUnit | 0 | 0 | 0 | 0 | 0 | 0
FixedInterchange | 0 | 0 | 0 | 0 | 0 | 0
Retrofit FOM Costs by Reporting Type: MISO_W
ReportingType | 2015 | 2020 | 2025 | 2030 | 2035 | 2040
BM | 0 | 0 | 0 | 0 | 0 | 0
CC | 0 | 0 | 0 | 0 | 0 | 0
CSP | 0 | 0 | 0 | 0 | 0 | 0
CT | 0 | 0 | 0 | 0 | 0 | 0
Coal | 32.86 | 27.64 | 23.82 | 23.93 | 19.92 | 10.8
Geo | 0 | 0 | 0 | 0 | 0 | 0
H | 0 | 0 | 0 | 0 | 0 | 0
LFG | 0 | 0 | 0 | 0 | 0 | 0
Nuc | 0 | 0 | 0 | 0 | 0 | 0
PS | 0 | 0 | 0 | 0 | 0 | 0
PV | 0 | 0 | 0 | 0 | 0 | 0
PeakG | 0 | 0 | 0 | 0 | 0 | 0
PeakO | 0 | 0 | 0 | 0 | 0 | 0
ST | 0 | 0 | 0 | 0 | 0 | 0
STOG | 0 | 0 | 0 | 0 | 0 | 0
STWD | 0 | 0 | 0 | 0 | 0 | 0
WT | 0 | 0 | 0 | 0 | 0 | 0
IGCC | 0 | 0 | 0 | 0 | 0 | 0
DemandResponse | 0 | 0 | 0 | 0 | 0 | 0
IGCC-CCS | 0 | 0 | 0 | 0 | 0 | 0
WT_off | 0 | 0 | 0 | 0 | 0 | 0
PseudoUnit | 0 | 0 | 0 | 0 | 0 | 0
FixedInterchange | 0 | 0 | 0 | 0 | 0 | 0
Retrofit FOM Costs by Reporting Type: MISO_WUMS
ReportingType | 2015 | 2020 | 2025 | 2030 | 2035 | 2040
BM | 0 | 0 | 0 | 0 | 0 | 0
CC | 0 | 0 | 0 | 0 | 0 | 0
CSP | 0 | 0 | 0 | 0 | 0 | 0
CT | 0 | 0 | 0 | 0 | 0 | 0
Coal | 23.13 | 7.09 | 7.21 | 7.4 | 7.83 | 8.18
Geo | 0 | 0 | 0 | 0 | 0 | 0
H | 0 | 0 | 0 | 0 | 0 | 0
LFG | 0 | 0 | 0 | 0 | 0 | 0
Nuc | 0 | 0 | 0 | 0 | 0 | 0
PS | 0 | 0 | 0 | 0 | 0 | 0
PV | 0 | 0 | 0 | 0 | 0 | 0
PeakG | 0 | 0 | 0 | 0 | 0 | 0
PeakO | 0 | 0 | 0 | 0 | 0 | 0
ST | 0 | 0 | 0 | 0 | 0 | 0
STOG | 0 | 0 | 0 | 0 | 0 | 0
STWD | 0 | 0 | 0 | 0 | 0 | 0
WT | 0 | 0 | 0 | 0 | 0 | 0
IGCC | 0 | 0 | 0 | 0 | 0 | 0
DemandResponse | 0 | 0 | 0 | 0 | 0 | 0
IGCC-CCS | 0 | 0 | 0 | 0 | 0 | 0
WT_off | 0 | 0 | 0 | 0 | 0 | 0
PseudoUnit | 0 | 0 | 0 | 0 | 0 | 0
FixedInterchange | 0 | 0 | 0 | 0 | 0 | 0
Retrofit FOM Costs by Reporting Type: Nebraska
ReportingType | 2015 | 2020 | 2025 | 2030 | 2035 | 2040
BM | 0 | 0 | 0 | 0 | 0 | 0
CC | 0 | 0 | 0 | 0 | 0 | 0
CSP | 0 | 0 | 0 | 0 | 0 | 0
CT | 0 | 0 | 0 | 0 | 0 | 0
Coal | 4.88 | 5.26 | 5.54 | 5.54 | 5.54 | 5.54
Geo | 0 | 0 | 0 | 0 | 0 | 0
H | 0 | 0 | 0 | 0 | 0 | 0
LFG | 0 | 0 | 0 | 0 | 0 | 0
Nuc | 0 | 0 | 0 | 0 | 0 | 0
PS | 0 | 0 | 0 | 0 | 0 | 0
PV | 0 | 0 | 0 | 0 | 0 | 0
PeakG | 0 | 0 | 0 | 0 | 0 | 0
PeakO | 0 | 0 | 0 | 0 | 0 | 0
ST | 0 | 0 | 0 | 0 | 0 | 0
STOG | 0 | 0 | 0 | 0 | 0 | 0
STWD | 0 | 0 | 0 | 0 | 0 | 0
WT | 0 | 0 | 0 | 0 | 0 | 0
IGCC | 0 | 0 | 0 | 0 | 0 | 0
DemandResponse | 0 | 0 | 0 | 0 | 0 | 0
IGCC-CCS | 0 | 0 | 0 | 0 | 0 | 0
WT_off | 0 | 0 | 0 | 0 | 0 | 0
PseudoUnit | 0 | 0 | 0 | 0 | 0 | 0
FixedInterchange | 0 | 0 | 0 | 0 | 0 | 0
Retrofit FOM Costs by Reporting Type: NEISO
ReportingType | 2015 | 2020 | 2025 | 2030 | 2035 | 2040
BM | 0 | 0 | 0 | 0 | 0 | 0
CC | 0 | 0 | 0 | 0 | 0 | 0
CSP | 0 | 0 | 0 | 0 | 0 | 0
CT | 0 | 0 | 0 | 0 | 0 | 0
Coal | 4.08 | 0 | 0 | 0 | 0 | 0
Geo | 0 | 0 | 0 | 0 | 0 | 0
H | 0 | 0 | 0 | 0 | 0 | 0
LFG | 0 | 0 | 0 | 0 | 0 | 0
Nuc | 0 | 0 | 0 | 0 | 0 | 0
PS | 0 | 0 | 0 | 0 | 0 | 0
PV | 0 | 0 | 0 | 0 | 0 | 0
PeakG | 0 | 0 | 0 | 0 | 0 | 0
PeakO | 0 | 0 | 0 | 0 | 0 | 0
ST | 0 | 0 | 0 | 0 | 0 | 0
STOG | 0 | 0 | 0 | 0 | 0 | 0
STWD | 0 | 0 | 0 | 0 | 0 | 0
WT | 0 | 0 | 0 | 0 | 0 | 0
IGCC | 0 | 0 | 0 | 0 | 0 | 0
DemandResponse | 0 | 0 | 0 | 0 | 0 | 0
IGCC-CCS | 0 | 0 | 0 | 0 | 0 | 0
WT_off | 0 | 0 | 0 | 0 | 0 | 0
PseudoUnit | 0 | 0 | 0 | 0 | 0 | 0
FixedInterchange | 0 | 0 | 0 | 0 | 0 | 0
Retrofit FOM Costs by Reporting Type: NonRTO_Midwest
ReportingType | 2015 | 2020 | 2025 | 2030 | 2035 | 2040
BM | 0 | 0 | 0 | 0 | 0 | 0
CC | 0 | 0 | 0 | 0 | 0 | 0
CSP | 0 | 0 | 0 | 0 | 0 | 0
CT | 0 | 0 | 0 | 0 | 0 | 0
Coal | 68.52 | 39.87 | 39.82 | 41.25 | 42.87 | 42.87
Geo | 0 | 0 | 0 | 0 | 0 | 0
H | 0 | 0 | 0 | 0 | 0 | 0
LFG | 0 | 0 | 0 | 0 | 0 | 0
Nuc | 0 | 0 | 0 | 0 | 0 | 0
PS | 0 | 0 | 0 | 0 | 0 | 0
PV | 0 | 0 | 0 | 0 | 0 | 0
PeakG | 0 | 0 | 0 | 0 | 0 | 0
PeakO | 0 | 0 | 0 | 0 | 0 | 0
ST | 0 | 0 | 0 | 0 | 0 | 0
STOG | 0 | 0 | 0 | 0 | 0 | 0
STWD | 0 | 0 | 0 | 0 | 0 | 0
WT | 0 | 0 | 0 | 0 | 0 | 0
IGCC | 0 | 0 | 0 | 0 | 0 | 0
DemandResponse | 0 | 0 | 0 | 0 | 0 | 0
IGCC-CCS | 0 | 0 | 0 | 0 | 0 | 0
WT_off | 0 | 0 | 0 | 0 | 0 | 0
PseudoUnit | 0 | 0 | 0 | 0 | 0 | 0
FixedInterchange | 0 | 0 | 0 | 0 | 0 | 0
Retrofit FOM Costs by Reporting Type: NYISO_A-F
ReportingType | 2015 | 2020 | 2025 | 2030 | 2035 | 2040
BM | 0 | 0 | 0 | 0 | 0 | 0
CC | 0 | 0 | 0 | 0 | 0 | 0
CSP | 0 | 0 | 0 | 0 | 0 | 0
CT | 0 | 0 | 0 | 0 | 0 | 0
Coal | 0 | 0 | 0 | 0 | 0 | 0
Geo | 0 | 0 | 0 | 0 | 0 | 0
H | 0 | 0 | 0 | 0 | 0 | 0
LFG | 0 | 0 | 0 | 0 | 0 | 0
Nuc | 0 | 0 | 0 | 0 | 0 | 0
PS | 0 | 0 | 0 | 0 | 0 | 0
PV | 0 | 0 | 0 | 0 | 0 | 0
PeakG | 0 | 0 | 0 | 0 | 0 | 0
PeakO | 0 | 0 | 0 | 0 | 0 | 0
ST | 0 | 0 | 0 | 0 | 0 | 0
STOG | 0 | 0 | 0 | 0 | 0 | 0
STWD | 0 | 0 | 0 | 0 | 0 | 0
WT | 0 | 0 | 0 | 0 | 0 | 0
IGCC | 0 | 0 | 0 | 0 | 0 | 0
DemandResponse | 0 | 0 | 0 | 0 | 0 | 0
IGCC-CCS | 0 | 0 | 0 | 0 | 0 | 0
WT_off | 0 | 0 | 0 | 0 | 0 | 0
PseudoUnit | 0 | 0 | 0 | 0 | 0 | 0
FixedInterchange | 0 | 0 | 0 | 0 | 0 | 0
Retrofit FOM Costs by Reporting Type: NYISO_G-I
ReportingType | 2015 | 2020 | 2025 | 2030 | 2035 | 2040
BM | 0 | 0 | 0 | 0 | 0 | 0
CC | 0 | 0 | 0 | 0 | 0 | 0
CSP | 0 | 0 | 0 | 0 | 0 | 0
CT | 0 | 0 | 0 | 0 | 0 | 0
Coal | 0 | 0 | 0 | 0 | 0 | 0
Geo | 0 | 0 | 0 | 0 | 0 | 0
H | 0 | 0 | 0 | 0 | 0 | 0
LFG | 0 | 0 | 0 | 0 | 0 | 0
Nuc | 0 | 0 | 0 | 0 | 0 | 0
PS | 0 | 0 | 0 | 0 | 0 | 0
PV | 0 | 0 | 0 | 0 | 0 | 0
PeakG | 0 | 0 | 0 | 0 | 0 | 0
PeakO | 0 | 0 | 0 | 0 | 0 | 0
ST | 0 | 0 | 0 | 0 | 0 | 0
STOG | 0 | 0 | 0 | 0 | 0 | 0
STWD | 0 | 0 | 0 | 0 | 0 | 0
WT | 0 | 0 | 0 | 0 | 0 | 0
IGCC | 0 | 0 | 0 | 0 | 0 | 0
DemandResponse | 0 | 0 | 0 | 0 | 0 | 0
IGCC-CCS | 0 | 0 | 0 | 0 | 0 | 0
WT_off | 0 | 0 | 0 | 0 | 0 | 0
PseudoUnit | 0 | 0 | 0 | 0 | 0 | 0
FixedInterchange | 0 | 0 | 0 | 0 | 0 | 0
Retrofit FOM Costs by Reporting Type: NYISO_J-K
ReportingType | 2015 | 2020 | 2025 | 2030 | 2035 | 2040
BM | 0 | 0 | 0 | 0 | 0 | 0
CC | 0 | 0 | 0 | 0 | 0 | 0
CSP | 0 | 0 | 0 | 0 | 0 | 0
CT | 0 | 0 | 0 | 0 | 0 | 0
Coal | 0 | 0 | 0 | 0 | 0 | 0
Geo | 0 | 0 | 0 | 0 | 0 | 0
H | 0 | 0 | 0 | 0 | 0 | 0
LFG | 0 | 0 | 0 | 0 | 0 | 0
Nuc | 0 | 0 | 0 | 0 | 0 | 0
PS | 0 | 0 | 0 | 0 | 0 | 0
PV | 0 | 0 | 0 | 0 | 0 | 0
PeakG | 0 | 0 | 0 | 0 | 0 | 0
PeakO | 0 | 0 | 0 | 0 | 0 | 0
ST | 0 | 0 | 0 | 0 | 0 | 0
STOG | 0 | 0 | 0 | 0 | 0 | 0
STWD | 0 | 0 | 0 | 0 | 0 | 0
WT | 0 | 0 | 0 | 0 | 0 | 0
IGCC | 0 | 0 | 0 | 0 | 0 | 0
DemandResponse | 0 | 0 | 0 | 0 | 0 | 0
IGCC-CCS | 0 | 0 | 0 | 0 | 0 | 0
WT_off | 0 | 0 | 0 | 0 | 0 | 0
PseudoUnit | 0 | 0 | 0 | 0 | 0 | 0
FixedInterchange | 0 | 0 | 0 | 0 | 0 | 0
Retrofit FOM Costs by Reporting Type: PJM_E
ReportingType | 2015 | 2020 | 2025 | 2030 | 2035 | 2040
BM | 0 | 0 | 0 | 0 | 0 | 0
CC | 0 | 0 | 0 | 0 | 0 | 0
CSP | 0 | 0 | 0 | 0 | 0 | 0
CT | 0 | 0 | 0 | 0 | 0 | 0
Coal | 2.35 | 1.28 | 1.28 | 1.28 | 1.34 | 1.59
Geo | 0 | 0 | 0 | 0 | 0 | 0
H | 0 | 0 | 0 | 0 | 0 | 0
LFG | 0 | 0 | 0 | 0 | 0 | 0
Nuc | 0 | 0 | 0 | 0 | 0 | 0
PS | 0 | 0 | 0 | 0 | 0 | 0
PV | 0 | 0 | 0 | 0 | 0 | 0
PeakG | 0 | 0 | 0 | 0 | 0 | 0
PeakO | 0 | 0 | 0 | 0 | 0 | 0
ST | 0 | 0 | 0 | 0 | 0 | 0
STOG | 0 | 0 | 0 | 0 | 0 | 0
STWD | 0 | 0 | 0 | 0 | 0 | 0
WT | 0 | 0 | 0 | 0 | 0 | 0
IGCC | 0 | 0 | 0 | 0 | 0 | 0
DemandResponse | 0 | 0 | 0 | 0 | 0 | 0
IGCC-CCS | 0 | 0 | 0 | 0 | 0 | 0
WT_off | 0 | 0 | 0 | 0 | 0 | 0
PseudoUnit | 0 | 0 | 0 | 0 | 0 | 0
FixedInterchange | 0 | 0 | 0 | 0 | 0 | 0
Retrofit FOM Costs by Reporting Type: PJM_ROM
ReportingType | 2015 | 2020 | 2025 | 2030 | 2035 | 2040
BM | 0 | 0 | 0 | 0 | 0 | 0
CC | 0 | 0 | 0 | 0 | 0 | 0
CSP | 0 | 0 | 0 | 0 | 0 | 0
CT | 0 | 0 | 0 | 0 | 0 | 0
Coal | 34.54 | 32.91 | 33.62 | 34.39 | 35.98 | 36.82
Geo | 0 | 0 | 0 | 0 | 0 | 0
H | 0 | 0 | 0 | 0 | 0 | 0
LFG | 0 | 0 | 0 | 0 | 0 | 0
Nuc | 0 | 0 | 0 | 0 | 0 | 0
PS | 0 | 0 | 0 | 0 | 0 | 0
PV | 0 | 0 | 0 | 0 | 0 | 0
PeakG | 0 | 0 | 0 | 0 | 0 | 0
PeakO | 0 | 0 | 0 | 0 | 0 | 0
ST | 0 | 0 | 0 | 0 | 0 | 0
STOG | 0 | 0 | 0 | 0 | 0 | 0
STWD | 0 | 0 | 0 | 0 | 0 | 0
WT | 0 | 0 | 0 | 0 | 0 | 0
IGCC | 0 | 0 | 0 | 0 | 0 | 0
DemandResponse | 0 | 0 | 0 | 0 | 0 | 0
IGCC-CCS | 0 | 0 | 0 | 0 | 0 | 0
WT_off | 0 | 0 | 0 | 0 | 0 | 0
PseudoUnit | 0 | 0 | 0 | 0 | 0 | 0
FixedInterchange | 0 | 0 | 0 | 0 | 0 | 0
Retrofit FOM Costs by Reporting Type: PJM_ROR
ReportingType | 2015 | 2020 | 2025 | 2030 | 2035 | 2040
BM | 0 | 0 | 0 | 0 | 0 | 0
CC | 0 | 0 | 0 | 0 | 0 | 0
CSP | 0 | 0 | 0 | 0 | 0 | 0
CT | 0 | 0 | 0 | 0 | 0 | 0
Coal | 146.83 | 141.99 | 143.76 | 148.39 | 158.75 | 160.21
Geo | 0 | 0 | 0 | 0 | 0 | 0
H | 0 | 0 | 0 | 0 | 0 | 0
LFG | 0 | 0 | 0 | 0 | 0 | 0
Nuc | 0 | 0 | 0 | 0 | 0 | 0
PS | 0 | 0 | 0 | 0 | 0 | 0
PV | 0 | 0 | 0 | 0 | 0 | 0
PeakG | 0 | 0 | 0 | 0 | 0 | 0
PeakO | 0 | 0 | 0 | 0 | 0 | 0
ST | 0 | 0 | 0 | 0 | 0 | 0
STOG | 0 | 0 | 0 | 0 | 0 | 0
STWD | 0 | 0 | 0 | 0 | 0 | 0
WT | 0 | 0 | 0 | 0 | 0 | 0
IGCC | 0 | 0 | 0 | 0 | 0 | 0
DemandResponse | 0 | 0 | 0 | 0 | 0 | 0
IGCC-CCS | 0 | 0 | 0 | 0 | 0 | 0
WT_off | 0 | 0 | 0 | 0 | 0 | 0
PseudoUnit | 0 | 0 | 0 | 0 | 0 | 0
FixedInterchange | 0 | 0 | 0 | 0 | 0 | 0
Retrofit FOM Costs by Reporting Type: SOCO
ReportingType | 2015 | 2020 | 2025 | 2030 | 2035 | 2040
BM | 0 | 0 | 0 | 0 | 0 | 0
CC | 0 | 0 | 0 | 0 | 0 | 0
CSP | 0 | 0 | 0 | 0 | 0 | 0
CT | 0 | 0 | 0 | 0 | 0 | 0
Coal | 55.03 | 27.56 | 27.84 | 29.53 | 30.57 | 30.69
Geo | 0 | 0 | 0 | 0 | 0 | 0
H | 0 | 0 | 0 | 0 | 0 | 0
LFG | 0 | 0 | 0 | 0 | 0 | 0
Nuc | 0 | 0 | 0 | 0 | 0 | 0
PS | 0 | 0 | 0 | 0 | 0 | 0
PV | 0 | 0 | 0 | 0 | 0 | 0
PeakG | 0 | 0 | 0 | 0 | 0 | 0
PeakO | 0 | 0 | 0 | 0 | 0 | 0
ST | 0 | 0 | 0 | 0 | 0 | 0
STOG | 0 | 0 | 0 | 0 | 0 | 0
STWD | 0 | 0 | 0 | 0 | 0 | 0
WT | 0 | 0 | 0 | 0 | 0 | 0
IGCC | 0 | 0 | 0 | 0 | 0 | 0
DemandResponse | 0 | 0 | 0 | 0 | 0 | 0
IGCC-CCS | 0 | 0 | 0 | 0 | 0 | 0
WT_off | 0 | 0 | 0 | 0 | 0 | 0
PseudoUnit | 0 | 0 | 0 | 0 | 0 | 0
FixedInterchange | 0 | 0 | 0 | 0 | 0 | 0
Retrofit FOM Costs by Reporting Type: SPP_N
ReportingType | 2015 | 2020 | 2025 | 2030 | 2035 | 2040
BM | 0 | 0 | 0 | 0 | 0 | 0
CC | 0 | 0 | 0 | 0 | 0 | 0
CSP | 0 | 0 | 0 | 0 | 0 | 0
CT | 0 | 0 | 0 | 0 | 0 | 0
Coal | 35.72 | 27.8 | 18.78 | 19.42 | 15.99 | 15.99
Geo | 0 | 0 | 0 | 0 | 0 | 0
H | 0 | 0 | 0 | 0 | 0 | 0
LFG | 0 | 0 | 0 | 0 | 0 | 0
Nuc | 0 | 0 | 0 | 0 | 0 | 0
PS | 0 | 0 | 0 | 0 | 0 | 0
PV | 0 | 0 | 0 | 0 | 0 | 0
PeakG | 0 | 0 | 0 | 0 | 0 | 0
PeakO | 0 | 0 | 0 | 0 | 0 | 0
ST | 0 | 0 | 0 | 0 | 0 | 0
STOG | 0 | 0 | 0 | 0 | 0 | 0
STWD | 0 | 0 | 0 | 0 | 0 | 0
WT | 0 | 0 | 0 | 0 | 0 | 0
IGCC | 0 | 0 | 0 | 0 | 0 | 0
DemandResponse | 0 | 0 | 0 | 0 | 0 | 0
IGCC-CCS | 0 | 0 | 0 | 0 | 0 | 0
WT_off | 0 | 0 | 0 | 0 | 0 | 0
PseudoUnit | 0 | 0 | 0 | 0 | 0 | 0
FixedInterchange | 0 | 0 | 0 | 0 | 0 | 0
Retrofit FOM Costs by Reporting Type: SPP_S
ReportingType | 2015 | 2020 | 2025 | 2030 | 2035 | 2040
BM | 0 | 0 | 0 | 0 | 0 | 0
CC | 0 | 0 | 0 | 0 | 0 | 0
CSP | 0 | 0 | 0 | 0 | 0 | 0
CT | 0 | 0 | 0 | 0 | 0 | 0
Coal | 10.97 | 1.72 | 1.72 | 1.72 | 0 | 0
Geo | 0 | 0 | 0 | 0 | 0 | 0
H | 0 | 0 | 0 | 0 | 0 | 0
LFG | 0 | 0 | 0 | 0 | 0 | 0
Nuc | 0 | 0 | 0 | 0 | 0 | 0
PS | 0 | 0 | 0 | 0 | 0 | 0
PV | 0 | 0 | 0 | 0 | 0 | 0
PeakG | 0 | 0 | 0 | 0 | 0 | 0
PeakO | 0 | 0 | 0 | 0 | 0 | 0
ST | 0 | 0 | 0 | 0 | 0 | 0
STOG | 0 | 0 | 0 | 0 | 0 | 0
STWD | 0 | 0 | 0 | 0 | 0 | 0
WT | 0 | 0 | 0 | 0 | 0 | 0
IGCC | 0 | 0 | 0 | 0 | 0 | 0
DemandResponse | 0 | 0 | 0 | 0 | 0 | 0
IGCC-CCS | 0 | 0 | 0 | 0 | 0 | 0
WT_off | 0 | 0 | 0 | 0 | 0 | 0
PseudoUnit | 0 | 0 | 0 | 0 | 0 | 0
FixedInterchange | 0 | 0 | 0 | 0 | 0 | 0
Retrofit FOM Costs by Reporting Type: TVA
ReportingType | 2015 | 2020 | 2025 | 2030 | 2035 | 2040
BM | 0 | 0 | 0 | 0 | 0 | 0
CC | 0 | 0 | 0 | 0 | 0 | 0
CSP | 0 | 0 | 0 | 0 | 0 | 0
CT | 0 | 0 | 0 | 0 | 0 | 0
Coal | 33.12 | 25.86 | 25.86 | 26.84 | 29.15 | 29.15
Geo | 0 | 0 | 0 | 0 | 0 | 0
H | 0 | 0 | 0 | 0 | 0 | 0
LFG | 0 | 0 | 0 | 0 | 0 | 0
Nuc | 0 | 0 | 0 | 0 | 0 | 0
PS | 0 | 0 | 0 | 0 | 0 | 0
PV | 0 | 0 | 0 | 0 | 0 | 0
PeakG | 0 | 0 | 0 | 0 | 0 | 0
PeakO | 0 | 0 | 0 | 0 | 0 | 0
ST | 0 | 0 | 0 | 0 | 0 | 0
STOG | 0 | 0 | 0 | 0 | 0 | 0
STWD | 0 | 0 | 0 | 0 | 0 | 0
WT | 0 | 0 | 0 | 0 | 0 | 0
IGCC | 0 | 0 | 0 | 0 | 0 | 0
DemandResponse | 0 | 0 | 0 | 0 | 0 | 0
IGCC-CCS | 0 | 0 | 0 | 0 | 0 | 0
WT_off | 0 | 0 | 0 | 0 | 0 | 0
PseudoUnit | 0 | 0 | 0 | 0 | 0 | 0
FixedInterchange | 0 | 0 | 0 | 0 | 0 | 0
Retrofit FOM Costs by Reporting Type: TVA_Transmission
ReportingType | 2015 | 2020 | 2025 | 2030 | 2035 | 2040
BM | 0 | 0 | 0 | 0 | 0 | 0
CC | 0 | 0 | 0 | 0 | 0 | 0
CSP | 0 | 0 | 0 | 0 | 0 | 0
CT | 0 | 0 | 0 | 0 | 0 | 0
Coal | 0 | 0 | 0 | 0 | 0 | 0
Geo | 0 | 0 | 0 | 0 | 0 | 0
H | 0 | 0 | 0 | 0 | 0 | 0
LFG | 0 | 0 | 0 | 0 | 0 | 0
Nuc | 0 | 0 | 0 | 0 | 0 | 0
PS | 0 | 0 | 0 | 0 | 0 | 0
PV | 0 | 0 | 0 | 0 | 0 | 0
PeakG | 0 | 0 | 0 | 0 | 0 | 0
PeakO | 0 | 0 | 0 | 0 | 0 | 0
ST | 0 | 0 | 0 | 0 | 0 | 0
STOG | 0 | 0 | 0 | 0 | 0 | 0
STWD | 0 | 0 | 0 | 0 | 0 | 0
WT | 0 | 0 | 0 | 0 | 0 | 0
IGCC | 0 | 0 | 0 | 0 | 0 | 0
DemandResponse | 0 | 0 | 0 | 0 | 0 | 0
IGCC-CCS | 0 | 0 | 0 | 0 | 0 | 0
WT_off | 0 | 0 | 0 | 0 | 0 | 0
PseudoUnit | 0 | 0 | 0 | 0 | 0 | 0
FixedInterchange | 0 | 0 | 0 | 0 | 0 | 0
Retrofit FOM Costs by Reporting Type: VACAR
ReportingType | 2015 | 2020 | 2025 | 2030 | 2035 | 2040
BM | 0 | 0 | 0 | 0 | 0 | 0
CC | 0 | 0 | 0 | 0 | 0 | 0
CSP | 0 | 0 | 0 | 0 | 0 | 0
CT | 0 | 0 | 0 | 0 | 0 | 0
Coal | 46.48 | 47.22 | 36.76 | 26.5 | 21.03 | 21.53
Geo | 0 | 0 | 0 | 0 | 0 | 0
H | 0 | 0 | 0 | 0 | 0 | 0
LFG | 0 | 0 | 0 | 0 | 0 | 0
Nuc | 0 | 0 | 0 | 0 | 0 | 0
PS | 0 | 0 | 0 | 0 | 0 | 0
PV | 0 | 0 | 0 | 0 | 0 | 0
PeakG | 0 | 0 | 0 | 0 | 0 | 0
PeakO | 0 | 0 | 0 | 0 | 0 | 0
ST | 0 | 0 | 0 | 0 | 0 | 0
STOG | 0 | 0 | 0 | 0 | 0 | 0
STWD | 0 | 0 | 0 | 0 | 0 | 0
WT | 0 | 0 | 0 | 0 | 0 | 0
IGCC | 0 | 0 | 0 | 0 | 0 | 0
DemandResponse | 0 | 0 | 0 | 0 | 0 | 0
IGCC-CCS | 0 | 0 | 0 | 0 | 0 | 0
WT_off | 0 | 0 | 0 | 0 | 0 | 0
PseudoUnit | 0 | 0 | 0 | 0 | 0 | 0
FixedInterchange | 0 | 0 | 0 | 0 | 0 | 0
Retrofit FOM Costs by Reporting Type: IESO
ReportingType | 2015 | 2020 | 2025 | 2030 | 2035 | 2040
BM | 0 | 0 | 0 | 0 | 0 | 0
CC | 0 | 0 | 0 | 0 | 0 | 0
CSP | 0 | 0 | 0 | 0 | 0 | 0
CT | 0 | 0 | 0 | 0 | 0 | 0
Coal | 0 | 0 | 0 | 0 | 0 | 0
Geo | 0 | 0 | 0 | 0 | 0 | 0
H | 0 | 0 | 0 | 0 | 0 | 0
LFG | 0 | 0 | 0 | 0 | 0 | 0
Nuc | 0 | 0 | 0 | 0 | 0 | 0
PS | 0 | 0 | 0 | 0 | 0 | 0
PV | 0 | 0 | 0 | 0 | 0 | 0
PeakG | 0 | 0 | 0 | 0 | 0 | 0
PeakO | 0 | 0 | 0 | 0 | 0 | 0
ST | 0 | 0 | 0 | 0 | 0 | 0
STOG | 0 | 0 | 0 | 0 | 0 | 0
STWD | 0 | 0 | 0 | 0 | 0 | 0
WT | 0 | 0 | 0 | 0 | 0 | 0
IGCC | 0 | 0 | 0 | 0 | 0 | 0
DemandResponse | 0 | 0 | 0 | 0 | 0 | 0
IGCC-CCS | 0 | 0 | 0 | 0 | 0 | 0
WT_off | 0 | 0 | 0 | 0 | 0 | 0
PseudoUnit | 0 | 0 | 0 | 0 | 0 | 0
FixedInterchange | 0 | 0 | 0 | 0 | 0 | 0
Retrofit FOM Costs by Reporting Type: MAPP_CA
ReportingType | 2015 | 2020 | 2025 | 2030 | 2035 | 2040
BM | 0 | 0 | 0 | 0 | 0 | 0
CC | 0 | 0 | 0 | 0 | 0 | 0
CSP | 0 | 0 | 0 | 0 | 0 | 0
CT | 0 | 0 | 0 | 0 | 0 | 0
Coal | 0 | 0 | 0 | 0 | 0 | 0
Geo | 0 | 0 | 0 | 0 | 0 | 0
H | 0 | 0 | 0 | 0 | 0 | 0
LFG | 0 | 0 | 0 | 0 | 0 | 0
Nuc | 0 | 0 | 0 | 0 | 0 | 0
PS | 0 | 0 | 0 | 0 | 0 | 0
PV | 0 | 0 | 0 | 0 | 0 | 0
PeakG | 0 | 0 | 0 | 0 | 0 | 0
PeakO | 0 | 0 | 0 | 0 | 0 | 0
ST | 0 | 0 | 0 | 0 | 0 | 0
STOG | 0 | 0 | 0 | 0 | 0 | 0
STWD | 0 | 0 | 0 | 0 | 0 | 0
WT | 0 | 0 | 0 | 0 | 0 | 0
IGCC | 0 | 0 | 0 | 0 | 0 | 0
DemandResponse | 0 | 0 | 0 | 0 | 0 | 0
IGCC-CCS | 0 | 0 | 0 | 0 | 0 | 0
WT_off | 0 | 0 | 0 | 0 | 0 | 0
PseudoUnit | 0 | 0 | 0 | 0 | 0 | 0
FixedInterchange | 0 | 0 | 0 | 0 | 0 | 0
Retrofit FOM Costs by Reporting Type: AZ_NM_SNV_Coal
ReportingType | 2015 | 2020 | 2025 | 2030 | 2035 | 2040
BM | 0 | 0 | 0 | 0 | 0 | 0
CC | 0 | 0 | 0 | 0 | 0 | 0
CSP | 0 | 0 | 0 | 0 | 0 | 0
CT | 0 | 0 | 0 | 0 | 0 | 0
Coal | 53.76 | 39.8 | 3.5 | 3.55 | 2.81 | 2.81
Geo | 0 | 0 | 0 | 0 | 0 | 0
H | 0 | 0 | 0 | 0 | 0 | 0
LFG | 0 | 0 | 0 | 0 | 0 | 0
Nuc | 0 | 0 | 0 | 0 | 0 | 0
PS | 0 | 0 | 0 | 0 | 0 | 0
PV | 0 | 0 | 0 | 0 | 0 | 0
PeakG | 0 | 0 | 0 | 0 | 0 | 0
PeakO | 0 | 0 | 0 | 0 | 0 | 0
ST | 0 | 0 | 0 | 0 | 0 | 0
STOG | 0 | 0 | 0 | 0 | 0 | 0
STWD | 0 | 0 | 0 | 0 | 0 | 0
WT | 0 | 0 | 0 | 0 | 0 | 0
IGCC | 0 | 0 | 0 | 0 | 0 | 0
DemandResponse | 0 | 0 | 0 | 0 | 0 | 0
IGCC-CCS | 0 | 0 | 0 | 0 | 0 | 0
WT_off | 0 | 0 | 0 | 0 | 0 | 0
PseudoUnit | 0 | 0 | 0 | 0 | 0 | 0
FixedInterchange | 0 | 0 | 0 | 0 | 0 | 0
Retrofit FOM Costs by Reporting Type: AZ_NM_SNV_Gas
ReportingType | 2015 | 2020 | 2025 | 2030 | 2035 | 2040
BM | 0 | 0 | 0 | 0 | 0 | 0
CC | 0 | 0 | 0 | 0 | 0 | 0
CSP | 0 | 0 | 0 | 0 | 0 | 0
CT | 0 | 0 | 0 | 0 | 0 | 0
Coal | 0 | 0 | 0 | 0 | 0 | 0
Geo | 0 | 0 | 0 | 0 | 0 | 0
H | 0 | 0 | 0 | 0 | 0 | 0
LFG | 0 | 0 | 0 | 0 | 0 | 0
Nuc | 0 | 0 | 0 | 0 | 0 | 0
PS | 0 | 0 | 0 | 0 | 0 | 0
PV | 0 | 0 | 0 | 0 | 0 | 0
PeakG | 0 | 0 | 0 | 0 | 0 | 0
PeakO | 0 | 0 | 0 | 0 | 0 | 0
ST | 0 | 0 | 0 | 0 | 0 | 0
STOG | 0 | 0 | 0 | 0 | 0 | 0
STWD | 0 | 0 | 0 | 0 | 0 | 0
WT | 0 | 0 | 0 | 0 | 0 | 0
IGCC | 0 | 0 | 0 | 0 | 0 | 0
DemandResponse | 0 | 0 | 0 | 0 | 0 | 0
IGCC-CCS | 0 | 0 | 0 | 0 | 0 | 0
WT_off | 0 | 0 | 0 | 0 | 0 | 0
PseudoUnit | 0 | 0 | 0 | 0 | 0 | 0
FixedInterchange | 0 | 0 | 0 | 0 | 0 | 0
Retrofit FOM Costs by Reporting Type: AZ_NM_SNV_NucRenew
ReportingType | 2015 | 2020 | 2025 | 2030 | 2035 | 2040
BM | 0 | 0 | 0 | 0 | 0 | 0
CC | 0 | 0 | 0 | 0 | 0 | 0
CSP | 0 | 0 | 0 | 0 | 0 | 0
CT | 0 | 0 | 0 | 0 | 0 | 0
Coal | 0 | 0 | 0 | 0 | 0 | 0
Geo | 0 | 0 | 0 | 0 | 0 | 0
H | 0 | 0 | 0 | 0 | 0 | 0
LFG | 0 | 0 | 0 | 0 | 0 | 0
Nuc | 0 | 0 | 0 | 0 | 0 | 0
PS | 0 | 0 | 0 | 0 | 0 | 0
PV | 0 | 0 | 0 | 0 | 0 | 0
PeakG | 0 | 0 | 0 | 0 | 0 | 0
PeakO | 0 | 0 | 0 | 0 | 0 | 0
ST | 0 | 0 | 0 | 0 | 0 | 0
STOG | 0 | 0 | 0 | 0 | 0 | 0
STWD | 0 | 0 | 0 | 0 | 0 | 0
WT | 0 | 0 | 0 | 0 | 0 | 0
IGCC | 0 | 0 | 0 | 0 | 0 | 0
DemandResponse | 0 | 0 | 0 | 0 | 0 | 0
IGCC-CCS | 0 | 0 | 0 | 0 | 0 | 0
WT_off | 0 | 0 | 0 | 0 | 0 | 0
PseudoUnit | 0 | 0 | 0 | 0 | 0 | 0
FixedInterchange | 0 | 0 | 0 | 0 | 0 | 0
Retrofit FOM Costs by Reporting Type: ERCOT
ReportingType | 2015 | 2020 | 2025 | 2030 | 2035 | 2040
BM | 0 | 0 | 0 | 0 | 0 | 0
CC | 0 | 0 | 0 | 0 | 0 | 0
CSP | 0 | 0 | 0 | 0 | 0 | 0
CT | 0 | 0 | 0 | 0 | 0 | 0
Coal | 19.52 | 19.06 | 19.1 | 19.36 | 20.21 | 20.21
Geo | 0 | 0 | 0 | 0 | 0 | 0
H | 0 | 0 | 0 | 0 | 0 | 0
LFG | 0 | 0 | 0 | 0 | 0 | 0
Nuc | 0 | 0 | 0 | 0 | 0 | 0
PS | 0 | 0 | 0 | 0 | 0 | 0
PV | 0 | 0 | 0 | 0 | 0 | 0
PeakG | 0 | 0 | 0 | 0 | 0 | 0
PeakO | 0 | 0 | 0 | 0 | 0 | 0
ST | 0 | 0 | 0 | 0 | 0 | 0
STOG | 0 | 0 | 0 | 0 | 0 | 0
STWD | 0 | 0 | 0 | 0 | 0 | 0
WT | 0 | 0 | 0 | 0 | 0 | 0
IGCC | 0 | 0 | 0 | 0 | 0 | 0
DemandResponse | 0 | 0 | 0 | 0 | 0 | 0
IGCC-CCS | 0 | 0 | 0 | 0 | 0 | 0
WT_off | 0 | 0 | 0 | 0 | 0 | 0
PseudoUnit | 0 | 0 | 0 | 0 | 0 | 0
FixedInterchange | 0 | 0 | 0 | 0 | 0 | 0
Retrofit FOM Costs by Reporting Type: NP15
ReportingType | 2015 | 2020 | 2025 | 2030 | 2035 | 2040
BM | 0 | 0 | 0 | 0 | 0 | 0
CC | 0 | 0 | 0 | 0 | 0 | 0
CSP | 0 | 0 | 0 | 0 | 0 | 0
CT | 0 | 0 | 0 | 0 | 0 | 0
Coal | 0.19 | 0 | 0 | 0 | 0 | 0
Geo | 0 | 0 | 0 | 0 | 0 | 0
H | 0 | 0 | 0 | 0 | 0 | 0
LFG | 0 | 0 | 0 | 0 | 0 | 0
Nuc | 0 | 0 | 0 | 0 | 0 | 0
PS | 0 | 0 | 0 | 0 | 0 | 0
PV | 0 | 0 | 0 | 0 | 0 | 0
PeakG | 0 | 0 | 0 | 0 | 0 | 0
PeakO | 0 | 0 | 0 | 0 | 0 | 0
ST | 0 | 0 | 0 | 0 | 0 | 0
STOG | 0 | 0 | 0 | 0 | 0 | 0
STWD | 0 | 0 | 0 | 0 | 0 | 0
WT | 0 | 0 | 0 | 0 | 0 | 0
IGCC | 0 | 0 | 0 | 0 | 0 | 0
DemandResponse | 0 | 0 | 0 | 0 | 0 | 0
IGCC-CCS | 0 | 0 | 0 | 0 | 0 | 0
WT_off | 0 | 0 | 0 | 0 | 0 | 0
PseudoUnit | 0 | 0 | 0 | 0 | 0 | 0
FixedInterchange | 0 | 0 | 0 | 0 | 0 | 0
Retrofit FOM Costs by Reporting Type: NWPP_Coal
ReportingType | 2015 | 2020 | 2025 | 2030 | 2035 | 2040
BM | 0 | 0 | 0 | 0 | 0 | 0
CC | 0 | 0 | 0 | 0 | 0 | 0
CSP | 0 | 0 | 0 | 0 | 0 | 0
CT | 0 | 0 | 0 | 0 | 0 | 0
Coal | 36.05 | 36.11 | 13.95 | 13.76 | 13.76 | 0.98
Geo | 0 | 0 | 0 | 0 | 0 | 0
H | 0 | 0 | 0 | 0 | 0 | 0
LFG | 0 | 0 | 0 | 0 | 0 | 0
Nuc | 0 | 0 | 0 | 0 | 0 | 0
PS | 0 | 0 | 0 | 0 | 0 | 0
PV | 0 | 0 | 0 | 0 | 0 | 0
PeakG | 0 | 0 | 0 | 0 | 0 | 0
PeakO | 0 | 0 | 0 | 0 | 0 | 0
ST | 0 | 0 | 0 | 0 | 0 | 0
STOG | 0 | 0 | 0 | 0 | 0 | 0
STWD | 0 | 0 | 0 | 0 | 0 | 0
WT | 0 | 0 | 0 | 0 | 0 | 0
IGCC | 0 | 0 | 0 | 0 | 0 | 0
DemandResponse | 0 | 0 | 0 | 0 | 0 | 0
IGCC-CCS | 0 | 0 | 0 | 0 | 0 | 0
WT_off | 0 | 0 | 0 | 0 | 0 | 0
PseudoUnit | 0 | 0 | 0 | 0 | 0 | 0
FixedInterchange | 0 | 0 | 0 | 0 | 0 | 0
Retrofit FOM Costs by Reporting Type: NWPP_Gas
ReportingType | 2015 | 2020 | 2025 | 2030 | 2035 | 2040
BM | 0 | 0 | 0 | 0 | 0 | 0
CC | 0 | 0 | 0 | 0 | 0 | 0
CSP | 0 | 0 | 0 | 0 | 0 | 0
CT | 0 | 0 | 0 | 0 | 0 | 0
Coal | 0 | 0 | 0 | 0 | 0 | 0
Geo | 0 | 0 | 0 | 0 | 0 | 0
H | 0 | 0 | 0 | 0 | 0 | 0
LFG | 0 | 0 | 0 | 0 | 0 | 0
Nuc | 0 | 0 | 0 | 0 | 0 | 0
PS | 0 | 0 | 0 | 0 | 0 | 0
PV | 0 | 0 | 0 | 0 | 0 | 0
PeakG | 0 | 0 | 0 | 0 | 0 | 0
PeakO | 0 | 0 | 0 | 0 | 0 | 0
ST | 0 | 0 | 0 | 0 | 0 | 0
STOG | 0 | 0 | 0 | 0 | 0 | 0
STWD | 0 | 0 | 0 | 0 | 0 | 0
WT | 0 | 0 | 0 | 0 | 0 | 0
IGCC | 0 | 0 | 0 | 0 | 0 | 0
DemandResponse | 0 | 0 | 0 | 0 | 0 | 0
IGCC-CCS | 0 | 0 | 0 | 0 | 0 | 0
WT_off | 0 | 0 | 0 | 0 | 0 | 0
PseudoUnit | 0 | 0 | 0 | 0 | 0 | 0
FixedInterchange | 0 | 0 | 0 | 0 | 0 | 0
Retrofit FOM Costs by Reporting Type: NWPP_NucRenew
ReportingType | 2015 | 2020 | 2025 | 2030 | 2035 | 2040
BM | 0 | 0 | 0 | 0 | 0 | 0
CC | 0 | 0 | 0 | 0 | 0 | 0
CSP | 0 | 0 | 0 | 0 | 0 | 0
CT | 0 | 0 | 0 | 0 | 0 | 0
Coal | 0 | 0 | 0 | 0 | 0 | 0
Geo | 0 | 0 | 0 | 0 | 0 | 0
H | 0 | 0 | 0 | 0 | 0 | 0
LFG | 0 | 0 | 0 | 0 | 0 | 0
Nuc | 0 | 0 | 0 | 0 | 0 | 0
PS | 0 | 0 | 0 | 0 | 0 | 0
PV | 0 | 0 | 0 | 0 | 0 | 0
PeakG | 0 | 0 | 0 | 0 | 0 | 0
PeakO | 0 | 0 | 0 | 0 | 0 | 0
ST | 0 | 0 | 0 | 0 | 0 | 0
STOG | 0 | 0 | 0 | 0 | 0 | 0
STWD | 0 | 0 | 0 | 0 | 0 | 0
WT | 0 | 0 | 0 | 0 | 0 | 0
IGCC | 0 | 0 | 0 | 0 | 0 | 0
DemandResponse | 0 | 0 | 0 | 0 | 0 | 0
IGCC-CCS | 0 | 0 | 0 | 0 | 0 | 0
WT_off | 0 | 0 | 0 | 0 | 0 | 0
PseudoUnit | 0 | 0 | 0 | 0 | 0 | 0
FixedInterchange | 0 | 0 | 0 | 0 | 0 | 0
Retrofit FOM Costs by Reporting Type: RMPA
ReportingType | 2015 | 2020 | 2025 | 2030 | 2035 | 2040
BM | 0 | 0 | 0 | 0 | 0 | 0
CC | 0 | 0 | 0 | 0 | 0 | 0
CSP | 0 | 0 | 0 | 0 | 0 | 0
CT | 0 | 0 | 0 | 0 | 0 | 0
Coal | 21.06 | 21.73 | 8.38 | 8.38 | 6.17 | 6.17
Geo | 0 | 0 | 0 | 0 | 0 | 0
H | 0 | 0 | 0 | 0 | 0 | 0
LFG | 0 | 0 | 0 | 0 | 0 | 0
Nuc | 0 | 0 | 0 | 0 | 0 | 0
PS | 0 | 0 | 0 | 0 | 0 | 0
PV | 0 | 0 | 0 | 0 | 0 | 0
PeakG | 0 | 0 | 0 | 0 | 0 | 0
PeakO | 0 | 0 | 0 | 0 | 0 | 0
ST | 0 | 0 | 0 | 0 | 0 | 0
STOG | 0 | 0 | 0 | 0 | 0 | 0
STWD | 0 | 0 | 0 | 0 | 0 | 0
WT | 0 | 0 | 0 | 0 | 0 | 0
IGCC | 0 | 0 | 0 | 0 | 0 | 0
DemandResponse | 0 | 0 | 0 | 0 | 0 | 0
IGCC-CCS | 0 | 0 | 0 | 0 | 0 | 0
WT_off | 0 | 0 | 0 | 0 | 0 | 0
PseudoUnit | 0 | 0 | 0 | 0 | 0 | 0
FixedInterchange | 0 | 0 | 0 | 0 | 0 | 0
Retrofit FOM Costs by Reporting Type: SP15
ReportingType | 2015 | 2020 | 2025 | 2030 | 2035 | 2040
BM | 0 | 0 | 0 | 0 | 0 | 0
CC | 0 | 0 | 0 | 0 | 0 | 0
CSP | 0 | 0 | 0 | 0 | 0 | 0
CT | 0 | 0 | 0 | 0 | 0 | 0
Coal | 0.23 | 0.41 | 0.41 | 0.41 | 0.41 | 0
Geo | 0 | 0 | 0 | 0 | 0 | 0
H | 0 | 0 | 0 | 0 | 0 | 0
LFG | 0 | 0 | 0 | 0 | 0 | 0
Nuc | 0 | 0 | 0 | 0 | 0 | 0
PS | 0 | 0 | 0 | 0 | 0 | 0
PV | 0 | 0 | 0 | 0 | 0 | 0
PeakG | 0 | 0 | 0 | 0 | 0 | 0
PeakO | 0 | 0 | 0 | 0 | 0 | 0
ST | 0 | 0 | 0 | 0 | 0 | 0
STOG | 0 | 0 | 0 | 0 | 0 | 0
STWD | 0 | 0 | 0 | 0 | 0 | 0
WT | 0 | 0 | 0 | 0 | 0 | 0
IGCC | 0 | 0 | 0 | 0 | 0 | 0
DemandResponse | 0 | 0 | 0 | 0 | 0 | 0
IGCC-CCS | 0 | 0 | 0 | 0 | 0 | 0
WT_off | 0 | 0 | 0 | 0 | 0 | 0
PseudoUnit | 0 | 0 | 0 | 0 | 0 | 0
FixedInterchange | 0 | 0 | 0 | 0 | 0 | 0
Retrofit FOM Costs by Reporting Type: ALB
ReportingType | 2015 | 2020 | 2025 | 2030 | 2035 | 2040
BM | 0 | 0 | 0 | 0 | 0 | 0
CC | 0 | 0 | 0 | 0 | 0 | 0
CSP | 0 | 0 | 0 | 0 | 0 | 0
CT | 0 | 0 | 0 | 0 | 0 | 0
Coal | 0.29 | 0.29 | 0.29 | 0 | 0 | 0
Geo | 0 | 0 | 0 | 0 | 0 | 0
H | 0 | 0 | 0 | 0 | 0 | 0
LFG | 0 | 0 | 0 | 0 | 0 | 0
Nuc | 0 | 0 | 0 | 0 | 0 | 0
PS | 0 | 0 | 0 | 0 | 0 | 0
PV | 0 | 0 | 0 | 0 | 0 | 0
PeakG | 0 | 0 | 0 | 0 | 0 | 0
PeakO | 0 | 0 | 0 | 0 | 0 | 0
ST | 0 | 0 | 0 | 0 | 0 | 0
STOG | 0 | 0 | 0 | 0 | 0 | 0
STWD | 0 | 0 | 0 | 0 | 0 | 0
WT | 0 | 0 | 0 | 0 | 0 | 0
IGCC | 0 | 0 | 0 | 0 | 0 | 0
DemandResponse | 0 | 0 | 0 | 0 | 0 | 0
IGCC-CCS | 0 | 0 | 0 | 0 | 0 | 0
WT_off | 0 | 0 | 0 | 0 | 0 | 0
PseudoUnit | 0 | 0 | 0 | 0 | 0 | 0
FixedInterchange | 0 | 0 | 0 | 0 | 0 | 0
Retrofit FOM Costs by Reporting Type: BC
ReportingType | 2015 | 2020 | 2025 | 2030 | 2035 | 2040
BM | 0 | 0 | 0 | 0 | 0 | 0
CC | 0 | 0 | 0 | 0 | 0 | 0
CSP | 0 | 0 | 0 | 0 | 0 | 0
CT | 0 | 0 | 0 | 0 | 0 | 0
Coal | 0 | 0 | 0 | 0 | 0 | 0
Geo | 0 | 0 | 0 | 0 | 0 | 0
H | 0 | 0 | 0 | 0 | 0 | 0
LFG | 0 | 0 | 0 | 0 | 0 | 0
Nuc | 0 | 0 | 0 | 0 | 0 | 0
PS | 0 | 0 | 0 | 0 | 0 | 0
PV | 0 | 0 | 0 | 0 | 0 | 0
PeakG | 0 | 0 | 0 | 0 | 0 | 0
PeakO | 0 | 0 | 0 | 0 | 0 | 0
ST | 0 | 0 | 0 | 0 | 0 | 0
STOG | 0 | 0 | 0 | 0 | 0 | 0
STWD | 0 | 0 | 0 | 0 | 0 | 0
WT | 0 | 0 | 0 | 0 | 0 | 0
IGCC | 0 | 0 | 0 | 0 | 0 | 0
DemandResponse | 0 | 0 | 0 | 0 | 0 | 0
IGCC-CCS | 0 | 0 | 0 | 0 | 0 | 0
WT_off | 0 | 0 | 0 | 0 | 0 | 0
PseudoUnit | 0 | 0 | 0 | 0 | 0 | 0
FixedInterchange | 0 | 0 | 0 | 0 | 0 | 0
Retrofit FOM Costs by Reporting Type: HQ_IESO
ReportingType | 2015 | 2020 | 2025 | 2030 | 2035 | 2040
BM | 0 | 0 | 0 | 0 | 0 | 0
CC | 0 | 0 | 0 | 0 | 0 | 0
CSP | 0 | 0 | 0 | 0 | 0 | 0
CT | 0 | 0 | 0 | 0 | 0 | 0
Coal | 0 | 0 | 0 | 0 | 0 | 0
Geo | 0 | 0 | 0 | 0 | 0 | 0
H | 0 | 0 | 0 | 0 | 0 | 0
LFG | 0 | 0 | 0 | 0 | 0 | 0
Nuc | 0 | 0 | 0 | 0 | 0 | 0
PS | 0 | 0 | 0 | 0 | 0 | 0
PV | 0 | 0 | 0 | 0 | 0 | 0
PeakG | 0 | 0 | 0 | 0 | 0 | 0
PeakO | 0 | 0 | 0 | 0 | 0 | 0
ST | 0 | 0 | 0 | 0 | 0 | 0
STOG | 0 | 0 | 0 | 0 | 0 | 0
STWD | 0 | 0 | 0 | 0 | 0 | 0
WT | 0 | 0 | 0 | 0 | 0 | 0
IGCC | 0 | 0 | 0 | 0 | 0 | 0
DemandResponse | 0 | 0 | 0 | 0 | 0 | 0
IGCC-CCS | 0 | 0 | 0 | 0 | 0 | 0
WT_off | 0 | 0 | 0 | 0 | 0 | 0
PseudoUnit | 0 | 0 | 0 | 0 | 0 | 0
FixedInterchange | 0 | 0 | 0 | 0 | 0 | 0
Retrofit FOM Costs by Reporting Type: HQ_NEISO
ReportingType | 2015 | 2020 | 2025 | 2030 | 2035 | 2040
BM | 0 | 0 | 0 | 0 | 0 | 0
CC | 0 | 0 | 0 | 0 | 0 | 0
CSP | 0 | 0 | 0 | 0 | 0 | 0
CT | 0 | 0 | 0 | 0 | 0 | 0
Coal | 0 | 0 | 0 | 0 | 0 | 0
Geo | 0 | 0 | 0 | 0 | 0 | 0
H | 0 | 0 | 0 | 0 | 0 | 0
LFG | 0 | 0 | 0 | 0 | 0 | 0
Nuc | 0 | 0 | 0 | 0 | 0 | 0
PS | 0 | 0 | 0 | 0 | 0 | 0
PV | 0 | 0 | 0 | 0 | 0 | 0
PeakG | 0 | 0 | 0 | 0 | 0 | 0
PeakO | 0 | 0 | 0 | 0 | 0 | 0
ST | 0 | 0 | 0 | 0 | 0 | 0
STOG | 0 | 0 | 0 | 0 | 0 | 0
STWD | 0 | 0 | 0 | 0 | 0 | 0
WT | 0 | 0 | 0 | 0 | 0 | 0
IGCC | 0 | 0 | 0 | 0 | 0 | 0
DemandResponse | 0 | 0 | 0 | 0 | 0 | 0
IGCC-CCS | 0 | 0 | 0 | 0 | 0 | 0
WT_off | 0 | 0 | 0 | 0 | 0 | 0
PseudoUnit | 0 | 0 | 0 | 0 | 0 | 0
FixedInterchange | 0 | 0 | 0 | 0 | 0 | 0
Retrofit FOM Costs by Reporting Type: HQ_NY
ReportingType | 2015 | 2020 | 2025 | 2030 | 2035 | 2040
BM | 0 | 0 | 0 | 0 | 0 | 0
CC | 0 | 0 | 0 | 0 | 0 | 0
CSP | 0 | 0 | 0 | 0 | 0 | 0
CT | 0 | 0 | 0 | 0 | 0 | 0
Coal | 0 | 0 | 0 | 0 | 0 | 0
Geo | 0 | 0 | 0 | 0 | 0 | 0
H | 0 | 0 | 0 | 0 | 0 | 0
LFG | 0 | 0 | 0 | 0 | 0 | 0
Nuc | 0 | 0 | 0 | 0 | 0 | 0
PS | 0 | 0 | 0 | 0 | 0 | 0
PV | 0 | 0 | 0 | 0 | 0 | 0
PeakG | 0 | 0 | 0 | 0 | 0 | 0
PeakO | 0 | 0 | 0 | 0 | 0 | 0
ST | 0 | 0 | 0 | 0 | 0 | 0
STOG | 0 | 0 | 0 | 0 | 0 | 0
STWD | 0 | 0 | 0 | 0 | 0 | 0
WT | 0 | 0 | 0 | 0 | 0 | 0
IGCC | 0 | 0 | 0 | 0 | 0 | 0
DemandResponse | 0 | 0 | 0 | 0 | 0 | 0
IGCC-CCS | 0 | 0 | 0 | 0 | 0 | 0
WT_off | 0 | 0 | 0 | 0 | 0 | 0
PseudoUnit | 0 | 0 | 0 | 0 | 0 | 0
FixedInterchange | 0 | 0 | 0 | 0 | 0 | 0
Retrofit FOM Costs by Reporting Type: MARITIMES
ReportingType | 2015 | 2020 | 2025 | 2030 | 2035 | 2040
BM | 0 | 0 | 0 | 0 | 0 | 0
CC | 0 | 0 | 0 | 0 | 0 | 0
CSP | 0 | 0 | 0 | 0 | 0 | 0
CT | 0 | 0 | 0 | 0 | 0 | 0
Coal | 0 | 0 | 0 | 0 | 0 | 0
Geo | 0 | 0 | 0 | 0 | 0 | 0
H | 0 | 0 | 0 | 0 | 0 | 0
LFG | 0 | 0 | 0 | 0 | 0 | 0
Nuc | 0 | 0 | 0 | 0 | 0 | 0
PS | 0 | 0 | 0 | 0 | 0 | 0
PV | 0 | 0 | 0 | 0 | 0 | 0
PeakG | 0 | 0 | 0 | 0 | 0 | 0
PeakO | 0 | 0 | 0 | 0 | 0 | 0
ST | 0 | 0 | 0 | 0 | 0 | 0
STOG | 0 | 0 | 0 | 0 | 0 | 0
STWD | 0 | 0 | 0 | 0 | 0 | 0
WT | 0 | 0 | 0 | 0 | 0 | 0
IGCC | 0 | 0 | 0 | 0 | 0 | 0
DemandResponse | 0 | 0 | 0 | 0 | 0 | 0
IGCC-CCS | 0 | 0 | 0 | 0 | 0 | 0
WT_off | 0 | 0 | 0 | 0 | 0 | 0
PseudoUnit | 0 | 0 | 0 | 0 | 0 | 0
FixedInterchange | 0 | 0 | 0 | 0 | 0 | 0
Retrofit FOM Costs by Reporting Type: All
ReportingType | 2015 | 2020 | 2025 | 2030 | 2035 | 2040
BM | 0 | 0 | 0 | 0 | 0 | 0
CC | 0 | 0 | 0 | 0 | 0 | 0
CSP | 0 | 0 | 0 | 0 | 0 | 0
CT | 0 | 0 | 0 | 0 | 0 | 0
Coal | 776.9 | 618.95 | 527.09 | 530.53 | 531.29 | 514.57
Geo | 0 | 0 | 0 | 0 | 0 | 0
H | 0 | 0 | 0 | 0 | 0 | 0
LFG | 0 | 0 | 0 | 0 | 0 | 0
Nuc | 0 | 0 | 0 | 0 | 0 | 0
PS | 0 | 0 | 0 | 0 | 0 | 0
PV | 0 | 0 | 0 | 0 | 0 | 0
PeakG | 0 | 0 | 0 | 0 | 0 | 0
PeakO | 0 | 0 | 0 | 0 | 0 | 0
ST | 0 | 0 | 0 | 0 | 0 | 0
STOG | 0 | 0 | 0 | 0 | 0 | 0
STWD | 0 | 0 | 0 | 0 | 0 | 0
WT | 0 | 0 | 0 | 0 | 0 | 0
IGCC | 0 | 0 | 0 | 0 | 0 | 0
DemandResponse | 0 | 0 | 0 | 0 | 0 | 0
IGCC-CCS | 0 | 0 | 0 | 0 | 0 | 0
WT_off | 0 | 0 | 0 | 0 | 0 | 0
PseudoUnit | 0 | 0 | 0 | 0 | 0 | 0
FixedInterchange | 0 | 0 | 0 | 0 | 0 | 0
Retrofit FOM Costs by Reporting Type: EI_US
ReportingType | 2015 | 2020 | 2025 | 2030 | 2035 | 2040
BM | 0 | 0 | 0 | 0 | 0 | 0
CC | 0 | 0 | 0 | 0 | 0 | 0
CSP | 0 | 0 | 0 | 0 | 0 | 0
CT | 0 | 0 | 0 | 0 | 0 | 0
Coal | 645.8 | 501.56 | 481.45 | 485.07 | 487.93 | 484.4
Geo | 0 | 0 | 0 | 0 | 0 | 0
H | 0 | 0 | 0 | 0 | 0 | 0
LFG | 0 | 0 | 0 | 0 | 0 | 0
Nuc | 0 | 0 | 0 | 0 | 0 | 0
PS | 0 | 0 | 0 | 0 | 0 | 0
PV | 0 | 0 | 0 | 0 | 0 | 0
PeakG | 0 | 0 | 0 | 0 | 0 | 0
PeakO | 0 | 0 | 0 | 0 | 0 | 0
ST | 0 | 0 | 0 | 0 | 0 | 0
STOG | 0 | 0 | 0 | 0 | 0 | 0
STWD | 0 | 0 | 0 | 0 | 0 | 0
WT | 0 | 0 | 0 | 0 | 0 | 0
IGCC | 0 | 0 | 0 | 0 | 0 | 0
DemandResponse | 0 | 0 | 0 | 0 | 0 | 0
IGCC-CCS | 0 | 0 | 0 | 0 | 0 | 0
WT_off | 0 | 0 | 0 | 0 | 0 | 0
PseudoUnit | 0 | 0 | 0 | 0 | 0 | 0
FixedInterchange | 0 | 0 | 0 | 0 | 0 | 0
Retrofit FOM Costs by Reporting Type: EI_Canada
ReportingType | 2015 | 2020 | 2025 | 2030 | 2035 | 2040
BM | 0 | 0 | 0 | 0 | 0 | 0
CC | 0 | 0 | 0 | 0 | 0 | 0
CSP | 0 | 0 | 0 | 0 | 0 | 0
CT | 0 | 0 | 0 | 0 | 0 | 0
Coal | 0 | 0 | 0 | 0 | 0 | 0
Geo | 0 | 0 | 0 | 0 | 0 | 0
H | 0 | 0 | 0 | 0 | 0 | 0
LFG | 0 | 0 | 0 | 0 | 0 | 0
Nuc | 0 | 0 | 0 | 0 | 0 | 0
PS | 0 | 0 | 0 | 0 | 0 | 0
PV | 0 | 0 | 0 | 0 | 0 | 0
PeakG | 0 | 0 | 0 | 0 | 0 | 0
PeakO | 0 | 0 | 0 | 0 | 0 | 0
ST | 0 | 0 | 0 | 0 | 0 | 0
STOG | 0 | 0 | 0 | 0 | 0 | 0
STWD | 0 | 0 | 0 | 0 | 0 | 0
WT | 0 | 0 | 0 | 0 | 0 | 0
IGCC | 0 | 0 | 0 | 0 | 0 | 0
DemandResponse | 0 | 0 | 0 | 0 | 0 | 0
IGCC-CCS | 0 | 0 | 0 | 0 | 0 | 0
WT_off | 0 | 0 | 0 | 0 | 0 | 0
PseudoUnit | 0 | 0 | 0 | 0 | 0 | 0
FixedInterchange | 0 | 0 | 0 | 0 | 0 | 0
Retrofit FOM Costs by Reporting Type: EI
ReportingType | 2015 | 2020 | 2025 | 2030 | 2035 | 2040
BM | 0 | 0 | 0 | 0 | 0 | 0
CC | 0 | 0 | 0 | 0 | 0 | 0
CSP | 0 | 0 | 0 | 0 | 0 | 0
CT | 0 | 0 | 0 | 0 | 0 | 0
Coal | 645.8 | 501.56 | 481.45 | 485.07 | 487.93 | 484.4
Geo | 0 | 0 | 0 | 0 | 0 | 0
H | 0 | 0 | 0 | 0 | 0 | 0
LFG | 0 | 0 | 0 | 0 | 0 | 0
Nuc | 0 | 0 | 0 | 0 | 0 | 0
PS | 0 | 0 | 0 | 0 | 0 | 0
PV | 0 | 0 | 0 | 0 | 0 | 0
PeakG | 0 | 0 | 0 | 0 | 0 | 0
PeakO | 0 | 0 | 0 | 0 | 0 | 0
ST | 0 | 0 | 0 | 0 | 0 | 0
STOG | 0 | 0 | 0 | 0 | 0 | 0
STWD | 0 | 0 | 0 | 0 | 0 | 0
WT | 0 | 0 | 0 | 0 | 0 | 0
IGCC | 0 | 0 | 0 | 0 | 0 | 0
DemandResponse | 0 | 0 | 0 | 0 | 0 | 0
IGCC-CCS | 0 | 0 | 0 | 0 | 0 | 0
WT_off | 0 | 0 | 0 | 0 | 0 | 0
PseudoUnit | 0 | 0 | 0 | 0 | 0 | 0
FixedInterchange | 0 | 0 | 0 | 0 | 0 | 0
Retrofit FOM Costs by Reporting Type: Outside_EI
ReportingType | 2015 | 2020 | 2025 | 2030 | 2035 | 2040
BM | 0 | 0 | 0 | 0 | 0 | 0
CC | 0 | 0 | 0 | 0 | 0 | 0
CSP | 0 | 0 | 0 | 0 | 0 | 0
CT | 0 | 0 | 0 | 0 | 0 | 0
Coal | 131.1 | 117.39 | 45.64 | 45.47 | 43.36 | 30.16
Geo | 0 | 0 | 0 | 0 | 0 | 0
H | 0 | 0 | 0 | 0 | 0 | 0
LFG | 0 | 0 | 0 | 0 | 0 | 0
Nuc | 0 | 0 | 0 | 0 | 0 | 0
PS | 0 | 0 | 0 | 0 | 0 | 0
PV | 0 | 0 | 0 | 0 | 0 | 0
PeakG | 0 | 0 | 0 | 0 | 0 | 0
PeakO | 0 | 0 | 0 | 0 | 0 | 0
ST | 0 | 0 | 0 | 0 | 0 | 0
STOG | 0 | 0 | 0 | 0 | 0 | 0
STWD | 0 | 0 | 0 | 0 | 0 | 0
WT | 0 | 0 | 0 | 0 | 0 | 0
IGCC | 0 | 0 | 0 | 0 | 0 | 0
DemandResponse | 0 | 0 | 0 | 0 | 0 | 0
IGCC-CCS | 0 | 0 | 0 | 0 | 0 | 0
WT_off | 0 | 0 | 0 | 0 | 0 | 0
PseudoUnit | 0 | 0 | 0 | 0 | 0 | 0
FixedInterchange | 0 | 0 | 0 | 0 | 0 | 0
#12 | Levelized Capital Costs ($million)
Levelized Capital Costs by Reporting Type: Entergy
ReportingType | 2015 | 2020 | 2025 | 2030 | 2035 | 2040
BM | 0 | 0 | 0 | 0 | 3358.05 | 3358.05
CC | 492.65 | 1236 | 1252.3 | 1252.3 | 1252.3 | 759.65
CSP | 0 | 0 | 0 | 0 | 0 | 0
CT | 0 | 0 | 0 | 0 | 0 | 0
Coal | 202.06 | 202.06 | 202.06 | 202.06 | 202.06 | 202.06
Geo | 0 | 0 | 0 | 0 | 0 | 0
H | 0 | 0 | 0 | 39.89 | 365.55 | 365.55
LFG | 0 | 0 | 20.14 | 20.14 | 20.14 | 20.14
Nuc | 0 | 0 | 0 | 0 | 0 | 4640.08
PS | 0 | 0 | 0 | 0 | 0 | 0
PV | 0.11 | 22.82 | 34.62 | 36.45 | 38.45 | 19.01
PeakG | 0 | 0 | 0 | 0 | 0 | 0
PeakO | 0 | 0 | 0 | 0 | 0 | 0
ST | 0 | 0 | 0 | 0 | 0 | 0
STOG | 0 | 0 | 0 | 0 | 0 | 0
STWD | 0 | 0 | 0 | 0 | 0 | 0
WT | 0 | 0 | 0 | 0 | 0 | 0
IGCC | 0 | 0 | 0 | 0 | 0 | 0
DemandResponse | 0 | 0 | 0 | 0 | 0 | 0
IGCC-CCS | 0 | 0 | 0 | 0 | 0 | 0
WT_off | 0 | 0 | 0 | 0 | 0 | 0
PseudoUnit | 0 | 0 | 0 | 0 | 0 | 0
FixedInterchange | 0 | 0 | 0 | 0 | 0 | 0
Levelized Capital Costs by Reporting Type: FRCC
ReportingType | 2015 | 2020 | 2025 | 2030 | 2035 | 2040
BM | 0 | 0 | 0 | 0 | 684.68 | 684.68
CC | 1581.61 | 1931.86 | 1931.86 | 1931.86 | 1931.86 | 350.25
CSP | 0 | 0 | 0 | 0 | 0 | 0
CT | 196.14 | 196.14 | 196.14 | 196.14 | 0 | 0
Coal | 0 | 0 | 0 | 0 | 0 | 0
Geo | 0 | 0 | 0 | 0 | 0 | 0
H | 0 | 0 | 0 | 0 | 0 | 9.23
LFG | 0 | 0 | 37.91 | 37.91 | 37.91 | 37.91
Nuc | 0 | 0 | 2962.91 | 6128.86 | 14856.34 | 18887.41
PS | 0 | 0 | 0 | 0 | 0 | 0
PV | 0 | 0 | 0 | 0 | 0 | 3151.89
PeakG | 0 | 0 | 0 | 0 | 0 | 0
PeakO | 0 | 0 | 0 | 0 | 0 | 0
ST | 0 | 0 | 0 | 0 | 0 | 0
STOG | 0 | 0 | 0 | 0 | 0 | 0
STWD | 0 | 0 | 0 | 0 | 0 | 0
WT | 0 | 0 | 0 | 0 | 0 | 0
IGCC | 0 | 0 | 0 | 0 | 0 | 0
DemandResponse | 0 | 0 | 0 | 0 | 0 | 0
IGCC-CCS | 0 | 0 | 0 | 0 | 0 | 0
WT_off | 0 | 0 | 0 | 0 | 0 | 0
PseudoUnit | 0 | 0 | 0 | 0 | 0 | 0
FixedInterchange | 0 | 0 | 0 | 0 | 0 | 0
Levelized Capital Costs by Reporting Type: MAPP_US
ReportingType | 2015 | 2020 | 2025 | 2030 | 2035 | 2040
BM | 0 | 0 | 0 | 0 | 417.21 | 848.2
CC | 0 | 0 | 0 | 0 | 0 | 0
CSP | 0 | 0 | 0 | 0 | 0 | 0
CT | 25.9 | 25.9 | 34.65 | 82.99 | 57.79 | 57.79
Coal | 0 | 0 | 0 | 0 | 0 | 0
Geo | 0 | 0 | 0 | 0 | 0 | 0
H | 0 | 0 | 0 | 0 | 0 | 0
LFG | 0 | 0 | 0 | 13.26 | 13.26 | 13.26
Nuc | 0 | 0 | 0 | 0 | 0 | 0
PS | 0 | 0 | 0 | 0 | 0 | 0
PV | 0 | 0 | 0 | 0 | 0 | 0
PeakG | 0 | 0 | 0 | 0 | 0 | 0
PeakO | 0 | 0 | 0 | 0 | 0 | 0
ST | 0 | 0 | 0 | 0 | 0 | 0
STOG | 0 | 0 | 0 | 0 | 0 | 0
STWD | 0 | 0 | 0 | 0 | 0 | 0
WT | 91.97 | 1588.12 | 1655.58 | 1618.2 | 1563.62 | 67.47
IGCC | 0 | 0 | 0 | 0 | 0 | 0
DemandResponse | 0 | 0 | 0 | 0 | 0 | 0
IGCC-CCS | 0 | 0 | 0 | 0 | 0 | 0
WT_off | 0 | 0 | 0 | 0 | 0 | 0
PseudoUnit | 0 | 0 | 0 | 0 | 0 | 0
FixedInterchange | 0 | 0 | 0 | 0 | 0 | 0
Levelized Capital Costs by Reporting Type: MISO_IN
ReportingType | 2015 | 2020 | 2025 | 2030 | 2035 | 2040
BM | 0 | 0 | 0 | 0 | 1614.54 | 2261.94
CC | 344.15 | 2431.46 | 2431.46 | 2431.46 | 2431.46 | 2087.32
CSP | 0 | 0 | 0 | 0 | 0 | 0
CT | 0 | 0 | 0 | 0 | 0 | 0
Coal | 0 | 0 | 0 | 0 | 0 | 0
Geo | 0 | 0 | 0 | 0 | 0 | 0
H | 0 | 0 | 0 | 0 | 0 | 0
LFG | 0 | 0 | 15.89 | 15.89 | 15.89 | 15.89
Nuc | 0 | 0 | 0 | 0 | 0 | 0
PS | 0 | 0 | 0 | 0 | 0 | 0
PV | 0 | 88.91 | 88.91 | 88.91 | 88.91 | 0
PeakG | 0 | 0 | 0 | 0 | 0 | 0
PeakO | 0 | 0 | 0 | 0 | 0 | 0
ST | 0 | 0 | 0 | 0 | 0 | 0
STOG | 0 | 0 | 0 | 0 | 0 | 0
STWD | 0 | 0 | 0 | 0 | 0 | 0
WT | 0 | 0 | 0 | 0 | 0 | 2970.32
IGCC | 215.26 | 215.26 | 215.26 | 215.26 | 215.26 | 215.26
DemandResponse | 0 | 0 | 0 | 0 | 0 | 0
IGCC-CCS | 0 | 0 | 0 | 0 | 0 | 0
WT_off | 0 | 0 | 0 | 0 | 0 | 0
PseudoUnit | 0 | 0 | 0 | 0 | 0 | 0
FixedInterchange | 0 | 0 | 0 | 0 | 0 | 0
Levelized Capital Costs by Reporting Type: MISO_MI
ReportingType | 2015 | 2020 | 2025 | 2030 | 2035 | 2040
BM | 0 | 0 | 0 | 25.8 | 656.37 | 2315.43
CC | 0 | 378.52 | 710.86 | 710.86 | 710.86 | 710.86
CSP | 0 | 0 | 0 | 0 | 0 | 0
CT | 0 | 0 | 0 | 0 | 0 | 0
Coal | 0 | 0 | 0 | 0 | 0 | 0
Geo | 0 | 0 | 0 | 0 | 0 | 0
H | 0 | 0 | 0 | 0 | 0 | 0
LFG | 0 | 1.32 | 33.45 | 33.45 | 33.45 | 32.13
Nuc | 0 | 0 | 0 | 555.67 | 555.67 | 596.64
PS | 0 | 0 | 0 | 0 | 0 | 0
PV | 0 | 0 | 0 | 0 | 0 | 0
PeakG | 0 | 0 | 0 | 0 | 0 | 0
PeakO | 0 | 0 | 0 | 0 | 0 | 0
ST | 0 | 0 | 0 | 0 | 0 | 0
STOG | 0 | 0 | 0 | 0 | 0 | 0
STWD | 0 | 0 | 0 | 0 | 0 | 0
WT | 480.98 | 614.81 | 614.81 | 614.81 | 133.83 | 0
IGCC | 0 | 0 | 0 | 0 | 0 | 0
DemandResponse | 0 | 0 | 0 | 0 | 0 | 0
IGCC-CCS | 0 | 0 | 0 | 0 | 0 | 0
WT_off | 0 | 0 | 0 | 0 | 0 | 0
PseudoUnit | 0 | 0 | 0 | 0 | 0 | 0
FixedInterchange | 0 | 0 | 0 | 0 | 0 | 0
Levelized Capital Costs by Reporting Type: MISO_MO-IL
ReportingType | 2015 | 2020 | 2025 | 2030 | 2035 | 2040
BM | 0 | 0 | 0 | 0 | 0 | 3379.6
CC | 0 | 611.73 | 692.89 | 692.89 | 692.89 | 692.89
CSP | 0 | 0 | 0 | 0 | 0 | 0
CT | 0 | 0 | 0 | 0 | 0 | 0
Coal | 574.94 | 574.94 | 574.94 | 574.94 | 574.94 | 574.94
Geo | 0 | 0 | 0 | 0 | 0 | 0
H | 0 | 0 | 92.29 | 92.29 | 92.29 | 92.29
LFG | 0 | 0 | 46.76 | 46.76 | 46.76 | 46.76
Nuc | 0 | 0 | 0 | 0 | 0 | 0
PS | 0 | 0 | 0 | 0 | 0 | 0
PV | 0 | 0 | 0 | 0 | 0 | 0
PeakG | 0 | 0 | 0 | 0 | 0 | 0
PeakO | 0 | 0 | 0 | 0 | 0 | 0
ST | 0 | 0 | 0 | 0 | 0 | 0
STOG | 0 | 0 | 0 | 0 | 0 | 0
STWD | 0 | 0 | 0 | 0 | 0 | 0
WT | 68.52 | 68.52 | 1227.96 | 1689.75 | 2515.65 | 2515.65
IGCC | 0 | 0 | 0 | 0 | 0 | 0
DemandResponse | 0 | 0 | 0 | 0 | 0 | 0
IGCC-CCS | 0 | 0 | 0 | 0 | 0 | 0
WT_off | 0 | 0 | 0 | 0 | 0 | 0
PseudoUnit | 0 | 0 | 0 | 0 | 0 | 0
FixedInterchange | 0 | 0 | 0 | 0 | 0 | 0
Levelized Capital Costs by Reporting Type: MISO_W
ReportingType | 2015 | 2020 | 2025 | 2030 | 2035 | 2040
BM | 0 | 0 | 0 | 0 | 0 | 753.42
CC | 0 | 77.65 | 77.65 | 77.65 | 77.65 | 77.65
CSP | 0 | 0 | 0 | 0 | 0 | 0
CT | 0 | 0 | 0 | 0 | 0 | 0
Coal | 0 | 0 | 0 | 0 | 0 | 0
Geo | 0 | 0 | 0 | 0 | 0 | 0
H | 0 | 0 | 0 | 0 | 0 | 0
LFG | 0 | 0 | 0 | 14.86 | 14.86 | 14.86
Nuc | 0 | 0 | 0 | 0 | 0 | 0
PS | 0 | 0 | 0 | 0 | 0 | 0
PV | 0 | 0 | 0 | 0 | 0 | 0
PeakG | 0 | 0 | 0 | 0 | 0 | 0
PeakO | 0 | 0 | 0 | 0 | 0 | 0
ST | 0 | 0 | 0 | 0 | 0 | 0
STOG | 0 | 0 | 0 | 0 | 0 | 0
STWD | 0 | 0 | 0 | 0 | 0 | 0
WT | 658.73 | 658.73 | 11930.03 | 12673.51 | 12080.11 | 12080.11
IGCC | 0 | 0 | 0 | 0 | 0 | 0
DemandResponse | 0 | 0 | 0 | 0 | 0 | 0
IGCC-CCS | 0 | 0 | 0 | 0 | 0 | 0
WT_off | 0 | 0 | 0 | 0 | 0 | 0
PseudoUnit | 0 | 0 | 0 | 0 | 0 | 0
FixedInterchange | 0 | 0 | 0 | 0 | 0 | 0
Levelized Capital Costs by Reporting Type: MISO_WUMS
ReportingType | 2015 | 2020 | 2025 | 2030 | 2035 | 2040
BM | 0 | 0 | 0 | 0 | 1149.27 | 1149.27
CC | 719.97 | 1009.42 | 1009.42 | 1009.42 | 1009.42 | 289.45
CSP | 0 | 0 | 0 | 0 | 0 | 0
CT | 0 | 0 | 0 | 540.98 | 540.98 | 540.98
Coal | 184.51 | 184.51 | 184.51 | 184.51 | 184.51 | 184.51
Geo | 0 | 0 | 0 | 0 | 0 | 0
H | 0 | 0.35 | 0.35 | 0.35 | 0.35 | 0.35
LFG | 0 | 0 | 0 | 43.4 | 43.4 | 43.4
Nuc | 0 | 0 | 0 | 0 | 0 | 962.64
PS | 0 | 0 | 0 | 0 | 0 | 0
PV | 0 | 0 | 0 | 0 | 0 | 0
PeakG | 0 | 0 | 0 | 0 | 0 | 0
PeakO | 0 | 0 | 0 | 0 | 0 | 0
ST | 0 | 0 | 0 | 0 | 0 | 0
STOG | 0 | 0 | 0 | 0 | 0 | 0
STWD | 0 | 0 | 0 | 0 | 0 | 0
WT | 218.37 | 218.37 | 218.37 | 224.5 | 6.13 | 6.13
IGCC | 0 | 0 | 0 | 0 | 0 | 0
DemandResponse | 0 | 0 | 0 | 0 | 0 | 0
IGCC-CCS | 0 | 0 | 0 | 0 | 0 | 0
WT_off | 0 | 0 | 0 | 0 | 0 | 0
PseudoUnit | 0 | 0 | 0 | 0 | 0 | 0
FixedInterchange | 0 | 0 | 0 | 0 | 0 | 0
Levelized Capital Costs by Reporting Type: Nebraska
ReportingType | 2015 | 2020 | 2025 | 2030 | 2035 | 2040
BM | 0 | 0 | 0 | 0 | 860.33 | 2571.61
CC | 42.88 | 314.83 | 314.83 | 314.83 | 314.83 | 271.95
CSP | 0 | 0 | 0 | 0 | 0 | 0
CT | 0 | 0 | 0 | 0 | 0 | 0
Coal | 66.52 | 66.52 | 66.52 | 66.52 | 66.52 | 66.52
Geo | 0 | 0 | 0 | 0 | 0 | 0
H | 0 | 0 | 0 | 0 | 0 | 0
LFG | 0 | 0 | 13.78 | 13.78 | 13.78 | 13.78
Nuc | 0 | 0 | 0 | 0 | 0 | 0
PS | 0 | 0 | 0 | 0 | 0 | 0
PV | 0 | 0 | 0 | 0 | 0 | 0
PeakG | 0 | 0 | 0 | 0 | 0 | 0
PeakO | 0 | 0 | 0 | 0 | 0 | 0
ST | 0 | 0 | 0 | 0 | 0 | 0
STOG | 0 | 0 | 0 | 0 | 0 | 0
STWD | 0 | 0 | 0 | 0 | 0 | 0
WT | 44.36 | 44.36 | 44.36 | 34.86 | 0 | 0
IGCC | 0 | 0 | 0 | 0 | 0 | 0
DemandResponse | 0 | 0 | 0 | 0 | 0 | 0
IGCC-CCS | 0 | 0 | 0 | 0 | 0 | 0
WT_off | 0 | 0 | 0 | 0 | 0 | 0
PseudoUnit | 0 | 0 | 0 | 0 | 0 | 0
FixedInterchange | 0 | 0 | 0 | 0 | 0 | 0
Levelized Capital Costs by Reporting Type: NEISO
ReportingType | 2015 | 2020 | 2025 | 2030 | 2035 | 2040
BM | 115.57 | 115.57 | 115.57 | 115.57 | 115.57 | 115.57
CC | 273.49 | 273.49 | 273.49 | 273.49 | 273.49 | 0
CSP | 0 | 0 | 0 | 0 | 0 | 0
CT | 30 | 30 | 30 | 29.13 | 0 | 29.61
Coal | 0 | 0 | 0 | 0 | 0 | 0
Geo | 0 | 0 | 0 | 0 | 0 | 0
H | 0 | 0 | 0 | 0.99 | 0.99 | 0.99
LFG | 10.64 | 10.64 | 24.97 | 24.97 | 14.32 | 14.32
Nuc | 0 | 0 | 0 | 0 | 0 | 0
PS | 0 | 0 | 0 | 0 | 0 | 0
PV | 0 | 119.5 | 123.26 | 127.55 | 137.16 | 21.14
PeakG | 0 | 0 | 0 | 0 | 0 | 0
PeakO | 0 | 0 | 0 | 0 | 0 | 0
ST | 0 | 0 | 0 | 0 | 0 | 0
STOG | 0 | 0 | 0 | 0 | 0 | 0
STWD | 0 | 0 | 0 | 0 | 0 | 0
WT | 54.49 | 746.59 | 1162.74 | 1155.44 | 4890.14 | 4198.03
IGCC | 0 | 0 | 0 | 0 | 0 | 0
DemandResponse | 0 | 0 | 0 | 0 | 0 | 0
IGCC-CCS | 0 | 0 | 0 | 0 | 0 | 0
WT_off | 283.24 | 283.24 | 283.24 | 283.24 | 0 | 2560.04
PseudoUnit | 0 | 0 | 0 | 0 | 0 | 0
FixedInterchange | 0 | 0 | 0 | 0 | 0 | 0
Levelized Capital Costs by Reporting Type: NonRTO_Midwest
ReportingType | 2015 | 2020 | 2025 | 2030 | 2035 | 2040
BM | 0 | 0 | 0 | 0 | 518.59 | 2059.15
CC | 313.8 | 681.69 | 681.69 | 681.69 | 681.69 | 367.88
CSP | 0 | 0 | 0 | 0 | 0 | 0
CT | 0 | 0 | 0 | 0 | 0 | 0
Coal | 0 | 0 | 0 | 0 | 0 | 0
Geo | 0 | 0 | 0 | 0 | 0 | 0
H | 0 | 0 | 245.9 | 245.9 | 245.9 | 245.9
LFG | 0 | 0 | 30 | 30 | 30 | 30
Nuc | 0 | 0 | 0 | 362.66 | 362.66 | 1134.93
PS | 0 | 0 | 0 | 0 | 0 | 0
PV | 0 | 0 | 0 | 0 | 0 | 0
PeakG | 0 | 0 | 0 | 0 | 0 | 0
PeakO | 0 | 0 | 0 | 0 | 0 | 0
ST | 0 | 0 | 0 | 0 | 0 | 0
STOG | 0 | 0 | 0 | 0 | 0 | 0
STWD | 0 | 0 | 0 | 0 | 0 | 0
WT | 0 | 0 | 0 | 0 | 0 | 0
IGCC | 0 | 0 | 0 | 0 | 0 | 0
DemandResponse | 0 | 0 | 0 | 0 | 0 | 0
IGCC-CCS | 0 | 0 | 0 | 0 | 0 | 0
WT_off | 0 | 0 | 0 | 0 | 0 | 0
PseudoUnit | 0 | 0 | 0 | 0 | 0 | 0
FixedInterchange | 0 | 0 | 0 | 0 | 0 | 0
Levelized Capital Costs by Reporting Type: NYISO_A-F
ReportingType | 2015 | 2020 | 2025 | 2030 | 2035 | 2040
BM | 0 | 0 | 0 | 0 | 0 | 389.89
CC | 85.71 | 85.71 | 85.71 | 85.71 | 85.71 | 0
CSP | 0 | 0 | 0 | 0 | 0 | 0
CT | 0 | 0 | 0 | 0 | 0 | 0
Coal | 0 | 0 | 0 | 0 | 0 | 0
Geo | 0 | 0 | 0 | 0 | 0 | 0
H | 0 | 0 | 0 | 0 | 0 | 0
LFG | 1.35 | 1.35 | 14.91 | 14.91 | 13.57 | 13.57
Nuc | 0 | 0 | 0 | 0 | 0 | 0
PS | 0 | 0 | 0 | 0 | 0 | 0
PV | 0 | 0 | 0 | 0 | 0 | 0
PeakG | 0 | 0 | 0 | 0 | 0 | 0
PeakO | 0 | 0 | 0 | 0 | 0 | 0
ST | 0 | 0 | 0 | 0 | 0 | 0
STOG | 0 | 0 | 0 | 0 | 0 | 0
STWD | 0 | 0 | 0 | 0 | 0 | 0
WT | 571.17 | 727.41 | 727.41 | 2914.66 | 2343.49 | 2187.25
IGCC | 0 | 0 | 0 | 0 | 0 | 0
DemandResponse | 0 | 0 | 0 | 0 | 0 | 0
IGCC-CCS | 0 | 0 | 0 | 0 | 0 | 0
WT_off | 0 | 0 | 0 | 0 | 0 | 245.25
PseudoUnit | 0 | 0 | 0 | 0 | 0 | 0
FixedInterchange | 0 | 0 | 0 | 0 | 0 | 0
Levelized Capital Costs by Reporting Type: NYISO_G-I
ReportingType | 2015 | 2020 | 2025 | 2030 | 2035 | 2040
BM | 0 | 0 | 0 | 0 | 297.21 | 311.91
CC | 0 | 138.58 | 148.4 | 148.4 | 148.4 | 148.4
CSP | 0 | 0 | 0 | 0 | 0 | 0
CT | 0 | 0 | 0 | 0 | 0 | 0
Coal | 0 | 0 | 0 | 0 | 0 | 0
Geo | 0 | 0 | 0 | 0 | 0 | 0
H | 0 | 0 | 0 | 0 | 0 | 0
LFG | 0 | 0 | 14.85 | 14.85 | 14.85 | 14.85
Nuc | 0 | 0 | 0 | 0 | 0 | 1750.97
PS | 0 | 0 | 0 | 0 | 0 | 0
PV | 0 | 0 | 0 | 0 | 0 | 0
PeakG | 0 | 0 | 0 | 0 | 0 | 0
PeakO | 0 | 0 | 0 | 0 | 0 | 0
ST | 0 | 0 | 0 | 0 | 0 | 0
STOG | 0 | 0 | 0 | 0 | 0 | 0
STWD | 0 | 0 | 0 | 0 | 0 | 0
WT | 0 | 12.72 | 12.72 | 76.54 | 76.54 | 63.83
IGCC | 0 | 0 | 0 | 0 | 0 | 0
DemandResponse | 0 | 0 | 0 | 0 | 0 | 0
IGCC-CCS | 0 | 0 | 0 | 0 | 0 | 0
WT_off | 0 | 0 | 0 | 0 | 0 | 112.12
PseudoUnit | 0 | 0 | 0 | 0 | 0 | 0
FixedInterchange | 0 | 0 | 0 | 0 | 0 | 0
Levelized Capital Costs by Reporting Type: NYISO_J-K
ReportingType | 2015 | 2020 | 2025 | 2030 | 2035 | 2040
BM | 0 | 0 | 0 | 0 | 0 | 0
CC | 226.37 | 226.37 | 226.37 | 562.84 | 1014.55 | 918.38
CSP | 0 | 0 | 0 | 0 | 0 | 0
CT | 0 | 0 | 0 | 0 | 0 | 0
Coal | 0 | 0 | 0 | 0 | 0 | 0
Geo | 0 | 0 | 0 | 0 | 0 | 0
H | 0 | 0 | 0 | 0 | 0 | 0
LFG | 0 | 0 | 19.69 | 20.47 | 20.47 | 20.47
Nuc | 0 | 0 | 0 | 0 | 0 | 0
PS | 0 | 0 | 0 | 0 | 0 | 0
PV | 16.99 | 16.99 | 16.99 | 16.99 | 0 | 0
PeakG | 0 | 0 | 0 | 0 | 0 | 0
PeakO | 0 | 0 | 0 | 0 | 0 | 0
ST | 0 | 0 | 0 | 0 | 0 | 0
STOG | 0 | 0 | 0 | 0 | 0 | 0
STWD | 0 | 0 | 0 | 0 | 0 | 0
WT | 0 | 0 | 0 | 45.61 | 89.6 | 89.6
IGCC | 0 | 0 | 0 | 0 | 0 | 0
DemandResponse | 0 | 0 | 0 | 0 | 0 | 0
IGCC-CCS | 0 | 0 | 0 | 0 | 0 | 0
WT_off | 0 | 0 | 0 | 0 | 0 | 0
PseudoUnit | 0 | 0 | 0 | 0 | 0 | 0
FixedInterchange | 0 | 0 | 0 | 0 | 0 | 0
Levelized Capital Costs by Reporting Type: PJM_E
ReportingType | 2015 | 2020 | 2025 | 2030 | 2035 | 2040
BM | 14.48 | 14.48 | 14.48 | 14.48 | 14.48 | 138.48
CC | 673.31 | 673.31 | 673.31 | 711.87 | 620.96 | 38.56
CSP | 0 | 0 | 0 | 0 | 0 | 0
CT | 2.28 | 2.28 | 2.28 | 0 | 0 | 0
Coal | 9.09 | 9.09 | 9.09 | 9.09 | 9.09 | 9.09
Geo | 0 | 0 | 0 | 0 | 0 | 0
H | 0 | 0 | 0 | 0 | 0 | 0
LFG | 2.19 | 32.86 | 32.86 | 30.67 | 30.67 | 0
Nuc | 0 | 0 | 0 | 0 | 0 | 1860.21
PS | 0 | 0 | 0 | 0 | 0 | 0
PV | 11.04 | 11.04 | 11.04 | 11.04 | 0 | 0
PeakG | 0 | 0 | 0 | 0 | 0 | 0
PeakO | 0 | 0 | 0 | 0 | 0 | 0
ST | 0 | 0 | 0 | 0 | 0 | 0
STOG | 0 | 0 | 0 | 0 | 0 | 0
STWD | 0 | 0 | 0 | 0 | 0 | 0
WT | 300.12 | 300.12 | 300.12 | 300.12 | 4.72 | 595.29
IGCC | 0 | 0 | 0 | 0 | 0 | 0
DemandResponse | 0 | 0 | 0 | 0 | 0 | 0
IGCC-CCS | 0 | 0 | 0 | 0 | 0 | 0
WT_off | 0 | 0 | 540.35 | 540.35 | 4715.77 | 4715.77
PseudoUnit | 0 | 0 | 0 | 0 | 0 | 0
FixedInterchange | 0 | 0 | 0 | 0 | 0 | 0
Levelized Capital Costs by Reporting Type: PJM_ROM
ReportingType | 2015 | 2020 | 2025 | 2030 | 2035 | 2040
BM | 7.8 | 7.8 | 7.8 | 7.8 | 869.99 | 869.99
CC | 232.92 | 232.92 | 232.92 | 677.9 | 677.9 | 444.98
CSP | 0 | 0 | 0 | 0 | 0 | 0
CT | 1.4 | 1.4 | 1.4 | 1.4 | 0 | 0
Coal | 10.21 | 10.21 | 10.21 | 10.21 | 10.21 | 10.21
Geo | 0 | 0 | 0 | 0 | 0 | 0
H | 0 | 0 | 0 | 223.48 | 223.48 | 223.48
LFG | 3.93 | 57.29 | 57.29 | 55.71 | 53.36 | 0
Nuc | 0 | 0 | 0 | 736.85 | 3082.59 | 6193.83
PS | 0 | 0 | 0 | 0 | 0 | 0
PV | 0 | 523.85 | 838.11 | 953.37 | 1017.53 | 804.68
PeakG | 0 | 0 | 0 | 0 | 0 | 0
PeakO | 0 | 0 | 0 | 0 | 0 | 0
ST | 0 | 0 | 0 | 0 | 0 | 0
STOG | 0 | 0 | 0 | 0 | 0 | 0
STWD | 0 | 0 | 0 | 0 | 0 | 0
WT | 113.55 | 488.32 | 488.32 | 460.91 | 1466.27 | 1091.5
IGCC | 0 | 0 | 0 | 0 | 0 | 0
DemandResponse | 0 | 0 | 0 | 0 | 0 | 0
IGCC-CCS | 0 | 0 | 0 | 0 | 0 | 0
WT_off | 0 | 0 | 0 | 0 | 0 | 8152
PseudoUnit | 0 | 0 | 0 | 0 | 0 | 0
FixedInterchange | 0 | 0 | 0 | 0 | 0 | 0
Levelized Capital Costs by Reporting Type: PJM_ROR
ReportingType | 2015 | 2020 | 2025 | 2030 | 2035 | 2040
BM | 165.77 | 165.77 | 165.77 | 165.77 | 3780.97 | 3695.9
CC | 2247.37 | 4055.72 | 4124.08 | 4124.08 | 4103.99 | 1876.72
CSP | 0 | 0 | 0 | 0 | 0 | 0
CT | 2.4 | 2.4 | 2.4 | 2.4 | 0 | 0
Coal | 648.6 | 648.6 | 648.6 | 648.6 | 648.6 | 648.6
Geo | 0 | 0 | 0 | 0 | 0 | 0
H | 0 | 174.52 | 174.52 | 174.52 | 174.52 | 174.52
LFG | 11.72 | 11.72 | 110.38 | 104.73 | 98.66 | 98.66
Nuc | 0 | 0 | 0 | 0 | 803.52 | 803.52
PS | 0 | 0 | 0 | 0 | 0 | 0
PV | 0 | 0 | 88.77 | 107.37 | 123.45 | 2172.52
PeakG | 0 | 0 | 0 | 0 | 0 | 0
PeakO | 0 | 0 | 0 | 0 | 0 | 0
ST | 0 | 0 | 0 | 0 | 0 | 0
STOG | 0 | 0 | 0 | 0 | 0 | 0
STWD | 0 | 0 | 0 | 0 | 0 | 0
WT | 1894.89 | 1934.85 | 4571.5 | 10499.14 | 9391.1 | 9351.14
IGCC | 0 | 0 | 0 | 0 | 0 | 0
DemandResponse | 0 | 0 | 0 | 0 | 0 | 0
IGCC-CCS | 0 | 0 | 0 | 0 | 0 | 2577.12
WT_off | 0 | 0 | 0 | 0 | 0 | 10042.11
PseudoUnit | 0 | 0 | 0 | 0 | 0 | 0
FixedInterchange | 0 | 0 | 0 | 0 | 0 | 0
Levelized Capital Costs by Reporting Type: SOCO
ReportingType | 2015 | 2020 | 2025 | 2030 | 2035 | 2040
BM | 21 | 21 | 21 | 21 | 2130.99 | 2130.99
CC | 1020.12 | 2035.2 | 2035.2 | 2035.2 | 2035.2 | 1015.08
CSP | 0 | 0 | 0 | 0 | 0 | 0
CT | 0 | 0 | 0 | 0 | 0 | 0
Coal | 0 | 0 | 0 | 0 | 0 | 0
Geo | 0 | 0 | 0 | 0 | 0 | 0
H | 0 | 0 | 0 | 0 | 0 | 285.78
LFG | 0 | 0 | 19.65 | 19.65 | 19.65 | 19.65
Nuc | 0 | 1254.21 | 1982.75 | 5328.02 | 9951.7 | 17699.61
PS | 0 | 0 | 0 | 0 | 0 | 0
PV | 0 | 0 | 0 | 0 | 0 | 602.65
PeakG | 0 | 0 | 0 | 0 | 0 | 0
PeakO | 0 | 0 | 0 | 0 | 0 | 0
ST | 0 | 0 | 0 | 0 | 0 | 0
STOG | 0 | 0 | 0 | 0 | 0 | 0
STWD | 0 | 0 | 0 | 0 | 0 | 0
WT | 0 | 0 | 0 | 20.78 | 20.78 | 20.78
IGCC | 0 | 0 | 0 | 0 | 0 | 0
DemandResponse | 0 | 0 | 0 | 0 | 0 | 0
IGCC-CCS | 0 | 0 | 0 | 0 | 0 | 0
WT_off | 0 | 0 | 0 | 0 | 0 | 0
PseudoUnit | 0 | 0 | 0 | 0 | 0 | 0
FixedInterchange | 0 | 0 | 0 | 0 | 0 | 0
Levelized Capital Costs by Reporting Type: SPP_N
ReportingType | 2015 | 2020 | 2025 | 2030 | 2035 | 2040
BM | 0 | 0 | 0 | 0 | 1913.84 | 2111.79
CC | 226.8 | 822.44 | 822.44 | 822.44 | 822.44 | 595.64
CSP | 0 | 0 | 0 | 0 | 0 | 0
CT | 0 | 0 | 0 | 0 | 0 | 0
Coal | 128.56 | 128.56 | 128.56 | 128.56 | 128.56 | 128.56
Geo | 0 | 0 | 0 | 0 | 0 | 0
H | 0 | 0 | 0 | 0 | 0 | 0
LFG | 0 | 0 | 17.63 | 17.63 | 17.63 | 17.63
Nuc | 0 | 0 | 0 | 0 | 0 | 0
PS | 0 | 0 | 0 | 0 | 0 | 0
PV | 0 | 0 | 0 | 0 | 0 | 0
PeakG | 0 | 0 | 0 | 0 | 0 | 0
PeakO | 0 | 0 | 0 | 0 | 0 | 0
ST | 0 | 0 | 0 | 0 | 0 | 0
STOG | 0 | 0 | 0 | 0 | 0 | 0
STWD | 0 | 0 | 0 | 0 | 0 | 0
WT | 0 | 2267.39 | 2651.21 | 3242.73 | 3242.73 | 975.34
IGCC | 0 | 0 | 0 | 0 | 0 | 0
DemandResponse | 0 | 0 | 0 | 0 | 0 | 0
IGCC-CCS | 0 | 0 | 0 | 0 | 0 | 0
WT_off | 0 | 0 | 0 | 0 | 0 | 0
PseudoUnit | 0 | 0 | 0 | 0 | 0 | 0
FixedInterchange | 0 | 0 | 0 | 0 | 0 | 0
Levelized Capital Costs by Reporting Type: SPP_S
ReportingType | 2015 | 2020 | 2025 | 2030 | 2035 | 2040
BM | 0 | 0 | 0 | 0 | 716.98 | 1485.98
CC | 0 | 679.08 | 679.08 | 1256.72 | 1256.72 | 1256.72
CSP | 0 | 0 | 0 | 0 | 0 | 0
CT | 33.21 | 56.93 | 56.93 | 56.93 | 23.72 | 0
Coal | 273.14 | 273.14 | 273.14 | 273.14 | 273.14 | 273.14
Geo | 0 | 0 | 0 | 0 | 0 | 0
H | 0 | 0 | 0 | 30 | 30 | 30
LFG | 0 | 0 | 17.63 | 17.63 | 17.63 | 17.63
Nuc | 0 | 0 | 0 | 0 | 0 | 0
PS | 0 | 0 | 0 | 0 | 0 | 0
PV | 0 | 0 | 0 | 0 | 0 | 0
PeakG | 0 | 0 | 0 | 0 | 0 | 0
PeakO | 0 | 0 | 0 | 0 | 0 | 0
ST | 0 | 0 | 0 | 0 | 0 | 0
STOG | 0 | 0 | 0 | 0 | 0 | 0
STWD | 0 | 0 | 0 | 0 | 0 | 0
WT | 92.65 | 7491.13 | 7491.13 | 7491.13 | 8127.83 | 1846.17
IGCC | 0 | 0 | 0 | 0 | 0 | 0
DemandResponse | 0 | 0 | 0 | 0 | 0 | 0
IGCC-CCS | 0 | 0 | 0 | 0 | 0 | 0
WT_off | 0 | 0 | 0 | 0 | 0 | 0
PseudoUnit | 0 | 0 | 0 | 0 | 0 | 0
FixedInterchange | 0 | 0 | 0 | 0 | 0 | 0
Levelized Capital Costs by Reporting Type: TVA
ReportingType | 2015 | 2020 | 2025 | 2030 | 2035 | 2040
BM | 0 | 0 | 0 | 0 | 2368.02 | 2368.02
CC | 524.9 | 1270.36 | 1320.58 | 1320.58 | 1286.11 | 795.68
CSP | 0 | 0 | 0 | 0 | 0 | 0
CT | 0 | 0 | 0 | 0 | 0 | 0
Coal | 0 | 0 | 0 | 0 | 0 | 0
Geo | 0 | 0 | 0 | 0 | 0 | 0
H | 0 | 0 | 8.9 | 8.9 | 8.9 | 8.9
LFG | 0 | 0 | 19.35 | 19.35 | 19.35 | 19.35
Nuc | 684.91 | 684.91 | 684.91 | 1800.51 | 2619.55 | 2619.55
PS | 0 | 0 | 0 | 0 | 0 | 0
PV | 0 | 0 | 0 | 0 | 0 | 592.75
PeakG | 0 | 0 | 0 | 0 | 0 | 0
PeakO | 0 | 0 | 0 | 0 | 0 | 0
ST | 0 | 0 | 0 | 0 | 0 | 0
STOG | 0 | 0 | 0 | 0 | 0 | 0
STWD | 0 | 0 | 0 | 0 | 0 | 0
WT | 0 | 0 | 0 | 0 | 20.59 | 20.59
IGCC | 0 | 0 | 0 | 0 | 0 | 0
DemandResponse | 0 | 0 | 0 | 0 | 0 | 0
IGCC-CCS | 0 | 0 | 0 | 0 | 0 | 3512.34
WT_off | 0 | 0 | 0 | 0 | 0 | 0
PseudoUnit | 0 | 0 | 0 | 0 | 0 | 0
FixedInterchange | 0 | 0 | 0 | 0 | 0 | 0
Levelized Capital Costs by Reporting Type: TVA_Transmission
ReportingType | 2015 | 2020 | 2025 | 2030 | 2035 | 2040
BM | 0 | 0 | 0 | 0 | 0 | 0
CC | 0 | 0 | 0 | 0 | 0 | 0
CSP | 0 | 0 | 0 | 0 | 0 | 0
CT | 0 | 0 | 0 | 0 | 0 | 0
Coal | 0 | 0 | 0 | 0 | 0 | 0
Geo | 0 | 0 | 0 | 0 | 0 | 0
H | 0 | 0 | 0 | 0 | 0 | 0
LFG | 0 | 0 | 0 | 0 | 0 | 0
Nuc | 0 | 0 | 0 | 0 | 0 | 0
PS | 0 | 0 | 0 | 0 | 0 | 0
PV | 0 | 0 | 0 | 0 | 0 | 0
PeakG | 0 | 0 | 0 | 0 | 0 | 0
PeakO | 0 | 0 | 0 | 0 | 0 | 0
ST | 0 | 0 | 0 | 0 | 0 | 0
STOG | 0 | 0 | 0 | 0 | 0 | 0
STWD | 0 | 0 | 0 | 0 | 0 | 0
WT | 0 | 0 | 0 | 0 | 0 | 0
IGCC | 0 | 0 | 0 | 0 | 0 | 0
DemandResponse | 0 | 0 | 0 | 0 | 0 | 0
IGCC-CCS | 0 | 0 | 0 | 0 | 0 | 0
WT_off | 0 | 0 | 0 | 0 | 0 | 0
PseudoUnit | 0 | 0 | 0 | 0 | 0 | 0
FixedInterchange | 0 | 0 | 0 | 0 | 0 | 0
Levelized Capital Costs by Reporting Type: VACAR
ReportingType | 2015 | 2020 | 2025 | 2030 | 2035 | 2040
BM | 0.34 | 122.57 | 355.7 | 416.45 | 416.45 | 2204.23
CC | 2114.37 | 2233.34 | 2233.34 | 2233.34 | 2233.34 | 118.97
CSP | 0 | 0 | 0 | 0 | 0 | 0
CT | 60.99 | 60.99 | 60.99 | 0 | 0 | 0
Coal | 220.45 | 220.45 | 220.45 | 220.45 | 220.45 | 220.45
Geo | 0 | 0 | 0 | 0 | 0 | 0
H | 0 | 0 | 0 | 0 | 0 | 17.14
LFG | 0.06 | 19.57 | 19.57 | 19.57 | 19.51 | 0
Nuc | 0 | 1320.06 | 3084.1 | 5793.24 | 5793.24 | 6415.76
PS | 0 | 0 | 0 | 0 | 0 | 0
PV | 0 | 47.15 | 50.7 | 54.25 | 57.38 | 345.7
PeakG | 0 | 0 | 0 | 0 | 0 | 0
PeakO | 0 | 0 | 0 | 0 | 0 | 0
ST | 0 | 0 | 0 | 0 | 0 | 0
STOG | 0 | 0 | 0 | 0 | 0 | 0
STWD | 0 | 0 | 0 | 0 | 0 | 0
WT | 0.19 | 740.59 | 740.59 | 740.59 | 740.4 | 0
IGCC | 0 | 0 | 0 | 0 | 0 | 0
DemandResponse | 0 | 0 | 0 | 0 | 0 | 0
IGCC-CCS | 0 | 0 | 0 | 0 | 0 | 0
WT_off | 0.53 | 0.53 | 0.53 | 0.53 | 15665.26 | 17350.26
PseudoUnit | 0 | 0 | 0 | 0 | 0 | 0
FixedInterchange | 0 | 0 | 0 | 0 | 0 | 0
Levelized Capital Costs by Reporting Type: IESO
ReportingType | 2015 | 2020 | 2025 | 2030 | 2035 | 2040
BM | 144.8 | 144.8 | 144.8 | 144.8 | 144.8 | 145.06
CC | 175.41 | 175.41 | 175.41 | 175.41 | 175.41 | 0
CSP | 0 | 0 | 0 | 0 | 0 | 0
CT | 41.8 | 41.8 | 41.8 | 41.8 | 30.19 | 359.71
Coal | 0 | 0 | 0 | 0 | 0 | 0
Geo | 0 | 0 | 0 | 0 | 0 | 0
H | 0 | 0 | 0 | 98.84 | 98.84 | 98.84
LFG | 5.12 | 5.12 | 5.12 | 5.29 | 0.17 | 0.17
Nuc | 0 | 0 | 0 | 0 | 0 | 0
PS | 0 | 0 | 0 | 0 | 0 | 0
PV | 539.74 | 539.74 | 539.74 | 539.74 | 0 | 0
PeakG | 0 | 0 | 0 | 0 | 0 | 0
PeakO | 0 | 0 | 0 | 0 | 0 | 0
ST | 0 | 0 | 0 | 0 | 0 | 0
STOG | 0 | 0 | 0 | 0 | 0 | 0
STWD | 0 | 0 | 0 | 0 | 0 | 0
WT | 660.4 | 660.4 | 660.4 | 660.4 | 4753.91 | 6158.89
IGCC | 0 | 0 | 0 | 0 | 0 | 0
DemandResponse | 0 | 0 | 0 | 0 | 0 | 0
IGCC-CCS | 0 | 0 | 0 | 0 | 0 | 0
WT_off | 0 | 0 | 0 | 0 | 0 | 0
PseudoUnit | 0 | 0 | 0 | 0 | 0 | 0
FixedInterchange | 0 | 0 | 0 | 0 | 0 | 0
Levelized Capital Costs by Reporting Type: MAPP_CA
ReportingType | 2015 | 2020 | 2025 | 2030 | 2035 | 2040
BM | 0 | 0 | 0 | 0 | 0 | 0
CC | 73.72 | 73.72 | 73.72 | 73.72 | 73.72 | 0
CSP | 0 | 0 | 0 | 0 | 0 | 0
CT | 0 | 0 | 0 | 0 | 0 | 0
Coal | 0 | 0 | 0 | 0 | 0 | 0
Geo | 0 | 0 | 0 | 0 | 0 | 0
H | 0 | 241.14 | 733.92 | 1544.78 | 1544.78 | 1544.78
LFG | 0 | 0 | 0 | 0 | 0 | 0
Nuc | 0 | 0 | 0 | 0 | 0 | 179.77
PS | 0 | 0 | 0 | 0 | 0 | 0
PV | 0 | 0 | 0 | 0 | 0 | 0
PeakG | 0 | 0 | 0 | 0 | 0 | 0
PeakO | 0 | 0 | 0 | 0 | 0 | 0
ST | 0 | 0 | 0 | 0 | 0 | 0
STOG | 0 | 0 | 0 | 0 | 0 | 0
STWD | 0 | 0 | 0 | 0 | 0 | 0
WT | 87.23 | 87.23 | 87.23 | 87.23 | 0 | 0
IGCC | 0 | 0 | 0 | 0 | 0 | 0
DemandResponse | 0 | 0 | 0 | 0 | 0 | 0
IGCC-CCS | 0 | 0 | 0 | 0 | 0 | 0
WT_off | 0 | 0 | 0 | 0 | 0 | 0
PseudoUnit | 0 | 0 | 0 | 0 | 0 | 0
FixedInterchange | 0 | 0 | 0 | 0 | 0 | 0
Levelized Capital Costs by Reporting Type: AZ_NM_SNV_Coal
ReportingType | 2015 | 2020 | 2025 | 2030 | 2035 | 2040
BM | 0 | 0 | 0 | 0 | 0 | 0
CC | 0 | 0 | 0 | 0 | 0 | 0
CSP | 0 | 0 | 0 | 0 | 0 | 0
CT | 0 | 0 | 0 | 0 | 0 | 0
Coal | 0 | 0 | 0 | 0 | 0 | 0
Geo | 0 | 0 | 0 | 0 | 0 | 0
H | 0 | 0 | 0 | 0 | 0 | 0
LFG | 0 | 0 | 0 | 0 | 0 | 0
Nuc | 0 | 0 | 0 | 0 | 0 | 0
PS | 0 | 0 | 0 | 0 | 0 | 0
PV | 0 | 0 | 0 | 0 | 0 | 0
PeakG | 0 | 0 | 0 | 0 | 0 | 0
PeakO | 0 | 0 | 0 | 0 | 0 | 0
ST | 0 | 0 | 0 | 0 | 0 | 0
STOG | 0 | 0 | 0 | 0 | 0 | 0
STWD | 0 | 0 | 0 | 0 | 0 | 0
WT | 0 | 0 | 0 | 0 | 0 | 0
IGCC | 0 | 0 | 0 | 0 | 0 | 0
DemandResponse | 0 | 0 | 0 | 0 | 0 | 0
IGCC-CCS | 0 | 0 | 0 | 0 | 0 | 0
WT_off | 0 | 0 | 0 | 0 | 0 | 0
PseudoUnit | 0 | 0 | 0 | 0 | 0 | 0
FixedInterchange | 0 | 0 | 0 | 0 | 0 | 0
Levelized Capital Costs by Reporting Type: AZ_NM_SNV_Gas
ReportingType | 2015 | 2020 | 2025 | 2030 | 2035 | 2040
BM | 0 | 0 | 0 | 0 | 0 | 0
CC | 79.32 | 593.12 | 988.71 | 988.71 | 988.71 | 909.39
CSP | 0 | 0 | 0 | 0 | 0 | 0
CT | 63.7 | 63.7 | 63.7 | 63.7 | 0 | 0
Coal | 0 | 0 | 0 | 0 | 0 | 0
Geo | 0 | 0 | 0 | 0 | 0 | 0
H | 0 | 0 | 0 | 0 | 0 | 0
LFG | 0 | 0 | 0 | 0 | 0 | 0
Nuc | 0 | 0 | 0 | 0 | 0 | 0
PS | 0 | 0 | 0 | 0 | 0 | 0
PV | 0 | 0 | 0 | 0 | 0 | 0
PeakG | 0 | 0 | 0 | 0 | 0 | 0
PeakO | 0 | 0 | 0 | 0 | 0 | 0
ST | 0 | 0 | 0 | 0 | 0 | 0
STOG | 0 | 0 | 0 | 0 | 0 | 0
STWD | 0 | 0 | 0 | 0 | 0 | 0
WT | 0 | 0 | 0 | 0 | 0 | 0
IGCC | 0 | 0 | 0 | 0 | 0 | 0
DemandResponse | 0 | 0 | 0 | 0 | 0 | 0
IGCC-CCS | 0 | 0 | 0 | 0 | 0 | 0
WT_off | 0 | 0 | 0 | 0 | 0 | 0
PseudoUnit | 0 | 0 | 0 | 0 | 0 | 0
FixedInterchange | 0 | 0 | 0 | 0 | 0 | 0
Levelized Capital Costs by Reporting Type: AZ_NM_SNV_NucRenew
ReportingType | 2015 | 2020 | 2025 | 2030 | 2035 | 2040
BM | 0 | 0 | 0 | 0 | 1013.73 | 2371.95
CC | 0 | 0 | 0 | 0 | 0 | 0
CSP | 0 | 0 | 0 | 0 | 0 | 0
CT | 0 | 0 | 0 | 0 | 0 | 0
Coal | 0 | 0 | 0 | 0 | 0 | 0
Geo | 0 | 0 | 369.64 | 369.64 | 369.64 | 369.64
H | 0 | 0 | 0 | 0 | 0 | 0
LFG | 0 | 11.72 | 11.72 | 11.72 | 11.72 | 0
Nuc | 0 | 0 | 0 | 1467.24 | 2431.69 | 2431.69
PS | 0 | 0 | 0 | 0 | 0 | 0
PV | 34.88 | 34.88 | 34.88 | 34.88 | 0 | 0
PeakG | 0 | 0 | 0 | 0 | 0 | 0
PeakO | 0 | 0 | 0 | 0 | 0 | 0
ST | 101.35 | 270.99 | 364.98 | 330.03 | 727.61 | 887.92
STOG | 0 | 0 | 0 | 0 | 0 | 0
STWD | 0 | 0 | 0 | 0 | 0 | 0
WT | 14.28 | 2728.78 | 2890.34 | 3108.05 | 3093.77 | 379.27
IGCC | 0 | 0 | 0 | 0 | 0 | 0
DemandResponse | 0 | 0 | 0 | 0 | 0 | 0
IGCC-CCS | 0 | 0 | 0 | 0 | 0 | 0
WT_off | 0 | 0 | 0 | 0 | 0 | 0
PseudoUnit | 0 | 0 | 0 | 0 | 0 | 0
FixedInterchange | 0 | 0 | 0 | 0 | 0 | 0
Levelized Capital Costs by Reporting Type: ERCOT
ReportingType | 2015 | 2020 | 2025 | 2030 | 2035 | 2040
BM | 54.69 | 54.69 | 54.69 | 54.69 | 1311.48 | 1311.48
CC | 2252.18 | 2654.85 | 2654.85 | 2654.85 | 2654.85 | 402.67
CSP | 0 | 0 | 0 | 0 | 0 | 0
CT | 20.97 | 20.97 | 20.97 | 20.97 | 0 | 0
Coal | 540.38 | 540.38 | 540.38 | 540.38 | 540.38 | 540.38
Geo | 0 | 0 | 0 | 0 | 0 | 0
H | 0 | 0 | 0 | 0 | 0 | 207
LFG | 0 | 0 | 0 | 63.77 | 63.77 | 63.77
Nuc | 0 | 0 | 0 | 2126.69 | 7540.63 | 8443.31
PS | 0 | 0 | 0 | 0 | 0 | 0
PV | 4.89 | 4.89 | 4.89 | 4.89 | 0 | 0
PeakG | 0 | 0 | 0 | 0 | 0 | 0
PeakO | 0 | 0 | 0 | 0 | 0 | 0
ST | 0 | 0 | 0 | 0 | 0 | 0
STOG | 0 | 0 | 0 | 0 | 0 | 0
STWD | 0 | 0 | 0 | 0 | 0 | 0
WT | 72.7 | 72.7 | 4696.82 | 5046.14 | 5419.38 | 5961.91
IGCC | 0 | 0 | 0 | 0 | 0 | 0
DemandResponse | 0 | 0 | 0 | 0 | 0 | 0
IGCC-CCS | 0 | 0 | 0 | 0 | 0 | 2041.49
WT_off | 0 | 0 | 0 | 0 | 0 | 0
PseudoUnit | 0 | 0 | 0 | 0 | 0 | 0
FixedInterchange | 0 | 0 | 0 | 0 | 0 | 0
Levelized Capital Costs by Reporting Type: NP15
ReportingType | 2015 | 2020 | 2025 | 2030 | 2035 | 2040
BM | 0 | 0 | 0 | 0 | 342.22 | 342.22
CC | 825.6 | 868.89 | 1124.26 | 1124.26 | 1124.26 | 298.66
CSP | 0 | 0 | 0 | 0 | 0 | 0
CT | 17.85 | 17.85 | 17.85 | 67.76 | 49.9 | 49.9
Coal | 0 | 0 | 0 | 0 | 0 | 0
Geo | 0 | 186.37 | 186.37 | 186.37 | 186.37 | 0
H | 0 | 0 | 0 | 0 | 0 | 0
LFG | 0 | 125.8 | 125.8 | 125.8 | 125.8 | 0
Nuc | 0 | 0 | 0 | 0 | 0 | 0
PS | 0 | 0 | 0 | 0 | 0 | 0
PV | 2.79 | 2.79 | 2.79 | 2.79 | 490.5 | 1275.84
PeakG | 0 | 0 | 0 | 0 | 0 | 0
PeakO | 0 | 0 | 0 | 0 | 0 | 0
ST | 12.6 | 12.6 | 12.6 | 12.6 | 26.2 | 26.2
STOG | 0 | 0 | 0 | 0 | 0 | 0
STWD | 0 | 0 | 0 | 0 | 0 | 0
WT | 26.07 | 837.92 | 837.92 | 3948.04 | 3937.31 | 3125.46
IGCC | 0 | 0 | 0 | 0 | 0 | 0
DemandResponse | 0 | 0 | 0 | 0 | 0 | 0
IGCC-CCS | 0 | 0 | 0 | 0 | 0 | 6398.55
WT_off | 0 | 0 | 0 | 0 | 0 | 0
PseudoUnit | 0 | 0 | 0 | 0 | 0 | 0
FixedInterchange | 0 | 0 | 0 | 0 | 0 | 0
Levelized Capital Costs by Reporting Type: NWPP_Coal
ReportingType | 2015 | 2020 | 2025 | 2030 | 2035 | 2040
BM | 0 | 0 | 0 | 0 | 0 | 0
CC | 0 | 0 | 0 | 0 | 0 | 0
CSP | 0 | 0 | 0 | 0 | 0 | 0
CT | 0 | 0 | 0 | 0 | 0 | 0
Coal | 0 | 0 | 0 | 0 | 0 | 0
Geo | 0 | 0 | 0 | 0 | 0 | 0
H | 0 | 0 | 0 | 0 | 0 | 0
LFG | 0 | 0 | 0 | 0 | 0 | 0
Nuc | 0 | 0 | 0 | 0 | 0 | 0
PS | 0 | 0 | 0 | 0 | 0 | 0
PV | 0 | 0 | 0 | 0 | 0 | 0
PeakG | 0 | 0 | 0 | 0 | 0 | 0
PeakO | 0 | 0 | 0 | 0 | 0 | 0
ST | 0 | 0 | 0 | 0 | 0 | 0
STOG | 0 | 0 | 0 | 0 | 0 | 0
STWD | 0 | 0 | 0 | 0 | 0 | 0
WT | 0 | 0 | 0 | 0 | 0 | 0
IGCC | 0 | 0 | 0 | 0 | 0 | 0
DemandResponse | 0 | 0 | 0 | 0 | 0 | 0
IGCC-CCS | 0 | 0 | 0 | 0 | 0 | 0
WT_off | 0 | 0 | 0 | 0 | 0 | 0
PseudoUnit | 0 | 0 | 0 | 0 | 0 | 0
FixedInterchange | 0 | 0 | 0 | 0 | 0 | 0
Levelized Capital Costs by Reporting Type: NWPP_Gas
ReportingType | 2015 | 2020 | 2025 | 2030 | 2035 | 2040
BM | 0 | 0 | 0 | 0 | 0 | 0
CC | 33.4 | 596.4 | 787.26 | 787.26 | 787.26 | 753.86
CSP | 0 | 0 | 0 | 0 | 0 | 0
CT | 13.02 | 13.02 | 13.02 | 13.02 | 0 | 0
Coal | 0 | 0 | 0 | 0 | 0 | 0
Geo | 0 | 0 | 0 | 0 | 0 | 0
H | 0 | 0 | 0 | 0 | 0 | 0
LFG | 0 | 0 | 0 | 0 | 0 | 0
Nuc | 0 | 0 | 0 | 0 | 0 | 0
PS | 0 | 0 | 0 | 0 | 0 | 0
PV | 0 | 0 | 0 | 0 | 0 | 0
PeakG | 0 | 0 | 0 | 0 | 0 | 0
PeakO | 0 | 0 | 0 | 0 | 0 | 0
ST | 0 | 0 | 0 | 0 | 0 | 0
STOG | 0 | 0 | 0 | 0 | 0 | 0
STWD | 0 | 0 | 0 | 0 | 0 | 0
WT | 0 | 0 | 0 | 0 | 0 | 0
IGCC | 0 | 0 | 0 | 0 | 0 | 0
DemandResponse | 0 | 0 | 0 | 0 | 0 | 0
IGCC-CCS | 0 | 0 | 0 | 0 | 0 | 1222.63
WT_off | 0 | 0 | 0 | 0 | 0 | 0
PseudoUnit | 0 | 0 | 0 | 0 | 0 | 0
FixedInterchange | 0 | 0 | 0 | 0 | 0 | 0
Levelized Capital Costs by Reporting Type: NWPP_NucRenew
ReportingType | 2015 | 2020 | 2025 | 2030 | 2035 | 2040
BM | 13.89 | 13.89 | 13.89 | 13.89 | 263.96 | 3284.37
CC | 0 | 0 | 0 | 0 | 0 | 0
CSP | 0 | 0 | 0 | 0 | 0 | 0
CT | 0 | 0 | 0 | 0 | 0 | 0
Coal | 0 | 0 | 0 | 0 | 0 | 0
Geo | 24.88 | 24.88 | 135.71 | 135.71 | 110.83 | 110.83
H | 0 | 0 | 0 | 0 | 110.42 | 110.42
LFG | 5.02 | 49.45 | 51.9 | 51.9 | 46.88 | 2.45
Nuc | 0 | 0 | 0 | 0 | 2424.3 | 2424.3
PS | 0 | 0 | 0 | 0 | 0 | 0
PV | 0 | 0 | 0 | 0 | 0 | 0
PeakG | 0 | 0 | 0 | 0 | 0 | 0
PeakO | 0 | 0 | 0 | 0 | 0 | 0
ST | 0 | 0 | 0 | 0 | 0 | 0
STOG | 0 | 0 | 0 | 0 | 0 | 0
STWD | 0 | 0 | 0 | 0 | 0 | 0
WT | 238.86 | 238.86 | 238.86 | 6524.84 | 6835.23 | 7973.95
IGCC | 0 | 0 | 0 | 0 | 0 | 0
DemandResponse | 0 | 0 | 0 | 0 | 0 | 0
IGCC-CCS | 0 | 0 | 0 | 0 | 0 | 0
WT_off | 0 | 0 | 0 | 0 | 0 | 0
PseudoUnit | 0 | 0 | 0 | 0 | 0 | 0
FixedInterchange | 0 | 0 | 0 | 0 | 0 | 0
Levelized Capital Costs by Reporting Type: RMPA
ReportingType | 2015 | 2020 | 2025 | 2030 | 2035 | 2040
BM | 0 | 0 | 0 | 0 | 1240.8 | 1240.8
CC | 0 | 321.34 | 321.34 | 501.89 | 501.89 | 501.89
CSP | 0 | 0 | 0 | 0 | 0 | 0
CT | 15.2 | 15.2 | 15.2 | 15.2 | 0 | 0
Coal | 108.63 | 108.63 | 108.63 | 108.63 | 108.63 | 108.63
Geo | 0 | 6.83 | 658.99 | 658.99 | 658.99 | 652.16
H | 0 | 0 | 0 | 0 | 0 | 0
LFG | 0.28 | 5.85 | 5.85 | 5.85 | 5.57 | 0
Nuc | 0 | 0 | 0 | 0 | 0 | 0
PS | 0 | 0 | 0 | 0 | 0 | 0
PV | 0.37 | 0.37 | 0.37 | 0.37 | 0 | 0
PeakG | 0 | 0 | 0 | 0 | 0 | 0
PeakO | 0 | 0 | 0 | 0 | 0 | 0
ST | 1.07 | 134.04 | 134.04 | 152.71 | 151.64 | 18.67
STOG | 0 | 0 | 0 | 0 | 0 | 0
STWD | 0 | 0 | 0 | 0 | 0 | 0
WT | 172.66 | 1154.61 | 1154.61 | 1356.76 | 1306.71 | 495.25
IGCC | 0 | 0 | 0 | 0 | 0 | 0
DemandResponse | 0 | 0 | 0 | 0 | 0 | 0
IGCC-CCS | 0 | 0 | 0 | 0 | 0 | 1652.97
WT_off | 0 | 0 | 0 | 0 | 0 | 0
PseudoUnit | 0 | 0 | 0 | 0 | 0 | 0
FixedInterchange | 0 | 0 | 0 | 0 | 0 | 0
Levelized Capital Costs by Reporting Type: SP15
ReportingType | 2015 | 2020 | 2025 | 2030 | 2035 | 2040
BM | 2.9 | 2.9 | 2.9 | 2.9 | 277.88 | 277.88
CC | 152.76 | 770.65 | 1434.49 | 1434.49 | 1434.49 | 1281.74
CSP | 0 | 0 | 0 | 0 | 0 | 0
CT | 0 | 0 | 0 | 0 | 0 | 0
Coal | 0 | 0 | 0 | 0 | 0 | 0
Geo | 14.26 | 385.19 | 385.19 | 370.93 | 370.93 | 0
H | 0 | 0 | 0 | 0 | 0 | 0
LFG | 2.09 | 125.04 | 125.04 | 124.8 | 122.95 | 0
Nuc | 0 | 0 | 0 | 0 | 0 | 0
PS | 0 | 0 | 0 | 0 | 0 | 0
PV | 1.62 | 1.62 | 1.62 | 1.62 | 0 | 0
PeakG | 0 | 0 | 0 | 0 | 0 | 0
PeakO | 0 | 0 | 0 | 0 | 0 | 0
ST | 191.39 | 191.39 | 191.39 | 431.98 | 811.82 | 1612.73
STOG | 0 | 0 | 0 | 0 | 0 | 0
STWD | 0 | 0 | 0 | 0 | 0 | 0
WT | 193.26 | 517.05 | 517.05 | 5465.54 | 5272.27 | 4948.48
IGCC | 0 | 0 | 0 | 0 | 0 | 0
DemandResponse | 0 | 0 | 0 | 0 | 0 | 0
IGCC-CCS | 0 | 0 | 0 | 0 | 3128.25 | 8601.89
WT_off | 0 | 0 | 0 | 0 | 0 | 0
PseudoUnit | 0 | 0 | 0 | 0 | 0 | 0
FixedInterchange | 0 | 0 | 0 | 0 | 0 | 0
Levelized Capital Costs by Reporting Type: ALB
ReportingType | 2015 | 2020 | 2025 | 2030 | 2035 | 2040
BM | 0 | 0 | 0 | 0 | 0 | 0
CC | 0 | 85.86 | 85.86 | 85.86 | 85.86 | 85.86
CSP | 0 | 0 | 0 | 0 | 0 | 0
CT | 16.7 | 16.7 | 16.7 | 16.7 | 0 | 0
Coal | 147.62 | 147.62 | 147.62 | 147.62 | 147.62 | 147.62
Geo | 0 | 0 | 0 | 0 | 0 | 0
H | 0 | 0 | 0 | 0 | 0 | 0
LFG | 0 | 0 | 0 | 0 | 0 | 0
Nuc | 0 | 0 | 418.48 | 5535.71 | 6638.74 | 7574.35
PS | 0 | 0 | 0 | 0 | 0 | 0
PV | 0 | 0 | 0 | 0 | 0 | 0
PeakG | 0 | 0 | 0 | 0 | 0 | 0
PeakO | 0 | 0 | 0 | 0 | 0 | 0
ST | 0 | 0 | 0 | 0 | 0 | 0
STOG | 0 | 0 | 0 | 0 | 0 | 0
STWD | 0 | 0 | 0 | 0 | 0 | 0
WT | 2.54 | 2.54 | 2.54 | 2.54 | 23.83 | 23.83
IGCC | 0 | 0 | 0 | 0 | 0 | 0
DemandResponse | 0 | 0 | 0 | 0 | 0 | 0
IGCC-CCS | 0 | 0 | 0 | 0 | 0 | 0
WT_off | 0 | 0 | 0 | 0 | 0 | 0
PseudoUnit | 0 | 0 | 0 | 0 | 0 | 0
FixedInterchange | 0 | 0 | 0 | 0 | 0 | 0
Levelized Capital Costs by Reporting Type: BC
ReportingType | 2015 | 2020 | 2025 | 2030 | 2035 | 2040
BM | 0 | 0 | 0 | 0 | 0 | 0
CC | 129.88 | 180.9 | 180.9 | 180.9 | 180.9 | 51.02
CSP | 0 | 0 | 0 | 0 | 0 | 0
CT | 0 | 0 | 0 | 0 | 0 | 0
Coal | 0 | 0 | 0 | 0 | 0 | 0
Geo | 0 | 0 | 0 | 0 | 0 | 0
H | 0 | 0 | 0 | 0 | 0 | 0
LFG | 0 | 0 | 0 | 0 | 0 | 0
Nuc | 0 | 0 | 257.65 | 1283.34 | 1946.18 | 2592.4
PS | 0 | 0 | 0 | 0 | 0 | 0
PV | 0 | 0 | 0 | 0 | 0 | 0
PeakG | 0 | 0 | 0 | 0 | 0 | 0
PeakO | 0 | 0 | 0 | 0 | 0 | 0
ST | 0 | 0 | 0 | 0 | 0 | 0
STOG | 0 | 0 | 0 | 0 | 0 | 0
STWD | 0 | 0 | 0 | 0 | 0 | 0
WT | 40.68 | 40.68 | 40.68 | 40.68 | 40.86 | 40.86
IGCC | 0 | 0 | 0 | 0 | 0 | 0
DemandResponse | 0 | 0 | 0 | 0 | 0 | 0
IGCC-CCS | 0 | 0 | 0 | 0 | 0 | 0
WT_off | 0 | 0 | 0 | 0 | 0 | 0
PseudoUnit | 0 | 0 | 0 | 0 | 0 | 0
FixedInterchange | 0 | 0 | 0 | 0 | 0 | 0
Levelized Capital Costs by Reporting Type: HQ_IESO
ReportingType | 2015 | 2020 | 2025 | 2030 | 2035 | 2040
BM | 0 | 0 | 0 | 0 | 0 | 0
CC | 0 | 0 | 0 | 0 | 0 | 0
CSP | 0 | 0 | 0 | 0 | 0 | 0
CT | 0 | 0 | 0 | 0 | 0 | 0
Coal | 0 | 0 | 0 | 0 | 0 | 0
Geo | 0 | 0 | 0 | 0 | 0 | 0
H | 0 | 0 | 0 | 0 | 0 | 0
LFG | 0 | 0 | 0 | 0 | 0 | 0
Nuc | 0 | 0 | 0 | 0 | 0 | 0
PS | 0 | 0 | 0 | 0 | 0 | 0
PV | 0 | 0 | 0 | 0 | 0 | 0
PeakG | 0 | 0 | 0 | 0 | 0 | 0
PeakO | 0 | 0 | 0 | 0 | 0 | 0
ST | 0 | 0 | 0 | 0 | 0 | 0
STOG | 0 | 0 | 0 | 0 | 0 | 0
STWD | 0 | 0 | 0 | 0 | 0 | 0
WT | 0 | 0 | 0 | 0 | 0 | 0
IGCC | 0 | 0 | 0 | 0 | 0 | 0
DemandResponse | 0 | 0 | 0 | 0 | 0 | 0
IGCC-CCS | 0 | 0 | 0 | 0 | 0 | 0
WT_off | 0 | 0 | 0 | 0 | 0 | 0
PseudoUnit | 0 | 0 | 0 | 28.98 | 28.98 | 28.98
FixedInterchange | 0 | 0 | 0 | 0 | 0 | 0
Levelized Capital Costs by Reporting Type: HQ_NEISO
ReportingType | 2015 | 2020 | 2025 | 2030 | 2035 | 2040
BM | 0 | 0 | 0 | 0 | 0 | 0
CC | 0 | 0 | 0 | 0 | 0 | 0
CSP | 0 | 0 | 0 | 0 | 0 | 0
CT | 0 | 0 | 0 | 0 | 0 | 0
Coal | 0 | 0 | 0 | 0 | 0 | 0
Geo | 0 | 0 | 0 | 0 | 0 | 0
H | 0 | 0 | 0 | 0 | 0 | 0
LFG | 0 | 0 | 0 | 0 | 0 | 0
Nuc | 0 | 0 | 0 | 0 | 0 | 0
PS | 0 | 0 | 0 | 0 | 0 | 0
PV | 0 | 0 | 0 | 0 | 0 | 0
PeakG | 0 | 0 | 0 | 0 | 0 | 0
PeakO | 0 | 0 | 0 | 0 | 0 | 0
ST | 0 | 0 | 0 | 0 | 0 | 0
STOG | 0 | 0 | 0 | 0 | 0 | 0
STWD | 0 | 0 | 0 | 0 | 0 | 0
WT | 0 | 0 | 0 | 0 | 0 | 0
IGCC | 0 | 0 | 0 | 0 | 0 | 0
DemandResponse | 0 | 0 | 0 | 0 | 0 | 0
IGCC-CCS | 0 | 0 | 0 | 0 | 0 | 0
WT_off | 0 | 0 | 0 | 0 | 0 | 0
PseudoUnit | 0 | 0 | 0 | 486.68 | 486.68 | 486.68
FixedInterchange | 0 | 0 | 0 | 0 | 0 | 0
Levelized Capital Costs by Reporting Type: HQ_NY
ReportingType | 2015 | 2020 | 2025 | 2030 | 2035 | 2040
BM | 0 | 0 | 0 | 0 | 0 | 0
CC | 0 | 0 | 0 | 0 | 0 | 0
CSP | 0 | 0 | 0 | 0 | 0 | 0
CT | 0 | 0 | 0 | 0 | 0 | 0
Coal | 0 | 0 | 0 | 0 | 0 | 0
Geo | 0 | 0 | 0 | 0 | 0 | 0
H | 0 | 0 | 0 | 0 | 0 | 0
LFG | 0 | 0 | 0 | 0 | 0 | 0
Nuc | 0 | 0 | 0 | 0 | 0 | 0
PS | 0 | 0 | 0 | 0 | 0 | 0
PV | 0 | 0 | 0 | 0 | 0 | 0
PeakG | 0 | 0 | 0 | 0 | 0 | 0
PeakO | 0 | 0 | 0 | 0 | 0 | 0
ST | 0 | 0 | 0 | 0 | 0 | 0
STOG | 0 | 0 | 0 | 0 | 0 | 0
STWD | 0 | 0 | 0 | 0 | 0 | 0
WT | 0 | 0 | 0 | 0 | 0 | 0
IGCC | 0 | 0 | 0 | 0 | 0 | 0
DemandResponse | 0 | 0 | 0 | 0 | 0 | 0
IGCC-CCS | 0 | 0 | 0 | 0 | 0 | 0
WT_off | 0 | 0 | 0 | 0 | 0 | 0
PseudoUnit | 0 | 0 | 824.05 | 824.05 | 824.05 | 824.05
FixedInterchange | 0 | 0 | 0 | 0 | 0 | 0
Levelized Capital Costs by Reporting Type: MARITIMES
ReportingType | 2015 | 2020 | 2025 | 2030 | 2035 | 2040
BM | 0 | 0 | 0 | 0 | 0 | 0
CC | 0 | 0 | 0 | 0 | 0 | 0
CSP | 0 | 0 | 0 | 0 | 0 | 0
CT | 0 | 0 | 0 | 0 | 0 | 0
Coal | 0 | 0 | 0 | 0 | 0 | 0
Geo | 0 | 0 | 0 | 0 | 0 | 0
H | 0 | 0 | 0 | 0 | 0 | 0
LFG | 0 | 0 | 0 | 0 | 0 | 0
Nuc | 0 | 0 | 0 | 0 | 0 | 0
PS | 0 | 0 | 0 | 0 | 0 | 0
PV | 0 | 0 | 0 | 0 | 0 | 0
PeakG | 0 | 0 | 0 | 0 | 0 | 0
PeakO | 0 | 0 | 0 | 0 | 0 | 0
ST | 0 | 0 | 0 | 0 | 0 | 0
STOG | 0 | 0 | 0 | 0 | 0 | 0
STWD | 0 | 0 | 0 | 0 | 0 | 0
WT | 0 | 0 | 0 | 0 | 0 | 0
IGCC | 0 | 0 | 0 | 0 | 0 | 0
DemandResponse | 0 | 0 | 0 | 0 | 0 | 0
IGCC-CCS | 0 | 0 | 0 | 0 | 0 | 0
WT_off | 0 | 0 | 0 | 0 | 0 | 0
PseudoUnit | 0 | 0 | 0 | 164.81 | 164.81 | 164.81
FixedInterchange | 0 | 0 | 0 | 0 | 0 | 0
Levelized Capital Costs by Reporting Type: All
ReportingType | 2015 | 2020 | 2025 | 2030 | 2035 | 2040
BM | 541.24 | 663.47 | 896.61 | 983.16 | 26478.42 | 44177.87
CC | 14842.69 | 27720.84 | 29784.7 | 31362.9 | 31669.13 | 17102.12
CSP | 0 | 0 | 0 | 0 | 0 | 0
CT | 541.57 | 565.29 | 574.04 | 1149.13 | 702.58 | 1038
Coal | 3114.71 | 3114.71 | 3114.71 | 3114.71 | 3114.71 | 3114.71
Geo | 39.14 | 603.27 | 1735.89 | 1721.64 | 1696.76 | 1132.63
H | 0 | 416.01 | 1255.88 | 2459.94 | 2896.01 | 3415.16
LFG | 42.41 | 457.72 | 892.13 | 1018.7 | 985.96 | 570.65
Nuc | 684.91 | 3259.17 | 9390.8 | 31118.8 | 59006.8 | 87210.97
PS | 0 | 0 | 0 | 0 | 0 | 0
PV | 612.43 | 1414.56 | 1836.69 | 1980.23 | 1953.38 | 8986.19
PeakG | 0 | 0 | 0 | 0 | 0 | 0
PeakO | 0 | 0 | 0 | 0 | 0 | 0
ST | 306.41 | 609.03 | 703.01 | 927.32 | 1717.28 | 2545.52
STOG | 0 | 0 | 0 | 0 | 0 | 0
STWD | 0 | 0 | 0 | 0 | 0 | 0
WT | 6098.68 | 24242.8 | 44963.27 | 70043.52 | 77396.79 | 67187.1
IGCC | 215.26 | 215.26 | 215.26 | 215.26 | 215.26 | 215.26
DemandResponse | 0 | 0 | 0 | 0 | 0 | 0
IGCC-CCS | 0 | 0 | 0 | 0 | 3128.25 | 26006.99
WT_off | 283.77 | 283.77 | 824.12 | 824.12 | 20381.03 | 43177.55
PseudoUnit | 0 | 0 | 824.05 | 1504.51 | 1504.51 | 1504.51
FixedInterchange | 0 | 0 | 0 | 0 | 0 | 0
Levelized Capital Costs by Reporting Type: EI_US
ReportingType | 2015 | 2020 | 2025 | 2030 | 2035 | 2040
BM | 324.96 | 447.18 | 680.32 | 766.88 | 21883.53 | 35204.1
CC | 11120.42 | 21399.68 | 21957.89 | 23355.53 | 23661.76 | 12817.03
CSP | 0 | 0 | 0 | 0 | 0 | 0
CT | 352.32 | 376.04 | 384.79 | 909.98 | 622.49 | 628.38
Coal | 2318.08 | 2318.08 | 2318.08 | 2318.08 | 2318.08 | 2318.08
Geo | 0 | 0 | 0 | 0 | 0 | 0
H | 0 | 174.87 | 521.96 | 816.32 | 1141.97 | 1454.12
LFG | 29.9 | 134.74 | 566.7 | 629.57 | 609.1 | 504.26
Nuc | 684.91 | 3259.17 | 8714.67 | 20705.81 | 38025.27 | 63565.15
PS | 0 | 0 | 0 | 0 | 0 | 0
PV | 28.13 | 830.26 | 1252.39 | 1395.93 | 1462.88 | 7710.35
PeakG | 0 | 0 | 0 | 0 | 0 | 0
PeakO | 0 | 0 | 0 | 0 | 0 | 0
ST | 0 | 0 | 0 | 0 | 0 | 0
STOG | 0 | 0 | 0 | 0 | 0 | 0
STWD | 0 | 0 | 0 | 0 | 0 | 0
WT | 4589.99 | 17902.03 | 33836.84 | 43803.29 | 46713.52 | 38079.2
IGCC | 215.26 | 215.26 | 215.26 | 215.26 | 215.26 | 215.26
DemandResponse | 0 | 0 | 0 | 0 | 0 | 0
IGCC-CCS | 0 | 0 | 0 | 0 | 0 | 6089.46
WT_off | 283.77 | 283.77 | 824.12 | 824.12 | 20381.03 | 43177.55
PseudoUnit | 0 | 0 | 824.05 | 1475.53 | 1475.53 | 1475.53
FixedInterchange | 0 | 0 | 0 | 0 | 0 | 0
Levelized Capital Costs by Reporting Type: EI_Canada
ReportingType | 2015 | 2020 | 2025 | 2030 | 2035 | 2040
BM | 144.8 | 144.8 | 144.8 | 144.8 | 144.8 | 145.06
CC | 249.13 | 249.13 | 249.13 | 249.13 | 249.13 | 0
CSP | 0 | 0 | 0 | 0 | 0 | 0
CT | 41.8 | 41.8 | 41.8 | 41.8 | 30.19 | 359.71
Coal | 0 | 0 | 0 | 0 | 0 | 0
Geo | 0 | 0 | 0 | 0 | 0 | 0
H | 0 | 241.14 | 733.92 | 1643.62 | 1643.62 | 1643.62
LFG | 5.12 | 5.12 | 5.12 | 5.29 | 0.17 | 0.17
Nuc | 0 | 0 | 0 | 0 | 0 | 179.77
PS | 0 | 0 | 0 | 0 | 0 | 0
PV | 539.74 | 539.74 | 539.74 | 539.74 | 0 | 0
PeakG | 0 | 0 | 0 | 0 | 0 | 0
PeakO | 0 | 0 | 0 | 0 | 0 | 0
ST | 0 | 0 | 0 | 0 | 0 | 0
STOG | 0 | 0 | 0 | 0 | 0 | 0
STWD | 0 | 0 | 0 | 0 | 0 | 0
WT | 747.62 | 747.62 | 747.62 | 747.62 | 4753.91 | 6158.89
IGCC | 0 | 0 | 0 | 0 | 0 | 0
DemandResponse | 0 | 0 | 0 | 0 | 0 | 0
IGCC-CCS | 0 | 0 | 0 | 0 | 0 | 0
WT_off | 0 | 0 | 0 | 0 | 0 | 0
PseudoUnit | 0 | 0 | 0 | 28.98 | 28.98 | 28.98
FixedInterchange | 0 | 0 | 0 | 0 | 0 | 0
Levelized Capital Costs by Reporting Type: EI
ReportingType | 2015 | 2020 | 2025 | 2030 | 2035 | 2040
BM | 469.76 | 591.99 | 825.13 | 911.68 | 22028.34 | 35349.15
CC | 11369.55 | 21648.81 | 22207.02 | 23604.66 | 23910.89 | 12817.03
CSP | 0 | 0 | 0 | 0 | 0 | 0
CT | 394.12 | 417.84 | 426.59 | 951.77 | 652.68 | 988.1
Coal | 2318.08 | 2318.08 | 2318.08 | 2318.08 | 2318.08 | 2318.08
Geo | 0 | 0 | 0 | 0 | 0 | 0
H | 0 | 416.01 | 1255.88 | 2459.94 | 2785.59 | 3097.74
LFG | 35.02 | 139.86 | 571.82 | 634.86 | 609.27 | 504.43
Nuc | 684.91 | 3259.17 | 8714.67 | 20705.81 | 38025.27 | 63744.92
PS | 0 | 0 | 0 | 0 | 0 | 0
PV | 567.88 | 1370 | 1792.13 | 1935.67 | 1462.88 | 7710.35
PeakG | 0 | 0 | 0 | 0 | 0 | 0
PeakO | 0 | 0 | 0 | 0 | 0 | 0
ST | 0 | 0 | 0 | 0 | 0 | 0
STOG | 0 | 0 | 0 | 0 | 0 | 0
STWD | 0 | 0 | 0 | 0 | 0 | 0
WT | 5337.61 | 18649.65 | 34584.46 | 44550.92 | 51467.42 | 44238.09
IGCC | 215.26 | 215.26 | 215.26 | 215.26 | 215.26 | 215.26
DemandResponse | 0 | 0 | 0 | 0 | 0 | 0
IGCC-CCS | 0 | 0 | 0 | 0 | 0 | 6089.46
WT_off | 283.77 | 283.77 | 824.12 | 824.12 | 20381.03 | 43177.55
PseudoUnit | 0 | 0 | 824.05 | 1504.51 | 1504.51 | 1504.51
FixedInterchange | 0 | 0 | 0 | 0 | 0 | 0
Levelized Capital Costs by Reporting Type: Outside_EI
ReportingType | 2015 | 2020 | 2025 | 2030 | 2035 | 2040
BM | 71.48 | 71.48 | 71.48 | 71.48 | 4450.08 | 8828.72
CC | 3473.14 | 6072.03 | 7577.69 | 7758.24 | 7758.24 | 4285.1
CSP | 0 | 0 | 0 | 0 | 0 | 0
CT | 147.45 | 147.45 | 147.45 | 197.36 | 49.9 | 49.9
Coal | 796.63 | 796.63 | 796.63 | 796.63 | 796.63 | 796.63
Geo | 39.14 | 603.27 | 1735.89 | 1721.64 | 1696.76 | 1132.63
H | 0 | 0 | 0 | 0 | 110.42 | 317.42
LFG | 7.39 | 317.85 | 320.31 | 383.84 | 376.69 | 66.22
Nuc | 0 | 0 | 676.13 | 10412.99 | 20981.54 | 23466.06
PS | 0 | 0 | 0 | 0 | 0 | 0
PV | 44.56 | 44.56 | 44.56 | 44.56 | 490.5 | 1275.84
PeakG | 0 | 0 | 0 | 0 | 0 | 0
PeakO | 0 | 0 | 0 | 0 | 0 | 0
ST | 306.41 | 609.03 | 703.01 | 927.32 | 1717.28 | 2545.52
STOG | 0 | 0 | 0 | 0 | 0 | 0
STWD | 0 | 0 | 0 | 0 | 0 | 0
WT | 761.07 | 5593.15 | 10378.81 | 25492.61 | 25929.36 | 22949.01
IGCC | 0 | 0 | 0 | 0 | 0 | 0
DemandResponse | 0 | 0 | 0 | 0 | 0 | 0
IGCC-CCS | 0 | 0 | 0 | 0 | 3128.25 | 19917.52
WT_off | 0 | 0 | 0 | 0 | 0 | 0
PseudoUnit | 0 | 0 | 0 | 0 | 0 | 0
FixedInterchange | 0 | 0 | 0 | 0 | 0 | 0
#13 | Levelized Retrofit Capital Costs ($million)
Levelized Retrofit Capital Costs by Reporting Type: Entergy
ReportingType | 2015 | 2020 | 2025 | 2030 | 2035 | 2040
BM | 0 | 0 | 0 | 0 | 0 | 0
CC | 0 | 0 | 0 | 0 | 0 | 0
CSP | 0 | 0 | 0 | 0 | 0 | 0
CT | 0 | 0 | 0 | 0 | 0 | 0
Coal | 0 | 0 | 0 | 0 | 0 | 0
Geo | 0 | 0 | 0 | 0 | 0 | 0
H | 0 | 0 | 0 | 0 | 0 | 0
LFG | 0 | 0 | 0 | 0 | 0 | 0
Nuc | 0 | 0 | 0 | 0 | 0 | 0
PS | 0 | 0 | 0 | 0 | 0 | 0
PV | 0 | 0 | 0 | 0 | 0 | 0
PeakG | 0 | 0 | 0 | 0 | 0 | 0
PeakO | 0 | 0 | 0 | 0 | 0 | 0
ST | 0 | 0 | 0 | 0 | 0 | 0
STOG | 0 | 0 | 0 | 0 | 0 | 0
STWD | 0 | 0 | 0 | 0 | 0 | 0
WT | 0 | 0 | 0 | 0 | 0 | 0
IGCC | 0 | 0 | 0 | 0 | 0 | 0
DemandResponse | 0 | 0 | 0 | 0 | 0 | 0
IGCC-CCS | 0 | 0 | 0 | 0 | 0 | 0
WT_off | 0 | 0 | 0 | 0 | 0 | 0
PseudoUnit | 0 | 0 | 0 | 0 | 0 | 0
FixedInterchange | 0 | 0 | 0 | 0 | 0 | 0
Levelized Retrofit Capital Costs by Reporting Type: FRCC
ReportingType | 2015 | 2020 | 2025 | 2030 | 2035 | 2040
BM | 0 | 0 | 0 | 0 | 0 | 0
CC | 0 | 0 | 0 | 0 | 0 | 0
CSP | 0 | 0 | 0 | 0 | 0 | 0
CT | 0 | 0 | 0 | 0 | 0 | 0
Coal | 73.1 | 19.14 | 19.14 | 74.55 | 276.99 | 222.44
Geo | 0 | 0 | 0 | 0 | 0 | 0
H | 0 | 0 | 0 | 0 | 0 | 0
LFG | 0 | 0 | 0 | 0 | 0 | 0
Nuc | 0 | 0 | 0 | 0 | 0 | 0
PS | 0 | 0 | 0 | 0 | 0 | 0
PV | 0 | 0 | 0 | 0 | 0 | 0
PeakG | 0 | 0 | 0 | 0 | 0 | 0
PeakO | 0 | 0 | 0 | 0 | 0 | 0
ST | 0 | 0 | 0 | 0 | 0 | 0
STOG | 0 | 0 | 0 | 0 | 0 | 0
STWD | 0 | 0 | 0 | 0 | 0 | 0
WT | 0 | 0 | 0 | 0 | 0 | 0
IGCC | 0 | 0 | 0 | 0 | 0 | 0
DemandResponse | 0 | 0 | 0 | 0 | 0 | 0
IGCC-CCS | 0 | 0 | 0 | 0 | 0 | 0
WT_off | 0 | 0 | 0 | 0 | 0 | 0
PseudoUnit | 0 | 0 | 0 | 0 | 0 | 0
FixedInterchange | 0 | 0 | 0 | 0 | 0 | 0
Levelized Retrofit Capital Costs by Reporting Type: MAPP_US
ReportingType | 2015 | 2020 | 2025 | 2030 | 2035 | 2040
BM | 0 | 0 | 0 | 0 | 0 | 0
CC | 0 | 0 | 0 | 0 | 0 | 0
CSP | 0 | 0 | 0 | 0 | 0 | 0
CT | 0 | 0 | 0 | 0 | 0 | 0
Coal | 22.36 | 29.83 | 7.47 | 0 | 0 | 0
Geo | 0 | 0 | 0 | 0 | 0 | 0
H | 0 | 0 | 0 | 0 | 0 | 0
LFG | 0 | 0 | 0 | 0 | 0 | 0
Nuc | 0 | 0 | 0 | 0 | 0 | 0
PS | 0 | 0 | 0 | 0 | 0 | 0
PV | 0 | 0 | 0 | 0 | 0 | 0
PeakG | 0 | 0 | 0 | 0 | 0 | 0
PeakO | 0 | 0 | 0 | 0 | 0 | 0
ST | 0 | 0 | 0 | 0 | 0 | 0
STOG | 0 | 0 | 0 | 0 | 0 | 0
STWD | 0 | 0 | 0 | 0 | 0 | 0
WT | 0 | 0 | 0 | 0 | 0 | 0
IGCC | 0 | 0 | 0 | 0 | 0 | 0
DemandResponse | 0 | 0 | 0 | 0 | 0 | 0
IGCC-CCS | 0 | 0 | 0 | 0 | 0 | 0
WT_off | 0 | 0 | 0 | 0 | 0 | 0
PseudoUnit | 0 | 0 | 0 | 0 | 0 | 0
FixedInterchange | 0 | 0 | 0 | 0 | 0 | 0
Levelized Retrofit Capital Costs by Reporting Type: MISO_IN
ReportingType | 2015 | 2020 | 2025 | 2030 | 2035 | 2040
BM | 0 | 0 | 0 | 0 | 0 | 0
CC | 0 | 0 | 0 | 0 | 0 | 0
CSP | 0 | 0 | 0 | 0 | 0 | 0
CT | 0 | 0 | 0 | 0 | 0 | 0
Coal | 0 | 75.33 | 78.81 | 457.34 | 1110.84 | 928.33
Geo | 0 | 0 | 0 | 0 | 0 | 0
H | 0 | 0 | 0 | 0 | 0 | 0
LFG | 0 | 0 | 0 | 0 | 0 | 0
Nuc | 0 | 0 | 0 | 0 | 0 | 0
PS | 0 | 0 | 0 | 0 | 0 | 0
PV | 0 | 0 | 0 | 0 | 0 | 0
PeakG | 0 | 0 | 0 | 0 | 0 | 0
PeakO | 0 | 0 | 0 | 0 | 0 | 0
ST | 0 | 0 | 0 | 0 | 0 | 0
STOG | 0 | 0 | 0 | 0 | 0 | 0
STWD | 0 | 0 | 0 | 0 | 0 | 0
WT | 0 | 0 | 0 | 0 | 0 | 0
IGCC | 0 | 0 | 0 | 0 | 0 | 0
DemandResponse | 0 | 0 | 0 | 0 | 0 | 0
IGCC-CCS | 0 | 0 | 0 | 0 | 0 | 0
WT_off | 0 | 0 | 0 | 0 | 0 | 0
PseudoUnit | 0 | 0 | 0 | 0 | 0 | 0
FixedInterchange | 0 | 0 | 0 | 0 | 0 | 0
Levelized Retrofit Capital Costs by Reporting Type: MISO_MI
ReportingType | 2015 | 2020 | 2025 | 2030 | 2035 | 2040
BM | 0 | 0 | 0 | 0 | 0 | 0
CC | 0 | 0 | 0 | 0 | 0 | 0
CSP | 0 | 0 | 0 | 0 | 0 | 0
CT | 0 | 0 | 0 | 0 | 0 | 0
Coal | 15.14 | 31.02 | 15.88 | 68.49 | 175.71 | 263.81
Geo | 0 | 0 | 0 | 0 | 0 | 0
H | 0 | 0 | 0 | 0 | 0 | 0
LFG | 0 | 0 | 0 | 0 | 0 | 0
Nuc | 0 | 0 | 0 | 0 | 0 | 0
PS | 0 | 0 | 0 | 0 | 0 | 0
PV | 0 | 0 | 0 | 0 | 0 | 0
PeakG | 0 | 0 | 0 | 0 | 0 | 0
PeakO | 0 | 0 | 0 | 0 | 0 | 0
ST | 0 | 0 | 0 | 0 | 0 | 0
STOG | 0 | 0 | 0 | 0 | 0 | 0
STWD | 0 | 0 | 0 | 0 | 0 | 0
WT | 0 | 0 | 0 | 0 | 0 | 0
IGCC | 0 | 0 | 0 | 0 | 0 | 0
DemandResponse | 0 | 0 | 0 | 0 | 0 | 0
IGCC-CCS | 0 | 0 | 0 | 0 | 0 | 0
WT_off | 0 | 0 | 0 | 0 | 0 | 0
PseudoUnit | 0 | 0 | 0 | 0 | 0 | 0
FixedInterchange | 0 | 0 | 0 | 0 | 0 | 0
Levelized Retrofit Capital Costs by Reporting Type: MISO_MO-IL
ReportingType | 2015 | 2020 | 2025 | 2030 | 2035 | 2040
BM | 0 | 0 | 0 | 0 | 0 | 0
CC | 0 | 0 | 0 | 0 | 0 | 0
CSP | 0 | 0 | 0 | 0 | 0 | 0
CT | 0 | 0 | 0 | 0 | 0 | 0
Coal | 9.29 | 10.62 | 16.76 | 92.93 | 224.95 | 238.44
Geo | 0 | 0 | 0 | 0 | 0 | 0
H | 0 | 0 | 0 | 0 | 0 | 0
LFG | 0 | 0 | 0 | 0 | 0 | 0
Nuc | 0 | 0 | 0 | 0 | 0 | 0
PS | 0 | 0 | 0 | 0 | 0 | 0
PV | 0 | 0 | 0 | 0 | 0 | 0
PeakG | 0 | 0 | 0 | 0 | 0 | 0
PeakO | 0 | 0 | 0 | 0 | 0 | 0
ST | 0 | 0 | 0 | 0 | 0 | 0
STOG | 0 | 0 | 0 | 0 | 0 | 0
STWD | 0 | 0 | 0 | 0 | 0 | 0
WT | 0 | 0 | 0 | 0 | 0 | 0
IGCC | 0 | 0 | 0 | 0 | 0 | 0
DemandResponse | 0 | 0 | 0 | 0 | 0 | 0
IGCC-CCS | 0 | 0 | 0 | 0 | 0 | 0
WT_off | 0 | 0 | 0 | 0 | 0 | 0
PseudoUnit | 0 | 0 | 0 | 0 | 0 | 0
FixedInterchange | 0 | 0 | 0 | 0 | 0 | 0
Levelized Retrofit Capital Costs by Reporting Type: MISO_W
ReportingType | 2015 | 2020 | 2025 | 2030 | 2035 | 2040
BM | 0 | 0 | 0 | 0 | 0 | 0
CC | 0 | 0 | 0 | 0 | 0 | 0
CSP | 0 | 0 | 0 | 0 | 0 | 0
CT | 0 | 0 | 0 | 0 | 0 | 0
Coal | 26.68 | 7.34 | 179.56 | 193.67 | 53.85 | 39.81
Geo | 0 | 0 | 0 | 0 | 0 | 0
H | 0 | 0 | 0 | 0 | 0 | 0
LFG | 0 | 0 | 0 | 0 | 0 | 0
Nuc | 0 | 0 | 0 | 0 | 0 | 0
PS | 0 | 0 | 0 | 0 | 0 | 0
PV | 0 | 0 | 0 | 0 | 0 | 0
PeakG | 0 | 0 | 0 | 0 | 0 | 0
PeakO | 0 | 0 | 0 | 0 | 0 | 0
ST | 0 | 0 | 0 | 0 | 0 | 0
STOG | 0 | 0 | 0 | 0 | 0 | 0
STWD | 0 | 0 | 0 | 0 | 0 | 0
WT | 0 | 0 | 0 | 0 | 0 | 0
IGCC | 0 | 0 | 0 | 0 | 0 | 0
DemandResponse | 0 | 0 | 0 | 0 | 0 | 0
IGCC-CCS | 0 | 0 | 0 | 0 | 0 | 0
WT_off | 0 | 0 | 0 | 0 | 0 | 0
PseudoUnit | 0 | 0 | 0 | 0 | 0 | 0
FixedInterchange | 0 | 0 | 0 | 0 | 0 | 0
Levelized Retrofit Capital Costs by Reporting Type: MISO_WUMS
ReportingType | 2015 | 2020 | 2025 | 2030 | 2035 | 2040
BM | 0 | 0 | 0 | 0 | 0 | 0
CC | 0 | 0 | 0 | 0 | 0 | 0
CSP | 0 | 0 | 0 | 0 | 0 | 0
CT | 0 | 0 | 0 | 0 | 0 | 0
Coal | 197.26 | 173.27 | 23.58 | 60.49 | 123.09 | 156.03
Geo | 0 | 0 | 0 | 0 | 0 | 0
H | 0 | 0 | 0 | 0 | 0 | 0
LFG | 0 | 0 | 0 | 0 | 0 | 0
Nuc | 0 | 0 | 0 | 0 | 0 | 0
PS | 0 | 0 | 0 | 0 | 0 | 0
PV | 0 | 0 | 0 | 0 | 0 | 0
PeakG | 0 | 0 | 0 | 0 | 0 | 0
PeakO | 0 | 0 | 0 | 0 | 0 | 0
ST | 0 | 0 | 0 | 0 | 0 | 0
STOG | 0 | 0 | 0 | 0 | 0 | 0
STWD | 0 | 0 | 0 | 0 | 0 | 0
WT | 0 | 0 | 0 | 0 | 0 | 0
IGCC | 0 | 0 | 0 | 0 | 0 | 0
DemandResponse | 0 | 0 | 0 | 0 | 0 | 0
IGCC-CCS | 0 | 0 | 0 | 0 | 0 | 0
WT_off | 0 | 0 | 0 | 0 | 0 | 0
PseudoUnit | 0 | 0 | 0 | 0 | 0 | 0
FixedInterchange | 0 | 0 | 0 | 0 | 0 | 0
Levelized Retrofit Capital Costs by Reporting Type: Nebraska
ReportingType | 2015 | 2020 | 2025 | 2030 | 2035 | 2040
BM | 0 | 0 | 0 | 0 | 0 | 0
CC | 0 | 0 | 0 | 0 | 0 | 0
CSP | 0 | 0 | 0 | 0 | 0 | 0
CT | 0 | 0 | 0 | 0 | 0 | 0
Coal | 0 | 76.28 | 132.02 | 55.74 | 0 | 0
Geo | 0 | 0 | 0 | 0 | 0 | 0
H | 0 | 0 | 0 | 0 | 0 | 0
LFG | 0 | 0 | 0 | 0 | 0 | 0
Nuc | 0 | 0 | 0 | 0 | 0 | 0
PS | 0 | 0 | 0 | 0 | 0 | 0
PV | 0 | 0 | 0 | 0 | 0 | 0
PeakG | 0 | 0 | 0 | 0 | 0 | 0
PeakO | 0 | 0 | 0 | 0 | 0 | 0
ST | 0 | 0 | 0 | 0 | 0 | 0
STOG | 0 | 0 | 0 | 0 | 0 | 0
STWD | 0 | 0 | 0 | 0 | 0 | 0
WT | 0 | 0 | 0 | 0 | 0 | 0
IGCC | 0 | 0 | 0 | 0 | 0 | 0
DemandResponse | 0 | 0 | 0 | 0 | 0 | 0
IGCC-CCS | 0 | 0 | 0 | 0 | 0 | 0
WT_off | 0 | 0 | 0 | 0 | 0 | 0
PseudoUnit | 0 | 0 | 0 | 0 | 0 | 0
FixedInterchange | 0 | 0 | 0 | 0 | 0 | 0
Levelized Retrofit Capital Costs by Reporting Type: NEISO
ReportingType | 2015 | 2020 | 2025 | 2030 | 2035 | 2040
BM | 0 | 0 | 0 | 0 | 0 | 0
CC | 0 | 0 | 0 | 0 | 0 | 0
CSP | 0 | 0 | 0 | 0 | 0 | 0
CT | 0 | 0 | 0 | 0 | 0 | 0
Coal | 29.15 | 29.15 | 0 | 0 | 0 | 0
Geo | 0 | 0 | 0 | 0 | 0 | 0
H | 0 | 0 | 0 | 0 | 0 | 0
LFG | 0 | 0 | 0 | 0 | 0 | 0
Nuc | 0 | 0 | 0 | 0 | 0 | 0
PS | 0 | 0 | 0 | 0 | 0 | 0
PV | 0 | 0 | 0 | 0 | 0 | 0
PeakG | 0 | 0 | 0 | 0 | 0 | 0
PeakO | 0 | 0 | 0 | 0 | 0 | 0
ST | 0 | 0 | 0 | 0 | 0 | 0
STOG | 0 | 0 | 0 | 0 | 0 | 0
STWD | 0 | 0 | 0 | 0 | 0 | 0
WT | 0 | 0 | 0 | 0 | 0 | 0
IGCC | 0 | 0 | 0 | 0 | 0 | 0
DemandResponse | 0 | 0 | 0 | 0 | 0 | 0
IGCC-CCS | 0 | 0 | 0 | 0 | 0 | 0
WT_off | 0 | 0 | 0 | 0 | 0 | 0
PseudoUnit | 0 | 0 | 0 | 0 | 0 | 0
FixedInterchange | 0 | 0 | 0 | 0 | 0 | 0
Levelized Retrofit Capital Costs by Reporting Type: NonRTO_Midwest
ReportingType | 2015 | 2020 | 2025 | 2030 | 2035 | 2040
BM | 0 | 0 | 0 | 0 | 0 | 0
CC | 0 | 0 | 0 | 0 | 0 | 0
CSP | 0 | 0 | 0 | 0 | 0 | 0
CT | 0 | 0 | 0 | 0 | 0 | 0
Coal | 165.72 | 173.43 | 40.21 | 460.65 | 776.68 | 320.84
Geo | 0 | 0 | 0 | 0 | 0 | 0
H | 0 | 0 | 0 | 0 | 0 | 0
LFG | 0 | 0 | 0 | 0 | 0 | 0
Nuc | 0 | 0 | 0 | 0 | 0 | 0
PS | 0 | 0 | 0 | 0 | 0 | 0
PV | 0 | 0 | 0 | 0 | 0 | 0
PeakG | 0 | 0 | 0 | 0 | 0 | 0
PeakO | 0 | 0 | 0 | 0 | 0 | 0
ST | 0 | 0 | 0 | 0 | 0 | 0
STOG | 0 | 0 | 0 | 0 | 0 | 0
STWD | 0 | 0 | 0 | 0 | 0 | 0
WT | 0 | 0 | 0 | 0 | 0 | 0
IGCC | 0 | 0 | 0 | 0 | 0 | 0
DemandResponse | 0 | 0 | 0 | 0 | 0 | 0
IGCC-CCS | 0 | 0 | 0 | 0 | 0 | 0
WT_off | 0 | 0 | 0 | 0 | 0 | 0
PseudoUnit | 0 | 0 | 0 | 0 | 0 | 0
FixedInterchange | 0 | 0 | 0 | 0 | 0 | 0
Levelized Retrofit Capital Costs by Reporting Type: NYISO_A-F
ReportingType | 2015 | 2020 | 2025 | 2030 | 2035 | 2040
BM | 0 | 0 | 0 | 0 | 0 | 0
CC | 0 | 0 | 0 | 0 | 0 | 0
CSP | 0 | 0 | 0 | 0 | 0 | 0
CT | 0 | 0 | 0 | 0 | 0 | 0
Coal | 0 | 0 | 0 | 0 | 0 | 0
Geo | 0 | 0 | 0 | 0 | 0 | 0
H | 0 | 0 | 0 | 0 | 0 | 0
LFG | 0 | 0 | 0 | 0 | 0 | 0
Nuc | 0 | 0 | 0 | 0 | 0 | 0
PS | 0 | 0 | 0 | 0 | 0 | 0
PV | 0 | 0 | 0 | 0 | 0 | 0
PeakG | 0 | 0 | 0 | 0 | 0 | 0
PeakO | 0 | 0 | 0 | 0 | 0 | 0
ST | 0 | 0 | 0 | 0 | 0 | 0
STOG | 0 | 0 | 0 | 0 | 0 | 0
STWD | 0 | 0 | 0 | 0 | 0 | 0
WT | 0 | 0 | 0 | 0 | 0 | 0
IGCC | 0 | 0 | 0 | 0 | 0 | 0
DemandResponse | 0 | 0 | 0 | 0 | 0 | 0
IGCC-CCS | 0 | 0 | 0 | 0 | 0 | 0
WT_off | 0 | 0 | 0 | 0 | 0 | 0
PseudoUnit | 0 | 0 | 0 | 0 | 0 | 0
FixedInterchange | 0 | 0 | 0 | 0 | 0 | 0
Levelized Retrofit Capital Costs by Reporting Type: NYISO_G-I
ReportingType | 2015 | 2020 | 2025 | 2030 | 2035 | 2040
BM | 0 | 0 | 0 | 0 | 0 | 0
CC | 0 | 0 | 0 | 0 | 0 | 0
CSP | 0 | 0 | 0 | 0 | 0 | 0
CT | 0 | 0 | 0 | 0 | 0 | 0
Coal | 0 | 0 | 0 | 0 | 0 | 0
Geo | 0 | 0 | 0 | 0 | 0 | 0
H | 0 | 0 | 0 | 0 | 0 | 0
LFG | 0 | 0 | 0 | 0 | 0 | 0
Nuc | 0 | 0 | 0 | 0 | 0 | 0
PS | 0 | 0 | 0 | 0 | 0 | 0
PV | 0 | 0 | 0 | 0 | 0 | 0
PeakG | 0 | 0 | 0 | 0 | 0 | 0
PeakO | 0 | 0 | 0 | 0 | 0 | 0
ST | 0 | 0 | 0 | 0 | 0 | 0
STOG | 0 | 0 | 0 | 0 | 0 | 0
STWD | 0 | 0 | 0 | 0 | 0 | 0
WT | 0 | 0 | 0 | 0 | 0 | 0
IGCC | 0 | 0 | 0 | 0 | 0 | 0
DemandResponse | 0 | 0 | 0 | 0 | 0 | 0
IGCC-CCS | 0 | 0 | 0 | 0 | 0 | 0
WT_off | 0 | 0 | 0 | 0 | 0 | 0
PseudoUnit | 0 | 0 | 0 | 0 | 0 | 0
FixedInterchange | 0 | 0 | 0 | 0 | 0 | 0
Levelized Retrofit Capital Costs by Reporting Type: NYISO_J-K
ReportingType | 2015 | 2020 | 2025 | 2030 | 2035 | 2040
BM | 0 | 0 | 0 | 0 | 0 | 0
CC | 0 | 0 | 0 | 0 | 0 | 0
CSP | 0 | 0 | 0 | 0 | 0 | 0
CT | 0 | 0 | 0 | 0 | 0 | 0
Coal | 0 | 0 | 0 | 0 | 0 | 0
Geo | 0 | 0 | 0 | 0 | 0 | 0
H | 0 | 0 | 0 | 0 | 0 | 0
LFG | 0 | 0 | 0 | 0 | 0 | 0
Nuc | 0 | 0 | 0 | 0 | 0 | 0
PS | 0 | 0 | 0 | 0 | 0 | 0
PV | 0 | 0 | 0 | 0 | 0 | 0
PeakG | 0 | 0 | 0 | 0 | 0 | 0
PeakO | 0 | 0 | 0 | 0 | 0 | 0
ST | 0 | 0 | 0 | 0 | 0 | 0
STOG | 0 | 0 | 0 | 0 | 0 | 0
STWD | 0 | 0 | 0 | 0 | 0 | 0
WT | 0 | 0 | 0 | 0 | 0 | 0
IGCC | 0 | 0 | 0 | 0 | 0 | 0
DemandResponse | 0 | 0 | 0 | 0 | 0 | 0
IGCC-CCS | 0 | 0 | 0 | 0 | 0 | 0
WT_off | 0 | 0 | 0 | 0 | 0 | 0
PseudoUnit | 0 | 0 | 0 | 0 | 0 | 0
FixedInterchange | 0 | 0 | 0 | 0 | 0 | 0
Levelized Retrofit Capital Costs by Reporting Type: PJM_E
ReportingType | 2015 | 2020 | 2025 | 2030 | 2035 | 2040
BM | 0 | 0 | 0 | 0 | 0 | 0
CC | 0 | 0 | 0 | 0 | 0 | 0
CSP | 0 | 0 | 0 | 0 | 0 | 0
CT | 0 | 0 | 0 | 0 | 0 | 0
Coal | 22.45 | 22.45 | 0 | 0.53 | 13.56 | 60.96
Geo | 0 | 0 | 0 | 0 | 0 | 0
H | 0 | 0 | 0 | 0 | 0 | 0
LFG | 0 | 0 | 0 | 0 | 0 | 0
Nuc | 0 | 0 | 0 | 0 | 0 | 0
PS | 0 | 0 | 0 | 0 | 0 | 0
PV | 0 | 0 | 0 | 0 | 0 | 0
PeakG | 0 | 0 | 0 | 0 | 0 | 0
PeakO | 0 | 0 | 0 | 0 | 0 | 0
ST | 0 | 0 | 0 | 0 | 0 | 0
STOG | 0 | 0 | 0 | 0 | 0 | 0
STWD | 0 | 0 | 0 | 0 | 0 | 0
WT | 0 | 0 | 0 | 0 | 0 | 0
IGCC | 0 | 0 | 0 | 0 | 0 | 0
DemandResponse | 0 | 0 | 0 | 0 | 0 | 0
IGCC-CCS | 0 | 0 | 0 | 0 | 0 | 0
WT_off | 0 | 0 | 0 | 0 | 0 | 0
PseudoUnit | 0 | 0 | 0 | 0 | 0 | 0
FixedInterchange | 0 | 0 | 0 | 0 | 0 | 0
Levelized Retrofit Capital Costs by Reporting Type: PJM_ROM
ReportingType | 2015 | 2020 | 2025 | 2030 | 2035 | 2040
BM | 0 | 0 | 0 | 0 | 0 | 0
CC | 0 | 0 | 0 | 0 | 0 | 0
CSP | 0 | 0 | 0 | 0 | 0 | 0
CT | 0 | 0 | 0 | 0 | 0 | 0
Coal | 14.63 | 23.93 | 165.22 | 294.25 | 467.08 | 480.16
Geo | 0 | 0 | 0 | 0 | 0 | 0
H | 0 | 0 | 0 | 0 | 0 | 0
LFG | 0 | 0 | 0 | 0 | 0 | 0
Nuc | 0 | 0 | 0 | 0 | 0 | 0
PS | 0 | 0 | 0 | 0 | 0 | 0
PV | 0 | 0 | 0 | 0 | 0 | 0
PeakG | 0 | 0 | 0 | 0 | 0 | 0
PeakO | 0 | 0 | 0 | 0 | 0 | 0
ST | 0 | 0 | 0 | 0 | 0 | 0
STOG | 0 | 0 | 0 | 0 | 0 | 0
STWD | 0 | 0 | 0 | 0 | 0 | 0
WT | 0 | 0 | 0 | 0 | 0 | 0
IGCC | 0 | 0 | 0 | 0 | 0 | 0
DemandResponse | 0 | 0 | 0 | 0 | 0 | 0
IGCC-CCS | 0 | 0 | 0 | 0 | 0 | 0
WT_off | 0 | 0 | 0 | 0 | 0 | 0
PseudoUnit | 0 | 0 | 0 | 0 | 0 | 0
FixedInterchange | 0 | 0 | 0 | 0 | 0 | 0
Levelized Retrofit Capital Costs by Reporting Type: PJM_ROR
ReportingType | 2015 | 2020 | 2025 | 2030 | 2035 | 2040
BM | 0 | 0 | 0 | 0 | 0 | 0
CC | 0 | 0 | 0 | 0 | 0 | 0
CSP | 0 | 0 | 0 | 0 | 0 | 0
CT | 0 | 0 | 0 | 0 | 0 | 0
Coal | 46.99 | 189.47 | 539.67 | 1267.35 | 2969.73 | 2341.55
Geo | 0 | 0 | 0 | 0 | 0 | 0
H | 0 | 0 | 0 | 0 | 0 | 0
LFG | 0 | 0 | 0 | 0 | 0 | 0
Nuc | 0 | 0 | 0 | 0 | 0 | 0
PS | 0 | 0 | 0 | 0 | 0 | 0
PV | 0 | 0 | 0 | 0 | 0 | 0
PeakG | 0 | 0 | 0 | 0 | 0 | 0
PeakO | 0 | 0 | 0 | 0 | 0 | 0
ST | 0 | 0 | 0 | 0 | 0 | 0
STOG | 0 | 0 | 0 | 0 | 0 | 0
STWD | 0 | 0 | 0 | 0 | 0 | 0
WT | 0 | 0 | 0 | 0 | 0 | 0
IGCC | 0 | 0 | 0 | 0 | 0 | 0
DemandResponse | 0 | 0 | 0 | 0 | 0 | 0
IGCC-CCS | 0 | 0 | 0 | 0 | 0 | 0
WT_off | 0 | 0 | 0 | 0 | 0 | 0
PseudoUnit | 0 | 0 | 0 | 0 | 0 | 0
FixedInterchange | 0 | 0 | 0 | 0 | 0 | 0
Levelized Retrofit Capital Costs by Reporting Type: SOCO
ReportingType | 2015 | 2020 | 2025 | 2030 | 2035 | 2040
BM | 0 | 0 | 0 | 0 | 0 | 0
CC | 0 | 0 | 0 | 0 | 0 | 0
CSP | 0 | 0 | 0 | 0 | 0 | 0
CT | 0 | 0 | 0 | 0 | 0 | 0
Coal | 400.34 | 423.53 | 79.46 | 390.97 | 539.14 | 227.87
Geo | 0 | 0 | 0 | 0 | 0 | 0
H | 0 | 0 | 0 | 0 | 0 | 0
LFG | 0 | 0 | 0 | 0 | 0 | 0
Nuc | 0 | 0 | 0 | 0 | 0 | 0
PS | 0 | 0 | 0 | 0 | 0 | 0
PV | 0 | 0 | 0 | 0 | 0 | 0
PeakG | 0 | 0 | 0 | 0 | 0 | 0
PeakO | 0 | 0 | 0 | 0 | 0 | 0
ST | 0 | 0 | 0 | 0 | 0 | 0
STOG | 0 | 0 | 0 | 0 | 0 | 0
STWD | 0 | 0 | 0 | 0 | 0 | 0
WT | 0 | 0 | 0 | 0 | 0 | 0
IGCC | 0 | 0 | 0 | 0 | 0 | 0
DemandResponse | 0 | 0 | 0 | 0 | 0 | 0
IGCC-CCS | 0 | 0 | 0 | 0 | 0 | 0
WT_off | 0 | 0 | 0 | 0 | 0 | 0
PseudoUnit | 0 | 0 | 0 | 0 | 0 | 0
FixedInterchange | 0 | 0 | 0 | 0 | 0 | 0
Levelized Retrofit Capital Costs by Reporting Type: SPP_N
ReportingType | 2015 | 2020 | 2025 | 2030 | 2035 | 2040
BM | 0 | 0 | 0 | 0 | 0 | 0
CC | 0 | 0 | 0 | 0 | 0 | 0
CSP | 0 | 0 | 0 | 0 | 0 | 0
CT | 0 | 0 | 0 | 0 | 0 | 0
Coal | 0 | 35.14 | 37.4 | 127.73 | 375.63 | 250.15
Geo | 0 | 0 | 0 | 0 | 0 | 0
H | 0 | 0 | 0 | 0 | 0 | 0
LFG | 0 | 0 | 0 | 0 | 0 | 0
Nuc | 0 | 0 | 0 | 0 | 0 | 0
PS | 0 | 0 | 0 | 0 | 0 | 0
PV | 0 | 0 | 0 | 0 | 0 | 0
PeakG | 0 | 0 | 0 | 0 | 0 | 0
PeakO | 0 | 0 | 0 | 0 | 0 | 0
ST | 0 | 0 | 0 | 0 | 0 | 0
STOG | 0 | 0 | 0 | 0 | 0 | 0
STWD | 0 | 0 | 0 | 0 | 0 | 0
WT | 0 | 0 | 0 | 0 | 0 | 0
IGCC | 0 | 0 | 0 | 0 | 0 | 0
DemandResponse | 0 | 0 | 0 | 0 | 0 | 0
IGCC-CCS | 0 | 0 | 0 | 0 | 0 | 0
WT_off | 0 | 0 | 0 | 0 | 0 | 0
PseudoUnit | 0 | 0 | 0 | 0 | 0 | 0
FixedInterchange | 0 | 0 | 0 | 0 | 0 | 0
Levelized Retrofit Capital Costs by Reporting Type: SPP_S
ReportingType | 2015 | 2020 | 2025 | 2030 | 2035 | 2040
BM | 0 | 0 | 0 | 0 | 0 | 0
CC | 0 | 0 | 0 | 0 | 0 | 0
CSP | 0 | 0 | 0 | 0 | 0 | 0
CT | 0 | 0 | 0 | 0 | 0 | 0
Coal | 0 | 13.26 | 13.26 | 0 | 0 | 0
Geo | 0 | 0 | 0 | 0 | 0 | 0
H | 0 | 0 | 0 | 0 | 0 | 0
LFG | 0 | 0 | 0 | 0 | 0 | 0
Nuc | 0 | 0 | 0 | 0 | 0 | 0
PS | 0 | 0 | 0 | 0 | 0 | 0
PV | 0 | 0 | 0 | 0 | 0 | 0
PeakG | 0 | 0 | 0 | 0 | 0 | 0
PeakO | 0 | 0 | 0 | 0 | 0 | 0
ST | 0 | 0 | 0 | 0 | 0 | 0
STOG | 0 | 0 | 0 | 0 | 0 | 0
STWD | 0 | 0 | 0 | 0 | 0 | 0
WT | 0 | 0 | 0 | 0 | 0 | 0
IGCC | 0 | 0 | 0 | 0 | 0 | 0
DemandResponse | 0 | 0 | 0 | 0 | 0 | 0
IGCC-CCS | 0 | 0 | 0 | 0 | 0 | 0
WT_off | 0 | 0 | 0 | 0 | 0 | 0
PseudoUnit | 0 | 0 | 0 | 0 | 0 | 0
FixedInterchange | 0 | 0 | 0 | 0 | 0 | 0
Levelized Retrofit Capital Costs by Reporting Type: TVA
ReportingType | 2015 | 2020 | 2025 | 2030 | 2035 | 2040
BM | 0 | 0 | 0 | 0 | 0 | 0
CC | 0 | 0 | 0 | 0 | 0 | 0
CSP | 0 | 0 | 0 | 0 | 0 | 0
CT | 0 | 0 | 0 | 0 | 0 | 0
Coal | 0 | 35.63 | 35.63 | 192.88 | 735.64 | 542.76
Geo | 0 | 0 | 0 | 0 | 0 | 0
H | 0 | 0 | 0 | 0 | 0 | 0
LFG | 0 | 0 | 0 | 0 | 0 | 0
Nuc | 0 | 0 | 0 | 0 | 0 | 0
PS | 0 | 0 | 0 | 0 | 0 | 0
PV | 0 | 0 | 0 | 0 | 0 | 0
PeakG | 0 | 0 | 0 | 0 | 0 | 0
PeakO | 0 | 0 | 0 | 0 | 0 | 0
ST | 0 | 0 | 0 | 0 | 0 | 0
STOG | 0 | 0 | 0 | 0 | 0 | 0
STWD | 0 | 0 | 0 | 0 | 0 | 0
WT | 0 | 0 | 0 | 0 | 0 | 0
IGCC | 0 | 0 | 0 | 0 | 0 | 0
DemandResponse | 0 | 0 | 0 | 0 | 0 | 0
IGCC-CCS | 0 | 0 | 0 | 0 | 0 | 0
WT_off | 0 | 0 | 0 | 0 | 0 | 0
PseudoUnit | 0 | 0 | 0 | 0 | 0 | 0
FixedInterchange | 0 | 0 | 0 | 0 | 0 | 0
Levelized Retrofit Capital Costs by Reporting Type: TVA_Transmission
ReportingType | 2015 | 2020 | 2025 | 2030 | 2035 | 2040
BM | 0 | 0 | 0 | 0 | 0 | 0
CC | 0 | 0 | 0 | 0 | 0 | 0
CSP | 0 | 0 | 0 | 0 | 0 | 0
CT | 0 | 0 | 0 | 0 | 0 | 0
Coal | 0 | 0 | 0 | 0 | 0 | 0
Geo | 0 | 0 | 0 | 0 | 0 | 0
H | 0 | 0 | 0 | 0 | 0 | 0
LFG | 0 | 0 | 0 | 0 | 0 | 0
Nuc | 0 | 0 | 0 | 0 | 0 | 0
PS | 0 | 0 | 0 | 0 | 0 | 0
PV | 0 | 0 | 0 | 0 | 0 | 0
PeakG | 0 | 0 | 0 | 0 | 0 | 0
PeakO | 0 | 0 | 0 | 0 | 0 | 0
ST | 0 | 0 | 0 | 0 | 0 | 0
STOG | 0 | 0 | 0 | 0 | 0 | 0
STWD | 0 | 0 | 0 | 0 | 0 | 0
WT | 0 | 0 | 0 | 0 | 0 | 0
IGCC | 0 | 0 | 0 | 0 | 0 | 0
DemandResponse | 0 | 0 | 0 | 0 | 0 | 0
IGCC-CCS | 0 | 0 | 0 | 0 | 0 | 0
WT_off | 0 | 0 | 0 | 0 | 0 | 0
PseudoUnit | 0 | 0 | 0 | 0 | 0 | 0
FixedInterchange | 0 | 0 | 0 | 0 | 0 | 0
Levelized Retrofit Capital Costs by Reporting Type: VACAR
ReportingType | 2015 | 2020 | 2025 | 2030 | 2035 | 2040
BM | 0 | 0 | 0 | 0 | 0 | 0
CC | 0 | 0 | 0 | 0 | 0 | 0
CSP | 0 | 0 | 0 | 0 | 0 | 0
CT | 0 | 0 | 0 | 0 | 0 | 0
Coal | 0 | 43.36 | 122.22 | 97.07 | 189.92 | 271.65
Geo | 0 | 0 | 0 | 0 | 0 | 0
H | 0 | 0 | 0 | 0 | 0 | 0
LFG | 0 | 0 | 0 | 0 | 0 | 0
Nuc | 0 | 0 | 0 | 0 | 0 | 0
PS | 0 | 0 | 0 | 0 | 0 | 0
PV | 0 | 0 | 0 | 0 | 0 | 0
PeakG | 0 | 0 | 0 | 0 | 0 | 0
PeakO | 0 | 0 | 0 | 0 | 0 | 0
ST | 0 | 0 | 0 | 0 | 0 | 0
STOG | 0 | 0 | 0 | 0 | 0 | 0
STWD | 0 | 0 | 0 | 0 | 0 | 0
WT | 0 | 0 | 0 | 0 | 0 | 0
IGCC | 0 | 0 | 0 | 0 | 0 | 0
DemandResponse | 0 | 0 | 0 | 0 | 0 | 0
IGCC-CCS | 0 | 0 | 0 | 0 | 0 | 0
WT_off | 0 | 0 | 0 | 0 | 0 | 0
PseudoUnit | 0 | 0 | 0 | 0 | 0 | 0
FixedInterchange | 0 | 0 | 0 | 0 | 0 | 0
Levelized Retrofit Capital Costs by Reporting Type: IESO
ReportingType | 2015 | 2020 | 2025 | 2030 | 2035 | 2040
BM | 0 | 0 | 0 | 0 | 0 | 0
CC | 0 | 0 | 0 | 0 | 0 | 0
CSP | 0 | 0 | 0 | 0 | 0 | 0
CT | 0 | 0 | 0 | 0 | 0 | 0
Coal | 0 | 0 | 0 | 0 | 0 | 0
Geo | 0 | 0 | 0 | 0 | 0 | 0
H | 0 | 0 | 0 | 0 | 0 | 0
LFG | 0 | 0 | 0 | 0 | 0 | 0
Nuc | 0 | 0 | 0 | 0 | 0 | 0
PS | 0 | 0 | 0 | 0 | 0 | 0
PV | 0 | 0 | 0 | 0 | 0 | 0
PeakG | 0 | 0 | 0 | 0 | 0 | 0
PeakO | 0 | 0 | 0 | 0 | 0 | 0
ST | 0 | 0 | 0 | 0 | 0 | 0
STOG | 0 | 0 | 0 | 0 | 0 | 0
STWD | 0 | 0 | 0 | 0 | 0 | 0
WT | 0 | 0 | 0 | 0 | 0 | 0
IGCC | 0 | 0 | 0 | 0 | 0 | 0
DemandResponse | 0 | 0 | 0 | 0 | 0 | 0
IGCC-CCS | 0 | 0 | 0 | 0 | 0 | 0
WT_off | 0 | 0 | 0 | 0 | 0 | 0
PseudoUnit | 0 | 0 | 0 | 0 | 0 | 0
FixedInterchange | 0 | 0 | 0 | 0 | 0 | 0
Levelized Retrofit Capital Costs by Reporting Type: MAPP_CA
ReportingType | 2015 | 2020 | 2025 | 2030 | 2035 | 2040
BM | 0 | 0 | 0 | 0 | 0 | 0
CC | 0 | 0 | 0 | 0 | 0 | 0
CSP | 0 | 0 | 0 | 0 | 0 | 0
CT | 0 | 0 | 0 | 0 | 0 | 0
Coal | 0 | 0 | 0 | 0 | 0 | 0
Geo | 0 | 0 | 0 | 0 | 0 | 0
H | 0 | 0 | 0 | 0 | 0 | 0
LFG | 0 | 0 | 0 | 0 | 0 | 0
Nuc | 0 | 0 | 0 | 0 | 0 | 0
PS | 0 | 0 | 0 | 0 | 0 | 0
PV | 0 | 0 | 0 | 0 | 0 | 0
PeakG | 0 | 0 | 0 | 0 | 0 | 0
PeakO | 0 | 0 | 0 | 0 | 0 | 0
ST | 0 | 0 | 0 | 0 | 0 | 0
STOG | 0 | 0 | 0 | 0 | 0 | 0
STWD | 0 | 0 | 0 | 0 | 0 | 0
WT | 0 | 0 | 0 | 0 | 0 | 0
IGCC | 0 | 0 | 0 | 0 | 0 | 0
DemandResponse | 0 | 0 | 0 | 0 | 0 | 0
IGCC-CCS | 0 | 0 | 0 | 0 | 0 | 0
WT_off | 0 | 0 | 0 | 0 | 0 | 0
PseudoUnit | 0 | 0 | 0 | 0 | 0 | 0
FixedInterchange | 0 | 0 | 0 | 0 | 0 | 0
Levelized Retrofit Capital Costs by Reporting Type: AZ_NM_SNV_Coal
ReportingType | 2015 | 2020 | 2025 | 2030 | 2035 | 2040
BM | 0 | 0 | 0 | 0 | 0 | 0
CC | 0 | 0 | 0 | 0 | 0 | 0
CSP | 0 | 0 | 0 | 0 | 0 | 0
CT | 0 | 0 | 0 | 0 | 0 | 0
Coal | 49.67 | 59.81 | 26.88 | 9.87 | 182.29 | 172.42
Geo | 0 | 0 | 0 | 0 | 0 | 0
H | 0 | 0 | 0 | 0 | 0 | 0
LFG | 0 | 0 | 0 | 0 | 0 | 0
Nuc | 0 | 0 | 0 | 0 | 0 | 0
PS | 0 | 0 | 0 | 0 | 0 | 0
PV | 0 | 0 | 0 | 0 | 0 | 0
PeakG | 0 | 0 | 0 | 0 | 0 | 0
PeakO | 0 | 0 | 0 | 0 | 0 | 0
ST | 0 | 0 | 0 | 0 | 0 | 0
STOG | 0 | 0 | 0 | 0 | 0 | 0
STWD | 0 | 0 | 0 | 0 | 0 | 0
WT | 0 | 0 | 0 | 0 | 0 | 0
IGCC | 0 | 0 | 0 | 0 | 0 | 0
DemandResponse | 0 | 0 | 0 | 0 | 0 | 0
IGCC-CCS | 0 | 0 | 0 | 0 | 0 | 0
WT_off | 0 | 0 | 0 | 0 | 0 | 0
PseudoUnit | 0 | 0 | 0 | 0 | 0 | 0
FixedInterchange | 0 | 0 | 0 | 0 | 0 | 0
Levelized Retrofit Capital Costs by Reporting Type: AZ_NM_SNV_Gas
ReportingType | 2015 | 2020 | 2025 | 2030 | 2035 | 2040
BM | 0 | 0 | 0 | 0 | 0 | 0
CC | 0 | 0 | 0 | 0 | 0 | 0
CSP | 0 | 0 | 0 | 0 | 0 | 0
CT | 0 | 0 | 0 | 0 | 0 | 0
Coal | 0 | 0 | 0 | 0 | 0 | 0
Geo | 0 | 0 | 0 | 0 | 0 | 0
H | 0 | 0 | 0 | 0 | 0 | 0
LFG | 0 | 0 | 0 | 0 | 0 | 0
Nuc | 0 | 0 | 0 | 0 | 0 | 0
PS | 0 | 0 | 0 | 0 | 0 | 0
PV | 0 | 0 | 0 | 0 | 0 | 0
PeakG | 0 | 0 | 0 | 0 | 0 | 0
PeakO | 0 | 0 | 0 | 0 | 0 | 0
ST | 0 | 0 | 0 | 0 | 0 | 0
STOG | 0 | 0 | 0 | 0 | 0 | 0
STWD | 0 | 0 | 0 | 0 | 0 | 0
WT | 0 | 0 | 0 | 0 | 0 | 0
IGCC | 0 | 0 | 0 | 0 | 0 | 0
DemandResponse | 0 | 0 | 0 | 0 | 0 | 0
IGCC-CCS | 0 | 0 | 0 | 0 | 0 | 0
WT_off | 0 | 0 | 0 | 0 | 0 | 0
PseudoUnit | 0 | 0 | 0 | 0 | 0 | 0
FixedInterchange | 0 | 0 | 0 | 0 | 0 | 0
Levelized Retrofit Capital Costs by Reporting Type: AZ_NM_SNV_NucRenew
ReportingType | 2015 | 2020 | 2025 | 2030 | 2035 | 2040
BM | 0 | 0 | 0 | 0 | 0 | 0
CC | 0 | 0 | 0 | 0 | 0 | 0
CSP | 0 | 0 | 0 | 0 | 0 | 0
CT | 0 | 0 | 0 | 0 | 0 | 0
Coal | 0 | 0 | 0 | 0 | 0 | 0
Geo | 0 | 0 | 0 | 0 | 0 | 0
H | 0 | 0 | 0 | 0 | 0 | 0
LFG | 0 | 0 | 0 | 0 | 0 | 0
Nuc | 0 | 0 | 0 | 0 | 0 | 0
PS | 0 | 0 | 0 | 0 | 0 | 0
PV | 0 | 0 | 0 | 0 | 0 | 0
PeakG | 0 | 0 | 0 | 0 | 0 | 0
PeakO | 0 | 0 | 0 | 0 | 0 | 0
ST | 0 | 0 | 0 | 0 | 0 | 0
STOG | 0 | 0 | 0 | 0 | 0 | 0
STWD | 0 | 0 | 0 | 0 | 0 | 0
WT | 0 | 0 | 0 | 0 | 0 | 0
IGCC | 0 | 0 | 0 | 0 | 0 | 0
DemandResponse | 0 | 0 | 0 | 0 | 0 | 0
IGCC-CCS | 0 | 0 | 0 | 0 | 0 | 0
WT_off | 0 | 0 | 0 | 0 | 0 | 0
PseudoUnit | 0 | 0 | 0 | 0 | 0 | 0
FixedInterchange | 0 | 0 | 0 | 0 | 0 | 0
Levelized Retrofit Capital Costs by Reporting Type: ERCOT
ReportingType | 2015 | 2020 | 2025 | 2030 | 2035 | 2040
BM | 0 | 0 | 0 | 0 | 0 | 0
CC | 0 | 0 | 0 | 0 | 0 | 0
CSP | 0 | 0 | 0 | 0 | 0 | 0
CT | 0 | 0 | 0 | 0 | 0 | 0
Coal | 82.51 | 5.82 | 90.51 | 136.09 | 219.24 | 167.84
Geo | 0 | 0 | 0 | 0 | 0 | 0
H | 0 | 0 | 0 | 0 | 0 | 0
LFG | 0 | 0 | 0 | 0 | 0 | 0
Nuc | 0 | 0 | 0 | 0 | 0 | 0
PS | 0 | 0 | 0 | 0 | 0 | 0
PV | 0 | 0 | 0 | 0 | 0 | 0
PeakG | 0 | 0 | 0 | 0 | 0 | 0
PeakO | 0 | 0 | 0 | 0 | 0 | 0
ST | 0 | 0 | 0 | 0 | 0 | 0
STOG | 0 | 0 | 0 | 0 | 0 | 0
STWD | 0 | 0 | 0 | 0 | 0 | 0
WT | 0 | 0 | 0 | 0 | 0 | 0
IGCC | 0 | 0 | 0 | 0 | 0 | 0
DemandResponse | 0 | 0 | 0 | 0 | 0 | 0
IGCC-CCS | 0 | 0 | 0 | 0 | 0 | 0
WT_off | 0 | 0 | 0 | 0 | 0 | 0
PseudoUnit | 0 | 0 | 0 | 0 | 0 | 0
FixedInterchange | 0 | 0 | 0 | 0 | 0 | 0
Levelized Retrofit Capital Costs by Reporting Type: NP15
ReportingType | 2015 | 2020 | 2025 | 2030 | 2035 | 2040
BM | 0 | 0 | 0 | 0 | 0 | 0
CC | 0 | 0 | 0 | 0 | 0 | 0
CSP | 0 | 0 | 0 | 0 | 0 | 0
CT | 0 | 0 | 0 | 0 | 0 | 0
Coal | 0 | 0 | 0 | 0 | 0 | 0
Geo | 0 | 0 | 0 | 0 | 0 | 0
H | 0 | 0 | 0 | 0 | 0 | 0
LFG | 0 | 0 | 0 | 0 | 0 | 0
Nuc | 0 | 0 | 0 | 0 | 0 | 0
PS | 0 | 0 | 0 | 0 | 0 | 0
PV | 0 | 0 | 0 | 0 | 0 | 0
PeakG | 0 | 0 | 0 | 0 | 0 | 0
PeakO | 0 | 0 | 0 | 0 | 0 | 0
ST | 0 | 0 | 0 | 0 | 0 | 0
STOG | 0 | 0 | 0 | 0 | 0 | 0
STWD | 0 | 0 | 0 | 0 | 0 | 0
WT | 0 | 0 | 0 | 0 | 0 | 0
IGCC | 0 | 0 | 0 | 0 | 0 | 0
DemandResponse | 0 | 0 | 0 | 0 | 0 | 0
IGCC-CCS | 0 | 0 | 0 | 0 | 0 | 0
WT_off | 0 | 0 | 0 | 0 | 0 | 0
PseudoUnit | 0 | 0 | 0 | 0 | 0 | 0
FixedInterchange | 0 | 0 | 0 | 0 | 0 | 0
Levelized Retrofit Capital Costs by Reporting Type: NWPP_Coal
ReportingType | 2015 | 2020 | 2025 | 2030 | 2035 | 2040
BM | 0 | 0 | 0 | 0 | 0 | 0
CC | 0 | 0 | 0 | 0 | 0 | 0
CSP | 0 | 0 | 0 | 0 | 0 | 0
CT | 0 | 0 | 0 | 0 | 0 | 0
Coal | 0 | 49.6 | 120.5 | 70.9 | 0 | 0
Geo | 0 | 0 | 0 | 0 | 0 | 0
H | 0 | 0 | 0 | 0 | 0 | 0
LFG | 0 | 0 | 0 | 0 | 0 | 0
Nuc | 0 | 0 | 0 | 0 | 0 | 0
PS | 0 | 0 | 0 | 0 | 0 | 0
PV | 0 | 0 | 0 | 0 | 0 | 0
PeakG | 0 | 0 | 0 | 0 | 0 | 0
PeakO | 0 | 0 | 0 | 0 | 0 | 0
ST | 0 | 0 | 0 | 0 | 0 | 0
STOG | 0 | 0 | 0 | 0 | 0 | 0
STWD | 0 | 0 | 0 | 0 | 0 | 0
WT | 0 | 0 | 0 | 0 | 0 | 0
IGCC | 0 | 0 | 0 | 0 | 0 | 0
DemandResponse | 0 | 0 | 0 | 0 | 0 | 0
IGCC-CCS | 0 | 0 | 0 | 0 | 0 | 0
WT_off | 0 | 0 | 0 | 0 | 0 | 0
PseudoUnit | 0 | 0 | 0 | 0 | 0 | 0
FixedInterchange | 0 | 0 | 0 | 0 | 0 | 0
Levelized Retrofit Capital Costs by Reporting Type: NWPP_Gas
ReportingType | 2015 | 2020 | 2025 | 2030 | 2035 | 2040
BM | 0 | 0 | 0 | 0 | 0 | 0
CC | 0 | 0 | 0 | 0 | 0 | 0
CSP | 0 | 0 | 0 | 0 | 0 | 0
CT | 0 | 0 | 0 | 0 | 0 | 0
Coal | 0 | 0 | 0 | 0 | 0 | 0
Geo | 0 | 0 | 0 | 0 | 0 | 0
H | 0 | 0 | 0 | 0 | 0 | 0
LFG | 0 | 0 | 0 | 0 | 0 | 0
Nuc | 0 | 0 | 0 | 0 | 0 | 0
PS | 0 | 0 | 0 | 0 | 0 | 0
PV | 0 | 0 | 0 | 0 | 0 | 0
PeakG | 0 | 0 | 0 | 0 | 0 | 0
PeakO | 0 | 0 | 0 | 0 | 0 | 0
ST | 0 | 0 | 0 | 0 | 0 | 0
STOG | 0 | 0 | 0 | 0 | 0 | 0
STWD | 0 | 0 | 0 | 0 | 0 | 0
WT | 0 | 0 | 0 | 0 | 0 | 0
IGCC | 0 | 0 | 0 | 0 | 0 | 0
DemandResponse | 0 | 0 | 0 | 0 | 0 | 0
IGCC-CCS | 0 | 0 | 0 | 0 | 0 | 0
WT_off | 0 | 0 | 0 | 0 | 0 | 0
PseudoUnit | 0 | 0 | 0 | 0 | 0 | 0
FixedInterchange | 0 | 0 | 0 | 0 | 0 | 0
Levelized Retrofit Capital Costs by Reporting Type: NWPP_NucRenew
ReportingType | 2015 | 2020 | 2025 | 2030 | 2035 | 2040
BM | 0 | 0 | 0 | 0 | 0 | 0
CC | 0 | 0 | 0 | 0 | 0 | 0
CSP | 0 | 0 | 0 | 0 | 0 | 0
CT | 0 | 0 | 0 | 0 | 0 | 0
Coal | 0 | 0 | 0 | 0 | 0 | 0
Geo | 0 | 0 | 0 | 0 | 0 | 0
H | 0 | 0 | 0 | 0 | 0 | 0
LFG | 0 | 0 | 0 | 0 | 0 | 0
Nuc | 0 | 0 | 0 | 0 | 0 | 0
PS | 0 | 0 | 0 | 0 | 0 | 0
PV | 0 | 0 | 0 | 0 | 0 | 0
PeakG | 0 | 0 | 0 | 0 | 0 | 0
PeakO | 0 | 0 | 0 | 0 | 0 | 0
ST | 0 | 0 | 0 | 0 | 0 | 0
STOG | 0 | 0 | 0 | 0 | 0 | 0
STWD | 0 | 0 | 0 | 0 | 0 | 0
WT | 0 | 0 | 0 | 0 | 0 | 0
IGCC | 0 | 0 | 0 | 0 | 0 | 0
DemandResponse | 0 | 0 | 0 | 0 | 0 | 0
IGCC-CCS | 0 | 0 | 0 | 0 | 0 | 0
WT_off | 0 | 0 | 0 | 0 | 0 | 0
PseudoUnit | 0 | 0 | 0 | 0 | 0 | 0
FixedInterchange | 0 | 0 | 0 | 0 | 0 | 0
Levelized Retrofit Capital Costs by Reporting Type: RMPA
ReportingType | 2015 | 2020 | 2025 | 2030 | 2035 | 2040
BM | 0 | 0 | 0 | 0 | 0 | 0
CC | 0 | 0 | 0 | 0 | 0 | 0
CSP | 0 | 0 | 0 | 0 | 0 | 0
CT | 0 | 0 | 0 | 0 | 0 | 0
Coal | 29.1 | 17 | 190.22 | 173.22 | 0 | 0
Geo | 0 | 0 | 0 | 0 | 0 | 0
H | 0 | 0 | 0 | 0 | 0 | 0
LFG | 0 | 0 | 0 | 0 | 0 | 0
Nuc | 0 | 0 | 0 | 0 | 0 | 0
PS | 0 | 0 | 0 | 0 | 0 | 0
PV | 0 | 0 | 0 | 0 | 0 | 0
PeakG | 0 | 0 | 0 | 0 | 0 | 0
PeakO | 0 | 0 | 0 | 0 | 0 | 0
ST | 0 | 0 | 0 | 0 | 0 | 0
STOG | 0 | 0 | 0 | 0 | 0 | 0
STWD | 0 | 0 | 0 | 0 | 0 | 0
WT | 0 | 0 | 0 | 0 | 0 | 0
IGCC | 0 | 0 | 0 | 0 | 0 | 0
DemandResponse | 0 | 0 | 0 | 0 | 0 | 0
IGCC-CCS | 0 | 0 | 0 | 0 | 0 | 0
WT_off | 0 | 0 | 0 | 0 | 0 | 0
PseudoUnit | 0 | 0 | 0 | 0 | 0 | 0
FixedInterchange | 0 | 0 | 0 | 0 | 0 | 0
Levelized Retrofit Capital Costs by Reporting Type: SP15
ReportingType | 2015 | 2020 | 2025 | 2030 | 2035 | 2040
BM | 0 | 0 | 0 | 0 | 0 | 0
CC | 0 | 0 | 0 | 0 | 0 | 0
CSP | 0 | 0 | 0 | 0 | 0 | 0
CT | 0 | 0 | 0 | 0 | 0 | 0
Coal | 0 | 2.92 | 2.92 | 0 | 0 | 0
Geo | 0 | 0 | 0 | 0 | 0 | 0
H | 0 | 0 | 0 | 0 | 0 | 0
LFG | 0 | 0 | 0 | 0 | 0 | 0
Nuc | 0 | 0 | 0 | 0 | 0 | 0
PS | 0 | 0 | 0 | 0 | 0 | 0
PV | 0 | 0 | 0 | 0 | 0 | 0
PeakG | 0 | 0 | 0 | 0 | 0 | 0
PeakO | 0 | 0 | 0 | 0 | 0 | 0
ST | 0 | 0 | 0 | 0 | 0 | 0
STOG | 0 | 0 | 0 | 0 | 0 | 0
STWD | 0 | 0 | 0 | 0 | 0 | 0
WT | 0 | 0 | 0 | 0 | 0 | 0
IGCC | 0 | 0 | 0 | 0 | 0 | 0
DemandResponse | 0 | 0 | 0 | 0 | 0 | 0
IGCC-CCS | 0 | 0 | 0 | 0 | 0 | 0
WT_off | 0 | 0 | 0 | 0 | 0 | 0
PseudoUnit | 0 | 0 | 0 | 0 | 0 | 0
FixedInterchange | 0 | 0 | 0 | 0 | 0 | 0
Levelized Retrofit Capital Costs by Reporting Type: ALB
ReportingType | 2015 | 2020 | 2025 | 2030 | 2035 | 2040
BM | 0 | 0 | 0 | 0 | 0 | 0
CC | 0 | 0 | 0 | 0 | 0 | 0
CSP | 0 | 0 | 0 | 0 | 0 | 0
CT | 0 | 0 | 0 | 0 | 0 | 0
Coal | 0 | 0 | 0 | 0 | 0 | 0
Geo | 0 | 0 | 0 | 0 | 0 | 0
H | 0 | 0 | 0 | 0 | 0 | 0
LFG | 0 | 0 | 0 | 0 | 0 | 0
Nuc | 0 | 0 | 0 | 0 | 0 | 0
PS | 0 | 0 | 0 | 0 | 0 | 0
PV | 0 | 0 | 0 | 0 | 0 | 0
PeakG | 0 | 0 | 0 | 0 | 0 | 0
PeakO | 0 | 0 | 0 | 0 | 0 | 0
ST | 0 | 0 | 0 | 0 | 0 | 0
STOG | 0 | 0 | 0 | 0 | 0 | 0
STWD | 0 | 0 | 0 | 0 | 0 | 0
WT | 0 | 0 | 0 | 0 | 0 | 0
IGCC | 0 | 0 | 0 | 0 | 0 | 0
DemandResponse | 0 | 0 | 0 | 0 | 0 | 0
IGCC-CCS | 0 | 0 | 0 | 0 | 0 | 0
WT_off | 0 | 0 | 0 | 0 | 0 | 0
PseudoUnit | 0 | 0 | 0 | 0 | 0 | 0
FixedInterchange | 0 | 0 | 0 | 0 | 0 | 0
Levelized Retrofit Capital Costs by Reporting Type: BC
ReportingType | 2015 | 2020 | 2025 | 2030 | 2035 | 2040
BM | 0 | 0 | 0 | 0 | 0 | 0
CC | 0 | 0 | 0 | 0 | 0 | 0
CSP | 0 | 0 | 0 | 0 | 0 | 0
CT | 0 | 0 | 0 | 0 | 0 | 0
Coal | 0 | 0 | 0 | 0 | 0 | 0
Geo | 0 | 0 | 0 | 0 | 0 | 0
H | 0 | 0 | 0 | 0 | 0 | 0
LFG | 0 | 0 | 0 | 0 | 0 | 0
Nuc | 0 | 0 | 0 | 0 | 0 | 0
PS | 0 | 0 | 0 | 0 | 0 | 0
PV | 0 | 0 | 0 | 0 | 0 | 0
PeakG | 0 | 0 | 0 | 0 | 0 | 0
PeakO | 0 | 0 | 0 | 0 | 0 | 0
ST | 0 | 0 | 0 | 0 | 0 | 0
STOG | 0 | 0 | 0 | 0 | 0 | 0
STWD | 0 | 0 | 0 | 0 | 0 | 0
WT | 0 | 0 | 0 | 0 | 0 | 0
IGCC | 0 | 0 | 0 | 0 | 0 | 0
DemandResponse | 0 | 0 | 0 | 0 | 0 | 0
IGCC-CCS | 0 | 0 | 0 | 0 | 0 | 0
WT_off | 0 | 0 | 0 | 0 | 0 | 0
PseudoUnit | 0 | 0 | 0 | 0 | 0 | 0
FixedInterchange | 0 | 0 | 0 | 0 | 0 | 0
Levelized Retrofit Capital Costs by Reporting Type: HQ_IESO
ReportingType | 2015 | 2020 | 2025 | 2030 | 2035 | 2040
BM | 0 | 0 | 0 | 0 | 0 | 0
CC | 0 | 0 | 0 | 0 | 0 | 0
CSP | 0 | 0 | 0 | 0 | 0 | 0
CT | 0 | 0 | 0 | 0 | 0 | 0
Coal | 0 | 0 | 0 | 0 | 0 | 0
Geo | 0 | 0 | 0 | 0 | 0 | 0
H | 0 | 0 | 0 | 0 | 0 | 0
LFG | 0 | 0 | 0 | 0 | 0 | 0
Nuc | 0 | 0 | 0 | 0 | 0 | 0
PS | 0 | 0 | 0 | 0 | 0 | 0
PV | 0 | 0 | 0 | 0 | 0 | 0
PeakG | 0 | 0 | 0 | 0 | 0 | 0
PeakO | 0 | 0 | 0 | 0 | 0 | 0
ST | 0 | 0 | 0 | 0 | 0 | 0
STOG | 0 | 0 | 0 | 0 | 0 | 0
STWD | 0 | 0 | 0 | 0 | 0 | 0
WT | 0 | 0 | 0 | 0 | 0 | 0
IGCC | 0 | 0 | 0 | 0 | 0 | 0
DemandResponse | 0 | 0 | 0 | 0 | 0 | 0
IGCC-CCS | 0 | 0 | 0 | 0 | 0 | 0
WT_off | 0 | 0 | 0 | 0 | 0 | 0
PseudoUnit | 0 | 0 | 0 | 0 | 0 | 0
FixedInterchange | 0 | 0 | 0 | 0 | 0 | 0
Levelized Retrofit Capital Costs by Reporting Type: HQ_NEISO
ReportingType | 2015 | 2020 | 2025 | 2030 | 2035 | 2040
BM | 0 | 0 | 0 | 0 | 0 | 0
CC | 0 | 0 | 0 | 0 | 0 | 0
CSP | 0 | 0 | 0 | 0 | 0 | 0
CT | 0 | 0 | 0 | 0 | 0 | 0
Coal | 0 | 0 | 0 | 0 | 0 | 0
Geo | 0 | 0 | 0 | 0 | 0 | 0
H | 0 | 0 | 0 | 0 | 0 | 0
LFG | 0 | 0 | 0 | 0 | 0 | 0
Nuc | 0 | 0 | 0 | 0 | 0 | 0
PS | 0 | 0 | 0 | 0 | 0 | 0
PV | 0 | 0 | 0 | 0 | 0 | 0
PeakG | 0 | 0 | 0 | 0 | 0 | 0
PeakO | 0 | 0 | 0 | 0 | 0 | 0
ST | 0 | 0 | 0 | 0 | 0 | 0
STOG | 0 | 0 | 0 | 0 | 0 | 0
STWD | 0 | 0 | 0 | 0 | 0 | 0
WT | 0 | 0 | 0 | 0 | 0 | 0
IGCC | 0 | 0 | 0 | 0 | 0 | 0
DemandResponse | 0 | 0 | 0 | 0 | 0 | 0
IGCC-CCS | 0 | 0 | 0 | 0 | 0 | 0
WT_off | 0 | 0 | 0 | 0 | 0 | 0
PseudoUnit | 0 | 0 | 0 | 0 | 0 | 0
FixedInterchange | 0 | 0 | 0 | 0 | 0 | 0
Levelized Retrofit Capital Costs by Reporting Type: HQ_NY
ReportingType | 2015 | 2020 | 2025 | 2030 | 2035 | 2040
BM | 0 | 0 | 0 | 0 | 0 | 0
CC | 0 | 0 | 0 | 0 | 0 | 0
CSP | 0 | 0 | 0 | 0 | 0 | 0
CT | 0 | 0 | 0 | 0 | 0 | 0
Coal | 0 | 0 | 0 | 0 | 0 | 0
Geo | 0 | 0 | 0 | 0 | 0 | 0
H | 0 | 0 | 0 | 0 | 0 | 0
LFG | 0 | 0 | 0 | 0 | 0 | 0
Nuc | 0 | 0 | 0 | 0 | 0 | 0
PS | 0 | 0 | 0 | 0 | 0 | 0
PV | 0 | 0 | 0 | 0 | 0 | 0
PeakG | 0 | 0 | 0 | 0 | 0 | 0
PeakO | 0 | 0 | 0 | 0 | 0 | 0
ST | 0 | 0 | 0 | 0 | 0 | 0
STOG | 0 | 0 | 0 | 0 | 0 | 0
STWD | 0 | 0 | 0 | 0 | 0 | 0
WT | 0 | 0 | 0 | 0 | 0 | 0
IGCC | 0 | 0 | 0 | 0 | 0 | 0
DemandResponse | 0 | 0 | 0 | 0 | 0 | 0
IGCC-CCS | 0 | 0 | 0 | 0 | 0 | 0
WT_off | 0 | 0 | 0 | 0 | 0 | 0
PseudoUnit | 0 | 0 | 0 | 0 | 0 | 0
FixedInterchange | 0 | 0 | 0 | 0 | 0 | 0
Levelized Retrofit Capital Costs by Reporting Type: MARITIMES
ReportingType | 2015 | 2020 | 2025 | 2030 | 2035 | 2040
BM | 0 | 0 | 0 | 0 | 0 | 0
CC | 0 | 0 | 0 | 0 | 0 | 0
CSP | 0 | 0 | 0 | 0 | 0 | 0
CT | 0 | 0 | 0 | 0 | 0 | 0
Coal | 0 | 0 | 0 | 0 | 0 | 0
Geo | 0 | 0 | 0 | 0 | 0 | 0
H | 0 | 0 | 0 | 0 | 0 | 0
LFG | 0 | 0 | 0 | 0 | 0 | 0
Nuc | 0 | 0 | 0 | 0 | 0 | 0
PS | 0 | 0 | 0 | 0 | 0 | 0
PV | 0 | 0 | 0 | 0 | 0 | 0
PeakG | 0 | 0 | 0 | 0 | 0 | 0
PeakO | 0 | 0 | 0 | 0 | 0 | 0
ST | 0 | 0 | 0 | 0 | 0 | 0
STOG | 0 | 0 | 0 | 0 | 0 | 0
STWD | 0 | 0 | 0 | 0 | 0 | 0
WT | 0 | 0 | 0 | 0 | 0 | 0
IGCC | 0 | 0 | 0 | 0 | 0 | 0
DemandResponse | 0 | 0 | 0 | 0 | 0 | 0
IGCC-CCS | 0 | 0 | 0 | 0 | 0 | 0
WT_off | 0 | 0 | 0 | 0 | 0 | 0
PseudoUnit | 0 | 0 | 0 | 0 | 0 | 0
FixedInterchange | 0 | 0 | 0 | 0 | 0 | 0
Levelized Retrofit Capital Costs by Reporting Type: All
ReportingType | 2015 | 2020 | 2025 | 2030 | 2035 | 2040
BM | 0 | 0 | 0 | 0 | 0 | 0
CC | 0 | 0 | 0 | 0 | 0 | 0
CSP | 0 | 0 | 0 | 0 | 0 | 0
CT | 0 | 0 | 0 | 0 | 0 | 0
Coal | 1184.41 | 1547.34 | 1937.32 | 4224.72 | 8434.35 | 6685.07
Geo | 0 | 0 | 0 | 0 | 0 | 0
H | 0 | 0 | 0 | 0 | 0 | 0
LFG | 0 | 0 | 0 | 0 | 0 | 0
Nuc | 0 | 0 | 0 | 0 | 0 | 0
PS | 0 | 0 | 0 | 0 | 0 | 0
PV | 0 | 0 | 0 | 0 | 0 | 0
PeakG | 0 | 0 | 0 | 0 | 0 | 0
PeakO | 0 | 0 | 0 | 0 | 0 | 0
ST | 0 | 0 | 0 | 0 | 0 | 0
STOG | 0 | 0 | 0 | 0 | 0 | 0
STWD | 0 | 0 | 0 | 0 | 0 | 0
WT | 0 | 0 | 0 | 0 | 0 | 0
IGCC | 0 | 0 | 0 | 0 | 0 | 0
DemandResponse | 0 | 0 | 0 | 0 | 0 | 0
IGCC-CCS | 0 | 0 | 0 | 0 | 0 | 0
WT_off | 0 | 0 | 0 | 0 | 0 | 0
PseudoUnit | 0 | 0 | 0 | 0 | 0 | 0
FixedInterchange | 0 | 0 | 0 | 0 | 0 | 0
Levelized Retrofit Capital Costs by Reporting Type: EI_US
ReportingType | 2015 | 2020 | 2025 | 2030 | 2035 | 2040
BM | 0 | 0 | 0 | 0 | 0 | 0
CC | 0 | 0 | 0 | 0 | 0 | 0
CSP | 0 | 0 | 0 | 0 | 0 | 0
CT | 0 | 0 | 0 | 0 | 0 | 0
Coal | 1023.13 | 1412.19 | 1506.29 | 3834.64 | 8032.82 | 6344.81
Geo | 0 | 0 | 0 | 0 | 0 | 0
H | 0 | 0 | 0 | 0 | 0 | 0
LFG | 0 | 0 | 0 | 0 | 0 | 0
Nuc | 0 | 0 | 0 | 0 | 0 | 0
PS | 0 | 0 | 0 | 0 | 0 | 0
PV | 0 | 0 | 0 | 0 | 0 | 0
PeakG | 0 | 0 | 0 | 0 | 0 | 0
PeakO | 0 | 0 | 0 | 0 | 0 | 0
ST | 0 | 0 | 0 | 0 | 0 | 0
STOG | 0 | 0 | 0 | 0 | 0 | 0
STWD | 0 | 0 | 0 | 0 | 0 | 0
WT | 0 | 0 | 0 | 0 | 0 | 0
IGCC | 0 | 0 | 0 | 0 | 0 | 0
DemandResponse | 0 | 0 | 0 | 0 | 0 | 0
IGCC-CCS | 0 | 0 | 0 | 0 | 0 | 0
WT_off | 0 | 0 | 0 | 0 | 0 | 0
PseudoUnit | 0 | 0 | 0 | 0 | 0 | 0
FixedInterchange | 0 | 0 | 0 | 0 | 0 | 0
Levelized Retrofit Capital Costs by Reporting Type: EI_Canada
ReportingType | 2015 | 2020 | 2025 | 2030 | 2035 | 2040
BM | 0 | 0 | 0 | 0 | 0 | 0
CC | 0 | 0 | 0 | 0 | 0 | 0
CSP | 0 | 0 | 0 | 0 | 0 | 0
CT | 0 | 0 | 0 | 0 | 0 | 0
Coal | 0 | 0 | 0 | 0 | 0 | 0
Geo | 0 | 0 | 0 | 0 | 0 | 0
H | 0 | 0 | 0 | 0 | 0 | 0
LFG | 0 | 0 | 0 | 0 | 0 | 0
Nuc | 0 | 0 | 0 | 0 | 0 | 0
PS | 0 | 0 | 0 | 0 | 0 | 0
PV | 0 | 0 | 0 | 0 | 0 | 0
PeakG | 0 | 0 | 0 | 0 | 0 | 0
PeakO | 0 | 0 | 0 | 0 | 0 | 0
ST | 0 | 0 | 0 | 0 | 0 | 0
STOG | 0 | 0 | 0 | 0 | 0 | 0
STWD | 0 | 0 | 0 | 0 | 0 | 0
WT | 0 | 0 | 0 | 0 | 0 | 0
IGCC | 0 | 0 | 0 | 0 | 0 | 0
DemandResponse | 0 | 0 | 0 | 0 | 0 | 0
IGCC-CCS | 0 | 0 | 0 | 0 | 0 | 0
WT_off | 0 | 0 | 0 | 0 | 0 | 0
PseudoUnit | 0 | 0 | 0 | 0 | 0 | 0
FixedInterchange | 0 | 0 | 0 | 0 | 0 | 0
Levelized Retrofit Capital Costs by Reporting Type: EI
ReportingType | 2015 | 2020 | 2025 | 2030 | 2035 | 2040
BM | 0 | 0 | 0 | 0 | 0 | 0
CC | 0 | 0 | 0 | 0 | 0 | 0
CSP | 0 | 0 | 0 | 0 | 0 | 0
CT | 0 | 0 | 0 | 0 | 0 | 0
Coal | 1023.13 | 1412.19 | 1506.29 | 3834.64 | 8032.82 | 6344.81
Geo | 0 | 0 | 0 | 0 | 0 | 0
H | 0 | 0 | 0 | 0 | 0 | 0
LFG | 0 | 0 | 0 | 0 | 0 | 0
Nuc | 0 | 0 | 0 | 0 | 0 | 0
PS | 0 | 0 | 0 | 0 | 0 | 0
PV | 0 | 0 | 0 | 0 | 0 | 0
PeakG | 0 | 0 | 0 | 0 | 0 | 0
PeakO | 0 | 0 | 0 | 0 | 0 | 0
ST | 0 | 0 | 0 | 0 | 0 | 0
STOG | 0 | 0 | 0 | 0 | 0 | 0
STWD | 0 | 0 | 0 | 0 | 0 | 0
WT | 0 | 0 | 0 | 0 | 0 | 0
IGCC | 0 | 0 | 0 | 0 | 0 | 0
DemandResponse | 0 | 0 | 0 | 0 | 0 | 0
IGCC-CCS | 0 | 0 | 0 | 0 | 0 | 0
WT_off | 0 | 0 | 0 | 0 | 0 | 0
PseudoUnit | 0 | 0 | 0 | 0 | 0 | 0
FixedInterchange | 0 | 0 | 0 | 0 | 0 | 0
Levelized Retrofit Capital Costs by Reporting Type: Outside_EI
ReportingType | 2015 | 2020 | 2025 | 2030 | 2035 | 2040
BM | 0 | 0 | 0 | 0 | 0 | 0
CC | 0 | 0 | 0 | 0 | 0 | 0
CSP | 0 | 0 | 0 | 0 | 0 | 0
CT | 0 | 0 | 0 | 0 | 0 | 0
Coal | 161.28 | 135.15 | 431.03 | 390.08 | 401.53 | 340.26
Geo | 0 | 0 | 0 | 0 | 0 | 0
H | 0 | 0 | 0 | 0 | 0 | 0
LFG | 0 | 0 | 0 | 0 | 0 | 0
Nuc | 0 | 0 | 0 | 0 | 0 | 0
PS | 0 | 0 | 0 | 0 | 0 | 0
PV | 0 | 0 | 0 | 0 | 0 | 0
PeakG | 0 | 0 | 0 | 0 | 0 | 0
PeakO | 0 | 0 | 0 | 0 | 0 | 0
ST | 0 | 0 | 0 | 0 | 0 | 0
STOG | 0 | 0 | 0 | 0 | 0 | 0
STWD | 0 | 0 | 0 | 0 | 0 | 0
WT | 0 | 0 | 0 | 0 | 0 | 0
IGCC | 0 | 0 | 0 | 0 | 0 | 0
DemandResponse | 0 | 0 | 0 | 0 | 0 | 0
IGCC-CCS | 0 | 0 | 0 | 0 | 0 | 0
WT_off | 0 | 0 | 0 | 0 | 0 | 0
PseudoUnit | 0 | 0 | 0 | 0 | 0 | 0
FixedInterchange | 0 | 0 | 0 | 0 | 0 | 0
#14 | Total Costs ($million)
Total Costs by Reporting Type: Entergy
ReportingType | 2015 | 2020 | 2025 | 2030 | 2035 | 2040
BM | 0 | 0 | 0 | 0 | 9899.12 | 9899.12
CC | 5253.6 | 9119.2 | 10514.74 | 12224.87 | 10558.07 | 6471.31
CSP | 0 | 0 | 0 | 0 | 0 | 0
CT | 0 | 0 | 0 | 0 | 0 | 0
Coal | 3863.27 | 548.96 | 286.14 | 230.56 | 223.42 | 223.42
Geo | 0 | 0 | 0 | 0 | 0 | 0
H | 10.6 | 10.6 | 10.6 | 52.22 | 391.98 | 391.98
LFG | 0.97 | 0.97 | 34.17 | 34.17 | 34.17 | 34.17
Nuc | 1262.64 | 1285.77 | 1294.03 | 1301.93 | 1099.75 | 7581.3
PS | 1.4 | 1.4 | 1.4 | 1.4 | 1.4 | 1.4
PV | 0.11 | 23.95 | 36.39 | 38.32 | 40.44 | 21.18
PeakG | 47.54 | 69.98 | 49.29 | 64.22 | 35.44 | 35.44
PeakO | 4.42 | 5.87 | 5.08 | 5.22 | 0 | 0
ST | 0 | 0 | 0 | 0 | 0 | 0
STOG | 75.99 | 89.06 | 81.56 | 119.78 | 0 | 0
STWD | 8.61 | 14.95 | 18.32 | 84.84 | 133.79 | 133.79
WT | 3.67 | 3.67 | 3.67 | 3.67 | 3.67 | 3.67
IGCC | 0 | 0 | 0 | 0 | 0 | 0
DemandResponse | 0 | 0 | 0 | 0 | 0 | 0
IGCC-CCS | 0 | 0 | 0 | 0 | 0 | 0
WT_off | 0 | 0 | 0 | 0 | 0 | 0
PseudoUnit | 0 | 0 | 0 | 0 | 0 | 0
FixedInterchange | 0 | 0 | 0 | 0 | 0 | 0
Total Costs by Reporting Type: FRCC
ReportingType | 2015 | 2020 | 2025 | 2030 | 2035 | 2040
BM | 0 | 0 | 0 | 0 | 1984.4 | 1984.4
CC | 14703.7 | 18277.03 | 18708.45 | 20540.11 | 13483.38 | 12521.6
CSP | 0 | 0 | 0 | 0 | 0 | 0
CT | 262.19 | 268.12 | 278.87 | 308.76 | 0 | 0
Coal | 1298.47 | 573.85 | 251.12 | 287.71 | 798.49 | 848.41
Geo | 0 | 0 | 0 | 0 | 0 | 0
H | 0.78 | 0.78 | 0.78 | 0.78 | 0.78 | 10.41
LFG | 58.68 | 58.68 | 120.69 | 120.69 | 120.69 | 120.69
Nuc | 960.37 | 1000.19 | 4879.04 | 9061.99 | 20748.89 | 25324.11
PS | 0 | 0 | 0 | 0 | 0 | 0
PV | 0.75 | 0.75 | 0.75 | 0.75 | 0.75 | 3319.86
PeakG | 182.91 | 254.77 | 220.96 | 233 | 221.99 | 231.61
PeakO | 64.61 | 83.43 | 68.43 | 29.13 | 29.13 | 29.13
ST | 0 | 0 | 0 | 0 | 0 | 0
STOG | 0 | 0 | 0 | 0 | 0 | 0
STWD | 16.26 | 17.83 | 110.46 | 110.46 | 110.46 | 110.46
WT | 0 | 0 | 0 | 0 | 0 | 0
IGCC | 0 | 0 | 0 | 0 | 0 | 0
DemandResponse | 0 | 0 | 0 | 0 | 0 | 0
IGCC-CCS | 0 | 0 | 0 | 0 | 0 | 0
WT_off | 0 | 0 | 0 | 0 | 0 | 0
PseudoUnit | 0 | 0 | 0 | 0 | 0 | 0
FixedInterchange | 0 | 0 | 0 | 0 | 0 | 0
Total Costs by Reporting Type: MAPP_US
ReportingType | 2015 | 2020 | 2025 | 2030 | 2035 | 2040
BM | 0 | 0 | 0 | 0 | 1244.29 | 2529.68
CC | 63.49 | 30.04 | 29.6 | 35.16 | 35.15 | 20.9
CSP | 0 | 0 | 0 | 0 | 0 | 0
CT | 27.96 | 28.25 | 37.44 | 115.13 | 74.1 | 65.03
Coal | 772.95 | 401.78 | 162.76 | 111.26 | 51.79 | 0
Geo | 3.95 | 3.95 | 3.95 | 3.95 | 3.95 | 3.95
H | 31.14 | 31.14 | 31.14 | 31.14 | 31.14 | 31.14
LFG | 0.24 | 0.24 | 0.24 | 22.22 | 22.22 | 22.22
Nuc | 0.01 | 0.01 | 0.01 | 0.02 | 0.08 | 0.07
PS | 0 | 0 | 0 | 0 | 0 | 0
PV | 0 | 0 | 0 | 0 | 0 | 0
PeakG | 17.71 | 35.43 | 18.84 | 43.77 | 44.8 | 29.58
PeakO | 9.49 | 12.94 | 10.37 | 10.37 | 10.37 | 10.37
ST | 0 | 0 | 0 | 0 | 0 | 0
STOG | 0 | 0 | 0 | 0 | 0 | 0
STWD | 0 | 0 | 0 | 0 | 0 | 0
WT | 147.25 | 1849.17 | 1926.42 | 1889.04 | 1834.45 | 338.26
IGCC | 0 | 0 | 0 | 0 | 0 | 0
DemandResponse | 0 | 0 | 0 | 0 | 0 | 0
IGCC-CCS | 0 | 0 | 0 | 0 | 0 | 0
WT_off | 0 | 0 | 0 | 0 | 0 | 0
PseudoUnit | 0 | 0 | 0 | 0 | 0 | 0
FixedInterchange | 0 | 0 | 0 | 0 | 0 | 0
Total Costs by Reporting Type: MISO_IN
ReportingType | 2015 | 2020 | 2025 | 2030 | 2035 | 2040
BM | 0 | 0 | 0 | 0 | 4462.02 | 6251.22
CC | 1747.89 | 11748 | 12642.4 | 15457.83 | 17856.24 | 10706.4
CSP | 0 | 0 | 0 | 0 | 0 | 0
CT | 0 | 0 | 0 | 0 | 0 | 0
Coal | 4178.82 | 2045.33 | 891.61 | 1435.95 | 3062.2 | 3703.94
Geo | 0 | 0 | 0 | 0 | 0 | 0
H | 1.07 | 1.07 | 1.07 | 1.07 | 1.07 | 1.07
LFG | 4.47 | 4.47 | 30.11 | 30.11 | 30.11 | 30.11
Nuc | 0.01 | 0.01 | 0.01 | 0.03 | 0.08 | 0.08
PS | 0 | 0 | 0 | 0 | 0 | 0
PV | 0 | 93.1 | 93.1 | 93.1 | 93.1 | 0
PeakG | 52.35 | 76.94 | 54.27 | 73.39 | 73.39 | 73.39
PeakO | 10.59 | 13.5 | 10.82 | 10.82 | 10.82 | 10.82
ST | 0 | 0 | 0 | 0 | 0 | 0
STOG | 14.75 | 17.35 | 13.42 | 13.71 | 13 | 11.2
STWD | 0 | 0 | 0 | 0 | 0 | 0
WT | 18.33 | 18.33 | 18.33 | 18.33 | 18.33 | 3388.57
IGCC | 464.38 | 460.12 | 297.95 | 245.48 | 245.48 | 245.48
DemandResponse | 0 | 0 | 0 | 0 | 0 | 0
IGCC-CCS | 0 | 0 | 0 | 0 | 0 | 0
WT_off | 0 | 0 | 0 | 0 | 0 | 0
PseudoUnit | 0 | 0 | 0 | 0 | 0 | 0
FixedInterchange | 0 | 0 | 0 | 0 | 0 | 0
Total Costs by Reporting Type: MISO_MI
ReportingType | 2015 | 2020 | 2025 | 2030 | 2035 | 2040
BM | 0 | 0 | 0 | 70.26 | 1787.24 | 6304.7
CC | 736.21 | 2281.9 | 4322.13 | 5195.1 | 5427.04 | 4342.95
CSP | 0 | 0 | 0 | 0 | 0 | 0
CT | 0 | 0 | 0 | 0 | 0 | 0
Coal | 2128.46 | 297.54 | 197 | 285.33 | 595.5 | 968.96
Geo | 0 | 0 | 0 | 0 | 0 | 0
H | 2.01 | 2.01 | 2.01 | 2.01 | 2.01 | 2.01
LFG | 19.68 | 21.74 | 72.63 | 72.63 | 72.63 | 71.31
Nuc | 449.71 | 452.56 | 461.47 | 1189.85 | 998.57 | 1308.04
PS | 44.44 | 44.44 | 44.44 | 44.44 | 44.44 | 44.44
PV | 0 | 0 | 0 | 0 | 0 | 0
PeakG | 61.2 | 89.88 | 71.67 | 85.63 | 85.63 | 85.63
PeakO | 15.67 | 19.97 | 16.01 | 16.01 | 16.01 | 16.01
ST | 0 | 0 | 0 | 0 | 0 | 0
STOG | 149.88 | 156.68 | 129.92 | 134.87 | 130.41 | 26.81
STWD | 95.36 | 96.67 | 94.43 | 95.46 | 95.46 | 95.46
WT | 542.69 | 693.38 | 693.38 | 693.38 | 212.4 | 78.57
IGCC | 0 | 0 | 0 | 0 | 0 | 0
DemandResponse | 0 | 0 | 0 | 0 | 0 | 0
IGCC-CCS | 0 | 0 | 0 | 0 | 0 | 0
WT_off | 0 | 0 | 0 | 0 | 0 | 0
PseudoUnit | 0 | 0 | 0 | 0 | 0 | 0
FixedInterchange | 0 | 0 | 0 | 0 | 0 | 0
Total Costs by Reporting Type: MISO_MO-IL
ReportingType | 2015 | 2020 | 2025 | 2030 | 2035 | 2040
BM | 0 | 0 | 0 | 0 | 0 | 9157.85
CC | 203.79 | 2970.24 | 3427.21 | 3275.85 | 1854.49 | 1606.59
CSP | 0 | 0 | 0 | 0 | 0 | 0
CT | 0 | 0 | 0 | 0 | 0 | 0
Coal | 5184.09 | 1650.85 | 1051.62 | 948.09 | 1302.59 | 1542.83
Geo | 0 | 0 | 0 | 0 | 0 | 0
H | 5.01 | 5.01 | 101.31 | 101.31 | 101.31 | 101.31
LFG | 2.17 | 2.17 | 76.11 | 76.11 | 76.11 | 76.11
Nuc | 493.74 | 512.79 | 521.93 | 524.97 | 524.97 | 524.97
PS | 10.45 | 10.45 | 10.45 | 10.45 | 10.45 | 10.45
PV | 0 | 0 | 0 | 0 | 0 | 0
PeakG | 90.39 | 138.89 | 84.53 | 195.9 | 199.46 | 112.2
PeakO | 21.48 | 28.65 | 22.96 | 22.96 | 22.96 | 22.96
ST | 0 | 0 | 0 | 0 | 0 | 0
STOG | 26.49 | 31.32 | 26.39 | 26.39 | 26.39 | 19.85
STWD | 0 | 0 | 0 | 0 | 0 | 0
WT | 89.9 | 89.9 | 1406.73 | 1929.14 | 2872.47 | 2872.47
IGCC | 0 | 0 | 0 | 0 | 0 | 0
DemandResponse | 0 | 0 | 0 | 0 | 0 | 0
IGCC-CCS | 0 | 0 | 0 | 0 | 0 | 0
WT_off | 0 | 0 | 0 | 0 | 0 | 0
PseudoUnit | 0 | 0 | 0 | 0 | 0 | 0
FixedInterchange | 0 | 0 | 0 | 0 | 0 | 0
Total Costs by Reporting Type: MISO_W
ReportingType | 2015 | 2020 | 2025 | 2030 | 2035 | 2040
BM | 0 | 0 | 0 | 0 | 0 | 2046.52
CC | 585.85 | 1415.13 | 522.06 | 587.81 | 543.46 | 502.43
CSP | 0 | 0 | 0 | 0 | 0 | 0
CT | 0 | 0 | 0 | 0 | 0 | 0
Coal | 4317.46 | 1955.55 | 624.59 | 600.42 | 515.35 | 457.34
Geo | 0 | 0 | 0 | 0 | 0 | 0
H | 7.08 | 7.08 | 7.08 | 7.08 | 7.08 | 7.08
LFG | 24.75 | 24.75 | 24.75 | 48.33 | 48.33 | 48.33
Nuc | 539.99 | 543.1 | 552.83 | 814.83 | 0.05 | 0.05
PS | 0 | 0 | 0 | 0 | 0 | 0
PV | 0 | 0 | 0 | 0 | 0 | 0
PeakG | 109.69 | 208.49 | 89.97 | 119.22 | 153.58 | 108.71
PeakO | 56.38 | 79.08 | 64.57 | 64.57 | 64.57 | 64.57
ST | 0 | 0 | 0 | 0 | 0 | 0
STOG | 7.57 | 9.27 | 7.67 | 7.67 | 7.67 | 7.2
STWD | 14.56 | 28.77 | 34.72 | 80.14 | 178.27 | 178.27
WT | 927.86 | 927.86 | 13692.06 | 14542.67 | 13949.27 | 13949.22
IGCC | 0 | 0 | 0 | 0 | 0 | 0
DemandResponse | 0 | 0 | 0 | 0 | 0 | 0
IGCC-CCS | 0 | 0 | 0 | 0 | 0 | 0
WT_off | 0 | 0 | 0 | 0 | 0 | 0
PseudoUnit | 0 | 0 | 0 | 0 | 0 | 0
FixedInterchange | 0 | 0 | 0 | 0 | 0 | 0
Total Costs by Reporting Type: MISO_WUMS
ReportingType | 2015 | 2020 | 2025 | 2030 | 2035 | 2040
BM | 0 | 0 | 0 | 0 | 3227.36 | 3227.36
CC | 3799.35 | 5382.53 | 5480.34 | 6961.13 | 7861.26 | 5592.72
CSP | 0 | 0 | 0 | 0 | 0 | 0
CT | 0 | 0 | 0 | 706.77 | 665.32 | 625.89
Coal | 1262.56 | 507.8 | 337.57 | 399.34 | 590.62 | 773.59
Geo | 0 | 0 | 0 | 0 | 0 | 0
H | 4.79 | 5.15 | 5.15 | 5.15 | 5.15 | 5.15
LFG | 8.57 | 8.57 | 8.57 | 79.15 | 79.15 | 79.15
Nuc | 419.03 | 444.73 | 429.21 | 737.97 | 0.05 | 1258.5
PS | 0 | 0 | 0 | 0 | 0 | 0
PV | 0 | 0 | 0 | 0 | 0 | 0
PeakG | 55.64 | 81.65 | 65.08 | 77.65 | 77.65 | 77.65
PeakO | 13.52 | 17.78 | 14.69 | 14.69 | 14.69 | 14.69
ST | 0 | 0 | 0 | 0 | 0 | 0
STOG | 13.21 | 15.63 | 13.39 | 13.39 | 13.39 | 12.78
STWD | 5.33 | 6.17 | 9.57 | 57.97 | 68.51 | 68.51
WT | 264.78 | 264.78 | 264.78 | 271.78 | 53.41 | 53.41
IGCC | 0 | 0 | 0 | 0 | 0 | 0
DemandResponse | 0 | 0 | 0 | 0 | 0 | 0
IGCC-CCS | 0 | 0 | 0 | 0 | 0 | 0
WT_off | 0 | 0 | 0 | 0 | 0 | 0
PseudoUnit | 0 | 0 | 0 | 0 | 0 | 0
FixedInterchange | 0 | 0 | 0 | 0 | 0 | 0
Total Costs by Reporting Type: Nebraska
ReportingType | 2015 | 2020 | 2025 | 2030 | 2035 | 2040
BM | 0 | 0 | 0 | 0 | 2483.18 | 7422.46
CC | 230.55 | 1585.47 | 1620.51 | 1755.06 | 1399.4 | 626.52
CSP | 0 | 0 | 0 | 0 | 0 | 0
CT | 0 | 0 | 0 | 0 | 0 | 0
Coal | 1741.92 | 406.11 | 351.97 | 296.41 | 265.74 | 308.77
Geo | 0 | 0 | 0 | 0 | 0 | 0
H | 2.38 | 2.38 | 2.38 | 2.38 | 2.38 | 2.38
LFG | 0.72 | 0.72 | 23.23 | 23.23 | 23.23 | 23.23
Nuc | 289.1 | 306.81 | 296.14 | 364.84 | 0.11 | 0.11
PS | 0 | 0 | 0 | 0 | 0 | 0
PV | 0 | 0 | 0 | 0 | 0 | 0
PeakG | 23.34 | 40.87 | 31.37 | 45.21 | 31.37 | 31.37
PeakO | 9.57 | 12.19 | 9.77 | 9.77 | 9.77 | 9.77
ST | 0 | 0 | 0 | 0 | 0 | 0
STOG | 0 | 0 | 0 | 0 | 0 | 0
STWD | 0 | 0 | 0 | 0 | 0 | 0
WT | 54.91 | 54.91 | 54.91 | 45.4 | 10.54 | 10.54
IGCC | 0 | 0 | 0 | 0 | 0 | 0
DemandResponse | 0 | 0 | 0 | 0 | 0 | 0
IGCC-CCS | 0 | 0 | 0 | 0 | 0 | 0
WT_off | 0 | 0 | 0 | 0 | 0 | 0
PseudoUnit | 0 | 0 | 0 | 0 | 0 | 0
FixedInterchange | 0 | 0 | 0 | 0 | 0 | 0
Total Costs by Reporting Type: NEISO
ReportingType | 2015 | 2020 | 2025 | 2030 | 2035 | 2040
BM | 279.31 | 279.31 | 184.84 | 279.31 | 279.31 | 279.31
CC | 3295.33 | 3118.24 | 3177.02 | 3090.2 | 2389.68 | 1946.85
CSP | 0 | 0 | 0 | 0 | 0 | 0
CT | 32.5 | 32.73 | 33.33 | 32.77 | 2.48 | 34.13
Coal | 60.41 | 29.15 | 0 | 0 | 0 | 0
Geo | 0 | 0 | 0 | 0 | 0 | 0
H | 46.4 | 46.4 | 46.4 | 47.43 | 47.43 | 47.43
LFG | 80.87 | 80.87 | 103.68 | 103.68 | 93.04 | 93.04
Nuc | 1055.43 | 1120.79 | 1080.11 | 1086.32 | 784.86 | 1150.98
PS | 39.74 | 39.74 | 39.74 | 39.74 | 39.74 | 39.74
PV | 0.03 | 124.92 | 128.86 | 133.36 | 143.44 | 27.6
PeakG | 22.57 | 32.49 | 24.39 | 27.13 | 32.71 | 28.85
PeakO | 34.72 | 44.24 | 35.46 | 35.46 | 35.46 | 35.46
ST | 0 | 0 | 0 | 0 | 0 | 0
STOG | 0 | 0 | 0 | 0 | 0 | 0
STWD | 367.79 | 128.36 | 84.5 | 246.08 | 368.18 | 346.77
WT | 67.94 | 847.01 | 1318.08 | 1310.79 | 5520.34 | 4828.24
IGCC | 0 | 0 | 0 | 0 | 0 | 0
DemandResponse | 0 | 0 | 0 | 0 | 0 | 0
IGCC-CCS | 0 | 0 | 0 | 0 | 0 | 0
WT_off | 308.22 | 308.22 | 308.22 | 308.22 | 24.98 | 2857.71
PseudoUnit | 0 | 0 | 0 | 0 | 0 | 0
FixedInterchange | 0 | 0 | 0 | 0 | 0 | 0
Total Costs by Reporting Type: NonRTO_Midwest
ReportingType | 2015 | 2020 | 2025 | 2030 | 2035 | 2040
BM | 0 | 0 | 0 | 0 | 1523.29 | 6048.42
CC | 1482.57 | 3566.63 | 3772.88 | 4570.73 | 6046.9 | 1720.38
CSP | 0 | 0 | 0 | 0 | 0 | 0
CT | 0 | 0 | 0 | 0 | 0 | 0
Coal | 2962.94 | 1716.81 | 731.82 | 1173.38 | 2026.31 | 1852.99
Geo | 0 | 0 | 0 | 0 | 0 | 0
H | 2.04 | 2.04 | 258.59 | 258.59 | 258.59 | 258.59
LFG | 1.69 | 1.69 | 51.19 | 51.19 | 51.19 | 51.19
Nuc | 0.01 | 0.01 | 0.02 | 478.04 | 478.06 | 1495.91
PS | 0 | 0 | 0 | 0 | 0 | 0
PV | 0 | 0 | 0 | 0 | 0 | 0
PeakG | 69.42 | 85.42 | 61.95 | 100.9 | 98.81 | 80.61
PeakO | 0.35 | 0.45 | 0.36 | 0.36 | 0 | 0
ST | 0 | 0 | 0 | 0 | 0 | 0
STOG | 0 | 0 | 0 | 0 | 0 | 0
STWD | 0 | 0 | 0 | 0 | 0 | 0
WT | 2.26 | 2.26 | 2.26 | 2.26 | 2.26 | 2.26
IGCC | 0 | 0 | 0 | 0 | 0 | 0
DemandResponse | 0 | 0 | 0 | 0 | 0 | 0
IGCC-CCS | 0 | 0 | 0 | 0 | 0 | 0
WT_off | 0 | 0 | 0 | 0 | 0 | 0
PseudoUnit | 0 | 0 | 0 | 0 | 0 | 0
FixedInterchange | 0 | 0 | 0 | 0 | 0 | 0
Total Costs by Reporting Type: NYISO_A-F
ReportingType | 2015 | 2020 | 2025 | 2030 | 2035 | 2040
BM | 0 | 0 | 0 | 0 | 0 | 1039.13
CC | 710.99 | 937.52 | 988.68 | 916.12 | 753.1 | 449.85
CSP | 0 | 0 | 0 | 0 | 0 | 0
CT | 0 | 0 | 0 | 0 | 0 | 0
Coal | 0 | 0 | 0 | 0 | 0 | 0
Geo | 0 | 0 | 0 | 0 | 0 | 0
H | 62.6 | 62.6 | 62.6 | 62.6 | 62.6 | 62.6
LFG | 22.17 | 22.17 | 44 | 44 | 42.66 | 42.66
Nuc | 769.17 | 792.88 | 787.44 | 645.82 | 746.25 | 695.88
PS | 33.52 | 33.52 | 33.52 | 33.52 | 33.52 | 33.52
PV | 0 | 0 | 0 | 0 | 0 | 0
PeakG | 3.78 | 6.17 | 5.96 | 5.31 | 5.31 | 5.31
PeakO | 1.14 | 1.46 | 1.17 | 1.17 | 1.17 | 1.17
ST | 0 | 0 | 0 | 0 | 0 | 0
STOG | 0 | 0 | 0 | 0 | 0 | 0
STWD | 2.82 | 4.16 | 3.53 | 40.01 | 53.4 | 53.4
WT | 684.71 | 860.89 | 860.89 | 3337.67 | 2766.49 | 2610.26
IGCC | 0 | 0 | 0 | 0 | 0 | 0
DemandResponse | 0 | 0 | 0 | 0 | 0 | 0
IGCC-CCS | 0 | 0 | 0 | 0 | 0 | 0
WT_off | 0 | 0 | 0 | 0 | 0 | 271.93
PseudoUnit | 0 | 0 | 0 | 0 | 0 | 0
FixedInterchange | 0 | 0 | 0 | 0 | 0 | 0
Total Costs by Reporting Type: NYISO_G-I
ReportingType | 2015 | 2020 | 2025 | 2030 | 2035 | 2040
BM | 0 | 0 | 0 | 0 | 792.13 | 831.3
CC | 341.93 | 1116.26 | 1184.12 | 1059.26 | 1133.88 | 985.74
CSP | 0 | 0 | 0 | 0 | 0 | 0
CT | 0 | 0 | 0 | 0 | 0 | 0
Coal | 0 | 0 | 0 | 0 | 0 | 0
Geo | 0 | 0 | 0 | 0 | 0 | 0
H | 0.46 | 0.46 | 0.46 | 0.46 | 0.46 | 0.46
LFG | 7.73 | 7.73 | 31.62 | 31.62 | 31.62 | 31.62
Nuc | 466.19 | 495 | 477.19 | 479.96 | 543.55 | 2260.98
PS | 0 | 0 | 0 | 0 | 0 | 0
PV | 0 | 0 | 0 | 0 | 0 | 0
PeakG | 1.51 | 2.04 | 1.65 | 1.68 | 1.57 | 1.57
PeakO | 2.55 | 3.25 | 2.61 | 2.61 | 2.61 | 2.61
ST | 0 | 0 | 0 | 0 | 0 | 0
STOG | 0 | 0 | 0 | 0 | 0 | 0
STWD | 0 | 0 | 0 | 0 | 0 | 0
WT | 0 | 14.4 | 14.4 | 86.66 | 86.66 | 73.94
IGCC | 0 | 0 | 0 | 0 | 0 | 0
DemandResponse | 0 | 0 | 0 | 0 | 0 | 0
IGCC-CCS | 0 | 0 | 0 | 0 | 0 | 0
WT_off | 0 | 0 | 0 | 0 | 0 | 122.8
PseudoUnit | 0 | 0 | 0 | 0 | 0 | 0
FixedInterchange | 0 | 0 | 0 | 0 | 0 | 0
Total Costs by Reporting Type: NYISO_J-K
ReportingType | 2015 | 2020 | 2025 | 2030 | 2035 | 2040
BM | 0 | 0 | 0 | 0 | 0 | 0
CC | 1718.47 | 1931.43 | 2108.82 | 3678.05 | 5943.16 | 8071.06
CSP | 0 | 0 | 0 | 0 | 0 | 0
CT | 0 | 0 | 0 | 0 | 0 | 0
Coal | 0 | 0 | 0 | 0 | 0 | 0
Geo | 0 | 0 | 0 | 0 | 0 | 0
H | 0 | 0 | 0 | 0 | 0 | 0
LFG | 14.97 | 14.97 | 43.37 | 44.49 | 44.49 | 44.49
Nuc | 0.01 | 0.01 | 0.02 | 0.03 | 0.08 | 0.08
PS | 0 | 0 | 0 | 0 | 0 | 0
PV | 17.52 | 17.52 | 17.52 | 17.52 | 0.54 | 0.54
PeakG | 58.94 | 81.66 | 68.85 | 70.84 | 123.06 | 166.06
PeakO | 61.69 | 79.16 | 63.78 | 65.02 | 65.02 | 65.02
ST | 0 | 0 | 0 | 0 | 0 | 0
STOG | 288.17 | 389.12 | 418.7 | 420.1 | 333.71 | 322.13
STWD | 0 | 0 | 0 | 0 | 0 | 0
WT | 0 | 0 | 0 | 50.39 | 98.87 | 98.87
IGCC | 0 | 0 | 0 | 0 | 0 | 0
DemandResponse | 0 | 0 | 0 | 0 | 0 | 0
IGCC-CCS | 0 | 0 | 0 | 0 | 0 | 0
WT_off | 0 | 0 | 0 | 0 | 0 | 0
PseudoUnit | 0 | 0 | 0 | 0 | 0 | 0
FixedInterchange | 0 | 0 | 0 | 0 | 0 | 0
Total Costs by Reporting Type: PJM_E
ReportingType | 2015 | 2020 | 2025 | 2030 | 2035 | 2040
BM | 27.39 | 33.95 | 33.95 | 33.95 | 33.95 | 354.23
CC | 3381.46 | 4128.85 | 5448.37 | 5805.38 | 5803.82 | 5723.98
CSP | 0 | 0 | 0 | 0 | 0 | 0
CT | 2.48 | 2.73 | 2.74 | 0.86 | 0.71 | 0.4
Coal | 134.07 | 79.56 | 52.66 | 43.68 | 79.51 | 217.2
Geo | 0 | 0 | 0 | 0 | 0 | 0
H | 3.85 | 3.85 | 3.85 | 3.85 | 3.85 | 3.85
LFG | 59.08 | 105.92 | 105.92 | 103.73 | 103.73 | 73.06
Nuc | 1960.16 | 1864.06 | 1862.64 | 1873.72 | 1345.93 | 4806.41
PS | 9.5 | 9.5 | 9.5 | 9.5 | 9.5 | 9.5
PV | 11.79 | 11.79 | 11.79 | 11.79 | 0.75 | 0.75
PeakG | 77.27 | 131.19 | 106.56 | 184.16 | 143.16 | 143.03
PeakO | 75.92 | 100.78 | 82.99 | 82.41 | 82.41 | 82.41
ST | 0 | 0 | 0 | 0 | 0 | 0
STOG | 112.06 | 130.91 | 116.72 | 201.01 | 137.61 | 112.82
STWD | 0 | 0 | 0 | 0 | 0 | 0
WT | 332.76 | 332.76 | 332.76 | 332.76 | 37.93 | 697.33
IGCC | 0 | 0 | 0 | 0 | 0 | 0
DemandResponse | 0 | 0 | 0 | 0 | 0 | 0
IGCC-CCS | 0 | 0 | 0 | 0 | 0 | 0
WT_off | 0 | 0 | 599.06 | 599.06 | 5228.13 | 5228.13
PseudoUnit | 0 | 0 | 0 | 0 | 0 | 0
FixedInterchange | 0 | 0 | 0 | 0 | 0 | 0
Total Costs by Reporting Type: PJM_ROM
ReportingType | 2015 | 2020 | 2025 | 2030 | 2035 | 2040
BM | 14.7 | 19.49 | 19.49 | 19.49 | 2400.76 | 2400.76
CC | 1481.73 | 1919.99 | 2341.57 | 5047.44 | 5665.62 | 6704.69
CSP | 0 | 0 | 0 | 0 | 0 | 0
CT | 1.52 | 1.67 | 1.68 | 1.93 | 0.43 | 0.24
Coal | 1883.56 | 1168.19 | 678.4 | 965.26 | 1647.67 | 2091.02
Geo | 0 | 0 | 0 | 0 | 0 | 0
H | 19.83 | 19.83 | 19.83 | 253 | 253 | 253
LFG | 47.04 | 132.66 | 132.66 | 131.08 | 128.72 | 75.37
Nuc | 1163.94 | 1194.41 | 1192.35 | 2157.53 | 4971.45 | 9336.23
PS | 35.92 | 35.92 | 35.92 | 35.92 | 35.92 | 35.92
PV | 0.06 | 548.94 | 879.54 | 1000.8 | 1068.3 | 871.62
PeakG | 30.83 | 46.11 | 48.21 | 63.26 | 73.09 | 54.73
PeakO | 45.95 | 58.57 | 46.94 | 46.94 | 46.94 | 46.94
ST | 0 | 0 | 0 | 0 | 0 | 0
STOG | 212.25 | 246.01 | 224.48 | 325.45 | 238.76 | 22.45
STWD | 18.48 | 39.07 | 38.55 | 38.55 | 38.55 | 38.55
WT | 152.07 | 572.91 | 572.91 | 545.5 | 1689.1 | 1314.33
IGCC | 0 | 0 | 0 | 0 | 0 | 0
DemandResponse | 0 | 0 | 0 | 0 | 0 | 0
IGCC-CCS | 0 | 0 | 0 | 0 | 0 | 0
WT_off | 0 | 0 | 0 | 0 | 0 | 9053.94
PseudoUnit | 0 | 0 | 0 | 0 | 0 | 0
FixedInterchange | 0 | 0 | 0 | 0 | 0 | 0
Total Costs by Reporting Type: PJM_ROR
ReportingType | 2015 | 2020 | 2025 | 2030 | 2035 | 2040
BM | 218.93 | 415.73 | 382.8 | 415.73 | 10634.58 | 10549.51
CC | 11905.05 | 21901.09 | 24503.11 | 29021.75 | 34670.3 | 24512.69
CSP | 0 | 0 | 0 | 0 | 0 | 0
CT | 2.85 | 2.89 | 2.91 | 3.36 | 0.8 | 0.45
Coal | 13561.57 | 7929.26 | 4244.63 | 4643.17 | 9529 | 10391.04
Geo | 0 | 0 | 0 | 0 | 0 | 0
H | 26.17 | 207.89 | 207.89 | 207.89 | 207.89 | 207.89
LFG | 76.9 | 76.9 | 238.08 | 232.42 | 226.35 | 226.35
Nuc | 4607.58 | 4731.16 | 4718.65 | 4541.22 | 4579.48 | 6380.41
PS | 73.14 | 73.14 | 73.14 | 73.14 | 73.14 | 73.14
PV | 0.35 | 0.35 | 93.83 | 113.43 | 130.35 | 2288.24
PeakG | 391.94 | 554.63 | 435.52 | 585.49 | 575.03 | 552.7
PeakO | 48.69 | 65.15 | 52.22 | 52.22 | 52.22 | 52.22
ST | 0 | 0 | 0 | 0 | 0 | 0
STOG | 123.21 | 111.09 | 101.52 | 147.61 | 102.91 | 0
STWD | 13.81 | 114.87 | 96.08 | 85.03 | 113.43 | 113.43
WT | 2217.8 | 2263.14 | 5256.96 | 12094.15 | 10986.11 | 10946.15
IGCC | 0 | 0 | 0 | 0 | 0 | 0
DemandResponse | 0 | 0 | 0 | 0 | 0 | 0
IGCC-CCS | 0 | 0 | 0 | 0 | 0 | 5498.41
WT_off | 0 | 0 | 0 | 0 | 0 | 11120.14
PseudoUnit | 0 | 0 | 0 | 0 | 0 | 0
FixedInterchange | 0 | 0 | 0 | 0 | 0 | 0
Total Costs by Reporting Type: SOCO
ReportingType | 2015 | 2020 | 2025 | 2030 | 2035 | 2040
BM | 28.22 | 30.83 | 41.46 | 56.71 | 6386.93 | 6386.93
CC | 10574.8 | 15737.26 | 17640.17 | 18040.41 | 14431.12 | 6200.21
CSP | 0 | 0 | 0 | 0 | 0 | 0
CT | 0 | 0 | 0 | 0 | 0 | 0
Coal | 3301.02 | 1462.63 | 563.84 | 1054.85 | 1630.48 | 1529.5
Geo | 0 | 0 | 0 | 0 | 0 | 0
H | 59.74 | 59.74 | 59.74 | 59.74 | 59.74 | 357.89
LFG | 4.47 | 4.47 | 37.19 | 37.19 | 37.19 | 37.19
Nuc | 1355.07 | 2993.98 | 3989.46 | 8423.92 | 14534.69 | 24680.57
PS | 39.76 | 39.76 | 39.76 | 39.76 | 39.76 | 39.76
PV | 0 | 0 | 0 | 0 | 0 | 636.1
PeakG | 226.42 | 332.1 | 307.65 | 421.8 | 152.47 | 155.36
PeakO | 0 | 0 | 0 | 0 | 0 | 0
ST | 0 | 0 | 0 | 0 | 0 | 0
STOG | 0 | 0 | 0 | 0 | 0 | 0
STWD | 32.29 | 49.76 | 88.7 | 425.48 | 425.48 | 425.48
WT | 0 | 0 | 0 | 23.58 | 23.58 | 23.58
IGCC | 0 | 0 | 0 | 0 | 0 | 0
DemandResponse | 0 | 0 | 0 | 0 | 0 | 0
IGCC-CCS | 0 | 0 | 0 | 0 | 0 | 0
WT_off | 0 | 0 | 0 | 0 | 0 | 0
PseudoUnit | 0 | 0 | 0 | 0 | 0 | 0
FixedInterchange | 0 | 0 | 0 | 0 | 0 | 0
Total Costs by Reporting Type: SPP_N
ReportingType | 2015 | 2020 | 2025 | 2030 | 2035 | 2040
BM | 0 | 0 | 0 | 0 | 5682.78 | 6270.57
CC | 1270.42 | 4028.44 | 3407.74 | 3864.71 | 2426.71 | 2321.91
CSP | 0 | 0 | 0 | 0 | 0 | 0
CT | 0 | 0 | 0 | 0 | 0 | 0
Coal | 3521.97 | 1288.34 | 581.93 | 659.98 | 1164.99 | 1159.88
Geo | 0 | 0 | 0 | 0 | 0 | 0
H | 0.3 | 0.3 | 0.3 | 0.3 | 0.3 | 0.3
LFG | 0.85 | 0.85 | 30.03 | 30.03 | 30.03 | 30.03
Nuc | 256.73 | 266.63 | 271.39 | 272.98 | 272.98 | 272.98
PS | 0 | 0 | 0 | 0 | 0 | 0
PV | 0 | 0 | 0 | 0 | 0 | 0
PeakG | 75.2 | 117.69 | 105.7 | 106.45 | 105.7 | 105.7
PeakO | 34.89 | 44.84 | 35.94 | 35.94 | 35.94 | 35.94
ST | 0 | 0 | 0 | 0 | 0 | 0
STOG | 94.05 | 88.42 | 73.76 | 155.77 | 79.75 | 69.87
STWD | 0 | 0 | 0 | 0 | 0 | 0
WT | 42.04 | 2620.05 | 3059.26 | 3736.17 | 3736.17 | 1468.77
IGCC | 0 | 0 | 0 | 0 | 0 | 0
DemandResponse | 0 | 0 | 0 | 0 | 0 | 0
IGCC-CCS | 0 | 0 | 0 | 0 | 0 | 0
WT_off | 0 | 0 | 0 | 0 | 0 | 0
PseudoUnit | 0 | 0 | 0 | 0 | 0 | 0
FixedInterchange | 0 | 0 | 0 | 0 | 0 | 0
Total Costs by Reporting Type: SPP_S
ReportingType | 2015 | 2020 | 2025 | 2030 | 2035 | 2040
BM | 0 | 0 | 0 | 0 | 2128.93 | 4412.33
CC | 2845.64 | 4037.67 | 4708.69 | 8380.85 | 7820.36 | 7014.19
CSP | 0 | 0 | 0 | 0 | 0 | 0
CT | 37.44 | 61.7 | 61.7 | 61.7 | 28.49 | 4.77
Coal | 5170.39 | 765.95 | 570.95 | 433.02 | 302.46 | 302.46
Geo | 0 | 0 | 0 | 0 | 0 | 0
H | 30.03 | 30.03 | 30.03 | 61.32 | 61.32 | 61.32
LFG | 2.29 | 2.29 | 31.48 | 31.48 | 31.48 | 31.48
Nuc | 0.01 | 0.01 | 0.01 | 0.02 | 0.08 | 0.07
PS | 10.59 | 10.59 | 10.59 | 10.59 | 10.59 | 10.59
PV | 0 | 0 | 0 | 0 | 0 | 0
PeakG | 60.27 | 87.93 | 62.37 | 76.78 | 82.77 | 82.77
PeakO | 3.36 | 4.54 | 3.63 | 3.63 | 3.64 | 3.66
ST | 0 | 0 | 0 | 0 | 0 | 0
STOG | 511.38 | 440.45 | 405.07 | 469.56 | 410.8 | 401.07
STWD | 5.66 | 4.69 | 5.39 | 18.84 | 54.2 | 42.72
WT | 183.43 | 8597 | 8597 | 8597 | 9339.13 | 3218.9
IGCC | 0 | 0 | 0 | 0 | 0 | 0
DemandResponse | 0 | 0 | 0 | 0 | 0 | 0
IGCC-CCS | 0 | 0 | 0 | 0 | 0 | 0
WT_off | 0 | 0 | 0 | 0 | 0 | 0
PseudoUnit | 0 | 0 | 0 | 0 | 0 | 0
FixedInterchange | 0 | 0 | 0 | 0 | 0 | 0
Total Costs by Reporting Type: TVA
ReportingType | 2015 | 2020 | 2025 | 2030 | 2035 | 2040
BM | 0 | 0 | 0 | 0 | 7168.7 | 7168.7
CC | 3412.64 | 6990.34 | 8710.03 | 9884.45 | 10293.44 | 4734.16
CSP | 0 | 0 | 0 | 0 | 0 | 0
CT | 0 | 0 | 0 | 0 | 0 | 0
Coal | 2824.3 | 1477.12 | 533.08 | 768.68 | 2053.06 | 2060.84
Geo | 0 | 0 | 0 | 0 | 0 | 0
H | 72.8 | 72.8 | 82.09 | 82.09 | 82.09 | 82.09
LFG | 1.57 | 1.57 | 33.99 | 33.99 | 33.99 | 33.99
Nuc | 2533.71 | 2590.04 | 2579.4 | 4066.05 | 4557.49 | 5039.8
PS | 41.38 | 41.38 | 41.38 | 41.38 | 41.38 | 41.38
PV | 0 | 0 | 0 | 0 | 0 | 626.2
PeakG | 99.24 | 153.37 | 140.99 | 140.99 | 140.99 | 140.99
PeakO | 1.87 | 2.54 | 1.92 | 2.49 | 2.49 | 0
ST | 0 | 0 | 0 | 0 | 0 | 0
STOG | 0 | 0 | 0 | 0 | 0 | 0
STWD | 0.25 | 0.28 | 0.47 | 2.54 | 3 | 3
WT | 0.99 | 0.99 | 0.99 | 0.99 | 24.39 | 24.39
IGCC | 0 | 0 | 0 | 0 | 0 | 0
DemandResponse | 0 | 0 | 0 | 0 | 0 | 0
IGCC-CCS | 0 | 0 | 0 | 0 | 0 | 7897.56
WT_off | 0 | 0 | 0 | 0 | 0 | 0
PseudoUnit | 0 | 0 | 0 | 0 | 0 | 0
FixedInterchange | 0 | 0 | 0 | 0 | 0 | 0
Total Costs by Reporting Type: TVA_Transmission
ReportingType | 2015 | 2020 | 2025 | 2030 | 2035 | 2040
BM | 0 | 0 | 0 | 0 | 0 | 0
CC | 0 | 0 | 0 | 0 | 0 | 0
CSP | 0 | 0 | 0 | 0 | 0 | 0
CT | 0 | 0 | 0 | 0 | 0 | 0
Coal | 0 | 0 | 0 | 0 | 0 | 0
Geo | 0 | 0 | 0 | 0 | 0 | 0
H | 0 | 0 | 0 | 0 | 0 | 0
LFG | 0 | 0 | 0 | 0 | 0 | 0
Nuc | 0 | 0 | 0 | 0 | 0 | 0
PS | 0 | 0 | 0 | 0 | 0 | 0
PV | 0 | 0 | 0 | 0 | 0 | 0
PeakG | 0 | 0 | 0 | 0 | 0 | 0
PeakO | 0 | 0 | 0 | 0 | 0 | 0
ST | 0 | 0 | 0 | 0 | 0 | 0
STOG | 0 | 0 | 0 | 0 | 0 | 0
STWD | 0 | 0 | 0 | 0 | 0 | 0
WT | 0 | 0 | 0 | 0 | 0 | 0
IGCC | 0 | 0 | 0 | 0 | 0 | 0
DemandResponse | 0 | 0 | 0 | 0 | 0 | 0
IGCC-CCS | 0 | 0 | 0 | 0 | 0 | 0
WT_off | 0 | 0 | 0 | 0 | 0 | 0
PseudoUnit | 0 | 0 | 0 | 0 | 0 | 0
FixedInterchange | 0 | 0 | 0 | 0 | 0 | 0
Total Costs by Reporting Type: VACAR
ReportingType | 2015 | 2020 | 2025 | 2030 | 2035 | 2040
BM | 0.93 | 355.38 | 1070.44 | 1256.76 | 1256.76 | 6740.03
CC | 10787.52 | 12222.54 | 13011.95 | 14836.45 | 9704.65 | 7251.04
CSP | 0 | 0 | 0 | 0 | 0 | 0
CT | 73.03 | 73.88 | 74.46 | 30.82 | 20.57 | 0
Coal | 1652.76 | 1455.49 | 979.02 | 688.22 | 1005.35 | 1352.88
Geo | 0 | 0 | 0 | 0 | 0 | 0
H | 30.23 | 30.23 | 30.23 | 30.23 | 30.23 | 48.11
LFG | 7.71 | 40.25 | 40.25 | 40.25 | 40.18 | 20.68
Nuc | 2606.17 | 4424.34 | 6726.78 | 10335.85 | 9573.4 | 11829.25
PS | 62.1 | 62.1 | 62.1 | 62.1 | 62.1 | 62.1
PV | 0.24 | 49.87 | 53.62 | 57.37 | 60.68 | 368.23
PeakG | 151.05 | 228.64 | 186.94 | 296.19 | 220.03 | 239.03
PeakO | 36.13 | 46.34 | 37.33 | 38.01 | 0 | 0
ST | 0 | 0 | 0 | 0 | 0 | 0
STOG | 4.04 | 4.78 | 4.1 | 4.1 | 0 | 0
STWD | 173.41 | 175.67 | 173.58 | 173.58 | 173.58 | 173.58
WT | 0.22 | 838.93 | 838.93 | 838.93 | 838.73 | 98.34
IGCC | 0 | 0 | 0 | 0 | 0 | 0
DemandResponse | 0 | 0 | 0 | 0 | 0 | 0
IGCC-CCS | 0 | 0 | 0 | 0 | 0 | 0
WT_off | 0.59 | 0.59 | 0.59 | 0.59 | 17556.55 | 19444.98
PseudoUnit | 0 | 0 | 0 | 0 | 0 | 0
FixedInterchange | 0 | 0 | 0 | 0 | 0 | 0
Total Costs by Reporting Type: IESO
ReportingType | 2015 | 2020 | 2025 | 2030 | 2035 | 2040
BM | 177.6 | 177.87 | 178.55 | 196.63 | 396.56 | 397.33
CC | 702.97 | 763.11 | 804.05 | 410.8 | 349.52 | 220.99
CSP | 0 | 0 | 0 | 0 | 0 | 0
CT | 44.26 | 45.01 | 44.26 | 44.26 | 34.49 | 384.12
Coal | 0 | 0 | 0 | 0 | 0 | 0
Geo | 0 | 0 | 0 | 0 | 0 | 0
H | 123.83 | 123.83 | 123.83 | 226.24 | 226.24 | 226.24
LFG | 19.32 | 19.32 | 19.32 | 19.55 | 14.43 | 14.43
Nuc | 2990.3 | 3007.72 | 3062.19 | 3080.28 | 2836.57 | 3030.7
PS | 2.92 | 2.92 | 2.92 | 2.92 | 2.92 | 2.92
PV | 558.01 | 558.01 | 558.01 | 558.01 | 0.44 | 0.44
PeakG | 11.67 | 14.06 | 13.67 | 13.67 | 13.67 | 13.67
PeakO | 4.92 | 4.92 | 5.03 | 5.12 | 5.12 | 5.12
ST | 0 | 0 | 0 | 0 | 0 | 0
STOG | 0 | 0 | 0 | 0 | 0 | 0
STWD | 4.77 | 5.26 | 5.44 | 74.15 | 74.15 | 74.15
WT | 763.41 | 763.41 | 763.41 | 763.41 | 5316.43 | 6857.21
IGCC | 0 | 0 | 0 | 0 | 0 | 0
DemandResponse | 0 | 0 | 0 | 0 | 0 | 0
IGCC-CCS | 0 | 0 | 0 | 0 | 0 | 0
WT_off | 0 | 0 | 0 | 0 | 0 | 0
PseudoUnit | 0 | 0 | 0 | 0 | 0 | 0
FixedInterchange | 0 | 0 | 0 | 0 | 0 | 0
Total Costs by Reporting Type: MAPP_CA
ReportingType | 2015 | 2020 | 2025 | 2030 | 2035 | 2040
BM | 0 | 0 | 0 | 0 | 0 | 0
CC | 582.97 | 677.68 | 352.39 | 109 | 119.77 | 66.26
CSP | 0 | 0 | 0 | 0 | 0 | 0
CT | 0 | 0 | 0 | 0 | 0 | 0
Coal | 63.81 | 77.42 | 0 | 0 | 0 | 0
Geo | 0 | 0 | 0 | 0 | 0 | 0
H | 92.24 | 343.32 | 857.5 | 1703.56 | 1703.56 | 1703.56
LFG | 0 | 0 | 0 | 0 | 0 | 0
Nuc | 0.01 | 0.01 | 0.01 | 0.01 | 0.08 | 237.55
PS | 0 | 0 | 0 | 0 | 0 | 0
PV | 0 | 0 | 0 | 0 | 0 | 0
PeakG | 14.06 | 14.43 | 9.88 | 9.88 | 13.09 | 13.09
PeakO | 0.09 | 0.09 | 0.09 | 0.12 | 0.12 | 0.12
ST | 0 | 0 | 0 | 0 | 0 | 0
STOG | 5.85 | 5.65 | 0 | 0 | 0 | 0
STWD | 0 | 0 | 0 | 0 | 0 | 0
WT | 105.14 | 105.14 | 105.14 | 105.14 | 17.92 | 17.92
IGCC | 0 | 0 | 0 | 0 | 0 | 0
DemandResponse | 0 | 0 | 0 | 0 | 0 | 0
IGCC-CCS | 0 | 0 | 0 | 0 | 0 | 0
WT_off | 0 | 0 | 0 | 0 | 0 | 0
PseudoUnit | 0 | 0 | 0 | 0 | 0 | 0
FixedInterchange | 0 | 0 | 0 | 0 | 0 | 0
Total Costs by Reporting Type: AZ_NM_SNV_Coal
ReportingType | 2015 | 2020 | 2025 | 2030 | 2035 | 2040
BM | 0 | 0 | 0 | 0 | 0 | 0
CC | 0 | 0 | 0 | 0 | 0 | 0
CSP | 0 | 0 | 0 | 0 | 0 | 0
CT | 0 | 0 | 0 | 0 | 0 | 0
Coal | 3184.03 | 2496.4 | 161.3 | 87.46 | 456.28 | 494.83
Geo | 0 | 0 | 0 | 0 | 0 | 0
H | 0 | 0 | 0 | 0 | 0 | 0
LFG | 0 | 0 | 0 | 0 | 0 | 0
Nuc | 0 | 0 | 0 | 0 | 0 | 0
PS | 0 | 0 | 0 | 0 | 0 | 0
PV | 0 | 0 | 0 | 0 | 0 | 0
PeakG | 0 | 0 | 0 | 0 | 0 | 0
PeakO | 5.77 | 7.38 | 6 | 6 | 6 | 6
ST | 0 | 0 | 0 | 0 | 0 | 0
STOG | 0 | 0 | 0 | 0 | 0 | 0
STWD | 0 | 0 | 0 | 0 | 0 | 0
WT | 0 | 0 | 0 | 0 | 0 | 0
IGCC | 0 | 0 | 0 | 0 | 0 | 0
DemandResponse | 0 | 0 | 0 | 0 | 0 | 0
IGCC-CCS | 0 | 0 | 0 | 0 | 0 | 0
WT_off | 0 | 0 | 0 | 0 | 0 | 0
PseudoUnit | 0 | 0 | 0 | 0 | 0 | 0
FixedInterchange | 0 | 0 | 0 | 0 | 0 | 0
Total Costs by Reporting Type: AZ_NM_SNV_Gas
ReportingType | 2015 | 2020 | 2025 | 2030 | 2035 | 2040
BM | 0 | 0 | 0 | 0 | 0 | 0
CC | 4717.51 | 5757.41 | 8857.67 | 8926.64 | 9502.91 | 6720.17
CSP | 0 | 0 | 0 | 0 | 0 | 0
CT | 68.63 | 68.63 | 68.63 | 68.63 | 4.93 | 4.93
Coal | 0 | 0 | 0 | 0 | 0 | 0
Geo | 0 | 0 | 0 | 0 | 0 | 0
H | 0 | 0 | 0 | 0 | 0 | 0
LFG | 0 | 0 | 0 | 0 | 0 | 0
Nuc | 0 | 0 | 0 | 0 | 0 | 0
PS | 0 | 0 | 0 | 0 | 0 | 0
PV | 0 | 0 | 0 | 0 | 0 | 0
PeakG | 63.97 | 93.45 | 74.33 | 87.99 | 87.99 | 87.99
PeakO | 0 | 0 | 0 | 0 | 0 | 0
ST | 0 | 0 | 0 | 0 | 0 | 0
STOG | 0 | 0 | 0 | 0 | 0 | 0
STWD | 0 | 0 | 0 | 0 | 0 | 0
WT | 0 | 0 | 0 | 0 | 0 | 0
IGCC | 0 | 0 | 0 | 0 | 0 | 0
DemandResponse | 0 | 0 | 0 | 0 | 0 | 0
IGCC-CCS | 0 | 0 | 0 | 0 | 0 | 0
WT_off | 0 | 0 | 0 | 0 | 0 | 0
PseudoUnit | 0 | 0 | 0 | 0 | 0 | 0
FixedInterchange | 0 | 0 | 0 | 0 | 0 | 0
Total Costs by Reporting Type: AZ_NM_SNV_NucRenew
ReportingType | 2015 | 2020 | 2025 | 2030 | 2035 | 2040
BM | 0 | 0 | 0 | 0 | 2828.41 | 6617.99
CC | 0 | 0 | 0 | 0 | 0 | 0
CSP | 0 | 0 | 0 | 0 | 0 | 0
CT | 0 | 0 | 0 | 0 | 0 | 0
Coal | 0 | 0 | 0 | 0 | 0 | 0
Geo | 0 | 0 | 608.13 | 608.13 | 608.13 | 608.13
H | 44.6 | 44.6 | 44.6 | 44.6 | 44.6 | 44.6
LFG | 0.85 | 19.95 | 19.95 | 19.95 | 19.95 | 8.23
Nuc | 810.72 | 895.93 | 912.19 | 2851.41 | 4122.56 | 4122.56
PS | 5.13 | 5.13 | 5.13 | 5.13 | 5.13 | 5.13
PV | 37.26 | 37.26 | 37.26 | 37.26 | 2.38 | 2.38
PeakG | 0 | 0 | 0 | 0 | 0 | 0
PeakO | 0 | 0 | 0 | 0 | 0 | 0
ST | 119.29 | 322.55 | 436.82 | 407.72 | 899.58 | 1131.1
STOG | 0 | 0 | 0 | 0 | 0 | 0
STWD | 12.81 | 13.02 | 12.82 | 12.82 | 12.82 | 12.82
WT | 31.87 | 3110.82 | 3295.15 | 3543.57 | 3529.28 | 814.79
IGCC | 0 | 0 | 0 | 0 | 0 | 0
DemandResponse | 0 | 0 | 0 | 0 | 0 | 0
IGCC-CCS | 0 | 0 | 0 | 0 | 0 | 0
WT_off | 0 | 0 | 0 | 0 | 0 | 0
PseudoUnit | 0 | 0 | 0 | 0 | 0 | 0
FixedInterchange | 0 | 0 | 0 | 0 | 0 | 0
Total Costs by Reporting Type: ERCOT
ReportingType | 2015 | 2020 | 2025 | 2030 | 2035 | 2040
BM | 73.54 | 73.71 | 80.59 | 148.83 | 3950.63 | 3950.63
CC | 15897.48 | 20165.78 | 19891.52 | 22669.1 | 21501.41 | 21321.08
CSP | 0 | 0 | 0 | 0 | 0 | 0
CT | 22.65 | 22.89 | 22.65 | 22.97 | 0 | 0
Coal | 2829.75 | 2412.14 | 1010.2 | 1019.5 | 1356.46 | 1425.54
Geo | 0 | 0 | 0 | 0 | 0 | 0
H | 8.05 | 8.05 | 8.05 | 8.05 | 8.05 | 224.01
LFG | 9.06 | 9.06 | 9.06 | 115.9 | 115.9 | 115.9
Nuc | 1007.36 | 1174.9 | 1203.03 | 4023.74 | 11186.19 | 12380.4
PS | 0 | 0 | 0 | 0 | 0 | 0
PV | 5.14 | 5.14 | 5.14 | 5.14 | 0.01 | 0.01
PeakG | 80.63 | 119.53 | 114.62 | 116.03 | 115.83 | 117.16
PeakO | 1.29 | 1.86 | 1.53 | 1.53 | 1.53 | 1.53
ST | 0 | 0 | 0 | 0 | 0 | 0
STOG | 637.79 | 815.78 | 664.34 | 795.88 | 196.83 | 201.46
STWD | 0 | 0 | 0 | 0 | 0 | 0
WT | 388.45 | 388.45 | 5703.67 | 6105.2 | 6545.09 | 7168.71
IGCC | 0 | 0 | 0 | 0 | 0 | 0
DemandResponse | 0 | 0 | 0 | 0 | 0 | 0
IGCC-CCS | 0 | 0 | 0 | 0 | 0 | 4679.5
WT_off | 0 | 0 | 0 | 0 | 0 | 0
PseudoUnit | 0 | 0 | 0 | 0 | 0 | 0
FixedInterchange | 0 | 0 | 0 | 0 | 0 | 0
Total Costs by Reporting Type: NP15
ReportingType | 2015 | 2020 | 2025 | 2030 | 2035 | 2040
BM | 0 | 0 | 0 | 0 | 889.69 | 889.69
CC | 6267.16 | 6472.77 | 8242.47 | 7784.31 | 9683.09 | 1502.08
CSP | 0 | 0 | 0 | 0 | 0 | 0
CT | 19.28 | 19.28 | 19.28 | 73.3 | 55.44 | 55.44
Coal | 11.73 | 0 | 0 | 0 | 0 | 0
Geo | 100.91 | 385.96 | 385.96 | 385.96 | 385.96 | 199.59
H | 125.7 | 125.7 | 125.7 | 125.7 | 125.7 | 125.7
LFG | 10.26 | 204.81 | 204.81 | 204.81 | 204.81 | 79.02
Nuc | 495.59 | 560.5 | 540.7 | 543.89 | 543.89 | 543.89
PS | 53.58 | 53.58 | 53.58 | 53.58 | 53.58 | 53.58
PV | 3.68 | 3.68 | 3.68 | 3.68 | 513.88 | 1335.24
PeakG | 56.04 | 82.34 | 58.1 | 74.01 | 78.49 | 78.49
PeakO | 10.26 | 13.08 | 10.48 | 10.49 | 10.49 | 10.49
ST | 14.46 | 14.46 | 14.46 | 14.46 | 32.61 | 32.61
STOG | 115.77 | 138.1 | 119.9 | 120.56 | 128.99 | 114.51
STWD | 265.97 | 269.53 | 60.85 | 266.24 | 266.24 | 266.24
WT | 66.31 | 970.86 | 970.86 | 4382.98 | 4373.74 | 3561.89
IGCC | 0 | 0 | 0 | 0 | 0 | 0
DemandResponse | 0 | 0 | 0 | 0 | 0 | 0
IGCC-CCS | 0 | 0 | 0 | 0 | 0 | 11407.09
WT_off | 0 | 0 | 0 | 0 | 0 | 0
PseudoUnit | 0 | 0 | 0 | 0 | 0 | 0
FixedInterchange | 0 | 0 | 0 | 0 | 0 | 0
Total Costs by Reporting Type: NWPP_Coal
ReportingType | 2015 | 2020 | 2025 | 2030 | 2035 | 2040
BM | 0 | 0 | 0 | 0 | 0 | 0
CC | 0 | 0 | 0 | 0 | 0 | 0
CSP | 0 | 0 | 0 | 0 | 0 | 0
CT | 0 | 0 | 0 | 0 | 0 | 0
Coal | 2832.21 | 2209.08 | 353.88 | 305.97 | 254.29 | 123.42
Geo | 0 | 0 | 0 | 0 | 0 | 0
H | 0 | 0 | 0 | 0 | 0 | 0
LFG | 0 | 0 | 0 | 0 | 0 | 0
Nuc | 0 | 0 | 0 | 0 | 0 | 0
PS | 0 | 0 | 0 | 0 | 0 | 0
PV | 0 | 0 | 0 | 0 | 0 | 0
PeakG | 0 | 0 | 0 | 0 | 0 | 0
PeakO | 0 | 0 | 0 | 0 | 0 | 0
ST | 0 | 0 | 0 | 0 | 0 | 0
STOG | 0 | 0 | 0 | 0 | 0 | 0
STWD | 0 | 0 | 0 | 0 | 0 | 0
WT | 0 | 0 | 0 | 0 | 0 | 0
IGCC | 0 | 0 | 0 | 0 | 0 | 0
DemandResponse | 0 | 0 | 0 | 0 | 0 | 0
IGCC-CCS | 0 | 0 | 0 | 0 | 0 | 0
WT_off | 0 | 0 | 0 | 0 | 0 | 0
PseudoUnit | 0 | 0 | 0 | 0 | 0 | 0
FixedInterchange | 0 | 0 | 0 | 0 | 0 | 0
Total Costs by Reporting Type: NWPP_Gas
ReportingType | 2015 | 2020 | 2025 | 2030 | 2035 | 2040
BM | 0 | 0 | 0 | 0 | 0 | 0
CC | 3070.16 | 6491.23 | 7988.47 | 7848.82 | 8378.68 | 4798.08
CSP | 0 | 0 | 0 | 0 | 0 | 0
CT | 14.02 | 14.02 | 14.02 | 14.02 | 0 | 0
Coal | 0 | 0 | 0 | 0 | 0 | 0
Geo | 0 | 0 | 0 | 0 | 0 | 0
H | 0 | 0 | 0 | 0 | 0 | 0
LFG | 0 | 0 | 0 | 0 | 0 | 0
Nuc | 0 | 0 | 0 | 0 | 0 | 0
PS | 0 | 0 | 0 | 0 | 0 | 0
PV | 0 | 0 | 0 | 0 | 0 | 0
PeakG | 0 | 0 | 0 | 0 | 0 | 0
PeakO | 0 | 0 | 0 | 0 | 0 | 0
ST | 0 | 0 | 0 | 0 | 0 | 0
STOG | 0 | 0 | 0 | 0 | 0 | 0
STWD | 0 | 0 | 0 | 0 | 0 | 0
WT | 0 | 0 | 0 | 0 | 0 | 0
IGCC | 0 | 0 | 0 | 0 | 0 | 0
DemandResponse | 0 | 0 | 0 | 0 | 0 | 0
IGCC-CCS | 0 | 0 | 0 | 0 | 0 | 2511.32
WT_off | 0 | 0 | 0 | 0 | 0 | 0
PseudoUnit | 0 | 0 | 0 | 0 | 0 | 0
FixedInterchange | 0 | 0 | 0 | 0 | 0 | 0
Total Costs by Reporting Type: NWPP_NucRenew
ReportingType | 2015 | 2020 | 2025 | 2030 | 2035 | 2040
BM | 17.16 | 32.66 | 35.02 | 35.02 | 732.75 | 9160.01
CC | 0 | 0 | 0 | 0 | 0 | 0
CSP | 0 | 0 | 0 | 0 | 0 | 0
CT | 0 | 0 | 0 | 0 | 0 | 0
Coal | 0 | 0 | 0 | 0 | 0 | 0
Geo | 67.62 | 67.62 | 249.83 | 249.83 | 224.95 | 224.95
H | 480.54 | 480.54 | 480.54 | 480.54 | 595.74 | 595.74
LFG | 20.56 | 93.15 | 97.2 | 97.2 | 92.17 | 47.74
Nuc | 256.71 | 258.17 | 262.7 | 264.21 | 3452.39 | 3512.85
PS | 6.12 | 6.12 | 6.12 | 6.12 | 6.12 | 6.12
PV | 0.04 | 0.04 | 0.04 | 0.04 | 0.04 | 0.04
PeakG | 0 | 0 | 0 | 0 | 0 | 0
PeakO | 0 | 0 | 0 | 0 | 0 | 0
ST | 0 | 0 | 0 | 0 | 0 | 0
STOG | 0 | 0 | 0 | 0 | 0 | 0
STWD | 17.98 | 23.89 | 329.12 | 329.12 | 329.12 | 329.12
WT | 467.97 | 467.97 | 467.97 | 7545.89 | 7925.47 | 9207.64
IGCC | 0 | 0 | 0 | 0 | 0 | 0
DemandResponse | 0 | 0 | 0 | 0 | 0 | 0
IGCC-CCS | 0 | 0 | 0 | 0 | 0 | 0
WT_off | 0 | 0 | 0 | 0 | 0 | 0
PseudoUnit | 0 | 0 | 0 | 0 | 0 | 0
FixedInterchange | 0 | 0 | 0 | 0 | 0 | 0
Total Costs by Reporting Type: RMPA
ReportingType | 2015 | 2020 | 2025 | 2030 | 2035 | 2040
BM | 0 | 0 | 0 | 0 | 3660.37 | 3660.37
CC | 874.93 | 1843.04 | 2255.63 | 3870.59 | 3296.24 | 1582.91
CSP | 0 | 0 | 0 | 0 | 0 | 0
CT | 16.21 | 16.21 | 16.21 | 16.21 | 0 | 0
Coal | 2918.47 | 2656.45 | 886.8 | 637.97 | 354.46 | 406.87
Geo | 0 | 10.94 | 1081.7 | 1081.7 | 1081.7 | 1074.86
H | 13.99 | 13.99 | 13.99 | 13.99 | 13.99 | 13.99
LFG | 1.17 | 10.26 | 10.26 | 10.26 | 9.99 | 4.42
Nuc | 0.01 | 0.01 | 0.01 | 0.07 | 0.08 | 0.08
PS | 13.37 | 13.37 | 13.37 | 13.37 | 13.37 | 13.37
PV | 0.68 | 0.68 | 0.68 | 0.68 | 0.31 | 0.31
PeakG | 49.61 | 72.26 | 50.7 | 76 | 69.81 | 69.81
PeakO | 5.49 | 6.99 | 5.61 | 5.61 | 5.61 | 5.61
ST | 1.26 | 160.14 | 160.14 | 182.77 | 181.7 | 48.72
STOG | 0 | 0 | 0 | 0 | 0 | 0
STWD | 0 | 0 | 0 | 0 | 0 | 0
WT | 240.35 | 1350.67 | 1350.67 | 1580.6 | 1547.4 | 759.37
IGCC | 0 | 0 | 0 | 0 | 0 | 0
DemandResponse | 0 | 0 | 0 | 0 | 0 | 0
IGCC-CCS | 0 | 0 | 0 | 0 | 0 | 3375.92
WT_off | 0 | 0 | 0 | 0 | 0 | 0
PseudoUnit | 0 | 0 | 0 | 0 | 0 | 0
FixedInterchange | 0 | 0 | 0 | 0 | 0 | 0
Total Costs by Reporting Type: SP15
ReportingType | 2015 | 2020 | 2025 | 2030 | 2035 | 2040
BM | 6.8 | 6.8 | 6.8 | 6.8 | 715.86 | 715.86
CC | 4554.07 | 6881.66 | 10805.68 | 10628.56 | 12508.47 | 7684.96
CSP | 0 | 0 | 0 | 0 | 0 | 0
CT | 0 | 0 | 0 | 0 | 0 | 0
Coal | 82.21 | 55.13 | 29.32 | 8.51 | 8.64 | 0
Geo | 104.52 | 713.94 | 713.94 | 699.68 | 699.68 | 328.75
H | 16.57 | 16.57 | 16.57 | 16.57 | 16.57 | 16.57
LFG | 29.05 | 219.63 | 219.63 | 219.4 | 217.54 | 94.59
Nuc | 508.22 | 539.82 | 519.92 | 522.86 | 522.86 | 643.14
PS | 34.19 | 34.19 | 34.19 | 34.19 | 34.19 | 34.19
PV | 3.49 | 3.49 | 3.49 | 3.49 | 1.87 | 1.87
PeakG | 76.73 | 111.44 | 93.22 | 103.59 | 103.59 | 103.59
PeakO | 1.47 | 1.91 | 1.53 | 1.53 | 1.53 | 1.53
ST | 220.08 | 220.08 | 220.08 | 503.13 | 983.78 | 1926.03
STOG | 468.17 | 469.13 | 409.6 | 413.57 | 389.29 | 314.76
STWD | 68.43 | 69.39 | 51.37 | 68.5 | 68.5 | 68.5
WT | 264.36 | 624.36 | 624.36 | 6112.34 | 5919.08 | 5595.29
IGCC | 0 | 0 | 0 | 0 | 0 | 0
DemandResponse | 0 | 0 | 0 | 0 | 0 | 0
IGCC-CCS | 0 | 0 | 0 | 0 | 5070.44 | 15181.15
WT_off | 0 | 0 | 0 | 0 | 0 | 0
PseudoUnit | 0 | 0 | 0 | 0 | 0 | 0
FixedInterchange | 0 | 0 | 0 | 0 | 0 | 0
Total Costs by Reporting Type: ALB
ReportingType | 2015 | 2020 | 2025 | 2030 | 2035 | 2040
BM | 0 | 0 | 0 | 0 | 0 | 0
CC | 888.56 | 1474.8 | 1768.17 | 645.61 | 514.15 | 125.77
CSP | 0 | 0 | 0 | 0 | 0 | 0
CT | 18.05 | 18.05 | 18.05 | 18.05 | 0 | 0
Coal | 2152.26 | 2681.66 | 3752.04 | 162.31 | 162.31 | 162.31
Geo | 0 | 0 | 0 | 0 | 0 | 0
H | 12.99 | 12.99 | 12.99 | 12.99 | 12.99 | 12.99
LFG | 1.21 | 1.21 | 1.21 | 1.21 | 1.21 | 1.21
Nuc | 0.01 | 0.01 | 547.37 | 7253.91 | 8699.27 | 9925.27
PS | 0 | 0 | 0 | 0 | 0 | 0
PV | 0 | 0 | 0 | 0 | 0 | 0
PeakG | 22.88 | 22.88 | 22.88 | 22.88 | 32.23 | 32.23
PeakO | 0 | 0 | 0 | 0 | 0 | 0
ST | 0 | 0 | 0 | 0 | 0 | 0
STOG | 0 | 0 | 0 | 0 | 0 | 0
STWD | 5.86 | 59.61 | 93.47 | 93.47 | 93.47 | 93.47
WT | 25.5 | 25.5 | 25.5 | 25.5 | 49.35 | 49.35
IGCC | 0 | 0 | 0 | 0 | 0 | 0
DemandResponse | 0 | 0 | 0 | 0 | 0 | 0
IGCC-CCS | 0 | 0 | 0 | 0 | 0 | 0
WT_off | 0 | 0 | 0 | 0 | 0 | 0
PseudoUnit | 0 | 0 | 0 | 0 | 0 | 0
FixedInterchange | 0 | 0 | 0 | 0 | 0 | 0
Total Costs by Reporting Type: BC
ReportingType | 2015 | 2020 | 2025 | 2030 | 2035 | 2040
BM | 0 | 0 | 0 | 0 | 0 | 0
CC | 585 | 900.71 | 1064.09 | 1305.83 | 210.98 | 81.09
CSP | 0 | 0 | 0 | 0 | 0 | 0
CT | 0 | 0 | 0 | 0 | 0 | 0
Coal | 0 | 0 | 0 | 0 | 0 | 0
Geo | 0 | 0 | 0 | 0 | 0 | 0
H | 173.22 | 173.22 | 173.22 | 173.22 | 173.22 | 173.22
LFG | 2.9 | 2.9 | 2.9 | 2.9 | 2.9 | 2.9
Nuc | 0.01 | 0.01 | 337 | 1681.71 | 2550.29 | 3397.08
PS | 0 | 0 | 0 | 0 | 0 | 0
PV | 0 | 0 | 0 | 0 | 0 | 0
PeakG | 2.66 | 2.77 | 3.3 | 3.3 | 3.3 | 3.3
PeakO | 1.16 | 1.29 | 1.29 | 1.29 | 1.29 | 1.29
ST | 0 | 0 | 0 | 0 | 0 | 0
STOG | 0 | 0 | 0 | 0 | 0 | 0
STWD | 16.34 | 67.41 | 247.56 | 296.27 | 296.27 | 296.27
WT | 48.22 | 48.22 | 48.22 | 48.22 | 52.78 | 52.78
IGCC | 0 | 0 | 0 | 0 | 0 | 0
DemandResponse | 0 | 0 | 0 | 0 | 0 | 0
IGCC-CCS | 0 | 0 | 0 | 0 | 0 | 0
WT_off | 0 | 0 | 0 | 0 | 0 | 0
PseudoUnit | 0 | 0 | 0 | 0 | 0 | 0
FixedInterchange | 0 | 0 | 0 | 0 | 0 | 0
Total Costs by Reporting Type: HQ_IESO
ReportingType | 2015 | 2020 | 2025 | 2030 | 2035 | 2040
BM | 0 | 0 | 0 | 0 | 0 | 0
CC | 0 | 0 | 0 | 0 | 0 | 0
CSP | 0 | 0 | 0 | 0 | 0 | 0
CT | 0 | 0 | 0 | 0 | 0 | 0
Coal | 0 | 0 | 0 | 0 | 0 | 0
Geo | 0 | 0 | 0 | 0 | 0 | 0
H | 0 | 0 | 0 | 0 | 0 | 0
LFG | 0 | 0 | 0 | 0 | 0 | 0
Nuc | 0.01 | 0.01 | 0.01 | 0.01 | 0.08 | 0.08
PS | 0 | 0 | 0 | 0 | 0 | 0
PV | 0 | 0 | 0 | 0 | 0 | 0
PeakG | 0 | 0 | 0 | 0 | 0 | 0
PeakO | 0 | 0 | 0 | 0 | 0 | 0
ST | 0 | 0 | 0 | 0 | 0 | 0
STOG | 0 | 0 | 0 | 0 | 0 | 0
STWD | 0 | 0 | 0 | 0 | 0 | 0
WT | 0 | 0 | 0 | 0 | 0 | 0
IGCC | 0 | 0 | 0 | 0 | 0 | 0
DemandResponse | 0 | 0 | 0 | 0 | 0 | 0
IGCC-CCS | 0 | 0 | 0 | 0 | 0 | 0
WT_off | 0 | 0 | 0 | 0 | 0 | 0
PseudoUnit | 0 | 0 | 0 | 34.04 | 34.04 | 34.04
FixedInterchange | 0 | 0 | 0 | 0 | 0 | 0
Total Costs by Reporting Type: HQ_NEISO
ReportingType | 2015 | 2020 | 2025 | 2030 | 2035 | 2040
BM | 0 | 0 | 0 | 0 | 0 | 0
CC | 0 | 0 | 0 | 0 | 0 | 0
CSP | 0 | 0 | 0 | 0 | 0 | 0
CT | 0 | 0 | 0 | 0 | 0 | 0
Coal | 0 | 0 | 0 | 0 | 0 | 0
Geo | 0 | 0 | 0 | 0 | 0 | 0
H | 0 | 0 | 0 | 0 | 0 | 0
LFG | 0 | 0 | 0 | 0 | 0 | 0
Nuc | 0.01 | 0.01 | 0.01 | 0.03 | 0.08 | 0.05
PS | 0 | 0 | 0 | 0 | 0 | 0
PV | 0 | 0 | 0 | 0 | 0 | 0
PeakG | 0 | 0 | 0 | 0 | 0 | 0
PeakO | 0 | 0 | 0 | 0 | 0 | 0
ST | 0 | 0 | 0 | 0 | 0 | 0
STOG | 0 | 0 | 0 | 0 | 0 | 0
STWD | 0 | 0 | 0 | 0 | 0 | 0
WT | 0 | 0 | 0 | 0 | 0 | 0
IGCC | 0 | 0 | 0 | 0 | 0 | 0
DemandResponse | 0 | 0 | 0 | 0 | 0 | 0
IGCC-CCS | 0 | 0 | 0 | 0 | 0 | 0
WT_off | 0 | 0 | 0 | 0 | 0 | 0
PseudoUnit | 0 | 0 | 0 | 558.98 | 558.98 | 558.98
FixedInterchange | 0 | 0 | 0 | 0 | 0 | 0
Total Costs by Reporting Type: HQ_NY
ReportingType | 2015 | 2020 | 2025 | 2030 | 2035 | 2040
BM | 0 | 0 | 0 | 0 | 0 | 0
CC | 0 | 0 | 0 | 0 | 0 | 0
CSP | 0 | 0 | 0 | 0 | 0 | 0
CT | 0 | 0 | 0 | 0 | 0 | 0
Coal | 0 | 0 | 0 | 0 | 0 | 0
Geo | 0 | 0 | 0 | 0 | 0 | 0
H | 0 | 0 | 0 | 0 | 0 | 0
LFG | 0 | 0 | 0 | 0 | 0 | 0
Nuc | 0.01 | 0.01 | 0.01 | 0.02 | 0.08 | 0.08
PS | 0 | 0 | 0 | 0 | 0 | 0
PV | 0 | 0 | 0 | 0 | 0 | 0
PeakG | 0 | 0 | 0 | 0 | 0 | 0
PeakO | 0 | 0 | 0 | 0 | 0 | 0
ST | 0 | 0 | 0 | 0 | 0 | 0
STOG | 0 | 0 | 0 | 0 | 0 | 0
STWD | 0 | 0 | 0 | 0 | 0 | 0
WT | 0 | 0 | 0 | 0 | 0 | 0
IGCC | 0 | 0 | 0 | 0 | 0 | 0
DemandResponse | 0 | 0 | 0 | 0 | 0 | 0
IGCC-CCS | 0 | 0 | 0 | 0 | 0 | 0
WT_off | 0 | 0 | 0 | 0 | 0 | 0
PseudoUnit | 0 | 0 | 961.64 | 961.64 | 961.64 | 961.64
FixedInterchange | 0 | 0 | 0 | 0 | 0 | 0
Total Costs by Reporting Type: MARITIMES
ReportingType | 2015 | 2020 | 2025 | 2030 | 2035 | 2040
BM | 0 | 0 | 0 | 0 | 0 | 0
CC | 0 | 0 | 0 | 0 | 0 | 0
CSP | 0 | 0 | 0 | 0 | 0 | 0
CT | 0 | 0 | 0 | 0 | 0 | 0
Coal | 0 | 0 | 0 | 0 | 0 | 0
Geo | 0 | 0 | 0 | 0 | 0 | 0
H | 0 | 0 | 0 | 0 | 0 | 0
LFG | 0 | 0 | 0 | 0 | 0 | 0
Nuc | 0.01 | 0.01 | 0.01 | 0.03 | 0.08 | 0.05
PS | 0 | 0 | 0 | 0 | 0 | 0
PV | 0 | 0 | 0 | 0 | 0 | 0
PeakG | 0 | 0 | 0 | 0 | 0 | 0
PeakO | 0 | 0 | 0 | 0 | 0 | 0
ST | 0 | 0 | 0 | 0 | 0 | 0
STOG | 0 | 0 | 0 | 0 | 0 | 0
STWD | 0 | 0 | 0 | 0 | 0 | 0
WT | 0 | 0 | 0 | 0 | 0 | 0
IGCC | 0 | 0 | 0 | 0 | 0 | 0
DemandResponse | 0 | 0 | 0 | 0 | 0 | 0
IGCC-CCS | 0 | 0 | 0 | 0 | 0 | 0
WT_off | 0 | 0 | 0 | 0 | 0 | 0
PseudoUnit | 0 | 0 | 0 | 189.29 | 189.29 | 189.29
FixedInterchange | 0 | 0 | 0 | 0 | 0 | 0
Total Costs by Reporting Type: All
ReportingType | 2015 | 2020 | 2025 | 2030 | 2035 | 2040
BM | 844.57 | 1425.73 | 2033.93 | 2519.49 | 76549.98 | 126696.4
CC | 118673.79 | 185873.98 | 210300.74 | 238427.97 | 232166.46 | 164131.57
CSP | 0 | 0 | 0 | 0 | 0 | 0
CT | 643.09 | 676.06 | 696.24 | 1519.56 | 887.77 | 1175.41
Coal | 73895.47 | 38348.55 | 19284.28 | 17247.02 | 29436.96 | 32398.04
Geo | 277 | 1182.42 | 3043.51 | 3029.25 | 3004.37 | 2440.24
H | 1511 | 1944.16 | 2820.47 | 4076.07 | 4531.04 | 5072.66
LFG | 541.97 | 1194.93 | 1898.27 | 2112.95 | 2080.2 | 1664.89
Nuc | 27257.77 | 31456.45 | 39505.31 | 68580.07 | 99675.38 | 141740.56
PS | 517.25 | 517.25 | 517.25 | 517.25 | 517.25 | 517.25
PV | 639.15 | 1479.49 | 1923.71 | 2074.75 | 2057.28 | 9500.6
PeakG | 2287.45 | 3389.5 | 2683.45 | 3526.31 | 3196.01 | 3061.61
PeakO | 583.43 | 762.23 | 618.6 | 581.45 | 537.88 | 535.41
ST | 355.08 | 717.23 | 831.5 | 1108.07 | 2097.67 | 3138.46
STOG | 2860.64 | 3158.72 | 2810.54 | 3369.42 | 2209.51 | 1636.92
STWD | 1146.78 | 1189.38 | 1558.93 | 2599.55 | 2956.91 | 2924.01
WT | 8135.21 | 28707.75 | 52269.66 | 80563.11 | 89380.84 | 80185.02
IGCC | 464.38 | 460.12 | 297.95 | 245.48 | 245.48 | 245.48
DemandResponse | 0 | 0 | 0 | 0 | 0 | 0
IGCC-CCS | 0 | 0 | 0 | 0 | 5070.44 | 50550.95
WT_off | 308.81 | 308.81 | 907.86 | 907.86 | 22809.66 | 48099.62
PseudoUnit | 0 | 0 | 961.64 | 1743.96 | 1743.96 | 1743.96
FixedInterchange | 0 | 0 | 0 | 0 | 0 | 0
Total Costs by Reporting Type: EI_US
ReportingType | 2015 | 2020 | 2025 | 2030 | 2035 | 2040
BM | 569.48 | 1134.69 | 1732.98 | 2132.21 | 63375.72 | 101304.53
CC | 80532.98 | 134445.78 | 148270.59 | 174228.72 | 166101.25 | 120028.17
CSP | 0 | 0 | 0 | 0 | 0 | 0
CT | 439.98 | 471.96 | 493.14 | 1262.11 | 792.9 | 730.92
Coal | 59820.99 | 25760.27 | 13090.73 | 15025.31 | 26844.52 | 29785.07
Geo | 3.95 | 3.95 | 3.95 | 3.95 | 3.95 | 3.95
H | 419.29 | 601.36 | 963.5 | 1270.62 | 1610.38 | 1936.04
LFG | 447.6 | 614.65 | 1313.94 | 1421.78 | 1401.3 | 1296.46
Nuc | 21188.81 | 25019.35 | 32120.17 | 48357.97 | 65761.11 | 103946.95
PS | 401.94 | 401.94 | 401.94 | 401.94 | 401.94 | 401.94
PV | 30.85 | 871.19 | 1315.4 | 1466.44 | 1538.34 | 8160.3
PeakG | 1909.2 | 2856.34 | 2242.74 | 3018.97 | 2678.02 | 2542.28
PeakO | 552.99 | 724.71 | 587.05 | 549.78 | 506.21 | 503.74
ST | 0 | 0 | 0 | 0 | 0 | 0
STOG | 1633.05 | 1730.07 | 1616.7 | 2039.41 | 1494.39 | 1006.18
STWD | 754.63 | 681.27 | 758.31 | 1458.97 | 1816.33 | 1783.44
WT | 5733.61 | 20852.34 | 38914.7 | 50350.25 | 54104.31 | 46100.08
IGCC | 464.38 | 460.12 | 297.95 | 245.48 | 245.48 | 245.48
DemandResponse | 0 | 0 | 0 | 0 | 0 | 0
IGCC-CCS | 0 | 0 | 0 | 0 | 0 | 13395.97
WT_off | 308.81 | 308.81 | 907.86 | 907.86 | 22809.66 | 48099.62
PseudoUnit | 0 | 0 | 961.64 | 1709.91 | 1709.91 | 1709.91
FixedInterchange | 0 | 0 | 0 | 0 | 0 | 0
Total Costs by Reporting Type: EI_Canada
ReportingType | 2015 | 2020 | 2025 | 2030 | 2035 | 2040
BM | 177.6 | 177.87 | 178.55 | 196.63 | 396.56 | 397.33
CC | 1285.94 | 1440.79 | 1156.44 | 519.81 | 469.29 | 287.26
CSP | 0 | 0 | 0 | 0 | 0 | 0
CT | 44.26 | 45.01 | 44.26 | 44.26 | 34.49 | 384.12
Coal | 63.81 | 77.42 | 0 | 0 | 0 | 0
Geo | 0 | 0 | 0 | 0 | 0 | 0
H | 216.06 | 467.15 | 981.32 | 1929.8 | 1929.8 | 1929.8
LFG | 19.32 | 19.32 | 19.32 | 19.55 | 14.43 | 14.43
Nuc | 2990.32 | 3007.74 | 3062.22 | 3080.31 | 2836.73 | 3268.34
PS | 2.92 | 2.92 | 2.92 | 2.92 | 2.92 | 2.92
PV | 558.01 | 558.01 | 558.01 | 558.01 | 0.44 | 0.44
PeakG | 25.73 | 28.49 | 23.55 | 23.55 | 26.76 | 26.76
PeakO | 5.01 | 5.01 | 5.12 | 5.23 | 5.23 | 5.23
ST | 0 | 0 | 0 | 0 | 0 | 0
STOG | 5.85 | 5.65 | 0 | 0 | 0 | 0
STWD | 4.77 | 5.26 | 5.44 | 74.15 | 74.15 | 74.15
WT | 868.55 | 868.55 | 868.55 | 868.55 | 5334.34 | 6875.13
IGCC | 0 | 0 | 0 | 0 | 0 | 0
DemandResponse | 0 | 0 | 0 | 0 | 0 | 0
IGCC-CCS | 0 | 0 | 0 | 0 | 0 | 0
WT_off | 0 | 0 | 0 | 0 | 0 | 0
PseudoUnit | 0 | 0 | 0 | 34.04 | 34.04 | 34.04
FixedInterchange | 0 | 0 | 0 | 0 | 0 | 0
Total Costs by Reporting Type: EI
ReportingType | 2015 | 2020 | 2025 | 2030 | 2035 | 2040
BM | 747.08 | 1312.56 | 1911.53 | 2328.84 | 63772.28 | 101701.86
CC | 81818.92 | 135886.57 | 149427.03 | 174748.53 | 166570.54 | 120315.43
CSP | 0 | 0 | 0 | 0 | 0 | 0
CT | 484.24 | 516.97 | 537.4 | 1306.37 | 827.39 | 1115.04
Coal | 59884.8 | 25837.69 | 13090.73 | 15025.31 | 26844.52 | 29785.07
Geo | 3.95 | 3.95 | 3.95 | 3.95 | 3.95 | 3.95
H | 635.35 | 1068.51 | 1944.82 | 3200.42 | 3540.18 | 3865.84
LFG | 466.92 | 633.97 | 1333.26 | 1441.33 | 1415.73 | 1310.89
Nuc | 24179.13 | 28027.1 | 35182.39 | 51438.28 | 68597.85 | 107215.29
PS | 404.86 | 404.86 | 404.86 | 404.86 | 404.86 | 404.86
PV | 588.85 | 1429.2 | 1873.41 | 2024.45 | 1538.78 | 8160.74
PeakG | 1934.93 | 2884.83 | 2266.3 | 3042.52 | 2704.78 | 2569.04
PeakO | 557.99 | 729.72 | 592.17 | 555.02 | 511.44 | 508.97
ST | 0 | 0 | 0 | 0 | 0 | 0
STOG | 1638.91 | 1735.72 | 1616.7 | 2039.41 | 1494.39 | 1006.18
STWD | 759.39 | 686.53 | 763.75 | 1533.12 | 1890.48 | 1857.58
WT | 6602.17 | 21720.89 | 39783.25 | 51218.8 | 59438.66 | 52975.21
IGCC | 464.38 | 460.12 | 297.95 | 245.48 | 245.48 | 245.48
DemandResponse | 0 | 0 | 0 | 0 | 0 | 0
IGCC-CCS | 0 | 0 | 0 | 0 | 0 | 13395.97
WT_off | 308.81 | 308.81 | 907.86 | 907.86 | 22809.66 | 48099.62
PseudoUnit | 0 | 0 | 961.64 | 1743.96 | 1743.96 | 1743.96
FixedInterchange | 0 | 0 | 0 | 0 | 0 | 0
Total Costs by Reporting Type: Outside_EI
ReportingType | 2015 | 2020 | 2025 | 2030 | 2035 | 2040
BM | 97.5 | 113.17 | 122.41 | 190.65 | 12777.7 | 24994.54
CC | 36854.87 | 49987.4 | 60873.7 | 63679.45 | 65595.92 | 43816.14
CSP | 0 | 0 | 0 | 0 | 0 | 0
CT | 158.85 | 159.09 | 158.85 | 213.19 | 60.37 | 60.37
Coal | 14010.67 | 12510.86 | 6193.54 | 2221.71 | 2592.44 | 2612.97
Geo | 273.05 | 1178.47 | 3039.56 | 3025.3 | 3000.42 | 2436.29
H | 875.65 | 875.65 | 875.65 | 875.65 | 990.86 | 1206.82
LFG | 75.05 | 560.96 | 565.01 | 671.63 | 664.47 | 354
Nuc | 3078.63 | 3429.35 | 4322.92 | 17141.79 | 31077.53 | 34525.27
PS | 112.39 | 112.39 | 112.39 | 112.39 | 112.39 | 112.39
PV | 50.3 | 50.3 | 50.3 | 50.3 | 518.5 | 1339.85
PeakG | 352.53 | 504.67 | 417.16 | 483.79 | 491.24 | 492.57
PeakO | 25.44 | 32.51 | 26.43 | 26.44 | 26.44 | 26.44
ST | 355.08 | 717.23 | 831.5 | 1108.07 | 2097.67 | 3138.46
STOG | 1221.73 | 1423.01 | 1193.84 | 1330.01 | 715.11 | 630.73
STWD | 387.38 | 502.84 | 795.19 | 1066.43 | 1066.43 | 1066.43
WT | 1533.05 | 6986.86 | 12486.41 | 29344.31 | 29942.19 | 27209.81
IGCC | 0 | 0 | 0 | 0 | 0 | 0
DemandResponse | 0 | 0 | 0 | 0 | 0 | 0
IGCC-CCS | 0 | 0 | 0 | 0 | 5070.44 | 37154.98
WT_off | 0 | 0 | 0 | 0 | 0 | 0
PseudoUnit | 0 | 0 | 0 | 0 | 0 | 0
FixedInterchange | 0 | 0 | 0 | 0 | 0 | 0
#15 A | RPS Generation Compliance Payments ($)
RPS Program | 2015 | 2020 | 2025 | 2030 | 2035 | 2040
NEISO | 42.61 | 0 | 0 | 0 | 0 | 0
CA | 1784.57 | 0 | 0 | 0 | 0 | 0
NWPP | 0 | 0 | 0 | 0 | 0 | 0
PJM | 0 | 403.47 | 0 | 0 | 0 | 0
US | 0 | 0 | 0 | 0 | 0 | 0
PJM_Solar | 379.28 | 0 | 0 | 0 | 0 | 0
MA_Solar | 166.96 | 0 | 0 | 0 | 0 | 0
NH_Solar | 11.24 | 0 | 0 | 0 | 0 | 0
MRETS_Solar | 0 | 0 | 0 | 0 | 0 | 0
AZNMSNV | 222.85 | 0 | 0 | 0 | 0 | 0
AZNMSNV_Solar | 65.69 | 0 | 0 | 0 | 0 | 0
MRETS | 0 | 0 | 0 | 0 | 0 | 0
MI | 50.58 | 0 | 0 | 0 | 0 | 0
Ohio | 0 | 0 | 0 | 0 | 0 | 0
Ohio_Solar | 55.11 | 0 | 0 | 0 | 0 | 0
MOKSOKNE | 230.97 | 0 | 0 | 0 | 0 | 0
MO_Solar | 29.93 | 0 | 0 | 0 | 0 | 0
NC | 841.74 | 0 | 0 | 0 | 0 | 0
NC_Solar | 27.67 | 0 | 0 | 0 | 0 | 0
CO | 36.99 | 0 | 0 | 0 | 0 | 0
CO_Solar | 192.47 | 0 | 0 | 0 | 0 | 0
NY | 6.69 | 10.75 | 0 | 0 | 0 | 0
TX | 0 | 0 | 0 | 0 | 0 | 0
#15 B | RPS Capacity Compliance Payments ($)
RPS Program | 2015 | 2020 | 2025 | 2030 | 2035 | 2040
NEISO | 0 | 0 | 0 | 0 | 0 | 0
CA | 0 | 0 | 0 | 0 | 0 | 0
NWPP | 0 | 0 | 0 | 0 | 0 | 0
PJM | 0 | 0 | 0 | 0 | 0 | 0
US | 0 | 0 | 0 | 0 | 0 | 0
PJM_Solar | 0 | 0 | 0 | 0 | 0 | 0
MA_Solar | 0 | 0 | 0 | 0 | 0 | 0
NH_Solar | 0 | 0 | 0 | 0 | 0 | 0
MRETS_Solar | 0 | 0 | 0 | 0 | 0 | 0
AZNMSNV | 0 | 0 | 0 | 0 | 0 | 0
AZNMSNV_Solar | 0 | 0 | 0 | 0 | 0 | 0
MRETS | 0 | 0 | 0 | 0 | 0 | 0
MI | 0 | 0 | 0 | 0 | 0 | 0
Ohio | 0 | 0 | 0 | 0 | 0 | 0
Ohio_Solar | 0 | 0 | 0 | 0 | 0 | 0
MOKSOKNE | 0 | 0 | 0 | 0 | 0 | 0
MO_Solar | 0 | 0 | 0 | 0 | 0 | 0
NC | 0 | 0 | 0 | 0 | 0 | 0
NC_Solar | 0 | 0 | 0 | 0 | 0 | 0
CO | 0 | 0 | 0 | 0 | 0 | 0
CO_Solar | 0 | 0 | 0 | 0 | 0 | 0
NY | 0 | 0 | 0 | 0 | 0 | 0
TX | 0 | 0 | 0 | 0 | 0 | 0
#16a | Transmission Costs ($million) [excludes shadow cost]
Transmission Costs: Entergy
Cost | 2015 | 2020 | 2025 | 2030 | 2035 | 2040
a. Wheel Share | 5.17 | 19.48 | 25.23 | 34.41 | 9.29 | 18.27
b. Friction Share | 8.61 | 29.73 | 33.37 | 38.4 | 13.47 | 23.93
Transmission Costs: FRCC
Cost | 2015 | 2020 | 2025 | 2030 | 2035 | 2040
a. Wheel Share | 1.23 | 1.88 | 1.37 | 0.06 | 1.62 | 3.87
b. Friction Share | 1.23 | 1.88 | 1.37 | 0.06 | 1.94 | 5.06
Transmission Costs: MAPP_US
Cost | 2015 | 2020 | 2025 | 2030 | 2035 | 2040
a. Wheel Share | 2.51 | 29.74 | 20.47 | 15.81 | 28.4 | 33.29
b. Friction Share | 1.97 | 22.44 | 14.82 | 11.43 | 20.88 | 24.66
Transmission Costs: MISO_IN
Cost | 2015 | 2020 | 2025 | 2030 | 2035 | 2040
a. Wheel Share | 0.99 | 2.72 | 42.26 | 18.79 | 1.86 | 0.16
b. Friction Share | 1.05 | 10.8 | 34.19 | 16.84 | 5 | 1.39
Transmission Costs: MISO_MI
Cost | 2015 | 2020 | 2025 | 2030 | 2035 | 2040
a. Wheel Share | 14.5 | 13.82 | 9.86 | 4.63 | 16.12 | 15.05
b. Friction Share | 36.53 | 42.06 | 36.06 | 15.53 | 42.72 | 38.36
Transmission Costs: MISO_MO-IL
Cost | 2015 | 2020 | 2025 | 2030 | 2035 | 2040
a. Wheel Share | 0.04 | 0.89 | 19.44 | 19.92 | 3.11 | 29.24
b. Friction Share | 1.89 | 6.77 | 25.36 | 21.55 | 6.17 | 28.52
Transmission Costs: MISO_W
Cost | 2015 | 2020 | 2025 | 2030 | 2035 | 2040
a. Wheel Share | 3.4 | 36.26 | 24.27 | 31.71 | 13.22 | 31.88
b. Friction Share | 5.51 | 38.58 | 25.47 | 30.78 | 17.48 | 30.5
Transmission Costs: MISO_WUMS
Cost | 2015 | 2020 | 2025 | 2030 | 2035 | 2040
a. Wheel Share | 0 | 0 | 0 | 0 | 0 | 0
b. Friction Share | 5.53 | 10.72 | 14.06 | 13.6 | 3.65 | 1.5
Transmission Costs: Nebraska
Cost | 2015 | 2020 | 2025 | 2030 | 2035 | 2040
a. Wheel Share | 2.56 | 3.7 | 20.83 | 24.46 | 32.28 | 8.94
b. Friction Share | 2.58 | 5.11 | 17.54 | 20.23 | 24.92 | 8.66
Transmission Costs: NEISO
Cost | 2015 | 2020 | 2025 | 2030 | 2035 | 2040
a. Wheel Share | 0 | 0 | 0 | 0 | 0 | 0
b. Friction Share | 4.98 | 8.94 | 11.05 | 9 | 12.62 | 22.05
Transmission Costs: NonRTO_Midwest
Cost | 2015 | 2020 | 2025 | 2030 | 2035 | 2040
a. Wheel Share | 1.05 | 3.47 | 42.38 | 19.01 | 2.33 | 2.29
b. Friction Share | 0.67 | 2.87 | 25.5 | 11.55 | 1.87 | 3.22
Transmission Costs: NYISO_A-F
Cost | 2015 | 2020 | 2025 | 2030 | 2035 | 2040
a. Wheel Share | 16.12 | 16.25 | 21.27 | 7.53 | 20.28 | 10.97
b. Friction Share | 39.58 | 39.99 | 43.07 | 11.72 | 43.07 | 24.35
Transmission Costs: NYISO_G-I
Cost | 2015 | 2020 | 2025 | 2030 | 2035 | 2040
a. Wheel Share | 0.8 | 1.34 | 6.65 | 4.46 | 1.27 | 3.7
b. Friction Share | 2.18 | 2.9 | 6.68 | 5 | 4.98 | 9.37
Transmission Costs: NYISO_J-K
Cost | 2015 | 2020 | 2025 | 2030 | 2035 | 2040
a. Wheel Share | 0.1 | 0.26 | 0.34 | 1.41 | 0.58 | 1.12
b. Friction Share | 2.89 | 6.29 | 5.73 | 5.45 | 7.12 | 10.69
Transmission Costs: PJM_E
Cost | 2015 | 2020 | 2025 | 2030 | 2035 | 2040
a. Wheel Share | 0.9 | 1.59 | 6.99 | 5.87 | 1.85 | 4.82
b. Friction Share | 0.62 | 1.06 | 4.35 | 4.08 | 1.43 | 3.62
Transmission Costs: PJM_ROM
Cost | 2015 | 2020 | 2025 | 2030 | 2035 | 2040
a. Wheel Share | 1.02 | 1.15 | 7.39 | 5.67 | 5.47 | 5.37
b. Friction Share | 1.06 | 1.14 | 4.88 | 4.11 | 3.71 | 4.4
Transmission Costs: PJM_ROR
Cost | 2015 | 2020 | 2025 | 2030 | 2035 | 2040
a. Wheel Share | 6.89 | 6.24 | 6.91 | 9.67 | 7.85 | 15.26
b. Friction Share | 16.06 | 41.69 | 56.82 | 43.98 | 27.46 | 37.3
Transmission Costs: SOCO
Cost | 2015 | 2020 | 2025 | 2030 | 2035 | 2040
a. Wheel Share | 7.55 | 8.11 | 11.63 | 13.63 | 4.36 | 27.72
b. Friction Share | 12.08 | 12 | 17.52 | 28.89 | 7.37 | 33.93
Transmission Costs: SPP_N
Cost | 2015 | 2020 | 2025 | 2030 | 2035 | 2040
a. Wheel Share | 2.15 | 18.13 | 37.45 | 37.45 | 10.56 | 25.46
b. Friction Share | 2.01 | 27.27 | 40.39 | 41.55 | 14.3 | 30.4
Transmission Costs: SPP_S
Cost | 2015 | 2020 | 2025 | 2030 | 2035 | 2040
a. Wheel Share | 0.91 | 9.64 | 5.6 | 8.91 | 4.04 | 7.73
b. Friction Share | 1.64 | 14.52 | 8.48 | 13.51 | 6.22 | 11.84
Transmission Costs: TVA
Cost | 2015 | 2020 | 2025 | 2030 | 2035 | 2040
a. Wheel Share | 0.86 | 1.35 | 1.87 | 2.55 | 1.68 | 1.15
b. Friction Share | 1.08 | 1.69 | 2.36 | 3.21 | 2.1 | 1.5
Transmission Costs: TVA_Transmission
Cost | 2015 | 2020 | 2025 | 2030 | 2035 | 2040
a. Wheel Share | 2.97 | 2.2 | 13.82 | 7.82 | 1.86 | 43.06
b. Friction Share | 3.03 | 2.99 | 11.9 | 9.18 | 2.38 | 42.67
Transmission Costs: VACAR
Cost | 2015 | 2020 | 2025 | 2030 | 2035 | 2040
a. Wheel Share | 4.95 | 6.99 | 7.57 | 13.67 | 8.56 | 19.74
b. Friction Share | 6.18 | 8.22 | 10.16 | 28.29 | 14.35 | 33.87
Transmission Costs: IESO
Cost | 2015 | 2020 | 2025 | 2030 | 2035 | 2040
a. Wheel Share | 32.81 | 32.43 | 24.61 | 9.46 | 34.16 | 23.68
b. Friction Share | 82.05 | 81.1 | 61.11 | 18.26 | 85.2 | 57.73
Transmission Costs: MAPP_CA
Cost | 2015 | 2020 | 2025 | 2030 | 2035 | 2040
a. Wheel Share | 2.34 | 3.49 | 0.82 | 3.07 | 3.35 | 3.65
b. Friction Share | 5.82 | 6.68 | 1.37 | 2.04 | 6.38 | 5.77
Transmission Costs: AZ_NM_SNV_Coal
Cost | 2015 | 2020 | 2025 | 2030 | 2035 | 2040
a. Wheel Share | 20.47 | 19.76 | 19.64 | 8.32 | 6.02 | 16.68
b. Friction Share | 34.67 | 33.74 | 33.81 | 14.98 | 11.24 | 29.06
Transmission Costs: AZ_NM_SNV_Gas
Cost | 2015 | 2020 | 2025 | 2030 | 2035 | 2040
a. Wheel Share | 12.15 | 7.92 | 11.05 | 7.36 | 7.34 | 0.19
b. Friction Share | 20.63 | 13.61 | 19.02 | 12.75 | 12.58 | 0.5
Transmission Costs: AZ_NM_SNV_NucRenew
Cost | 2015 | 2020 | 2025 | 2030 | 2035 | 2040
a. Wheel Share | 21.51 | 19.92 | 22.53 | 20.13 | 21.55 | 12.85
b. Friction Share | 36.01 | 33.6 | 38.03 | 34.17 | 36.77 | 22.5
Transmission Costs: ERCOT
Cost | 2015 | 2020 | 2025 | 2030 | 2035 | 2040
a. Wheel Share | 0.36 | 4.8 | 1.01 | 2.59 | 1.99 | 4.18
b. Friction Share | 0.6 | 7.2 | 1.51 | 3.92 | 3.05 | 6.27
Transmission Costs: NP15
Cost | 2015 | 2020 | 2025 | 2030 | 2035 | 2040
a. Wheel Share | 0.58 | 0.79 | 15.96 | 5 | 4.25 | 13
b. Friction Share | 1.15 | 1.47 | 26.72 | 8.44 | 7.19 | 21.76
Transmission Costs: NWPP_Coal
Cost | 2015 | 2020 | 2025 | 2030 | 2035 | 2040
a. Wheel Share | 30.71 | 30.01 | 43.83 | 19.08 | 19.35 | 48.62
b. Friction Share | 52.44 | 51.53 | 74.68 | 33.7 | 34.29 | 83.41
Transmission Costs: NWPP_Gas
Cost | 2015 | 2020 | 2025 | 2030 | 2035 | 2040
a. Wheel Share | 0 | 0 | 0 | 0 | 0 | 0
b. Friction Share | 0.3 | 0.53 | 0.61 | 0.48 | 0.36 | 0.25
Transmission Costs: NWPP_NucRenew
Cost | 2015 | 2020 | 2025 | 2030 | 2035 | 2040
a. Wheel Share | 0 | 0 | 0 | 0 | 0 | 0
b. Friction Share | 0.96 | 0.98 | 1.02 | 1.41 | 1.68 | 2.12
Transmission Costs: RMPA
Cost | 2015 | 2020 | 2025 | 2030 | 2035 | 2040
a. Wheel Share | 1.45 | 4.84 | 9.97 | 11.58 | 9.57 | 13.42
b. Friction Share | 2.27 | 7.54 | 11.86 | 14.59 | 11.45 | 18.09
Transmission Costs: SP15
Cost | 2015 | 2020 | 2025 | 2030 | 2035 | 2040
a. Wheel Share | 81.34 | 65.66 | 40.14 | 32.2 | 35.81 | 37.44
b. Friction Share | 135.75 | 109.6 | 67.03 | 53.77 | 59.79 | 62.49
Transmission Costs: ALB
Cost | 2015 | 2020 | 2025 | 2030 | 2035 | 2040
a. Wheel Share | 2.43 | 2.43 | 2.58 | 7.44 | 1.5 | 5.93
b. Friction Share | 4.05 | 4.06 | 4.29 | 12.4 | 2.49 | 9.88
Transmission Costs: BC
Cost | 2015 | 2020 | 2025 | 2030 | 2035 | 2040
a. Wheel Share | 2.63 | 2.55 | 2.79 | 8.74 | 2.91 | 6.58
b. Friction Share | 4.39 | 4.25 | 4.65 | 14.57 | 4.84 | 10.97
Transmission Costs: HQ_IESO
Cost | 2015 | 2020 | 2025 | 2030 | 2035 | 2040
a. Wheel Share | 0 | 0 | 0 | 0 | 0 | 0
b. Friction Share | 0.01 | 0.01 | 0.01 | 0.02 | 0.02 | 0.02
Transmission Costs: HQ_NEISO
Cost | 2015 | 2020 | 2025 | 2030 | 2035 | 2040
a. Wheel Share | 0 | 0 | 0 | 0 | 0 | 0
b. Friction Share | 0.11 | 0.11 | 0.11 | 0.16 | 0.16 | 0.16
Transmission Costs: HQ_NY
Cost | 2015 | 2020 | 2025 | 2030 | 2035 | 2040
a. Wheel Share | 0 | 0 | 0 | 0 | 0 | 0
b. Friction Share | 0.03 | 0.03 | 0.12 | 0.12 | 0.12 | 0.12
Transmission Costs: MARITIMES
Cost | 2015 | 2020 | 2025 | 2030 | 2035 | 2040
a. Wheel Share | 0 | 0 | 0 | 0 | 0 | 0
b. Friction Share | 0.05 | 0.05 | 0.05 | 0.07 | 0.07 | 0.07
Transmission Costs: All
Cost | 2015 | 2020 | 2025 | 2030 | 2035 | 2040
a. Wheel Share | 285.43 | 379.83 | 528.54 | 422.42 | 324.41 | 495.31
b. Friction Share | 540.27 | 695.75 | 797.15 | 613.77 | 562.87 | 762.94
Transmission Costs: EI_US
Cost | 2015 | 2020 | 2025 | 2030 | 2035 | 2040
a. Wheel Share | 76.66 | 185.21 | 333.62 | 287.46 | 176.6 | 309.08
b. Friction Share | 159.17 | 339.85 | 451.42 | 388.27 | 285.55 | 432.13
Transmission Costs: EI_Canada
Cost | 2015 | 2020 | 2025 | 2030 | 2035 | 2040
a. Wheel Share | 35.15 | 35.92 | 25.43 | 12.52 | 37.51 | 27.33
b. Friction Share | 87.88 | 87.79 | 62.49 | 20.32 | 91.6 | 63.52
Transmission Costs: EI
Cost | 2015 | 2020 | 2025 | 2030 | 2035 | 2040
a. Wheel Share | 111.82 | 221.13 | 359.05 | 299.99 | 214.11 | 336.41
b. Friction Share | 247.05 | 427.65 | 513.92 | 408.59 | 377.14 | 495.65
Transmission Costs: Outside_EI
Cost | 2015 | 2020 | 2025 | 2030 | 2035 | 2040
a. Wheel Share | 173.62 | 158.69 | 169.49 | 122.43 | 110.3 | 158.9
b. Friction Share | 293.22 | 268.1 | 283.23 | 205.17 | 185.73 | 267.29

## Capacity
#1 | New Build Capacity (MW)
New Build Capacity by Reporting Type: Entergy
ReportingType | 2015 | 2020 | 2025 | 2030 | 2035 | 2040
BM | 0 | 0 | 0 | 0 | 10074.95 | 0
CC | 4562.33 | 7006.16 | 156.53 | 0 | 0 | 0
CSP | 0 | 0 | 0 | 0 | 0 | 0
CT | 0 | 0 | 0 | 0 | 0 | 0
Coal | 720 | 0 | 0 | 0 | 0 | 0
Geo | 0 | 0 | 0 | 0 | 0 | 0
H | 0 | 0 | 0 | 121.02 | 987.98 | 0
LFG | 0 | 0 | 107.4 | 0 | 0 | 0
Nuc | 170 | 0 | 0 | 0 | 0 | 8357.66
PS | 0 | 0 | 0 | 0 | 0 | 0
PV | 0.29 | 67.6 | 38.23 | 5.93 | 6.85 | 10.6
PeakG | 0 | 0 | 0 | 0 | 0 | 0
PeakO | 0 | 0 | 0 | 0 | 0 | 0
ST | 0 | 0 | 0 | 0 | 0 | 0
STOG | 0 | 0 | 0 | 0 | 0 | 0
STWD | 0 | 0 | 0 | 0 | 0 | 0
WT | 0 | 0 | 0 | 0 | 0 | 0
IGCC | 0 | 0 | 0 | 0 | 0 | 0
DemandResponse | 0 | 0 | 0 | 0 | 0 | 0
IGCC-CCS | 0 | 0 | 0 | 0 | 0 | 0
WT_off | 0 | 0 | 0 | 0 | 0 | 0
PseudoUnit | 0 | 0 | 0 | 0 | 0 | 0
FixedInterchange | 0 | 0 | 0 | 0 | 0 | 0
New Build Capacity by Reporting Type: FRCC
ReportingType | 2015 | 2020 | 2025 | 2030 | 2035 | 2040
BM | 0 | 0 | 0 | 0 | 2001.91 | 0
CC | 14506.95 | 3269.63 | 0 | 0 | 0 | 0
CSP | 0 | 0 | 0 | 0 | 0 | 0
CT | 2480 | 0 | 0 | 0 | 0 | 0
Coal | 0 | 0 | 0 | 0 | 0 | 0
Geo | 0 | 0 | 0 | 0 | 0 | 0
H | 0 | 0 | 0 | 0 | 0 | 28
LFG | 0 | 0 | 198 | 0 | 0 | 0
Nuc | 229.33 | 0 | 5314.96 | 5679.17 | 15655.63 | 7231.05
PS | 0 | 0 | 0 | 0 | 0 | 0
PV | 0 | 0 | 0 | 0 | 0 | 10000
PeakG | 0 | 0 | 0 | 0 | 0 | 0
PeakO | 0 | 0 | 0 | 0 | 0 | 0
ST | 0 | 0 | 0 | 0 | 0 | 0
STOG | 0 | 0 | 0 | 0 | 0 | 0
STWD | 0 | 0 | 0 | 0 | 0 | 0
WT | 0 | 0 | 0 | 0 | 0 | 0
IGCC | 0 | 0 | 0 | 0 | 0 | 0
DemandResponse | 0 | 0 | 0 | 0 | 0 | 0
IGCC-CCS | 0 | 0 | 0 | 0 | 0 | 0
WT_off | 0 | 0 | 0 | 0 | 0 | 0
PseudoUnit | 0 | 0 | 0 | 0 | 0 | 0
FixedInterchange | 0 | 0 | 0 | 0 | 0 | 0
New Build Capacity by Reporting Type: MAPP_US
ReportingType | 2015 | 2020 | 2025 | 2030 | 2035 | 2040
BM | 0 | 0 | 0 | 0 | 1273.91 | 1315.99
CC | 0 | 0 | 0 | 0 | 0 | 0
CSP | 0 | 0 | 0 | 0 | 0 | 0
CT | 308.3 | 0 | 107.85 | 604.4 | 0 | 0
Coal | 0 | 0 | 0 | 0 | 0 | 0
Geo | 0 | 0 | 0 | 0 | 0 | 0
H | 0 | 0 | 0 | 0 | 0 | 0
LFG | 0 | 0 | 0 | 71.67 | 0 | 0
Nuc | 0 | 0 | 0 | 0 | 0 | 0
PS | 0 | 0 | 0 | 0 | 0 | 0
PV | 0 | 0 | 0 | 0 | 0 | 0
PeakG | 0 | 0 | 0 | 0 | 0 | 0
PeakO | 0 | 0 | 0 | 0 | 0 | 0
ST | 0 | 0 | 0 | 0 | 0 | 0
STOG | 0 | 0 | 0 | 0 | 0 | 0
STWD | 0 | 0 | 0 | 0 | 0 | 0
WT | 421.3 | 7320.08 | 347.89 | 0 | 0 | 0
IGCC | 0 | 0 | 0 | 0 | 0 | 0
DemandResponse | 0 | 0 | 0 | 0 | 0 | 0
IGCC-CCS | 0 | 0 | 0 | 0 | 0 | 0
WT_off | 0 | 0 | 0 | 0 | 0 | 0
PseudoUnit | 0 | 0 | 0 | 0 | 0 | 0
FixedInterchange | 0 | 0 | 0 | 0 | 0 | 0
New Build Capacity by Reporting Type: MISO_IN
ReportingType | 2015 | 2020 | 2025 | 2030 | 2035 | 2040
BM | 0 | 0 | 0 | 0 | 4385.86 | 1758.66
CC | 2947 | 18191.48 | 0 | 0 | 0 | 0
CSP | 0 | 0 | 0 | 0 | 0 | 0
CT | 0 | 0 | 0 | 0 | 0 | 0
Coal | 0 | 0 | 0 | 0 | 0 | 0
Geo | 0 | 0 | 0 | 0 | 0 | 0
H | 0 | 0 | 0 | 0 | 0 | 0
LFG | 0 | 0 | 80.12 | 0 | 0 | 0
Nuc | 0 | 0 | 0 | 0 | 0 | 0
PS | 0 | 0 | 0 | 0 | 0 | 0
PV | 0 | 250.44 | 0 | 0 | 0 | 0
PeakG | 0 | 0 | 0 | 0 | 0 | 0
PeakO | 0 | 0 | 0 | 0 | 0 | 0
ST | 0 | 0 | 0 | 0 | 0 | 0
STOG | 0 | 0 | 0 | 0 | 0 | 0
STWD | 0 | 0 | 0 | 0 | 0 | 0
WT | 0 | 0 | 0 | 0 | 0 | 14232.22
IGCC | 618 | 0 | 0 | 0 | 0 | 0
DemandResponse | 0 | 0 | 0 | 0 | 0 | 0
IGCC-CCS | 0 | 0 | 0 | 0 | 0 | 0
WT_off | 0 | 0 | 0 | 0 | 0 | 0
PseudoUnit | 0 | 0 | 0 | 0 | 0 | 0
FixedInterchange | 0 | 0 | 0 | 0 | 0 | 0
New Build Capacity by Reporting Type: MISO_MI
ReportingType | 2015 | 2020 | 2025 | 2030 | 2035 | 2040
BM | 0 | 0 | 0 | 68.47 | 1673.35 | 4402.69
CC | 0 | 3164.09 | 2829.5 | 0 | 0 | 0
CSP | 0 | 0 | 0 | 0 | 0 | 0
CT | 0 | 0 | 0 | 0 | 0 | 0
Coal | 0 | 0 | 0 | 0 | 0 | 0
Geo | 0 | 0 | 0 | 0 | 0 | 0
H | 0 | 0 | 0 | 0 | 0 | 0
LFG | 0 | 6.15 | 154.1 | 0 | 0 | 0
Nuc | 0 | 0 | 0 | 960.48 | 0 | 70.82
PS | 0 | 0 | 0 | 0 | 0 | 0
PV | 0 | 0 | 0 | 0 | 0 | 0
PeakG | 0 | 0 | 0 | 0 | 0 | 0
PeakO | 0 | 0 | 0 | 0 | 0 | 0
ST | 0 | 0 | 0 | 0 | 0 | 0
STOG | 0 | 0 | 0 | 0 | 0 | 0
STWD | 0 | 0 | 0 | 0 | 0 | 0
WT | 2000 | 600 | 0 | 0 | 0 | 0
IGCC | 0 | 0 | 0 | 0 | 0 | 0
DemandResponse | 0 | 0 | 0 | 0 | 0 | 0
IGCC-CCS | 0 | 0 | 0 | 0 | 0 | 0
WT_off | 0 | 0 | 0 | 0 | 0 | 0
PseudoUnit | 0 | 0 | 0 | 0 | 0 | 0
FixedInterchange | 0 | 0 | 0 | 0 | 0 | 0
New Build Capacity by Reporting Type: MISO_MO-IL
ReportingType | 2015 | 2020 | 2025 | 2030 | 2035 | 2040
BM | 0 | 0 | 0 | 0 | 0 | 8900
CC | 0 | 5103.71 | 689.72 | 0 | 0 | 0
CSP | 0 | 0 | 0 | 0 | 0 | 0
CT | 0 | 0 | 0 | 0 | 0 | 0
Coal | 1790 | 0 | 0 | 0 | 0 | 0
Geo | 0 | 0 | 0 | 0 | 0 | 0
H | 0 | 0 | 280 | 0 | 0 | 0
LFG | 0 | 0 | 223.33 | 0 | 0 | 0
Nuc | 0 | 0 | 0 | 0 | 0 | 0
PS | 0 | 0 | 0 | 0 | 0 | 0
PV | 0 | 0 | 0 | 0 | 0 | 0
PeakG | 0 | 0 | 0 | 0 | 0 | 0
PeakO | 0 | 0 | 0 | 0 | 0 | 0
ST | 0 | 0 | 0 | 0 | 0 | 0
STOG | 0 | 0 | 0 | 0 | 0 | 0
STWD | 0 | 0 | 0 | 0 | 0 | 0
WT | 300 | 0 | 5600 | 2157.47 | 4178.73 | 0
IGCC | 0 | 0 | 0 | 0 | 0 | 0
DemandResponse | 0 | 0 | 0 | 0 | 0 | 0
IGCC-CCS | 0 | 0 | 0 | 0 | 0 | 0
WT_off | 0 | 0 | 0 | 0 | 0 | 0
PseudoUnit | 0 | 0 | 0 | 0 | 0 | 0
FixedInterchange | 0 | 0 | 0 | 0 | 0 | 0
New Build Capacity by Reporting Type: MISO_W
ReportingType | 2015 | 2020 | 2025 | 2030 | 2035 | 2040
BM | 0 | 0 | 0 | 0 | 0 | 1991.71
CC | 0 | 654.05 | 0 | 0 | 0 | 0
CSP | 0 | 0 | 0 | 0 | 0 | 0
CT | 0 | 0 | 0 | 0 | 0 | 0
Coal | 0 | 0 | 0 | 0 | 0 | 0
Geo | 0 | 0 | 0 | 0 | 0 | 0
H | 0 | 0 | 0 | 0 | 0 | 0
LFG | 0 | 0 | 0 | 71.67 | 0 | 0
Nuc | 94.33 | 0 | 0 | 0 | 0 | 0
PS | 0 | 0 | 0 | 0 | 0 | 0
PV | 0 | 0 | 0 | 0 | 0 | 0
PeakG | 0 | 0 | 0 | 0 | 0 | 0
PeakO | 0 | 0 | 0 | 0 | 0 | 0
ST | 0 | 0 | 0 | 0 | 0 | 0
STOG | 0 | 0 | 0 | 0 | 0 | 0
STWD | 0 | 0 | 0 | 0 | 0 | 0
WT | 2800.5 | 0 | 53113.48 | 3811.35 | 0 | 0
IGCC | 0 | 0 | 0 | 0 | 0 | 0
DemandResponse | 0 | 0 | 0 | 0 | 0 | 0
IGCC-CCS | 0 | 0 | 0 | 0 | 0 | 0
WT_off | 0 | 0 | 0 | 0 | 0 | 0
PseudoUnit | 0 | 0 | 0 | 0 | 0 | 0
FixedInterchange | 0 | 0 | 0 | 0 | 0 | 0
New Build Capacity by Reporting Type: MISO_WUMS
ReportingType | 2015 | 2020 | 2025 | 2030 | 2035 | 2040
BM | 0 | 0 | 0 | 0 | 3200.79 | 0
CC | 6302.71 | 2578.83 | 0 | 0 | 0 | 0
CSP | 0 | 0 | 0 | 0 | 0 | 0
CT | 0 | 0 | 0 | 7124.53 | 0 | 0
Coal | 615 | 0 | 0 | 0 | 0 | 0
Geo | 0 | 0 | 0 | 0 | 0 | 0
H | 0 | 1 | 0 | 0 | 0 | 0
LFG | 0 | 0 | 0 | 223.33 | 0 | 0
Nuc | 235 | 0 | 0 | 0 | 0 | 1673.81
PS | 0 | 0 | 0 | 0 | 0 | 0
PV | 0 | 0 | 0 | 0 | 0 | 0
PeakG | 0 | 0 | 0 | 0 | 0 | 0
PeakO | 0 | 0 | 0 | 0 | 0 | 0
ST | 0 | 0 | 0 | 0 | 0 | 0
STOG | 0 | 0 | 0 | 0 | 0 | 0
STWD | 0 | 0 | 0 | 0 | 0 | 0
WT | 968.9 | 0 | 0 | 30.8 | 0 | 0
IGCC | 0 | 0 | 0 | 0 | 0 | 0
DemandResponse | 0 | 0 | 0 | 0 | 0 | 0
IGCC-CCS | 0 | 0 | 0 | 0 | 0 | 0
WT_off | 0 | 0 | 0 | 0 | 0 | 0
PseudoUnit | 0 | 0 | 0 | 0 | 0 | 0
FixedInterchange | 0 | 0 | 0 | 0 | 0 | 0
New Build Capacity by Reporting Type: Nebraska
ReportingType | 2015 | 2020 | 2025 | 2030 | 2035 | 2040
BM | 0 | 0 | 0 | 0 | 2499.61 | 4971.95
CC | 375.72 | 2425.43 | 0 | 0 | 0 | 0
CSP | 0 | 0 | 0 | 0 | 0 | 0
CT | 0 | 0 | 0 | 0 | 0 | 0
Coal | 232.1 | 0 | 0 | 0 | 0 | 0
Geo | 0 | 0 | 0 | 0 | 0 | 0
H | 0 | 0 | 0 | 0 | 0 | 0
LFG | 0 | 0 | 71.67 | 0 | 0 | 0
Nuc | 0 | 0 | 0 | 0 | 0 | 0
PS | 0 | 0 | 0 | 0 | 0 | 0
PV | 0 | 0 | 0 | 0 | 0 | 0
PeakG | 0 | 0 | 0 | 0 | 0 | 0
PeakO | 0 | 0 | 0 | 0 | 0 | 0
ST | 0 | 0 | 0 | 0 | 0 | 0
STOG | 0 | 0 | 0 | 0 | 0 | 0
STWD | 0 | 0 | 0 | 0 | 0 | 0
WT | 202 | 0 | 0 | 0 | 0 | 0
IGCC | 0 | 0 | 0 | 0 | 0 | 0
DemandResponse | 0 | 0 | 0 | 0 | 0 | 0
IGCC-CCS | 0 | 0 | 0 | 0 | 0 | 0
WT_off | 0 | 0 | 0 | 0 | 0 | 0
PseudoUnit | 0 | 0 | 0 | 0 | 0 | 0
FixedInterchange | 0 | 0 | 0 | 0 | 0 | 0
New Build Capacity by Reporting Type: NEISO
ReportingType | 2015 | 2020 | 2025 | 2030 | 2035 | 2040
BM | 252.2 | 0 | 0 | 0 | 0 | 0
CC | 2049.5 | 0 | 0 | 0 | 0 | 0
CSP | 0 | 0 | 0 | 0 | 0 | 0
CT | 334 | 0 | 0 | 0 | 0 | 341.33
Coal | 0 | 0 | 0 | 0 | 0 | 0
Geo | 0 | 0 | 0 | 0 | 0 | 0
H | 0 | 0 | 0 | 3 | 0 | 0
LFG | 49.26 | 0 | 69.74 | 0 | 0 | 0
Nuc | 0 | 0 | 0 | 0 | 0 | 0
PS | 0 | 0 | 0 | 0 | 0 | 0
PV | 0 | 322.27 | 11.02 | 12.6 | 28.2 | 10.25
PeakG | 0 | 0 | 0 | 0 | 0 | 0
PeakO | 0 | 0 | 0 | 0 | 0 | 0
ST | 0 | 0 | 0 | 0 | 0 | 0
STOG | 0 | 0 | 0 | 0 | 0 | 0
STWD | 0 | 0 | 0 | 0 | 0 | 0
WT | 231.2 | 3094.32 | 1954.48 | 0 | 16900 | 0
IGCC | 0 | 0 | 0 | 0 | 0 | 0
DemandResponse | 0 | 0 | 0 | 0 | 0 | 0
IGCC-CCS | 0 | 0 | 0 | 0 | 0 | 0
WT_off | 468 | 0 | 0 | 0 | 0 | 5109.01
PseudoUnit | 0 | 0 | 0 | 0 | 0 | 0
FixedInterchange | 0 | 0 | 0 | 0 | 0 | 0
New Build Capacity by Reporting Type: NonRTO_Midwest
ReportingType | 2015 | 2020 | 2025 | 2030 | 2035 | 2040
BM | 0 | 0 | 0 | 0 | 1547.49 | 4597.03
CC | 2860.06 | 3412.5 | 0 | 0 | 0 | 0
CSP | 0 | 0 | 0 | 0 | 0 | 0
CT | 0 | 0 | 0 | 0 | 0 | 0
Coal | 0 | 0 | 0 | 0 | 0 | 0
Geo | 0 | 0 | 0 | 0 | 0 | 0
H | 0 | 0 | 746 | 0 | 0 | 0
LFG | 0 | 0 | 160.25 | 0 | 0 | 0
Nuc | 0 | 0 | 0 | 652.55 | 0 | 1389.58
PS | 0 | 0 | 0 | 0 | 0 | 0
PV | 0 | 0 | 0 | 0 | 0 | 0
PeakG | 0 | 0 | 0 | 0 | 0 | 0
PeakO | 0 | 0 | 0 | 0 | 0 | 0
ST | 0 | 0 | 0 | 0 | 0 | 0
STOG | 0 | 0 | 0 | 0 | 0 | 0
STWD | 0 | 0 | 0 | 0 | 0 | 0
WT | 0 | 0 | 0 | 0 | 0 | 0
IGCC | 0 | 0 | 0 | 0 | 0 | 0
DemandResponse | 0 | 0 | 0 | 0 | 0 | 0
IGCC-CCS | 0 | 0 | 0 | 0 | 0 | 0
WT_off | 0 | 0 | 0 | 0 | 0 | 0
PseudoUnit | 0 | 0 | 0 | 0 | 0 | 0
FixedInterchange | 0 | 0 | 0 | 0 | 0 | 0
New Build Capacity by Reporting Type: NYISO_A-F
ReportingType | 2015 | 2020 | 2025 | 2030 | 2035 | 2040
BM | 0 | 0 | 0 | 0 | 0 | 1000
CC | 639 | 0 | 0 | 0 | 0 | 0
CSP | 0 | 0 | 0 | 0 | 0 | 0
CT | 0 | 0 | 0 | 0 | 0 | 0
Coal | 0 | 0 | 0 | 0 | 0 | 0
Geo | 0 | 0 | 0 | 0 | 0 | 0
H | 0 | 0 | 0 | 0 | 0 | 0
LFG | 6.4 | 0 | 67.93 | 0 | 0 | 0
Nuc | 168 | 0 | 0 | 0 | 0 | 0
PS | 0 | 0 | 0 | 0 | 0 | 0
PV | 0 | 0 | 0 | 0 | 0 | 0
PeakG | 0 | 0 | 0 | 0 | 0 | 0
PeakO | 0 | 0 | 0 | 0 | 0 | 0
ST | 0 | 0 | 0 | 0 | 0 | 0
STOG | 0 | 0 | 0 | 0 | 0 | 0
STWD | 0 | 0 | 0 | 0 | 0 | 0
WT | 2476.3 | 709.8 | 0 | 10303.9 | 0 | 0
IGCC | 0 | 0 | 0 | 0 | 0 | 0
DemandResponse | 0 | 0 | 0 | 0 | 0 | 0
IGCC-CCS | 0 | 0 | 0 | 0 | 0 | 0
WT_off | 0 | 0 | 0 | 0 | 0 | 500
PseudoUnit | 0 | 0 | 0 | 0 | 0 | 0
FixedInterchange | 0 | 0 | 0 | 0 | 0 | 0
New Build Capacity by Reporting Type: NYISO_G-I
ReportingType | 2015 | 2020 | 2025 | 2030 | 2035 | 2040
BM | 0 | 0 | 0 | 0 | 762.31 | 37.69
CC | 0 | 1051.46 | 75.84 | 0 | 0 | 0
CSP | 0 | 0 | 0 | 0 | 0 | 0
CT | 0 | 0 | 0 | 0 | 0 | 0
Coal | 0 | 0 | 0 | 0 | 0 | 0
Geo | 0 | 0 | 0 | 0 | 0 | 0
H | 0 | 0 | 0 | 0 | 0 | 0
LFG | 0 | 0 | 74.33 | 0 | 0 | 0
Nuc | 0 | 0 | 0 | 0 | 0 | 2884.6
PS | 0 | 0 | 0 | 0 | 0 | 0
PV | 0 | 0 | 0 | 0 | 0 | 0
PeakG | 0 | 0 | 0 | 0 | 0 | 0
PeakO | 0 | 0 | 0 | 0 | 0 | 0
ST | 0 | 0 | 0 | 0 | 0 | 0
STOG | 0 | 0 | 0 | 0 | 0 | 0
STWD | 0 | 0 | 0 | 0 | 0 | 0
WT | 0 | 60 | 0 | 300 | 0 | 0
IGCC | 0 | 0 | 0 | 0 | 0 | 0
DemandResponse | 0 | 0 | 0 | 0 | 0 | 0
IGCC-CCS | 0 | 0 | 0 | 0 | 0 | 0
WT_off | 0 | 0 | 0 | 0 | 0 | 200
PseudoUnit | 0 | 0 | 0 | 0 | 0 | 0
FixedInterchange | 0 | 0 | 0 | 0 | 0 | 0
New Build Capacity by Reporting Type: NYISO_J-K
ReportingType | 2015 | 2020 | 2025 | 2030 | 2035 | 2040
BM | 0 | 0 | 0 | 0 | 0 | 0
CC | 1175.4 | 0 | 0 | 1811.12 | 2431.4 | 700.84
CSP | 0 | 0 | 0 | 0 | 0 | 0
CT | 0 | 0 | 0 | 0 | 0 | 0
Coal | 0 | 0 | 0 | 0 | 0 | 0
Geo | 0 | 0 | 0 | 0 | 0 | 0
H | 0 | 0 | 0 | 0 | 0 | 0
LFG | 0 | 0 | 71.5 | 2.83 | 0 | 0
Nuc | 0 | 0 | 0 | 0 | 0 | 0
PS | 0 | 0 | 0 | 0 | 0 | 0
PV | 32 | 0 | 0 | 0 | 0 | 0
PeakG | 0 | 0 | 0 | 0 | 0 | 0
PeakO | 0 | 0 | 0 | 0 | 0 | 0
ST | 0 | 0 | 0 | 0 | 0 | 0
STOG | 0 | 0 | 0 | 0 | 0 | 0
STWD | 0 | 0 | 0 | 0 | 0 | 0
WT | 0 | 0 | 0 | 170 | 160 | 0
IGCC | 0 | 0 | 0 | 0 | 0 | 0
DemandResponse | 0 | 0 | 0 | 0 | 0 | 0
IGCC-CCS | 0 | 0 | 0 | 0 | 0 | 0
WT_off | 0 | 0 | 0 | 0 | 0 | 0
PseudoUnit | 0 | 0 | 0 | 0 | 0 | 0
FixedInterchange | 0 | 0 | 0 | 0 | 0 | 0
New Build Capacity by Reporting Type: PJM_E
ReportingType | 2015 | 2020 | 2025 | 2030 | 2035 | 2040
BM | 30 | 0 | 0 | 0 | 0 | 302.31
CC | 4634.3 | 0 | 0 | 275.66 | 0 | 0
CSP | 0 | 0 | 0 | 0 | 0 | 0
CT | 26.2 | 0 | 0 | 0 | 0 | 0
Coal | 27 | 0 | 0 | 0 | 0 | 0
Geo | 0 | 0 | 0 | 0 | 0 | 0
H | 0 | 0 | 0 | 0 | 0 | 0
LFG | 9.1 | 132.9 | 0 | 0 | 0 | 0
Nuc | 38 | 0 | 0 | 0 | 0 | 3114.23
PS | 0 | 0 | 0 | 0 | 0 | 0
PV | 25.45 | 0 | 0 | 0 | 0 | 0
PeakG | 0 | 0 | 0 | 0 | 0 | 0
PeakO | 0 | 0 | 0 | 0 | 0 | 0
ST | 0 | 0 | 0 | 0 | 0 | 0
STOG | 0 | 0 | 0 | 0 | 0 | 0
STWD | 0 | 0 | 0 | 0 | 0 | 0
WT | 1150 | 0 | 0 | 0 | 20 | 2450
IGCC | 0 | 0 | 0 | 0 | 0 | 0
DemandResponse | 0 | 0 | 0 | 0 | 0 | 0
IGCC-CCS | 0 | 0 | 0 | 0 | 0 | 0
WT_off | 0 | 0 | 1100 | 0 | 8500 | 0
PseudoUnit | 0 | 0 | 0 | 0 | 0 | 0
FixedInterchange | 0 | 0 | 0 | 0 | 0 | 0
New Build Capacity by Reporting Type: PJM_ROM
ReportingType | 2015 | 2020 | 2025 | 2030 | 2035 | 2040
BM | 18 | 0 | 0 | 0 | 2339.79 | 0
CC | 1678.5 | 0 | 0 | 3324.09 | 0 | 0
CSP | 0 | 0 | 0 | 0 | 0 | 0
CT | 16 | 0 | 0 | 0 | 0 | 0
Coal | 32.5 | 0 | 0 | 0 | 0 | 0
Geo | 0 | 0 | 0 | 0 | 0 | 0
H | 0 | 0 | 0 | 678 | 0 | 0
LFG | 18.9 | 265.1 | 0 | 0 | 0 | 0
Nuc | 0 | 0 | 0 | 1251.48 | 3984.03 | 5284.18
PS | 0 | 0 | 0 | 0 | 0 | 0
PV | 0 | 1496.79 | 977.61 | 358.55 | 199.59 | 967.46
PeakG | 0 | 0 | 0 | 0 | 0 | 0
PeakO | 0 | 0 | 0 | 0 | 0 | 0
ST | 0 | 0 | 0 | 0 | 0 | 0
STOG | 0 | 0 | 0 | 0 | 0 | 0
STWD | 0 | 0 | 0 | 0 | 0 | 0
WT | 479.8 | 1639.76 | 0 | 0 | 4920.44 | 0
IGCC | 0 | 0 | 0 | 0 | 0 | 0
DemandResponse | 0 | 0 | 0 | 0 | 0 | 0
IGCC-CCS | 0 | 0 | 0 | 0 | 0 | 0
WT_off | 0 | 0 | 0 | 0 | 0 | 16900
PseudoUnit | 0 | 0 | 0 | 0 | 0 | 0
FixedInterchange | 0 | 0 | 0 | 0 | 0 | 0
New Build Capacity by Reporting Type: PJM_ROR
ReportingType | 2015 | 2020 | 2025 | 2030 | 2035 | 2040
BM | 385 | 0 | 0 | 0 | 10171.34 | 0
CC | 19731.24 | 16160.63 | 622.28 | 0 | 0 | 0
CSP | 0 | 0 | 0 | 0 | 0 | 0
CT | 29 | 0 | 0 | 0 | 0 | 0
Coal | 2164 | 0 | 0 | 0 | 0 | 0
Geo | 0 | 0 | 0 | 0 | 0 | 0
H | 0 | 503 | 0 | 0 | 0 | 0
LFG | 57.4 | 0 | 513.71 | 0 | 0 | 0
Nuc | 38 | 0 | 0 | 0 | 1399.9 | 0
PS | 0 | 0 | 0 | 0 | 0 | 0
PV | 0 | 0 | 281.92 | 59.09 | 51.05 | 6507.93
PeakG | 0 | 0 | 0 | 0 | 0 | 0
PeakO | 0 | 0 | 0 | 0 | 0 | 0
ST | 0 | 0 | 0 | 0 | 0 | 0
STOG | 0 | 0 | 0 | 0 | 0 | 0
STWD | 0 | 0 | 0 | 0 | 0 | 0
WT | 8325.7 | 191.7 | 12711.5 | 32371.1 | 0 | 0
IGCC | 0 | 0 | 0 | 0 | 0 | 0
DemandResponse | 0 | 0 | 0 | 0 | 0 | 0
IGCC-CCS | 0 | 0 | 0 | 0 | 0 | 5195.42
WT_off | 0 | 0 | 0 | 0 | 0 | 20200
PseudoUnit | 0 | 0 | 0 | 0 | 0 | 0
FixedInterchange | 0 | 0 | 0 | 0 | 0 | 0
New Build Capacity by Reporting Type: SOCO
ReportingType | 2015 | 2020 | 2025 | 2030 | 2035 | 2040
BM | 55 | 0 | 0 | 0 | 6500.24 | 0
CC | 9406.75 | 9526.46 | 0 | 0 | 0 | 0
CSP | 0 | 0 | 0 | 0 | 0 | 0
CT | 0 | 0 | 0 | 0 | 0 | 0
Coal | 0 | 0 | 0 | 0 | 0 | 0
Geo | 0 | 0 | 0 | 0 | 0 | 0
H | 0 | 0 | 0 | 0 | 0 | 867
LFG | 0 | 0 | 107.4 | 0 | 0 | 0
Nuc | 70 | 2200 | 1325.84 | 6087.91 | 8414.41 | 14100.08
PS | 0 | 0 | 0 | 0 | 0 | 0
PV | 0 | 0 | 0 | 0 | 0 | 2000
PeakG | 0 | 0 | 0 | 0 | 0 | 0
PeakO | 0 | 0 | 0 | 0 | 0 | 0
ST | 0 | 0 | 0 | 0 | 0 | 0
STOG | 0 | 0 | 0 | 0 | 0 | 0
STWD | 0 | 0 | 0 | 0 | 0 | 0
WT | 0 | 0 | 0 | 100 | 0 | 0
IGCC | 0 | 0 | 0 | 0 | 0 | 0
DemandResponse | 0 | 0 | 0 | 0 | 0 | 0
IGCC-CCS | 0 | 0 | 0 | 0 | 0 | 0
WT_off | 0 | 0 | 0 | 0 | 0 | 0
PseudoUnit | 0 | 0 | 0 | 0 | 0 | 0
FixedInterchange | 0 | 0 | 0 | 0 | 0 | 0
New Build Capacity by Reporting Type: SPP_N
ReportingType | 2015 | 2020 | 2025 | 2030 | 2035 | 2040
BM | 0 | 0 | 0 | 0 | 5805.14 | 600.45
CC | 2047.68 | 5473.19 | 0 | 0 | 0 | 0
CSP | 0 | 0 | 0 | 0 | 0 | 0
CT | 0 | 0 | 0 | 0 | 0 | 0
Coal | 465.04 | 0 | 0 | 0 | 0 | 0
Geo | 0 | 0 | 0 | 0 | 0 | 0
H | 0 | 0 | 0 | 0 | 0 | 0
LFG | 0 | 0 | 95 | 0 | 0 | 0
Nuc | 0 | 0 | 0 | 0 | 0 | 0
PS | 0 | 0 | 0 | 0 | 0 | 0
PV | 0 | 0 | 0 | 0 | 0 | 0
PeakG | 0 | 0 | 0 | 0 | 0 | 0
PeakO | 0 | 0 | 0 | 0 | 0 | 0
ST | 0 | 0 | 0 | 0 | 0 | 0
STOG | 0 | 0 | 0 | 0 | 0 | 0
STWD | 0 | 0 | 0 | 0 | 0 | 0
WT | 0 | 11050.45 | 1970.79 | 3037.35 | 0 | 0
IGCC | 0 | 0 | 0 | 0 | 0 | 0
DemandResponse | 0 | 0 | 0 | 0 | 0 | 0
IGCC-CCS | 0 | 0 | 0 | 0 | 0 | 0
WT_off | 0 | 0 | 0 | 0 | 0 | 0
PseudoUnit | 0 | 0 | 0 | 0 | 0 | 0
FixedInterchange | 0 | 0 | 0 | 0 | 0 | 0
New Build Capacity by Reporting Type: SPP_S
ReportingType | 2015 | 2020 | 2025 | 2030 | 2035 | 2040
BM | 0 | 0 | 0 | 0 | 2174.77 | 2332.57
CC | 0 | 6239.97 | 0 | 5406.19 | 0 | 0
CSP | 0 | 0 | 0 | 0 | 0 | 0
CT | 412.99 | 300 | 0 | 0 | 0 | 0
Coal | 988 | 0 | 0 | 0 | 0 | 0
Geo | 0 | 0 | 0 | 0 | 0 | 0
H | 0 | 0 | 0 | 91 | 0 | 0
LFG | 0 | 0 | 95 | 0 | 0 | 0
Nuc | 0 | 0 | 0 | 0 | 0 | 0
PS | 0 | 0 | 0 | 0 | 0 | 0
PV | 0 | 0 | 0 | 0 | 0 | 0
PeakG | 0 | 0 | 0 | 0 | 0 | 0
PeakO | 0 | 0 | 0 | 0 | 0 | 0
ST | 0 | 0 | 0 | 0 | 0 | 0
STOG | 0 | 0 | 0 | 0 | 0 | 0
STWD | 0 | 0 | 0 | 0 | 0 | 0
WT | 430 | 36111.89 | 0 | 0 | 3750.97 | 5743.75
IGCC | 0 | 0 | 0 | 0 | 0 | 0
DemandResponse | 0 | 0 | 0 | 0 | 0 | 0
IGCC-CCS | 0 | 0 | 0 | 0 | 0 | 0
WT_off | 0 | 0 | 0 | 0 | 0 | 0
PseudoUnit | 0 | 0 | 0 | 0 | 0 | 0
FixedInterchange | 0 | 0 | 0 | 0 | 0 | 0
New Build Capacity by Reporting Type: TVA
ReportingType | 2015 | 2020 | 2025 | 2030 | 2035 | 2040
BM | 0 | 0 | 0 | 0 | 7394.28 | 0
CC | 4935.97 | 7140.87 | 490.01 | 0 | 0 | 0
CSP | 0 | 0 | 0 | 0 | 0 | 0
CT | 0 | 0 | 0 | 0 | 0 | 0
Coal | 0 | 0 | 0 | 0 | 0 | 0
Geo | 0 | 0 | 0 | 0 | 0 | 0
H | 0 | 0 | 27 | 0 | 0 | 0
LFG | 0 | 0 | 107.4 | 0 | 0 | 0
Nuc | 1697.89 | 0 | 0 | 2034.45 | 1493.63 | 0
PS | 0 | 0 | 0 | 0 | 0 | 0
PV | 0 | 0 | 0 | 0 | 0 | 2000
PeakG | 0 | 0 | 0 | 0 | 0 | 0
PeakO | 0 | 0 | 0 | 0 | 0 | 0
ST | 0 | 0 | 0 | 0 | 0 | 0
STOG | 0 | 0 | 0 | 0 | 0 | 0
STWD | 0 | 0 | 0 | 0 | 0 | 0
WT | 0 | 0 | 0 | 0 | 100 | 0
IGCC | 0 | 0 | 0 | 0 | 0 | 0
DemandResponse | 0 | 0 | 0 | 0 | 0 | 0
IGCC-CCS | 0 | 0 | 0 | 0 | 0 | 7672.82
WT_off | 0 | 0 | 0 | 0 | 0 | 0
PseudoUnit | 0 | 0 | 0 | 0 | 0 | 0
FixedInterchange | 0 | 0 | 0 | 0 | 0 | 0
New Build Capacity by Reporting Type: TVA_Transmission
ReportingType | 2015 | 2020 | 2025 | 2030 | 2035 | 2040
BM | 0 | 0 | 0 | 0 | 0 | 0
CC | 0 | 0 | 0 | 0 | 0 | 0
CSP | 0 | 0 | 0 | 0 | 0 | 0
CT | 0 | 0 | 0 | 0 | 0 | 0
Coal | 0 | 0 | 0 | 0 | 0 | 0
Geo | 0 | 0 | 0 | 0 | 0 | 0
H | 0 | 0 | 0 | 0 | 0 | 0
LFG | 0 | 0 | 0 | 0 | 0 | 0
Nuc | 0 | 0 | 0 | 0 | 0 | 0
PS | 0 | 0 | 0 | 0 | 0 | 0
PV | 0 | 0 | 0 | 0 | 0 | 0
PeakG | 0 | 0 | 0 | 0 | 0 | 0
PeakO | 0 | 0 | 0 | 0 | 0 | 0
ST | 0 | 0 | 0 | 0 | 0 | 0
STOG | 0 | 0 | 0 | 0 | 0 | 0
STWD | 0 | 0 | 0 | 0 | 0 | 0
WT | 0 | 0 | 0 | 0 | 0 | 0
IGCC | 0 | 0 | 0 | 0 | 0 | 0
DemandResponse | 0 | 0 | 0 | 0 | 0 | 0
IGCC-CCS | 0 | 0 | 0 | 0 | 0 | 0
WT_off | 0 | 0 | 0 | 0 | 0 | 0
PseudoUnit | 0 | 0 | 0 | 0 | 0 | 0
FixedInterchange | 0 | 0 | 0 | 0 | 0 | 0
New Build Capacity by Reporting Type: VACAR
ReportingType | 2015 | 2020 | 2025 | 2030 | 2035 | 2040
BM | 0.92 | 357.67 | 742.28 | 193.42 | 0 | 5692.02
CC | 20097.69 | 1150.96 | 0 | 0 | 0 | 0
CSP | 0 | 0 | 0 | 0 | 0 | 0
CT | 717.2 | 0 | 0 | 0 | 0 | 0
Coal | 825 | 0 | 0 | 0 | 0 | 0
Geo | 0 | 0 | 0 | 0 | 0 | 0
H | 0 | 0 | 0 | 0 | 0 | 52
LFG | 0.34 | 107.06 | 0 | 0 | 0 | 0
Nuc | 0 | 2330 | 3230.38 | 4961.09 | 0 | 1139.98
PS | 0 | 0 | 0 | 0 | 0 | 0
PV | 0 | 148.43 | 12.16 | 12.18 | 10.72 | 1149.84
PeakG | 0 | 0 | 0 | 0 | 0 | 0
PeakO | 0 | 0 | 0 | 0 | 0 | 0
ST | 0 | 0 | 0 | 0 | 0 | 0
STOG | 0 | 0 | 0 | 0 | 0 | 0
STWD | 0 | 0 | 0 | 0 | 0 | 0
WT | 0.9 | 3499.1 | 0 | 0 | 0 | 0
IGCC | 0 | 0 | 0 | 0 | 0 | 0
DemandResponse | 0 | 0 | 0 | 0 | 0 | 0
IGCC-CCS | 0 | 0 | 0 | 0 | 0 | 0
WT_off | 1 | 0 | 0 | 0 | 35437.26 | 3811.74
PseudoUnit | 0 | 0 | 0 | 0 | 0 | 0
FixedInterchange | 0 | 0 | 0 | 0 | 0 | 0
New Build Capacity by Reporting Type: IESO
ReportingType | 2015 | 2020 | 2025 | 2030 | 2035 | 2040
BM | 326.33 | 0 | 0 | 0 | 0 | 0.67
CC | 1263 | 0 | 0 | 0 | 0 | 0
CSP | 0 | 0 | 0 | 0 | 0 | 0
CT | 368 | 0 | 0 | 0 | 275.08 | 3002.98
Coal | 0 | 0 | 0 | 0 | 0 | 0
Geo | 0 | 0 | 0 | 0 | 0 | 0
H | 0 | 0 | 0 | 250 | 0 | 0
LFG | 14.5 | 0 | 0 | 0.5 | 0 | 0
Nuc | 0 | 0 | 0 | 0 | 0 | 0
PS | 0 | 0 | 0 | 0 | 0 | 0
PV | 1067.26 | 0 | 0 | 0 | 0 | 0
PeakG | 0 | 0 | 0 | 0 | 0 | 0
PeakO | 0 | 0 | 0 | 0 | 0 | 0
ST | 0 | 0 | 0 | 0 | 0 | 0
STOG | 0 | 0 | 0 | 0 | 0 | 0
STWD | 0 | 0 | 0 | 0 | 0 | 0
WT | 2105.9 | 0 | 0 | 0 | 16353.07 | 4833.03
IGCC | 0 | 0 | 0 | 0 | 0 | 0
DemandResponse | 0 | 0 | 0 | 0 | 0 | 0
IGCC-CCS | 0 | 0 | 0 | 0 | 0 | 0
WT_off | 0 | 0 | 0 | 0 | 0 | 0
PseudoUnit | 0 | 0 | 0 | 0 | 0 | 0
FixedInterchange | 0 | 0 | 0 | 0 | 0 | 0
New Build Capacity by Reporting Type: MAPP_CA
ReportingType | 2015 | 2020 | 2025 | 2030 | 2035 | 2040
BM | 0 | 0 | 0 | 0 | 0 | 0
CC | 671.9 | 0 | 0 | 0 | 0 | 0
CSP | 0 | 0 | 0 | 0 | 0 | 0
CT | 0 | 0 | 0 | 0 | 0 | 0
Coal | 0 | 0 | 0 | 0 | 0 | 0
Geo | 0 | 0 | 0 | 0 | 0 | 0
H | 0 | 695 | 1495 | 2460 | 0 | 0
LFG | 0 | 0 | 0 | 0 | 0 | 0
Nuc | 0 | 0 | 0 | 0 | 0 | 326.48
PS | 0 | 0 | 0 | 0 | 0 | 0
PV | 0 | 0 | 0 | 0 | 0 | 0
PeakG | 0 | 0 | 0 | 0 | 0 | 0
PeakO | 0 | 0 | 0 | 0 | 0 | 0
ST | 0 | 0 | 0 | 0 | 0 | 0
STOG | 0 | 0 | 0 | 0 | 0 | 0
STWD | 0 | 0 | 0 | 0 | 0 | 0
WT | 302.4 | 0 | 0 | 0 | 0 | 0
IGCC | 0 | 0 | 0 | 0 | 0 | 0
DemandResponse | 0 | 0 | 0 | 0 | 0 | 0
IGCC-CCS | 0 | 0 | 0 | 0 | 0 | 0
WT_off | 0 | 0 | 0 | 0 | 0 | 0
PseudoUnit | 0 | 0 | 0 | 0 | 0 | 0
FixedInterchange | 0 | 0 | 0 | 0 | 0 | 0
New Build Capacity by Reporting Type: AZ_NM_SNV_Coal
ReportingType | 2015 | 2020 | 2025 | 2030 | 2035 | 2040
BM | 0 | 0 | 0 | 0 | 0 | 0
CC | 0 | 0 | 0 | 0 | 0 | 0
CSP | 0 | 0 | 0 | 0 | 0 | 0
CT | 0 | 0 | 0 | 0 | 0 | 0
Coal | 0 | 0 | 0 | 0 | 0 | 0
Geo | 0 | 0 | 0 | 0 | 0 | 0
H | 0 | 0 | 0 | 0 | 0 | 0
LFG | 0 | 0 | 0 | 0 | 0 | 0
Nuc | 0 | 0 | 0 | 0 | 0 | 0
PS | 0 | 0 | 0 | 0 | 0 | 0
PV | 0 | 0 | 0 | 0 | 0 | 0
PeakG | 0 | 0 | 0 | 0 | 0 | 0
PeakO | 0 | 0 | 0 | 0 | 0 | 0
ST | 0 | 0 | 0 | 0 | 0 | 0
STOG | 0 | 0 | 0 | 0 | 0 | 0
STWD | 0 | 0 | 0 | 0 | 0 | 0
WT | 0 | 0 | 0 | 0 | 0 | 0
IGCC | 0 | 0 | 0 | 0 | 0 | 0
DemandResponse | 0 | 0 | 0 | 0 | 0 | 0
IGCC-CCS | 0 | 0 | 0 | 0 | 0 | 0
WT_off | 0 | 0 | 0 | 0 | 0 | 0
PseudoUnit | 0 | 0 | 0 | 0 | 0 | 0
FixedInterchange | 0 | 0 | 0 | 0 | 0 | 0
New Build Capacity by Reporting Type: AZ_NM_SNV_Gas
ReportingType | 2015 | 2020 | 2025 | 2030 | 2035 | 2040
BM | 0 | 0 | 0 | 0 | 0 | 0
CC | 668 | 4403.69 | 3453.43 | 0 | 0 | 0
CSP | 0 | 0 | 0 | 0 | 0 | 0
CT | 736 | 0 | 0 | 0 | 0 | 0
Coal | 0 | 0 | 0 | 0 | 0 | 0
Geo | 0 | 0 | 0 | 0 | 0 | 0
H | 0 | 0 | 0 | 0 | 0 | 0
LFG | 0 | 0 | 0 | 0 | 0 | 0
Nuc | 0 | 0 | 0 | 0 | 0 | 0
PS | 0 | 0 | 0 | 0 | 0 | 0
PV | 0 | 0 | 0 | 0 | 0 | 0
PeakG | 0 | 0 | 0 | 0 | 0 | 0
PeakO | 0 | 0 | 0 | 0 | 0 | 0
ST | 0 | 0 | 0 | 0 | 0 | 0
STOG | 0 | 0 | 0 | 0 | 0 | 0
STWD | 0 | 0 | 0 | 0 | 0 | 0
WT | 0 | 0 | 0 | 0 | 0 | 0
IGCC | 0 | 0 | 0 | 0 | 0 | 0
DemandResponse | 0 | 0 | 0 | 0 | 0 | 0
IGCC-CCS | 0 | 0 | 0 | 0 | 0 | 0
WT_off | 0 | 0 | 0 | 0 | 0 | 0
PseudoUnit | 0 | 0 | 0 | 0 | 0 | 0
FixedInterchange | 0 | 0 | 0 | 0 | 0 | 0
New Build Capacity by Reporting Type: AZ_NM_SNV_NucRenew
ReportingType | 2015 | 2020 | 2025 | 2030 | 2035 | 2040
BM | 0 | 0 | 0 | 0 | 2795.08 | 3744.92
CC | 0 | 0 | 0 | 0 | 0 | 0
CSP | 0 | 0 | 0 | 0 | 0 | 0
CT | 0 | 0 | 0 | 0 | 0 | 0
Coal | 0 | 0 | 0 | 0 | 0 | 0
Geo | 0 | 0 | 1450 | 0 | 0 | 0
H | 0 | 0 | 0 | 0 | 0 | 0
LFG | 0 | 60.67 | 0 | 0 | 0 | 0
Nuc | 0 | 0 | 0 | 2640.07 | 1735.38 | 0
PS | 0 | 0 | 0 | 0 | 0 | 0
PV | 95.7 | 0 | 0 | 0 | 0 | 0
PeakG | 0 | 0 | 0 | 0 | 0 | 0
PeakO | 0 | 0 | 0 | 0 | 0 | 0
ST | 280 | 525.11 | 316.72 | 91.42 | 1472.14 | 1111.89
STOG | 0 | 0 | 0 | 0 | 0 | 0
STWD | 0 | 0 | 0 | 0 | 0 | 0
WT | 65.1 | 12969.39 | 810.59 | 1092.38 | 0 | 0
IGCC | 0 | 0 | 0 | 0 | 0 | 0
DemandResponse | 0 | 0 | 0 | 0 | 0 | 0
IGCC-CCS | 0 | 0 | 0 | 0 | 0 | 0
WT_off | 0 | 0 | 0 | 0 | 0 | 0
PseudoUnit | 0 | 0 | 0 | 0 | 0 | 0
FixedInterchange | 0 | 0 | 0 | 0 | 0 | 0
New Build Capacity by Reporting Type: ERCOT
ReportingType | 2015 | 2020 | 2025 | 2030 | 2035 | 2040
BM | 145 | 0 | 0 | 0 | 3919.97 | 0
CC | 21267.18 | 3869.94 | 0 | 0 | 0 | 0
CSP | 0 | 0 | 0 | 0 | 0 | 0
CT | 250 | 0 | 0 | 0 | 0 | 0
Coal | 2020 | 0 | 0 | 0 | 0 | 0
Geo | 0 | 0 | 0 | 0 | 0 | 0
H | 0 | 0 | 0 | 0 | 0 | 628
LFG | 0 | 0 | 0 | 354 | 0 | 0
Nuc | 0 | 0 | 0 | 3886.37 | 9893.6 | 1649.59
PS | 0 | 0 | 0 | 0 | 0 | 0
PV | 14 | 0 | 0 | 0 | 0 | 0
PeakG | 0 | 0 | 0 | 0 | 0 | 0
PeakO | 0 | 0 | 0 | 0 | 0 | 0
ST | 0 | 0 | 0 | 0 | 0 | 0
STOG | 0 | 0 | 0 | 0 | 0 | 0
STWD | 0 | 0 | 0 | 0 | 0 | 0
WT | 350.1 | 0 | 24591.36 | 1857.75 | 2371.55 | 2885.23
IGCC | 0 | 0 | 0 | 0 | 0 | 0
DemandResponse | 0 | 0 | 0 | 0 | 0 | 0
IGCC-CCS | 0 | 0 | 0 | 0 | 0 | 4469.53
WT_off | 0 | 0 | 0 | 0 | 0 | 0
PseudoUnit | 0 | 0 | 0 | 0 | 0 | 0
FixedInterchange | 0 | 0 | 0 | 0 | 0 | 0
New Build Capacity by Reporting Type: NP15
ReportingType | 2015 | 2020 | 2025 | 2030 | 2035 | 2040
BM | 0 | 0 | 0 | 0 | 843.24 | 0
CC | 5949.49 | 317.51 | 1907.64 | 0 | 0 | 0
CSP | 0 | 0 | 0 | 0 | 0 | 0
CT | 212.6 | 0 | 0 | 615.04 | 0 | 0
Coal | 0 | 0 | 0 | 0 | 0 | 0
Geo | 0 | 600 | 0 | 0 | 0 | 0
H | 0 | 0 | 0 | 0 | 0 | 0
LFG | 0 | 565 | 0 | 0 | 0 | 0
Nuc | 0 | 0 | 0 | 0 | 0 | 0
PS | 0 | 0 | 0 | 0 | 0 | 0
PV | 6.5 | 0 | 0 | 0 | 1344.95 | 2153.43
PeakG | 0 | 0 | 0 | 0 | 0 | 0
PeakO | 0 | 0 | 0 | 0 | 0 | 0
ST | 29 | 0 | 0 | 0 | 71 | 0
STOG | 0 | 0 | 0 | 0 | 0 | 0
STWD | 0 | 0 | 0 | 0 | 0 | 0
WT | 101.2 | 3298.8 | 0 | 10747.01 | 52.99 | 0
IGCC | 0 | 0 | 0 | 0 | 0 | 0
DemandResponse | 0 | 0 | 0 | 0 | 0 | 0
IGCC-CCS | 0 | 0 | 0 | 0 | 0 | 11436.42
WT_off | 0 | 0 | 0 | 0 | 0 | 0
PseudoUnit | 0 | 0 | 0 | 0 | 0 | 0
FixedInterchange | 0 | 0 | 0 | 0 | 0 | 0
New Build Capacity by Reporting Type: NWPP_Coal
ReportingType | 2015 | 2020 | 2025 | 2030 | 2035 | 2040
BM | 0 | 0 | 0 | 0 | 0 | 0
CC | 0 | 0 | 0 | 0 | 0 | 0
CSP | 0 | 0 | 0 | 0 | 0 | 0
CT | 0 | 0 | 0 | 0 | 0 | 0
Coal | 0 | 0 | 0 | 0 | 0 | 0
Geo | 0 | 0 | 0 | 0 | 0 | 0
H | 0 | 0 | 0 | 0 | 0 | 0
LFG | 0 | 0 | 0 | 0 | 0 | 0
Nuc | 0 | 0 | 0 | 0 | 0 | 0
PS | 0 | 0 | 0 | 0 | 0 | 0
PV | 0 | 0 | 0 | 0 | 0 | 0
PeakG | 0 | 0 | 0 | 0 | 0 | 0
PeakO | 0 | 0 | 0 | 0 | 0 | 0
ST | 0 | 0 | 0 | 0 | 0 | 0
STOG | 0 | 0 | 0 | 0 | 0 | 0
STWD | 0 | 0 | 0 | 0 | 0 | 0
WT | 0 | 0 | 0 | 0 | 0 | 0
IGCC | 0 | 0 | 0 | 0 | 0 | 0
DemandResponse | 0 | 0 | 0 | 0 | 0 | 0
IGCC-CCS | 0 | 0 | 0 | 0 | 0 | 0
WT_off | 0 | 0 | 0 | 0 | 0 | 0
PseudoUnit | 0 | 0 | 0 | 0 | 0 | 0
FixedInterchange | 0 | 0 | 0 | 0 | 0 | 0
New Build Capacity by Reporting Type: NWPP_Gas
ReportingType | 2015 | 2020 | 2025 | 2030 | 2035 | 2040
BM | 0 | 0 | 0 | 0 | 0 | 0
CC | 300 | 5146.4 | 1777.04 | 0 | 0 | 0
CSP | 0 | 0 | 0 | 0 | 0 | 0
CT | 150 | 0 | 0 | 0 | 0 | 0
Coal | 0 | 0 | 0 | 0 | 0 | 0
Geo | 0 | 0 | 0 | 0 | 0 | 0
H | 0 | 0 | 0 | 0 | 0 | 0
LFG | 0 | 0 | 0 | 0 | 0 | 0
Nuc | 0 | 0 | 0 | 0 | 0 | 0
PS | 0 | 0 | 0 | 0 | 0 | 0
PV | 0 | 0 | 0 | 0 | 0 | 0
PeakG | 0 | 0 | 0 | 0 | 0 | 0
PeakO | 0 | 0 | 0 | 0 | 0 | 0
ST | 0 | 0 | 0 | 0 | 0 | 0
STOG | 0 | 0 | 0 | 0 | 0 | 0
STWD | 0 | 0 | 0 | 0 | 0 | 0
WT | 0 | 0 | 0 | 0 | 0 | 0
IGCC | 0 | 0 | 0 | 0 | 0 | 0
DemandResponse | 0 | 0 | 0 | 0 | 0 | 0
IGCC-CCS | 0 | 0 | 0 | 0 | 0 | 2544.88
WT_off | 0 | 0 | 0 | 0 | 0 | 0
PseudoUnit | 0 | 0 | 0 | 0 | 0 | 0
FixedInterchange | 0 | 0 | 0 | 0 | 0 | 0
New Build Capacity by Reporting Type: NWPP_NucRenew
ReportingType | 2015 | 2020 | 2025 | 2030 | 2035 | 2040
BM | 32.55 | 0 | 0 | 0 | 689.5 | 8327.95
CC | 0 | 0 | 0 | 0 | 0 | 0
CSP | 0 | 0 | 0 | 0 | 0 | 0
CT | 0 | 0 | 0 | 0 | 0 | 0
Coal | 0 | 0 | 0 | 0 | 0 | 0
Geo | 86 | 0 | 434 | 0 | 0 | 0
H | 0 | 0 | 0 | 0 | 335 | 0
LFG | 25.5 | 231.39 | 13.11 | 0 | 0 | 0
Nuc | 0 | 0 | 0 | 0 | 4322.29 | 0
PS | 0 | 0 | 0 | 0 | 0 | 0
PV | 0 | 0 | 0 | 0 | 0 | 0
PeakG | 0 | 0 | 0 | 0 | 0 | 0
PeakO | 0 | 0 | 0 | 0 | 0 | 0
ST | 0 | 0 | 0 | 0 | 0 | 0
STOG | 0 | 0 | 0 | 0 | 0 | 0
STWD | 0 | 0 | 0 | 0 | 0 | 0
WT | 977.3 | 0 | 0 | 28185.35 | 2462.73 | 5105.82
IGCC | 0 | 0 | 0 | 0 | 0 | 0
DemandResponse | 0 | 0 | 0 | 0 | 0 | 0
IGCC-CCS | 0 | 0 | 0 | 0 | 0 | 0
WT_off | 0 | 0 | 0 | 0 | 0 | 0
PseudoUnit | 0 | 0 | 0 | 0 | 0 | 0
FixedInterchange | 0 | 0 | 0 | 0 | 0 | 0
New Build Capacity by Reporting Type: RMPA
ReportingType | 2015 | 2020 | 2025 | 2030 | 2035 | 2040
BM | 0 | 0 | 0 | 0 | 3726.76 | 0
CC | 0 | 2767.68 | 0 | 1583.89 | 0 | 0
CSP | 0 | 0 | 0 | 0 | 0 | 0
CT | 152 | 0 | 0 | 0 | 0 | 0
Coal | 390 | 0 | 0 | 0 | 0 | 0
Geo | 0 | 25 | 2545 | 0 | 0 | 0
H | 0 | 0 | 0 | 0 | 0 | 0
LFG | 1.4 | 28.93 | 0 | 0 | 0 | 0
Nuc | 0 | 0 | 0 | 0 | 0 | 0
PS | 0 | 0 | 0 | 0 | 0 | 0
PV | 1 | 0 | 0 | 0 | 0 | 0
PeakG | 0 | 0 | 0 | 0 | 0 | 0
PeakO | 0 | 0 | 0 | 0 | 0 | 0
ST | 3 | 404.51 | 0 | 61.82 | 0 | 0
STOG | 0 | 0 | 0 | 0 | 0 | 0
STWD | 0 | 0 | 0 | 0 | 0 | 0
WT | 765.4 | 4567.71 | 0 | 988.47 | 599.53 | 833.62
IGCC | 0 | 0 | 0 | 0 | 0 | 0
DemandResponse | 0 | 0 | 0 | 0 | 0 | 0
IGCC-CCS | 0 | 0 | 0 | 0 | 0 | 3503.05
WT_off | 0 | 0 | 0 | 0 | 0 | 0
PseudoUnit | 0 | 0 | 0 | 0 | 0 | 0
FixedInterchange | 0 | 0 | 0 | 0 | 0 | 0
New Build Capacity by Reporting Type: SP15
ReportingType | 2015 | 2020 | 2025 | 2030 | 2035 | 2040
BM | 6 | 0 | 0 | 0 | 668.59 | 0
CC | 1029.52 | 4238.36 | 4637.96 | 0 | 0 | 0
CSP | 0 | 0 | 0 | 0 | 0 | 0
CT | 0 | 0 | 0 | 0 | 0 | 0
Coal | 0 | 0 | 0 | 0 | 0 | 0
Geo | 50 | 1450 | 0 | 0 | 0 | 0
H | 0 | 0 | 0 | 0 | 0 | 0
LFG | 9.2 | 555.8 | 0 | 0 | 0 | 0
Nuc | 0 | 0 | 0 | 0 | 0 | 0
PS | 0 | 0 | 0 | 0 | 0 | 0
PV | 3.8 | 0 | 0 | 0 | 0 | 0
PeakG | 0 | 0 | 0 | 0 | 0 | 0
PeakO | 0 | 0 | 0 | 0 | 0 | 0
ST | 448 | 0 | 0 | 663.01 | 1574.19 | 2207.12
STOG | 0 | 0 | 0 | 0 | 0 | 0
STWD | 0 | 0 | 0 | 0 | 0 | 0
WT | 735 | 1288.59 | 0 | 19198.94 | 0 | 0
IGCC | 0 | 0 | 0 | 0 | 0 | 0
DemandResponse | 0 | 0 | 0 | 0 | 0 | 0
IGCC-CCS | 0 | 0 | 0 | 0 | 5463.4 | 9559.57
WT_off | 0 | 0 | 0 | 0 | 0 | 0
PseudoUnit | 0 | 0 | 0 | 0 | 0 | 0
FixedInterchange | 0 | 0 | 0 | 0 | 0 | 0
New Build Capacity by Reporting Type: ALB
ReportingType | 2015 | 2020 | 2025 | 2030 | 2035 | 2040
BM | 0 | 0 | 0 | 0 | 0 | 0
CC | 0 | 755.06 | 0 | 0 | 0 | 0
CSP | 0 | 0 | 0 | 0 | 0 | 0
CT | 201.5 | 0 | 0 | 0 | 0 | 0
Coal | 495 | 0 | 0 | 0 | 0 | 0
Geo | 0 | 0 | 0 | 0 | 0 | 0
H | 0 | 0 | 0 | 0 | 0 | 0
LFG | 0 | 0 | 0 | 0 | 0 | 0
Nuc | 0 | 0 | 734.92 | 8986.68 | 1937.09 | 1643.09
PS | 0 | 0 | 0 | 0 | 0 | 0
PV | 0 | 0 | 0 | 0 | 0 | 0
PeakG | 0 | 0 | 0 | 0 | 0 | 0
PeakO | 0 | 0 | 0 | 0 | 0 | 0
ST | 0 | 0 | 0 | 0 | 0 | 0
STOG | 0 | 0 | 0 | 0 | 0 | 0
STWD | 0 | 0 | 0 | 0 | 0 | 0
WT | 9 | 0 | 0 | 0 | 91 | 0
IGCC | 0 | 0 | 0 | 0 | 0 | 0
DemandResponse | 0 | 0 | 0 | 0 | 0 | 0
IGCC-CCS | 0 | 0 | 0 | 0 | 0 | 0
WT_off | 0 | 0 | 0 | 0 | 0 | 0
PseudoUnit | 0 | 0 | 0 | 0 | 0 | 0
FixedInterchange | 0 | 0 | 0 | 0 | 0 | 0
New Build Capacity by Reporting Type: BC
ReportingType | 2015 | 2020 | 2025 | 2030 | 2035 | 2040
BM | 0 | 0 | 0 | 0 | 0 | 0
CC | 1122.22 | 448.65 | 0 | 0 | 0 | 0
CSP | 0 | 0 | 0 | 0 | 0 | 0
CT | 0 | 0 | 0 | 0 | 0 | 0
Coal | 0 | 0 | 0 | 0 | 0 | 0
Geo | 0 | 0 | 0 | 0 | 0 | 0
H | 0 | 0 | 0 | 0 | 0 | 0
LFG | 0 | 0 | 0 | 0 | 0 | 0
Nuc | 0 | 0 | 452.48 | 1801.28 | 1164.05 | 1134.87
PS | 0 | 0 | 0 | 0 | 0 | 0
PV | 0 | 0 | 0 | 0 | 0 | 0
PeakG | 0 | 0 | 0 | 0 | 0 | 0
PeakO | 0 | 0 | 0 | 0 | 0 | 0
ST | 0 | 0 | 0 | 0 | 0 | 0
STOG | 0 | 0 | 0 | 0 | 0 | 0
STWD | 0 | 0 | 0 | 0 | 0 | 0
WT | 144 | 0 | 0 | 0 | 156 | 0
IGCC | 0 | 0 | 0 | 0 | 0 | 0
DemandResponse | 0 | 0 | 0 | 0 | 0 | 0
IGCC-CCS | 0 | 0 | 0 | 0 | 0 | 0
WT_off | 0 | 0 | 0 | 0 | 0 | 0
PseudoUnit | 0 | 0 | 0 | 0 | 0 | 0
FixedInterchange | 0 | 0 | 0 | 0 | 0 | 0
New Build Capacity by Reporting Type: HQ_IESO
ReportingType | 2015 | 2020 | 2025 | 2030 | 2035 | 2040
BM | 0 | 0 | 0 | 0 | 0 | 0
CC | 0 | 0 | 0 | 0 | 0 | 0
CSP | 0 | 0 | 0 | 0 | 0 | 0
CT | 0 | 0 | 0 | 0 | 0 | 0
Coal | 0 | 0 | 0 | 0 | 0 | 0
Geo | 0 | 0 | 0 | 0 | 0 | 0
H | 0 | 0 | 0 | 0 | 0 | 0
LFG | 0 | 0 | 0 | 0 | 0 | 0
Nuc | 0 | 0 | 0 | 0 | 0 | 0
PS | 0 | 0 | 0 | 0 | 0 | 0
PV | 0 | 0 | 0 | 0 | 0 | 0
PeakG | 0 | 0 | 0 | 0 | 0 | 0
PeakO | 0 | 0 | 0 | 0 | 0 | 0
ST | 0 | 0 | 0 | 0 | 0 | 0
STOG | 0 | 0 | 0 | 0 | 0 | 0
STWD | 0 | 0 | 0 | 0 | 0 | 0
WT | 0 | 0 | 0 | 0 | 0 | 0
IGCC | 0 | 0 | 0 | 0 | 0 | 0
DemandResponse | 0 | 0 | 0 | 0 | 0 | 0
IGCC-CCS | 0 | 0 | 0 | 0 | 0 | 0
WT_off | 0 | 0 | 0 | 0 | 0 | 0
PseudoUnit | 0 | 0 | 0 | 87.91 | 0 | 0
FixedInterchange | 0 | 0 | 0 | 0 | 0 | 0
New Build Capacity by Reporting Type: HQ_NEISO
ReportingType | 2015 | 2020 | 2025 | 2030 | 2035 | 2040
BM | 0 | 0 | 0 | 0 | 0 | 0
CC | 0 | 0 | 0 | 0 | 0 | 0
CSP | 0 | 0 | 0 | 0 | 0 | 0
CT | 0 | 0 | 0 | 0 | 0 | 0
Coal | 0 | 0 | 0 | 0 | 0 | 0
Geo | 0 | 0 | 0 | 0 | 0 | 0
H | 0 | 0 | 0 | 0 | 0 | 0
LFG | 0 | 0 | 0 | 0 | 0 | 0
Nuc | 0 | 0 | 0 | 0 | 0 | 0
PS | 0 | 0 | 0 | 0 | 0 | 0
PV | 0 | 0 | 0 | 0 | 0 | 0
PeakG | 0 | 0 | 0 | 0 | 0 | 0
PeakO | 0 | 0 | 0 | 0 | 0 | 0
ST | 0 | 0 | 0 | 0 | 0 | 0
STOG | 0 | 0 | 0 | 0 | 0 | 0
STWD | 0 | 0 | 0 | 0 | 0 | 0
WT | 0 | 0 | 0 | 0 | 0 | 0
IGCC | 0 | 0 | 0 | 0 | 0 | 0
DemandResponse | 0 | 0 | 0 | 0 | 0 | 0
IGCC-CCS | 0 | 0 | 0 | 0 | 0 | 0
WT_off | 0 | 0 | 0 | 0 | 0 | 0
PseudoUnit | 0 | 0 | 0 | 1476.49 | 0 | 0
FixedInterchange | 0 | 0 | 0 | 0 | 0 | 0
New Build Capacity by Reporting Type: HQ_NY
ReportingType | 2015 | 2020 | 2025 | 2030 | 2035 | 2040
BM | 0 | 0 | 0 | 0 | 0 | 0
CC | 0 | 0 | 0 | 0 | 0 | 0
CSP | 0 | 0 | 0 | 0 | 0 | 0
CT | 0 | 0 | 0 | 0 | 0 | 0
Coal | 0 | 0 | 0 | 0 | 0 | 0
Geo | 0 | 0 | 0 | 0 | 0 | 0
H | 0 | 0 | 0 | 0 | 0 | 0
LFG | 0 | 0 | 0 | 0 | 0 | 0
Nuc | 0 | 0 | 0 | 0 | 0 | 0
PS | 0 | 0 | 0 | 0 | 0 | 0
PV | 0 | 0 | 0 | 0 | 0 | 0
PeakG | 0 | 0 | 0 | 0 | 0 | 0
PeakO | 0 | 0 | 0 | 0 | 0 | 0
ST | 0 | 0 | 0 | 0 | 0 | 0
STOG | 0 | 0 | 0 | 0 | 0 | 0
STWD | 0 | 0 | 0 | 0 | 0 | 0
WT | 0 | 0 | 0 | 0 | 0 | 0
IGCC | 0 | 0 | 0 | 0 | 0 | 0
DemandResponse | 0 | 0 | 0 | 0 | 0 | 0
IGCC-CCS | 0 | 0 | 0 | 0 | 0 | 0
WT_off | 0 | 0 | 0 | 0 | 0 | 0
PseudoUnit | 0 | 0 | 2500 | 0 | 0 | 0
FixedInterchange | 0 | 0 | 0 | 0 | 0 | 0
New Build Capacity by Reporting Type: MARITIMES
ReportingType | 2015 | 2020 | 2025 | 2030 | 2035 | 2040
BM | 0 | 0 | 0 | 0 | 0 | 0
CC | 0 | 0 | 0 | 0 | 0 | 0
CSP | 0 | 0 | 0 | 0 | 0 | 0
CT | 0 | 0 | 0 | 0 | 0 | 0
Coal | 0 | 0 | 0 | 0 | 0 | 0
Geo | 0 | 0 | 0 | 0 | 0 | 0
H | 0 | 0 | 0 | 0 | 0 | 0
LFG | 0 | 0 | 0 | 0 | 0 | 0
Nuc | 0 | 0 | 0 | 0 | 0 | 0
PS | 0 | 0 | 0 | 0 | 0 | 0
PV | 0 | 0 | 0 | 0 | 0 | 0
PeakG | 0 | 0 | 0 | 0 | 0 | 0
PeakO | 0 | 0 | 0 | 0 | 0 | 0
ST | 0 | 0 | 0 | 0 | 0 | 0
STOG | 0 | 0 | 0 | 0 | 0 | 0
STWD | 0 | 0 | 0 | 0 | 0 | 0
WT | 0 | 0 | 0 | 0 | 0 | 0
IGCC | 0 | 0 | 0 | 0 | 0 | 0
DemandResponse | 0 | 0 | 0 | 0 | 0 | 0
IGCC-CCS | 0 | 0 | 0 | 0 | 0 | 0
WT_off | 0 | 0 | 0 | 0 | 0 | 0
PseudoUnit | 0 | 0 | 0 | 500 | 0 | 0
FixedInterchange | 0 | 0 | 0 | 0 | 0 | 0
New Build Capacity by Reporting Type: All
ReportingType | 2015 | 2020 | 2025 | 2030 | 2035 | 2040
BM | 1251 | 357.67 | 742.28 | 261.89 | 74448.89 | 49976.61
CC | 130222.13 | 114496.72 | 16639.95 | 12400.95 | 2431.4 | 700.84
CSP | 0 | 0 | 0 | 0 | 0 | 0
CT | 6393.79 | 300 | 107.85 | 8343.97 | 275.08 | 3344.31
Coal | 10763.64 | 0 | 0 | 0 | 0 | 0
Geo | 136 | 2075 | 4429 | 0 | 0 | 0
H | 0 | 1199 | 2548 | 3603.02 | 1322.98 | 1575
LFG | 192 | 1953 | 2210 | 724 | 0 | 0
Nuc | 2740.56 | 4530 | 11058.58 | 38941.53 | 50000 | 50000
PS | 0 | 0 | 0 | 0 | 0 | 0
PV | 1246 | 2285.53 | 1320.94 | 448.36 | 1641.37 | 24799.5
PeakG | 0 | 0 | 0 | 0 | 0 | 0
PeakO | 0 | 0 | 0 | 0 | 0 | 0
ST | 760 | 929.62 | 316.72 | 816.25 | 3117.33 | 3319.01
STOG | 0 | 0 | 0 | 0 | 0 | 0
STWD | 0 | 0 | 0 | 0 | 0 | 0
WT | 25342 | 86401.59 | 101100.09 | 114351.87 | 52117.02 | 36083.67
IGCC | 618 | 0 | 0 | 0 | 0 | 0
DemandResponse | 0 | 0 | 0 | 0 | 0 | 0
IGCC-CCS | 0 | 0 | 0 | 0 | 5463.4 | 44381.7
WT_off | 469 | 0 | 1100 | 0 | 43937.26 | 46720.75
PseudoUnit | 0 | 0 | 2500 | 2064.4 | 0 | 0
FixedInterchange | 0 | 0 | 0 | 0 | 0 | 0
New Build Capacity by Reporting Type: EI_US
ReportingType | 2015 | 2020 | 2025 | 2030 | 2035 | 2040
BM | 741.12 | 357.67 | 742.28 | 261.89 | 61805.75 | 37903.07
CC | 97950.81 | 92549.43 | 4863.88 | 10817.06 | 2431.4 | 700.84
CSP | 0 | 0 | 0 | 0 | 0 | 0
CT | 4323.69 | 300 | 107.85 | 7728.93 | 0 | 341.33
Coal | 7858.64 | 0 | 0 | 0 | 0 | 0
Geo | 0 | 0 | 0 | 0 | 0 | 0
H | 0 | 504 | 1053 | 893.02 | 987.98 | 947
LFG | 141.4 | 511.21 | 2196.89 | 369.5 | 0 | 0
Nuc | 2740.56 | 4530 | 9871.18 | 21627.13 | 30947.6 | 45245.98
PS | 0 | 0 | 0 | 0 | 0 | 0
PV | 57.74 | 2285.53 | 1320.94 | 448.36 | 296.41 | 22646.08
PeakG | 0 | 0 | 0 | 0 | 0 | 0
PeakO | 0 | 0 | 0 | 0 | 0 | 0
ST | 0 | 0 | 0 | 0 | 0 | 0
STOG | 0 | 0 | 0 | 0 | 0 | 0
STWD | 0 | 0 | 0 | 0 | 0 | 0
WT | 19786.6 | 64277.1 | 75698.14 | 52281.98 | 30030.15 | 22425.97
IGCC | 618 | 0 | 0 | 0 | 0 | 0
DemandResponse | 0 | 0 | 0 | 0 | 0 | 0
IGCC-CCS | 0 | 0 | 0 | 0 | 0 | 12868.25
WT_off | 469 | 0 | 1100 | 0 | 43937.26 | 46720.75
PseudoUnit | 0 | 0 | 2500 | 1976.49 | 0 | 0
FixedInterchange | 0 | 0 | 0 | 0 | 0 | 0
New Build Capacity by Reporting Type: EI_Canada
ReportingType | 2015 | 2020 | 2025 | 2030 | 2035 | 2040
BM | 326.33 | 0 | 0 | 0 | 0 | 0.67
CC | 1934.9 | 0 | 0 | 0 | 0 | 0
CSP | 0 | 0 | 0 | 0 | 0 | 0
CT | 368 | 0 | 0 | 0 | 275.08 | 3002.98
Coal | 0 | 0 | 0 | 0 | 0 | 0
Geo | 0 | 0 | 0 | 0 | 0 | 0
H | 0 | 695 | 1495 | 2710 | 0 | 0
LFG | 14.5 | 0 | 0 | 0.5 | 0 | 0
Nuc | 0 | 0 | 0 | 0 | 0 | 326.48
PS | 0 | 0 | 0 | 0 | 0 | 0
PV | 1067.26 | 0 | 0 | 0 | 0 | 0
PeakG | 0 | 0 | 0 | 0 | 0 | 0
PeakO | 0 | 0 | 0 | 0 | 0 | 0
ST | 0 | 0 | 0 | 0 | 0 | 0
STOG | 0 | 0 | 0 | 0 | 0 | 0
STWD | 0 | 0 | 0 | 0 | 0 | 0
WT | 2408.3 | 0 | 0 | 0 | 16353.07 | 4833.03
IGCC | 0 | 0 | 0 | 0 | 0 | 0
DemandResponse | 0 | 0 | 0 | 0 | 0 | 0
IGCC-CCS | 0 | 0 | 0 | 0 | 0 | 0
WT_off | 0 | 0 | 0 | 0 | 0 | 0
PseudoUnit | 0 | 0 | 0 | 87.91 | 0 | 0
FixedInterchange | 0 | 0 | 0 | 0 | 0 | 0
New Build Capacity by Reporting Type: EI
ReportingType | 2015 | 2020 | 2025 | 2030 | 2035 | 2040
BM | 1067.45 | 357.67 | 742.28 | 261.89 | 61805.75 | 37903.74
CC | 99885.71 | 92549.43 | 4863.88 | 10817.06 | 2431.4 | 700.84
CSP | 0 | 0 | 0 | 0 | 0 | 0
CT | 4691.69 | 300 | 107.85 | 7728.93 | 275.08 | 3344.31
Coal | 7858.64 | 0 | 0 | 0 | 0 | 0
Geo | 0 | 0 | 0 | 0 | 0 | 0
H | 0 | 1199 | 2548 | 3603.02 | 987.98 | 947
LFG | 155.9 | 511.21 | 2196.89 | 370 | 0 | 0
Nuc | 2740.56 | 4530 | 9871.18 | 21627.13 | 30947.6 | 45572.46
PS | 0 | 0 | 0 | 0 | 0 | 0
PV | 1125 | 2285.53 | 1320.94 | 448.36 | 296.41 | 22646.08
PeakG | 0 | 0 | 0 | 0 | 0 | 0
PeakO | 0 | 0 | 0 | 0 | 0 | 0
ST | 0 | 0 | 0 | 0 | 0 | 0
STOG | 0 | 0 | 0 | 0 | 0 | 0
STWD | 0 | 0 | 0 | 0 | 0 | 0
WT | 22194.9 | 64277.1 | 75698.14 | 52281.98 | 46383.22 | 27259
IGCC | 618 | 0 | 0 | 0 | 0 | 0
DemandResponse | 0 | 0 | 0 | 0 | 0 | 0
IGCC-CCS | 0 | 0 | 0 | 0 | 0 | 12868.25
WT_off | 469 | 0 | 1100 | 0 | 43937.26 | 46720.75
PseudoUnit | 0 | 0 | 2500 | 2064.4 | 0 | 0
FixedInterchange | 0 | 0 | 0 | 0 | 0 | 0
New Build Capacity by Reporting Type: Outside_EI
ReportingType | 2015 | 2020 | 2025 | 2030 | 2035 | 2040
BM | 183.55 | 0 | 0 | 0 | 12643.14 | 12072.87
CC | 30336.42 | 21947.29 | 11776.07 | 1583.89 | 0 | 0
CSP | 0 | 0 | 0 | 0 | 0 | 0
CT | 1702.1 | 0 | 0 | 615.04 | 0 | 0
Coal | 2905 | 0 | 0 | 0 | 0 | 0
Geo | 136 | 2075 | 4429 | 0 | 0 | 0
H | 0 | 0 | 0 | 0 | 335 | 628
LFG | 36.1 | 1441.79 | 13.11 | 354 | 0 | 0
Nuc | 0 | 0 | 1187.4 | 17314.4 | 19052.4 | 4427.54
PS | 0 | 0 | 0 | 0 | 0 | 0
PV | 121 | 0 | 0 | 0 | 1344.95 | 2153.43
PeakG | 0 | 0 | 0 | 0 | 0 | 0
PeakO | 0 | 0 | 0 | 0 | 0 | 0
ST | 760 | 929.62 | 316.72 | 816.25 | 3117.33 | 3319.01
STOG | 0 | 0 | 0 | 0 | 0 | 0
STWD | 0 | 0 | 0 | 0 | 0 | 0
WT | 3147.1 | 22124.49 | 25401.95 | 62069.9 | 5733.8 | 8824.67
IGCC | 0 | 0 | 0 | 0 | 0 | 0
DemandResponse | 0 | 0 | 0 | 0 | 0 | 0
IGCC-CCS | 0 | 0 | 0 | 0 | 5463.4 | 31513.45
WT_off | 0 | 0 | 0 | 0 | 0 | 0
PseudoUnit | 0 | 0 | 0 | 0 | 0 | 0
FixedInterchange | 0 | 0 | 0 | 0 | 0 | 0
#2 | Cumulative New Build Capacity (MW)
Cumulative New Build Capacity by Reporting Type: Entergy
ReportingType | 2015 | 2020 | 2025 | 2030 | 2035 | 2040
BM | 0 | 0 | 0 | 0 | 10074.95 | 10074.95
CC | 4562.33 | 11568.49 | 11725.01 | 11725.01 | 11725.01 | 11725.01
CSP | 0 | 0 | 0 | 0 | 0 | 0
CT | 0 | 0 | 0 | 0 | 0 | 0
Coal | 720 | 720 | 720 | 720 | 720 | 720
Geo | 0 | 0 | 0 | 0 | 0 | 0
H | 0 | 0 | 0 | 121.02 | 1109 | 1109
LFG | 0 | 0 | 107.4 | 107.4 | 107.4 | 107.4
Nuc | 170 | 170 | 170 | 170 | 170 | 8527.66
PS | 0 | 0 | 0 | 0 | 0 | 0
PV | 0.29 | 67.9 | 106.13 | 112.06 | 118.91 | 129.5
PeakG | 0 | 0 | 0 | 0 | 0 | 0
PeakO | 0 | 0 | 0 | 0 | 0 | 0
ST | 0 | 0 | 0 | 0 | 0 | 0
STOG | 0 | 0 | 0 | 0 | 0 | 0
STWD | 0 | 0 | 0 | 0 | 0 | 0
WT | 0 | 0 | 0 | 0 | 0 | 0
IGCC | 0 | 0 | 0 | 0 | 0 | 0
DemandResponse | 0 | 0 | 0 | 0 | 0 | 0
IGCC-CCS | 0 | 0 | 0 | 0 | 0 | 0
WT_off | 0 | 0 | 0 | 0 | 0 | 0
PseudoUnit | 0 | 0 | 0 | 0 | 0 | 0
FixedInterchange | 0 | 0 | 0 | 0 | 0 | 0
Cumulative New Build Capacity by Reporting Type: FRCC
ReportingType | 2015 | 2020 | 2025 | 2030 | 2035 | 2040
BM | 0 | 0 | 0 | 0 | 2001.91 | 2001.91
CC | 14506.95 | 17776.58 | 17776.58 | 17776.58 | 17776.58 | 17776.58
CSP | 0 | 0 | 0 | 0 | 0 | 0
CT | 2480 | 2480 | 2480 | 2480 | 2480 | 2480
Coal | 0 | 0 | 0 | 0 | 0 | 0
Geo | 0 | 0 | 0 | 0 | 0 | 0
H | 0 | 0 | 0 | 0 | 0 | 28
LFG | 0 | 0 | 198 | 198 | 198 | 198
Nuc | 229.33 | 229.33 | 5544.29 | 11223.46 | 26879.09 | 34110.14
PS | 0 | 0 | 0 | 0 | 0 | 0
PV | 0 | 0 | 0 | 0 | 0 | 10000
PeakG | 0 | 0 | 0 | 0 | 0 | 0
PeakO | 0 | 0 | 0 | 0 | 0 | 0
ST | 0 | 0 | 0 | 0 | 0 | 0
STOG | 0 | 0 | 0 | 0 | 0 | 0
STWD | 0 | 0 | 0 | 0 | 0 | 0
WT | 0 | 0 | 0 | 0 | 0 | 0
IGCC | 0 | 0 | 0 | 0 | 0 | 0
DemandResponse | 0 | 0 | 0 | 0 | 0 | 0
IGCC-CCS | 0 | 0 | 0 | 0 | 0 | 0
WT_off | 0 | 0 | 0 | 0 | 0 | 0
PseudoUnit | 0 | 0 | 0 | 0 | 0 | 0
FixedInterchange | 0 | 0 | 0 | 0 | 0 | 0
Cumulative New Build Capacity by Reporting Type: MAPP_US
ReportingType | 2015 | 2020 | 2025 | 2030 | 2035 | 2040
BM | 0 | 0 | 0 | 0 | 1273.91 | 2589.91
CC | 0 | 0 | 0 | 0 | 0 | 0
CSP | 0 | 0 | 0 | 0 | 0 | 0
CT | 308.3 | 308.3 | 416.15 | 1020.56 | 1020.56 | 1020.56
Coal | 0 | 0 | 0 | 0 | 0 | 0
Geo | 0 | 0 | 0 | 0 | 0 | 0
H | 0 | 0 | 0 | 0 | 0 | 0
LFG | 0 | 0 | 0 | 71.67 | 71.67 | 71.67
Nuc | 0 | 0 | 0 | 0 | 0 | 0
PS | 0 | 0 | 0 | 0 | 0 | 0
PV | 0 | 0 | 0 | 0 | 0 | 0
PeakG | 0 | 0 | 0 | 0 | 0 | 0
PeakO | 0 | 0 | 0 | 0 | 0 | 0
ST | 0 | 0 | 0 | 0 | 0 | 0
STOG | 0 | 0 | 0 | 0 | 0 | 0
STWD | 0 | 0 | 0 | 0 | 0 | 0
WT | 421.3 | 7741.38 | 8089.27 | 8089.27 | 8089.27 | 8089.27
IGCC | 0 | 0 | 0 | 0 | 0 | 0
DemandResponse | 0 | 0 | 0 | 0 | 0 | 0
IGCC-CCS | 0 | 0 | 0 | 0 | 0 | 0
WT_off | 0 | 0 | 0 | 0 | 0 | 0
PseudoUnit | 0 | 0 | 0 | 0 | 0 | 0
FixedInterchange | 0 | 0 | 0 | 0 | 0 | 0
Cumulative New Build Capacity by Reporting Type: MISO_IN
ReportingType | 2015 | 2020 | 2025 | 2030 | 2035 | 2040
BM | 0 | 0 | 0 | 0 | 4385.86 | 6144.51
CC | 2947 | 21138.48 | 21138.48 | 21138.48 | 21138.48 | 21138.48
CSP | 0 | 0 | 0 | 0 | 0 | 0
CT | 0 | 0 | 0 | 0 | 0 | 0
Coal | 0 | 0 | 0 | 0 | 0 | 0
Geo | 0 | 0 | 0 | 0 | 0 | 0
H | 0 | 0 | 0 | 0 | 0 | 0
LFG | 0 | 0 | 80.12 | 80.12 | 80.12 | 80.12
Nuc | 0 | 0 | 0 | 0 | 0 | 0
PS | 0 | 0 | 0 | 0 | 0 | 0
PV | 0 | 250.44 | 250.44 | 250.44 | 250.44 | 250.44
PeakG | 0 | 0 | 0 | 0 | 0 | 0
PeakO | 0 | 0 | 0 | 0 | 0 | 0
ST | 0 | 0 | 0 | 0 | 0 | 0
STOG | 0 | 0 | 0 | 0 | 0 | 0
STWD | 0 | 0 | 0 | 0 | 0 | 0
WT | 0 | 0 | 0 | 0 | 0 | 14232.22
IGCC | 618 | 618 | 618 | 618 | 618 | 618
DemandResponse | 0 | 0 | 0 | 0 | 0 | 0
IGCC-CCS | 0 | 0 | 0 | 0 | 0 | 0
WT_off | 0 | 0 | 0 | 0 | 0 | 0
PseudoUnit | 0 | 0 | 0 | 0 | 0 | 0
FixedInterchange | 0 | 0 | 0 | 0 | 0 | 0
Cumulative New Build Capacity by Reporting Type: MISO_MI
ReportingType | 2015 | 2020 | 2025 | 2030 | 2035 | 2040
BM | 0 | 0 | 0 | 68.47 | 1741.83 | 6144.51
CC | 0 | 3164.09 | 5993.59 | 5993.59 | 5993.59 | 5993.59
CSP | 0 | 0 | 0 | 0 | 0 | 0
CT | 0 | 0 | 0 | 0 | 0 | 0
Coal | 0 | 0 | 0 | 0 | 0 | 0
Geo | 0 | 0 | 0 | 0 | 0 | 0
H | 0 | 0 | 0 | 0 | 0 | 0
LFG | 0 | 6.15 | 160.25 | 160.25 | 160.25 | 160.25
Nuc | 0 | 0 | 0 | 960.48 | 960.48 | 1031.3
PS | 0 | 0 | 0 | 0 | 0 | 0
PV | 0 | 0 | 0 | 0 | 0 | 0
PeakG | 0 | 0 | 0 | 0 | 0 | 0
PeakO | 0 | 0 | 0 | 0 | 0 | 0
ST | 0 | 0 | 0 | 0 | 0 | 0
STOG | 0 | 0 | 0 | 0 | 0 | 0
STWD | 0 | 0 | 0 | 0 | 0 | 0
WT | 2000 | 2600 | 2600 | 2600 | 2600 | 2600
IGCC | 0 | 0 | 0 | 0 | 0 | 0
DemandResponse | 0 | 0 | 0 | 0 | 0 | 0
IGCC-CCS | 0 | 0 | 0 | 0 | 0 | 0
WT_off | 0 | 0 | 0 | 0 | 0 | 0
PseudoUnit | 0 | 0 | 0 | 0 | 0 | 0
FixedInterchange | 0 | 0 | 0 | 0 | 0 | 0
Cumulative New Build Capacity by Reporting Type: MISO_MO-IL
ReportingType | 2015 | 2020 | 2025 | 2030 | 2035 | 2040
BM | 0 | 0 | 0 | 0 | 0 | 8900
CC | 0 | 5103.71 | 5793.43 | 5793.43 | 5793.43 | 5793.43
CSP | 0 | 0 | 0 | 0 | 0 | 0
CT | 0 | 0 | 0 | 0 | 0 | 0
Coal | 1790 | 1790 | 1790 | 1790 | 1790 | 1790
Geo | 0 | 0 | 0 | 0 | 0 | 0
H | 0 | 0 | 280 | 280 | 280 | 280
LFG | 0 | 0 | 223.33 | 223.33 | 223.33 | 223.33
Nuc | 0 | 0 | 0 | 0 | 0 | 0
PS | 0 | 0 | 0 | 0 | 0 | 0
PV | 0 | 0 | 0 | 0 | 0 | 0
PeakG | 0 | 0 | 0 | 0 | 0 | 0
PeakO | 0 | 0 | 0 | 0 | 0 | 0
ST | 0 | 0 | 0 | 0 | 0 | 0
STOG | 0 | 0 | 0 | 0 | 0 | 0
STWD | 0 | 0 | 0 | 0 | 0 | 0
WT | 300 | 300 | 5900 | 8057.47 | 12236.21 | 12236.21
IGCC | 0 | 0 | 0 | 0 | 0 | 0
DemandResponse | 0 | 0 | 0 | 0 | 0 | 0
IGCC-CCS | 0 | 0 | 0 | 0 | 0 | 0
WT_off | 0 | 0 | 0 | 0 | 0 | 0
PseudoUnit | 0 | 0 | 0 | 0 | 0 | 0
FixedInterchange | 0 | 0 | 0 | 0 | 0 | 0
Cumulative New Build Capacity by Reporting Type: MISO_W
ReportingType | 2015 | 2020 | 2025 | 2030 | 2035 | 2040
BM | 0 | 0 | 0 | 0 | 0 | 1991.71
CC | 0 | 654.05 | 654.05 | 654.05 | 654.05 | 654.05
CSP | 0 | 0 | 0 | 0 | 0 | 0
CT | 0 | 0 | 0 | 0 | 0 | 0
Coal | 0 | 0 | 0 | 0 | 0 | 0
Geo | 0 | 0 | 0 | 0 | 0 | 0
H | 0 | 0 | 0 | 0 | 0 | 0
LFG | 0 | 0 | 0 | 71.67 | 71.67 | 71.67
Nuc | 94.33 | 94.33 | 94.33 | 94.33 | 94.33 | 94.33
PS | 0 | 0 | 0 | 0 | 0 | 0
PV | 0 | 0 | 0 | 0 | 0 | 0
PeakG | 0 | 0 | 0 | 0 | 0 | 0
PeakO | 0 | 0 | 0 | 0 | 0 | 0
ST | 0 | 0 | 0 | 0 | 0 | 0
STOG | 0 | 0 | 0 | 0 | 0 | 0
STWD | 0 | 0 | 0 | 0 | 0 | 0
WT | 2800.5 | 2800.5 | 55913.98 | 59725.33 | 59725.33 | 59725.33
IGCC | 0 | 0 | 0 | 0 | 0 | 0
DemandResponse | 0 | 0 | 0 | 0 | 0 | 0
IGCC-CCS | 0 | 0 | 0 | 0 | 0 | 0
WT_off | 0 | 0 | 0 | 0 | 0 | 0
PseudoUnit | 0 | 0 | 0 | 0 | 0 | 0
FixedInterchange | 0 | 0 | 0 | 0 | 0 | 0
Cumulative New Build Capacity by Reporting Type: MISO_WUMS
ReportingType | 2015 | 2020 | 2025 | 2030 | 2035 | 2040
BM | 0 | 0 | 0 | 0 | 3200.79 | 3200.79
CC | 6302.71 | 8881.54 | 8881.54 | 8881.54 | 8881.54 | 8881.54
CSP | 0 | 0 | 0 | 0 | 0 | 0
CT | 0 | 0 | 0 | 7124.53 | 7124.53 | 7124.53
Coal | 615 | 615 | 615 | 615 | 615 | 615
Geo | 0 | 0 | 0 | 0 | 0 | 0
H | 0 | 1 | 1 | 1 | 1 | 1
LFG | 0 | 0 | 0 | 223.33 | 223.33 | 223.33
Nuc | 235 | 235 | 235 | 235 | 235 | 1908.81
PS | 0 | 0 | 0 | 0 | 0 | 0
PV | 0 | 0 | 0 | 0 | 0 | 0
PeakG | 0 | 0 | 0 | 0 | 0 | 0
PeakO | 0 | 0 | 0 | 0 | 0 | 0
ST | 0 | 0 | 0 | 0 | 0 | 0
STOG | 0 | 0 | 0 | 0 | 0 | 0
STWD | 0 | 0 | 0 | 0 | 0 | 0
WT | 968.9 | 968.9 | 968.9 | 999.7 | 999.7 | 999.7
IGCC | 0 | 0 | 0 | 0 | 0 | 0
DemandResponse | 0 | 0 | 0 | 0 | 0 | 0
IGCC-CCS | 0 | 0 | 0 | 0 | 0 | 0
WT_off | 0 | 0 | 0 | 0 | 0 | 0
PseudoUnit | 0 | 0 | 0 | 0 | 0 | 0
FixedInterchange | 0 | 0 | 0 | 0 | 0 | 0
Cumulative New Build Capacity by Reporting Type: Nebraska
ReportingType | 2015 | 2020 | 2025 | 2030 | 2035 | 2040
BM | 0 | 0 | 0 | 0 | 2499.61 | 7471.56
CC | 375.72 | 2801.16 | 2801.16 | 2801.16 | 2801.16 | 2801.16
CSP | 0 | 0 | 0 | 0 | 0 | 0
CT | 0 | 0 | 0 | 0 | 0 | 0
Coal | 232.1 | 232.1 | 232.1 | 232.1 | 232.1 | 232.1
Geo | 0 | 0 | 0 | 0 | 0 | 0
H | 0 | 0 | 0 | 0 | 0 | 0
LFG | 0 | 0 | 71.67 | 71.67 | 71.67 | 71.67
Nuc | 0 | 0 | 0 | 0 | 0 | 0
PS | 0 | 0 | 0 | 0 | 0 | 0
PV | 0 | 0 | 0 | 0 | 0 | 0
PeakG | 0 | 0 | 0 | 0 | 0 | 0
PeakO | 0 | 0 | 0 | 0 | 0 | 0
ST | 0 | 0 | 0 | 0 | 0 | 0
STOG | 0 | 0 | 0 | 0 | 0 | 0
STWD | 0 | 0 | 0 | 0 | 0 | 0
WT | 202 | 202 | 202 | 202 | 202 | 202
IGCC | 0 | 0 | 0 | 0 | 0 | 0
DemandResponse | 0 | 0 | 0 | 0 | 0 | 0
IGCC-CCS | 0 | 0 | 0 | 0 | 0 | 0
WT_off | 0 | 0 | 0 | 0 | 0 | 0
PseudoUnit | 0 | 0 | 0 | 0 | 0 | 0
FixedInterchange | 0 | 0 | 0 | 0 | 0 | 0
Cumulative New Build Capacity by Reporting Type: NEISO
ReportingType | 2015 | 2020 | 2025 | 2030 | 2035 | 2040
BM | 252.2 | 252.2 | 252.2 | 252.2 | 252.2 | 252.2
CC | 2049.5 | 2049.5 | 2049.5 | 2049.5 | 2049.5 | 2049.5
CSP | 0 | 0 | 0 | 0 | 0 | 0
CT | 334 | 334 | 334 | 334 | 334 | 675.33
Coal | 0 | 0 | 0 | 0 | 0 | 0
Geo | 0 | 0 | 0 | 0 | 0 | 0
H | 0 | 0 | 0 | 3 | 3 | 3
LFG | 49.26 | 49.26 | 119 | 119 | 119 | 119
Nuc | 0 | 0 | 0 | 0 | 0 | 0
PS | 0 | 0 | 0 | 0 | 0 | 0
PV | 0 | 322.27 | 333.29 | 345.89 | 374.09 | 384.34
PeakG | 0 | 0 | 0 | 0 | 0 | 0
PeakO | 0 | 0 | 0 | 0 | 0 | 0
ST | 0 | 0 | 0 | 0 | 0 | 0
STOG | 0 | 0 | 0 | 0 | 0 | 0
STWD | 0 | 0 | 0 | 0 | 0 | 0
WT | 231.2 | 3325.52 | 5280 | 5280 | 22180 | 22180
IGCC | 0 | 0 | 0 | 0 | 0 | 0
DemandResponse | 0 | 0 | 0 | 0 | 0 | 0
IGCC-CCS | 0 | 0 | 0 | 0 | 0 | 0
WT_off | 468 | 468 | 468 | 468 | 468 | 5577.01
PseudoUnit | 0 | 0 | 0 | 0 | 0 | 0
FixedInterchange | 0 | 0 | 0 | 0 | 0 | 0
Cumulative New Build Capacity by Reporting Type: NonRTO_Midwest
ReportingType | 2015 | 2020 | 2025 | 2030 | 2035 | 2040
BM | 0 | 0 | 0 | 0 | 1547.49 | 6144.51
CC | 2860.06 | 6272.57 | 6272.57 | 6272.57 | 6272.57 | 6272.57
CSP | 0 | 0 | 0 | 0 | 0 | 0
CT | 0 | 0 | 0 | 0 | 0 | 0
Coal | 0 | 0 | 0 | 0 | 0 | 0
Geo | 0 | 0 | 0 | 0 | 0 | 0
H | 0 | 0 | 746 | 746 | 746 | 746
LFG | 0 | 0 | 160.25 | 160.25 | 160.25 | 160.25
Nuc | 0 | 0 | 0 | 652.55 | 652.55 | 2042.12
PS | 0 | 0 | 0 | 0 | 0 | 0
PV | 0 | 0 | 0 | 0 | 0 | 0
PeakG | 0 | 0 | 0 | 0 | 0 | 0
PeakO | 0 | 0 | 0 | 0 | 0 | 0
ST | 0 | 0 | 0 | 0 | 0 | 0
STOG | 0 | 0 | 0 | 0 | 0 | 0
STWD | 0 | 0 | 0 | 0 | 0 | 0
WT | 0 | 0 | 0 | 0 | 0 | 0
IGCC | 0 | 0 | 0 | 0 | 0 | 0
DemandResponse | 0 | 0 | 0 | 0 | 0 | 0
IGCC-CCS | 0 | 0 | 0 | 0 | 0 | 0
WT_off | 0 | 0 | 0 | 0 | 0 | 0
PseudoUnit | 0 | 0 | 0 | 0 | 0 | 0
FixedInterchange | 0 | 0 | 0 | 0 | 0 | 0
Cumulative New Build Capacity by Reporting Type: NYISO_A-F
ReportingType | 2015 | 2020 | 2025 | 2030 | 2035 | 2040
BM | 0 | 0 | 0 | 0 | 0 | 1000
CC | 639 | 639 | 639 | 639 | 639 | 639
CSP | 0 | 0 | 0 | 0 | 0 | 0
CT | 0 | 0 | 0 | 0 | 0 | 0
Coal | 0 | 0 | 0 | 0 | 0 | 0
Geo | 0 | 0 | 0 | 0 | 0 | 0
H | 0 | 0 | 0 | 0 | 0 | 0
LFG | 6.4 | 6.4 | 74.33 | 74.33 | 74.33 | 74.33
Nuc | 168 | 168 | 168 | 168 | 168 | 168
PS | 0 | 0 | 0 | 0 | 0 | 0
PV | 0 | 0 | 0 | 0 | 0 | 0
PeakG | 0 | 0 | 0 | 0 | 0 | 0
PeakO | 0 | 0 | 0 | 0 | 0 | 0
ST | 0 | 0 | 0 | 0 | 0 | 0
STOG | 0 | 0 | 0 | 0 | 0 | 0
STWD | 0 | 0 | 0 | 0 | 0 | 0
WT | 2476.3 | 3186.1 | 3186.1 | 13490 | 13490 | 13490
IGCC | 0 | 0 | 0 | 0 | 0 | 0
DemandResponse | 0 | 0 | 0 | 0 | 0 | 0
IGCC-CCS | 0 | 0 | 0 | 0 | 0 | 0
WT_off | 0 | 0 | 0 | 0 | 0 | 500
PseudoUnit | 0 | 0 | 0 | 0 | 0 | 0
FixedInterchange | 0 | 0 | 0 | 0 | 0 | 0
Cumulative New Build Capacity by Reporting Type: NYISO_G-I
ReportingType | 2015 | 2020 | 2025 | 2030 | 2035 | 2040
BM | 0 | 0 | 0 | 0 | 762.31 | 800
CC | 0 | 1051.46 | 1127.31 | 1127.31 | 1127.31 | 1127.31
CSP | 0 | 0 | 0 | 0 | 0 | 0
CT | 0 | 0 | 0 | 0 | 0 | 0
Coal | 0 | 0 | 0 | 0 | 0 | 0
Geo | 0 | 0 | 0 | 0 | 0 | 0
H | 0 | 0 | 0 | 0 | 0 | 0
LFG | 0 | 0 | 74.33 | 74.33 | 74.33 | 74.33
Nuc | 0 | 0 | 0 | 0 | 0 | 2884.6
PS | 0 | 0 | 0 | 0 | 0 | 0
PV | 0 | 0 | 0 | 0 | 0 | 0
PeakG | 0 | 0 | 0 | 0 | 0 | 0
PeakO | 0 | 0 | 0 | 0 | 0 | 0
ST | 0 | 0 | 0 | 0 | 0 | 0
STOG | 0 | 0 | 0 | 0 | 0 | 0
STWD | 0 | 0 | 0 | 0 | 0 | 0
WT | 0 | 60 | 60 | 360 | 360 | 360
IGCC | 0 | 0 | 0 | 0 | 0 | 0
DemandResponse | 0 | 0 | 0 | 0 | 0 | 0
IGCC-CCS | 0 | 0 | 0 | 0 | 0 | 0
WT_off | 0 | 0 | 0 | 0 | 0 | 200
PseudoUnit | 0 | 0 | 0 | 0 | 0 | 0
FixedInterchange | 0 | 0 | 0 | 0 | 0 | 0
Cumulative New Build Capacity by Reporting Type: NYISO_J-K
ReportingType | 2015 | 2020 | 2025 | 2030 | 2035 | 2040
BM | 0 | 0 | 0 | 0 | 0 | 0
CC | 1175.4 | 1175.4 | 1175.4 | 2986.52 | 5417.92 | 6118.76
CSP | 0 | 0 | 0 | 0 | 0 | 0
CT | 0 | 0 | 0 | 0 | 0 | 0
Coal | 0 | 0 | 0 | 0 | 0 | 0
Geo | 0 | 0 | 0 | 0 | 0 | 0
H | 0 | 0 | 0 | 0 | 0 | 0
LFG | 0 | 0 | 71.5 | 74.33 | 74.33 | 74.33
Nuc | 0 | 0 | 0 | 0 | 0 | 0
PS | 0 | 0 | 0 | 0 | 0 | 0
PV | 32 | 32 | 32 | 32 | 32 | 32
PeakG | 0 | 0 | 0 | 0 | 0 | 0
PeakO | 0 | 0 | 0 | 0 | 0 | 0
ST | 0 | 0 | 0 | 0 | 0 | 0
STOG | 0 | 0 | 0 | 0 | 0 | 0
STWD | 0 | 0 | 0 | 0 | 0 | 0
WT | 0 | 0 | 0 | 170 | 330 | 330
IGCC | 0 | 0 | 0 | 0 | 0 | 0
DemandResponse | 0 | 0 | 0 | 0 | 0 | 0
IGCC-CCS | 0 | 0 | 0 | 0 | 0 | 0
WT_off | 0 | 0 | 0 | 0 | 0 | 0
PseudoUnit | 0 | 0 | 0 | 0 | 0 | 0
FixedInterchange | 0 | 0 | 0 | 0 | 0 | 0
Cumulative New Build Capacity by Reporting Type: PJM_E
ReportingType | 2015 | 2020 | 2025 | 2030 | 2035 | 2040
BM | 30 | 30 | 30 | 30 | 30 | 332.31
CC | 4634.3 | 4634.3 | 4634.3 | 4909.96 | 4909.96 | 4909.96
CSP | 0 | 0 | 0 | 0 | 0 | 0
CT | 26.2 | 26.2 | 26.2 | 26.2 | 26.2 | 26.2
Coal | 27 | 27 | 27 | 27 | 27 | 27
Geo | 0 | 0 | 0 | 0 | 0 | 0
H | 0 | 0 | 0 | 0 | 0 | 0
LFG | 9.1 | 142 | 142 | 142 | 142 | 142
Nuc | 38 | 38 | 38 | 38 | 38 | 3152.23
PS | 0 | 0 | 0 | 0 | 0 | 0
PV | 25.45 | 25.45 | 25.45 | 25.45 | 25.45 | 25.45
PeakG | 0 | 0 | 0 | 0 | 0 | 0
PeakO | 0 | 0 | 0 | 0 | 0 | 0
ST | 0 | 0 | 0 | 0 | 0 | 0
STOG | 0 | 0 | 0 | 0 | 0 | 0
STWD | 0 | 0 | 0 | 0 | 0 | 0
WT | 1150 | 1150 | 1150 | 1150 | 1170 | 3620
IGCC | 0 | 0 | 0 | 0 | 0 | 0
DemandResponse | 0 | 0 | 0 | 0 | 0 | 0
IGCC-CCS | 0 | 0 | 0 | 0 | 0 | 0
WT_off | 0 | 0 | 1100 | 1100 | 9600 | 9600
PseudoUnit | 0 | 0 | 0 | 0 | 0 | 0
FixedInterchange | 0 | 0 | 0 | 0 | 0 | 0
Cumulative New Build Capacity by Reporting Type: PJM_ROM
ReportingType | 2015 | 2020 | 2025 | 2030 | 2035 | 2040
BM | 18 | 18 | 18 | 18 | 2357.79 | 2357.79
CC | 1678.5 | 1678.5 | 1678.5 | 5002.59 | 5002.59 | 5002.59
CSP | 0 | 0 | 0 | 0 | 0 | 0
CT | 16 | 16 | 16 | 16 | 16 | 16
Coal | 32.5 | 32.5 | 32.5 | 32.5 | 32.5 | 32.5
Geo | 0 | 0 | 0 | 0 | 0 | 0
H | 0 | 0 | 0 | 678 | 678 | 678
LFG | 18.9 | 284 | 284 | 284 | 284 | 284
Nuc | 0 | 0 | 0 | 1251.48 | 5235.51 | 10519.69
PS | 0 | 0 | 0 | 0 | 0 | 0
PV | 0 | 1496.79 | 2474.4 | 2832.95 | 3032.54 | 4000
PeakG | 0 | 0 | 0 | 0 | 0 | 0
PeakO | 0 | 0 | 0 | 0 | 0 | 0
ST | 0 | 0 | 0 | 0 | 0 | 0
STOG | 0 | 0 | 0 | 0 | 0 | 0
STWD | 0 | 0 | 0 | 0 | 0 | 0
WT | 479.8 | 2119.56 | 2119.56 | 2119.56 | 7040 | 7040
IGCC | 0 | 0 | 0 | 0 | 0 | 0
DemandResponse | 0 | 0 | 0 | 0 | 0 | 0
IGCC-CCS | 0 | 0 | 0 | 0 | 0 | 0
WT_off | 0 | 0 | 0 | 0 | 0 | 16900
PseudoUnit | 0 | 0 | 0 | 0 | 0 | 0
FixedInterchange | 0 | 0 | 0 | 0 | 0 | 0
Cumulative New Build Capacity by Reporting Type: PJM_ROR
ReportingType | 2015 | 2020 | 2025 | 2030 | 2035 | 2040
BM | 385 | 385 | 385 | 385 | 10556.34 | 10556.34
CC | 19731.24 | 35891.87 | 36514.15 | 36514.15 | 36514.15 | 36514.15
CSP | 0 | 0 | 0 | 0 | 0 | 0
CT | 29 | 29 | 29 | 29 | 29 | 29
Coal | 2164 | 2164 | 2164 | 2164 | 2164 | 2164
Geo | 0 | 0 | 0 | 0 | 0 | 0
H | 0 | 503 | 503 | 503 | 503 | 503
LFG | 57.4 | 57.4 | 571.11 | 571.11 | 571.11 | 571.11
Nuc | 38 | 38 | 38 | 38 | 1437.9 | 1437.9
PS | 0 | 0 | 0 | 0 | 0 | 0
PV | 0 | 0 | 281.92 | 341.01 | 392.07 | 6900
PeakG | 0 | 0 | 0 | 0 | 0 | 0
PeakO | 0 | 0 | 0 | 0 | 0 | 0
ST | 0 | 0 | 0 | 0 | 0 | 0
STOG | 0 | 0 | 0 | 0 | 0 | 0
STWD | 0 | 0 | 0 | 0 | 0 | 0
WT | 8325.7 | 8517.4 | 21228.9 | 53600 | 53600 | 53600
IGCC | 0 | 0 | 0 | 0 | 0 | 0
DemandResponse | 0 | 0 | 0 | 0 | 0 | 0
IGCC-CCS | 0 | 0 | 0 | 0 | 0 | 5195.42
WT_off | 0 | 0 | 0 | 0 | 0 | 20200
PseudoUnit | 0 | 0 | 0 | 0 | 0 | 0
FixedInterchange | 0 | 0 | 0 | 0 | 0 | 0
Cumulative New Build Capacity by Reporting Type: SOCO
ReportingType | 2015 | 2020 | 2025 | 2030 | 2035 | 2040
BM | 55 | 55 | 55 | 55 | 6555.24 | 6555.24
CC | 9406.75 | 18933.22 | 18933.22 | 18933.22 | 18933.22 | 18933.22
CSP | 0 | 0 | 0 | 0 | 0 | 0
CT | 0 | 0 | 0 | 0 | 0 | 0
Coal | 0 | 0 | 0 | 0 | 0 | 0
Geo | 0 | 0 | 0 | 0 | 0 | 0
H | 0 | 0 | 0 | 0 | 0 | 867
LFG | 0 | 0 | 107.4 | 107.4 | 107.4 | 107.4
Nuc | 70 | 2270 | 3595.84 | 9683.76 | 18098.17 | 32198.25
PS | 0 | 0 | 0 | 0 | 0 | 0
PV | 0 | 0 | 0 | 0 | 0 | 2000
PeakG | 0 | 0 | 0 | 0 | 0 | 0
PeakO | 0 | 0 | 0 | 0 | 0 | 0
ST | 0 | 0 | 0 | 0 | 0 | 0
STOG | 0 | 0 | 0 | 0 | 0 | 0
STWD | 0 | 0 | 0 | 0 | 0 | 0
WT | 0 | 0 | 0 | 100 | 100 | 100
IGCC | 0 | 0 | 0 | 0 | 0 | 0
DemandResponse | 0 | 0 | 0 | 0 | 0 | 0
IGCC-CCS | 0 | 0 | 0 | 0 | 0 | 0
WT_off | 0 | 0 | 0 | 0 | 0 | 0
PseudoUnit | 0 | 0 | 0 | 0 | 0 | 0
FixedInterchange | 0 | 0 | 0 | 0 | 0 | 0
Cumulative New Build Capacity by Reporting Type: SPP_N
ReportingType | 2015 | 2020 | 2025 | 2030 | 2035 | 2040
BM | 0 | 0 | 0 | 0 | 5805.14 | 6405.59
CC | 2047.68 | 7520.87 | 7520.87 | 7520.87 | 7520.87 | 7520.87
CSP | 0 | 0 | 0 | 0 | 0 | 0
CT | 0 | 0 | 0 | 0 | 0 | 0
Coal | 465.04 | 465.04 | 465.04 | 465.04 | 465.04 | 465.04
Geo | 0 | 0 | 0 | 0 | 0 | 0
H | 0 | 0 | 0 | 0 | 0 | 0
LFG | 0 | 0 | 95 | 95 | 95 | 95
Nuc | 0 | 0 | 0 | 0 | 0 | 0
PS | 0 | 0 | 0 | 0 | 0 | 0
PV | 0 | 0 | 0 | 0 | 0 | 0
PeakG | 0 | 0 | 0 | 0 | 0 | 0
PeakO | 0 | 0 | 0 | 0 | 0 | 0
ST | 0 | 0 | 0 | 0 | 0 | 0
STOG | 0 | 0 | 0 | 0 | 0 | 0
STWD | 0 | 0 | 0 | 0 | 0 | 0
WT | 0 | 11050.45 | 13021.24 | 16058.6 | 16058.6 | 16058.6
IGCC | 0 | 0 | 0 | 0 | 0 | 0
DemandResponse | 0 | 0 | 0 | 0 | 0 | 0
IGCC-CCS | 0 | 0 | 0 | 0 | 0 | 0
WT_off | 0 | 0 | 0 | 0 | 0 | 0
PseudoUnit | 0 | 0 | 0 | 0 | 0 | 0
FixedInterchange | 0 | 0 | 0 | 0 | 0 | 0
Cumulative New Build Capacity by Reporting Type: SPP_S
ReportingType | 2015 | 2020 | 2025 | 2030 | 2035 | 2040
BM | 0 | 0 | 0 | 0 | 2174.77 | 4507.34
CC | 0 | 6239.97 | 6239.97 | 11646.16 | 11646.16 | 11646.16
CSP | 0 | 0 | 0 | 0 | 0 | 0
CT | 412.99 | 712.99 | 712.99 | 712.99 | 712.99 | 712.99
Coal | 988 | 988 | 988 | 988 | 988 | 988
Geo | 0 | 0 | 0 | 0 | 0 | 0
H | 0 | 0 | 0 | 91 | 91 | 91
LFG | 0 | 0 | 95 | 95 | 95 | 95
Nuc | 0 | 0 | 0 | 0 | 0 | 0
PS | 0 | 0 | 0 | 0 | 0 | 0
PV | 0 | 0 | 0 | 0 | 0 | 0
PeakG | 0 | 0 | 0 | 0 | 0 | 0
PeakO | 0 | 0 | 0 | 0 | 0 | 0
ST | 0 | 0 | 0 | 0 | 0 | 0
STOG | 0 | 0 | 0 | 0 | 0 | 0
STWD | 0 | 0 | 0 | 0 | 0 | 0
WT | 430 | 36541.89 | 36541.89 | 36541.89 | 40292.87 | 46036.61
IGCC | 0 | 0 | 0 | 0 | 0 | 0
DemandResponse | 0 | 0 | 0 | 0 | 0 | 0
IGCC-CCS | 0 | 0 | 0 | 0 | 0 | 0
WT_off | 0 | 0 | 0 | 0 | 0 | 0
PseudoUnit | 0 | 0 | 0 | 0 | 0 | 0
FixedInterchange | 0 | 0 | 0 | 0 | 0 | 0
Cumulative New Build Capacity by Reporting Type: TVA
ReportingType | 2015 | 2020 | 2025 | 2030 | 2035 | 2040
BM | 0 | 0 | 0 | 0 | 7394.28 | 7394.28
CC | 4935.97 | 12076.84 | 12566.85 | 12566.85 | 12566.85 | 12566.85
CSP | 0 | 0 | 0 | 0 | 0 | 0
CT | 0 | 0 | 0 | 0 | 0 | 0
Coal | 0 | 0 | 0 | 0 | 0 | 0
Geo | 0 | 0 | 0 | 0 | 0 | 0
H | 0 | 0 | 27 | 27 | 27 | 27
LFG | 0 | 0 | 107.4 | 107.4 | 107.4 | 107.4
Nuc | 1697.89 | 1697.89 | 1697.89 | 3732.34 | 5225.97 | 5225.97
PS | 0 | 0 | 0 | 0 | 0 | 0
PV | 0 | 0 | 0 | 0 | 0 | 2000
PeakG | 0 | 0 | 0 | 0 | 0 | 0
PeakO | 0 | 0 | 0 | 0 | 0 | 0
ST | 0 | 0 | 0 | 0 | 0 | 0
STOG | 0 | 0 | 0 | 0 | 0 | 0
STWD | 0 | 0 | 0 | 0 | 0 | 0
WT | 0 | 0 | 0 | 0 | 100 | 100
IGCC | 0 | 0 | 0 | 0 | 0 | 0
DemandResponse | 0 | 0 | 0 | 0 | 0 | 0
IGCC-CCS | 0 | 0 | 0 | 0 | 0 | 7672.82
WT_off | 0 | 0 | 0 | 0 | 0 | 0
PseudoUnit | 0 | 0 | 0 | 0 | 0 | 0
FixedInterchange | 0 | 0 | 0 | 0 | 0 | 0
Cumulative New Build Capacity by Reporting Type: TVA_Transmission
ReportingType | 2015 | 2020 | 2025 | 2030 | 2035 | 2040
BM | 0 | 0 | 0 | 0 | 0 | 0
CC | 0 | 0 | 0 | 0 | 0 | 0
CSP | 0 | 0 | 0 | 0 | 0 | 0
CT | 0 | 0 | 0 | 0 | 0 | 0
Coal | 0 | 0 | 0 | 0 | 0 | 0
Geo | 0 | 0 | 0 | 0 | 0 | 0
H | 0 | 0 | 0 | 0 | 0 | 0
LFG | 0 | 0 | 0 | 0 | 0 | 0
Nuc | 0 | 0 | 0 | 0 | 0 | 0
PS | 0 | 0 | 0 | 0 | 0 | 0
PV | 0 | 0 | 0 | 0 | 0 | 0
PeakG | 0 | 0 | 0 | 0 | 0 | 0
PeakO | 0 | 0 | 0 | 0 | 0 | 0
ST | 0 | 0 | 0 | 0 | 0 | 0
STOG | 0 | 0 | 0 | 0 | 0 | 0
STWD | 0 | 0 | 0 | 0 | 0 | 0
WT | 0 | 0 | 0 | 0 | 0 | 0
IGCC | 0 | 0 | 0 | 0 | 0 | 0
DemandResponse | 0 | 0 | 0 | 0 | 0 | 0
IGCC-CCS | 0 | 0 | 0 | 0 | 0 | 0
WT_off | 0 | 0 | 0 | 0 | 0 | 0
PseudoUnit | 0 | 0 | 0 | 0 | 0 | 0
FixedInterchange | 0 | 0 | 0 | 0 | 0 | 0
Cumulative New Build Capacity by Reporting Type: VACAR
ReportingType | 2015 | 2020 | 2025 | 2030 | 2035 | 2040
BM | 0.92 | 358.59 | 1100.87 | 1294.29 | 1294.29 | 6986.31
CC | 20097.69 | 21248.65 | 21248.65 | 21248.65 | 21248.65 | 21248.65
CSP | 0 | 0 | 0 | 0 | 0 | 0
CT | 717.2 | 717.2 | 717.2 | 717.2 | 717.2 | 717.2
Coal | 825 | 825 | 825 | 825 | 825 | 825
Geo | 0 | 0 | 0 | 0 | 0 | 0
H | 0 | 0 | 0 | 0 | 0 | 52
LFG | 0.34 | 107.4 | 107.4 | 107.4 | 107.4 | 107.4
Nuc | 0 | 2330 | 5560.38 | 10521.48 | 10521.48 | 11661.46
PS | 0 | 0 | 0 | 0 | 0 | 0
PV | 0 | 148.43 | 160.59 | 172.77 | 183.49 | 1333.33
PeakG | 0 | 0 | 0 | 0 | 0 | 0
PeakO | 0 | 0 | 0 | 0 | 0 | 0
ST | 0 | 0 | 0 | 0 | 0 | 0
STOG | 0 | 0 | 0 | 0 | 0 | 0
STWD | 0 | 0 | 0 | 0 | 0 | 0
WT | 0.9 | 3500 | 3500 | 3500 | 3500 | 3500
IGCC | 0 | 0 | 0 | 0 | 0 | 0
DemandResponse | 0 | 0 | 0 | 0 | 0 | 0
IGCC-CCS | 0 | 0 | 0 | 0 | 0 | 0
WT_off | 1 | 1 | 1 | 1 | 35438.26 | 39250
PseudoUnit | 0 | 0 | 0 | 0 | 0 | 0
FixedInterchange | 0 | 0 | 0 | 0 | 0 | 0
Cumulative New Build Capacity by Reporting Type: IESO
ReportingType | 2015 | 2020 | 2025 | 2030 | 2035 | 2040
BM | 326.33 | 326.33 | 326.33 | 326.33 | 326.33 | 327
CC | 1263 | 1263 | 1263 | 1263 | 1263 | 1263
CSP | 0 | 0 | 0 | 0 | 0 | 0
CT | 368 | 368 | 368 | 368 | 643.08 | 3646.06
Coal | 0 | 0 | 0 | 0 | 0 | 0
Geo | 0 | 0 | 0 | 0 | 0 | 0
H | 0 | 0 | 0 | 250 | 250 | 250
LFG | 14.5 | 14.5 | 14.5 | 15 | 15 | 15
Nuc | 0 | 0 | 0 | 0 | 0 | 0
PS | 0 | 0 | 0 | 0 | 0 | 0
PV | 1067.26 | 1067.26 | 1067.26 | 1067.26 | 1067.26 | 1067.26
PeakG | 0 | 0 | 0 | 0 | 0 | 0
PeakO | 0 | 0 | 0 | 0 | 0 | 0
ST | 0 | 0 | 0 | 0 | 0 | 0
STOG | 0 | 0 | 0 | 0 | 0 | 0
STWD | 0 | 0 | 0 | 0 | 0 | 0
WT | 2105.9 | 2105.9 | 2105.9 | 2105.9 | 18458.97 | 23292
IGCC | 0 | 0 | 0 | 0 | 0 | 0
DemandResponse | 0 | 0 | 0 | 0 | 0 | 0
IGCC-CCS | 0 | 0 | 0 | 0 | 0 | 0
WT_off | 0 | 0 | 0 | 0 | 0 | 0
PseudoUnit | 0 | 0 | 0 | 0 | 0 | 0
FixedInterchange | 0 | 0 | 0 | 0 | 0 | 0
Cumulative New Build Capacity by Reporting Type: MAPP_CA
ReportingType | 2015 | 2020 | 2025 | 2030 | 2035 | 2040
BM | 0 | 0 | 0 | 0 | 0 | 0
CC | 671.9 | 671.9 | 671.9 | 671.9 | 671.9 | 671.9
CSP | 0 | 0 | 0 | 0 | 0 | 0
CT | 0 | 0 | 0 | 0 | 0 | 0
Coal | 0 | 0 | 0 | 0 | 0 | 0
Geo | 0 | 0 | 0 | 0 | 0 | 0
H | 0 | 695 | 2190 | 4650 | 4650 | 4650
LFG | 0 | 0 | 0 | 0 | 0 | 0
Nuc | 0 | 0 | 0 | 0 | 0 | 326.48
PS | 0 | 0 | 0 | 0 | 0 | 0
PV | 0 | 0 | 0 | 0 | 0 | 0
PeakG | 0 | 0 | 0 | 0 | 0 | 0
PeakO | 0 | 0 | 0 | 0 | 0 | 0
ST | 0 | 0 | 0 | 0 | 0 | 0
STOG | 0 | 0 | 0 | 0 | 0 | 0
STWD | 0 | 0 | 0 | 0 | 0 | 0
WT | 302.4 | 302.4 | 302.4 | 302.4 | 302.4 | 302.4
IGCC | 0 | 0 | 0 | 0 | 0 | 0
DemandResponse | 0 | 0 | 0 | 0 | 0 | 0
IGCC-CCS | 0 | 0 | 0 | 0 | 0 | 0
WT_off | 0 | 0 | 0 | 0 | 0 | 0
PseudoUnit | 0 | 0 | 0 | 0 | 0 | 0
FixedInterchange | 0 | 0 | 0 | 0 | 0 | 0
Cumulative New Build Capacity by Reporting Type: AZ_NM_SNV_Coal
ReportingType | 2015 | 2020 | 2025 | 2030 | 2035 | 2040
BM | 0 | 0 | 0 | 0 | 0 | 0
CC | 0 | 0 | 0 | 0 | 0 | 0
CSP | 0 | 0 | 0 | 0 | 0 | 0
CT | 0 | 0 | 0 | 0 | 0 | 0
Coal | 0 | 0 | 0 | 0 | 0 | 0
Geo | 0 | 0 | 0 | 0 | 0 | 0
H | 0 | 0 | 0 | 0 | 0 | 0
LFG | 0 | 0 | 0 | 0 | 0 | 0
Nuc | 0 | 0 | 0 | 0 | 0 | 0
PS | 0 | 0 | 0 | 0 | 0 | 0
PV | 0 | 0 | 0 | 0 | 0 | 0
PeakG | 0 | 0 | 0 | 0 | 0 | 0
PeakO | 0 | 0 | 0 | 0 | 0 | 0
ST | 0 | 0 | 0 | 0 | 0 | 0
STOG | 0 | 0 | 0 | 0 | 0 | 0
STWD | 0 | 0 | 0 | 0 | 0 | 0
WT | 0 | 0 | 0 | 0 | 0 | 0
IGCC | 0 | 0 | 0 | 0 | 0 | 0
DemandResponse | 0 | 0 | 0 | 0 | 0 | 0
IGCC-CCS | 0 | 0 | 0 | 0 | 0 | 0
WT_off | 0 | 0 | 0 | 0 | 0 | 0
PseudoUnit | 0 | 0 | 0 | 0 | 0 | 0
FixedInterchange | 0 | 0 | 0 | 0 | 0 | 0
Cumulative New Build Capacity by Reporting Type: AZ_NM_SNV_Gas
ReportingType | 2015 | 2020 | 2025 | 2030 | 2035 | 2040
BM | 0 | 0 | 0 | 0 | 0 | 0
CC | 668 | 5071.69 | 8525.12 | 8525.12 | 8525.12 | 8525.12
CSP | 0 | 0 | 0 | 0 | 0 | 0
CT | 736 | 736 | 736 | 736 | 736 | 736
Coal | 0 | 0 | 0 | 0 | 0 | 0
Geo | 0 | 0 | 0 | 0 | 0 | 0
H | 0 | 0 | 0 | 0 | 0 | 0
LFG | 0 | 0 | 0 | 0 | 0 | 0
Nuc | 0 | 0 | 0 | 0 | 0 | 0
PS | 0 | 0 | 0 | 0 | 0 | 0
PV | 0 | 0 | 0 | 0 | 0 | 0
PeakG | 0 | 0 | 0 | 0 | 0 | 0
PeakO | 0 | 0 | 0 | 0 | 0 | 0
ST | 0 | 0 | 0 | 0 | 0 | 0
STOG | 0 | 0 | 0 | 0 | 0 | 0
STWD | 0 | 0 | 0 | 0 | 0 | 0
WT | 0 | 0 | 0 | 0 | 0 | 0
IGCC | 0 | 0 | 0 | 0 | 0 | 0
DemandResponse | 0 | 0 | 0 | 0 | 0 | 0
IGCC-CCS | 0 | 0 | 0 | 0 | 0 | 0
WT_off | 0 | 0 | 0 | 0 | 0 | 0
PseudoUnit | 0 | 0 | 0 | 0 | 0 | 0
FixedInterchange | 0 | 0 | 0 | 0 | 0 | 0
Cumulative New Build Capacity by Reporting Type: AZ_NM_SNV_NucRenew
ReportingType | 2015 | 2020 | 2025 | 2030 | 2035 | 2040
BM | 0 | 0 | 0 | 0 | 2795.08 | 6540
CC | 0 | 0 | 0 | 0 | 0 | 0
CSP | 0 | 0 | 0 | 0 | 0 | 0
CT | 0 | 0 | 0 | 0 | 0 | 0
Coal | 0 | 0 | 0 | 0 | 0 | 0
Geo | 0 | 0 | 1450 | 1450 | 1450 | 1450
H | 0 | 0 | 0 | 0 | 0 | 0
LFG | 0 | 60.67 | 60.67 | 60.67 | 60.67 | 60.67
Nuc | 0 | 0 | 0 | 2640.07 | 4375.45 | 4375.45
PS | 0 | 0 | 0 | 0 | 0 | 0
PV | 95.7 | 95.7 | 95.7 | 95.7 | 95.7 | 95.7
PeakG | 0 | 0 | 0 | 0 | 0 | 0
PeakO | 0 | 0 | 0 | 0 | 0 | 0
ST | 280 | 805.11 | 1121.82 | 1213.24 | 2685.38 | 3797.27
STOG | 0 | 0 | 0 | 0 | 0 | 0
STWD | 0 | 0 | 0 | 0 | 0 | 0
WT | 65.1 | 13034.49 | 13845.08 | 14937.46 | 14937.46 | 14937.46
IGCC | 0 | 0 | 0 | 0 | 0 | 0
DemandResponse | 0 | 0 | 0 | 0 | 0 | 0
IGCC-CCS | 0 | 0 | 0 | 0 | 0 | 0
WT_off | 0 | 0 | 0 | 0 | 0 | 0
PseudoUnit | 0 | 0 | 0 | 0 | 0 | 0
FixedInterchange | 0 | 0 | 0 | 0 | 0 | 0
Cumulative New Build Capacity by Reporting Type: ERCOT
ReportingType | 2015 | 2020 | 2025 | 2030 | 2035 | 2040
BM | 145 | 145 | 145 | 145 | 4064.97 | 4064.97
CC | 21267.18 | 25137.12 | 25137.12 | 25137.12 | 25137.12 | 25137.12
CSP | 0 | 0 | 0 | 0 | 0 | 0
CT | 250 | 250 | 250 | 250 | 250 | 250
Coal | 2020 | 2020 | 2020 | 2020 | 2020 | 2020
Geo | 0 | 0 | 0 | 0 | 0 | 0
H | 0 | 0 | 0 | 0 | 0 | 628
LFG | 0 | 0 | 0 | 354 | 354 | 354
Nuc | 0 | 0 | 0 | 3886.37 | 13779.97 | 15429.56
PS | 0 | 0 | 0 | 0 | 0 | 0
PV | 14 | 14 | 14 | 14 | 14 | 14
PeakG | 0 | 0 | 0 | 0 | 0 | 0
PeakO | 0 | 0 | 0 | 0 | 0 | 0
ST | 0 | 0 | 0 | 0 | 0 | 0
STOG | 0 | 0 | 0 | 0 | 0 | 0
STWD | 0 | 0 | 0 | 0 | 0 | 0
WT | 350.1 | 350.1 | 24941.46 | 26799.22 | 29170.77 | 32056
IGCC | 0 | 0 | 0 | 0 | 0 | 0
DemandResponse | 0 | 0 | 0 | 0 | 0 | 0
IGCC-CCS | 0 | 0 | 0 | 0 | 0 | 4469.53
WT_off | 0 | 0 | 0 | 0 | 0 | 0
PseudoUnit | 0 | 0 | 0 | 0 | 0 | 0
FixedInterchange | 0 | 0 | 0 | 0 | 0 | 0
Cumulative New Build Capacity by Reporting Type: NP15
ReportingType | 2015 | 2020 | 2025 | 2030 | 2035 | 2040
BM | 0 | 0 | 0 | 0 | 843.24 | 843.24
CC | 5949.49 | 6267.01 | 8174.64 | 8174.64 | 8174.64 | 8174.64
CSP | 0 | 0 | 0 | 0 | 0 | 0
CT | 212.6 | 212.6 | 212.6 | 827.64 | 827.64 | 827.64
Coal | 0 | 0 | 0 | 0 | 0 | 0
Geo | 0 | 600 | 600 | 600 | 600 | 600
H | 0 | 0 | 0 | 0 | 0 | 0
LFG | 0 | 565 | 565 | 565 | 565 | 565
Nuc | 0 | 0 | 0 | 0 | 0 | 0
PS | 0 | 0 | 0 | 0 | 0 | 0
PV | 6.5 | 6.5 | 6.5 | 6.5 | 1351.45 | 3504.88
PeakG | 0 | 0 | 0 | 0 | 0 | 0
PeakO | 0 | 0 | 0 | 0 | 0 | 0
ST | 29 | 29 | 29 | 29 | 100 | 100
STOG | 0 | 0 | 0 | 0 | 0 | 0
STWD | 0 | 0 | 0 | 0 | 0 | 0
WT | 101.2 | 3400 | 3400 | 14147.01 | 14200 | 14200
IGCC | 0 | 0 | 0 | 0 | 0 | 0
DemandResponse | 0 | 0 | 0 | 0 | 0 | 0
IGCC-CCS | 0 | 0 | 0 | 0 | 0 | 11436.42
WT_off | 0 | 0 | 0 | 0 | 0 | 0
PseudoUnit | 0 | 0 | 0 | 0 | 0 | 0
FixedInterchange | 0 | 0 | 0 | 0 | 0 | 0
Cumulative New Build Capacity by Reporting Type: NWPP_Coal
ReportingType | 2015 | 2020 | 2025 | 2030 | 2035 | 2040
BM | 0 | 0 | 0 | 0 | 0 | 0
CC | 0 | 0 | 0 | 0 | 0 | 0
CSP | 0 | 0 | 0 | 0 | 0 | 0
CT | 0 | 0 | 0 | 0 | 0 | 0
Coal | 0 | 0 | 0 | 0 | 0 | 0
Geo | 0 | 0 | 0 | 0 | 0 | 0
H | 0 | 0 | 0 | 0 | 0 | 0
LFG | 0 | 0 | 0 | 0 | 0 | 0
Nuc | 0 | 0 | 0 | 0 | 0 | 0
PS | 0 | 0 | 0 | 0 | 0 | 0
PV | 0 | 0 | 0 | 0 | 0 | 0
PeakG | 0 | 0 | 0 | 0 | 0 | 0
PeakO | 0 | 0 | 0 | 0 | 0 | 0
ST | 0 | 0 | 0 | 0 | 0 | 0
STOG | 0 | 0 | 0 | 0 | 0 | 0
STWD | 0 | 0 | 0 | 0 | 0 | 0
WT | 0 | 0 | 0 | 0 | 0 | 0
IGCC | 0 | 0 | 0 | 0 | 0 | 0
DemandResponse | 0 | 0 | 0 | 0 | 0 | 0
IGCC-CCS | 0 | 0 | 0 | 0 | 0 | 0
WT_off | 0 | 0 | 0 | 0 | 0 | 0
PseudoUnit | 0 | 0 | 0 | 0 | 0 | 0
FixedInterchange | 0 | 0 | 0 | 0 | 0 | 0
Cumulative New Build Capacity by Reporting Type: NWPP_Gas
ReportingType | 2015 | 2020 | 2025 | 2030 | 2035 | 2040
BM | 0 | 0 | 0 | 0 | 0 | 0
CC | 300 | 5446.4 | 7223.44 | 7223.44 | 7223.44 | 7223.44
CSP | 0 | 0 | 0 | 0 | 0 | 0
CT | 150 | 150 | 150 | 150 | 150 | 150
Coal | 0 | 0 | 0 | 0 | 0 | 0
Geo | 0 | 0 | 0 | 0 | 0 | 0
H | 0 | 0 | 0 | 0 | 0 | 0
LFG | 0 | 0 | 0 | 0 | 0 | 0
Nuc | 0 | 0 | 0 | 0 | 0 | 0
PS | 0 | 0 | 0 | 0 | 0 | 0
PV | 0 | 0 | 0 | 0 | 0 | 0
PeakG | 0 | 0 | 0 | 0 | 0 | 0
PeakO | 0 | 0 | 0 | 0 | 0 | 0
ST | 0 | 0 | 0 | 0 | 0 | 0
STOG | 0 | 0 | 0 | 0 | 0 | 0
STWD | 0 | 0 | 0 | 0 | 0 | 0
WT | 0 | 0 | 0 | 0 | 0 | 0
IGCC | 0 | 0 | 0 | 0 | 0 | 0
DemandResponse | 0 | 0 | 0 | 0 | 0 | 0
IGCC-CCS | 0 | 0 | 0 | 0 | 0 | 2544.88
WT_off | 0 | 0 | 0 | 0 | 0 | 0
PseudoUnit | 0 | 0 | 0 | 0 | 0 | 0
FixedInterchange | 0 | 0 | 0 | 0 | 0 | 0
Cumulative New Build Capacity by Reporting Type: NWPP_NucRenew
ReportingType | 2015 | 2020 | 2025 | 2030 | 2035 | 2040
BM | 32.55 | 32.55 | 32.55 | 32.55 | 722.05 | 9050
CC | 0 | 0 | 0 | 0 | 0 | 0
CSP | 0 | 0 | 0 | 0 | 0 | 0
CT | 0 | 0 | 0 | 0 | 0 | 0
Coal | 0 | 0 | 0 | 0 | 0 | 0
Geo | 86 | 86 | 520 | 520 | 520 | 520
H | 0 | 0 | 0 | 0 | 335 | 335
LFG | 25.5 | 256.89 | 270 | 270 | 270 | 270
Nuc | 0 | 0 | 0 | 0 | 4322.29 | 4322.29
PS | 0 | 0 | 0 | 0 | 0 | 0
PV | 0 | 0 | 0 | 0 | 0 | 0
PeakG | 0 | 0 | 0 | 0 | 0 | 0
PeakO | 0 | 0 | 0 | 0 | 0 | 0
ST | 0 | 0 | 0 | 0 | 0 | 0
STOG | 0 | 0 | 0 | 0 | 0 | 0
STWD | 0 | 0 | 0 | 0 | 0 | 0
WT | 977.3 | 977.3 | 977.3 | 29162.65 | 31625.37 | 36731.19
IGCC | 0 | 0 | 0 | 0 | 0 | 0
DemandResponse | 0 | 0 | 0 | 0 | 0 | 0
IGCC-CCS | 0 | 0 | 0 | 0 | 0 | 0
WT_off | 0 | 0 | 0 | 0 | 0 | 0
PseudoUnit | 0 | 0 | 0 | 0 | 0 | 0
FixedInterchange | 0 | 0 | 0 | 0 | 0 | 0
Cumulative New Build Capacity by Reporting Type: RMPA
ReportingType | 2015 | 2020 | 2025 | 2030 | 2035 | 2040
BM | 0 | 0 | 0 | 0 | 3726.76 | 3726.76
CC | 0 | 2767.68 | 2767.68 | 4351.57 | 4351.57 | 4351.57
CSP | 0 | 0 | 0 | 0 | 0 | 0
CT | 152 | 152 | 152 | 152 | 152 | 152
Coal | 390 | 390 | 390 | 390 | 390 | 390
Geo | 0 | 25 | 2570 | 2570 | 2570 | 2570
H | 0 | 0 | 0 | 0 | 0 | 0
LFG | 1.4 | 30.33 | 30.33 | 30.33 | 30.33 | 30.33
Nuc | 0 | 0 | 0 | 0 | 0 | 0
PS | 0 | 0 | 0 | 0 | 0 | 0
PV | 1 | 1 | 1 | 1 | 1 | 1
PeakG | 0 | 0 | 0 | 0 | 0 | 0
PeakO | 0 | 0 | 0 | 0 | 0 | 0
ST | 3 | 407.51 | 407.51 | 469.34 | 469.34 | 469.34
STOG | 0 | 0 | 0 | 0 | 0 | 0
STWD | 0 | 0 | 0 | 0 | 0 | 0
WT | 765.4 | 5333.11 | 5333.11 | 6321.58 | 6921.1 | 7754.73
IGCC | 0 | 0 | 0 | 0 | 0 | 0
DemandResponse | 0 | 0 | 0 | 0 | 0 | 0
IGCC-CCS | 0 | 0 | 0 | 0 | 0 | 3503.05
WT_off | 0 | 0 | 0 | 0 | 0 | 0
PseudoUnit | 0 | 0 | 0 | 0 | 0 | 0
FixedInterchange | 0 | 0 | 0 | 0 | 0 | 0
Cumulative New Build Capacity by Reporting Type: SP15
ReportingType | 2015 | 2020 | 2025 | 2030 | 2035 | 2040
BM | 6 | 6 | 6 | 6 | 674.59 | 674.59
CC | 1029.52 | 5267.89 | 9905.85 | 9905.85 | 9905.85 | 9905.85
CSP | 0 | 0 | 0 | 0 | 0 | 0
CT | 0 | 0 | 0 | 0 | 0 | 0
Coal | 0 | 0 | 0 | 0 | 0 | 0
Geo | 50 | 1500 | 1500 | 1500 | 1500 | 1500
H | 0 | 0 | 0 | 0 | 0 | 0
LFG | 9.2 | 565 | 565 | 565 | 565 | 565
Nuc | 0 | 0 | 0 | 0 | 0 | 0
PS | 0 | 0 | 0 | 0 | 0 | 0
PV | 3.8 | 3.8 | 3.8 | 3.8 | 3.8 | 3.8
PeakG | 0 | 0 | 0 | 0 | 0 | 0
PeakO | 0 | 0 | 0 | 0 | 0 | 0
ST | 448 | 448 | 448 | 1111.01 | 2685.2 | 4892.32
STOG | 0 | 0 | 0 | 0 | 0 | 0
STWD | 0 | 0 | 0 | 0 | 0 | 0
WT | 735 | 2023.59 | 2023.59 | 21222.53 | 21222.53 | 21222.53
IGCC | 0 | 0 | 0 | 0 | 0 | 0
DemandResponse | 0 | 0 | 0 | 0 | 0 | 0
IGCC-CCS | 0 | 0 | 0 | 0 | 5463.4 | 15022.98
WT_off | 0 | 0 | 0 | 0 | 0 | 0
PseudoUnit | 0 | 0 | 0 | 0 | 0 | 0
FixedInterchange | 0 | 0 | 0 | 0 | 0 | 0
Cumulative New Build Capacity by Reporting Type: ALB
ReportingType | 2015 | 2020 | 2025 | 2030 | 2035 | 2040
BM | 0 | 0 | 0 | 0 | 0 | 0
CC | 0 | 755.06 | 755.06 | 755.06 | 755.06 | 755.06
CSP | 0 | 0 | 0 | 0 | 0 | 0
CT | 201.5 | 201.5 | 201.5 | 201.5 | 201.5 | 201.5
Coal | 495 | 495 | 495 | 495 | 495 | 495
Geo | 0 | 0 | 0 | 0 | 0 | 0
H | 0 | 0 | 0 | 0 | 0 | 0
LFG | 0 | 0 | 0 | 0 | 0 | 0
Nuc | 0 | 0 | 734.92 | 9721.6 | 11658.69 | 13301.77
PS | 0 | 0 | 0 | 0 | 0 | 0
PV | 0 | 0 | 0 | 0 | 0 | 0
PeakG | 0 | 0 | 0 | 0 | 0 | 0
PeakO | 0 | 0 | 0 | 0 | 0 | 0
ST | 0 | 0 | 0 | 0 | 0 | 0
STOG | 0 | 0 | 0 | 0 | 0 | 0
STWD | 0 | 0 | 0 | 0 | 0 | 0
WT | 9 | 9 | 9 | 9 | 100 | 100
IGCC | 0 | 0 | 0 | 0 | 0 | 0
DemandResponse | 0 | 0 | 0 | 0 | 0 | 0
IGCC-CCS | 0 | 0 | 0 | 0 | 0 | 0
WT_off | 0 | 0 | 0 | 0 | 0 | 0
PseudoUnit | 0 | 0 | 0 | 0 | 0 | 0
FixedInterchange | 0 | 0 | 0 | 0 | 0 | 0
Cumulative New Build Capacity by Reporting Type: BC
ReportingType | 2015 | 2020 | 2025 | 2030 | 2035 | 2040
BM | 0 | 0 | 0 | 0 | 0 | 0
CC | 1122.22 | 1570.87 | 1570.87 | 1570.87 | 1570.87 | 1570.87
CSP | 0 | 0 | 0 | 0 | 0 | 0
CT | 0 | 0 | 0 | 0 | 0 | 0
Coal | 0 | 0 | 0 | 0 | 0 | 0
Geo | 0 | 0 | 0 | 0 | 0 | 0
H | 0 | 0 | 0 | 0 | 0 | 0
LFG | 0 | 0 | 0 | 0 | 0 | 0
Nuc | 0 | 0 | 452.48 | 2253.75 | 3417.8 | 4552.67
PS | 0 | 0 | 0 | 0 | 0 | 0
PV | 0 | 0 | 0 | 0 | 0 | 0
PeakG | 0 | 0 | 0 | 0 | 0 | 0
PeakO | 0 | 0 | 0 | 0 | 0 | 0
ST | 0 | 0 | 0 | 0 | 0 | 0
STOG | 0 | 0 | 0 | 0 | 0 | 0
STWD | 0 | 0 | 0 | 0 | 0 | 0
WT | 144 | 144 | 144 | 144 | 300 | 300
IGCC | 0 | 0 | 0 | 0 | 0 | 0
DemandResponse | 0 | 0 | 0 | 0 | 0 | 0
IGCC-CCS | 0 | 0 | 0 | 0 | 0 | 0
WT_off | 0 | 0 | 0 | 0 | 0 | 0
PseudoUnit | 0 | 0 | 0 | 0 | 0 | 0
FixedInterchange | 0 | 0 | 0 | 0 | 0 | 0
Cumulative New Build Capacity by Reporting Type: HQ_IESO
ReportingType | 2015 | 2020 | 2025 | 2030 | 2035 | 2040
BM | 0 | 0 | 0 | 0 | 0 | 0
CC | 0 | 0 | 0 | 0 | 0 | 0
CSP | 0 | 0 | 0 | 0 | 0 | 0
CT | 0 | 0 | 0 | 0 | 0 | 0
Coal | 0 | 0 | 0 | 0 | 0 | 0
Geo | 0 | 0 | 0 | 0 | 0 | 0
H | 0 | 0 | 0 | 0 | 0 | 0
LFG | 0 | 0 | 0 | 0 | 0 | 0
Nuc | 0 | 0 | 0 | 0 | 0 | 0
PS | 0 | 0 | 0 | 0 | 0 | 0
PV | 0 | 0 | 0 | 0 | 0 | 0
PeakG | 0 | 0 | 0 | 0 | 0 | 0
PeakO | 0 | 0 | 0 | 0 | 0 | 0
ST | 0 | 0 | 0 | 0 | 0 | 0
STOG | 0 | 0 | 0 | 0 | 0 | 0
STWD | 0 | 0 | 0 | 0 | 0 | 0
WT | 0 | 0 | 0 | 0 | 0 | 0
IGCC | 0 | 0 | 0 | 0 | 0 | 0
DemandResponse | 0 | 0 | 0 | 0 | 0 | 0
IGCC-CCS | 0 | 0 | 0 | 0 | 0 | 0
WT_off | 0 | 0 | 0 | 0 | 0 | 0
PseudoUnit | 0 | 0 | 0 | 87.91 | 87.91 | 87.91
FixedInterchange | 0 | 0 | 0 | 0 | 0 | 0
Cumulative New Build Capacity by Reporting Type: HQ_NEISO
ReportingType | 2015 | 2020 | 2025 | 2030 | 2035 | 2040
BM | 0 | 0 | 0 | 0 | 0 | 0
CC | 0 | 0 | 0 | 0 | 0 | 0
CSP | 0 | 0 | 0 | 0 | 0 | 0
CT | 0 | 0 | 0 | 0 | 0 | 0
Coal | 0 | 0 | 0 | 0 | 0 | 0
Geo | 0 | 0 | 0 | 0 | 0 | 0
H | 0 | 0 | 0 | 0 | 0 | 0
LFG | 0 | 0 | 0 | 0 | 0 | 0
Nuc | 0 | 0 | 0 | 0 | 0 | 0
PS | 0 | 0 | 0 | 0 | 0 | 0
PV | 0 | 0 | 0 | 0 | 0 | 0
PeakG | 0 | 0 | 0 | 0 | 0 | 0
PeakO | 0 | 0 | 0 | 0 | 0 | 0
ST | 0 | 0 | 0 | 0 | 0 | 0
STOG | 0 | 0 | 0 | 0 | 0 | 0
STWD | 0 | 0 | 0 | 0 | 0 | 0
WT | 0 | 0 | 0 | 0 | 0 | 0
IGCC | 0 | 0 | 0 | 0 | 0 | 0
DemandResponse | 0 | 0 | 0 | 0 | 0 | 0
IGCC-CCS | 0 | 0 | 0 | 0 | 0 | 0
WT_off | 0 | 0 | 0 | 0 | 0 | 0
PseudoUnit | 0 | 0 | 0 | 1476.49 | 1476.49 | 1476.49
FixedInterchange | 0 | 0 | 0 | 0 | 0 | 0
Cumulative New Build Capacity by Reporting Type: HQ_NY
ReportingType | 2015 | 2020 | 2025 | 2030 | 2035 | 2040
BM | 0 | 0 | 0 | 0 | 0 | 0
CC | 0 | 0 | 0 | 0 | 0 | 0
CSP | 0 | 0 | 0 | 0 | 0 | 0
CT | 0 | 0 | 0 | 0 | 0 | 0
Coal | 0 | 0 | 0 | 0 | 0 | 0
Geo | 0 | 0 | 0 | 0 | 0 | 0
H | 0 | 0 | 0 | 0 | 0 | 0
LFG | 0 | 0 | 0 | 0 | 0 | 0
Nuc | 0 | 0 | 0 | 0 | 0 | 0
PS | 0 | 0 | 0 | 0 | 0 | 0
PV | 0 | 0 | 0 | 0 | 0 | 0
PeakG | 0 | 0 | 0 | 0 | 0 | 0
PeakO | 0 | 0 | 0 | 0 | 0 | 0
ST | 0 | 0 | 0 | 0 | 0 | 0
STOG | 0 | 0 | 0 | 0 | 0 | 0
STWD | 0 | 0 | 0 | 0 | 0 | 0
WT | 0 | 0 | 0 | 0 | 0 | 0
IGCC | 0 | 0 | 0 | 0 | 0 | 0
DemandResponse | 0 | 0 | 0 | 0 | 0 | 0
IGCC-CCS | 0 | 0 | 0 | 0 | 0 | 0
WT_off | 0 | 0 | 0 | 0 | 0 | 0
PseudoUnit | 0 | 0 | 2500 | 2500 | 2500 | 2500
FixedInterchange | 0 | 0 | 0 | 0 | 0 | 0
Cumulative New Build Capacity by Reporting Type: MARITIMES
ReportingType | 2015 | 2020 | 2025 | 2030 | 2035 | 2040
BM | 0 | 0 | 0 | 0 | 0 | 0
CC | 0 | 0 | 0 | 0 | 0 | 0
CSP | 0 | 0 | 0 | 0 | 0 | 0
CT | 0 | 0 | 0 | 0 | 0 | 0
Coal | 0 | 0 | 0 | 0 | 0 | 0
Geo | 0 | 0 | 0 | 0 | 0 | 0
H | 0 | 0 | 0 | 0 | 0 | 0
LFG | 0 | 0 | 0 | 0 | 0 | 0
Nuc | 0 | 0 | 0 | 0 | 0 | 0
PS | 0 | 0 | 0 | 0 | 0 | 0
PV | 0 | 0 | 0 | 0 | 0 | 0
PeakG | 0 | 0 | 0 | 0 | 0 | 0
PeakO | 0 | 0 | 0 | 0 | 0 | 0
ST | 0 | 0 | 0 | 0 | 0 | 0
STOG | 0 | 0 | 0 | 0 | 0 | 0
STWD | 0 | 0 | 0 | 0 | 0 | 0
WT | 0 | 0 | 0 | 0 | 0 | 0
IGCC | 0 | 0 | 0 | 0 | 0 | 0
DemandResponse | 0 | 0 | 0 | 0 | 0 | 0
IGCC-CCS | 0 | 0 | 0 | 0 | 0 | 0
WT_off | 0 | 0 | 0 | 0 | 0 | 0
PseudoUnit | 0 | 0 | 0 | 500 | 500 | 500
FixedInterchange | 0 | 0 | 0 | 0 | 0 | 0
Cumulative New Build Capacity by Reporting Type: All
ReportingType | 2015 | 2020 | 2025 | 2030 | 2035 | 2040
BM | 1251 | 1608.67 | 2350.96 | 2612.85 | 77061.74 | 127038.34
CC | 130222.13 | 244718.85 | 261358.81 | 273759.76 | 276191.16 | 276892
CSP | 0 | 0 | 0 | 0 | 0 | 0
CT | 6393.79 | 6693.79 | 6801.64 | 15145.62 | 15420.7 | 18765.01
Coal | 10763.64 | 10763.64 | 10763.64 | 10763.64 | 10763.64 | 10763.64
Geo | 136 | 2211 | 6640 | 6640 | 6640 | 6640
H | 0 | 1199 | 3747 | 7350.02 | 8673 | 10248
LFG | 192 | 2145 | 4355 | 5079 | 5079 | 5079
Nuc | 2740.56 | 7270.56 | 18329.14 | 57270.67 | 107270.67 | 157270.67
PS | 0 | 0 | 0 | 0 | 0 | 0
PV | 1246 | 3531.53 | 4852.47 | 5300.83 | 6942.2 | 31741.7
PeakG | 0 | 0 | 0 | 0 | 0 | 0
PeakO | 0 | 0 | 0 | 0 | 0 | 0
ST | 760 | 1689.62 | 2006.34 | 2822.59 | 5939.92 | 9258.93
STOG | 0 | 0 | 0 | 0 | 0 | 0
STWD | 0 | 0 | 0 | 0 | 0 | 0
WT | 25342 | 111743.59 | 212843.68 | 327195.55 | 379312.58 | 415396.25
IGCC | 618 | 618 | 618 | 618 | 618 | 618
DemandResponse | 0 | 0 | 0 | 0 | 0 | 0
IGCC-CCS | 0 | 0 | 0 | 0 | 5463.4 | 49845.1
WT_off | 469 | 469 | 1569 | 1569 | 45506.26 | 92227.01
PseudoUnit | 0 | 0 | 2500 | 4564.4 | 4564.4 | 4564.4
FixedInterchange | 0 | 0 | 0 | 0 | 0 | 0
Cumulative New Build Capacity by Reporting Type: EI_US
ReportingType | 2015 | 2020 | 2025 | 2030 | 2035 | 2040
BM | 741.12 | 1098.79 | 1841.07 | 2102.96 | 63908.71 | 101811.79
CC | 97950.81 | 190500.24 | 195364.12 | 206181.19 | 208612.59 | 209313.43
CSP | 0 | 0 | 0 | 0 | 0 | 0
CT | 4323.69 | 4623.69 | 4731.55 | 12460.48 | 12460.48 | 12801.81
Coal | 7858.64 | 7858.64 | 7858.64 | 7858.64 | 7858.64 | 7858.64
Geo | 0 | 0 | 0 | 0 | 0 | 0
H | 0 | 504 | 1557 | 2450.02 | 3438 | 4385
LFG | 141.4 | 652.61 | 2849.5 | 3219 | 3219 | 3219
Nuc | 2740.56 | 7270.56 | 17141.74 | 38768.87 | 69716.47 | 114962.45
PS | 0 | 0 | 0 | 0 | 0 | 0
PV | 57.74 | 2343.27 | 3664.21 | 4112.58 | 4408.99 | 27055.07
PeakG | 0 | 0 | 0 | 0 | 0 | 0
PeakO | 0 | 0 | 0 | 0 | 0 | 0
ST | 0 | 0 | 0 | 0 | 0 | 0
STOG | 0 | 0 | 0 | 0 | 0 | 0
STWD | 0 | 0 | 0 | 0 | 0 | 0
WT | 19786.6 | 84063.7 | 159761.84 | 212043.82 | 242073.97 | 264499.94
IGCC | 618 | 618 | 618 | 618 | 618 | 618
DemandResponse | 0 | 0 | 0 | 0 | 0 | 0
IGCC-CCS | 0 | 0 | 0 | 0 | 0 | 12868.25
WT_off | 469 | 469 | 1569 | 1569 | 45506.26 | 92227.01
PseudoUnit | 0 | 0 | 2500 | 4476.49 | 4476.49 | 4476.49
FixedInterchange | 0 | 0 | 0 | 0 | 0 | 0
Cumulative New Build Capacity by Reporting Type: EI_Canada
ReportingType | 2015 | 2020 | 2025 | 2030 | 2035 | 2040
BM | 326.33 | 326.33 | 326.33 | 326.33 | 326.33 | 327
CC | 1934.9 | 1934.9 | 1934.9 | 1934.9 | 1934.9 | 1934.9
CSP | 0 | 0 | 0 | 0 | 0 | 0
CT | 368 | 368 | 368 | 368 | 643.08 | 3646.06
Coal | 0 | 0 | 0 | 0 | 0 | 0
Geo | 0 | 0 | 0 | 0 | 0 | 0
H | 0 | 695 | 2190 | 4900 | 4900 | 4900
LFG | 14.5 | 14.5 | 14.5 | 15 | 15 | 15
Nuc | 0 | 0 | 0 | 0 | 0 | 326.48
PS | 0 | 0 | 0 | 0 | 0 | 0
PV | 1067.26 | 1067.26 | 1067.26 | 1067.26 | 1067.26 | 1067.26
PeakG | 0 | 0 | 0 | 0 | 0 | 0
PeakO | 0 | 0 | 0 | 0 | 0 | 0
ST | 0 | 0 | 0 | 0 | 0 | 0
STOG | 0 | 0 | 0 | 0 | 0 | 0
STWD | 0 | 0 | 0 | 0 | 0 | 0
WT | 2408.3 | 2408.3 | 2408.3 | 2408.3 | 18761.37 | 23594.4
IGCC | 0 | 0 | 0 | 0 | 0 | 0
DemandResponse | 0 | 0 | 0 | 0 | 0 | 0
IGCC-CCS | 0 | 0 | 0 | 0 | 0 | 0
WT_off | 0 | 0 | 0 | 0 | 0 | 0
PseudoUnit | 0 | 0 | 0 | 87.91 | 87.91 | 87.91
FixedInterchange | 0 | 0 | 0 | 0 | 0 | 0
Cumulative New Build Capacity by Reporting Type: EI
ReportingType | 2015 | 2020 | 2025 | 2030 | 2035 | 2040
BM | 1067.45 | 1425.12 | 2167.41 | 2429.3 | 64235.05 | 102138.79
CC | 99885.71 | 192435.14 | 197299.03 | 208116.09 | 210547.49 | 211248.33
CSP | 0 | 0 | 0 | 0 | 0 | 0
CT | 4691.69 | 4991.69 | 5099.55 | 12828.48 | 13103.56 | 16447.87
Coal | 7858.64 | 7858.64 | 7858.64 | 7858.64 | 7858.64 | 7858.64
Geo | 0 | 0 | 0 | 0 | 0 | 0
H | 0 | 1199 | 3747 | 7350.02 | 8338 | 9285
LFG | 155.9 | 667.11 | 2864 | 3234 | 3234 | 3234
Nuc | 2740.56 | 7270.56 | 17141.74 | 38768.87 | 69716.47 | 115288.93
PS | 0 | 0 | 0 | 0 | 0 | 0
PV | 1125 | 3410.53 | 4731.47 | 5179.83 | 5476.25 | 28122.32
PeakG | 0 | 0 | 0 | 0 | 0 | 0
PeakO | 0 | 0 | 0 | 0 | 0 | 0
ST | 0 | 0 | 0 | 0 | 0 | 0
STOG | 0 | 0 | 0 | 0 | 0 | 0
STWD | 0 | 0 | 0 | 0 | 0 | 0
WT | 22194.9 | 86472 | 162170.14 | 214452.12 | 260835.34 | 288094.34
IGCC | 618 | 618 | 618 | 618 | 618 | 618
DemandResponse | 0 | 0 | 0 | 0 | 0 | 0
IGCC-CCS | 0 | 0 | 0 | 0 | 0 | 12868.25
WT_off | 469 | 469 | 1569 | 1569 | 45506.26 | 92227.01
PseudoUnit | 0 | 0 | 2500 | 4564.4 | 4564.4 | 4564.4
FixedInterchange | 0 | 0 | 0 | 0 | 0 | 0
Cumulative New Build Capacity by Reporting Type: Outside_EI
ReportingType | 2015 | 2020 | 2025 | 2030 | 2035 | 2040
BM | 183.55 | 183.55 | 183.55 | 183.55 | 12826.69 | 24899.56
CC | 30336.42 | 52283.71 | 64059.78 | 65643.67 | 65643.67 | 65643.67
CSP | 0 | 0 | 0 | 0 | 0 | 0
CT | 1702.1 | 1702.1 | 1702.1 | 2317.14 | 2317.14 | 2317.14
Coal | 2905 | 2905 | 2905 | 2905 | 2905 | 2905
Geo | 136 | 2211 | 6640 | 6640 | 6640 | 6640
H | 0 | 0 | 0 | 0 | 335 | 963
LFG | 36.1 | 1477.89 | 1491 | 1845 | 1845 | 1845
Nuc | 0 | 0 | 1187.4 | 18501.8 | 37554.19 | 41981.74
PS | 0 | 0 | 0 | 0 | 0 | 0
PV | 121 | 121 | 121 | 121 | 1465.95 | 3619.38
PeakG | 0 | 0 | 0 | 0 | 0 | 0
PeakO | 0 | 0 | 0 | 0 | 0 | 0
ST | 760 | 1689.62 | 2006.34 | 2822.59 | 5939.92 | 9258.93
STOG | 0 | 0 | 0 | 0 | 0 | 0
STWD | 0 | 0 | 0 | 0 | 0 | 0
WT | 3147.1 | 25271.59 | 50673.54 | 112743.43 | 118477.23 | 127301.91
IGCC | 0 | 0 | 0 | 0 | 0 | 0
DemandResponse | 0 | 0 | 0 | 0 | 0 | 0
IGCC-CCS | 0 | 0 | 0 | 0 | 5463.4 | 36976.86
WT_off | 0 | 0 | 0 | 0 | 0 | 0
PseudoUnit | 0 | 0 | 0 | 0 | 0 | 0
FixedInterchange | 0 | 0 | 0 | 0 | 0 | 0
#3 | Retirements of Capacity (MW)
Retirements of Capacity by Reporting Type: Entergy
ReportingType | 2015 | 2020 | 2025 | 2030 | 2035 | 2040
BM | 0 | 0 | 0 | 0 | 0 | 0
CC | 0 | 0 | 0 | 0 | 6629.85 | 3340.14
CSP | 0 | 0 | 0 | 0 | 0 | 0
CT | 0 | 0 | 0 | 0 | 0 | 0
Coal | 952.9 | 7356 | 0 | 0 | 0 | 0
Geo | 0 | 0 | 0 | 0 | 0 | 0
H | 0 | 0 | 0 | 0 | 0 | 0
LFG | 0 | 0 | 0 | 0 | 0 | 0
Nuc | 0 | 0 | 0 | 0 | 842 | 997
PS | 0 | 0 | 0 | 0 | 0 | 0
PV | 0 | 0 | 0 | 0 | 0 | 0
PeakG | 0 | 0 | 0 | 0 | 1312.86 | 0
PeakO | 0 | 0 | 0 | 0 | 174 | 0
ST | 0 | 0 | 0 | 0 | 0 | 0
STOG | 13603.28 | 0 | 0 | 0 | 1261.72 | 0
STWD | 0 | 0 | 0 | 0 | 0 | 0
WT | 0 | 0 | 0 | 0 | 0 | 0
IGCC | 0 | 0 | 0 | 0 | 0 | 0
DemandResponse | 0 | 0 | 0 | 0 | 0 | 0
IGCC-CCS | 0 | 0 | 0 | 0 | 0 | 0
WT_off | 0 | 0 | 0 | 0 | 0 | 0
PseudoUnit | 0 | 0 | 0 | 0 | 0 | 0
FixedInterchange | 0 | 0 | 0 | 0 | 0 | 0
Retirements of Capacity by Reporting Type: FRCC
ReportingType | 2015 | 2020 | 2025 | 2030 | 2035 | 2040
BM | 0 | 0 | 0 | 0 | 0 | 0
CC | 0 | 0 | 0 | 0 | 9432.84 | 0
CSP | 0 | 0 | 0 | 0 | 0 | 0
CT | 0 | 0 | 0 | 0 | 2480 | 0
Coal | 6661.4 | 1104 | 0 | 0 | 0 | 0
Geo | 0 | 0 | 0 | 0 | 0 | 0
H | 0 | 0 | 0 | 0 | 0 | 0
LFG | 0 | 0 | 0 | 0 | 0 | 0
Nuc | 0 | 0 | 0 | 0 | 1615.33 | 1677
PS | 0 | 0 | 0 | 0 | 0 | 0
PV | 0 | 0 | 0 | 0 | 0 | 0
PeakG | 0 | 0 | 0 | 0 | 0 | 0
PeakO | 0 | 0 | 0 | 1311.08 | 0 | 0
ST | 0 | 0 | 0 | 0 | 0 | 0
STOG | 9833 | 0 | 0 | 0 | 0 | 0
STWD | 0 | 0 | 0 | 0 | 0 | 0
WT | 0 | 0 | 0 | 0 | 0 | 0
IGCC | 0 | 0 | 0 | 0 | 0 | 0
DemandResponse | 0 | 0 | 0 | 0 | 0 | 0
IGCC-CCS | 0 | 0 | 0 | 0 | 0 | 0
WT_off | 0 | 0 | 0 | 0 | 0 | 0
PseudoUnit | 0 | 0 | 0 | 0 | 0 | 0
FixedInterchange | 0 | 0 | 0 | 0 | 0 | 0
Retirements of Capacity by Reporting Type: MAPP_US
ReportingType | 2015 | 2020 | 2025 | 2030 | 2035 | 2040
BM | 0 | 0 | 0 | 0 | 0 | 0
CC | 0 | 0 | 0 | 0 | 0 | 0
CSP | 0 | 0 | 0 | 0 | 0 | 0
CT | 0 | 0 | 0 | 0 | 0 | 8.3
Coal | 1631.74 | 471 | 0 | 0 | 733.75 | 710.01
Geo | 0 | 0 | 0 | 0 | 0 | 0
H | 0 | 0 | 0 | 0 | 0 | 0
LFG | 0 | 0 | 0 | 0 | 0 | 0
Nuc | 0 | 0 | 0 | 0 | 0 | 0
PS | 0 | 0 | 0 | 0 | 0 | 0
PV | 0 | 0 | 0 | 0 | 0 | 0
PeakG | 0 | 0 | 0 | 0 | 0 | 0
PeakO | 0 | 0 | 0 | 0 | 0 | 0
ST | 0 | 0 | 0 | 0 | 0 | 0
STOG | 36 | 0 | 0 | 0 | 0 | 0
STWD | 0 | 0 | 0 | 0 | 0 | 0
WT | 0 | 0 | 0 | 0 | 0 | 0
IGCC | 0 | 0 | 0 | 0 | 0 | 0
DemandResponse | 0 | 0 | 0 | 0 | 0 | 0
IGCC-CCS | 0 | 0 | 0 | 0 | 0 | 0
WT_off | 0 | 0 | 0 | 0 | 0 | 0
PseudoUnit | 0 | 0 | 0 | 0 | 0 | 0
FixedInterchange | 0 | 0 | 0 | 0 | 0 | 0
Retirements of Capacity by Reporting Type: MISO_IN
ReportingType | 2015 | 2020 | 2025 | 2030 | 2035 | 2040
BM | 0 | 0 | 0 | 0 | 0 | 0
CC | 0 | 0 | 0 | 0 | 0 | 2947
CSP | 0 | 0 | 0 | 0 | 0 | 0
CT | 0 | 0 | 0 | 0 | 0 | 0
Coal | 4025.9 | 4048 | 0 | 0 | 0 | 0
Geo | 0 | 0 | 0 | 0 | 0 | 0
H | 0 | 0 | 0 | 0 | 0 | 0
LFG | 0 | 0 | 0 | 0 | 0 | 0
Nuc | 0 | 0 | 0 | 0 | 0 | 0
PS | 0 | 0 | 0 | 0 | 0 | 0
PV | 0 | 0 | 0 | 0 | 0 | 250.44
PeakG | 0 | 0 | 0 | 0 | 0 | 0
PeakO | 0 | 0 | 0 | 0 | 0 | 0
ST | 0 | 0 | 0 | 0 | 0 | 0
STOG | 0 | 0 | 0 | 0 | 0 | 27.72
STWD | 0 | 0 | 0 | 0 | 0 | 0
WT | 0 | 0 | 0 | 0 | 0 | 0
IGCC | 0 | 0 | 0 | 0 | 0 | 0
DemandResponse | 0 | 0 | 0 | 0 | 0 | 0
IGCC-CCS | 0 | 0 | 0 | 0 | 0 | 0
WT_off | 0 | 0 | 0 | 0 | 0 | 0
PseudoUnit | 0 | 0 | 0 | 0 | 0 | 0
FixedInterchange | 0 | 0 | 0 | 0 | 0 | 0
Retirements of Capacity by Reporting Type: MISO_MI
ReportingType | 2015 | 2020 | 2025 | 2030 | 2035 | 2040
BM | 0 | 0 | 0 | 0 | 0 | 0
CC | 0 | 0 | 0 | 0 | 0 | 0
CSP | 0 | 0 | 0 | 0 | 0 | 0
CT | 0 | 0 | 0 | 0 | 0 | 0
Coal | 4780 | 4452 | 0 | 0 | 0 | 0
Geo | 0 | 0 | 0 | 0 | 0 | 0
H | 0 | 0 | 0 | 0 | 0 | 0
LFG | 0 | 0 | 0 | 0 | 0 | 0
Nuc | 0 | 0 | 0 | 0 | 778 | 0
PS | 0 | 0 | 0 | 0 | 0 | 0
PV | 0 | 0 | 0 | 0 | 0 | 0
PeakG | 0 | 0 | 0 | 0 | 0 | 0
PeakO | 0 | 0 | 0 | 0 | 0 | 0
ST | 0 | 0 | 0 | 0 | 0 | 0
STOG | 0 | 0 | 0 | 0 | 0 | 2250.65
STWD | 0 | 0 | 0 | 0 | 0 | 0
WT | 0 | 0 | 0 | 0 | 0 | 0
IGCC | 0 | 0 | 0 | 0 | 0 | 0
DemandResponse | 0 | 0 | 0 | 0 | 0 | 0
IGCC-CCS | 0 | 0 | 0 | 0 | 0 | 0
WT_off | 0 | 0 | 0 | 0 | 0 | 0
PseudoUnit | 0 | 0 | 0 | 0 | 0 | 0
FixedInterchange | 0 | 0 | 0 | 0 | 0 | 0
Retirements of Capacity by Reporting Type: MISO_MO-IL
ReportingType | 2015 | 2020 | 2025 | 2030 | 2035 | 2040
BM | 0 | 0 | 0 | 0 | 0 | 0
CC | 0 | 0 | 0 | 0 | 0 | 0
CSP | 0 | 0 | 0 | 0 | 0 | 0
CT | 0 | 0 | 0 | 0 | 0 | 0
Coal | 4233.7 | 8174 | 0 | 0 | 0 | 0
Geo | 0 | 0 | 0 | 0 | 0 | 0
H | 0 | 0 | 0 | 0 | 0 | 0
LFG | 0 | 0 | 0 | 0 | 0 | 0
Nuc | 0 | 0 | 0 | 0 | 0 | 0
PS | 0 | 0 | 0 | 0 | 0 | 0
PV | 0 | 0 | 0 | 0 | 0 | 0
PeakG | 0 | 0 | 0 | 0 | 0 | 0
PeakO | 0 | 0 | 0 | 0 | 0 | 0
ST | 0 | 0 | 0 | 0 | 0 | 0
STOG | 0 | 0 | 0 | 0 | 0 | 146.79
STWD | 0 | 0 | 0 | 0 | 0 | 0
WT | 0 | 0 | 0 | 0 | 0 | 0
IGCC | 0 | 0 | 0 | 0 | 0 | 0
DemandResponse | 0 | 0 | 0 | 0 | 0 | 0
IGCC-CCS | 0 | 0 | 0 | 0 | 0 | 0
WT_off | 0 | 0 | 0 | 0 | 0 | 0
PseudoUnit | 0 | 0 | 0 | 0 | 0 | 0
FixedInterchange | 0 | 0 | 0 | 0 | 0 | 0
Retirements of Capacity by Reporting Type: MISO_W
ReportingType | 2015 | 2020 | 2025 | 2030 | 2035 | 2040
BM | 0 | 0 | 0 | 0 | 0 | 0
CC | 0 | 0 | 0 | 0 | 0 | 0
CSP | 0 | 0 | 0 | 0 | 0 | 0
CT | 0 | 0 | 0 | 0 | 0 | 0
Coal | 3725.66 | 5948.01 | 810.99 | 0 | 690 | 1609.4
Geo | 0 | 0 | 0 | 0 | 0 | 0
H | 0 | 0 | 0 | 0 | 0 | 0
LFG | 0 | 0 | 0 | 0 | 0 | 0
Nuc | 0 | 0 | 0 | 0 | 2361.23 | 0
PS | 0 | 0 | 0 | 0 | 0 | 0
PV | 0 | 0 | 0 | 0 | 0 | 0
PeakG | 0 | 0 | 0 | 0 | 0 | 0
PeakO | 0 | 0 | 0 | 0 | 0 | 0
ST | 0 | 0 | 0 | 0 | 0 | 0
STOG | 0 | 0 | 0 | 0 | 0 | 10.4
STWD | 0 | 0 | 0 | 0 | 0 | 0
WT | 0 | 0 | 0 | 0 | 0 | 0
IGCC | 0 | 0 | 0 | 0 | 0 | 0
DemandResponse | 0 | 0 | 0 | 0 | 0 | 0
IGCC-CCS | 0 | 0 | 0 | 0 | 0 | 0
WT_off | 0 | 0 | 0 | 0 | 0 | 0
PseudoUnit | 0 | 0 | 0 | 0 | 0 | 0
FixedInterchange | 0 | 0 | 0 | 0 | 0 | 0
Retirements of Capacity by Reporting Type: MISO_WUMS
ReportingType | 2015 | 2020 | 2025 | 2030 | 2035 | 2040
BM | 0 | 0 | 0 | 0 | 0 | 0
CC | 0 | 0 | 0 | 0 | 0 | 0
CSP | 0 | 0 | 0 | 0 | 0 | 0
CT | 0 | 0 | 0 | 0 | 0 | 0
Coal | 4191.1 | 2202.1 | 0 | 0 | 0 | 0
Geo | 0 | 0 | 0 | 0 | 0 | 0
H | 0 | 0 | 0 | 0 | 0 | 0
LFG | 0 | 0 | 0 | 0 | 0 | 0
Nuc | 0 | 0 | 0 | 0 | 1816.9 | 0
PS | 0 | 0 | 0 | 0 | 0 | 0
PV | 0 | 0 | 0 | 0 | 0 | 0
PeakG | 0 | 0 | 0 | 0 | 0 | 0
PeakO | 0 | 0 | 0 | 0 | 0 | 0
ST | 0 | 0 | 0 | 0 | 0 | 0
STOG | 59.5 | 0 | 0 | 0 | 0 | 13.86
STWD | 0 | 0 | 0 | 0 | 0 | 0
WT | 0 | 0 | 0 | 0 | 0 | 0
IGCC | 0 | 0 | 0 | 0 | 0 | 0
DemandResponse | 0 | 0 | 0 | 0 | 0 | 0
IGCC-CCS | 0 | 0 | 0 | 0 | 0 | 0
WT_off | 0 | 0 | 0 | 0 | 0 | 0
PseudoUnit | 0 | 0 | 0 | 0 | 0 | 0
FixedInterchange | 0 | 0 | 0 | 0 | 0 | 0
Retirements of Capacity by Reporting Type: Nebraska
ReportingType | 2015 | 2020 | 2025 | 2030 | 2035 | 2040
BM | 0 | 0 | 0 | 0 | 0 | 0
CC | 0 | 0 | 0 | 0 | 0 | 0
CSP | 0 | 0 | 0 | 0 | 0 | 0
CT | 0 | 0 | 0 | 0 | 0 | 0
Coal | 0 | 3195.8 | 0 | 0 | 0 | 0
Geo | 0 | 0 | 0 | 0 | 0 | 0
H | 0 | 0 | 0 | 0 | 0 | 0
LFG | 0 | 0 | 0 | 0 | 0 | 0
Nuc | 0 | 0 | 0 | 0 | 1251.8 | 0
PS | 0 | 0 | 0 | 0 | 0 | 0
PV | 0 | 0 | 0 | 0 | 0 | 0
PeakG | 0 | 0 | 0 | 0 | 0 | 0
PeakO | 0 | 0 | 0 | 0 | 0 | 0
ST | 0 | 0 | 0 | 0 | 0 | 0
STOG | 270 | 0 | 0 | 0 | 0 | 0
STWD | 0 | 0 | 0 | 0 | 0 | 0
WT | 0 | 0 | 0 | 0 | 0 | 0
IGCC | 0 | 0 | 0 | 0 | 0 | 0
DemandResponse | 0 | 0 | 0 | 0 | 0 | 0
IGCC-CCS | 0 | 0 | 0 | 0 | 0 | 0
WT_off | 0 | 0 | 0 | 0 | 0 | 0
PseudoUnit | 0 | 0 | 0 | 0 | 0 | 0
FixedInterchange | 0 | 0 | 0 | 0 | 0 | 0
Retirements of Capacity by Reporting Type: NEISO
ReportingType | 2015 | 2020 | 2025 | 2030 | 2035 | 2040
BM | 0 | 0 | 0 | 0 | 0 | 0
CC | 1025.09 | 599.44 | 0 | 0 | 0 | 0
CSP | 0 | 0 | 0 | 0 | 0 | 0
CT | 0 | 0 | 0 | 0 | 0 | 0
Coal | 2250.13 | 320 | 0 | 0 | 0 | 0
Geo | 0 | 0 | 0 | 0 | 0 | 0
H | 0 | 0 | 0 | 0 | 0 | 0
LFG | 0 | 0 | 0 | 0 | 0 | 0
Nuc | 0 | 0 | 0 | 0 | 1289 | 876.92
PS | 0 | 0 | 0 | 0 | 0 | 0
PV | 0 | 0 | 0 | 0 | 0 | 0
PeakG | 0 | 0 | 0 | 0 | 0 | 0
PeakO | 0 | 0 | 0 | 0 | 0 | 0
ST | 0 | 0 | 0 | 0 | 0 | 0
STOG | 6237 | 0 | 0 | 0 | 0 | 0
STWD | 0 | 0 | 0 | 0 | 0 | 0
WT | 0 | 0 | 0 | 0 | 0 | 0
IGCC | 0 | 0 | 0 | 0 | 0 | 0
DemandResponse | 0 | 0 | 0 | 0 | 0 | 0
IGCC-CCS | 0 | 0 | 0 | 0 | 0 | 0
WT_off | 0 | 0 | 0 | 0 | 0 | 0
PseudoUnit | 0 | 0 | 0 | 0 | 0 | 0
FixedInterchange | 0 | 0 | 0 | 0 | 0 | 0
Retirements of Capacity by Reporting Type: NonRTO_Midwest
ReportingType | 2015 | 2020 | 2025 | 2030 | 2035 | 2040
BM | 0 | 0 | 0 | 0 | 0 | 0
CC | 0 | 0 | 0 | 0 | 0 | 2860.06
CSP | 0 | 0 | 0 | 0 | 0 | 0
CT | 0 | 0 | 0 | 0 | 0 | 0
Coal | 3647.56 | 2761.43 | 37.94 | 508.06 | 0 | 0
Geo | 0 | 0 | 0 | 0 | 0 | 0
H | 0 | 0 | 0 | 0 | 0 | 0
LFG | 0 | 0 | 0 | 0 | 0 | 0
Nuc | 0 | 0 | 0 | 0 | 0 | 0
PS | 0 | 0 | 0 | 0 | 0 | 0
PV | 0 | 0 | 0 | 0 | 0 | 0
PeakG | 0 | 0 | 0 | 0 | 0 | 0
PeakO | 0 | 0 | 0 | 0 | 12 | 0
ST | 0 | 0 | 0 | 0 | 0 | 0
STOG | 0 | 0 | 0 | 0 | 0 | 0
STWD | 0 | 0 | 0 | 0 | 0 | 0
WT | 0 | 0 | 0 | 0 | 0 | 0
IGCC | 0 | 0 | 0 | 0 | 0 | 0
DemandResponse | 0 | 0 | 0 | 0 | 0 | 0
IGCC-CCS | 0 | 0 | 0 | 0 | 0 | 0
WT_off | 0 | 0 | 0 | 0 | 0 | 0
PseudoUnit | 0 | 0 | 0 | 0 | 0 | 0
FixedInterchange | 0 | 0 | 0 | 0 | 0 | 0
Retirements of Capacity by Reporting Type: NYISO_A-F
ReportingType | 2015 | 2020 | 2025 | 2030 | 2035 | 2040
BM | 0 | 0 | 0 | 0 | 0 | 0
CC | 0 | 0 | 0 | 0 | 0 | 0
CSP | 0 | 0 | 0 | 0 | 0 | 0
CT | 0 | 0 | 0 | 0 | 0 | 0
Coal | 2251.9 | 0 | 0 | 0 | 0 | 0
Geo | 0 | 0 | 0 | 0 | 0 | 0
H | 0 | 0 | 0 | 0 | 0 | 0
LFG | 0 | 0 | 0 | 0 | 0 | 0
Nuc | 0 | 0 | 0 | 621.2 | 580.5 | 852.2
PS | 0 | 0 | 0 | 0 | 0 | 0
PV | 0 | 0 | 0 | 0 | 0 | 0
PeakG | 0 | 0 | 0 | 0 | 0 | 0
PeakO | 0 | 0 | 0 | 0 | 0 | 0
ST | 0 | 0 | 0 | 0 | 0 | 0
STOG | 1701 | 0 | 0 | 0 | 0 | 0
STWD | 0 | 0 | 0 | 0 | 0 | 0
WT | 0 | 0 | 0 | 0 | 0 | 0
IGCC | 0 | 0 | 0 | 0 | 0 | 0
DemandResponse | 0 | 0 | 0 | 0 | 0 | 0
IGCC-CCS | 0 | 0 | 0 | 0 | 0 | 0
WT_off | 0 | 0 | 0 | 0 | 0 | 0
PseudoUnit | 0 | 0 | 0 | 0 | 0 | 0
FixedInterchange | 0 | 0 | 0 | 0 | 0 | 0
Retirements of Capacity by Reporting Type: NYISO_G-I
ReportingType | 2015 | 2020 | 2025 | 2030 | 2035 | 2040
BM | 0 | 0 | 0 | 0 | 0 | 0
CC | 0 | 0 | 0 | 0 | 0 | 0
CSP | 0 | 0 | 0 | 0 | 0 | 0
CT | 0 | 0 | 0 | 0 | 0 | 0
Coal | 368.2 | 0 | 0 | 0 | 0 | 0
Geo | 0 | 0 | 0 | 0 | 0 | 0
H | 0 | 0 | 0 | 0 | 0 | 0
LFG | 0 | 0 | 0 | 0 | 0 | 0
Nuc | 0 | 0 | 0 | 0 | 1019.6 | 1025
PS | 0 | 0 | 0 | 0 | 0 | 0
PV | 0 | 0 | 0 | 0 | 0 | 0
PeakG | 0 | 0 | 0 | 0 | 0 | 0
PeakO | 0 | 0 | 0 | 0 | 0 | 0
ST | 0 | 0 | 0 | 0 | 0 | 0
STOG | 2431 | 0 | 0 | 0 | 0 | 0
STWD | 0 | 0 | 0 | 0 | 0 | 0
WT | 0 | 0 | 0 | 0 | 0 | 0
IGCC | 0 | 0 | 0 | 0 | 0 | 0
DemandResponse | 0 | 0 | 0 | 0 | 0 | 0
IGCC-CCS | 0 | 0 | 0 | 0 | 0 | 0
WT_off | 0 | 0 | 0 | 0 | 0 | 0
PseudoUnit | 0 | 0 | 0 | 0 | 0 | 0
FixedInterchange | 0 | 0 | 0 | 0 | 0 | 0
Retirements of Capacity by Reporting Type: NYISO_J-K
ReportingType | 2015 | 2020 | 2025 | 2030 | 2035 | 2040
BM | 0 | 0 | 0 | 0 | 0 | 0
CC | 0 | 0 | 0 | 0 | 0 | 0
CSP | 0 | 0 | 0 | 0 | 0 | 0
CT | 0 | 0 | 0 | 0 | 0 | 0
Coal | 0 | 0 | 0 | 0 | 0 | 0
Geo | 0 | 0 | 0 | 0 | 0 | 0
H | 0 | 0 | 0 | 0 | 0 | 0
LFG | 0 | 0 | 0 | 0 | 0 | 0
Nuc | 0 | 0 | 0 | 0 | 0 | 0
PS | 0 | 0 | 0 | 0 | 0 | 0
PV | 0 | 0 | 0 | 0 | 0 | 0
PeakG | 0 | 0 | 0 | 0 | 0 | 0
PeakO | 0 | 0 | 0 | 0 | 0 | 0
ST | 0 | 0 | 0 | 0 | 0 | 0
STOG | 1287.25 | 0 | 0 | 0 | 0 | 0
STWD | 0 | 0 | 0 | 0 | 0 | 0
WT | 0 | 0 | 0 | 0 | 0 | 0
IGCC | 0 | 0 | 0 | 0 | 0 | 0
DemandResponse | 0 | 0 | 0 | 0 | 0 | 0
IGCC-CCS | 0 | 0 | 0 | 0 | 0 | 0
WT_off | 0 | 0 | 0 | 0 | 0 | 0
PseudoUnit | 0 | 0 | 0 | 0 | 0 | 0
FixedInterchange | 0 | 0 | 0 | 0 | 0 | 0
Retirements of Capacity by Reporting Type: PJM_E
ReportingType | 2015 | 2020 | 2025 | 2030 | 2035 | 2040
BM | 0 | 0 | 0 | 0 | 0 | 0
CC | 0 | 0 | 0 | 0 | 0 | 0
CSP | 0 | 0 | 0 | 0 | 0 | 0
CT | 0 | 0 | 0 | 0 | 0 | 0
Coal | 2804 | 568 | 0 | 0 | 0 | 0
Geo | 0 | 0 | 0 | 0 | 0 | 0
H | 0 | 0 | 0 | 0 | 0 | 0
LFG | 0 | 0 | 0 | 0 | 0 | 0
Nuc | 0 | 614.5 | 0 | 0 | 2224 | 1174
PS | 0 | 0 | 0 | 0 | 0 | 0
PV | 0 | 0 | 0 | 0 | 0 | 0
PeakG | 268.5 | 0 | 0 | 0 | 0 | 0
PeakO | 2.7 | 0 | 0 | 0 | 0 | 0
ST | 0 | 0 | 0 | 0 | 0 | 0
STOG | 1132.99 | 0 | 0 | 0 | 0 | 0
STWD | 0 | 0 | 0 | 0 | 0 | 0
WT | 0 | 0 | 0 | 0 | 0 | 0
IGCC | 0 | 0 | 0 | 0 | 0 | 0
DemandResponse | 0 | 0 | 0 | 0 | 0 | 0
IGCC-CCS | 0 | 0 | 0 | 0 | 0 | 0
WT_off | 0 | 0 | 0 | 0 | 0 | 0
PseudoUnit | 0 | 0 | 0 | 0 | 0 | 0
FixedInterchange | 0 | 0 | 0 | 0 | 0 | 0
Retirements of Capacity by Reporting Type: PJM_ROM
ReportingType | 2015 | 2020 | 2025 | 2030 | 2035 | 2040
BM | 0 | 0 | 0 | 0 | 0 | 0
CC | 0 | 0 | 0 | 0 | 0 | 0
CSP | 0 | 0 | 0 | 0 | 0 | 0
CT | 0 | 0 | 0 | 0 | 0 | 0
Coal | 10989.5 | 1755 | 0 | 0 | 0 | 0
Geo | 0 | 0 | 0 | 0 | 0 | 0
H | 0 | 0 | 0 | 0 | 0 | 0
LFG | 0 | 0 | 0 | 0 | 0 | 0
Nuc | 0 | 0 | 0 | 0 | 1732 | 899
PS | 0 | 0 | 0 | 0 | 0 | 0
PV | 0 | 0 | 0 | 0 | 0 | 0
PeakG | 0 | 0 | 0 | 0 | 0 | 0
PeakO | 270 | 0 | 0 | 0 | 0 | 0
ST | 0 | 0 | 0 | 0 | 0 | 0
STOG | 580 | 0 | 0 | 0 | 0 | 3209.71
STWD | 0 | 0 | 0 | 0 | 0 | 0
WT | 0 | 0 | 0 | 0 | 0 | 0
IGCC | 0 | 0 | 0 | 0 | 0 | 0
DemandResponse | 0 | 0 | 0 | 0 | 0 | 0
IGCC-CCS | 0 | 0 | 0 | 0 | 0 | 0
WT_off | 0 | 0 | 0 | 0 | 0 | 0
PseudoUnit | 0 | 0 | 0 | 0 | 0 | 0
FixedInterchange | 0 | 0 | 0 | 0 | 0 | 0
Retirements of Capacity by Reporting Type: PJM_ROR
ReportingType | 2015 | 2020 | 2025 | 2030 | 2035 | 2040
BM | 0 | 0 | 0 | 0 | 0 | 0
CC | 0 | 0 | 0 | 0 | 0 | 0
CSP | 0 | 0 | 0 | 0 | 0 | 0
CT | 0 | 0 | 0 | 0 | 0 | 0
Coal | 31560.4 | 11218 | 0 | 0 | 0 | 0
Geo | 0 | 0 | 0 | 0 | 0 | 0
H | 0 | 0 | 0 | 0 | 0 | 0
LFG | 0 | 0 | 0 | 0 | 0 | 0
Nuc | 0 | 0 | 0 | 867 | 4275 | 4883.16
PS | 0 | 0 | 0 | 0 | 0 | 0
PV | 0 | 0 | 0 | 0 | 0 | 0
PeakG | 0 | 0 | 0 | 0 | 0 | 0
PeakO | 19 | 0 | 0 | 0 | 0 | 0
ST | 0 | 0 | 0 | 0 | 0 | 0
STOG | 35 | 481.39 | 0 | 0 | 0 | 1605.61
STWD | 0 | 0 | 0 | 0 | 0 | 0
WT | 0 | 0 | 0 | 0 | 0 | 0
IGCC | 0 | 0 | 0 | 0 | 0 | 0
DemandResponse | 0 | 0 | 0 | 0 | 0 | 0
IGCC-CCS | 0 | 0 | 0 | 0 | 0 | 0
WT_off | 0 | 0 | 0 | 0 | 0 | 0
PseudoUnit | 0 | 0 | 0 | 0 | 0 | 0
FixedInterchange | 0 | 0 | 0 | 0 | 0 | 0
Retirements of Capacity by Reporting Type: SOCO
ReportingType | 2015 | 2020 | 2025 | 2030 | 2035 | 2040
BM | 0 | 0 | 0 | 0 | 0 | 0
CC | 186 | 0 | 0 | 0 | 6441.72 | 8895.33
CSP | 0 | 0 | 0 | 0 | 0 | 0
CT | 0 | 0 | 0 | 0 | 0 | 0
Coal | 16899.7 | 5309 | 0 | 0 | 0 | 0
Geo | 0 | 0 | 0 | 0 | 0 | 0
H | 0 | 0 | 0 | 0 | 0 | 0
LFG | 0 | 0 | 0 | 0 | 0 | 0
Nuc | 0 | 0 | 0 | 0 | 0 | 2645.05
PS | 0 | 0 | 0 | 0 | 0 | 0
PV | 0 | 0 | 0 | 0 | 0 | 0
PeakG | 210 | 0 | 0 | 1536.85 | 4547.75 | 0
PeakO | 1139 | 0 | 0 | 0 | 0 | 0
ST | 0 | 0 | 0 | 0 | 0 | 0
STOG | 854 | 0 | 0 | 0 | 0 | 0
STWD | 0 | 0 | 0 | 0 | 0 | 0
WT | 0 | 0 | 0 | 0 | 0 | 0
IGCC | 0 | 0 | 0 | 0 | 0 | 0
DemandResponse | 0 | 0 | 0 | 0 | 0 | 0
IGCC-CCS | 0 | 0 | 0 | 0 | 0 | 0
WT_off | 0 | 0 | 0 | 0 | 0 | 0
PseudoUnit | 0 | 0 | 0 | 0 | 0 | 0
FixedInterchange | 0 | 0 | 0 | 0 | 0 | 0
Retirements of Capacity by Reporting Type: SPP_N
ReportingType | 2015 | 2020 | 2025 | 2030 | 2035 | 2040
BM | 0 | 0 | 0 | 0 | 0 | 0
CC | 0 | 0 | 0 | 0 | 0 | 0
CSP | 0 | 0 | 0 | 0 | 0 | 0
CT | 0 | 0 | 0 | 0 | 0 | 0
Coal | 621 | 3175.13 | 1092.37 | 0 | 1044 | 0
Geo | 0 | 0 | 0 | 0 | 0 | 0
H | 0 | 0 | 0 | 0 | 0 | 0
LFG | 0 | 0 | 0 | 0 | 0 | 0
Nuc | 0 | 0 | 0 | 0 | 0 | 0
PS | 0 | 0 | 0 | 0 | 0 | 0
PV | 0 | 0 | 0 | 0 | 0 | 0
PeakG | 0 | 0 | 0 | 0 | 0 | 0
PeakO | 0 | 0 | 0 | 0 | 0 | 0
ST | 0 | 0 | 0 | 0 | 0 | 0
STOG | 94.23 | 0 | 0 | 0 | 87.2 | 0
STWD | 0 | 0 | 0 | 0 | 0 | 0
WT | 0 | 0 | 0 | 0 | 0 | 0
IGCC | 0 | 0 | 0 | 0 | 0 | 0
DemandResponse | 0 | 0 | 0 | 0 | 0 | 0
IGCC-CCS | 0 | 0 | 0 | 0 | 0 | 0
WT_off | 0 | 0 | 0 | 0 | 0 | 0
PseudoUnit | 0 | 0 | 0 | 0 | 0 | 0
FixedInterchange | 0 | 0 | 0 | 0 | 0 | 0
Retirements of Capacity by Reporting Type: SPP_S
ReportingType | 2015 | 2020 | 2025 | 2030 | 2035 | 2040
BM | 0 | 0 | 0 | 0 | 0 | 0
CC | 0 | 0 | 0 | 0 | 0 | 0
CSP | 0 | 0 | 0 | 0 | 0 | 0
CT | 0 | 0 | 0 | 0 | 0 | 0
Coal | 2743.08 | 8622.85 | 0 | 0 | 1774 | 0
Geo | 0 | 0 | 0 | 0 | 0 | 0
H | 0 | 0 | 0 | 0 | 0 | 0
LFG | 0 | 0 | 0 | 0 | 0 | 0
Nuc | 0 | 0 | 0 | 0 | 0 | 0
PS | 0 | 0 | 0 | 0 | 0 | 0
PV | 0 | 0 | 0 | 0 | 0 | 0
PeakG | 0 | 0 | 0 | 0 | 0 | 0
PeakO | 0 | 0 | 0 | 0 | 0 | 0
ST | 0 | 0 | 0 | 0 | 0 | 0
STOG | 3206.46 | 0 | 0 | 0 | 68.75 | 0
STWD | 0 | 0 | 0 | 0 | 0 | 0
WT | 0 | 0 | 0 | 0 | 0 | 0
IGCC | 0 | 0 | 0 | 0 | 0 | 0
DemandResponse | 0 | 0 | 0 | 0 | 0 | 0
IGCC-CCS | 0 | 0 | 0 | 0 | 0 | 0
WT_off | 0 | 0 | 0 | 0 | 0 | 0
PseudoUnit | 0 | 0 | 0 | 0 | 0 | 0
FixedInterchange | 0 | 0 | 0 | 0 | 0 | 0
Retirements of Capacity by Reporting Type: TVA
ReportingType | 2015 | 2020 | 2025 | 2030 | 2035 | 2040
BM | 0 | 0 | 0 | 0 | 0 | 0
CC | 0 | 0 | 0 | 0 | 320 | 4615.97
CSP | 0 | 0 | 0 | 0 | 0 | 0
CT | 0 | 0 | 0 | 0 | 0 | 0
Coal | 9166 | 2104 | 0 | 0 | 440 | 0
Geo | 0 | 0 | 0 | 0 | 0 | 0
H | 0 | 0 | 0 | 0 | 0 | 0
LFG | 0 | 0 | 0 | 0 | 0 | 0
Nuc | 0 | 0 | 0 | 0 | 2512.33 | 1278.67
PS | 0 | 0 | 0 | 0 | 0 | 0
PV | 0 | 0 | 0 | 0 | 0 | 0
PeakG | 0 | 0 | 0 | 0 | 0 | 0
PeakO | 0 | 0 | 0 | 0 | 0 | 83
ST | 0 | 0 | 0 | 0 | 0 | 0
STOG | 0 | 0 | 0 | 0 | 0 | 0
STWD | 0 | 0 | 0 | 0 | 0 | 0
WT | 0 | 0 | 0 | 0 | 0 | 0
IGCC | 0 | 0 | 0 | 0 | 0 | 0
DemandResponse | 0 | 0 | 0 | 0 | 0 | 0
IGCC-CCS | 0 | 0 | 0 | 0 | 0 | 0
WT_off | 0 | 0 | 0 | 0 | 0 | 0
PseudoUnit | 0 | 0 | 0 | 0 | 0 | 0
FixedInterchange | 0 | 0 | 0 | 0 | 0 | 0
Retirements of Capacity by Reporting Type: TVA_Transmission
ReportingType | 2015 | 2020 | 2025 | 2030 | 2035 | 2040
BM | 0 | 0 | 0 | 0 | 0 | 0
CC | 0 | 0 | 0 | 0 | 0 | 0
CSP | 0 | 0 | 0 | 0 | 0 | 0
CT | 0 | 0 | 0 | 0 | 0 | 0
Coal | 0 | 0 | 0 | 0 | 0 | 0
Geo | 0 | 0 | 0 | 0 | 0 | 0
H | 0 | 0 | 0 | 0 | 0 | 0
LFG | 0 | 0 | 0 | 0 | 0 | 0
Nuc | 0 | 0 | 0 | 0 | 0 | 0
PS | 0 | 0 | 0 | 0 | 0 | 0
PV | 0 | 0 | 0 | 0 | 0 | 0
PeakG | 0 | 0 | 0 | 0 | 0 | 0
PeakO | 0 | 0 | 0 | 0 | 0 | 0
ST | 0 | 0 | 0 | 0 | 0 | 0
STOG | 0 | 0 | 0 | 0 | 0 | 0
STWD | 0 | 0 | 0 | 0 | 0 | 0
WT | 0 | 0 | 0 | 0 | 0 | 0
IGCC | 0 | 0 | 0 | 0 | 0 | 0
DemandResponse | 0 | 0 | 0 | 0 | 0 | 0
IGCC-CCS | 0 | 0 | 0 | 0 | 0 | 0
WT_off | 0 | 0 | 0 | 0 | 0 | 0
PseudoUnit | 0 | 0 | 0 | 0 | 0 | 0
FixedInterchange | 0 | 0 | 0 | 0 | 0 | 0
Retirements of Capacity by Reporting Type: VACAR
ReportingType | 2015 | 2020 | 2025 | 2030 | 2035 | 2040
BM | 0 | 0 | 0 | 0 | 0 | 0
CC | 0 | 0 | 0 | 0 | 446.14 | 0
CSP | 0 | 0 | 0 | 0 | 0 | 0
CT | 0 | 0 | 0 | 0 | 0 | 717.2
Coal | 14749.73 | 46.79 | 1048.83 | 1172.35 | 860.34 | 0
Geo | 0 | 0 | 0 | 0 | 0 | 0
H | 0 | 0 | 0 | 0 | 0 | 0
LFG | 0 | 0 | 0 | 0 | 0 | 0
Nuc | 0 | 0 | 0 | 0 | 3248 | 1858
PS | 0 | 0 | 0 | 0 | 0 | 0
PV | 0 | 0 | 0 | 0 | 0 | 0
PeakG | 0 | 0 | 0 | 0 | 0 | 0
PeakO | 0 | 0 | 0 | 0 | 1268 | 0
ST | 0 | 0 | 0 | 0 | 0 | 0
STOG | 0 | 0 | 0 | 0 | 92 | 0
STWD | 0 | 0 | 0 | 0 | 0 | 0
WT | 0 | 0 | 0 | 0 | 0 | 0
IGCC | 0 | 0 | 0 | 0 | 0 | 0
DemandResponse | 0 | 0 | 0 | 0 | 0 | 0
IGCC-CCS | 0 | 0 | 0 | 0 | 0 | 0
WT_off | 0 | 0 | 0 | 0 | 0 | 0
PseudoUnit | 0 | 0 | 0 | 0 | 0 | 0
FixedInterchange | 0 | 0 | 0 | 0 | 0 | 0
Retirements of Capacity by Reporting Type: IESO
ReportingType | 2015 | 2020 | 2025 | 2030 | 2035 | 2040
BM | 0 | 0 | 0 | 0 | 0 | 0
CC | 3603.48 | 0 | 0 | 0 | 0 | 0
CSP | 0 | 0 | 0 | 0 | 0 | 0
CT | 0 | 0 | 0 | 0 | 0 | 0
Coal | 6416 | 0 | 0 | 0 | 0 | 0
Geo | 0 | 0 | 0 | 0 | 0 | 0
H | 0 | 0 | 0 | 0 | 0 | 0
LFG | 0 | 0 | 0 | 0 | 0 | 0
Nuc | 0 | 0 | 0 | 0 | 1030 | 1540
PS | 0 | 0 | 0 | 0 | 0 | 0
PV | 0 | 0 | 0 | 0 | 1067.26 | 0
PeakG | 0 | 0 | 0 | 0 | 0 | 0
PeakO | 0.65 | 0 | 0 | 0 | 0 | 0
ST | 0 | 0 | 0 | 0 | 0 | 0
STOG | 2126 | 0 | 0 | 0 | 0 | 0
STWD | 0 | 0 | 0 | 0 | 0 | 0
WT | 0 | 0 | 0 | 0 | 0 | 0
IGCC | 0 | 0 | 0 | 0 | 0 | 0
DemandResponse | 0 | 0 | 0 | 0 | 0 | 0
IGCC-CCS | 0 | 0 | 0 | 0 | 0 | 0
WT_off | 0 | 0 | 0 | 0 | 0 | 0
PseudoUnit | 0 | 0 | 0 | 0 | 0 | 0
FixedInterchange | 0 | 0 | 0 | 0 | 0 | 0
Retirements of Capacity by Reporting Type: MAPP_CA
ReportingType | 2015 | 2020 | 2025 | 2030 | 2035 | 2040
BM | 0 | 0 | 0 | 0 | 0 | 0
CC | 0 | 0 | 421.13 | 309.87 | 0 | 36.23
CSP | 0 | 0 | 0 | 0 | 0 | 0
CT | 0 | 0 | 0 | 0 | 0 | 0
Coal | 1076.84 | 2.38 | 666.68 | 0 | 0 | 0
Geo | 0 | 0 | 0 | 0 | 0 | 0
H | 0 | 0 | 0 | 0 | 0 | 0
LFG | 0 | 0 | 0 | 0 | 0 | 0
Nuc | 0 | 0 | 0 | 0 | 0 | 0
PS | 0 | 0 | 0 | 0 | 0 | 0
PV | 0 | 0 | 0 | 0 | 0 | 0
PeakG | 0 | 0 | 0 | 0 | 0 | 0
PeakO | 0 | 0 | 0 | 0 | 0 | 0
ST | 0 | 0 | 0 | 0 | 0 | 0
STOG | 0 | 0 | 126 | 0 | 0 | 0
STWD | 0 | 0 | 0 | 0 | 0 | 0
WT | 0 | 0 | 0 | 0 | 0 | 0
IGCC | 0 | 0 | 0 | 0 | 0 | 0
DemandResponse | 0 | 0 | 0 | 0 | 0 | 0
IGCC-CCS | 0 | 0 | 0 | 0 | 0 | 0
WT_off | 0 | 0 | 0 | 0 | 0 | 0
PseudoUnit | 0 | 0 | 0 | 0 | 0 | 0
FixedInterchange | 0 | 0 | 0 | 0 | 0 | 0
Retirements of Capacity by Reporting Type: AZ_NM_SNV_Coal
ReportingType | 2015 | 2020 | 2025 | 2030 | 2035 | 2040
BM | 0 | 0 | 0 | 0 | 0 | 0
CC | 0 | 0 | 0 | 0 | 0 | 0
CSP | 0 | 0 | 0 | 0 | 0 | 0
CT | 0 | 0 | 0 | 0 | 0 | 0
Coal | 2863.68 | 2130.75 | 4382.8 | 0 | 270.77 | 0
Geo | 0 | 0 | 0 | 0 | 0 | 0
H | 0 | 0 | 0 | 0 | 0 | 0
LFG | 0 | 0 | 0 | 0 | 0 | 0
Nuc | 0 | 0 | 0 | 0 | 0 | 0
PS | 0 | 0 | 0 | 0 | 0 | 0
PV | 0 | 0 | 0 | 0 | 0 | 0
PeakG | 0 | 0 | 0 | 0 | 0 | 0
PeakO | 0 | 0 | 0 | 0 | 0 | 0
ST | 0 | 0 | 0 | 0 | 0 | 0
STOG | 0 | 0 | 0 | 0 | 0 | 0
STWD | 0 | 0 | 0 | 0 | 0 | 0
WT | 0 | 0 | 0 | 0 | 0 | 0
IGCC | 0 | 0 | 0 | 0 | 0 | 0
DemandResponse | 0 | 0 | 0 | 0 | 0 | 0
IGCC-CCS | 0 | 0 | 0 | 0 | 0 | 0
WT_off | 0 | 0 | 0 | 0 | 0 | 0
PseudoUnit | 0 | 0 | 0 | 0 | 0 | 0
FixedInterchange | 0 | 0 | 0 | 0 | 0 | 0
Retirements of Capacity by Reporting Type: AZ_NM_SNV_Gas
ReportingType | 2015 | 2020 | 2025 | 2030 | 2035 | 2040
BM | 0 | 0 | 0 | 0 | 0 | 0
CC | 0 | 0 | 0 | 0 | 0 | 0
CSP | 0 | 0 | 0 | 0 | 0 | 0
CT | 0 | 0 | 0 | 0 | 0 | 0
Coal | 0 | 0 | 0 | 0 | 0 | 0
Geo | 0 | 0 | 0 | 0 | 0 | 0
H | 0 | 0 | 0 | 0 | 0 | 0
LFG | 0 | 0 | 0 | 0 | 0 | 0
Nuc | 0 | 0 | 0 | 0 | 0 | 0
PS | 0 | 0 | 0 | 0 | 0 | 0
PV | 0 | 0 | 0 | 0 | 0 | 0
PeakG | 0 | 0 | 0 | 0 | 0 | 0
PeakO | 0 | 0 | 0 | 0 | 0 | 0
ST | 0 | 0 | 0 | 0 | 0 | 0
STOG | 2064 | 0 | 0 | 0 | 0 | 0
STWD | 0 | 0 | 0 | 0 | 0 | 0
WT | 0 | 0 | 0 | 0 | 0 | 0
IGCC | 0 | 0 | 0 | 0 | 0 | 0
DemandResponse | 0 | 0 | 0 | 0 | 0 | 0
IGCC-CCS | 0 | 0 | 0 | 0 | 0 | 0
WT_off | 0 | 0 | 0 | 0 | 0 | 0
PseudoUnit | 0 | 0 | 0 | 0 | 0 | 0
FixedInterchange | 0 | 0 | 0 | 0 | 0 | 0
Retirements of Capacity by Reporting Type: AZ_NM_SNV_NucRenew
ReportingType | 2015 | 2020 | 2025 | 2030 | 2035 | 2040
BM | 0 | 0 | 0 | 0 | 0 | 0
CC | 0 | 0 | 0 | 0 | 0 | 0
CSP | 65 | 0 | 0 | 0 | 0 | 0
CT | 0 | 0 | 0 | 0 | 0 | 0
Coal | 0 | 0 | 0 | 0 | 0 | 0
Geo | 0 | 0 | 0 | 0 | 0 | 0
H | 0 | 0 | 0 | 0 | 0 | 0
LFG | 0 | 0 | 0 | 0 | 0 | 0
Nuc | 0 | 0 | 0 | 0 | 0 | 0
PS | 0 | 0 | 0 | 0 | 0 | 0
PV | 0 | 0 | 0 | 0 | 0 | 0
PeakG | 0 | 0 | 0 | 0 | 0 | 0
PeakO | 0 | 0 | 0 | 0 | 0 | 0
ST | 0 | 0 | 0 | 0 | 0 | 0
STOG | 0 | 0 | 0 | 0 | 0 | 0
STWD | 0 | 0 | 0 | 0 | 0 | 0
WT | 0 | 0 | 0 | 0 | 0 | 0
IGCC | 0 | 0 | 0 | 0 | 0 | 0
DemandResponse | 0 | 0 | 0 | 0 | 0 | 0
IGCC-CCS | 0 | 0 | 0 | 0 | 0 | 0
WT_off | 0 | 0 | 0 | 0 | 0 | 0
PseudoUnit | 0 | 0 | 0 | 0 | 0 | 0
FixedInterchange | 0 | 0 | 0 | 0 | 0 | 0
Retirements of Capacity by Reporting Type: ERCOT
ReportingType | 2015 | 2020 | 2025 | 2030 | 2035 | 2040
BM | 0 | 0 | 0 | 0 | 0 | 0
CC | 0 | 0 | 0 | 0 | 0 | 0
CSP | 0 | 0 | 0 | 0 | 0 | 0
CT | 0 | 0 | 0 | 0 | 250 | 0
Coal | 14574.87 | 927 | 560 | 0 | 0 | 0
Geo | 0 | 0 | 0 | 0 | 0 | 0
H | 0 | 0 | 0 | 0 | 0 | 0
LFG | 0 | 0 | 0 | 0 | 0 | 0
Nuc | 0 | 0 | 0 | 0 | 0 | 0
PS | 0 | 0 | 0 | 0 | 0 | 0
PV | 0 | 0 | 0 | 0 | 14 | 0
PeakG | 0 | 0 | 0 | 0 | 0 | 0
PeakO | 0 | 0 | 0 | 0 | 0 | 0
ST | 0 | 0 | 0 | 0 | 0 | 0
STOG | 7099.7 | 0 | 37.17 | 0 | 7994.28 | 0
STWD | 0 | 0 | 0 | 0 | 0 | 0
WT | 0 | 0 | 0 | 0 | 0 | 0
IGCC | 0 | 0 | 0 | 0 | 0 | 0
DemandResponse | 0 | 0 | 0 | 0 | 0 | 0
IGCC-CCS | 0 | 0 | 0 | 0 | 0 | 0
WT_off | 0 | 0 | 0 | 0 | 0 | 0
PseudoUnit | 0 | 0 | 0 | 0 | 0 | 0
FixedInterchange | 0 | 0 | 0 | 0 | 0 | 0
Retirements of Capacity by Reporting Type: NP15
ReportingType | 2015 | 2020 | 2025 | 2030 | 2035 | 2040
BM | 0 | 0 | 0 | 0 | 0 | 0
CC | 0 | 0 | 0 | 0 | 0 | 5949.49
CSP | 0 | 0 | 0 | 0 | 0 | 0
CT | 0 | 0 | 0 | 0 | 0 | 0
Coal | 163.7 | 28.2 | 0 | 0 | 0 | 0
Geo | 0 | 0 | 0 | 0 | 0 | 0
H | 0 | 0 | 0 | 0 | 0 | 0
LFG | 0 | 0 | 0 | 0 | 0 | 0
Nuc | 0 | 0 | 0 | 0 | 0 | 0
PS | 0 | 0 | 0 | 0 | 0 | 0
PV | 0 | 0 | 0 | 0 | 0 | 0
PeakG | 0 | 0 | 0 | 0 | 0 | 0
PeakO | 156 | 0 | 0 | 0 | 0 | 0
ST | 0 | 0 | 0 | 0 | 0 | 0
STOG | 2224.77 | 0 | 0 | 0 | 0 | 65.26
STWD | 0 | 0 | 0 | 0 | 0 | 0
WT | 0 | 0 | 0 | 0 | 0 | 0
IGCC | 0 | 0 | 0 | 0 | 0 | 0
DemandResponse | 0 | 0 | 0 | 0 | 0 | 0
IGCC-CCS | 0 | 0 | 0 | 0 | 0 | 0
WT_off | 0 | 0 | 0 | 0 | 0 | 0
PseudoUnit | 0 | 0 | 0 | 0 | 0 | 0
FixedInterchange | 0 | 0 | 0 | 0 | 0 | 0
Retirements of Capacity by Reporting Type: NWPP_Coal
ReportingType | 2015 | 2020 | 2025 | 2030 | 2035 | 2040
BM | 0 | 0 | 0 | 0 | 0 | 0
CC | 0 | 0 | 0 | 0 | 0 | 0
CSP | 0 | 0 | 0 | 0 | 0 | 0
CT | 0 | 0 | 0 | 0 | 0 | 0
Coal | 6929.94 | 2405.7 | 2405.07 | 15.99 | 0 | 1800
Geo | 0 | 0 | 0 | 0 | 0 | 0
H | 0 | 0 | 0 | 0 | 0 | 0
LFG | 0 | 0 | 0 | 0 | 0 | 0
Nuc | 0 | 0 | 0 | 0 | 0 | 0
PS | 0 | 0 | 0 | 0 | 0 | 0
PV | 0 | 0 | 0 | 0 | 0 | 0
PeakG | 0 | 0 | 0 | 0 | 0 | 0
PeakO | 183 | 0 | 0 | 0 | 0 | 0
ST | 0 | 0 | 0 | 0 | 0 | 0
STOG | 0 | 0 | 0 | 0 | 0 | 0
STWD | 0 | 0 | 0 | 0 | 0 | 0
WT | 0 | 0 | 0 | 0 | 0 | 0
IGCC | 0 | 0 | 0 | 0 | 0 | 0
DemandResponse | 0 | 0 | 0 | 0 | 0 | 0
IGCC-CCS | 0 | 0 | 0 | 0 | 0 | 0
WT_off | 0 | 0 | 0 | 0 | 0 | 0
PseudoUnit | 0 | 0 | 0 | 0 | 0 | 0
FixedInterchange | 0 | 0 | 0 | 0 | 0 | 0
Retirements of Capacity by Reporting Type: NWPP_Gas
ReportingType | 2015 | 2020 | 2025 | 2030 | 2035 | 2040
BM | 0 | 0 | 0 | 0 | 0 | 0
CC | 1678 | 0 | 0 | 0 | 1705.52 | 300
CSP | 0 | 0 | 0 | 0 | 0 | 0
CT | 0 | 0 | 0 | 0 | 150 | 0
Coal | 0 | 0 | 0 | 0 | 0 | 0
Geo | 0 | 0 | 0 | 0 | 0 | 0
H | 0 | 0 | 0 | 0 | 0 | 0
LFG | 0 | 0 | 0 | 0 | 0 | 0
Nuc | 0 | 0 | 0 | 0 | 0 | 0
PS | 0 | 0 | 0 | 0 | 0 | 0
PV | 0 | 0 | 0 | 0 | 0 | 0
PeakG | 2623 | 0 | 0 | 0 | 0 | 0
PeakO | 0 | 0 | 0 | 0 | 0 | 0
ST | 0 | 0 | 0 | 0 | 0 | 0
STOG | 786 | 0 | 0 | 0 | 0 | 0
STWD | 0 | 0 | 0 | 0 | 0 | 0
WT | 0 | 0 | 0 | 0 | 0 | 0
IGCC | 0 | 0 | 0 | 0 | 0 | 0
DemandResponse | 0 | 0 | 0 | 0 | 0 | 0
IGCC-CCS | 0 | 0 | 0 | 0 | 0 | 0
WT_off | 0 | 0 | 0 | 0 | 0 | 0
PseudoUnit | 0 | 0 | 0 | 0 | 0 | 0
FixedInterchange | 0 | 0 | 0 | 0 | 0 | 0
Retirements of Capacity by Reporting Type: NWPP_NucRenew
ReportingType | 2015 | 2020 | 2025 | 2030 | 2035 | 2040
BM | 0 | 0 | 0 | 0 | 0 | 0
CC | 0 | 0 | 0 | 0 | 0 | 0
CSP | 0 | 0 | 0 | 0 | 0 | 0
CT | 0 | 0 | 0 | 0 | 0 | 0
Coal | 0 | 0 | 0 | 0 | 0 | 0
Geo | 4.8 | 0 | 0 | 0 | 0 | 0
H | 0 | 0 | 0 | 0 | 0 | 0
LFG | 0 | 0 | 0 | 0 | 0 | 0
Nuc | 0 | 0 | 0 | 0 | 0 | 0
PS | 0 | 0 | 0 | 0 | 0 | 0
PV | 0 | 0 | 0 | 0 | 0 | 0
PeakG | 0 | 0 | 0 | 0 | 0 | 0
PeakO | 0 | 0 | 0 | 0 | 0 | 0
ST | 0 | 0 | 0 | 0 | 0 | 0
STOG | 0 | 0 | 0 | 0 | 0 | 0
STWD | 0 | 0 | 0 | 0 | 0 | 0
WT | 0 | 0 | 0 | 0 | 0 | 0
IGCC | 0 | 0 | 0 | 0 | 0 | 0
DemandResponse | 0 | 0 | 0 | 0 | 0 | 0
IGCC-CCS | 0 | 0 | 0 | 0 | 0 | 0
WT_off | 0 | 0 | 0 | 0 | 0 | 0
PseudoUnit | 0 | 0 | 0 | 0 | 0 | 0
FixedInterchange | 0 | 0 | 0 | 0 | 0 | 0
Retirements of Capacity by Reporting Type: RMPA
ReportingType | 2015 | 2020 | 2025 | 2030 | 2035 | 2040
BM | 0 | 0 | 0 | 0 | 0 | 0
CC | 0 | 0 | 0 | 0 | 339.79 | 346.49
CSP | 1 | 0 | 0 | 0 | 0 | 0
CT | 0 | 0 | 0 | 0 | 152 | 0
Coal | 1186 | 1593.65 | 2002.96 | 0 | 2005.39 | 0
Geo | 0 | 0 | 0 | 0 | 0 | 0
H | 0 | 0 | 0 | 0 | 0 | 0
LFG | 0 | 0 | 0 | 0 | 0 | 0
Nuc | 0 | 0 | 0 | 0 | 0 | 0
PS | 0 | 0 | 0 | 0 | 0 | 0
PV | 0 | 0 | 0 | 0 | 0 | 0
PeakG | 0 | 0 | 0 | 0 | 0 | 0
PeakO | 0 | 0 | 0 | 0 | 0 | 0
ST | 0 | 0 | 0 | 0 | 0 | 0
STOG | 217 | 0 | 0 | 0 | 0 | 0
STWD | 0 | 0 | 0 | 0 | 0 | 0
WT | 0 | 0 | 0 | 0 | 0 | 0
IGCC | 0 | 0 | 0 | 0 | 0 | 0
DemandResponse | 0 | 0 | 0 | 0 | 0 | 0
IGCC-CCS | 0 | 0 | 0 | 0 | 0 | 0
WT_off | 0 | 0 | 0 | 0 | 0 | 0
PseudoUnit | 0 | 0 | 0 | 0 | 0 | 0
FixedInterchange | 0 | 0 | 0 | 0 | 0 | 0
Retirements of Capacity by Reporting Type: SP15
ReportingType | 2015 | 2020 | 2025 | 2030 | 2035 | 2040
BM | 0 | 0 | 0 | 0 | 0 | 0
CC | 0 | 0 | 0 | 0 | 0 | 1029.52
CSP | 409 | 0 | 0 | 0 | 0 | 0
CT | 0 | 0 | 0 | 0 | 0 | 0
Coal | 57 | 84.5 | 0 | 0 | 0 | 101.2
Geo | 0 | 0 | 0 | 0 | 0 | 0
H | 0 | 0 | 0 | 0 | 0 | 0
LFG | 0 | 0 | 0 | 0 | 0 | 0
Nuc | 0 | 0 | 0 | 0 | 0 | 0
PS | 0 | 0 | 0 | 0 | 0 | 0
PV | 0 | 0 | 0 | 0 | 0 | 0
PeakG | 44 | 0 | 0 | 0 | 0 | 0
PeakO | 15 | 0 | 0 | 0 | 0 | 0
ST | 0 | 0 | 0 | 0 | 0 | 0
STOG | 2743.11 | 0 | 0 | 0 | 0 | 1395.61
STWD | 0 | 0 | 0 | 0 | 0 | 0
WT | 126.2 | 0 | 0 | 0 | 0 | 0
IGCC | 0 | 0 | 0 | 0 | 0 | 0
DemandResponse | 0 | 0 | 0 | 0 | 0 | 0
IGCC-CCS | 0 | 0 | 0 | 0 | 0 | 0
WT_off | 0 | 0 | 0 | 0 | 0 | 0
PseudoUnit | 0 | 0 | 0 | 0 | 0 | 0
FixedInterchange | 0 | 0 | 0 | 0 | 0 | 0
Retirements of Capacity by Reporting Type: ALB
ReportingType | 2015 | 2020 | 2025 | 2030 | 2035 | 2040
BM | 0 | 0 | 0 | 0 | 0 | 0
CC | 0 | 0 | 0 | 1405.71 | 0 | 0
CSP | 0 | 0 | 0 | 0 | 0 | 0
CT | 0 | 0 | 0 | 0 | 201.5 | 0
Coal | 0 | 0 | 0 | 5745.83 | 0 | 0
Geo | 0 | 0 | 0 | 0 | 0 | 0
H | 0 | 0 | 0 | 0 | 0 | 0
LFG | 0 | 0 | 0 | 0 | 0 | 0
Nuc | 0 | 0 | 0 | 0 | 0 | 0
PS | 0 | 0 | 0 | 0 | 0 | 0
PV | 0 | 0 | 0 | 0 | 0 | 0
PeakG | 991.21 | 0 | 0 | 0 | 0 | 0
PeakO | 6 | 0 | 0 | 0 | 0 | 0
ST | 0 | 0 | 0 | 0 | 0 | 0
STOG | 186 | 0 | 0 | 0 | 0 | 0
STWD | 0 | 0 | 0 | 0 | 0 | 0
WT | 0 | 0 | 0 | 0 | 0 | 0
IGCC | 0 | 0 | 0 | 0 | 0 | 0
DemandResponse | 0 | 0 | 0 | 0 | 0 | 0
IGCC-CCS | 0 | 0 | 0 | 0 | 0 | 0
WT_off | 0 | 0 | 0 | 0 | 0 | 0
PseudoUnit | 0 | 0 | 0 | 0 | 0 | 0
FixedInterchange | 0 | 0 | 0 | 0 | 0 | 0
Retirements of Capacity by Reporting Type: BC
ReportingType | 2015 | 2020 | 2025 | 2030 | 2035 | 2040
BM | 0 | 0 | 0 | 0 | 0 | 0
CC | 0 | 0 | 0 | 0 | 0 | 0
CSP | 0 | 0 | 0 | 0 | 0 | 0
CT | 0 | 0 | 0 | 0 | 0 | 0
Coal | 0 | 0 | 0 | 0 | 0 | 0
Geo | 0 | 0 | 0 | 0 | 0 | 0
H | 0 | 0 | 0 | 0 | 0 | 0
LFG | 0 | 0 | 0 | 0 | 0 | 0
Nuc | 0 | 0 | 0 | 0 | 0 | 0
PS | 0 | 0 | 0 | 0 | 0 | 0
PV | 0 | 0 | 0 | 0 | 0 | 0
PeakG | 0 | 0 | 0 | 0 | 0 | 0
PeakO | 0 | 0 | 0 | 0 | 0 | 0
ST | 0 | 0 | 0 | 0 | 0 | 0
STOG | 938 | 0 | 0 | 0 | 0 | 0
STWD | 0 | 0 | 0 | 0 | 0 | 0
WT | 0 | 0 | 0 | 0 | 0 | 0
IGCC | 0 | 0 | 0 | 0 | 0 | 0
DemandResponse | 0 | 0 | 0 | 0 | 0 | 0
IGCC-CCS | 0 | 0 | 0 | 0 | 0 | 0
WT_off | 0 | 0 | 0 | 0 | 0 | 0
PseudoUnit | 0 | 0 | 0 | 0 | 0 | 0
FixedInterchange | 0 | 0 | 0 | 0 | 0 | 0
Retirements of Capacity by Reporting Type: HQ_IESO
ReportingType | 2015 | 2020 | 2025 | 2030 | 2035 | 2040
BM | 0 | 0 | 0 | 0 | 0 | 0
CC | 0 | 0 | 0 | 0 | 0 | 0
CSP | 0 | 0 | 0 | 0 | 0 | 0
CT | 0 | 0 | 0 | 0 | 0 | 0
Coal | 0 | 0 | 0 | 0 | 0 | 0
Geo | 0 | 0 | 0 | 0 | 0 | 0
H | 0 | 0 | 0 | 0 | 0 | 0
LFG | 0 | 0 | 0 | 0 | 0 | 0
Nuc | 0 | 0 | 0 | 0 | 0 | 0
PS | 0 | 0 | 0 | 0 | 0 | 0
PV | 0 | 0 | 0 | 0 | 0 | 0
PeakG | 0 | 0 | 0 | 0 | 0 | 0
PeakO | 0 | 0 | 0 | 0 | 0 | 0
ST | 0 | 0 | 0 | 0 | 0 | 0
STOG | 0 | 0 | 0 | 0 | 0 | 0
STWD | 0 | 0 | 0 | 0 | 0 | 0
WT | 0 | 0 | 0 | 0 | 0 | 0
IGCC | 0 | 0 | 0 | 0 | 0 | 0
DemandResponse | 0 | 0 | 0 | 0 | 0 | 0
IGCC-CCS | 0 | 0 | 0 | 0 | 0 | 0
WT_off | 0 | 0 | 0 | 0 | 0 | 0
PseudoUnit | 0 | 0 | 0 | 0 | 0 | 0
FixedInterchange | 0 | 0 | 0 | 0 | 0 | 0
Retirements of Capacity by Reporting Type: HQ_NEISO
ReportingType | 2015 | 2020 | 2025 | 2030 | 2035 | 2040
BM | 0 | 0 | 0 | 0 | 0 | 0
CC | 0 | 0 | 0 | 0 | 0 | 0
CSP | 0 | 0 | 0 | 0 | 0 | 0
CT | 0 | 0 | 0 | 0 | 0 | 0
Coal | 0 | 0 | 0 | 0 | 0 | 0
Geo | 0 | 0 | 0 | 0 | 0 | 0
H | 0 | 0 | 0 | 0 | 0 | 0
LFG | 0 | 0 | 0 | 0 | 0 | 0
Nuc | 0 | 0 | 0 | 0 | 0 | 0
PS | 0 | 0 | 0 | 0 | 0 | 0
PV | 0 | 0 | 0 | 0 | 0 | 0
PeakG | 0 | 0 | 0 | 0 | 0 | 0
PeakO | 0 | 0 | 0 | 0 | 0 | 0
ST | 0 | 0 | 0 | 0 | 0 | 0
STOG | 0 | 0 | 0 | 0 | 0 | 0
STWD | 0 | 0 | 0 | 0 | 0 | 0
WT | 0 | 0 | 0 | 0 | 0 | 0
IGCC | 0 | 0 | 0 | 0 | 0 | 0
DemandResponse | 0 | 0 | 0 | 0 | 0 | 0
IGCC-CCS | 0 | 0 | 0 | 0 | 0 | 0
WT_off | 0 | 0 | 0 | 0 | 0 | 0
PseudoUnit | 0 | 0 | 0 | 0 | 0 | 0
FixedInterchange | 0 | 0 | 0 | 0 | 0 | 0
Retirements of Capacity by Reporting Type: HQ_NY
ReportingType | 2015 | 2020 | 2025 | 2030 | 2035 | 2040
BM | 0 | 0 | 0 | 0 | 0 | 0
CC | 0 | 0 | 0 | 0 | 0 | 0
CSP | 0 | 0 | 0 | 0 | 0 | 0
CT | 0 | 0 | 0 | 0 | 0 | 0
Coal | 0 | 0 | 0 | 0 | 0 | 0
Geo | 0 | 0 | 0 | 0 | 0 | 0
H | 0 | 0 | 0 | 0 | 0 | 0
LFG | 0 | 0 | 0 | 0 | 0 | 0
Nuc | 0 | 0 | 0 | 0 | 0 | 0
PS | 0 | 0 | 0 | 0 | 0 | 0
PV | 0 | 0 | 0 | 0 | 0 | 0
PeakG | 0 | 0 | 0 | 0 | 0 | 0
PeakO | 0 | 0 | 0 | 0 | 0 | 0
ST | 0 | 0 | 0 | 0 | 0 | 0
STOG | 0 | 0 | 0 | 0 | 0 | 0
STWD | 0 | 0 | 0 | 0 | 0 | 0
WT | 0 | 0 | 0 | 0 | 0 | 0
IGCC | 0 | 0 | 0 | 0 | 0 | 0
DemandResponse | 0 | 0 | 0 | 0 | 0 | 0
IGCC-CCS | 0 | 0 | 0 | 0 | 0 | 0
WT_off | 0 | 0 | 0 | 0 | 0 | 0
PseudoUnit | 0 | 0 | 0 | 0 | 0 | 0
FixedInterchange | 0 | 0 | 0 | 0 | 0 | 0
Retirements of Capacity by Reporting Type: MARITIMES
ReportingType | 2015 | 2020 | 2025 | 2030 | 2035 | 2040
BM | 0 | 0 | 0 | 0 | 0 | 0
CC | 0 | 0 | 0 | 0 | 0 | 0
CSP | 0 | 0 | 0 | 0 | 0 | 0
CT | 0 | 0 | 0 | 0 | 0 | 0
Coal | 0 | 0 | 0 | 0 | 0 | 0
Geo | 0 | 0 | 0 | 0 | 0 | 0
H | 0 | 0 | 0 | 0 | 0 | 0
LFG | 0 | 0 | 0 | 0 | 0 | 0
Nuc | 0 | 0 | 0 | 0 | 0 | 0
PS | 0 | 0 | 0 | 0 | 0 | 0
PV | 0 | 0 | 0 | 0 | 0 | 0
PeakG | 0 | 0 | 0 | 0 | 0 | 0
PeakO | 0 | 0 | 0 | 0 | 0 | 0
ST | 0 | 0 | 0 | 0 | 0 | 0
STOG | 0 | 0 | 0 | 0 | 0 | 0
STWD | 0 | 0 | 0 | 0 | 0 | 0
WT | 0 | 0 | 0 | 0 | 0 | 0
IGCC | 0 | 0 | 0 | 0 | 0 | 0
DemandResponse | 0 | 0 | 0 | 0 | 0 | 0
IGCC-CCS | 0 | 0 | 0 | 0 | 0 | 0
WT_off | 0 | 0 | 0 | 0 | 0 | 0
PseudoUnit | 0 | 0 | 0 | 0 | 0 | 0
FixedInterchange | 0 | 0 | 0 | 0 | 0 | 0
Retirements of Capacity by Reporting Type: All
ReportingType | 2015 | 2020 | 2025 | 2030 | 2035 | 2040
BM | 0 | 0 | 0 | 0 | 0 | 0
CC | 6492.57 | 599.44 | 421.13 | 1715.57 | 25315.85 | 30320.24
CSP | 475 | 0 | 0 | 0 | 0 | 0
CT | 0 | 0 | 0 | 0 | 3233.5 | 725.5
Coal | 161521.63 | 80003.28 | 13007.64 | 7442.24 | 7818.26 | 4220.61
Geo | 4.8 | 0 | 0 | 0 | 0 | 0
H | 0 | 0 | 0 | 0 | 0 | 0
LFG | 0 | 0 | 0 | 0 | 0 | 0
Nuc | 0 | 614.5 | 0 | 1488.2 | 26575.7 | 19706
PS | 0 | 0 | 0 | 0 | 0 | 0
PV | 0 | 0 | 0 | 0 | 1081.26 | 250.44
PeakG | 4136.71 | 0 | 0 | 1536.85 | 5860.61 | 0
PeakO | 1791.35 | 0 | 0 | 1311.08 | 1454 | 83
ST | 0 | 0 | 0 | 0 | 0 | 0
STOG | 59745.28 | 481.39 | 163.17 | 0 | 9503.95 | 8725.63
STWD | 0 | 0 | 0 | 0 | 0 | 0
WT | 126.2 | 0 | 0 | 0 | 0 | 0
IGCC | 0 | 0 | 0 | 0 | 0 | 0
DemandResponse | 0 | 0 | 0 | 0 | 0 | 0
IGCC-CCS | 0 | 0 | 0 | 0 | 0 | 0
WT_off | 0 | 0 | 0 | 0 | 0 | 0
PseudoUnit | 0 | 0 | 0 | 0 | 0 | 0
FixedInterchange | 0 | 0 | 0 | 0 | 0 | 0
Retirements of Capacity by Reporting Type: EI_US
ReportingType | 2015 | 2020 | 2025 | 2030 | 2035 | 2040
BM | 0 | 0 | 0 | 0 | 0 | 0
CC | 1211.09 | 599.44 | 0 | 0 | 23270.55 | 22658.5
CSP | 0 | 0 | 0 | 0 | 0 | 0
CT | 0 | 0 | 0 | 0 | 2480 | 725.5
Coal | 128253.6 | 72831.1 | 2990.13 | 1680.42 | 5542.1 | 2319.41
Geo | 0 | 0 | 0 | 0 | 0 | 0
H | 0 | 0 | 0 | 0 | 0 | 0
LFG | 0 | 0 | 0 | 0 | 0 | 0
Nuc | 0 | 614.5 | 0 | 1488.2 | 25545.7 | 18166
PS | 0 | 0 | 0 | 0 | 0 | 0
PV | 0 | 0 | 0 | 0 | 0 | 250.44
PeakG | 478.5 | 0 | 0 | 1536.85 | 5860.61 | 0
PeakO | 1430.7 | 0 | 0 | 1311.08 | 1454 | 83
ST | 0 | 0 | 0 | 0 | 0 | 0
STOG | 41360.71 | 481.39 | 0 | 0 | 1509.67 | 7264.77
STWD | 0 | 0 | 0 | 0 | 0 | 0
WT | 0 | 0 | 0 | 0 | 0 | 0
IGCC | 0 | 0 | 0 | 0 | 0 | 0
DemandResponse | 0 | 0 | 0 | 0 | 0 | 0
IGCC-CCS | 0 | 0 | 0 | 0 | 0 | 0
WT_off | 0 | 0 | 0 | 0 | 0 | 0
PseudoUnit | 0 | 0 | 0 | 0 | 0 | 0
FixedInterchange | 0 | 0 | 0 | 0 | 0 | 0
Retirements of Capacity by Reporting Type: EI_Canada
ReportingType | 2015 | 2020 | 2025 | 2030 | 2035 | 2040
BM | 0 | 0 | 0 | 0 | 0 | 0
CC | 3603.48 | 0 | 421.13 | 309.87 | 0 | 36.23
CSP | 0 | 0 | 0 | 0 | 0 | 0
CT | 0 | 0 | 0 | 0 | 0 | 0
Coal | 7492.84 | 2.38 | 666.68 | 0 | 0 | 0
Geo | 0 | 0 | 0 | 0 | 0 | 0
H | 0 | 0 | 0 | 0 | 0 | 0
LFG | 0 | 0 | 0 | 0 | 0 | 0
Nuc | 0 | 0 | 0 | 0 | 1030 | 1540
PS | 0 | 0 | 0 | 0 | 0 | 0
PV | 0 | 0 | 0 | 0 | 1067.26 | 0
PeakG | 0 | 0 | 0 | 0 | 0 | 0
PeakO | 0.65 | 0 | 0 | 0 | 0 | 0
ST | 0 | 0 | 0 | 0 | 0 | 0
STOG | 2126 | 0 | 126 | 0 | 0 | 0
STWD | 0 | 0 | 0 | 0 | 0 | 0
WT | 0 | 0 | 0 | 0 | 0 | 0
IGCC | 0 | 0 | 0 | 0 | 0 | 0
DemandResponse | 0 | 0 | 0 | 0 | 0 | 0
IGCC-CCS | 0 | 0 | 0 | 0 | 0 | 0
WT_off | 0 | 0 | 0 | 0 | 0 | 0
PseudoUnit | 0 | 0 | 0 | 0 | 0 | 0
FixedInterchange | 0 | 0 | 0 | 0 | 0 | 0
Retirements of Capacity by Reporting Type: EI
ReportingType | 2015 | 2020 | 2025 | 2030 | 2035 | 2040
BM | 0 | 0 | 0 | 0 | 0 | 0
CC | 4814.57 | 599.44 | 421.13 | 309.87 | 23270.55 | 22694.73
CSP | 0 | 0 | 0 | 0 | 0 | 0
CT | 0 | 0 | 0 | 0 | 2480 | 725.5
Coal | 135746.44 | 72833.49 | 3656.81 | 1680.42 | 5542.1 | 2319.41
Geo | 0 | 0 | 0 | 0 | 0 | 0
H | 0 | 0 | 0 | 0 | 0 | 0
LFG | 0 | 0 | 0 | 0 | 0 | 0
Nuc | 0 | 614.5 | 0 | 1488.2 | 26575.7 | 19706
PS | 0 | 0 | 0 | 0 | 0 | 0
PV | 0 | 0 | 0 | 0 | 1067.26 | 250.44
PeakG | 478.5 | 0 | 0 | 1536.85 | 5860.61 | 0
PeakO | 1431.35 | 0 | 0 | 1311.08 | 1454 | 83
ST | 0 | 0 | 0 | 0 | 0 | 0
STOG | 43486.71 | 481.39 | 126 | 0 | 1509.67 | 7264.77
STWD | 0 | 0 | 0 | 0 | 0 | 0
WT | 0 | 0 | 0 | 0 | 0 | 0
IGCC | 0 | 0 | 0 | 0 | 0 | 0
DemandResponse | 0 | 0 | 0 | 0 | 0 | 0
IGCC-CCS | 0 | 0 | 0 | 0 | 0 | 0
WT_off | 0 | 0 | 0 | 0 | 0 | 0
PseudoUnit | 0 | 0 | 0 | 0 | 0 | 0
FixedInterchange | 0 | 0 | 0 | 0 | 0 | 0
Retirements of Capacity by Reporting Type: Outside_EI
ReportingType | 2015 | 2020 | 2025 | 2030 | 2035 | 2040
BM | 0 | 0 | 0 | 0 | 0 | 0
CC | 1678 | 0 | 0 | 1405.71 | 2045.31 | 7625.51
CSP | 475 | 0 | 0 | 0 | 0 | 0
CT | 0 | 0 | 0 | 0 | 753.5 | 0
Coal | 25775.19 | 7169.79 | 9350.83 | 5761.82 | 2276.16 | 1901.2
Geo | 4.8 | 0 | 0 | 0 | 0 | 0
H | 0 | 0 | 0 | 0 | 0 | 0
LFG | 0 | 0 | 0 | 0 | 0 | 0
Nuc | 0 | 0 | 0 | 0 | 0 | 0
PS | 0 | 0 | 0 | 0 | 0 | 0
PV | 0 | 0 | 0 | 0 | 14 | 0
PeakG | 3658.21 | 0 | 0 | 0 | 0 | 0
PeakO | 360 | 0 | 0 | 0 | 0 | 0
ST | 0 | 0 | 0 | 0 | 0 | 0
STOG | 16258.58 | 0 | 37.17 | 0 | 7994.28 | 1460.87
STWD | 0 | 0 | 0 | 0 | 0 | 0
WT | 126.2 | 0 | 0 | 0 | 0 | 0
IGCC | 0 | 0 | 0 | 0 | 0 | 0
DemandResponse | 0 | 0 | 0 | 0 | 0 | 0
IGCC-CCS | 0 | 0 | 0 | 0 | 0 | 0
WT_off | 0 | 0 | 0 | 0 | 0 | 0
PseudoUnit | 0 | 0 | 0 | 0 | 0 | 0
FixedInterchange | 0 | 0 | 0 | 0 | 0 | 0
#4 | Cumulative Retirements of Capacity (MW)
Cumulative Retirements of Capacity by Reporting Type: Entergy
ReportingType | 2015 | 2020 | 2025 | 2030 | 2035 | 2040
BM | 0 | 0 | 0 | 0 | 0 | 0
CC | 0 | 0 | 0 | 0 | 6629.85 | 9969.98
CSP | 0 | 0 | 0 | 0 | 0 | 0
CT | 0 | 0 | 0 | 0 | 0 | 0
Coal | 952.9 | 8308.9 | 8308.9 | 8308.9 | 8308.9 | 8308.9
Geo | 0 | 0 | 0 | 0 | 0 | 0
H | 0 | 0 | 0 | 0 | 0 | 0
LFG | 0 | 0 | 0 | 0 | 0 | 0
Nuc | 0 | 0 | 0 | 0 | 842 | 1839
PS | 0 | 0 | 0 | 0 | 0 | 0
PV | 0 | 0 | 0 | 0 | 0 | 0
PeakG | 0 | 0 | 0 | 0 | 1312.86 | 1312.86
PeakO | 0 | 0 | 0 | 0 | 174 | 174
ST | 0 | 0 | 0 | 0 | 0 | 0
STOG | 13603.28 | 13603.28 | 13603.28 | 13603.28 | 14865 | 14865
STWD | 0 | 0 | 0 | 0 | 0 | 0
WT | 0 | 0 | 0 | 0 | 0 | 0
IGCC | 0 | 0 | 0 | 0 | 0 | 0
DemandResponse | 0 | 0 | 0 | 0 | 0 | 0
IGCC-CCS | 0 | 0 | 0 | 0 | 0 | 0
WT_off | 0 | 0 | 0 | 0 | 0 | 0
PseudoUnit | 0 | 0 | 0 | 0 | 0 | 0
FixedInterchange | 0 | 0 | 0 | 0 | 0 | 0
Cumulative Retirements of Capacity by Reporting Type: FRCC
ReportingType | 2015 | 2020 | 2025 | 2030 | 2035 | 2040
BM | 0 | 0 | 0 | 0 | 0 | 0
CC | 0 | 0 | 0 | 0 | 9432.84 | 9432.84
CSP | 0 | 0 | 0 | 0 | 0 | 0
CT | 0 | 0 | 0 | 0 | 2480 | 2480
Coal | 6661.4 | 7765.4 | 7765.4 | 7765.4 | 7765.4 | 7765.4
Geo | 0 | 0 | 0 | 0 | 0 | 0
H | 0 | 0 | 0 | 0 | 0 | 0
LFG | 0 | 0 | 0 | 0 | 0 | 0
Nuc | 0 | 0 | 0 | 0 | 1615.33 | 3292.33
PS | 0 | 0 | 0 | 0 | 0 | 0
PV | 0 | 0 | 0 | 0 | 0 | 0
PeakG | 0 | 0 | 0 | 0 | 0 | 0
PeakO | 0 | 0 | 0 | 1311.08 | 1311.08 | 1311.08
ST | 0 | 0 | 0 | 0 | 0 | 0
STOG | 9833 | 9833 | 9833 | 9833 | 9833 | 9833
STWD | 0 | 0 | 0 | 0 | 0 | 0
WT | 0 | 0 | 0 | 0 | 0 | 0
IGCC | 0 | 0 | 0 | 0 | 0 | 0
DemandResponse | 0 | 0 | 0 | 0 | 0 | 0
IGCC-CCS | 0 | 0 | 0 | 0 | 0 | 0
WT_off | 0 | 0 | 0 | 0 | 0 | 0
PseudoUnit | 0 | 0 | 0 | 0 | 0 | 0
FixedInterchange | 0 | 0 | 0 | 0 | 0 | 0
Cumulative Retirements of Capacity by Reporting Type: MAPP_US
ReportingType | 2015 | 2020 | 2025 | 2030 | 2035 | 2040
BM | 0 | 0 | 0 | 0 | 0 | 0
CC | 0 | 0 | 0 | 0 | 0 | 0
CSP | 0 | 0 | 0 | 0 | 0 | 0
CT | 0 | 0 | 0 | 0 | 0 | 8.3
Coal | 1631.74 | 2102.74 | 2102.74 | 2102.74 | 2836.49 | 3546.5
Geo | 0 | 0 | 0 | 0 | 0 | 0
H | 0 | 0 | 0 | 0 | 0 | 0
LFG | 0 | 0 | 0 | 0 | 0 | 0
Nuc | 0 | 0 | 0 | 0 | 0 | 0
PS | 0 | 0 | 0 | 0 | 0 | 0
PV | 0 | 0 | 0 | 0 | 0 | 0
PeakG | 0 | 0 | 0 | 0 | 0 | 0
PeakO | 0 | 0 | 0 | 0 | 0 | 0
ST | 0 | 0 | 0 | 0 | 0 | 0
STOG | 36 | 36 | 36 | 36 | 36 | 36
STWD | 0 | 0 | 0 | 0 | 0 | 0
WT | 0 | 0 | 0 | 0 | 0 | 0
IGCC | 0 | 0 | 0 | 0 | 0 | 0
DemandResponse | 0 | 0 | 0 | 0 | 0 | 0
IGCC-CCS | 0 | 0 | 0 | 0 | 0 | 0
WT_off | 0 | 0 | 0 | 0 | 0 | 0
PseudoUnit | 0 | 0 | 0 | 0 | 0 | 0
FixedInterchange | 0 | 0 | 0 | 0 | 0 | 0
Cumulative Retirements of Capacity by Reporting Type: MISO_IN
ReportingType | 2015 | 2020 | 2025 | 2030 | 2035 | 2040
BM | 0 | 0 | 0 | 0 | 0 | 0
CC | 0 | 0 | 0 | 0 | 0 | 2947
CSP | 0 | 0 | 0 | 0 | 0 | 0
CT | 0 | 0 | 0 | 0 | 0 | 0
Coal | 4025.9 | 8073.9 | 8073.9 | 8073.9 | 8073.9 | 8073.9
Geo | 0 | 0 | 0 | 0 | 0 | 0
H | 0 | 0 | 0 | 0 | 0 | 0
LFG | 0 | 0 | 0 | 0 | 0 | 0
Nuc | 0 | 0 | 0 | 0 | 0 | 0
PS | 0 | 0 | 0 | 0 | 0 | 0
PV | 0 | 0 | 0 | 0 | 0 | 250.44
PeakG | 0 | 0 | 0 | 0 | 0 | 0
PeakO | 0 | 0 | 0 | 0 | 0 | 0
ST | 0 | 0 | 0 | 0 | 0 | 0
STOG | 0 | 0 | 0 | 0 | 0 | 27.72
STWD | 0 | 0 | 0 | 0 | 0 | 0
WT | 0 | 0 | 0 | 0 | 0 | 0
IGCC | 0 | 0 | 0 | 0 | 0 | 0
DemandResponse | 0 | 0 | 0 | 0 | 0 | 0
IGCC-CCS | 0 | 0 | 0 | 0 | 0 | 0
WT_off | 0 | 0 | 0 | 0 | 0 | 0
PseudoUnit | 0 | 0 | 0 | 0 | 0 | 0
FixedInterchange | 0 | 0 | 0 | 0 | 0 | 0
Cumulative Retirements of Capacity by Reporting Type: MISO_MI
ReportingType | 2015 | 2020 | 2025 | 2030 | 2035 | 2040
BM | 0 | 0 | 0 | 0 | 0 | 0
CC | 0 | 0 | 0 | 0 | 0 | 0
CSP | 0 | 0 | 0 | 0 | 0 | 0
CT | 0 | 0 | 0 | 0 | 0 | 0
Coal | 4780 | 9232 | 9232 | 9232 | 9232 | 9232
Geo | 0 | 0 | 0 | 0 | 0 | 0
H | 0 | 0 | 0 | 0 | 0 | 0
LFG | 0 | 0 | 0 | 0 | 0 | 0
Nuc | 0 | 0 | 0 | 0 | 778 | 778
PS | 0 | 0 | 0 | 0 | 0 | 0
PV | 0 | 0 | 0 | 0 | 0 | 0
PeakG | 0 | 0 | 0 | 0 | 0 | 0
PeakO | 0 | 0 | 0 | 0 | 0 | 0
ST | 0 | 0 | 0 | 0 | 0 | 0
STOG | 0 | 0 | 0 | 0 | 0 | 2250.65
STWD | 0 | 0 | 0 | 0 | 0 | 0
WT | 0 | 0 | 0 | 0 | 0 | 0
IGCC | 0 | 0 | 0 | 0 | 0 | 0
DemandResponse | 0 | 0 | 0 | 0 | 0 | 0
IGCC-CCS | 0 | 0 | 0 | 0 | 0 | 0
WT_off | 0 | 0 | 0 | 0 | 0 | 0
PseudoUnit | 0 | 0 | 0 | 0 | 0 | 0
FixedInterchange | 0 | 0 | 0 | 0 | 0 | 0
Cumulative Retirements of Capacity by Reporting Type: MISO_MO-IL
ReportingType | 2015 | 2020 | 2025 | 2030 | 2035 | 2040
BM | 0 | 0 | 0 | 0 | 0 | 0
CC | 0 | 0 | 0 | 0 | 0 | 0
CSP | 0 | 0 | 0 | 0 | 0 | 0
CT | 0 | 0 | 0 | 0 | 0 | 0
Coal | 4233.7 | 12407.7 | 12407.7 | 12407.7 | 12407.7 | 12407.7
Geo | 0 | 0 | 0 | 0 | 0 | 0
H | 0 | 0 | 0 | 0 | 0 | 0
LFG | 0 | 0 | 0 | 0 | 0 | 0
Nuc | 0 | 0 | 0 | 0 | 0 | 0
PS | 0 | 0 | 0 | 0 | 0 | 0
PV | 0 | 0 | 0 | 0 | 0 | 0
PeakG | 0 | 0 | 0 | 0 | 0 | 0
PeakO | 0 | 0 | 0 | 0 | 0 | 0
ST | 0 | 0 | 0 | 0 | 0 | 0
STOG | 0 | 0 | 0 | 0 | 0 | 146.79
STWD | 0 | 0 | 0 | 0 | 0 | 0
WT | 0 | 0 | 0 | 0 | 0 | 0
IGCC | 0 | 0 | 0 | 0 | 0 | 0
DemandResponse | 0 | 0 | 0 | 0 | 0 | 0
IGCC-CCS | 0 | 0 | 0 | 0 | 0 | 0
WT_off | 0 | 0 | 0 | 0 | 0 | 0
PseudoUnit | 0 | 0 | 0 | 0 | 0 | 0
FixedInterchange | 0 | 0 | 0 | 0 | 0 | 0
Cumulative Retirements of Capacity by Reporting Type: MISO_W
ReportingType | 2015 | 2020 | 2025 | 2030 | 2035 | 2040
BM | 0 | 0 | 0 | 0 | 0 | 0
CC | 0 | 0 | 0 | 0 | 0 | 0
CSP | 0 | 0 | 0 | 0 | 0 | 0
CT | 0 | 0 | 0 | 0 | 0 | 0
Coal | 3725.66 | 9673.67 | 10484.66 | 10484.66 | 11174.66 | 12784.06
Geo | 0 | 0 | 0 | 0 | 0 | 0
H | 0 | 0 | 0 | 0 | 0 | 0
LFG | 0 | 0 | 0 | 0 | 0 | 0
Nuc | 0 | 0 | 0 | 0 | 2361.23 | 2361.23
PS | 0 | 0 | 0 | 0 | 0 | 0
PV | 0 | 0 | 0 | 0 | 0 | 0
PeakG | 0 | 0 | 0 | 0 | 0 | 0
PeakO | 0 | 0 | 0 | 0 | 0 | 0
ST | 0 | 0 | 0 | 0 | 0 | 0
STOG | 0 | 0 | 0 | 0 | 0 | 10.4
STWD | 0 | 0 | 0 | 0 | 0 | 0
WT | 0 | 0 | 0 | 0 | 0 | 0
IGCC | 0 | 0 | 0 | 0 | 0 | 0
DemandResponse | 0 | 0 | 0 | 0 | 0 | 0
IGCC-CCS | 0 | 0 | 0 | 0 | 0 | 0
WT_off | 0 | 0 | 0 | 0 | 0 | 0
PseudoUnit | 0 | 0 | 0 | 0 | 0 | 0
FixedInterchange | 0 | 0 | 0 | 0 | 0 | 0
Cumulative Retirements of Capacity by Reporting Type: MISO_WUMS
ReportingType | 2015 | 2020 | 2025 | 2030 | 2035 | 2040
BM | 0 | 0 | 0 | 0 | 0 | 0
CC | 0 | 0 | 0 | 0 | 0 | 0
CSP | 0 | 0 | 0 | 0 | 0 | 0
CT | 0 | 0 | 0 | 0 | 0 | 0
Coal | 4191.1 | 6393.2 | 6393.2 | 6393.2 | 6393.2 | 6393.2
Geo | 0 | 0 | 0 | 0 | 0 | 0
H | 0 | 0 | 0 | 0 | 0 | 0
LFG | 0 | 0 | 0 | 0 | 0 | 0
Nuc | 0 | 0 | 0 | 0 | 1816.9 | 1816.9
PS | 0 | 0 | 0 | 0 | 0 | 0
PV | 0 | 0 | 0 | 0 | 0 | 0
PeakG | 0 | 0 | 0 | 0 | 0 | 0
PeakO | 0 | 0 | 0 | 0 | 0 | 0
ST | 0 | 0 | 0 | 0 | 0 | 0
STOG | 59.5 | 59.5 | 59.5 | 59.5 | 59.5 | 73.36
STWD | 0 | 0 | 0 | 0 | 0 | 0
WT | 0 | 0 | 0 | 0 | 0 | 0
IGCC | 0 | 0 | 0 | 0 | 0 | 0
DemandResponse | 0 | 0 | 0 | 0 | 0 | 0
IGCC-CCS | 0 | 0 | 0 | 0 | 0 | 0
WT_off | 0 | 0 | 0 | 0 | 0 | 0
PseudoUnit | 0 | 0 | 0 | 0 | 0 | 0
FixedInterchange | 0 | 0 | 0 | 0 | 0 | 0
Cumulative Retirements of Capacity by Reporting Type: Nebraska
ReportingType | 2015 | 2020 | 2025 | 2030 | 2035 | 2040
BM | 0 | 0 | 0 | 0 | 0 | 0
CC | 0 | 0 | 0 | 0 | 0 | 0
CSP | 0 | 0 | 0 | 0 | 0 | 0
CT | 0 | 0 | 0 | 0 | 0 | 0
Coal | 0 | 3195.8 | 3195.8 | 3195.8 | 3195.8 | 3195.8
Geo | 0 | 0 | 0 | 0 | 0 | 0
H | 0 | 0 | 0 | 0 | 0 | 0
LFG | 0 | 0 | 0 | 0 | 0 | 0
Nuc | 0 | 0 | 0 | 0 | 1251.8 | 1251.8
PS | 0 | 0 | 0 | 0 | 0 | 0
PV | 0 | 0 | 0 | 0 | 0 | 0
PeakG | 0 | 0 | 0 | 0 | 0 | 0
PeakO | 0 | 0 | 0 | 0 | 0 | 0
ST | 0 | 0 | 0 | 0 | 0 | 0
STOG | 270 | 270 | 270 | 270 | 270 | 270
STWD | 0 | 0 | 0 | 0 | 0 | 0
WT | 0 | 0 | 0 | 0 | 0 | 0
IGCC | 0 | 0 | 0 | 0 | 0 | 0
DemandResponse | 0 | 0 | 0 | 0 | 0 | 0
IGCC-CCS | 0 | 0 | 0 | 0 | 0 | 0
WT_off | 0 | 0 | 0 | 0 | 0 | 0
PseudoUnit | 0 | 0 | 0 | 0 | 0 | 0
FixedInterchange | 0 | 0 | 0 | 0 | 0 | 0
Cumulative Retirements of Capacity by Reporting Type: NEISO
ReportingType | 2015 | 2020 | 2025 | 2030 | 2035 | 2040
BM | 0 | 0 | 0 | 0 | 0 | 0
CC | 1025.09 | 1624.53 | 1624.53 | 1624.53 | 1624.53 | 1624.53
CSP | 0 | 0 | 0 | 0 | 0 | 0
CT | 0 | 0 | 0 | 0 | 0 | 0
Coal | 2250.13 | 2570.13 | 2570.13 | 2570.13 | 2570.13 | 2570.13
Geo | 0 | 0 | 0 | 0 | 0 | 0
H | 0 | 0 | 0 | 0 | 0 | 0
LFG | 0 | 0 | 0 | 0 | 0 | 0
Nuc | 0 | 0 | 0 | 0 | 1289 | 2165.92
PS | 0 | 0 | 0 | 0 | 0 | 0
PV | 0 | 0 | 0 | 0 | 0 | 0
PeakG | 0 | 0 | 0 | 0 | 0 | 0
PeakO | 0 | 0 | 0 | 0 | 0 | 0
ST | 0 | 0 | 0 | 0 | 0 | 0
STOG | 6237 | 6237 | 6237 | 6237 | 6237 | 6237
STWD | 0 | 0 | 0 | 0 | 0 | 0
WT | 0 | 0 | 0 | 0 | 0 | 0
IGCC | 0 | 0 | 0 | 0 | 0 | 0
DemandResponse | 0 | 0 | 0 | 0 | 0 | 0
IGCC-CCS | 0 | 0 | 0 | 0 | 0 | 0
WT_off | 0 | 0 | 0 | 0 | 0 | 0
PseudoUnit | 0 | 0 | 0 | 0 | 0 | 0
FixedInterchange | 0 | 0 | 0 | 0 | 0 | 0
Cumulative Retirements of Capacity by Reporting Type: NonRTO_Midwest
ReportingType | 2015 | 2020 | 2025 | 2030 | 2035 | 2040
BM | 0 | 0 | 0 | 0 | 0 | 0
CC | 0 | 0 | 0 | 0 | 0 | 2860.06
CSP | 0 | 0 | 0 | 0 | 0 | 0
CT | 0 | 0 | 0 | 0 | 0 | 0
Coal | 3647.56 | 6408.99 | 6446.93 | 6954.99 | 6954.99 | 6954.99
Geo | 0 | 0 | 0 | 0 | 0 | 0
H | 0 | 0 | 0 | 0 | 0 | 0
LFG | 0 | 0 | 0 | 0 | 0 | 0
Nuc | 0 | 0 | 0 | 0 | 0 | 0
PS | 0 | 0 | 0 | 0 | 0 | 0
PV | 0 | 0 | 0 | 0 | 0 | 0
PeakG | 0 | 0 | 0 | 0 | 0 | 0
PeakO | 0 | 0 | 0 | 0 | 12 | 12
ST | 0 | 0 | 0 | 0 | 0 | 0
STOG | 0 | 0 | 0 | 0 | 0 | 0
STWD | 0 | 0 | 0 | 0 | 0 | 0
WT | 0 | 0 | 0 | 0 | 0 | 0
IGCC | 0 | 0 | 0 | 0 | 0 | 0
DemandResponse | 0 | 0 | 0 | 0 | 0 | 0
IGCC-CCS | 0 | 0 | 0 | 0 | 0 | 0
WT_off | 0 | 0 | 0 | 0 | 0 | 0
PseudoUnit | 0 | 0 | 0 | 0 | 0 | 0
FixedInterchange | 0 | 0 | 0 | 0 | 0 | 0
Cumulative Retirements of Capacity by Reporting Type: NYISO_A-F
ReportingType | 2015 | 2020 | 2025 | 2030 | 2035 | 2040
BM | 0 | 0 | 0 | 0 | 0 | 0
CC | 0 | 0 | 0 | 0 | 0 | 0
CSP | 0 | 0 | 0 | 0 | 0 | 0
CT | 0 | 0 | 0 | 0 | 0 | 0
Coal | 2251.9 | 2251.9 | 2251.9 | 2251.9 | 2251.9 | 2251.9
Geo | 0 | 0 | 0 | 0 | 0 | 0
H | 0 | 0 | 0 | 0 | 0 | 0
LFG | 0 | 0 | 0 | 0 | 0 | 0
Nuc | 0 | 0 | 0 | 621.2 | 1201.7 | 2053.9
PS | 0 | 0 | 0 | 0 | 0 | 0
PV | 0 | 0 | 0 | 0 | 0 | 0
PeakG | 0 | 0 | 0 | 0 | 0 | 0
PeakO | 0 | 0 | 0 | 0 | 0 | 0
ST | 0 | 0 | 0 | 0 | 0 | 0
STOG | 1701 | 1701 | 1701 | 1701 | 1701 | 1701
STWD | 0 | 0 | 0 | 0 | 0 | 0
WT | 0 | 0 | 0 | 0 | 0 | 0
IGCC | 0 | 0 | 0 | 0 | 0 | 0
DemandResponse | 0 | 0 | 0 | 0 | 0 | 0
IGCC-CCS | 0 | 0 | 0 | 0 | 0 | 0
WT_off | 0 | 0 | 0 | 0 | 0 | 0
PseudoUnit | 0 | 0 | 0 | 0 | 0 | 0
FixedInterchange | 0 | 0 | 0 | 0 | 0 | 0
Cumulative Retirements of Capacity by Reporting Type: NYISO_G-I
ReportingType | 2015 | 2020 | 2025 | 2030 | 2035 | 2040
BM | 0 | 0 | 0 | 0 | 0 | 0
CC | 0 | 0 | 0 | 0 | 0 | 0
CSP | 0 | 0 | 0 | 0 | 0 | 0
CT | 0 | 0 | 0 | 0 | 0 | 0
Coal | 368.2 | 368.2 | 368.2 | 368.2 | 368.2 | 368.2
Geo | 0 | 0 | 0 | 0 | 0 | 0
H | 0 | 0 | 0 | 0 | 0 | 0
LFG | 0 | 0 | 0 | 0 | 0 | 0
Nuc | 0 | 0 | 0 | 0 | 1019.6 | 2044.6
PS | 0 | 0 | 0 | 0 | 0 | 0
PV | 0 | 0 | 0 | 0 | 0 | 0
PeakG | 0 | 0 | 0 | 0 | 0 | 0
PeakO | 0 | 0 | 0 | 0 | 0 | 0
ST | 0 | 0 | 0 | 0 | 0 | 0
STOG | 2431 | 2431 | 2431 | 2431 | 2431 | 2431
STWD | 0 | 0 | 0 | 0 | 0 | 0
WT | 0 | 0 | 0 | 0 | 0 | 0
IGCC | 0 | 0 | 0 | 0 | 0 | 0
DemandResponse | 0 | 0 | 0 | 0 | 0 | 0
IGCC-CCS | 0 | 0 | 0 | 0 | 0 | 0
WT_off | 0 | 0 | 0 | 0 | 0 | 0
PseudoUnit | 0 | 0 | 0 | 0 | 0 | 0
FixedInterchange | 0 | 0 | 0 | 0 | 0 | 0
Cumulative Retirements of Capacity by Reporting Type: NYISO_J-K
ReportingType | 2015 | 2020 | 2025 | 2030 | 2035 | 2040
BM | 0 | 0 | 0 | 0 | 0 | 0
CC | 0 | 0 | 0 | 0 | 0 | 0
CSP | 0 | 0 | 0 | 0 | 0 | 0
CT | 0 | 0 | 0 | 0 | 0 | 0
Coal | 0 | 0 | 0 | 0 | 0 | 0
Geo | 0 | 0 | 0 | 0 | 0 | 0
H | 0 | 0 | 0 | 0 | 0 | 0
LFG | 0 | 0 | 0 | 0 | 0 | 0
Nuc | 0 | 0 | 0 | 0 | 0 | 0
PS | 0 | 0 | 0 | 0 | 0 | 0
PV | 0 | 0 | 0 | 0 | 0 | 0
PeakG | 0 | 0 | 0 | 0 | 0 | 0
PeakO | 0 | 0 | 0 | 0 | 0 | 0
ST | 0 | 0 | 0 | 0 | 0 | 0
STOG | 1287.25 | 1287.25 | 1287.25 | 1287.25 | 1287.25 | 1287.25
STWD | 0 | 0 | 0 | 0 | 0 | 0
WT | 0 | 0 | 0 | 0 | 0 | 0
IGCC | 0 | 0 | 0 | 0 | 0 | 0
DemandResponse | 0 | 0 | 0 | 0 | 0 | 0
IGCC-CCS | 0 | 0 | 0 | 0 | 0 | 0
WT_off | 0 | 0 | 0 | 0 | 0 | 0
PseudoUnit | 0 | 0 | 0 | 0 | 0 | 0
FixedInterchange | 0 | 0 | 0 | 0 | 0 | 0
Cumulative Retirements of Capacity by Reporting Type: PJM_E
ReportingType | 2015 | 2020 | 2025 | 2030 | 2035 | 2040
BM | 0 | 0 | 0 | 0 | 0 | 0
CC | 0 | 0 | 0 | 0 | 0 | 0
CSP | 0 | 0 | 0 | 0 | 0 | 0
CT | 0 | 0 | 0 | 0 | 0 | 0
Coal | 2804 | 3372 | 3372 | 3372 | 3372 | 3372
Geo | 0 | 0 | 0 | 0 | 0 | 0
H | 0 | 0 | 0 | 0 | 0 | 0
LFG | 0 | 0 | 0 | 0 | 0 | 0
Nuc | 0 | 614.5 | 614.5 | 614.5 | 2838.5 | 4012.5
PS | 0 | 0 | 0 | 0 | 0 | 0
PV | 0 | 0 | 0 | 0 | 0 | 0
PeakG | 268.5 | 268.5 | 268.5 | 268.5 | 268.5 | 268.5
PeakO | 2.7 | 2.7 | 2.7 | 2.7 | 2.7 | 2.7
ST | 0 | 0 | 0 | 0 | 0 | 0
STOG | 1132.99 | 1132.99 | 1132.99 | 1132.99 | 1132.99 | 1132.99
STWD | 0 | 0 | 0 | 0 | 0 | 0
WT | 0 | 0 | 0 | 0 | 0 | 0
IGCC | 0 | 0 | 0 | 0 | 0 | 0
DemandResponse | 0 | 0 | 0 | 0 | 0 | 0
IGCC-CCS | 0 | 0 | 0 | 0 | 0 | 0
WT_off | 0 | 0 | 0 | 0 | 0 | 0
PseudoUnit | 0 | 0 | 0 | 0 | 0 | 0
FixedInterchange | 0 | 0 | 0 | 0 | 0 | 0
Cumulative Retirements of Capacity by Reporting Type: PJM_ROM
ReportingType | 2015 | 2020 | 2025 | 2030 | 2035 | 2040
BM | 0 | 0 | 0 | 0 | 0 | 0
CC | 0 | 0 | 0 | 0 | 0 | 0
CSP | 0 | 0 | 0 | 0 | 0 | 0
CT | 0 | 0 | 0 | 0 | 0 | 0
Coal | 10989.5 | 12744.5 | 12744.5 | 12744.5 | 12744.5 | 12744.5
Geo | 0 | 0 | 0 | 0 | 0 | 0
H | 0 | 0 | 0 | 0 | 0 | 0
LFG | 0 | 0 | 0 | 0 | 0 | 0
Nuc | 0 | 0 | 0 | 0 | 1732 | 2631
PS | 0 | 0 | 0 | 0 | 0 | 0
PV | 0 | 0 | 0 | 0 | 0 | 0
PeakG | 0 | 0 | 0 | 0 | 0 | 0
PeakO | 270 | 270 | 270 | 270 | 270 | 270
ST | 0 | 0 | 0 | 0 | 0 | 0
STOG | 580 | 580 | 580 | 580 | 580 | 3789.71
STWD | 0 | 0 | 0 | 0 | 0 | 0
WT | 0 | 0 | 0 | 0 | 0 | 0
IGCC | 0 | 0 | 0 | 0 | 0 | 0
DemandResponse | 0 | 0 | 0 | 0 | 0 | 0
IGCC-CCS | 0 | 0 | 0 | 0 | 0 | 0
WT_off | 0 | 0 | 0 | 0 | 0 | 0
PseudoUnit | 0 | 0 | 0 | 0 | 0 | 0
FixedInterchange | 0 | 0 | 0 | 0 | 0 | 0
Cumulative Retirements of Capacity by Reporting Type: PJM_ROR
ReportingType | 2015 | 2020 | 2025 | 2030 | 2035 | 2040
BM | 0 | 0 | 0 | 0 | 0 | 0
CC | 0 | 0 | 0 | 0 | 0 | 0
CSP | 0 | 0 | 0 | 0 | 0 | 0
CT | 0 | 0 | 0 | 0 | 0 | 0
Coal | 31560.4 | 42778.4 | 42778.4 | 42778.4 | 42778.4 | 42778.4
Geo | 0 | 0 | 0 | 0 | 0 | 0
H | 0 | 0 | 0 | 0 | 0 | 0
LFG | 0 | 0 | 0 | 0 | 0 | 0
Nuc | 0 | 0 | 0 | 867 | 5142 | 10025.16
PS | 0 | 0 | 0 | 0 | 0 | 0
PV | 0 | 0 | 0 | 0 | 0 | 0
PeakG | 0 | 0 | 0 | 0 | 0 | 0
PeakO | 19 | 19 | 19 | 19 | 19 | 19
ST | 0 | 0 | 0 | 0 | 0 | 0
STOG | 35 | 516.39 | 516.39 | 516.39 | 516.39 | 2122
STWD | 0 | 0 | 0 | 0 | 0 | 0
WT | 0 | 0 | 0 | 0 | 0 | 0
IGCC | 0 | 0 | 0 | 0 | 0 | 0
DemandResponse | 0 | 0 | 0 | 0 | 0 | 0
IGCC-CCS | 0 | 0 | 0 | 0 | 0 | 0
WT_off | 0 | 0 | 0 | 0 | 0 | 0
PseudoUnit | 0 | 0 | 0 | 0 | 0 | 0
FixedInterchange | 0 | 0 | 0 | 0 | 0 | 0
Cumulative Retirements of Capacity by Reporting Type: SOCO
ReportingType | 2015 | 2020 | 2025 | 2030 | 2035 | 2040
BM | 0 | 0 | 0 | 0 | 0 | 0
CC | 186 | 186 | 186 | 186 | 6627.72 | 15523.05
CSP | 0 | 0 | 0 | 0 | 0 | 0
CT | 0 | 0 | 0 | 0 | 0 | 0
Coal | 16899.7 | 22208.7 | 22208.7 | 22208.7 | 22208.7 | 22208.7
Geo | 0 | 0 | 0 | 0 | 0 | 0
H | 0 | 0 | 0 | 0 | 0 | 0
LFG | 0 | 0 | 0 | 0 | 0 | 0
Nuc | 0 | 0 | 0 | 0 | 0 | 2645.05
PS | 0 | 0 | 0 | 0 | 0 | 0
PV | 0 | 0 | 0 | 0 | 0 | 0
PeakG | 210 | 210 | 210 | 1746.85 | 6294.6 | 6294.6
PeakO | 1139 | 1139 | 1139 | 1139 | 1139 | 1139
ST | 0 | 0 | 0 | 0 | 0 | 0
STOG | 854 | 854 | 854 | 854 | 854 | 854
STWD | 0 | 0 | 0 | 0 | 0 | 0
WT | 0 | 0 | 0 | 0 | 0 | 0
IGCC | 0 | 0 | 0 | 0 | 0 | 0
DemandResponse | 0 | 0 | 0 | 0 | 0 | 0
IGCC-CCS | 0 | 0 | 0 | 0 | 0 | 0
WT_off | 0 | 0 | 0 | 0 | 0 | 0
PseudoUnit | 0 | 0 | 0 | 0 | 0 | 0
FixedInterchange | 0 | 0 | 0 | 0 | 0 | 0
Cumulative Retirements of Capacity by Reporting Type: SPP_N
ReportingType | 2015 | 2020 | 2025 | 2030 | 2035 | 2040
BM | 0 | 0 | 0 | 0 | 0 | 0
CC | 0 | 0 | 0 | 0 | 0 | 0
CSP | 0 | 0 | 0 | 0 | 0 | 0
CT | 0 | 0 | 0 | 0 | 0 | 0
Coal | 621 | 3796.13 | 4888.5 | 4888.5 | 5932.5 | 5932.5
Geo | 0 | 0 | 0 | 0 | 0 | 0
H | 0 | 0 | 0 | 0 | 0 | 0
LFG | 0 | 0 | 0 | 0 | 0 | 0
Nuc | 0 | 0 | 0 | 0 | 0 | 0
PS | 0 | 0 | 0 | 0 | 0 | 0
PV | 0 | 0 | 0 | 0 | 0 | 0
PeakG | 0 | 0 | 0 | 0 | 0 | 0
PeakO | 0 | 0 | 0 | 0 | 0 | 0
ST | 0 | 0 | 0 | 0 | 0 | 0
STOG | 94.23 | 94.23 | 94.23 | 94.23 | 181.44 | 181.44
STWD | 0 | 0 | 0 | 0 | 0 | 0
WT | 0 | 0 | 0 | 0 | 0 | 0
IGCC | 0 | 0 | 0 | 0 | 0 | 0
DemandResponse | 0 | 0 | 0 | 0 | 0 | 0
IGCC-CCS | 0 | 0 | 0 | 0 | 0 | 0
WT_off | 0 | 0 | 0 | 0 | 0 | 0
PseudoUnit | 0 | 0 | 0 | 0 | 0 | 0
FixedInterchange | 0 | 0 | 0 | 0 | 0 | 0
Cumulative Retirements of Capacity by Reporting Type: SPP_S
ReportingType | 2015 | 2020 | 2025 | 2030 | 2035 | 2040
BM | 0 | 0 | 0 | 0 | 0 | 0
CC | 0 | 0 | 0 | 0 | 0 | 0
CSP | 0 | 0 | 0 | 0 | 0 | 0
CT | 0 | 0 | 0 | 0 | 0 | 0
Coal | 2743.08 | 11365.93 | 11365.93 | 11365.93 | 13139.93 | 13139.93
Geo | 0 | 0 | 0 | 0 | 0 | 0
H | 0 | 0 | 0 | 0 | 0 | 0
LFG | 0 | 0 | 0 | 0 | 0 | 0
Nuc | 0 | 0 | 0 | 0 | 0 | 0
PS | 0 | 0 | 0 | 0 | 0 | 0
PV | 0 | 0 | 0 | 0 | 0 | 0
PeakG | 0 | 0 | 0 | 0 | 0 | 0
PeakO | 0 | 0 | 0 | 0 | 0 | 0
ST | 0 | 0 | 0 | 0 | 0 | 0
STOG | 3206.46 | 3206.46 | 3206.46 | 3206.46 | 3275.2 | 3275.2
STWD | 0 | 0 | 0 | 0 | 0 | 0
WT | 0 | 0 | 0 | 0 | 0 | 0
IGCC | 0 | 0 | 0 | 0 | 0 | 0
DemandResponse | 0 | 0 | 0 | 0 | 0 | 0
IGCC-CCS | 0 | 0 | 0 | 0 | 0 | 0
WT_off | 0 | 0 | 0 | 0 | 0 | 0
PseudoUnit | 0 | 0 | 0 | 0 | 0 | 0
FixedInterchange | 0 | 0 | 0 | 0 | 0 | 0
Cumulative Retirements of Capacity by Reporting Type: TVA
ReportingType | 2015 | 2020 | 2025 | 2030 | 2035 | 2040
BM | 0 | 0 | 0 | 0 | 0 | 0
CC | 0 | 0 | 0 | 0 | 320 | 4935.97
CSP | 0 | 0 | 0 | 0 | 0 | 0
CT | 0 | 0 | 0 | 0 | 0 | 0
Coal | 9166 | 11270 | 11270 | 11270 | 11710 | 11710
Geo | 0 | 0 | 0 | 0 | 0 | 0
H | 0 | 0 | 0 | 0 | 0 | 0
LFG | 0 | 0 | 0 | 0 | 0 | 0
Nuc | 0 | 0 | 0 | 0 | 2512.33 | 3791
PS | 0 | 0 | 0 | 0 | 0 | 0
PV | 0 | 0 | 0 | 0 | 0 | 0
PeakG | 0 | 0 | 0 | 0 | 0 | 0
PeakO | 0 | 0 | 0 | 0 | 0 | 83
ST | 0 | 0 | 0 | 0 | 0 | 0
STOG | 0 | 0 | 0 | 0 | 0 | 0
STWD | 0 | 0 | 0 | 0 | 0 | 0
WT | 0 | 0 | 0 | 0 | 0 | 0
IGCC | 0 | 0 | 0 | 0 | 0 | 0
DemandResponse | 0 | 0 | 0 | 0 | 0 | 0
IGCC-CCS | 0 | 0 | 0 | 0 | 0 | 0
WT_off | 0 | 0 | 0 | 0 | 0 | 0
PseudoUnit | 0 | 0 | 0 | 0 | 0 | 0
FixedInterchange | 0 | 0 | 0 | 0 | 0 | 0
Cumulative Retirements of Capacity by Reporting Type: TVA_Transmission
ReportingType | 2015 | 2020 | 2025 | 2030 | 2035 | 2040
BM | 0 | 0 | 0 | 0 | 0 | 0
CC | 0 | 0 | 0 | 0 | 0 | 0
CSP | 0 | 0 | 0 | 0 | 0 | 0
CT | 0 | 0 | 0 | 0 | 0 | 0
Coal | 0 | 0 | 0 | 0 | 0 | 0
Geo | 0 | 0 | 0 | 0 | 0 | 0
H | 0 | 0 | 0 | 0 | 0 | 0
LFG | 0 | 0 | 0 | 0 | 0 | 0
Nuc | 0 | 0 | 0 | 0 | 0 | 0
PS | 0 | 0 | 0 | 0 | 0 | 0
PV | 0 | 0 | 0 | 0 | 0 | 0
PeakG | 0 | 0 | 0 | 0 | 0 | 0
PeakO | 0 | 0 | 0 | 0 | 0 | 0
ST | 0 | 0 | 0 | 0 | 0 | 0
STOG | 0 | 0 | 0 | 0 | 0 | 0
STWD | 0 | 0 | 0 | 0 | 0 | 0
WT | 0 | 0 | 0 | 0 | 0 | 0
IGCC | 0 | 0 | 0 | 0 | 0 | 0
DemandResponse | 0 | 0 | 0 | 0 | 0 | 0
IGCC-CCS | 0 | 0 | 0 | 0 | 0 | 0
WT_off | 0 | 0 | 0 | 0 | 0 | 0
PseudoUnit | 0 | 0 | 0 | 0 | 0 | 0
FixedInterchange | 0 | 0 | 0 | 0 | 0 | 0
Cumulative Retirements of Capacity by Reporting Type: VACAR
ReportingType | 2015 | 2020 | 2025 | 2030 | 2035 | 2040
BM | 0 | 0 | 0 | 0 | 0 | 0
CC | 0 | 0 | 0 | 0 | 446.14 | 446.14
CSP | 0 | 0 | 0 | 0 | 0 | 0
CT | 0 | 0 | 0 | 0 | 0 | 717.2
Coal | 14749.73 | 14796.51 | 15845.35 | 17017.7 | 17878.04 | 17878.04
Geo | 0 | 0 | 0 | 0 | 0 | 0
H | 0 | 0 | 0 | 0 | 0 | 0
LFG | 0 | 0 | 0 | 0 | 0 | 0
Nuc | 0 | 0 | 0 | 0 | 3248 | 5106
PS | 0 | 0 | 0 | 0 | 0 | 0
PV | 0 | 0 | 0 | 0 | 0 | 0
PeakG | 0 | 0 | 0 | 0 | 0 | 0
PeakO | 0 | 0 | 0 | 0 | 1268 | 1268
ST | 0 | 0 | 0 | 0 | 0 | 0
STOG | 0 | 0 | 0 | 0 | 92 | 92
STWD | 0 | 0 | 0 | 0 | 0 | 0
WT | 0 | 0 | 0 | 0 | 0 | 0
IGCC | 0 | 0 | 0 | 0 | 0 | 0
DemandResponse | 0 | 0 | 0 | 0 | 0 | 0
IGCC-CCS | 0 | 0 | 0 | 0 | 0 | 0
WT_off | 0 | 0 | 0 | 0 | 0 | 0
PseudoUnit | 0 | 0 | 0 | 0 | 0 | 0
FixedInterchange | 0 | 0 | 0 | 0 | 0 | 0
Cumulative Retirements of Capacity by Reporting Type: IESO
ReportingType | 2015 | 2020 | 2025 | 2030 | 2035 | 2040
BM | 0 | 0 | 0 | 0 | 0 | 0
CC | 3603.48 | 3603.48 | 3603.48 | 3603.48 | 3603.48 | 3603.48
CSP | 0 | 0 | 0 | 0 | 0 | 0
CT | 0 | 0 | 0 | 0 | 0 | 0
Coal | 6416 | 6416 | 6416 | 6416 | 6416 | 6416
Geo | 0 | 0 | 0 | 0 | 0 | 0
H | 0 | 0 | 0 | 0 | 0 | 0
LFG | 0 | 0 | 0 | 0 | 0 | 0
Nuc | 0 | 0 | 0 | 0 | 1030 | 2570
PS | 0 | 0 | 0 | 0 | 0 | 0
PV | 0 | 0 | 0 | 0 | 1067.26 | 1067.26
PeakG | 0 | 0 | 0 | 0 | 0 | 0
PeakO | 0.65 | 0.65 | 0.65 | 0.65 | 0.65 | 0.65
ST | 0 | 0 | 0 | 0 | 0 | 0
STOG | 2126 | 2126 | 2126 | 2126 | 2126 | 2126
STWD | 0 | 0 | 0 | 0 | 0 | 0
WT | 0 | 0 | 0 | 0 | 0 | 0
IGCC | 0 | 0 | 0 | 0 | 0 | 0
DemandResponse | 0 | 0 | 0 | 0 | 0 | 0
IGCC-CCS | 0 | 0 | 0 | 0 | 0 | 0
WT_off | 0 | 0 | 0 | 0 | 0 | 0
PseudoUnit | 0 | 0 | 0 | 0 | 0 | 0
FixedInterchange | 0 | 0 | 0 | 0 | 0 | 0
Cumulative Retirements of Capacity by Reporting Type: MAPP_CA
ReportingType | 2015 | 2020 | 2025 | 2030 | 2035 | 2040
BM | 0 | 0 | 0 | 0 | 0 | 0
CC | 0 | 0 | 421.13 | 731 | 731 | 767.23
CSP | 0 | 0 | 0 | 0 | 0 | 0
CT | 0 | 0 | 0 | 0 | 0 | 0
Coal | 1076.84 | 1079.22 | 1745.9 | 1745.9 | 1745.9 | 1745.9
Geo | 0 | 0 | 0 | 0 | 0 | 0
H | 0 | 0 | 0 | 0 | 0 | 0
LFG | 0 | 0 | 0 | 0 | 0 | 0
Nuc | 0 | 0 | 0 | 0 | 0 | 0
PS | 0 | 0 | 0 | 0 | 0 | 0
PV | 0 | 0 | 0 | 0 | 0 | 0
PeakG | 0 | 0 | 0 | 0 | 0 | 0
PeakO | 0 | 0 | 0 | 0 | 0 | 0
ST | 0 | 0 | 0 | 0 | 0 | 0
STOG | 0 | 0 | 126 | 126 | 126 | 126
STWD | 0 | 0 | 0 | 0 | 0 | 0
WT | 0 | 0 | 0 | 0 | 0 | 0
IGCC | 0 | 0 | 0 | 0 | 0 | 0
DemandResponse | 0 | 0 | 0 | 0 | 0 | 0
IGCC-CCS | 0 | 0 | 0 | 0 | 0 | 0
WT_off | 0 | 0 | 0 | 0 | 0 | 0
PseudoUnit | 0 | 0 | 0 | 0 | 0 | 0
FixedInterchange | 0 | 0 | 0 | 0 | 0 | 0
Cumulative Retirements of Capacity by Reporting Type: AZ_NM_SNV_Coal
ReportingType | 2015 | 2020 | 2025 | 2030 | 2035 | 2040
BM | 0 | 0 | 0 | 0 | 0 | 0
CC | 0 | 0 | 0 | 0 | 0 | 0
CSP | 0 | 0 | 0 | 0 | 0 | 0
CT | 0 | 0 | 0 | 0 | 0 | 0
Coal | 2863.68 | 4994.43 | 9377.23 | 9377.23 | 9648 | 9648
Geo | 0 | 0 | 0 | 0 | 0 | 0
H | 0 | 0 | 0 | 0 | 0 | 0
LFG | 0 | 0 | 0 | 0 | 0 | 0
Nuc | 0 | 0 | 0 | 0 | 0 | 0
PS | 0 | 0 | 0 | 0 | 0 | 0
PV | 0 | 0 | 0 | 0 | 0 | 0
PeakG | 0 | 0 | 0 | 0 | 0 | 0
PeakO | 0 | 0 | 0 | 0 | 0 | 0
ST | 0 | 0 | 0 | 0 | 0 | 0
STOG | 0 | 0 | 0 | 0 | 0 | 0
STWD | 0 | 0 | 0 | 0 | 0 | 0
WT | 0 | 0 | 0 | 0 | 0 | 0
IGCC | 0 | 0 | 0 | 0 | 0 | 0
DemandResponse | 0 | 0 | 0 | 0 | 0 | 0
IGCC-CCS | 0 | 0 | 0 | 0 | 0 | 0
WT_off | 0 | 0 | 0 | 0 | 0 | 0
PseudoUnit | 0 | 0 | 0 | 0 | 0 | 0
FixedInterchange | 0 | 0 | 0 | 0 | 0 | 0
Cumulative Retirements of Capacity by Reporting Type: AZ_NM_SNV_Gas
ReportingType | 2015 | 2020 | 2025 | 2030 | 2035 | 2040
BM | 0 | 0 | 0 | 0 | 0 | 0
CC | 0 | 0 | 0 | 0 | 0 | 0
CSP | 0 | 0 | 0 | 0 | 0 | 0
CT | 0 | 0 | 0 | 0 | 0 | 0
Coal | 0 | 0 | 0 | 0 | 0 | 0
Geo | 0 | 0 | 0 | 0 | 0 | 0
H | 0 | 0 | 0 | 0 | 0 | 0
LFG | 0 | 0 | 0 | 0 | 0 | 0
Nuc | 0 | 0 | 0 | 0 | 0 | 0
PS | 0 | 0 | 0 | 0 | 0 | 0
PV | 0 | 0 | 0 | 0 | 0 | 0
PeakG | 0 | 0 | 0 | 0 | 0 | 0
PeakO | 0 | 0 | 0 | 0 | 0 | 0
ST | 0 | 0 | 0 | 0 | 0 | 0
STOG | 2064 | 2064 | 2064 | 2064 | 2064 | 2064
STWD | 0 | 0 | 0 | 0 | 0 | 0
WT | 0 | 0 | 0 | 0 | 0 | 0
IGCC | 0 | 0 | 0 | 0 | 0 | 0
DemandResponse | 0 | 0 | 0 | 0 | 0 | 0
IGCC-CCS | 0 | 0 | 0 | 0 | 0 | 0
WT_off | 0 | 0 | 0 | 0 | 0 | 0
PseudoUnit | 0 | 0 | 0 | 0 | 0 | 0
FixedInterchange | 0 | 0 | 0 | 0 | 0 | 0
Cumulative Retirements of Capacity by Reporting Type: AZ_NM_SNV_NucRenew
ReportingType | 2015 | 2020 | 2025 | 2030 | 2035 | 2040
BM | 0 | 0 | 0 | 0 | 0 | 0
CC | 0 | 0 | 0 | 0 | 0 | 0
CSP | 65 | 65 | 65 | 65 | 65 | 65
CT | 0 | 0 | 0 | 0 | 0 | 0
Coal | 0 | 0 | 0 | 0 | 0 | 0
Geo | 0 | 0 | 0 | 0 | 0 | 0
H | 0 | 0 | 0 | 0 | 0 | 0
LFG | 0 | 0 | 0 | 0 | 0 | 0
Nuc | 0 | 0 | 0 | 0 | 0 | 0
PS | 0 | 0 | 0 | 0 | 0 | 0
PV | 0 | 0 | 0 | 0 | 0 | 0
PeakG | 0 | 0 | 0 | 0 | 0 | 0
PeakO | 0 | 0 | 0 | 0 | 0 | 0
ST | 0 | 0 | 0 | 0 | 0 | 0
STOG | 0 | 0 | 0 | 0 | 0 | 0
STWD | 0 | 0 | 0 | 0 | 0 | 0
WT | 0 | 0 | 0 | 0 | 0 | 0
IGCC | 0 | 0 | 0 | 0 | 0 | 0
DemandResponse | 0 | 0 | 0 | 0 | 0 | 0
IGCC-CCS | 0 | 0 | 0 | 0 | 0 | 0
WT_off | 0 | 0 | 0 | 0 | 0 | 0
PseudoUnit | 0 | 0 | 0 | 0 | 0 | 0
FixedInterchange | 0 | 0 | 0 | 0 | 0 | 0
Cumulative Retirements of Capacity by Reporting Type: ERCOT
ReportingType | 2015 | 2020 | 2025 | 2030 | 2035 | 2040
BM | 0 | 0 | 0 | 0 | 0 | 0
CC | 0 | 0 | 0 | 0 | 0 | 0
CSP | 0 | 0 | 0 | 0 | 0 | 0
CT | 0 | 0 | 0 | 0 | 250 | 250
Coal | 14574.87 | 15501.87 | 16061.87 | 16061.87 | 16061.87 | 16061.87
Geo | 0 | 0 | 0 | 0 | 0 | 0
H | 0 | 0 | 0 | 0 | 0 | 0
LFG | 0 | 0 | 0 | 0 | 0 | 0
Nuc | 0 | 0 | 0 | 0 | 0 | 0
PS | 0 | 0 | 0 | 0 | 0 | 0
PV | 0 | 0 | 0 | 0 | 14 | 14
PeakG | 0 | 0 | 0 | 0 | 0 | 0
PeakO | 0 | 0 | 0 | 0 | 0 | 0
ST | 0 | 0 | 0 | 0 | 0 | 0
STOG | 7099.7 | 7099.7 | 7136.86 | 7136.86 | 15131.15 | 15131.15
STWD | 0 | 0 | 0 | 0 | 0 | 0
WT | 0 | 0 | 0 | 0 | 0 | 0
IGCC | 0 | 0 | 0 | 0 | 0 | 0
DemandResponse | 0 | 0 | 0 | 0 | 0 | 0
IGCC-CCS | 0 | 0 | 0 | 0 | 0 | 0
WT_off | 0 | 0 | 0 | 0 | 0 | 0
PseudoUnit | 0 | 0 | 0 | 0 | 0 | 0
FixedInterchange | 0 | 0 | 0 | 0 | 0 | 0
Cumulative Retirements of Capacity by Reporting Type: NP15
ReportingType | 2015 | 2020 | 2025 | 2030 | 2035 | 2040
BM | 0 | 0 | 0 | 0 | 0 | 0
CC | 0 | 0 | 0 | 0 | 0 | 5949.49
CSP | 0 | 0 | 0 | 0 | 0 | 0
CT | 0 | 0 | 0 | 0 | 0 | 0
Coal | 163.7 | 191.9 | 191.9 | 191.9 | 191.9 | 191.9
Geo | 0 | 0 | 0 | 0 | 0 | 0
H | 0 | 0 | 0 | 0 | 0 | 0
LFG | 0 | 0 | 0 | 0 | 0 | 0
Nuc | 0 | 0 | 0 | 0 | 0 | 0
PS | 0 | 0 | 0 | 0 | 0 | 0
PV | 0 | 0 | 0 | 0 | 0 | 0
PeakG | 0 | 0 | 0 | 0 | 0 | 0
PeakO | 156 | 156 | 156 | 156 | 156 | 156
ST | 0 | 0 | 0 | 0 | 0 | 0
STOG | 2224.77 | 2224.77 | 2224.77 | 2224.77 | 2224.77 | 2290.03
STWD | 0 | 0 | 0 | 0 | 0 | 0
WT | 0 | 0 | 0 | 0 | 0 | 0
IGCC | 0 | 0 | 0 | 0 | 0 | 0
DemandResponse | 0 | 0 | 0 | 0 | 0 | 0
IGCC-CCS | 0 | 0 | 0 | 0 | 0 | 0
WT_off | 0 | 0 | 0 | 0 | 0 | 0
PseudoUnit | 0 | 0 | 0 | 0 | 0 | 0
FixedInterchange | 0 | 0 | 0 | 0 | 0 | 0
Cumulative Retirements of Capacity by Reporting Type: NWPP_Coal
ReportingType | 2015 | 2020 | 2025 | 2030 | 2035 | 2040
BM | 0 | 0 | 0 | 0 | 0 | 0
CC | 0 | 0 | 0 | 0 | 0 | 0
CSP | 0 | 0 | 0 | 0 | 0 | 0
CT | 0 | 0 | 0 | 0 | 0 | 0
Coal | 6929.94 | 9335.64 | 11740.71 | 11756.7 | 11756.7 | 13556.7
Geo | 0 | 0 | 0 | 0 | 0 | 0
H | 0 | 0 | 0 | 0 | 0 | 0
LFG | 0 | 0 | 0 | 0 | 0 | 0
Nuc | 0 | 0 | 0 | 0 | 0 | 0
PS | 0 | 0 | 0 | 0 | 0 | 0
PV | 0 | 0 | 0 | 0 | 0 | 0
PeakG | 0 | 0 | 0 | 0 | 0 | 0
PeakO | 183 | 183 | 183 | 183 | 183 | 183
ST | 0 | 0 | 0 | 0 | 0 | 0
STOG | 0 | 0 | 0 | 0 | 0 | 0
STWD | 0 | 0 | 0 | 0 | 0 | 0
WT | 0 | 0 | 0 | 0 | 0 | 0
IGCC | 0 | 0 | 0 | 0 | 0 | 0
DemandResponse | 0 | 0 | 0 | 0 | 0 | 0
IGCC-CCS | 0 | 0 | 0 | 0 | 0 | 0
WT_off | 0 | 0 | 0 | 0 | 0 | 0
PseudoUnit | 0 | 0 | 0 | 0 | 0 | 0
FixedInterchange | 0 | 0 | 0 | 0 | 0 | 0
Cumulative Retirements of Capacity by Reporting Type: NWPP_Gas
ReportingType | 2015 | 2020 | 2025 | 2030 | 2035 | 2040
BM | 0 | 0 | 0 | 0 | 0 | 0
CC | 1678 | 1678 | 1678 | 1678 | 3383.52 | 3683.52
CSP | 0 | 0 | 0 | 0 | 0 | 0
CT | 0 | 0 | 0 | 0 | 150 | 150
Coal | 0 | 0 | 0 | 0 | 0 | 0
Geo | 0 | 0 | 0 | 0 | 0 | 0
H | 0 | 0 | 0 | 0 | 0 | 0
LFG | 0 | 0 | 0 | 0 | 0 | 0
Nuc | 0 | 0 | 0 | 0 | 0 | 0
PS | 0 | 0 | 0 | 0 | 0 | 0
PV | 0 | 0 | 0 | 0 | 0 | 0
PeakG | 2623 | 2623 | 2623 | 2623 | 2623 | 2623
PeakO | 0 | 0 | 0 | 0 | 0 | 0
ST | 0 | 0 | 0 | 0 | 0 | 0
STOG | 786 | 786 | 786 | 786 | 786 | 786
STWD | 0 | 0 | 0 | 0 | 0 | 0
WT | 0 | 0 | 0 | 0 | 0 | 0
IGCC | 0 | 0 | 0 | 0 | 0 | 0
DemandResponse | 0 | 0 | 0 | 0 | 0 | 0
IGCC-CCS | 0 | 0 | 0 | 0 | 0 | 0
WT_off | 0 | 0 | 0 | 0 | 0 | 0
PseudoUnit | 0 | 0 | 0 | 0 | 0 | 0
FixedInterchange | 0 | 0 | 0 | 0 | 0 | 0
Cumulative Retirements of Capacity by Reporting Type: NWPP_NucRenew
ReportingType | 2015 | 2020 | 2025 | 2030 | 2035 | 2040
BM | 0 | 0 | 0 | 0 | 0 | 0
CC | 0 | 0 | 0 | 0 | 0 | 0
CSP | 0 | 0 | 0 | 0 | 0 | 0
CT | 0 | 0 | 0 | 0 | 0 | 0
Coal | 0 | 0 | 0 | 0 | 0 | 0
Geo | 4.8 | 4.8 | 4.8 | 4.8 | 4.8 | 4.8
H | 0 | 0 | 0 | 0 | 0 | 0
LFG | 0 | 0 | 0 | 0 | 0 | 0
Nuc | 0 | 0 | 0 | 0 | 0 | 0
PS | 0 | 0 | 0 | 0 | 0 | 0
PV | 0 | 0 | 0 | 0 | 0 | 0
PeakG | 0 | 0 | 0 | 0 | 0 | 0
PeakO | 0 | 0 | 0 | 0 | 0 | 0
ST | 0 | 0 | 0 | 0 | 0 | 0
STOG | 0 | 0 | 0 | 0 | 0 | 0
STWD | 0 | 0 | 0 | 0 | 0 | 0
WT | 0 | 0 | 0 | 0 | 0 | 0
IGCC | 0 | 0 | 0 | 0 | 0 | 0
DemandResponse | 0 | 0 | 0 | 0 | 0 | 0
IGCC-CCS | 0 | 0 | 0 | 0 | 0 | 0
WT_off | 0 | 0 | 0 | 0 | 0 | 0
PseudoUnit | 0 | 0 | 0 | 0 | 0 | 0
FixedInterchange | 0 | 0 | 0 | 0 | 0 | 0
Cumulative Retirements of Capacity by Reporting Type: RMPA
ReportingType | 2015 | 2020 | 2025 | 2030 | 2035 | 2040
BM | 0 | 0 | 0 | 0 | 0 | 0
CC | 0 | 0 | 0 | 0 | 339.79 | 686.28
CSP | 1 | 1 | 1 | 1 | 1 | 1
CT | 0 | 0 | 0 | 0 | 152 | 152
Coal | 1186 | 2779.65 | 4782.61 | 4782.61 | 6788 | 6788
Geo | 0 | 0 | 0 | 0 | 0 | 0
H | 0 | 0 | 0 | 0 | 0 | 0
LFG | 0 | 0 | 0 | 0 | 0 | 0
Nuc | 0 | 0 | 0 | 0 | 0 | 0
PS | 0 | 0 | 0 | 0 | 0 | 0
PV | 0 | 0 | 0 | 0 | 0 | 0
PeakG | 0 | 0 | 0 | 0 | 0 | 0
PeakO | 0 | 0 | 0 | 0 | 0 | 0
ST | 0 | 0 | 0 | 0 | 0 | 0
STOG | 217 | 217 | 217 | 217 | 217 | 217
STWD | 0 | 0 | 0 | 0 | 0 | 0
WT | 0 | 0 | 0 | 0 | 0 | 0
IGCC | 0 | 0 | 0 | 0 | 0 | 0
DemandResponse | 0 | 0 | 0 | 0 | 0 | 0
IGCC-CCS | 0 | 0 | 0 | 0 | 0 | 0
WT_off | 0 | 0 | 0 | 0 | 0 | 0
PseudoUnit | 0 | 0 | 0 | 0 | 0 | 0
FixedInterchange | 0 | 0 | 0 | 0 | 0 | 0
Cumulative Retirements of Capacity by Reporting Type: SP15
ReportingType | 2015 | 2020 | 2025 | 2030 | 2035 | 2040
BM | 0 | 0 | 0 | 0 | 0 | 0
CC | 0 | 0 | 0 | 0 | 0 | 1029.52
CSP | 409 | 409 | 409 | 409 | 409 | 409
CT | 0 | 0 | 0 | 0 | 0 | 0
Coal | 57 | 141.5 | 141.5 | 141.5 | 141.5 | 242.7
Geo | 0 | 0 | 0 | 0 | 0 | 0
H | 0 | 0 | 0 | 0 | 0 | 0
LFG | 0 | 0 | 0 | 0 | 0 | 0
Nuc | 0 | 0 | 0 | 0 | 0 | 0
PS | 0 | 0 | 0 | 0 | 0 | 0
PV | 0 | 0 | 0 | 0 | 0 | 0
PeakG | 44 | 44 | 44 | 44 | 44 | 44
PeakO | 15 | 15 | 15 | 15 | 15 | 15
ST | 0 | 0 | 0 | 0 | 0 | 0
STOG | 2743.11 | 2743.11 | 2743.11 | 2743.11 | 2743.11 | 4138.72
STWD | 0 | 0 | 0 | 0 | 0 | 0
WT | 126.2 | 126.2 | 126.2 | 126.2 | 126.2 | 126.2
IGCC | 0 | 0 | 0 | 0 | 0 | 0
DemandResponse | 0 | 0 | 0 | 0 | 0 | 0
IGCC-CCS | 0 | 0 | 0 | 0 | 0 | 0
WT_off | 0 | 0 | 0 | 0 | 0 | 0
PseudoUnit | 0 | 0 | 0 | 0 | 0 | 0
FixedInterchange | 0 | 0 | 0 | 0 | 0 | 0
Cumulative Retirements of Capacity by Reporting Type: ALB
ReportingType | 2015 | 2020 | 2025 | 2030 | 2035 | 2040
BM | 0 | 0 | 0 | 0 | 0 | 0
CC | 0 | 0 | 0 | 1405.71 | 1405.71 | 1405.71
CSP | 0 | 0 | 0 | 0 | 0 | 0
CT | 0 | 0 | 0 | 0 | 201.5 | 201.5
Coal | 0 | 0 | 0 | 5745.83 | 5745.83 | 5745.83
Geo | 0 | 0 | 0 | 0 | 0 | 0
H | 0 | 0 | 0 | 0 | 0 | 0
LFG | 0 | 0 | 0 | 0 | 0 | 0
Nuc | 0 | 0 | 0 | 0 | 0 | 0
PS | 0 | 0 | 0 | 0 | 0 | 0
PV | 0 | 0 | 0 | 0 | 0 | 0
PeakG | 991.21 | 991.21 | 991.21 | 991.21 | 991.21 | 991.21
PeakO | 6 | 6 | 6 | 6 | 6 | 6
ST | 0 | 0 | 0 | 0 | 0 | 0
STOG | 186 | 186 | 186 | 186 | 186 | 186
STWD | 0 | 0 | 0 | 0 | 0 | 0
WT | 0 | 0 | 0 | 0 | 0 | 0
IGCC | 0 | 0 | 0 | 0 | 0 | 0
DemandResponse | 0 | 0 | 0 | 0 | 0 | 0
IGCC-CCS | 0 | 0 | 0 | 0 | 0 | 0
WT_off | 0 | 0 | 0 | 0 | 0 | 0
PseudoUnit | 0 | 0 | 0 | 0 | 0 | 0
FixedInterchange | 0 | 0 | 0 | 0 | 0 | 0
Cumulative Retirements of Capacity by Reporting Type: BC
ReportingType | 2015 | 2020 | 2025 | 2030 | 2035 | 2040
BM | 0 | 0 | 0 | 0 | 0 | 0
CC | 0 | 0 | 0 | 0 | 0 | 0
CSP | 0 | 0 | 0 | 0 | 0 | 0
CT | 0 | 0 | 0 | 0 | 0 | 0
Coal | 0 | 0 | 0 | 0 | 0 | 0
Geo | 0 | 0 | 0 | 0 | 0 | 0
H | 0 | 0 | 0 | 0 | 0 | 0
LFG | 0 | 0 | 0 | 0 | 0 | 0
Nuc | 0 | 0 | 0 | 0 | 0 | 0
PS | 0 | 0 | 0 | 0 | 0 | 0
PV | 0 | 0 | 0 | 0 | 0 | 0
PeakG | 0 | 0 | 0 | 0 | 0 | 0
PeakO | 0 | 0 | 0 | 0 | 0 | 0
ST | 0 | 0 | 0 | 0 | 0 | 0
STOG | 938 | 938 | 938 | 938 | 938 | 938
STWD | 0 | 0 | 0 | 0 | 0 | 0
WT | 0 | 0 | 0 | 0 | 0 | 0
IGCC | 0 | 0 | 0 | 0 | 0 | 0
DemandResponse | 0 | 0 | 0 | 0 | 0 | 0
IGCC-CCS | 0 | 0 | 0 | 0 | 0 | 0
WT_off | 0 | 0 | 0 | 0 | 0 | 0
PseudoUnit | 0 | 0 | 0 | 0 | 0 | 0
FixedInterchange | 0 | 0 | 0 | 0 | 0 | 0
Cumulative Retirements of Capacity by Reporting Type: HQ_IESO
ReportingType | 2015 | 2020 | 2025 | 2030 | 2035 | 2040
BM | 0 | 0 | 0 | 0 | 0 | 0
CC | 0 | 0 | 0 | 0 | 0 | 0
CSP | 0 | 0 | 0 | 0 | 0 | 0
CT | 0 | 0 | 0 | 0 | 0 | 0
Coal | 0 | 0 | 0 | 0 | 0 | 0
Geo | 0 | 0 | 0 | 0 | 0 | 0
H | 0 | 0 | 0 | 0 | 0 | 0
LFG | 0 | 0 | 0 | 0 | 0 | 0
Nuc | 0 | 0 | 0 | 0 | 0 | 0
PS | 0 | 0 | 0 | 0 | 0 | 0
PV | 0 | 0 | 0 | 0 | 0 | 0
PeakG | 0 | 0 | 0 | 0 | 0 | 0
PeakO | 0 | 0 | 0 | 0 | 0 | 0
ST | 0 | 0 | 0 | 0 | 0 | 0
STOG | 0 | 0 | 0 | 0 | 0 | 0
STWD | 0 | 0 | 0 | 0 | 0 | 0
WT | 0 | 0 | 0 | 0 | 0 | 0
IGCC | 0 | 0 | 0 | 0 | 0 | 0
DemandResponse | 0 | 0 | 0 | 0 | 0 | 0
IGCC-CCS | 0 | 0 | 0 | 0 | 0 | 0
WT_off | 0 | 0 | 0 | 0 | 0 | 0
PseudoUnit | 0 | 0 | 0 | 0 | 0 | 0
FixedInterchange | 0 | 0 | 0 | 0 | 0 | 0
Cumulative Retirements of Capacity by Reporting Type: HQ_NEISO
ReportingType | 2015 | 2020 | 2025 | 2030 | 2035 | 2040
BM | 0 | 0 | 0 | 0 | 0 | 0
CC | 0 | 0 | 0 | 0 | 0 | 0
CSP | 0 | 0 | 0 | 0 | 0 | 0
CT | 0 | 0 | 0 | 0 | 0 | 0
Coal | 0 | 0 | 0 | 0 | 0 | 0
Geo | 0 | 0 | 0 | 0 | 0 | 0
H | 0 | 0 | 0 | 0 | 0 | 0
LFG | 0 | 0 | 0 | 0 | 0 | 0
Nuc | 0 | 0 | 0 | 0 | 0 | 0
PS | 0 | 0 | 0 | 0 | 0 | 0
PV | 0 | 0 | 0 | 0 | 0 | 0
PeakG | 0 | 0 | 0 | 0 | 0 | 0
PeakO | 0 | 0 | 0 | 0 | 0 | 0
ST | 0 | 0 | 0 | 0 | 0 | 0
STOG | 0 | 0 | 0 | 0 | 0 | 0
STWD | 0 | 0 | 0 | 0 | 0 | 0
WT | 0 | 0 | 0 | 0 | 0 | 0
IGCC | 0 | 0 | 0 | 0 | 0 | 0
DemandResponse | 0 | 0 | 0 | 0 | 0 | 0
IGCC-CCS | 0 | 0 | 0 | 0 | 0 | 0
WT_off | 0 | 0 | 0 | 0 | 0 | 0
PseudoUnit | 0 | 0 | 0 | 0 | 0 | 0
FixedInterchange | 0 | 0 | 0 | 0 | 0 | 0
Cumulative Retirements of Capacity by Reporting Type: HQ_NY
ReportingType | 2015 | 2020 | 2025 | 2030 | 2035 | 2040
BM | 0 | 0 | 0 | 0 | 0 | 0
CC | 0 | 0 | 0 | 0 | 0 | 0
CSP | 0 | 0 | 0 | 0 | 0 | 0
CT | 0 | 0 | 0 | 0 | 0 | 0
Coal | 0 | 0 | 0 | 0 | 0 | 0
Geo | 0 | 0 | 0 | 0 | 0 | 0
H | 0 | 0 | 0 | 0 | 0 | 0
LFG | 0 | 0 | 0 | 0 | 0 | 0
Nuc | 0 | 0 | 0 | 0 | 0 | 0
PS | 0 | 0 | 0 | 0 | 0 | 0
PV | 0 | 0 | 0 | 0 | 0 | 0
PeakG | 0 | 0 | 0 | 0 | 0 | 0
PeakO | 0 | 0 | 0 | 0 | 0 | 0
ST | 0 | 0 | 0 | 0 | 0 | 0
STOG | 0 | 0 | 0 | 0 | 0 | 0
STWD | 0 | 0 | 0 | 0 | 0 | 0
WT | 0 | 0 | 0 | 0 | 0 | 0
IGCC | 0 | 0 | 0 | 0 | 0 | 0
DemandResponse | 0 | 0 | 0 | 0 | 0 | 0
IGCC-CCS | 0 | 0 | 0 | 0 | 0 | 0
WT_off | 0 | 0 | 0 | 0 | 0 | 0
PseudoUnit | 0 | 0 | 0 | 0 | 0 | 0
FixedInterchange | 0 | 0 | 0 | 0 | 0 | 0
Cumulative Retirements of Capacity by Reporting Type: MARITIMES
ReportingType | 2015 | 2020 | 2025 | 2030 | 2035 | 2040
BM | 0 | 0 | 0 | 0 | 0 | 0
CC | 0 | 0 | 0 | 0 | 0 | 0
CSP | 0 | 0 | 0 | 0 | 0 | 0
CT | 0 | 0 | 0 | 0 | 0 | 0
Coal | 0 | 0 | 0 | 0 | 0 | 0
Geo | 0 | 0 | 0 | 0 | 0 | 0
H | 0 | 0 | 0 | 0 | 0 | 0
LFG | 0 | 0 | 0 | 0 | 0 | 0
Nuc | 0 | 0 | 0 | 0 | 0 | 0
PS | 0 | 0 | 0 | 0 | 0 | 0
PV | 0 | 0 | 0 | 0 | 0 | 0
PeakG | 0 | 0 | 0 | 0 | 0 | 0
PeakO | 0 | 0 | 0 | 0 | 0 | 0
ST | 0 | 0 | 0 | 0 | 0 | 0
STOG | 0 | 0 | 0 | 0 | 0 | 0
STWD | 0 | 0 | 0 | 0 | 0 | 0
WT | 0 | 0 | 0 | 0 | 0 | 0
IGCC | 0 | 0 | 0 | 0 | 0 | 0
DemandResponse | 0 | 0 | 0 | 0 | 0 | 0
IGCC-CCS | 0 | 0 | 0 | 0 | 0 | 0
WT_off | 0 | 0 | 0 | 0 | 0 | 0
PseudoUnit | 0 | 0 | 0 | 0 | 0 | 0
FixedInterchange | 0 | 0 | 0 | 0 | 0 | 0
Cumulative Retirements of Capacity by Reporting Type: All
ReportingType | 2015 | 2020 | 2025 | 2030 | 2035 | 2040
BM | 0 | 0 | 0 | 0 | 0 | 0
CC | 6492.57 | 7092.01 | 7513.14 | 9228.71 | 34544.57 | 64864.81
CSP | 475 | 475 | 475 | 475 | 475 | 475
CT | 0 | 0 | 0 | 0 | 3233.5 | 3959
Coal | 161521.63 | 241524.91 | 254532.55 | 261974.79 | 269793.05 | 274013.66
Geo | 4.8 | 4.8 | 4.8 | 4.8 | 4.8 | 4.8
H | 0 | 0 | 0 | 0 | 0 | 0
LFG | 0 | 0 | 0 | 0 | 0 | 0
Nuc | 0 | 614.5 | 614.5 | 2102.7 | 28678.4 | 48384.39
PS | 0 | 0 | 0 | 0 | 0 | 0
PV | 0 | 0 | 0 | 0 | 1081.26 | 1331.7
PeakG | 4136.71 | 4136.71 | 4136.71 | 5673.56 | 11534.16 | 11534.16
PeakO | 1791.35 | 1791.35 | 1791.35 | 3102.43 | 4556.43 | 4639.43
ST | 0 | 0 | 0 | 0 | 0 | 0
STOG | 59745.28 | 60226.67 | 60389.84 | 60389.84 | 69893.79 | 78619.42
STWD | 0 | 0 | 0 | 0 | 0 | 0
WT | 126.2 | 126.2 | 126.2 | 126.2 | 126.2 | 126.2
IGCC | 0 | 0 | 0 | 0 | 0 | 0
DemandResponse | 0 | 0 | 0 | 0 | 0 | 0
IGCC-CCS | 0 | 0 | 0 | 0 | 0 | 0
WT_off | 0 | 0 | 0 | 0 | 0 | 0
PseudoUnit | 0 | 0 | 0 | 0 | 0 | 0
FixedInterchange | 0 | 0 | 0 | 0 | 0 | 0
Cumulative Retirements of Capacity by Reporting Type: EI_US
ReportingType | 2015 | 2020 | 2025 | 2030 | 2035 | 2040
BM | 0 | 0 | 0 | 0 | 0 | 0
CC | 1211.09 | 1810.53 | 1810.53 | 1810.53 | 25081.08 | 47739.57
CSP | 0 | 0 | 0 | 0 | 0 | 0
CT | 0 | 0 | 0 | 0 | 2480 | 3205.5
Coal | 128253.6 | 201084.7 | 204074.84 | 205755.26 | 211297.35 | 213616.76
Geo | 0 | 0 | 0 | 0 | 0 | 0
H | 0 | 0 | 0 | 0 | 0 | 0
LFG | 0 | 0 | 0 | 0 | 0 | 0
Nuc | 0 | 614.5 | 614.5 | 2102.7 | 27648.4 | 45814.39
PS | 0 | 0 | 0 | 0 | 0 | 0
PV | 0 | 0 | 0 | 0 | 0 | 250.44
PeakG | 478.5 | 478.5 | 478.5 | 2015.35 | 7875.95 | 7875.95
PeakO | 1430.7 | 1430.7 | 1430.7 | 2741.78 | 4195.78 | 4278.78
ST | 0 | 0 | 0 | 0 | 0 | 0
STOG | 41360.71 | 41842.09 | 41842.09 | 41842.09 | 43351.76 | 50616.53
STWD | 0 | 0 | 0 | 0 | 0 | 0
WT | 0 | 0 | 0 | 0 | 0 | 0
IGCC | 0 | 0 | 0 | 0 | 0 | 0
DemandResponse | 0 | 0 | 0 | 0 | 0 | 0
IGCC-CCS | 0 | 0 | 0 | 0 | 0 | 0
WT_off | 0 | 0 | 0 | 0 | 0 | 0
PseudoUnit | 0 | 0 | 0 | 0 | 0 | 0
FixedInterchange | 0 | 0 | 0 | 0 | 0 | 0
Cumulative Retirements of Capacity by Reporting Type: EI_Canada
ReportingType | 2015 | 2020 | 2025 | 2030 | 2035 | 2040
BM | 0 | 0 | 0 | 0 | 0 | 0
CC | 3603.48 | 3603.48 | 4024.61 | 4334.48 | 4334.48 | 4370.71
CSP | 0 | 0 | 0 | 0 | 0 | 0
CT | 0 | 0 | 0 | 0 | 0 | 0
Coal | 7492.84 | 7495.22 | 8161.9 | 8161.9 | 8161.9 | 8161.9
Geo | 0 | 0 | 0 | 0 | 0 | 0
H | 0 | 0 | 0 | 0 | 0 | 0
LFG | 0 | 0 | 0 | 0 | 0 | 0
Nuc | 0 | 0 | 0 | 0 | 1030 | 2570
PS | 0 | 0 | 0 | 0 | 0 | 0
PV | 0 | 0 | 0 | 0 | 1067.26 | 1067.26
PeakG | 0 | 0 | 0 | 0 | 0 | 0
PeakO | 0.65 | 0.65 | 0.65 | 0.65 | 0.65 | 0.65
ST | 0 | 0 | 0 | 0 | 0 | 0
STOG | 2126 | 2126 | 2252 | 2252 | 2252 | 2252
STWD | 0 | 0 | 0 | 0 | 0 | 0
WT | 0 | 0 | 0 | 0 | 0 | 0
IGCC | 0 | 0 | 0 | 0 | 0 | 0
DemandResponse | 0 | 0 | 0 | 0 | 0 | 0
IGCC-CCS | 0 | 0 | 0 | 0 | 0 | 0
WT_off | 0 | 0 | 0 | 0 | 0 | 0
PseudoUnit | 0 | 0 | 0 | 0 | 0 | 0
FixedInterchange | 0 | 0 | 0 | 0 | 0 | 0
Cumulative Retirements of Capacity by Reporting Type: EI
ReportingType | 2015 | 2020 | 2025 | 2030 | 2035 | 2040
BM | 0 | 0 | 0 | 0 | 0 | 0
CC | 4814.57 | 5414.01 | 5835.14 | 6145.01 | 29415.56 | 52110.29
CSP | 0 | 0 | 0 | 0 | 0 | 0
CT | 0 | 0 | 0 | 0 | 2480 | 3205.5
Coal | 135746.44 | 208579.93 | 212236.74 | 213917.16 | 219459.25 | 221778.66
Geo | 0 | 0 | 0 | 0 | 0 | 0
H | 0 | 0 | 0 | 0 | 0 | 0
LFG | 0 | 0 | 0 | 0 | 0 | 0
Nuc | 0 | 614.5 | 614.5 | 2102.7 | 28678.4 | 48384.39
PS | 0 | 0 | 0 | 0 | 0 | 0
PV | 0 | 0 | 0 | 0 | 1067.26 | 1317.7
PeakG | 478.5 | 478.5 | 478.5 | 2015.35 | 7875.95 | 7875.95
PeakO | 1431.35 | 1431.35 | 1431.35 | 2742.43 | 4196.43 | 4279.43
ST | 0 | 0 | 0 | 0 | 0 | 0
STOG | 43486.71 | 43968.09 | 44094.09 | 44094.09 | 45603.76 | 52868.53
STWD | 0 | 0 | 0 | 0 | 0 | 0
WT | 0 | 0 | 0 | 0 | 0 | 0
IGCC | 0 | 0 | 0 | 0 | 0 | 0
DemandResponse | 0 | 0 | 0 | 0 | 0 | 0
IGCC-CCS | 0 | 0 | 0 | 0 | 0 | 0
WT_off | 0 | 0 | 0 | 0 | 0 | 0
PseudoUnit | 0 | 0 | 0 | 0 | 0 | 0
FixedInterchange | 0 | 0 | 0 | 0 | 0 | 0
Cumulative Retirements of Capacity by Reporting Type: Outside_EI
ReportingType | 2015 | 2020 | 2025 | 2030 | 2035 | 2040
BM | 0 | 0 | 0 | 0 | 0 | 0
CC | 1678 | 1678 | 1678 | 3083.71 | 5129.01 | 12754.52
CSP | 475 | 475 | 475 | 475 | 475 | 475
CT | 0 | 0 | 0 | 0 | 753.5 | 753.5
Coal | 25775.19 | 32944.98 | 42295.81 | 48057.63 | 50333.8 | 52235
Geo | 4.8 | 4.8 | 4.8 | 4.8 | 4.8 | 4.8
H | 0 | 0 | 0 | 0 | 0 | 0
LFG | 0 | 0 | 0 | 0 | 0 | 0
Nuc | 0 | 0 | 0 | 0 | 0 | 0
PS | 0 | 0 | 0 | 0 | 0 | 0
PV | 0 | 0 | 0 | 0 | 14 | 14
PeakG | 3658.21 | 3658.21 | 3658.21 | 3658.21 | 3658.21 | 3658.21
PeakO | 360 | 360 | 360 | 360 | 360 | 360
ST | 0 | 0 | 0 | 0 | 0 | 0
STOG | 16258.58 | 16258.58 | 16295.74 | 16295.74 | 24290.03 | 25750.89
STWD | 0 | 0 | 0 | 0 | 0 | 0
WT | 126.2 | 126.2 | 126.2 | 126.2 | 126.2 | 126.2
IGCC | 0 | 0 | 0 | 0 | 0 | 0
DemandResponse | 0 | 0 | 0 | 0 | 0 | 0
IGCC-CCS | 0 | 0 | 0 | 0 | 0 | 0
WT_off | 0 | 0 | 0 | 0 | 0 | 0
PseudoUnit | 0 | 0 | 0 | 0 | 0 | 0
FixedInterchange | 0 | 0 | 0 | 0 | 0 | 0
#5 | Total Installed ACTIVE Capacity (MW)
Total Installed Capacity by Reporting Type: Entergy
ReportingType | 2015 | 2020 | 2025 | 2030 | 2035 | 2040
BM | 0 | 0 | 0 | 0 | 10074.95 | 10074.95
CC | 18447.33 | 25453.49 | 25610.01 | 25610.01 | 18980.17 | 15640.03
CSP | 0 | 0 | 0 | 0 | 0 | 0
CT | 0 | 0 | 0 | 0 | 0 | 0
Coal | 8076 | 720 | 720 | 720 | 720 | 720
Geo | 0 | 0 | 0 | 0 | 0 | 0
H | 744 | 744 | 744 | 865.02 | 1853 | 1853
LFG | 8 | 8 | 115.4 | 115.4 | 115.4 | 115.4
Nuc | 5422 | 5422 | 5422 | 5422 | 4580 | 11940.66
PS | 59 | 59 | 59 | 59 | 59 | 59
PV | 0.29 | 67.9 | 106.13 | 112.06 | 118.91 | 129.5
PeakG | 2787 | 2787 | 2787 | 2787 | 1474.14 | 1474.14
PeakO | 174 | 174 | 174 | 174 | 0 | 0
ST | 0 | 0 | 0 | 0 | 0 | 0
STOG | 1261.72 | 1261.72 | 1261.72 | 1261.72 | 0 | 0
STWD | 206 | 206 | 206 | 206 | 206 | 206
WT | 107 | 107 | 107 | 107 | 107 | 107
IGCC | 0 | 0 | 0 | 0 | 0 | 0
DemandResponse | 313.8 | 1683.13 | 3280.98 | 3540.7 | 3820.98 | 4123.44
IGCC-CCS | 0 | 0 | 0 | 0 | 0 | 0
WT_off | 0 | 0 | 0 | 0 | 0 | 0
PseudoUnit | 0 | 0 | 0 | 0 | 0 | 0
FixedInterchange | 0 | 0 | 0 | 0 | 0 | 0
Total Installed Capacity by Reporting Type: FRCC
ReportingType | 2015 | 2020 | 2025 | 2030 | 2035 | 2040
BM | 0 | 0 | 0 | 0 | 2001.91 | 2001.91
CC | 36290.95 | 39560.58 | 39560.58 | 39560.58 | 30127.74 | 30127.74
CSP | 0 | 0 | 0 | 0 | 0 | 0
CT | 2480 | 2480 | 2480 | 2480 | 0 | 0
Coal | 2802 | 1698 | 1698 | 1698 | 1698 | 1698
Geo | 0 | 0 | 0 | 0 | 0 | 0
H | 55 | 55 | 55 | 55 | 55 | 83
LFG | 486 | 486 | 684 | 684 | 684 | 684
Nuc | 4131.33 | 4131.33 | 9446.29 | 15125.46 | 29165.76 | 34719.81
PS | 0 | 0 | 0 | 0 | 0 | 0
PV | 51 | 51 | 51 | 51 | 51 | 10051
PeakG | 8431 | 8431 | 8431 | 8431 | 8431 | 8431
PeakO | 2283 | 2283 | 2283 | 971.92 | 971.92 | 971.92
ST | 0 | 0 | 0 | 0 | 0 | 0
STOG | 0 | 0 | 0 | 0 | 0 | 0
STWD | 195 | 195 | 195 | 195 | 195 | 195
WT | 0 | 0 | 0 | 0 | 0 | 0
IGCC | 0 | 0 | 0 | 0 | 0 | 0
DemandResponse | 2845.48 | 4334.11 | 6353.86 | 7102.41 | 7939.13 | 8874.43
IGCC-CCS | 0 | 0 | 0 | 0 | 0 | 0
WT_off | 0 | 0 | 0 | 0 | 0 | 0
PseudoUnit | 0 | 0 | 0 | 0 | 0 | 0
FixedInterchange | 0 | 0 | 0 | 0 | 0 | 0
Total Installed Capacity by Reporting Type: MAPP_US
ReportingType | 2015 | 2020 | 2025 | 2030 | 2035 | 2040
BM | 0 | 0 | 0 | 0 | 1273.91 | 2589.91
CC | 289 | 289 | 289 | 289 | 289 | 289
CSP | 0 | 0 | 0 | 0 | 0 | 0
CT | 308.3 | 308.3 | 416.15 | 1020.56 | 1020.56 | 1012.26
Coal | 1914.76 | 1443.76 | 1443.76 | 1443.76 | 710.01 | 0
Geo | 44 | 44 | 44 | 44 | 44 | 44
H | 2186 | 2186 | 2186 | 2186 | 2186 | 2186
LFG | 2 | 2 | 2 | 73.67 | 73.67 | 73.67
Nuc | 0.1 | 0.1 | 0.1 | 0.1 | 0.1 | 0.1
PS | 0 | 0 | 0 | 0 | 0 | 0
PV | 0 | 0 | 0 | 0 | 0 | 0
PeakG | 709 | 709 | 709 | 709 | 709 | 709
PeakO | 346 | 346 | 346 | 346 | 346 | 346
ST | 0 | 0 | 0 | 0 | 0 | 0
STOG | 0 | 0 | 0 | 0 | 0 | 0
STWD | 0 | 0 | 0 | 0 | 0 | 0
WT | 1689.3 | 9009.38 | 9357.27 | 9357.27 | 9357.27 | 9357.27
IGCC | 0 | 0 | 0 | 0 | 0 | 0
DemandResponse | 61.39 | 218.08 | 406.68 | 444.36 | 485.52 | 530.5
IGCC-CCS | 0 | 0 | 0 | 0 | 0 | 0
WT_off | 0 | 0 | 0 | 0 | 0 | 0
PseudoUnit | 0 | 0 | 0 | 0 | 0 | 0
FixedInterchange | 0 | 0 | 0 | 0 | 0 | 0
Total Installed Capacity by Reporting Type: MISO_IN
ReportingType | 2015 | 2020 | 2025 | 2030 | 2035 | 2040
BM | 0 | 0 | 0 | 0 | 4385.86 | 6144.51
CC | 4343 | 22534.48 | 22534.48 | 22534.48 | 22534.48 | 19587.48
CSP | 0 | 0 | 0 | 0 | 0 | 0
CT | 0 | 0 | 0 | 0 | 0 | 0
Coal | 10720.8 | 6672.8 | 6672.8 | 6672.8 | 6672.8 | 6672.8
Geo | 0 | 0 | 0 | 0 | 0 | 0
H | 75 | 75 | 75 | 75 | 75 | 75
LFG | 37 | 37 | 117.13 | 117.13 | 117.13 | 117.13
Nuc | 0.1 | 0.1 | 0.1 | 0.1 | 0.1 | 0.1
PS | 0 | 0 | 0 | 0 | 0 | 0
PV | 0 | 250.44 | 250.44 | 250.44 | 250.44 | 0
PeakG | 3053 | 3053 | 3053 | 3053 | 3053 | 3053
PeakO | 361 | 361 | 361 | 361 | 361 | 361
ST | 0 | 0 | 0 | 0 | 0 | 0
STOG | 279 | 279 | 279 | 279 | 279 | 251.28
STWD | 0 | 0 | 0 | 0 | 0 | 0
WT | 535 | 535 | 535 | 535 | 535 | 14767.22
IGCC | 618 | 618 | 618 | 618 | 618 | 618
DemandResponse | 1111.94 | 1408.39 | 1776.05 | 1924.27 | 2084.87 | 2258.87
IGCC-CCS | 0 | 0 | 0 | 0 | 0 | 0
WT_off | 0 | 0 | 0 | 0 | 0 | 0
PseudoUnit | 0 | 0 | 0 | 0 | 0 | 0
FixedInterchange | 0 | 0 | 0 | 0 | 0 | 0
Total Installed Capacity by Reporting Type: MISO_MI
ReportingType | 2015 | 2020 | 2025 | 2030 | 2035 | 2040
BM | 0 | 0 | 0 | 68.47 | 1741.83 | 6144.51
CC | 4338 | 7502.09 | 10331.59 | 10331.59 | 10331.59 | 10331.59
CSP | 0 | 0 | 0 | 0 | 0 | 0
CT | 0 | 0 | 0 | 0 | 0 | 0
Coal | 6012 | 1560 | 1560 | 1560 | 1560 | 1560
Geo | 0 | 0 | 0 | 0 | 0 | 0
H | 141 | 141 | 141 | 141 | 141 | 141
LFG | 163 | 169.15 | 323.25 | 323.25 | 323.25 | 323.25
Nuc | 1889 | 1889 | 1889 | 2849.48 | 2071.48 | 2142.3
PS | 1872 | 1872 | 1872 | 1872 | 1872 | 1872
PV | 0 | 0 | 0 | 0 | 0 | 0
PeakG | 3562 | 3562 | 3562 | 3562 | 3562 | 3562
PeakO | 534 | 534 | 534 | 534 | 534 | 534
ST | 0 | 0 | 0 | 0 | 0 | 0
STOG | 2852 | 2852 | 2852 | 2852 | 2852 | 601.35
STWD | 163 | 163 | 163 | 163 | 163 | 163
WT | 2161 | 2761 | 2761 | 2761 | 2761 | 2761
IGCC | 0 | 0 | 0 | 0 | 0 | 0
DemandResponse | 1913.54 | 2571.64 | 3448.76 | 3770.14 | 4121.47 | 4505.53
IGCC-CCS | 0 | 0 | 0 | 0 | 0 | 0
WT_off | 0 | 0 | 0 | 0 | 0 | 0
PseudoUnit | 0 | 0 | 0 | 0 | 0 | 0
FixedInterchange | 0 | 0 | 0 | 0 | 0 | 0
Total Installed Capacity by Reporting Type: MISO_MO-IL
ReportingType | 2015 | 2020 | 2025 | 2030 | 2035 | 2040
BM | 0 | 0 | 0 | 0 | 0 | 8900
CC | 1058 | 6161.71 | 6851.43 | 6851.43 | 6851.43 | 6851.43
CSP | 0 | 0 | 0 | 0 | 0 | 0
CT | 0 | 0 | 0 | 0 | 0 | 0
Coal | 11520 | 3346 | 3346 | 3346 | 3346 | 3346
Geo | 0 | 0 | 0 | 0 | 0 | 0
H | 352 | 352 | 632 | 632 | 632 | 632
LFG | 18 | 18 | 241.33 | 241.33 | 241.33 | 241.33
Nuc | 2233 | 2233 | 2233 | 2233 | 2233 | 2233
PS | 440 | 440 | 440 | 440 | 440 | 440
PV | 0 | 0 | 0 | 0 | 0 | 0
PeakG | 4595 | 4595 | 4595 | 4595 | 4595 | 4595
PeakO | 766 | 766 | 766 | 766 | 766 | 766
ST | 0 | 0 | 0 | 0 | 0 | 0
STOG | 592 | 592 | 592 | 592 | 592 | 445.21
STWD | 0 | 0 | 0 | 0 | 0 | 0
WT | 678 | 678 | 6278 | 8435.47 | 12614.21 | 12614.21
IGCC | 0 | 0 | 0 | 0 | 0 | 0
DemandResponse | 313.37 | 1246.58 | 2376.71 | 2602.05 | 2848.77 | 3118.87
IGCC-CCS | 0 | 0 | 0 | 0 | 0 | 0
WT_off | 0 | 0 | 0 | 0 | 0 | 0
PseudoUnit | 0 | 0 | 0 | 0 | 0 | 0
FixedInterchange | 0 | 0 | 0 | 0 | 0 | 0
Total Installed Capacity by Reporting Type: MISO_W
ReportingType | 2015 | 2020 | 2025 | 2030 | 2035 | 2040
BM | 0 | 0 | 0 | 0 | 0 | 1991.71
CC | 3025 | 3679.05 | 3679.05 | 3679.05 | 3679.05 | 3679.05
CSP | 0 | 0 | 0 | 0 | 0 | 0
CT | 0 | 0 | 0 | 0 | 0 | 0
Coal | 10208.93 | 4260.92 | 3449.93 | 3449.93 | 2759.93 | 1150.53
Geo | 0 | 0 | 0 | 0 | 0 | 0
H | 497 | 497 | 497 | 497 | 497 | 497
LFG | 205 | 205 | 205 | 276.67 | 276.67 | 276.67
Nuc | 2361.33 | 2361.33 | 2361.33 | 2361.33 | 0.1 | 0.1
PS | 0 | 0 | 0 | 0 | 0 | 0
PV | 0 | 0 | 0 | 0 | 0 | 0
PeakG | 4522 | 4522 | 4522 | 4522 | 4522 | 4522
PeakO | 2154 | 2154 | 2154 | 2154 | 2154 | 2154
ST | 0 | 0 | 0 | 0 | 0 | 0
STOG | 172 | 172 | 172 | 172 | 172 | 161.6
STWD | 313 | 313 | 313 | 313 | 313 | 313
WT | 8358.5 | 8358.5 | 61471.98 | 65283.33 | 65283.33 | 65283.33
IGCC | 0 | 0 | 0 | 0 | 0 | 0
DemandResponse | 2729.37 | 3156.13 | 3814.42 | 4167.8 | 4553.92 | 4975.82
IGCC-CCS | 0 | 0 | 0 | 0 | 0 | 0
WT_off | 0 | 0 | 0 | 0 | 0 | 0
PseudoUnit | 0 | 0 | 0 | 0 | 0 | 0
FixedInterchange | 0 | 0 | 0 | 0 | 0 | 0
Total Installed Capacity by Reporting Type: MISO_WUMS
ReportingType | 2015 | 2020 | 2025 | 2030 | 2035 | 2040
BM | 0 | 0 | 0 | 0 | 3200.79 | 3200.79
CC | 9026.71 | 11605.54 | 11605.54 | 11605.54 | 11605.54 | 11605.54
CSP | 0 | 0 | 0 | 0 | 0 | 0
CT | 0 | 0 | 0 | 7124.53 | 7124.53 | 7124.53
Coal | 3969.1 | 1767 | 1767 | 1767 | 1767 | 1767
Geo | 0 | 0 | 0 | 0 | 0 | 0
H | 336 | 337 | 337 | 337 | 337 | 337
LFG | 71 | 71 | 71 | 294.33 | 294.33 | 294.33
Nuc | 1817 | 1817 | 1817 | 1817 | 0.1 | 1673.91
PS | 0 | 0 | 0 | 0 | 0 | 0
PV | 0 | 0 | 0 | 0 | 0 | 0
PeakG | 3230 | 3230 | 3230 | 3230 | 3230 | 3230
PeakO | 490 | 490 | 490 | 490 | 490 | 490
ST | 0 | 0 | 0 | 0 | 0 | 0
STOG | 300.5 | 300.5 | 300.5 | 300.5 | 300.5 | 286.64
STWD | 105 | 105 | 105 | 105 | 105 | 105
WT | 1528.9 | 1528.9 | 1528.9 | 1559.7 | 1559.7 | 1559.7
IGCC | 0 | 0 | 0 | 0 | 0 | 0
DemandResponse | 201.19 | 495.57 | 848.03 | 921.09 | 1000.45 | 1086.64
IGCC-CCS | 0 | 0 | 0 | 0 | 0 | 0
WT_off | 0 | 0 | 0 | 0 | 0 | 0
PseudoUnit | 0 | 0 | 0 | 0 | 0 | 0
FixedInterchange | 0 | 0 | 0 | 0 | 0 | 0
Total Installed Capacity by Reporting Type: Nebraska
ReportingType | 2015 | 2020 | 2025 | 2030 | 2035 | 2040
BM | 0 | 0 | 0 | 0 | 2499.61 | 7471.56
CC | 733.72 | 3159.16 | 3159.16 | 3159.16 | 3159.16 | 3159.16
CSP | 0 | 0 | 0 | 0 | 0 | 0
CT | 0 | 0 | 0 | 0 | 0 | 0
Coal | 4110.1 | 914.3 | 914.3 | 914.3 | 914.3 | 914.3
Geo | 0 | 0 | 0 | 0 | 0 | 0
H | 167 | 167 | 167 | 167 | 167 | 167
LFG | 6 | 6 | 77.67 | 77.67 | 77.67 | 77.67
Nuc | 1252 | 1252 | 1252 | 1252 | 0.2 | 0.2
PS | 0 | 0 | 0 | 0 | 0 | 0
PV | 0 | 0 | 0 | 0 | 0 | 0
PeakG | 1305 | 1305 | 1305 | 1305 | 1305 | 1305
PeakO | 326 | 326 | 326 | 326 | 326 | 326
ST | 0 | 0 | 0 | 0 | 0 | 0
STOG | 0 | 0 | 0 | 0 | 0 | 0
STWD | 0 | 0 | 0 | 0 | 0 | 0
WT | 344 | 344 | 344 | 344 | 344 | 344
IGCC | 0 | 0 | 0 | 0 | 0 | 0
DemandResponse | 649.78 | 826.97 | 1055.68 | 1153.48 | 1260.34 | 1377.11
IGCC-CCS | 0 | 0 | 0 | 0 | 0 | 0
WT_off | 0 | 0 | 0 | 0 | 0 | 0
PseudoUnit | 0 | 0 | 0 | 0 | 0 | 0
FixedInterchange | 0 | 0 | 0 | 0 | 0 | 0
Total Installed Capacity by Reporting Type: NEISO
ReportingType | 2015 | 2020 | 2025 | 2030 | 2035 | 2040
BM | 252.2 | 252.2 | 252.2 | 252.2 | 252.2 | 252.2
CC | 12487.41 | 11887.97 | 11887.97 | 11887.97 | 11887.97 | 11887.97
CSP | 0 | 0 | 0 | 0 | 0 | 0
CT | 334 | 334 | 334 | 334 | 334 | 675.33
Coal | 320 | 0 | 0 | 0 | 0 | 0
Geo | 0 | 0 | 0 | 0 | 0 | 0
H | 3257.7 | 3257.7 | 3257.7 | 3260.7 | 3260.7 | 3260.7
LFG | 581.26 | 581.26 | 651 | 651 | 651 | 651
Nuc | 4645 | 4645 | 4645 | 4645 | 3356 | 2479.08
PS | 1674 | 1674 | 1674 | 1674 | 1674 | 1674
PV | 2 | 324.27 | 335.29 | 347.89 | 376.09 | 386.34
PeakG | 1200 | 1200 | 1200 | 1200 | 1200 | 1200
PeakO | 1183 | 1183 | 1183 | 1183 | 1183 | 1183
ST | 0 | 0 | 0 | 0 | 0 | 0
STOG | 0 | 0 | 0 | 0 | 0 | 0
STWD | 610 | 610 | 610 | 610 | 610 | 610
WT | 434.2 | 3528.52 | 5483 | 5483 | 22383 | 22383
IGCC | 0 | 0 | 0 | 0 | 0 | 0
DemandResponse | 3217.96 | 3967.58 | 4863.03 | 5143.87 | 5437.63 | 5748.18
IGCC-CCS | 0 | 0 | 0 | 0 | 0 | 0
WT_off | 468 | 468 | 468 | 468 | 468 | 5577.01
PseudoUnit | 0 | 0 | 0 | 0 | 0 | 0
FixedInterchange | 0 | 0 | 0 | 0 | 0 | 0
Total Installed Capacity by Reporting Type: NonRTO_Midwest
ReportingType | 2015 | 2020 | 2025 | 2030 | 2035 | 2040
BM | 0 | 0 | 0 | 0 | 1547.49 | 6144.51
CC | 2860.06 | 6272.57 | 6272.57 | 6272.57 | 6272.57 | 3412.5
CSP | 0 | 0 | 0 | 0 | 0 | 0
CT | 0 | 0 | 0 | 0 | 0 | 0
Coal | 6982.64 | 4221.21 | 4183.27 | 3675.21 | 3675.21 | 3675.21
Geo | 0 | 0 | 0 | 0 | 0 | 0
H | 143 | 143 | 889 | 889 | 889 | 889
LFG | 14 | 14 | 174.25 | 174.25 | 174.25 | 174.25
Nuc | 0.1 | 0.1 | 0.1 | 652.65 | 652.65 | 2042.22
PS | 0 | 0 | 0 | 0 | 0 | 0
PV | 0 | 0 | 0 | 0 | 0 | 0
PeakG | 3353 | 3353 | 3353 | 3353 | 3353 | 3353
PeakO | 12 | 12 | 12 | 12 | 0 | 0
ST | 0 | 0 | 0 | 0 | 0 | 0
STOG | 0 | 0 | 0 | 0 | 0 | 0
STWD | 0 | 0 | 0 | 0 | 0 | 0
WT | 66 | 66 | 66 | 66 | 66 | 66
IGCC | 0 | 0 | 0 | 0 | 0 | 0
DemandResponse | 201.86 | 495.85 | 836.68 | 901.12 | 970.52 | 1045.26
IGCC-CCS | 0 | 0 | 0 | 0 | 0 | 0
WT_off | 0 | 0 | 0 | 0 | 0 | 0
PseudoUnit | 0 | 0 | 0 | 0 | 0 | 0
FixedInterchange | 0 | 0 | 0 | 0 | 0 | 0
Total Installed Capacity by Reporting Type: NYISO_A-F
ReportingType | 2015 | 2020 | 2025 | 2030 | 2035 | 2040
BM | 0 | 0 | 0 | 0 | 0 | 1000
CC | 4233 | 4233 | 4233 | 4233 | 4233 | 4233
CSP | 0 | 0 | 0 | 0 | 0 | 0
CT | 0 | 0 | 0 | 0 | 0 | 0
Coal | 0 | 0 | 0 | 0 | 0 | 0
Geo | 0 | 0 | 0 | 0 | 0 | 0
H | 4395 | 4395 | 4395 | 4395 | 4395 | 4395
LFG | 172.4 | 172.4 | 240.33 | 240.33 | 240.33 | 240.33
Nuc | 3365 | 3365 | 3365 | 2743.8 | 2163.3 | 1311.1
PS | 1412 | 1412 | 1412 | 1412 | 1412 | 1412
PV | 0 | 0 | 0 | 0 | 0 | 0
PeakG | 221 | 221 | 221 | 221 | 221 | 221
PeakO | 39 | 39 | 39 | 39 | 39 | 39
ST | 0 | 0 | 0 | 0 | 0 | 0
STOG | 0 | 0 | 0 | 0 | 0 | 0
STWD | 86 | 86 | 86 | 86 | 86 | 86
WT | 3759.3 | 4469.1 | 4469.1 | 14773 | 14773 | 14773
IGCC | 0 | 0 | 0 | 0 | 0 | 0
DemandResponse | 944.03 | 1113.54 | 1314.17 | 1416.79 | 1527.42 | 1646.69
IGCC-CCS | 0 | 0 | 0 | 0 | 0 | 0
WT_off | 0 | 0 | 0 | 0 | 0 | 500
PseudoUnit | 0 | 0 | 0 | 0 | 0 | 0
FixedInterchange | 0 | 0 | 0 | 0 | 0 | 0
Total Installed Capacity by Reporting Type: NYISO_G-I
ReportingType | 2015 | 2020 | 2025 | 2030 | 2035 | 2040
BM | 0 | 0 | 0 | 0 | 762.31 | 800
CC | 1157 | 2208.46 | 2284.31 | 2284.31 | 2284.31 | 2284.31
CSP | 0 | 0 | 0 | 0 | 0 | 0
CT | 0 | 0 | 0 | 0 | 0 | 0
Coal | 0 | 0 | 0 | 0 | 0 | 0
Geo | 0 | 0 | 0 | 0 | 0 | 0
H | 32 | 32 | 32 | 32 | 32 | 32
LFG | 64 | 64 | 138.33 | 138.33 | 138.33 | 138.33
Nuc | 2045 | 2045 | 2045 | 2045 | 1025.4 | 2885
PS | 0 | 0 | 0 | 0 | 0 | 0
PV | 0 | 0 | 0 | 0 | 0 | 0
PeakG | 65 | 65 | 65 | 65 | 65 | 65
PeakO | 87 | 87 | 87 | 87 | 87 | 87
ST | 0 | 0 | 0 | 0 | 0 | 0
STOG | 0 | 0 | 0 | 0 | 0 | 0
STWD | 0 | 0 | 0 | 0 | 0 | 0
WT | 0 | 60 | 60 | 360 | 360 | 360
IGCC | 0 | 0 | 0 | 0 | 0 | 0
DemandResponse | 353.35 | 415.95 | 499.26 | 547.41 | 600.2 | 658.09
IGCC-CCS | 0 | 0 | 0 | 0 | 0 | 0
WT_off | 0 | 0 | 0 | 0 | 0 | 200
PseudoUnit | 0 | 0 | 0 | 0 | 0 | 0
FixedInterchange | 0 | 0 | 0 | 0 | 0 | 0
Total Installed Capacity by Reporting Type: NYISO_J-K
ReportingType | 2015 | 2020 | 2025 | 2030 | 2035 | 2040
BM | 0 | 0 | 0 | 0 | 0 | 0
CC | 4833.4 | 4833.4 | 4833.4 | 6644.52 | 9075.92 | 9776.76
CSP | 0 | 0 | 0 | 0 | 0 | 0
CT | 0 | 0 | 0 | 0 | 0 | 0
Coal | 0 | 0 | 0 | 0 | 0 | 0
Geo | 0 | 0 | 0 | 0 | 0 | 0
H | 0 | 0 | 0 | 0 | 0 | 0
LFG | 124 | 124 | 195.5 | 198.33 | 198.33 | 198.33
Nuc | 0.1 | 0.1 | 0.1 | 0.1 | 0.1 | 0.1
PS | 0 | 0 | 0 | 0 | 0 | 0
PV | 32 | 32 | 32 | 32 | 32 | 32
PeakG | 2778 | 2778 | 2778 | 2778 | 2778 | 2778
PeakO | 2169 | 2169 | 2169 | 2169 | 2169 | 2169
ST | 0 | 0 | 0 | 0 | 0 | 0
STOG | 5511.75 | 5511.75 | 5511.75 | 5511.75 | 5511.75 | 5511.75
STWD | 0 | 0 | 0 | 0 | 0 | 0
WT | 0 | 0 | 0 | 170 | 330 | 330
IGCC | 0 | 0 | 0 | 0 | 0 | 0
DemandResponse | 1372.63 | 1643.44 | 1975.51 | 2169.26 | 2382.01 | 2615.63
IGCC-CCS | 0 | 0 | 0 | 0 | 0 | 0
WT_off | 0 | 0 | 0 | 0 | 0 | 0
PseudoUnit | 0 | 0 | 0 | 0 | 0 | 0
FixedInterchange | 0 | 0 | 0 | 0 | 0 | 0
Total Installed Capacity by Reporting Type: PJM_E
ReportingType | 2015 | 2020 | 2025 | 2030 | 2035 | 2040
BM | 30 | 30 | 30 | 30 | 30 | 332.31
CC | 12283.3 | 12283.3 | 12283.3 | 12558.96 | 12558.96 | 12558.96
CSP | 0 | 0 | 0 | 0 | 0 | 0
CT | 26.2 | 26.2 | 26.2 | 26.2 | 26.2 | 26.2
Coal | 1076 | 508 | 508 | 508 | 508 | 508
Geo | 0 | 0 | 0 | 0 | 0 | 0
H | 269.99 | 269.99 | 269.99 | 269.99 | 269.99 | 269.99
LFG | 471.1 | 604 | 604 | 604 | 604 | 604
Nuc | 8510 | 7895.5 | 7895.5 | 7895.5 | 5671.5 | 7611.73
PS | 400 | 400 | 400 | 400 | 400 | 400
PV | 47.45 | 47.45 | 47.45 | 47.45 | 47.45 | 47.45
PeakG | 3877.5 | 3877.5 | 3877.5 | 3877.5 | 3877.5 | 3877.5
PeakO | 2749.3 | 2749.3 | 2749.3 | 2749.3 | 2749.3 | 2749.3
ST | 0 | 0 | 0 | 0 | 0 | 0
STOG | 2119.01 | 2119.01 | 2119.01 | 2119.01 | 2119.01 | 2119.01
STWD | 0 | 0 | 0 | 0 | 0 | 0
WT | 1160 | 1160 | 1160 | 1160 | 1180 | 3630
IGCC | 0 | 0 | 0 | 0 | 0 | 0
DemandResponse | 1307.75 | 1879.13 | 2745.66 | 2983.69 | 3242.36 | 3523.45
IGCC-CCS | 0 | 0 | 0 | 0 | 0 | 0
WT_off | 0 | 0 | 1100 | 1100 | 9600 | 9600
PseudoUnit | 0 | 0 | 0 | 0 | 0 | 0
FixedInterchange | 0 | 0 | 0 | 0 | 0 | 0
Total Installed Capacity by Reporting Type: PJM_ROM
ReportingType | 2015 | 2020 | 2025 | 2030 | 2035 | 2040
BM | 18 | 18 | 18 | 18 | 2357.79 | 2357.79
CC | 5664.5 | 5664.5 | 5664.5 | 8988.59 | 8988.59 | 8988.59
CSP | 0 | 0 | 0 | 0 | 0 | 0
CT | 16 | 16 | 16 | 16 | 16 | 16
Coal | 5423.5 | 3668.5 | 3668.5 | 3668.5 | 3668.5 | 3668.5
Geo | 0 | 0 | 0 | 0 | 0 | 0
H | 1392 | 1392 | 1392 | 2070 | 2070 | 2070
LFG | 356.9 | 622 | 622 | 622 | 622 | 622
Nuc | 5036 | 5036 | 5036 | 6287.48 | 8539.51 | 12924.69
PS | 1513 | 1513 | 1513 | 1513 | 1513 | 1513
PV | 4 | 1500.79 | 2478.4 | 2836.95 | 3036.54 | 4004
PeakG | 1719 | 1719 | 1719 | 1719 | 1719 | 1719
PeakO | 1566 | 1566 | 1566 | 1566 | 1566 | 1566
ST | 0 | 0 | 0 | 0 | 0 | 0
STOG | 3529 | 3529 | 3529 | 3529 | 3529 | 319.29
STWD | 70 | 70 | 70 | 70 | 70 | 70
WT | 1210.8 | 2850.56 | 2850.56 | 2850.56 | 7771 | 7771
IGCC | 0 | 0 | 0 | 0 | 0 | 0
DemandResponse | 2400.99 | 3048.92 | 3878.24 | 4214.46 | 4579.83 | 4976.88
IGCC-CCS | 0 | 0 | 0 | 0 | 0 | 0
WT_off | 0 | 0 | 0 | 0 | 0 | 16900
PseudoUnit | 0 | 0 | 0 | 0 | 0 | 0
FixedInterchange | 0 | 0 | 0 | 0 | 0 | 0
Total Installed Capacity by Reporting Type: PJM_ROR
ReportingType | 2015 | 2020 | 2025 | 2030 | 2035 | 2040
BM | 385 | 385 | 385 | 385 | 10556.34 | 10556.34
CC | 30272.24 | 46432.87 | 47055.15 | 47055.15 | 47055.15 | 47055.15
CSP | 0 | 0 | 0 | 0 | 0 | 0
CT | 29 | 29 | 29 | 29 | 29 | 29
Coal | 30471.8 | 19253.8 | 19253.8 | 19253.8 | 19253.8 | 19253.8
Geo | 0 | 0 | 0 | 0 | 0 | 0
H | 1837.4 | 2340.4 | 2340.4 | 2340.4 | 2340.4 | 2340.4
LFG | 539.4 | 539.4 | 1053.11 | 1053.11 | 1053.11 | 1053.11
Nuc | 20038 | 20038 | 20038 | 19171 | 16295.9 | 11412.74
PS | 3081 | 3081 | 3081 | 3081 | 3081 | 3081
PV | 24 | 24 | 305.92 | 365.01 | 416.07 | 6924
PeakG | 19311 | 19311 | 19311 | 19311 | 19311 | 19311
PeakO | 1742 | 1742 | 1742 | 1742 | 1742 | 1742
ST | 0 | 0 | 0 | 0 | 0 | 0
STOG | 2087 | 1605.61 | 1605.61 | 1605.61 | 1605.61 | 0
STWD | 194 | 194 | 194 | 194 | 194 | 194
WT | 10922.7 | 11114.4 | 23825.9 | 56197 | 56197 | 56197
IGCC | 0 | 0 | 0 | 0 | 0 | 0
DemandResponse | 3459.65 | 6870.76 | 11225.25 | 12162.1 | 13177.14 | 14276.89
IGCC-CCS | 0 | 0 | 0 | 0 | 0 | 5195.42
WT_off | 0 | 0 | 0 | 0 | 0 | 20200
PseudoUnit | 0 | 0 | 0 | 0 | 0 | 0
FixedInterchange | 0 | 0 | 0 | 0 | 0 | 0
Total Installed Capacity by Reporting Type: SOCO
ReportingType | 2015 | 2020 | 2025 | 2030 | 2035 | 2040
BM | 55 | 55 | 55 | 55 | 6555.24 | 6555.24
CC | 24032.75 | 33559.22 | 33559.22 | 33559.22 | 27117.5 | 18222.17
CSP | 0 | 0 | 0 | 0 | 0 | 0
CT | 0 | 0 | 0 | 0 | 0 | 0
Coal | 8435.3 | 3126.3 | 3126.3 | 3126.3 | 3126.3 | 3126.3
Geo | 0 | 0 | 0 | 0 | 0 | 0
H | 4194 | 4194 | 4194 | 4194 | 4194 | 5061
LFG | 37 | 37 | 144.4 | 144.4 | 144.4 | 144.4
Nuc | 5841 | 8041 | 9366.84 | 15454.76 | 23869.17 | 35324.2
PS | 1675 | 1675 | 1675 | 1675 | 1675 | 1675
PV | 0 | 0 | 0 | 0 | 0 | 2000
PeakG | 10713 | 10713 | 10713 | 9176.15 | 4628.4 | 4628.4
PeakO | 0 | 0 | 0 | 0 | 0 | 0
ST | 0 | 0 | 0 | 0 | 0 | 0
STOG | 0 | 0 | 0 | 0 | 0 | 0
STWD | 668 | 668 | 668 | 668 | 668 | 668
WT | 0 | 0 | 0 | 100 | 100 | 100
IGCC | 0 | 0 | 0 | 0 | 0 | 0
DemandResponse | 2674.86 | 5221.22 | 8293.98 | 9075.87 | 9931.46 | 10867.71
IGCC-CCS | 0 | 0 | 0 | 0 | 0 | 0
WT_off | 0 | 0 | 0 | 0 | 0 | 0
PseudoUnit | 0 | 0 | 0 | 0 | 0 | 0
FixedInterchange | 0 | 0 | 0 | 0 | 0 | 0
Total Installed Capacity by Reporting Type: SPP_N
ReportingType | 2015 | 2020 | 2025 | 2030 | 2035 | 2040
BM | 0 | 0 | 0 | 0 | 5805.14 | 6405.59
CC | 3433.68 | 8906.87 | 8906.87 | 8906.87 | 8906.87 | 8906.87
CSP | 0 | 0 | 0 | 0 | 0 | 0
CT | 0 | 0 | 0 | 0 | 0 | 0
Coal | 7726.54 | 4551.41 | 3459.03 | 3459.04 | 2415.03 | 2415.04
Geo | 0 | 0 | 0 | 0 | 0 | 0
H | 21 | 21 | 21 | 21 | 21 | 21
LFG | 7 | 7 | 102 | 102 | 102 | 102
Nuc | 1160 | 1160 | 1160 | 1160 | 1160 | 1160
PS | 0 | 0 | 0 | 0 | 0 | 0
PV | 0 | 0 | 0 | 0 | 0 | 0
PeakG | 4397 | 4397 | 4397 | 4397 | 4397 | 4397
PeakO | 1199 | 1199 | 1199 | 1199 | 1199 | 1199
ST | 0 | 0 | 0 | 0 | 0 | 0
STOG | 1654.77 | 1654.77 | 1654.77 | 1654.77 | 1567.56 | 1567.56
STWD | 0 | 0 | 0 | 0 | 0 | 0
WT | 1227 | 12277.45 | 14248.24 | 17285.6 | 17285.6 | 17285.6
IGCC | 0 | 0 | 0 | 0 | 0 | 0
DemandResponse | 464.82 | 1006.82 | 1646.91 | 1811.12 | 1991.7 | 2190.3
IGCC-CCS | 0 | 0 | 0 | 0 | 0 | 0
WT_off | 0 | 0 | 0 | 0 | 0 | 0
PseudoUnit | 0 | 0 | 0 | 0 | 0 | 0
FixedInterchange | 0 | 0 | 0 | 0 | 0 | 0
Total Installed Capacity by Reporting Type: SPP_S
ReportingType | 2015 | 2020 | 2025 | 2030 | 2035 | 2040
BM | 0 | 0 | 0 | 0 | 2174.77 | 4507.34
CC | 10917 | 17156.97 | 17156.97 | 22563.16 | 22563.16 | 22563.16
CSP | 0 | 0 | 0 | 0 | 0 | 0
CT | 412.99 | 712.99 | 712.99 | 712.99 | 712.99 | 712.99
Coal | 11384.85 | 2762 | 2762 | 2762 | 988 | 988
Geo | 0 | 0 | 0 | 0 | 0 | 0
H | 2108 | 2108 | 2108 | 2199 | 2199 | 2199
LFG | 19 | 19 | 114 | 114 | 114 | 114
Nuc | 0.1 | 0.1 | 0.1 | 0.1 | 0.1 | 0.1
PS | 446 | 446 | 446 | 446 | 446 | 446
PV | 0 | 0 | 0 | 0 | 0 | 0
PeakG | 3443 | 3443 | 3443 | 3443 | 3443 | 3443
PeakO | 122 | 122 | 122 | 122 | 122 | 122
ST | 0 | 0 | 0 | 0 | 0 | 0
STOG | 7364.54 | 7364.54 | 7364.54 | 7364.54 | 7295.8 | 7295.8
STWD | 84 | 84 | 84 | 84 | 84 | 84
WT | 2727 | 38838.89 | 38838.89 | 38838.89 | 42589.87 | 48333.61
IGCC | 0 | 0 | 0 | 0 | 0 | 0
DemandResponse | 63.59 | 1918.63 | 4092.37 | 4440.53 | 4818.31 | 5228.23
IGCC-CCS | 0 | 0 | 0 | 0 | 0 | 0
WT_off | 0 | 0 | 0 | 0 | 0 | 0
PseudoUnit | 0 | 0 | 0 | 0 | 0 | 0
FixedInterchange | 0 | 0 | 0 | 0 | 0 | 0
Total Installed Capacity by Reporting Type: TVA
ReportingType | 2015 | 2020 | 2025 | 2030 | 2035 | 2040
BM | 0 | 0 | 0 | 0 | 7394.28 | 7394.28
CC | 9398.97 | 16539.84 | 17029.85 | 17029.85 | 16709.85 | 12093.88
CSP | 0 | 0 | 0 | 0 | 0 | 0
CT | 0 | 0 | 0 | 0 | 0 | 0
Coal | 5993 | 3889 | 3889 | 3889 | 3449 | 3449
Geo | 0 | 0 | 0 | 0 | 0 | 0
H | 5111 | 5111 | 5138 | 5138 | 5138 | 5138
LFG | 13 | 13 | 120.4 | 120.4 | 120.4 | 120.4
Nuc | 8394.89 | 8394.89 | 8394.89 | 10429.34 | 9410.63 | 8131.97
PS | 1743 | 1743 | 1743 | 1743 | 1743 | 1743
PV | 0 | 0 | 0 | 0 | 0 | 2000
PeakG | 5865 | 5865 | 5865 | 5865 | 5865 | 5865
PeakO | 83 | 83 | 83 | 83 | 83 | 0
ST | 0 | 0 | 0 | 0 | 0 | 0
STOG | 0 | 0 | 0 | 0 | 0 | 0
STWD | 5 | 5 | 5 | 5 | 5 | 5
WT | 29 | 29 | 29 | 29 | 129 | 129
IGCC | 0 | 0 | 0 | 0 | 0 | 0
DemandResponse | 1878.29 | 2795.4 | 3859.81 | 4157.07 | 4477.22 | 4822.03
IGCC-CCS | 0 | 0 | 0 | 0 | 0 | 7672.82
WT_off | 0 | 0 | 0 | 0 | 0 | 0
PseudoUnit | 0 | 0 | 0 | 0 | 0 | 0
FixedInterchange | 0 | 0 | 0 | 0 | 0 | 0
Total Installed Capacity by Reporting Type: TVA_Transmission
ReportingType | 2015 | 2020 | 2025 | 2030 | 2035 | 2040
BM | 0 | 0 | 0 | 0 | 0 | 0
CC | 0 | 0 | 0 | 0 | 0 | 0
CSP | 0 | 0 | 0 | 0 | 0 | 0
CT | 0 | 0 | 0 | 0 | 0 | 0
Coal | 0 | 0 | 0 | 0 | 0 | 0
Geo | 0 | 0 | 0 | 0 | 0 | 0
H | 0 | 0 | 0 | 0 | 0 | 0
LFG | 0 | 0 | 0 | 0 | 0 | 0
Nuc | 0 | 0 | 0 | 0 | 0 | 0
PS | 0 | 0 | 0 | 0 | 0 | 0
PV | 0 | 0 | 0 | 0 | 0 | 0
PeakG | 0 | 0 | 0 | 0 | 0 | 0
PeakO | 0 | 0 | 0 | 0 | 0 | 0
ST | 0 | 0 | 0 | 0 | 0 | 0
STOG | 0 | 0 | 0 | 0 | 0 | 0
STWD | 0 | 0 | 0 | 0 | 0 | 0
WT | 0 | 0 | 0 | 0 | 0 | 0
IGCC | 0 | 0 | 0 | 0 | 0 | 0
DemandResponse | 0 | 0 | 0 | 0 | 0 | 0
IGCC-CCS | 0 | 0 | 0 | 0 | 0 | 0
WT_off | 0 | 0 | 0 | 0 | 0 | 0
PseudoUnit | 0 | 0 | 0 | 0 | 0 | 0
FixedInterchange | 0 | 0 | 0 | 0 | 0 | 0
Total Installed Capacity by Reporting Type: VACAR
ReportingType | 2015 | 2020 | 2025 | 2030 | 2035 | 2040
BM | 0.92 | 358.59 | 1100.87 | 1294.29 | 1294.29 | 6986.31
CC | 23622.69 | 24773.65 | 24773.65 | 24773.65 | 24327.51 | 24327.51
CSP | 0 | 0 | 0 | 0 | 0 | 0
CT | 717.2 | 717.2 | 717.2 | 717.2 | 717.2 | 0
Coal | 6211.27 | 6164.49 | 5115.65 | 3943.3 | 3082.96 | 3082.96
Geo | 0 | 0 | 0 | 0 | 0 | 0
H | 2122 | 2122 | 2122 | 2122 | 2122 | 2174
LFG | 63.34 | 170.4 | 170.4 | 170.4 | 170.4 | 170.4
Nuc | 11430 | 13760 | 16990.38 | 21951.48 | 18703.48 | 17985.46
PS | 2616 | 2616 | 2616 | 2616 | 2616 | 2616
PV | 16 | 164.43 | 176.59 | 188.77 | 199.49 | 1349.33
PeakG | 8308 | 8308 | 8308 | 8308 | 8308 | 8308
PeakO | 1268 | 1268 | 1268 | 1268 | 0 | 0
ST | 0 | 0 | 0 | 0 | 0 | 0
STOG | 92 | 92 | 92 | 92 | 0 | 0
STWD | 281 | 281 | 281 | 281 | 281 | 281
WT | 0.9 | 3500 | 3500 | 3500 | 3500 | 3500
IGCC | 0 | 0 | 0 | 0 | 0 | 0
DemandResponse | 2434.26 | 4230.61 | 6496.28 | 7161.73 | 7895.36 | 8704.13
IGCC-CCS | 0 | 0 | 0 | 0 | 0 | 0
WT_off | 1 | 1 | 1 | 1 | 35438.26 | 39250
PseudoUnit | 0 | 0 | 0 | 0 | 0 | 0
FixedInterchange | 0 | 0 | 0 | 0 | 0 | 0
Total Installed Capacity by Reporting Type: IESO
ReportingType | 2015 | 2020 | 2025 | 2030 | 2035 | 2040
BM | 326.33 | 326.33 | 326.33 | 326.33 | 326.33 | 327
CC | 3602.52 | 3602.52 | 3602.52 | 3602.52 | 3602.52 | 3602.52
CSP | 0 | 0 | 0 | 0 | 0 | 0
CT | 368 | 368 | 368 | 368 | 643.08 | 3646.06
Coal | 0 | 0 | 0 | 0 | 0 | 0
Geo | 0 | 0 | 0 | 0 | 0 | 0
H | 8693.3 | 8693.3 | 8693.3 | 8943.3 | 8943.3 | 8943.3
LFG | 117.5 | 117.5 | 117.5 | 118 | 118 | 118
Nuc | 13018 | 13018 | 13018 | 13018 | 11988 | 10448
PS | 123 | 123 | 123 | 123 | 123 | 123
PV | 1097.26 | 1097.26 | 1097.26 | 1097.26 | 30 | 30
PeakG | 584 | 584 | 584 | 584 | 584 | 584
PeakO | 174.35 | 174.35 | 174.35 | 174.35 | 174.35 | 174.35
ST | 0 | 0 | 0 | 0 | 0 | 0
STOG | 0 | 0 | 0 | 0 | 0 | 0
STWD | 139 | 139 | 139 | 139 | 139 | 139
WT | 3385.9 | 3385.9 | 3385.9 | 3385.9 | 19738.97 | 24572
IGCC | 0 | 0 | 0 | 0 | 0 | 0
DemandResponse | 2038.33 | 2260.47 | 2690.39 | 2925.08 | 3180.25 | 3457.67
IGCC-CCS | 0 | 0 | 0 | 0 | 0 | 0
WT_off | 0 | 0 | 0 | 0 | 0 | 0
PseudoUnit | 0 | 0 | 0 | 0 | 0 | 0
FixedInterchange | 0 | 0 | 0 | 0 | 0 | 0
Total Installed Capacity by Reporting Type: MAPP_CA
ReportingType | 2015 | 2020 | 2025 | 2030 | 2035 | 2040
BM | 0 | 0 | 0 | 0 | 0 | 0
CC | 1402.9 | 1402.9 | 981.77 | 671.9 | 671.9 | 635.67
CSP | 0 | 0 | 0 | 0 | 0 | 0
CT | 0 | 0 | 0 | 0 | 0 | 0
Coal | 669.06 | 666.68 | 0 | 0 | 0 | 0
Geo | 0 | 0 | 0 | 0 | 0 | 0
H | 6475.4 | 7170.4 | 8665.4 | 11125.4 | 11125.4 | 11125.4
LFG | 0 | 0 | 0 | 0 | 0 | 0
Nuc | 0.1 | 0.1 | 0.1 | 0.1 | 0.1 | 326.58
PS | 0 | 0 | 0 | 0 | 0 | 0
PV | 0 | 0 | 0 | 0 | 0 | 0
PeakG | 559 | 559 | 559 | 559 | 559 | 559
PeakO | 4 | 4 | 4 | 4 | 4 | 4
ST | 0 | 0 | 0 | 0 | 0 | 0
STOG | 126 | 126 | 0 | 0 | 0 | 0
STWD | 0 | 0 | 0 | 0 | 0 | 0
WT | 577.4 | 577.4 | 577.4 | 577.4 | 577.4 | 577.4
IGCC | 0 | 0 | 0 | 0 | 0 | 0
DemandResponse | 93.13 | 337.01 | 628.45 | 686.68 | 750.29 | 819.8
IGCC-CCS | 0 | 0 | 0 | 0 | 0 | 0
WT_off | 0 | 0 | 0 | 0 | 0 | 0
PseudoUnit | 0 | 0 | 0 | 0 | 0 | 0
FixedInterchange | 0 | 0 | 0 | 0 | 0 | 0
Total Installed Capacity by Reporting Type: AZ_NM_SNV_Coal
ReportingType | 2015 | 2020 | 2025 | 2030 | 2035 | 2040
BM | 0 | 0 | 0 | 0 | 0 | 0
CC | 0 | 0 | 0 | 0 | 0 | 0
CSP | 0 | 0 | 0 | 0 | 0 | 0
CT | 0 | 0 | 0 | 0 | 0 | 0
Coal | 7602.32 | 5471.57 | 1088.77 | 1088.77 | 818 | 818
Geo | 0 | 0 | 0 | 0 | 0 | 0
H | 0 | 0 | 0 | 0 | 0 | 0
LFG | 0 | 0 | 0 | 0 | 0 | 0
Nuc | 0 | 0 | 0 | 0 | 0 | 0
PS | 0 | 0 | 0 | 0 | 0 | 0
PV | 0 | 0 | 0 | 0 | 0 | 0
PeakG | 0 | 0 | 0 | 0 | 0 | 0
PeakO | 200 | 200 | 200 | 200 | 200 | 200
ST | 0 | 0 | 0 | 0 | 0 | 0
STOG | 0 | 0 | 0 | 0 | 0 | 0
STWD | 0 | 0 | 0 | 0 | 0 | 0
WT | 0 | 0 | 0 | 0 | 0 | 0
IGCC | 0 | 0 | 0 | 0 | 0 | 0
DemandResponse | 0 | 0 | 0 | 0 | 0 | 0
IGCC-CCS | 0 | 0 | 0 | 0 | 0 | 0
WT_off | 0 | 0 | 0 | 0 | 0 | 0
PseudoUnit | 0 | 0 | 0 | 0 | 0 | 0
FixedInterchange | 0 | 0 | 0 | 0 | 0 | 0
Total Installed Capacity by Reporting Type: AZ_NM_SNV_Gas
ReportingType | 2015 | 2020 | 2025 | 2030 | 2035 | 2040
BM | 0 | 0 | 0 | 0 | 0 | 0
CC | 16340 | 20743.69 | 24197.12 | 24197.12 | 24197.12 | 24197.12
CSP | 0 | 0 | 0 | 0 | 0 | 0
CT | 736 | 736 | 736 | 736 | 736 | 736
Coal | 0 | 0 | 0 | 0 | 0 | 0
Geo | 0 | 0 | 0 | 0 | 0 | 0
H | 0 | 0 | 0 | 0 | 0 | 0
LFG | 0 | 0 | 0 | 0 | 0 | 0
Nuc | 0 | 0 | 0 | 0 | 0 | 0
PS | 0 | 0 | 0 | 0 | 0 | 0
PV | 0 | 0 | 0 | 0 | 0 | 0
PeakG | 3660 | 3660 | 3660 | 3660 | 3660 | 3660
PeakO | 0 | 0 | 0 | 0 | 0 | 0
ST | 0 | 0 | 0 | 0 | 0 | 0
STOG | 0 | 0 | 0 | 0 | 0 | 0
STWD | 0 | 0 | 0 | 0 | 0 | 0
WT | 0 | 0 | 0 | 0 | 0 | 0
IGCC | 0 | 0 | 0 | 0 | 0 | 0
DemandResponse | 348.13 | 1177.58 | 2216.56 | 2488.51 | 2789.15 | 3128.56
IGCC-CCS | 0 | 0 | 0 | 0 | 0 | 0
WT_off | 0 | 0 | 0 | 0 | 0 | 0
PseudoUnit | 0 | 0 | 0 | 0 | 0 | 0
FixedInterchange | 0 | 0 | 0 | 0 | 0 | 0
Total Installed Capacity by Reporting Type: AZ_NM_SNV_NucRenew
ReportingType | 2015 | 2020 | 2025 | 2030 | 2035 | 2040
BM | 0 | 0 | 0 | 0 | 2795.08 | 6540
CC | 0 | 0 | 0 | 0 | 0 | 0
CSP | 0 | 0 | 0 | 0 | 0 | 0
CT | 0 | 0 | 0 | 0 | 0 | 0
Coal | 0 | 0 | 0 | 0 | 0 | 0
Geo | 0 | 0 | 1450 | 1450 | 1450 | 1450
H | 3131 | 3131 | 3131 | 3131 | 3131 | 3131
LFG | 7 | 67.67 | 67.67 | 67.67 | 67.67 | 67.67
Nuc | 3875 | 3875 | 3875 | 6515.07 | 8250.45 | 8250.45
PS | 216 | 216 | 216 | 216 | 216 | 216
PV | 148.7 | 148.7 | 148.7 | 148.7 | 148.7 | 148.7
PeakG | 0 | 0 | 0 | 0 | 0 | 0
PeakO | 0 | 0 | 0 | 0 | 0 | 0
ST | 280 | 805.11 | 1121.82 | 1213.24 | 2685.38 | 3797.27
STOG | 0 | 0 | 0 | 0 | 0 | 0
STWD | 26 | 26 | 26 | 26 | 26 | 26
WT | 525.1 | 13494.49 | 14305.08 | 15397.46 | 15397.46 | 15397.46
IGCC | 0 | 0 | 0 | 0 | 0 | 0
DemandResponse | 0 | 0 | 0 | 0 | 0 | 0
IGCC-CCS | 0 | 0 | 0 | 0 | 0 | 0
WT_off | 0 | 0 | 0 | 0 | 0 | 0
PseudoUnit | 0 | 0 | 0 | 0 | 0 | 0
FixedInterchange | 0 | 0 | 0 | 0 | 0 | 0
Total Installed Capacity by Reporting Type: ERCOT
ReportingType | 2015 | 2020 | 2025 | 2030 | 2035 | 2040
BM | 145 | 145 | 145 | 145 | 4064.97 | 4064.97
CC | 50142.18 | 54012.12 | 54012.12 | 54012.12 | 54012.12 | 54012.12
CSP | 0 | 0 | 0 | 0 | 0 | 0
CT | 250 | 250 | 250 | 250 | 0 | 0
Coal | 5437 | 4510 | 3950 | 3950 | 3950 | 3950
Geo | 0 | 0 | 0 | 0 | 0 | 0
H | 565 | 565 | 565 | 565 | 565 | 1193
LFG | 75 | 75 | 75 | 429 | 429 | 429
Nuc | 5091 | 5091 | 5091 | 8977.37 | 18870.97 | 20520.56
PS | 0 | 0 | 0 | 0 | 0 | 0
PV | 15 | 15 | 15 | 15 | 1 | 1
PeakG | 4768 | 4768 | 4768 | 4768 | 4768 | 4768
PeakO | 51 | 51 | 51 | 51 | 51 | 51
ST | 0 | 0 | 0 | 0 | 0 | 0
STOG | 11833.3 | 11833.3 | 11796.14 | 11796.14 | 3801.85 | 3801.85
STWD | 0 | 0 | 0 | 0 | 0 | 0
WT | 9280.1 | 9280.1 | 33871.46 | 35729.22 | 38100.77 | 40986
IGCC | 0 | 0 | 0 | 0 | 0 | 0
DemandResponse | 770.89 | 3956.66 | 7724.81 | 8367.66 | 9085.72 | 9863.71
IGCC-CCS | 0 | 0 | 0 | 0 | 0 | 4469.53
WT_off | 0 | 0 | 0 | 0 | 0 | 0
PseudoUnit | 0 | 0 | 0 | 0 | 0 | 0
FixedInterchange | 0 | 0 | 0 | 0 | 0 | 0
Total Installed Capacity by Reporting Type: NP15
ReportingType | 2015 | 2020 | 2025 | 2030 | 2035 | 2040
BM | 0 | 0 | 0 | 0 | 843.24 | 843.24
CC | 12413.49 | 12731.01 | 14638.64 | 14638.64 | 14638.64 | 8689.15
CSP | 0 | 0 | 0 | 0 | 0 | 0
CT | 212.6 | 212.6 | 212.6 | 827.64 | 827.64 | 827.64
Coal | 28.2 | 0 | 0 | 0 | 0 | 0
Geo | 1123 | 1723 | 1723 | 1723 | 1723 | 1723
H | 8825 | 8825 | 8825 | 8825 | 8825 | 8825
LFG | 85 | 650 | 650 | 650 | 650 | 650
Nuc | 2300 | 2300 | 2300 | 2300 | 2300 | 2300
PS | 2257 | 2257 | 2257 | 2257 | 2257 | 2257
PV | 59.5 | 59.5 | 59.5 | 59.5 | 1404.45 | 3557.88
PeakG | 3265 | 3265 | 3265 | 3265 | 3265 | 3265
PeakO | 350 | 350 | 350 | 350 | 350 | 350
ST | 29 | 29 | 29 | 29 | 100 | 100
STOG | 2634.23 | 2634.23 | 2634.23 | 2634.23 | 2634.23 | 2568.97
STWD | 442 | 442 | 442 | 442 | 442 | 442
WT | 1193.2 | 4492 | 4492 | 15239.01 | 15292 | 15292
IGCC | 0 | 0 | 0 | 0 | 0 | 0
DemandResponse | 1902.29 | 2050.88 | 2338.06 | 2597.19 | 2871.61 | 3172.03
IGCC-CCS | 0 | 0 | 0 | 0 | 0 | 11436.42
WT_off | 0 | 0 | 0 | 0 | 0 | 0
PseudoUnit | 0 | 0 | 0 | 0 | 0 | 0
FixedInterchange | 0 | 0 | 0 | 0 | 0 | 0
Total Installed Capacity by Reporting Type: NWPP_Coal
ReportingType | 2015 | 2020 | 2025 | 2030 | 2035 | 2040
BM | 0 | 0 | 0 | 0 | 0 | 0
CC | 0 | 0 | 0 | 0 | 0 | 0
CSP | 0 | 0 | 0 | 0 | 0 | 0
CT | 0 | 0 | 0 | 0 | 0 | 0
Coal | 6853.56 | 4447.86 | 2042.79 | 2026.8 | 2026.8 | 226.8
Geo | 0 | 0 | 0 | 0 | 0 | 0
H | 0 | 0 | 0 | 0 | 0 | 0
LFG | 0 | 0 | 0 | 0 | 0 | 0
Nuc | 0 | 0 | 0 | 0 | 0 | 0
PS | 0 | 0 | 0 | 0 | 0 | 0
PV | 0 | 0 | 0 | 0 | 0 | 0
PeakG | 0 | 0 | 0 | 0 | 0 | 0
PeakO | 0 | 0 | 0 | 0 | 0 | 0
ST | 0 | 0 | 0 | 0 | 0 | 0
STOG | 0 | 0 | 0 | 0 | 0 | 0
STWD | 0 | 0 | 0 | 0 | 0 | 0
WT | 0 | 0 | 0 | 0 | 0 | 0
IGCC | 0 | 0 | 0 | 0 | 0 | 0
DemandResponse | 0 | 0 | 0 | 0 | 0 | 0
IGCC-CCS | 0 | 0 | 0 | 0 | 0 | 0
WT_off | 0 | 0 | 0 | 0 | 0 | 0
PseudoUnit | 0 | 0 | 0 | 0 | 0 | 0
FixedInterchange | 0 | 0 | 0 | 0 | 0 | 0
Total Installed Capacity by Reporting Type: NWPP_Gas
ReportingType | 2015 | 2020 | 2025 | 2030 | 2035 | 2040
BM | 0 | 0 | 0 | 0 | 0 | 0
CC | 6627 | 11773.4 | 13550.44 | 13550.44 | 11844.92 | 11544.92
CSP | 0 | 0 | 0 | 0 | 0 | 0
CT | 150 | 150 | 150 | 150 | 0 | 0
Coal | 0 | 0 | 0 | 0 | 0 | 0
Geo | 0 | 0 | 0 | 0 | 0 | 0
H | 0 | 0 | 0 | 0 | 0 | 0
LFG | 0 | 0 | 0 | 0 | 0 | 0
Nuc | 0 | 0 | 0 | 0 | 0 | 0
PS | 0 | 0 | 0 | 0 | 0 | 0
PV | 0 | 0 | 0 | 0 | 0 | 0
PeakG | 0 | 0 | 0 | 0 | 0 | 0
PeakO | 0 | 0 | 0 | 0 | 0 | 0
ST | 0 | 0 | 0 | 0 | 0 | 0
STOG | 0 | 0 | 0 | 0 | 0 | 0
STWD | 0 | 0 | 0 | 0 | 0 | 0
WT | 0 | 0 | 0 | 0 | 0 | 0
IGCC | 0 | 0 | 0 | 0 | 0 | 0
DemandResponse | 0.01 | 1042.66 | 2285.99 | 2526.32 | 2785.47 | 3067.66
IGCC-CCS | 0 | 0 | 0 | 0 | 0 | 2544.88
WT_off | 0 | 0 | 0 | 0 | 0 | 0
PseudoUnit | 0 | 0 | 0 | 0 | 0 | 0
FixedInterchange | 0 | 0 | 0 | 0 | 0 | 0
Total Installed Capacity by Reporting Type: NWPP_NucRenew
ReportingType | 2015 | 2020 | 2025 | 2030 | 2035 | 2040
BM | 32.55 | 32.55 | 32.55 | 32.55 | 722.05 | 9050
CC | 0 | 0 | 0 | 0 | 0 | 0
CSP | 0 | 0 | 0 | 0 | 0 | 0
CT | 0 | 0 | 0 | 0 | 0 | 0
Coal | 0 | 0 | 0 | 0 | 0 | 0
Geo | 404.2 | 404.2 | 838.2 | 838.2 | 838.2 | 838.2
H | 33736 | 33736 | 33736 | 33736 | 34071 | 34071
LFG | 128.5 | 359.89 | 373 | 373 | 373 | 373
Nuc | 1131 | 1131 | 1131 | 1131 | 5453.29 | 5453.29
PS | 258 | 258 | 258 | 258 | 258 | 258
PV | 3 | 3 | 3 | 3 | 3 | 3
PeakG | 0 | 0 | 0 | 0 | 0 | 0
PeakO | 0 | 0 | 0 | 0 | 0 | 0
ST | 0 | 0 | 0 | 0 | 0 | 0
STOG | 0 | 0 | 0 | 0 | 0 | 0
STWD | 561 | 561 | 561 | 561 | 561 | 561
WT | 6865.3 | 6865.3 | 6865.3 | 35050.65 | 37513.37 | 42619.19
IGCC | 0 | 0 | 0 | 0 | 0 | 0
DemandResponse | 0 | 0 | 0 | 0 | 0 | 0
IGCC-CCS | 0 | 0 | 0 | 0 | 0 | 0
WT_off | 0 | 0 | 0 | 0 | 0 | 0
PseudoUnit | 0 | 0 | 0 | 0 | 0 | 0
FixedInterchange | 0 | 0 | 0 | 0 | 0 | 0
Total Installed Capacity by Reporting Type: RMPA
ReportingType | 2015 | 2020 | 2025 | 2030 | 2035 | 2040
BM | 0 | 0 | 0 | 0 | 3726.76 | 3726.76
CC | 2686 | 5453.68 | 5453.68 | 7037.57 | 6697.78 | 6351.29
CSP | 0 | 0 | 0 | 0 | 0 | 0
CT | 152 | 152 | 152 | 152 | 0 | 0
Coal | 6769.3 | 5175.65 | 3172.69 | 3172.69 | 1167.3 | 1167.3
Geo | 0 | 25 | 2570 | 2570 | 2570 | 2570
H | 982 | 982 | 982 | 982 | 982 | 982
LFG | 7.4 | 36.33 | 36.33 | 36.33 | 36.33 | 36.33
Nuc | 0.1 | 0.1 | 0.1 | 0.1 | 0.1 | 0.1
PS | 563 | 563 | 563 | 563 | 563 | 563
PV | 21 | 21 | 21 | 21 | 21 | 21
PeakG | 2904 | 2904 | 2904 | 2904 | 2904 | 2904
PeakO | 187 | 187 | 187 | 187 | 187 | 187
ST | 3 | 407.51 | 407.51 | 469.34 | 469.34 | 469.34
STOG | 0 | 0 | 0 | 0 | 0 | 0
STWD | 0 | 0 | 0 | 0 | 0 | 0
WT | 2113.4 | 6681.11 | 6681.11 | 7669.58 | 8269.1 | 9102.73
IGCC | 0 | 0 | 0 | 0 | 0 | 0
DemandResponse | 505.79 | 681.25 | 924.75 | 1035.21 | 1158.72 | 1297.01
IGCC-CCS | 0 | 0 | 0 | 0 | 0 | 3503.05
WT_off | 0 | 0 | 0 | 0 | 0 | 0
PseudoUnit | 0 | 0 | 0 | 0 | 0 | 0
FixedInterchange | 0 | 0 | 0 | 0 | 0 | 0
Total Installed Capacity by Reporting Type: SP15
ReportingType | 2015 | 2020 | 2025 | 2030 | 2035 | 2040
BM | 6 | 6 | 6 | 6 | 674.59 | 674.59
CC | 10700.52 | 14938.89 | 19576.85 | 19576.85 | 19576.85 | 18547.32
CSP | 0 | 0 | 0 | 0 | 0 | 0
CT | 0 | 0 | 0 | 0 | 0 | 0
Coal | 185.7 | 101.2 | 101.2 | 101.2 | 101.2 | 0
Geo | 963 | 2413 | 2413 | 2413 | 2413 | 2413
H | 1163 | 1163 | 1163 | 1163 | 1163 | 1163
LFG | 223.2 | 779 | 779 | 779 | 779 | 779
Nuc | 2250 | 2250 | 2250 | 2250 | 2250 | 2250
PS | 1440 | 1440 | 1440 | 1440 | 1440 | 1440
PV | 126.8 | 126.8 | 126.8 | 126.8 | 126.8 | 126.8
PeakG | 4309 | 4309 | 4309 | 4309 | 4309 | 4309
PeakO | 51 | 51 | 51 | 51 | 51 | 51
ST | 448 | 448 | 448 | 1111.01 | 2685.2 | 4892.32
STOG | 8456.89 | 8456.89 | 8456.89 | 8456.89 | 8456.89 | 7061.28
STWD | 119 | 119 | 119 | 119 | 119 | 119
WT | 2207.8 | 3496.39 | 3496.39 | 22695.33 | 22695.33 | 22695.33
IGCC | 0 | 0 | 0 | 0 | 0 | 0
DemandResponse | 2719.25 | 2983.76 | 3401.56 | 3778.56 | 4177.81 | 4614.88
IGCC-CCS | 0 | 0 | 0 | 0 | 5463.4 | 15022.98
WT_off | 0 | 0 | 0 | 0 | 0 | 0
PseudoUnit | 0 | 0 | 0 | 0 | 0 | 0
FixedInterchange | 0 | 0 | 0 | 0 | 0 | 0
Total Installed Capacity by Reporting Type: ALB
ReportingType | 2015 | 2020 | 2025 | 2030 | 2035 | 2040
BM | 0 | 0 | 0 | 0 | 0 | 0
CC | 2202 | 2957.06 | 2957.06 | 1551.35 | 1551.35 | 1551.35
CSP | 0 | 0 | 0 | 0 | 0 | 0
CT | 201.5 | 201.5 | 201.5 | 201.5 | 0 | 0
Coal | 6240.83 | 6240.83 | 6240.83 | 495 | 495 | 495
Geo | 0 | 0 | 0 | 0 | 0 | 0
H | 912 | 912 | 912 | 912 | 912 | 912
LFG | 10 | 10 | 10 | 10 | 10 | 10
Nuc | 0.1 | 0.1 | 735.02 | 9721.7 | 11658.79 | 13301.87
PS | 0 | 0 | 0 | 0 | 0 | 0
PV | 0 | 0 | 0 | 0 | 0 | 0
PeakG | 1376.79 | 1376.79 | 1376.79 | 1376.79 | 1376.79 | 1376.79
PeakO | 0 | 0 | 0 | 0 | 0 | 0
ST | 0 | 0 | 0 | 0 | 0 | 0
STOG | 0 | 0 | 0 | 0 | 0 | 0
STWD | 174 | 174 | 174 | 174 | 174 | 174
WT | 672 | 672 | 672 | 672 | 763 | 763
IGCC | 0 | 0 | 0 | 0 | 0 | 0
DemandResponse | 109.43 | 394.9 | 759.6 | 856.11 | 964.87 | 1087.46
IGCC-CCS | 0 | 0 | 0 | 0 | 0 | 0
WT_off | 0 | 0 | 0 | 0 | 0 | 0
PseudoUnit | 0 | 0 | 0 | 0 | 0 | 0
FixedInterchange | 0 | 0 | 0 | 0 | 0 | 0
Total Installed Capacity by Reporting Type: BC
ReportingType | 2015 | 2020 | 2025 | 2030 | 2035 | 2040
BM | 0 | 0 | 0 | 0 | 0 | 0
CC | 1327.22 | 1775.87 | 1775.87 | 1775.87 | 1775.87 | 1775.87
CSP | 0 | 0 | 0 | 0 | 0 | 0
CT | 0 | 0 | 0 | 0 | 0 | 0
Coal | 0 | 0 | 0 | 0 | 0 | 0
Geo | 0 | 0 | 0 | 0 | 0 | 0
H | 12161 | 12161 | 12161 | 12161 | 12161 | 12161
LFG | 24 | 24 | 24 | 24 | 24 | 24
Nuc | 0.1 | 0.1 | 452.58 | 2253.85 | 3417.9 | 4552.77
PS | 0 | 0 | 0 | 0 | 0 | 0
PV | 0 | 0 | 0 | 0 | 0 | 0
PeakG | 141 | 141 | 141 | 141 | 141 | 141
PeakO | 44 | 44 | 44 | 44 | 44 | 44
ST | 0 | 0 | 0 | 0 | 0 | 0
STOG | 0 | 0 | 0 | 0 | 0 | 0
STWD | 510 | 510 | 510 | 510 | 510 | 510
WT | 246 | 246 | 246 | 246 | 402 | 402
IGCC | 0 | 0 | 0 | 0 | 0 | 0
DemandResponse | 0.01 | 289.48 | 638.31 | 703.74 | 775.87 | 855.4
IGCC-CCS | 0 | 0 | 0 | 0 | 0 | 0
WT_off | 0 | 0 | 0 | 0 | 0 | 0
PseudoUnit | 0 | 0 | 0 | 0 | 0 | 0
FixedInterchange | 0 | 0 | 0 | 0 | 0 | 0
Total Installed Capacity by Reporting Type: HQ_IESO
ReportingType | 2015 | 2020 | 2025 | 2030 | 2035 | 2040
BM | 0 | 0 | 0 | 0 | 0 | 0
CC | 0 | 0 | 0 | 0 | 0 | 0
CSP | 0 | 0 | 0 | 0 | 0 | 0
CT | 0 | 0 | 0 | 0 | 0 | 0
Coal | 0 | 0 | 0 | 0 | 0 | 0
Geo | 0 | 0 | 0 | 0 | 0 | 0
H | 0 | 0 | 0 | 0 | 0 | 0
LFG | 0 | 0 | 0 | 0 | 0 | 0
Nuc | 0.1 | 0.1 | 0.1 | 0.1 | 0.1 | 0.1
PS | 0 | 0 | 0 | 0 | 0 | 0
PV | 0 | 0 | 0 | 0 | 0 | 0
PeakG | 0 | 0 | 0 | 0 | 0 | 0
PeakO | 0 | 0 | 0 | 0 | 0 | 0
ST | 0 | 0 | 0 | 0 | 0 | 0
STOG | 0 | 0 | 0 | 0 | 0 | 0
STWD | 0 | 0 | 0 | 0 | 0 | 0
WT | 0 | 0 | 0 | 0 | 0 | 0
IGCC | 0 | 0 | 0 | 0 | 0 | 0
DemandResponse | 0 | 0 | 0 | 0 | 0 | 0
IGCC-CCS | 0 | 0 | 0 | 0 | 0 | 0
WT_off | 0 | 0 | 0 | 0 | 0 | 0
PseudoUnit | 0 | 0 | 0 | 87.91 | 87.91 | 87.91
FixedInterchange | 3000 | 3000 | 3000 | 3000 | 3000 | 3000
Total Installed Capacity by Reporting Type: HQ_NEISO
ReportingType | 2015 | 2020 | 2025 | 2030 | 2035 | 2040
BM | 0 | 0 | 0 | 0 | 0 | 0
CC | 0 | 0 | 0 | 0 | 0 | 0
CSP | 0 | 0 | 0 | 0 | 0 | 0
CT | 0 | 0 | 0 | 0 | 0 | 0
Coal | 0 | 0 | 0 | 0 | 0 | 0
Geo | 0 | 0 | 0 | 0 | 0 | 0
H | 0 | 0 | 0 | 0 | 0 | 0
LFG | 0 | 0 | 0 | 0 | 0 | 0
Nuc | 0.1 | 0.1 | 0.1 | 0.1 | 0.1 | 0.1
PS | 0 | 0 | 0 | 0 | 0 | 0
PV | 0 | 0 | 0 | 0 | 0 | 0
PeakG | 0 | 0 | 0 | 0 | 0 | 0
PeakO | 0 | 0 | 0 | 0 | 0 | 0
ST | 0 | 0 | 0 | 0 | 0 | 0
STOG | 0 | 0 | 0 | 0 | 0 | 0
STWD | 0 | 0 | 0 | 0 | 0 | 0
WT | 0 | 0 | 0 | 0 | 0 | 0
IGCC | 0 | 0 | 0 | 0 | 0 | 0
DemandResponse | 0 | 0 | 0 | 0 | 0 | 0
IGCC-CCS | 0 | 0 | 0 | 0 | 0 | 0
WT_off | 0 | 0 | 0 | 0 | 0 | 0
PseudoUnit | 0 | 0 | 0 | 1476.49 | 1476.49 | 1476.49
FixedInterchange | 2920 | 2920 | 2920 | 2920 | 2920 | 2920
Total Installed Capacity by Reporting Type: HQ_NY
ReportingType | 2015 | 2020 | 2025 | 2030 | 2035 | 2040
BM | 0 | 0 | 0 | 0 | 0 | 0
CC | 0 | 0 | 0 | 0 | 0 | 0
CSP | 0 | 0 | 0 | 0 | 0 | 0
CT | 0 | 0 | 0 | 0 | 0 | 0
Coal | 0 | 0 | 0 | 0 | 0 | 0
Geo | 0 | 0 | 0 | 0 | 0 | 0
H | 0 | 0 | 0 | 0 | 0 | 0
LFG | 0 | 0 | 0 | 0 | 0 | 0
Nuc | 0.1 | 0.1 | 0.1 | 0.1 | 0.1 | 0.1
PS | 0 | 0 | 0 | 0 | 0 | 0
PV | 0 | 0 | 0 | 0 | 0 | 0
PeakG | 0 | 0 | 0 | 0 | 0 | 0
PeakO | 0 | 0 | 0 | 0 | 0 | 0
ST | 0 | 0 | 0 | 0 | 0 | 0
STOG | 0 | 0 | 0 | 0 | 0 | 0
STWD | 0 | 0 | 0 | 0 | 0 | 0
WT | 0 | 0 | 0 | 0 | 0 | 0
IGCC | 0 | 0 | 0 | 0 | 0 | 0
DemandResponse | 0 | 0 | 0 | 0 | 0 | 0
IGCC-CCS | 0 | 0 | 0 | 0 | 0 | 0
WT_off | 0 | 0 | 0 | 0 | 0 | 0
PseudoUnit | 0 | 0 | 2500 | 2500 | 2500 | 2500
FixedInterchange | 1500 | 1500 | 1500 | 1500 | 1500 | 1500
Total Installed Capacity by Reporting Type: MARITIMES
ReportingType | 2015 | 2020 | 2025 | 2030 | 2035 | 2040
BM | 0 | 0 | 0 | 0 | 0 | 0
CC | 0 | 0 | 0 | 0 | 0 | 0
CSP | 0 | 0 | 0 | 0 | 0 | 0
CT | 0 | 0 | 0 | 0 | 0 | 0
Coal | 0 | 0 | 0 | 0 | 0 | 0
Geo | 0 | 0 | 0 | 0 | 0 | 0
H | 0 | 0 | 0 | 0 | 0 | 0
LFG | 0 | 0 | 0 | 0 | 0 | 0
Nuc | 0.1 | 0.1 | 0.1 | 0.1 | 0.1 | 0.1
PS | 0 | 0 | 0 | 0 | 0 | 0
PV | 0 | 0 | 0 | 0 | 0 | 0
PeakG | 0 | 0 | 0 | 0 | 0 | 0
PeakO | 0 | 0 | 0 | 0 | 0 | 0
ST | 0 | 0 | 0 | 0 | 0 | 0
STOG | 0 | 0 | 0 | 0 | 0 | 0
STWD | 0 | 0 | 0 | 0 | 0 | 0
WT | 0 | 0 | 0 | 0 | 0 | 0
IGCC | 0 | 0 | 0 | 0 | 0 | 0
DemandResponse | 0 | 0 | 0 | 0 | 0 | 0
IGCC-CCS | 0 | 0 | 0 | 0 | 0 | 0
WT_off | 0 | 0 | 0 | 0 | 0 | 0
PseudoUnit | 0 | 0 | 0 | 500 | 500 | 500
FixedInterchange | 1400 | 1400 | 1400 | 1400 | 1400 | 1400
Total Installed Capacity by Reporting Type: All
ReportingType | 2015 | 2020 | 2025 | 2030 | 2035 | 2040
BM | 1251 | 1608.67 | 2350.96 | 2612.85 | 77061.74 | 127038.34
CC | 330191.56 | 444088.85 | 460307.66 | 470993.04 | 448108.59 | 418489.19
CSP | 0 | 0 | 0 | 0 | 0 | 0
CT | 6393.79 | 6693.79 | 6801.64 | 15145.62 | 12187.2 | 14806.01
Coal | 177144.56 | 97141.28 | 84133.64 | 76691.4 | 68873.14 | 64652.53
Geo | 2534.2 | 4609.2 | 9038.2 | 9038.2 | 9038.2 | 9038.2
H | 106079.79 | 107278.79 | 109826.79 | 113429.82 | 114752.79 | 116327.79
LFG | 4136 | 6089 | 8299 | 9023 | 9023 | 9023
Nuc | 117236.86 | 121152.36 | 132210.94 | 169664.27 | 193088.57 | 223382.57
PS | 21788 | 21788 | 21788 | 21788 | 21788 | 21788
PV | 1648 | 3933.53 | 5254.47 | 5702.83 | 6262.94 | 30812.01
PeakG | 119011.29 | 119011.29 | 119011.29 | 117474.44 | 111613.84 | 111613.84
PeakO | 20714.65 | 20714.65 | 20714.65 | 19403.57 | 17949.57 | 17866.57
ST | 760 | 1689.62 | 2006.34 | 2822.59 | 5939.92 | 9258.93
STOG | 50865.72 | 50384.33 | 50221.16 | 50221.16 | 40717.21 | 31991.58
STWD | 4951 | 4951 | 4951 | 4951 | 4951 | 4951
WT | 64004.8 | 150406.39 | 251506.48 | 365858.35 | 417975.38 | 454059.05
IGCC | 618 | 618 | 618 | 618 | 618 | 618
DemandResponse | 39401.16 | 65723.11 | 98696.81 | 107776.36 | 117686.38 | 128518.83
IGCC-CCS | 0 | 0 | 0 | 0 | 5463.4 | 49845.1
WT_off | 469 | 469 | 1569 | 1569 | 45506.26 | 92227.01
PseudoUnit | 0 | 0 | 2500 | 4564.4 | 4564.4 | 4564.4
FixedInterchange | 8820 | 8820 | 8820 | 8820 | 8820 | 8820
Total Installed Capacity by Reporting Type: EI_US
ReportingType | 2015 | 2020 | 2025 | 2030 | 2035 | 2040
BM | 741.12 | 1098.79 | 1841.07 | 2102.96 | 63908.71 | 101811.79
CC | 222747.72 | 314697.71 | 319561.59 | 330378.66 | 309539.51 | 287581.85
CSP | 0 | 0 | 0 | 0 | 0 | 0
CT | 4323.69 | 4623.69 | 4731.55 | 12460.48 | 9980.48 | 9596.31
Coal | 143358.59 | 70527.49 | 67537.35 | 65856.94 | 60314.84 | 57995.43
Geo | 44 | 44 | 44 | 44 | 44 | 44
H | 29436.09 | 29940.09 | 30993.09 | 31886.12 | 32874.09 | 33821.09
LFG | 3458.4 | 3969.61 | 6166.5 | 6536 | 6536 | 6536
Nuc | 89571.36 | 93486.86 | 103358.04 | 123496.97 | 128898.88 | 155978.85
PS | 16931 | 16931 | 16931 | 16931 | 16931 | 16931
PV | 176.74 | 2462.27 | 3783.21 | 4231.58 | 4527.99 | 26923.63
PeakG | 97444.5 | 97444.5 | 97444.5 | 95907.65 | 90047.05 | 90047.05
PeakO | 19653.3 | 19653.3 | 19653.3 | 18342.22 | 16888.22 | 16805.22
ST | 0 | 0 | 0 | 0 | 0 | 0
STOG | 27815.29 | 27333.91 | 27333.91 | 27333.91 | 25824.24 | 18559.47
STWD | 2980 | 2980 | 2980 | 2980 | 2980 | 2980
WT | 36938.6 | 101215.7 | 176913.84 | 229195.82 | 259225.97 | 281651.94
IGCC | 618 | 618 | 618 | 618 | 618 | 618
DemandResponse | 30913.91 | 50548.46 | 75088.33 | 81811.32 | 89146.62 | 97154.67
IGCC-CCS | 0 | 0 | 0 | 0 | 0 | 12868.25
WT_off | 469 | 469 | 1569 | 1569 | 45506.26 | 92227.01
PseudoUnit | 0 | 0 | 2500 | 4476.49 | 4476.49 | 4476.49
FixedInterchange | 5820 | 5820 | 5820 | 5820 | 5820 | 5820
Total Installed Capacity by Reporting Type: EI_Canada
ReportingType | 2015 | 2020 | 2025 | 2030 | 2035 | 2040
BM | 326.33 | 326.33 | 326.33 | 326.33 | 326.33 | 327
CC | 5005.42 | 5005.42 | 4584.29 | 4274.42 | 4274.42 | 4238.19
CSP | 0 | 0 | 0 | 0 | 0 | 0
CT | 368 | 368 | 368 | 368 | 643.08 | 3646.06
Coal | 669.06 | 666.68 | 0 | 0 | 0 | 0
Geo | 0 | 0 | 0 | 0 | 0 | 0
H | 15168.7 | 15863.7 | 17358.7 | 20068.7 | 20068.7 | 20068.7
LFG | 117.5 | 117.5 | 117.5 | 118 | 118 | 118
Nuc | 13018.2 | 13018.2 | 13018.2 | 13018.2 | 11988.2 | 10774.68
PS | 123 | 123 | 123 | 123 | 123 | 123
PV | 1097.26 | 1097.26 | 1097.26 | 1097.26 | 30 | 30
PeakG | 1143 | 1143 | 1143 | 1143 | 1143 | 1143
PeakO | 178.35 | 178.35 | 178.35 | 178.35 | 178.35 | 178.35
ST | 0 | 0 | 0 | 0 | 0 | 0
STOG | 126 | 126 | 0 | 0 | 0 | 0
STWD | 139 | 139 | 139 | 139 | 139 | 139
WT | 3963.3 | 3963.3 | 3963.3 | 3963.3 | 20316.37 | 25149.4
IGCC | 0 | 0 | 0 | 0 | 0 | 0
DemandResponse | 2131.46 | 2597.47 | 3318.84 | 3611.76 | 3930.54 | 4277.47
IGCC-CCS | 0 | 0 | 0 | 0 | 0 | 0
WT_off | 0 | 0 | 0 | 0 | 0 | 0
PseudoUnit | 0 | 0 | 0 | 87.91 | 87.91 | 87.91
FixedInterchange | 3000 | 3000 | 3000 | 3000 | 3000 | 3000
Total Installed Capacity by Reporting Type: EI
ReportingType | 2015 | 2020 | 2025 | 2030 | 2035 | 2040
BM | 1067.45 | 1425.12 | 2167.41 | 2429.3 | 64235.05 | 102138.79
CC | 227753.14 | 319703.14 | 324145.88 | 334653.08 | 313813.93 | 291820.04
CSP | 0 | 0 | 0 | 0 | 0 | 0
CT | 4691.69 | 4991.69 | 5099.55 | 12828.48 | 10623.56 | 13242.37
Coal | 144027.65 | 71194.17 | 67537.35 | 65856.94 | 60314.84 | 57995.43
Geo | 44 | 44 | 44 | 44 | 44 | 44
H | 44604.79 | 45803.79 | 48351.79 | 51954.82 | 52942.79 | 53889.79
LFG | 3575.9 | 4087.11 | 6284 | 6654 | 6654 | 6654
Nuc | 102589.56 | 106505.06 | 116376.24 | 136515.17 | 140887.08 | 166753.53
PS | 17054 | 17054 | 17054 | 17054 | 17054 | 17054
PV | 1274 | 3559.53 | 4880.47 | 5328.83 | 4557.99 | 26953.63
PeakG | 98587.5 | 98587.5 | 98587.5 | 97050.65 | 91190.05 | 91190.05
PeakO | 19831.65 | 19831.65 | 19831.65 | 18520.57 | 17066.57 | 16983.57
ST | 0 | 0 | 0 | 0 | 0 | 0
STOG | 27941.29 | 27459.91 | 27333.91 | 27333.91 | 25824.24 | 18559.47
STWD | 3119 | 3119 | 3119 | 3119 | 3119 | 3119
WT | 40901.9 | 105179 | 180877.14 | 233159.12 | 279542.34 | 306801.34
IGCC | 618 | 618 | 618 | 618 | 618 | 618
DemandResponse | 33045.36 | 53145.93 | 78407.17 | 85423.08 | 93077.15 | 101432.14
IGCC-CCS | 0 | 0 | 0 | 0 | 0 | 12868.25
WT_off | 469 | 469 | 1569 | 1569 | 45506.26 | 92227.01
PseudoUnit | 0 | 0 | 2500 | 4564.4 | 4564.4 | 4564.4
FixedInterchange | 8820 | 8820 | 8820 | 8820 | 8820 | 8820
Total Installed Capacity by Reporting Type: Outside_EI
ReportingType | 2015 | 2020 | 2025 | 2030 | 2035 | 2040
BM | 183.55 | 183.55 | 183.55 | 183.55 | 12826.69 | 24899.56
CC | 102438.42 | 124385.71 | 136161.78 | 136339.96 | 134294.66 | 126669.15
CSP | 0 | 0 | 0 | 0 | 0 | 0
CT | 1702.1 | 1702.1 | 1702.1 | 2317.14 | 1563.64 | 1563.64
Coal | 33116.91 | 25947.12 | 16596.29 | 10834.46 | 8558.3 | 6657.1
Geo | 2490.2 | 4565.2 | 8994.2 | 8994.2 | 8994.2 | 8994.2
H | 61475 | 61475 | 61475 | 61475 | 61810 | 62438
LFG | 560.1 | 2001.89 | 2015 | 2369 | 2369 | 2369
Nuc | 14647.3 | 14647.3 | 15834.7 | 33149.1 | 52201.49 | 56629.04
PS | 4734 | 4734 | 4734 | 4734 | 4734 | 4734
PV | 374 | 374 | 374 | 374 | 1704.95 | 3858.38
PeakG | 20423.79 | 20423.79 | 20423.79 | 20423.79 | 20423.79 | 20423.79
PeakO | 883 | 883 | 883 | 883 | 883 | 883
ST | 760 | 1689.62 | 2006.34 | 2822.59 | 5939.92 | 9258.93
STOG | 22924.42 | 22924.42 | 22887.26 | 22887.26 | 14892.97 | 13432.11
STWD | 1832 | 1832 | 1832 | 1832 | 1832 | 1832
WT | 23102.9 | 45227.39 | 70629.34 | 132699.23 | 138433.03 | 147257.71
IGCC | 0 | 0 | 0 | 0 | 0 | 0
DemandResponse | 6355.8 | 12577.18 | 20289.64 | 22353.28 | 24609.22 | 27086.69
IGCC-CCS | 0 | 0 | 0 | 0 | 5463.4 | 36976.86
WT_off | 0 | 0 | 0 | 0 | 0 | 0
PseudoUnit | 0 | 0 | 0 | 0 | 0 | 0
FixedInterchange | 0 | 0 | 0 | 0 | 0 | 0
#6 | Retrofit Capacity (MW)
Retrofit Capacity by Reporting Type: Entergy
ReportingType | 2015 | 2020 | 2025 | 2030 | 2035 | 2040
FGD | 0 | 0 | 0 | 0 | 0 | 0
SNCR | 0 | 0 | 0 | 0 | 0 | 0
SCR | 0 | 0 | 0 | 0 | 0 | 0
ACI90 | 0 | 0 | 0 | 0 | 0 | 0
RPJ90 | 0 | 0 | 0 | 0 | 0 | 0
PCSEQ | 0 | 0 | 0 | 0 | 0 | 0
Retrofit Capacity by Reporting Type: FRCC
ReportingType | 2015 | 2020 | 2025 | 2030 | 2035 | 2040
FGD | 0 | 0 | 0 | 0 | 0 | 0
SNCR | 0 | 0 | 0 | 0 | 0 | 0
SCR | 1898 | 0 | 0 | 0 | 0 | 0
ACI90 | 0 | 0 | 0 | 0 | 0 | 0
RPJ90 | 0 | 1698 | 1698 | 1698 | 1698 | 1698
PCSEQ | 0 | 0 | 0 | 238.48 | 886.05 | 950.02
Retrofit Capacity by Reporting Type: MAPP_US
ReportingType | 2015 | 2020 | 2025 | 2030 | 2035 | 2040
FGD | 221 | 0 | 0 | 0 | 0 | 0
SNCR | 0 | 0 | 0 | 0 | 0 | 0
SCR | 0 | 0 | 0 | 0 | 0 | 0
ACI90 | 0 | 0 | 0 | 0 | 0 | 0
RPJ90 | 0 | 1443.76 | 1443.76 | 1443.76 | 710.01 | 0
PCSEQ | 0 | 0 | 0 | 0 | 0 | 0
Retrofit Capacity by Reporting Type: MISO_IN
ReportingType | 2015 | 2020 | 2025 | 2030 | 2035 | 2040
FGD | 0 | 0 | 0 | 0 | 0 | 0
SNCR | 0 | 0 | 0 | 0 | 0 | 0
SCR | 0 | 0 | 0 | 0 | 0 | 0
ACI90 | 0 | 0 | 0 | 0 | 0 | 0
RPJ90 | 0 | 6402.8 | 6402.8 | 6421.14 | 6494.75 | 6494.75
PCSEQ | 0 | 0 | 11.15 | 1462.95 | 3564.54 | 4432.5
Retrofit Capacity by Reporting Type: MISO_MI
ReportingType | 2015 | 2020 | 2025 | 2030 | 2035 | 2040
FGD | 0 | 0 | 0 | 0 | 0 | 0
SNCR | 0 | 0 | 0 | 0 | 0 | 0
SCR | 355 | 0 | 0 | 0 | 0 | 0
ACI90 | 0 | 0 | 0 | 0 | 0 | 0
RPJ90 | 0 | 1560 | 1560 | 1560 | 1560 | 1560
PCSEQ | 0 | 0 | 0 | 219.1 | 562.07 | 1062.99
Retrofit Capacity by Reporting Type: MISO_MO-IL
ReportingType | 2015 | 2020 | 2025 | 2030 | 2035 | 2040
FGD | 0 | 0 | 0 | 0 | 0 | 0
SNCR | 0 | 0 | 0 | 0 | 0 | 0
SCR | 400 | 200 | 200 | 200 | 200 | 200
ACI90 | 0 | 0 | 0 | 0 | 0 | 0
RPJ90 | 1683 | 1356 | 1356 | 1356 | 1356 | 1356
PCSEQ | 0 | 0 | 19.64 | 297.28 | 739.2 | 1060.01
Retrofit Capacity by Reporting Type: MISO_W
ReportingType | 2015 | 2020 | 2025 | 2030 | 2035 | 2040
FGD | 0 | 0 | 0 | 0 | 0 | 0
SNCR | 0 | 0 | 0 | 0 | 0 | 0
SCR | 963.16 | 350.53 | 350.53 | 350.53 | 350.53 | 350.53
ACI90 | 0 | 0 | 0 | 0 | 0 | 0
RPJ90 | 2652.36 | 4260.92 | 3449.93 | 3449.93 | 2759.93 | 1150.53
PCSEQ | 0 | 0 | 550.89 | 619.52 | 723.15 | 746.86
Retrofit Capacity by Reporting Type: MISO_WUMS
ReportingType | 2015 | 2020 | 2025 | 2030 | 2035 | 2040
FGD | 1135 | 0 | 0 | 0 | 0 | 0
SNCR | 0 | 0 | 0 | 0 | 0 | 0
SCR | 2778.6 | 615 | 615 | 615 | 615 | 615
ACI90 | 0 | 0 | 0 | 0 | 0 | 0
RPJ90 | 1740.2 | 537 | 537 | 537 | 537 | 537
PCSEQ | 0 | 0 | 75.42 | 193.48 | 469.18 | 692.6
Retrofit Capacity by Reporting Type: Nebraska
ReportingType | 2015 | 2020 | 2025 | 2030 | 2035 | 2040
FGD | 0 | 0 | 0 | 0 | 0 | 0
SNCR | 0 | 0 | 0 | 0 | 0 | 0
SCR | 0 | 0 | 0 | 0 | 0 | 0
ACI90 | 0 | 0 | 0 | 0 | 0 | 0
RPJ90 | 1364.4 | 682.2 | 682.2 | 682.2 | 682.2 | 682.2
PCSEQ | 0 | 244.01 | 422.31 | 422.31 | 422.31 | 422.31
Retrofit Capacity by Reporting Type: NEISO
ReportingType | 2015 | 2020 | 2025 | 2030 | 2035 | 2040
FGD | 320 | 0 | 0 | 0 | 0 | 0
SNCR | 0 | 0 | 0 | 0 | 0 | 0
SCR | 0 | 0 | 0 | 0 | 0 | 0
ACI90 | 0 | 0 | 0 | 0 | 0 | 0
RPJ90 | 870.93 | 0 | 0 | 0 | 0 | 0
PCSEQ | 0 | 0 | 0 | 0 | 0 | 0
Retrofit Capacity by Reporting Type: NonRTO_Midwest
ReportingType | 2015 | 2020 | 2025 | 2030 | 2035 | 2040
FGD | 1403 | 0 | 0 | 0 | 0 | 0
SNCR | 0 | 0 | 0 | 0 | 0 | 0
SCR | 1463.8 | 731.9 | 731.9 | 731.9 | 731.9 | 731.9
ACI90 | 0 | 0 | 0 | 0 | 0 | 0
RPJ90 | 0 | 3489.31 | 3451.37 | 2943.31 | 2943.31 | 2943.31
PCSEQ | 0 | 0 | 15.36 | 1473.52 | 2499.83 | 2499.83
Retrofit Capacity by Reporting Type: NYISO_A-F
ReportingType | 2015 | 2020 | 2025 | 2030 | 2035 | 2040
FGD | 0 | 0 | 0 | 0 | 0 | 0
SNCR | 0 | 0 | 0 | 0 | 0 | 0
SCR | 0 | 0 | 0 | 0 | 0 | 0
ACI90 | 0 | 0 | 0 | 0 | 0 | 0
RPJ90 | 486.3 | 0 | 0 | 0 | 0 | 0
PCSEQ | 0 | 0 | 0 | 0 | 0 | 0
Retrofit Capacity by Reporting Type: NYISO_G-I
ReportingType | 2015 | 2020 | 2025 | 2030 | 2035 | 2040
FGD | 0 | 0 | 0 | 0 | 0 | 0
SNCR | 0 | 0 | 0 | 0 | 0 | 0
SCR | 0 | 0 | 0 | 0 | 0 | 0
ACI90 | 0 | 0 | 0 | 0 | 0 | 0
RPJ90 | 0 | 0 | 0 | 0 | 0 | 0
PCSEQ | 0 | 0 | 0 | 0 | 0 | 0
Retrofit Capacity by Reporting Type: NYISO_J-K
ReportingType | 2015 | 2020 | 2025 | 2030 | 2035 | 2040
FGD | 0 | 0 | 0 | 0 | 0 | 0
SNCR | 0 | 0 | 0 | 0 | 0 | 0
SCR | 0 | 0 | 0 | 0 | 0 | 0
ACI90 | 0 | 0 | 0 | 0 | 0 | 0
RPJ90 | 0 | 0 | 0 | 0 | 0 | 0
PCSEQ | 0 | 0 | 0 | 0 | 0 | 0
Retrofit Capacity by Reporting Type: PJM_E
ReportingType | 2015 | 2020 | 2025 | 2030 | 2035 | 2040
FGD | 0 | 0 | 0 | 0 | 0 | 0
SNCR | 0 | 0 | 0 | 0 | 0 | 0
SCR | 568 | 0 | 0 | 0 | 0 | 0
ACI90 | 0 | 0 | 0 | 0 | 0 | 0
RPJ90 | 1784 | 0 | 0 | 0.85 | 21.15 | 98.23
PCSEQ | 0 | 0 | 0 | 1.7 | 43.37 | 196.71
Retrofit Capacity by Reporting Type: PJM_ROM
ReportingType | 2015 | 2020 | 2025 | 2030 | 2035 | 2040
FGD | 0 | 0 | 0 | 0 | 0 | 0
SNCR | 0 | 0 | 0 | 0 | 0 | 0
SCR | 341 | 0 | 0 | 0 | 0 | 0
ACI90 | 0 | 0 | 0 | 0 | 0 | 0
RPJ90 | 2572 | 3636 | 3636 | 3636 | 3636 | 3636
PCSEQ | 0 | 0 | 451.95 | 941.25 | 1946.04 | 2477.19
Retrofit Capacity by Reporting Type: PJM_ROR
ReportingType | 2015 | 2020 | 2025 | 2030 | 2035 | 2040
FGD | 0 | 0 | 0 | 0 | 0 | 0
SNCR | 0 | 0 | 0 | 0 | 0 | 0
SCR | 1200 | 0 | 0 | 0 | 0 | 0
ACI90 | 0 | 0 | 0 | 0 | 0 | 0
RPJ90 | 0 | 16852 | 16852 | 16852 | 16860.55 | 16880.31
PCSEQ | 0 | 0 | 1120.24 | 4054.01 | 10619.86 | 11544.22
Retrofit Capacity by Reporting Type: SOCO
ReportingType | 2015 | 2020 | 2025 | 2030 | 2035 | 2040
FGD | 4088.7 | 849.7 | 849.7 | 849.7 | 849.7 | 849.7
SNCR | 0 | 0 | 0 | 0 | 0 | 0
SCR | 3404.7 | 849.7 | 849.7 | 849.7 | 849.7 | 849.7
ACI90 | 0 | 0 | 0 | 0 | 0 | 0
RPJ90 | 6809.4 | 3126.3 | 3126.3 | 3126.3 | 3126.3 | 3126.3
PCSEQ | 0 | 0 | 180.02 | 1250.65 | 1904.65 | 1979.55
Retrofit Capacity by Reporting Type: SPP_N
ReportingType | 2015 | 2020 | 2025 | 2030 | 2035 | 2040
FGD | 0 | 0 | 0 | 0 | 0 | 0
SNCR | 0 | 0 | 0 | 0 | 0 | 0
SCR | 0 | 0 | 0 | 0 | 0 | 0
ACI90 | 0 | 0 | 0 | 0 | 0 | 0
RPJ90 | 1302 | 3523.37 | 2431 | 2469.02 | 1528.62 | 1528.62
PCSEQ | 0 | 0 | 7.21 | 408.6 | 1208.78 | 1208.78
Retrofit Capacity by Reporting Type: SPP_S
ReportingType | 2015 | 2020 | 2025 | 2030 | 2035 | 2040
FGD | 0 | 1774 | 1774 | 1774 | 0 | 0
SNCR | 0 | 0 | 0 | 0 | 0 | 0
SCR | 0 | 0 | 0 | 0 | 0 | 0
ACI90 | 0 | 0 | 0 | 0 | 0 | 0
RPJ90 | 0 | 1774 | 1774 | 1774 | 0 | 0
PCSEQ | 0 | 0 | 0 | 0 | 0 | 0
Retrofit Capacity by Reporting Type: TVA
ReportingType | 2015 | 2020 | 2025 | 2030 | 2035 | 2040
FGD | 0 | 0 | 0 | 0 | 0 | 0
SNCR | 0 | 0 | 0 | 0 | 0 | 0
SCR | 0 | 0 | 0 | 0 | 0 | 0
ACI90 | 0 | 0 | 0 | 0 | 0 | 0
RPJ90 | 0 | 3889 | 3889 | 3889 | 3449 | 3449
PCSEQ | 0 | 0 | 0 | 616.99 | 2353.18 | 2353.18
Retrofit Capacity by Reporting Type: TVA_Transmission
ReportingType | 2015 | 2020 | 2025 | 2030 | 2035 | 2040
FGD | 0 | 0 | 0 | 0 | 0 | 0
SNCR | 0 | 0 | 0 | 0 | 0 | 0
SCR | 0 | 0 | 0 | 0 | 0 | 0
ACI90 | 0 | 0 | 0 | 0 | 0 | 0
RPJ90 | 0 | 0 | 0 | 0 | 0 | 0
PCSEQ | 0 | 0 | 0 | 0 | 0 | 0
Retrofit Capacity by Reporting Type: VACAR
ReportingType | 2015 | 2020 | 2025 | 2030 | 2035 | 2040
FGD | 0 | 0 | 0 | 0 | 0 | 0
SNCR | 0 | 0 | 0 | 0 | 0 | 0
SCR | 0 | 0 | 0 | 0 | 0 | 0
ACI90 | 0 | 0 | 0 | 0 | 0 | 0
RPJ90 | 0 | 4219.49 | 3870.65 | 2701.43 | 1853.12 | 1943.59
PCSEQ | 0 | 0 | 252.27 | 310.5 | 859.8 | 1179.47
Retrofit Capacity by Reporting Type: IESO
ReportingType | 2015 | 2020 | 2025 | 2030 | 2035 | 2040
FGD | 0 | 0 | 0 | 0 | 0 | 0
SNCR | 0 | 0 | 0 | 0 | 0 | 0
SCR | 0 | 0 | 0 | 0 | 0 | 0
ACI90 | 0 | 0 | 0 | 0 | 0 | 0
RPJ90 | 0 | 0 | 0 | 0 | 0 | 0
PCSEQ | 0 | 0 | 0 | 0 | 0 | 0
Retrofit Capacity by Reporting Type: MAPP_CA
ReportingType | 2015 | 2020 | 2025 | 2030 | 2035 | 2040
FGD | 0 | 0 | 0 | 0 | 0 | 0
SNCR | 0 | 0 | 0 | 0 | 0 | 0
SCR | 0 | 0 | 0 | 0 | 0 | 0
ACI90 | 0 | 0 | 0 | 0 | 0 | 0
RPJ90 | 0 | 0 | 0 | 0 | 0 | 0
PCSEQ | 0 | 0 | 0 | 0 | 0 | 0
Retrofit Capacity by Reporting Type: AZ_NM_SNV_Coal
ReportingType | 2015 | 2020 | 2025 | 2030 | 2035 | 2040
FGD | 384 | 0 | 0 | 0 | 0 | 0
SNCR | 0 | 0 | 0 | 0 | 0 | 0
SCR | 800 | 400 | 400 | 400 | 400 | 400
ACI90 | 0 | 0 | 0 | 0 | 0 | 0
RPJ90 | 3286 | 5071.57 | 688.77 | 688.77 | 418 | 418
PCSEQ | 0 | 0 | 0 | 31.57 | 583.12 | 583.12
Retrofit Capacity by Reporting Type: AZ_NM_SNV_Gas
ReportingType | 2015 | 2020 | 2025 | 2030 | 2035 | 2040
FGD | 0 | 0 | 0 | 0 | 0 | 0
SNCR | 0 | 0 | 0 | 0 | 0 | 0
SCR | 0 | 0 | 0 | 0 | 0 | 0
ACI90 | 0 | 0 | 0 | 0 | 0 | 0
RPJ90 | 0 | 0 | 0 | 0 | 0 | 0
PCSEQ | 0 | 0 | 0 | 0 | 0 | 0
Retrofit Capacity by Reporting Type: AZ_NM_SNV_NucRenew
ReportingType | 2015 | 2020 | 2025 | 2030 | 2035 | 2040
FGD | 0 | 0 | 0 | 0 | 0 | 0
SNCR | 0 | 0 | 0 | 0 | 0 | 0
SCR | 0 | 0 | 0 | 0 | 0 | 0
ACI90 | 0 | 0 | 0 | 0 | 0 | 0
RPJ90 | 0 | 0 | 0 | 0 | 0 | 0
PCSEQ | 0 | 0 | 0 | 0 | 0 | 0
Retrofit Capacity by Reporting Type: ERCOT
ReportingType | 2015 | 2020 | 2025 | 2030 | 2035 | 2040
FGD | 0 | 0 | 0 | 0 | 0 | 0
SNCR | 0 | 0 | 0 | 0 | 0 | 0
SCR | 3515 | 1330 | 1330 | 1330 | 1330 | 1330
ACI90 | 0 | 0 | 0 | 0 | 0 | 0
RPJ90 | 6558 | 1890 | 1333.48 | 1370.29 | 1480.28 | 1480.28
PCSEQ | 0 | 0 | 270.89 | 435.31 | 972.2 | 972.2
Retrofit Capacity by Reporting Type: NP15
ReportingType | 2015 | 2020 | 2025 | 2030 | 2035 | 2040
FGD | 0 | 0 | 0 | 0 | 0 | 0
SNCR | 0 | 0 | 0 | 0 | 0 | 0
SCR | 0 | 0 | 0 | 0 | 0 | 0
ACI90 | 0 | 0 | 0 | 0 | 0 | 0
RPJ90 | 0 | 0 | 0 | 0 | 0 | 0
PCSEQ | 0 | 0 | 0 | 0 | 0 | 0
Retrofit Capacity by Reporting Type: NWPP_Coal
ReportingType | 2015 | 2020 | 2025 | 2030 | 2035 | 2040
FGD | 0 | 0 | 0 | 0 | 0 | 0
SNCR | 0 | 0 | 0 | 0 | 0 | 0
SCR | 0 | 0 | 0 | 0 | 0 | 0
ACI90 | 0 | 0 | 0 | 0 | 0 | 0
RPJ90 | 453.6 | 4447.86 | 2042.79 | 2026.8 | 2026.8 | 226.8
PCSEQ | 0 | 0 | 226.8 | 226.8 | 226.8 | 226.8
Retrofit Capacity by Reporting Type: NWPP_Gas
ReportingType | 2015 | 2020 | 2025 | 2030 | 2035 | 2040
FGD | 0 | 0 | 0 | 0 | 0 | 0
SNCR | 0 | 0 | 0 | 0 | 0 | 0
SCR | 0 | 0 | 0 | 0 | 0 | 0
ACI90 | 0 | 0 | 0 | 0 | 0 | 0
RPJ90 | 0 | 0 | 0 | 0 | 0 | 0
PCSEQ | 0 | 0 | 0 | 0 | 0 | 0
Retrofit Capacity by Reporting Type: NWPP_NucRenew
ReportingType | 2015 | 2020 | 2025 | 2030 | 2035 | 2040
FGD | 0 | 0 | 0 | 0 | 0 | 0
SNCR | 0 | 0 | 0 | 0 | 0 | 0
SCR | 0 | 0 | 0 | 0 | 0 | 0
ACI90 | 0 | 0 | 0 | 0 | 0 | 0
RPJ90 | 0 | 0 | 0 | 0 | 0 | 0
PCSEQ | 0 | 0 | 0 | 0 | 0 | 0
Retrofit Capacity by Reporting Type: RMPA
ReportingType | 2015 | 2020 | 2025 | 2030 | 2035 | 2040
FGD | 0 | 713 | 713 | 713 | 0 | 0
SNCR | 0 | 0 | 0 | 0 | 0 | 0
SCR | 1554.6 | 777.3 | 777.3 | 777.3 | 777.3 | 777.3
ACI90 | 0 | 0 | 0 | 0 | 0 | 0
RPJ90 | 2874.6 | 4785.65 | 2782.69 | 2782.69 | 777.3 | 777.3
PCSEQ | 0 | 0 | 554.1 | 554.1 | 554.1 | 554.1
Retrofit Capacity by Reporting Type: SP15
ReportingType | 2015 | 2020 | 2025 | 2030 | 2035 | 2040
FGD | 0 | 0 | 0 | 0 | 0 | 0
SNCR | 0 | 0 | 0 | 0 | 0 | 0
SCR | 0 | 0 | 0 | 0 | 0 | 0
ACI90 | 0 | 0 | 0 | 0 | 0 | 0
RPJ90 | 0 | 101.2 | 101.2 | 101.2 | 101.2 | 0
PCSEQ | 0 | 0 | 0 | 0 | 0 | 0
Retrofit Capacity by Reporting Type: ALB
ReportingType | 2015 | 2020 | 2025 | 2030 | 2035 | 2040
FGD | 0 | 0 | 0 | 0 | 0 | 0
SNCR | 0 | 0 | 0 | 0 | 0 | 0
SCR | 0 | 0 | 0 | 0 | 0 | 0
ACI90 | 0 | 0 | 0 | 0 | 0 | 0
RPJ90 | 0 | 0 | 0 | 0 | 0 | 0
PCSEQ | 0 | 0 | 0 | 0 | 0 | 0
Retrofit Capacity by Reporting Type: BC
ReportingType | 2015 | 2020 | 2025 | 2030 | 2035 | 2040
FGD | 0 | 0 | 0 | 0 | 0 | 0
SNCR | 0 | 0 | 0 | 0 | 0 | 0
SCR | 0 | 0 | 0 | 0 | 0 | 0
ACI90 | 0 | 0 | 0 | 0 | 0 | 0
RPJ90 | 0 | 0 | 0 | 0 | 0 | 0
PCSEQ | 0 | 0 | 0 | 0 | 0 | 0
Retrofit Capacity by Reporting Type: HQ_IESO
ReportingType | 2015 | 2020 | 2025 | 2030 | 2035 | 2040
FGD | 0 | 0 | 0 | 0 | 0 | 0
SNCR | 0 | 0 | 0 | 0 | 0 | 0
SCR | 0 | 0 | 0 | 0 | 0 | 0
ACI90 | 0 | 0 | 0 | 0 | 0 | 0
RPJ90 | 0 | 0 | 0 | 0 | 0 | 0
PCSEQ | 0 | 0 | 0 | 0 | 0 | 0
Retrofit Capacity by Reporting Type: HQ_NEISO
ReportingType | 2015 | 2020 | 2025 | 2030 | 2035 | 2040
FGD | 0 | 0 | 0 | 0 | 0 | 0
SNCR | 0 | 0 | 0 | 0 | 0 | 0
SCR | 0 | 0 | 0 | 0 | 0 | 0
ACI90 | 0 | 0 | 0 | 0 | 0 | 0
RPJ90 | 0 | 0 | 0 | 0 | 0 | 0
PCSEQ | 0 | 0 | 0 | 0 | 0 | 0
Retrofit Capacity by Reporting Type: HQ_NY
ReportingType | 2015 | 2020 | 2025 | 2030 | 2035 | 2040
FGD | 0 | 0 | 0 | 0 | 0 | 0
SNCR | 0 | 0 | 0 | 0 | 0 | 0
SCR | 0 | 0 | 0 | 0 | 0 | 0
ACI90 | 0 | 0 | 0 | 0 | 0 | 0
RPJ90 | 0 | 0 | 0 | 0 | 0 | 0
PCSEQ | 0 | 0 | 0 | 0 | 0 | 0
Retrofit Capacity by Reporting Type: MARITIMES
ReportingType | 2015 | 2020 | 2025 | 2030 | 2035 | 2040
FGD | 0 | 0 | 0 | 0 | 0 | 0
SNCR | 0 | 0 | 0 | 0 | 0 | 0
SCR | 0 | 0 | 0 | 0 | 0 | 0
ACI90 | 0 | 0 | 0 | 0 | 0 | 0
RPJ90 | 0 | 0 | 0 | 0 | 0 | 0
PCSEQ | 0 | 0 | 0 | 0 | 0 | 0
Retrofit Capacity by Reporting Type: All
ReportingType | 2015 | 2020 | 2025 | 2030 | 2035 | 2040
FGD | 7551.7 | 3336.7 | 3336.7 | 3336.7 | 849.7 | 849.7
SNCR | 0 | 0 | 0 | 0 | 0 | 0
SCR | 19241.86 | 5254.43 | 5254.43 | 5254.43 | 5254.43 | 5254.43
ACI90 | 0 | 0 | 0 | 0 | 0 | 0
RPJ90 | 34436.78 | 74746.45 | 63108.96 | 61509.68 | 54019.51 | 49986.22
PCSEQ | 0 | 244.01 | 4158.26 | 13758.13 | 31138.24 | 35142.46
Retrofit Capacity by Reporting Type: EI_US
ReportingType | 2015 | 2020 | 2025 | 2030 | 2035 | 2040
FGD | 7167.7 | 2623.7 | 2623.7 | 2623.7 | 849.7 | 849.7
SNCR | 0 | 0 | 0 | 0 | 0 | 0
SCR | 13372.26 | 2747.13 | 2747.13 | 2747.13 | 2747.13 | 2747.13
ACI90 | 0 | 0 | 0 | 0 | 0 | 0
RPJ90 | 21264.59 | 58450.16 | 56160.02 | 54539.93 | 49215.94 | 47083.84
PCSEQ | 0 | 244.01 | 3106.47 | 12510.35 | 28802.03 | 32806.24
Retrofit Capacity by Reporting Type: EI_Canada
ReportingType | 2015 | 2020 | 2025 | 2030 | 2035 | 2040
FGD | 0 | 0 | 0 | 0 | 0 | 0
SNCR | 0 | 0 | 0 | 0 | 0 | 0
SCR | 0 | 0 | 0 | 0 | 0 | 0
ACI90 | 0 | 0 | 0 | 0 | 0 | 0
RPJ90 | 0 | 0 | 0 | 0 | 0 | 0
PCSEQ | 0 | 0 | 0 | 0 | 0 | 0
Retrofit Capacity by Reporting Type: EI
ReportingType | 2015 | 2020 | 2025 | 2030 | 2035 | 2040
FGD | 7167.7 | 2623.7 | 2623.7 | 2623.7 | 849.7 | 849.7
SNCR | 0 | 0 | 0 | 0 | 0 | 0
SCR | 13372.26 | 2747.13 | 2747.13 | 2747.13 | 2747.13 | 2747.13
ACI90 | 0 | 0 | 0 | 0 | 0 | 0
RPJ90 | 21264.59 | 58450.16 | 56160.02 | 54539.93 | 49215.94 | 47083.84
PCSEQ | 0 | 244.01 | 3106.47 | 12510.35 | 28802.03 | 32806.24
Retrofit Capacity by Reporting Type: Outside_EI
ReportingType | 2015 | 2020 | 2025 | 2030 | 2035 | 2040
FGD | 384 | 713 | 713 | 713 | 0 | 0
SNCR | 0 | 0 | 0 | 0 | 0 | 0
SCR | 5869.6 | 2507.3 | 2507.3 | 2507.3 | 2507.3 | 2507.3
ACI90 | 0 | 0 | 0 | 0 | 0 | 0
RPJ90 | 13172.2 | 16296.29 | 6948.94 | 6969.75 | 4803.58 | 2902.38
PCSEQ | 0 | 0 | 1051.79 | 1247.79 | 2336.22 | 2336.22
#7 | Reserve Margin (MW)
Reserve Margin Data: ALB
| 2015 | 2020 | 2025 | 2030 | 2035 | 2040
a. Peak Demand | 9583.12 | 10509.82 | 11441.7 | 13078.69 | 14040.24 | 15587.99
b. Peak Demand + Reserve Margin | 11308.08 | 12401.58 | 13501.2 | 15432.85 | 16567.49 | 18393.83
c. DR MW | 109.43 | 394.9 | 759.6 | 856.11 | 964.87 | 1087.46
d. Capacity Credit | 11361.05 | 12401.58 | 13501.2 | 15432.85 | 17295.4 | 19061.08
Reserve Margin Data: BC
| 2015 | 2020 | 2025 | 2030 | 2035 | 2040
a. Peak Demand | 11716.75 | 12569.9 | 13386.4 | 14968.35 | 15718.86 | 17071.55
b. Peak Demand + Reserve Margin | 13825.76 | 14832.48 | 15795.95 | 17662.66 | 18548.25 | 20144.43
c. DR MW | 0.01 | 289.48 | 638.31 | 703.74 | 775.87 | 855.4
d. Capacity Credit | 14256.53 | 14994.65 | 15795.95 | 17662.65 | 18930.04 | 20144.43
Reserve Margin Data: ENT
| 2015 | 2020 | 2025 | 2030 | 2035 | 2040
a. Peak Demand | 32907.88 | 33819.96 | 35463.16 | 35798.71 | 36785.4 | 40580.28
b. Peak Demand + Reserve Margin | 37514.98 | 38554.75 | 40428 | 40810.53 | 41935.36 | 46261.52
c. DR MW | 313.8 | 1683.13 | 3280.98 | 3540.7 | 3820.98 | 4123.44
d. Capacity Credit | 37514.98 | 38554.75 | 40428 | 40810.53 | 41935.36 | 46261.52
Reserve Margin Data: ERCOT
| 2015 | 2020 | 2025 | 2030 | 2035 | 2040
a. Peak Demand | 71082.75 | 76530.49 | 81260.88 | 85716.41 | 91381.03 | 98300.82
b. Peak Demand + Reserve Margin | 79968.09 | 86096.8 | 91418.49 | 96430.96 | 102803.65 | 110588.42
c. DR MW | 770.89 | 3956.66 | 7724.81 | 8367.66 | 9085.72 | 9863.71
d. Capacity Credit | 79968.09 | 86096.8 | 91418.49 | 96430.96 | 102803.65 | 110588.42
Reserve Margin Data: FRCC
| 2015 | 2020 | 2025 | 2030 | 2035 | 2040
a. Peak Demand | 51737.13 | 54887.35 | 61381.07 | 65744.51 | 68790.41 | 78088.69
b. Peak Demand + Reserve Margin | 60015.07 | 63669.33 | 71202.04 | 76263.64 | 79796.87 | 90582.88
c. DR MW | 2845.48 | 4334.11 | 6353.86 | 7102.41 | 7939.13 | 8874.43
d. Capacity Credit | 60015.07 | 63669.33 | 71202.04 | 76263.64 | 81080.29 | 90582.88
Reserve Margin Data: IESO
| 2015 | 2020 | 2025 | 2030 | 2035 | 2040
a. Peak Demand | 22541.14 | 22807.2 | 23952.36 | 26412.1 | 27352.33 | 29294.81
b. Peak Demand + Reserve Margin | 26373.13 | 26684.43 | 28024.26 | 30902.15 | 32002.22 | 34274.93
c. DR MW | 2038.33 | 2260.47 | 2690.39 | 2925.08 | 3180.25 | 3457.67
d. Capacity Credit | 29886.06 | 30108.2 | 30538.12 | 31023.31 | 32002.22 | 34274.93
Reserve Margin Data: MAPP_CA
| 2015 | 2020 | 2025 | 2030 | 2035 | 2040
a. Peak Demand | 8386.7 | 9222.86 | 9734.14 | 10787.18 | 11226.77 | 12083.9
b. Peak Demand + Reserve Margin | 9393.11 | 10329.6 | 10902.23 | 12081.64 | 12573.99 | 13533.97
c. DR MW | 93.13 | 337.01 | 628.45 | 686.68 | 750.29 | 819.8
d. Capacity Credit | 9393.11 | 10329.6 | 10902.23 | 13110.59 | 13174.21 | 13533.97
Reserve Margin Data: MAPP_US
| 2015 | 2020 | 2025 | 2030 | 2035 | 2040
a. Peak Demand | 5359.04 | 6050.57 | 6356.39 | 6982.48 | 7492.42 | 8056.16
b. Peak Demand + Reserve Margin | 6109.3 | 6897.65 | 7246.28 | 7960.03 | 8541.36 | 9184.02
c. DR MW | 61.39 | 218.08 | 406.68 | 444.36 | 485.52 | 530.5
d. Capacity Credit | 6109.3 | 6897.65 | 7246.28 | 7960.03 | 8541.36 | 9184.02
Reserve Margin Data: NEISO
| 2015 | 2020 | 2025 | 2030 | 2035 | 2040
a. Peak Demand | 29553.57 | 29064.1 | 30275.14 | 31529.95 | 34270.58 | 35400.52
b. Peak Demand + Reserve Margin | 34282.14 | 33714.35 | 35119.17 | 36574.74 | 39753.87 | 41064.6
c. DR MW | 3217.96 | 3967.58 | 4863.03 | 5143.87 | 5437.63 | 5748.18
d. Capacity Credit | 34282.14 | 34679.87 | 35941.54 | 38205.64 | 39753.87 | 41064.6
Reserve Margin Data: NonRTO_Midwest
| 2015 | 2020 | 2025 | 2030 | 2035 | 2040
a. Peak Demand | 11883.42 | 12738.27 | 13795.82 | 13683.9 | 14883.94 | 16409.45
b. Peak Demand + Reserve Margin | 13547.1 | 14521.63 | 15727.23 | 15599.65 | 16967.69 | 18706.77
c. DR MW | 201.86 | 495.85 | 836.68 | 901.12 | 970.52 | 1045.26
d. Capacity Credit | 13547.1 | 14521.63 | 15727.23 | 15599.65 | 16967.69 | 20168.97
Reserve Margin Data: NYISO_J-K
| 2015 | 2020 | 2025 | 2030 | 2035 | 2040
a. Peak Demand | 15408.53 | 17145.18 | 18519.24 | 19849.48 | 21062.9 | 22710.94
b. Peak Demand + Reserve Margin | 14175.84 | 15773.57 | 17037.7 | 18261.52 | 19377.87 | 20894.07
c. DR MW | 1372.63 | 1643.44 | 1975.51 | 2169.26 | 2382.01 | 2615.63
d. Capacity Credit | 16798.48 | 17069.29 | 17472.86 | 19506.06 | 22174.22 | 23108.68
Reserve Margin Data: PJM_E
| 2015 | 2020 | 2025 | 2030 | 2035 | 2040
a. Peak Demand | 30678.47 | 29645.83 | 31184.12 | 33544.79 | 35883.89 | 38753.76
b. Peak Demand + Reserve Margin | 30003.54 | 28993.62 | 30498.07 | 32806.8 | 35094.44 | 37901.18
c. DR MW | 1307.75 | 1879.13 | 2745.66 | 2983.69 | 3242.36 | 3523.45
d. Capacity Credit | 33285.19 | 32806.97 | 34003.5 | 34516.79 | 35094.44 | 37901.18
Reserve Margin Data: RMPA
| 2015 | 2020 | 2025 | 2030 | 2035 | 2040
a. Peak Demand | 13210.9 | 15162.87 | 15135.28 | 17372.37 | 18642.62 | 20408.88
b. Peak Demand + Reserve Margin | 15060.43 | 17285.67 | 17254.22 | 19804.51 | 21252.59 | 23266.12
c. DR MW | 505.79 | 681.25 | 924.75 | 1035.21 | 1158.72 | 1297.01
d. Capacity Credit | 15080.8 | 17285.67 | 17943.34 | 19804.51 | 21252.59 | 24672.49
Reserve Margin Data: SOCO
| 2015 | 2020 | 2025 | 2030 | 2035 | 2040
a. Peak Demand | 51087.77 | 59010.43 | 62926.63 | 67401.08 | 71462.36 | 75800.66
b. Peak Demand + Reserve Margin | 58240.05 | 67271.89 | 71736.35 | 76837.23 | 81467.09 | 86412.76
c. DR MW | 2674.86 | 5221.22 | 8293.98 | 9075.87 | 9931.46 | 10867.71
d. Capacity Credit | 58240.05 | 67271.89 | 71736.35 | 76837.23 | 81467.09 | 86412.76
Reserve Margin Data: TVA
| 2015 | 2020 | 2025 | 2030 | 2035 | 2040
a. Peak Demand | 33468.38 | 38645.75 | 40114.29 | 42018.05 | 46841.59 | 49137.24
b. Peak Demand + Reserve Margin | 38488.63 | 44442.61 | 46131.43 | 48320.76 | 53867.83 | 56507.82
c. DR MW | 1878.29 | 2795.4 | 3859.81 | 4157.07 | 4477.22 | 4822.03
d. Capacity Credit | 38488.63 | 44442.61 | 46131.43 | 48320.76 | 53867.83 | 56507.82
Reserve Margin Data: VACAR
| 2015 | 2020 | 2025 | 2030 | 2035 | 2040
a. Peak Demand | 51905.19 | 57400.5 | 61904.82 | 65973.09 | 69607.16 | 76375.77
b. Peak Demand + Reserve Margin | 59171.92 | 65436.57 | 70571.5 | 75209.33 | 79352.17 | 87068.38
c. DR MW | 2434.26 | 4230.61 | 6496.28 | 7161.73 | 7895.36 | 8704.13
d. Capacity Credit | 59171.92 | 65436.57 | 70571.5 | 75209.33 | 80536.1 | 87068.38
Reserve Margin Data: AZ_NM_SNV
| 2015 | 2020 | 2025 | 2030 | 2035 | 2040
a. Peak Demand | 27592.52 | 32421.47 | 35125.35 | 37801.25 | 42049.85 | 45258.78
b. Peak Demand + Reserve Margin | 31924.54 | 37511.64 | 40640.03 | 43736.05 | 48651.68 | 52364.41
c. DR MW | 348.13 | 1177.58 | 2216.56 | 2488.51 | 2789.15 | 3128.56
d. Capacity Credit | 31924.54 | 37511.64 | 40640.03 | 43736.05 | 48651.68 | 53069.58
Reserve Margin Data: CA
| 2015 | 2020 | 2025 | 2030 | 2035 | 2040
a. Peak Demand | 64907.67 | 72484.76 | 77527.5 | 85191.78 | 92497.32 | 102783.98
b. Peak Demand + Reserve Margin | 75682.34 | 84517.23 | 90397.06 | 99333.62 | 107851.88 | 119846.12
c. DR MW | 4621.54 | 5034.64 | 5739.62 | 6375.75 | 7049.42 | 7786.91
d. Capacity Credit | 75682.34 | 84517.23 | 90397.06 | 99333.62 | 107851.88 | 120604.49
Reserve Margin Data: MISO
| 2015 | 2020 | 2025 | 2030 | 2035 | 2040
a. Peak Demand | 96784.71 | 103320.55 | 116512.06 | 125010.42 | 129023.32 | 141579.4
b. Peak Demand + Reserve Margin | 113625.25 | 121298.33 | 136785.16 | 146762.24 | 151473.38 | 166214.22
c. DR MW | 6269.41 | 8878.31 | 12263.97 | 13385.36 | 14609.47 | 15945.72
d. Capacity Credit | 113625.25 | 121298.33 | 136785.16 | 146762.24 | 151473.38 | 166214.22
Reserve Margin Data: NWPP
| 2015 | 2020 | 2025 | 2030 | 2035 | 2040
a. Peak Demand | 37809.46 | 42259.3 | 45923.21 | 49696.17 | 53187.59 | 60426.11
b. Peak Demand + Reserve Margin | 44615.17 | 49865.98 | 54189.39 | 58641.48 | 62761.35 | 71302.81
c. DR MW | 0.01 | 1042.66 | 2285.99 | 2526.32 | 2785.47 | 3067.66
d. Capacity Credit | 49120.01 | 53160.75 | 54189.39 | 58641.53 | 62761.35 | 74330.19
Reserve Margin Data: NYISO
| 2015 | 2020 | 2025 | 2030 | 2035 | 2040
a. Peak Demand | 29780.75 | 33393.23 | 35887.32 | 38594.06 | 40305.47 | 43195.35
b. Peak Demand + Reserve Margin | 34694.57 | 38903.11 | 41808.73 | 44962.09 | 46955.87 | 50322.58
c. DR MW | 2670.01 | 3172.93 | 3788.94 | 4133.46 | 4509.63 | 4920.4
d. Capacity Credit | 37233.26 | 38903.11 | 41808.73 | 44962.09 | 46955.87 | 50322.58
Reserve Margin Data: NYISO_G-I_J-K
| 2015 | 2020 | 2025 | 2030 | 2035 | 2040
a. Peak Demand | 19374.35 | 21501.88 | 23227.24 | 24779.78 | 26369.19 | 28425
b. Peak Demand + Reserve Margin | 18405.63 | 20426.78 | 22065.88 | 23540.79 | 25050.73 | 27003.75
c. DR MW | 1725.98 | 2059.39 | 2474.77 | 2716.66 | 2982.21 | 3273.71
d. Capacity Credit | 20601.83 | 21995.7 | 22632.76 | 24759.11 | 27222.76 | 30172.4
Reserve Margin Data: PJM
| 2015 | 2020 | 2025 | 2030 | 2035 | 2040
a. Peak Demand | 153532.8 | 160247.71 | 164228.68 | 176640.08 | 187753.61 | 202690.64
b. Peak Demand + Reserve Margin | 177023.32 | 184765.61 | 189355.67 | 203666.01 | 216479.92 | 233702.3
c. DR MW | 7168.4 | 11798.81 | 17849.15 | 19360.25 | 20999.33 | 22777.22
d. Capacity Credit | 177023.32 | 184765.61 | 193949.48 | 203666.01 | 216479.92 | 233702.3
Reserve Margin Data: SPP
| 2015 | 2020 | 2025 | 2030 | 2035 | 2040
a. Peak Demand | 57766.89 | 65710.98 | 67880.56 | 73576.28 | 80010.77 | 86018.92
b. Peak Demand + Reserve Margin | 65623.19 | 74647.68 | 77112.31 | 83582.66 | 90892.23 | 97717.49
c. DR MW | 1178.19 | 3752.42 | 6794.96 | 7405.13 | 8070.36 | 8795.64
d. Capacity Credit | 65623.19 | 74647.68 | 77112.31 | 83582.66 | 90892.23 | 100384.05

## Transmission
$/MW
[8 empty] | Transfer |  | $/MWh | $/MWh | Wheel+ | $/MWh
Year | Line | From | To | EI Internal/External | Season | Block | Duration | Limit | MW flow | From price | To price | Friction | Shadow Price
2015 | ENT_2_MISO_MO-IL | ENT | MISO_MO-IL | Internal | Shoulder | B11 | 25 | 2260 | 0 | 77.22 | 76.05 | 8 | 0
2015 | ENT_2_MISO_MO-IL | ENT | MISO_MO-IL | Internal | Shoulder | B12 | 200 | 2260 | 0 | 59.47 | 64.48 | 8 | 0
2015 | ENT_2_MISO_MO-IL | ENT | MISO_MO-IL | Internal | Shoulder | B13 | 600 | 2260 | 0 | 59.04 | 57.65 | 8 | 0
2015 | ENT_2_MISO_MO-IL | ENT | MISO_MO-IL | Internal | Shoulder | B14 | 900 | 2260 | 0 | 57.49 | 55.78 | 8 | 0
2015 | ENT_2_MISO_MO-IL | ENT | MISO_MO-IL | Internal | Shoulder | B15 | 1203 | 2260 | 0 | 57.49 | 55.04 | 8 | 0
2015 | ENT_2_MISO_MO-IL | ENT | MISO_MO-IL | Internal | Summer | B1 | 10 | 2260 | 0 | 91.38 | 91.39 | 8 | 0
2015 | ENT_2_MISO_MO-IL | ENT | MISO_MO-IL | Internal | Summer | B2 | 25 | 2260 | 0 | 89.87 | 88.74 | 8 | 0
2015 | ENT_2_MISO_MO-IL | ENT | MISO_MO-IL | Internal | Summer | B3 | 75 | 2260 | 0 | 88.01 | 88.74 | 8 | 0
2015 | ENT_2_MISO_MO-IL | ENT | MISO_MO-IL | Internal | Summer | B4 | 100 | 2260 | 0 | 88.01 | 84.87 | 8 | 0
2015 | ENT_2_MISO_MO-IL | ENT | MISO_MO-IL | Internal | Summer | B5 | 200 | 2260 | 0 | 77.82 | 74.17 | 8 | 0
2015 | ENT_2_MISO_MO-IL | ENT | MISO_MO-IL | Internal | Summer | B6 | 300 | 2260 | 0 | 61.33 | 62.31 | 8 | 0
2015 | ENT_2_MISO_MO-IL | ENT | MISO_MO-IL | Internal | Summer | B7 | 400 | 2260 | 0 | 58.69 | 55.72 | 8 | 0
2015 | ENT_2_MISO_MO-IL | ENT | MISO_MO-IL | Internal | Summer | B8 | 500 | 2260 | 0 | 58.57 | 54.13 | 8 | 0
2015 | ENT_2_MISO_MO-IL | ENT | MISO_MO-IL | Internal | Summer | B9 | 800 | 2260 | 0 | 56.32 | 53.23 | 8 | 0
2015 | ENT_2_MISO_MO-IL | ENT | MISO_MO-IL | Internal | Summer | B10 | 1262 | 2260 | 0 | 56.32 | 52.47 | 8 | 0
2015 | ENT_2_MISO_MO-IL | ENT | MISO_MO-IL | Internal | Winter | B16 | 25 | 2260 | 0 | 74.99 | 74.99 | 8 | 0
2015 | ENT_2_MISO_MO-IL | ENT | MISO_MO-IL | Internal | Winter | B17 | 100 | 2260 | 0 | 61.89 | 66.23 | 8 | 0
2015 | ENT_2_MISO_MO-IL | ENT | MISO_MO-IL | Internal | Winter | B18 | 400 | 2260 | 0 | 59.83 | 58.56 | 8 | 0
2015 | ENT_2_MISO_MO-IL | ENT | MISO_MO-IL | Internal | Winter | B19 | 700 | 2260 | 0 | 59.83 | 56.5 | 8 | 0
2015 | ENT_2_MISO_MO-IL | ENT | MISO_MO-IL | Internal | Winter | B20 | 935 | 2260 | 0 | 59.83 | 54.44 | 8 | 0
2015 | ENT_2_SOCO | ENT | SOCO | Internal | Shoulder | B11 | 25 | 2000 | 917.54 | 77.22 | 85.22 | 8 | 0
2015 | ENT_2_SOCO | ENT | SOCO | Internal | Shoulder | B12 | 200 | 2000 | 0 | 59.47 | 63.8 | 8 | 0
2015 | ENT_2_SOCO | ENT | SOCO | Internal | Shoulder | B13 | 600 | 2000 | 0 | 59.04 | 60.37 | 8 | 0
2015 | ENT_2_SOCO | ENT | SOCO | Internal | Shoulder | B14 | 900 | 2000 | 0 | 57.49 | 60.37 | 8 | 0
2015 | ENT_2_SOCO | ENT | SOCO | Internal | Shoulder | B15 | 1203 | 2000 | 0 | 57.49 | 59.72 | 8 | 0
2015 | ENT_2_SOCO | ENT | SOCO | Internal | Summer | B1 | 10 | 2000 | 0 | 91.38 | 97.87 | 8 | 0
2015 | ENT_2_SOCO | ENT | SOCO | Internal | Summer | B2 | 25 | 2000 | 1315.09 | 89.87 | 97.87 | 8 | 0
2015 | ENT_2_SOCO | ENT | SOCO | Internal | Summer | B3 | 75 | 2000 | 2000 | 88.01 | 97.87 | 8 | 1.85
2015 | ENT_2_SOCO | ENT | SOCO | Internal | Summer | B4 | 100 | 2000 | 2000 | 88.01 | 97.87 | 8 | 1.85
2015 | ENT_2_SOCO | ENT | SOCO | Internal | Summer | B5 | 200 | 2000 | 1713.26 | 77.82 | 85.82 | 8 | 0
2015 | ENT_2_SOCO | ENT | SOCO | Internal | Summer | B6 | 300 | 2000 | 2000 | 61.33 | 69.44 | 8 | 0.11
2015 | ENT_2_SOCO | ENT | SOCO | Internal | Summer | B7 | 400 | 2000 | 2000 | 58.69 | 67.53 | 8 | 0.84
2015 | ENT_2_SOCO | ENT | SOCO | Internal | Summer | B8 | 500 | 2000 | 1819.66 | 58.57 | 66.57 | 8 | 0
2015 | ENT_2_SOCO | ENT | SOCO | Internal | Summer | B9 | 800 | 2000 | 0 | 56.32 | 60.67 | 8 | 0
2015 | ENT_2_SOCO | ENT | SOCO | Internal | Summer | B10 | 1262 | 2000 | 0 | 56.32 | 58.55 | 8 | 0
2015 | ENT_2_SOCO | ENT | SOCO | Internal | Winter | B16 | 25 | 2000 | 2000 | 74.99 | 85.18 | 8 | 2.2
2015 | ENT_2_SOCO | ENT | SOCO | Internal | Winter | B17 | 100 | 2000 | 0 | 61.89 | 66.57 | 8 | 0
2015 | ENT_2_SOCO | ENT | SOCO | Internal | Winter | B18 | 400 | 2000 | 0 | 59.83 | 62.11 | 8 | 0
2015 | ENT_2_SOCO | ENT | SOCO | Internal | Winter | B19 | 700 | 2000 | 0 | 59.83 | 62.11 | 8 | 0
2015 | ENT_2_SOCO | ENT | SOCO | Internal | Winter | B20 | 935 | 2000 | 0 | 59.83 | 62.11 | 8 | 0
2015 | ENT_2_SPP_N | ENT | SPP_N | Internal | Shoulder | B11 | 25 | 1300 | 0 | 77.22 | 83.04 | 8 | 0
2015 | ENT_2_SPP_N | ENT | SPP_N | Internal | Shoulder | B12 | 200 | 1300 | 0 | 59.47 | 60.03 | 8 | 0
2015 | ENT_2_SPP_N | ENT | SPP_N | Internal | Shoulder | B13 | 600 | 1300 | 0 | 59.04 | 59.43 | 8 | 0
2015 | ENT_2_SPP_N | ENT | SPP_N | Internal | Shoulder | B14 | 900 | 1300 | 0 | 57.49 | 57.38 | 8 | 0
2015 | ENT_2_SPP_N | ENT | SPP_N | Internal | Shoulder | B15 | 1203 | 1300 | 0 | 57.49 | 57.38 | 8 | 0
2015 | ENT_2_SPP_N | ENT | SPP_N | Internal | Summer | B1 | 10 | 1300 | 0 | 91.38 | 92.6 | 8 | 0
2015 | ENT_2_SPP_N | ENT | SPP_N | Internal | Summer | B2 | 25 | 1300 | 0 | 89.87 | 91.39 | 8 | 0
2015 | ENT_2_SPP_N | ENT | SPP_N | Internal | Summer | B3 | 75 | 1300 | 0 | 88.01 | 90.44 | 8 | 0
2015 | ENT_2_SPP_N | ENT | SPP_N | Internal | Summer | B4 | 100 | 1300 | 0 | 88.01 | 86.65 | 8 | 0
2015 | ENT_2_SPP_N | ENT | SPP_N | Internal | Summer | B5 | 200 | 1300 | 0 | 77.82 | 81.18 | 8 | 0
2015 | ENT_2_SPP_N | ENT | SPP_N | Internal | Summer | B6 | 300 | 1300 | 0 | 61.33 | 69.32 | 8 | 0
2015 | ENT_2_SPP_N | ENT | SPP_N | Internal | Summer | B7 | 400 | 1300 | 0 | 58.69 | 62.71 | 8 | 0
2015 | ENT_2_SPP_N | ENT | SPP_N | Internal | Summer | B8 | 500 | 1300 | 0 | 58.57 | 58.7 | 8 | 0
2015 | ENT_2_SPP_N | ENT | SPP_N | Internal | Summer | B9 | 800 | 1300 | 0 | 56.32 | 56.11 | 8 | 0
2015 | ENT_2_SPP_N | ENT | SPP_N | Internal | Summer | B10 | 1262 | 1300 | 0 | 56.32 | 54.58 | 8 | 0
2015 | ENT_2_SPP_N | ENT | SPP_N | Internal | Winter | B16 | 25 | 1300 | 0 | 74.99 | 72.88 | 8 | 0
2015 | ENT_2_SPP_N | ENT | SPP_N | Internal | Winter | B17 | 100 | 1300 | 0 | 61.89 | 62 | 8 | 0
2015 | ENT_2_SPP_N | ENT | SPP_N | Internal | Winter | B18 | 400 | 1300 | 0 | 59.83 | 59.86 | 8 | 0
2015 | ENT_2_SPP_N | ENT | SPP_N | Internal | Winter | B19 | 700 | 1300 | 0 | 59.83 | 59.84 | 8 | 0
2015 | ENT_2_SPP_N | ENT | SPP_N | Internal | Winter | B20 | 935 | 1300 | 0 | 59.83 | 56.69 | 8 | 0
2015 | ENT_2_SPP_S | ENT | SPP_S | Internal | Shoulder | B11 | 25 | 1300 | 0 | 77.22 | 83.05 | 8 | 0
2015 | ENT_2_SPP_S | ENT | SPP_S | Internal | Shoulder | B12 | 200 | 1300 | 0 | 59.47 | 60.04 | 8 | 0
2015 | ENT_2_SPP_S | ENT | SPP_S | Internal | Shoulder | B13 | 600 | 1300 | 0 | 59.04 | 59.44 | 8 | 0
2015 | ENT_2_SPP_S | ENT | SPP_S | Internal | Shoulder | B14 | 900 | 1300 | 0 | 57.49 | 57.39 | 8 | 0
2015 | ENT_2_SPP_S | ENT | SPP_S | Internal | Shoulder | B15 | 1203 | 1300 | 0 | 57.49 | 57.39 | 8 | 0
2015 | ENT_2_SPP_S | ENT | SPP_S | Internal | Summer | B1 | 10 | 1300 | 0 | 91.38 | 92.15 | 8 | 0
2015 | ENT_2_SPP_S | ENT | SPP_S | Internal | Summer | B2 | 25 | 1300 | 0 | 89.87 | 90.44 | 8 | 0
2015 | ENT_2_SPP_S | ENT | SPP_S | Internal | Summer | B3 | 75 | 1300 | 0 | 88.01 | 90.43 | 8 | 0
2015 | ENT_2_SPP_S | ENT | SPP_S | Internal | Summer | B4 | 100 | 1300 | 0 | 88.01 | 83.79 | 8 | 0
2015 | ENT_2_SPP_S | ENT | SPP_S | Internal | Summer | B5 | 200 | 1300 | 0 | 77.82 | 81.19 | 8 | 0
2015 | ENT_2_SPP_S | ENT | SPP_S | Internal | Summer | B6 | 300 | 1300 | 974.77 | 61.33 | 69.33 | 8 | 0
2015 | ENT_2_SPP_S | ENT | SPP_S | Internal | Summer | B7 | 400 | 1300 | 0 | 58.69 | 62.72 | 8 | 0
2015 | ENT_2_SPP_S | ENT | SPP_S | Internal | Summer | B8 | 500 | 1300 | 0 | 58.57 | 58.71 | 8 | 0
2015 | ENT_2_SPP_S | ENT | SPP_S | Internal | Summer | B9 | 800 | 1300 | 0 | 56.32 | 56.13 | 8 | 0
2015 | ENT_2_SPP_S | ENT | SPP_S | Internal | Summer | B10 | 1262 | 1300 | 0 | 56.32 | 56 | 8 | 0
2015 | ENT_2_SPP_S | ENT | SPP_S | Internal | Winter | B16 | 25 | 1300 | 0 | 74.99 | 72.89 | 8 | 0
2015 | ENT_2_SPP_S | ENT | SPP_S | Internal | Winter | B17 | 100 | 1300 | 0 | 61.89 | 62.01 | 8 | 0
2015 | ENT_2_SPP_S | ENT | SPP_S | Internal | Winter | B18 | 400 | 1300 | 0 | 59.83 | 59.87 | 8 | 0
2015 | ENT_2_SPP_S | ENT | SPP_S | Internal | Winter | B19 | 700 | 1300 | 0 | 59.83 | 59.85 | 8 | 0
2015 | ENT_2_SPP_S | ENT | SPP_S | Internal | Winter | B20 | 935 | 1300 | 0 | 59.83 | 59.74 | 8 | 0
2015 | ENT_2_TVA_Transmission | ENT | TVA_Transmission | Internal | Shoulder | B11 | 25 | 2100 | 0 | 77.22 | 78.89 | 8 | 0
2015 | ENT_2_TVA_Transmission | ENT | TVA_Transmission | Internal | Shoulder | B12 | 200 | 2100 | 0 | 59.47 | 65.49 | 8 | 0
2015 | ENT_2_TVA_Transmission | ENT | TVA_Transmission | Internal | Shoulder | B13 | 600 | 2100 | 0 | 59.04 | 61.6 | 8 | 0
2015 | ENT_2_TVA_Transmission | ENT | TVA_Transmission | Internal | Shoulder | B14 | 900 | 2100 | 0 | 57.49 | 61.23 | 8 | 0
2015 | ENT_2_TVA_Transmission | ENT | TVA_Transmission | Internal | Shoulder | B15 | 1203 | 2100 | 0 | 57.49 | 60.34 | 8 | 0
2015 | ENT_2_TVA_Transmission | ENT | TVA_Transmission | Internal | Summer | B1 | 10 | 2100 | 872.98 | 91.38 | 99.38 | 8 | 0
2015 | ENT_2_TVA_Transmission | ENT | TVA_Transmission | Internal | Summer | B2 | 25 | 2100 | 0 | 89.87 | 96.74 | 8 | 0
2015 | ENT_2_TVA_Transmission | ENT | TVA_Transmission | Internal | Summer | B3 | 75 | 2100 | 0 | 88.01 | 95.51 | 8 | 0
2015 | ENT_2_TVA_Transmission | ENT | TVA_Transmission | Internal | Summer | B4 | 100 | 2100 | 0 | 88.01 | 88.87 | 8 | 0
2015 | ENT_2_TVA_Transmission | ENT | TVA_Transmission | Internal | Summer | B5 | 200 | 2100 | 0 | 77.82 | 77.76 | 8 | 0
2015 | ENT_2_TVA_Transmission | ENT | TVA_Transmission | Internal | Summer | B6 | 300 | 2100 | 0 | 61.33 | 62.64 | 8 | 0
2015 | ENT_2_TVA_Transmission | ENT | TVA_Transmission | Internal | Summer | B7 | 400 | 2100 | 0 | 58.69 | 60.8 | 8 | 0
2015 | ENT_2_TVA_Transmission | ENT | TVA_Transmission | Internal | Summer | B8 | 500 | 2100 | 0 | 58.57 | 59.63 | 8 | 0
2015 | ENT_2_TVA_Transmission | ENT | TVA_Transmission | Internal | Summer | B9 | 800 | 2100 | 0 | 56.32 | 58.69 | 8 | 0
2015 | ENT_2_TVA_Transmission | ENT | TVA_Transmission | Internal | Summer | B10 | 1262 | 2100 | 0 | 56.32 | 56.95 | 8 | 0
2015 | ENT_2_TVA_Transmission | ENT | TVA_Transmission | Internal | Winter | B16 | 25 | 2100 | 1453.47 | 74.99 | 82.99 | 8 | 0
2015 | ENT_2_TVA_Transmission | ENT | TVA_Transmission | Internal | Winter | B17 | 100 | 2100 | 0 | 61.89 | 68.28 | 8 | 0
2015 | ENT_2_TVA_Transmission | ENT | TVA_Transmission | Internal | Winter | B18 | 400 | 2100 | 0 | 59.83 | 63.54 | 8 | 0
2015 | ENT_2_TVA_Transmission | ENT | TVA_Transmission | Internal | Winter | B19 | 700 | 2100 | 0 | 59.83 | 62.42 | 8 | 0
2015 | ENT_2_TVA_Transmission | ENT | TVA_Transmission | Internal | Winter | B20 | 935 | 2100 | 0 | 59.83 | 60.55 | 8 | 0
2015 | FRCC_2_SOCO | FRCC | SOCO | Internal | Shoulder | B11 | 25 | 900 | 0 | 95.22 | 85.22 | 8 | 0
2015 | FRCC_2_SOCO | FRCC | SOCO | Internal | Shoulder | B12 | 200 | 900 | 0 | 66.91 | 63.8 | 8 | 0
2015 | FRCC_2_SOCO | FRCC | SOCO | Internal | Shoulder | B13 | 600 | 900 | 0 | 64.5 | 60.37 | 8 | 0
2015 | FRCC_2_SOCO | FRCC | SOCO | Internal | Shoulder | B14 | 900 | 900 | 0 | 64.13 | 60.37 | 8 | 0
2015 | FRCC_2_SOCO | FRCC | SOCO | Internal | Shoulder | B15 | 1203 | 900 | 0 | 64.13 | 59.72 | 8 | 0
2015 | FRCC_2_SOCO | FRCC | SOCO | Internal | Summer | B1 | 10 | 900 | 0 | 103.87 | 97.87 | 8 | 0
2015 | FRCC_2_SOCO | FRCC | SOCO | Internal | Summer | B2 | 25 | 900 | 0 | 103.87 | 97.87 | 8 | 0
2015 | FRCC_2_SOCO | FRCC | SOCO | Internal | Summer | B3 | 75 | 900 | 0 | 103.87 | 97.87 | 8 | 0
2015 | FRCC_2_SOCO | FRCC | SOCO | Internal | Summer | B4 | 100 | 900 | 0 | 103.87 | 97.87 | 8 | 0
2015 | FRCC_2_SOCO | FRCC | SOCO | Internal | Summer | B5 | 200 | 900 | 0 | 95.82 | 85.82 | 8 | 0
2015 | FRCC_2_SOCO | FRCC | SOCO | Internal | Summer | B6 | 300 | 900 | 0 | 79.44 | 69.44 | 8 | 0
2015 | FRCC_2_SOCO | FRCC | SOCO | Internal | Summer | B7 | 400 | 900 | 0 | 66.21 | 67.53 | 8 | 0
2015 | FRCC_2_SOCO | FRCC | SOCO | Internal | Summer | B8 | 500 | 900 | 0 | 66.21 | 66.57 | 8 | 0
2015 | FRCC_2_SOCO | FRCC | SOCO | Internal | Summer | B9 | 800 | 900 | 0 | 63.46 | 60.67 | 8 | 0
2015 | FRCC_2_SOCO | FRCC | SOCO | Internal | Summer | B10 | 1262 | 900 | 0 | 63.46 | 58.55 | 8 | 0
2015 | FRCC_2_SOCO | FRCC | SOCO | Internal | Winter | B16 | 25 | 900 | 0 | 78.72 | 85.18 | 8 | 0
2015 | FRCC_2_SOCO | FRCC | SOCO | Internal | Winter | B17 | 100 | 900 | 0 | 67.94 | 66.57 | 8 | 0
2015 | FRCC_2_SOCO | FRCC | SOCO | Internal | Winter | B18 | 400 | 900 | 0 | 66.15 | 62.11 | 8 | 0
2015 | FRCC_2_SOCO | FRCC | SOCO | Internal | Winter | B19 | 700 | 900 | 0 | 66.15 | 62.11 | 8 | 0
2015 | FRCC_2_SOCO | FRCC | SOCO | Internal | Winter | B20 | 935 | 900 | 0 | 66.15 | 62.11 | 8 | 0
2015 | HQ_NEISO_2_NEISO | HQ_NEISO | NEISO | Internal | Shoulder | B11 | 25 | 99999 | 2920 | 55.81 | 55.82 | 0.01 | 0
2015 | HQ_NEISO_2_NEISO | HQ_NEISO | NEISO | Internal | Shoulder | B12 | 200 | 99999 | 2920 | 55.81 | 55.82 | 0.01 | 0
2015 | HQ_NEISO_2_NEISO | HQ_NEISO | NEISO | Internal | Shoulder | B13 | 600 | 99999 | 2920 | 55.81 | 55.82 | 0.01 | 0
2015 | HQ_NEISO_2_NEISO | HQ_NEISO | NEISO | Internal | Shoulder | B14 | 900 | 99999 | 2920 | 55.81 | 55.82 | 0.01 | 0
2015 | HQ_NEISO_2_NEISO | HQ_NEISO | NEISO | Internal | Shoulder | B15 | 1203 | 99999 | 1143.24 | 55.81 | 55.82 | 0.01 | 0
2015 | HQ_NEISO_2_NEISO | HQ_NEISO | NEISO | Internal | Summer | B1 | 10 | 99999 | 2920.1 | 88.38 | 88.39 | 0.01 | 0
2015 | HQ_NEISO_2_NEISO | HQ_NEISO | NEISO | Internal | Summer | B2 | 25 | 99999 | 2920.1 | 84.5 | 84.51 | 0.01 | 0
2015 | HQ_NEISO_2_NEISO | HQ_NEISO | NEISO | Internal | Summer | B3 | 75 | 99999 | 2920 | 73.73 | 73.74 | 0.01 | 0
2015 | HQ_NEISO_2_NEISO | HQ_NEISO | NEISO | Internal | Summer | B4 | 100 | 99999 | 2920 | 71.87 | 71.88 | 0.01 | 0
2015 | HQ_NEISO_2_NEISO | HQ_NEISO | NEISO | Internal | Summer | B5 | 200 | 99999 | 2920 | 58.46 | 58.47 | 0.01 | 0
2015 | HQ_NEISO_2_NEISO | HQ_NEISO | NEISO | Internal | Summer | B6 | 300 | 99999 | 2920 | 53.12 | 53.13 | 0.01 | 0
2015 | HQ_NEISO_2_NEISO | HQ_NEISO | NEISO | Internal | Summer | B7 | 400 | 99999 | 2920 | 53.12 | 53.13 | 0.01 | 0
2015 | HQ_NEISO_2_NEISO | HQ_NEISO | NEISO | Internal | Summer | B8 | 500 | 99999 | 2920 | 53.12 | 53.13 | 0.01 | 0
2015 | HQ_NEISO_2_NEISO | HQ_NEISO | NEISO | Internal | Summer | B9 | 800 | 99999 | 2920 | 53.12 | 53.13 | 0.01 | 0
2015 | HQ_NEISO_2_NEISO | HQ_NEISO | NEISO | Internal | Summer | B10 | 1262 | 99999 | 795.94 | 53.12 | 53.13 | 0.01 | 0
2015 | HQ_NEISO_2_NEISO | HQ_NEISO | NEISO | Internal | Winter | B16 | 25 | 99999 | 2920 | 64.21 | 64.22 | 0.01 | 0
2015 | HQ_NEISO_2_NEISO | HQ_NEISO | NEISO | Internal | Winter | B17 | 100 | 99999 | 2920 | 64.21 | 64.22 | 0.01 | 0
2015 | HQ_NEISO_2_NEISO | HQ_NEISO | NEISO | Internal | Winter | B18 | 400 | 99999 | 2920 | 64.21 | 64.22 | 0.01 | 0
2015 | HQ_NEISO_2_NEISO | HQ_NEISO | NEISO | Internal | Winter | B19 | 700 | 99999 | 2920 | 64.21 | 64.22 | 0.01 | 0
2015 | HQ_NEISO_2_NEISO | HQ_NEISO | NEISO | Internal | Winter | B20 | 935 | 99999 | 1233.58 | 64.21 | 64.22 | 0.01 | 0
2015 | HQ_NY_2_NYISO_A-F | HQ_NY | NYISO_A-F | Internal | Shoulder | B11 | 25 | 99999 | 1000 | 60.52 | 60.53 | 0.01 | 0
2015 | HQ_NY_2_NYISO_A-F | HQ_NY | NYISO_A-F | Internal | Shoulder | B12 | 200 | 99999 | 1000 | 58.8 | 58.81 | 0.01 | 0
2015 | HQ_NY_2_NYISO_A-F | HQ_NY | NYISO_A-F | Internal | Shoulder | B13 | 600 | 99999 | 1000 | 58.79 | 58.8 | 0.01 | 0
2015 | HQ_NY_2_NYISO_A-F | HQ_NY | NYISO_A-F | Internal | Shoulder | B14 | 900 | 99999 | 1000 | 57.69 | 57.7 | 0.01 | 0
2015 | HQ_NY_2_NYISO_A-F | HQ_NY | NYISO_A-F | Internal | Shoulder | B15 | 1203 | 99999 | 188.69 | 57.69 | 57.7 | 0.01 | 0
2015 | HQ_NY_2_NYISO_A-F | HQ_NY | NYISO_A-F | Internal | Summer | B1 | 10 | 99999 | 1000.1 | 85.38 | 85.39 | 0.01 | 0
2015 | HQ_NY_2_NYISO_A-F | HQ_NY | NYISO_A-F | Internal | Summer | B2 | 25 | 99999 | 1000 | 81.5 | 81.51 | 0.01 | 0
2015 | HQ_NY_2_NYISO_A-F | HQ_NY | NYISO_A-F | Internal | Summer | B3 | 75 | 99999 | 1000 | 76.73 | 76.74 | 0.01 | 0
2015 | HQ_NY_2_NYISO_A-F | HQ_NY | NYISO_A-F | Internal | Summer | B4 | 100 | 99999 | 1000 | 74.87 | 74.88 | 0.01 | 0
2015 | HQ_NY_2_NYISO_A-F | HQ_NY | NYISO_A-F | Internal | Summer | B5 | 200 | 99999 | 1000 | 64.24 | 64.25 | 0.01 | 0
2015 | HQ_NY_2_NYISO_A-F | HQ_NY | NYISO_A-F | Internal | Summer | B6 | 300 | 99999 | 1000 | 57.83 | 57.84 | 0.01 | 0
2015 | HQ_NY_2_NYISO_A-F | HQ_NY | NYISO_A-F | Internal | Summer | B7 | 400 | 99999 | 1000 | 57.45 | 57.46 | 0.01 | 0
2015 | HQ_NY_2_NYISO_A-F | HQ_NY | NYISO_A-F | Internal | Summer | B8 | 500 | 99999 | 1000 | 56.1 | 56.12 | 0.01 | 0
2015 | HQ_NY_2_NYISO_A-F | HQ_NY | NYISO_A-F | Internal | Summer | B9 | 800 | 99999 | 1000 | 56.09 | 56.1 | 0.01 | 0
2015 | HQ_NY_2_NYISO_A-F | HQ_NY | NYISO_A-F | Internal | Summer | B10 | 1262 | 99999 | 30.11 | 56.09 | 56.1 | 0.01 | 0
2015 | HQ_NY_2_NYISO_A-F | HQ_NY | NYISO_A-F | Internal | Winter | B16 | 25 | 99999 | 1000 | 67.63 | 67.64 | 0.01 | 0
2015 | HQ_NY_2_NYISO_A-F | HQ_NY | NYISO_A-F | Internal | Winter | B17 | 100 | 99999 | 1000 | 61.58 | 61.59 | 0.01 | 0
2015 | HQ_NY_2_NYISO_A-F | HQ_NY | NYISO_A-F | Internal | Winter | B18 | 400 | 99999 | 1000 | 61.58 | 61.59 | 0.01 | 0
2015 | HQ_NY_2_NYISO_A-F | HQ_NY | NYISO_A-F | Internal | Winter | B19 | 700 | 99999 | 1000 | 61.58 | 61.59 | 0.01 | 0
2015 | HQ_NY_2_NYISO_A-F | HQ_NY | NYISO_A-F | Internal | Winter | B20 | 935 | 99999 | 229.95 | 61.58 | 61.59 | 0.01 | 0
2015 | HQ_IESO_2_IESO | HQ_IESO | IESO | Internal | Shoulder | B11 | 25 | 99999 | 400 | 46.26 | 46.27 | 0.01 | 0
2015 | HQ_IESO_2_IESO | HQ_IESO | IESO | Internal | Shoulder | B12 | 200 | 99999 | 400 | 46.26 | 46.27 | 0.01 | 0
2015 | HQ_IESO_2_IESO | HQ_IESO | IESO | Internal | Shoulder | B13 | 600 | 99999 | 400 | 46.26 | 46.27 | 0.01 | 0
2015 | HQ_IESO_2_IESO | HQ_IESO | IESO | Internal | Shoulder | B14 | 900 | 99999 | 400 | 46.26 | 46.27 | 0.01 | 0
2015 | HQ_IESO_2_IESO | HQ_IESO | IESO | Internal | Shoulder | B15 | 1203 | 99999 | 75.48 | 46.26 | 46.27 | 0.01 | 0
2015 | HQ_IESO_2_IESO | HQ_IESO | IESO | Internal | Summer | B1 | 10 | 99999 | 400 | 78.38 | 78.39 | 0.01 | 0
2015 | HQ_IESO_2_IESO | HQ_IESO | IESO | Internal | Summer | B2 | 25 | 99999 | 400 | 74.5 | 74.51 | 0.01 | 0
2015 | HQ_IESO_2_IESO | HQ_IESO | IESO | Internal | Summer | B3 | 75 | 99999 | 400 | 48.28 | 48.29 | 0.01 | 0
2015 | HQ_IESO_2_IESO | HQ_IESO | IESO | Internal | Summer | B4 | 100 | 99999 | 400 | 48.28 | 48.29 | 0.01 | 0
2015 | HQ_IESO_2_IESO | HQ_IESO | IESO | Internal | Summer | B5 | 200 | 99999 | 400 | 48.28 | 48.29 | 0.01 | 0
2015 | HQ_IESO_2_IESO | HQ_IESO | IESO | Internal | Summer | B6 | 300 | 99999 | 400 | 48.28 | 48.29 | 0.01 | 0
2015 | HQ_IESO_2_IESO | HQ_IESO | IESO | Internal | Summer | B7 | 400 | 99999 | 400 | 45.45 | 45.46 | 0.01 | 0
2015 | HQ_IESO_2_IESO | HQ_IESO | IESO | Internal | Summer | B8 | 500 | 99999 | 400 | 45.45 | 45.46 | 0.01 | 0
2015 | HQ_IESO_2_IESO | HQ_IESO | IESO | Internal | Summer | B9 | 800 | 99999 | 400 | 45.45 | 45.46 | 0.01 | 0
2015 | HQ_IESO_2_IESO | HQ_IESO | IESO | Internal | Summer | B10 | 1262 | 99999 | 12.04 | 45.45 | 45.46 | 0.01 | 0
2015 | HQ_IESO_2_IESO | HQ_IESO | IESO | Internal | Winter | B16 | 25 | 99999 | 400 | 51.85 | 51.86 | 0.01 | 0
2015 | HQ_IESO_2_IESO | HQ_IESO | IESO | Internal | Winter | B17 | 100 | 99999 | 400 | 47.45 | 47.46 | 0.01 | 0
2015 | HQ_IESO_2_IESO | HQ_IESO | IESO | Internal | Winter | B18 | 400 | 99999 | 400 | 47.45 | 47.46 | 0.01 | 0
2015 | HQ_IESO_2_IESO | HQ_IESO | IESO | Internal | Winter | B19 | 700 | 99999 | 400 | 47.45 | 47.46 | 0.01 | 0
2015 | HQ_IESO_2_IESO | HQ_IESO | IESO | Internal | Winter | B20 | 935 | 99999 | 91.98 | 47.45 | 47.46 | 0.01 | 0
2015 | IESO_2_MAPP_CA | IESO | MAPP_CA | Internal | Shoulder | B11 | 25 | 262 | 262 | 46.27 | 71.18 | 7 | 17.91
2015 | IESO_2_MAPP_CA | IESO | MAPP_CA | Internal | Shoulder | B12 | 200 | 262 | 262 | 46.27 | 64.46 | 7 | 11.19
2015 | IESO_2_MAPP_CA | IESO | MAPP_CA | Internal | Shoulder | B13 | 600 | 262 | 262 | 46.27 | 57.63 | 7 | 4.36
2015 | IESO_2_MAPP_CA | IESO | MAPP_CA | Internal | Shoulder | B14 | 900 | 262 | 262 | 46.27 | 55.76 | 7 | 2.49
2015 | IESO_2_MAPP_CA | IESO | MAPP_CA | Internal | Shoulder | B15 | 1203 | 262 | 262 | 46.27 | 55.76 | 7 | 2.49
2015 | IESO_2_MAPP_CA | IESO | MAPP_CA | Internal | Summer | B1 | 10 | 262 | 0 | 78.39 | 77.38 | 7 | 0
2015 | IESO_2_MAPP_CA | IESO | MAPP_CA | Internal | Summer | B2 | 25 | 262 | 0 | 74.51 | 77.38 | 7 | 0
2015 | IESO_2_MAPP_CA | IESO | MAPP_CA | Internal | Summer | B3 | 75 | 262 | 262 | 48.29 | 76.43 | 7 | 21.14
2015 | IESO_2_MAPP_CA | IESO | MAPP_CA | Internal | Summer | B4 | 100 | 262 | 262 | 48.29 | 75.73 | 7 | 20.44
2015 | IESO_2_MAPP_CA | IESO | MAPP_CA | Internal | Summer | B5 | 200 | 262 | 262 | 48.29 | 74.17 | 7 | 18.88
2015 | IESO_2_MAPP_CA | IESO | MAPP_CA | Internal | Summer | B6 | 300 | 262 | 262 | 48.29 | 62.31 | 7 | 7.01
2015 | IESO_2_MAPP_CA | IESO | MAPP_CA | Internal | Summer | B7 | 400 | 262 | 262 | 45.46 | 55.7 | 7 | 3.24
2015 | IESO_2_MAPP_CA | IESO | MAPP_CA | Internal | Summer | B8 | 500 | 262 | 262 | 45.46 | 54.11 | 7 | 1.65
2015 | IESO_2_MAPP_CA | IESO | MAPP_CA | Internal | Summer | B9 | 800 | 262 | 262 | 45.46 | 53.2 | 7 | 0.75
2015 | IESO_2_MAPP_CA | IESO | MAPP_CA | Internal | Summer | B10 | 1262 | 262 | 262 | 45.46 | 53.2 | 7 | 0.75
2015 | IESO_2_MAPP_CA | IESO | MAPP_CA | Internal | Winter | B16 | 25 | 262 | 262 | 51.86 | 74.96 | 7 | 16.1
2015 | IESO_2_MAPP_CA | IESO | MAPP_CA | Internal | Winter | B17 | 100 | 262 | 262 | 47.46 | 66.2 | 7 | 11.74
2015 | IESO_2_MAPP_CA | IESO | MAPP_CA | Internal | Winter | B18 | 400 | 262 | 262 | 47.46 | 58.54 | 7 | 4.08
2015 | IESO_2_MAPP_CA | IESO | MAPP_CA | Internal | Winter | B19 | 700 | 262 | 262 | 47.46 | 56.52 | 7 | 2.06
2015 | IESO_2_MAPP_CA | IESO | MAPP_CA | Internal | Winter | B20 | 935 | 262 | 262 | 47.46 | 56.52 | 7 | 2.06
2015 | IESO_2_MISO_MI | IESO | MISO_MI | Internal | Shoulder | B11 | 25 | 1840 | 1840 | 46.27 | 74.89 | 7 | 21.62
2015 | IESO_2_MISO_MI | IESO | MISO_MI | Internal | Shoulder | B12 | 200 | 1840 | 1840 | 46.27 | 64.5 | 7 | 11.24
2015 | IESO_2_MISO_MI | IESO | MISO_MI | Internal | Shoulder | B13 | 600 | 1840 | 1840 | 46.27 | 57.68 | 7 | 4.41
2015 | IESO_2_MISO_MI | IESO | MISO_MI | Internal | Shoulder | B14 | 900 | 1840 | 1840 | 46.27 | 55.81 | 7 | 2.54
2015 | IESO_2_MISO_MI | IESO | MISO_MI | Internal | Shoulder | B15 | 1203 | 1840 | 1840 | 46.27 | 55.03 | 7 | 1.76
2015 | IESO_2_MISO_MI | IESO | MISO_MI | Internal | Summer | B1 | 10 | 1840 | 1840 | 78.39 | 91.39 | 7 | 6
2015 | IESO_2_MISO_MI | IESO | MISO_MI | Internal | Summer | B2 | 25 | 1840 | 1840 | 74.51 | 88.74 | 7 | 7.23
2015 | IESO_2_MISO_MI | IESO | MISO_MI | Internal | Summer | B3 | 75 | 1840 | 1840 | 48.29 | 87.51 | 7 | 32.22
2015 | IESO_2_MISO_MI | IESO | MISO_MI | Internal | Summer | B4 | 100 | 1840 | 1840 | 48.29 | 84.86 | 7 | 29.56
2015 | IESO_2_MISO_MI | IESO | MISO_MI | Internal | Summer | B5 | 200 | 1840 | 1840 | 48.29 | 72.37 | 7 | 17.07
2015 | IESO_2_MISO_MI | IESO | MISO_MI | Internal | Summer | B6 | 300 | 1840 | 1840 | 48.29 | 62.31 | 7 | 7.01
2015 | IESO_2_MISO_MI | IESO | MISO_MI | Internal | Summer | B7 | 400 | 1840 | 1840 | 45.46 | 55.75 | 7 | 3.29
2015 | IESO_2_MISO_MI | IESO | MISO_MI | Internal | Summer | B8 | 500 | 1840 | 1840 | 45.46 | 54.16 | 7 | 1.7
2015 | IESO_2_MISO_MI | IESO | MISO_MI | Internal | Summer | B9 | 800 | 1840 | 1840 | 45.46 | 53.25 | 7 | 0.79
2015 | IESO_2_MISO_MI | IESO | MISO_MI | Internal | Summer | B10 | 1262 | 1840 | 1840 | 45.46 | 52.49 | 7 | 0.04
2015 | IESO_2_MISO_MI | IESO | MISO_MI | Internal | Winter | B16 | 25 | 1840 | 1840 | 51.86 | 74.99 | 7 | 16.12
2015 | IESO_2_MISO_MI | IESO | MISO_MI | Internal | Winter | B17 | 100 | 1840 | 1840 | 47.46 | 66.25 | 7 | 11.79
2015 | IESO_2_MISO_MI | IESO | MISO_MI | Internal | Winter | B18 | 400 | 1840 | 1840 | 47.46 | 58.58 | 7 | 4.12
2015 | IESO_2_MISO_MI | IESO | MISO_MI | Internal | Winter | B19 | 700 | 1840 | 1840 | 47.46 | 56.51 | 7 | 2.05
2015 | IESO_2_MISO_MI | IESO | MISO_MI | Internal | Winter | B20 | 935 | 1840 | 106.29 | 47.46 | 54.46 | 7 | 0
2015 | IESO_2_MISO_W | IESO | MISO_W | Internal | Shoulder | B11 | 25 | 140 | 140 | 46.27 | 76.04 | 7 | 22.77
2015 | IESO_2_MISO_W | IESO | MISO_W | Internal | Shoulder | B12 | 200 | 140 | 140 | 46.27 | 64.47 | 7 | 11.2
2015 | IESO_2_MISO_W | IESO | MISO_W | Internal | Shoulder | B13 | 600 | 140 | 140 | 46.27 | 57.64 | 7 | 4.37
2015 | IESO_2_MISO_W | IESO | MISO_W | Internal | Shoulder | B14 | 900 | 140 | 140 | 46.27 | 55.77 | 7 | 2.5
2015 | IESO_2_MISO_W | IESO | MISO_W | Internal | Shoulder | B15 | 1203 | 140 | 140 | 46.27 | 55.06 | 7 | 1.79
2015 | IESO_2_MISO_W | IESO | MISO_W | Internal | Summer | B1 | 10 | 140 | 140 | 78.39 | 91.38 | 7 | 5.99
2015 | IESO_2_MISO_W | IESO | MISO_W | Internal | Summer | B2 | 25 | 140 | 140 | 74.51 | 88.73 | 7 | 7.21
2015 | IESO_2_MISO_W | IESO | MISO_W | Internal | Summer | B3 | 75 | 140 | 140 | 48.29 | 88.73 | 7 | 33.43
2015 | IESO_2_MISO_W | IESO | MISO_W | Internal | Summer | B4 | 100 | 140 | 140 | 48.29 | 84.87 | 7 | 29.58
2015 | IESO_2_MISO_W | IESO | MISO_W | Internal | Summer | B5 | 200 | 140 | 140 | 48.29 | 74.18 | 7 | 18.89
2015 | IESO_2_MISO_W | IESO | MISO_W | Internal | Summer | B6 | 300 | 140 | 140 | 48.29 | 62.32 | 7 | 7.02
2015 | IESO_2_MISO_W | IESO | MISO_W | Internal | Summer | B7 | 400 | 140 | 140 | 45.46 | 55.71 | 7 | 3.25
2015 | IESO_2_MISO_W | IESO | MISO_W | Internal | Summer | B8 | 500 | 140 | 140 | 45.46 | 54.12 | 7 | 1.66
2015 | IESO_2_MISO_W | IESO | MISO_W | Internal | Summer | B9 | 800 | 140 | 140 | 45.46 | 53.22 | 7 | 0.76
2015 | IESO_2_MISO_W | IESO | MISO_W | Internal | Summer | B10 | 1262 | 140 | 9.56 | 45.46 | 52.46 | 7 | 0
2015 | IESO_2_MISO_W | IESO | MISO_W | Internal | Winter | B16 | 25 | 140 | 140 | 51.86 | 74.97 | 7 | 16.11
2015 | IESO_2_MISO_W | IESO | MISO_W | Internal | Winter | B17 | 100 | 140 | 140 | 47.46 | 66.21 | 7 | 11.76
2015 | IESO_2_MISO_W | IESO | MISO_W | Internal | Winter | B18 | 400 | 140 | 140 | 47.46 | 58.56 | 7 | 4.1
2015 | IESO_2_MISO_W | IESO | MISO_W | Internal | Winter | B19 | 700 | 140 | 140 | 47.46 | 56.51 | 7 | 2.05
2015 | IESO_2_MISO_W | IESO | MISO_W | Internal | Winter | B20 | 935 | 140 | 0 | 47.46 | 54.45 | 7 | 0
2015 | IESO_2_NYISO_A-F | IESO | NYISO_A-F | Internal | Shoulder | B11 | 25 | 1725 | 1725 | 46.27 | 60.53 | 7 | 7.27
2015 | IESO_2_NYISO_A-F | IESO | NYISO_A-F | Internal | Shoulder | B12 | 200 | 1725 | 1725 | 46.27 | 58.81 | 7 | 5.54
2015 | IESO_2_NYISO_A-F | IESO | NYISO_A-F | Internal | Shoulder | B13 | 600 | 1725 | 1725 | 46.27 | 58.8 | 7 | 5.53
2015 | IESO_2_NYISO_A-F | IESO | NYISO_A-F | Internal | Shoulder | B14 | 900 | 1725 | 1725 | 46.27 | 57.7 | 7 | 4.43
2015 | IESO_2_NYISO_A-F | IESO | NYISO_A-F | Internal | Shoulder | B15 | 1203 | 1725 | 1725 | 46.27 | 57.7 | 7 | 4.43
2015 | IESO_2_NYISO_A-F | IESO | NYISO_A-F | Internal | Summer | B1 | 10 | 1725 | 1014.69 | 78.39 | 85.39 | 7 | 0
2015 | IESO_2_NYISO_A-F | IESO | NYISO_A-F | Internal | Summer | B2 | 25 | 1725 | 1506.33 | 74.51 | 81.51 | 7 | 0
2015 | IESO_2_NYISO_A-F | IESO | NYISO_A-F | Internal | Summer | B3 | 75 | 1725 | 1725 | 48.29 | 76.74 | 7 | 21.45
2015 | IESO_2_NYISO_A-F | IESO | NYISO_A-F | Internal | Summer | B4 | 100 | 1725 | 1725 | 48.29 | 74.88 | 7 | 19.59
2015 | IESO_2_NYISO_A-F | IESO | NYISO_A-F | Internal | Summer | B5 | 200 | 1725 | 1725 | 48.29 | 64.25 | 7 | 8.96
2015 | IESO_2_NYISO_A-F | IESO | NYISO_A-F | Internal | Summer | B6 | 300 | 1725 | 1725 | 48.29 | 57.84 | 7 | 2.55
2015 | IESO_2_NYISO_A-F | IESO | NYISO_A-F | Internal | Summer | B7 | 400 | 1725 | 1725 | 45.46 | 57.46 | 7 | 5
2015 | IESO_2_NYISO_A-F | IESO | NYISO_A-F | Internal | Summer | B8 | 500 | 1725 | 1725 | 45.46 | 56.12 | 7 | 3.66
2015 | IESO_2_NYISO_A-F | IESO | NYISO_A-F | Internal | Summer | B9 | 800 | 1725 | 1725 | 45.46 | 56.1 | 7 | 3.65
2015 | IESO_2_NYISO_A-F | IESO | NYISO_A-F | Internal | Summer | B10 | 1262 | 1725 | 1725 | 45.46 | 56.1 | 7 | 3.65
2015 | IESO_2_NYISO_A-F | IESO | NYISO_A-F | Internal | Winter | B16 | 25 | 1725 | 1725 | 51.86 | 67.64 | 7 | 8.78
2015 | IESO_2_NYISO_A-F | IESO | NYISO_A-F | Internal | Winter | B17 | 100 | 1725 | 1725 | 47.46 | 61.59 | 7 | 7.13
2015 | IESO_2_NYISO_A-F | IESO | NYISO_A-F | Internal | Winter | B18 | 400 | 1725 | 1725 | 47.46 | 61.59 | 7 | 7.13
2015 | IESO_2_NYISO_A-F | IESO | NYISO_A-F | Internal | Winter | B19 | 700 | 1725 | 1725 | 47.46 | 61.59 | 7 | 7.13
2015 | IESO_2_NYISO_A-F | IESO | NYISO_A-F | Internal | Winter | B20 | 935 | 1725 | 1725 | 47.46 | 61.59 | 7 | 7.13
2015 | MAPP_CA_2_IESO | MAPP_CA | IESO | Internal | Shoulder | B11 | 25 | 330 | 0 | 71.18 | 46.27 | 8 | 0
2015 | MAPP_CA_2_IESO | MAPP_CA | IESO | Internal | Shoulder | B12 | 200 | 330 | 0 | 64.46 | 46.27 | 8 | 0
2015 | MAPP_CA_2_IESO | MAPP_CA | IESO | Internal | Shoulder | B13 | 600 | 330 | 0 | 57.63 | 46.27 | 8 | 0
2015 | MAPP_CA_2_IESO | MAPP_CA | IESO | Internal | Shoulder | B14 | 900 | 330 | 0 | 55.76 | 46.27 | 8 | 0
2015 | MAPP_CA_2_IESO | MAPP_CA | IESO | Internal | Shoulder | B15 | 1203 | 330 | 0 | 55.76 | 46.27 | 8 | 0
2015 | MAPP_CA_2_IESO | MAPP_CA | IESO | Internal | Summer | B1 | 10 | 330 | 0 | 77.38 | 78.39 | 8 | 0
2015 | MAPP_CA_2_IESO | MAPP_CA | IESO | Internal | Summer | B2 | 25 | 330 | 0 | 77.38 | 74.51 | 8 | 0
2015 | MAPP_CA_2_IESO | MAPP_CA | IESO | Internal | Summer | B3 | 75 | 330 | 0 | 76.43 | 48.29 | 8 | 0
2015 | MAPP_CA_2_IESO | MAPP_CA | IESO | Internal | Summer | B4 | 100 | 330 | 0 | 75.73 | 48.29 | 8 | 0
2015 | MAPP_CA_2_IESO | MAPP_CA | IESO | Internal | Summer | B5 | 200 | 330 | 0 | 74.17 | 48.29 | 8 | 0
2015 | MAPP_CA_2_IESO | MAPP_CA | IESO | Internal | Summer | B6 | 300 | 330 | 0 | 62.31 | 48.29 | 8 | 0
2015 | MAPP_CA_2_IESO | MAPP_CA | IESO | Internal | Summer | B7 | 400 | 330 | 0 | 55.7 | 45.46 | 8 | 0
2015 | MAPP_CA_2_IESO | MAPP_CA | IESO | Internal | Summer | B8 | 500 | 330 | 0 | 54.11 | 45.46 | 8 | 0
2015 | MAPP_CA_2_IESO | MAPP_CA | IESO | Internal | Summer | B9 | 800 | 330 | 0 | 53.2 | 45.46 | 8 | 0
2015 | MAPP_CA_2_IESO | MAPP_CA | IESO | Internal | Summer | B10 | 1262 | 330 | 0 | 53.2 | 45.46 | 8 | 0
2015 | MAPP_CA_2_IESO | MAPP_CA | IESO | Internal | Winter | B16 | 25 | 330 | 0 | 74.96 | 51.86 | 8 | 0
2015 | MAPP_CA_2_IESO | MAPP_CA | IESO | Internal | Winter | B17 | 100 | 330 | 0 | 66.2 | 47.46 | 8 | 0
2015 | MAPP_CA_2_IESO | MAPP_CA | IESO | Internal | Winter | B18 | 400 | 330 | 0 | 58.54 | 47.46 | 8 | 0
2015 | MAPP_CA_2_IESO | MAPP_CA | IESO | Internal | Winter | B19 | 700 | 330 | 0 | 56.52 | 47.46 | 8 | 0
2015 | MAPP_CA_2_IESO | MAPP_CA | IESO | Internal | Winter | B20 | 935 | 330 | 0 | 56.52 | 47.46 | 8 | 0
2015 | MAPP_CA_2_MAPP_US | MAPP_CA | MAPP_US | Internal | Shoulder | B11 | 25 | 372 | 0 | 71.18 | 75.15 | 7 | 0
2015 | MAPP_CA_2_MAPP_US | MAPP_CA | MAPP_US | Internal | Shoulder | B12 | 200 | 372 | 0 | 64.46 | 57.47 | 7 | 0
2015 | MAPP_CA_2_MAPP_US | MAPP_CA | MAPP_US | Internal | Shoulder | B13 | 600 | 372 | 0 | 57.63 | 55.45 | 7 | 0
2015 | MAPP_CA_2_MAPP_US | MAPP_CA | MAPP_US | Internal | Shoulder | B14 | 900 | 372 | 0 | 55.76 | 55.45 | 7 | 0
2015 | MAPP_CA_2_MAPP_US | MAPP_CA | MAPP_US | Internal | Shoulder | B15 | 1203 | 372 | 0 | 55.76 | 55.45 | 7 | 0
2015 | MAPP_CA_2_MAPP_US | MAPP_CA | MAPP_US | Internal | Summer | B1 | 10 | 372 | 293.76 | 77.38 | 84.38 | 7 | 0
2015 | MAPP_CA_2_MAPP_US | MAPP_CA | MAPP_US | Internal | Summer | B2 | 25 | 372 | 181.56 | 77.38 | 84.38 | 7 | 0
2015 | MAPP_CA_2_MAPP_US | MAPP_CA | MAPP_US | Internal | Summer | B3 | 75 | 372 | 265.86 | 76.43 | 83.43 | 7 | 0
2015 | MAPP_CA_2_MAPP_US | MAPP_CA | MAPP_US | Internal | Summer | B4 | 100 | 372 | 0 | 75.73 | 79.63 | 7 | 0
2015 | MAPP_CA_2_MAPP_US | MAPP_CA | MAPP_US | Internal | Summer | B5 | 200 | 372 | 0 | 74.17 | 74.17 | 7 | 0
2015 | MAPP_CA_2_MAPP_US | MAPP_CA | MAPP_US | Internal | Summer | B6 | 300 | 372 | 0 | 62.31 | 55.32 | 7 | 0
2015 | MAPP_CA_2_MAPP_US | MAPP_CA | MAPP_US | Internal | Summer | B7 | 400 | 372 | 0 | 55.7 | 53.04 | 7 | 0
2015 | MAPP_CA_2_MAPP_US | MAPP_CA | MAPP_US | Internal | Summer | B8 | 500 | 372 | 0 | 54.11 | 52.67 | 7 | 0
2015 | MAPP_CA_2_MAPP_US | MAPP_CA | MAPP_US | Internal | Summer | B9 | 800 | 372 | 0 | 53.2 | 52.67 | 7 | 0
2015 | MAPP_CA_2_MAPP_US | MAPP_CA | MAPP_US | Internal | Summer | B10 | 1262 | 372 | 0 | 53.2 | 52.67 | 7 | 0
2015 | MAPP_CA_2_MAPP_US | MAPP_CA | MAPP_US | Internal | Winter | B16 | 25 | 372 | 0 | 74.96 | 67.97 | 7 | 0
2015 | MAPP_CA_2_MAPP_US | MAPP_CA | MAPP_US | Internal | Winter | B17 | 100 | 372 | 0 | 66.2 | 59.21 | 7 | 0
2015 | MAPP_CA_2_MAPP_US | MAPP_CA | MAPP_US | Internal | Winter | B18 | 400 | 372 | 0 | 58.54 | 58.09 | 7 | 0
2015 | MAPP_CA_2_MAPP_US | MAPP_CA | MAPP_US | Internal | Winter | B19 | 700 | 372 | 0 | 56.52 | 58.09 | 7 | 0
2015 | MAPP_CA_2_MAPP_US | MAPP_CA | MAPP_US | Internal | Winter | B20 | 935 | 372 | 0 | 56.52 | 58.09 | 7 | 0
2015 | MAPP_CA_2_MISO_W | MAPP_CA | MISO_W | Internal | Shoulder | B11 | 25 | 2196 | 2196 | 71.18 | 76.04 | 0.01 | 4.85
2015 | MAPP_CA_2_MISO_W | MAPP_CA | MISO_W | Internal | Shoulder | B12 | 200 | 2196 | 1659.94 | 64.46 | 64.47 | 0.01 | 0
2015 | MAPP_CA_2_MISO_W | MAPP_CA | MISO_W | Internal | Shoulder | B13 | 600 | 2196 | 1750.19 | 57.63 | 57.64 | 0.01 | 0
2015 | MAPP_CA_2_MISO_W | MAPP_CA | MISO_W | Internal | Shoulder | B14 | 900 | 2196 | 1581.1 | 55.76 | 55.77 | 0.01 | 0
2015 | MAPP_CA_2_MISO_W | MAPP_CA | MISO_W | Internal | Shoulder | B15 | 1203 | 2196 | 0 | 55.76 | 55.06 | 0.01 | 0
2015 | MAPP_CA_2_MISO_W | MAPP_CA | MISO_W | Internal | Summer | B1 | 10 | 2196 | 2196 | 77.38 | 91.38 | 0.01 | 13.99
2015 | MAPP_CA_2_MISO_W | MAPP_CA | MISO_W | Internal | Summer | B2 | 25 | 2196 | 2196 | 77.38 | 88.73 | 0.01 | 11.34
2015 | MAPP_CA_2_MISO_W | MAPP_CA | MISO_W | Internal | Summer | B3 | 75 | 2196 | 2196 | 76.43 | 88.73 | 0.01 | 12.28
2015 | MAPP_CA_2_MISO_W | MAPP_CA | MISO_W | Internal | Summer | B4 | 100 | 2196 | 2196 | 75.73 | 84.87 | 0.01 | 9.13
2015 | MAPP_CA_2_MISO_W | MAPP_CA | MISO_W | Internal | Summer | B5 | 200 | 2196 | 2192.19 | 74.17 | 74.18 | 0.01 | 0
2015 | MAPP_CA_2_MISO_W | MAPP_CA | MISO_W | Internal | Summer | B6 | 300 | 2196 | 1686.82 | 62.31 | 62.32 | 0.01 | 0
2015 | MAPP_CA_2_MISO_W | MAPP_CA | MISO_W | Internal | Summer | B7 | 400 | 2196 | 1816.04 | 55.7 | 55.71 | 0.01 | 0
2015 | MAPP_CA_2_MISO_W | MAPP_CA | MISO_W | Internal | Summer | B8 | 500 | 2196 | 2003.34 | 54.11 | 54.12 | 0.01 | 0
2015 | MAPP_CA_2_MISO_W | MAPP_CA | MISO_W | Internal | Summer | B9 | 800 | 2196 | 1721.07 | 53.2 | 53.22 | 0.01 | 0
2015 | MAPP_CA_2_MISO_W | MAPP_CA | MISO_W | Internal | Summer | B10 | 1262 | 2196 | 0 | 53.2 | 52.46 | 0.01 | 0
2015 | MAPP_CA_2_MISO_W | MAPP_CA | MISO_W | Internal | Winter | B16 | 25 | 2196 | 1270.77 | 74.96 | 74.97 | 0.01 | 0
2015 | MAPP_CA_2_MISO_W | MAPP_CA | MISO_W | Internal | Winter | B17 | 100 | 2196 | 535.08 | 66.2 | 66.21 | 0.01 | 0
2015 | MAPP_CA_2_MISO_W | MAPP_CA | MISO_W | Internal | Winter | B18 | 400 | 2196 | 637.07 | 58.54 | 58.56 | 0.01 | 0
2015 | MAPP_CA_2_MISO_W | MAPP_CA | MISO_W | Internal | Winter | B19 | 700 | 2196 | 0 | 56.52 | 56.51 | 0.01 | 0
2015 | MAPP_CA_2_MISO_W | MAPP_CA | MISO_W | Internal | Winter | B20 | 935 | 2196 | 0 | 56.52 | 54.45 | 0.01 | 0
2015 | MAPP_US_2_MAPP_CA | MAPP_US | MAPP_CA | Internal | Shoulder | B11 | 25 | 165 | 0 | 75.15 | 71.18 | 7 | 0
2015 | MAPP_US_2_MAPP_CA | MAPP_US | MAPP_CA | Internal | Shoulder | B12 | 200 | 165 | 0 | 57.47 | 64.46 | 7 | 0
2015 | MAPP_US_2_MAPP_CA | MAPP_US | MAPP_CA | Internal | Shoulder | B13 | 600 | 165 | 0 | 55.45 | 57.63 | 7 | 0
2015 | MAPP_US_2_MAPP_CA | MAPP_US | MAPP_CA | Internal | Shoulder | B14 | 900 | 165 | 0 | 55.45 | 55.76 | 7 | 0
2015 | MAPP_US_2_MAPP_CA | MAPP_US | MAPP_CA | Internal | Shoulder | B15 | 1203 | 165 | 0 | 55.45 | 55.76 | 7 | 0
2015 | MAPP_US_2_MAPP_CA | MAPP_US | MAPP_CA | Internal | Summer | B1 | 10 | 165 | 0 | 84.38 | 77.38 | 7 | 0
2015 | MAPP_US_2_MAPP_CA | MAPP_US | MAPP_CA | Internal | Summer | B2 | 25 | 165 | 0 | 84.38 | 77.38 | 7 | 0
2015 | MAPP_US_2_MAPP_CA | MAPP_US | MAPP_CA | Internal | Summer | B3 | 75 | 165 | 0 | 83.43 | 76.43 | 7 | 0
2015 | MAPP_US_2_MAPP_CA | MAPP_US | MAPP_CA | Internal | Summer | B4 | 100 | 165 | 0 | 79.63 | 75.73 | 7 | 0
2015 | MAPP_US_2_MAPP_CA | MAPP_US | MAPP_CA | Internal | Summer | B5 | 200 | 165 | 0 | 74.17 | 74.17 | 7 | 0
2015 | MAPP_US_2_MAPP_CA | MAPP_US | MAPP_CA | Internal | Summer | B6 | 300 | 165 | 0 | 55.32 | 62.31 | 7 | 0
2015 | MAPP_US_2_MAPP_CA | MAPP_US | MAPP_CA | Internal | Summer | B7 | 400 | 165 | 0 | 53.04 | 55.7 | 7 | 0
2015 | MAPP_US_2_MAPP_CA | MAPP_US | MAPP_CA | Internal | Summer | B8 | 500 | 165 | 0 | 52.67 | 54.11 | 7 | 0
2015 | MAPP_US_2_MAPP_CA | MAPP_US | MAPP_CA | Internal | Summer | B9 | 800 | 165 | 0 | 52.67 | 53.2 | 7 | 0
2015 | MAPP_US_2_MAPP_CA | MAPP_US | MAPP_CA | Internal | Summer | B10 | 1262 | 165 | 0 | 52.67 | 53.2 | 7 | 0
2015 | MAPP_US_2_MAPP_CA | MAPP_US | MAPP_CA | Internal | Winter | B16 | 25 | 165 | 0 | 67.97 | 74.96 | 7 | 0
2015 | MAPP_US_2_MAPP_CA | MAPP_US | MAPP_CA | Internal | Winter | B17 | 100 | 165 | 0 | 59.21 | 66.2 | 7 | 0
2015 | MAPP_US_2_MAPP_CA | MAPP_US | MAPP_CA | Internal | Winter | B18 | 400 | 165 | 0 | 58.09 | 58.54 | 7 | 0
2015 | MAPP_US_2_MAPP_CA | MAPP_US | MAPP_CA | Internal | Winter | B19 | 700 | 165 | 0 | 58.09 | 56.52 | 7 | 0
2015 | MAPP_US_2_MAPP_CA | MAPP_US | MAPP_CA | Internal | Winter | B20 | 935 | 165 | 0 | 58.09 | 56.52 | 7 | 0
2015 | MAPP_US_2_MISO_W | MAPP_US | MISO_W | Internal | Shoulder | B11 | 25 | 2635 | 0 | 75.15 | 76.04 | 7 | 0
2015 | MAPP_US_2_MISO_W | MAPP_US | MISO_W | Internal | Shoulder | B12 | 200 | 2635 | 819.7 | 57.47 | 64.47 | 7 | 0
2015 | MAPP_US_2_MISO_W | MAPP_US | MISO_W | Internal | Shoulder | B13 | 600 | 2635 | 0 | 55.45 | 57.64 | 7 | 0
2015 | MAPP_US_2_MISO_W | MAPP_US | MISO_W | Internal | Shoulder | B14 | 900 | 2635 | 0 | 55.45 | 55.77 | 7 | 0
2015 | MAPP_US_2_MISO_W | MAPP_US | MISO_W | Internal | Shoulder | B15 | 1203 | 2635 | 0 | 55.45 | 55.06 | 7 | 0
2015 | MAPP_US_2_MISO_W | MAPP_US | MISO_W | Internal | Summer | B1 | 10 | 2635 | 523.18 | 84.38 | 91.38 | 7 | 0
2015 | MAPP_US_2_MISO_W | MAPP_US | MISO_W | Internal | Summer | B2 | 25 | 2635 | 0 | 84.38 | 88.73 | 7 | 0
2015 | MAPP_US_2_MISO_W | MAPP_US | MISO_W | Internal | Summer | B3 | 75 | 2635 | 0 | 83.43 | 88.73 | 7 | 0
2015 | MAPP_US_2_MISO_W | MAPP_US | MISO_W | Internal | Summer | B4 | 100 | 2635 | 0 | 79.63 | 84.87 | 7 | 0
2015 | MAPP_US_2_MISO_W | MAPP_US | MISO_W | Internal | Summer | B5 | 200 | 2635 | 0 | 74.17 | 74.18 | 7 | 0
2015 | MAPP_US_2_MISO_W | MAPP_US | MISO_W | Internal | Summer | B6 | 300 | 2635 | 5.46 | 55.32 | 62.32 | 7 | 0
2015 | MAPP_US_2_MISO_W | MAPP_US | MISO_W | Internal | Summer | B7 | 400 | 2635 | 0 | 53.04 | 55.71 | 7 | 0
2015 | MAPP_US_2_MISO_W | MAPP_US | MISO_W | Internal | Summer | B8 | 500 | 2635 | 0 | 52.67 | 54.12 | 7 | 0
2015 | MAPP_US_2_MISO_W | MAPP_US | MISO_W | Internal | Summer | B9 | 800 | 2635 | 0 | 52.67 | 53.22 | 7 | 0
2015 | MAPP_US_2_MISO_W | MAPP_US | MISO_W | Internal | Summer | B10 | 1262 | 2635 | 0 | 52.67 | 52.46 | 7 | 0
2015 | MAPP_US_2_MISO_W | MAPP_US | MISO_W | Internal | Winter | B16 | 25 | 2635 | 906.76 | 67.97 | 74.97 | 7 | 0
2015 | MAPP_US_2_MISO_W | MAPP_US | MISO_W | Internal | Winter | B17 | 100 | 2635 | 818.57 | 59.21 | 66.21 | 7 | 0
2015 | MAPP_US_2_MISO_W | MAPP_US | MISO_W | Internal | Winter | B18 | 400 | 2635 | 0 | 58.09 | 58.56 | 7 | 0
2015 | MAPP_US_2_MISO_W | MAPP_US | MISO_W | Internal | Winter | B19 | 700 | 2635 | 0 | 58.09 | 56.51 | 7 | 0
2015 | MAPP_US_2_MISO_W | MAPP_US | MISO_W | Internal | Winter | B20 | 935 | 2635 | 0 | 58.09 | 54.45 | 7 | 0
2015 | MAPP_US_2_NE | MAPP_US | NE | Internal | Shoulder | B11 | 25 | 2000 | 1117.37 | 75.15 | 82.15 | 7 | 0
2015 | MAPP_US_2_NE | MAPP_US | NE | Internal | Shoulder | B12 | 200 | 2000 | 0 | 57.47 | 60.02 | 7 | 0
2015 | MAPP_US_2_NE | MAPP_US | NE | Internal | Shoulder | B13 | 600 | 2000 | 0 | 55.45 | 59.41 | 7 | 0
2015 | MAPP_US_2_NE | MAPP_US | NE | Internal | Shoulder | B14 | 900 | 2000 | 0 | 55.45 | 57.37 | 7 | 0
2015 | MAPP_US_2_NE | MAPP_US | NE | Internal | Shoulder | B15 | 1203 | 2000 | 0 | 55.45 | 57.37 | 7 | 0
2015 | MAPP_US_2_NE | MAPP_US | NE | Internal | Summer | B1 | 10 | 2000 | 615.79 | 84.38 | 91.38 | 7 | 0
2015 | MAPP_US_2_NE | MAPP_US | NE | Internal | Summer | B2 | 25 | 2000 | 1063.5 | 84.38 | 91.38 | 7 | 0
2015 | MAPP_US_2_NE | MAPP_US | NE | Internal | Summer | B3 | 75 | 2000 | 1118.67 | 83.43 | 90.43 | 7 | 0
2015 | MAPP_US_2_NE | MAPP_US | NE | Internal | Summer | B4 | 100 | 2000 | 872.93 | 79.63 | 86.63 | 7 | 0
2015 | MAPP_US_2_NE | MAPP_US | NE | Internal | Summer | B5 | 200 | 2000 | 791.23 | 74.17 | 81.17 | 7 | 0
2015 | MAPP_US_2_NE | MAPP_US | NE | Internal | Summer | B6 | 300 | 2000 | 861.18 | 55.32 | 62.32 | 7 | 0
2015 | MAPP_US_2_NE | MAPP_US | NE | Internal | Summer | B7 | 400 | 2000 | 627.35 | 53.04 | 60.04 | 7 | 0
2015 | MAPP_US_2_NE | MAPP_US | NE | Internal | Summer | B8 | 500 | 2000 | 0 | 52.67 | 58.69 | 7 | 0
2015 | MAPP_US_2_NE | MAPP_US | NE | Internal | Summer | B9 | 800 | 2000 | 0 | 52.67 | 56.1 | 7 | 0
2015 | MAPP_US_2_NE | MAPP_US | NE | Internal | Summer | B10 | 1262 | 2000 | 0 | 52.67 | 53.97 | 7 | 0
2015 | MAPP_US_2_NE | MAPP_US | NE | Internal | Winter | B16 | 25 | 2000 | 0 | 67.97 | 72.86 | 7 | 0
2015 | MAPP_US_2_NE | MAPP_US | NE | Internal | Winter | B17 | 100 | 2000 | 0 | 59.21 | 61.98 | 7 | 0
2015 | MAPP_US_2_NE | MAPP_US | NE | Internal | Winter | B18 | 400 | 2000 | 0 | 58.09 | 59.85 | 7 | 0
2015 | MAPP_US_2_NE | MAPP_US | NE | Internal | Winter | B19 | 700 | 2000 | 0 | 58.09 | 59.83 | 7 | 0
2015 | MAPP_US_2_NE | MAPP_US | NE | Internal | Winter | B20 | 935 | 2000 | 0 | 58.09 | 55.44 | 7 | 0
2015 | MARITIMES_2_NEISO | MARITIMES | NEISO | Internal | Shoulder | B11 | 25 | 99999 | 1400 | 55.81 | 55.82 | 0.01 | 0
2015 | MARITIMES_2_NEISO | MARITIMES | NEISO | Internal | Shoulder | B12 | 200 | 99999 | 1400 | 55.81 | 55.82 | 0.01 | 0
2015 | MARITIMES_2_NEISO | MARITIMES | NEISO | Internal | Shoulder | B13 | 600 | 99999 | 1400 | 55.81 | 55.82 | 0.01 | 0
2015 | MARITIMES_2_NEISO | MARITIMES | NEISO | Internal | Shoulder | B14 | 900 | 99999 | 1400 | 55.81 | 55.82 | 0.01 | 0
2015 | MARITIMES_2_NEISO | MARITIMES | NEISO | Internal | Shoulder | B15 | 1203 | 99999 | 426.43 | 55.81 | 55.82 | 0.01 | 0
2015 | MARITIMES_2_NEISO | MARITIMES | NEISO | Internal | Summer | B1 | 10 | 99999 | 1400.1 | 88.38 | 88.39 | 0.01 | 0
2015 | MARITIMES_2_NEISO | MARITIMES | NEISO | Internal | Summer | B2 | 25 | 99999 | 1400.1 | 84.5 | 84.51 | 0.01 | 0
2015 | MARITIMES_2_NEISO | MARITIMES | NEISO | Internal | Summer | B3 | 75 | 99999 | 1400 | 73.73 | 73.74 | 0.01 | 0
2015 | MARITIMES_2_NEISO | MARITIMES | NEISO | Internal | Summer | B4 | 100 | 99999 | 1400 | 71.87 | 71.88 | 0.01 | 0
2015 | MARITIMES_2_NEISO | MARITIMES | NEISO | Internal | Summer | B5 | 200 | 99999 | 1400 | 58.46 | 58.47 | 0.01 | 0
2015 | MARITIMES_2_NEISO | MARITIMES | NEISO | Internal | Summer | B6 | 300 | 99999 | 1400 | 53.12 | 53.13 | 0.01 | 0
2015 | MARITIMES_2_NEISO | MARITIMES | NEISO | Internal | Summer | B7 | 400 | 99999 | 1400 | 53.12 | 53.13 | 0.01 | 0
2015 | MARITIMES_2_NEISO | MARITIMES | NEISO | Internal | Summer | B8 | 500 | 99999 | 1400 | 53.12 | 53.13 | 0.01 | 0
2015 | MARITIMES_2_NEISO | MARITIMES | NEISO | Internal | Summer | B9 | 800 | 99999 | 1400 | 53.12 | 53.13 | 0.01 | 0
2015 | MARITIMES_2_NEISO | MARITIMES | NEISO | Internal | Summer | B10 | 1262 | 99999 | 236.13 | 53.12 | 53.13 | 0.01 | 0
2015 | MARITIMES_2_NEISO | MARITIMES | NEISO | Internal | Winter | B16 | 25 | 99999 | 1400 | 64.21 | 64.22 | 0.01 | 0
2015 | MARITIMES_2_NEISO | MARITIMES | NEISO | Internal | Winter | B17 | 100 | 99999 | 1400 | 64.21 | 64.22 | 0.01 | 0
2015 | MARITIMES_2_NEISO | MARITIMES | NEISO | Internal | Winter | B18 | 400 | 99999 | 1400 | 64.21 | 64.22 | 0.01 | 0
2015 | MARITIMES_2_NEISO | MARITIMES | NEISO | Internal | Winter | B19 | 700 | 99999 | 1400 | 64.21 | 64.22 | 0.01 | 0
2015 | MARITIMES_2_NEISO | MARITIMES | NEISO | Internal | Winter | B20 | 935 | 99999 | 475.94 | 64.21 | 64.22 | 0.01 | 0
2015 | MISO_IN_2_MISO_MI | MISO_IN | MISO_MI | Internal | Shoulder | B11 | 25 | 5021 | 0 | 76.04 | 74.89 | 0.01 | 0
2015 | MISO_IN_2_MISO_MI | MISO_IN | MISO_MI | Internal | Shoulder | B12 | 200 | 5021 | 303.13 | 64.49 | 64.5 | 0.01 | 0
2015 | MISO_IN_2_MISO_MI | MISO_IN | MISO_MI | Internal | Shoulder | B13 | 600 | 5021 | 335.49 | 57.66 | 57.68 | 0.01 | 0
2015 | MISO_IN_2_MISO_MI | MISO_IN | MISO_MI | Internal | Shoulder | B14 | 900 | 5021 | 1158.28 | 55.79 | 55.81 | 0.01 | 0
2015 | MISO_IN_2_MISO_MI | MISO_IN | MISO_MI | Internal | Shoulder | B15 | 1203 | 5021 | 0 | 55.04 | 55.03 | 0.01 | 0
2015 | MISO_IN_2_MISO_MI | MISO_IN | MISO_MI | Internal | Summer | B1 | 10 | 5021 | 0 | 91.4 | 91.39 | 0.01 | 0
2015 | MISO_IN_2_MISO_MI | MISO_IN | MISO_MI | Internal | Summer | B2 | 25 | 5021 | 0 | 88.75 | 88.74 | 0.01 | 0
2015 | MISO_IN_2_MISO_MI | MISO_IN | MISO_MI | Internal | Summer | B3 | 75 | 5021 | 0 | 88.73 | 87.51 | 0.01 | 0
2015 | MISO_IN_2_MISO_MI | MISO_IN | MISO_MI | Internal | Summer | B4 | 100 | 5021 | 0 | 84.87 | 84.86 | 0.01 | 0
2015 | MISO_IN_2_MISO_MI | MISO_IN | MISO_MI | Internal | Summer | B5 | 200 | 5021 | 0 | 74.16 | 72.37 | 0.01 | 0
2015 | MISO_IN_2_MISO_MI | MISO_IN | MISO_MI | Internal | Summer | B6 | 300 | 5021 | 153.32 | 62.29 | 62.31 | 0.01 | 0
2015 | MISO_IN_2_MISO_MI | MISO_IN | MISO_MI | Internal | Summer | B7 | 400 | 5021 | 1801.13 | 55.74 | 55.75 | 0.01 | 0
2015 | MISO_IN_2_MISO_MI | MISO_IN | MISO_MI | Internal | Summer | B8 | 500 | 5021 | 1685.45 | 54.15 | 54.16 | 0.01 | 0
2015 | MISO_IN_2_MISO_MI | MISO_IN | MISO_MI | Internal | Summer | B9 | 800 | 5021 | 1984.95 | 53.24 | 53.25 | 0.01 | 0
2015 | MISO_IN_2_MISO_MI | MISO_IN | MISO_MI | Internal | Summer | B10 | 1262 | 5021 | 2674.66 | 52.48 | 52.49 | 0.01 | 0
2015 | MISO_IN_2_MISO_MI | MISO_IN | MISO_MI | Internal | Winter | B16 | 25 | 5021 | 0 | 75 | 74.99 | 0.01 | 0
2015 | MISO_IN_2_MISO_MI | MISO_IN | MISO_MI | Internal | Winter | B17 | 100 | 5021 | 660.85 | 66.24 | 66.25 | 0.01 | 0
2015 | MISO_IN_2_MISO_MI | MISO_IN | MISO_MI | Internal | Winter | B18 | 400 | 5021 | 276.18 | 58.57 | 58.58 | 0.01 | 0
2015 | MISO_IN_2_MISO_MI | MISO_IN | MISO_MI | Internal | Winter | B19 | 700 | 5021 | 21.93 | 56.5 | 56.51 | 0.01 | 0
2015 | MISO_IN_2_MISO_MI | MISO_IN | MISO_MI | Internal | Winter | B20 | 935 | 5021 | 2147.09 | 54.45 | 54.46 | 0.01 | 0
2015 | MISO_IN_2_MISO_MO-IL | MISO_IN | MISO_MO-IL | Internal | Shoulder | B11 | 25 | 5533 | 955.35 | 76.04 | 76.05 | 0.01 | 0
2015 | MISO_IN_2_MISO_MO-IL | MISO_IN | MISO_MO-IL | Internal | Shoulder | B12 | 200 | 5533 | 0 | 64.49 | 64.48 | 0.01 | 0
2015 | MISO_IN_2_MISO_MO-IL | MISO_IN | MISO_MO-IL | Internal | Shoulder | B13 | 600 | 5533 | 0 | 57.66 | 57.65 | 0.01 | 0
2015 | MISO_IN_2_MISO_MO-IL | MISO_IN | MISO_MO-IL | Internal | Shoulder | B14 | 900 | 5533 | 0 | 55.79 | 55.78 | 0.01 | 0
2015 | MISO_IN_2_MISO_MO-IL | MISO_IN | MISO_MO-IL | Internal | Shoulder | B15 | 1203 | 5533 | 0 | 55.04 | 55.04 | 0.01 | 0
2015 | MISO_IN_2_MISO_MO-IL | MISO_IN | MISO_MO-IL | Internal | Summer | B1 | 10 | 5533 | 0 | 91.4 | 91.39 | 0.01 | 0
2015 | MISO_IN_2_MISO_MO-IL | MISO_IN | MISO_MO-IL | Internal | Summer | B2 | 25 | 5533 | 0 | 88.75 | 88.74 | 0.01 | 0
2015 | MISO_IN_2_MISO_MO-IL | MISO_IN | MISO_MO-IL | Internal | Summer | B3 | 75 | 5533 | 531.54 | 88.73 | 88.74 | 0.01 | 0
2015 | MISO_IN_2_MISO_MO-IL | MISO_IN | MISO_MO-IL | Internal | Summer | B4 | 100 | 5533 | 0 | 84.87 | 84.87 | 0.01 | 0
2015 | MISO_IN_2_MISO_MO-IL | MISO_IN | MISO_MO-IL | Internal | Summer | B5 | 200 | 5533 | 1298.22 | 74.16 | 74.17 | 0.01 | 0
2015 | MISO_IN_2_MISO_MO-IL | MISO_IN | MISO_MO-IL | Internal | Summer | B6 | 300 | 5533 | 56.56 | 62.29 | 62.31 | 0.01 | 0
2015 | MISO_IN_2_MISO_MO-IL | MISO_IN | MISO_MO-IL | Internal | Summer | B7 | 400 | 5533 | 0 | 55.74 | 55.72 | 0.01 | 0
2015 | MISO_IN_2_MISO_MO-IL | MISO_IN | MISO_MO-IL | Internal | Summer | B8 | 500 | 5533 | 0 | 54.15 | 54.13 | 0.01 | 0
2015 | MISO_IN_2_MISO_MO-IL | MISO_IN | MISO_MO-IL | Internal | Summer | B9 | 800 | 5533 | 0 | 53.24 | 53.23 | 0.01 | 0
2015 | MISO_IN_2_MISO_MO-IL | MISO_IN | MISO_MO-IL | Internal | Summer | B10 | 1262 | 5533 | 0 | 52.48 | 52.47 | 0.01 | 0
2015 | MISO_IN_2_MISO_MO-IL | MISO_IN | MISO_MO-IL | Internal | Winter | B16 | 25 | 5533 | 0 | 75 | 74.99 | 0.01 | 0
2015 | MISO_IN_2_MISO_MO-IL | MISO_IN | MISO_MO-IL | Internal | Winter | B17 | 100 | 5533 | 0 | 66.24 | 66.23 | 0.01 | 0
2015 | MISO_IN_2_MISO_MO-IL | MISO_IN | MISO_MO-IL | Internal | Winter | B18 | 400 | 5533 | 0 | 58.57 | 58.56 | 0.01 | 0
2015 | MISO_IN_2_MISO_MO-IL | MISO_IN | MISO_MO-IL | Internal | Winter | B19 | 700 | 5533 | 0 | 56.5 | 56.5 | 0.01 | 0
2015 | MISO_IN_2_MISO_MO-IL | MISO_IN | MISO_MO-IL | Internal | Winter | B20 | 935 | 5533 | 0 | 54.45 | 54.44 | 0.01 | 0
2015 | MISO_IN_2_NonRTO_Midwest | MISO_IN | NonRTO_Midwest | Internal | Shoulder | B11 | 25 | 4800 | 956.4 | 76.04 | 84.04 | 8 | 0
2015 | MISO_IN_2_NonRTO_Midwest | MISO_IN | NonRTO_Midwest | Internal | Shoulder | B12 | 200 | 4800 | 420.08 | 64.49 | 72.49 | 8 | 0
2015 | MISO_IN_2_NonRTO_Midwest | MISO_IN | NonRTO_Midwest | Internal | Shoulder | B13 | 600 | 4800 | 0 | 57.66 | 56.82 | 8 | 0
2015 | MISO_IN_2_NonRTO_Midwest | MISO_IN | NonRTO_Midwest | Internal | Shoulder | B14 | 900 | 4800 | 0 | 55.79 | 56.76 | 8 | 0
2015 | MISO_IN_2_NonRTO_Midwest | MISO_IN | NonRTO_Midwest | Internal | Shoulder | B15 | 1203 | 4800 | 0 | 55.04 | 55.21 | 8 | 0
2015 | MISO_IN_2_NonRTO_Midwest | MISO_IN | NonRTO_Midwest | Internal | Summer | B1 | 10 | 4800 | 0 | 91.4 | 96.27 | 8 | 0
2015 | MISO_IN_2_NonRTO_Midwest | MISO_IN | NonRTO_Midwest | Internal | Summer | B2 | 25 | 4800 | 0 | 88.75 | 96.27 | 8 | 0
2015 | MISO_IN_2_NonRTO_Midwest | MISO_IN | NonRTO_Midwest | Internal | Summer | B3 | 75 | 4800 | 0 | 88.73 | 96.27 | 8 | 0
2015 | MISO_IN_2_NonRTO_Midwest | MISO_IN | NonRTO_Midwest | Internal | Summer | B4 | 100 | 4800 | 619.76 | 84.87 | 92.87 | 8 | 0
2015 | MISO_IN_2_NonRTO_Midwest | MISO_IN | NonRTO_Midwest | Internal | Summer | B5 | 200 | 4800 | 296.51 | 74.16 | 82.16 | 8 | 0
2015 | MISO_IN_2_NonRTO_Midwest | MISO_IN | NonRTO_Midwest | Internal | Summer | B6 | 300 | 4800 | 0 | 62.29 | 56.82 | 8 | 0
2015 | MISO_IN_2_NonRTO_Midwest | MISO_IN | NonRTO_Midwest | Internal | Summer | B7 | 400 | 4800 | 0 | 55.74 | 56.76 | 8 | 0
2015 | MISO_IN_2_NonRTO_Midwest | MISO_IN | NonRTO_Midwest | Internal | Summer | B8 | 500 | 4800 | 0 | 54.15 | 56.53 | 8 | 0
2015 | MISO_IN_2_NonRTO_Midwest | MISO_IN | NonRTO_Midwest | Internal | Summer | B9 | 800 | 4800 | 0 | 53.24 | 54.91 | 8 | 0
2015 | MISO_IN_2_NonRTO_Midwest | MISO_IN | NonRTO_Midwest | Internal | Summer | B10 | 1262 | 4800 | 0 | 52.48 | 54.12 | 8 | 0
2015 | MISO_IN_2_NonRTO_Midwest | MISO_IN | NonRTO_Midwest | Internal | Winter | B16 | 25 | 4800 | 1999.79 | 75 | 83 | 8 | 0
2015 | MISO_IN_2_NonRTO_Midwest | MISO_IN | NonRTO_Midwest | Internal | Winter | B17 | 100 | 4800 | 859.59 | 66.24 | 74.24 | 8 | 0
2015 | MISO_IN_2_NonRTO_Midwest | MISO_IN | NonRTO_Midwest | Internal | Winter | B18 | 400 | 4800 | 78.57 | 58.57 | 66.57 | 8 | 0
2015 | MISO_IN_2_NonRTO_Midwest | MISO_IN | NonRTO_Midwest | Internal | Winter | B19 | 700 | 4800 | 0 | 56.5 | 56.76 | 8 | 0
2015 | MISO_IN_2_NonRTO_Midwest | MISO_IN | NonRTO_Midwest | Internal | Winter | B20 | 935 | 4800 | 0 | 54.45 | 55.43 | 8 | 0
2015 | MISO_IN_2_PJM_ROR | MISO_IN | PJM_ROR | Internal | Shoulder | B11 | 25 | 992 | 0 | 76.04 | 72.89 | 2 | 0
2015 | MISO_IN_2_PJM_ROR | MISO_IN | PJM_ROR | Internal | Shoulder | B12 | 200 | 992 | 0 | 64.49 | 63.64 | 2 | 0
2015 | MISO_IN_2_PJM_ROR | MISO_IN | PJM_ROR | Internal | Shoulder | B13 | 600 | 992 | 0 | 57.66 | 59.01 | 2 | 0
2015 | MISO_IN_2_PJM_ROR | MISO_IN | PJM_ROR | Internal | Shoulder | B14 | 900 | 992 | 0 | 55.79 | 57.78 | 2 | 0
2015 | MISO_IN_2_PJM_ROR | MISO_IN | PJM_ROR | Internal | Shoulder | B15 | 1203 | 992 | 0 | 55.04 | 54.43 | 2 | 0
2015 | MISO_IN_2_PJM_ROR | MISO_IN | PJM_ROR | Internal | Summer | B1 | 10 | 992 | 0 | 91.4 | 93.38 | 2 | 0
2015 | MISO_IN_2_PJM_ROR | MISO_IN | PJM_ROR | Internal | Summer | B2 | 25 | 992 | 0 | 88.75 | 89.51 | 2 | 0
2015 | MISO_IN_2_PJM_ROR | MISO_IN | PJM_ROR | Internal | Summer | B3 | 75 | 992 | 0 | 88.73 | 89.51 | 2 | 0
2015 | MISO_IN_2_PJM_ROR | MISO_IN | PJM_ROR | Internal | Summer | B4 | 100 | 992 | 0 | 84.87 | 82.87 | 2 | 0
2015 | MISO_IN_2_PJM_ROR | MISO_IN | PJM_ROR | Internal | Summer | B5 | 200 | 992 | 0 | 74.16 | 72.24 | 2 | 0
2015 | MISO_IN_2_PJM_ROR | MISO_IN | PJM_ROR | Internal | Summer | B6 | 300 | 992 | 0 | 62.29 | 63.07 | 2 | 0
2015 | MISO_IN_2_PJM_ROR | MISO_IN | PJM_ROR | Internal | Summer | B7 | 400 | 992 | 0 | 55.74 | 57.27 | 2 | 0
2015 | MISO_IN_2_PJM_ROR | MISO_IN | PJM_ROR | Internal | Summer | B8 | 500 | 992 | 0 | 54.15 | 55.18 | 2 | 0
2015 | MISO_IN_2_PJM_ROR | MISO_IN | PJM_ROR | Internal | Summer | B9 | 800 | 992 | 0 | 53.24 | 53.66 | 2 | 0
2015 | MISO_IN_2_PJM_ROR | MISO_IN | PJM_ROR | Internal | Summer | B10 | 1262 | 992 | 0 | 52.48 | 52.4 | 2 | 0
2015 | MISO_IN_2_PJM_ROR | MISO_IN | PJM_ROR | Internal | Winter | B16 | 25 | 992 | 0 | 75 | 76.99 | 2 | 0
2015 | MISO_IN_2_PJM_ROR | MISO_IN | PJM_ROR | Internal | Winter | B17 | 100 | 992 | 992 | 66.24 | 68.25 | 2 | 0.01
2015 | MISO_IN_2_PJM_ROR | MISO_IN | PJM_ROR | Internal | Winter | B18 | 400 | 992 | 443.91 | 58.57 | 60.57 | 2 | 0
2015 | MISO_IN_2_PJM_ROR | MISO_IN | PJM_ROR | Internal | Winter | B19 | 700 | 992 | 19.39 | 56.5 | 58.5 | 2 | 0
2015 | MISO_IN_2_PJM_ROR | MISO_IN | PJM_ROR | Internal | Winter | B20 | 935 | 992 | 0 | 54.45 | 54.55 | 2 | 0
2015 | MISO_MI_2_MISO_IN | MISO_MI | MISO_IN | Internal | Shoulder | B11 | 25 | 2066 | 2066 | 74.89 | 76.04 | 0.01 | 1.14
2015 | MISO_MI_2_MISO_IN | MISO_MI | MISO_IN | Internal | Shoulder | B12 | 200 | 2066 | 0 | 64.5 | 64.49 | 0.01 | 0
2015 | MISO_MI_2_MISO_IN | MISO_MI | MISO_IN | Internal | Shoulder | B13 | 600 | 2066 | 0 | 57.68 | 57.66 | 0.01 | 0
2015 | MISO_MI_2_MISO_IN | MISO_MI | MISO_IN | Internal | Shoulder | B14 | 900 | 2066 | 0 | 55.81 | 55.79 | 0.01 | 0
2015 | MISO_MI_2_MISO_IN | MISO_MI | MISO_IN | Internal | Shoulder | B15 | 1203 | 2066 | 232.2 | 55.03 | 55.04 | 0.01 | 0
2015 | MISO_MI_2_MISO_IN | MISO_MI | MISO_IN | Internal | Summer | B1 | 10 | 2066 | 225.7 | 91.39 | 91.4 | 0.01 | 0
2015 | MISO_MI_2_MISO_IN | MISO_MI | MISO_IN | Internal | Summer | B2 | 25 | 2066 | 1494.31 | 88.74 | 88.75 | 0.01 | 0
2015 | MISO_MI_2_MISO_IN | MISO_MI | MISO_IN | Internal | Summer | B3 | 75 | 2066 | 2066 | 87.51 | 88.73 | 0.01 | 1.2
2015 | MISO_MI_2_MISO_IN | MISO_MI | MISO_IN | Internal | Summer | B4 | 100 | 2066 | 1542.36 | 84.86 | 84.87 | 0.01 | 0
2015 | MISO_MI_2_MISO_IN | MISO_MI | MISO_IN | Internal | Summer | B5 | 200 | 2066 | 2066 | 72.37 | 74.16 | 0.01 | 1.78
2015 | MISO_MI_2_MISO_IN | MISO_MI | MISO_IN | Internal | Summer | B6 | 300 | 2066 | 0 | 62.31 | 62.29 | 0.01 | 0
2015 | MISO_MI_2_MISO_IN | MISO_MI | MISO_IN | Internal | Summer | B7 | 400 | 2066 | 0 | 55.75 | 55.74 | 0.01 | 0
2015 | MISO_MI_2_MISO_IN | MISO_MI | MISO_IN | Internal | Summer | B8 | 500 | 2066 | 0 | 54.16 | 54.15 | 0.01 | 0
2015 | MISO_MI_2_MISO_IN | MISO_MI | MISO_IN | Internal | Summer | B9 | 800 | 2066 | 0 | 53.25 | 53.24 | 0.01 | 0
2015 | MISO_MI_2_MISO_IN | MISO_MI | MISO_IN | Internal | Summer | B10 | 1262 | 2066 | 0 | 52.49 | 52.48 | 0.01 | 0
2015 | MISO_MI_2_MISO_IN | MISO_MI | MISO_IN | Internal | Winter | B16 | 25 | 2066 | 851.7 | 74.99 | 75 | 0.01 | 0
2015 | MISO_MI_2_MISO_IN | MISO_MI | MISO_IN | Internal | Winter | B17 | 100 | 2066 | 0 | 66.25 | 66.24 | 0.01 | 0
2015 | MISO_MI_2_MISO_IN | MISO_MI | MISO_IN | Internal | Winter | B18 | 400 | 2066 | 0 | 58.58 | 58.57 | 0.01 | 0
2015 | MISO_MI_2_MISO_IN | MISO_MI | MISO_IN | Internal | Winter | B19 | 700 | 2066 | 0 | 56.51 | 56.5 | 0.01 | 0
2015 | MISO_MI_2_MISO_IN | MISO_MI | MISO_IN | Internal | Winter | B20 | 935 | 2066 | 0 | 54.46 | 54.45 | 0.01 | 0
2015 | MISO_MI_2_MISO_WUMS | MISO_MI | MISO_WUMS | Internal | Shoulder | B11 | 25 | 1440 | 0 | 74.89 | 62.04 | 0.01 | 0
2015 | MISO_MI_2_MISO_WUMS | MISO_MI | MISO_WUMS | Internal | Shoulder | B12 | 200 | 1440 | 0 | 64.5 | 61.64 | 0.01 | 0
2015 | MISO_MI_2_MISO_WUMS | MISO_MI | MISO_WUMS | Internal | Shoulder | B13 | 600 | 1440 | 0 | 57.68 | 57.01 | 0.01 | 0
2015 | MISO_MI_2_MISO_WUMS | MISO_MI | MISO_WUMS | Internal | Shoulder | B14 | 900 | 1440 | 0 | 55.81 | 55.73 | 0.01 | 0
2015 | MISO_MI_2_MISO_WUMS | MISO_MI | MISO_WUMS | Internal | Shoulder | B15 | 1203 | 1440 | 0 | 55.03 | 54.07 | 0.01 | 0
2015 | MISO_MI_2_MISO_WUMS | MISO_MI | MISO_WUMS | Internal | Summer | B1 | 10 | 1440 | 0 | 91.39 | 91.38 | 0.01 | 0
2015 | MISO_MI_2_MISO_WUMS | MISO_MI | MISO_WUMS | Internal | Summer | B2 | 25 | 1440 | 0 | 88.74 | 87.51 | 0.01 | 0
2015 | MISO_MI_2_MISO_WUMS | MISO_MI | MISO_WUMS | Internal | Summer | B3 | 75 | 1440 | 0 | 87.51 | 87.5 | 0.01 | 0
2015 | MISO_MI_2_MISO_WUMS | MISO_MI | MISO_WUMS | Internal | Summer | B4 | 100 | 1440 | 0 | 84.86 | 70.71 | 0.01 | 0
2015 | MISO_MI_2_MISO_WUMS | MISO_MI | MISO_WUMS | Internal | Summer | B5 | 200 | 1440 | 0 | 72.37 | 62.54 | 0.01 | 0
2015 | MISO_MI_2_MISO_WUMS | MISO_MI | MISO_WUMS | Internal | Summer | B6 | 300 | 1440 | 0 | 62.31 | 61.07 | 0.01 | 0
2015 | MISO_MI_2_MISO_WUMS | MISO_MI | MISO_WUMS | Internal | Summer | B7 | 400 | 1440 | 0 | 55.75 | 55.27 | 0.01 | 0
2015 | MISO_MI_2_MISO_WUMS | MISO_MI | MISO_WUMS | Internal | Summer | B8 | 500 | 1440 | 0 | 54.16 | 53.18 | 0.01 | 0
2015 | MISO_MI_2_MISO_WUMS | MISO_MI | MISO_WUMS | Internal | Summer | B9 | 800 | 1440 | 0 | 53.25 | 52.91 | 0.01 | 0
2015 | MISO_MI_2_MISO_WUMS | MISO_MI | MISO_WUMS | Internal | Summer | B10 | 1262 | 1440 | 0 | 52.49 | 52.45 | 0.01 | 0
2015 | MISO_MI_2_MISO_WUMS | MISO_MI | MISO_WUMS | Internal | Winter | B16 | 25 | 1440 | 0 | 74.99 | 74.96 | 0.01 | 0
2015 | MISO_MI_2_MISO_WUMS | MISO_MI | MISO_WUMS | Internal | Winter | B17 | 100 | 1440 | 0 | 66.25 | 66.2 | 0.01 | 0
2015 | MISO_MI_2_MISO_WUMS | MISO_MI | MISO_WUMS | Internal | Winter | B18 | 400 | 1440 | 0 | 58.58 | 58.57 | 0.01 | 0
2015 | MISO_MI_2_MISO_WUMS | MISO_MI | MISO_WUMS | Internal | Winter | B19 | 700 | 1440 | 0 | 56.51 | 56.5 | 0.01 | 0
2015 | MISO_MI_2_MISO_WUMS | MISO_MI | MISO_WUMS | Internal | Winter | B20 | 935 | 1440 | 0 | 54.46 | 54.45 | 0.01 | 0
2015 | MISO_MI_2_PJM_ROR | MISO_MI | PJM_ROR | Internal | Shoulder | B11 | 25 | 1424 | 0 | 74.89 | 72.89 | 2 | 0
2015 | MISO_MI_2_PJM_ROR | MISO_MI | PJM_ROR | Internal | Shoulder | B12 | 200 | 1424 | 0 | 64.5 | 63.64 | 2 | 0
2015 | MISO_MI_2_PJM_ROR | MISO_MI | PJM_ROR | Internal | Shoulder | B13 | 600 | 1424 | 0 | 57.68 | 59.01 | 2 | 0
2015 | MISO_MI_2_PJM_ROR | MISO_MI | PJM_ROR | Internal | Shoulder | B14 | 900 | 1424 | 0 | 55.81 | 57.78 | 2 | 0
2015 | MISO_MI_2_PJM_ROR | MISO_MI | PJM_ROR | Internal | Shoulder | B15 | 1203 | 1424 | 0 | 55.03 | 54.43 | 2 | 0
2015 | MISO_MI_2_PJM_ROR | MISO_MI | PJM_ROR | Internal | Summer | B1 | 10 | 1424 | 0 | 91.39 | 93.38 | 2 | 0
2015 | MISO_MI_2_PJM_ROR | MISO_MI | PJM_ROR | Internal | Summer | B2 | 25 | 1424 | 0 | 88.74 | 89.51 | 2 | 0
2015 | MISO_MI_2_PJM_ROR | MISO_MI | PJM_ROR | Internal | Summer | B3 | 75 | 1424 | 206.06 | 87.51 | 89.51 | 2 | 0
2015 | MISO_MI_2_PJM_ROR | MISO_MI | PJM_ROR | Internal | Summer | B4 | 100 | 1424 | 0 | 84.86 | 82.87 | 2 | 0
2015 | MISO_MI_2_PJM_ROR | MISO_MI | PJM_ROR | Internal | Summer | B5 | 200 | 1424 | 0 | 72.37 | 72.24 | 2 | 0
2015 | MISO_MI_2_PJM_ROR | MISO_MI | PJM_ROR | Internal | Summer | B6 | 300 | 1424 | 0 | 62.31 | 63.07 | 2 | 0
2015 | MISO_MI_2_PJM_ROR | MISO_MI | PJM_ROR | Internal | Summer | B7 | 400 | 1424 | 0 | 55.75 | 57.27 | 2 | 0
2015 | MISO_MI_2_PJM_ROR | MISO_MI | PJM_ROR | Internal | Summer | B8 | 500 | 1424 | 0 | 54.16 | 55.18 | 2 | 0
2015 | MISO_MI_2_PJM_ROR | MISO_MI | PJM_ROR | Internal | Summer | B9 | 800 | 1424 | 0 | 53.25 | 53.66 | 2 | 0
2015 | MISO_MI_2_PJM_ROR | MISO_MI | PJM_ROR | Internal | Summer | B10 | 1262 | 1424 | 0 | 52.49 | 52.4 | 2 | 0
2015 | MISO_MI_2_PJM_ROR | MISO_MI | PJM_ROR | Internal | Winter | B16 | 25 | 1424 | 405.68 | 74.99 | 76.99 | 2 | 0
2015 | MISO_MI_2_PJM_ROR | MISO_MI | PJM_ROR | Internal | Winter | B17 | 100 | 1424 | 969.79 | 66.25 | 68.25 | 2 | 0
2015 | MISO_MI_2_PJM_ROR | MISO_MI | PJM_ROR | Internal | Winter | B18 | 400 | 1424 | 0 | 58.58 | 60.57 | 2 | 0
2015 | MISO_MI_2_PJM_ROR | MISO_MI | PJM_ROR | Internal | Winter | B19 | 700 | 1424 | 0 | 56.51 | 58.5 | 2 | 0
2015 | MISO_MI_2_PJM_ROR | MISO_MI | PJM_ROR | Internal | Winter | B20 | 935 | 1424 | 0 | 54.46 | 54.55 | 2 | 0
2015 | MISO_MO-IL_2_ENT | MISO_MO-IL | ENT | Internal | Shoulder | B11 | 25 | 2540 | 0 | 76.05 | 77.22 | 8 | 0
2015 | MISO_MO-IL_2_ENT | MISO_MO-IL | ENT | Internal | Shoulder | B12 | 200 | 2540 | 0 | 64.48 | 59.47 | 8 | 0
2015 | MISO_MO-IL_2_ENT | MISO_MO-IL | ENT | Internal | Shoulder | B13 | 600 | 2540 | 0 | 57.65 | 59.04 | 8 | 0
2015 | MISO_MO-IL_2_ENT | MISO_MO-IL | ENT | Internal | Shoulder | B14 | 900 | 2540 | 0 | 55.78 | 57.49 | 8 | 0
2015 | MISO_MO-IL_2_ENT | MISO_MO-IL | ENT | Internal | Shoulder | B15 | 1203 | 2540 | 0 | 55.04 | 57.49 | 8 | 0
2015 | MISO_MO-IL_2_ENT | MISO_MO-IL | ENT | Internal | Summer | B1 | 10 | 2540 | 0 | 91.39 | 91.38 | 8 | 0
2015 | MISO_MO-IL_2_ENT | MISO_MO-IL | ENT | Internal | Summer | B2 | 25 | 2540 | 0 | 88.74 | 89.87 | 8 | 0
2015 | MISO_MO-IL_2_ENT | MISO_MO-IL | ENT | Internal | Summer | B3 | 75 | 2540 | 0 | 88.74 | 88.01 | 8 | 0
2015 | MISO_MO-IL_2_ENT | MISO_MO-IL | ENT | Internal | Summer | B4 | 100 | 2540 | 0 | 84.87 | 88.01 | 8 | 0
2015 | MISO_MO-IL_2_ENT | MISO_MO-IL | ENT | Internal | Summer | B5 | 200 | 2540 | 0 | 74.17 | 77.82 | 8 | 0
2015 | MISO_MO-IL_2_ENT | MISO_MO-IL | ENT | Internal | Summer | B6 | 300 | 2540 | 0 | 62.31 | 61.33 | 8 | 0
2015 | MISO_MO-IL_2_ENT | MISO_MO-IL | ENT | Internal | Summer | B7 | 400 | 2540 | 0 | 55.72 | 58.69 | 8 | 0
2015 | MISO_MO-IL_2_ENT | MISO_MO-IL | ENT | Internal | Summer | B8 | 500 | 2540 | 0 | 54.13 | 58.57 | 8 | 0
2015 | MISO_MO-IL_2_ENT | MISO_MO-IL | ENT | Internal | Summer | B9 | 800 | 2540 | 0 | 53.23 | 56.32 | 8 | 0
2015 | MISO_MO-IL_2_ENT | MISO_MO-IL | ENT | Internal | Summer | B10 | 1262 | 2540 | 0 | 52.47 | 56.32 | 8 | 0
2015 | MISO_MO-IL_2_ENT | MISO_MO-IL | ENT | Internal | Winter | B16 | 25 | 2540 | 0 | 74.99 | 74.99 | 8 | 0
2015 | MISO_MO-IL_2_ENT | MISO_MO-IL | ENT | Internal | Winter | B17 | 100 | 2540 | 0 | 66.23 | 61.89 | 8 | 0
2015 | MISO_MO-IL_2_ENT | MISO_MO-IL | ENT | Internal | Winter | B18 | 400 | 2540 | 0 | 58.56 | 59.83 | 8 | 0
2015 | MISO_MO-IL_2_ENT | MISO_MO-IL | ENT | Internal | Winter | B19 | 700 | 2540 | 0 | 56.5 | 59.83 | 8 | 0
2015 | MISO_MO-IL_2_ENT | MISO_MO-IL | ENT | Internal | Winter | B20 | 935 | 2540 | 0 | 54.44 | 59.83 | 8 | 0
2015 | MISO_MO-IL_2_MISO_IN | MISO_MO-IL | MISO_IN | Internal | Shoulder | B11 | 25 | 2633 | 0 | 76.05 | 76.04 | 0.01 | 0
2015 | MISO_MO-IL_2_MISO_IN | MISO_MO-IL | MISO_IN | Internal | Shoulder | B12 | 200 | 2633 | 1171.04 | 64.48 | 64.49 | 0.01 | 0
2015 | MISO_MO-IL_2_MISO_IN | MISO_MO-IL | MISO_IN | Internal | Shoulder | B13 | 600 | 2633 | 1211.3 | 57.65 | 57.66 | 0.01 | 0
2015 | MISO_MO-IL_2_MISO_IN | MISO_MO-IL | MISO_IN | Internal | Shoulder | B14 | 900 | 2633 | 1322.97 | 55.78 | 55.79 | 0.01 | 0
2015 | MISO_MO-IL_2_MISO_IN | MISO_MO-IL | MISO_IN | Internal | Shoulder | B15 | 1203 | 2633 | 0 | 55.04 | 55.04 | 0.01 | 0
2015 | MISO_MO-IL_2_MISO_IN | MISO_MO-IL | MISO_IN | Internal | Summer | B1 | 10 | 2633 | 2428.77 | 91.39 | 91.4 | 0.01 | 0
2015 | MISO_MO-IL_2_MISO_IN | MISO_MO-IL | MISO_IN | Internal | Summer | B2 | 25 | 2633 | 896.49 | 88.74 | 88.75 | 0.01 | 0
2015 | MISO_MO-IL_2_MISO_IN | MISO_MO-IL | MISO_IN | Internal | Summer | B3 | 75 | 2633 | 0 | 88.74 | 88.73 | 0.01 | 0
2015 | MISO_MO-IL_2_MISO_IN | MISO_MO-IL | MISO_IN | Internal | Summer | B4 | 100 | 2633 | 0 | 84.87 | 84.87 | 0.01 | 0
2015 | MISO_MO-IL_2_MISO_IN | MISO_MO-IL | MISO_IN | Internal | Summer | B5 | 200 | 2633 | 0 | 74.17 | 74.16 | 0.01 | 0
2015 | MISO_MO-IL_2_MISO_IN | MISO_MO-IL | MISO_IN | Internal | Summer | B6 | 300 | 2633 | 0 | 62.31 | 62.29 | 0.01 | 0
2015 | MISO_MO-IL_2_MISO_IN | MISO_MO-IL | MISO_IN | Internal | Summer | B7 | 400 | 2633 | 1655.24 | 55.72 | 55.74 | 0.01 | 0
2015 | MISO_MO-IL_2_MISO_IN | MISO_MO-IL | MISO_IN | Internal | Summer | B8 | 500 | 2633 | 1646.59 | 54.13 | 54.15 | 0.01 | 0
2015 | MISO_MO-IL_2_MISO_IN | MISO_MO-IL | MISO_IN | Internal | Summer | B9 | 800 | 2633 | 2400.87 | 53.23 | 53.24 | 0.01 | 0
2015 | MISO_MO-IL_2_MISO_IN | MISO_MO-IL | MISO_IN | Internal | Summer | B10 | 1262 | 2633 | 2392.18 | 52.47 | 52.48 | 0.01 | 0
2015 | MISO_MO-IL_2_MISO_IN | MISO_MO-IL | MISO_IN | Internal | Winter | B16 | 25 | 2633 | 1724.55 | 74.99 | 75 | 0.01 | 0
2015 | MISO_MO-IL_2_MISO_IN | MISO_MO-IL | MISO_IN | Internal | Winter | B17 | 100 | 2633 | 2298.68 | 66.23 | 66.24 | 0.01 | 0
2015 | MISO_MO-IL_2_MISO_IN | MISO_MO-IL | MISO_IN | Internal | Winter | B18 | 400 | 2633 | 861.34 | 58.56 | 58.57 | 0.01 | 0
2015 | MISO_MO-IL_2_MISO_IN | MISO_MO-IL | MISO_IN | Internal | Winter | B19 | 700 | 2633 | 0 | 56.5 | 56.5 | 0.01 | 0
2015 | MISO_MO-IL_2_MISO_IN | MISO_MO-IL | MISO_IN | Internal | Winter | B20 | 935 | 2633 | 2048.88 | 54.44 | 54.45 | 0.01 | 0
2015 | MISO_MO-IL_2_MISO_W | MISO_MO-IL | MISO_W | Internal | Shoulder | B11 | 25 | 1075 | 0 | 76.05 | 76.04 | 0.01 | 0
2015 | MISO_MO-IL_2_MISO_W | MISO_MO-IL | MISO_W | Internal | Shoulder | B12 | 200 | 1075 | 0 | 64.48 | 64.47 | 0.01 | 0
2015 | MISO_MO-IL_2_MISO_W | MISO_MO-IL | MISO_W | Internal | Shoulder | B13 | 600 | 1075 | 0 | 57.65 | 57.64 | 0.01 | 0
2015 | MISO_MO-IL_2_MISO_W | MISO_MO-IL | MISO_W | Internal | Shoulder | B14 | 900 | 1075 | 0 | 55.78 | 55.77 | 0.01 | 0
2015 | MISO_MO-IL_2_MISO_W | MISO_MO-IL | MISO_W | Internal | Shoulder | B15 | 1203 | 1075 | 390.79 | 55.04 | 55.06 | 0.01 | 0
2015 | MISO_MO-IL_2_MISO_W | MISO_MO-IL | MISO_W | Internal | Summer | B1 | 10 | 1075 | 0 | 91.39 | 91.38 | 0.01 | 0
2015 | MISO_MO-IL_2_MISO_W | MISO_MO-IL | MISO_W | Internal | Summer | B2 | 25 | 1075 | 0 | 88.74 | 88.73 | 0.01 | 0
2015 | MISO_MO-IL_2_MISO_W | MISO_MO-IL | MISO_W | Internal | Summer | B3 | 75 | 1075 | 0 | 88.74 | 88.73 | 0.01 | 0
2015 | MISO_MO-IL_2_MISO_W | MISO_MO-IL | MISO_W | Internal | Summer | B4 | 100 | 1075 | 0 | 84.87 | 84.87 | 0.01 | 0
2015 | MISO_MO-IL_2_MISO_W | MISO_MO-IL | MISO_W | Internal | Summer | B5 | 200 | 1075 | 1061.99 | 74.17 | 74.18 | 0.01 | 0
2015 | MISO_MO-IL_2_MISO_W | MISO_MO-IL | MISO_W | Internal | Summer | B6 | 300 | 1075 | 361.87 | 62.31 | 62.32 | 0.01 | 0
2015 | MISO_MO-IL_2_MISO_W | MISO_MO-IL | MISO_W | Internal | Summer | B7 | 400 | 1075 | 0 | 55.72 | 55.71 | 0.01 | 0
2015 | MISO_MO-IL_2_MISO_W | MISO_MO-IL | MISO_W | Internal | Summer | B8 | 500 | 1075 | 0 | 54.13 | 54.12 | 0.01 | 0
2015 | MISO_MO-IL_2_MISO_W | MISO_MO-IL | MISO_W | Internal | Summer | B9 | 800 | 1075 | 0 | 53.23 | 53.22 | 0.01 | 0
2015 | MISO_MO-IL_2_MISO_W | MISO_MO-IL | MISO_W | Internal | Summer | B10 | 1262 | 1075 | 0 | 52.47 | 52.46 | 0.01 | 0
2015 | MISO_MO-IL_2_MISO_W | MISO_MO-IL | MISO_W | Internal | Winter | B16 | 25 | 1075 | 0 | 74.99 | 74.97 | 0.01 | 0
2015 | MISO_MO-IL_2_MISO_W | MISO_MO-IL | MISO_W | Internal | Winter | B17 | 100 | 1075 | 0 | 66.23 | 66.21 | 0.01 | 0
2015 | MISO_MO-IL_2_MISO_W | MISO_MO-IL | MISO_W | Internal | Winter | B18 | 400 | 1075 | 0 | 58.56 | 58.56 | 0.01 | 0
2015 | MISO_MO-IL_2_MISO_W | MISO_MO-IL | MISO_W | Internal | Winter | B19 | 700 | 1075 | 843.58 | 56.5 | 56.51 | 0.01 | 0
2015 | MISO_MO-IL_2_MISO_W | MISO_MO-IL | MISO_W | Internal | Winter | B20 | 935 | 1075 | 8.84 | 54.44 | 54.45 | 0.01 | 0
2015 | MISO_MO-IL_2_PJM_ROR | MISO_MO-IL | PJM_ROR | Internal | Shoulder | B11 | 25 | 1212 | 0 | 76.05 | 72.89 | 2 | 0
2015 | MISO_MO-IL_2_PJM_ROR | MISO_MO-IL | PJM_ROR | Internal | Shoulder | B12 | 200 | 1212 | 0 | 64.48 | 63.64 | 2 | 0
2015 | MISO_MO-IL_2_PJM_ROR | MISO_MO-IL | PJM_ROR | Internal | Shoulder | B13 | 600 | 1212 | 0 | 57.65 | 59.01 | 2 | 0
2015 | MISO_MO-IL_2_PJM_ROR | MISO_MO-IL | PJM_ROR | Internal | Shoulder | B14 | 900 | 1212 | 359.74 | 55.78 | 57.78 | 2 | 0
2015 | MISO_MO-IL_2_PJM_ROR | MISO_MO-IL | PJM_ROR | Internal | Shoulder | B15 | 1203 | 1212 | 0 | 55.04 | 54.43 | 2 | 0
2015 | MISO_MO-IL_2_PJM_ROR | MISO_MO-IL | PJM_ROR | Internal | Summer | B1 | 10 | 1212 | 0 | 91.39 | 93.38 | 2 | 0
2015 | MISO_MO-IL_2_PJM_ROR | MISO_MO-IL | PJM_ROR | Internal | Summer | B2 | 25 | 1212 | 0 | 88.74 | 89.51 | 2 | 0
2015 | MISO_MO-IL_2_PJM_ROR | MISO_MO-IL | PJM_ROR | Internal | Summer | B3 | 75 | 1212 | 0 | 88.74 | 89.51 | 2 | 0
2015 | MISO_MO-IL_2_PJM_ROR | MISO_MO-IL | PJM_ROR | Internal | Summer | B4 | 100 | 1212 | 0 | 84.87 | 82.87 | 2 | 0
2015 | MISO_MO-IL_2_PJM_ROR | MISO_MO-IL | PJM_ROR | Internal | Summer | B5 | 200 | 1212 | 0 | 74.17 | 72.24 | 2 | 0
2015 | MISO_MO-IL_2_PJM_ROR | MISO_MO-IL | PJM_ROR | Internal | Summer | B6 | 300 | 1212 | 0 | 62.31 | 63.07 | 2 | 0
2015 | MISO_MO-IL_2_PJM_ROR | MISO_MO-IL | PJM_ROR | Internal | Summer | B7 | 400 | 1212 | 0 | 55.72 | 57.27 | 2 | 0
2015 | MISO_MO-IL_2_PJM_ROR | MISO_MO-IL | PJM_ROR | Internal | Summer | B8 | 500 | 1212 | 0 | 54.13 | 55.18 | 2 | 0
2015 | MISO_MO-IL_2_PJM_ROR | MISO_MO-IL | PJM_ROR | Internal | Summer | B9 | 800 | 1212 | 0 | 53.23 | 53.66 | 2 | 0
2015 | MISO_MO-IL_2_PJM_ROR | MISO_MO-IL | PJM_ROR | Internal | Summer | B10 | 1262 | 1212 | 0 | 52.47 | 52.4 | 2 | 0
2015 | MISO_MO-IL_2_PJM_ROR | MISO_MO-IL | PJM_ROR | Internal | Winter | B16 | 25 | 1212 | 506.39 | 74.99 | 76.99 | 2 | 0
2015 | MISO_MO-IL_2_PJM_ROR | MISO_MO-IL | PJM_ROR | Internal | Winter | B17 | 100 | 1212 | 1212 | 66.23 | 68.25 | 2 | 0.02
2015 | MISO_MO-IL_2_PJM_ROR | MISO_MO-IL | PJM_ROR | Internal | Winter | B18 | 400 | 1212 | 1212 | 58.56 | 60.57 | 2 | 0.01
2015 | MISO_MO-IL_2_PJM_ROR | MISO_MO-IL | PJM_ROR | Internal | Winter | B19 | 700 | 1212 | 1019.63 | 56.5 | 58.5 | 2 | 0
2015 | MISO_MO-IL_2_PJM_ROR | MISO_MO-IL | PJM_ROR | Internal | Winter | B20 | 935 | 1212 | 0 | 54.44 | 54.55 | 2 | 0
2015 | MISO_MO-IL_2_SPP_N | MISO_MO-IL | SPP_N | Internal | Shoulder | B11 | 25 | 2000 | 0 | 76.05 | 83.04 | 8 | 0
2015 | MISO_MO-IL_2_SPP_N | MISO_MO-IL | SPP_N | Internal | Shoulder | B12 | 200 | 2000 | 0 | 64.48 | 60.03 | 8 | 0
2015 | MISO_MO-IL_2_SPP_N | MISO_MO-IL | SPP_N | Internal | Shoulder | B13 | 600 | 2000 | 0 | 57.65 | 59.43 | 8 | 0
2015 | MISO_MO-IL_2_SPP_N | MISO_MO-IL | SPP_N | Internal | Shoulder | B14 | 900 | 2000 | 0 | 55.78 | 57.38 | 8 | 0
2015 | MISO_MO-IL_2_SPP_N | MISO_MO-IL | SPP_N | Internal | Shoulder | B15 | 1203 | 2000 | 0 | 55.04 | 57.38 | 8 | 0
2015 | MISO_MO-IL_2_SPP_N | MISO_MO-IL | SPP_N | Internal | Summer | B1 | 10 | 2000 | 0 | 91.39 | 92.6 | 8 | 0
2015 | MISO_MO-IL_2_SPP_N | MISO_MO-IL | SPP_N | Internal | Summer | B2 | 25 | 2000 | 0 | 88.74 | 91.39 | 8 | 0
2015 | MISO_MO-IL_2_SPP_N | MISO_MO-IL | SPP_N | Internal | Summer | B3 | 75 | 2000 | 0 | 88.74 | 90.44 | 8 | 0
2015 | MISO_MO-IL_2_SPP_N | MISO_MO-IL | SPP_N | Internal | Summer | B4 | 100 | 2000 | 0 | 84.87 | 86.65 | 8 | 0
2015 | MISO_MO-IL_2_SPP_N | MISO_MO-IL | SPP_N | Internal | Summer | B5 | 200 | 2000 | 0 | 74.17 | 81.18 | 8 | 0
2015 | MISO_MO-IL_2_SPP_N | MISO_MO-IL | SPP_N | Internal | Summer | B6 | 300 | 2000 | 0 | 62.31 | 69.32 | 8 | 0
2015 | MISO_MO-IL_2_SPP_N | MISO_MO-IL | SPP_N | Internal | Summer | B7 | 400 | 2000 | 0 | 55.72 | 62.71 | 8 | 0
2015 | MISO_MO-IL_2_SPP_N | MISO_MO-IL | SPP_N | Internal | Summer | B8 | 500 | 2000 | 0 | 54.13 | 58.7 | 8 | 0
2015 | MISO_MO-IL_2_SPP_N | MISO_MO-IL | SPP_N | Internal | Summer | B9 | 800 | 2000 | 0 | 53.23 | 56.11 | 8 | 0
2015 | MISO_MO-IL_2_SPP_N | MISO_MO-IL | SPP_N | Internal | Summer | B10 | 1262 | 2000 | 0 | 52.47 | 54.58 | 8 | 0
2015 | MISO_MO-IL_2_SPP_N | MISO_MO-IL | SPP_N | Internal | Winter | B16 | 25 | 2000 | 0 | 74.99 | 72.88 | 8 | 0
2015 | MISO_MO-IL_2_SPP_N | MISO_MO-IL | SPP_N | Internal | Winter | B17 | 100 | 2000 | 0 | 66.23 | 62 | 8 | 0
2015 | MISO_MO-IL_2_SPP_N | MISO_MO-IL | SPP_N | Internal | Winter | B18 | 400 | 2000 | 0 | 58.56 | 59.86 | 8 | 0
2015 | MISO_MO-IL_2_SPP_N | MISO_MO-IL | SPP_N | Internal | Winter | B19 | 700 | 2000 | 0 | 56.5 | 59.84 | 8 | 0
2015 | MISO_MO-IL_2_SPP_N | MISO_MO-IL | SPP_N | Internal | Winter | B20 | 935 | 2000 | 0 | 54.44 | 56.69 | 8 | 0
2015 | MISO_MO-IL_2_TVA_Transmission | MISO_MO-IL | TVA_Transmission | Internal | Shoulder | B11 | 25 | 4000 | 0 | 76.05 | 78.89 | 8 | 0
2015 | MISO_MO-IL_2_TVA_Transmission | MISO_MO-IL | TVA_Transmission | Internal | Shoulder | B12 | 200 | 4000 | 0 | 64.48 | 65.49 | 8 | 0
2015 | MISO_MO-IL_2_TVA_Transmission | MISO_MO-IL | TVA_Transmission | Internal | Shoulder | B13 | 600 | 4000 | 0 | 57.65 | 61.6 | 8 | 0
2015 | MISO_MO-IL_2_TVA_Transmission | MISO_MO-IL | TVA_Transmission | Internal | Shoulder | B14 | 900 | 4000 | 0 | 55.78 | 61.23 | 8 | 0
2015 | MISO_MO-IL_2_TVA_Transmission | MISO_MO-IL | TVA_Transmission | Internal | Shoulder | B15 | 1203 | 4000 | 0 | 55.04 | 60.34 | 8 | 0
2015 | MISO_MO-IL_2_TVA_Transmission | MISO_MO-IL | TVA_Transmission | Internal | Summer | B1 | 10 | 4000 | 0 | 91.39 | 99.38 | 8 | 0
2015 | MISO_MO-IL_2_TVA_Transmission | MISO_MO-IL | TVA_Transmission | Internal | Summer | B2 | 25 | 4000 | 47.23 | 88.74 | 96.74 | 8 | 0
2015 | MISO_MO-IL_2_TVA_Transmission | MISO_MO-IL | TVA_Transmission | Internal | Summer | B3 | 75 | 4000 | 0 | 88.74 | 95.51 | 8 | 0
2015 | MISO_MO-IL_2_TVA_Transmission | MISO_MO-IL | TVA_Transmission | Internal | Summer | B4 | 100 | 4000 | 0 | 84.87 | 88.87 | 8 | 0
2015 | MISO_MO-IL_2_TVA_Transmission | MISO_MO-IL | TVA_Transmission | Internal | Summer | B5 | 200 | 4000 | 0 | 74.17 | 77.76 | 8 | 0
2015 | MISO_MO-IL_2_TVA_Transmission | MISO_MO-IL | TVA_Transmission | Internal | Summer | B6 | 300 | 4000 | 0 | 62.31 | 62.64 | 8 | 0
2015 | MISO_MO-IL_2_TVA_Transmission | MISO_MO-IL | TVA_Transmission | Internal | Summer | B7 | 400 | 4000 | 0 | 55.72 | 60.8 | 8 | 0
2015 | MISO_MO-IL_2_TVA_Transmission | MISO_MO-IL | TVA_Transmission | Internal | Summer | B8 | 500 | 4000 | 0 | 54.13 | 59.63 | 8 | 0
2015 | MISO_MO-IL_2_TVA_Transmission | MISO_MO-IL | TVA_Transmission | Internal | Summer | B9 | 800 | 4000 | 0 | 53.23 | 58.69 | 8 | 0
2015 | MISO_MO-IL_2_TVA_Transmission | MISO_MO-IL | TVA_Transmission | Internal | Summer | B10 | 1262 | 4000 | 0 | 52.47 | 56.95 | 8 | 0
2015 | MISO_MO-IL_2_TVA_Transmission | MISO_MO-IL | TVA_Transmission | Internal | Winter | B16 | 25 | 4000 | 628.68 | 74.99 | 82.99 | 8 | 0
2015 | MISO_MO-IL_2_TVA_Transmission | MISO_MO-IL | TVA_Transmission | Internal | Winter | B17 | 100 | 4000 | 0 | 66.23 | 68.28 | 8 | 0
2015 | MISO_MO-IL_2_TVA_Transmission | MISO_MO-IL | TVA_Transmission | Internal | Winter | B18 | 400 | 4000 | 0 | 58.56 | 63.54 | 8 | 0
2015 | MISO_MO-IL_2_TVA_Transmission | MISO_MO-IL | TVA_Transmission | Internal | Winter | B19 | 700 | 4000 | 0 | 56.5 | 62.42 | 8 | 0
2015 | MISO_MO-IL_2_TVA_Transmission | MISO_MO-IL | TVA_Transmission | Internal | Winter | B20 | 935 | 4000 | 0 | 54.44 | 60.55 | 8 | 0
2015 | MISO_W_2_IESO | MISO_W | IESO | Internal | Shoulder | B11 | 25 | 90 | 0 | 76.04 | 46.27 | 8 | 0
2015 | MISO_W_2_IESO | MISO_W | IESO | Internal | Shoulder | B12 | 200 | 90 | 0 | 64.47 | 46.27 | 8 | 0
2015 | MISO_W_2_IESO | MISO_W | IESO | Internal | Shoulder | B13 | 600 | 90 | 0 | 57.64 | 46.27 | 8 | 0
2015 | MISO_W_2_IESO | MISO_W | IESO | Internal | Shoulder | B14 | 900 | 90 | 0 | 55.77 | 46.27 | 8 | 0
2015 | MISO_W_2_IESO | MISO_W | IESO | Internal | Shoulder | B15 | 1203 | 90 | 0 | 55.06 | 46.27 | 8 | 0
2015 | MISO_W_2_IESO | MISO_W | IESO | Internal | Summer | B1 | 10 | 90 | 0 | 91.38 | 78.39 | 8 | 0
2015 | MISO_W_2_IESO | MISO_W | IESO | Internal | Summer | B2 | 25 | 90 | 0 | 88.73 | 74.51 | 8 | 0
2015 | MISO_W_2_IESO | MISO_W | IESO | Internal | Summer | B3 | 75 | 90 | 0 | 88.73 | 48.29 | 8 | 0
2015 | MISO_W_2_IESO | MISO_W | IESO | Internal | Summer | B4 | 100 | 90 | 0 | 84.87 | 48.29 | 8 | 0
2015 | MISO_W_2_IESO | MISO_W | IESO | Internal | Summer | B5 | 200 | 90 | 0 | 74.18 | 48.29 | 8 | 0
2015 | MISO_W_2_IESO | MISO_W | IESO | Internal | Summer | B6 | 300 | 90 | 0 | 62.32 | 48.29 | 8 | 0
2015 | MISO_W_2_IESO | MISO_W | IESO | Internal | Summer | B7 | 400 | 90 | 0 | 55.71 | 45.46 | 8 | 0
2015 | MISO_W_2_IESO | MISO_W | IESO | Internal | Summer | B8 | 500 | 90 | 0 | 54.12 | 45.46 | 8 | 0
2015 | MISO_W_2_IESO | MISO_W | IESO | Internal | Summer | B9 | 800 | 90 | 0 | 53.22 | 45.46 | 8 | 0
2015 | MISO_W_2_IESO | MISO_W | IESO | Internal | Summer | B10 | 1262 | 90 | 0 | 52.46 | 45.46 | 8 | 0
2015 | MISO_W_2_IESO | MISO_W | IESO | Internal | Winter | B16 | 25 | 90 | 0 | 74.97 | 51.86 | 8 | 0
2015 | MISO_W_2_IESO | MISO_W | IESO | Internal | Winter | B17 | 100 | 90 | 0 | 66.21 | 47.46 | 8 | 0
2015 | MISO_W_2_IESO | MISO_W | IESO | Internal | Winter | B18 | 400 | 90 | 0 | 58.56 | 47.46 | 8 | 0
2015 | MISO_W_2_IESO | MISO_W | IESO | Internal | Winter | B19 | 700 | 90 | 0 | 56.51 | 47.46 | 8 | 0
2015 | MISO_W_2_IESO | MISO_W | IESO | Internal | Winter | B20 | 935 | 90 | 0 | 54.45 | 47.46 | 8 | 0
2015 | MISO_W_2_MAPP_CA | MISO_W | MAPP_CA | Internal | Shoulder | B11 | 25 | 926 | 0 | 76.04 | 71.18 | 0.01 | 0
2015 | MISO_W_2_MAPP_CA | MISO_W | MAPP_CA | Internal | Shoulder | B12 | 200 | 926 | 0 | 64.47 | 64.46 | 0.01 | 0
2015 | MISO_W_2_MAPP_CA | MISO_W | MAPP_CA | Internal | Shoulder | B13 | 600 | 926 | 0 | 57.64 | 57.63 | 0.01 | 0
2015 | MISO_W_2_MAPP_CA | MISO_W | MAPP_CA | Internal | Shoulder | B14 | 900 | 926 | 0 | 55.77 | 55.76 | 0.01 | 0
2015 | MISO_W_2_MAPP_CA | MISO_W | MAPP_CA | Internal | Shoulder | B15 | 1203 | 926 | 926 | 55.06 | 55.76 | 0.01 | 0.69
2015 | MISO_W_2_MAPP_CA | MISO_W | MAPP_CA | Internal | Summer | B1 | 10 | 926 | 0 | 91.38 | 77.38 | 0.01 | 0
2015 | MISO_W_2_MAPP_CA | MISO_W | MAPP_CA | Internal | Summer | B2 | 25 | 926 | 0 | 88.73 | 77.38 | 0.01 | 0
2015 | MISO_W_2_MAPP_CA | MISO_W | MAPP_CA | Internal | Summer | B3 | 75 | 926 | 0 | 88.73 | 76.43 | 0.01 | 0
2015 | MISO_W_2_MAPP_CA | MISO_W | MAPP_CA | Internal | Summer | B4 | 100 | 926 | 0 | 84.87 | 75.73 | 0.01 | 0
2015 | MISO_W_2_MAPP_CA | MISO_W | MAPP_CA | Internal | Summer | B5 | 200 | 926 | 0 | 74.18 | 74.17 | 0.01 | 0
2015 | MISO_W_2_MAPP_CA | MISO_W | MAPP_CA | Internal | Summer | B6 | 300 | 926 | 0 | 62.32 | 62.31 | 0.01 | 0
2015 | MISO_W_2_MAPP_CA | MISO_W | MAPP_CA | Internal | Summer | B7 | 400 | 926 | 0 | 55.71 | 55.7 | 0.01 | 0
2015 | MISO_W_2_MAPP_CA | MISO_W | MAPP_CA | Internal | Summer | B8 | 500 | 926 | 0 | 54.12 | 54.11 | 0.01 | 0
2015 | MISO_W_2_MAPP_CA | MISO_W | MAPP_CA | Internal | Summer | B9 | 800 | 926 | 0 | 53.22 | 53.2 | 0.01 | 0
2015 | MISO_W_2_MAPP_CA | MISO_W | MAPP_CA | Internal | Summer | B10 | 1262 | 926 | 926 | 52.46 | 53.2 | 0.01 | 0.73
2015 | MISO_W_2_MAPP_CA | MISO_W | MAPP_CA | Internal | Winter | B16 | 25 | 926 | 0 | 74.97 | 74.96 | 0.01 | 0
2015 | MISO_W_2_MAPP_CA | MISO_W | MAPP_CA | Internal | Winter | B17 | 100 | 926 | 0 | 66.21 | 66.2 | 0.01 | 0
2015 | MISO_W_2_MAPP_CA | MISO_W | MAPP_CA | Internal | Winter | B18 | 400 | 926 | 0 | 58.56 | 58.54 | 0.01 | 0
2015 | MISO_W_2_MAPP_CA | MISO_W | MAPP_CA | Internal | Winter | B19 | 700 | 926 | 189.9 | 56.51 | 56.52 | 0.01 | 0
2015 | MISO_W_2_MAPP_CA | MISO_W | MAPP_CA | Internal | Winter | B20 | 935 | 926 | 926 | 54.45 | 56.52 | 0.01 | 2.06
2015 | MISO_W_2_MISO_MO-IL | MISO_W | MISO_MO-IL | Internal | Shoulder | B11 | 25 | 3915 | 495.89 | 76.04 | 76.05 | 0.01 | 0
2015 | MISO_W_2_MISO_MO-IL | MISO_W | MISO_MO-IL | Internal | Shoulder | B12 | 200 | 3915 | 1894.31 | 64.47 | 64.48 | 0.01 | 0
2015 | MISO_W_2_MISO_MO-IL | MISO_W | MISO_MO-IL | Internal | Shoulder | B13 | 600 | 3915 | 1637.15 | 57.64 | 57.65 | 0.01 | 0
2015 | MISO_W_2_MISO_MO-IL | MISO_W | MISO_MO-IL | Internal | Shoulder | B14 | 900 | 3915 | 1824.42 | 55.77 | 55.78 | 0.01 | 0
2015 | MISO_W_2_MISO_MO-IL | MISO_W | MISO_MO-IL | Internal | Shoulder | B15 | 1203 | 3915 | 0 | 55.06 | 55.04 | 0.01 | 0
2015 | MISO_W_2_MISO_MO-IL | MISO_W | MISO_MO-IL | Internal | Summer | B1 | 10 | 3915 | 1208.75 | 91.38 | 91.39 | 0.01 | 0
2015 | MISO_W_2_MISO_MO-IL | MISO_W | MISO_MO-IL | Internal | Summer | B2 | 25 | 3915 | 765.63 | 88.73 | 88.74 | 0.01 | 0
2015 | MISO_W_2_MISO_MO-IL | MISO_W | MISO_MO-IL | Internal | Summer | B3 | 75 | 3915 | 662.78 | 88.73 | 88.74 | 0.01 | 0
2015 | MISO_W_2_MISO_MO-IL | MISO_W | MISO_MO-IL | Internal | Summer | B4 | 100 | 3915 | 0 | 84.87 | 84.87 | 0.01 | 0
2015 | MISO_W_2_MISO_MO-IL | MISO_W | MISO_MO-IL | Internal | Summer | B5 | 200 | 3915 | 0 | 74.18 | 74.17 | 0.01 | 0
2015 | MISO_W_2_MISO_MO-IL | MISO_W | MISO_MO-IL | Internal | Summer | B6 | 300 | 3915 | 0 | 62.32 | 62.31 | 0.01 | 0
2015 | MISO_W_2_MISO_MO-IL | MISO_W | MISO_MO-IL | Internal | Summer | B7 | 400 | 3915 | 1298.61 | 55.71 | 55.72 | 0.01 | 0
2015 | MISO_W_2_MISO_MO-IL | MISO_W | MISO_MO-IL | Internal | Summer | B8 | 500 | 3915 | 1389.58 | 54.12 | 54.13 | 0.01 | 0
2015 | MISO_W_2_MISO_MO-IL | MISO_W | MISO_MO-IL | Internal | Summer | B9 | 800 | 3915 | 1752.84 | 53.22 | 53.23 | 0.01 | 0
2015 | MISO_W_2_MISO_MO-IL | MISO_W | MISO_MO-IL | Internal | Summer | B10 | 1262 | 3915 | 1043.79 | 52.46 | 52.47 | 0.01 | 0
2015 | MISO_W_2_MISO_MO-IL | MISO_W | MISO_MO-IL | Internal | Winter | B16 | 25 | 3915 | 1747.08 | 74.97 | 74.99 | 0.01 | 0
2015 | MISO_W_2_MISO_MO-IL | MISO_W | MISO_MO-IL | Internal | Winter | B17 | 100 | 3915 | 1863.25 | 66.21 | 66.23 | 0.01 | 0
2015 | MISO_W_2_MISO_MO-IL | MISO_W | MISO_MO-IL | Internal | Winter | B18 | 400 | 3915 | 0 | 58.56 | 58.56 | 0.01 | 0
2015 | MISO_W_2_MISO_MO-IL | MISO_W | MISO_MO-IL | Internal | Winter | B19 | 700 | 3915 | 0 | 56.51 | 56.5 | 0.01 | 0
2015 | MISO_W_2_MISO_MO-IL | MISO_W | MISO_MO-IL | Internal | Winter | B20 | 935 | 3915 | 0 | 54.45 | 54.44 | 0.01 | 0
2015 | MISO_W_2_MISO_WUMS | MISO_W | MISO_WUMS | Internal | Shoulder | B11 | 25 | 1732 | 0 | 76.04 | 62.04 | 0.01 | 0
2015 | MISO_W_2_MISO_WUMS | MISO_W | MISO_WUMS | Internal | Shoulder | B12 | 200 | 1732 | 0 | 64.47 | 61.64 | 0.01 | 0
2015 | MISO_W_2_MISO_WUMS | MISO_W | MISO_WUMS | Internal | Shoulder | B13 | 600 | 1732 | 0 | 57.64 | 57.01 | 0.01 | 0
2015 | MISO_W_2_MISO_WUMS | MISO_W | MISO_WUMS | Internal | Shoulder | B14 | 900 | 1732 | 0 | 55.77 | 55.73 | 0.01 | 0
2015 | MISO_W_2_MISO_WUMS | MISO_W | MISO_WUMS | Internal | Shoulder | B15 | 1203 | 1732 | 0 | 55.06 | 54.07 | 0.01 | 0
2015 | MISO_W_2_MISO_WUMS | MISO_W | MISO_WUMS | Internal | Summer | B1 | 10 | 1732 | 0 | 91.38 | 91.38 | 0.01 | 0
2015 | MISO_W_2_MISO_WUMS | MISO_W | MISO_WUMS | Internal | Summer | B2 | 25 | 1732 | 0 | 88.73 | 87.51 | 0.01 | 0
2015 | MISO_W_2_MISO_WUMS | MISO_W | MISO_WUMS | Internal | Summer | B3 | 75 | 1732 | 0 | 88.73 | 87.5 | 0.01 | 0
2015 | MISO_W_2_MISO_WUMS | MISO_W | MISO_WUMS | Internal | Summer | B4 | 100 | 1732 | 0 | 84.87 | 70.71 | 0.01 | 0
2015 | MISO_W_2_MISO_WUMS | MISO_W | MISO_WUMS | Internal | Summer | B5 | 200 | 1732 | 0 | 74.18 | 62.54 | 0.01 | 0
2015 | MISO_W_2_MISO_WUMS | MISO_W | MISO_WUMS | Internal | Summer | B6 | 300 | 1732 | 0 | 62.32 | 61.07 | 0.01 | 0
2015 | MISO_W_2_MISO_WUMS | MISO_W | MISO_WUMS | Internal | Summer | B7 | 400 | 1732 | 0 | 55.71 | 55.27 | 0.01 | 0
2015 | MISO_W_2_MISO_WUMS | MISO_W | MISO_WUMS | Internal | Summer | B8 | 500 | 1732 | 0 | 54.12 | 53.18 | 0.01 | 0
2015 | MISO_W_2_MISO_WUMS | MISO_W | MISO_WUMS | Internal | Summer | B9 | 800 | 1732 | 0 | 53.22 | 52.91 | 0.01 | 0
2015 | MISO_W_2_MISO_WUMS | MISO_W | MISO_WUMS | Internal | Summer | B10 | 1262 | 1732 | 0 | 52.46 | 52.45 | 0.01 | 0
2015 | MISO_W_2_MISO_WUMS | MISO_W | MISO_WUMS | Internal | Winter | B16 | 25 | 1732 | 0 | 74.97 | 74.96 | 0.01 | 0
2015 | MISO_W_2_MISO_WUMS | MISO_W | MISO_WUMS | Internal | Winter | B17 | 100 | 1732 | 0 | 66.21 | 66.2 | 0.01 | 0
2015 | MISO_W_2_MISO_WUMS | MISO_W | MISO_WUMS | Internal | Winter | B18 | 400 | 1732 | 169.86 | 58.56 | 58.57 | 0.01 | 0
2015 | MISO_W_2_MISO_WUMS | MISO_W | MISO_WUMS | Internal | Winter | B19 | 700 | 1732 | 0 | 56.51 | 56.5 | 0.01 | 0
2015 | MISO_W_2_MISO_WUMS | MISO_W | MISO_WUMS | Internal | Winter | B20 | 935 | 1732 | 0 | 54.45 | 54.45 | 0.01 | 0
2015 | MISO_W_2_NE | MISO_W | NE | Internal | Shoulder | B11 | 25 | 2800 | 0 | 76.04 | 82.15 | 7 | 0
2015 | MISO_W_2_NE | MISO_W | NE | Internal | Shoulder | B12 | 200 | 2800 | 0 | 64.47 | 60.02 | 7 | 0
2015 | MISO_W_2_NE | MISO_W | NE | Internal | Shoulder | B13 | 600 | 2800 | 0 | 57.64 | 59.41 | 7 | 0
2015 | MISO_W_2_NE | MISO_W | NE | Internal | Shoulder | B14 | 900 | 2800 | 0 | 55.77 | 57.37 | 7 | 0
2015 | MISO_W_2_NE | MISO_W | NE | Internal | Shoulder | B15 | 1203 | 2800 | 0 | 55.06 | 57.37 | 7 | 0
2015 | MISO_W_2_NE | MISO_W | NE | Internal | Summer | B1 | 10 | 2800 | 0 | 91.38 | 91.38 | 7 | 0
2015 | MISO_W_2_NE | MISO_W | NE | Internal | Summer | B2 | 25 | 2800 | 0 | 88.73 | 91.38 | 7 | 0
2015 | MISO_W_2_NE | MISO_W | NE | Internal | Summer | B3 | 75 | 2800 | 0 | 88.73 | 90.43 | 7 | 0
2015 | MISO_W_2_NE | MISO_W | NE | Internal | Summer | B4 | 100 | 2800 | 0 | 84.87 | 86.63 | 7 | 0
2015 | MISO_W_2_NE | MISO_W | NE | Internal | Summer | B5 | 200 | 2800 | 0 | 74.18 | 81.17 | 7 | 0
2015 | MISO_W_2_NE | MISO_W | NE | Internal | Summer | B6 | 300 | 2800 | 0 | 62.32 | 62.32 | 7 | 0
2015 | MISO_W_2_NE | MISO_W | NE | Internal | Summer | B7 | 400 | 2800 | 0 | 55.71 | 60.04 | 7 | 0
2015 | MISO_W_2_NE | MISO_W | NE | Internal | Summer | B8 | 500 | 2800 | 0 | 54.12 | 58.69 | 7 | 0
2015 | MISO_W_2_NE | MISO_W | NE | Internal | Summer | B9 | 800 | 2800 | 0 | 53.22 | 56.1 | 7 | 0
2015 | MISO_W_2_NE | MISO_W | NE | Internal | Summer | B10 | 1262 | 2800 | 0 | 52.46 | 53.97 | 7 | 0
2015 | MISO_W_2_NE | MISO_W | NE | Internal | Winter | B16 | 25 | 2800 | 0 | 74.97 | 72.86 | 7 | 0
2015 | MISO_W_2_NE | MISO_W | NE | Internal | Winter | B17 | 100 | 2800 | 0 | 66.21 | 61.98 | 7 | 0
2015 | MISO_W_2_NE | MISO_W | NE | Internal | Winter | B18 | 400 | 2800 | 0 | 58.56 | 59.85 | 7 | 0
2015 | MISO_W_2_NE | MISO_W | NE | Internal | Winter | B19 | 700 | 2800 | 0 | 56.51 | 59.83 | 7 | 0
2015 | MISO_W_2_NE | MISO_W | NE | Internal | Winter | B20 | 935 | 2800 | 0 | 54.45 | 55.44 | 7 | 0
2015 | MISO_W_2_PJM_ROR | MISO_W | PJM_ROR | Internal | Shoulder | B11 | 25 | 773 | 0 | 76.04 | 72.89 | 2 | 0
2015 | MISO_W_2_PJM_ROR | MISO_W | PJM_ROR | Internal | Shoulder | B12 | 200 | 773 | 0 | 64.47 | 63.64 | 2 | 0
2015 | MISO_W_2_PJM_ROR | MISO_W | PJM_ROR | Internal | Shoulder | B13 | 600 | 773 | 0 | 57.64 | 59.01 | 2 | 0
2015 | MISO_W_2_PJM_ROR | MISO_W | PJM_ROR | Internal | Shoulder | B14 | 900 | 773 | 773 | 55.77 | 57.78 | 2 | 0.01
2015 | MISO_W_2_PJM_ROR | MISO_W | PJM_ROR | Internal | Shoulder | B15 | 1203 | 773 | 0 | 55.06 | 54.43 | 2 | 0
2015 | MISO_W_2_PJM_ROR | MISO_W | PJM_ROR | Internal | Summer | B1 | 10 | 773 | 189.65 | 91.38 | 93.38 | 2 | 0
2015 | MISO_W_2_PJM_ROR | MISO_W | PJM_ROR | Internal | Summer | B2 | 25 | 773 | 0 | 88.73 | 89.51 | 2 | 0
2015 | MISO_W_2_PJM_ROR | MISO_W | PJM_ROR | Internal | Summer | B3 | 75 | 773 | 0 | 88.73 | 89.51 | 2 | 0
2015 | MISO_W_2_PJM_ROR | MISO_W | PJM_ROR | Internal | Summer | B4 | 100 | 773 | 0 | 84.87 | 82.87 | 2 | 0
2015 | MISO_W_2_PJM_ROR | MISO_W | PJM_ROR | Internal | Summer | B5 | 200 | 773 | 0 | 74.18 | 72.24 | 2 | 0
2015 | MISO_W_2_PJM_ROR | MISO_W | PJM_ROR | Internal | Summer | B6 | 300 | 773 | 0 | 62.32 | 63.07 | 2 | 0
2015 | MISO_W_2_PJM_ROR | MISO_W | PJM_ROR | Internal | Summer | B7 | 400 | 773 | 0 | 55.71 | 57.27 | 2 | 0
2015 | MISO_W_2_PJM_ROR | MISO_W | PJM_ROR | Internal | Summer | B8 | 500 | 773 | 0 | 54.12 | 55.18 | 2 | 0
2015 | MISO_W_2_PJM_ROR | MISO_W | PJM_ROR | Internal | Summer | B9 | 800 | 773 | 0 | 53.22 | 53.66 | 2 | 0
2015 | MISO_W_2_PJM_ROR | MISO_W | PJM_ROR | Internal | Summer | B10 | 1262 | 773 | 0 | 52.46 | 52.4 | 2 | 0
2015 | MISO_W_2_PJM_ROR | MISO_W | PJM_ROR | Internal | Winter | B16 | 25 | 773 | 773 | 74.97 | 76.99 | 2 | 0.01
2015 | MISO_W_2_PJM_ROR | MISO_W | PJM_ROR | Internal | Winter | B17 | 100 | 773 | 773 | 66.21 | 68.25 | 2 | 0.04
2015 | MISO_W_2_PJM_ROR | MISO_W | PJM_ROR | Internal | Winter | B18 | 400 | 773 | 773 | 58.56 | 60.57 | 2 | 0.01
2015 | MISO_W_2_PJM_ROR | MISO_W | PJM_ROR | Internal | Winter | B19 | 700 | 773 | 0 | 56.51 | 58.5 | 2 | 0
2015 | MISO_W_2_PJM_ROR | MISO_W | PJM_ROR | Internal | Winter | B20 | 935 | 773 | 0 | 54.45 | 54.55 | 2 | 0
2015 | MISO_W_2_SPP_N | MISO_W | SPP_N | Internal | Shoulder | B11 | 25 | 3200 | 487.82 | 76.04 | 83.04 | 7 | 0
2015 | MISO_W_2_SPP_N | MISO_W | SPP_N | Internal | Shoulder | B12 | 200 | 3200 | 0 | 64.47 | 60.03 | 7 | 0
2015 | MISO_W_2_SPP_N | MISO_W | SPP_N | Internal | Shoulder | B13 | 600 | 3200 | 0 | 57.64 | 59.43 | 7 | 0
2015 | MISO_W_2_SPP_N | MISO_W | SPP_N | Internal | Shoulder | B14 | 900 | 3200 | 0 | 55.77 | 57.38 | 7 | 0
2015 | MISO_W_2_SPP_N | MISO_W | SPP_N | Internal | Shoulder | B15 | 1203 | 3200 | 0 | 55.06 | 57.38 | 7 | 0
2015 | MISO_W_2_SPP_N | MISO_W | SPP_N | Internal | Summer | B1 | 10 | 3200 | 0 | 91.38 | 92.6 | 7 | 0
2015 | MISO_W_2_SPP_N | MISO_W | SPP_N | Internal | Summer | B2 | 25 | 3200 | 0 | 88.73 | 91.39 | 7 | 0
2015 | MISO_W_2_SPP_N | MISO_W | SPP_N | Internal | Summer | B3 | 75 | 3200 | 0 | 88.73 | 90.44 | 7 | 0
2015 | MISO_W_2_SPP_N | MISO_W | SPP_N | Internal | Summer | B4 | 100 | 3200 | 0 | 84.87 | 86.65 | 7 | 0
2015 | MISO_W_2_SPP_N | MISO_W | SPP_N | Internal | Summer | B5 | 200 | 3200 | 1158.65 | 74.18 | 81.18 | 7 | 0
2015 | MISO_W_2_SPP_N | MISO_W | SPP_N | Internal | Summer | B6 | 300 | 3200 | 1130.55 | 62.32 | 69.32 | 7 | 0
2015 | MISO_W_2_SPP_N | MISO_W | SPP_N | Internal | Summer | B7 | 400 | 3200 | 944.34 | 55.71 | 62.71 | 7 | 0
2015 | MISO_W_2_SPP_N | MISO_W | SPP_N | Internal | Summer | B8 | 500 | 3200 | 0 | 54.12 | 58.7 | 7 | 0
2015 | MISO_W_2_SPP_N | MISO_W | SPP_N | Internal | Summer | B9 | 800 | 3200 | 0 | 53.22 | 56.11 | 7 | 0
2015 | MISO_W_2_SPP_N | MISO_W | SPP_N | Internal | Summer | B10 | 1262 | 3200 | 0 | 52.46 | 54.58 | 7 | 0
2015 | MISO_W_2_SPP_N | MISO_W | SPP_N | Internal | Winter | B16 | 25 | 3200 | 0 | 74.97 | 72.88 | 7 | 0
2015 | MISO_W_2_SPP_N | MISO_W | SPP_N | Internal | Winter | B17 | 100 | 3200 | 0 | 66.21 | 62 | 7 | 0
2015 | MISO_W_2_SPP_N | MISO_W | SPP_N | Internal | Winter | B18 | 400 | 3200 | 0 | 58.56 | 59.86 | 7 | 0
2015 | MISO_W_2_SPP_N | MISO_W | SPP_N | Internal | Winter | B19 | 700 | 3200 | 0 | 56.51 | 59.84 | 7 | 0
2015 | MISO_W_2_SPP_N | MISO_W | SPP_N | Internal | Winter | B20 | 935 | 3200 | 0 | 54.45 | 56.69 | 7 | 0
2015 | MISO_WUMS_2_MISO_MI | MISO_WUMS | MISO_MI | Internal | Shoulder | B11 | 25 | 1422 | 1422 | 62.04 | 74.89 | 0.01 | 12.84
2015 | MISO_WUMS_2_MISO_MI | MISO_WUMS | MISO_MI | Internal | Shoulder | B12 | 200 | 1422 | 1422 | 61.64 | 64.5 | 0.01 | 2.85
2015 | MISO_WUMS_2_MISO_MI | MISO_WUMS | MISO_MI | Internal | Shoulder | B13 | 600 | 1422 | 1422 | 57.01 | 57.68 | 0.01 | 0.66
2015 | MISO_WUMS_2_MISO_MI | MISO_WUMS | MISO_MI | Internal | Shoulder | B14 | 900 | 1422 | 1422 | 55.73 | 55.81 | 0.01 | 0.06
2015 | MISO_WUMS_2_MISO_MI | MISO_WUMS | MISO_MI | Internal | Shoulder | B15 | 1203 | 1422 | 1422 | 54.07 | 55.03 | 0.01 | 0.95
2015 | MISO_WUMS_2_MISO_MI | MISO_WUMS | MISO_MI | Internal | Summer | B1 | 10 | 1422 | 1397.5 | 91.38 | 91.39 | 0.01 | 0
2015 | MISO_WUMS_2_MISO_MI | MISO_WUMS | MISO_MI | Internal | Summer | B2 | 25 | 1422 | 1422 | 87.51 | 88.74 | 0.01 | 1.21
2015 | MISO_WUMS_2_MISO_MI | MISO_WUMS | MISO_MI | Internal | Summer | B3 | 75 | 1422 | 710.27 | 87.5 | 87.51 | 0.01 | 0
2015 | MISO_WUMS_2_MISO_MI | MISO_WUMS | MISO_MI | Internal | Summer | B4 | 100 | 1422 | 1422 | 70.71 | 84.86 | 0.01 | 14.13
2015 | MISO_WUMS_2_MISO_MI | MISO_WUMS | MISO_MI | Internal | Summer | B5 | 200 | 1422 | 1422 | 62.54 | 72.37 | 0.01 | 9.81
2015 | MISO_WUMS_2_MISO_MI | MISO_WUMS | MISO_MI | Internal | Summer | B6 | 300 | 1422 | 1422 | 61.07 | 62.31 | 0.01 | 1.23
2015 | MISO_WUMS_2_MISO_MI | MISO_WUMS | MISO_MI | Internal | Summer | B7 | 400 | 1422 | 1422 | 55.27 | 55.75 | 0.01 | 0.47
2015 | MISO_WUMS_2_MISO_MI | MISO_WUMS | MISO_MI | Internal | Summer | B8 | 500 | 1422 | 1422 | 53.18 | 54.16 | 0.01 | 0.97
2015 | MISO_WUMS_2_MISO_MI | MISO_WUMS | MISO_MI | Internal | Summer | B9 | 800 | 1422 | 1422 | 52.91 | 53.25 | 0.01 | 0.33
2015 | MISO_WUMS_2_MISO_MI | MISO_WUMS | MISO_MI | Internal | Summer | B10 | 1262 | 1422 | 1422 | 52.45 | 52.49 | 0.01 | 0.04
2015 | MISO_WUMS_2_MISO_MI | MISO_WUMS | MISO_MI | Internal | Winter | B16 | 25 | 1422 | 1422 | 74.96 | 74.99 | 0.01 | 0.01
2015 | MISO_WUMS_2_MISO_MI | MISO_WUMS | MISO_MI | Internal | Winter | B17 | 100 | 1422 | 1422 | 66.2 | 66.25 | 0.01 | 0.04
2015 | MISO_WUMS_2_MISO_MI | MISO_WUMS | MISO_MI | Internal | Winter | B18 | 400 | 1422 | 895.89 | 58.57 | 58.58 | 0.01 | 0
2015 | MISO_WUMS_2_MISO_MI | MISO_WUMS | MISO_MI | Internal | Winter | B19 | 700 | 1422 | 944.01 | 56.5 | 56.51 | 0.01 | 0
2015 | MISO_WUMS_2_MISO_MI | MISO_WUMS | MISO_MI | Internal | Winter | B20 | 935 | 1422 | 1020.67 | 54.45 | 54.46 | 0.01 | 0
2015 | MISO_WUMS_2_MISO_W | MISO_WUMS | MISO_W | Internal | Shoulder | B11 | 25 | 1240 | 1240 | 62.04 | 76.04 | 0.01 | 13.99
2015 | MISO_WUMS_2_MISO_W | MISO_WUMS | MISO_W | Internal | Shoulder | B12 | 200 | 1240 | 1240 | 61.64 | 64.47 | 0.01 | 2.81
2015 | MISO_WUMS_2_MISO_W | MISO_WUMS | MISO_W | Internal | Shoulder | B13 | 600 | 1240 | 1240 | 57.01 | 57.64 | 0.01 | 0.62
2015 | MISO_WUMS_2_MISO_W | MISO_WUMS | MISO_W | Internal | Shoulder | B14 | 900 | 1240 | 1240 | 55.73 | 55.77 | 0.01 | 0.03
2015 | MISO_WUMS_2_MISO_W | MISO_WUMS | MISO_W | Internal | Shoulder | B15 | 1203 | 1240 | 1240 | 54.07 | 55.06 | 0.01 | 0.98
2015 | MISO_WUMS_2_MISO_W | MISO_WUMS | MISO_W | Internal | Summer | B1 | 10 | 1240 | 0 | 91.38 | 91.38 | 0.01 | 0
2015 | MISO_WUMS_2_MISO_W | MISO_WUMS | MISO_W | Internal | Summer | B2 | 25 | 1240 | 1240 | 87.51 | 88.73 | 0.01 | 1.2
2015 | MISO_WUMS_2_MISO_W | MISO_WUMS | MISO_W | Internal | Summer | B3 | 75 | 1240 | 1240 | 87.5 | 88.73 | 0.01 | 1.21
2015 | MISO_WUMS_2_MISO_W | MISO_WUMS | MISO_W | Internal | Summer | B4 | 100 | 1240 | 1240 | 70.71 | 84.87 | 0.01 | 14.14
2015 | MISO_WUMS_2_MISO_W | MISO_WUMS | MISO_W | Internal | Summer | B5 | 200 | 1240 | 1240 | 62.54 | 74.18 | 0.01 | 11.63
2015 | MISO_WUMS_2_MISO_W | MISO_WUMS | MISO_W | Internal | Summer | B6 | 300 | 1240 | 1240 | 61.07 | 62.32 | 0.01 | 1.24
2015 | MISO_WUMS_2_MISO_W | MISO_WUMS | MISO_W | Internal | Summer | B7 | 400 | 1240 | 1240 | 55.27 | 55.71 | 0.01 | 0.43
2015 | MISO_WUMS_2_MISO_W | MISO_WUMS | MISO_W | Internal | Summer | B8 | 500 | 1240 | 1240 | 53.18 | 54.12 | 0.01 | 0.93
2015 | MISO_WUMS_2_MISO_W | MISO_WUMS | MISO_W | Internal | Summer | B9 | 800 | 1240 | 1240 | 52.91 | 53.22 | 0.01 | 0.3
2015 | MISO_WUMS_2_MISO_W | MISO_WUMS | MISO_W | Internal | Summer | B10 | 1262 | 1240 | 786.87 | 52.45 | 52.46 | 0.01 | 0
2015 | MISO_WUMS_2_MISO_W | MISO_WUMS | MISO_W | Internal | Winter | B16 | 25 | 1240 | 446.56 | 74.96 | 74.97 | 0.01 | 0
2015 | MISO_WUMS_2_MISO_W | MISO_WUMS | MISO_W | Internal | Winter | B17 | 100 | 1240 | 624.19 | 66.2 | 66.21 | 0.01 | 0
2015 | MISO_WUMS_2_MISO_W | MISO_WUMS | MISO_W | Internal | Winter | B18 | 400 | 1240 | 0 | 58.57 | 58.56 | 0.01 | 0
2015 | MISO_WUMS_2_MISO_W | MISO_WUMS | MISO_W | Internal | Winter | B19 | 700 | 1240 | 495.49 | 56.5 | 56.51 | 0.01 | 0
2015 | MISO_WUMS_2_MISO_W | MISO_WUMS | MISO_W | Internal | Winter | B20 | 935 | 1240 | 0 | 54.45 | 54.45 | 0.01 | 0
2015 | MISO_WUMS_2_PJM_ROR | MISO_WUMS | PJM_ROR | Internal | Shoulder | B11 | 25 | 1600 | 1600 | 62.04 | 72.89 | 2 | 8.85
2015 | MISO_WUMS_2_PJM_ROR | MISO_WUMS | PJM_ROR | Internal | Shoulder | B12 | 200 | 1600 | 1597.06 | 61.64 | 63.64 | 2 | 0
2015 | MISO_WUMS_2_PJM_ROR | MISO_WUMS | PJM_ROR | Internal | Shoulder | B13 | 600 | 1600 | 1341.56 | 57.01 | 59.01 | 2 | 0
2015 | MISO_WUMS_2_PJM_ROR | MISO_WUMS | PJM_ROR | Internal | Shoulder | B14 | 900 | 1600 | 1600 | 55.73 | 57.78 | 2 | 0.05
2015 | MISO_WUMS_2_PJM_ROR | MISO_WUMS | PJM_ROR | Internal | Shoulder | B15 | 1203 | 1600 | 0 | 54.07 | 54.43 | 2 | 0
2015 | MISO_WUMS_2_PJM_ROR | MISO_WUMS | PJM_ROR | Internal | Summer | B1 | 10 | 1600 | 1547.82 | 91.38 | 93.38 | 2 | 0
2015 | MISO_WUMS_2_PJM_ROR | MISO_WUMS | PJM_ROR | Internal | Summer | B2 | 25 | 1600 | 335.81 | 87.51 | 89.51 | 2 | 0
2015 | MISO_WUMS_2_PJM_ROR | MISO_WUMS | PJM_ROR | Internal | Summer | B3 | 75 | 1600 | 1600 | 87.5 | 89.51 | 2 | 0.01
2015 | MISO_WUMS_2_PJM_ROR | MISO_WUMS | PJM_ROR | Internal | Summer | B4 | 100 | 1600 | 1600 | 70.71 | 82.87 | 2 | 10.16
2015 | MISO_WUMS_2_PJM_ROR | MISO_WUMS | PJM_ROR | Internal | Summer | B5 | 200 | 1600 | 1600 | 62.54 | 72.24 | 2 | 7.7
2015 | MISO_WUMS_2_PJM_ROR | MISO_WUMS | PJM_ROR | Internal | Summer | B6 | 300 | 1600 | 1424.12 | 61.07 | 63.07 | 2 | 0
2015 | MISO_WUMS_2_PJM_ROR | MISO_WUMS | PJM_ROR | Internal | Summer | B7 | 400 | 1600 | 596.82 | 55.27 | 57.27 | 2 | 0
2015 | MISO_WUMS_2_PJM_ROR | MISO_WUMS | PJM_ROR | Internal | Summer | B8 | 500 | 1600 | 189.46 | 53.18 | 55.18 | 2 | 0
2015 | MISO_WUMS_2_PJM_ROR | MISO_WUMS | PJM_ROR | Internal | Summer | B9 | 800 | 1600 | 0 | 52.91 | 53.66 | 2 | 0
2015 | MISO_WUMS_2_PJM_ROR | MISO_WUMS | PJM_ROR | Internal | Summer | B10 | 1262 | 1600 | 0 | 52.45 | 52.4 | 2 | 0
2015 | MISO_WUMS_2_PJM_ROR | MISO_WUMS | PJM_ROR | Internal | Winter | B16 | 25 | 1600 | 1600 | 74.96 | 76.99 | 2 | 0.02
2015 | MISO_WUMS_2_PJM_ROR | MISO_WUMS | PJM_ROR | Internal | Winter | B17 | 100 | 1600 | 1600 | 66.2 | 68.25 | 2 | 0.05
2015 | MISO_WUMS_2_PJM_ROR | MISO_WUMS | PJM_ROR | Internal | Winter | B18 | 400 | 1600 | 1379.97 | 58.57 | 60.57 | 2 | 0
2015 | MISO_WUMS_2_PJM_ROR | MISO_WUMS | PJM_ROR | Internal | Winter | B19 | 700 | 1600 | 962.72 | 56.5 | 58.5 | 2 | 0
2015 | MISO_WUMS_2_PJM_ROR | MISO_WUMS | PJM_ROR | Internal | Winter | B20 | 935 | 1600 | 0 | 54.45 | 54.55 | 2 | 0
2015 | NE_2_MISO_W | NE | MISO_W | Internal | Shoulder | B11 | 25 | 1600 | 0 | 82.15 | 76.04 | 5 | 0
2015 | NE_2_MISO_W | NE | MISO_W | Internal | Shoulder | B12 | 200 | 1600 | 0 | 60.02 | 64.47 | 5 | 0
2015 | NE_2_MISO_W | NE | MISO_W | Internal | Shoulder | B13 | 600 | 1600 | 0 | 59.41 | 57.64 | 5 | 0
2015 | NE_2_MISO_W | NE | MISO_W | Internal | Shoulder | B14 | 900 | 1600 | 0 | 57.37 | 55.77 | 5 | 0
2015 | NE_2_MISO_W | NE | MISO_W | Internal | Shoulder | B15 | 1203 | 1600 | 0 | 57.37 | 55.06 | 5 | 0
2015 | NE_2_MISO_W | NE | MISO_W | Internal | Summer | B1 | 10 | 1600 | 0 | 91.38 | 91.38 | 5 | 0
2015 | NE_2_MISO_W | NE | MISO_W | Internal | Summer | B2 | 25 | 1600 | 0 | 91.38 | 88.73 | 5 | 0
2015 | NE_2_MISO_W | NE | MISO_W | Internal | Summer | B3 | 75 | 1600 | 0 | 90.43 | 88.73 | 5 | 0
2015 | NE_2_MISO_W | NE | MISO_W | Internal | Summer | B4 | 100 | 1600 | 0 | 86.63 | 84.87 | 5 | 0
2015 | NE_2_MISO_W | NE | MISO_W | Internal | Summer | B5 | 200 | 1600 | 0 | 81.17 | 74.18 | 5 | 0
2015 | NE_2_MISO_W | NE | MISO_W | Internal | Summer | B6 | 300 | 1600 | 0 | 62.32 | 62.32 | 5 | 0
2015 | NE_2_MISO_W | NE | MISO_W | Internal | Summer | B7 | 400 | 1600 | 0 | 60.04 | 55.71 | 5 | 0
2015 | NE_2_MISO_W | NE | MISO_W | Internal | Summer | B8 | 500 | 1600 | 0 | 58.69 | 54.12 | 5 | 0
2015 | NE_2_MISO_W | NE | MISO_W | Internal | Summer | B9 | 800 | 1600 | 0 | 56.1 | 53.22 | 5 | 0
2015 | NE_2_MISO_W | NE | MISO_W | Internal | Summer | B10 | 1262 | 1600 | 0 | 53.97 | 52.46 | 5 | 0
2015 | NE_2_MISO_W | NE | MISO_W | Internal | Winter | B16 | 25 | 1600 | 0 | 72.86 | 74.97 | 5 | 0
2015 | NE_2_MISO_W | NE | MISO_W | Internal | Winter | B17 | 100 | 1600 | 0 | 61.98 | 66.21 | 5 | 0
2015 | NE_2_MISO_W | NE | MISO_W | Internal | Winter | B18 | 400 | 1600 | 0 | 59.85 | 58.56 | 5 | 0
2015 | NE_2_MISO_W | NE | MISO_W | Internal | Winter | B19 | 700 | 1600 | 0 | 59.83 | 56.51 | 5 | 0
2015 | NE_2_MISO_W | NE | MISO_W | Internal | Winter | B20 | 935 | 1600 | 0 | 55.44 | 54.45 | 5 | 0
2015 | NE_2_SPP_N | NE | SPP_N | Internal | Shoulder | B11 | 25 | 1802 | 1802 | 82.15 | 83.04 | 0.01 | 0.88
2015 | NE_2_SPP_N | NE | SPP_N | Internal | Shoulder | B12 | 200 | 1802 | 460.64 | 60.02 | 60.03 | 0.01 | 0
2015 | NE_2_SPP_N | NE | SPP_N | Internal | Shoulder | B13 | 600 | 1802 | 602.93 | 59.41 | 59.43 | 0.01 | 0
2015 | NE_2_SPP_N | NE | SPP_N | Internal | Shoulder | B14 | 900 | 1802 | 779.98 | 57.37 | 57.38 | 0.01 | 0
2015 | NE_2_SPP_N | NE | SPP_N | Internal | Shoulder | B15 | 1203 | 1802 | 1264.21 | 57.37 | 57.38 | 0.01 | 0
2015 | NE_2_SPP_N | NE | SPP_N | Internal | Summer | B1 | 10 | 1802 | 1802 | 91.38 | 92.6 | 0.01 | 1.2
2015 | NE_2_SPP_N | NE | SPP_N | Internal | Summer | B2 | 25 | 1802 | 1775.54 | 91.38 | 91.39 | 0.01 | 0
2015 | NE_2_SPP_N | NE | SPP_N | Internal | Summer | B3 | 75 | 1802 | 1515.08 | 90.43 | 90.44 | 0.01 | 0
2015 | NE_2_SPP_N | NE | SPP_N | Internal | Summer | B4 | 100 | 1802 | 1391.79 | 86.63 | 86.65 | 0.01 | 0
2015 | NE_2_SPP_N | NE | SPP_N | Internal | Summer | B5 | 200 | 1802 | 1636.1 | 81.17 | 81.18 | 0.01 | 0
2015 | NE_2_SPP_N | NE | SPP_N | Internal | Summer | B6 | 300 | 1802 | 1802 | 62.32 | 69.32 | 0.01 | 6.99
2015 | NE_2_SPP_N | NE | SPP_N | Internal | Summer | B7 | 400 | 1802 | 1802 | 60.04 | 62.71 | 0.01 | 2.66
2015 | NE_2_SPP_N | NE | SPP_N | Internal | Summer | B8 | 500 | 1802 | 1573.36 | 58.69 | 58.7 | 0.01 | 0
2015 | NE_2_SPP_N | NE | SPP_N | Internal | Summer | B9 | 800 | 1802 | 1499.68 | 56.1 | 56.11 | 0.01 | 0
2015 | NE_2_SPP_N | NE | SPP_N | Internal | Summer | B10 | 1262 | 1802 | 1802 | 53.97 | 54.58 | 0.01 | 0.6
2015 | NE_2_SPP_N | NE | SPP_N | Internal | Winter | B16 | 25 | 1802 | 1500.84 | 72.86 | 72.88 | 0.01 | 0
2015 | NE_2_SPP_N | NE | SPP_N | Internal | Winter | B17 | 100 | 1802 | 1220.75 | 61.98 | 62 | 0.01 | 0
2015 | NE_2_SPP_N | NE | SPP_N | Internal | Winter | B18 | 400 | 1802 | 1615.39 | 59.85 | 59.86 | 0.01 | 0
2015 | NE_2_SPP_N | NE | SPP_N | Internal | Winter | B19 | 700 | 1802 | 1646.37 | 59.83 | 59.84 | 0.01 | 0
2015 | NE_2_SPP_N | NE | SPP_N | Internal | Winter | B20 | 935 | 1802 | 1802 | 55.44 | 56.69 | 0.01 | 1.24
2015 | NEISO_2_NYISO_A-F | NEISO | NYISO_A-F | Internal | Shoulder | B11 | 25 | 600 | 600 | 55.82 | 60.53 | 3 | 1.71
2015 | NEISO_2_NYISO_A-F | NEISO | NYISO_A-F | Internal | Shoulder | B12 | 200 | 600 | 0 | 55.82 | 58.81 | 3 | 0
2015 | NEISO_2_NYISO_A-F | NEISO | NYISO_A-F | Internal | Shoulder | B13 | 600 | 600 | 0 | 55.82 | 58.8 | 3 | 0
2015 | NEISO_2_NYISO_A-F | NEISO | NYISO_A-F | Internal | Shoulder | B14 | 900 | 600 | 0 | 55.82 | 57.7 | 3 | 0
2015 | NEISO_2_NYISO_A-F | NEISO | NYISO_A-F | Internal | Shoulder | B15 | 1203 | 600 | 0 | 55.82 | 57.7 | 3 | 0
2015 | NEISO_2_NYISO_A-F | NEISO | NYISO_A-F | Internal | Summer | B1 | 10 | 600 | 0 | 88.39 | 85.39 | 3 | 0
2015 | NEISO_2_NYISO_A-F | NEISO | NYISO_A-F | Internal | Summer | B2 | 25 | 600 | 0 | 84.51 | 81.51 | 3 | 0
2015 | NEISO_2_NYISO_A-F | NEISO | NYISO_A-F | Internal | Summer | B3 | 75 | 600 | 178.18 | 73.74 | 76.74 | 3 | 0
2015 | NEISO_2_NYISO_A-F | NEISO | NYISO_A-F | Internal | Summer | B4 | 100 | 600 | 575.66 | 71.88 | 74.88 | 3 | 0
2015 | NEISO_2_NYISO_A-F | NEISO | NYISO_A-F | Internal | Summer | B5 | 200 | 600 | 600 | 58.47 | 64.25 | 3 | 2.78
2015 | NEISO_2_NYISO_A-F | NEISO | NYISO_A-F | Internal | Summer | B6 | 300 | 600 | 600 | 53.13 | 57.84 | 3 | 1.71
2015 | NEISO_2_NYISO_A-F | NEISO | NYISO_A-F | Internal | Summer | B7 | 400 | 600 | 600 | 53.13 | 57.46 | 3 | 1.33
2015 | NEISO_2_NYISO_A-F | NEISO | NYISO_A-F | Internal | Summer | B8 | 500 | 600 | 0 | 53.13 | 56.12 | 3 | 0
2015 | NEISO_2_NYISO_A-F | NEISO | NYISO_A-F | Internal | Summer | B9 | 800 | 600 | 0 | 53.13 | 56.1 | 3 | 0
2015 | NEISO_2_NYISO_A-F | NEISO | NYISO_A-F | Internal | Summer | B10 | 1262 | 600 | 0 | 53.13 | 56.1 | 3 | 0
2015 | NEISO_2_NYISO_A-F | NEISO | NYISO_A-F | Internal | Winter | B16 | 25 | 600 | 600 | 64.22 | 67.64 | 3 | 0.43
2015 | NEISO_2_NYISO_A-F | NEISO | NYISO_A-F | Internal | Winter | B17 | 100 | 600 | 0 | 64.22 | 61.59 | 3 | 0
2015 | NEISO_2_NYISO_A-F | NEISO | NYISO_A-F | Internal | Winter | B18 | 400 | 600 | 0 | 64.22 | 61.59 | 3 | 0
2015 | NEISO_2_NYISO_A-F | NEISO | NYISO_A-F | Internal | Winter | B19 | 700 | 600 | 0 | 64.22 | 61.59 | 3 | 0
2015 | NEISO_2_NYISO_A-F | NEISO | NYISO_A-F | Internal | Winter | B20 | 935 | 600 | 0 | 64.22 | 61.59 | 3 | 0
2015 | NEISO_2_NYISO_G-I | NEISO | NYISO_G-I | Internal | Shoulder | B11 | 25 | 600 | 600 | 55.82 | 60.55 | 3 | 1.72
2015 | NEISO_2_NYISO_G-I | NEISO | NYISO_G-I | Internal | Shoulder | B12 | 200 | 600 | 207.42 | 55.82 | 58.82 | 3 | 0
2015 | NEISO_2_NYISO_G-I | NEISO | NYISO_G-I | Internal | Shoulder | B13 | 600 | 600 | 0 | 55.82 | 58.81 | 3 | 0
2015 | NEISO_2_NYISO_G-I | NEISO | NYISO_G-I | Internal | Shoulder | B14 | 900 | 600 | 0 | 55.82 | 57.71 | 3 | 0
2015 | NEISO_2_NYISO_G-I | NEISO | NYISO_G-I | Internal | Shoulder | B15 | 1203 | 600 | 0 | 55.82 | 57.71 | 3 | 0
2015 | NEISO_2_NYISO_G-I | NEISO | NYISO_G-I | Internal | Summer | B1 | 10 | 600 | 0 | 88.39 | 85.4 | 3 | 0
2015 | NEISO_2_NYISO_G-I | NEISO | NYISO_G-I | Internal | Summer | B2 | 25 | 600 | 0 | 84.51 | 81.53 | 3 | 0
2015 | NEISO_2_NYISO_G-I | NEISO | NYISO_G-I | Internal | Summer | B3 | 75 | 600 | 600 | 73.74 | 76.75 | 3 | 0.01
2015 | NEISO_2_NYISO_G-I | NEISO | NYISO_G-I | Internal | Summer | B4 | 100 | 600 | 600 | 71.88 | 74.89 | 3 | 0.01
2015 | NEISO_2_NYISO_G-I | NEISO | NYISO_G-I | Internal | Summer | B5 | 200 | 600 | 600 | 58.47 | 64.26 | 3 | 2.79
2015 | NEISO_2_NYISO_G-I | NEISO | NYISO_G-I | Internal | Summer | B6 | 300 | 600 | 600 | 53.13 | 57.85 | 3 | 1.72
2015 | NEISO_2_NYISO_G-I | NEISO | NYISO_G-I | Internal | Summer | B7 | 400 | 600 | 600 | 53.13 | 57.47 | 3 | 1.35
2015 | NEISO_2_NYISO_G-I | NEISO | NYISO_G-I | Internal | Summer | B8 | 500 | 600 | 235.38 | 53.13 | 56.13 | 3 | 0
2015 | NEISO_2_NYISO_G-I | NEISO | NYISO_G-I | Internal | Summer | B9 | 800 | 600 | 0 | 53.13 | 56.12 | 3 | 0
2015 | NEISO_2_NYISO_G-I | NEISO | NYISO_G-I | Internal | Summer | B10 | 1262 | 600 | 0 | 53.13 | 56.12 | 3 | 0
2015 | NEISO_2_NYISO_G-I | NEISO | NYISO_G-I | Internal | Winter | B16 | 25 | 600 | 600 | 64.22 | 68.99 | 3 | 1.77
2015 | NEISO_2_NYISO_G-I | NEISO | NYISO_G-I | Internal | Winter | B17 | 100 | 600 | 0 | 64.22 | 64.83 | 3 | 0
2015 | NEISO_2_NYISO_G-I | NEISO | NYISO_G-I | Internal | Winter | B18 | 400 | 600 | 0 | 64.22 | 64.83 | 3 | 0
2015 | NEISO_2_NYISO_G-I | NEISO | NYISO_G-I | Internal | Winter | B19 | 700 | 600 | 0 | 64.22 | 64.83 | 3 | 0
2015 | NEISO_2_NYISO_G-I | NEISO | NYISO_G-I | Internal | Winter | B20 | 935 | 600 | 0 | 64.22 | 61.6 | 3 | 0
2015 | NEISO_2_NYISO_J-K | NEISO | NYISO_J-K | Internal | Shoulder | B11 | 25 | 777 | 777 | 55.82 | 60.56 | 3 | 1.73
2015 | NEISO_2_NYISO_J-K | NEISO | NYISO_J-K | Internal | Shoulder | B12 | 200 | 777 | 777 | 55.82 | 58.84 | 3 | 0.01
2015 | NEISO_2_NYISO_J-K | NEISO | NYISO_J-K | Internal | Shoulder | B13 | 600 | 777 | 176.17 | 55.82 | 58.82 | 3 | 0
2015 | NEISO_2_NYISO_J-K | NEISO | NYISO_J-K | Internal | Shoulder | B14 | 900 | 777 | 0 | 55.82 | 57.72 | 3 | 0
2015 | NEISO_2_NYISO_J-K | NEISO | NYISO_J-K | Internal | Shoulder | B15 | 1203 | 777 | 0 | 55.82 | 57.72 | 3 | 0
2015 | NEISO_2_NYISO_J-K | NEISO | NYISO_J-K | Internal | Summer | B1 | 10 | 777 | 0 | 88.39 | 85.42 | 3 | 0
2015 | NEISO_2_NYISO_J-K | NEISO | NYISO_J-K | Internal | Summer | B2 | 25 | 777 | 0 | 84.51 | 81.54 | 3 | 0
2015 | NEISO_2_NYISO_J-K | NEISO | NYISO_J-K | Internal | Summer | B3 | 75 | 777 | 777 | 73.74 | 76.77 | 3 | 0.02
2015 | NEISO_2_NYISO_J-K | NEISO | NYISO_J-K | Internal | Summer | B4 | 100 | 777 | 777 | 71.88 | 76.77 | 3 | 1.88
2015 | NEISO_2_NYISO_J-K | NEISO | NYISO_J-K | Internal | Summer | B5 | 200 | 777 | 777 | 58.47 | 76.77 | 3 | 15.3
2015 | NEISO_2_NYISO_J-K | NEISO | NYISO_J-K | Internal | Summer | B6 | 300 | 777 | 777 | 53.13 | 57.86 | 3 | 1.74
2015 | NEISO_2_NYISO_J-K | NEISO | NYISO_J-K | Internal | Summer | B7 | 400 | 777 | 777 | 53.13 | 57.49 | 3 | 1.36
2015 | NEISO_2_NYISO_J-K | NEISO | NYISO_J-K | Internal | Summer | B8 | 500 | 777 | 777 | 53.13 | 56.14 | 3 | 0.01
2015 | NEISO_2_NYISO_J-K | NEISO | NYISO_J-K | Internal | Summer | B9 | 800 | 777 | 142.94 | 53.13 | 56.13 | 3 | 0
2015 | NEISO_2_NYISO_J-K | NEISO | NYISO_J-K | Internal | Summer | B10 | 1262 | 777 | 71.09 | 53.13 | 56.13 | 3 | 0
2015 | NEISO_2_NYISO_J-K | NEISO | NYISO_J-K | Internal | Winter | B16 | 25 | 777 | 777 | 64.22 | 69 | 3 | 1.78
2015 | NEISO_2_NYISO_J-K | NEISO | NYISO_J-K | Internal | Winter | B17 | 100 | 777 | 4.11 | 64.22 | 67.22 | 3 | 0
2015 | NEISO_2_NYISO_J-K | NEISO | NYISO_J-K | Internal | Winter | B18 | 400 | 777 | 0 | 64.22 | 67.07 | 3 | 0
2015 | NEISO_2_NYISO_J-K | NEISO | NYISO_J-K | Internal | Winter | B19 | 700 | 777 | 0 | 64.22 | 67.07 | 3 | 0
2015 | NEISO_2_NYISO_J-K | NEISO | NYISO_J-K | Internal | Winter | B20 | 935 | 777 | 0 | 64.22 | 61.61 | 3 | 0
2015 | NonRTO_Midwest_2_TVA_Transmission | NonRTO_Midwest | TVA_Transmission | Internal | Shoulder | B11 | 25 | 2400 | 0 | 84.04 | 78.89 | 8 | 0
2015 | NonRTO_Midwest_2_TVA_Transmission | NonRTO_Midwest | TVA_Transmission | Internal | Shoulder | B12 | 200 | 2400 | 0 | 72.49 | 65.49 | 8 | 0
2015 | NonRTO_Midwest_2_TVA_Transmission | NonRTO_Midwest | TVA_Transmission | Internal | Shoulder | B13 | 600 | 2400 | 0 | 56.82 | 61.6 | 8 | 0
2015 | NonRTO_Midwest_2_TVA_Transmission | NonRTO_Midwest | TVA_Transmission | Internal | Shoulder | B14 | 900 | 2400 | 0 | 56.76 | 61.23 | 8 | 0
2015 | NonRTO_Midwest_2_TVA_Transmission | NonRTO_Midwest | TVA_Transmission | Internal | Shoulder | B15 | 1203 | 2400 | 0 | 55.21 | 60.34 | 8 | 0
2015 | NonRTO_Midwest_2_TVA_Transmission | NonRTO_Midwest | TVA_Transmission | Internal | Summer | B1 | 10 | 2400 | 0 | 96.27 | 99.38 | 8 | 0
2015 | NonRTO_Midwest_2_TVA_Transmission | NonRTO_Midwest | TVA_Transmission | Internal | Summer | B2 | 25 | 2400 | 0 | 96.27 | 96.74 | 8 | 0
2015 | NonRTO_Midwest_2_TVA_Transmission | NonRTO_Midwest | TVA_Transmission | Internal | Summer | B3 | 75 | 2400 | 0 | 96.27 | 95.51 | 8 | 0
2015 | NonRTO_Midwest_2_TVA_Transmission | NonRTO_Midwest | TVA_Transmission | Internal | Summer | B4 | 100 | 2400 | 0 | 92.87 | 88.87 | 8 | 0
2015 | NonRTO_Midwest_2_TVA_Transmission | NonRTO_Midwest | TVA_Transmission | Internal | Summer | B5 | 200 | 2400 | 0 | 82.16 | 77.76 | 8 | 0
2015 | NonRTO_Midwest_2_TVA_Transmission | NonRTO_Midwest | TVA_Transmission | Internal | Summer | B6 | 300 | 2400 | 0 | 56.82 | 62.64 | 8 | 0
2015 | NonRTO_Midwest_2_TVA_Transmission | NonRTO_Midwest | TVA_Transmission | Internal | Summer | B7 | 400 | 2400 | 0 | 56.76 | 60.8 | 8 | 0
2015 | NonRTO_Midwest_2_TVA_Transmission | NonRTO_Midwest | TVA_Transmission | Internal | Summer | B8 | 500 | 2400 | 0 | 56.53 | 59.63 | 8 | 0
2015 | NonRTO_Midwest_2_TVA_Transmission | NonRTO_Midwest | TVA_Transmission | Internal | Summer | B9 | 800 | 2400 | 0 | 54.91 | 58.69 | 8 | 0
2015 | NonRTO_Midwest_2_TVA_Transmission | NonRTO_Midwest | TVA_Transmission | Internal | Summer | B10 | 1262 | 2400 | 0 | 54.12 | 56.95 | 8 | 0
2015 | NonRTO_Midwest_2_TVA_Transmission | NonRTO_Midwest | TVA_Transmission | Internal | Winter | B16 | 25 | 2400 | 0 | 83 | 82.99 | 8 | 0
2015 | NonRTO_Midwest_2_TVA_Transmission | NonRTO_Midwest | TVA_Transmission | Internal | Winter | B17 | 100 | 2400 | 0 | 74.24 | 68.28 | 8 | 0
2015 | NonRTO_Midwest_2_TVA_Transmission | NonRTO_Midwest | TVA_Transmission | Internal | Winter | B18 | 400 | 2400 | 0 | 66.57 | 63.54 | 8 | 0
2015 | NonRTO_Midwest_2_TVA_Transmission | NonRTO_Midwest | TVA_Transmission | Internal | Winter | B19 | 700 | 2400 | 0 | 56.76 | 62.42 | 8 | 0
2015 | NonRTO_Midwest_2_TVA_Transmission | NonRTO_Midwest | TVA_Transmission | Internal | Winter | B20 | 935 | 2400 | 0 | 55.43 | 60.55 | 8 | 0
2015 | NYISO_A-F_2_IESO | NYISO_A-F | IESO | Internal | Shoulder | B11 | 25 | 1600 | 0 | 60.53 | 46.27 | 7 | 0
2015 | NYISO_A-F_2_IESO | NYISO_A-F | IESO | Internal | Shoulder | B12 | 200 | 1600 | 0 | 58.81 | 46.27 | 7 | 0
2015 | NYISO_A-F_2_IESO | NYISO_A-F | IESO | Internal | Shoulder | B13 | 600 | 1600 | 0 | 58.8 | 46.27 | 7 | 0
2015 | NYISO_A-F_2_IESO | NYISO_A-F | IESO | Internal | Shoulder | B14 | 900 | 1600 | 0 | 57.7 | 46.27 | 7 | 0
2015 | NYISO_A-F_2_IESO | NYISO_A-F | IESO | Internal | Shoulder | B15 | 1203 | 1600 | 0 | 57.7 | 46.27 | 7 | 0
2015 | NYISO_A-F_2_IESO | NYISO_A-F | IESO | Internal | Summer | B1 | 10 | 1600 | 0 | 85.39 | 78.39 | 7 | 0
2015 | NYISO_A-F_2_IESO | NYISO_A-F | IESO | Internal | Summer | B2 | 25 | 1600 | 0 | 81.51 | 74.51 | 7 | 0
2015 | NYISO_A-F_2_IESO | NYISO_A-F | IESO | Internal | Summer | B3 | 75 | 1600 | 0 | 76.74 | 48.29 | 7 | 0
2015 | NYISO_A-F_2_IESO | NYISO_A-F | IESO | Internal | Summer | B4 | 100 | 1600 | 0 | 74.88 | 48.29 | 7 | 0
2015 | NYISO_A-F_2_IESO | NYISO_A-F | IESO | Internal | Summer | B5 | 200 | 1600 | 0 | 64.25 | 48.29 | 7 | 0
2015 | NYISO_A-F_2_IESO | NYISO_A-F | IESO | Internal | Summer | B6 | 300 | 1600 | 0 | 57.84 | 48.29 | 7 | 0
2015 | NYISO_A-F_2_IESO | NYISO_A-F | IESO | Internal | Summer | B7 | 400 | 1600 | 0 | 57.46 | 45.46 | 7 | 0
2015 | NYISO_A-F_2_IESO | NYISO_A-F | IESO | Internal | Summer | B8 | 500 | 1600 | 0 | 56.12 | 45.46 | 7 | 0
2015 | NYISO_A-F_2_IESO | NYISO_A-F | IESO | Internal | Summer | B9 | 800 | 1600 | 0 | 56.1 | 45.46 | 7 | 0
2015 | NYISO_A-F_2_IESO | NYISO_A-F | IESO | Internal | Summer | B10 | 1262 | 1600 | 0 | 56.1 | 45.46 | 7 | 0
2015 | NYISO_A-F_2_IESO | NYISO_A-F | IESO | Internal | Winter | B16 | 25 | 1600 | 0 | 67.64 | 51.86 | 7 | 0
2015 | NYISO_A-F_2_IESO | NYISO_A-F | IESO | Internal | Winter | B17 | 100 | 1600 | 0 | 61.59 | 47.46 | 7 | 0
2015 | NYISO_A-F_2_IESO | NYISO_A-F | IESO | Internal | Winter | B18 | 400 | 1600 | 0 | 61.59 | 47.46 | 7 | 0
2015 | NYISO_A-F_2_IESO | NYISO_A-F | IESO | Internal | Winter | B19 | 700 | 1600 | 0 | 61.59 | 47.46 | 7 | 0
2015 | NYISO_A-F_2_IESO | NYISO_A-F | IESO | Internal | Winter | B20 | 935 | 1600 | 0 | 61.59 | 47.46 | 7 | 0
2015 | NYISO_A-F_2_NEISO | NYISO_A-F | NEISO | Internal | Shoulder | B11 | 25 | 600 | 0 | 60.53 | 55.82 | 3 | 0
2015 | NYISO_A-F_2_NEISO | NYISO_A-F | NEISO | Internal | Shoulder | B12 | 200 | 600 | 0 | 58.81 | 55.82 | 3 | 0
2015 | NYISO_A-F_2_NEISO | NYISO_A-F | NEISO | Internal | Shoulder | B13 | 600 | 600 | 0 | 58.8 | 55.82 | 3 | 0
2015 | NYISO_A-F_2_NEISO | NYISO_A-F | NEISO | Internal | Shoulder | B14 | 900 | 600 | 0 | 57.7 | 55.82 | 3 | 0
2015 | NYISO_A-F_2_NEISO | NYISO_A-F | NEISO | Internal | Shoulder | B15 | 1203 | 600 | 0 | 57.7 | 55.82 | 3 | 0
2015 | NYISO_A-F_2_NEISO | NYISO_A-F | NEISO | Internal | Summer | B1 | 10 | 600 | 579.04 | 85.39 | 88.39 | 3 | 0
2015 | NYISO_A-F_2_NEISO | NYISO_A-F | NEISO | Internal | Summer | B2 | 25 | 600 | 26.56 | 81.51 | 84.51 | 3 | 0
2015 | NYISO_A-F_2_NEISO | NYISO_A-F | NEISO | Internal | Summer | B3 | 75 | 600 | 0 | 76.74 | 73.74 | 3 | 0
2015 | NYISO_A-F_2_NEISO | NYISO_A-F | NEISO | Internal | Summer | B4 | 100 | 600 | 0 | 74.88 | 71.88 | 3 | 0
2015 | NYISO_A-F_2_NEISO | NYISO_A-F | NEISO | Internal | Summer | B5 | 200 | 600 | 0 | 64.25 | 58.47 | 3 | 0
2015 | NYISO_A-F_2_NEISO | NYISO_A-F | NEISO | Internal | Summer | B6 | 300 | 600 | 0 | 57.84 | 53.13 | 3 | 0
2015 | NYISO_A-F_2_NEISO | NYISO_A-F | NEISO | Internal | Summer | B7 | 400 | 600 | 0 | 57.46 | 53.13 | 3 | 0
2015 | NYISO_A-F_2_NEISO | NYISO_A-F | NEISO | Internal | Summer | B8 | 500 | 600 | 0 | 56.12 | 53.13 | 3 | 0
2015 | NYISO_A-F_2_NEISO | NYISO_A-F | NEISO | Internal | Summer | B9 | 800 | 600 | 0 | 56.1 | 53.13 | 3 | 0
2015 | NYISO_A-F_2_NEISO | NYISO_A-F | NEISO | Internal | Summer | B10 | 1262 | 600 | 0 | 56.1 | 53.13 | 3 | 0
2015 | NYISO_A-F_2_NEISO | NYISO_A-F | NEISO | Internal | Winter | B16 | 25 | 600 | 0 | 67.64 | 64.22 | 3 | 0
2015 | NYISO_A-F_2_NEISO | NYISO_A-F | NEISO | Internal | Winter | B17 | 100 | 600 | 0 | 61.59 | 64.22 | 3 | 0
2015 | NYISO_A-F_2_NEISO | NYISO_A-F | NEISO | Internal | Winter | B18 | 400 | 600 | 0 | 61.59 | 64.22 | 3 | 0
2015 | NYISO_A-F_2_NEISO | NYISO_A-F | NEISO | Internal | Winter | B19 | 700 | 600 | 0 | 61.59 | 64.22 | 3 | 0
2015 | NYISO_A-F_2_NEISO | NYISO_A-F | NEISO | Internal | Winter | B20 | 935 | 600 | 0 | 61.59 | 64.22 | 3 | 0
2015 | NYISO_A-F_2_NYISO_G-I | NYISO_A-F | NYISO_G-I | Internal | Shoulder | B11 | 25 | 5843 | 5009.77 | 60.53 | 60.55 | 0.01 | 0
2015 | NYISO_A-F_2_NYISO_G-I | NYISO_A-F | NYISO_G-I | Internal | Shoulder | B12 | 200 | 5843 | 3841.39 | 58.81 | 58.82 | 0.01 | 0
2015 | NYISO_A-F_2_NYISO_G-I | NYISO_A-F | NYISO_G-I | Internal | Shoulder | B13 | 600 | 5843 | 4258.86 | 58.8 | 58.81 | 0.01 | 0
2015 | NYISO_A-F_2_NYISO_G-I | NYISO_A-F | NYISO_G-I | Internal | Shoulder | B14 | 900 | 5843 | 4659.41 | 57.7 | 57.71 | 0.01 | 0
2015 | NYISO_A-F_2_NYISO_G-I | NYISO_A-F | NYISO_G-I | Internal | Shoulder | B15 | 1203 | 5843 | 2639.82 | 57.7 | 57.71 | 0.01 | 0
2015 | NYISO_A-F_2_NYISO_G-I | NYISO_A-F | NYISO_G-I | Internal | Summer | B1 | 10 | 5843 | 5394.53 | 85.39 | 85.4 | 0.01 | 0
2015 | NYISO_A-F_2_NYISO_G-I | NYISO_A-F | NYISO_G-I | Internal | Summer | B2 | 25 | 5843 | 5734.58 | 81.51 | 81.53 | 0.01 | 0
2015 | NYISO_A-F_2_NYISO_G-I | NYISO_A-F | NYISO_G-I | Internal | Summer | B3 | 75 | 5843 | 4930.94 | 76.74 | 76.75 | 0.01 | 0
2015 | NYISO_A-F_2_NYISO_G-I | NYISO_A-F | NYISO_G-I | Internal | Summer | B4 | 100 | 5843 | 5783.09 | 74.88 | 74.89 | 0.01 | 0
2015 | NYISO_A-F_2_NYISO_G-I | NYISO_A-F | NYISO_G-I | Internal | Summer | B5 | 200 | 5843 | 5650.87 | 64.25 | 64.26 | 0.01 | 0
2015 | NYISO_A-F_2_NYISO_G-I | NYISO_A-F | NYISO_G-I | Internal | Summer | B6 | 300 | 5843 | 4429.36 | 57.84 | 57.85 | 0.01 | 0
2015 | NYISO_A-F_2_NYISO_G-I | NYISO_A-F | NYISO_G-I | Internal | Summer | B7 | 400 | 5843 | 4400.74 | 57.46 | 57.47 | 0.01 | 0
2015 | NYISO_A-F_2_NYISO_G-I | NYISO_A-F | NYISO_G-I | Internal | Summer | B8 | 500 | 5843 | 4195.05 | 56.12 | 56.13 | 0.01 | 0
2015 | NYISO_A-F_2_NYISO_G-I | NYISO_A-F | NYISO_G-I | Internal | Summer | B9 | 800 | 5843 | 4015.37 | 56.1 | 56.12 | 0.01 | 0
2015 | NYISO_A-F_2_NYISO_G-I | NYISO_A-F | NYISO_G-I | Internal | Summer | B10 | 1262 | 5843 | 1937.07 | 56.1 | 56.12 | 0.01 | 0
2015 | NYISO_A-F_2_NYISO_G-I | NYISO_A-F | NYISO_G-I | Internal | Winter | B16 | 25 | 5843 | 5843 | 67.64 | 68.99 | 0.01 | 1.33
2015 | NYISO_A-F_2_NYISO_G-I | NYISO_A-F | NYISO_G-I | Internal | Winter | B17 | 100 | 5843 | 5843 | 61.59 | 64.83 | 0.01 | 3.23
2015 | NYISO_A-F_2_NYISO_G-I | NYISO_A-F | NYISO_G-I | Internal | Winter | B18 | 400 | 5843 | 5843 | 61.59 | 64.83 | 0.01 | 3.23
2015 | NYISO_A-F_2_NYISO_G-I | NYISO_A-F | NYISO_G-I | Internal | Winter | B19 | 700 | 5843 | 5843 | 61.59 | 64.83 | 0.01 | 3.23
2015 | NYISO_A-F_2_NYISO_G-I | NYISO_A-F | NYISO_G-I | Internal | Winter | B20 | 935 | 5843 | 5196.84 | 61.59 | 61.6 | 0.01 | 0
2015 | NYISO_A-F_2_PJM_ROM | NYISO_A-F | PJM_ROM | Internal | Shoulder | B11 | 25 | 1000 | 1000 | 60.53 | 72.9 | 8 | 4.37
2015 | NYISO_A-F_2_PJM_ROM | NYISO_A-F | PJM_ROM | Internal | Shoulder | B12 | 200 | 1000 | 0 | 58.81 | 63.66 | 8 | 0
2015 | NYISO_A-F_2_PJM_ROM | NYISO_A-F | PJM_ROM | Internal | Shoulder | B13 | 600 | 1000 | 0 | 58.8 | 59.02 | 8 | 0
2015 | NYISO_A-F_2_PJM_ROM | NYISO_A-F | PJM_ROM | Internal | Shoulder | B14 | 900 | 1000 | 0 | 57.7 | 58.9 | 8 | 0
2015 | NYISO_A-F_2_PJM_ROM | NYISO_A-F | PJM_ROM | Internal | Shoulder | B15 | 1203 | 1000 | 0 | 57.7 | 54.44 | 8 | 0
2015 | NYISO_A-F_2_PJM_ROM | NYISO_A-F | PJM_ROM | Internal | Summer | B1 | 10 | 1000 | 733.9 | 85.39 | 93.39 | 8 | 0
2015 | NYISO_A-F_2_PJM_ROM | NYISO_A-F | PJM_ROM | Internal | Summer | B2 | 25 | 1000 | 1000 | 81.51 | 89.53 | 8 | 0.01
2015 | NYISO_A-F_2_PJM_ROM | NYISO_A-F | PJM_ROM | Internal | Summer | B3 | 75 | 1000 | 1000 | 76.74 | 89.53 | 8 | 4.78
2015 | NYISO_A-F_2_PJM_ROM | NYISO_A-F | PJM_ROM | Internal | Summer | B4 | 100 | 1000 | 940.34 | 74.88 | 82.88 | 8 | 0
2015 | NYISO_A-F_2_PJM_ROM | NYISO_A-F | PJM_ROM | Internal | Summer | B5 | 200 | 1000 | 778.06 | 64.25 | 72.25 | 8 | 0
2015 | NYISO_A-F_2_PJM_ROM | NYISO_A-F | PJM_ROM | Internal | Summer | B6 | 300 | 1000 | 0 | 57.84 | 63.08 | 8 | 0
2015 | NYISO_A-F_2_PJM_ROM | NYISO_A-F | PJM_ROM | Internal | Summer | B7 | 400 | 1000 | 0 | 57.46 | 57.7 | 8 | 0
2015 | NYISO_A-F_2_PJM_ROM | NYISO_A-F | PJM_ROM | Internal | Summer | B8 | 500 | 1000 | 0 | 56.12 | 56.92 | 8 | 0
2015 | NYISO_A-F_2_PJM_ROM | NYISO_A-F | PJM_ROM | Internal | Summer | B9 | 800 | 1000 | 0 | 56.1 | 56.64 | 8 | 0
2015 | NYISO_A-F_2_PJM_ROM | NYISO_A-F | PJM_ROM | Internal | Summer | B10 | 1262 | 1000 | 0 | 56.1 | 52.41 | 8 | 0
2015 | NYISO_A-F_2_PJM_ROM | NYISO_A-F | PJM_ROM | Internal | Winter | B16 | 25 | 1000 | 1000 | 67.64 | 77 | 8 | 1.35
2015 | NYISO_A-F_2_PJM_ROM | NYISO_A-F | PJM_ROM | Internal | Winter | B17 | 100 | 1000 | 0 | 61.59 | 68.26 | 8 | 0
2015 | NYISO_A-F_2_PJM_ROM | NYISO_A-F | PJM_ROM | Internal | Winter | B18 | 400 | 1000 | 0 | 61.59 | 64.13 | 8 | 0
2015 | NYISO_A-F_2_PJM_ROM | NYISO_A-F | PJM_ROM | Internal | Winter | B19 | 700 | 1000 | 0 | 61.59 | 63.74 | 8 | 0
2015 | NYISO_A-F_2_PJM_ROM | NYISO_A-F | PJM_ROM | Internal | Winter | B20 | 935 | 1000 | 0 | 61.59 | 55.95 | 8 | 0
2015 | NYISO_G-I_2_NEISO | NYISO_G-I | NEISO | Internal | Shoulder | B11 | 25 | 600 | 0 | 60.55 | 55.82 | 3 | 0
2015 | NYISO_G-I_2_NEISO | NYISO_G-I | NEISO | Internal | Shoulder | B12 | 200 | 600 | 0 | 58.82 | 55.82 | 3 | 0
2015 | NYISO_G-I_2_NEISO | NYISO_G-I | NEISO | Internal | Shoulder | B13 | 600 | 600 | 0 | 58.81 | 55.82 | 3 | 0
2015 | NYISO_G-I_2_NEISO | NYISO_G-I | NEISO | Internal | Shoulder | B14 | 900 | 600 | 0 | 57.71 | 55.82 | 3 | 0
2015 | NYISO_G-I_2_NEISO | NYISO_G-I | NEISO | Internal | Shoulder | B15 | 1203 | 600 | 0 | 57.71 | 55.82 | 3 | 0
2015 | NYISO_G-I_2_NEISO | NYISO_G-I | NEISO | Internal | Summer | B1 | 10 | 600 | 0 | 85.4 | 88.39 | 3 | 0
2015 | NYISO_G-I_2_NEISO | NYISO_G-I | NEISO | Internal | Summer | B2 | 25 | 600 | 0 | 81.53 | 84.51 | 3 | 0
2015 | NYISO_G-I_2_NEISO | NYISO_G-I | NEISO | Internal | Summer | B3 | 75 | 600 | 0 | 76.75 | 73.74 | 3 | 0
2015 | NYISO_G-I_2_NEISO | NYISO_G-I | NEISO | Internal | Summer | B4 | 100 | 600 | 0 | 74.89 | 71.88 | 3 | 0
2015 | NYISO_G-I_2_NEISO | NYISO_G-I | NEISO | Internal | Summer | B5 | 200 | 600 | 0 | 64.26 | 58.47 | 3 | 0
2015 | NYISO_G-I_2_NEISO | NYISO_G-I | NEISO | Internal | Summer | B6 | 300 | 600 | 0 | 57.85 | 53.13 | 3 | 0
2015 | NYISO_G-I_2_NEISO | NYISO_G-I | NEISO | Internal | Summer | B7 | 400 | 600 | 0 | 57.47 | 53.13 | 3 | 0
2015 | NYISO_G-I_2_NEISO | NYISO_G-I | NEISO | Internal | Summer | B8 | 500 | 600 | 0 | 56.13 | 53.13 | 3 | 0
2015 | NYISO_G-I_2_NEISO | NYISO_G-I | NEISO | Internal | Summer | B9 | 800 | 600 | 0 | 56.12 | 53.13 | 3 | 0
2015 | NYISO_G-I_2_NEISO | NYISO_G-I | NEISO | Internal | Summer | B10 | 1262 | 600 | 0 | 56.12 | 53.13 | 3 | 0
2015 | NYISO_G-I_2_NEISO | NYISO_G-I | NEISO | Internal | Winter | B16 | 25 | 600 | 0 | 68.99 | 64.22 | 3 | 0
2015 | NYISO_G-I_2_NEISO | NYISO_G-I | NEISO | Internal | Winter | B17 | 100 | 600 | 0 | 64.83 | 64.22 | 3 | 0
2015 | NYISO_G-I_2_NEISO | NYISO_G-I | NEISO | Internal | Winter | B18 | 400 | 600 | 0 | 64.83 | 64.22 | 3 | 0
2015 | NYISO_G-I_2_NEISO | NYISO_G-I | NEISO | Internal | Winter | B19 | 700 | 600 | 0 | 64.83 | 64.22 | 3 | 0
2015 | NYISO_G-I_2_NEISO | NYISO_G-I | NEISO | Internal | Winter | B20 | 935 | 600 | 0 | 61.6 | 64.22 | 3 | 0
2015 | NYISO_G-I_2_NYISO_J-K | NYISO_G-I | NYISO_J-K | Internal | Shoulder | B11 | 25 | 6130 | 4443 | 60.55 | 60.56 | 0.01 | 0
2015 | NYISO_G-I_2_NYISO_J-K | NYISO_G-I | NYISO_J-K | Internal | Shoulder | B12 | 200 | 6130 | 4449.61 | 58.82 | 58.84 | 0.01 | 0
2015 | NYISO_G-I_2_NYISO_J-K | NYISO_G-I | NYISO_J-K | Internal | Shoulder | B13 | 600 | 6130 | 4779.22 | 58.81 | 58.82 | 0.01 | 0
2015 | NYISO_G-I_2_NYISO_J-K | NYISO_G-I | NYISO_J-K | Internal | Shoulder | B14 | 900 | 6130 | 4260.35 | 57.71 | 57.72 | 0.01 | 0
2015 | NYISO_G-I_2_NYISO_J-K | NYISO_G-I | NYISO_J-K | Internal | Shoulder | B15 | 1203 | 6130 | 2656.04 | 57.71 | 57.72 | 0.01 | 0
2015 | NYISO_G-I_2_NYISO_J-K | NYISO_G-I | NYISO_J-K | Internal | Summer | B1 | 10 | 6130 | 3791.76 | 85.4 | 85.42 | 0.01 | 0
2015 | NYISO_G-I_2_NYISO_J-K | NYISO_G-I | NYISO_J-K | Internal | Summer | B2 | 25 | 6130 | 3649.76 | 81.53 | 81.54 | 0.01 | 0
2015 | NYISO_G-I_2_NYISO_J-K | NYISO_G-I | NYISO_J-K | Internal | Summer | B3 | 75 | 6130 | 3844.8 | 76.75 | 76.77 | 0.01 | 0
2015 | NYISO_G-I_2_NYISO_J-K | NYISO_G-I | NYISO_J-K | Internal | Summer | B4 | 100 | 6130 | 6130 | 74.89 | 76.77 | 0.01 | 1.86
2015 | NYISO_G-I_2_NYISO_J-K | NYISO_G-I | NYISO_J-K | Internal | Summer | B5 | 200 | 6130 | 6130 | 64.26 | 76.77 | 0.01 | 12.49
2015 | NYISO_G-I_2_NYISO_J-K | NYISO_G-I | NYISO_J-K | Internal | Summer | B6 | 300 | 6130 | 5416.72 | 57.85 | 57.86 | 0.01 | 0
2015 | NYISO_G-I_2_NYISO_J-K | NYISO_G-I | NYISO_J-K | Internal | Summer | B7 | 400 | 6130 | 5580.55 | 57.47 | 57.49 | 0.01 | 0
2015 | NYISO_G-I_2_NYISO_J-K | NYISO_G-I | NYISO_J-K | Internal | Summer | B8 | 500 | 6130 | 5163.31 | 56.13 | 56.14 | 0.01 | 0
2015 | NYISO_G-I_2_NYISO_J-K | NYISO_G-I | NYISO_J-K | Internal | Summer | B9 | 800 | 6130 | 4950.61 | 56.12 | 56.13 | 0.01 | 0
2015 | NYISO_G-I_2_NYISO_J-K | NYISO_G-I | NYISO_J-K | Internal | Summer | B10 | 1262 | 6130 | 3308.82 | 56.12 | 56.13 | 0.01 | 0
2015 | NYISO_G-I_2_NYISO_J-K | NYISO_G-I | NYISO_J-K | Internal | Winter | B16 | 25 | 6130 | 5723.25 | 68.99 | 69 | 0.01 | 0
2015 | NYISO_G-I_2_NYISO_J-K | NYISO_G-I | NYISO_J-K | Internal | Winter | B17 | 100 | 6130 | 6130 | 64.83 | 67.22 | 0.01 | 2.38
2015 | NYISO_G-I_2_NYISO_J-K | NYISO_G-I | NYISO_J-K | Internal | Winter | B18 | 400 | 6130 | 6130 | 64.83 | 67.07 | 0.01 | 2.22
2015 | NYISO_G-I_2_NYISO_J-K | NYISO_G-I | NYISO_J-K | Internal | Winter | B19 | 700 | 6130 | 6130 | 64.83 | 67.07 | 0.01 | 2.22
2015 | NYISO_G-I_2_NYISO_J-K | NYISO_G-I | NYISO_J-K | Internal | Winter | B20 | 935 | 6130 | 5467.17 | 61.6 | 61.61 | 0.01 | 0
2015 | NYISO_G-I_2_PJM_E | NYISO_G-I | PJM_E | Internal | Shoulder | B11 | 25 | 1500 | 1500 | 60.55 | 72.89 | 8 | 4.34
2015 | NYISO_G-I_2_PJM_E | NYISO_G-I | PJM_E | Internal | Shoulder | B12 | 200 | 1500 | 0 | 58.82 | 63.64 | 8 | 0
2015 | NYISO_G-I_2_PJM_E | NYISO_G-I | PJM_E | Internal | Shoulder | B13 | 600 | 1500 | 0 | 58.81 | 59.03 | 8 | 0
2015 | NYISO_G-I_2_PJM_E | NYISO_G-I | PJM_E | Internal | Shoulder | B14 | 900 | 1500 | 0 | 57.71 | 58.91 | 8 | 0
2015 | NYISO_G-I_2_PJM_E | NYISO_G-I | PJM_E | Internal | Shoulder | B15 | 1203 | 1500 | 0 | 57.71 | 54.45 | 8 | 0
2015 | NYISO_G-I_2_PJM_E | NYISO_G-I | PJM_E | Internal | Summer | B1 | 10 | 1500 | 855.59 | 85.4 | 93.4 | 8 | 0
2015 | NYISO_G-I_2_PJM_E | NYISO_G-I | PJM_E | Internal | Summer | B2 | 25 | 1500 | 1500 | 81.53 | 89.54 | 8 | 0.01
2015 | NYISO_G-I_2_PJM_E | NYISO_G-I | PJM_E | Internal | Summer | B3 | 75 | 1500 | 1500 | 76.75 | 89.51 | 8 | 4.76
2015 | NYISO_G-I_2_PJM_E | NYISO_G-I | PJM_E | Internal | Summer | B4 | 100 | 1500 | 332.17 | 74.89 | 82.89 | 8 | 0
2015 | NYISO_G-I_2_PJM_E | NYISO_G-I | PJM_E | Internal | Summer | B5 | 200 | 1500 | 333.78 | 64.26 | 72.26 | 8 | 0
2015 | NYISO_G-I_2_PJM_E | NYISO_G-I | PJM_E | Internal | Summer | B6 | 300 | 1500 | 0 | 57.85 | 63.09 | 8 | 0
2015 | NYISO_G-I_2_PJM_E | NYISO_G-I | PJM_E | Internal | Summer | B7 | 400 | 1500 | 0 | 57.47 | 57.71 | 8 | 0
2015 | NYISO_G-I_2_PJM_E | NYISO_G-I | PJM_E | Internal | Summer | B8 | 500 | 1500 | 0 | 56.13 | 56.93 | 8 | 0
2015 | NYISO_G-I_2_PJM_E | NYISO_G-I | PJM_E | Internal | Summer | B9 | 800 | 1500 | 0 | 56.12 | 56.65 | 8 | 0
2015 | NYISO_G-I_2_PJM_E | NYISO_G-I | PJM_E | Internal | Summer | B10 | 1262 | 1500 | 0 | 56.12 | 52.42 | 8 | 0
2015 | NYISO_G-I_2_PJM_E | NYISO_G-I | PJM_E | Internal | Winter | B16 | 25 | 1500 | 975.96 | 68.99 | 76.99 | 8 | 0
2015 | NYISO_G-I_2_PJM_E | NYISO_G-I | PJM_E | Internal | Winter | B17 | 100 | 1500 | 0 | 64.83 | 68.27 | 8 | 0
2015 | NYISO_G-I_2_PJM_E | NYISO_G-I | PJM_E | Internal | Winter | B18 | 400 | 1500 | 0 | 64.83 | 64.14 | 8 | 0
2015 | NYISO_G-I_2_PJM_E | NYISO_G-I | PJM_E | Internal | Winter | B19 | 700 | 1500 | 0 | 64.83 | 63.75 | 8 | 0
2015 | NYISO_G-I_2_PJM_E | NYISO_G-I | PJM_E | Internal | Winter | B20 | 935 | 1500 | 0 | 61.6 | 55.96 | 8 | 0
2015 | NYISO_J-K_2_PJM_E | NYISO_J-K | PJM_E | Internal | Shoulder | B11 | 25 | 330 | 330 | 60.56 | 72.89 | 8 | 4.33
2015 | NYISO_J-K_2_PJM_E | NYISO_J-K | PJM_E | Internal | Shoulder | B12 | 200 | 330 | 0 | 58.84 | 63.64 | 8 | 0
2015 | NYISO_J-K_2_PJM_E | NYISO_J-K | PJM_E | Internal | Shoulder | B13 | 600 | 330 | 0 | 58.82 | 59.03 | 8 | 0
2015 | NYISO_J-K_2_PJM_E | NYISO_J-K | PJM_E | Internal | Shoulder | B14 | 900 | 330 | 0 | 57.72 | 58.91 | 8 | 0
2015 | NYISO_J-K_2_PJM_E | NYISO_J-K | PJM_E | Internal | Shoulder | B15 | 1203 | 330 | 0 | 57.72 | 54.45 | 8 | 0
2015 | NYISO_J-K_2_PJM_E | NYISO_J-K | PJM_E | Internal | Summer | B1 | 10 | 330 | 0 | 85.42 | 93.4 | 8 | 0
2015 | NYISO_J-K_2_PJM_E | NYISO_J-K | PJM_E | Internal | Summer | B2 | 25 | 330 | 305.42 | 81.54 | 89.54 | 8 | 0
2015 | NYISO_J-K_2_PJM_E | NYISO_J-K | PJM_E | Internal | Summer | B3 | 75 | 330 | 330 | 76.77 | 89.51 | 8 | 4.75
2015 | NYISO_J-K_2_PJM_E | NYISO_J-K | PJM_E | Internal | Summer | B4 | 100 | 330 | 0 | 76.77 | 82.89 | 8 | 0
2015 | NYISO_J-K_2_PJM_E | NYISO_J-K | PJM_E | Internal | Summer | B5 | 200 | 330 | 0 | 76.77 | 72.26 | 8 | 0
2015 | NYISO_J-K_2_PJM_E | NYISO_J-K | PJM_E | Internal | Summer | B6 | 300 | 330 | 0 | 57.86 | 63.09 | 8 | 0
2015 | NYISO_J-K_2_PJM_E | NYISO_J-K | PJM_E | Internal | Summer | B7 | 400 | 330 | 0 | 57.49 | 57.71 | 8 | 0
2015 | NYISO_J-K_2_PJM_E | NYISO_J-K | PJM_E | Internal | Summer | B8 | 500 | 330 | 0 | 56.14 | 56.93 | 8 | 0
2015 | NYISO_J-K_2_PJM_E | NYISO_J-K | PJM_E | Internal | Summer | B9 | 800 | 330 | 0 | 56.13 | 56.65 | 8 | 0
2015 | NYISO_J-K_2_PJM_E | NYISO_J-K | PJM_E | Internal | Summer | B10 | 1262 | 330 | 0 | 56.13 | 52.42 | 8 | 0
2015 | NYISO_J-K_2_PJM_E | NYISO_J-K | PJM_E | Internal | Winter | B16 | 25 | 330 | 0 | 69 | 76.99 | 8 | 0
2015 | NYISO_J-K_2_PJM_E | NYISO_J-K | PJM_E | Internal | Winter | B17 | 100 | 330 | 0 | 67.22 | 68.27 | 8 | 0
2015 | NYISO_J-K_2_PJM_E | NYISO_J-K | PJM_E | Internal | Winter | B18 | 400 | 330 | 0 | 67.07 | 64.14 | 8 | 0
2015 | NYISO_J-K_2_PJM_E | NYISO_J-K | PJM_E | Internal | Winter | B19 | 700 | 330 | 0 | 67.07 | 63.75 | 8 | 0
2015 | NYISO_J-K_2_PJM_E | NYISO_J-K | PJM_E | Internal | Winter | B20 | 935 | 330 | 0 | 61.61 | 55.96 | 8 | 0
2015 | PJM_E_2_NYISO_G-I | PJM_E | NYISO_G-I | Internal | Shoulder | B11 | 25 | 500 | 0 | 72.89 | 60.55 | 6 | 0
2015 | PJM_E_2_NYISO_G-I | PJM_E | NYISO_G-I | Internal | Shoulder | B12 | 200 | 500 | 0 | 63.64 | 58.82 | 6 | 0
2015 | PJM_E_2_NYISO_G-I | PJM_E | NYISO_G-I | Internal | Shoulder | B13 | 600 | 500 | 0 | 59.03 | 58.81 | 6 | 0
2015 | PJM_E_2_NYISO_G-I | PJM_E | NYISO_G-I | Internal | Shoulder | B14 | 900 | 500 | 0 | 58.91 | 57.71 | 6 | 0
2015 | PJM_E_2_NYISO_G-I | PJM_E | NYISO_G-I | Internal | Shoulder | B15 | 1203 | 500 | 0 | 54.45 | 57.71 | 6 | 0
2015 | PJM_E_2_NYISO_G-I | PJM_E | NYISO_G-I | Internal | Summer | B1 | 10 | 500 | 0 | 93.4 | 85.4 | 6 | 0
2015 | PJM_E_2_NYISO_G-I | PJM_E | NYISO_G-I | Internal | Summer | B2 | 25 | 500 | 0 | 89.54 | 81.53 | 6 | 0
2015 | PJM_E_2_NYISO_G-I | PJM_E | NYISO_G-I | Internal | Summer | B3 | 75 | 500 | 0 | 89.51 | 76.75 | 6 | 0
2015 | PJM_E_2_NYISO_G-I | PJM_E | NYISO_G-I | Internal | Summer | B4 | 100 | 500 | 0 | 82.89 | 74.89 | 6 | 0
2015 | PJM_E_2_NYISO_G-I | PJM_E | NYISO_G-I | Internal | Summer | B5 | 200 | 500 | 0 | 72.26 | 64.26 | 6 | 0
2015 | PJM_E_2_NYISO_G-I | PJM_E | NYISO_G-I | Internal | Summer | B6 | 300 | 500 | 0 | 63.09 | 57.85 | 6 | 0
2015 | PJM_E_2_NYISO_G-I | PJM_E | NYISO_G-I | Internal | Summer | B7 | 400 | 500 | 0 | 57.71 | 57.47 | 6 | 0
2015 | PJM_E_2_NYISO_G-I | PJM_E | NYISO_G-I | Internal | Summer | B8 | 500 | 500 | 0 | 56.93 | 56.13 | 6 | 0
2015 | PJM_E_2_NYISO_G-I | PJM_E | NYISO_G-I | Internal | Summer | B9 | 800 | 500 | 0 | 56.65 | 56.12 | 6 | 0
2015 | PJM_E_2_NYISO_G-I | PJM_E | NYISO_G-I | Internal | Summer | B10 | 1262 | 500 | 0 | 52.42 | 56.12 | 6 | 0
2015 | PJM_E_2_NYISO_G-I | PJM_E | NYISO_G-I | Internal | Winter | B16 | 25 | 500 | 0 | 76.99 | 68.99 | 6 | 0
2015 | PJM_E_2_NYISO_G-I | PJM_E | NYISO_G-I | Internal | Winter | B17 | 100 | 500 | 0 | 68.27 | 64.83 | 6 | 0
2015 | PJM_E_2_NYISO_G-I | PJM_E | NYISO_G-I | Internal | Winter | B18 | 400 | 500 | 0 | 64.14 | 64.83 | 6 | 0
2015 | PJM_E_2_NYISO_G-I | PJM_E | NYISO_G-I | Internal | Winter | B19 | 700 | 500 | 0 | 63.75 | 64.83 | 6 | 0
2015 | PJM_E_2_NYISO_G-I | PJM_E | NYISO_G-I | Internal | Winter | B20 | 935 | 500 | 0 | 55.96 | 61.6 | 6 | 0
2015 | PJM_E_2_NYISO_J-K | PJM_E | NYISO_J-K | Internal | Shoulder | B11 | 25 | 330 | 0 | 72.89 | 60.56 | 6 | 0
2015 | PJM_E_2_NYISO_J-K | PJM_E | NYISO_J-K | Internal | Shoulder | B12 | 200 | 330 | 0 | 63.64 | 58.84 | 6 | 0
2015 | PJM_E_2_NYISO_J-K | PJM_E | NYISO_J-K | Internal | Shoulder | B13 | 600 | 330 | 0 | 59.03 | 58.82 | 6 | 0
2015 | PJM_E_2_NYISO_J-K | PJM_E | NYISO_J-K | Internal | Shoulder | B14 | 900 | 330 | 0 | 58.91 | 57.72 | 6 | 0
2015 | PJM_E_2_NYISO_J-K | PJM_E | NYISO_J-K | Internal | Shoulder | B15 | 1203 | 330 | 0 | 54.45 | 57.72 | 6 | 0
2015 | PJM_E_2_NYISO_J-K | PJM_E | NYISO_J-K | Internal | Summer | B1 | 10 | 330 | 0 | 93.4 | 85.42 | 6 | 0
2015 | PJM_E_2_NYISO_J-K | PJM_E | NYISO_J-K | Internal | Summer | B2 | 25 | 330 | 0 | 89.54 | 81.54 | 6 | 0
2015 | PJM_E_2_NYISO_J-K | PJM_E | NYISO_J-K | Internal | Summer | B3 | 75 | 330 | 0 | 89.51 | 76.77 | 6 | 0
2015 | PJM_E_2_NYISO_J-K | PJM_E | NYISO_J-K | Internal | Summer | B4 | 100 | 330 | 0 | 82.89 | 76.77 | 6 | 0
2015 | PJM_E_2_NYISO_J-K | PJM_E | NYISO_J-K | Internal | Summer | B5 | 200 | 330 | 0 | 72.26 | 76.77 | 6 | 0
2015 | PJM_E_2_NYISO_J-K | PJM_E | NYISO_J-K | Internal | Summer | B6 | 300 | 330 | 0 | 63.09 | 57.86 | 6 | 0
2015 | PJM_E_2_NYISO_J-K | PJM_E | NYISO_J-K | Internal | Summer | B7 | 400 | 330 | 0 | 57.71 | 57.49 | 6 | 0
2015 | PJM_E_2_NYISO_J-K | PJM_E | NYISO_J-K | Internal | Summer | B8 | 500 | 330 | 0 | 56.93 | 56.14 | 6 | 0
2015 | PJM_E_2_NYISO_J-K | PJM_E | NYISO_J-K | Internal | Summer | B9 | 800 | 330 | 0 | 56.65 | 56.13 | 6 | 0
2015 | PJM_E_2_NYISO_J-K | PJM_E | NYISO_J-K | Internal | Summer | B10 | 1262 | 330 | 0 | 52.42 | 56.13 | 6 | 0
2015 | PJM_E_2_NYISO_J-K | PJM_E | NYISO_J-K | Internal | Winter | B16 | 25 | 330 | 0 | 76.99 | 69 | 6 | 0
2015 | PJM_E_2_NYISO_J-K | PJM_E | NYISO_J-K | Internal | Winter | B17 | 100 | 330 | 0 | 68.27 | 67.22 | 6 | 0
2015 | PJM_E_2_NYISO_J-K | PJM_E | NYISO_J-K | Internal | Winter | B18 | 400 | 330 | 0 | 64.14 | 67.07 | 6 | 0
2015 | PJM_E_2_NYISO_J-K | PJM_E | NYISO_J-K | Internal | Winter | B19 | 700 | 330 | 0 | 63.75 | 67.07 | 6 | 0
2015 | PJM_E_2_NYISO_J-K | PJM_E | NYISO_J-K | Internal | Winter | B20 | 935 | 330 | 0 | 55.96 | 61.61 | 6 | 0
2015 | PJM_E_2_PJM_ROM | PJM_E | PJM_ROM | Internal | Shoulder | B11 | 25 | 8000 | 3491.05 | 72.89 | 72.9 | 0.01 | 0
2015 | PJM_E_2_PJM_ROM | PJM_E | PJM_ROM | Internal | Shoulder | B12 | 200 | 8000 | 1710.29 | 63.64 | 63.66 | 0.01 | 0
2015 | PJM_E_2_PJM_ROM | PJM_E | PJM_ROM | Internal | Shoulder | B13 | 600 | 8000 | 0 | 59.03 | 59.02 | 0.01 | 0
2015 | PJM_E_2_PJM_ROM | PJM_E | PJM_ROM | Internal | Shoulder | B14 | 900 | 8000 | 0 | 58.91 | 58.9 | 0.01 | 0
2015 | PJM_E_2_PJM_ROM | PJM_E | PJM_ROM | Internal | Shoulder | B15 | 1203 | 8000 | 0 | 54.45 | 54.44 | 0.01 | 0
2015 | PJM_E_2_PJM_ROM | PJM_E | PJM_ROM | Internal | Summer | B1 | 10 | 8000 | 0 | 93.4 | 93.39 | 0.01 | 0
2015 | PJM_E_2_PJM_ROM | PJM_E | PJM_ROM | Internal | Summer | B2 | 25 | 8000 | 0 | 89.54 | 89.53 | 0.01 | 0
2015 | PJM_E_2_PJM_ROM | PJM_E | PJM_ROM | Internal | Summer | B3 | 75 | 8000 | 27.06 | 89.51 | 89.53 | 0.01 | 0
2015 | PJM_E_2_PJM_ROM | PJM_E | PJM_ROM | Internal | Summer | B4 | 100 | 8000 | 0 | 82.89 | 82.88 | 0.01 | 0
2015 | PJM_E_2_PJM_ROM | PJM_E | PJM_ROM | Internal | Summer | B5 | 200 | 8000 | 0 | 72.26 | 72.25 | 0.01 | 0
2015 | PJM_E_2_PJM_ROM | PJM_E | PJM_ROM | Internal | Summer | B6 | 300 | 8000 | 0 | 63.09 | 63.08 | 0.01 | 0
2015 | PJM_E_2_PJM_ROM | PJM_E | PJM_ROM | Internal | Summer | B7 | 400 | 8000 | 0 | 57.71 | 57.7 | 0.01 | 0
2015 | PJM_E_2_PJM_ROM | PJM_E | PJM_ROM | Internal | Summer | B8 | 500 | 8000 | 0 | 56.93 | 56.92 | 0.01 | 0
2015 | PJM_E_2_PJM_ROM | PJM_E | PJM_ROM | Internal | Summer | B9 | 800 | 8000 | 0 | 56.65 | 56.64 | 0.01 | 0
2015 | PJM_E_2_PJM_ROM | PJM_E | PJM_ROM | Internal | Summer | B10 | 1262 | 8000 | 0 | 52.42 | 52.41 | 0.01 | 0
2015 | PJM_E_2_PJM_ROM | PJM_E | PJM_ROM | Internal | Winter | B16 | 25 | 8000 | 47.55 | 76.99 | 77 | 0.01 | 0
2015 | PJM_E_2_PJM_ROM | PJM_E | PJM_ROM | Internal | Winter | B17 | 100 | 8000 | 0 | 68.27 | 68.26 | 0.01 | 0
2015 | PJM_E_2_PJM_ROM | PJM_E | PJM_ROM | Internal | Winter | B18 | 400 | 8000 | 0 | 64.14 | 64.13 | 0.01 | 0
2015 | PJM_E_2_PJM_ROM | PJM_E | PJM_ROM | Internal | Winter | B19 | 700 | 8000 | 0 | 63.75 | 63.74 | 0.01 | 0
2015 | PJM_E_2_PJM_ROM | PJM_E | PJM_ROM | Internal | Winter | B20 | 935 | 8000 | 0 | 55.96 | 55.95 | 0.01 | 0
2015 | PJM_ROR_2_MISO_IN | PJM_ROR | MISO_IN | Internal | Shoulder | B11 | 25 | 909 | 909 | 72.89 | 76.04 | 2 | 1.15
2015 | PJM_ROR_2_MISO_IN | PJM_ROR | MISO_IN | Internal | Shoulder | B12 | 200 | 909 | 0 | 63.64 | 64.49 | 2 | 0
2015 | PJM_ROR_2_MISO_IN | PJM_ROR | MISO_IN | Internal | Shoulder | B13 | 600 | 909 | 0 | 59.01 | 57.66 | 2 | 0
2015 | PJM_ROR_2_MISO_IN | PJM_ROR | MISO_IN | Internal | Shoulder | B14 | 900 | 909 | 0 | 57.78 | 55.79 | 2 | 0
2015 | PJM_ROR_2_MISO_IN | PJM_ROR | MISO_IN | Internal | Shoulder | B15 | 1203 | 909 | 0 | 54.43 | 55.04 | 2 | 0
2015 | PJM_ROR_2_MISO_IN | PJM_ROR | MISO_IN | Internal | Summer | B1 | 10 | 909 | 0 | 93.38 | 91.4 | 2 | 0
2015 | PJM_ROR_2_MISO_IN | PJM_ROR | MISO_IN | Internal | Summer | B2 | 25 | 909 | 0 | 89.51 | 88.75 | 2 | 0
2015 | PJM_ROR_2_MISO_IN | PJM_ROR | MISO_IN | Internal | Summer | B3 | 75 | 909 | 0 | 89.51 | 88.73 | 2 | 0
2015 | PJM_ROR_2_MISO_IN | PJM_ROR | MISO_IN | Internal | Summer | B4 | 100 | 909 | 77.24 | 82.87 | 84.87 | 2 | 0
2015 | PJM_ROR_2_MISO_IN | PJM_ROR | MISO_IN | Internal | Summer | B5 | 200 | 909 | 0 | 72.24 | 74.16 | 2 | 0
2015 | PJM_ROR_2_MISO_IN | PJM_ROR | MISO_IN | Internal | Summer | B6 | 300 | 909 | 0 | 63.07 | 62.29 | 2 | 0
2015 | PJM_ROR_2_MISO_IN | PJM_ROR | MISO_IN | Internal | Summer | B7 | 400 | 909 | 0 | 57.27 | 55.74 | 2 | 0
2015 | PJM_ROR_2_MISO_IN | PJM_ROR | MISO_IN | Internal | Summer | B8 | 500 | 909 | 0 | 55.18 | 54.15 | 2 | 0
2015 | PJM_ROR_2_MISO_IN | PJM_ROR | MISO_IN | Internal | Summer | B9 | 800 | 909 | 0 | 53.66 | 53.24 | 2 | 0
2015 | PJM_ROR_2_MISO_IN | PJM_ROR | MISO_IN | Internal | Summer | B10 | 1262 | 909 | 0 | 52.4 | 52.48 | 2 | 0
2015 | PJM_ROR_2_MISO_IN | PJM_ROR | MISO_IN | Internal | Winter | B16 | 25 | 909 | 0 | 76.99 | 75 | 2 | 0
2015 | PJM_ROR_2_MISO_IN | PJM_ROR | MISO_IN | Internal | Winter | B17 | 100 | 909 | 0 | 68.25 | 66.24 | 2 | 0
2015 | PJM_ROR_2_MISO_IN | PJM_ROR | MISO_IN | Internal | Winter | B18 | 400 | 909 | 0 | 60.57 | 58.57 | 2 | 0
2015 | PJM_ROR_2_MISO_IN | PJM_ROR | MISO_IN | Internal | Winter | B19 | 700 | 909 | 0 | 58.5 | 56.5 | 2 | 0
2015 | PJM_ROR_2_MISO_IN | PJM_ROR | MISO_IN | Internal | Winter | B20 | 935 | 909 | 0 | 54.55 | 54.45 | 2 | 0
2015 | PJM_ROR_2_MISO_MI | PJM_ROR | MISO_MI | Internal | Shoulder | B11 | 25 | 1305 | 1042.97 | 72.89 | 74.89 | 2 | 0
2015 | PJM_ROR_2_MISO_MI | PJM_ROR | MISO_MI | Internal | Shoulder | B12 | 200 | 1305 | 0 | 63.64 | 64.5 | 2 | 0
2015 | PJM_ROR_2_MISO_MI | PJM_ROR | MISO_MI | Internal | Shoulder | B13 | 600 | 1305 | 0 | 59.01 | 57.68 | 2 | 0
2015 | PJM_ROR_2_MISO_MI | PJM_ROR | MISO_MI | Internal | Shoulder | B14 | 900 | 1305 | 0 | 57.78 | 55.81 | 2 | 0
2015 | PJM_ROR_2_MISO_MI | PJM_ROR | MISO_MI | Internal | Shoulder | B15 | 1203 | 1305 | 0 | 54.43 | 55.03 | 2 | 0
2015 | PJM_ROR_2_MISO_MI | PJM_ROR | MISO_MI | Internal | Summer | B1 | 10 | 1305 | 0 | 93.38 | 91.39 | 2 | 0
2015 | PJM_ROR_2_MISO_MI | PJM_ROR | MISO_MI | Internal | Summer | B2 | 25 | 1305 | 0 | 89.51 | 88.74 | 2 | 0
2015 | PJM_ROR_2_MISO_MI | PJM_ROR | MISO_MI | Internal | Summer | B3 | 75 | 1305 | 0 | 89.51 | 87.51 | 2 | 0
2015 | PJM_ROR_2_MISO_MI | PJM_ROR | MISO_MI | Internal | Summer | B4 | 100 | 1305 | 0 | 82.87 | 84.86 | 2 | 0
2015 | PJM_ROR_2_MISO_MI | PJM_ROR | MISO_MI | Internal | Summer | B5 | 200 | 1305 | 0 | 72.24 | 72.37 | 2 | 0
2015 | PJM_ROR_2_MISO_MI | PJM_ROR | MISO_MI | Internal | Summer | B6 | 300 | 1305 | 0 | 63.07 | 62.31 | 2 | 0
2015 | PJM_ROR_2_MISO_MI | PJM_ROR | MISO_MI | Internal | Summer | B7 | 400 | 1305 | 0 | 57.27 | 55.75 | 2 | 0
2015 | PJM_ROR_2_MISO_MI | PJM_ROR | MISO_MI | Internal | Summer | B8 | 500 | 1305 | 0 | 55.18 | 54.16 | 2 | 0
2015 | PJM_ROR_2_MISO_MI | PJM_ROR | MISO_MI | Internal | Summer | B9 | 800 | 1305 | 0 | 53.66 | 53.25 | 2 | 0
2015 | PJM_ROR_2_MISO_MI | PJM_ROR | MISO_MI | Internal | Summer | B10 | 1262 | 1305 | 0 | 52.4 | 52.49 | 2 | 0
2015 | PJM_ROR_2_MISO_MI | PJM_ROR | MISO_MI | Internal | Winter | B16 | 25 | 1305 | 0 | 76.99 | 74.99 | 2 | 0
2015 | PJM_ROR_2_MISO_MI | PJM_ROR | MISO_MI | Internal | Winter | B17 | 100 | 1305 | 0 | 68.25 | 66.25 | 2 | 0
2015 | PJM_ROR_2_MISO_MI | PJM_ROR | MISO_MI | Internal | Winter | B18 | 400 | 1305 | 0 | 60.57 | 58.58 | 2 | 0
2015 | PJM_ROR_2_MISO_MI | PJM_ROR | MISO_MI | Internal | Winter | B19 | 700 | 1305 | 0 | 58.5 | 56.51 | 2 | 0
2015 | PJM_ROR_2_MISO_MI | PJM_ROR | MISO_MI | Internal | Winter | B20 | 935 | 1305 | 0 | 54.55 | 54.46 | 2 | 0
2015 | PJM_ROR_2_MISO_MO-IL | PJM_ROR | MISO_MO-IL | Internal | Shoulder | B11 | 25 | 1111 | 1111 | 72.89 | 76.05 | 2 | 1.16
2015 | PJM_ROR_2_MISO_MO-IL | PJM_ROR | MISO_MO-IL | Internal | Shoulder | B12 | 200 | 1111 | 0 | 63.64 | 64.48 | 2 | 0
2015 | PJM_ROR_2_MISO_MO-IL | PJM_ROR | MISO_MO-IL | Internal | Shoulder | B13 | 600 | 1111 | 0 | 59.01 | 57.65 | 2 | 0
2015 | PJM_ROR_2_MISO_MO-IL | PJM_ROR | MISO_MO-IL | Internal | Shoulder | B14 | 900 | 1111 | 0 | 57.78 | 55.78 | 2 | 0
2015 | PJM_ROR_2_MISO_MO-IL | PJM_ROR | MISO_MO-IL | Internal | Shoulder | B15 | 1203 | 1111 | 0 | 54.43 | 55.04 | 2 | 0
2015 | PJM_ROR_2_MISO_MO-IL | PJM_ROR | MISO_MO-IL | Internal | Summer | B1 | 10 | 1111 | 0 | 93.38 | 91.39 | 2 | 0
2015 | PJM_ROR_2_MISO_MO-IL | PJM_ROR | MISO_MO-IL | Internal | Summer | B2 | 25 | 1111 | 0 | 89.51 | 88.74 | 2 | 0
2015 | PJM_ROR_2_MISO_MO-IL | PJM_ROR | MISO_MO-IL | Internal | Summer | B3 | 75 | 1111 | 0 | 89.51 | 88.74 | 2 | 0
2015 | PJM_ROR_2_MISO_MO-IL | PJM_ROR | MISO_MO-IL | Internal | Summer | B4 | 100 | 1111 | 655.7 | 82.87 | 84.87 | 2 | 0
2015 | PJM_ROR_2_MISO_MO-IL | PJM_ROR | MISO_MO-IL | Internal | Summer | B5 | 200 | 1111 | 0 | 72.24 | 74.17 | 2 | 0
2015 | PJM_ROR_2_MISO_MO-IL | PJM_ROR | MISO_MO-IL | Internal | Summer | B6 | 300 | 1111 | 0 | 63.07 | 62.31 | 2 | 0
2015 | PJM_ROR_2_MISO_MO-IL | PJM_ROR | MISO_MO-IL | Internal | Summer | B7 | 400 | 1111 | 0 | 57.27 | 55.72 | 2 | 0
2015 | PJM_ROR_2_MISO_MO-IL | PJM_ROR | MISO_MO-IL | Internal | Summer | B8 | 500 | 1111 | 0 | 55.18 | 54.13 | 2 | 0
2015 | PJM_ROR_2_MISO_MO-IL | PJM_ROR | MISO_MO-IL | Internal | Summer | B9 | 800 | 1111 | 0 | 53.66 | 53.23 | 2 | 0
2015 | PJM_ROR_2_MISO_MO-IL | PJM_ROR | MISO_MO-IL | Internal | Summer | B10 | 1262 | 1111 | 0 | 52.4 | 52.47 | 2 | 0
2015 | PJM_ROR_2_MISO_MO-IL | PJM_ROR | MISO_MO-IL | Internal | Winter | B16 | 25 | 1111 | 0 | 76.99 | 74.99 | 2 | 0
2015 | PJM_ROR_2_MISO_MO-IL | PJM_ROR | MISO_MO-IL | Internal | Winter | B17 | 100 | 1111 | 0 | 68.25 | 66.23 | 2 | 0
2015 | PJM_ROR_2_MISO_MO-IL | PJM_ROR | MISO_MO-IL | Internal | Winter | B18 | 400 | 1111 | 0 | 60.57 | 58.56 | 2 | 0
2015 | PJM_ROR_2_MISO_MO-IL | PJM_ROR | MISO_MO-IL | Internal | Winter | B19 | 700 | 1111 | 0 | 58.5 | 56.5 | 2 | 0
2015 | PJM_ROR_2_MISO_MO-IL | PJM_ROR | MISO_MO-IL | Internal | Winter | B20 | 935 | 1111 | 0 | 54.55 | 54.44 | 2 | 0
2015 | PJM_ROR_2_MISO_W | PJM_ROR | MISO_W | Internal | Shoulder | B11 | 25 | 709 | 709 | 72.89 | 76.04 | 2 | 1.15
2015 | PJM_ROR_2_MISO_W | PJM_ROR | MISO_W | Internal | Shoulder | B12 | 200 | 709 | 0 | 63.64 | 64.47 | 2 | 0
2015 | PJM_ROR_2_MISO_W | PJM_ROR | MISO_W | Internal | Shoulder | B13 | 600 | 709 | 0 | 59.01 | 57.64 | 2 | 0
2015 | PJM_ROR_2_MISO_W | PJM_ROR | MISO_W | Internal | Shoulder | B14 | 900 | 709 | 0 | 57.78 | 55.77 | 2 | 0
2015 | PJM_ROR_2_MISO_W | PJM_ROR | MISO_W | Internal | Shoulder | B15 | 1203 | 709 | 0 | 54.43 | 55.06 | 2 | 0
2015 | PJM_ROR_2_MISO_W | PJM_ROR | MISO_W | Internal | Summer | B1 | 10 | 709 | 0 | 93.38 | 91.38 | 2 | 0
2015 | PJM_ROR_2_MISO_W | PJM_ROR | MISO_W | Internal | Summer | B2 | 25 | 709 | 0 | 89.51 | 88.73 | 2 | 0
2015 | PJM_ROR_2_MISO_W | PJM_ROR | MISO_W | Internal | Summer | B3 | 75 | 709 | 0 | 89.51 | 88.73 | 2 | 0
2015 | PJM_ROR_2_MISO_W | PJM_ROR | MISO_W | Internal | Summer | B4 | 100 | 709 | 404.66 | 82.87 | 84.87 | 2 | 0
2015 | PJM_ROR_2_MISO_W | PJM_ROR | MISO_W | Internal | Summer | B5 | 200 | 709 | 0 | 72.24 | 74.18 | 2 | 0
2015 | PJM_ROR_2_MISO_W | PJM_ROR | MISO_W | Internal | Summer | B6 | 300 | 709 | 0 | 63.07 | 62.32 | 2 | 0
2015 | PJM_ROR_2_MISO_W | PJM_ROR | MISO_W | Internal | Summer | B7 | 400 | 709 | 0 | 57.27 | 55.71 | 2 | 0
2015 | PJM_ROR_2_MISO_W | PJM_ROR | MISO_W | Internal | Summer | B8 | 500 | 709 | 0 | 55.18 | 54.12 | 2 | 0
2015 | PJM_ROR_2_MISO_W | PJM_ROR | MISO_W | Internal | Summer | B9 | 800 | 709 | 0 | 53.66 | 53.22 | 2 | 0
2015 | PJM_ROR_2_MISO_W | PJM_ROR | MISO_W | Internal | Summer | B10 | 1262 | 709 | 0 | 52.4 | 52.46 | 2 | 0
2015 | PJM_ROR_2_MISO_W | PJM_ROR | MISO_W | Internal | Winter | B16 | 25 | 709 | 0 | 76.99 | 74.97 | 2 | 0
2015 | PJM_ROR_2_MISO_W | PJM_ROR | MISO_W | Internal | Winter | B17 | 100 | 709 | 0 | 68.25 | 66.21 | 2 | 0
2015 | PJM_ROR_2_MISO_W | PJM_ROR | MISO_W | Internal | Winter | B18 | 400 | 709 | 0 | 60.57 | 58.56 | 2 | 0
2015 | PJM_ROR_2_MISO_W | PJM_ROR | MISO_W | Internal | Winter | B19 | 700 | 709 | 0 | 58.5 | 56.51 | 2 | 0
2015 | PJM_ROR_2_MISO_W | PJM_ROR | MISO_W | Internal | Winter | B20 | 935 | 709 | 0 | 54.55 | 54.45 | 2 | 0
2015 | PJM_ROR_2_MISO_WUMS | PJM_ROR | MISO_WUMS | Internal | Shoulder | B11 | 25 | 1467 | 0 | 72.89 | 62.04 | 2 | 0
2015 | PJM_ROR_2_MISO_WUMS | PJM_ROR | MISO_WUMS | Internal | Shoulder | B12 | 200 | 1467 | 0 | 63.64 | 61.64 | 2 | 0
2015 | PJM_ROR_2_MISO_WUMS | PJM_ROR | MISO_WUMS | Internal | Shoulder | B13 | 600 | 1467 | 0 | 59.01 | 57.01 | 2 | 0
2015 | PJM_ROR_2_MISO_WUMS | PJM_ROR | MISO_WUMS | Internal | Shoulder | B14 | 900 | 1467 | 0 | 57.78 | 55.73 | 2 | 0
2015 | PJM_ROR_2_MISO_WUMS | PJM_ROR | MISO_WUMS | Internal | Shoulder | B15 | 1203 | 1467 | 0 | 54.43 | 54.07 | 2 | 0
2015 | PJM_ROR_2_MISO_WUMS | PJM_ROR | MISO_WUMS | Internal | Summer | B1 | 10 | 1467 | 0 | 93.38 | 91.38 | 2 | 0
2015 | PJM_ROR_2_MISO_WUMS | PJM_ROR | MISO_WUMS | Internal | Summer | B2 | 25 | 1467 | 0 | 89.51 | 87.51 | 2 | 0
2015 | PJM_ROR_2_MISO_WUMS | PJM_ROR | MISO_WUMS | Internal | Summer | B3 | 75 | 1467 | 0 | 89.51 | 87.5 | 2 | 0
2015 | PJM_ROR_2_MISO_WUMS | PJM_ROR | MISO_WUMS | Internal | Summer | B4 | 100 | 1467 | 0 | 82.87 | 70.71 | 2 | 0
2015 | PJM_ROR_2_MISO_WUMS | PJM_ROR | MISO_WUMS | Internal | Summer | B5 | 200 | 1467 | 0 | 72.24 | 62.54 | 2 | 0
2015 | PJM_ROR_2_MISO_WUMS | PJM_ROR | MISO_WUMS | Internal | Summer | B6 | 300 | 1467 | 0 | 63.07 | 61.07 | 2 | 0
2015 | PJM_ROR_2_MISO_WUMS | PJM_ROR | MISO_WUMS | Internal | Summer | B7 | 400 | 1467 | 0 | 57.27 | 55.27 | 2 | 0
2015 | PJM_ROR_2_MISO_WUMS | PJM_ROR | MISO_WUMS | Internal | Summer | B8 | 500 | 1467 | 0 | 55.18 | 53.18 | 2 | 0
2015 | PJM_ROR_2_MISO_WUMS | PJM_ROR | MISO_WUMS | Internal | Summer | B9 | 800 | 1467 | 0 | 53.66 | 52.91 | 2 | 0
2015 | PJM_ROR_2_MISO_WUMS | PJM_ROR | MISO_WUMS | Internal | Summer | B10 | 1262 | 1467 | 0 | 52.4 | 52.45 | 2 | 0
2015 | PJM_ROR_2_MISO_WUMS | PJM_ROR | MISO_WUMS | Internal | Winter | B16 | 25 | 1467 | 0 | 76.99 | 74.96 | 2 | 0
2015 | PJM_ROR_2_MISO_WUMS | PJM_ROR | MISO_WUMS | Internal | Winter | B17 | 100 | 1467 | 0 | 68.25 | 66.2 | 2 | 0
2015 | PJM_ROR_2_MISO_WUMS | PJM_ROR | MISO_WUMS | Internal | Winter | B18 | 400 | 1467 | 0 | 60.57 | 58.57 | 2 | 0
2015 | PJM_ROR_2_MISO_WUMS | PJM_ROR | MISO_WUMS | Internal | Winter | B19 | 700 | 1467 | 0 | 58.5 | 56.5 | 2 | 0
2015 | PJM_ROR_2_MISO_WUMS | PJM_ROR | MISO_WUMS | Internal | Winter | B20 | 935 | 1467 | 0 | 54.55 | 54.45 | 2 | 0
2015 | PJM_ROR_2_PJM_ROM | PJM_ROR | PJM_ROM | Internal | Shoulder | B11 | 25 | 8000 | 129.14 | 72.89 | 72.9 | 0.01 | 0
2015 | PJM_ROR_2_PJM_ROM | PJM_ROR | PJM_ROM | Internal | Shoulder | B12 | 200 | 8000 | 3663.44 | 63.64 | 63.66 | 0.01 | 0
2015 | PJM_ROR_2_PJM_ROM | PJM_ROR | PJM_ROM | Internal | Shoulder | B13 | 600 | 8000 | 6306.56 | 59.01 | 59.02 | 0.01 | 0
2015 | PJM_ROR_2_PJM_ROM | PJM_ROR | PJM_ROM | Internal | Shoulder | B14 | 900 | 8000 | 8000 | 57.78 | 58.9 | 0.01 | 1.1
2015 | PJM_ROR_2_PJM_ROM | PJM_ROR | PJM_ROM | Internal | Shoulder | B15 | 1203 | 8000 | 6459.46 | 54.43 | 54.44 | 0.01 | 0
2015 | PJM_ROR_2_PJM_ROM | PJM_ROR | PJM_ROM | Internal | Summer | B1 | 10 | 8000 | 5870.81 | 93.38 | 93.39 | 0.01 | 0
2015 | PJM_ROR_2_PJM_ROM | PJM_ROR | PJM_ROM | Internal | Summer | B2 | 25 | 8000 | 5542.57 | 89.51 | 89.53 | 0.01 | 0
2015 | PJM_ROR_2_PJM_ROM | PJM_ROR | PJM_ROM | Internal | Summer | B3 | 75 | 8000 | 906.51 | 89.51 | 89.53 | 0.01 | 0
2015 | PJM_ROR_2_PJM_ROM | PJM_ROR | PJM_ROM | Internal | Summer | B4 | 100 | 8000 | 1214.5 | 82.87 | 82.88 | 0.01 | 0
2015 | PJM_ROR_2_PJM_ROM | PJM_ROR | PJM_ROM | Internal | Summer | B5 | 200 | 8000 | 4488.83 | 72.24 | 72.25 | 0.01 | 0
2015 | PJM_ROR_2_PJM_ROM | PJM_ROR | PJM_ROM | Internal | Summer | B6 | 300 | 8000 | 5158.04 | 63.07 | 63.08 | 0.01 | 0
2015 | PJM_ROR_2_PJM_ROM | PJM_ROR | PJM_ROM | Internal | Summer | B7 | 400 | 8000 | 8000 | 57.27 | 57.7 | 0.01 | 0.42
2015 | PJM_ROR_2_PJM_ROM | PJM_ROR | PJM_ROM | Internal | Summer | B8 | 500 | 8000 | 8000 | 55.18 | 56.92 | 0.01 | 1.73
2015 | PJM_ROR_2_PJM_ROM | PJM_ROR | PJM_ROM | Internal | Summer | B9 | 800 | 8000 | 8000 | 53.66 | 56.64 | 0.01 | 2.97
2015 | PJM_ROR_2_PJM_ROM | PJM_ROR | PJM_ROM | Internal | Summer | B10 | 1262 | 8000 | 7886.96 | 52.4 | 52.41 | 0.01 | 0
2015 | PJM_ROR_2_PJM_ROM | PJM_ROR | PJM_ROM | Internal | Winter | B16 | 25 | 8000 | 2493.9 | 76.99 | 77 | 0.01 | 0
2015 | PJM_ROR_2_PJM_ROM | PJM_ROR | PJM_ROM | Internal | Winter | B17 | 100 | 8000 | 7675.9 | 68.25 | 68.26 | 0.01 | 0
2015 | PJM_ROR_2_PJM_ROM | PJM_ROR | PJM_ROM | Internal | Winter | B18 | 400 | 8000 | 8000 | 60.57 | 64.13 | 0.01 | 3.55
2015 | PJM_ROR_2_PJM_ROM | PJM_ROR | PJM_ROM | Internal | Winter | B19 | 700 | 8000 | 8000 | 58.5 | 63.74 | 0.01 | 5.23
2015 | PJM_ROR_2_PJM_ROM | PJM_ROR | PJM_ROM | Internal | Winter | B20 | 935 | 8000 | 8000 | 54.55 | 55.95 | 0.01 | 1.39
2015 | PJM_ROR_2_TVA_Transmission | PJM_ROR | TVA_Transmission | Internal | Shoulder | B11 | 25 | 2500 | 543.97 | 72.89 | 78.89 | 6 | 0
2015 | PJM_ROR_2_TVA_Transmission | PJM_ROR | TVA_Transmission | Internal | Shoulder | B12 | 200 | 2500 | 0 | 63.64 | 65.49 | 6 | 0
2015 | PJM_ROR_2_TVA_Transmission | PJM_ROR | TVA_Transmission | Internal | Shoulder | B13 | 600 | 2500 | 0 | 59.01 | 61.6 | 6 | 0
2015 | PJM_ROR_2_TVA_Transmission | PJM_ROR | TVA_Transmission | Internal | Shoulder | B14 | 900 | 2500 | 0 | 57.78 | 61.23 | 6 | 0
2015 | PJM_ROR_2_TVA_Transmission | PJM_ROR | TVA_Transmission | Internal | Shoulder | B15 | 1203 | 2500 | 0 | 54.43 | 60.34 | 6 | 0
2015 | PJM_ROR_2_TVA_Transmission | PJM_ROR | TVA_Transmission | Internal | Summer | B1 | 10 | 2500 | 2337.01 | 93.38 | 99.38 | 6 | 0
2015 | PJM_ROR_2_TVA_Transmission | PJM_ROR | TVA_Transmission | Internal | Summer | B2 | 25 | 2500 | 2500 | 89.51 | 96.74 | 6 | 1.23
2015 | PJM_ROR_2_TVA_Transmission | PJM_ROR | TVA_Transmission | Internal | Summer | B3 | 75 | 2500 | 1283.01 | 89.51 | 95.51 | 6 | 0
2015 | PJM_ROR_2_TVA_Transmission | PJM_ROR | TVA_Transmission | Internal | Summer | B4 | 100 | 2500 | 1082.76 | 82.87 | 88.87 | 6 | 0
2015 | PJM_ROR_2_TVA_Transmission | PJM_ROR | TVA_Transmission | Internal | Summer | B5 | 200 | 2500 | 0 | 72.24 | 77.76 | 6 | 0
2015 | PJM_ROR_2_TVA_Transmission | PJM_ROR | TVA_Transmission | Internal | Summer | B6 | 300 | 2500 | 0 | 63.07 | 62.64 | 6 | 0
2015 | PJM_ROR_2_TVA_Transmission | PJM_ROR | TVA_Transmission | Internal | Summer | B7 | 400 | 2500 | 0 | 57.27 | 60.8 | 6 | 0
2015 | PJM_ROR_2_TVA_Transmission | PJM_ROR | TVA_Transmission | Internal | Summer | B8 | 500 | 2500 | 0 | 55.18 | 59.63 | 6 | 0
2015 | PJM_ROR_2_TVA_Transmission | PJM_ROR | TVA_Transmission | Internal | Summer | B9 | 800 | 2500 | 0 | 53.66 | 58.69 | 6 | 0
2015 | PJM_ROR_2_TVA_Transmission | PJM_ROR | TVA_Transmission | Internal | Summer | B10 | 1262 | 2500 | 0 | 52.4 | 56.95 | 6 | 0
2015 | PJM_ROR_2_TVA_Transmission | PJM_ROR | TVA_Transmission | Internal | Winter | B16 | 25 | 2500 | 749.95 | 76.99 | 82.99 | 6 | 0
2015 | PJM_ROR_2_TVA_Transmission | PJM_ROR | TVA_Transmission | Internal | Winter | B17 | 100 | 2500 | 0 | 68.25 | 68.28 | 6 | 0
2015 | PJM_ROR_2_TVA_Transmission | PJM_ROR | TVA_Transmission | Internal | Winter | B18 | 400 | 2500 | 0 | 60.57 | 63.54 | 6 | 0
2015 | PJM_ROR_2_TVA_Transmission | PJM_ROR | TVA_Transmission | Internal | Winter | B19 | 700 | 2500 | 0 | 58.5 | 62.42 | 6 | 0
2015 | PJM_ROR_2_TVA_Transmission | PJM_ROR | TVA_Transmission | Internal | Winter | B20 | 935 | 2500 | 1640.57 | 54.55 | 60.55 | 6 | 0
2015 | PJM_ROR_2_VACAR | PJM_ROR | VACAR | Internal | Shoulder | B11 | 25 | 3000 | 0 | 72.89 | 78.22 | 6 | 0
2015 | PJM_ROR_2_VACAR | PJM_ROR | VACAR | Internal | Shoulder | B12 | 200 | 3000 | 0 | 63.64 | 66.17 | 6 | 0
2015 | PJM_ROR_2_VACAR | PJM_ROR | VACAR | Internal | Shoulder | B13 | 600 | 3000 | 0 | 59.01 | 62.92 | 6 | 0
2015 | PJM_ROR_2_VACAR | PJM_ROR | VACAR | Internal | Shoulder | B14 | 900 | 3000 | 0 | 57.78 | 60.03 | 6 | 0
2015 | PJM_ROR_2_VACAR | PJM_ROR | VACAR | Internal | Shoulder | B15 | 1203 | 3000 | 0 | 54.43 | 54.92 | 6 | 0
2015 | PJM_ROR_2_VACAR | PJM_ROR | VACAR | Internal | Summer | B1 | 10 | 3000 | 3000 | 93.38 | 100.71 | 6 | 1.33
2015 | PJM_ROR_2_VACAR | PJM_ROR | VACAR | Internal | Summer | B2 | 25 | 3000 | 3000 | 89.51 | 100.71 | 6 | 5.2
2015 | PJM_ROR_2_VACAR | PJM_ROR | VACAR | Internal | Summer | B3 | 75 | 3000 | 3000 | 89.51 | 100.71 | 6 | 5.2
2015 | PJM_ROR_2_VACAR | PJM_ROR | VACAR | Internal | Summer | B4 | 100 | 3000 | 3000 | 82.87 | 90.87 | 6 | 2
2015 | PJM_ROR_2_VACAR | PJM_ROR | VACAR | Internal | Summer | B5 | 200 | 3000 | 2997.07 | 72.24 | 78.24 | 6 | 0
2015 | PJM_ROR_2_VACAR | PJM_ROR | VACAR | Internal | Summer | B6 | 300 | 3000 | 1453.12 | 63.07 | 69.07 | 6 | 0
2015 | PJM_ROR_2_VACAR | PJM_ROR | VACAR | Internal | Summer | B7 | 400 | 3000 | 1776.03 | 57.27 | 63.27 | 6 | 0
2015 | PJM_ROR_2_VACAR | PJM_ROR | VACAR | Internal | Summer | B8 | 500 | 3000 | 399.31 | 55.18 | 61.18 | 6 | 0
2015 | PJM_ROR_2_VACAR | PJM_ROR | VACAR | Internal | Summer | B9 | 800 | 3000 | 0 | 53.66 | 58.62 | 6 | 0
2015 | PJM_ROR_2_VACAR | PJM_ROR | VACAR | Internal | Summer | B10 | 1262 | 3000 | 0 | 52.4 | 53.44 | 6 | 0
2015 | PJM_ROR_2_VACAR | PJM_ROR | VACAR | Internal | Winter | B16 | 25 | 3000 | 2610.84 | 76.99 | 82.99 | 6 | 0
2015 | PJM_ROR_2_VACAR | PJM_ROR | VACAR | Internal | Winter | B17 | 100 | 3000 | 242.32 | 68.25 | 74.25 | 6 | 0
2015 | PJM_ROR_2_VACAR | PJM_ROR | VACAR | Internal | Winter | B18 | 400 | 3000 | 180.23 | 60.57 | 66.57 | 6 | 0
2015 | PJM_ROR_2_VACAR | PJM_ROR | VACAR | Internal | Winter | B19 | 700 | 3000 | 0 | 58.5 | 63.26 | 6 | 0
2015 | PJM_ROR_2_VACAR | PJM_ROR | VACAR | Internal | Winter | B20 | 935 | 3000 | 0 | 54.55 | 58.28 | 6 | 0
2015 | PJM_ROM_2_NYISO_A-F | PJM_ROM | NYISO_A-F | Internal | Shoulder | B11 | 25 | 2000 | 0 | 72.9 | 60.53 | 6 | 0
2015 | PJM_ROM_2_NYISO_A-F | PJM_ROM | NYISO_A-F | Internal | Shoulder | B12 | 200 | 2000 | 0 | 63.66 | 58.81 | 6 | 0
2015 | PJM_ROM_2_NYISO_A-F | PJM_ROM | NYISO_A-F | Internal | Shoulder | B13 | 600 | 2000 | 0 | 59.02 | 58.8 | 6 | 0
2015 | PJM_ROM_2_NYISO_A-F | PJM_ROM | NYISO_A-F | Internal | Shoulder | B14 | 900 | 2000 | 0 | 58.9 | 57.7 | 6 | 0
2015 | PJM_ROM_2_NYISO_A-F | PJM_ROM | NYISO_A-F | Internal | Shoulder | B15 | 1203 | 2000 | 0 | 54.44 | 57.7 | 6 | 0
2015 | PJM_ROM_2_NYISO_A-F | PJM_ROM | NYISO_A-F | Internal | Summer | B1 | 10 | 2000 | 0 | 93.39 | 85.39 | 6 | 0
2015 | PJM_ROM_2_NYISO_A-F | PJM_ROM | NYISO_A-F | Internal | Summer | B2 | 25 | 2000 | 0 | 89.53 | 81.51 | 6 | 0
2015 | PJM_ROM_2_NYISO_A-F | PJM_ROM | NYISO_A-F | Internal | Summer | B3 | 75 | 2000 | 0 | 89.53 | 76.74 | 6 | 0
2015 | PJM_ROM_2_NYISO_A-F | PJM_ROM | NYISO_A-F | Internal | Summer | B4 | 100 | 2000 | 0 | 82.88 | 74.88 | 6 | 0
2015 | PJM_ROM_2_NYISO_A-F | PJM_ROM | NYISO_A-F | Internal | Summer | B5 | 200 | 2000 | 0 | 72.25 | 64.25 | 6 | 0
2015 | PJM_ROM_2_NYISO_A-F | PJM_ROM | NYISO_A-F | Internal | Summer | B6 | 300 | 2000 | 0 | 63.08 | 57.84 | 6 | 0
2015 | PJM_ROM_2_NYISO_A-F | PJM_ROM | NYISO_A-F | Internal | Summer | B7 | 400 | 2000 | 0 | 57.7 | 57.46 | 6 | 0
2015 | PJM_ROM_2_NYISO_A-F | PJM_ROM | NYISO_A-F | Internal | Summer | B8 | 500 | 2000 | 0 | 56.92 | 56.12 | 6 | 0
2015 | PJM_ROM_2_NYISO_A-F | PJM_ROM | NYISO_A-F | Internal | Summer | B9 | 800 | 2000 | 0 | 56.64 | 56.1 | 6 | 0
2015 | PJM_ROM_2_NYISO_A-F | PJM_ROM | NYISO_A-F | Internal | Summer | B10 | 1262 | 2000 | 0 | 52.41 | 56.1 | 6 | 0
2015 | PJM_ROM_2_NYISO_A-F | PJM_ROM | NYISO_A-F | Internal | Winter | B16 | 25 | 2000 | 0 | 77 | 67.64 | 6 | 0
2015 | PJM_ROM_2_NYISO_A-F | PJM_ROM | NYISO_A-F | Internal | Winter | B17 | 100 | 2000 | 0 | 68.26 | 61.59 | 6 | 0
2015 | PJM_ROM_2_NYISO_A-F | PJM_ROM | NYISO_A-F | Internal | Winter | B18 | 400 | 2000 | 0 | 64.13 | 61.59 | 6 | 0
2015 | PJM_ROM_2_NYISO_A-F | PJM_ROM | NYISO_A-F | Internal | Winter | B19 | 700 | 2000 | 0 | 63.74 | 61.59 | 6 | 0
2015 | PJM_ROM_2_NYISO_A-F | PJM_ROM | NYISO_A-F | Internal | Winter | B20 | 935 | 2000 | 0 | 55.95 | 61.59 | 6 | 0
2015 | PJM_ROM_2_PJM_E | PJM_ROM | PJM_E | Internal | Shoulder | B11 | 25 | 8000 | 0 | 72.9 | 72.89 | 0.01 | 0
2015 | PJM_ROM_2_PJM_E | PJM_ROM | PJM_E | Internal | Shoulder | B12 | 200 | 8000 | 0 | 63.66 | 63.64 | 0.01 | 0
2015 | PJM_ROM_2_PJM_E | PJM_ROM | PJM_E | Internal | Shoulder | B13 | 600 | 8000 | 934.75 | 59.02 | 59.03 | 0.01 | 0
2015 | PJM_ROM_2_PJM_E | PJM_ROM | PJM_E | Internal | Shoulder | B14 | 900 | 8000 | 1178.77 | 58.9 | 58.91 | 0.01 | 0
2015 | PJM_ROM_2_PJM_E | PJM_ROM | PJM_E | Internal | Shoulder | B15 | 1203 | 8000 | 720.13 | 54.44 | 54.45 | 0.01 | 0
2015 | PJM_ROM_2_PJM_E | PJM_ROM | PJM_E | Internal | Summer | B1 | 10 | 8000 | 2581.77 | 93.39 | 93.4 | 0.01 | 0
2015 | PJM_ROM_2_PJM_E | PJM_ROM | PJM_E | Internal | Summer | B2 | 25 | 8000 | 3010.28 | 89.53 | 89.54 | 0.01 | 0
2015 | PJM_ROM_2_PJM_E | PJM_ROM | PJM_E | Internal | Summer | B3 | 75 | 8000 | 0 | 89.53 | 89.51 | 0.01 | 0
2015 | PJM_ROM_2_PJM_E | PJM_ROM | PJM_E | Internal | Summer | B4 | 100 | 8000 | 1416.37 | 82.88 | 82.89 | 0.01 | 0
2015 | PJM_ROM_2_PJM_E | PJM_ROM | PJM_E | Internal | Summer | B5 | 200 | 8000 | 1750.36 | 72.25 | 72.26 | 0.01 | 0
2015 | PJM_ROM_2_PJM_E | PJM_ROM | PJM_E | Internal | Summer | B6 | 300 | 8000 | 1108.36 | 63.08 | 63.09 | 0.01 | 0
2015 | PJM_ROM_2_PJM_E | PJM_ROM | PJM_E | Internal | Summer | B7 | 400 | 8000 | 2053.39 | 57.7 | 57.71 | 0.01 | 0
2015 | PJM_ROM_2_PJM_E | PJM_ROM | PJM_E | Internal | Summer | B8 | 500 | 8000 | 812.58 | 56.92 | 56.93 | 0.01 | 0
2015 | PJM_ROM_2_PJM_E | PJM_ROM | PJM_E | Internal | Summer | B9 | 800 | 8000 | 1348.26 | 56.64 | 56.65 | 0.01 | 0
2015 | PJM_ROM_2_PJM_E | PJM_ROM | PJM_E | Internal | Summer | B10 | 1262 | 8000 | 82.79 | 52.41 | 52.42 | 0.01 | 0
2015 | PJM_ROM_2_PJM_E | PJM_ROM | PJM_E | Internal | Winter | B16 | 25 | 8000 | 0 | 77 | 76.99 | 0.01 | 0
2015 | PJM_ROM_2_PJM_E | PJM_ROM | PJM_E | Internal | Winter | B17 | 100 | 8000 | 2304.78 | 68.26 | 68.27 | 0.01 | 0
2015 | PJM_ROM_2_PJM_E | PJM_ROM | PJM_E | Internal | Winter | B18 | 400 | 8000 | 3859.31 | 64.13 | 64.14 | 0.01 | 0
2015 | PJM_ROM_2_PJM_E | PJM_ROM | PJM_E | Internal | Winter | B19 | 700 | 8000 | 3489.62 | 63.74 | 63.75 | 0.01 | 0
2015 | PJM_ROM_2_PJM_E | PJM_ROM | PJM_E | Internal | Winter | B20 | 935 | 8000 | 2672.79 | 55.95 | 55.96 | 0.01 | 0
2015 | PJM_ROM_2_PJM_ROR | PJM_ROM | PJM_ROR | Internal | Shoulder | B11 | 25 | 8000 | 0 | 72.9 | 72.89 | 0.01 | 0
2015 | PJM_ROM_2_PJM_ROR | PJM_ROM | PJM_ROR | Internal | Shoulder | B12 | 200 | 8000 | 0 | 63.66 | 63.64 | 0.01 | 0
2015 | PJM_ROM_2_PJM_ROR | PJM_ROM | PJM_ROR | Internal | Shoulder | B13 | 600 | 8000 | 0 | 59.02 | 59.01 | 0.01 | 0
2015 | PJM_ROM_2_PJM_ROR | PJM_ROM | PJM_ROR | Internal | Shoulder | B14 | 900 | 8000 | 0 | 58.9 | 57.78 | 0.01 | 0
2015 | PJM_ROM_2_PJM_ROR | PJM_ROM | PJM_ROR | Internal | Shoulder | B15 | 1203 | 8000 | 0 | 54.44 | 54.43 | 0.01 | 0
2015 | PJM_ROM_2_PJM_ROR | PJM_ROM | PJM_ROR | Internal | Summer | B1 | 10 | 8000 | 0 | 93.39 | 93.38 | 0.01 | 0
2015 | PJM_ROM_2_PJM_ROR | PJM_ROM | PJM_ROR | Internal | Summer | B2 | 25 | 8000 | 0 | 89.53 | 89.51 | 0.01 | 0
2015 | PJM_ROM_2_PJM_ROR | PJM_ROM | PJM_ROR | Internal | Summer | B3 | 75 | 8000 | 0 | 89.53 | 89.51 | 0.01 | 0
2015 | PJM_ROM_2_PJM_ROR | PJM_ROM | PJM_ROR | Internal | Summer | B4 | 100 | 8000 | 0 | 82.88 | 82.87 | 0.01 | 0
2015 | PJM_ROM_2_PJM_ROR | PJM_ROM | PJM_ROR | Internal | Summer | B5 | 200 | 8000 | 0 | 72.25 | 72.24 | 0.01 | 0
2015 | PJM_ROM_2_PJM_ROR | PJM_ROM | PJM_ROR | Internal | Summer | B6 | 300 | 8000 | 0 | 63.08 | 63.07 | 0.01 | 0
2015 | PJM_ROM_2_PJM_ROR | PJM_ROM | PJM_ROR | Internal | Summer | B7 | 400 | 8000 | 0 | 57.7 | 57.27 | 0.01 | 0
2015 | PJM_ROM_2_PJM_ROR | PJM_ROM | PJM_ROR | Internal | Summer | B8 | 500 | 8000 | 0 | 56.92 | 55.18 | 0.01 | 0
2015 | PJM_ROM_2_PJM_ROR | PJM_ROM | PJM_ROR | Internal | Summer | B9 | 800 | 8000 | 0 | 56.64 | 53.66 | 0.01 | 0
2015 | PJM_ROM_2_PJM_ROR | PJM_ROM | PJM_ROR | Internal | Summer | B10 | 1262 | 8000 | 0 | 52.41 | 52.4 | 0.01 | 0
2015 | PJM_ROM_2_PJM_ROR | PJM_ROM | PJM_ROR | Internal | Winter | B16 | 25 | 8000 | 0 | 77 | 76.99 | 0.01 | 0
2015 | PJM_ROM_2_PJM_ROR | PJM_ROM | PJM_ROR | Internal | Winter | B17 | 100 | 8000 | 0 | 68.26 | 68.25 | 0.01 | 0
2015 | PJM_ROM_2_PJM_ROR | PJM_ROM | PJM_ROR | Internal | Winter | B18 | 400 | 8000 | 0 | 64.13 | 60.57 | 0.01 | 0
2015 | PJM_ROM_2_PJM_ROR | PJM_ROM | PJM_ROR | Internal | Winter | B19 | 700 | 8000 | 0 | 63.74 | 58.5 | 0.01 | 0
2015 | PJM_ROM_2_PJM_ROR | PJM_ROM | PJM_ROR | Internal | Winter | B20 | 935 | 8000 | 0 | 55.95 | 54.55 | 0.01 | 0
2015 | SOCO_2_ENT | SOCO | ENT | Internal | Shoulder | B11 | 25 | 2400 | 0 | 85.22 | 77.22 | 10 | 0
2015 | SOCO_2_ENT | SOCO | ENT | Internal | Shoulder | B12 | 200 | 2400 | 0 | 63.8 | 59.47 | 10 | 0
2015 | SOCO_2_ENT | SOCO | ENT | Internal | Shoulder | B13 | 600 | 2400 | 0 | 60.37 | 59.04 | 10 | 0
2015 | SOCO_2_ENT | SOCO | ENT | Internal | Shoulder | B14 | 900 | 2400 | 0 | 60.37 | 57.49 | 10 | 0
2015 | SOCO_2_ENT | SOCO | ENT | Internal | Shoulder | B15 | 1203 | 2400 | 0 | 59.72 | 57.49 | 10 | 0
2015 | SOCO_2_ENT | SOCO | ENT | Internal | Summer | B1 | 10 | 2400 | 0 | 97.87 | 91.38 | 10 | 0
2015 | SOCO_2_ENT | SOCO | ENT | Internal | Summer | B2 | 25 | 2400 | 0 | 97.87 | 89.87 | 10 | 0
2015 | SOCO_2_ENT | SOCO | ENT | Internal | Summer | B3 | 75 | 2400 | 0 | 97.87 | 88.01 | 10 | 0
2015 | SOCO_2_ENT | SOCO | ENT | Internal | Summer | B4 | 100 | 2400 | 0 | 97.87 | 88.01 | 10 | 0
2015 | SOCO_2_ENT | SOCO | ENT | Internal | Summer | B5 | 200 | 2400 | 0 | 85.82 | 77.82 | 10 | 0
2015 | SOCO_2_ENT | SOCO | ENT | Internal | Summer | B6 | 300 | 2400 | 0 | 69.44 | 61.33 | 10 | 0
2015 | SOCO_2_ENT | SOCO | ENT | Internal | Summer | B7 | 400 | 2400 | 0 | 67.53 | 58.69 | 10 | 0
2015 | SOCO_2_ENT | SOCO | ENT | Internal | Summer | B8 | 500 | 2400 | 0 | 66.57 | 58.57 | 10 | 0
2015 | SOCO_2_ENT | SOCO | ENT | Internal | Summer | B9 | 800 | 2400 | 0 | 60.67 | 56.32 | 10 | 0
2015 | SOCO_2_ENT | SOCO | ENT | Internal | Summer | B10 | 1262 | 2400 | 0 | 58.55 | 56.32 | 10 | 0
2015 | SOCO_2_ENT | SOCO | ENT | Internal | Winter | B16 | 25 | 2400 | 0 | 85.18 | 74.99 | 10 | 0
2015 | SOCO_2_ENT | SOCO | ENT | Internal | Winter | B17 | 100 | 2400 | 0 | 66.57 | 61.89 | 10 | 0
2015 | SOCO_2_ENT | SOCO | ENT | Internal | Winter | B18 | 400 | 2400 | 0 | 62.11 | 59.83 | 10 | 0
2015 | SOCO_2_ENT | SOCO | ENT | Internal | Winter | B19 | 700 | 2400 | 0 | 62.11 | 59.83 | 10 | 0
2015 | SOCO_2_ENT | SOCO | ENT | Internal | Winter | B20 | 935 | 2400 | 0 | 62.11 | 59.83 | 10 | 0
2015 | SOCO_2_FRCC | SOCO | FRCC | Internal | Shoulder | B11 | 25 | 3700 | 3035.27 | 85.22 | 95.22 | 10 | 0
2015 | SOCO_2_FRCC | SOCO | FRCC | Internal | Shoulder | B12 | 200 | 3700 | 0 | 63.8 | 66.91 | 10 | 0
2015 | SOCO_2_FRCC | SOCO | FRCC | Internal | Shoulder | B13 | 600 | 3700 | 0 | 60.37 | 64.5 | 10 | 0
2015 | SOCO_2_FRCC | SOCO | FRCC | Internal | Shoulder | B14 | 900 | 3700 | 0 | 60.37 | 64.13 | 10 | 0
2015 | SOCO_2_FRCC | SOCO | FRCC | Internal | Shoulder | B15 | 1203 | 3700 | 0 | 59.72 | 64.13 | 10 | 0
2015 | SOCO_2_FRCC | SOCO | FRCC | Internal | Summer | B1 | 10 | 3700 | 0 | 97.87 | 103.87 | 10 | 0
2015 | SOCO_2_FRCC | SOCO | FRCC | Internal | Summer | B2 | 25 | 3700 | 0 | 97.87 | 103.87 | 10 | 0
2015 | SOCO_2_FRCC | SOCO | FRCC | Internal | Summer | B3 | 75 | 3700 | 0 | 97.87 | 103.87 | 10 | 0
2015 | SOCO_2_FRCC | SOCO | FRCC | Internal | Summer | B4 | 100 | 3700 | 0 | 97.87 | 103.87 | 10 | 0
2015 | SOCO_2_FRCC | SOCO | FRCC | Internal | Summer | B5 | 200 | 3700 | 2042.19 | 85.82 | 95.82 | 10 | 0
2015 | SOCO_2_FRCC | SOCO | FRCC | Internal | Summer | B6 | 300 | 3700 | 21.88 | 69.44 | 79.44 | 10 | 0
2015 | SOCO_2_FRCC | SOCO | FRCC | Internal | Summer | B7 | 400 | 3700 | 0 | 67.53 | 66.21 | 10 | 0
2015 | SOCO_2_FRCC | SOCO | FRCC | Internal | Summer | B8 | 500 | 3700 | 0 | 66.57 | 66.21 | 10 | 0
2015 | SOCO_2_FRCC | SOCO | FRCC | Internal | Summer | B9 | 800 | 3700 | 0 | 60.67 | 63.46 | 10 | 0
2015 | SOCO_2_FRCC | SOCO | FRCC | Internal | Summer | B10 | 1262 | 3700 | 0 | 58.55 | 63.46 | 10 | 0
2015 | SOCO_2_FRCC | SOCO | FRCC | Internal | Winter | B16 | 25 | 3700 | 0 | 85.18 | 78.72 | 10 | 0
2015 | SOCO_2_FRCC | SOCO | FRCC | Internal | Winter | B17 | 100 | 3700 | 0 | 66.57 | 67.94 | 10 | 0
2015 | SOCO_2_FRCC | SOCO | FRCC | Internal | Winter | B18 | 400 | 3700 | 0 | 62.11 | 66.15 | 10 | 0
2015 | SOCO_2_FRCC | SOCO | FRCC | Internal | Winter | B19 | 700 | 3700 | 0 | 62.11 | 66.15 | 10 | 0
2015 | SOCO_2_FRCC | SOCO | FRCC | Internal | Winter | B20 | 935 | 3700 | 0 | 62.11 | 66.15 | 10 | 0
2015 | SOCO_2_TVA_Transmission | SOCO | TVA_Transmission | Internal | Shoulder | B11 | 25 | 2600 | 0 | 85.22 | 78.89 | 10 | 0
2015 | SOCO_2_TVA_Transmission | SOCO | TVA_Transmission | Internal | Shoulder | B12 | 200 | 2600 | 0 | 63.8 | 65.49 | 10 | 0
2015 | SOCO_2_TVA_Transmission | SOCO | TVA_Transmission | Internal | Shoulder | B13 | 600 | 2600 | 0 | 60.37 | 61.6 | 10 | 0
2015 | SOCO_2_TVA_Transmission | SOCO | TVA_Transmission | Internal | Shoulder | B14 | 900 | 2600 | 0 | 60.37 | 61.23 | 10 | 0
2015 | SOCO_2_TVA_Transmission | SOCO | TVA_Transmission | Internal | Shoulder | B15 | 1203 | 2600 | 0 | 59.72 | 60.34 | 10 | 0
2015 | SOCO_2_TVA_Transmission | SOCO | TVA_Transmission | Internal | Summer | B1 | 10 | 2600 | 0 | 97.87 | 99.38 | 10 | 0
2015 | SOCO_2_TVA_Transmission | SOCO | TVA_Transmission | Internal | Summer | B2 | 25 | 2600 | 0 | 97.87 | 96.74 | 10 | 0
2015 | SOCO_2_TVA_Transmission | SOCO | TVA_Transmission | Internal | Summer | B3 | 75 | 2600 | 0 | 97.87 | 95.51 | 10 | 0
2015 | SOCO_2_TVA_Transmission | SOCO | TVA_Transmission | Internal | Summer | B4 | 100 | 2600 | 0 | 97.87 | 88.87 | 10 | 0
2015 | SOCO_2_TVA_Transmission | SOCO | TVA_Transmission | Internal | Summer | B5 | 200 | 2600 | 0 | 85.82 | 77.76 | 10 | 0
2015 | SOCO_2_TVA_Transmission | SOCO | TVA_Transmission | Internal | Summer | B6 | 300 | 2600 | 0 | 69.44 | 62.64 | 10 | 0
2015 | SOCO_2_TVA_Transmission | SOCO | TVA_Transmission | Internal | Summer | B7 | 400 | 2600 | 0 | 67.53 | 60.8 | 10 | 0
2015 | SOCO_2_TVA_Transmission | SOCO | TVA_Transmission | Internal | Summer | B8 | 500 | 2600 | 0 | 66.57 | 59.63 | 10 | 0
2015 | SOCO_2_TVA_Transmission | SOCO | TVA_Transmission | Internal | Summer | B9 | 800 | 2600 | 0 | 60.67 | 58.69 | 10 | 0
2015 | SOCO_2_TVA_Transmission | SOCO | TVA_Transmission | Internal | Summer | B10 | 1262 | 2600 | 0 | 58.55 | 56.95 | 10 | 0
2015 | SOCO_2_TVA_Transmission | SOCO | TVA_Transmission | Internal | Winter | B16 | 25 | 2600 | 0 | 85.18 | 82.99 | 10 | 0
2015 | SOCO_2_TVA_Transmission | SOCO | TVA_Transmission | Internal | Winter | B17 | 100 | 2600 | 0 | 66.57 | 68.28 | 10 | 0
2015 | SOCO_2_TVA_Transmission | SOCO | TVA_Transmission | Internal | Winter | B18 | 400 | 2600 | 0 | 62.11 | 63.54 | 10 | 0
2015 | SOCO_2_TVA_Transmission | SOCO | TVA_Transmission | Internal | Winter | B19 | 700 | 2600 | 0 | 62.11 | 62.42 | 10 | 0
2015 | SOCO_2_TVA_Transmission | SOCO | TVA_Transmission | Internal | Winter | B20 | 935 | 2600 | 0 | 62.11 | 60.55 | 10 | 0
2015 | SOCO_2_VACAR | SOCO | VACAR | Internal | Shoulder | B11 | 25 | 2000 | 0 | 85.22 | 78.22 | 10 | 0
2015 | SOCO_2_VACAR | SOCO | VACAR | Internal | Shoulder | B12 | 200 | 2000 | 0 | 63.8 | 66.17 | 10 | 0
2015 | SOCO_2_VACAR | SOCO | VACAR | Internal | Shoulder | B13 | 600 | 2000 | 0 | 60.37 | 62.92 | 10 | 0
2015 | SOCO_2_VACAR | SOCO | VACAR | Internal | Shoulder | B14 | 900 | 2000 | 0 | 60.37 | 60.03 | 10 | 0
2015 | SOCO_2_VACAR | SOCO | VACAR | Internal | Shoulder | B15 | 1203 | 2000 | 0 | 59.72 | 54.92 | 10 | 0
2015 | SOCO_2_VACAR | SOCO | VACAR | Internal | Summer | B1 | 10 | 2000 | 0 | 97.87 | 100.71 | 10 | 0
2015 | SOCO_2_VACAR | SOCO | VACAR | Internal | Summer | B2 | 25 | 2000 | 0 | 97.87 | 100.71 | 10 | 0
2015 | SOCO_2_VACAR | SOCO | VACAR | Internal | Summer | B3 | 75 | 2000 | 0 | 97.87 | 100.71 | 10 | 0
2015 | SOCO_2_VACAR | SOCO | VACAR | Internal | Summer | B4 | 100 | 2000 | 0 | 97.87 | 90.87 | 10 | 0
2015 | SOCO_2_VACAR | SOCO | VACAR | Internal | Summer | B5 | 200 | 2000 | 0 | 85.82 | 78.24 | 10 | 0
2015 | SOCO_2_VACAR | SOCO | VACAR | Internal | Summer | B6 | 300 | 2000 | 0 | 69.44 | 69.07 | 10 | 0
2015 | SOCO_2_VACAR | SOCO | VACAR | Internal | Summer | B7 | 400 | 2000 | 0 | 67.53 | 63.27 | 10 | 0
2015 | SOCO_2_VACAR | SOCO | VACAR | Internal | Summer | B8 | 500 | 2000 | 0 | 66.57 | 61.18 | 10 | 0
2015 | SOCO_2_VACAR | SOCO | VACAR | Internal | Summer | B9 | 800 | 2000 | 0 | 60.67 | 58.62 | 10 | 0
2015 | SOCO_2_VACAR | SOCO | VACAR | Internal | Summer | B10 | 1262 | 2000 | 0 | 58.55 | 53.44 | 10 | 0
2015 | SOCO_2_VACAR | SOCO | VACAR | Internal | Winter | B16 | 25 | 2000 | 0 | 85.18 | 82.99 | 10 | 0
2015 | SOCO_2_VACAR | SOCO | VACAR | Internal | Winter | B17 | 100 | 2000 | 0 | 66.57 | 74.25 | 10 | 0
2015 | SOCO_2_VACAR | SOCO | VACAR | Internal | Winter | B18 | 400 | 2000 | 0 | 62.11 | 66.57 | 10 | 0
2015 | SOCO_2_VACAR | SOCO | VACAR | Internal | Winter | B19 | 700 | 2000 | 0 | 62.11 | 63.26 | 10 | 0
2015 | SOCO_2_VACAR | SOCO | VACAR | Internal | Winter | B20 | 935 | 2000 | 0 | 62.11 | 58.28 | 10 | 0
2015 | SPP_N_2_ENT | SPP_N | ENT | Internal | Shoulder | B11 | 25 | 1800 | 0 | 83.04 | 77.22 | 5 | 0
2015 | SPP_N_2_ENT | SPP_N | ENT | Internal | Shoulder | B12 | 200 | 1800 | 0 | 60.03 | 59.47 | 5 | 0
2015 | SPP_N_2_ENT | SPP_N | ENT | Internal | Shoulder | B13 | 600 | 1800 | 0 | 59.43 | 59.04 | 5 | 0
2015 | SPP_N_2_ENT | SPP_N | ENT | Internal | Shoulder | B14 | 900 | 1800 | 0 | 57.38 | 57.49 | 5 | 0
2015 | SPP_N_2_ENT | SPP_N | ENT | Internal | Shoulder | B15 | 1203 | 1800 | 0 | 57.38 | 57.49 | 5 | 0
2015 | SPP_N_2_ENT | SPP_N | ENT | Internal | Summer | B1 | 10 | 1800 | 0 | 92.6 | 91.38 | 5 | 0
2015 | SPP_N_2_ENT | SPP_N | ENT | Internal | Summer | B2 | 25 | 1800 | 0 | 91.39 | 89.87 | 5 | 0
2015 | SPP_N_2_ENT | SPP_N | ENT | Internal | Summer | B3 | 75 | 1800 | 0 | 90.44 | 88.01 | 5 | 0
2015 | SPP_N_2_ENT | SPP_N | ENT | Internal | Summer | B4 | 100 | 1800 | 0 | 86.65 | 88.01 | 5 | 0
2015 | SPP_N_2_ENT | SPP_N | ENT | Internal | Summer | B5 | 200 | 1800 | 0 | 81.18 | 77.82 | 5 | 0
2015 | SPP_N_2_ENT | SPP_N | ENT | Internal | Summer | B6 | 300 | 1800 | 0 | 69.32 | 61.33 | 5 | 0
2015 | SPP_N_2_ENT | SPP_N | ENT | Internal | Summer | B7 | 400 | 1800 | 0 | 62.71 | 58.69 | 5 | 0
2015 | SPP_N_2_ENT | SPP_N | ENT | Internal | Summer | B8 | 500 | 1800 | 0 | 58.7 | 58.57 | 5 | 0
2015 | SPP_N_2_ENT | SPP_N | ENT | Internal | Summer | B9 | 800 | 1800 | 0 | 56.11 | 56.32 | 5 | 0
2015 | SPP_N_2_ENT | SPP_N | ENT | Internal | Summer | B10 | 1262 | 1800 | 0 | 54.58 | 56.32 | 5 | 0
2015 | SPP_N_2_ENT | SPP_N | ENT | Internal | Winter | B16 | 25 | 1800 | 0 | 72.88 | 74.99 | 5 | 0
2015 | SPP_N_2_ENT | SPP_N | ENT | Internal | Winter | B17 | 100 | 1800 | 0 | 62 | 61.89 | 5 | 0
2015 | SPP_N_2_ENT | SPP_N | ENT | Internal | Winter | B18 | 400 | 1800 | 0 | 59.86 | 59.83 | 5 | 0
2015 | SPP_N_2_ENT | SPP_N | ENT | Internal | Winter | B19 | 700 | 1800 | 0 | 59.84 | 59.83 | 5 | 0
2015 | SPP_N_2_ENT | SPP_N | ENT | Internal | Winter | B20 | 935 | 1800 | 0 | 56.69 | 59.83 | 5 | 0
2015 | SPP_N_2_MISO_MO-IL | SPP_N | MISO_MO-IL | Internal | Shoulder | B11 | 25 | 2000 | 0 | 83.04 | 76.05 | 5 | 0
2015 | SPP_N_2_MISO_MO-IL | SPP_N | MISO_MO-IL | Internal | Shoulder | B12 | 200 | 2000 | 0 | 60.03 | 64.48 | 5 | 0
2015 | SPP_N_2_MISO_MO-IL | SPP_N | MISO_MO-IL | Internal | Shoulder | B13 | 600 | 2000 | 0 | 59.43 | 57.65 | 5 | 0
2015 | SPP_N_2_MISO_MO-IL | SPP_N | MISO_MO-IL | Internal | Shoulder | B14 | 900 | 2000 | 0 | 57.38 | 55.78 | 5 | 0
2015 | SPP_N_2_MISO_MO-IL | SPP_N | MISO_MO-IL | Internal | Shoulder | B15 | 1203 | 2000 | 0 | 57.38 | 55.04 | 5 | 0
2015 | SPP_N_2_MISO_MO-IL | SPP_N | MISO_MO-IL | Internal | Summer | B1 | 10 | 2000 | 0 | 92.6 | 91.39 | 5 | 0
2015 | SPP_N_2_MISO_MO-IL | SPP_N | MISO_MO-IL | Internal | Summer | B2 | 25 | 2000 | 0 | 91.39 | 88.74 | 5 | 0
2015 | SPP_N_2_MISO_MO-IL | SPP_N | MISO_MO-IL | Internal | Summer | B3 | 75 | 2000 | 0 | 90.44 | 88.74 | 5 | 0
2015 | SPP_N_2_MISO_MO-IL | SPP_N | MISO_MO-IL | Internal | Summer | B4 | 100 | 2000 | 0 | 86.65 | 84.87 | 5 | 0
2015 | SPP_N_2_MISO_MO-IL | SPP_N | MISO_MO-IL | Internal | Summer | B5 | 200 | 2000 | 0 | 81.18 | 74.17 | 5 | 0
2015 | SPP_N_2_MISO_MO-IL | SPP_N | MISO_MO-IL | Internal | Summer | B6 | 300 | 2000 | 0 | 69.32 | 62.31 | 5 | 0
2015 | SPP_N_2_MISO_MO-IL | SPP_N | MISO_MO-IL | Internal | Summer | B7 | 400 | 2000 | 0 | 62.71 | 55.72 | 5 | 0
2015 | SPP_N_2_MISO_MO-IL | SPP_N | MISO_MO-IL | Internal | Summer | B8 | 500 | 2000 | 0 | 58.7 | 54.13 | 5 | 0
2015 | SPP_N_2_MISO_MO-IL | SPP_N | MISO_MO-IL | Internal | Summer | B9 | 800 | 2000 | 0 | 56.11 | 53.23 | 5 | 0
2015 | SPP_N_2_MISO_MO-IL | SPP_N | MISO_MO-IL | Internal | Summer | B10 | 1262 | 2000 | 0 | 54.58 | 52.47 | 5 | 0
2015 | SPP_N_2_MISO_MO-IL | SPP_N | MISO_MO-IL | Internal | Winter | B16 | 25 | 2000 | 0 | 72.88 | 74.99 | 5 | 0
2015 | SPP_N_2_MISO_MO-IL | SPP_N | MISO_MO-IL | Internal | Winter | B17 | 100 | 2000 | 0 | 62 | 66.23 | 5 | 0
2015 | SPP_N_2_MISO_MO-IL | SPP_N | MISO_MO-IL | Internal | Winter | B18 | 400 | 2000 | 0 | 59.86 | 58.56 | 5 | 0
2015 | SPP_N_2_MISO_MO-IL | SPP_N | MISO_MO-IL | Internal | Winter | B19 | 700 | 2000 | 0 | 59.84 | 56.5 | 5 | 0
2015 | SPP_N_2_MISO_MO-IL | SPP_N | MISO_MO-IL | Internal | Winter | B20 | 935 | 2000 | 0 | 56.69 | 54.44 | 5 | 0
2015 | SPP_N_2_MISO_W | SPP_N | MISO_W | Internal | Shoulder | B11 | 25 | 750 | 0 | 83.04 | 76.04 | 5 | 0
2015 | SPP_N_2_MISO_W | SPP_N | MISO_W | Internal | Shoulder | B12 | 200 | 750 | 0 | 60.03 | 64.47 | 5 | 0
2015 | SPP_N_2_MISO_W | SPP_N | MISO_W | Internal | Shoulder | B13 | 600 | 750 | 0 | 59.43 | 57.64 | 5 | 0
2015 | SPP_N_2_MISO_W | SPP_N | MISO_W | Internal | Shoulder | B14 | 900 | 750 | 0 | 57.38 | 55.77 | 5 | 0
2015 | SPP_N_2_MISO_W | SPP_N | MISO_W | Internal | Shoulder | B15 | 1203 | 750 | 0 | 57.38 | 55.06 | 5 | 0
2015 | SPP_N_2_MISO_W | SPP_N | MISO_W | Internal | Summer | B1 | 10 | 750 | 0 | 92.6 | 91.38 | 5 | 0
2015 | SPP_N_2_MISO_W | SPP_N | MISO_W | Internal | Summer | B2 | 25 | 750 | 0 | 91.39 | 88.73 | 5 | 0
2015 | SPP_N_2_MISO_W | SPP_N | MISO_W | Internal | Summer | B3 | 75 | 750 | 0 | 90.44 | 88.73 | 5 | 0
2015 | SPP_N_2_MISO_W | SPP_N | MISO_W | Internal | Summer | B4 | 100 | 750 | 0 | 86.65 | 84.87 | 5 | 0
2015 | SPP_N_2_MISO_W | SPP_N | MISO_W | Internal | Summer | B5 | 200 | 750 | 0 | 81.18 | 74.18 | 5 | 0
2015 | SPP_N_2_MISO_W | SPP_N | MISO_W | Internal | Summer | B6 | 300 | 750 | 0 | 69.32 | 62.32 | 5 | 0
2015 | SPP_N_2_MISO_W | SPP_N | MISO_W | Internal | Summer | B7 | 400 | 750 | 0 | 62.71 | 55.71 | 5 | 0
2015 | SPP_N_2_MISO_W | SPP_N | MISO_W | Internal | Summer | B8 | 500 | 750 | 0 | 58.7 | 54.12 | 5 | 0
2015 | SPP_N_2_MISO_W | SPP_N | MISO_W | Internal | Summer | B9 | 800 | 750 | 0 | 56.11 | 53.22 | 5 | 0
2015 | SPP_N_2_MISO_W | SPP_N | MISO_W | Internal | Summer | B10 | 1262 | 750 | 0 | 54.58 | 52.46 | 5 | 0
2015 | SPP_N_2_MISO_W | SPP_N | MISO_W | Internal | Winter | B16 | 25 | 750 | 0 | 72.88 | 74.97 | 5 | 0
2015 | SPP_N_2_MISO_W | SPP_N | MISO_W | Internal | Winter | B17 | 100 | 750 | 0 | 62 | 66.21 | 5 | 0
2015 | SPP_N_2_MISO_W | SPP_N | MISO_W | Internal | Winter | B18 | 400 | 750 | 0 | 59.86 | 58.56 | 5 | 0
2015 | SPP_N_2_MISO_W | SPP_N | MISO_W | Internal | Winter | B19 | 700 | 750 | 0 | 59.84 | 56.51 | 5 | 0
2015 | SPP_N_2_MISO_W | SPP_N | MISO_W | Internal | Winter | B20 | 935 | 750 | 0 | 56.69 | 54.45 | 5 | 0
2015 | SPP_N_2_NE | SPP_N | NE | Internal | Shoulder | B11 | 25 | 332 | 0 | 83.04 | 82.15 | 0.01 | 0
2015 | SPP_N_2_NE | SPP_N | NE | Internal | Shoulder | B12 | 200 | 332 | 0 | 60.03 | 60.02 | 0.01 | 0
2015 | SPP_N_2_NE | SPP_N | NE | Internal | Shoulder | B13 | 600 | 332 | 0 | 59.43 | 59.41 | 0.01 | 0
2015 | SPP_N_2_NE | SPP_N | NE | Internal | Shoulder | B14 | 900 | 332 | 0 | 57.38 | 57.37 | 0.01 | 0
2015 | SPP_N_2_NE | SPP_N | NE | Internal | Shoulder | B15 | 1203 | 332 | 0 | 57.38 | 57.37 | 0.01 | 0
2015 | SPP_N_2_NE | SPP_N | NE | Internal | Summer | B1 | 10 | 332 | 0 | 92.6 | 91.38 | 0.01 | 0
2015 | SPP_N_2_NE | SPP_N | NE | Internal | Summer | B2 | 25 | 332 | 0 | 91.39 | 91.38 | 0.01 | 0
2015 | SPP_N_2_NE | SPP_N | NE | Internal | Summer | B3 | 75 | 332 | 0 | 90.44 | 90.43 | 0.01 | 0
2015 | SPP_N_2_NE | SPP_N | NE | Internal | Summer | B4 | 100 | 332 | 0 | 86.65 | 86.63 | 0.01 | 0
2015 | SPP_N_2_NE | SPP_N | NE | Internal | Summer | B5 | 200 | 332 | 0 | 81.18 | 81.17 | 0.01 | 0
2015 | SPP_N_2_NE | SPP_N | NE | Internal | Summer | B6 | 300 | 332 | 0 | 69.32 | 62.32 | 0.01 | 0
2015 | SPP_N_2_NE | SPP_N | NE | Internal | Summer | B7 | 400 | 332 | 0 | 62.71 | 60.04 | 0.01 | 0
2015 | SPP_N_2_NE | SPP_N | NE | Internal | Summer | B8 | 500 | 332 | 0 | 58.7 | 58.69 | 0.01 | 0
2015 | SPP_N_2_NE | SPP_N | NE | Internal | Summer | B9 | 800 | 332 | 0 | 56.11 | 56.1 | 0.01 | 0
2015 | SPP_N_2_NE | SPP_N | NE | Internal | Summer | B10 | 1262 | 332 | 0 | 54.58 | 53.97 | 0.01 | 0
2015 | SPP_N_2_NE | SPP_N | NE | Internal | Winter | B16 | 25 | 332 | 0 | 72.88 | 72.86 | 0.01 | 0
2015 | SPP_N_2_NE | SPP_N | NE | Internal | Winter | B17 | 100 | 332 | 0 | 62 | 61.98 | 0.01 | 0
2015 | SPP_N_2_NE | SPP_N | NE | Internal | Winter | B18 | 400 | 332 | 0 | 59.86 | 59.85 | 0.01 | 0
2015 | SPP_N_2_NE | SPP_N | NE | Internal | Winter | B19 | 700 | 332 | 0 | 59.84 | 59.83 | 0.01 | 0
2015 | SPP_N_2_NE | SPP_N | NE | Internal | Winter | B20 | 935 | 332 | 0 | 56.69 | 55.44 | 0.01 | 0
2015 | SPP_N_2_SPP_S | SPP_N | SPP_S | Internal | Shoulder | B11 | 25 | 4000 | 225.99 | 83.04 | 83.05 | 0.01 | 0
2015 | SPP_N_2_SPP_S | SPP_N | SPP_S | Internal | Shoulder | B12 | 200 | 4000 | 570.95 | 60.03 | 60.04 | 0.01 | 0
2015 | SPP_N_2_SPP_S | SPP_N | SPP_S | Internal | Shoulder | B13 | 600 | 4000 | 1273.04 | 59.43 | 59.44 | 0.01 | 0
2015 | SPP_N_2_SPP_S | SPP_N | SPP_S | Internal | Shoulder | B14 | 900 | 4000 | 801.65 | 57.38 | 57.39 | 0.01 | 0
2015 | SPP_N_2_SPP_S | SPP_N | SPP_S | Internal | Shoulder | B15 | 1203 | 4000 | 2692 | 57.38 | 57.39 | 0.01 | 0
2015 | SPP_N_2_SPP_S | SPP_N | SPP_S | Internal | Summer | B1 | 10 | 4000 | 0 | 92.6 | 92.15 | 0.01 | 0
2015 | SPP_N_2_SPP_S | SPP_N | SPP_S | Internal | Summer | B2 | 25 | 4000 | 0 | 91.39 | 90.44 | 0.01 | 0
2015 | SPP_N_2_SPP_S | SPP_N | SPP_S | Internal | Summer | B3 | 75 | 4000 | 0 | 90.44 | 90.43 | 0.01 | 0
2015 | SPP_N_2_SPP_S | SPP_N | SPP_S | Internal | Summer | B4 | 100 | 4000 | 0 | 86.65 | 83.79 | 0.01 | 0
2015 | SPP_N_2_SPP_S | SPP_N | SPP_S | Internal | Summer | B5 | 200 | 4000 | 831.92 | 81.18 | 81.19 | 0.01 | 0
2015 | SPP_N_2_SPP_S | SPP_N | SPP_S | Internal | Summer | B6 | 300 | 4000 | 1957.74 | 69.32 | 69.33 | 0.01 | 0
2015 | SPP_N_2_SPP_S | SPP_N | SPP_S | Internal | Summer | B7 | 400 | 4000 | 2454.01 | 62.71 | 62.72 | 0.01 | 0
2015 | SPP_N_2_SPP_S | SPP_N | SPP_S | Internal | Summer | B8 | 500 | 4000 | 2402.67 | 58.7 | 58.71 | 0.01 | 0
2015 | SPP_N_2_SPP_S | SPP_N | SPP_S | Internal | Summer | B9 | 800 | 4000 | 2358.22 | 56.11 | 56.13 | 0.01 | 0
2015 | SPP_N_2_SPP_S | SPP_N | SPP_S | Internal | Summer | B10 | 1262 | 4000 | 4000 | 54.58 | 56 | 0.01 | 1.4
2015 | SPP_N_2_SPP_S | SPP_N | SPP_S | Internal | Winter | B16 | 25 | 4000 | 1290.91 | 72.88 | 72.89 | 0.01 | 0
2015 | SPP_N_2_SPP_S | SPP_N | SPP_S | Internal | Winter | B17 | 100 | 4000 | 2192.52 | 62 | 62.01 | 0.01 | 0
2015 | SPP_N_2_SPP_S | SPP_N | SPP_S | Internal | Winter | B18 | 400 | 4000 | 2528.98 | 59.86 | 59.87 | 0.01 | 0
2015 | SPP_N_2_SPP_S | SPP_N | SPP_S | Internal | Winter | B19 | 700 | 4000 | 2619.04 | 59.84 | 59.85 | 0.01 | 0
2015 | SPP_N_2_SPP_S | SPP_N | SPP_S | Internal | Winter | B20 | 935 | 4000 | 4000 | 56.69 | 59.74 | 0.01 | 3.03
2015 | SPP_S_2_ENT | SPP_S | ENT | Internal | Shoulder | B11 | 25 | 850 | 0 | 83.05 | 77.22 | 5 | 0
2015 | SPP_S_2_ENT | SPP_S | ENT | Internal | Shoulder | B12 | 200 | 850 | 0 | 60.04 | 59.47 | 5 | 0
2015 | SPP_S_2_ENT | SPP_S | ENT | Internal | Shoulder | B13 | 600 | 850 | 0 | 59.44 | 59.04 | 5 | 0
2015 | SPP_S_2_ENT | SPP_S | ENT | Internal | Shoulder | B14 | 900 | 850 | 0 | 57.39 | 57.49 | 5 | 0
2015 | SPP_S_2_ENT | SPP_S | ENT | Internal | Shoulder | B15 | 1203 | 850 | 0 | 57.39 | 57.49 | 5 | 0
2015 | SPP_S_2_ENT | SPP_S | ENT | Internal | Summer | B1 | 10 | 850 | 0 | 92.15 | 91.38 | 5 | 0
2015 | SPP_S_2_ENT | SPP_S | ENT | Internal | Summer | B2 | 25 | 850 | 0 | 90.44 | 89.87 | 5 | 0
2015 | SPP_S_2_ENT | SPP_S | ENT | Internal | Summer | B3 | 75 | 850 | 0 | 90.43 | 88.01 | 5 | 0
2015 | SPP_S_2_ENT | SPP_S | ENT | Internal | Summer | B4 | 100 | 850 | 0 | 83.79 | 88.01 | 5 | 0
2015 | SPP_S_2_ENT | SPP_S | ENT | Internal | Summer | B5 | 200 | 850 | 0 | 81.19 | 77.82 | 5 | 0
2015 | SPP_S_2_ENT | SPP_S | ENT | Internal | Summer | B6 | 300 | 850 | 0 | 69.33 | 61.33 | 5 | 0
2015 | SPP_S_2_ENT | SPP_S | ENT | Internal | Summer | B7 | 400 | 850 | 0 | 62.72 | 58.69 | 5 | 0
2015 | SPP_S_2_ENT | SPP_S | ENT | Internal | Summer | B8 | 500 | 850 | 0 | 58.71 | 58.57 | 5 | 0
2015 | SPP_S_2_ENT | SPP_S | ENT | Internal | Summer | B9 | 800 | 850 | 0 | 56.13 | 56.32 | 5 | 0
2015 | SPP_S_2_ENT | SPP_S | ENT | Internal | Summer | B10 | 1262 | 850 | 0 | 56 | 56.32 | 5 | 0
2015 | SPP_S_2_ENT | SPP_S | ENT | Internal | Winter | B16 | 25 | 850 | 0 | 72.89 | 74.99 | 5 | 0
2015 | SPP_S_2_ENT | SPP_S | ENT | Internal | Winter | B17 | 100 | 850 | 0 | 62.01 | 61.89 | 5 | 0
2015 | SPP_S_2_ENT | SPP_S | ENT | Internal | Winter | B18 | 400 | 850 | 0 | 59.87 | 59.83 | 5 | 0
2015 | SPP_S_2_ENT | SPP_S | ENT | Internal | Winter | B19 | 700 | 850 | 0 | 59.85 | 59.83 | 5 | 0
2015 | SPP_S_2_ENT | SPP_S | ENT | Internal | Winter | B20 | 935 | 850 | 0 | 59.74 | 59.83 | 5 | 0
2015 | SPP_S_2_SPP_N | SPP_S | SPP_N | Internal | Shoulder | B11 | 25 | 640 | 0 | 83.05 | 83.04 | 0.01 | 0
2015 | SPP_S_2_SPP_N | SPP_S | SPP_N | Internal | Shoulder | B12 | 200 | 640 | 0 | 60.04 | 60.03 | 0.01 | 0
2015 | SPP_S_2_SPP_N | SPP_S | SPP_N | Internal | Shoulder | B13 | 600 | 640 | 0 | 59.44 | 59.43 | 0.01 | 0
2015 | SPP_S_2_SPP_N | SPP_S | SPP_N | Internal | Shoulder | B14 | 900 | 640 | 0 | 57.39 | 57.38 | 0.01 | 0
2015 | SPP_S_2_SPP_N | SPP_S | SPP_N | Internal | Shoulder | B15 | 1203 | 640 | 0 | 57.39 | 57.38 | 0.01 | 0
2015 | SPP_S_2_SPP_N | SPP_S | SPP_N | Internal | Summer | B1 | 10 | 640 | 640 | 92.15 | 92.6 | 0.01 | 0.44
2015 | SPP_S_2_SPP_N | SPP_S | SPP_N | Internal | Summer | B2 | 25 | 640 | 640 | 90.44 | 91.39 | 0.01 | 0.94
2015 | SPP_S_2_SPP_N | SPP_S | SPP_N | Internal | Summer | B3 | 75 | 640 | 352.2 | 90.43 | 90.44 | 0.01 | 0
2015 | SPP_S_2_SPP_N | SPP_S | SPP_N | Internal | Summer | B4 | 100 | 640 | 640 | 83.79 | 86.65 | 0.01 | 2.85
2015 | SPP_S_2_SPP_N | SPP_S | SPP_N | Internal | Summer | B5 | 200 | 640 | 0 | 81.19 | 81.18 | 0.01 | 0
2015 | SPP_S_2_SPP_N | SPP_S | SPP_N | Internal | Summer | B6 | 300 | 640 | 0 | 69.33 | 69.32 | 0.01 | 0
2015 | SPP_S_2_SPP_N | SPP_S | SPP_N | Internal | Summer | B7 | 400 | 640 | 0 | 62.72 | 62.71 | 0.01 | 0
2015 | SPP_S_2_SPP_N | SPP_S | SPP_N | Internal | Summer | B8 | 500 | 640 | 0 | 58.71 | 58.7 | 0.01 | 0
2015 | SPP_S_2_SPP_N | SPP_S | SPP_N | Internal | Summer | B9 | 800 | 640 | 0 | 56.13 | 56.11 | 0.01 | 0
2015 | SPP_S_2_SPP_N | SPP_S | SPP_N | Internal | Summer | B10 | 1262 | 640 | 0 | 56 | 54.58 | 0.01 | 0
2015 | SPP_S_2_SPP_N | SPP_S | SPP_N | Internal | Winter | B16 | 25 | 640 | 0 | 72.89 | 72.88 | 0.01 | 0
2015 | SPP_S_2_SPP_N | SPP_S | SPP_N | Internal | Winter | B17 | 100 | 640 | 0 | 62.01 | 62 | 0.01 | 0
2015 | SPP_S_2_SPP_N | SPP_S | SPP_N | Internal | Winter | B18 | 400 | 640 | 0 | 59.87 | 59.86 | 0.01 | 0
2015 | SPP_S_2_SPP_N | SPP_S | SPP_N | Internal | Winter | B19 | 700 | 640 | 0 | 59.85 | 59.84 | 0.01 | 0
2015 | SPP_S_2_SPP_N | SPP_S | SPP_N | Internal | Winter | B20 | 935 | 640 | 0 | 59.74 | 56.69 | 0.01 | 0
2015 | TVA_2_ENT | TVA | ENT | Internal | Shoulder | B11 | 25 | 500 | 0 | 78.9 | 77.22 | 9 | 0
2015 | TVA_2_ENT | TVA | ENT | Internal | Shoulder | B12 | 200 | 500 | 0 | 61.77 | 59.47 | 9 | 0
2015 | TVA_2_ENT | TVA | ENT | Internal | Shoulder | B13 | 600 | 500 | 0 | 60.26 | 59.04 | 9 | 0
2015 | TVA_2_ENT | TVA | ENT | Internal | Shoulder | B14 | 900 | 500 | 0 | 60.26 | 57.49 | 9 | 0
2015 | TVA_2_ENT | TVA | ENT | Internal | Shoulder | B15 | 1203 | 500 | 0 | 60.26 | 57.49 | 9 | 0
2015 | TVA_2_ENT | TVA | ENT | Internal | Summer | B1 | 10 | 500 | 0 | 99.39 | 91.38 | 9 | 0
2015 | TVA_2_ENT | TVA | ENT | Internal | Summer | B2 | 25 | 500 | 0 | 96.75 | 89.87 | 9 | 0
2015 | TVA_2_ENT | TVA | ENT | Internal | Summer | B3 | 75 | 500 | 0 | 95.53 | 88.01 | 9 | 0
2015 | TVA_2_ENT | TVA | ENT | Internal | Summer | B4 | 100 | 500 | 0 | 88.88 | 88.01 | 9 | 0
2015 | TVA_2_ENT | TVA | ENT | Internal | Summer | B5 | 200 | 500 | 0 | 76.82 | 77.82 | 9 | 0
2015 | TVA_2_ENT | TVA | ENT | Internal | Summer | B6 | 300 | 500 | 0 | 60.44 | 61.33 | 9 | 0
2015 | TVA_2_ENT | TVA | ENT | Internal | Summer | B7 | 400 | 500 | 0 | 58.53 | 58.69 | 9 | 0
2015 | TVA_2_ENT | TVA | ENT | Internal | Summer | B8 | 500 | 500 | 0 | 58 | 58.57 | 9 | 0
2015 | TVA_2_ENT | TVA | ENT | Internal | Summer | B9 | 800 | 500 | 0 | 58 | 56.32 | 9 | 0
2015 | TVA_2_ENT | TVA | ENT | Internal | Summer | B10 | 1262 | 500 | 0 | 55.84 | 56.32 | 9 | 0
2015 | TVA_2_ENT | TVA | ENT | Internal | Winter | B16 | 25 | 500 | 0 | 83 | 74.99 | 9 | 0
2015 | TVA_2_ENT | TVA | ENT | Internal | Winter | B17 | 100 | 500 | 0 | 64.31 | 61.89 | 9 | 0
2015 | TVA_2_ENT | TVA | ENT | Internal | Winter | B18 | 400 | 500 | 0 | 61.64 | 59.83 | 9 | 0
2015 | TVA_2_ENT | TVA | ENT | Internal | Winter | B19 | 700 | 500 | 0 | 61.64 | 59.83 | 9 | 0
2015 | TVA_2_ENT | TVA | ENT | Internal | Winter | B20 | 935 | 500 | 0 | 60.57 | 59.83 | 9 | 0
2015 | TVA_2_MISO_MO-IL | TVA | MISO_MO-IL | Internal | Shoulder | B11 | 25 | 50 | 0 | 78.9 | 76.05 | 9 | 0
2015 | TVA_2_MISO_MO-IL | TVA | MISO_MO-IL | Internal | Shoulder | B12 | 200 | 50 | 0 | 61.77 | 64.48 | 9 | 0
2015 | TVA_2_MISO_MO-IL | TVA | MISO_MO-IL | Internal | Shoulder | B13 | 600 | 50 | 0 | 60.26 | 57.65 | 9 | 0
2015 | TVA_2_MISO_MO-IL | TVA | MISO_MO-IL | Internal | Shoulder | B14 | 900 | 50 | 0 | 60.26 | 55.78 | 9 | 0
2015 | TVA_2_MISO_MO-IL | TVA | MISO_MO-IL | Internal | Shoulder | B15 | 1203 | 50 | 0 | 60.26 | 55.04 | 9 | 0
2015 | TVA_2_MISO_MO-IL | TVA | MISO_MO-IL | Internal | Summer | B1 | 10 | 50 | 0 | 99.39 | 91.39 | 9 | 0
2015 | TVA_2_MISO_MO-IL | TVA | MISO_MO-IL | Internal | Summer | B2 | 25 | 50 | 0 | 96.75 | 88.74 | 9 | 0
2015 | TVA_2_MISO_MO-IL | TVA | MISO_MO-IL | Internal | Summer | B3 | 75 | 50 | 0 | 95.53 | 88.74 | 9 | 0
2015 | TVA_2_MISO_MO-IL | TVA | MISO_MO-IL | Internal | Summer | B4 | 100 | 50 | 0 | 88.88 | 84.87 | 9 | 0
2015 | TVA_2_MISO_MO-IL | TVA | MISO_MO-IL | Internal | Summer | B5 | 200 | 50 | 0 | 76.82 | 74.17 | 9 | 0
2015 | TVA_2_MISO_MO-IL | TVA | MISO_MO-IL | Internal | Summer | B6 | 300 | 50 | 0 | 60.44 | 62.31 | 9 | 0
2015 | TVA_2_MISO_MO-IL | TVA | MISO_MO-IL | Internal | Summer | B7 | 400 | 50 | 0 | 58.53 | 55.72 | 9 | 0
2015 | TVA_2_MISO_MO-IL | TVA | MISO_MO-IL | Internal | Summer | B8 | 500 | 50 | 0 | 58 | 54.13 | 9 | 0
2015 | TVA_2_MISO_MO-IL | TVA | MISO_MO-IL | Internal | Summer | B9 | 800 | 50 | 0 | 58 | 53.23 | 9 | 0
2015 | TVA_2_MISO_MO-IL | TVA | MISO_MO-IL | Internal | Summer | B10 | 1262 | 50 | 0 | 55.84 | 52.47 | 9 | 0
2015 | TVA_2_MISO_MO-IL | TVA | MISO_MO-IL | Internal | Winter | B16 | 25 | 50 | 0 | 83 | 74.99 | 9 | 0
2015 | TVA_2_MISO_MO-IL | TVA | MISO_MO-IL | Internal | Winter | B17 | 100 | 50 | 0 | 64.31 | 66.23 | 9 | 0
2015 | TVA_2_MISO_MO-IL | TVA | MISO_MO-IL | Internal | Winter | B18 | 400 | 50 | 0 | 61.64 | 58.56 | 9 | 0
2015 | TVA_2_MISO_MO-IL | TVA | MISO_MO-IL | Internal | Winter | B19 | 700 | 50 | 0 | 61.64 | 56.5 | 9 | 0
2015 | TVA_2_MISO_MO-IL | TVA | MISO_MO-IL | Internal | Winter | B20 | 935 | 50 | 0 | 60.57 | 54.44 | 9 | 0
2015 | TVA_2_NonRTO_Midwest | TVA | NonRTO_Midwest | Internal | Shoulder | B11 | 25 | 100 | 0 | 78.9 | 84.04 | 9 | 0
2015 | TVA_2_NonRTO_Midwest | TVA | NonRTO_Midwest | Internal | Shoulder | B12 | 200 | 100 | 100 | 61.77 | 72.49 | 9 | 1.73
2015 | TVA_2_NonRTO_Midwest | TVA | NonRTO_Midwest | Internal | Shoulder | B13 | 600 | 100 | 0 | 60.26 | 56.82 | 9 | 0
2015 | TVA_2_NonRTO_Midwest | TVA | NonRTO_Midwest | Internal | Shoulder | B14 | 900 | 100 | 0 | 60.26 | 56.76 | 9 | 0
2015 | TVA_2_NonRTO_Midwest | TVA | NonRTO_Midwest | Internal | Shoulder | B15 | 1203 | 100 | 0 | 60.26 | 55.21 | 9 | 0
2015 | TVA_2_NonRTO_Midwest | TVA | NonRTO_Midwest | Internal | Summer | B1 | 10 | 100 | 0 | 99.39 | 96.27 | 9 | 0
2015 | TVA_2_NonRTO_Midwest | TVA | NonRTO_Midwest | Internal | Summer | B2 | 25 | 100 | 0 | 96.75 | 96.27 | 9 | 0
2015 | TVA_2_NonRTO_Midwest | TVA | NonRTO_Midwest | Internal | Summer | B3 | 75 | 100 | 0 | 95.53 | 96.27 | 9 | 0
2015 | TVA_2_NonRTO_Midwest | TVA | NonRTO_Midwest | Internal | Summer | B4 | 100 | 100 | 0 | 88.88 | 92.87 | 9 | 0
2015 | TVA_2_NonRTO_Midwest | TVA | NonRTO_Midwest | Internal | Summer | B5 | 200 | 100 | 0 | 76.82 | 82.16 | 9 | 0
2015 | TVA_2_NonRTO_Midwest | TVA | NonRTO_Midwest | Internal | Summer | B6 | 300 | 100 | 0 | 60.44 | 56.82 | 9 | 0
2015 | TVA_2_NonRTO_Midwest | TVA | NonRTO_Midwest | Internal | Summer | B7 | 400 | 100 | 0 | 58.53 | 56.76 | 9 | 0
2015 | TVA_2_NonRTO_Midwest | TVA | NonRTO_Midwest | Internal | Summer | B8 | 500 | 100 | 0 | 58 | 56.53 | 9 | 0
2015 | TVA_2_NonRTO_Midwest | TVA | NonRTO_Midwest | Internal | Summer | B9 | 800 | 100 | 0 | 58 | 54.91 | 9 | 0
2015 | TVA_2_NonRTO_Midwest | TVA | NonRTO_Midwest | Internal | Summer | B10 | 1262 | 100 | 0 | 55.84 | 54.12 | 9 | 0
2015 | TVA_2_NonRTO_Midwest | TVA | NonRTO_Midwest | Internal | Winter | B16 | 25 | 100 | 0 | 83 | 83 | 9 | 0
2015 | TVA_2_NonRTO_Midwest | TVA | NonRTO_Midwest | Internal | Winter | B17 | 100 | 100 | 100 | 64.31 | 74.24 | 9 | 0.93
2015 | TVA_2_NonRTO_Midwest | TVA | NonRTO_Midwest | Internal | Winter | B18 | 400 | 100 | 0 | 61.64 | 66.57 | 9 | 0
2015 | TVA_2_NonRTO_Midwest | TVA | NonRTO_Midwest | Internal | Winter | B19 | 700 | 100 | 0 | 61.64 | 56.76 | 9 | 0
2015 | TVA_2_NonRTO_Midwest | TVA | NonRTO_Midwest | Internal | Winter | B20 | 935 | 100 | 0 | 60.57 | 55.43 | 9 | 0
2015 | TVA_2_PJM_ROR | TVA | PJM_ROR | Internal | Shoulder | B11 | 25 | 500 | 0 | 78.9 | 72.89 | 9 | 0
2015 | TVA_2_PJM_ROR | TVA | PJM_ROR | Internal | Shoulder | B12 | 200 | 500 | 0 | 61.77 | 63.64 | 9 | 0
2015 | TVA_2_PJM_ROR | TVA | PJM_ROR | Internal | Shoulder | B13 | 600 | 500 | 0 | 60.26 | 59.01 | 9 | 0
2015 | TVA_2_PJM_ROR | TVA | PJM_ROR | Internal | Shoulder | B14 | 900 | 500 | 0 | 60.26 | 57.78 | 9 | 0
2015 | TVA_2_PJM_ROR | TVA | PJM_ROR | Internal | Shoulder | B15 | 1203 | 500 | 0 | 60.26 | 54.43 | 9 | 0
2015 | TVA_2_PJM_ROR | TVA | PJM_ROR | Internal | Summer | B1 | 10 | 500 | 0 | 99.39 | 93.38 | 9 | 0
2015 | TVA_2_PJM_ROR | TVA | PJM_ROR | Internal | Summer | B2 | 25 | 500 | 0 | 96.75 | 89.51 | 9 | 0
2015 | TVA_2_PJM_ROR | TVA | PJM_ROR | Internal | Summer | B3 | 75 | 500 | 0 | 95.53 | 89.51 | 9 | 0
2015 | TVA_2_PJM_ROR | TVA | PJM_ROR | Internal | Summer | B4 | 100 | 500 | 0 | 88.88 | 82.87 | 9 | 0
2015 | TVA_2_PJM_ROR | TVA | PJM_ROR | Internal | Summer | B5 | 200 | 500 | 0 | 76.82 | 72.24 | 9 | 0
2015 | TVA_2_PJM_ROR | TVA | PJM_ROR | Internal | Summer | B6 | 300 | 500 | 0 | 60.44 | 63.07 | 9 | 0
2015 | TVA_2_PJM_ROR | TVA | PJM_ROR | Internal | Summer | B7 | 400 | 500 | 0 | 58.53 | 57.27 | 9 | 0
2015 | TVA_2_PJM_ROR | TVA | PJM_ROR | Internal | Summer | B8 | 500 | 500 | 0 | 58 | 55.18 | 9 | 0
2015 | TVA_2_PJM_ROR | TVA | PJM_ROR | Internal | Summer | B9 | 800 | 500 | 0 | 58 | 53.66 | 9 | 0
2015 | TVA_2_PJM_ROR | TVA | PJM_ROR | Internal | Summer | B10 | 1262 | 500 | 0 | 55.84 | 52.4 | 9 | 0
2015 | TVA_2_PJM_ROR | TVA | PJM_ROR | Internal | Winter | B16 | 25 | 500 | 0 | 83 | 76.99 | 9 | 0
2015 | TVA_2_PJM_ROR | TVA | PJM_ROR | Internal | Winter | B17 | 100 | 500 | 0 | 64.31 | 68.25 | 9 | 0
2015 | TVA_2_PJM_ROR | TVA | PJM_ROR | Internal | Winter | B18 | 400 | 500 | 0 | 61.64 | 60.57 | 9 | 0
2015 | TVA_2_PJM_ROR | TVA | PJM_ROR | Internal | Winter | B19 | 700 | 500 | 0 | 61.64 | 58.5 | 9 | 0
2015 | TVA_2_PJM_ROR | TVA | PJM_ROR | Internal | Winter | B20 | 935 | 500 | 0 | 60.57 | 54.55 | 9 | 0
2015 | TVA_2_SOCO | TVA | SOCO | Internal | Shoulder | B11 | 25 | 500 | 0 | 78.9 | 85.22 | 9 | 0
2015 | TVA_2_SOCO | TVA | SOCO | Internal | Shoulder | B12 | 200 | 500 | 0 | 61.77 | 63.8 | 9 | 0
2015 | TVA_2_SOCO | TVA | SOCO | Internal | Shoulder | B13 | 600 | 500 | 0 | 60.26 | 60.37 | 9 | 0
2015 | TVA_2_SOCO | TVA | SOCO | Internal | Shoulder | B14 | 900 | 500 | 0 | 60.26 | 60.37 | 9 | 0
2015 | TVA_2_SOCO | TVA | SOCO | Internal | Shoulder | B15 | 1203 | 500 | 0 | 60.26 | 59.72 | 9 | 0
2015 | TVA_2_SOCO | TVA | SOCO | Internal | Summer | B1 | 10 | 500 | 0 | 99.39 | 97.87 | 9 | 0
2015 | TVA_2_SOCO | TVA | SOCO | Internal | Summer | B2 | 25 | 500 | 0 | 96.75 | 97.87 | 9 | 0
2015 | TVA_2_SOCO | TVA | SOCO | Internal | Summer | B3 | 75 | 500 | 0 | 95.53 | 97.87 | 9 | 0
2015 | TVA_2_SOCO | TVA | SOCO | Internal | Summer | B4 | 100 | 500 | 0 | 88.88 | 97.87 | 9 | 0
2015 | TVA_2_SOCO | TVA | SOCO | Internal | Summer | B5 | 200 | 500 | 476.48 | 76.82 | 85.82 | 9 | 0
2015 | TVA_2_SOCO | TVA | SOCO | Internal | Summer | B6 | 300 | 500 | 493.27 | 60.44 | 69.44 | 9 | 0
2015 | TVA_2_SOCO | TVA | SOCO | Internal | Summer | B7 | 400 | 500 | 351.79 | 58.53 | 67.53 | 9 | 0
2015 | TVA_2_SOCO | TVA | SOCO | Internal | Summer | B8 | 500 | 500 | 0 | 58 | 66.57 | 9 | 0
2015 | TVA_2_SOCO | TVA | SOCO | Internal | Summer | B9 | 800 | 500 | 0 | 58 | 60.67 | 9 | 0
2015 | TVA_2_SOCO | TVA | SOCO | Internal | Summer | B10 | 1262 | 500 | 0 | 55.84 | 58.55 | 9 | 0
2015 | TVA_2_SOCO | TVA | SOCO | Internal | Winter | B16 | 25 | 500 | 0 | 83 | 85.18 | 9 | 0
2015 | TVA_2_SOCO | TVA | SOCO | Internal | Winter | B17 | 100 | 500 | 0 | 64.31 | 66.57 | 9 | 0
2015 | TVA_2_SOCO | TVA | SOCO | Internal | Winter | B18 | 400 | 500 | 0 | 61.64 | 62.11 | 9 | 0
2015 | TVA_2_SOCO | TVA | SOCO | Internal | Winter | B19 | 700 | 500 | 0 | 61.64 | 62.11 | 9 | 0
2015 | TVA_2_SOCO | TVA | SOCO | Internal | Winter | B20 | 935 | 500 | 0 | 60.57 | 62.11 | 9 | 0
2015 | TVA_2_VACAR | TVA | VACAR | Internal | Shoulder | B11 | 25 | 150 | 0 | 78.9 | 78.22 | 9 | 0
2015 | TVA_2_VACAR | TVA | VACAR | Internal | Shoulder | B12 | 200 | 150 | 0 | 61.77 | 66.17 | 9 | 0
2015 | TVA_2_VACAR | TVA | VACAR | Internal | Shoulder | B13 | 600 | 150 | 0 | 60.26 | 62.92 | 9 | 0
2015 | TVA_2_VACAR | TVA | VACAR | Internal | Shoulder | B14 | 900 | 150 | 0 | 60.26 | 60.03 | 9 | 0
2015 | TVA_2_VACAR | TVA | VACAR | Internal | Shoulder | B15 | 1203 | 150 | 0 | 60.26 | 54.92 | 9 | 0
2015 | TVA_2_VACAR | TVA | VACAR | Internal | Summer | B1 | 10 | 150 | 0 | 99.39 | 100.71 | 9 | 0
2015 | TVA_2_VACAR | TVA | VACAR | Internal | Summer | B2 | 25 | 150 | 0 | 96.75 | 100.71 | 9 | 0
2015 | TVA_2_VACAR | TVA | VACAR | Internal | Summer | B3 | 75 | 150 | 0 | 95.53 | 100.71 | 9 | 0
2015 | TVA_2_VACAR | TVA | VACAR | Internal | Summer | B4 | 100 | 150 | 0 | 88.88 | 90.87 | 9 | 0
2015 | TVA_2_VACAR | TVA | VACAR | Internal | Summer | B5 | 200 | 150 | 0 | 76.82 | 78.24 | 9 | 0
2015 | TVA_2_VACAR | TVA | VACAR | Internal | Summer | B6 | 300 | 150 | 0 | 60.44 | 69.07 | 9 | 0
2015 | TVA_2_VACAR | TVA | VACAR | Internal | Summer | B7 | 400 | 150 | 0 | 58.53 | 63.27 | 9 | 0
2015 | TVA_2_VACAR | TVA | VACAR | Internal | Summer | B8 | 500 | 150 | 0 | 58 | 61.18 | 9 | 0
2015 | TVA_2_VACAR | TVA | VACAR | Internal | Summer | B9 | 800 | 150 | 0 | 58 | 58.62 | 9 | 0
2015 | TVA_2_VACAR | TVA | VACAR | Internal | Summer | B10 | 1262 | 150 | 0 | 55.84 | 53.44 | 9 | 0
2015 | TVA_2_VACAR | TVA | VACAR | Internal | Winter | B16 | 25 | 150 | 0 | 83 | 82.99 | 9 | 0
2015 | TVA_2_VACAR | TVA | VACAR | Internal | Winter | B17 | 100 | 150 | 150 | 64.31 | 74.25 | 9 | 0.94
2015 | TVA_2_VACAR | TVA | VACAR | Internal | Winter | B18 | 400 | 150 | 0 | 61.64 | 66.57 | 9 | 0
2015 | TVA_2_VACAR | TVA | VACAR | Internal | Winter | B19 | 700 | 150 | 0 | 61.64 | 63.26 | 9 | 0
2015 | TVA_2_VACAR | TVA | VACAR | Internal | Winter | B20 | 935 | 150 | 0 | 60.57 | 58.28 | 9 | 0
2015 | TVA_Transmission_2_ENT | TVA_Transmission | ENT | Internal | Shoulder | B11 | 25 | 3000 | 0 | 78.89 | 77.22 | 9 | 0
2015 | TVA_Transmission_2_ENT | TVA_Transmission | ENT | Internal | Shoulder | B12 | 200 | 3000 | 0 | 65.49 | 59.47 | 9 | 0
2015 | TVA_Transmission_2_ENT | TVA_Transmission | ENT | Internal | Shoulder | B13 | 600 | 3000 | 0 | 61.6 | 59.04 | 9 | 0
2015 | TVA_Transmission_2_ENT | TVA_Transmission | ENT | Internal | Shoulder | B14 | 900 | 3000 | 0 | 61.23 | 57.49 | 9 | 0
2015 | TVA_Transmission_2_ENT | TVA_Transmission | ENT | Internal | Shoulder | B15 | 1203 | 3000 | 0 | 60.34 | 57.49 | 9 | 0
2015 | TVA_Transmission_2_ENT | TVA_Transmission | ENT | Internal | Summer | B1 | 10 | 3000 | 0 | 99.38 | 91.38 | 9 | 0
2015 | TVA_Transmission_2_ENT | TVA_Transmission | ENT | Internal | Summer | B2 | 25 | 3000 | 0 | 96.74 | 89.87 | 9 | 0
2015 | TVA_Transmission_2_ENT | TVA_Transmission | ENT | Internal | Summer | B3 | 75 | 3000 | 0 | 95.51 | 88.01 | 9 | 0
2015 | TVA_Transmission_2_ENT | TVA_Transmission | ENT | Internal | Summer | B4 | 100 | 3000 | 0 | 88.87 | 88.01 | 9 | 0
2015 | TVA_Transmission_2_ENT | TVA_Transmission | ENT | Internal | Summer | B5 | 200 | 3000 | 0 | 77.76 | 77.82 | 9 | 0
2015 | TVA_Transmission_2_ENT | TVA_Transmission | ENT | Internal | Summer | B6 | 300 | 3000 | 0 | 62.64 | 61.33 | 9 | 0
2015 | TVA_Transmission_2_ENT | TVA_Transmission | ENT | Internal | Summer | B7 | 400 | 3000 | 0 | 60.8 | 58.69 | 9 | 0
2015 | TVA_Transmission_2_ENT | TVA_Transmission | ENT | Internal | Summer | B8 | 500 | 3000 | 0 | 59.63 | 58.57 | 9 | 0
2015 | TVA_Transmission_2_ENT | TVA_Transmission | ENT | Internal | Summer | B9 | 800 | 3000 | 0 | 58.69 | 56.32 | 9 | 0
2015 | TVA_Transmission_2_ENT | TVA_Transmission | ENT | Internal | Summer | B10 | 1262 | 3000 | 0 | 56.95 | 56.32 | 9 | 0
2015 | TVA_Transmission_2_ENT | TVA_Transmission | ENT | Internal | Winter | B16 | 25 | 3000 | 0 | 82.99 | 74.99 | 9 | 0
2015 | TVA_Transmission_2_ENT | TVA_Transmission | ENT | Internal | Winter | B17 | 100 | 3000 | 0 | 68.28 | 61.89 | 9 | 0
2015 | TVA_Transmission_2_ENT | TVA_Transmission | ENT | Internal | Winter | B18 | 400 | 3000 | 0 | 63.54 | 59.83 | 9 | 0
2015 | TVA_Transmission_2_ENT | TVA_Transmission | ENT | Internal | Winter | B19 | 700 | 3000 | 0 | 62.42 | 59.83 | 9 | 0
2015 | TVA_Transmission_2_ENT | TVA_Transmission | ENT | Internal | Winter | B20 | 935 | 3000 | 0 | 60.55 | 59.83 | 9 | 0
2015 | TVA_Transmission_2_MISO_MO-IL | TVA_Transmission | MISO_MO-IL | Internal | Shoulder | B11 | 25 | 4000 | 0 | 78.89 | 76.05 | 9 | 0
2015 | TVA_Transmission_2_MISO_MO-IL | TVA_Transmission | MISO_MO-IL | Internal | Shoulder | B12 | 200 | 4000 | 0 | 65.49 | 64.48 | 9 | 0
2015 | TVA_Transmission_2_MISO_MO-IL | TVA_Transmission | MISO_MO-IL | Internal | Shoulder | B13 | 600 | 4000 | 0 | 61.6 | 57.65 | 9 | 0
2015 | TVA_Transmission_2_MISO_MO-IL | TVA_Transmission | MISO_MO-IL | Internal | Shoulder | B14 | 900 | 4000 | 0 | 61.23 | 55.78 | 9 | 0
2015 | TVA_Transmission_2_MISO_MO-IL | TVA_Transmission | MISO_MO-IL | Internal | Shoulder | B15 | 1203 | 4000 | 0 | 60.34 | 55.04 | 9 | 0
2015 | TVA_Transmission_2_MISO_MO-IL | TVA_Transmission | MISO_MO-IL | Internal | Summer | B1 | 10 | 4000 | 0 | 99.38 | 91.39 | 9 | 0
2015 | TVA_Transmission_2_MISO_MO-IL | TVA_Transmission | MISO_MO-IL | Internal | Summer | B2 | 25 | 4000 | 0 | 96.74 | 88.74 | 9 | 0
2015 | TVA_Transmission_2_MISO_MO-IL | TVA_Transmission | MISO_MO-IL | Internal | Summer | B3 | 75 | 4000 | 0 | 95.51 | 88.74 | 9 | 0
2015 | TVA_Transmission_2_MISO_MO-IL | TVA_Transmission | MISO_MO-IL | Internal | Summer | B4 | 100 | 4000 | 0 | 88.87 | 84.87 | 9 | 0
2015 | TVA_Transmission_2_MISO_MO-IL | TVA_Transmission | MISO_MO-IL | Internal | Summer | B5 | 200 | 4000 | 0 | 77.76 | 74.17 | 9 | 0
2015 | TVA_Transmission_2_MISO_MO-IL | TVA_Transmission | MISO_MO-IL | Internal | Summer | B6 | 300 | 4000 | 0 | 62.64 | 62.31 | 9 | 0
2015 | TVA_Transmission_2_MISO_MO-IL | TVA_Transmission | MISO_MO-IL | Internal | Summer | B7 | 400 | 4000 | 0 | 60.8 | 55.72 | 9 | 0
2015 | TVA_Transmission_2_MISO_MO-IL | TVA_Transmission | MISO_MO-IL | Internal | Summer | B8 | 500 | 4000 | 0 | 59.63 | 54.13 | 9 | 0
2015 | TVA_Transmission_2_MISO_MO-IL | TVA_Transmission | MISO_MO-IL | Internal | Summer | B9 | 800 | 4000 | 0 | 58.69 | 53.23 | 9 | 0
2015 | TVA_Transmission_2_MISO_MO-IL | TVA_Transmission | MISO_MO-IL | Internal | Summer | B10 | 1262 | 4000 | 0 | 56.95 | 52.47 | 9 | 0
2015 | TVA_Transmission_2_MISO_MO-IL | TVA_Transmission | MISO_MO-IL | Internal | Winter | B16 | 25 | 4000 | 0 | 82.99 | 74.99 | 9 | 0
2015 | TVA_Transmission_2_MISO_MO-IL | TVA_Transmission | MISO_MO-IL | Internal | Winter | B17 | 100 | 4000 | 0 | 68.28 | 66.23 | 9 | 0
2015 | TVA_Transmission_2_MISO_MO-IL | TVA_Transmission | MISO_MO-IL | Internal | Winter | B18 | 400 | 4000 | 0 | 63.54 | 58.56 | 9 | 0
2015 | TVA_Transmission_2_MISO_MO-IL | TVA_Transmission | MISO_MO-IL | Internal | Winter | B19 | 700 | 4000 | 0 | 62.42 | 56.5 | 9 | 0
2015 | TVA_Transmission_2_MISO_MO-IL | TVA_Transmission | MISO_MO-IL | Internal | Winter | B20 | 935 | 4000 | 0 | 60.55 | 54.44 | 9 | 0
2015 | TVA_Transmission_2_NonRTO_Midwest | TVA_Transmission | NonRTO_Midwest | Internal | Shoulder | B11 | 25 | 700 | 0 | 78.89 | 84.04 | 9 | 0
2015 | TVA_Transmission_2_NonRTO_Midwest | TVA_Transmission | NonRTO_Midwest | Internal | Shoulder | B12 | 200 | 700 | 0 | 65.49 | 72.49 | 9 | 0
2015 | TVA_Transmission_2_NonRTO_Midwest | TVA_Transmission | NonRTO_Midwest | Internal | Shoulder | B13 | 600 | 700 | 0 | 61.6 | 56.82 | 9 | 0
2015 | TVA_Transmission_2_NonRTO_Midwest | TVA_Transmission | NonRTO_Midwest | Internal | Shoulder | B14 | 900 | 700 | 0 | 61.23 | 56.76 | 9 | 0
2015 | TVA_Transmission_2_NonRTO_Midwest | TVA_Transmission | NonRTO_Midwest | Internal | Shoulder | B15 | 1203 | 700 | 0 | 60.34 | 55.21 | 9 | 0
2015 | TVA_Transmission_2_NonRTO_Midwest | TVA_Transmission | NonRTO_Midwest | Internal | Summer | B1 | 10 | 700 | 0 | 99.38 | 96.27 | 9 | 0
2015 | TVA_Transmission_2_NonRTO_Midwest | TVA_Transmission | NonRTO_Midwest | Internal | Summer | B2 | 25 | 700 | 0 | 96.74 | 96.27 | 9 | 0
2015 | TVA_Transmission_2_NonRTO_Midwest | TVA_Transmission | NonRTO_Midwest | Internal | Summer | B3 | 75 | 700 | 0 | 95.51 | 96.27 | 9 | 0
2015 | TVA_Transmission_2_NonRTO_Midwest | TVA_Transmission | NonRTO_Midwest | Internal | Summer | B4 | 100 | 700 | 0 | 88.87 | 92.87 | 9 | 0
2015 | TVA_Transmission_2_NonRTO_Midwest | TVA_Transmission | NonRTO_Midwest | Internal | Summer | B5 | 200 | 700 | 0 | 77.76 | 82.16 | 9 | 0
2015 | TVA_Transmission_2_NonRTO_Midwest | TVA_Transmission | NonRTO_Midwest | Internal | Summer | B6 | 300 | 700 | 0 | 62.64 | 56.82 | 9 | 0
2015 | TVA_Transmission_2_NonRTO_Midwest | TVA_Transmission | NonRTO_Midwest | Internal | Summer | B7 | 400 | 700 | 0 | 60.8 | 56.76 | 9 | 0
2015 | TVA_Transmission_2_NonRTO_Midwest | TVA_Transmission | NonRTO_Midwest | Internal | Summer | B8 | 500 | 700 | 0 | 59.63 | 56.53 | 9 | 0
2015 | TVA_Transmission_2_NonRTO_Midwest | TVA_Transmission | NonRTO_Midwest | Internal | Summer | B9 | 800 | 700 | 0 | 58.69 | 54.91 | 9 | 0
2015 | TVA_Transmission_2_NonRTO_Midwest | TVA_Transmission | NonRTO_Midwest | Internal | Summer | B10 | 1262 | 700 | 0 | 56.95 | 54.12 | 9 | 0
2015 | TVA_Transmission_2_NonRTO_Midwest | TVA_Transmission | NonRTO_Midwest | Internal | Winter | B16 | 25 | 700 | 0 | 82.99 | 83 | 9 | 0
2015 | TVA_Transmission_2_NonRTO_Midwest | TVA_Transmission | NonRTO_Midwest | Internal | Winter | B17 | 100 | 700 | 0 | 68.28 | 74.24 | 9 | 0
2015 | TVA_Transmission_2_NonRTO_Midwest | TVA_Transmission | NonRTO_Midwest | Internal | Winter | B18 | 400 | 700 | 0 | 63.54 | 66.57 | 9 | 0
2015 | TVA_Transmission_2_NonRTO_Midwest | TVA_Transmission | NonRTO_Midwest | Internal | Winter | B19 | 700 | 700 | 0 | 62.42 | 56.76 | 9 | 0
2015 | TVA_Transmission_2_NonRTO_Midwest | TVA_Transmission | NonRTO_Midwest | Internal | Winter | B20 | 935 | 700 | 0 | 60.55 | 55.43 | 9 | 0
2015 | TVA_Transmission_2_PJM_ROR | TVA_Transmission | PJM_ROR | Internal | Shoulder | B11 | 25 | 2000 | 0 | 78.89 | 72.89 | 9 | 0
2015 | TVA_Transmission_2_PJM_ROR | TVA_Transmission | PJM_ROR | Internal | Shoulder | B12 | 200 | 2000 | 0 | 65.49 | 63.64 | 9 | 0
2015 | TVA_Transmission_2_PJM_ROR | TVA_Transmission | PJM_ROR | Internal | Shoulder | B13 | 600 | 2000 | 0 | 61.6 | 59.01 | 9 | 0
2015 | TVA_Transmission_2_PJM_ROR | TVA_Transmission | PJM_ROR | Internal | Shoulder | B14 | 900 | 2000 | 0 | 61.23 | 57.78 | 9 | 0
2015 | TVA_Transmission_2_PJM_ROR | TVA_Transmission | PJM_ROR | Internal | Shoulder | B15 | 1203 | 2000 | 0 | 60.34 | 54.43 | 9 | 0
2015 | TVA_Transmission_2_PJM_ROR | TVA_Transmission | PJM_ROR | Internal | Summer | B1 | 10 | 2000 | 0 | 99.38 | 93.38 | 9 | 0
2015 | TVA_Transmission_2_PJM_ROR | TVA_Transmission | PJM_ROR | Internal | Summer | B2 | 25 | 2000 | 0 | 96.74 | 89.51 | 9 | 0
2015 | TVA_Transmission_2_PJM_ROR | TVA_Transmission | PJM_ROR | Internal | Summer | B3 | 75 | 2000 | 0 | 95.51 | 89.51 | 9 | 0
2015 | TVA_Transmission_2_PJM_ROR | TVA_Transmission | PJM_ROR | Internal | Summer | B4 | 100 | 2000 | 0 | 88.87 | 82.87 | 9 | 0
2015 | TVA_Transmission_2_PJM_ROR | TVA_Transmission | PJM_ROR | Internal | Summer | B5 | 200 | 2000 | 0 | 77.76 | 72.24 | 9 | 0
2015 | TVA_Transmission_2_PJM_ROR | TVA_Transmission | PJM_ROR | Internal | Summer | B6 | 300 | 2000 | 0 | 62.64 | 63.07 | 9 | 0
2015 | TVA_Transmission_2_PJM_ROR | TVA_Transmission | PJM_ROR | Internal | Summer | B7 | 400 | 2000 | 0 | 60.8 | 57.27 | 9 | 0
2015 | TVA_Transmission_2_PJM_ROR | TVA_Transmission | PJM_ROR | Internal | Summer | B8 | 500 | 2000 | 0 | 59.63 | 55.18 | 9 | 0
2015 | TVA_Transmission_2_PJM_ROR | TVA_Transmission | PJM_ROR | Internal | Summer | B9 | 800 | 2000 | 0 | 58.69 | 53.66 | 9 | 0
2015 | TVA_Transmission_2_PJM_ROR | TVA_Transmission | PJM_ROR | Internal | Summer | B10 | 1262 | 2000 | 0 | 56.95 | 52.4 | 9 | 0
2015 | TVA_Transmission_2_PJM_ROR | TVA_Transmission | PJM_ROR | Internal | Winter | B16 | 25 | 2000 | 0 | 82.99 | 76.99 | 9 | 0
2015 | TVA_Transmission_2_PJM_ROR | TVA_Transmission | PJM_ROR | Internal | Winter | B17 | 100 | 2000 | 0 | 68.28 | 68.25 | 9 | 0
2015 | TVA_Transmission_2_PJM_ROR | TVA_Transmission | PJM_ROR | Internal | Winter | B18 | 400 | 2000 | 0 | 63.54 | 60.57 | 9 | 0
2015 | TVA_Transmission_2_PJM_ROR | TVA_Transmission | PJM_ROR | Internal | Winter | B19 | 700 | 2000 | 0 | 62.42 | 58.5 | 9 | 0
2015 | TVA_Transmission_2_PJM_ROR | TVA_Transmission | PJM_ROR | Internal | Winter | B20 | 935 | 2000 | 0 | 60.55 | 54.55 | 9 | 0
2015 | TVA_Transmission_2_SOCO | TVA_Transmission | SOCO | Internal | Shoulder | B11 | 25 | 3200 | 0 | 78.89 | 85.22 | 9 | 0
2015 | TVA_Transmission_2_SOCO | TVA_Transmission | SOCO | Internal | Shoulder | B12 | 200 | 3200 | 0 | 65.49 | 63.8 | 9 | 0
2015 | TVA_Transmission_2_SOCO | TVA_Transmission | SOCO | Internal | Shoulder | B13 | 600 | 3200 | 0 | 61.6 | 60.37 | 9 | 0
2015 | TVA_Transmission_2_SOCO | TVA_Transmission | SOCO | Internal | Shoulder | B14 | 900 | 3200 | 0 | 61.23 | 60.37 | 9 | 0
2015 | TVA_Transmission_2_SOCO | TVA_Transmission | SOCO | Internal | Shoulder | B15 | 1203 | 3200 | 0 | 60.34 | 59.72 | 9 | 0
2015 | TVA_Transmission_2_SOCO | TVA_Transmission | SOCO | Internal | Summer | B1 | 10 | 3200 | 0 | 99.38 | 97.87 | 9 | 0
2015 | TVA_Transmission_2_SOCO | TVA_Transmission | SOCO | Internal | Summer | B2 | 25 | 3200 | 0 | 96.74 | 97.87 | 9 | 0
2015 | TVA_Transmission_2_SOCO | TVA_Transmission | SOCO | Internal | Summer | B3 | 75 | 3200 | 0 | 95.51 | 97.87 | 9 | 0
2015 | TVA_Transmission_2_SOCO | TVA_Transmission | SOCO | Internal | Summer | B4 | 100 | 3200 | 372.66 | 88.87 | 97.87 | 9 | 0
2015 | TVA_Transmission_2_SOCO | TVA_Transmission | SOCO | Internal | Summer | B5 | 200 | 3200 | 0 | 77.76 | 85.82 | 9 | 0
2015 | TVA_Transmission_2_SOCO | TVA_Transmission | SOCO | Internal | Summer | B6 | 300 | 3200 | 0 | 62.64 | 69.44 | 9 | 0
2015 | TVA_Transmission_2_SOCO | TVA_Transmission | SOCO | Internal | Summer | B7 | 400 | 3200 | 0 | 60.8 | 67.53 | 9 | 0
2015 | TVA_Transmission_2_SOCO | TVA_Transmission | SOCO | Internal | Summer | B8 | 500 | 3200 | 0 | 59.63 | 66.57 | 9 | 0
2015 | TVA_Transmission_2_SOCO | TVA_Transmission | SOCO | Internal | Summer | B9 | 800 | 3200 | 0 | 58.69 | 60.67 | 9 | 0
2015 | TVA_Transmission_2_SOCO | TVA_Transmission | SOCO | Internal | Summer | B10 | 1262 | 3200 | 0 | 56.95 | 58.55 | 9 | 0
2015 | TVA_Transmission_2_SOCO | TVA_Transmission | SOCO | Internal | Winter | B16 | 25 | 3200 | 0 | 82.99 | 85.18 | 9 | 0
2015 | TVA_Transmission_2_SOCO | TVA_Transmission | SOCO | Internal | Winter | B17 | 100 | 3200 | 0 | 68.28 | 66.57 | 9 | 0
2015 | TVA_Transmission_2_SOCO | TVA_Transmission | SOCO | Internal | Winter | B18 | 400 | 3200 | 0 | 63.54 | 62.11 | 9 | 0
2015 | TVA_Transmission_2_SOCO | TVA_Transmission | SOCO | Internal | Winter | B19 | 700 | 3200 | 0 | 62.42 | 62.11 | 9 | 0
2015 | TVA_Transmission_2_SOCO | TVA_Transmission | SOCO | Internal | Winter | B20 | 935 | 3200 | 0 | 60.55 | 62.11 | 9 | 0
2015 | TVA_Transmission_2_TVA | TVA_Transmission | TVA | Internal | Shoulder | B11 | 25 | 99999 | 543.97 | 78.89 | 78.9 | 0.01 | 0
2015 | TVA_Transmission_2_TVA | TVA_Transmission | TVA | Internal | Shoulder | B12 | 200 | 99999 | 0 | 65.49 | 61.77 | 0.01 | 0
2015 | TVA_Transmission_2_TVA | TVA_Transmission | TVA | Internal | Shoulder | B13 | 600 | 99999 | 0 | 61.6 | 60.26 | 0.01 | 0
2015 | TVA_Transmission_2_TVA | TVA_Transmission | TVA | Internal | Shoulder | B14 | 900 | 99999 | 0 | 61.23 | 60.26 | 0.01 | 0
2015 | TVA_Transmission_2_TVA | TVA_Transmission | TVA | Internal | Shoulder | B15 | 1203 | 99999 | 0 | 60.34 | 60.26 | 0.01 | 0
2015 | TVA_Transmission_2_TVA | TVA_Transmission | TVA | Internal | Summer | B1 | 10 | 99999 | 3210 | 99.38 | 99.39 | 0.01 | 0
2015 | TVA_Transmission_2_TVA | TVA_Transmission | TVA | Internal | Summer | B2 | 25 | 99999 | 2547.23 | 96.74 | 96.75 | 0.01 | 0
2015 | TVA_Transmission_2_TVA | TVA_Transmission | TVA | Internal | Summer | B3 | 75 | 99999 | 1283.01 | 95.51 | 95.53 | 0.01 | 0
2015 | TVA_Transmission_2_TVA | TVA_Transmission | TVA | Internal | Summer | B4 | 100 | 99999 | 710.1 | 88.87 | 88.88 | 0.01 | 0
2015 | TVA_Transmission_2_TVA | TVA_Transmission | TVA | Internal | Summer | B5 | 200 | 99999 | 0 | 77.76 | 76.82 | 0.01 | 0
2015 | TVA_Transmission_2_TVA | TVA_Transmission | TVA | Internal | Summer | B6 | 300 | 99999 | 0 | 62.64 | 60.44 | 0.01 | 0
2015 | TVA_Transmission_2_TVA | TVA_Transmission | TVA | Internal | Summer | B7 | 400 | 99999 | 0 | 60.8 | 58.53 | 0.01 | 0
2015 | TVA_Transmission_2_TVA | TVA_Transmission | TVA | Internal | Summer | B8 | 500 | 99999 | 0 | 59.63 | 58 | 0.01 | 0
2015 | TVA_Transmission_2_TVA | TVA_Transmission | TVA | Internal | Summer | B9 | 800 | 99999 | 0 | 58.69 | 58 | 0.01 | 0
2015 | TVA_Transmission_2_TVA | TVA_Transmission | TVA | Internal | Summer | B10 | 1262 | 99999 | 0 | 56.95 | 55.84 | 0.01 | 0
2015 | TVA_Transmission_2_TVA | TVA_Transmission | TVA | Internal | Winter | B16 | 25 | 99999 | 2832.11 | 82.99 | 83 | 0.01 | 0
2015 | TVA_Transmission_2_TVA | TVA_Transmission | TVA | Internal | Winter | B17 | 100 | 99999 | 0 | 68.28 | 64.31 | 0.01 | 0
2015 | TVA_Transmission_2_TVA | TVA_Transmission | TVA | Internal | Winter | B18 | 400 | 99999 | 0 | 63.54 | 61.64 | 0.01 | 0
2015 | TVA_Transmission_2_TVA | TVA_Transmission | TVA | Internal | Winter | B19 | 700 | 99999 | 0 | 62.42 | 61.64 | 0.01 | 0
2015 | TVA_Transmission_2_TVA | TVA_Transmission | TVA | Internal | Winter | B20 | 935 | 99999 | 1640.57 | 60.55 | 60.57 | 0.01 | 0
2015 | TVA_Transmission_2_VACAR | TVA_Transmission | VACAR | Internal | Shoulder | B11 | 25 | 900 | 0 | 78.89 | 78.22 | 9 | 0
2015 | TVA_Transmission_2_VACAR | TVA_Transmission | VACAR | Internal | Shoulder | B12 | 200 | 900 | 0 | 65.49 | 66.17 | 9 | 0
2015 | TVA_Transmission_2_VACAR | TVA_Transmission | VACAR | Internal | Shoulder | B13 | 600 | 900 | 0 | 61.6 | 62.92 | 9 | 0
2015 | TVA_Transmission_2_VACAR | TVA_Transmission | VACAR | Internal | Shoulder | B14 | 900 | 900 | 0 | 61.23 | 60.03 | 9 | 0
2015 | TVA_Transmission_2_VACAR | TVA_Transmission | VACAR | Internal | Shoulder | B15 | 1203 | 900 | 0 | 60.34 | 54.92 | 9 | 0
2015 | TVA_Transmission_2_VACAR | TVA_Transmission | VACAR | Internal | Summer | B1 | 10 | 900 | 0 | 99.38 | 100.71 | 9 | 0
2015 | TVA_Transmission_2_VACAR | TVA_Transmission | VACAR | Internal | Summer | B2 | 25 | 900 | 0 | 96.74 | 100.71 | 9 | 0
2015 | TVA_Transmission_2_VACAR | TVA_Transmission | VACAR | Internal | Summer | B3 | 75 | 900 | 0 | 95.51 | 100.71 | 9 | 0
2015 | TVA_Transmission_2_VACAR | TVA_Transmission | VACAR | Internal | Summer | B4 | 100 | 900 | 0 | 88.87 | 90.87 | 9 | 0
2015 | TVA_Transmission_2_VACAR | TVA_Transmission | VACAR | Internal | Summer | B5 | 200 | 900 | 0 | 77.76 | 78.24 | 9 | 0
2015 | TVA_Transmission_2_VACAR | TVA_Transmission | VACAR | Internal | Summer | B6 | 300 | 900 | 0 | 62.64 | 69.07 | 9 | 0
2015 | TVA_Transmission_2_VACAR | TVA_Transmission | VACAR | Internal | Summer | B7 | 400 | 900 | 0 | 60.8 | 63.27 | 9 | 0
2015 | TVA_Transmission_2_VACAR | TVA_Transmission | VACAR | Internal | Summer | B8 | 500 | 900 | 0 | 59.63 | 61.18 | 9 | 0
2015 | TVA_Transmission_2_VACAR | TVA_Transmission | VACAR | Internal | Summer | B9 | 800 | 900 | 0 | 58.69 | 58.62 | 9 | 0
2015 | TVA_Transmission_2_VACAR | TVA_Transmission | VACAR | Internal | Summer | B10 | 1262 | 900 | 0 | 56.95 | 53.44 | 9 | 0
2015 | TVA_Transmission_2_VACAR | TVA_Transmission | VACAR | Internal | Winter | B16 | 25 | 900 | 0 | 82.99 | 82.99 | 9 | 0
2015 | TVA_Transmission_2_VACAR | TVA_Transmission | VACAR | Internal | Winter | B17 | 100 | 900 | 0 | 68.28 | 74.25 | 9 | 0
2015 | TVA_Transmission_2_VACAR | TVA_Transmission | VACAR | Internal | Winter | B18 | 400 | 900 | 0 | 63.54 | 66.57 | 9 | 0
2015 | TVA_Transmission_2_VACAR | TVA_Transmission | VACAR | Internal | Winter | B19 | 700 | 900 | 0 | 62.42 | 63.26 | 9 | 0
2015 | TVA_Transmission_2_VACAR | TVA_Transmission | VACAR | Internal | Winter | B20 | 935 | 900 | 0 | 60.55 | 58.28 | 9 | 0
2015 | VACAR_2_PJM_ROR | VACAR | PJM_ROR | Internal | Shoulder | B11 | 25 | 2000 | 0 | 78.22 | 72.89 | 7 | 0
2015 | VACAR_2_PJM_ROR | VACAR | PJM_ROR | Internal | Shoulder | B12 | 200 | 2000 | 0 | 66.17 | 63.64 | 7 | 0
2015 | VACAR_2_PJM_ROR | VACAR | PJM_ROR | Internal | Shoulder | B13 | 600 | 2000 | 0 | 62.92 | 59.01 | 7 | 0
2015 | VACAR_2_PJM_ROR | VACAR | PJM_ROR | Internal | Shoulder | B14 | 900 | 2000 | 0 | 60.03 | 57.78 | 7 | 0
2015 | VACAR_2_PJM_ROR | VACAR | PJM_ROR | Internal | Shoulder | B15 | 1203 | 2000 | 0 | 54.92 | 54.43 | 7 | 0
2015 | VACAR_2_PJM_ROR | VACAR | PJM_ROR | Internal | Summer | B1 | 10 | 2000 | 0 | 100.71 | 93.38 | 7 | 0
2015 | VACAR_2_PJM_ROR | VACAR | PJM_ROR | Internal | Summer | B2 | 25 | 2000 | 0 | 100.71 | 89.51 | 7 | 0
2015 | VACAR_2_PJM_ROR | VACAR | PJM_ROR | Internal | Summer | B3 | 75 | 2000 | 0 | 100.71 | 89.51 | 7 | 0
2015 | VACAR_2_PJM_ROR | VACAR | PJM_ROR | Internal | Summer | B4 | 100 | 2000 | 0 | 90.87 | 82.87 | 7 | 0
2015 | VACAR_2_PJM_ROR | VACAR | PJM_ROR | Internal | Summer | B5 | 200 | 2000 | 0 | 78.24 | 72.24 | 7 | 0
2015 | VACAR_2_PJM_ROR | VACAR | PJM_ROR | Internal | Summer | B6 | 300 | 2000 | 0 | 69.07 | 63.07 | 7 | 0
2015 | VACAR_2_PJM_ROR | VACAR | PJM_ROR | Internal | Summer | B7 | 400 | 2000 | 0 | 63.27 | 57.27 | 7 | 0
2015 | VACAR_2_PJM_ROR | VACAR | PJM_ROR | Internal | Summer | B8 | 500 | 2000 | 0 | 61.18 | 55.18 | 7 | 0
2015 | VACAR_2_PJM_ROR | VACAR | PJM_ROR | Internal | Summer | B9 | 800 | 2000 | 0 | 58.62 | 53.66 | 7 | 0
2015 | VACAR_2_PJM_ROR | VACAR | PJM_ROR | Internal | Summer | B10 | 1262 | 2000 | 0 | 53.44 | 52.4 | 7 | 0
2015 | VACAR_2_PJM_ROR | VACAR | PJM_ROR | Internal | Winter | B16 | 25 | 2000 | 0 | 82.99 | 76.99 | 7 | 0
2015 | VACAR_2_PJM_ROR | VACAR | PJM_ROR | Internal | Winter | B17 | 100 | 2000 | 0 | 74.25 | 68.25 | 7 | 0
2015 | VACAR_2_PJM_ROR | VACAR | PJM_ROR | Internal | Winter | B18 | 400 | 2000 | 0 | 66.57 | 60.57 | 7 | 0
2015 | VACAR_2_PJM_ROR | VACAR | PJM_ROR | Internal | Winter | B19 | 700 | 2000 | 0 | 63.26 | 58.5 | 7 | 0
2015 | VACAR_2_PJM_ROR | VACAR | PJM_ROR | Internal | Winter | B20 | 935 | 2000 | 0 | 58.28 | 54.55 | 7 | 0
2015 | VACAR_2_SOCO | VACAR | SOCO | Internal | Shoulder | B11 | 25 | 3000 | 2931.1 | 78.22 | 85.22 | 7 | 0
2015 | VACAR_2_SOCO | VACAR | SOCO | Internal | Shoulder | B12 | 200 | 3000 | 0 | 66.17 | 63.8 | 7 | 0
2015 | VACAR_2_SOCO | VACAR | SOCO | Internal | Shoulder | B13 | 600 | 3000 | 0 | 62.92 | 60.37 | 7 | 0
2015 | VACAR_2_SOCO | VACAR | SOCO | Internal | Shoulder | B14 | 900 | 3000 | 0 | 60.03 | 60.37 | 7 | 0
2015 | VACAR_2_SOCO | VACAR | SOCO | Internal | Shoulder | B15 | 1203 | 3000 | 0 | 54.92 | 59.72 | 7 | 0
2015 | VACAR_2_SOCO | VACAR | SOCO | Internal | Summer | B1 | 10 | 3000 | 0 | 100.71 | 97.87 | 7 | 0
2015 | VACAR_2_SOCO | VACAR | SOCO | Internal | Summer | B2 | 25 | 3000 | 0 | 100.71 | 97.87 | 7 | 0
2015 | VACAR_2_SOCO | VACAR | SOCO | Internal | Summer | B3 | 75 | 3000 | 0 | 100.71 | 97.87 | 7 | 0
2015 | VACAR_2_SOCO | VACAR | SOCO | Internal | Summer | B4 | 100 | 3000 | 1398.27 | 90.87 | 97.87 | 7 | 0
2015 | VACAR_2_SOCO | VACAR | SOCO | Internal | Summer | B5 | 200 | 3000 | 3000 | 78.24 | 85.82 | 7 | 0.59
2015 | VACAR_2_SOCO | VACAR | SOCO | Internal | Summer | B6 | 300 | 3000 | 0 | 69.07 | 69.44 | 7 | 0
2015 | VACAR_2_SOCO | VACAR | SOCO | Internal | Summer | B7 | 400 | 3000 | 0 | 63.27 | 67.53 | 7 | 0
2015 | VACAR_2_SOCO | VACAR | SOCO | Internal | Summer | B8 | 500 | 3000 | 0 | 61.18 | 66.57 | 7 | 0
2015 | VACAR_2_SOCO | VACAR | SOCO | Internal | Summer | B9 | 800 | 3000 | 0 | 58.62 | 60.67 | 7 | 0
2015 | VACAR_2_SOCO | VACAR | SOCO | Internal | Summer | B10 | 1262 | 3000 | 0 | 53.44 | 58.55 | 7 | 0
2015 | VACAR_2_SOCO | VACAR | SOCO | Internal | Winter | B16 | 25 | 3000 | 0 | 82.99 | 85.18 | 7 | 0
2015 | VACAR_2_SOCO | VACAR | SOCO | Internal | Winter | B17 | 100 | 3000 | 0 | 74.25 | 66.57 | 7 | 0
2015 | VACAR_2_SOCO | VACAR | SOCO | Internal | Winter | B18 | 400 | 3000 | 0 | 66.57 | 62.11 | 7 | 0
2015 | VACAR_2_SOCO | VACAR | SOCO | Internal | Winter | B19 | 700 | 3000 | 0 | 63.26 | 62.11 | 7 | 0
2015 | VACAR_2_SOCO | VACAR | SOCO | Internal | Winter | B20 | 935 | 3000 | 0 | 58.28 | 62.11 | 7 | 0
2015 | VACAR_2_TVA_Transmission | VACAR | TVA_Transmission | Internal | Shoulder | B11 | 25 | 900 | 0 | 78.22 | 78.89 | 7 | 0
2015 | VACAR_2_TVA_Transmission | VACAR | TVA_Transmission | Internal | Shoulder | B12 | 200 | 900 | 0 | 66.17 | 65.49 | 7 | 0
2015 | VACAR_2_TVA_Transmission | VACAR | TVA_Transmission | Internal | Shoulder | B13 | 600 | 900 | 0 | 62.92 | 61.6 | 7 | 0
2015 | VACAR_2_TVA_Transmission | VACAR | TVA_Transmission | Internal | Shoulder | B14 | 900 | 900 | 0 | 60.03 | 61.23 | 7 | 0
2015 | VACAR_2_TVA_Transmission | VACAR | TVA_Transmission | Internal | Shoulder | B15 | 1203 | 900 | 0 | 54.92 | 60.34 | 7 | 0
2015 | VACAR_2_TVA_Transmission | VACAR | TVA_Transmission | Internal | Summer | B1 | 10 | 900 | 0 | 100.71 | 99.38 | 7 | 0
2015 | VACAR_2_TVA_Transmission | VACAR | TVA_Transmission | Internal | Summer | B2 | 25 | 900 | 0 | 100.71 | 96.74 | 7 | 0
2015 | VACAR_2_TVA_Transmission | VACAR | TVA_Transmission | Internal | Summer | B3 | 75 | 900 | 0 | 100.71 | 95.51 | 7 | 0
2015 | VACAR_2_TVA_Transmission | VACAR | TVA_Transmission | Internal | Summer | B4 | 100 | 900 | 0 | 90.87 | 88.87 | 7 | 0
2015 | VACAR_2_TVA_Transmission | VACAR | TVA_Transmission | Internal | Summer | B5 | 200 | 900 | 0 | 78.24 | 77.76 | 7 | 0
2015 | VACAR_2_TVA_Transmission | VACAR | TVA_Transmission | Internal | Summer | B6 | 300 | 900 | 0 | 69.07 | 62.64 | 7 | 0
2015 | VACAR_2_TVA_Transmission | VACAR | TVA_Transmission | Internal | Summer | B7 | 400 | 900 | 0 | 63.27 | 60.8 | 7 | 0
2015 | VACAR_2_TVA_Transmission | VACAR | TVA_Transmission | Internal | Summer | B8 | 500 | 900 | 0 | 61.18 | 59.63 | 7 | 0
2015 | VACAR_2_TVA_Transmission | VACAR | TVA_Transmission | Internal | Summer | B9 | 800 | 900 | 0 | 58.62 | 58.69 | 7 | 0
2015 | VACAR_2_TVA_Transmission | VACAR | TVA_Transmission | Internal | Summer | B10 | 1262 | 900 | 0 | 53.44 | 56.95 | 7 | 0
2015 | VACAR_2_TVA_Transmission | VACAR | TVA_Transmission | Internal | Winter | B16 | 25 | 900 | 0 | 82.99 | 82.99 | 7 | 0
2015 | VACAR_2_TVA_Transmission | VACAR | TVA_Transmission | Internal | Winter | B17 | 100 | 900 | 0 | 74.25 | 68.28 | 7 | 0
2015 | VACAR_2_TVA_Transmission | VACAR | TVA_Transmission | Internal | Winter | B18 | 400 | 900 | 0 | 66.57 | 63.54 | 7 | 0
2015 | VACAR_2_TVA_Transmission | VACAR | TVA_Transmission | Internal | Winter | B19 | 700 | 900 | 0 | 63.26 | 62.42 | 7 | 0
2015 | VACAR_2_TVA_Transmission | VACAR | TVA_Transmission | Internal | Winter | B20 | 935 | 900 | 0 | 58.28 | 60.55 | 7 | 0
2020 | ENT_2_MISO_MO-IL | ENT | MISO_MO-IL | Internal | Shoulder | B11 | 25 | 2260 | 0 | 72.84 | 72.84 | 8 | 0
2020 | ENT_2_MISO_MO-IL | ENT | MISO_MO-IL | Internal | Shoulder | B12 | 200 | 2260 | 0 | 67.77 | 66.32 | 8 | 0
2020 | ENT_2_MISO_MO-IL | ENT | MISO_MO-IL | Internal | Shoulder | B13 | 600 | 2260 | 0 | 65.51 | 63.66 | 8 | 0
2020 | ENT_2_MISO_MO-IL | ENT | MISO_MO-IL | Internal | Shoulder | B14 | 900 | 2260 | 0 | 65.51 | 62.06 | 8 | 0
2020 | ENT_2_MISO_MO-IL | ENT | MISO_MO-IL | Internal | Shoulder | B15 | 1203 | 2260 | 0 | 65.51 | 59.41 | 8 | 0
2020 | ENT_2_MISO_MO-IL | ENT | MISO_MO-IL | Internal | Summer | B1 | 10 | 2260 | 0 | 104.79 | 104.79 | 8 | 0
2020 | ENT_2_MISO_MO-IL | ENT | MISO_MO-IL | Internal | Summer | B2 | 25 | 2260 | 0 | 101.92 | 100.77 | 8 | 0
2020 | ENT_2_MISO_MO-IL | ENT | MISO_MO-IL | Internal | Summer | B3 | 75 | 2260 | 0 | 101.92 | 100.77 | 8 | 0
2020 | ENT_2_MISO_MO-IL | ENT | MISO_MO-IL | Internal | Summer | B4 | 100 | 2260 | 0 | 97.89 | 93.51 | 8 | 0
2020 | ENT_2_MISO_MO-IL | ENT | MISO_MO-IL | Internal | Summer | B5 | 200 | 2260 | 0 | 89.21 | 86.21 | 8 | 0
2020 | ENT_2_MISO_MO-IL | ENT | MISO_MO-IL | Internal | Summer | B6 | 300 | 2260 | 0 | 72.05 | 68.76 | 8 | 0
2020 | ENT_2_MISO_MO-IL | ENT | MISO_MO-IL | Internal | Summer | B7 | 400 | 2260 | 0 | 66.9 | 63.13 | 8 | 0
2020 | ENT_2_MISO_MO-IL | ENT | MISO_MO-IL | Internal | Summer | B8 | 500 | 2260 | 0 | 66.41 | 61.01 | 8 | 0
2020 | ENT_2_MISO_MO-IL | ENT | MISO_MO-IL | Internal | Summer | B9 | 800 | 2260 | 0 | 64.19 | 59.65 | 8 | 0
2020 | ENT_2_MISO_MO-IL | ENT | MISO_MO-IL | Internal | Summer | B10 | 1262 | 2260 | 0 | 62.67 | 55.37 | 8 | 0
2020 | ENT_2_MISO_MO-IL | ENT | MISO_MO-IL | Internal | Winter | B16 | 25 | 2260 | 0 | 72.4 | 77.69 | 8 | 0
2020 | ENT_2_MISO_MO-IL | ENT | MISO_MO-IL | Internal | Winter | B17 | 100 | 2260 | 0 | 68.12 | 68.91 | 8 | 0
2020 | ENT_2_MISO_MO-IL | ENT | MISO_MO-IL | Internal | Winter | B18 | 400 | 2260 | 0 | 68.12 | 66.75 | 8 | 0
2020 | ENT_2_MISO_MO-IL | ENT | MISO_MO-IL | Internal | Winter | B19 | 700 | 2260 | 0 | 68.12 | 64.59 | 8 | 0
2020 | ENT_2_MISO_MO-IL | ENT | MISO_MO-IL | Internal | Winter | B20 | 935 | 2260 | 0 | 67.6 | 61.15 | 8 | 0
2020 | ENT_2_SOCO | ENT | SOCO | Internal | Shoulder | B11 | 25 | 2000 | 2000 | 72.84 | 87.84 | 8 | 7
2020 | ENT_2_SOCO | ENT | SOCO | Internal | Shoulder | B12 | 200 | 2000 | 0 | 67.77 | 69.38 | 8 | 0
2020 | ENT_2_SOCO | ENT | SOCO | Internal | Shoulder | B13 | 600 | 2000 | 0 | 65.51 | 67.38 | 8 | 0
2020 | ENT_2_SOCO | ENT | SOCO | Internal | Shoulder | B14 | 900 | 2000 | 0 | 65.51 | 67.38 | 8 | 0
2020 | ENT_2_SOCO | ENT | SOCO | Internal | Shoulder | B15 | 1203 | 2000 | 0 | 65.51 | 67.38 | 8 | 0
2020 | ENT_2_SOCO | ENT | SOCO | Internal | Summer | B1 | 10 | 2000 | 0 | 104.79 | 112.12 | 8 | 0
2020 | ENT_2_SOCO | ENT | SOCO | Internal | Summer | B2 | 25 | 2000 | 825.2 | 101.92 | 109.92 | 8 | 0
2020 | ENT_2_SOCO | ENT | SOCO | Internal | Summer | B3 | 75 | 2000 | 1919.77 | 101.92 | 109.92 | 8 | 0
2020 | ENT_2_SOCO | ENT | SOCO | Internal | Summer | B4 | 100 | 2000 | 2000 | 97.89 | 106.51 | 8 | 0.62
2020 | ENT_2_SOCO | ENT | SOCO | Internal | Summer | B5 | 200 | 2000 | 1610.75 | 89.21 | 97.21 | 8 | 0
2020 | ENT_2_SOCO | ENT | SOCO | Internal | Summer | B6 | 300 | 2000 | 2000 | 72.05 | 83.76 | 8 | 3.71
2020 | ENT_2_SOCO | ENT | SOCO | Internal | Summer | B7 | 400 | 2000 | 2000 | 66.9 | 76.76 | 8 | 1.87
2020 | ENT_2_SOCO | ENT | SOCO | Internal | Summer | B8 | 500 | 2000 | 0 | 66.41 | 69.38 | 8 | 0
2020 | ENT_2_SOCO | ENT | SOCO | Internal | Summer | B9 | 800 | 2000 | 0 | 64.19 | 66.11 | 8 | 0
2020 | ENT_2_SOCO | ENT | SOCO | Internal | Summer | B10 | 1262 | 2000 | 0 | 62.67 | 66.11 | 8 | 0
2020 | ENT_2_SOCO | ENT | SOCO | Internal | Winter | B16 | 25 | 2000 | 2000 | 72.4 | 86.23 | 8 | 5.82
2020 | ENT_2_SOCO | ENT | SOCO | Internal | Winter | B17 | 100 | 2000 | 0 | 68.12 | 72.53 | 8 | 0
2020 | ENT_2_SOCO | ENT | SOCO | Internal | Winter | B18 | 400 | 2000 | 0 | 68.12 | 69.99 | 8 | 0
2020 | ENT_2_SOCO | ENT | SOCO | Internal | Winter | B19 | 700 | 2000 | 0 | 68.12 | 69.99 | 8 | 0
2020 | ENT_2_SOCO | ENT | SOCO | Internal | Winter | B20 | 935 | 2000 | 0 | 67.6 | 69.99 | 8 | 0
2020 | ENT_2_SPP_N | ENT | SPP_N | Internal | Shoulder | B11 | 25 | 1300 | 0 | 72.84 | 67.84 | 8 | 0
2020 | ENT_2_SPP_N | ENT | SPP_N | Internal | Shoulder | B12 | 200 | 1300 | 0 | 67.77 | 62.77 | 8 | 0
2020 | ENT_2_SPP_N | ENT | SPP_N | Internal | Shoulder | B13 | 600 | 1300 | 0 | 65.51 | 60.51 | 8 | 0
2020 | ENT_2_SPP_N | ENT | SPP_N | Internal | Shoulder | B14 | 900 | 1300 | 0 | 65.51 | 57.06 | 8 | 0
2020 | ENT_2_SPP_N | ENT | SPP_N | Internal | Shoulder | B15 | 1203 | 1300 | 0 | 65.51 | 57 | 8 | 0
2020 | ENT_2_SPP_N | ENT | SPP_N | Internal | Summer | B1 | 10 | 1300 | 0 | 104.79 | 99.79 | 8 | 0
2020 | ENT_2_SPP_N | ENT | SPP_N | Internal | Summer | B2 | 25 | 1300 | 0 | 101.92 | 100.11 | 8 | 0
2020 | ENT_2_SPP_N | ENT | SPP_N | Internal | Summer | B3 | 75 | 1300 | 0 | 101.92 | 100.28 | 8 | 0
2020 | ENT_2_SPP_N | ENT | SPP_N | Internal | Summer | B4 | 100 | 1300 | 0 | 97.89 | 92.89 | 8 | 0
2020 | ENT_2_SPP_N | ENT | SPP_N | Internal | Summer | B5 | 200 | 1300 | 0 | 89.21 | 84.21 | 8 | 0
2020 | ENT_2_SPP_N | ENT | SPP_N | Internal | Summer | B6 | 300 | 1300 | 0 | 72.05 | 67.05 | 8 | 0
2020 | ENT_2_SPP_N | ENT | SPP_N | Internal | Summer | B7 | 400 | 1300 | 0 | 66.9 | 64.9 | 8 | 0
2020 | ENT_2_SPP_N | ENT | SPP_N | Internal | Summer | B8 | 500 | 1300 | 0 | 66.41 | 63.94 | 8 | 0
2020 | ENT_2_SPP_N | ENT | SPP_N | Internal | Summer | B9 | 800 | 1300 | 0 | 64.19 | 61.52 | 8 | 0
2020 | ENT_2_SPP_N | ENT | SPP_N | Internal | Summer | B10 | 1262 | 1300 | 0 | 62.67 | 57.66 | 8 | 0
2020 | ENT_2_SPP_N | ENT | SPP_N | Internal | Winter | B16 | 25 | 1300 | 0 | 72.4 | 67.4 | 8 | 0
2020 | ENT_2_SPP_N | ENT | SPP_N | Internal | Winter | B17 | 100 | 1300 | 0 | 68.12 | 63.1 | 8 | 0
2020 | ENT_2_SPP_N | ENT | SPP_N | Internal | Winter | B18 | 400 | 1300 | 0 | 68.12 | 61.77 | 8 | 0
2020 | ENT_2_SPP_N | ENT | SPP_N | Internal | Winter | B19 | 700 | 1300 | 0 | 68.12 | 60.89 | 8 | 0
2020 | ENT_2_SPP_N | ENT | SPP_N | Internal | Winter | B20 | 935 | 1300 | 0 | 67.6 | 59.33 | 8 | 0
2020 | ENT_2_SPP_S | ENT | SPP_S | Internal | Shoulder | B11 | 25 | 1300 | 0 | 72.84 | 67.84 | 8 | 0
2020 | ENT_2_SPP_S | ENT | SPP_S | Internal | Shoulder | B12 | 200 | 1300 | 0 | 67.77 | 62.78 | 8 | 0
2020 | ENT_2_SPP_S | ENT | SPP_S | Internal | Shoulder | B13 | 600 | 1300 | 0 | 65.51 | 60.52 | 8 | 0
2020 | ENT_2_SPP_S | ENT | SPP_S | Internal | Shoulder | B14 | 900 | 1300 | 0 | 65.51 | 56.99 | 8 | 0
2020 | ENT_2_SPP_S | ENT | SPP_S | Internal | Shoulder | B15 | 1203 | 1300 | 0 | 65.51 | 56.99 | 8 | 0
2020 | ENT_2_SPP_S | ENT | SPP_S | Internal | Summer | B1 | 10 | 1300 | 0 | 104.79 | 64.09 | 8 | 0
2020 | ENT_2_SPP_S | ENT | SPP_S | Internal | Summer | B2 | 25 | 1300 | 0 | 101.92 | 92.88 | 8 | 0
2020 | ENT_2_SPP_S | ENT | SPP_S | Internal | Summer | B3 | 75 | 1300 | 0 | 101.92 | 93.66 | 8 | 0
2020 | ENT_2_SPP_S | ENT | SPP_S | Internal | Summer | B4 | 100 | 1300 | 0 | 97.89 | 92.88 | 8 | 0
2020 | ENT_2_SPP_S | ENT | SPP_S | Internal | Summer | B5 | 200 | 1300 | 0 | 89.21 | 84.22 | 8 | 0
2020 | ENT_2_SPP_S | ENT | SPP_S | Internal | Summer | B6 | 300 | 1300 | 0 | 72.05 | 67.06 | 8 | 0
2020 | ENT_2_SPP_S | ENT | SPP_S | Internal | Summer | B7 | 400 | 1300 | 0 | 66.9 | 64.91 | 8 | 0
2020 | ENT_2_SPP_S | ENT | SPP_S | Internal | Summer | B8 | 500 | 1300 | 0 | 66.41 | 63.95 | 8 | 0
2020 | ENT_2_SPP_S | ENT | SPP_S | Internal | Summer | B9 | 800 | 1300 | 0 | 64.19 | 61.53 | 8 | 0
2020 | ENT_2_SPP_S | ENT | SPP_S | Internal | Summer | B10 | 1262 | 1300 | 0 | 62.67 | 57.67 | 8 | 0
2020 | ENT_2_SPP_S | ENT | SPP_S | Internal | Winter | B16 | 25 | 1300 | 0 | 72.4 | 67.39 | 8 | 0
2020 | ENT_2_SPP_S | ENT | SPP_S | Internal | Winter | B17 | 100 | 1300 | 0 | 68.12 | 62.74 | 8 | 0
2020 | ENT_2_SPP_S | ENT | SPP_S | Internal | Winter | B18 | 400 | 1300 | 0 | 68.12 | 61.78 | 8 | 0
2020 | ENT_2_SPP_S | ENT | SPP_S | Internal | Winter | B19 | 700 | 1300 | 0 | 68.12 | 60.9 | 8 | 0
2020 | ENT_2_SPP_S | ENT | SPP_S | Internal | Winter | B20 | 935 | 1300 | 0 | 67.6 | 59.33 | 8 | 0
2020 | ENT_2_TVA_Transmission | ENT | TVA_Transmission | Internal | Shoulder | B11 | 25 | 2100 | 0 | 72.84 | 79.41 | 8 | 0
2020 | ENT_2_TVA_Transmission | ENT | TVA_Transmission | Internal | Shoulder | B12 | 200 | 2100 | 0 | 67.77 | 69.78 | 8 | 0
2020 | ENT_2_TVA_Transmission | ENT | TVA_Transmission | Internal | Shoulder | B13 | 600 | 2100 | 0 | 65.51 | 67.22 | 8 | 0
2020 | ENT_2_TVA_Transmission | ENT | TVA_Transmission | Internal | Shoulder | B14 | 900 | 2100 | 0 | 65.51 | 66.43 | 8 | 0
2020 | ENT_2_TVA_Transmission | ENT | TVA_Transmission | Internal | Shoulder | B15 | 1203 | 2100 | 0 | 65.51 | 65.1 | 8 | 0
2020 | ENT_2_TVA_Transmission | ENT | TVA_Transmission | Internal | Summer | B1 | 10 | 2100 | 1184.81 | 104.79 | 112.79 | 8 | 0
2020 | ENT_2_TVA_Transmission | ENT | TVA_Transmission | Internal | Summer | B2 | 25 | 2100 | 0 | 101.92 | 107.87 | 8 | 0
2020 | ENT_2_TVA_Transmission | ENT | TVA_Transmission | Internal | Summer | B3 | 75 | 2100 | 0 | 101.92 | 107.15 | 8 | 0
2020 | ENT_2_TVA_Transmission | ENT | TVA_Transmission | Internal | Summer | B4 | 100 | 2100 | 0 | 97.89 | 97.51 | 8 | 0
2020 | ENT_2_TVA_Transmission | ENT | TVA_Transmission | Internal | Summer | B5 | 200 | 2100 | 0 | 89.21 | 88.21 | 8 | 0
2020 | ENT_2_TVA_Transmission | ENT | TVA_Transmission | Internal | Summer | B6 | 300 | 2100 | 0 | 72.05 | 74.81 | 8 | 0
2020 | ENT_2_TVA_Transmission | ENT | TVA_Transmission | Internal | Summer | B7 | 400 | 2100 | 0 | 66.9 | 68.74 | 8 | 0
2020 | ENT_2_TVA_Transmission | ENT | TVA_Transmission | Internal | Summer | B8 | 500 | 2100 | 0 | 66.41 | 66.25 | 8 | 0
2020 | ENT_2_TVA_Transmission | ENT | TVA_Transmission | Internal | Summer | B9 | 800 | 2100 | 0 | 64.19 | 64.93 | 8 | 0
2020 | ENT_2_TVA_Transmission | ENT | TVA_Transmission | Internal | Summer | B10 | 1262 | 2100 | 0 | 62.67 | 61.15 | 8 | 0
2020 | ENT_2_TVA_Transmission | ENT | TVA_Transmission | Internal | Winter | B16 | 25 | 2100 | 1493.69 | 72.4 | 80.4 | 8 | 0
2020 | ENT_2_TVA_Transmission | ENT | TVA_Transmission | Internal | Winter | B17 | 100 | 2100 | 0 | 68.12 | 74.83 | 8 | 0
2020 | ENT_2_TVA_Transmission | ENT | TVA_Transmission | Internal | Winter | B18 | 400 | 2100 | 0 | 68.12 | 70.56 | 8 | 0
2020 | ENT_2_TVA_Transmission | ENT | TVA_Transmission | Internal | Winter | B19 | 700 | 2100 | 0 | 68.12 | 68.5 | 8 | 0
2020 | ENT_2_TVA_Transmission | ENT | TVA_Transmission | Internal | Winter | B20 | 935 | 2100 | 0 | 67.6 | 66.98 | 8 | 0
2020 | FRCC_2_SOCO | FRCC | SOCO | Internal | Shoulder | B11 | 25 | 900 | 0 | 97.84 | 87.84 | 8 | 0
2020 | FRCC_2_SOCO | FRCC | SOCO | Internal | Shoulder | B12 | 200 | 900 | 0 | 75.45 | 69.38 | 8 | 0
2020 | FRCC_2_SOCO | FRCC | SOCO | Internal | Shoulder | B13 | 600 | 900 | 0 | 72.62 | 67.38 | 8 | 0
2020 | FRCC_2_SOCO | FRCC | SOCO | Internal | Shoulder | B14 | 900 | 900 | 0 | 72.31 | 67.38 | 8 | 0
2020 | FRCC_2_SOCO | FRCC | SOCO | Internal | Shoulder | B15 | 1203 | 900 | 0 | 72.31 | 67.38 | 8 | 0
2020 | FRCC_2_SOCO | FRCC | SOCO | Internal | Summer | B1 | 10 | 900 | 0 | 122.12 | 112.12 | 8 | 0
2020 | FRCC_2_SOCO | FRCC | SOCO | Internal | Summer | B2 | 25 | 900 | 0 | 116.56 | 109.92 | 8 | 0
2020 | FRCC_2_SOCO | FRCC | SOCO | Internal | Summer | B3 | 75 | 900 | 0 | 116.56 | 109.92 | 8 | 0
2020 | FRCC_2_SOCO | FRCC | SOCO | Internal | Summer | B4 | 100 | 900 | 0 | 116.51 | 106.51 | 8 | 0
2020 | FRCC_2_SOCO | FRCC | SOCO | Internal | Summer | B5 | 200 | 900 | 0 | 107.21 | 97.21 | 8 | 0
2020 | FRCC_2_SOCO | FRCC | SOCO | Internal | Summer | B6 | 300 | 900 | 0 | 93.76 | 83.76 | 8 | 0
2020 | FRCC_2_SOCO | FRCC | SOCO | Internal | Summer | B7 | 400 | 900 | 0 | 74.69 | 76.76 | 8 | 0
2020 | FRCC_2_SOCO | FRCC | SOCO | Internal | Summer | B8 | 500 | 900 | 0 | 74.69 | 69.38 | 8 | 0
2020 | FRCC_2_SOCO | FRCC | SOCO | Internal | Summer | B9 | 800 | 900 | 0 | 71.58 | 66.11 | 8 | 0
2020 | FRCC_2_SOCO | FRCC | SOCO | Internal | Summer | B10 | 1262 | 900 | 0 | 71.58 | 66.11 | 8 | 0
2020 | FRCC_2_SOCO | FRCC | SOCO | Internal | Winter | B16 | 25 | 900 | 0 | 88.76 | 86.23 | 8 | 0
2020 | FRCC_2_SOCO | FRCC | SOCO | Internal | Winter | B17 | 100 | 900 | 0 | 74.54 | 72.53 | 8 | 0
2020 | FRCC_2_SOCO | FRCC | SOCO | Internal | Winter | B18 | 400 | 900 | 0 | 74.54 | 69.99 | 8 | 0
2020 | FRCC_2_SOCO | FRCC | SOCO | Internal | Winter | B19 | 700 | 900 | 0 | 74.54 | 69.99 | 8 | 0
2020 | FRCC_2_SOCO | FRCC | SOCO | Internal | Winter | B20 | 935 | 900 | 0 | 74.54 | 69.99 | 8 | 0
2020 | HQ_NEISO_2_NEISO | HQ_NEISO | NEISO | Internal | Shoulder | B11 | 25 | 99999 | 2920 | 61.5 | 61.51 | 0.01 | 0
2020 | HQ_NEISO_2_NEISO | HQ_NEISO | NEISO | Internal | Shoulder | B12 | 200 | 99999 | 2920 | 61.5 | 61.51 | 0.01 | 0
2020 | HQ_NEISO_2_NEISO | HQ_NEISO | NEISO | Internal | Shoulder | B13 | 600 | 99999 | 2920 | 61.5 | 61.51 | 0.01 | 0
2020 | HQ_NEISO_2_NEISO | HQ_NEISO | NEISO | Internal | Shoulder | B14 | 900 | 99999 | 2920 | 61.5 | 61.51 | 0.01 | 0
2020 | HQ_NEISO_2_NEISO | HQ_NEISO | NEISO | Internal | Shoulder | B15 | 1203 | 99999 | 1143.24 | 61.5 | 61.51 | 0.01 | 0
2020 | HQ_NEISO_2_NEISO | HQ_NEISO | NEISO | Internal | Summer | B1 | 10 | 99999 | 2920.1 | 108.05 | 108.06 | 0.01 | 0
2020 | HQ_NEISO_2_NEISO | HQ_NEISO | NEISO | Internal | Summer | B2 | 25 | 99999 | 2920.1 | 94.38 | 94.39 | 0.01 | 0
2020 | HQ_NEISO_2_NEISO | HQ_NEISO | NEISO | Internal | Summer | B3 | 75 | 99999 | 2920 | 81.51 | 81.52 | 0.01 | 0
2020 | HQ_NEISO_2_NEISO | HQ_NEISO | NEISO | Internal | Summer | B4 | 100 | 99999 | 2920 | 72.36 | 72.37 | 0.01 | 0
2020 | HQ_NEISO_2_NEISO | HQ_NEISO | NEISO | Internal | Summer | B5 | 200 | 99999 | 2920 | 62.82 | 62.83 | 0.01 | 0
2020 | HQ_NEISO_2_NEISO | HQ_NEISO | NEISO | Internal | Summer | B6 | 300 | 99999 | 2920 | 58.62 | 58.63 | 0.01 | 0
2020 | HQ_NEISO_2_NEISO | HQ_NEISO | NEISO | Internal | Summer | B7 | 400 | 99999 | 2920 | 58.62 | 58.63 | 0.01 | 0
2020 | HQ_NEISO_2_NEISO | HQ_NEISO | NEISO | Internal | Summer | B8 | 500 | 99999 | 2920 | 58.62 | 58.63 | 0.01 | 0
2020 | HQ_NEISO_2_NEISO | HQ_NEISO | NEISO | Internal | Summer | B9 | 800 | 99999 | 2920 | 58.62 | 58.63 | 0.01 | 0
2020 | HQ_NEISO_2_NEISO | HQ_NEISO | NEISO | Internal | Summer | B10 | 1262 | 99999 | 795.94 | 58.62 | 58.63 | 0.01 | 0
2020 | HQ_NEISO_2_NEISO | HQ_NEISO | NEISO | Internal | Winter | B16 | 25 | 99999 | 2920 | 70.43 | 70.44 | 0.01 | 0
2020 | HQ_NEISO_2_NEISO | HQ_NEISO | NEISO | Internal | Winter | B17 | 100 | 99999 | 2920 | 70.43 | 70.44 | 0.01 | 0
2020 | HQ_NEISO_2_NEISO | HQ_NEISO | NEISO | Internal | Winter | B18 | 400 | 99999 | 2920 | 70.43 | 70.44 | 0.01 | 0
2020 | HQ_NEISO_2_NEISO | HQ_NEISO | NEISO | Internal | Winter | B19 | 700 | 99999 | 2920 | 70.43 | 70.44 | 0.01 | 0
2020 | HQ_NEISO_2_NEISO | HQ_NEISO | NEISO | Internal | Winter | B20 | 935 | 99999 | 1233.58 | 70.43 | 70.44 | 0.01 | 0
2020 | HQ_NY_2_NYISO_A-F | HQ_NY | NYISO_A-F | Internal | Shoulder | B11 | 25 | 99999 | 1000 | 66.82 | 66.83 | 0.01 | 0
2020 | HQ_NY_2_NYISO_A-F | HQ_NY | NYISO_A-F | Internal | Shoulder | B12 | 200 | 99999 | 1000 | 64.5 | 64.51 | 0.01 | 0
2020 | HQ_NY_2_NYISO_A-F | HQ_NY | NYISO_A-F | Internal | Shoulder | B13 | 600 | 99999 | 1000 | 64.48 | 64.49 | 0.01 | 0
2020 | HQ_NY_2_NYISO_A-F | HQ_NY | NYISO_A-F | Internal | Shoulder | B14 | 900 | 99999 | 1000 | 64.01 | 64.03 | 0.01 | 0
2020 | HQ_NY_2_NYISO_A-F | HQ_NY | NYISO_A-F | Internal | Shoulder | B15 | 1203 | 99999 | 188.69 | 63.06 | 63.07 | 0.01 | 0
2020 | HQ_NY_2_NYISO_A-F | HQ_NY | NYISO_A-F | Internal | Summer | B1 | 10 | 99999 | 1000.1 | 105.05 | 105.06 | 0.01 | 0
2020 | HQ_NY_2_NYISO_A-F | HQ_NY | NYISO_A-F | Internal | Summer | B2 | 25 | 99999 | 1000.1 | 93.89 | 93.9 | 0.01 | 0
2020 | HQ_NY_2_NYISO_A-F | HQ_NY | NYISO_A-F | Internal | Summer | B3 | 75 | 99999 | 1000.1 | 84.51 | 84.52 | 0.01 | 0
2020 | HQ_NY_2_NYISO_A-F | HQ_NY | NYISO_A-F | Internal | Summer | B4 | 100 | 99999 | 1000 | 83.51 | 83.53 | 0.01 | 0
2020 | HQ_NY_2_NYISO_A-F | HQ_NY | NYISO_A-F | Internal | Summer | B5 | 200 | 99999 | 1000 | 76.21 | 76.22 | 0.01 | 0
2020 | HQ_NY_2_NYISO_A-F | HQ_NY | NYISO_A-F | Internal | Summer | B6 | 300 | 99999 | 1000 | 62.76 | 62.77 | 0.01 | 0
2020 | HQ_NY_2_NYISO_A-F | HQ_NY | NYISO_A-F | Internal | Summer | B7 | 400 | 99999 | 1000 | 62.76 | 62.77 | 0.01 | 0
2020 | HQ_NY_2_NYISO_A-F | HQ_NY | NYISO_A-F | Internal | Summer | B8 | 500 | 99999 | 1000 | 61.62 | 61.63 | 0.01 | 0
2020 | HQ_NY_2_NYISO_A-F | HQ_NY | NYISO_A-F | Internal | Summer | B9 | 800 | 99999 | 1000 | 61.6 | 61.61 | 0.01 | 0
2020 | HQ_NY_2_NYISO_A-F | HQ_NY | NYISO_A-F | Internal | Summer | B10 | 1262 | 99999 | 30.11 | 61.6 | 61.61 | 0.01 | 0
2020 | HQ_NY_2_NYISO_A-F | HQ_NY | NYISO_A-F | Internal | Winter | B16 | 25 | 99999 | 1000 | 77.64 | 77.65 | 0.01 | 0
2020 | HQ_NY_2_NYISO_A-F | HQ_NY | NYISO_A-F | Internal | Winter | B17 | 100 | 99999 | 1000 | 69.77 | 69.78 | 0.01 | 0
2020 | HQ_NY_2_NYISO_A-F | HQ_NY | NYISO_A-F | Internal | Winter | B18 | 400 | 99999 | 1000 | 69.77 | 69.78 | 0.01 | 0
2020 | HQ_NY_2_NYISO_A-F | HQ_NY | NYISO_A-F | Internal | Winter | B19 | 700 | 99999 | 1000 | 69.77 | 69.78 | 0.01 | 0
2020 | HQ_NY_2_NYISO_A-F | HQ_NY | NYISO_A-F | Internal | Winter | B20 | 935 | 99999 | 229.95 | 69.77 | 69.78 | 0.01 | 0
2020 | HQ_IESO_2_IESO | HQ_IESO | IESO | Internal | Shoulder | B11 | 25 | 99999 | 400 | 50.53 | 50.54 | 0.01 | 0
2020 | HQ_IESO_2_IESO | HQ_IESO | IESO | Internal | Shoulder | B12 | 200 | 99999 | 400 | 50.53 | 50.54 | 0.01 | 0
2020 | HQ_IESO_2_IESO | HQ_IESO | IESO | Internal | Shoulder | B13 | 600 | 99999 | 400 | 50.53 | 50.54 | 0.01 | 0
2020 | HQ_IESO_2_IESO | HQ_IESO | IESO | Internal | Shoulder | B14 | 900 | 99999 | 400 | 50.53 | 50.54 | 0.01 | 0
2020 | HQ_IESO_2_IESO | HQ_IESO | IESO | Internal | Shoulder | B15 | 1203 | 99999 | 75.48 | 50.53 | 50.54 | 0.01 | 0
2020 | HQ_IESO_2_IESO | HQ_IESO | IESO | Internal | Summer | B1 | 10 | 99999 | 400.1 | 97.78 | 97.79 | 0.01 | 0
2020 | HQ_IESO_2_IESO | HQ_IESO | IESO | Internal | Summer | B2 | 25 | 99999 | 400.1 | 86.89 | 86.9 | 0.01 | 0
2020 | HQ_IESO_2_IESO | HQ_IESO | IESO | Internal | Summer | B3 | 75 | 99999 | 400 | 71.53 | 71.54 | 0.01 | 0
2020 | HQ_IESO_2_IESO | HQ_IESO | IESO | Internal | Summer | B4 | 100 | 99999 | 400 | 53.64 | 53.65 | 0.01 | 0
2020 | HQ_IESO_2_IESO | HQ_IESO | IESO | Internal | Summer | B5 | 200 | 99999 | 400 | 53.64 | 53.65 | 0.01 | 0
2020 | HQ_IESO_2_IESO | HQ_IESO | IESO | Internal | Summer | B6 | 300 | 99999 | 400 | 53.64 | 53.65 | 0.01 | 0
2020 | HQ_IESO_2_IESO | HQ_IESO | IESO | Internal | Summer | B7 | 400 | 99999 | 400 | 48.91 | 48.92 | 0.01 | 0
2020 | HQ_IESO_2_IESO | HQ_IESO | IESO | Internal | Summer | B8 | 500 | 99999 | 400 | 48.91 | 48.92 | 0.01 | 0
2020 | HQ_IESO_2_IESO | HQ_IESO | IESO | Internal | Summer | B9 | 800 | 99999 | 400 | 48.91 | 48.92 | 0.01 | 0
2020 | HQ_IESO_2_IESO | HQ_IESO | IESO | Internal | Summer | B10 | 1262 | 99999 | 12.04 | 48.91 | 48.92 | 0.01 | 0
2020 | HQ_IESO_2_IESO | HQ_IESO | IESO | Internal | Winter | B16 | 25 | 99999 | 400 | 54.14 | 54.15 | 0.01 | 0
2020 | HQ_IESO_2_IESO | HQ_IESO | IESO | Internal | Winter | B17 | 100 | 99999 | 400 | 54.14 | 54.15 | 0.01 | 0
2020 | HQ_IESO_2_IESO | HQ_IESO | IESO | Internal | Winter | B18 | 400 | 99999 | 400 | 54.14 | 54.15 | 0.01 | 0
2020 | HQ_IESO_2_IESO | HQ_IESO | IESO | Internal | Winter | B19 | 700 | 99999 | 400 | 54.14 | 54.15 | 0.01 | 0
2020 | HQ_IESO_2_IESO | HQ_IESO | IESO | Internal | Winter | B20 | 935 | 99999 | 91.98 | 54.14 | 54.15 | 0.01 | 0
2020 | IESO_2_MAPP_CA | IESO | MAPP_CA | Internal | Shoulder | B11 | 25 | 262 | 262 | 50.54 | 76.83 | 7 | 19.29
2020 | IESO_2_MAPP_CA | IESO | MAPP_CA | Internal | Shoulder | B12 | 200 | 262 | 262 | 50.54 | 70.31 | 7 | 12.76
2020 | IESO_2_MAPP_CA | IESO | MAPP_CA | Internal | Shoulder | B13 | 600 | 262 | 262 | 50.54 | 65.5 | 7 | 7.95
2020 | IESO_2_MAPP_CA | IESO | MAPP_CA | Internal | Shoulder | B14 | 900 | 262 | 262 | 50.54 | 64.77 | 7 | 7.22
2020 | IESO_2_MAPP_CA | IESO | MAPP_CA | Internal | Shoulder | B15 | 1203 | 262 | 262 | 50.54 | 64.77 | 7 | 7.22
2020 | IESO_2_MAPP_CA | IESO | MAPP_CA | Internal | Summer | B1 | 10 | 262 | 0 | 97.79 | 94.79 | 7 | 0
2020 | IESO_2_MAPP_CA | IESO | MAPP_CA | Internal | Summer | B2 | 25 | 262 | 0 | 86.9 | 91.11 | 7 | 0
2020 | IESO_2_MAPP_CA | IESO | MAPP_CA | Internal | Summer | B3 | 75 | 262 | 262 | 71.54 | 91.28 | 7 | 12.73
2020 | IESO_2_MAPP_CA | IESO | MAPP_CA | Internal | Summer | B4 | 100 | 262 | 262 | 53.65 | 89.86 | 7 | 29.21
2020 | IESO_2_MAPP_CA | IESO | MAPP_CA | Internal | Summer | B5 | 200 | 262 | 262 | 53.65 | 87.89 | 7 | 27.24
2020 | IESO_2_MAPP_CA | IESO | MAPP_CA | Internal | Summer | B6 | 300 | 262 | 262 | 53.65 | 80.59 | 7 | 19.94
2020 | IESO_2_MAPP_CA | IESO | MAPP_CA | Internal | Summer | B7 | 400 | 262 | 262 | 48.92 | 69.88 | 7 | 13.97
2020 | IESO_2_MAPP_CA | IESO | MAPP_CA | Internal | Summer | B8 | 500 | 262 | 262 | 48.92 | 63.91 | 7 | 7.99
2020 | IESO_2_MAPP_CA | IESO | MAPP_CA | Internal | Summer | B9 | 800 | 262 | 262 | 48.92 | 62.95 | 7 | 7.03
2020 | IESO_2_MAPP_CA | IESO | MAPP_CA | Internal | Summer | B10 | 1262 | 262 | 262 | 48.92 | 62.95 | 7 | 7.03
2020 | IESO_2_MAPP_CA | IESO | MAPP_CA | Internal | Winter | B16 | 25 | 262 | 262 | 54.15 | 77.68 | 7 | 16.53
2020 | IESO_2_MAPP_CA | IESO | MAPP_CA | Internal | Winter | B17 | 100 | 262 | 262 | 54.15 | 71.72 | 7 | 10.57
2020 | IESO_2_MAPP_CA | IESO | MAPP_CA | Internal | Winter | B18 | 400 | 262 | 262 | 54.15 | 68.36 | 7 | 7.21
2020 | IESO_2_MAPP_CA | IESO | MAPP_CA | Internal | Winter | B19 | 700 | 262 | 262 | 54.15 | 68.36 | 7 | 7.21
2020 | IESO_2_MAPP_CA | IESO | MAPP_CA | Internal | Winter | B20 | 935 | 262 | 262 | 54.15 | 68.36 | 7 | 7.21
2020 | IESO_2_MISO_MI | IESO | MISO_MI | Internal | Shoulder | B11 | 25 | 1840 | 1840 | 50.54 | 72.84 | 7 | 15.3
2020 | IESO_2_MISO_MI | IESO | MISO_MI | Internal | Shoulder | B12 | 200 | 1840 | 1840 | 50.54 | 66.32 | 7 | 8.77
2020 | IESO_2_MISO_MI | IESO | MISO_MI | Internal | Shoulder | B13 | 600 | 1840 | 1840 | 50.54 | 63.66 | 7 | 6.12
2020 | IESO_2_MISO_MI | IESO | MISO_MI | Internal | Shoulder | B14 | 900 | 1840 | 1840 | 50.54 | 62.07 | 7 | 4.53
2020 | IESO_2_MISO_MI | IESO | MISO_MI | Internal | Shoulder | B15 | 1203 | 1840 | 1840 | 50.54 | 59.41 | 7 | 1.86
2020 | IESO_2_MISO_MI | IESO | MISO_MI | Internal | Summer | B1 | 10 | 1840 | 1691.27 | 97.79 | 104.79 | 7 | 0
2020 | IESO_2_MISO_MI | IESO | MISO_MI | Internal | Summer | B2 | 25 | 1840 | 1840 | 86.9 | 99.87 | 7 | 5.97
2020 | IESO_2_MISO_MI | IESO | MISO_MI | Internal | Summer | B3 | 75 | 1840 | 1840 | 71.54 | 99.15 | 7 | 20.6
2020 | IESO_2_MISO_MI | IESO | MISO_MI | Internal | Summer | B4 | 100 | 1840 | 1840 | 53.65 | 76.93 | 7 | 16.28
2020 | IESO_2_MISO_MI | IESO | MISO_MI | Internal | Summer | B5 | 200 | 1840 | 1840 | 53.65 | 72.22 | 7 | 11.57
2020 | IESO_2_MISO_MI | IESO | MISO_MI | Internal | Summer | B6 | 300 | 1840 | 1840 | 53.65 | 65.99 | 7 | 5.34
2020 | IESO_2_MISO_MI | IESO | MISO_MI | Internal | Summer | B7 | 400 | 1840 | 1840 | 48.92 | 62.14 | 7 | 6.23
2020 | IESO_2_MISO_MI | IESO | MISO_MI | Internal | Summer | B8 | 500 | 1840 | 1840 | 48.92 | 61.01 | 7 | 5.09
2020 | IESO_2_MISO_MI | IESO | MISO_MI | Internal | Summer | B9 | 800 | 1840 | 1840 | 48.92 | 59.65 | 7 | 3.73
2020 | IESO_2_MISO_MI | IESO | MISO_MI | Internal | Summer | B10 | 1262 | 1840 | 952.68 | 48.92 | 55.92 | 7 | 0
2020 | IESO_2_MISO_MI | IESO | MISO_MI | Internal | Winter | B16 | 25 | 1840 | 1840 | 54.15 | 77.69 | 7 | 16.54
2020 | IESO_2_MISO_MI | IESO | MISO_MI | Internal | Winter | B17 | 100 | 1840 | 1840 | 54.15 | 68.91 | 7 | 7.76
2020 | IESO_2_MISO_MI | IESO | MISO_MI | Internal | Winter | B18 | 400 | 1840 | 1840 | 54.15 | 66.42 | 7 | 5.27
2020 | IESO_2_MISO_MI | IESO | MISO_MI | Internal | Winter | B19 | 700 | 1840 | 1840 | 54.15 | 64.59 | 7 | 3.44
2020 | IESO_2_MISO_MI | IESO | MISO_MI | Internal | Winter | B20 | 935 | 1840 | 584.43 | 54.15 | 61.15 | 7 | 0
2020 | IESO_2_MISO_W | IESO | MISO_W | Internal | Shoulder | B11 | 25 | 140 | 140 | 50.54 | 76.84 | 7 | 19.3
2020 | IESO_2_MISO_W | IESO | MISO_W | Internal | Shoulder | B12 | 200 | 140 | 140 | 50.54 | 70.32 | 7 | 12.77
2020 | IESO_2_MISO_W | IESO | MISO_W | Internal | Shoulder | B13 | 600 | 140 | 140 | 50.54 | 65.51 | 7 | 7.96
2020 | IESO_2_MISO_W | IESO | MISO_W | Internal | Shoulder | B14 | 900 | 140 | 140 | 50.54 | 64.78 | 7 | 7.23
2020 | IESO_2_MISO_W | IESO | MISO_W | Internal | Shoulder | B15 | 1203 | 140 | 140 | 50.54 | 64.22 | 7 | 6.68
2020 | IESO_2_MISO_W | IESO | MISO_W | Internal | Summer | B1 | 10 | 140 | 140 | 97.79 | 108.79 | 7 | 4
2020 | IESO_2_MISO_W | IESO | MISO_W | Internal | Summer | B2 | 25 | 140 | 140 | 86.9 | 105.11 | 7 | 11.21
2020 | IESO_2_MISO_W | IESO | MISO_W | Internal | Summer | B3 | 75 | 140 | 140 | 71.54 | 105.28 | 7 | 26.73
2020 | IESO_2_MISO_W | IESO | MISO_W | Internal | Summer | B4 | 100 | 140 | 140 | 53.65 | 101.89 | 7 | 41.24
2020 | IESO_2_MISO_W | IESO | MISO_W | Internal | Summer | B5 | 200 | 140 | 140 | 53.65 | 101.89 | 7 | 41.24
2020 | IESO_2_MISO_W | IESO | MISO_W | Internal | Summer | B6 | 300 | 140 | 140 | 53.65 | 83.58 | 7 | 22.93
2020 | IESO_2_MISO_W | IESO | MISO_W | Internal | Summer | B7 | 400 | 140 | 140 | 48.92 | 69.9 | 7 | 13.98
2020 | IESO_2_MISO_W | IESO | MISO_W | Internal | Summer | B8 | 500 | 140 | 140 | 48.92 | 63.92 | 7 | 8.01
2020 | IESO_2_MISO_W | IESO | MISO_W | Internal | Summer | B9 | 800 | 140 | 140 | 48.92 | 62.96 | 7 | 7.05
2020 | IESO_2_MISO_W | IESO | MISO_W | Internal | Summer | B10 | 1262 | 140 | 140 | 48.92 | 62.67 | 7 | 6.75
2020 | IESO_2_MISO_W | IESO | MISO_W | Internal | Winter | B16 | 25 | 140 | 140 | 54.15 | 77.69 | 7 | 16.54
2020 | IESO_2_MISO_W | IESO | MISO_W | Internal | Winter | B17 | 100 | 140 | 140 | 54.15 | 71.73 | 7 | 10.58
2020 | IESO_2_MISO_W | IESO | MISO_W | Internal | Winter | B18 | 400 | 140 | 140 | 54.15 | 68.38 | 7 | 7.23
2020 | IESO_2_MISO_W | IESO | MISO_W | Internal | Winter | B19 | 700 | 140 | 140 | 54.15 | 68.38 | 7 | 7.23
2020 | IESO_2_MISO_W | IESO | MISO_W | Internal | Winter | B20 | 935 | 140 | 140 | 54.15 | 65.59 | 7 | 4.44
2020 | IESO_2_NYISO_A-F | IESO | NYISO_A-F | Internal | Shoulder | B11 | 25 | 1725 | 1725 | 50.54 | 66.83 | 7 | 9.29
2020 | IESO_2_NYISO_A-F | IESO | NYISO_A-F | Internal | Shoulder | B12 | 200 | 1725 | 1725 | 50.54 | 64.51 | 7 | 6.97
2020 | IESO_2_NYISO_A-F | IESO | NYISO_A-F | Internal | Shoulder | B13 | 600 | 1725 | 1725 | 50.54 | 64.49 | 7 | 6.94
2020 | IESO_2_NYISO_A-F | IESO | NYISO_A-F | Internal | Shoulder | B14 | 900 | 1725 | 1725 | 50.54 | 64.03 | 7 | 6.48
2020 | IESO_2_NYISO_A-F | IESO | NYISO_A-F | Internal | Shoulder | B15 | 1203 | 1725 | 1725 | 50.54 | 63.07 | 7 | 5.52
2020 | IESO_2_NYISO_A-F | IESO | NYISO_A-F | Internal | Summer | B1 | 10 | 1725 | 1725 | 97.79 | 105.06 | 7 | 0.27
2020 | IESO_2_NYISO_A-F | IESO | NYISO_A-F | Internal | Summer | B2 | 25 | 1725 | 1227.58 | 86.9 | 93.9 | 7 | 0
2020 | IESO_2_NYISO_A-F | IESO | NYISO_A-F | Internal | Summer | B3 | 75 | 1725 | 1725 | 71.54 | 84.52 | 7 | 5.97
2020 | IESO_2_NYISO_A-F | IESO | NYISO_A-F | Internal | Summer | B4 | 100 | 1725 | 1725 | 53.65 | 83.53 | 7 | 22.87
2020 | IESO_2_NYISO_A-F | IESO | NYISO_A-F | Internal | Summer | B5 | 200 | 1725 | 1725 | 53.65 | 76.22 | 7 | 15.57
2020 | IESO_2_NYISO_A-F | IESO | NYISO_A-F | Internal | Summer | B6 | 300 | 1725 | 1725 | 53.65 | 62.77 | 7 | 2.12
2020 | IESO_2_NYISO_A-F | IESO | NYISO_A-F | Internal | Summer | B7 | 400 | 1725 | 1725 | 48.92 | 62.77 | 7 | 6.85
2020 | IESO_2_NYISO_A-F | IESO | NYISO_A-F | Internal | Summer | B8 | 500 | 1725 | 1725 | 48.92 | 61.63 | 7 | 5.71
2020 | IESO_2_NYISO_A-F | IESO | NYISO_A-F | Internal | Summer | B9 | 800 | 1725 | 1725 | 48.92 | 61.61 | 7 | 5.69
2020 | IESO_2_NYISO_A-F | IESO | NYISO_A-F | Internal | Summer | B10 | 1262 | 1725 | 1725 | 48.92 | 61.61 | 7 | 5.69
2020 | IESO_2_NYISO_A-F | IESO | NYISO_A-F | Internal | Winter | B16 | 25 | 1725 | 1725 | 54.15 | 77.65 | 7 | 16.5
2020 | IESO_2_NYISO_A-F | IESO | NYISO_A-F | Internal | Winter | B17 | 100 | 1725 | 1725 | 54.15 | 69.78 | 7 | 8.63
2020 | IESO_2_NYISO_A-F | IESO | NYISO_A-F | Internal | Winter | B18 | 400 | 1725 | 1725 | 54.15 | 69.78 | 7 | 8.63
2020 | IESO_2_NYISO_A-F | IESO | NYISO_A-F | Internal | Winter | B19 | 700 | 1725 | 1725 | 54.15 | 69.78 | 7 | 8.63
2020 | IESO_2_NYISO_A-F | IESO | NYISO_A-F | Internal | Winter | B20 | 935 | 1725 | 1725 | 54.15 | 69.78 | 7 | 8.63
2020 | MAPP_CA_2_IESO | MAPP_CA | IESO | Internal | Shoulder | B11 | 25 | 330 | 0 | 76.83 | 50.54 | 8 | 0
2020 | MAPP_CA_2_IESO | MAPP_CA | IESO | Internal | Shoulder | B12 | 200 | 330 | 0 | 70.31 | 50.54 | 8 | 0
2020 | MAPP_CA_2_IESO | MAPP_CA | IESO | Internal | Shoulder | B13 | 600 | 330 | 0 | 65.5 | 50.54 | 8 | 0
2020 | MAPP_CA_2_IESO | MAPP_CA | IESO | Internal | Shoulder | B14 | 900 | 330 | 0 | 64.77 | 50.54 | 8 | 0
2020 | MAPP_CA_2_IESO | MAPP_CA | IESO | Internal | Shoulder | B15 | 1203 | 330 | 0 | 64.77 | 50.54 | 8 | 0
2020 | MAPP_CA_2_IESO | MAPP_CA | IESO | Internal | Summer | B1 | 10 | 330 | 0 | 94.79 | 97.79 | 8 | 0
2020 | MAPP_CA_2_IESO | MAPP_CA | IESO | Internal | Summer | B2 | 25 | 330 | 0 | 91.11 | 86.9 | 8 | 0
2020 | MAPP_CA_2_IESO | MAPP_CA | IESO | Internal | Summer | B3 | 75 | 330 | 0 | 91.28 | 71.54 | 8 | 0
2020 | MAPP_CA_2_IESO | MAPP_CA | IESO | Internal | Summer | B4 | 100 | 330 | 0 | 89.86 | 53.65 | 8 | 0
2020 | MAPP_CA_2_IESO | MAPP_CA | IESO | Internal | Summer | B5 | 200 | 330 | 0 | 87.89 | 53.65 | 8 | 0
2020 | MAPP_CA_2_IESO | MAPP_CA | IESO | Internal | Summer | B6 | 300 | 330 | 0 | 80.59 | 53.65 | 8 | 0
2020 | MAPP_CA_2_IESO | MAPP_CA | IESO | Internal | Summer | B7 | 400 | 330 | 0 | 69.88 | 48.92 | 8 | 0
2020 | MAPP_CA_2_IESO | MAPP_CA | IESO | Internal | Summer | B8 | 500 | 330 | 0 | 63.91 | 48.92 | 8 | 0
2020 | MAPP_CA_2_IESO | MAPP_CA | IESO | Internal | Summer | B9 | 800 | 330 | 0 | 62.95 | 48.92 | 8 | 0
2020 | MAPP_CA_2_IESO | MAPP_CA | IESO | Internal | Summer | B10 | 1262 | 330 | 0 | 62.95 | 48.92 | 8 | 0
2020 | MAPP_CA_2_IESO | MAPP_CA | IESO | Internal | Winter | B16 | 25 | 330 | 0 | 77.68 | 54.15 | 8 | 0
2020 | MAPP_CA_2_IESO | MAPP_CA | IESO | Internal | Winter | B17 | 100 | 330 | 0 | 71.72 | 54.15 | 8 | 0
2020 | MAPP_CA_2_IESO | MAPP_CA | IESO | Internal | Winter | B18 | 400 | 330 | 0 | 68.36 | 54.15 | 8 | 0
2020 | MAPP_CA_2_IESO | MAPP_CA | IESO | Internal | Winter | B19 | 700 | 330 | 0 | 68.36 | 54.15 | 8 | 0
2020 | MAPP_CA_2_IESO | MAPP_CA | IESO | Internal | Winter | B20 | 935 | 330 | 0 | 68.36 | 54.15 | 8 | 0
2020 | MAPP_CA_2_MAPP_US | MAPP_CA | MAPP_US | Internal | Shoulder | B11 | 25 | 372 | 0 | 76.83 | 69.83 | 7 | 0
2020 | MAPP_CA_2_MAPP_US | MAPP_CA | MAPP_US | Internal | Shoulder | B12 | 200 | 372 | 0 | 70.31 | 63.32 | 7 | 0
2020 | MAPP_CA_2_MAPP_US | MAPP_CA | MAPP_US | Internal | Shoulder | B13 | 600 | 372 | 0 | 65.5 | 58.51 | 7 | 0
2020 | MAPP_CA_2_MAPP_US | MAPP_CA | MAPP_US | Internal | Shoulder | B14 | 900 | 372 | 0 | 64.77 | 57.78 | 7 | 0
2020 | MAPP_CA_2_MAPP_US | MAPP_CA | MAPP_US | Internal | Shoulder | B15 | 1203 | 372 | 0 | 64.77 | 57.22 | 7 | 0
2020 | MAPP_CA_2_MAPP_US | MAPP_CA | MAPP_US | Internal | Summer | B1 | 10 | 372 | 371.99 | 94.79 | 101.79 | 7 | 0
2020 | MAPP_CA_2_MAPP_US | MAPP_CA | MAPP_US | Internal | Summer | B2 | 25 | 372 | 155.63 | 91.11 | 98.11 | 7 | 0
2020 | MAPP_CA_2_MAPP_US | MAPP_CA | MAPP_US | Internal | Summer | B3 | 75 | 372 | 342.02 | 91.28 | 98.28 | 7 | 0
2020 | MAPP_CA_2_MAPP_US | MAPP_CA | MAPP_US | Internal | Summer | B4 | 100 | 372 | 0 | 89.86 | 94.89 | 7 | 0
2020 | MAPP_CA_2_MAPP_US | MAPP_CA | MAPP_US | Internal | Summer | B5 | 200 | 372 | 14.22 | 87.89 | 94.89 | 7 | 0
2020 | MAPP_CA_2_MAPP_US | MAPP_CA | MAPP_US | Internal | Summer | B6 | 300 | 372 | 0 | 80.59 | 76.58 | 7 | 0
2020 | MAPP_CA_2_MAPP_US | MAPP_CA | MAPP_US | Internal | Summer | B7 | 400 | 372 | 0 | 69.88 | 62.9 | 7 | 0
2020 | MAPP_CA_2_MAPP_US | MAPP_CA | MAPP_US | Internal | Summer | B8 | 500 | 372 | 0 | 63.91 | 56.92 | 7 | 0
2020 | MAPP_CA_2_MAPP_US | MAPP_CA | MAPP_US | Internal | Summer | B9 | 800 | 372 | 0 | 62.95 | 55.96 | 7 | 0
2020 | MAPP_CA_2_MAPP_US | MAPP_CA | MAPP_US | Internal | Summer | B10 | 1262 | 372 | 0 | 62.95 | 55.67 | 7 | 0
2020 | MAPP_CA_2_MAPP_US | MAPP_CA | MAPP_US | Internal | Winter | B16 | 25 | 372 | 0 | 77.68 | 65.69 | 7 | 0
2020 | MAPP_CA_2_MAPP_US | MAPP_CA | MAPP_US | Internal | Winter | B17 | 100 | 372 | 0 | 71.72 | 64.73 | 7 | 0
2020 | MAPP_CA_2_MAPP_US | MAPP_CA | MAPP_US | Internal | Winter | B18 | 400 | 372 | 0 | 68.36 | 61.38 | 7 | 0
2020 | MAPP_CA_2_MAPP_US | MAPP_CA | MAPP_US | Internal | Winter | B19 | 700 | 372 | 0 | 68.36 | 61.38 | 7 | 0
2020 | MAPP_CA_2_MAPP_US | MAPP_CA | MAPP_US | Internal | Winter | B20 | 935 | 372 | 0 | 68.36 | 58.59 | 7 | 0
2020 | MAPP_CA_2_MISO_W | MAPP_CA | MISO_W | Internal | Shoulder | B11 | 25 | 2196 | 1833.68 | 76.83 | 76.84 | 0.01 | 0
2020 | MAPP_CA_2_MISO_W | MAPP_CA | MISO_W | Internal | Shoulder | B12 | 200 | 2196 | 1354.82 | 70.31 | 70.32 | 0.01 | 0
2020 | MAPP_CA_2_MISO_W | MAPP_CA | MISO_W | Internal | Shoulder | B13 | 600 | 2196 | 1440.5 | 65.5 | 65.51 | 0.01 | 0
2020 | MAPP_CA_2_MISO_W | MAPP_CA | MISO_W | Internal | Shoulder | B14 | 900 | 2196 | 1045.92 | 64.77 | 64.78 | 0.01 | 0
2020 | MAPP_CA_2_MISO_W | MAPP_CA | MISO_W | Internal | Shoulder | B15 | 1203 | 2196 | 0 | 64.77 | 64.22 | 0.01 | 0
2020 | MAPP_CA_2_MISO_W | MAPP_CA | MISO_W | Internal | Summer | B1 | 10 | 2196 | 2196 | 94.79 | 108.79 | 0.01 | 13.99
2020 | MAPP_CA_2_MISO_W | MAPP_CA | MISO_W | Internal | Summer | B2 | 25 | 2196 | 2196 | 91.11 | 105.11 | 0.01 | 13.99
2020 | MAPP_CA_2_MISO_W | MAPP_CA | MISO_W | Internal | Summer | B3 | 75 | 2196 | 2196 | 91.28 | 105.28 | 0.01 | 13.99
2020 | MAPP_CA_2_MISO_W | MAPP_CA | MISO_W | Internal | Summer | B4 | 100 | 2196 | 2196 | 89.86 | 101.89 | 0.01 | 12.01
2020 | MAPP_CA_2_MISO_W | MAPP_CA | MISO_W | Internal | Summer | B5 | 200 | 2196 | 2196 | 87.89 | 101.89 | 0.01 | 13.99
2020 | MAPP_CA_2_MISO_W | MAPP_CA | MISO_W | Internal | Summer | B6 | 300 | 2196 | 2196 | 80.59 | 83.58 | 0.01 | 2.98
2020 | MAPP_CA_2_MISO_W | MAPP_CA | MISO_W | Internal | Summer | B7 | 400 | 2196 | 1781.35 | 69.88 | 69.9 | 0.01 | 0
2020 | MAPP_CA_2_MISO_W | MAPP_CA | MISO_W | Internal | Summer | B8 | 500 | 2196 | 1932.68 | 63.91 | 63.92 | 0.01 | 0
2020 | MAPP_CA_2_MISO_W | MAPP_CA | MISO_W | Internal | Summer | B9 | 800 | 2196 | 1739.56 | 62.95 | 62.96 | 0.01 | 0
2020 | MAPP_CA_2_MISO_W | MAPP_CA | MISO_W | Internal | Summer | B10 | 1262 | 2196 | 0 | 62.95 | 62.67 | 0.01 | 0
2020 | MAPP_CA_2_MISO_W | MAPP_CA | MISO_W | Internal | Winter | B16 | 25 | 2196 | 965.7 | 77.68 | 77.69 | 0.01 | 0
2020 | MAPP_CA_2_MISO_W | MAPP_CA | MISO_W | Internal | Winter | B17 | 100 | 2196 | 644.44 | 71.72 | 71.73 | 0.01 | 0
2020 | MAPP_CA_2_MISO_W | MAPP_CA | MISO_W | Internal | Winter | B18 | 400 | 2196 | 513.31 | 68.36 | 68.38 | 0.01 | 0
2020 | MAPP_CA_2_MISO_W | MAPP_CA | MISO_W | Internal | Winter | B19 | 700 | 2196 | 375.74 | 68.36 | 68.38 | 0.01 | 0
2020 | MAPP_CA_2_MISO_W | MAPP_CA | MISO_W | Internal | Winter | B20 | 935 | 2196 | 0 | 68.36 | 65.59 | 0.01 | 0
2020 | MAPP_US_2_MAPP_CA | MAPP_US | MAPP_CA | Internal | Shoulder | B11 | 25 | 165 | 31.98 | 69.83 | 76.83 | 7 | 0
2020 | MAPP_US_2_MAPP_CA | MAPP_US | MAPP_CA | Internal | Shoulder | B12 | 200 | 165 | 0 | 63.32 | 70.31 | 7 | 0
2020 | MAPP_US_2_MAPP_CA | MAPP_US | MAPP_CA | Internal | Shoulder | B13 | 600 | 165 | 0 | 58.51 | 65.5 | 7 | 0
2020 | MAPP_US_2_MAPP_CA | MAPP_US | MAPP_CA | Internal | Shoulder | B14 | 900 | 165 | 0 | 57.78 | 64.77 | 7 | 0
2020 | MAPP_US_2_MAPP_CA | MAPP_US | MAPP_CA | Internal | Shoulder | B15 | 1203 | 165 | 165 | 57.22 | 64.77 | 7 | 0.54
2020 | MAPP_US_2_MAPP_CA | MAPP_US | MAPP_CA | Internal | Summer | B1 | 10 | 165 | 0 | 101.79 | 94.79 | 7 | 0
2020 | MAPP_US_2_MAPP_CA | MAPP_US | MAPP_CA | Internal | Summer | B2 | 25 | 165 | 0 | 98.11 | 91.11 | 7 | 0
2020 | MAPP_US_2_MAPP_CA | MAPP_US | MAPP_CA | Internal | Summer | B3 | 75 | 165 | 0 | 98.28 | 91.28 | 7 | 0
2020 | MAPP_US_2_MAPP_CA | MAPP_US | MAPP_CA | Internal | Summer | B4 | 100 | 165 | 0 | 94.89 | 89.86 | 7 | 0
2020 | MAPP_US_2_MAPP_CA | MAPP_US | MAPP_CA | Internal | Summer | B5 | 200 | 165 | 0 | 94.89 | 87.89 | 7 | 0
2020 | MAPP_US_2_MAPP_CA | MAPP_US | MAPP_CA | Internal | Summer | B6 | 300 | 165 | 0 | 76.58 | 80.59 | 7 | 0
2020 | MAPP_US_2_MAPP_CA | MAPP_US | MAPP_CA | Internal | Summer | B7 | 400 | 165 | 0 | 62.9 | 69.88 | 7 | 0
2020 | MAPP_US_2_MAPP_CA | MAPP_US | MAPP_CA | Internal | Summer | B8 | 500 | 165 | 0 | 56.92 | 63.91 | 7 | 0
2020 | MAPP_US_2_MAPP_CA | MAPP_US | MAPP_CA | Internal | Summer | B9 | 800 | 165 | 0 | 55.96 | 62.95 | 7 | 0
2020 | MAPP_US_2_MAPP_CA | MAPP_US | MAPP_CA | Internal | Summer | B10 | 1262 | 165 | 165 | 55.67 | 62.95 | 7 | 0.28
2020 | MAPP_US_2_MAPP_CA | MAPP_US | MAPP_CA | Internal | Winter | B16 | 25 | 165 | 165 | 65.69 | 77.68 | 7 | 4.99
2020 | MAPP_US_2_MAPP_CA | MAPP_US | MAPP_CA | Internal | Winter | B17 | 100 | 165 | 0 | 64.73 | 71.72 | 7 | 0
2020 | MAPP_US_2_MAPP_CA | MAPP_US | MAPP_CA | Internal | Winter | B18 | 400 | 165 | 0 | 61.38 | 68.36 | 7 | 0
2020 | MAPP_US_2_MAPP_CA | MAPP_US | MAPP_CA | Internal | Winter | B19 | 700 | 165 | 0 | 61.38 | 68.36 | 7 | 0
2020 | MAPP_US_2_MAPP_CA | MAPP_US | MAPP_CA | Internal | Winter | B20 | 935 | 165 | 165 | 58.59 | 68.36 | 7 | 2.78
2020 | MAPP_US_2_MISO_W | MAPP_US | MISO_W | Internal | Shoulder | B11 | 25 | 2635 | 2635 | 69.83 | 76.84 | 7 | 0.01
2020 | MAPP_US_2_MISO_W | MAPP_US | MISO_W | Internal | Shoulder | B12 | 200 | 2635 | 1942.08 | 63.32 | 70.32 | 7 | 0
2020 | MAPP_US_2_MISO_W | MAPP_US | MISO_W | Internal | Shoulder | B13 | 600 | 2635 | 2182.84 | 58.51 | 65.51 | 7 | 0
2020 | MAPP_US_2_MISO_W | MAPP_US | MISO_W | Internal | Shoulder | B14 | 900 | 2635 | 1152.24 | 57.78 | 64.78 | 7 | 0
2020 | MAPP_US_2_MISO_W | MAPP_US | MISO_W | Internal | Shoulder | B15 | 1203 | 2635 | 1316.69 | 57.22 | 64.22 | 7 | 0
2020 | MAPP_US_2_MISO_W | MAPP_US | MISO_W | Internal | Summer | B1 | 10 | 2635 | 2119.21 | 101.79 | 108.79 | 7 | 0
2020 | MAPP_US_2_MISO_W | MAPP_US | MISO_W | Internal | Summer | B2 | 25 | 2635 | 1875.77 | 98.11 | 105.11 | 7 | 0
2020 | MAPP_US_2_MISO_W | MAPP_US | MISO_W | Internal | Summer | B3 | 75 | 2635 | 2258.83 | 98.28 | 105.28 | 7 | 0
2020 | MAPP_US_2_MISO_W | MAPP_US | MISO_W | Internal | Summer | B4 | 100 | 2635 | 2278.01 | 94.89 | 101.89 | 7 | 0
2020 | MAPP_US_2_MISO_W | MAPP_US | MISO_W | Internal | Summer | B5 | 200 | 2635 | 2401.38 | 94.89 | 101.89 | 7 | 0
2020 | MAPP_US_2_MISO_W | MAPP_US | MISO_W | Internal | Summer | B6 | 300 | 2635 | 1907.07 | 76.58 | 83.58 | 7 | 0
2020 | MAPP_US_2_MISO_W | MAPP_US | MISO_W | Internal | Summer | B7 | 400 | 2635 | 1817.32 | 62.9 | 69.9 | 7 | 0
2020 | MAPP_US_2_MISO_W | MAPP_US | MISO_W | Internal | Summer | B8 | 500 | 2635 | 1361.23 | 56.92 | 63.92 | 7 | 0
2020 | MAPP_US_2_MISO_W | MAPP_US | MISO_W | Internal | Summer | B9 | 800 | 2635 | 1563.3 | 55.96 | 62.96 | 7 | 0
2020 | MAPP_US_2_MISO_W | MAPP_US | MISO_W | Internal | Summer | B10 | 1262 | 2635 | 1525.22 | 55.67 | 62.67 | 7 | 0
2020 | MAPP_US_2_MISO_W | MAPP_US | MISO_W | Internal | Winter | B16 | 25 | 2635 | 2635 | 65.69 | 77.69 | 7 | 5
2020 | MAPP_US_2_MISO_W | MAPP_US | MISO_W | Internal | Winter | B17 | 100 | 2635 | 2587.65 | 64.73 | 71.73 | 7 | 0
2020 | MAPP_US_2_MISO_W | MAPP_US | MISO_W | Internal | Winter | B18 | 400 | 2635 | 2101.49 | 61.38 | 68.38 | 7 | 0
2020 | MAPP_US_2_MISO_W | MAPP_US | MISO_W | Internal | Winter | B19 | 700 | 2635 | 1204.44 | 61.38 | 68.38 | 7 | 0
2020 | MAPP_US_2_MISO_W | MAPP_US | MISO_W | Internal | Winter | B20 | 935 | 2635 | 1256.88 | 58.59 | 65.59 | 7 | 0
2020 | MAPP_US_2_NE | MAPP_US | NE | Internal | Shoulder | B11 | 25 | 2000 | 0 | 69.83 | 71.84 | 7 | 0
2020 | MAPP_US_2_NE | MAPP_US | NE | Internal | Shoulder | B12 | 200 | 2000 | 0 | 63.32 | 65.32 | 7 | 0
2020 | MAPP_US_2_NE | MAPP_US | NE | Internal | Shoulder | B13 | 600 | 2000 | 0 | 58.51 | 60.51 | 7 | 0
2020 | MAPP_US_2_NE | MAPP_US | NE | Internal | Shoulder | B14 | 900 | 2000 | 0 | 57.78 | 59.78 | 7 | 0
2020 | MAPP_US_2_NE | MAPP_US | NE | Internal | Shoulder | B15 | 1203 | 2000 | 0 | 57.22 | 59.22 | 7 | 0
2020 | MAPP_US_2_NE | MAPP_US | NE | Internal | Summer | B1 | 10 | 2000 | 0 | 101.79 | 105.11 | 7 | 0
2020 | MAPP_US_2_NE | MAPP_US | NE | Internal | Summer | B2 | 25 | 2000 | 302.22 | 98.11 | 105.11 | 7 | 0
2020 | MAPP_US_2_NE | MAPP_US | NE | Internal | Summer | B3 | 75 | 2000 | 0 | 98.28 | 105.11 | 7 | 0
2020 | MAPP_US_2_NE | MAPP_US | NE | Internal | Summer | B4 | 100 | 2000 | 179.06 | 94.89 | 101.89 | 7 | 0
2020 | MAPP_US_2_NE | MAPP_US | NE | Internal | Summer | B5 | 200 | 2000 | 0 | 94.89 | 96.89 | 7 | 0
2020 | MAPP_US_2_NE | MAPP_US | NE | Internal | Summer | B6 | 300 | 2000 | 0 | 76.58 | 78.58 | 7 | 0
2020 | MAPP_US_2_NE | MAPP_US | NE | Internal | Summer | B7 | 400 | 2000 | 0 | 62.9 | 67.97 | 7 | 0
2020 | MAPP_US_2_NE | MAPP_US | NE | Internal | Summer | B8 | 500 | 2000 | 580.3 | 56.92 | 63.92 | 7 | 0
2020 | MAPP_US_2_NE | MAPP_US | NE | Internal | Summer | B9 | 800 | 2000 | 0 | 55.96 | 61.5 | 7 | 0
2020 | MAPP_US_2_NE | MAPP_US | NE | Internal | Summer | B10 | 1262 | 2000 | 0 | 55.67 | 57.67 | 7 | 0
2020 | MAPP_US_2_NE | MAPP_US | NE | Internal | Winter | B16 | 25 | 2000 | 1070.57 | 65.69 | 72.69 | 7 | 0
2020 | MAPP_US_2_NE | MAPP_US | NE | Internal | Winter | B17 | 100 | 2000 | 0 | 64.73 | 68.69 | 7 | 0
2020 | MAPP_US_2_NE | MAPP_US | NE | Internal | Winter | B18 | 400 | 2000 | 0 | 61.38 | 63.38 | 7 | 0
2020 | MAPP_US_2_NE | MAPP_US | NE | Internal | Winter | B19 | 700 | 2000 | 0 | 61.38 | 63.38 | 7 | 0
2020 | MAPP_US_2_NE | MAPP_US | NE | Internal | Winter | B20 | 935 | 2000 | 0 | 58.59 | 60.59 | 7 | 0
2020 | MARITIMES_2_NEISO | MARITIMES | NEISO | Internal | Shoulder | B11 | 25 | 99999 | 1400 | 61.5 | 61.51 | 0.01 | 0
2020 | MARITIMES_2_NEISO | MARITIMES | NEISO | Internal | Shoulder | B12 | 200 | 99999 | 1400 | 61.5 | 61.51 | 0.01 | 0
2020 | MARITIMES_2_NEISO | MARITIMES | NEISO | Internal | Shoulder | B13 | 600 | 99999 | 1400 | 61.5 | 61.51 | 0.01 | 0
2020 | MARITIMES_2_NEISO | MARITIMES | NEISO | Internal | Shoulder | B14 | 900 | 99999 | 1400 | 61.5 | 61.51 | 0.01 | 0
2020 | MARITIMES_2_NEISO | MARITIMES | NEISO | Internal | Shoulder | B15 | 1203 | 99999 | 426.43 | 61.5 | 61.51 | 0.01 | 0
2020 | MARITIMES_2_NEISO | MARITIMES | NEISO | Internal | Summer | B1 | 10 | 99999 | 1400.1 | 108.05 | 108.06 | 0.01 | 0
2020 | MARITIMES_2_NEISO | MARITIMES | NEISO | Internal | Summer | B2 | 25 | 99999 | 1400.1 | 94.38 | 94.39 | 0.01 | 0
2020 | MARITIMES_2_NEISO | MARITIMES | NEISO | Internal | Summer | B3 | 75 | 99999 | 1400 | 81.51 | 81.52 | 0.01 | 0
2020 | MARITIMES_2_NEISO | MARITIMES | NEISO | Internal | Summer | B4 | 100 | 99999 | 1400 | 72.36 | 72.37 | 0.01 | 0
2020 | MARITIMES_2_NEISO | MARITIMES | NEISO | Internal | Summer | B5 | 200 | 99999 | 1400 | 62.82 | 62.83 | 0.01 | 0
2020 | MARITIMES_2_NEISO | MARITIMES | NEISO | Internal | Summer | B6 | 300 | 99999 | 1400 | 58.62 | 58.63 | 0.01 | 0
2020 | MARITIMES_2_NEISO | MARITIMES | NEISO | Internal | Summer | B7 | 400 | 99999 | 1400 | 58.62 | 58.63 | 0.01 | 0
2020 | MARITIMES_2_NEISO | MARITIMES | NEISO | Internal | Summer | B8 | 500 | 99999 | 1400 | 58.62 | 58.63 | 0.01 | 0
2020 | MARITIMES_2_NEISO | MARITIMES | NEISO | Internal | Summer | B9 | 800 | 99999 | 1400 | 58.62 | 58.63 | 0.01 | 0
2020 | MARITIMES_2_NEISO | MARITIMES | NEISO | Internal | Summer | B10 | 1262 | 99999 | 236.13 | 58.62 | 58.63 | 0.01 | 0
2020 | MARITIMES_2_NEISO | MARITIMES | NEISO | Internal | Winter | B16 | 25 | 99999 | 1400 | 70.43 | 70.44 | 0.01 | 0
2020 | MARITIMES_2_NEISO | MARITIMES | NEISO | Internal | Winter | B17 | 100 | 99999 | 1400 | 70.43 | 70.44 | 0.01 | 0
2020 | MARITIMES_2_NEISO | MARITIMES | NEISO | Internal | Winter | B18 | 400 | 99999 | 1400 | 70.43 | 70.44 | 0.01 | 0
2020 | MARITIMES_2_NEISO | MARITIMES | NEISO | Internal | Winter | B19 | 700 | 99999 | 1400 | 70.43 | 70.44 | 0.01 | 0
2020 | MARITIMES_2_NEISO | MARITIMES | NEISO | Internal | Winter | B20 | 935 | 99999 | 475.94 | 70.43 | 70.44 | 0.01 | 0
2020 | MISO_IN_2_MISO_MI | MISO_IN | MISO_MI | Internal | Shoulder | B11 | 25 | 5021 | 3495.42 | 72.83 | 72.84 | 0.01 | 0
2020 | MISO_IN_2_MISO_MI | MISO_IN | MISO_MI | Internal | Shoulder | B12 | 200 | 5021 | 4175.19 | 66.31 | 66.32 | 0.01 | 0
2020 | MISO_IN_2_MISO_MI | MISO_IN | MISO_MI | Internal | Shoulder | B13 | 600 | 5021 | 4747.76 | 63.65 | 63.66 | 0.01 | 0
2020 | MISO_IN_2_MISO_MI | MISO_IN | MISO_MI | Internal | Shoulder | B14 | 900 | 5021 | 5021 | 62.05 | 62.07 | 0.01 | 0.01
2020 | MISO_IN_2_MISO_MI | MISO_IN | MISO_MI | Internal | Shoulder | B15 | 1203 | 5021 | 4711.94 | 59.4 | 59.41 | 0.01 | 0
2020 | MISO_IN_2_MISO_MI | MISO_IN | MISO_MI | Internal | Summer | B1 | 10 | 5021 | 3679.54 | 104.78 | 104.79 | 0.01 | 0
2020 | MISO_IN_2_MISO_MI | MISO_IN | MISO_MI | Internal | Summer | B2 | 25 | 5021 | 2012.13 | 99.86 | 99.87 | 0.01 | 0
2020 | MISO_IN_2_MISO_MI | MISO_IN | MISO_MI | Internal | Summer | B3 | 75 | 5021 | 3462.98 | 99.14 | 99.15 | 0.01 | 0
2020 | MISO_IN_2_MISO_MI | MISO_IN | MISO_MI | Internal | Summer | B4 | 100 | 5021 | 2088.12 | 76.92 | 76.93 | 0.01 | 0
2020 | MISO_IN_2_MISO_MI | MISO_IN | MISO_MI | Internal | Summer | B5 | 200 | 5021 | 3998.76 | 72.21 | 72.22 | 0.01 | 0
2020 | MISO_IN_2_MISO_MI | MISO_IN | MISO_MI | Internal | Summer | B6 | 300 | 5021 | 5021 | 65.73 | 65.99 | 0.01 | 0.26
2020 | MISO_IN_2_MISO_MI | MISO_IN | MISO_MI | Internal | Summer | B7 | 400 | 5021 | 5021 | 61.98 | 62.14 | 0.01 | 0.15
2020 | MISO_IN_2_MISO_MI | MISO_IN | MISO_MI | Internal | Summer | B8 | 500 | 5021 | 4539.02 | 61 | 61.01 | 0.01 | 0
2020 | MISO_IN_2_MISO_MI | MISO_IN | MISO_MI | Internal | Summer | B9 | 800 | 5021 | 4749.2 | 59.64 | 59.65 | 0.01 | 0
2020 | MISO_IN_2_MISO_MI | MISO_IN | MISO_MI | Internal | Summer | B10 | 1262 | 5021 | 5021 | 55.36 | 55.92 | 0.01 | 0.55
2020 | MISO_IN_2_MISO_MI | MISO_IN | MISO_MI | Internal | Winter | B16 | 25 | 5021 | 2846.84 | 77.68 | 77.69 | 0.01 | 0
2020 | MISO_IN_2_MISO_MI | MISO_IN | MISO_MI | Internal | Winter | B17 | 100 | 5021 | 3132.96 | 68.9 | 68.91 | 0.01 | 0
2020 | MISO_IN_2_MISO_MI | MISO_IN | MISO_MI | Internal | Winter | B18 | 400 | 5021 | 3783.58 | 66.41 | 66.42 | 0.01 | 0
2020 | MISO_IN_2_MISO_MI | MISO_IN | MISO_MI | Internal | Winter | B19 | 700 | 5021 | 2835.36 | 64.58 | 64.59 | 0.01 | 0
2020 | MISO_IN_2_MISO_MI | MISO_IN | MISO_MI | Internal | Winter | B20 | 935 | 5021 | 3920.02 | 61.14 | 61.15 | 0.01 | 0
2020 | MISO_IN_2_MISO_MO-IL | MISO_IN | MISO_MO-IL | Internal | Shoulder | B11 | 25 | 5533 | 5436.83 | 72.83 | 72.84 | 0.01 | 0
2020 | MISO_IN_2_MISO_MO-IL | MISO_IN | MISO_MO-IL | Internal | Shoulder | B12 | 200 | 5533 | 5249.63 | 66.31 | 66.32 | 0.01 | 0
2020 | MISO_IN_2_MISO_MO-IL | MISO_IN | MISO_MO-IL | Internal | Shoulder | B13 | 600 | 5533 | 4409.74 | 63.65 | 63.66 | 0.01 | 0
2020 | MISO_IN_2_MISO_MO-IL | MISO_IN | MISO_MO-IL | Internal | Shoulder | B14 | 900 | 5533 | 3898.27 | 62.05 | 62.06 | 0.01 | 0
2020 | MISO_IN_2_MISO_MO-IL | MISO_IN | MISO_MO-IL | Internal | Shoulder | B15 | 1203 | 5533 | 4049.57 | 59.4 | 59.41 | 0.01 | 0
2020 | MISO_IN_2_MISO_MO-IL | MISO_IN | MISO_MO-IL | Internal | Summer | B1 | 10 | 5533 | 5249.72 | 104.78 | 104.79 | 0.01 | 0
2020 | MISO_IN_2_MISO_MO-IL | MISO_IN | MISO_MO-IL | Internal | Summer | B2 | 25 | 5533 | 5533 | 99.86 | 100.77 | 0.01 | 0.9
2020 | MISO_IN_2_MISO_MO-IL | MISO_IN | MISO_MO-IL | Internal | Summer | B3 | 75 | 5533 | 5533 | 99.14 | 100.77 | 0.01 | 1.63
2020 | MISO_IN_2_MISO_MO-IL | MISO_IN | MISO_MO-IL | Internal | Summer | B4 | 100 | 5533 | 5533 | 76.92 | 93.51 | 0.01 | 16.58
2020 | MISO_IN_2_MISO_MO-IL | MISO_IN | MISO_MO-IL | Internal | Summer | B5 | 200 | 5533 | 5533 | 72.21 | 86.21 | 0.01 | 13.99
2020 | MISO_IN_2_MISO_MO-IL | MISO_IN | MISO_MO-IL | Internal | Summer | B6 | 300 | 5533 | 5533 | 65.73 | 68.76 | 0.01 | 3.02
2020 | MISO_IN_2_MISO_MO-IL | MISO_IN | MISO_MO-IL | Internal | Summer | B7 | 400 | 5533 | 5533 | 61.98 | 63.13 | 0.01 | 1.14
2020 | MISO_IN_2_MISO_MO-IL | MISO_IN | MISO_MO-IL | Internal | Summer | B8 | 500 | 5533 | 5522.19 | 61 | 61.01 | 0.01 | 0
2020 | MISO_IN_2_MISO_MO-IL | MISO_IN | MISO_MO-IL | Internal | Summer | B9 | 800 | 5533 | 4826.5 | 59.64 | 59.65 | 0.01 | 0
2020 | MISO_IN_2_MISO_MO-IL | MISO_IN | MISO_MO-IL | Internal | Summer | B10 | 1262 | 5533 | 3865.95 | 55.36 | 55.37 | 0.01 | 0
2020 | MISO_IN_2_MISO_MO-IL | MISO_IN | MISO_MO-IL | Internal | Winter | B16 | 25 | 5533 | 3911.32 | 77.68 | 77.69 | 0.01 | 0
2020 | MISO_IN_2_MISO_MO-IL | MISO_IN | MISO_MO-IL | Internal | Winter | B17 | 100 | 5533 | 4430.34 | 68.9 | 68.91 | 0.01 | 0
2020 | MISO_IN_2_MISO_MO-IL | MISO_IN | MISO_MO-IL | Internal | Winter | B18 | 400 | 5533 | 5533 | 66.41 | 66.75 | 0.01 | 0.33
2020 | MISO_IN_2_MISO_MO-IL | MISO_IN | MISO_MO-IL | Internal | Winter | B19 | 700 | 5533 | 5241.08 | 64.58 | 64.59 | 0.01 | 0
2020 | MISO_IN_2_MISO_MO-IL | MISO_IN | MISO_MO-IL | Internal | Winter | B20 | 935 | 5533 | 4816.48 | 61.14 | 61.15 | 0.01 | 0
2020 | MISO_IN_2_NonRTO_Midwest | MISO_IN | NonRTO_Midwest | Internal | Shoulder | B11 | 25 | 4800 | 693.35 | 72.83 | 80.83 | 8 | 0
2020 | MISO_IN_2_NonRTO_Midwest | MISO_IN | NonRTO_Midwest | Internal | Shoulder | B12 | 200 | 4800 | 225.68 | 66.31 | 74.31 | 8 | 0
2020 | MISO_IN_2_NonRTO_Midwest | MISO_IN | NonRTO_Midwest | Internal | Shoulder | B13 | 600 | 4800 | 0 | 63.65 | 66.87 | 8 | 0
2020 | MISO_IN_2_NonRTO_Midwest | MISO_IN | NonRTO_Midwest | Internal | Shoulder | B14 | 900 | 4800 | 0 | 62.05 | 66.51 | 8 | 0
2020 | MISO_IN_2_NonRTO_Midwest | MISO_IN | NonRTO_Midwest | Internal | Shoulder | B15 | 1203 | 4800 | 0 | 59.4 | 63.75 | 8 | 0
2020 | MISO_IN_2_NonRTO_Midwest | MISO_IN | NonRTO_Midwest | Internal | Summer | B1 | 10 | 4800 | 0 | 104.78 | 108.46 | 8 | 0
2020 | MISO_IN_2_NonRTO_Midwest | MISO_IN | NonRTO_Midwest | Internal | Summer | B2 | 25 | 4800 | 1662.32 | 99.86 | 107.86 | 8 | 0
2020 | MISO_IN_2_NonRTO_Midwest | MISO_IN | NonRTO_Midwest | Internal | Summer | B3 | 75 | 4800 | 1112.45 | 99.14 | 107.14 | 8 | 0
2020 | MISO_IN_2_NonRTO_Midwest | MISO_IN | NonRTO_Midwest | Internal | Summer | B4 | 100 | 4800 | 3063.29 | 76.92 | 84.92 | 8 | 0
2020 | MISO_IN_2_NonRTO_Midwest | MISO_IN | NonRTO_Midwest | Internal | Summer | B5 | 200 | 4800 | 1477.05 | 72.21 | 80.21 | 8 | 0
2020 | MISO_IN_2_NonRTO_Midwest | MISO_IN | NonRTO_Midwest | Internal | Summer | B6 | 300 | 4800 | 0 | 65.73 | 66.87 | 8 | 0
2020 | MISO_IN_2_NonRTO_Midwest | MISO_IN | NonRTO_Midwest | Internal | Summer | B7 | 400 | 4800 | 0 | 61.98 | 66.63 | 8 | 0
2020 | MISO_IN_2_NonRTO_Midwest | MISO_IN | NonRTO_Midwest | Internal | Summer | B8 | 500 | 4800 | 0 | 61 | 66.3 | 8 | 0
2020 | MISO_IN_2_NonRTO_Midwest | MISO_IN | NonRTO_Midwest | Internal | Summer | B9 | 800 | 4800 | 0 | 59.64 | 63.75 | 8 | 0
2020 | MISO_IN_2_NonRTO_Midwest | MISO_IN | NonRTO_Midwest | Internal | Summer | B10 | 1262 | 4800 | 0 | 55.36 | 62.92 | 8 | 0
2020 | MISO_IN_2_NonRTO_Midwest | MISO_IN | NonRTO_Midwest | Internal | Winter | B16 | 25 | 4800 | 2349.91 | 77.68 | 85.68 | 8 | 0
2020 | MISO_IN_2_NonRTO_Midwest | MISO_IN | NonRTO_Midwest | Internal | Winter | B17 | 100 | 4800 | 1237.36 | 68.9 | 76.9 | 8 | 0
2020 | MISO_IN_2_NonRTO_Midwest | MISO_IN | NonRTO_Midwest | Internal | Winter | B18 | 400 | 4800 | 294.39 | 66.41 | 74.41 | 8 | 0
2020 | MISO_IN_2_NonRTO_Midwest | MISO_IN | NonRTO_Midwest | Internal | Winter | B19 | 700 | 4800 | 0 | 64.58 | 66.87 | 8 | 0
2020 | MISO_IN_2_NonRTO_Midwest | MISO_IN | NonRTO_Midwest | Internal | Winter | B20 | 935 | 4800 | 0 | 61.14 | 65.7 | 8 | 0
2020 | MISO_IN_2_PJM_ROR | MISO_IN | PJM_ROR | Internal | Shoulder | B11 | 25 | 992 | 992 | 72.83 | 74.84 | 2 | 0.01
2020 | MISO_IN_2_PJM_ROR | MISO_IN | PJM_ROR | Internal | Shoulder | B12 | 200 | 992 | 992 | 66.31 | 68.32 | 2 | 0.01
2020 | MISO_IN_2_PJM_ROR | MISO_IN | PJM_ROR | Internal | Shoulder | B13 | 600 | 992 | 992 | 63.65 | 65.66 | 2 | 0.01
2020 | MISO_IN_2_PJM_ROR | MISO_IN | PJM_ROR | Internal | Shoulder | B14 | 900 | 992 | 992 | 62.05 | 64.06 | 2 | 0.01
2020 | MISO_IN_2_PJM_ROR | MISO_IN | PJM_ROR | Internal | Shoulder | B15 | 1203 | 992 | 992 | 59.4 | 61.45 | 2 | 0.05
2020 | MISO_IN_2_PJM_ROR | MISO_IN | PJM_ROR | Internal | Summer | B1 | 10 | 992 | 992 | 104.78 | 106.79 | 2 | 0.01
2020 | MISO_IN_2_PJM_ROR | MISO_IN | PJM_ROR | Internal | Summer | B2 | 25 | 992 | 992 | 99.86 | 101.87 | 2 | 0.01
2020 | MISO_IN_2_PJM_ROR | MISO_IN | PJM_ROR | Internal | Summer | B3 | 75 | 992 | 992 | 99.14 | 101.15 | 2 | 0.01
2020 | MISO_IN_2_PJM_ROR | MISO_IN | PJM_ROR | Internal | Summer | B4 | 100 | 992 | 992 | 76.92 | 91.51 | 2 | 12.59
2020 | MISO_IN_2_PJM_ROR | MISO_IN | PJM_ROR | Internal | Summer | B5 | 200 | 992 | 992 | 72.21 | 84.21 | 2 | 10
2020 | MISO_IN_2_PJM_ROR | MISO_IN | PJM_ROR | Internal | Summer | B6 | 300 | 992 | 992 | 65.73 | 70.76 | 2 | 3.03
2020 | MISO_IN_2_PJM_ROR | MISO_IN | PJM_ROR | Internal | Summer | B7 | 400 | 992 | 992 | 61.98 | 64.14 | 2 | 0.16
2020 | MISO_IN_2_PJM_ROR | MISO_IN | PJM_ROR | Internal | Summer | B8 | 500 | 992 | 992 | 61 | 63.01 | 2 | 0.01
2020 | MISO_IN_2_PJM_ROR | MISO_IN | PJM_ROR | Internal | Summer | B9 | 800 | 992 | 992 | 59.64 | 61.65 | 2 | 0.01
2020 | MISO_IN_2_PJM_ROR | MISO_IN | PJM_ROR | Internal | Summer | B10 | 1262 | 992 | 992 | 55.36 | 60.67 | 2 | 3.31
2020 | MISO_IN_2_PJM_ROR | MISO_IN | PJM_ROR | Internal | Winter | B16 | 25 | 992 | 992 | 77.68 | 86.57 | 2 | 6.89
2020 | MISO_IN_2_PJM_ROR | MISO_IN | PJM_ROR | Internal | Winter | B17 | 100 | 992 | 992 | 68.9 | 76.53 | 2 | 5.63
2020 | MISO_IN_2_PJM_ROR | MISO_IN | PJM_ROR | Internal | Winter | B18 | 400 | 992 | 992 | 66.41 | 68.75 | 2 | 0.34
2020 | MISO_IN_2_PJM_ROR | MISO_IN | PJM_ROR | Internal | Winter | B19 | 700 | 992 | 992 | 64.58 | 66.59 | 2 | 0.01
2020 | MISO_IN_2_PJM_ROR | MISO_IN | PJM_ROR | Internal | Winter | B20 | 935 | 992 | 992 | 61.14 | 63.15 | 2 | 0.01
2020 | MISO_MI_2_MISO_IN | MISO_MI | MISO_IN | Internal | Shoulder | B11 | 25 | 2066 | 0 | 72.84 | 72.83 | 0.01 | 0
2020 | MISO_MI_2_MISO_IN | MISO_MI | MISO_IN | Internal | Shoulder | B12 | 200 | 2066 | 0 | 66.32 | 66.31 | 0.01 | 0
2020 | MISO_MI_2_MISO_IN | MISO_MI | MISO_IN | Internal | Shoulder | B13 | 600 | 2066 | 0 | 63.66 | 63.65 | 0.01 | 0
2020 | MISO_MI_2_MISO_IN | MISO_MI | MISO_IN | Internal | Shoulder | B14 | 900 | 2066 | 0 | 62.07 | 62.05 | 0.01 | 0
2020 | MISO_MI_2_MISO_IN | MISO_MI | MISO_IN | Internal | Shoulder | B15 | 1203 | 2066 | 0 | 59.41 | 59.4 | 0.01 | 0
2020 | MISO_MI_2_MISO_IN | MISO_MI | MISO_IN | Internal | Summer | B1 | 10 | 2066 | 0 | 104.79 | 104.78 | 0.01 | 0
2020 | MISO_MI_2_MISO_IN | MISO_MI | MISO_IN | Internal | Summer | B2 | 25 | 2066 | 0 | 99.87 | 99.86 | 0.01 | 0
2020 | MISO_MI_2_MISO_IN | MISO_MI | MISO_IN | Internal | Summer | B3 | 75 | 2066 | 0 | 99.15 | 99.14 | 0.01 | 0
2020 | MISO_MI_2_MISO_IN | MISO_MI | MISO_IN | Internal | Summer | B4 | 100 | 2066 | 0 | 76.93 | 76.92 | 0.01 | 0
2020 | MISO_MI_2_MISO_IN | MISO_MI | MISO_IN | Internal | Summer | B5 | 200 | 2066 | 0 | 72.22 | 72.21 | 0.01 | 0
2020 | MISO_MI_2_MISO_IN | MISO_MI | MISO_IN | Internal | Summer | B6 | 300 | 2066 | 0 | 65.99 | 65.73 | 0.01 | 0
2020 | MISO_MI_2_MISO_IN | MISO_MI | MISO_IN | Internal | Summer | B7 | 400 | 2066 | 0 | 62.14 | 61.98 | 0.01 | 0
2020 | MISO_MI_2_MISO_IN | MISO_MI | MISO_IN | Internal | Summer | B8 | 500 | 2066 | 0 | 61.01 | 61 | 0.01 | 0
2020 | MISO_MI_2_MISO_IN | MISO_MI | MISO_IN | Internal | Summer | B9 | 800 | 2066 | 0 | 59.65 | 59.64 | 0.01 | 0
2020 | MISO_MI_2_MISO_IN | MISO_MI | MISO_IN | Internal | Summer | B10 | 1262 | 2066 | 0 | 55.92 | 55.36 | 0.01 | 0
2020 | MISO_MI_2_MISO_IN | MISO_MI | MISO_IN | Internal | Winter | B16 | 25 | 2066 | 0 | 77.69 | 77.68 | 0.01 | 0
2020 | MISO_MI_2_MISO_IN | MISO_MI | MISO_IN | Internal | Winter | B17 | 100 | 2066 | 0 | 68.91 | 68.9 | 0.01 | 0
2020 | MISO_MI_2_MISO_IN | MISO_MI | MISO_IN | Internal | Winter | B18 | 400 | 2066 | 0 | 66.42 | 66.41 | 0.01 | 0
2020 | MISO_MI_2_MISO_IN | MISO_MI | MISO_IN | Internal | Winter | B19 | 700 | 2066 | 0 | 64.59 | 64.58 | 0.01 | 0
2020 | MISO_MI_2_MISO_IN | MISO_MI | MISO_IN | Internal | Winter | B20 | 935 | 2066 | 0 | 61.15 | 61.14 | 0.01 | 0
2020 | MISO_MI_2_MISO_WUMS | MISO_MI | MISO_WUMS | Internal | Shoulder | B11 | 25 | 1440 | 0 | 72.84 | 72.83 | 0.01 | 0
2020 | MISO_MI_2_MISO_WUMS | MISO_MI | MISO_WUMS | Internal | Shoulder | B12 | 200 | 1440 | 0 | 66.32 | 66.32 | 0.01 | 0
2020 | MISO_MI_2_MISO_WUMS | MISO_MI | MISO_WUMS | Internal | Shoulder | B13 | 600 | 1440 | 0 | 63.66 | 63.66 | 0.01 | 0
2020 | MISO_MI_2_MISO_WUMS | MISO_MI | MISO_WUMS | Internal | Shoulder | B14 | 900 | 1440 | 286.68 | 62.07 | 62.09 | 0.01 | 0
2020 | MISO_MI_2_MISO_WUMS | MISO_MI | MISO_WUMS | Internal | Shoulder | B15 | 1203 | 1440 | 402.23 | 59.41 | 59.42 | 0.01 | 0
2020 | MISO_MI_2_MISO_WUMS | MISO_MI | MISO_WUMS | Internal | Summer | B1 | 10 | 1440 | 0 | 104.79 | 104.79 | 0.01 | 0
2020 | MISO_MI_2_MISO_WUMS | MISO_MI | MISO_WUMS | Internal | Summer | B2 | 25 | 1440 | 0 | 99.87 | 99.87 | 0.01 | 0
2020 | MISO_MI_2_MISO_WUMS | MISO_MI | MISO_WUMS | Internal | Summer | B3 | 75 | 1440 | 0 | 99.15 | 99.15 | 0.01 | 0
2020 | MISO_MI_2_MISO_WUMS | MISO_MI | MISO_WUMS | Internal | Summer | B4 | 100 | 1440 | 0 | 76.93 | 76.92 | 0.01 | 0
2020 | MISO_MI_2_MISO_WUMS | MISO_MI | MISO_WUMS | Internal | Summer | B5 | 200 | 1440 | 0 | 72.22 | 72.21 | 0.01 | 0
2020 | MISO_MI_2_MISO_WUMS | MISO_MI | MISO_WUMS | Internal | Summer | B6 | 300 | 1440 | 144.96 | 65.99 | 66 | 0.01 | 0
2020 | MISO_MI_2_MISO_WUMS | MISO_MI | MISO_WUMS | Internal | Summer | B7 | 400 | 1440 | 0 | 62.14 | 62.13 | 0.01 | 0
2020 | MISO_MI_2_MISO_WUMS | MISO_MI | MISO_WUMS | Internal | Summer | B8 | 500 | 1440 | 0 | 61.01 | 61 | 0.01 | 0
2020 | MISO_MI_2_MISO_WUMS | MISO_MI | MISO_WUMS | Internal | Summer | B9 | 800 | 1440 | 0 | 59.65 | 59.65 | 0.01 | 0
2020 | MISO_MI_2_MISO_WUMS | MISO_MI | MISO_WUMS | Internal | Summer | B10 | 1262 | 1440 | 0 | 55.92 | 55.91 | 0.01 | 0
2020 | MISO_MI_2_MISO_WUMS | MISO_MI | MISO_WUMS | Internal | Winter | B16 | 25 | 1440 | 0 | 77.69 | 77.68 | 0.01 | 0
2020 | MISO_MI_2_MISO_WUMS | MISO_MI | MISO_WUMS | Internal | Winter | B17 | 100 | 1440 | 183.67 | 68.91 | 68.92 | 0.01 | 0
2020 | MISO_MI_2_MISO_WUMS | MISO_MI | MISO_WUMS | Internal | Winter | B18 | 400 | 1440 | 489.64 | 66.42 | 66.43 | 0.01 | 0
2020 | MISO_MI_2_MISO_WUMS | MISO_MI | MISO_WUMS | Internal | Winter | B19 | 700 | 1440 | 0 | 64.59 | 64.59 | 0.01 | 0
2020 | MISO_MI_2_MISO_WUMS | MISO_MI | MISO_WUMS | Internal | Winter | B20 | 935 | 1440 | 0 | 61.15 | 61.15 | 0.01 | 0
2020 | MISO_MI_2_PJM_ROR | MISO_MI | PJM_ROR | Internal | Shoulder | B11 | 25 | 1424 | 1325.4 | 72.84 | 74.84 | 2 | 0
2020 | MISO_MI_2_PJM_ROR | MISO_MI | PJM_ROR | Internal | Shoulder | B12 | 200 | 1424 | 1089.22 | 66.32 | 68.32 | 2 | 0
2020 | MISO_MI_2_PJM_ROR | MISO_MI | PJM_ROR | Internal | Shoulder | B13 | 600 | 1424 | 271.92 | 63.66 | 65.66 | 2 | 0
2020 | MISO_MI_2_PJM_ROR | MISO_MI | PJM_ROR | Internal | Shoulder | B14 | 900 | 1424 | 0 | 62.07 | 64.06 | 2 | 0
2020 | MISO_MI_2_PJM_ROR | MISO_MI | PJM_ROR | Internal | Shoulder | B15 | 1203 | 1424 | 1424 | 59.41 | 61.45 | 2 | 0.04
2020 | MISO_MI_2_PJM_ROR | MISO_MI | PJM_ROR | Internal | Summer | B1 | 10 | 1424 | 1188.95 | 104.79 | 106.79 | 2 | 0
2020 | MISO_MI_2_PJM_ROR | MISO_MI | PJM_ROR | Internal | Summer | B2 | 25 | 1424 | 589.42 | 99.87 | 101.87 | 2 | 0
2020 | MISO_MI_2_PJM_ROR | MISO_MI | PJM_ROR | Internal | Summer | B3 | 75 | 1424 | 1105.88 | 99.15 | 101.15 | 2 | 0
2020 | MISO_MI_2_PJM_ROR | MISO_MI | PJM_ROR | Internal | Summer | B4 | 100 | 1424 | 1424 | 76.93 | 91.51 | 2 | 12.58
2020 | MISO_MI_2_PJM_ROR | MISO_MI | PJM_ROR | Internal | Summer | B5 | 200 | 1424 | 1424 | 72.22 | 84.21 | 2 | 9.99
2020 | MISO_MI_2_PJM_ROR | MISO_MI | PJM_ROR | Internal | Summer | B6 | 300 | 1424 | 1424 | 65.99 | 70.76 | 2 | 2.77
2020 | MISO_MI_2_PJM_ROR | MISO_MI | PJM_ROR | Internal | Summer | B7 | 400 | 1424 | 876.93 | 62.14 | 64.14 | 2 | 0
2020 | MISO_MI_2_PJM_ROR | MISO_MI | PJM_ROR | Internal | Summer | B8 | 500 | 1424 | 39.17 | 61.01 | 63.01 | 2 | 0
2020 | MISO_MI_2_PJM_ROR | MISO_MI | PJM_ROR | Internal | Summer | B9 | 800 | 1424 | 380.2 | 59.65 | 61.65 | 2 | 0
2020 | MISO_MI_2_PJM_ROR | MISO_MI | PJM_ROR | Internal | Summer | B10 | 1262 | 1424 | 1424 | 55.92 | 60.67 | 2 | 2.75
2020 | MISO_MI_2_PJM_ROR | MISO_MI | PJM_ROR | Internal | Winter | B16 | 25 | 1424 | 1424 | 77.69 | 86.57 | 2 | 6.88
2020 | MISO_MI_2_PJM_ROR | MISO_MI | PJM_ROR | Internal | Winter | B17 | 100 | 1424 | 1424 | 68.91 | 76.53 | 2 | 5.62
2020 | MISO_MI_2_PJM_ROR | MISO_MI | PJM_ROR | Internal | Winter | B18 | 400 | 1424 | 1424 | 66.42 | 68.75 | 2 | 0.33
2020 | MISO_MI_2_PJM_ROR | MISO_MI | PJM_ROR | Internal | Winter | B19 | 700 | 1424 | 362.61 | 64.59 | 66.59 | 2 | 0
2020 | MISO_MI_2_PJM_ROR | MISO_MI | PJM_ROR | Internal | Winter | B20 | 935 | 1424 | 738.45 | 61.15 | 63.15 | 2 | 0
2020 | MISO_MO-IL_2_ENT | MISO_MO-IL | ENT | Internal | Shoulder | B11 | 25 | 2540 | 0 | 72.84 | 72.84 | 8 | 0
2020 | MISO_MO-IL_2_ENT | MISO_MO-IL | ENT | Internal | Shoulder | B12 | 200 | 2540 | 0 | 66.32 | 67.77 | 8 | 0
2020 | MISO_MO-IL_2_ENT | MISO_MO-IL | ENT | Internal | Shoulder | B13 | 600 | 2540 | 0 | 63.66 | 65.51 | 8 | 0
2020 | MISO_MO-IL_2_ENT | MISO_MO-IL | ENT | Internal | Shoulder | B14 | 900 | 2540 | 0 | 62.06 | 65.51 | 8 | 0
2020 | MISO_MO-IL_2_ENT | MISO_MO-IL | ENT | Internal | Shoulder | B15 | 1203 | 2540 | 0 | 59.41 | 65.51 | 8 | 0
2020 | MISO_MO-IL_2_ENT | MISO_MO-IL | ENT | Internal | Summer | B1 | 10 | 2540 | 0 | 104.79 | 104.79 | 8 | 0
2020 | MISO_MO-IL_2_ENT | MISO_MO-IL | ENT | Internal | Summer | B2 | 25 | 2540 | 0 | 100.77 | 101.92 | 8 | 0
2020 | MISO_MO-IL_2_ENT | MISO_MO-IL | ENT | Internal | Summer | B3 | 75 | 2540 | 0 | 100.77 | 101.92 | 8 | 0
2020 | MISO_MO-IL_2_ENT | MISO_MO-IL | ENT | Internal | Summer | B4 | 100 | 2540 | 0 | 93.51 | 97.89 | 8 | 0
2020 | MISO_MO-IL_2_ENT | MISO_MO-IL | ENT | Internal | Summer | B5 | 200 | 2540 | 0 | 86.21 | 89.21 | 8 | 0
2020 | MISO_MO-IL_2_ENT | MISO_MO-IL | ENT | Internal | Summer | B6 | 300 | 2540 | 0 | 68.76 | 72.05 | 8 | 0
2020 | MISO_MO-IL_2_ENT | MISO_MO-IL | ENT | Internal | Summer | B7 | 400 | 2540 | 0 | 63.13 | 66.9 | 8 | 0
2020 | MISO_MO-IL_2_ENT | MISO_MO-IL | ENT | Internal | Summer | B8 | 500 | 2540 | 0 | 61.01 | 66.41 | 8 | 0
2020 | MISO_MO-IL_2_ENT | MISO_MO-IL | ENT | Internal | Summer | B9 | 800 | 2540 | 0 | 59.65 | 64.19 | 8 | 0
2020 | MISO_MO-IL_2_ENT | MISO_MO-IL | ENT | Internal | Summer | B10 | 1262 | 2540 | 0 | 55.37 | 62.67 | 8 | 0
2020 | MISO_MO-IL_2_ENT | MISO_MO-IL | ENT | Internal | Winter | B16 | 25 | 2540 | 0 | 77.69 | 72.4 | 8 | 0
2020 | MISO_MO-IL_2_ENT | MISO_MO-IL | ENT | Internal | Winter | B17 | 100 | 2540 | 0 | 68.91 | 68.12 | 8 | 0
2020 | MISO_MO-IL_2_ENT | MISO_MO-IL | ENT | Internal | Winter | B18 | 400 | 2540 | 0 | 66.75 | 68.12 | 8 | 0
2020 | MISO_MO-IL_2_ENT | MISO_MO-IL | ENT | Internal | Winter | B19 | 700 | 2540 | 0 | 64.59 | 68.12 | 8 | 0
2020 | MISO_MO-IL_2_ENT | MISO_MO-IL | ENT | Internal | Winter | B20 | 935 | 2540 | 0 | 61.15 | 67.6 | 8 | 0
2020 | MISO_MO-IL_2_MISO_IN | MISO_MO-IL | MISO_IN | Internal | Shoulder | B11 | 25 | 2633 | 0 | 72.84 | 72.83 | 0.01 | 0
2020 | MISO_MO-IL_2_MISO_IN | MISO_MO-IL | MISO_IN | Internal | Shoulder | B12 | 200 | 2633 | 0 | 66.32 | 66.31 | 0.01 | 0
2020 | MISO_MO-IL_2_MISO_IN | MISO_MO-IL | MISO_IN | Internal | Shoulder | B13 | 600 | 2633 | 0 | 63.66 | 63.65 | 0.01 | 0
2020 | MISO_MO-IL_2_MISO_IN | MISO_MO-IL | MISO_IN | Internal | Shoulder | B14 | 900 | 2633 | 0 | 62.06 | 62.05 | 0.01 | 0
2020 | MISO_MO-IL_2_MISO_IN | MISO_MO-IL | MISO_IN | Internal | Shoulder | B15 | 1203 | 2633 | 0 | 59.41 | 59.4 | 0.01 | 0
2020 | MISO_MO-IL_2_MISO_IN | MISO_MO-IL | MISO_IN | Internal | Summer | B1 | 10 | 2633 | 0 | 104.79 | 104.78 | 0.01 | 0
2020 | MISO_MO-IL_2_MISO_IN | MISO_MO-IL | MISO_IN | Internal | Summer | B2 | 25 | 2633 | 0 | 100.77 | 99.86 | 0.01 | 0
2020 | MISO_MO-IL_2_MISO_IN | MISO_MO-IL | MISO_IN | Internal | Summer | B3 | 75 | 2633 | 0 | 100.77 | 99.14 | 0.01 | 0
2020 | MISO_MO-IL_2_MISO_IN | MISO_MO-IL | MISO_IN | Internal | Summer | B4 | 100 | 2633 | 0 | 93.51 | 76.92 | 0.01 | 0
2020 | MISO_MO-IL_2_MISO_IN | MISO_MO-IL | MISO_IN | Internal | Summer | B5 | 200 | 2633 | 0 | 86.21 | 72.21 | 0.01 | 0
2020 | MISO_MO-IL_2_MISO_IN | MISO_MO-IL | MISO_IN | Internal | Summer | B6 | 300 | 2633 | 0 | 68.76 | 65.73 | 0.01 | 0
2020 | MISO_MO-IL_2_MISO_IN | MISO_MO-IL | MISO_IN | Internal | Summer | B7 | 400 | 2633 | 0 | 63.13 | 61.98 | 0.01 | 0
2020 | MISO_MO-IL_2_MISO_IN | MISO_MO-IL | MISO_IN | Internal | Summer | B8 | 500 | 2633 | 0 | 61.01 | 61 | 0.01 | 0
2020 | MISO_MO-IL_2_MISO_IN | MISO_MO-IL | MISO_IN | Internal | Summer | B9 | 800 | 2633 | 0 | 59.65 | 59.64 | 0.01 | 0
2020 | MISO_MO-IL_2_MISO_IN | MISO_MO-IL | MISO_IN | Internal | Summer | B10 | 1262 | 2633 | 0 | 55.37 | 55.36 | 0.01 | 0
2020 | MISO_MO-IL_2_MISO_IN | MISO_MO-IL | MISO_IN | Internal | Winter | B16 | 25 | 2633 | 0 | 77.69 | 77.68 | 0.01 | 0
2020 | MISO_MO-IL_2_MISO_IN | MISO_MO-IL | MISO_IN | Internal | Winter | B17 | 100 | 2633 | 0 | 68.91 | 68.9 | 0.01 | 0
2020 | MISO_MO-IL_2_MISO_IN | MISO_MO-IL | MISO_IN | Internal | Winter | B18 | 400 | 2633 | 0 | 66.75 | 66.41 | 0.01 | 0
2020 | MISO_MO-IL_2_MISO_IN | MISO_MO-IL | MISO_IN | Internal | Winter | B19 | 700 | 2633 | 0 | 64.59 | 64.58 | 0.01 | 0
2020 | MISO_MO-IL_2_MISO_IN | MISO_MO-IL | MISO_IN | Internal | Winter | B20 | 935 | 2633 | 0 | 61.15 | 61.14 | 0.01 | 0
2020 | MISO_MO-IL_2_MISO_W | MISO_MO-IL | MISO_W | Internal | Shoulder | B11 | 25 | 1075 | 1075 | 72.84 | 76.84 | 0.01 | 3.99
2020 | MISO_MO-IL_2_MISO_W | MISO_MO-IL | MISO_W | Internal | Shoulder | B12 | 200 | 1075 | 1075 | 66.32 | 70.32 | 0.01 | 3.99
2020 | MISO_MO-IL_2_MISO_W | MISO_MO-IL | MISO_W | Internal | Shoulder | B13 | 600 | 1075 | 1075 | 63.66 | 65.51 | 0.01 | 1.84
2020 | MISO_MO-IL_2_MISO_W | MISO_MO-IL | MISO_W | Internal | Shoulder | B14 | 900 | 1075 | 1075 | 62.06 | 64.78 | 0.01 | 2.7
2020 | MISO_MO-IL_2_MISO_W | MISO_MO-IL | MISO_W | Internal | Shoulder | B15 | 1203 | 1075 | 1075 | 59.41 | 64.22 | 0.01 | 4.8
2020 | MISO_MO-IL_2_MISO_W | MISO_MO-IL | MISO_W | Internal | Summer | B1 | 10 | 1075 | 1075 | 104.79 | 108.79 | 0.01 | 3.99
2020 | MISO_MO-IL_2_MISO_W | MISO_MO-IL | MISO_W | Internal | Summer | B2 | 25 | 1075 | 1075 | 100.77 | 105.11 | 0.01 | 4.33
2020 | MISO_MO-IL_2_MISO_W | MISO_MO-IL | MISO_W | Internal | Summer | B3 | 75 | 1075 | 1075 | 100.77 | 105.28 | 0.01 | 4.49
2020 | MISO_MO-IL_2_MISO_W | MISO_MO-IL | MISO_W | Internal | Summer | B4 | 100 | 1075 | 1075 | 93.51 | 101.89 | 0.01 | 8.36
2020 | MISO_MO-IL_2_MISO_W | MISO_MO-IL | MISO_W | Internal | Summer | B5 | 200 | 1075 | 1075 | 86.21 | 101.89 | 0.01 | 15.67
2020 | MISO_MO-IL_2_MISO_W | MISO_MO-IL | MISO_W | Internal | Summer | B6 | 300 | 1075 | 1075 | 68.76 | 83.58 | 0.01 | 14.81
2020 | MISO_MO-IL_2_MISO_W | MISO_MO-IL | MISO_W | Internal | Summer | B7 | 400 | 1075 | 1075 | 63.13 | 69.9 | 0.01 | 6.75
2020 | MISO_MO-IL_2_MISO_W | MISO_MO-IL | MISO_W | Internal | Summer | B8 | 500 | 1075 | 1075 | 61.01 | 63.92 | 0.01 | 2.9
2020 | MISO_MO-IL_2_MISO_W | MISO_MO-IL | MISO_W | Internal | Summer | B9 | 800 | 1075 | 1075 | 59.65 | 62.96 | 0.01 | 3.3
2020 | MISO_MO-IL_2_MISO_W | MISO_MO-IL | MISO_W | Internal | Summer | B10 | 1262 | 1075 | 1075 | 55.37 | 62.67 | 0.01 | 7.29
2020 | MISO_MO-IL_2_MISO_W | MISO_MO-IL | MISO_W | Internal | Winter | B16 | 25 | 1075 | 0 | 77.69 | 77.69 | 0.01 | 0
2020 | MISO_MO-IL_2_MISO_W | MISO_MO-IL | MISO_W | Internal | Winter | B17 | 100 | 1075 | 1075 | 68.91 | 71.73 | 0.01 | 2.81
2020 | MISO_MO-IL_2_MISO_W | MISO_MO-IL | MISO_W | Internal | Winter | B18 | 400 | 1075 | 1075 | 66.75 | 68.38 | 0.01 | 1.62
2020 | MISO_MO-IL_2_MISO_W | MISO_MO-IL | MISO_W | Internal | Winter | B19 | 700 | 1075 | 1075 | 64.59 | 68.38 | 0.01 | 3.78
2020 | MISO_MO-IL_2_MISO_W | MISO_MO-IL | MISO_W | Internal | Winter | B20 | 935 | 1075 | 1075 | 61.15 | 65.59 | 0.01 | 4.43
2020 | MISO_MO-IL_2_PJM_ROR | MISO_MO-IL | PJM_ROR | Internal | Shoulder | B11 | 25 | 1212 | 398.03 | 72.84 | 74.84 | 2 | 0
2020 | MISO_MO-IL_2_PJM_ROR | MISO_MO-IL | PJM_ROR | Internal | Shoulder | B12 | 200 | 1212 | 555.51 | 66.32 | 68.32 | 2 | 0
2020 | MISO_MO-IL_2_PJM_ROR | MISO_MO-IL | PJM_ROR | Internal | Shoulder | B13 | 600 | 1212 | 420.49 | 63.66 | 65.66 | 2 | 0
2020 | MISO_MO-IL_2_PJM_ROR | MISO_MO-IL | PJM_ROR | Internal | Shoulder | B14 | 900 | 1212 | 414.17 | 62.06 | 64.06 | 2 | 0
2020 | MISO_MO-IL_2_PJM_ROR | MISO_MO-IL | PJM_ROR | Internal | Shoulder | B15 | 1203 | 1212 | 1212 | 59.41 | 61.45 | 2 | 0.04
2020 | MISO_MO-IL_2_PJM_ROR | MISO_MO-IL | PJM_ROR | Internal | Summer | B1 | 10 | 1212 | 668.14 | 104.79 | 106.79 | 2 | 0
2020 | MISO_MO-IL_2_PJM_ROR | MISO_MO-IL | PJM_ROR | Internal | Summer | B2 | 25 | 1212 | 0 | 100.77 | 101.87 | 2 | 0
2020 | MISO_MO-IL_2_PJM_ROR | MISO_MO-IL | PJM_ROR | Internal | Summer | B3 | 75 | 1212 | 0 | 100.77 | 101.15 | 2 | 0
2020 | MISO_MO-IL_2_PJM_ROR | MISO_MO-IL | PJM_ROR | Internal | Summer | B4 | 100 | 1212 | 0 | 93.51 | 91.51 | 2 | 0
2020 | MISO_MO-IL_2_PJM_ROR | MISO_MO-IL | PJM_ROR | Internal | Summer | B5 | 200 | 1212 | 0 | 86.21 | 84.21 | 2 | 0
2020 | MISO_MO-IL_2_PJM_ROR | MISO_MO-IL | PJM_ROR | Internal | Summer | B6 | 300 | 1212 | 74.82 | 68.76 | 70.76 | 2 | 0
2020 | MISO_MO-IL_2_PJM_ROR | MISO_MO-IL | PJM_ROR | Internal | Summer | B7 | 400 | 1212 | 0 | 63.13 | 64.14 | 2 | 0
2020 | MISO_MO-IL_2_PJM_ROR | MISO_MO-IL | PJM_ROR | Internal | Summer | B8 | 500 | 1212 | 5.06 | 61.01 | 63.01 | 2 | 0
2020 | MISO_MO-IL_2_PJM_ROR | MISO_MO-IL | PJM_ROR | Internal | Summer | B9 | 800 | 1212 | 498.57 | 59.65 | 61.65 | 2 | 0
2020 | MISO_MO-IL_2_PJM_ROR | MISO_MO-IL | PJM_ROR | Internal | Summer | B10 | 1262 | 1212 | 1212 | 55.37 | 60.67 | 2 | 3.3
2020 | MISO_MO-IL_2_PJM_ROR | MISO_MO-IL | PJM_ROR | Internal | Winter | B16 | 25 | 1212 | 1212 | 77.69 | 86.57 | 2 | 6.88
2020 | MISO_MO-IL_2_PJM_ROR | MISO_MO-IL | PJM_ROR | Internal | Winter | B17 | 100 | 1212 | 1212 | 68.91 | 76.53 | 2 | 5.62
2020 | MISO_MO-IL_2_PJM_ROR | MISO_MO-IL | PJM_ROR | Internal | Winter | B18 | 400 | 1212 | 349.06 | 66.75 | 68.75 | 2 | 0
2020 | MISO_MO-IL_2_PJM_ROR | MISO_MO-IL | PJM_ROR | Internal | Winter | B19 | 700 | 1212 | 145.48 | 64.59 | 66.59 | 2 | 0
2020 | MISO_MO-IL_2_PJM_ROR | MISO_MO-IL | PJM_ROR | Internal | Winter | B20 | 935 | 1212 | 543.58 | 61.15 | 63.15 | 2 | 0
2020 | MISO_MO-IL_2_SPP_N | MISO_MO-IL | SPP_N | Internal | Shoulder | B11 | 25 | 2000 | 0 | 72.84 | 67.84 | 8 | 0
2020 | MISO_MO-IL_2_SPP_N | MISO_MO-IL | SPP_N | Internal | Shoulder | B12 | 200 | 2000 | 0 | 66.32 | 62.77 | 8 | 0
2020 | MISO_MO-IL_2_SPP_N | MISO_MO-IL | SPP_N | Internal | Shoulder | B13 | 600 | 2000 | 0 | 63.66 | 60.51 | 8 | 0
2020 | MISO_MO-IL_2_SPP_N | MISO_MO-IL | SPP_N | Internal | Shoulder | B14 | 900 | 2000 | 0 | 62.06 | 57.06 | 8 | 0
2020 | MISO_MO-IL_2_SPP_N | MISO_MO-IL | SPP_N | Internal | Shoulder | B15 | 1203 | 2000 | 0 | 59.41 | 57 | 8 | 0
2020 | MISO_MO-IL_2_SPP_N | MISO_MO-IL | SPP_N | Internal | Summer | B1 | 10 | 2000 | 0 | 104.79 | 99.79 | 8 | 0
2020 | MISO_MO-IL_2_SPP_N | MISO_MO-IL | SPP_N | Internal | Summer | B2 | 25 | 2000 | 0 | 100.77 | 100.11 | 8 | 0
2020 | MISO_MO-IL_2_SPP_N | MISO_MO-IL | SPP_N | Internal | Summer | B3 | 75 | 2000 | 0 | 100.77 | 100.28 | 8 | 0
2020 | MISO_MO-IL_2_SPP_N | MISO_MO-IL | SPP_N | Internal | Summer | B4 | 100 | 2000 | 0 | 93.51 | 92.89 | 8 | 0
2020 | MISO_MO-IL_2_SPP_N | MISO_MO-IL | SPP_N | Internal | Summer | B5 | 200 | 2000 | 0 | 86.21 | 84.21 | 8 | 0
2020 | MISO_MO-IL_2_SPP_N | MISO_MO-IL | SPP_N | Internal | Summer | B6 | 300 | 2000 | 0 | 68.76 | 67.05 | 8 | 0
2020 | MISO_MO-IL_2_SPP_N | MISO_MO-IL | SPP_N | Internal | Summer | B7 | 400 | 2000 | 0 | 63.13 | 64.9 | 8 | 0
2020 | MISO_MO-IL_2_SPP_N | MISO_MO-IL | SPP_N | Internal | Summer | B8 | 500 | 2000 | 0 | 61.01 | 63.94 | 8 | 0
2020 | MISO_MO-IL_2_SPP_N | MISO_MO-IL | SPP_N | Internal | Summer | B9 | 800 | 2000 | 0 | 59.65 | 61.52 | 8 | 0
2020 | MISO_MO-IL_2_SPP_N | MISO_MO-IL | SPP_N | Internal | Summer | B10 | 1262 | 2000 | 0 | 55.37 | 57.66 | 8 | 0
2020 | MISO_MO-IL_2_SPP_N | MISO_MO-IL | SPP_N | Internal | Winter | B16 | 25 | 2000 | 0 | 77.69 | 67.4 | 8 | 0
2020 | MISO_MO-IL_2_SPP_N | MISO_MO-IL | SPP_N | Internal | Winter | B17 | 100 | 2000 | 0 | 68.91 | 63.1 | 8 | 0
2020 | MISO_MO-IL_2_SPP_N | MISO_MO-IL | SPP_N | Internal | Winter | B18 | 400 | 2000 | 0 | 66.75 | 61.77 | 8 | 0
2020 | MISO_MO-IL_2_SPP_N | MISO_MO-IL | SPP_N | Internal | Winter | B19 | 700 | 2000 | 0 | 64.59 | 60.89 | 8 | 0
2020 | MISO_MO-IL_2_SPP_N | MISO_MO-IL | SPP_N | Internal | Winter | B20 | 935 | 2000 | 0 | 61.15 | 59.33 | 8 | 0
2020 | MISO_MO-IL_2_TVA_Transmission | MISO_MO-IL | TVA_Transmission | Internal | Shoulder | B11 | 25 | 4000 | 0 | 72.84 | 79.41 | 8 | 0
2020 | MISO_MO-IL_2_TVA_Transmission | MISO_MO-IL | TVA_Transmission | Internal | Shoulder | B12 | 200 | 4000 | 0 | 66.32 | 69.78 | 8 | 0
2020 | MISO_MO-IL_2_TVA_Transmission | MISO_MO-IL | TVA_Transmission | Internal | Shoulder | B13 | 600 | 4000 | 0 | 63.66 | 67.22 | 8 | 0
2020 | MISO_MO-IL_2_TVA_Transmission | MISO_MO-IL | TVA_Transmission | Internal | Shoulder | B14 | 900 | 4000 | 0 | 62.06 | 66.43 | 8 | 0
2020 | MISO_MO-IL_2_TVA_Transmission | MISO_MO-IL | TVA_Transmission | Internal | Shoulder | B15 | 1203 | 4000 | 0 | 59.41 | 65.1 | 8 | 0
2020 | MISO_MO-IL_2_TVA_Transmission | MISO_MO-IL | TVA_Transmission | Internal | Summer | B1 | 10 | 4000 | 1060.51 | 104.79 | 112.79 | 8 | 0
2020 | MISO_MO-IL_2_TVA_Transmission | MISO_MO-IL | TVA_Transmission | Internal | Summer | B2 | 25 | 4000 | 0 | 100.77 | 107.87 | 8 | 0
2020 | MISO_MO-IL_2_TVA_Transmission | MISO_MO-IL | TVA_Transmission | Internal | Summer | B3 | 75 | 4000 | 0 | 100.77 | 107.15 | 8 | 0
2020 | MISO_MO-IL_2_TVA_Transmission | MISO_MO-IL | TVA_Transmission | Internal | Summer | B4 | 100 | 4000 | 0 | 93.51 | 97.51 | 8 | 0
2020 | MISO_MO-IL_2_TVA_Transmission | MISO_MO-IL | TVA_Transmission | Internal | Summer | B5 | 200 | 4000 | 0 | 86.21 | 88.21 | 8 | 0
2020 | MISO_MO-IL_2_TVA_Transmission | MISO_MO-IL | TVA_Transmission | Internal | Summer | B6 | 300 | 4000 | 0 | 68.76 | 74.81 | 8 | 0
2020 | MISO_MO-IL_2_TVA_Transmission | MISO_MO-IL | TVA_Transmission | Internal | Summer | B7 | 400 | 4000 | 0 | 63.13 | 68.74 | 8 | 0
2020 | MISO_MO-IL_2_TVA_Transmission | MISO_MO-IL | TVA_Transmission | Internal | Summer | B8 | 500 | 4000 | 0 | 61.01 | 66.25 | 8 | 0
2020 | MISO_MO-IL_2_TVA_Transmission | MISO_MO-IL | TVA_Transmission | Internal | Summer | B9 | 800 | 4000 | 0 | 59.65 | 64.93 | 8 | 0
2020 | MISO_MO-IL_2_TVA_Transmission | MISO_MO-IL | TVA_Transmission | Internal | Summer | B10 | 1262 | 4000 | 0 | 55.37 | 61.15 | 8 | 0
2020 | MISO_MO-IL_2_TVA_Transmission | MISO_MO-IL | TVA_Transmission | Internal | Winter | B16 | 25 | 4000 | 0 | 77.69 | 80.4 | 8 | 0
2020 | MISO_MO-IL_2_TVA_Transmission | MISO_MO-IL | TVA_Transmission | Internal | Winter | B17 | 100 | 4000 | 0 | 68.91 | 74.83 | 8 | 0
2020 | MISO_MO-IL_2_TVA_Transmission | MISO_MO-IL | TVA_Transmission | Internal | Winter | B18 | 400 | 4000 | 0 | 66.75 | 70.56 | 8 | 0
2020 | MISO_MO-IL_2_TVA_Transmission | MISO_MO-IL | TVA_Transmission | Internal | Winter | B19 | 700 | 4000 | 0 | 64.59 | 68.5 | 8 | 0
2020 | MISO_MO-IL_2_TVA_Transmission | MISO_MO-IL | TVA_Transmission | Internal | Winter | B20 | 935 | 4000 | 0 | 61.15 | 66.98 | 8 | 0
2020 | MISO_W_2_IESO | MISO_W | IESO | Internal | Shoulder | B11 | 25 | 90 | 0 | 76.84 | 50.54 | 8 | 0
2020 | MISO_W_2_IESO | MISO_W | IESO | Internal | Shoulder | B12 | 200 | 90 | 0 | 70.32 | 50.54 | 8 | 0
2020 | MISO_W_2_IESO | MISO_W | IESO | Internal | Shoulder | B13 | 600 | 90 | 0 | 65.51 | 50.54 | 8 | 0
2020 | MISO_W_2_IESO | MISO_W | IESO | Internal | Shoulder | B14 | 900 | 90 | 0 | 64.78 | 50.54 | 8 | 0
2020 | MISO_W_2_IESO | MISO_W | IESO | Internal | Shoulder | B15 | 1203 | 90 | 0 | 64.22 | 50.54 | 8 | 0
2020 | MISO_W_2_IESO | MISO_W | IESO | Internal | Summer | B1 | 10 | 90 | 0 | 108.79 | 97.79 | 8 | 0
2020 | MISO_W_2_IESO | MISO_W | IESO | Internal | Summer | B2 | 25 | 90 | 0 | 105.11 | 86.9 | 8 | 0
2020 | MISO_W_2_IESO | MISO_W | IESO | Internal | Summer | B3 | 75 | 90 | 0 | 105.28 | 71.54 | 8 | 0
2020 | MISO_W_2_IESO | MISO_W | IESO | Internal | Summer | B4 | 100 | 90 | 0 | 101.89 | 53.65 | 8 | 0
2020 | MISO_W_2_IESO | MISO_W | IESO | Internal | Summer | B5 | 200 | 90 | 0 | 101.89 | 53.65 | 8 | 0
2020 | MISO_W_2_IESO | MISO_W | IESO | Internal | Summer | B6 | 300 | 90 | 0 | 83.58 | 53.65 | 8 | 0
2020 | MISO_W_2_IESO | MISO_W | IESO | Internal | Summer | B7 | 400 | 90 | 0 | 69.9 | 48.92 | 8 | 0
2020 | MISO_W_2_IESO | MISO_W | IESO | Internal | Summer | B8 | 500 | 90 | 0 | 63.92 | 48.92 | 8 | 0
2020 | MISO_W_2_IESO | MISO_W | IESO | Internal | Summer | B9 | 800 | 90 | 0 | 62.96 | 48.92 | 8 | 0
2020 | MISO_W_2_IESO | MISO_W | IESO | Internal | Summer | B10 | 1262 | 90 | 0 | 62.67 | 48.92 | 8 | 0
2020 | MISO_W_2_IESO | MISO_W | IESO | Internal | Winter | B16 | 25 | 90 | 0 | 77.69 | 54.15 | 8 | 0
2020 | MISO_W_2_IESO | MISO_W | IESO | Internal | Winter | B17 | 100 | 90 | 0 | 71.73 | 54.15 | 8 | 0
2020 | MISO_W_2_IESO | MISO_W | IESO | Internal | Winter | B18 | 400 | 90 | 0 | 68.38 | 54.15 | 8 | 0
2020 | MISO_W_2_IESO | MISO_W | IESO | Internal | Winter | B19 | 700 | 90 | 0 | 68.38 | 54.15 | 8 | 0
2020 | MISO_W_2_IESO | MISO_W | IESO | Internal | Winter | B20 | 935 | 90 | 0 | 65.59 | 54.15 | 8 | 0
2020 | MISO_W_2_MAPP_CA | MISO_W | MAPP_CA | Internal | Shoulder | B11 | 25 | 926 | 0 | 76.84 | 76.83 | 0.01 | 0
2020 | MISO_W_2_MAPP_CA | MISO_W | MAPP_CA | Internal | Shoulder | B12 | 200 | 926 | 0 | 70.32 | 70.31 | 0.01 | 0
2020 | MISO_W_2_MAPP_CA | MISO_W | MAPP_CA | Internal | Shoulder | B13 | 600 | 926 | 0 | 65.51 | 65.5 | 0.01 | 0
2020 | MISO_W_2_MAPP_CA | MISO_W | MAPP_CA | Internal | Shoulder | B14 | 900 | 926 | 0 | 64.78 | 64.77 | 0.01 | 0
2020 | MISO_W_2_MAPP_CA | MISO_W | MAPP_CA | Internal | Shoulder | B15 | 1203 | 926 | 926 | 64.22 | 64.77 | 0.01 | 0.53
2020 | MISO_W_2_MAPP_CA | MISO_W | MAPP_CA | Internal | Summer | B1 | 10 | 926 | 0 | 108.79 | 94.79 | 0.01 | 0
2020 | MISO_W_2_MAPP_CA | MISO_W | MAPP_CA | Internal | Summer | B2 | 25 | 926 | 0 | 105.11 | 91.11 | 0.01 | 0
2020 | MISO_W_2_MAPP_CA | MISO_W | MAPP_CA | Internal | Summer | B3 | 75 | 926 | 0 | 105.28 | 91.28 | 0.01 | 0
2020 | MISO_W_2_MAPP_CA | MISO_W | MAPP_CA | Internal | Summer | B4 | 100 | 926 | 0 | 101.89 | 89.86 | 0.01 | 0
2020 | MISO_W_2_MAPP_CA | MISO_W | MAPP_CA | Internal | Summer | B5 | 200 | 926 | 0 | 101.89 | 87.89 | 0.01 | 0
2020 | MISO_W_2_MAPP_CA | MISO_W | MAPP_CA | Internal | Summer | B6 | 300 | 926 | 0 | 83.58 | 80.59 | 0.01 | 0
2020 | MISO_W_2_MAPP_CA | MISO_W | MAPP_CA | Internal | Summer | B7 | 400 | 926 | 0 | 69.9 | 69.88 | 0.01 | 0
2020 | MISO_W_2_MAPP_CA | MISO_W | MAPP_CA | Internal | Summer | B8 | 500 | 926 | 0 | 63.92 | 63.91 | 0.01 | 0
2020 | MISO_W_2_MAPP_CA | MISO_W | MAPP_CA | Internal | Summer | B9 | 800 | 926 | 0 | 62.96 | 62.95 | 0.01 | 0
2020 | MISO_W_2_MAPP_CA | MISO_W | MAPP_CA | Internal | Summer | B10 | 1262 | 926 | 926 | 62.67 | 62.95 | 0.01 | 0.27
2020 | MISO_W_2_MAPP_CA | MISO_W | MAPP_CA | Internal | Winter | B16 | 25 | 926 | 0 | 77.69 | 77.68 | 0.01 | 0
2020 | MISO_W_2_MAPP_CA | MISO_W | MAPP_CA | Internal | Winter | B17 | 100 | 926 | 0 | 71.73 | 71.72 | 0.01 | 0
2020 | MISO_W_2_MAPP_CA | MISO_W | MAPP_CA | Internal | Winter | B18 | 400 | 926 | 0 | 68.38 | 68.36 | 0.01 | 0
2020 | MISO_W_2_MAPP_CA | MISO_W | MAPP_CA | Internal | Winter | B19 | 700 | 926 | 0 | 68.38 | 68.36 | 0.01 | 0
2020 | MISO_W_2_MAPP_CA | MISO_W | MAPP_CA | Internal | Winter | B20 | 935 | 926 | 926 | 65.59 | 68.36 | 0.01 | 2.76
2020 | MISO_W_2_MISO_MO-IL | MISO_W | MISO_MO-IL | Internal | Shoulder | B11 | 25 | 3915 | 0 | 76.84 | 72.84 | 0.01 | 0
2020 | MISO_W_2_MISO_MO-IL | MISO_W | MISO_MO-IL | Internal | Shoulder | B12 | 200 | 3915 | 0 | 70.32 | 66.32 | 0.01 | 0
2020 | MISO_W_2_MISO_MO-IL | MISO_W | MISO_MO-IL | Internal | Shoulder | B13 | 600 | 3915 | 0 | 65.51 | 63.66 | 0.01 | 0
2020 | MISO_W_2_MISO_MO-IL | MISO_W | MISO_MO-IL | Internal | Shoulder | B14 | 900 | 3915 | 0 | 64.78 | 62.06 | 0.01 | 0
2020 | MISO_W_2_MISO_MO-IL | MISO_W | MISO_MO-IL | Internal | Shoulder | B15 | 1203 | 3915 | 0 | 64.22 | 59.41 | 0.01 | 0
2020 | MISO_W_2_MISO_MO-IL | MISO_W | MISO_MO-IL | Internal | Summer | B1 | 10 | 3915 | 0 | 108.79 | 104.79 | 0.01 | 0
2020 | MISO_W_2_MISO_MO-IL | MISO_W | MISO_MO-IL | Internal | Summer | B2 | 25 | 3915 | 0 | 105.11 | 100.77 | 0.01 | 0
2020 | MISO_W_2_MISO_MO-IL | MISO_W | MISO_MO-IL | Internal | Summer | B3 | 75 | 3915 | 0 | 105.28 | 100.77 | 0.01 | 0
2020 | MISO_W_2_MISO_MO-IL | MISO_W | MISO_MO-IL | Internal | Summer | B4 | 100 | 3915 | 0 | 101.89 | 93.51 | 0.01 | 0
2020 | MISO_W_2_MISO_MO-IL | MISO_W | MISO_MO-IL | Internal | Summer | B5 | 200 | 3915 | 0 | 101.89 | 86.21 | 0.01 | 0
2020 | MISO_W_2_MISO_MO-IL | MISO_W | MISO_MO-IL | Internal | Summer | B6 | 300 | 3915 | 0 | 83.58 | 68.76 | 0.01 | 0
2020 | MISO_W_2_MISO_MO-IL | MISO_W | MISO_MO-IL | Internal | Summer | B7 | 400 | 3915 | 0 | 69.9 | 63.13 | 0.01 | 0
2020 | MISO_W_2_MISO_MO-IL | MISO_W | MISO_MO-IL | Internal | Summer | B8 | 500 | 3915 | 0 | 63.92 | 61.01 | 0.01 | 0
2020 | MISO_W_2_MISO_MO-IL | MISO_W | MISO_MO-IL | Internal | Summer | B9 | 800 | 3915 | 0 | 62.96 | 59.65 | 0.01 | 0
2020 | MISO_W_2_MISO_MO-IL | MISO_W | MISO_MO-IL | Internal | Summer | B10 | 1262 | 3915 | 0 | 62.67 | 55.37 | 0.01 | 0
2020 | MISO_W_2_MISO_MO-IL | MISO_W | MISO_MO-IL | Internal | Winter | B16 | 25 | 3915 | 0 | 77.69 | 77.69 | 0.01 | 0
2020 | MISO_W_2_MISO_MO-IL | MISO_W | MISO_MO-IL | Internal | Winter | B17 | 100 | 3915 | 0 | 71.73 | 68.91 | 0.01 | 0
2020 | MISO_W_2_MISO_MO-IL | MISO_W | MISO_MO-IL | Internal | Winter | B18 | 400 | 3915 | 0 | 68.38 | 66.75 | 0.01 | 0
2020 | MISO_W_2_MISO_MO-IL | MISO_W | MISO_MO-IL | Internal | Winter | B19 | 700 | 3915 | 0 | 68.38 | 64.59 | 0.01 | 0
2020 | MISO_W_2_MISO_MO-IL | MISO_W | MISO_MO-IL | Internal | Winter | B20 | 935 | 3915 | 0 | 65.59 | 61.15 | 0.01 | 0
2020 | MISO_W_2_MISO_WUMS | MISO_W | MISO_WUMS | Internal | Shoulder | B11 | 25 | 1732 | 0 | 76.84 | 72.83 | 0.01 | 0
2020 | MISO_W_2_MISO_WUMS | MISO_W | MISO_WUMS | Internal | Shoulder | B12 | 200 | 1732 | 0 | 70.32 | 66.32 | 0.01 | 0
2020 | MISO_W_2_MISO_WUMS | MISO_W | MISO_WUMS | Internal | Shoulder | B13 | 600 | 1732 | 0 | 65.51 | 63.66 | 0.01 | 0
2020 | MISO_W_2_MISO_WUMS | MISO_W | MISO_WUMS | Internal | Shoulder | B14 | 900 | 1732 | 0 | 64.78 | 62.09 | 0.01 | 0
2020 | MISO_W_2_MISO_WUMS | MISO_W | MISO_WUMS | Internal | Shoulder | B15 | 1203 | 1732 | 0 | 64.22 | 59.42 | 0.01 | 0
2020 | MISO_W_2_MISO_WUMS | MISO_W | MISO_WUMS | Internal | Summer | B1 | 10 | 1732 | 0 | 108.79 | 104.79 | 0.01 | 0
2020 | MISO_W_2_MISO_WUMS | MISO_W | MISO_WUMS | Internal | Summer | B2 | 25 | 1732 | 0 | 105.11 | 99.87 | 0.01 | 0
2020 | MISO_W_2_MISO_WUMS | MISO_W | MISO_WUMS | Internal | Summer | B3 | 75 | 1732 | 0 | 105.28 | 99.15 | 0.01 | 0
2020 | MISO_W_2_MISO_WUMS | MISO_W | MISO_WUMS | Internal | Summer | B4 | 100 | 1732 | 0 | 101.89 | 76.92 | 0.01 | 0
2020 | MISO_W_2_MISO_WUMS | MISO_W | MISO_WUMS | Internal | Summer | B5 | 200 | 1732 | 0 | 101.89 | 72.21 | 0.01 | 0
2020 | MISO_W_2_MISO_WUMS | MISO_W | MISO_WUMS | Internal | Summer | B6 | 300 | 1732 | 0 | 83.58 | 66 | 0.01 | 0
2020 | MISO_W_2_MISO_WUMS | MISO_W | MISO_WUMS | Internal | Summer | B7 | 400 | 1732 | 0 | 69.9 | 62.13 | 0.01 | 0
2020 | MISO_W_2_MISO_WUMS | MISO_W | MISO_WUMS | Internal | Summer | B8 | 500 | 1732 | 0 | 63.92 | 61 | 0.01 | 0
2020 | MISO_W_2_MISO_WUMS | MISO_W | MISO_WUMS | Internal | Summer | B9 | 800 | 1732 | 0 | 62.96 | 59.65 | 0.01 | 0
2020 | MISO_W_2_MISO_WUMS | MISO_W | MISO_WUMS | Internal | Summer | B10 | 1262 | 1732 | 0 | 62.67 | 55.91 | 0.01 | 0
2020 | MISO_W_2_MISO_WUMS | MISO_W | MISO_WUMS | Internal | Winter | B16 | 25 | 1732 | 0 | 77.69 | 77.68 | 0.01 | 0
2020 | MISO_W_2_MISO_WUMS | MISO_W | MISO_WUMS | Internal | Winter | B17 | 100 | 1732 | 0 | 71.73 | 68.92 | 0.01 | 0
2020 | MISO_W_2_MISO_WUMS | MISO_W | MISO_WUMS | Internal | Winter | B18 | 400 | 1732 | 0 | 68.38 | 66.43 | 0.01 | 0
2020 | MISO_W_2_MISO_WUMS | MISO_W | MISO_WUMS | Internal | Winter | B19 | 700 | 1732 | 0 | 68.38 | 64.59 | 0.01 | 0
2020 | MISO_W_2_MISO_WUMS | MISO_W | MISO_WUMS | Internal | Winter | B20 | 935 | 1732 | 0 | 65.59 | 61.15 | 0.01 | 0
2020 | MISO_W_2_NE | MISO_W | NE | Internal | Shoulder | B11 | 25 | 2800 | 0 | 76.84 | 71.84 | 7 | 0
2020 | MISO_W_2_NE | MISO_W | NE | Internal | Shoulder | B12 | 200 | 2800 | 0 | 70.32 | 65.32 | 7 | 0
2020 | MISO_W_2_NE | MISO_W | NE | Internal | Shoulder | B13 | 600 | 2800 | 0 | 65.51 | 60.51 | 7 | 0
2020 | MISO_W_2_NE | MISO_W | NE | Internal | Shoulder | B14 | 900 | 2800 | 0 | 64.78 | 59.78 | 7 | 0
2020 | MISO_W_2_NE | MISO_W | NE | Internal | Shoulder | B15 | 1203 | 2800 | 0 | 64.22 | 59.22 | 7 | 0
2020 | MISO_W_2_NE | MISO_W | NE | Internal | Summer | B1 | 10 | 2800 | 0 | 108.79 | 105.11 | 7 | 0
2020 | MISO_W_2_NE | MISO_W | NE | Internal | Summer | B2 | 25 | 2800 | 0 | 105.11 | 105.11 | 7 | 0
2020 | MISO_W_2_NE | MISO_W | NE | Internal | Summer | B3 | 75 | 2800 | 0 | 105.28 | 105.11 | 7 | 0
2020 | MISO_W_2_NE | MISO_W | NE | Internal | Summer | B4 | 100 | 2800 | 0 | 101.89 | 101.89 | 7 | 0
2020 | MISO_W_2_NE | MISO_W | NE | Internal | Summer | B5 | 200 | 2800 | 0 | 101.89 | 96.89 | 7 | 0
2020 | MISO_W_2_NE | MISO_W | NE | Internal | Summer | B6 | 300 | 2800 | 0 | 83.58 | 78.58 | 7 | 0
2020 | MISO_W_2_NE | MISO_W | NE | Internal | Summer | B7 | 400 | 2800 | 0 | 69.9 | 67.97 | 7 | 0
2020 | MISO_W_2_NE | MISO_W | NE | Internal | Summer | B8 | 500 | 2800 | 0 | 63.92 | 63.92 | 7 | 0
2020 | MISO_W_2_NE | MISO_W | NE | Internal | Summer | B9 | 800 | 2800 | 0 | 62.96 | 61.5 | 7 | 0
2020 | MISO_W_2_NE | MISO_W | NE | Internal | Summer | B10 | 1262 | 2800 | 0 | 62.67 | 57.67 | 7 | 0
2020 | MISO_W_2_NE | MISO_W | NE | Internal | Winter | B16 | 25 | 2800 | 0 | 77.69 | 72.69 | 7 | 0
2020 | MISO_W_2_NE | MISO_W | NE | Internal | Winter | B17 | 100 | 2800 | 0 | 71.73 | 68.69 | 7 | 0
2020 | MISO_W_2_NE | MISO_W | NE | Internal | Winter | B18 | 400 | 2800 | 0 | 68.38 | 63.38 | 7 | 0
2020 | MISO_W_2_NE | MISO_W | NE | Internal | Winter | B19 | 700 | 2800 | 0 | 68.38 | 63.38 | 7 | 0
2020 | MISO_W_2_NE | MISO_W | NE | Internal | Winter | B20 | 935 | 2800 | 0 | 65.59 | 60.59 | 7 | 0
2020 | MISO_W_2_PJM_ROR | MISO_W | PJM_ROR | Internal | Shoulder | B11 | 25 | 773 | 0 | 76.84 | 74.84 | 2 | 0
2020 | MISO_W_2_PJM_ROR | MISO_W | PJM_ROR | Internal | Shoulder | B12 | 200 | 773 | 0 | 70.32 | 68.32 | 2 | 0
2020 | MISO_W_2_PJM_ROR | MISO_W | PJM_ROR | Internal | Shoulder | B13 | 600 | 773 | 0 | 65.51 | 65.66 | 2 | 0
2020 | MISO_W_2_PJM_ROR | MISO_W | PJM_ROR | Internal | Shoulder | B14 | 900 | 773 | 0 | 64.78 | 64.06 | 2 | 0
2020 | MISO_W_2_PJM_ROR | MISO_W | PJM_ROR | Internal | Shoulder | B15 | 1203 | 773 | 0 | 64.22 | 61.45 | 2 | 0
2020 | MISO_W_2_PJM_ROR | MISO_W | PJM_ROR | Internal | Summer | B1 | 10 | 773 | 0 | 108.79 | 106.79 | 2 | 0
2020 | MISO_W_2_PJM_ROR | MISO_W | PJM_ROR | Internal | Summer | B2 | 25 | 773 | 0 | 105.11 | 101.87 | 2 | 0
2020 | MISO_W_2_PJM_ROR | MISO_W | PJM_ROR | Internal | Summer | B3 | 75 | 773 | 0 | 105.28 | 101.15 | 2 | 0
2020 | MISO_W_2_PJM_ROR | MISO_W | PJM_ROR | Internal | Summer | B4 | 100 | 773 | 0 | 101.89 | 91.51 | 2 | 0
2020 | MISO_W_2_PJM_ROR | MISO_W | PJM_ROR | Internal | Summer | B5 | 200 | 773 | 0 | 101.89 | 84.21 | 2 | 0
2020 | MISO_W_2_PJM_ROR | MISO_W | PJM_ROR | Internal | Summer | B6 | 300 | 773 | 0 | 83.58 | 70.76 | 2 | 0
2020 | MISO_W_2_PJM_ROR | MISO_W | PJM_ROR | Internal | Summer | B7 | 400 | 773 | 0 | 69.9 | 64.14 | 2 | 0
2020 | MISO_W_2_PJM_ROR | MISO_W | PJM_ROR | Internal | Summer | B8 | 500 | 773 | 0 | 63.92 | 63.01 | 2 | 0
2020 | MISO_W_2_PJM_ROR | MISO_W | PJM_ROR | Internal | Summer | B9 | 800 | 773 | 0 | 62.96 | 61.65 | 2 | 0
2020 | MISO_W_2_PJM_ROR | MISO_W | PJM_ROR | Internal | Summer | B10 | 1262 | 773 | 0 | 62.67 | 60.67 | 2 | 0
2020 | MISO_W_2_PJM_ROR | MISO_W | PJM_ROR | Internal | Winter | B16 | 25 | 773 | 773 | 77.69 | 86.57 | 2 | 6.88
2020 | MISO_W_2_PJM_ROR | MISO_W | PJM_ROR | Internal | Winter | B17 | 100 | 773 | 773 | 71.73 | 76.53 | 2 | 2.8
2020 | MISO_W_2_PJM_ROR | MISO_W | PJM_ROR | Internal | Winter | B18 | 400 | 773 | 0 | 68.38 | 68.75 | 2 | 0
2020 | MISO_W_2_PJM_ROR | MISO_W | PJM_ROR | Internal | Winter | B19 | 700 | 773 | 0 | 68.38 | 66.59 | 2 | 0
2020 | MISO_W_2_PJM_ROR | MISO_W | PJM_ROR | Internal | Winter | B20 | 935 | 773 | 0 | 65.59 | 63.15 | 2 | 0
2020 | MISO_W_2_SPP_N | MISO_W | SPP_N | Internal | Shoulder | B11 | 25 | 3200 | 0 | 76.84 | 67.84 | 7 | 0
2020 | MISO_W_2_SPP_N | MISO_W | SPP_N | Internal | Shoulder | B12 | 200 | 3200 | 0 | 70.32 | 62.77 | 7 | 0
2020 | MISO_W_2_SPP_N | MISO_W | SPP_N | Internal | Shoulder | B13 | 600 | 3200 | 0 | 65.51 | 60.51 | 7 | 0
2020 | MISO_W_2_SPP_N | MISO_W | SPP_N | Internal | Shoulder | B14 | 900 | 3200 | 0 | 64.78 | 57.06 | 7 | 0
2020 | MISO_W_2_SPP_N | MISO_W | SPP_N | Internal | Shoulder | B15 | 1203 | 3200 | 0 | 64.22 | 57 | 7 | 0
2020 | MISO_W_2_SPP_N | MISO_W | SPP_N | Internal | Summer | B1 | 10 | 3200 | 0 | 108.79 | 99.79 | 7 | 0
2020 | MISO_W_2_SPP_N | MISO_W | SPP_N | Internal | Summer | B2 | 25 | 3200 | 0 | 105.11 | 100.11 | 7 | 0
2020 | MISO_W_2_SPP_N | MISO_W | SPP_N | Internal | Summer | B3 | 75 | 3200 | 0 | 105.28 | 100.28 | 7 | 0
2020 | MISO_W_2_SPP_N | MISO_W | SPP_N | Internal | Summer | B4 | 100 | 3200 | 0 | 101.89 | 92.89 | 7 | 0
2020 | MISO_W_2_SPP_N | MISO_W | SPP_N | Internal | Summer | B5 | 200 | 3200 | 0 | 101.89 | 84.21 | 7 | 0
2020 | MISO_W_2_SPP_N | MISO_W | SPP_N | Internal | Summer | B6 | 300 | 3200 | 0 | 83.58 | 67.05 | 7 | 0
2020 | MISO_W_2_SPP_N | MISO_W | SPP_N | Internal | Summer | B7 | 400 | 3200 | 0 | 69.9 | 64.9 | 7 | 0
2020 | MISO_W_2_SPP_N | MISO_W | SPP_N | Internal | Summer | B8 | 500 | 3200 | 0 | 63.92 | 63.94 | 7 | 0
2020 | MISO_W_2_SPP_N | MISO_W | SPP_N | Internal | Summer | B9 | 800 | 3200 | 0 | 62.96 | 61.52 | 7 | 0
2020 | MISO_W_2_SPP_N | MISO_W | SPP_N | Internal | Summer | B10 | 1262 | 3200 | 0 | 62.67 | 57.66 | 7 | 0
2020 | MISO_W_2_SPP_N | MISO_W | SPP_N | Internal | Winter | B16 | 25 | 3200 | 0 | 77.69 | 67.4 | 7 | 0
2020 | MISO_W_2_SPP_N | MISO_W | SPP_N | Internal | Winter | B17 | 100 | 3200 | 0 | 71.73 | 63.1 | 7 | 0
2020 | MISO_W_2_SPP_N | MISO_W | SPP_N | Internal | Winter | B18 | 400 | 3200 | 0 | 68.38 | 61.77 | 7 | 0
2020 | MISO_W_2_SPP_N | MISO_W | SPP_N | Internal | Winter | B19 | 700 | 3200 | 0 | 68.38 | 60.89 | 7 | 0
2020 | MISO_W_2_SPP_N | MISO_W | SPP_N | Internal | Winter | B20 | 935 | 3200 | 0 | 65.59 | 59.33 | 7 | 0
2020 | MISO_WUMS_2_MISO_MI | MISO_WUMS | MISO_MI | Internal | Shoulder | B11 | 25 | 1422 | 822.43 | 72.83 | 72.84 | 0.01 | 0
2020 | MISO_WUMS_2_MISO_MI | MISO_WUMS | MISO_MI | Internal | Shoulder | B12 | 200 | 1422 | 0 | 66.32 | 66.32 | 0.01 | 0
2020 | MISO_WUMS_2_MISO_MI | MISO_WUMS | MISO_MI | Internal | Shoulder | B13 | 600 | 1422 | 0 | 63.66 | 63.66 | 0.01 | 0
2020 | MISO_WUMS_2_MISO_MI | MISO_WUMS | MISO_MI | Internal | Shoulder | B14 | 900 | 1422 | 0 | 62.09 | 62.07 | 0.01 | 0
2020 | MISO_WUMS_2_MISO_MI | MISO_WUMS | MISO_MI | Internal | Shoulder | B15 | 1203 | 1422 | 0 | 59.42 | 59.41 | 0.01 | 0
2020 | MISO_WUMS_2_MISO_MI | MISO_WUMS | MISO_MI | Internal | Summer | B1 | 10 | 1422 | 0 | 104.79 | 104.79 | 0.01 | 0
2020 | MISO_WUMS_2_MISO_MI | MISO_WUMS | MISO_MI | Internal | Summer | B2 | 25 | 1422 | 0 | 99.87 | 99.87 | 0.01 | 0
2020 | MISO_WUMS_2_MISO_MI | MISO_WUMS | MISO_MI | Internal | Summer | B3 | 75 | 1422 | 0 | 99.15 | 99.15 | 0.01 | 0
2020 | MISO_WUMS_2_MISO_MI | MISO_WUMS | MISO_MI | Internal | Summer | B4 | 100 | 1422 | 634.17 | 76.92 | 76.93 | 0.01 | 0
2020 | MISO_WUMS_2_MISO_MI | MISO_WUMS | MISO_MI | Internal | Summer | B5 | 200 | 1422 | 1133.92 | 72.21 | 72.22 | 0.01 | 0
2020 | MISO_WUMS_2_MISO_MI | MISO_WUMS | MISO_MI | Internal | Summer | B6 | 300 | 1422 | 0 | 66 | 65.99 | 0.01 | 0
2020 | MISO_WUMS_2_MISO_MI | MISO_WUMS | MISO_MI | Internal | Summer | B7 | 400 | 1422 | 387.01 | 62.13 | 62.14 | 0.01 | 0
2020 | MISO_WUMS_2_MISO_MI | MISO_WUMS | MISO_MI | Internal | Summer | B8 | 500 | 1422 | 805.33 | 61 | 61.01 | 0.01 | 0
2020 | MISO_WUMS_2_MISO_MI | MISO_WUMS | MISO_MI | Internal | Summer | B9 | 800 | 1422 | 0 | 59.65 | 59.65 | 0.01 | 0
2020 | MISO_WUMS_2_MISO_MI | MISO_WUMS | MISO_MI | Internal | Summer | B10 | 1262 | 1422 | 374.4 | 55.91 | 55.92 | 0.01 | 0
2020 | MISO_WUMS_2_MISO_MI | MISO_WUMS | MISO_MI | Internal | Winter | B16 | 25 | 1422 | 871.27 | 77.68 | 77.69 | 0.01 | 0
2020 | MISO_WUMS_2_MISO_MI | MISO_WUMS | MISO_MI | Internal | Winter | B17 | 100 | 1422 | 0 | 68.92 | 68.91 | 0.01 | 0
2020 | MISO_WUMS_2_MISO_MI | MISO_WUMS | MISO_MI | Internal | Winter | B18 | 400 | 1422 | 0 | 66.43 | 66.42 | 0.01 | 0
2020 | MISO_WUMS_2_MISO_MI | MISO_WUMS | MISO_MI | Internal | Winter | B19 | 700 | 1422 | 0 | 64.59 | 64.59 | 0.01 | 0
2020 | MISO_WUMS_2_MISO_MI | MISO_WUMS | MISO_MI | Internal | Winter | B20 | 935 | 1422 | 0 | 61.15 | 61.15 | 0.01 | 0
2020 | MISO_WUMS_2_MISO_W | MISO_WUMS | MISO_W | Internal | Shoulder | B11 | 25 | 1240 | 1240 | 72.83 | 76.84 | 0.01 | 4
2020 | MISO_WUMS_2_MISO_W | MISO_WUMS | MISO_W | Internal | Shoulder | B12 | 200 | 1240 | 1240 | 66.32 | 70.32 | 0.01 | 3.99
2020 | MISO_WUMS_2_MISO_W | MISO_WUMS | MISO_W | Internal | Shoulder | B13 | 600 | 1240 | 1240 | 63.66 | 65.51 | 0.01 | 1.84
2020 | MISO_WUMS_2_MISO_W | MISO_WUMS | MISO_W | Internal | Shoulder | B14 | 900 | 1240 | 1240 | 62.09 | 64.78 | 0.01 | 2.68
2020 | MISO_WUMS_2_MISO_W | MISO_WUMS | MISO_W | Internal | Shoulder | B15 | 1203 | 1240 | 1240 | 59.42 | 64.22 | 0.01 | 4.79
2020 | MISO_WUMS_2_MISO_W | MISO_WUMS | MISO_W | Internal | Summer | B1 | 10 | 1240 | 1240 | 104.79 | 108.79 | 0.01 | 3.99
2020 | MISO_WUMS_2_MISO_W | MISO_WUMS | MISO_W | Internal | Summer | B2 | 25 | 1240 | 1240 | 99.87 | 105.11 | 0.01 | 5.23
2020 | MISO_WUMS_2_MISO_W | MISO_WUMS | MISO_W | Internal | Summer | B3 | 75 | 1240 | 1240 | 99.15 | 105.28 | 0.01 | 6.12
2020 | MISO_WUMS_2_MISO_W | MISO_WUMS | MISO_W | Internal | Summer | B4 | 100 | 1240 | 1240 | 76.92 | 101.89 | 0.01 | 24.96
2020 | MISO_WUMS_2_MISO_W | MISO_WUMS | MISO_W | Internal | Summer | B5 | 200 | 1240 | 1240 | 72.21 | 101.89 | 0.01 | 29.67
2020 | MISO_WUMS_2_MISO_W | MISO_WUMS | MISO_W | Internal | Summer | B6 | 300 | 1240 | 1240 | 66 | 83.58 | 0.01 | 17.56
2020 | MISO_WUMS_2_MISO_W | MISO_WUMS | MISO_W | Internal | Summer | B7 | 400 | 1240 | 1240 | 62.13 | 69.9 | 0.01 | 7.75
2020 | MISO_WUMS_2_MISO_W | MISO_WUMS | MISO_W | Internal | Summer | B8 | 500 | 1240 | 1240 | 61 | 63.92 | 0.01 | 2.92
2020 | MISO_WUMS_2_MISO_W | MISO_WUMS | MISO_W | Internal | Summer | B9 | 800 | 1240 | 1240 | 59.65 | 62.96 | 0.01 | 3.3
2020 | MISO_WUMS_2_MISO_W | MISO_WUMS | MISO_W | Internal | Summer | B10 | 1262 | 1240 | 1240 | 55.91 | 62.67 | 0.01 | 6.75
2020 | MISO_WUMS_2_MISO_W | MISO_WUMS | MISO_W | Internal | Winter | B16 | 25 | 1240 | 1189.64 | 77.68 | 77.69 | 0.01 | 0
2020 | MISO_WUMS_2_MISO_W | MISO_WUMS | MISO_W | Internal | Winter | B17 | 100 | 1240 | 1240 | 68.92 | 71.73 | 0.01 | 2.8
2020 | MISO_WUMS_2_MISO_W | MISO_WUMS | MISO_W | Internal | Winter | B18 | 400 | 1240 | 1240 | 66.43 | 68.38 | 0.01 | 1.93
2020 | MISO_WUMS_2_MISO_W | MISO_WUMS | MISO_W | Internal | Winter | B19 | 700 | 1240 | 1240 | 64.59 | 68.38 | 0.01 | 3.78
2020 | MISO_WUMS_2_MISO_W | MISO_WUMS | MISO_W | Internal | Winter | B20 | 935 | 1240 | 1240 | 61.15 | 65.59 | 0.01 | 4.43
2020 | MISO_WUMS_2_PJM_ROR | MISO_WUMS | PJM_ROR | Internal | Shoulder | B11 | 25 | 1600 | 1600 | 72.83 | 74.84 | 2 | 0.01
2020 | MISO_WUMS_2_PJM_ROR | MISO_WUMS | PJM_ROR | Internal | Shoulder | B12 | 200 | 1600 | 1279.27 | 66.32 | 68.32 | 2 | 0
2020 | MISO_WUMS_2_PJM_ROR | MISO_WUMS | PJM_ROR | Internal | Shoulder | B13 | 600 | 1600 | 1523.76 | 63.66 | 65.66 | 2 | 0
2020 | MISO_WUMS_2_PJM_ROR | MISO_WUMS | PJM_ROR | Internal | Shoulder | B14 | 900 | 1600 | 0 | 62.09 | 64.06 | 2 | 0
2020 | MISO_WUMS_2_PJM_ROR | MISO_WUMS | PJM_ROR | Internal | Shoulder | B15 | 1203 | 1600 | 1600 | 59.42 | 61.45 | 2 | 0.03
2020 | MISO_WUMS_2_PJM_ROR | MISO_WUMS | PJM_ROR | Internal | Summer | B1 | 10 | 1600 | 700.73 | 104.79 | 106.79 | 2 | 0
2020 | MISO_WUMS_2_PJM_ROR | MISO_WUMS | PJM_ROR | Internal | Summer | B2 | 25 | 1600 | 790.36 | 99.87 | 101.87 | 2 | 0
2020 | MISO_WUMS_2_PJM_ROR | MISO_WUMS | PJM_ROR | Internal | Summer | B3 | 75 | 1600 | 1434.95 | 99.15 | 101.15 | 2 | 0
2020 | MISO_WUMS_2_PJM_ROR | MISO_WUMS | PJM_ROR | Internal | Summer | B4 | 100 | 1600 | 1600 | 76.92 | 91.51 | 2 | 12.59
2020 | MISO_WUMS_2_PJM_ROR | MISO_WUMS | PJM_ROR | Internal | Summer | B5 | 200 | 1600 | 1600 | 72.21 | 84.21 | 2 | 10
2020 | MISO_WUMS_2_PJM_ROR | MISO_WUMS | PJM_ROR | Internal | Summer | B6 | 300 | 1600 | 1600 | 66 | 70.76 | 2 | 2.75
2020 | MISO_WUMS_2_PJM_ROR | MISO_WUMS | PJM_ROR | Internal | Summer | B7 | 400 | 1600 | 1600 | 62.13 | 64.14 | 2 | 0.01
2020 | MISO_WUMS_2_PJM_ROR | MISO_WUMS | PJM_ROR | Internal | Summer | B8 | 500 | 1600 | 1600 | 61 | 63.01 | 2 | 0.01
2020 | MISO_WUMS_2_PJM_ROR | MISO_WUMS | PJM_ROR | Internal | Summer | B9 | 800 | 1600 | 492.11 | 59.65 | 61.65 | 2 | 0
2020 | MISO_WUMS_2_PJM_ROR | MISO_WUMS | PJM_ROR | Internal | Summer | B10 | 1262 | 1600 | 1600 | 55.91 | 60.67 | 2 | 2.76
2020 | MISO_WUMS_2_PJM_ROR | MISO_WUMS | PJM_ROR | Internal | Winter | B16 | 25 | 1600 | 1600 | 77.68 | 86.57 | 2 | 6.89
2020 | MISO_WUMS_2_PJM_ROR | MISO_WUMS | PJM_ROR | Internal | Winter | B17 | 100 | 1600 | 1600 | 68.92 | 76.53 | 2 | 5.61
2020 | MISO_WUMS_2_PJM_ROR | MISO_WUMS | PJM_ROR | Internal | Winter | B18 | 400 | 1600 | 1600 | 66.43 | 68.75 | 2 | 0.32
2020 | MISO_WUMS_2_PJM_ROR | MISO_WUMS | PJM_ROR | Internal | Winter | B19 | 700 | 1600 | 740.67 | 64.59 | 66.59 | 2 | 0
2020 | MISO_WUMS_2_PJM_ROR | MISO_WUMS | PJM_ROR | Internal | Winter | B20 | 935 | 1600 | 1288.56 | 61.15 | 63.15 | 2 | 0
2020 | NE_2_MISO_W | NE | MISO_W | Internal | Shoulder | B11 | 25 | 1600 | 97.85 | 71.84 | 76.84 | 5 | 0
2020 | NE_2_MISO_W | NE | MISO_W | Internal | Shoulder | B12 | 200 | 1600 | 145.81 | 65.32 | 70.32 | 5 | 0
2020 | NE_2_MISO_W | NE | MISO_W | Internal | Shoulder | B13 | 600 | 1600 | 32.47 | 60.51 | 65.51 | 5 | 0
2020 | NE_2_MISO_W | NE | MISO_W | Internal | Shoulder | B14 | 900 | 1600 | 145.72 | 59.78 | 64.78 | 5 | 0
2020 | NE_2_MISO_W | NE | MISO_W | Internal | Shoulder | B15 | 1203 | 1600 | 646.01 | 59.22 | 64.22 | 5 | 0
2020 | NE_2_MISO_W | NE | MISO_W | Internal | Summer | B1 | 10 | 1600 | 0 | 105.11 | 108.79 | 5 | 0
2020 | NE_2_MISO_W | NE | MISO_W | Internal | Summer | B2 | 25 | 1600 | 0 | 105.11 | 105.11 | 5 | 0
2020 | NE_2_MISO_W | NE | MISO_W | Internal | Summer | B3 | 75 | 1600 | 0 | 105.11 | 105.28 | 5 | 0
2020 | NE_2_MISO_W | NE | MISO_W | Internal | Summer | B4 | 100 | 1600 | 0 | 101.89 | 101.89 | 5 | 0
2020 | NE_2_MISO_W | NE | MISO_W | Internal | Summer | B5 | 200 | 1600 | 27.06 | 96.89 | 101.89 | 5 | 0
2020 | NE_2_MISO_W | NE | MISO_W | Internal | Summer | B6 | 300 | 1600 | 281.4 | 78.58 | 83.58 | 5 | 0
2020 | NE_2_MISO_W | NE | MISO_W | Internal | Summer | B7 | 400 | 1600 | 0 | 67.97 | 69.9 | 5 | 0
2020 | NE_2_MISO_W | NE | MISO_W | Internal | Summer | B8 | 500 | 1600 | 0 | 63.92 | 63.92 | 5 | 0
2020 | NE_2_MISO_W | NE | MISO_W | Internal | Summer | B9 | 800 | 1600 | 0 | 61.5 | 62.96 | 5 | 0
2020 | NE_2_MISO_W | NE | MISO_W | Internal | Summer | B10 | 1262 | 1600 | 345.3 | 57.67 | 62.67 | 5 | 0
2020 | NE_2_MISO_W | NE | MISO_W | Internal | Winter | B16 | 25 | 1600 | 1317.57 | 72.69 | 77.69 | 5 | 0
2020 | NE_2_MISO_W | NE | MISO_W | Internal | Winter | B17 | 100 | 1600 | 0 | 68.69 | 71.73 | 5 | 0
2020 | NE_2_MISO_W | NE | MISO_W | Internal | Winter | B18 | 400 | 1600 | 301.31 | 63.38 | 68.38 | 5 | 0
2020 | NE_2_MISO_W | NE | MISO_W | Internal | Winter | B19 | 700 | 1600 | 469.26 | 63.38 | 68.38 | 5 | 0
2020 | NE_2_MISO_W | NE | MISO_W | Internal | Winter | B20 | 935 | 1600 | 562.77 | 60.59 | 65.59 | 5 | 0
2020 | NE_2_SPP_N | NE | SPP_N | Internal | Shoulder | B11 | 25 | 1802 | 0 | 71.84 | 67.84 | 0.01 | 0
2020 | NE_2_SPP_N | NE | SPP_N | Internal | Shoulder | B12 | 200 | 1802 | 0 | 65.32 | 62.77 | 0.01 | 0
2020 | NE_2_SPP_N | NE | SPP_N | Internal | Shoulder | B13 | 600 | 1802 | 0 | 60.51 | 60.51 | 0.01 | 0
2020 | NE_2_SPP_N | NE | SPP_N | Internal | Shoulder | B14 | 900 | 1802 | 0 | 59.78 | 57.06 | 0.01 | 0
2020 | NE_2_SPP_N | NE | SPP_N | Internal | Shoulder | B15 | 1203 | 1802 | 0 | 59.22 | 57 | 0.01 | 0
2020 | NE_2_SPP_N | NE | SPP_N | Internal | Summer | B1 | 10 | 1802 | 0 | 105.11 | 99.79 | 0.01 | 0
2020 | NE_2_SPP_N | NE | SPP_N | Internal | Summer | B2 | 25 | 1802 | 0 | 105.11 | 100.11 | 0.01 | 0
2020 | NE_2_SPP_N | NE | SPP_N | Internal | Summer | B3 | 75 | 1802 | 0 | 105.11 | 100.28 | 0.01 | 0
2020 | NE_2_SPP_N | NE | SPP_N | Internal | Summer | B4 | 100 | 1802 | 0 | 101.89 | 92.89 | 0.01 | 0
2020 | NE_2_SPP_N | NE | SPP_N | Internal | Summer | B5 | 200 | 1802 | 0 | 96.89 | 84.21 | 0.01 | 0
2020 | NE_2_SPP_N | NE | SPP_N | Internal | Summer | B6 | 300 | 1802 | 0 | 78.58 | 67.05 | 0.01 | 0
2020 | NE_2_SPP_N | NE | SPP_N | Internal | Summer | B7 | 400 | 1802 | 0 | 67.97 | 64.9 | 0.01 | 0
2020 | NE_2_SPP_N | NE | SPP_N | Internal | Summer | B8 | 500 | 1802 | 574.78 | 63.92 | 63.94 | 0.01 | 0
2020 | NE_2_SPP_N | NE | SPP_N | Internal | Summer | B9 | 800 | 1802 | 301.61 | 61.5 | 61.52 | 0.01 | 0
2020 | NE_2_SPP_N | NE | SPP_N | Internal | Summer | B10 | 1262 | 1802 | 0 | 57.67 | 57.66 | 0.01 | 0
2020 | NE_2_SPP_N | NE | SPP_N | Internal | Winter | B16 | 25 | 1802 | 0 | 72.69 | 67.4 | 0.01 | 0
2020 | NE_2_SPP_N | NE | SPP_N | Internal | Winter | B17 | 100 | 1802 | 0 | 68.69 | 63.1 | 0.01 | 0
2020 | NE_2_SPP_N | NE | SPP_N | Internal | Winter | B18 | 400 | 1802 | 0 | 63.38 | 61.77 | 0.01 | 0
2020 | NE_2_SPP_N | NE | SPP_N | Internal | Winter | B19 | 700 | 1802 | 0 | 63.38 | 60.89 | 0.01 | 0
2020 | NE_2_SPP_N | NE | SPP_N | Internal | Winter | B20 | 935 | 1802 | 0 | 60.59 | 59.33 | 0.01 | 0
2020 | NEISO_2_NYISO_A-F | NEISO | NYISO_A-F | Internal | Shoulder | B11 | 25 | 600 | 600 | 61.51 | 66.83 | 3 | 2.32
2020 | NEISO_2_NYISO_A-F | NEISO | NYISO_A-F | Internal | Shoulder | B12 | 200 | 600 | 93.61 | 61.51 | 64.51 | 3 | 0
2020 | NEISO_2_NYISO_A-F | NEISO | NYISO_A-F | Internal | Shoulder | B13 | 600 | 600 | 0 | 61.51 | 64.49 | 3 | 0
2020 | NEISO_2_NYISO_A-F | NEISO | NYISO_A-F | Internal | Shoulder | B14 | 900 | 600 | 0 | 61.51 | 64.03 | 3 | 0
2020 | NEISO_2_NYISO_A-F | NEISO | NYISO_A-F | Internal | Shoulder | B15 | 1203 | 600 | 0 | 61.51 | 63.07 | 3 | 0
2020 | NEISO_2_NYISO_A-F | NEISO | NYISO_A-F | Internal | Summer | B1 | 10 | 600 | 0 | 108.06 | 105.06 | 3 | 0
2020 | NEISO_2_NYISO_A-F | NEISO | NYISO_A-F | Internal | Summer | B2 | 25 | 600 | 0 | 94.39 | 93.9 | 3 | 0
2020 | NEISO_2_NYISO_A-F | NEISO | NYISO_A-F | Internal | Summer | B3 | 75 | 600 | 188.76 | 81.52 | 84.52 | 3 | 0
2020 | NEISO_2_NYISO_A-F | NEISO | NYISO_A-F | Internal | Summer | B4 | 100 | 600 | 600 | 72.37 | 83.53 | 3 | 8.16
2020 | NEISO_2_NYISO_A-F | NEISO | NYISO_A-F | Internal | Summer | B5 | 200 | 600 | 600 | 62.83 | 76.22 | 3 | 10.39
2020 | NEISO_2_NYISO_A-F | NEISO | NYISO_A-F | Internal | Summer | B6 | 300 | 600 | 600 | 58.63 | 62.77 | 3 | 1.14
2020 | NEISO_2_NYISO_A-F | NEISO | NYISO_A-F | Internal | Summer | B7 | 400 | 600 | 600 | 58.63 | 62.77 | 3 | 1.14
2020 | NEISO_2_NYISO_A-F | NEISO | NYISO_A-F | Internal | Summer | B8 | 500 | 600 | 440.89 | 58.63 | 61.63 | 3 | 0
2020 | NEISO_2_NYISO_A-F | NEISO | NYISO_A-F | Internal | Summer | B9 | 800 | 600 | 0 | 58.63 | 61.61 | 3 | 0
2020 | NEISO_2_NYISO_A-F | NEISO | NYISO_A-F | Internal | Summer | B10 | 1262 | 600 | 0 | 58.63 | 61.61 | 3 | 0
2020 | NEISO_2_NYISO_A-F | NEISO | NYISO_A-F | Internal | Winter | B16 | 25 | 600 | 600 | 70.44 | 77.65 | 3 | 4.21
2020 | NEISO_2_NYISO_A-F | NEISO | NYISO_A-F | Internal | Winter | B17 | 100 | 600 | 0 | 70.44 | 69.78 | 3 | 0
2020 | NEISO_2_NYISO_A-F | NEISO | NYISO_A-F | Internal | Winter | B18 | 400 | 600 | 0 | 70.44 | 69.78 | 3 | 0
2020 | NEISO_2_NYISO_A-F | NEISO | NYISO_A-F | Internal | Winter | B19 | 700 | 600 | 0 | 70.44 | 69.78 | 3 | 0
2020 | NEISO_2_NYISO_A-F | NEISO | NYISO_A-F | Internal | Winter | B20 | 935 | 600 | 0 | 70.44 | 69.78 | 3 | 0
2020 | NEISO_2_NYISO_G-I | NEISO | NYISO_G-I | Internal | Shoulder | B11 | 25 | 600 | 600 | 61.51 | 66.84 | 3 | 2.33
2020 | NEISO_2_NYISO_G-I | NEISO | NYISO_G-I | Internal | Shoulder | B12 | 200 | 600 | 600 | 61.51 | 64.53 | 3 | 0.01
2020 | NEISO_2_NYISO_G-I | NEISO | NYISO_G-I | Internal | Shoulder | B13 | 600 | 600 | 0 | 61.51 | 64.5 | 3 | 0
2020 | NEISO_2_NYISO_G-I | NEISO | NYISO_G-I | Internal | Shoulder | B14 | 900 | 600 | 0 | 61.51 | 64.04 | 3 | 0
2020 | NEISO_2_NYISO_G-I | NEISO | NYISO_G-I | Internal | Shoulder | B15 | 1203 | 600 | 0 | 61.51 | 63.08 | 3 | 0
2020 | NEISO_2_NYISO_G-I | NEISO | NYISO_G-I | Internal | Summer | B1 | 10 | 600 | 0 | 108.06 | 105.07 | 3 | 0
2020 | NEISO_2_NYISO_G-I | NEISO | NYISO_G-I | Internal | Summer | B2 | 25 | 600 | 0 | 94.39 | 93.92 | 3 | 0
2020 | NEISO_2_NYISO_G-I | NEISO | NYISO_G-I | Internal | Summer | B3 | 75 | 600 | 600 | 81.52 | 84.53 | 3 | 0.01
2020 | NEISO_2_NYISO_G-I | NEISO | NYISO_G-I | Internal | Summer | B4 | 100 | 600 | 600 | 72.37 | 83.54 | 3 | 8.17
2020 | NEISO_2_NYISO_G-I | NEISO | NYISO_G-I | Internal | Summer | B5 | 200 | 600 | 600 | 62.83 | 76.23 | 3 | 10.4
2020 | NEISO_2_NYISO_G-I | NEISO | NYISO_G-I | Internal | Summer | B6 | 300 | 600 | 600 | 58.63 | 62.78 | 3 | 1.15
2020 | NEISO_2_NYISO_G-I | NEISO | NYISO_G-I | Internal | Summer | B7 | 400 | 600 | 600 | 58.63 | 62.78 | 3 | 1.15
2020 | NEISO_2_NYISO_G-I | NEISO | NYISO_G-I | Internal | Summer | B8 | 500 | 600 | 600 | 58.63 | 61.64 | 3 | 0.01
2020 | NEISO_2_NYISO_G-I | NEISO | NYISO_G-I | Internal | Summer | B9 | 800 | 600 | 0 | 58.63 | 61.62 | 3 | 0
2020 | NEISO_2_NYISO_G-I | NEISO | NYISO_G-I | Internal | Summer | B10 | 1262 | 600 | 0 | 58.63 | 61.62 | 3 | 0
2020 | NEISO_2_NYISO_G-I | NEISO | NYISO_G-I | Internal | Winter | B16 | 25 | 600 | 600 | 70.44 | 77.66 | 3 | 4.22
2020 | NEISO_2_NYISO_G-I | NEISO | NYISO_G-I | Internal | Winter | B17 | 100 | 600 | 0 | 70.44 | 69.79 | 3 | 0
2020 | NEISO_2_NYISO_G-I | NEISO | NYISO_G-I | Internal | Winter | B18 | 400 | 600 | 0 | 70.44 | 69.79 | 3 | 0
2020 | NEISO_2_NYISO_G-I | NEISO | NYISO_G-I | Internal | Winter | B19 | 700 | 600 | 0 | 70.44 | 69.79 | 3 | 0
2020 | NEISO_2_NYISO_G-I | NEISO | NYISO_G-I | Internal | Winter | B20 | 935 | 600 | 0 | 70.44 | 69.79 | 3 | 0
2020 | NEISO_2_NYISO_J-K | NEISO | NYISO_J-K | Internal | Shoulder | B11 | 25 | 777 | 777 | 61.51 | 66.85 | 3 | 2.34
2020 | NEISO_2_NYISO_J-K | NEISO | NYISO_J-K | Internal | Shoulder | B12 | 200 | 777 | 777 | 61.51 | 64.54 | 3 | 0.02
2020 | NEISO_2_NYISO_J-K | NEISO | NYISO_J-K | Internal | Shoulder | B13 | 600 | 777 | 550.57 | 61.51 | 64.51 | 3 | 0
2020 | NEISO_2_NYISO_J-K | NEISO | NYISO_J-K | Internal | Shoulder | B14 | 900 | 777 | 0 | 61.51 | 64.05 | 3 | 0
2020 | NEISO_2_NYISO_J-K | NEISO | NYISO_J-K | Internal | Shoulder | B15 | 1203 | 777 | 0 | 61.51 | 63.09 | 3 | 0
2020 | NEISO_2_NYISO_J-K | NEISO | NYISO_J-K | Internal | Summer | B1 | 10 | 777 | 0 | 108.06 | 105.09 | 3 | 0
2020 | NEISO_2_NYISO_J-K | NEISO | NYISO_J-K | Internal | Summer | B2 | 25 | 777 | 0 | 94.39 | 93.93 | 3 | 0
2020 | NEISO_2_NYISO_J-K | NEISO | NYISO_J-K | Internal | Summer | B3 | 75 | 777 | 777 | 81.52 | 84.54 | 3 | 0.02
2020 | NEISO_2_NYISO_J-K | NEISO | NYISO_J-K | Internal | Summer | B4 | 100 | 777 | 777 | 72.37 | 83.55 | 3 | 8.18
2020 | NEISO_2_NYISO_J-K | NEISO | NYISO_J-K | Internal | Summer | B5 | 200 | 777 | 777 | 62.83 | 83.55 | 3 | 17.72
2020 | NEISO_2_NYISO_J-K | NEISO | NYISO_J-K | Internal | Summer | B6 | 300 | 777 | 777 | 58.63 | 83.55 | 3 | 21.92
2020 | NEISO_2_NYISO_J-K | NEISO | NYISO_J-K | Internal | Summer | B7 | 400 | 777 | 777 | 58.63 | 62.79 | 3 | 1.16
2020 | NEISO_2_NYISO_J-K | NEISO | NYISO_J-K | Internal | Summer | B8 | 500 | 777 | 777 | 58.63 | 62.51 | 3 | 0.88
2020 | NEISO_2_NYISO_J-K | NEISO | NYISO_J-K | Internal | Summer | B9 | 800 | 777 | 719.01 | 58.63 | 61.63 | 3 | 0
2020 | NEISO_2_NYISO_J-K | NEISO | NYISO_J-K | Internal | Summer | B10 | 1262 | 777 | 723.94 | 58.63 | 61.63 | 3 | 0
2020 | NEISO_2_NYISO_J-K | NEISO | NYISO_J-K | Internal | Winter | B16 | 25 | 777 | 777 | 70.44 | 77.68 | 3 | 4.23
2020 | NEISO_2_NYISO_J-K | NEISO | NYISO_J-K | Internal | Winter | B17 | 100 | 777 | 777 | 70.44 | 76.79 | 3 | 3.35
2020 | NEISO_2_NYISO_J-K | NEISO | NYISO_J-K | Internal | Winter | B18 | 400 | 777 | 777 | 70.44 | 76.63 | 3 | 3.19
2020 | NEISO_2_NYISO_J-K | NEISO | NYISO_J-K | Internal | Winter | B19 | 700 | 777 | 346.02 | 70.44 | 73.44 | 3 | 0
2020 | NEISO_2_NYISO_J-K | NEISO | NYISO_J-K | Internal | Winter | B20 | 935 | 777 | 0 | 70.44 | 69.86 | 3 | 0
2020 | NonRTO_Midwest_2_TVA_Transmission | NonRTO_Midwest | TVA_Transmission | Internal | Shoulder | B11 | 25 | 2400 | 0 | 80.83 | 79.41 | 8 | 0
2020 | NonRTO_Midwest_2_TVA_Transmission | NonRTO_Midwest | TVA_Transmission | Internal | Shoulder | B12 | 200 | 2400 | 0 | 74.31 | 69.78 | 8 | 0
2020 | NonRTO_Midwest_2_TVA_Transmission | NonRTO_Midwest | TVA_Transmission | Internal | Shoulder | B13 | 600 | 2400 | 0 | 66.87 | 67.22 | 8 | 0
2020 | NonRTO_Midwest_2_TVA_Transmission | NonRTO_Midwest | TVA_Transmission | Internal | Shoulder | B14 | 900 | 2400 | 0 | 66.51 | 66.43 | 8 | 0
2020 | NonRTO_Midwest_2_TVA_Transmission | NonRTO_Midwest | TVA_Transmission | Internal | Shoulder | B15 | 1203 | 2400 | 0 | 63.75 | 65.1 | 8 | 0
2020 | NonRTO_Midwest_2_TVA_Transmission | NonRTO_Midwest | TVA_Transmission | Internal | Summer | B1 | 10 | 2400 | 0 | 108.46 | 112.79 | 8 | 0
2020 | NonRTO_Midwest_2_TVA_Transmission | NonRTO_Midwest | TVA_Transmission | Internal | Summer | B2 | 25 | 2400 | 0 | 107.86 | 107.87 | 8 | 0
2020 | NonRTO_Midwest_2_TVA_Transmission | NonRTO_Midwest | TVA_Transmission | Internal | Summer | B3 | 75 | 2400 | 0 | 107.14 | 107.15 | 8 | 0
2020 | NonRTO_Midwest_2_TVA_Transmission | NonRTO_Midwest | TVA_Transmission | Internal | Summer | B4 | 100 | 2400 | 2400 | 84.92 | 97.51 | 8 | 4.59
2020 | NonRTO_Midwest_2_TVA_Transmission | NonRTO_Midwest | TVA_Transmission | Internal | Summer | B5 | 200 | 2400 | 1154.06 | 80.21 | 88.21 | 8 | 0
2020 | NonRTO_Midwest_2_TVA_Transmission | NonRTO_Midwest | TVA_Transmission | Internal | Summer | B6 | 300 | 2400 | 0 | 66.87 | 74.81 | 8 | 0
2020 | NonRTO_Midwest_2_TVA_Transmission | NonRTO_Midwest | TVA_Transmission | Internal | Summer | B7 | 400 | 2400 | 0 | 66.63 | 68.74 | 8 | 0
2020 | NonRTO_Midwest_2_TVA_Transmission | NonRTO_Midwest | TVA_Transmission | Internal | Summer | B8 | 500 | 2400 | 0 | 66.3 | 66.25 | 8 | 0
2020 | NonRTO_Midwest_2_TVA_Transmission | NonRTO_Midwest | TVA_Transmission | Internal | Summer | B9 | 800 | 2400 | 0 | 63.75 | 64.93 | 8 | 0
2020 | NonRTO_Midwest_2_TVA_Transmission | NonRTO_Midwest | TVA_Transmission | Internal | Summer | B10 | 1262 | 2400 | 0 | 62.92 | 61.15 | 8 | 0
2020 | NonRTO_Midwest_2_TVA_Transmission | NonRTO_Midwest | TVA_Transmission | Internal | Winter | B16 | 25 | 2400 | 0 | 85.68 | 80.4 | 8 | 0
2020 | NonRTO_Midwest_2_TVA_Transmission | NonRTO_Midwest | TVA_Transmission | Internal | Winter | B17 | 100 | 2400 | 0 | 76.9 | 74.83 | 8 | 0
2020 | NonRTO_Midwest_2_TVA_Transmission | NonRTO_Midwest | TVA_Transmission | Internal | Winter | B18 | 400 | 2400 | 0 | 74.41 | 70.56 | 8 | 0
2020 | NonRTO_Midwest_2_TVA_Transmission | NonRTO_Midwest | TVA_Transmission | Internal | Winter | B19 | 700 | 2400 | 0 | 66.87 | 68.5 | 8 | 0
2020 | NonRTO_Midwest_2_TVA_Transmission | NonRTO_Midwest | TVA_Transmission | Internal | Winter | B20 | 935 | 2400 | 0 | 65.7 | 66.98 | 8 | 0
2020 | NYISO_A-F_2_IESO | NYISO_A-F | IESO | Internal | Shoulder | B11 | 25 | 1600 | 0 | 66.83 | 50.54 | 7 | 0
2020 | NYISO_A-F_2_IESO | NYISO_A-F | IESO | Internal | Shoulder | B12 | 200 | 1600 | 0 | 64.51 | 50.54 | 7 | 0
2020 | NYISO_A-F_2_IESO | NYISO_A-F | IESO | Internal | Shoulder | B13 | 600 | 1600 | 0 | 64.49 | 50.54 | 7 | 0
2020 | NYISO_A-F_2_IESO | NYISO_A-F | IESO | Internal | Shoulder | B14 | 900 | 1600 | 0 | 64.03 | 50.54 | 7 | 0
2020 | NYISO_A-F_2_IESO | NYISO_A-F | IESO | Internal | Shoulder | B15 | 1203 | 1600 | 0 | 63.07 | 50.54 | 7 | 0
2020 | NYISO_A-F_2_IESO | NYISO_A-F | IESO | Internal | Summer | B1 | 10 | 1600 | 0 | 105.06 | 97.79 | 7 | 0
2020 | NYISO_A-F_2_IESO | NYISO_A-F | IESO | Internal | Summer | B2 | 25 | 1600 | 0 | 93.9 | 86.9 | 7 | 0
2020 | NYISO_A-F_2_IESO | NYISO_A-F | IESO | Internal | Summer | B3 | 75 | 1600 | 0 | 84.52 | 71.54 | 7 | 0
2020 | NYISO_A-F_2_IESO | NYISO_A-F | IESO | Internal | Summer | B4 | 100 | 1600 | 0 | 83.53 | 53.65 | 7 | 0
2020 | NYISO_A-F_2_IESO | NYISO_A-F | IESO | Internal | Summer | B5 | 200 | 1600 | 0 | 76.22 | 53.65 | 7 | 0
2020 | NYISO_A-F_2_IESO | NYISO_A-F | IESO | Internal | Summer | B6 | 300 | 1600 | 0 | 62.77 | 53.65 | 7 | 0
2020 | NYISO_A-F_2_IESO | NYISO_A-F | IESO | Internal | Summer | B7 | 400 | 1600 | 0 | 62.77 | 48.92 | 7 | 0
2020 | NYISO_A-F_2_IESO | NYISO_A-F | IESO | Internal | Summer | B8 | 500 | 1600 | 0 | 61.63 | 48.92 | 7 | 0
2020 | NYISO_A-F_2_IESO | NYISO_A-F | IESO | Internal | Summer | B9 | 800 | 1600 | 0 | 61.61 | 48.92 | 7 | 0
2020 | NYISO_A-F_2_IESO | NYISO_A-F | IESO | Internal | Summer | B10 | 1262 | 1600 | 0 | 61.61 | 48.92 | 7 | 0
2020 | NYISO_A-F_2_IESO | NYISO_A-F | IESO | Internal | Winter | B16 | 25 | 1600 | 0 | 77.65 | 54.15 | 7 | 0
2020 | NYISO_A-F_2_IESO | NYISO_A-F | IESO | Internal | Winter | B17 | 100 | 1600 | 0 | 69.78 | 54.15 | 7 | 0
2020 | NYISO_A-F_2_IESO | NYISO_A-F | IESO | Internal | Winter | B18 | 400 | 1600 | 0 | 69.78 | 54.15 | 7 | 0
2020 | NYISO_A-F_2_IESO | NYISO_A-F | IESO | Internal | Winter | B19 | 700 | 1600 | 0 | 69.78 | 54.15 | 7 | 0
2020 | NYISO_A-F_2_IESO | NYISO_A-F | IESO | Internal | Winter | B20 | 935 | 1600 | 0 | 69.78 | 54.15 | 7 | 0
2020 | NYISO_A-F_2_NEISO | NYISO_A-F | NEISO | Internal | Shoulder | B11 | 25 | 600 | 0 | 66.83 | 61.51 | 3 | 0
2020 | NYISO_A-F_2_NEISO | NYISO_A-F | NEISO | Internal | Shoulder | B12 | 200 | 600 | 0 | 64.51 | 61.51 | 3 | 0
2020 | NYISO_A-F_2_NEISO | NYISO_A-F | NEISO | Internal | Shoulder | B13 | 600 | 600 | 0 | 64.49 | 61.51 | 3 | 0
2020 | NYISO_A-F_2_NEISO | NYISO_A-F | NEISO | Internal | Shoulder | B14 | 900 | 600 | 0 | 64.03 | 61.51 | 3 | 0
2020 | NYISO_A-F_2_NEISO | NYISO_A-F | NEISO | Internal | Shoulder | B15 | 1203 | 600 | 0 | 63.07 | 61.51 | 3 | 0
2020 | NYISO_A-F_2_NEISO | NYISO_A-F | NEISO | Internal | Summer | B1 | 10 | 600 | 232.28 | 105.06 | 108.06 | 3 | 0
2020 | NYISO_A-F_2_NEISO | NYISO_A-F | NEISO | Internal | Summer | B2 | 25 | 600 | 0 | 93.9 | 94.39 | 3 | 0
2020 | NYISO_A-F_2_NEISO | NYISO_A-F | NEISO | Internal | Summer | B3 | 75 | 600 | 0 | 84.52 | 81.52 | 3 | 0
2020 | NYISO_A-F_2_NEISO | NYISO_A-F | NEISO | Internal | Summer | B4 | 100 | 600 | 0 | 83.53 | 72.37 | 3 | 0
2020 | NYISO_A-F_2_NEISO | NYISO_A-F | NEISO | Internal | Summer | B5 | 200 | 600 | 0 | 76.22 | 62.83 | 3 | 0
2020 | NYISO_A-F_2_NEISO | NYISO_A-F | NEISO | Internal | Summer | B6 | 300 | 600 | 0 | 62.77 | 58.63 | 3 | 0
2020 | NYISO_A-F_2_NEISO | NYISO_A-F | NEISO | Internal | Summer | B7 | 400 | 600 | 0 | 62.77 | 58.63 | 3 | 0
2020 | NYISO_A-F_2_NEISO | NYISO_A-F | NEISO | Internal | Summer | B8 | 500 | 600 | 0 | 61.63 | 58.63 | 3 | 0
2020 | NYISO_A-F_2_NEISO | NYISO_A-F | NEISO | Internal | Summer | B9 | 800 | 600 | 0 | 61.61 | 58.63 | 3 | 0
2020 | NYISO_A-F_2_NEISO | NYISO_A-F | NEISO | Internal | Summer | B10 | 1262 | 600 | 0 | 61.61 | 58.63 | 3 | 0
2020 | NYISO_A-F_2_NEISO | NYISO_A-F | NEISO | Internal | Winter | B16 | 25 | 600 | 0 | 77.65 | 70.44 | 3 | 0
2020 | NYISO_A-F_2_NEISO | NYISO_A-F | NEISO | Internal | Winter | B17 | 100 | 600 | 0 | 69.78 | 70.44 | 3 | 0
2020 | NYISO_A-F_2_NEISO | NYISO_A-F | NEISO | Internal | Winter | B18 | 400 | 600 | 0 | 69.78 | 70.44 | 3 | 0
2020 | NYISO_A-F_2_NEISO | NYISO_A-F | NEISO | Internal | Winter | B19 | 700 | 600 | 0 | 69.78 | 70.44 | 3 | 0
2020 | NYISO_A-F_2_NEISO | NYISO_A-F | NEISO | Internal | Winter | B20 | 935 | 600 | 0 | 69.78 | 70.44 | 3 | 0
2020 | NYISO_A-F_2_NYISO_G-I | NYISO_A-F | NYISO_G-I | Internal | Shoulder | B11 | 25 | 5843 | 3926.55 | 66.83 | 66.84 | 0.01 | 0
2020 | NYISO_A-F_2_NYISO_G-I | NYISO_A-F | NYISO_G-I | Internal | Shoulder | B12 | 200 | 5843 | 4033.42 | 64.51 | 64.53 | 0.01 | 0
2020 | NYISO_A-F_2_NYISO_G-I | NYISO_A-F | NYISO_G-I | Internal | Shoulder | B13 | 600 | 5843 | 4422.12 | 64.49 | 64.5 | 0.01 | 0
2020 | NYISO_A-F_2_NYISO_G-I | NYISO_A-F | NYISO_G-I | Internal | Shoulder | B14 | 900 | 5843 | 4024.86 | 64.03 | 64.04 | 0.01 | 0
2020 | NYISO_A-F_2_NYISO_G-I | NYISO_A-F | NYISO_G-I | Internal | Shoulder | B15 | 1203 | 5843 | 1757.95 | 63.07 | 63.08 | 0.01 | 0
2020 | NYISO_A-F_2_NYISO_G-I | NYISO_A-F | NYISO_G-I | Internal | Summer | B1 | 10 | 5843 | 5764.12 | 105.06 | 105.07 | 0.01 | 0
2020 | NYISO_A-F_2_NYISO_G-I | NYISO_A-F | NYISO_G-I | Internal | Summer | B2 | 25 | 5843 | 5358.09 | 93.9 | 93.92 | 0.01 | 0
2020 | NYISO_A-F_2_NYISO_G-I | NYISO_A-F | NYISO_G-I | Internal | Summer | B3 | 75 | 5843 | 4971.32 | 84.52 | 84.53 | 0.01 | 0
2020 | NYISO_A-F_2_NYISO_G-I | NYISO_A-F | NYISO_G-I | Internal | Summer | B4 | 100 | 5843 | 5158.04 | 83.53 | 83.54 | 0.01 | 0
2020 | NYISO_A-F_2_NYISO_G-I | NYISO_A-F | NYISO_G-I | Internal | Summer | B5 | 200 | 5843 | 5548.32 | 76.22 | 76.23 | 0.01 | 0
2020 | NYISO_A-F_2_NYISO_G-I | NYISO_A-F | NYISO_G-I | Internal | Summer | B6 | 300 | 5843 | 4579.99 | 62.77 | 62.78 | 0.01 | 0
2020 | NYISO_A-F_2_NYISO_G-I | NYISO_A-F | NYISO_G-I | Internal | Summer | B7 | 400 | 5843 | 3765.38 | 62.77 | 62.78 | 0.01 | 0
2020 | NYISO_A-F_2_NYISO_G-I | NYISO_A-F | NYISO_G-I | Internal | Summer | B8 | 500 | 5843 | 4033.29 | 61.63 | 61.64 | 0.01 | 0
2020 | NYISO_A-F_2_NYISO_G-I | NYISO_A-F | NYISO_G-I | Internal | Summer | B9 | 800 | 5843 | 3746.36 | 61.61 | 61.62 | 0.01 | 0
2020 | NYISO_A-F_2_NYISO_G-I | NYISO_A-F | NYISO_G-I | Internal | Summer | B10 | 1262 | 5843 | 1331.44 | 61.61 | 61.62 | 0.01 | 0
2020 | NYISO_A-F_2_NYISO_G-I | NYISO_A-F | NYISO_G-I | Internal | Winter | B16 | 25 | 5843 | 5776.31 | 77.65 | 77.66 | 0.01 | 0
2020 | NYISO_A-F_2_NYISO_G-I | NYISO_A-F | NYISO_G-I | Internal | Winter | B17 | 100 | 5843 | 5180.18 | 69.78 | 69.79 | 0.01 | 0
2020 | NYISO_A-F_2_NYISO_G-I | NYISO_A-F | NYISO_G-I | Internal | Winter | B18 | 400 | 5843 | 5303.9 | 69.78 | 69.79 | 0.01 | 0
2020 | NYISO_A-F_2_NYISO_G-I | NYISO_A-F | NYISO_G-I | Internal | Winter | B19 | 700 | 5843 | 5337.92 | 69.78 | 69.79 | 0.01 | 0
2020 | NYISO_A-F_2_NYISO_G-I | NYISO_A-F | NYISO_G-I | Internal | Winter | B20 | 935 | 5843 | 5004.18 | 69.78 | 69.79 | 0.01 | 0
2020 | NYISO_A-F_2_PJM_ROM | NYISO_A-F | PJM_ROM | Internal | Shoulder | B11 | 25 | 1000 | 1000 | 66.83 | 74.85 | 8 | 0.02
2020 | NYISO_A-F_2_PJM_ROM | NYISO_A-F | PJM_ROM | Internal | Shoulder | B12 | 200 | 1000 | 0 | 64.51 | 68.59 | 8 | 0
2020 | NYISO_A-F_2_PJM_ROM | NYISO_A-F | PJM_ROM | Internal | Shoulder | B13 | 600 | 1000 | 0 | 64.49 | 65.67 | 8 | 0
2020 | NYISO_A-F_2_PJM_ROM | NYISO_A-F | PJM_ROM | Internal | Shoulder | B14 | 900 | 1000 | 0 | 64.03 | 64.28 | 8 | 0
2020 | NYISO_A-F_2_PJM_ROM | NYISO_A-F | PJM_ROM | Internal | Shoulder | B15 | 1203 | 1000 | 0 | 63.07 | 63.79 | 8 | 0
2020 | NYISO_A-F_2_PJM_ROM | NYISO_A-F | PJM_ROM | Internal | Summer | B1 | 10 | 1000 | 898.48 | 105.06 | 113.06 | 8 | 0
2020 | NYISO_A-F_2_PJM_ROM | NYISO_A-F | PJM_ROM | Internal | Summer | B2 | 25 | 1000 | 589.84 | 93.9 | 101.9 | 8 | 0
2020 | NYISO_A-F_2_PJM_ROM | NYISO_A-F | PJM_ROM | Internal | Summer | B3 | 75 | 1000 | 1000 | 84.52 | 101.16 | 8 | 8.64
2020 | NYISO_A-F_2_PJM_ROM | NYISO_A-F | PJM_ROM | Internal | Summer | B4 | 100 | 1000 | 824.34 | 83.53 | 91.53 | 8 | 0
2020 | NYISO_A-F_2_PJM_ROM | NYISO_A-F | PJM_ROM | Internal | Summer | B5 | 200 | 1000 | 841.23 | 76.22 | 84.22 | 8 | 0
2020 | NYISO_A-F_2_PJM_ROM | NYISO_A-F | PJM_ROM | Internal | Summer | B6 | 300 | 1000 | 205.24 | 62.77 | 70.77 | 8 | 0
2020 | NYISO_A-F_2_PJM_ROM | NYISO_A-F | PJM_ROM | Internal | Summer | B7 | 400 | 1000 | 0 | 62.77 | 66.1 | 8 | 0
2020 | NYISO_A-F_2_PJM_ROM | NYISO_A-F | PJM_ROM | Internal | Summer | B8 | 500 | 1000 | 0 | 61.63 | 64.52 | 8 | 0
2020 | NYISO_A-F_2_PJM_ROM | NYISO_A-F | PJM_ROM | Internal | Summer | B9 | 800 | 1000 | 0 | 61.61 | 62.16 | 8 | 0
2020 | NYISO_A-F_2_PJM_ROM | NYISO_A-F | PJM_ROM | Internal | Summer | B10 | 1262 | 1000 | 0 | 61.61 | 61.38 | 8 | 0
2020 | NYISO_A-F_2_PJM_ROM | NYISO_A-F | PJM_ROM | Internal | Winter | B16 | 25 | 1000 | 1000 | 77.65 | 86.59 | 8 | 0.93
2020 | NYISO_A-F_2_PJM_ROM | NYISO_A-F | PJM_ROM | Internal | Winter | B17 | 100 | 1000 | 0 | 69.78 | 76.55 | 8 | 0
2020 | NYISO_A-F_2_PJM_ROM | NYISO_A-F | PJM_ROM | Internal | Winter | B18 | 400 | 1000 | 0 | 69.78 | 70.62 | 8 | 0
2020 | NYISO_A-F_2_PJM_ROM | NYISO_A-F | PJM_ROM | Internal | Winter | B19 | 700 | 1000 | 0 | 69.78 | 69.56 | 8 | 0
2020 | NYISO_A-F_2_PJM_ROM | NYISO_A-F | PJM_ROM | Internal | Winter | B20 | 935 | 1000 | 0 | 69.78 | 64.52 | 8 | 0
2020 | NYISO_G-I_2_NEISO | NYISO_G-I | NEISO | Internal | Shoulder | B11 | 25 | 600 | 0 | 66.84 | 61.51 | 3 | 0
2020 | NYISO_G-I_2_NEISO | NYISO_G-I | NEISO | Internal | Shoulder | B12 | 200 | 600 | 0 | 64.53 | 61.51 | 3 | 0
2020 | NYISO_G-I_2_NEISO | NYISO_G-I | NEISO | Internal | Shoulder | B13 | 600 | 600 | 0 | 64.5 | 61.51 | 3 | 0
2020 | NYISO_G-I_2_NEISO | NYISO_G-I | NEISO | Internal | Shoulder | B14 | 900 | 600 | 0 | 64.04 | 61.51 | 3 | 0
2020 | NYISO_G-I_2_NEISO | NYISO_G-I | NEISO | Internal | Shoulder | B15 | 1203 | 600 | 0 | 63.08 | 61.51 | 3 | 0
2020 | NYISO_G-I_2_NEISO | NYISO_G-I | NEISO | Internal | Summer | B1 | 10 | 600 | 0 | 105.07 | 108.06 | 3 | 0
2020 | NYISO_G-I_2_NEISO | NYISO_G-I | NEISO | Internal | Summer | B2 | 25 | 600 | 0 | 93.92 | 94.39 | 3 | 0
2020 | NYISO_G-I_2_NEISO | NYISO_G-I | NEISO | Internal | Summer | B3 | 75 | 600 | 0 | 84.53 | 81.52 | 3 | 0
2020 | NYISO_G-I_2_NEISO | NYISO_G-I | NEISO | Internal | Summer | B4 | 100 | 600 | 0 | 83.54 | 72.37 | 3 | 0
2020 | NYISO_G-I_2_NEISO | NYISO_G-I | NEISO | Internal | Summer | B5 | 200 | 600 | 0 | 76.23 | 62.83 | 3 | 0
2020 | NYISO_G-I_2_NEISO | NYISO_G-I | NEISO | Internal | Summer | B6 | 300 | 600 | 0 | 62.78 | 58.63 | 3 | 0
2020 | NYISO_G-I_2_NEISO | NYISO_G-I | NEISO | Internal | Summer | B7 | 400 | 600 | 0 | 62.78 | 58.63 | 3 | 0
2020 | NYISO_G-I_2_NEISO | NYISO_G-I | NEISO | Internal | Summer | B8 | 500 | 600 | 0 | 61.64 | 58.63 | 3 | 0
2020 | NYISO_G-I_2_NEISO | NYISO_G-I | NEISO | Internal | Summer | B9 | 800 | 600 | 0 | 61.62 | 58.63 | 3 | 0
2020 | NYISO_G-I_2_NEISO | NYISO_G-I | NEISO | Internal | Summer | B10 | 1262 | 600 | 0 | 61.62 | 58.63 | 3 | 0
2020 | NYISO_G-I_2_NEISO | NYISO_G-I | NEISO | Internal | Winter | B16 | 25 | 600 | 0 | 77.66 | 70.44 | 3 | 0
2020 | NYISO_G-I_2_NEISO | NYISO_G-I | NEISO | Internal | Winter | B17 | 100 | 600 | 0 | 69.79 | 70.44 | 3 | 0
2020 | NYISO_G-I_2_NEISO | NYISO_G-I | NEISO | Internal | Winter | B18 | 400 | 600 | 0 | 69.79 | 70.44 | 3 | 0
2020 | NYISO_G-I_2_NEISO | NYISO_G-I | NEISO | Internal | Winter | B19 | 700 | 600 | 0 | 69.79 | 70.44 | 3 | 0
2020 | NYISO_G-I_2_NEISO | NYISO_G-I | NEISO | Internal | Winter | B20 | 935 | 600 | 0 | 69.79 | 70.44 | 3 | 0
2020 | NYISO_G-I_2_NYISO_J-K | NYISO_G-I | NYISO_J-K | Internal | Shoulder | B11 | 25 | 6130 | 5241.78 | 66.84 | 66.85 | 0.01 | 0
2020 | NYISO_G-I_2_NYISO_J-K | NYISO_G-I | NYISO_J-K | Internal | Shoulder | B12 | 200 | 6130 | 5628.67 | 64.53 | 64.54 | 0.01 | 0
2020 | NYISO_G-I_2_NYISO_J-K | NYISO_G-I | NYISO_J-K | Internal | Shoulder | B13 | 600 | 6130 | 5549.73 | 64.5 | 64.51 | 0.01 | 0
2020 | NYISO_G-I_2_NYISO_J-K | NYISO_G-I | NYISO_J-K | Internal | Shoulder | B14 | 900 | 6130 | 5317.74 | 64.04 | 64.05 | 0.01 | 0
2020 | NYISO_G-I_2_NYISO_J-K | NYISO_G-I | NYISO_J-K | Internal | Shoulder | B15 | 1203 | 6130 | 3511.42 | 63.08 | 63.09 | 0.01 | 0
2020 | NYISO_G-I_2_NYISO_J-K | NYISO_G-I | NYISO_J-K | Internal | Summer | B1 | 10 | 6130 | 5467.49 | 105.07 | 105.09 | 0.01 | 0
2020 | NYISO_G-I_2_NYISO_J-K | NYISO_G-I | NYISO_J-K | Internal | Summer | B2 | 25 | 6130 | 4982.16 | 93.92 | 93.93 | 0.01 | 0
2020 | NYISO_G-I_2_NYISO_J-K | NYISO_G-I | NYISO_J-K | Internal | Summer | B3 | 75 | 6130 | 4586.71 | 84.53 | 84.54 | 0.01 | 0
2020 | NYISO_G-I_2_NYISO_J-K | NYISO_G-I | NYISO_J-K | Internal | Summer | B4 | 100 | 6130 | 5368.69 | 83.54 | 83.55 | 0.01 | 0
2020 | NYISO_G-I_2_NYISO_J-K | NYISO_G-I | NYISO_J-K | Internal | Summer | B5 | 200 | 6130 | 6130 | 76.23 | 83.55 | 0.01 | 7.31
2020 | NYISO_G-I_2_NYISO_J-K | NYISO_G-I | NYISO_J-K | Internal | Summer | B6 | 300 | 6130 | 6130 | 62.78 | 83.55 | 0.01 | 20.75
2020 | NYISO_G-I_2_NYISO_J-K | NYISO_G-I | NYISO_J-K | Internal | Summer | B7 | 400 | 6130 | 5699.11 | 62.78 | 62.79 | 0.01 | 0
2020 | NYISO_G-I_2_NYISO_J-K | NYISO_G-I | NYISO_J-K | Internal | Summer | B8 | 500 | 6130 | 6130 | 61.64 | 62.51 | 0.01 | 0.86
2020 | NYISO_G-I_2_NYISO_J-K | NYISO_G-I | NYISO_J-K | Internal | Summer | B9 | 800 | 6130 | 5465.86 | 61.62 | 61.63 | 0.01 | 0
2020 | NYISO_G-I_2_NYISO_J-K | NYISO_G-I | NYISO_J-K | Internal | Summer | B10 | 1262 | 6130 | 3534.22 | 61.62 | 61.63 | 0.01 | 0
2020 | NYISO_G-I_2_NYISO_J-K | NYISO_G-I | NYISO_J-K | Internal | Winter | B16 | 25 | 6130 | 5770.03 | 77.66 | 77.68 | 0.01 | 0
2020 | NYISO_G-I_2_NYISO_J-K | NYISO_G-I | NYISO_J-K | Internal | Winter | B17 | 100 | 6130 | 6130 | 69.79 | 76.79 | 0.01 | 6.99
2020 | NYISO_G-I_2_NYISO_J-K | NYISO_G-I | NYISO_J-K | Internal | Winter | B18 | 400 | 6130 | 6130 | 69.79 | 76.63 | 0.01 | 6.82
2020 | NYISO_G-I_2_NYISO_J-K | NYISO_G-I | NYISO_J-K | Internal | Winter | B19 | 700 | 6130 | 6130 | 69.79 | 73.44 | 0.01 | 3.64
2020 | NYISO_G-I_2_NYISO_J-K | NYISO_G-I | NYISO_J-K | Internal | Winter | B20 | 935 | 6130 | 6130 | 69.79 | 69.86 | 0.01 | 0.05
2020 | NYISO_G-I_2_PJM_E | NYISO_G-I | PJM_E | Internal | Shoulder | B11 | 25 | 1500 | 212.08 | 66.84 | 74.84 | 8 | 0
2020 | NYISO_G-I_2_PJM_E | NYISO_G-I | PJM_E | Internal | Shoulder | B12 | 200 | 1500 | 0 | 64.53 | 68.58 | 8 | 0
2020 | NYISO_G-I_2_PJM_E | NYISO_G-I | PJM_E | Internal | Shoulder | B13 | 600 | 1500 | 0 | 64.5 | 65.68 | 8 | 0
2020 | NYISO_G-I_2_PJM_E | NYISO_G-I | PJM_E | Internal | Shoulder | B14 | 900 | 1500 | 0 | 64.04 | 64.27 | 8 | 0
2020 | NYISO_G-I_2_PJM_E | NYISO_G-I | PJM_E | Internal | Shoulder | B15 | 1203 | 1500 | 0 | 63.08 | 63.8 | 8 | 0
2020 | NYISO_G-I_2_PJM_E | NYISO_G-I | PJM_E | Internal | Summer | B1 | 10 | 1500 | 211.97 | 105.07 | 113.07 | 8 | 0
2020 | NYISO_G-I_2_PJM_E | NYISO_G-I | PJM_E | Internal | Summer | B2 | 25 | 1500 | 459.02 | 93.92 | 101.92 | 8 | 0
2020 | NYISO_G-I_2_PJM_E | NYISO_G-I | PJM_E | Internal | Summer | B3 | 75 | 1500 | 1500 | 84.53 | 101.15 | 8 | 8.62
2020 | NYISO_G-I_2_PJM_E | NYISO_G-I | PJM_E | Internal | Summer | B4 | 100 | 1500 | 1187.28 | 83.54 | 91.54 | 8 | 0
2020 | NYISO_G-I_2_PJM_E | NYISO_G-I | PJM_E | Internal | Summer | B5 | 200 | 1500 | 961.64 | 76.23 | 84.23 | 8 | 0
2020 | NYISO_G-I_2_PJM_E | NYISO_G-I | PJM_E | Internal | Summer | B6 | 300 | 1500 | 182.69 | 62.78 | 70.78 | 8 | 0
2020 | NYISO_G-I_2_PJM_E | NYISO_G-I | PJM_E | Internal | Summer | B7 | 400 | 1500 | 0 | 62.78 | 66.11 | 8 | 0
2020 | NYISO_G-I_2_PJM_E | NYISO_G-I | PJM_E | Internal | Summer | B8 | 500 | 1500 | 0 | 61.64 | 64.54 | 8 | 0
2020 | NYISO_G-I_2_PJM_E | NYISO_G-I | PJM_E | Internal | Summer | B9 | 800 | 1500 | 0 | 61.62 | 62.15 | 8 | 0
2020 | NYISO_G-I_2_PJM_E | NYISO_G-I | PJM_E | Internal | Summer | B10 | 1262 | 1500 | 0 | 61.62 | 61.39 | 8 | 0
2020 | NYISO_G-I_2_PJM_E | NYISO_G-I | PJM_E | Internal | Winter | B16 | 25 | 1500 | 1500 | 77.66 | 86.57 | 8 | 0.91
2020 | NYISO_G-I_2_PJM_E | NYISO_G-I | PJM_E | Internal | Winter | B17 | 100 | 1500 | 0 | 69.79 | 76.53 | 8 | 0
2020 | NYISO_G-I_2_PJM_E | NYISO_G-I | PJM_E | Internal | Winter | B18 | 400 | 1500 | 0 | 69.79 | 70.63 | 8 | 0
2020 | NYISO_G-I_2_PJM_E | NYISO_G-I | PJM_E | Internal | Winter | B19 | 700 | 1500 | 0 | 69.79 | 69.57 | 8 | 0
2020 | NYISO_G-I_2_PJM_E | NYISO_G-I | PJM_E | Internal | Winter | B20 | 935 | 1500 | 0 | 69.79 | 64.54 | 8 | 0
2020 | NYISO_J-K_2_PJM_E | NYISO_J-K | PJM_E | Internal | Shoulder | B11 | 25 | 330 | 0 | 66.85 | 74.84 | 8 | 0
2020 | NYISO_J-K_2_PJM_E | NYISO_J-K | PJM_E | Internal | Shoulder | B12 | 200 | 330 | 0 | 64.54 | 68.58 | 8 | 0
2020 | NYISO_J-K_2_PJM_E | NYISO_J-K | PJM_E | Internal | Shoulder | B13 | 600 | 330 | 0 | 64.51 | 65.68 | 8 | 0
2020 | NYISO_J-K_2_PJM_E | NYISO_J-K | PJM_E | Internal | Shoulder | B14 | 900 | 330 | 0 | 64.05 | 64.27 | 8 | 0
2020 | NYISO_J-K_2_PJM_E | NYISO_J-K | PJM_E | Internal | Shoulder | B15 | 1203 | 330 | 0 | 63.09 | 63.8 | 8 | 0
2020 | NYISO_J-K_2_PJM_E | NYISO_J-K | PJM_E | Internal | Summer | B1 | 10 | 330 | 0 | 105.09 | 113.07 | 8 | 0
2020 | NYISO_J-K_2_PJM_E | NYISO_J-K | PJM_E | Internal | Summer | B2 | 25 | 330 | 0 | 93.93 | 101.92 | 8 | 0
2020 | NYISO_J-K_2_PJM_E | NYISO_J-K | PJM_E | Internal | Summer | B3 | 75 | 330 | 330 | 84.54 | 101.15 | 8 | 8.61
2020 | NYISO_J-K_2_PJM_E | NYISO_J-K | PJM_E | Internal | Summer | B4 | 100 | 330 | 0 | 83.55 | 91.54 | 8 | 0
2020 | NYISO_J-K_2_PJM_E | NYISO_J-K | PJM_E | Internal | Summer | B5 | 200 | 330 | 0 | 83.55 | 84.23 | 8 | 0
2020 | NYISO_J-K_2_PJM_E | NYISO_J-K | PJM_E | Internal | Summer | B6 | 300 | 330 | 0 | 83.55 | 70.78 | 8 | 0
2020 | NYISO_J-K_2_PJM_E | NYISO_J-K | PJM_E | Internal | Summer | B7 | 400 | 330 | 0 | 62.79 | 66.11 | 8 | 0
2020 | NYISO_J-K_2_PJM_E | NYISO_J-K | PJM_E | Internal | Summer | B8 | 500 | 330 | 0 | 62.51 | 64.54 | 8 | 0
2020 | NYISO_J-K_2_PJM_E | NYISO_J-K | PJM_E | Internal | Summer | B9 | 800 | 330 | 0 | 61.63 | 62.15 | 8 | 0
2020 | NYISO_J-K_2_PJM_E | NYISO_J-K | PJM_E | Internal | Summer | B10 | 1262 | 330 | 0 | 61.63 | 61.39 | 8 | 0
2020 | NYISO_J-K_2_PJM_E | NYISO_J-K | PJM_E | Internal | Winter | B16 | 25 | 330 | 330 | 77.68 | 86.57 | 8 | 0.9
2020 | NYISO_J-K_2_PJM_E | NYISO_J-K | PJM_E | Internal | Winter | B17 | 100 | 330 | 0 | 76.79 | 76.53 | 8 | 0
2020 | NYISO_J-K_2_PJM_E | NYISO_J-K | PJM_E | Internal | Winter | B18 | 400 | 330 | 0 | 76.63 | 70.63 | 8 | 0
2020 | NYISO_J-K_2_PJM_E | NYISO_J-K | PJM_E | Internal | Winter | B19 | 700 | 330 | 0 | 73.44 | 69.57 | 8 | 0
2020 | NYISO_J-K_2_PJM_E | NYISO_J-K | PJM_E | Internal | Winter | B20 | 935 | 330 | 0 | 69.86 | 64.54 | 8 | 0
2020 | PJM_E_2_NYISO_G-I | PJM_E | NYISO_G-I | Internal | Shoulder | B11 | 25 | 500 | 0 | 74.84 | 66.84 | 6 | 0
2020 | PJM_E_2_NYISO_G-I | PJM_E | NYISO_G-I | Internal | Shoulder | B12 | 200 | 500 | 0 | 68.58 | 64.53 | 6 | 0
2020 | PJM_E_2_NYISO_G-I | PJM_E | NYISO_G-I | Internal | Shoulder | B13 | 600 | 500 | 0 | 65.68 | 64.5 | 6 | 0
2020 | PJM_E_2_NYISO_G-I | PJM_E | NYISO_G-I | Internal | Shoulder | B14 | 900 | 500 | 0 | 64.27 | 64.04 | 6 | 0
2020 | PJM_E_2_NYISO_G-I | PJM_E | NYISO_G-I | Internal | Shoulder | B15 | 1203 | 500 | 0 | 63.8 | 63.08 | 6 | 0
2020 | PJM_E_2_NYISO_G-I | PJM_E | NYISO_G-I | Internal | Summer | B1 | 10 | 500 | 0 | 113.07 | 105.07 | 6 | 0
2020 | PJM_E_2_NYISO_G-I | PJM_E | NYISO_G-I | Internal | Summer | B2 | 25 | 500 | 0 | 101.92 | 93.92 | 6 | 0
2020 | PJM_E_2_NYISO_G-I | PJM_E | NYISO_G-I | Internal | Summer | B3 | 75 | 500 | 0 | 101.15 | 84.53 | 6 | 0
2020 | PJM_E_2_NYISO_G-I | PJM_E | NYISO_G-I | Internal | Summer | B4 | 100 | 500 | 0 | 91.54 | 83.54 | 6 | 0
2020 | PJM_E_2_NYISO_G-I | PJM_E | NYISO_G-I | Internal | Summer | B5 | 200 | 500 | 0 | 84.23 | 76.23 | 6 | 0
2020 | PJM_E_2_NYISO_G-I | PJM_E | NYISO_G-I | Internal | Summer | B6 | 300 | 500 | 0 | 70.78 | 62.78 | 6 | 0
2020 | PJM_E_2_NYISO_G-I | PJM_E | NYISO_G-I | Internal | Summer | B7 | 400 | 500 | 0 | 66.11 | 62.78 | 6 | 0
2020 | PJM_E_2_NYISO_G-I | PJM_E | NYISO_G-I | Internal | Summer | B8 | 500 | 500 | 0 | 64.54 | 61.64 | 6 | 0
2020 | PJM_E_2_NYISO_G-I | PJM_E | NYISO_G-I | Internal | Summer | B9 | 800 | 500 | 0 | 62.15 | 61.62 | 6 | 0
2020 | PJM_E_2_NYISO_G-I | PJM_E | NYISO_G-I | Internal | Summer | B10 | 1262 | 500 | 0 | 61.39 | 61.62 | 6 | 0
2020 | PJM_E_2_NYISO_G-I | PJM_E | NYISO_G-I | Internal | Winter | B16 | 25 | 500 | 0 | 86.57 | 77.66 | 6 | 0
2020 | PJM_E_2_NYISO_G-I | PJM_E | NYISO_G-I | Internal | Winter | B17 | 100 | 500 | 0 | 76.53 | 69.79 | 6 | 0
2020 | PJM_E_2_NYISO_G-I | PJM_E | NYISO_G-I | Internal | Winter | B18 | 400 | 500 | 0 | 70.63 | 69.79 | 6 | 0
2020 | PJM_E_2_NYISO_G-I | PJM_E | NYISO_G-I | Internal | Winter | B19 | 700 | 500 | 0 | 69.57 | 69.79 | 6 | 0
2020 | PJM_E_2_NYISO_G-I | PJM_E | NYISO_G-I | Internal | Winter | B20 | 935 | 500 | 0 | 64.54 | 69.79 | 6 | 0
2020 | PJM_E_2_NYISO_J-K | PJM_E | NYISO_J-K | Internal | Shoulder | B11 | 25 | 330 | 0 | 74.84 | 66.85 | 6 | 0
2020 | PJM_E_2_NYISO_J-K | PJM_E | NYISO_J-K | Internal | Shoulder | B12 | 200 | 330 | 0 | 68.58 | 64.54 | 6 | 0
2020 | PJM_E_2_NYISO_J-K | PJM_E | NYISO_J-K | Internal | Shoulder | B13 | 600 | 330 | 0 | 65.68 | 64.51 | 6 | 0
2020 | PJM_E_2_NYISO_J-K | PJM_E | NYISO_J-K | Internal | Shoulder | B14 | 900 | 330 | 0 | 64.27 | 64.05 | 6 | 0
2020 | PJM_E_2_NYISO_J-K | PJM_E | NYISO_J-K | Internal | Shoulder | B15 | 1203 | 330 | 0 | 63.8 | 63.09 | 6 | 0
2020 | PJM_E_2_NYISO_J-K | PJM_E | NYISO_J-K | Internal | Summer | B1 | 10 | 330 | 0 | 113.07 | 105.09 | 6 | 0
2020 | PJM_E_2_NYISO_J-K | PJM_E | NYISO_J-K | Internal | Summer | B2 | 25 | 330 | 0 | 101.92 | 93.93 | 6 | 0
2020 | PJM_E_2_NYISO_J-K | PJM_E | NYISO_J-K | Internal | Summer | B3 | 75 | 330 | 0 | 101.15 | 84.54 | 6 | 0
2020 | PJM_E_2_NYISO_J-K | PJM_E | NYISO_J-K | Internal | Summer | B4 | 100 | 330 | 0 | 91.54 | 83.55 | 6 | 0
2020 | PJM_E_2_NYISO_J-K | PJM_E | NYISO_J-K | Internal | Summer | B5 | 200 | 330 | 0 | 84.23 | 83.55 | 6 | 0
2020 | PJM_E_2_NYISO_J-K | PJM_E | NYISO_J-K | Internal | Summer | B6 | 300 | 330 | 330 | 70.78 | 83.55 | 6 | 6.77
2020 | PJM_E_2_NYISO_J-K | PJM_E | NYISO_J-K | Internal | Summer | B7 | 400 | 330 | 0 | 66.11 | 62.79 | 6 | 0
2020 | PJM_E_2_NYISO_J-K | PJM_E | NYISO_J-K | Internal | Summer | B8 | 500 | 330 | 0 | 64.54 | 62.51 | 6 | 0
2020 | PJM_E_2_NYISO_J-K | PJM_E | NYISO_J-K | Internal | Summer | B9 | 800 | 330 | 0 | 62.15 | 61.63 | 6 | 0
2020 | PJM_E_2_NYISO_J-K | PJM_E | NYISO_J-K | Internal | Summer | B10 | 1262 | 330 | 0 | 61.39 | 61.63 | 6 | 0
2020 | PJM_E_2_NYISO_J-K | PJM_E | NYISO_J-K | Internal | Winter | B16 | 25 | 330 | 0 | 86.57 | 77.68 | 6 | 0
2020 | PJM_E_2_NYISO_J-K | PJM_E | NYISO_J-K | Internal | Winter | B17 | 100 | 330 | 0 | 76.53 | 76.79 | 6 | 0
2020 | PJM_E_2_NYISO_J-K | PJM_E | NYISO_J-K | Internal | Winter | B18 | 400 | 330 | 40.79 | 70.63 | 76.63 | 6 | 0
2020 | PJM_E_2_NYISO_J-K | PJM_E | NYISO_J-K | Internal | Winter | B19 | 700 | 330 | 0 | 69.57 | 73.44 | 6 | 0
2020 | PJM_E_2_NYISO_J-K | PJM_E | NYISO_J-K | Internal | Winter | B20 | 935 | 330 | 0 | 64.54 | 69.86 | 6 | 0
2020 | PJM_E_2_PJM_ROM | PJM_E | PJM_ROM | Internal | Shoulder | B11 | 25 | 8000 | 476.75 | 74.84 | 74.85 | 0.01 | 0
2020 | PJM_E_2_PJM_ROM | PJM_E | PJM_ROM | Internal | Shoulder | B12 | 200 | 8000 | 161.7 | 68.58 | 68.59 | 0.01 | 0
2020 | PJM_E_2_PJM_ROM | PJM_E | PJM_ROM | Internal | Shoulder | B13 | 600 | 8000 | 0 | 65.68 | 65.67 | 0.01 | 0
2020 | PJM_E_2_PJM_ROM | PJM_E | PJM_ROM | Internal | Shoulder | B14 | 900 | 8000 | 209.66 | 64.27 | 64.28 | 0.01 | 0
2020 | PJM_E_2_PJM_ROM | PJM_E | PJM_ROM | Internal | Shoulder | B15 | 1203 | 8000 | 0 | 63.8 | 63.79 | 0.01 | 0
2020 | PJM_E_2_PJM_ROM | PJM_E | PJM_ROM | Internal | Summer | B1 | 10 | 8000 | 0 | 113.07 | 113.06 | 0.01 | 0
2020 | PJM_E_2_PJM_ROM | PJM_E | PJM_ROM | Internal | Summer | B2 | 25 | 8000 | 0 | 101.92 | 101.9 | 0.01 | 0
2020 | PJM_E_2_PJM_ROM | PJM_E | PJM_ROM | Internal | Summer | B3 | 75 | 8000 | 2018.35 | 101.15 | 101.16 | 0.01 | 0
2020 | PJM_E_2_PJM_ROM | PJM_E | PJM_ROM | Internal | Summer | B4 | 100 | 8000 | 0 | 91.54 | 91.53 | 0.01 | 0
2020 | PJM_E_2_PJM_ROM | PJM_E | PJM_ROM | Internal | Summer | B5 | 200 | 8000 | 0 | 84.23 | 84.22 | 0.01 | 0
2020 | PJM_E_2_PJM_ROM | PJM_E | PJM_ROM | Internal | Summer | B6 | 300 | 8000 | 0 | 70.78 | 70.77 | 0.01 | 0
2020 | PJM_E_2_PJM_ROM | PJM_E | PJM_ROM | Internal | Summer | B7 | 400 | 8000 | 0 | 66.11 | 66.1 | 0.01 | 0
2020 | PJM_E_2_PJM_ROM | PJM_E | PJM_ROM | Internal | Summer | B8 | 500 | 8000 | 0 | 64.54 | 64.52 | 0.01 | 0
2020 | PJM_E_2_PJM_ROM | PJM_E | PJM_ROM | Internal | Summer | B9 | 800 | 8000 | 710.36 | 62.15 | 62.16 | 0.01 | 0
2020 | PJM_E_2_PJM_ROM | PJM_E | PJM_ROM | Internal | Summer | B10 | 1262 | 8000 | 0 | 61.39 | 61.38 | 0.01 | 0
2020 | PJM_E_2_PJM_ROM | PJM_E | PJM_ROM | Internal | Winter | B16 | 25 | 8000 | 1854.61 | 86.57 | 86.59 | 0.01 | 0
2020 | PJM_E_2_PJM_ROM | PJM_E | PJM_ROM | Internal | Winter | B17 | 100 | 8000 | 252.69 | 76.53 | 76.55 | 0.01 | 0
2020 | PJM_E_2_PJM_ROM | PJM_E | PJM_ROM | Internal | Winter | B18 | 400 | 8000 | 0 | 70.63 | 70.62 | 0.01 | 0
2020 | PJM_E_2_PJM_ROM | PJM_E | PJM_ROM | Internal | Winter | B19 | 700 | 8000 | 0 | 69.57 | 69.56 | 0.01 | 0
2020 | PJM_E_2_PJM_ROM | PJM_E | PJM_ROM | Internal | Winter | B20 | 935 | 8000 | 0 | 64.54 | 64.52 | 0.01 | 0
2020 | PJM_ROR_2_MISO_IN | PJM_ROR | MISO_IN | Internal | Shoulder | B11 | 25 | 909 | 0 | 74.84 | 72.83 | 2 | 0
2020 | PJM_ROR_2_MISO_IN | PJM_ROR | MISO_IN | Internal | Shoulder | B12 | 200 | 909 | 0 | 68.32 | 66.31 | 2 | 0
2020 | PJM_ROR_2_MISO_IN | PJM_ROR | MISO_IN | Internal | Shoulder | B13 | 600 | 909 | 0 | 65.66 | 63.65 | 2 | 0
2020 | PJM_ROR_2_MISO_IN | PJM_ROR | MISO_IN | Internal | Shoulder | B14 | 900 | 909 | 0 | 64.06 | 62.05 | 2 | 0
2020 | PJM_ROR_2_MISO_IN | PJM_ROR | MISO_IN | Internal | Shoulder | B15 | 1203 | 909 | 0 | 61.45 | 59.4 | 2 | 0
2020 | PJM_ROR_2_MISO_IN | PJM_ROR | MISO_IN | Internal | Summer | B1 | 10 | 909 | 0 | 106.79 | 104.78 | 2 | 0
2020 | PJM_ROR_2_MISO_IN | PJM_ROR | MISO_IN | Internal | Summer | B2 | 25 | 909 | 0 | 101.87 | 99.86 | 2 | 0
2020 | PJM_ROR_2_MISO_IN | PJM_ROR | MISO_IN | Internal | Summer | B3 | 75 | 909 | 0 | 101.15 | 99.14 | 2 | 0
2020 | PJM_ROR_2_MISO_IN | PJM_ROR | MISO_IN | Internal | Summer | B4 | 100 | 909 | 0 | 91.51 | 76.92 | 2 | 0
2020 | PJM_ROR_2_MISO_IN | PJM_ROR | MISO_IN | Internal | Summer | B5 | 200 | 909 | 0 | 84.21 | 72.21 | 2 | 0
2020 | PJM_ROR_2_MISO_IN | PJM_ROR | MISO_IN | Internal | Summer | B6 | 300 | 909 | 0 | 70.76 | 65.73 | 2 | 0
2020 | PJM_ROR_2_MISO_IN | PJM_ROR | MISO_IN | Internal | Summer | B7 | 400 | 909 | 0 | 64.14 | 61.98 | 2 | 0
2020 | PJM_ROR_2_MISO_IN | PJM_ROR | MISO_IN | Internal | Summer | B8 | 500 | 909 | 0 | 63.01 | 61 | 2 | 0
2020 | PJM_ROR_2_MISO_IN | PJM_ROR | MISO_IN | Internal | Summer | B9 | 800 | 909 | 0 | 61.65 | 59.64 | 2 | 0
2020 | PJM_ROR_2_MISO_IN | PJM_ROR | MISO_IN | Internal | Summer | B10 | 1262 | 909 | 0 | 60.67 | 55.36 | 2 | 0
2020 | PJM_ROR_2_MISO_IN | PJM_ROR | MISO_IN | Internal | Winter | B16 | 25 | 909 | 0 | 86.57 | 77.68 | 2 | 0
2020 | PJM_ROR_2_MISO_IN | PJM_ROR | MISO_IN | Internal | Winter | B17 | 100 | 909 | 0 | 76.53 | 68.9 | 2 | 0
2020 | PJM_ROR_2_MISO_IN | PJM_ROR | MISO_IN | Internal | Winter | B18 | 400 | 909 | 0 | 68.75 | 66.41 | 2 | 0
2020 | PJM_ROR_2_MISO_IN | PJM_ROR | MISO_IN | Internal | Winter | B19 | 700 | 909 | 0 | 66.59 | 64.58 | 2 | 0
2020 | PJM_ROR_2_MISO_IN | PJM_ROR | MISO_IN | Internal | Winter | B20 | 935 | 909 | 0 | 63.15 | 61.14 | 2 | 0
2020 | PJM_ROR_2_MISO_MI | PJM_ROR | MISO_MI | Internal | Shoulder | B11 | 25 | 1305 | 0 | 74.84 | 72.84 | 2 | 0
2020 | PJM_ROR_2_MISO_MI | PJM_ROR | MISO_MI | Internal | Shoulder | B12 | 200 | 1305 | 0 | 68.32 | 66.32 | 2 | 0
2020 | PJM_ROR_2_MISO_MI | PJM_ROR | MISO_MI | Internal | Shoulder | B13 | 600 | 1305 | 0 | 65.66 | 63.66 | 2 | 0
2020 | PJM_ROR_2_MISO_MI | PJM_ROR | MISO_MI | Internal | Shoulder | B14 | 900 | 1305 | 0 | 64.06 | 62.07 | 2 | 0
2020 | PJM_ROR_2_MISO_MI | PJM_ROR | MISO_MI | Internal | Shoulder | B15 | 1203 | 1305 | 0 | 61.45 | 59.41 | 2 | 0
2020 | PJM_ROR_2_MISO_MI | PJM_ROR | MISO_MI | Internal | Summer | B1 | 10 | 1305 | 0 | 106.79 | 104.79 | 2 | 0
2020 | PJM_ROR_2_MISO_MI | PJM_ROR | MISO_MI | Internal | Summer | B2 | 25 | 1305 | 0 | 101.87 | 99.87 | 2 | 0
2020 | PJM_ROR_2_MISO_MI | PJM_ROR | MISO_MI | Internal | Summer | B3 | 75 | 1305 | 0 | 101.15 | 99.15 | 2 | 0
2020 | PJM_ROR_2_MISO_MI | PJM_ROR | MISO_MI | Internal | Summer | B4 | 100 | 1305 | 0 | 91.51 | 76.93 | 2 | 0
2020 | PJM_ROR_2_MISO_MI | PJM_ROR | MISO_MI | Internal | Summer | B5 | 200 | 1305 | 0 | 84.21 | 72.22 | 2 | 0
2020 | PJM_ROR_2_MISO_MI | PJM_ROR | MISO_MI | Internal | Summer | B6 | 300 | 1305 | 0 | 70.76 | 65.99 | 2 | 0
2020 | PJM_ROR_2_MISO_MI | PJM_ROR | MISO_MI | Internal | Summer | B7 | 400 | 1305 | 0 | 64.14 | 62.14 | 2 | 0
2020 | PJM_ROR_2_MISO_MI | PJM_ROR | MISO_MI | Internal | Summer | B8 | 500 | 1305 | 0 | 63.01 | 61.01 | 2 | 0
2020 | PJM_ROR_2_MISO_MI | PJM_ROR | MISO_MI | Internal | Summer | B9 | 800 | 1305 | 0 | 61.65 | 59.65 | 2 | 0
2020 | PJM_ROR_2_MISO_MI | PJM_ROR | MISO_MI | Internal | Summer | B10 | 1262 | 1305 | 0 | 60.67 | 55.92 | 2 | 0
2020 | PJM_ROR_2_MISO_MI | PJM_ROR | MISO_MI | Internal | Winter | B16 | 25 | 1305 | 0 | 86.57 | 77.69 | 2 | 0
2020 | PJM_ROR_2_MISO_MI | PJM_ROR | MISO_MI | Internal | Winter | B17 | 100 | 1305 | 0 | 76.53 | 68.91 | 2 | 0
2020 | PJM_ROR_2_MISO_MI | PJM_ROR | MISO_MI | Internal | Winter | B18 | 400 | 1305 | 0 | 68.75 | 66.42 | 2 | 0
2020 | PJM_ROR_2_MISO_MI | PJM_ROR | MISO_MI | Internal | Winter | B19 | 700 | 1305 | 0 | 66.59 | 64.59 | 2 | 0
2020 | PJM_ROR_2_MISO_MI | PJM_ROR | MISO_MI | Internal | Winter | B20 | 935 | 1305 | 0 | 63.15 | 61.15 | 2 | 0
2020 | PJM_ROR_2_MISO_MO-IL | PJM_ROR | MISO_MO-IL | Internal | Shoulder | B11 | 25 | 1111 | 0 | 74.84 | 72.84 | 2 | 0
2020 | PJM_ROR_2_MISO_MO-IL | PJM_ROR | MISO_MO-IL | Internal | Shoulder | B12 | 200 | 1111 | 0 | 68.32 | 66.32 | 2 | 0
2020 | PJM_ROR_2_MISO_MO-IL | PJM_ROR | MISO_MO-IL | Internal | Shoulder | B13 | 600 | 1111 | 0 | 65.66 | 63.66 | 2 | 0
2020 | PJM_ROR_2_MISO_MO-IL | PJM_ROR | MISO_MO-IL | Internal | Shoulder | B14 | 900 | 1111 | 0 | 64.06 | 62.06 | 2 | 0
2020 | PJM_ROR_2_MISO_MO-IL | PJM_ROR | MISO_MO-IL | Internal | Shoulder | B15 | 1203 | 1111 | 0 | 61.45 | 59.41 | 2 | 0
2020 | PJM_ROR_2_MISO_MO-IL | PJM_ROR | MISO_MO-IL | Internal | Summer | B1 | 10 | 1111 | 0 | 106.79 | 104.79 | 2 | 0
2020 | PJM_ROR_2_MISO_MO-IL | PJM_ROR | MISO_MO-IL | Internal | Summer | B2 | 25 | 1111 | 0 | 101.87 | 100.77 | 2 | 0
2020 | PJM_ROR_2_MISO_MO-IL | PJM_ROR | MISO_MO-IL | Internal | Summer | B3 | 75 | 1111 | 0 | 101.15 | 100.77 | 2 | 0
2020 | PJM_ROR_2_MISO_MO-IL | PJM_ROR | MISO_MO-IL | Internal | Summer | B4 | 100 | 1111 | 635.69 | 91.51 | 93.51 | 2 | 0
2020 | PJM_ROR_2_MISO_MO-IL | PJM_ROR | MISO_MO-IL | Internal | Summer | B5 | 200 | 1111 | 170.25 | 84.21 | 86.21 | 2 | 0
2020 | PJM_ROR_2_MISO_MO-IL | PJM_ROR | MISO_MO-IL | Internal | Summer | B6 | 300 | 1111 | 0 | 70.76 | 68.76 | 2 | 0
2020 | PJM_ROR_2_MISO_MO-IL | PJM_ROR | MISO_MO-IL | Internal | Summer | B7 | 400 | 1111 | 0 | 64.14 | 63.13 | 2 | 0
2020 | PJM_ROR_2_MISO_MO-IL | PJM_ROR | MISO_MO-IL | Internal | Summer | B8 | 500 | 1111 | 0 | 63.01 | 61.01 | 2 | 0
2020 | PJM_ROR_2_MISO_MO-IL | PJM_ROR | MISO_MO-IL | Internal | Summer | B9 | 800 | 1111 | 0 | 61.65 | 59.65 | 2 | 0
2020 | PJM_ROR_2_MISO_MO-IL | PJM_ROR | MISO_MO-IL | Internal | Summer | B10 | 1262 | 1111 | 0 | 60.67 | 55.37 | 2 | 0
2020 | PJM_ROR_2_MISO_MO-IL | PJM_ROR | MISO_MO-IL | Internal | Winter | B16 | 25 | 1111 | 0 | 86.57 | 77.69 | 2 | 0
2020 | PJM_ROR_2_MISO_MO-IL | PJM_ROR | MISO_MO-IL | Internal | Winter | B17 | 100 | 1111 | 0 | 76.53 | 68.91 | 2 | 0
2020 | PJM_ROR_2_MISO_MO-IL | PJM_ROR | MISO_MO-IL | Internal | Winter | B18 | 400 | 1111 | 0 | 68.75 | 66.75 | 2 | 0
2020 | PJM_ROR_2_MISO_MO-IL | PJM_ROR | MISO_MO-IL | Internal | Winter | B19 | 700 | 1111 | 0 | 66.59 | 64.59 | 2 | 0
2020 | PJM_ROR_2_MISO_MO-IL | PJM_ROR | MISO_MO-IL | Internal | Winter | B20 | 935 | 1111 | 0 | 63.15 | 61.15 | 2 | 0
2020 | PJM_ROR_2_MISO_W | PJM_ROR | MISO_W | Internal | Shoulder | B11 | 25 | 709 | 252.02 | 74.84 | 76.84 | 2 | 0
2020 | PJM_ROR_2_MISO_W | PJM_ROR | MISO_W | Internal | Shoulder | B12 | 200 | 709 | 212.33 | 68.32 | 70.32 | 2 | 0
2020 | PJM_ROR_2_MISO_W | PJM_ROR | MISO_W | Internal | Shoulder | B13 | 600 | 709 | 0 | 65.66 | 65.51 | 2 | 0
2020 | PJM_ROR_2_MISO_W | PJM_ROR | MISO_W | Internal | Shoulder | B14 | 900 | 709 | 0 | 64.06 | 64.78 | 2 | 0
2020 | PJM_ROR_2_MISO_W | PJM_ROR | MISO_W | Internal | Shoulder | B15 | 1203 | 709 | 709 | 61.45 | 64.22 | 2 | 0.77
2020 | PJM_ROR_2_MISO_W | PJM_ROR | MISO_W | Internal | Summer | B1 | 10 | 709 | 440.31 | 106.79 | 108.79 | 2 | 0
2020 | PJM_ROR_2_MISO_W | PJM_ROR | MISO_W | Internal | Summer | B2 | 25 | 709 | 709 | 101.87 | 105.11 | 2 | 1.24
2020 | PJM_ROR_2_MISO_W | PJM_ROR | MISO_W | Internal | Summer | B3 | 75 | 709 | 709 | 101.15 | 105.28 | 2 | 2.13
2020 | PJM_ROR_2_MISO_W | PJM_ROR | MISO_W | Internal | Summer | B4 | 100 | 709 | 709 | 91.51 | 101.89 | 2 | 8.37
2020 | PJM_ROR_2_MISO_W | PJM_ROR | MISO_W | Internal | Summer | B5 | 200 | 709 | 709 | 84.21 | 101.89 | 2 | 15.68
2020 | PJM_ROR_2_MISO_W | PJM_ROR | MISO_W | Internal | Summer | B6 | 300 | 709 | 709 | 70.76 | 83.58 | 2 | 10.82
2020 | PJM_ROR_2_MISO_W | PJM_ROR | MISO_W | Internal | Summer | B7 | 400 | 709 | 709 | 64.14 | 69.9 | 2 | 3.75
2020 | PJM_ROR_2_MISO_W | PJM_ROR | MISO_W | Internal | Summer | B8 | 500 | 709 | 0 | 63.01 | 63.92 | 2 | 0
2020 | PJM_ROR_2_MISO_W | PJM_ROR | MISO_W | Internal | Summer | B9 | 800 | 709 | 0 | 61.65 | 62.96 | 2 | 0
2020 | PJM_ROR_2_MISO_W | PJM_ROR | MISO_W | Internal | Summer | B10 | 1262 | 709 | 665.86 | 60.67 | 62.67 | 2 | 0
2020 | PJM_ROR_2_MISO_W | PJM_ROR | MISO_W | Internal | Winter | B16 | 25 | 709 | 0 | 86.57 | 77.69 | 2 | 0
2020 | PJM_ROR_2_MISO_W | PJM_ROR | MISO_W | Internal | Winter | B17 | 100 | 709 | 0 | 76.53 | 71.73 | 2 | 0
2020 | PJM_ROR_2_MISO_W | PJM_ROR | MISO_W | Internal | Winter | B18 | 400 | 709 | 0 | 68.75 | 68.38 | 2 | 0
2020 | PJM_ROR_2_MISO_W | PJM_ROR | MISO_W | Internal | Winter | B19 | 700 | 709 | 0 | 66.59 | 68.38 | 2 | 0
2020 | PJM_ROR_2_MISO_W | PJM_ROR | MISO_W | Internal | Winter | B20 | 935 | 709 | 709 | 63.15 | 65.59 | 2 | 0.44
2020 | PJM_ROR_2_MISO_WUMS | PJM_ROR | MISO_WUMS | Internal | Shoulder | B11 | 25 | 1467 | 0 | 74.84 | 72.83 | 2 | 0
2020 | PJM_ROR_2_MISO_WUMS | PJM_ROR | MISO_WUMS | Internal | Shoulder | B12 | 200 | 1467 | 0 | 68.32 | 66.32 | 2 | 0
2020 | PJM_ROR_2_MISO_WUMS | PJM_ROR | MISO_WUMS | Internal | Shoulder | B13 | 600 | 1467 | 0 | 65.66 | 63.66 | 2 | 0
2020 | PJM_ROR_2_MISO_WUMS | PJM_ROR | MISO_WUMS | Internal | Shoulder | B14 | 900 | 1467 | 0 | 64.06 | 62.09 | 2 | 0
2020 | PJM_ROR_2_MISO_WUMS | PJM_ROR | MISO_WUMS | Internal | Shoulder | B15 | 1203 | 1467 | 0 | 61.45 | 59.42 | 2 | 0
2020 | PJM_ROR_2_MISO_WUMS | PJM_ROR | MISO_WUMS | Internal | Summer | B1 | 10 | 1467 | 0 | 106.79 | 104.79 | 2 | 0
2020 | PJM_ROR_2_MISO_WUMS | PJM_ROR | MISO_WUMS | Internal | Summer | B2 | 25 | 1467 | 0 | 101.87 | 99.87 | 2 | 0
2020 | PJM_ROR_2_MISO_WUMS | PJM_ROR | MISO_WUMS | Internal | Summer | B3 | 75 | 1467 | 0 | 101.15 | 99.15 | 2 | 0
2020 | PJM_ROR_2_MISO_WUMS | PJM_ROR | MISO_WUMS | Internal | Summer | B4 | 100 | 1467 | 0 | 91.51 | 76.92 | 2 | 0
2020 | PJM_ROR_2_MISO_WUMS | PJM_ROR | MISO_WUMS | Internal | Summer | B5 | 200 | 1467 | 0 | 84.21 | 72.21 | 2 | 0
2020 | PJM_ROR_2_MISO_WUMS | PJM_ROR | MISO_WUMS | Internal | Summer | B6 | 300 | 1467 | 0 | 70.76 | 66 | 2 | 0
2020 | PJM_ROR_2_MISO_WUMS | PJM_ROR | MISO_WUMS | Internal | Summer | B7 | 400 | 1467 | 0 | 64.14 | 62.13 | 2 | 0
2020 | PJM_ROR_2_MISO_WUMS | PJM_ROR | MISO_WUMS | Internal | Summer | B8 | 500 | 1467 | 0 | 63.01 | 61 | 2 | 0
2020 | PJM_ROR_2_MISO_WUMS | PJM_ROR | MISO_WUMS | Internal | Summer | B9 | 800 | 1467 | 0 | 61.65 | 59.65 | 2 | 0
2020 | PJM_ROR_2_MISO_WUMS | PJM_ROR | MISO_WUMS | Internal | Summer | B10 | 1262 | 1467 | 0 | 60.67 | 55.91 | 2 | 0
2020 | PJM_ROR_2_MISO_WUMS | PJM_ROR | MISO_WUMS | Internal | Winter | B16 | 25 | 1467 | 0 | 86.57 | 77.68 | 2 | 0
2020 | PJM_ROR_2_MISO_WUMS | PJM_ROR | MISO_WUMS | Internal | Winter | B17 | 100 | 1467 | 0 | 76.53 | 68.92 | 2 | 0
2020 | PJM_ROR_2_MISO_WUMS | PJM_ROR | MISO_WUMS | Internal | Winter | B18 | 400 | 1467 | 0 | 68.75 | 66.43 | 2 | 0
2020 | PJM_ROR_2_MISO_WUMS | PJM_ROR | MISO_WUMS | Internal | Winter | B19 | 700 | 1467 | 0 | 66.59 | 64.59 | 2 | 0
2020 | PJM_ROR_2_MISO_WUMS | PJM_ROR | MISO_WUMS | Internal | Winter | B20 | 935 | 1467 | 0 | 63.15 | 61.15 | 2 | 0
2020 | PJM_ROR_2_PJM_ROM | PJM_ROR | PJM_ROM | Internal | Shoulder | B11 | 25 | 8000 | 5469.33 | 74.84 | 74.85 | 0.01 | 0
2020 | PJM_ROR_2_PJM_ROM | PJM_ROR | PJM_ROM | Internal | Shoulder | B12 | 200 | 8000 | 8000 | 68.32 | 68.59 | 0.01 | 0.26
2020 | PJM_ROR_2_PJM_ROM | PJM_ROR | PJM_ROM | Internal | Shoulder | B13 | 600 | 8000 | 7962.68 | 65.66 | 65.67 | 0.01 | 0
2020 | PJM_ROR_2_PJM_ROM | PJM_ROR | PJM_ROM | Internal | Shoulder | B14 | 900 | 8000 | 8000 | 64.06 | 64.28 | 0.01 | 0.2
2020 | PJM_ROR_2_PJM_ROM | PJM_ROR | PJM_ROM | Internal | Shoulder | B15 | 1203 | 8000 | 8000 | 61.45 | 63.79 | 0.01 | 2.33
2020 | PJM_ROR_2_PJM_ROM | PJM_ROR | PJM_ROM | Internal | Summer | B1 | 10 | 8000 | 8000 | 106.79 | 113.06 | 0.01 | 6.26
2020 | PJM_ROR_2_PJM_ROM | PJM_ROR | PJM_ROM | Internal | Summer | B2 | 25 | 8000 | 8000 | 101.87 | 101.9 | 0.01 | 0.02
2020 | PJM_ROR_2_PJM_ROM | PJM_ROR | PJM_ROM | Internal | Summer | B3 | 75 | 8000 | 1571.46 | 101.15 | 101.16 | 0.01 | 0
2020 | PJM_ROR_2_PJM_ROM | PJM_ROR | PJM_ROM | Internal | Summer | B4 | 100 | 8000 | 3501.18 | 91.51 | 91.53 | 0.01 | 0
2020 | PJM_ROR_2_PJM_ROM | PJM_ROR | PJM_ROM | Internal | Summer | B5 | 200 | 8000 | 6791.11 | 84.21 | 84.22 | 0.01 | 0
2020 | PJM_ROR_2_PJM_ROM | PJM_ROR | PJM_ROM | Internal | Summer | B6 | 300 | 8000 | 7514.95 | 70.76 | 70.77 | 0.01 | 0
2020 | PJM_ROR_2_PJM_ROM | PJM_ROR | PJM_ROM | Internal | Summer | B7 | 400 | 8000 | 8000 | 64.14 | 66.1 | 0.01 | 1.94
2020 | PJM_ROR_2_PJM_ROM | PJM_ROR | PJM_ROM | Internal | Summer | B8 | 500 | 8000 | 8000 | 63.01 | 64.52 | 0.01 | 1.5
2020 | PJM_ROR_2_PJM_ROM | PJM_ROR | PJM_ROM | Internal | Summer | B9 | 800 | 8000 | 8000 | 61.65 | 62.16 | 0.01 | 0.5
2020 | PJM_ROR_2_PJM_ROM | PJM_ROR | PJM_ROM | Internal | Summer | B10 | 1262 | 8000 | 8000 | 60.67 | 61.38 | 0.01 | 0.7
2020 | PJM_ROR_2_PJM_ROM | PJM_ROR | PJM_ROM | Internal | Winter | B16 | 25 | 8000 | 3746.19 | 86.57 | 86.59 | 0.01 | 0
2020 | PJM_ROR_2_PJM_ROM | PJM_ROR | PJM_ROM | Internal | Winter | B17 | 100 | 8000 | 5625.75 | 76.53 | 76.55 | 0.01 | 0
2020 | PJM_ROR_2_PJM_ROM | PJM_ROR | PJM_ROM | Internal | Winter | B18 | 400 | 8000 | 8000 | 68.75 | 70.62 | 0.01 | 1.86
2020 | PJM_ROR_2_PJM_ROM | PJM_ROR | PJM_ROM | Internal | Winter | B19 | 700 | 8000 | 8000 | 66.59 | 69.56 | 0.01 | 2.96
2020 | PJM_ROR_2_PJM_ROM | PJM_ROR | PJM_ROM | Internal | Winter | B20 | 935 | 8000 | 8000 | 63.15 | 64.52 | 0.01 | 1.36
2020 | PJM_ROR_2_TVA_Transmission | PJM_ROR | TVA_Transmission | Internal | Shoulder | B11 | 25 | 2500 | 0 | 74.84 | 79.41 | 6 | 0
2020 | PJM_ROR_2_TVA_Transmission | PJM_ROR | TVA_Transmission | Internal | Shoulder | B12 | 200 | 2500 | 0 | 68.32 | 69.78 | 6 | 0
2020 | PJM_ROR_2_TVA_Transmission | PJM_ROR | TVA_Transmission | Internal | Shoulder | B13 | 600 | 2500 | 0 | 65.66 | 67.22 | 6 | 0
2020 | PJM_ROR_2_TVA_Transmission | PJM_ROR | TVA_Transmission | Internal | Shoulder | B14 | 900 | 2500 | 0 | 64.06 | 66.43 | 6 | 0
2020 | PJM_ROR_2_TVA_Transmission | PJM_ROR | TVA_Transmission | Internal | Shoulder | B15 | 1203 | 2500 | 0 | 61.45 | 65.1 | 6 | 0
2020 | PJM_ROR_2_TVA_Transmission | PJM_ROR | TVA_Transmission | Internal | Summer | B1 | 10 | 2500 | 692.93 | 106.79 | 112.79 | 6 | 0
2020 | PJM_ROR_2_TVA_Transmission | PJM_ROR | TVA_Transmission | Internal | Summer | B2 | 25 | 2500 | 2082.97 | 101.87 | 107.87 | 6 | 0
2020 | PJM_ROR_2_TVA_Transmission | PJM_ROR | TVA_Transmission | Internal | Summer | B3 | 75 | 2500 | 403.81 | 101.15 | 107.15 | 6 | 0
2020 | PJM_ROR_2_TVA_Transmission | PJM_ROR | TVA_Transmission | Internal | Summer | B4 | 100 | 2500 | 772.09 | 91.51 | 97.51 | 6 | 0
2020 | PJM_ROR_2_TVA_Transmission | PJM_ROR | TVA_Transmission | Internal | Summer | B5 | 200 | 2500 | 0 | 84.21 | 88.21 | 6 | 0
2020 | PJM_ROR_2_TVA_Transmission | PJM_ROR | TVA_Transmission | Internal | Summer | B6 | 300 | 2500 | 0 | 70.76 | 74.81 | 6 | 0
2020 | PJM_ROR_2_TVA_Transmission | PJM_ROR | TVA_Transmission | Internal | Summer | B7 | 400 | 2500 | 0 | 64.14 | 68.74 | 6 | 0
2020 | PJM_ROR_2_TVA_Transmission | PJM_ROR | TVA_Transmission | Internal | Summer | B8 | 500 | 2500 | 0 | 63.01 | 66.25 | 6 | 0
2020 | PJM_ROR_2_TVA_Transmission | PJM_ROR | TVA_Transmission | Internal | Summer | B9 | 800 | 2500 | 0 | 61.65 | 64.93 | 6 | 0
2020 | PJM_ROR_2_TVA_Transmission | PJM_ROR | TVA_Transmission | Internal | Summer | B10 | 1262 | 2500 | 0 | 60.67 | 61.15 | 6 | 0
2020 | PJM_ROR_2_TVA_Transmission | PJM_ROR | TVA_Transmission | Internal | Winter | B16 | 25 | 2500 | 0 | 86.57 | 80.4 | 6 | 0
2020 | PJM_ROR_2_TVA_Transmission | PJM_ROR | TVA_Transmission | Internal | Winter | B17 | 100 | 2500 | 0 | 76.53 | 74.83 | 6 | 0
2020 | PJM_ROR_2_TVA_Transmission | PJM_ROR | TVA_Transmission | Internal | Winter | B18 | 400 | 2500 | 0 | 68.75 | 70.56 | 6 | 0
2020 | PJM_ROR_2_TVA_Transmission | PJM_ROR | TVA_Transmission | Internal | Winter | B19 | 700 | 2500 | 0 | 66.59 | 68.5 | 6 | 0
2020 | PJM_ROR_2_TVA_Transmission | PJM_ROR | TVA_Transmission | Internal | Winter | B20 | 935 | 2500 | 0 | 63.15 | 66.98 | 6 | 0
2020 | PJM_ROR_2_VACAR | PJM_ROR | VACAR | Internal | Shoulder | B11 | 25 | 3000 | 2951.64 | 74.84 | 80.84 | 6 | 0
2020 | PJM_ROR_2_VACAR | PJM_ROR | VACAR | Internal | Shoulder | B12 | 200 | 3000 | 0 | 68.32 | 72.52 | 6 | 0
2020 | PJM_ROR_2_VACAR | PJM_ROR | VACAR | Internal | Shoulder | B13 | 600 | 3000 | 0 | 65.66 | 70.63 | 6 | 0
2020 | PJM_ROR_2_VACAR | PJM_ROR | VACAR | Internal | Shoulder | B14 | 900 | 3000 | 0 | 64.06 | 67.57 | 6 | 0
2020 | PJM_ROR_2_VACAR | PJM_ROR | VACAR | Internal | Shoulder | B15 | 1203 | 3000 | 0 | 61.45 | 61.62 | 6 | 0
2020 | PJM_ROR_2_VACAR | PJM_ROR | VACAR | Internal | Summer | B1 | 10 | 3000 | 2749.61 | 106.79 | 112.79 | 6 | 0
2020 | PJM_ROR_2_VACAR | PJM_ROR | VACAR | Internal | Summer | B2 | 25 | 3000 | 3000 | 101.87 | 112.79 | 6 | 4.92
2020 | PJM_ROR_2_VACAR | PJM_ROR | VACAR | Internal | Summer | B3 | 75 | 3000 | 3000 | 101.15 | 112.79 | 6 | 5.65
2020 | PJM_ROR_2_VACAR | PJM_ROR | VACAR | Internal | Summer | B4 | 100 | 3000 | 3000 | 91.51 | 99.51 | 6 | 2
2020 | PJM_ROR_2_VACAR | PJM_ROR | VACAR | Internal | Summer | B5 | 200 | 3000 | 2635.32 | 84.21 | 90.21 | 6 | 0
2020 | PJM_ROR_2_VACAR | PJM_ROR | VACAR | Internal | Summer | B6 | 300 | 3000 | 1902.24 | 70.76 | 76.76 | 6 | 0
2020 | PJM_ROR_2_VACAR | PJM_ROR | VACAR | Internal | Summer | B7 | 400 | 3000 | 3000 | 64.14 | 70.63 | 6 | 0.49
2020 | PJM_ROR_2_VACAR | PJM_ROR | VACAR | Internal | Summer | B8 | 500 | 3000 | 738.53 | 63.01 | 69.01 | 6 | 0
2020 | PJM_ROR_2_VACAR | PJM_ROR | VACAR | Internal | Summer | B9 | 800 | 3000 | 0 | 61.65 | 59.98 | 6 | 0
2020 | PJM_ROR_2_VACAR | PJM_ROR | VACAR | Internal | Summer | B10 | 1262 | 3000 | 0 | 60.67 | 59.98 | 6 | 0
2020 | PJM_ROR_2_VACAR | PJM_ROR | VACAR | Internal | Winter | B16 | 25 | 3000 | 2142.68 | 86.57 | 92.57 | 6 | 0
2020 | PJM_ROR_2_VACAR | PJM_ROR | VACAR | Internal | Winter | B17 | 100 | 3000 | 844.96 | 76.53 | 82.53 | 6 | 0
2020 | PJM_ROR_2_VACAR | PJM_ROR | VACAR | Internal | Winter | B18 | 400 | 3000 | 1219.22 | 68.75 | 74.75 | 6 | 0
2020 | PJM_ROR_2_VACAR | PJM_ROR | VACAR | Internal | Winter | B19 | 700 | 3000 | 0 | 66.59 | 70.63 | 6 | 0
2020 | PJM_ROR_2_VACAR | PJM_ROR | VACAR | Internal | Winter | B20 | 935 | 3000 | 0 | 63.15 | 65.31 | 6 | 0
2020 | PJM_ROM_2_NYISO_A-F | PJM_ROM | NYISO_A-F | Internal | Shoulder | B11 | 25 | 2000 | 0 | 74.85 | 66.83 | 6 | 0
2020 | PJM_ROM_2_NYISO_A-F | PJM_ROM | NYISO_A-F | Internal | Shoulder | B12 | 200 | 2000 | 0 | 68.59 | 64.51 | 6 | 0
2020 | PJM_ROM_2_NYISO_A-F | PJM_ROM | NYISO_A-F | Internal | Shoulder | B13 | 600 | 2000 | 0 | 65.67 | 64.49 | 6 | 0
2020 | PJM_ROM_2_NYISO_A-F | PJM_ROM | NYISO_A-F | Internal | Shoulder | B14 | 900 | 2000 | 0 | 64.28 | 64.03 | 6 | 0
2020 | PJM_ROM_2_NYISO_A-F | PJM_ROM | NYISO_A-F | Internal | Shoulder | B15 | 1203 | 2000 | 0 | 63.79 | 63.07 | 6 | 0
2020 | PJM_ROM_2_NYISO_A-F | PJM_ROM | NYISO_A-F | Internal | Summer | B1 | 10 | 2000 | 0 | 113.06 | 105.06 | 6 | 0
2020 | PJM_ROM_2_NYISO_A-F | PJM_ROM | NYISO_A-F | Internal | Summer | B2 | 25 | 2000 | 0 | 101.9 | 93.9 | 6 | 0
2020 | PJM_ROM_2_NYISO_A-F | PJM_ROM | NYISO_A-F | Internal | Summer | B3 | 75 | 2000 | 0 | 101.16 | 84.52 | 6 | 0
2020 | PJM_ROM_2_NYISO_A-F | PJM_ROM | NYISO_A-F | Internal | Summer | B4 | 100 | 2000 | 0 | 91.53 | 83.53 | 6 | 0
2020 | PJM_ROM_2_NYISO_A-F | PJM_ROM | NYISO_A-F | Internal | Summer | B5 | 200 | 2000 | 0 | 84.22 | 76.22 | 6 | 0
2020 | PJM_ROM_2_NYISO_A-F | PJM_ROM | NYISO_A-F | Internal | Summer | B6 | 300 | 2000 | 0 | 70.77 | 62.77 | 6 | 0
2020 | PJM_ROM_2_NYISO_A-F | PJM_ROM | NYISO_A-F | Internal | Summer | B7 | 400 | 2000 | 0 | 66.1 | 62.77 | 6 | 0
2020 | PJM_ROM_2_NYISO_A-F | PJM_ROM | NYISO_A-F | Internal | Summer | B8 | 500 | 2000 | 0 | 64.52 | 61.63 | 6 | 0
2020 | PJM_ROM_2_NYISO_A-F | PJM_ROM | NYISO_A-F | Internal | Summer | B9 | 800 | 2000 | 0 | 62.16 | 61.61 | 6 | 0
2020 | PJM_ROM_2_NYISO_A-F | PJM_ROM | NYISO_A-F | Internal | Summer | B10 | 1262 | 2000 | 0 | 61.38 | 61.61 | 6 | 0
2020 | PJM_ROM_2_NYISO_A-F | PJM_ROM | NYISO_A-F | Internal | Winter | B16 | 25 | 2000 | 0 | 86.59 | 77.65 | 6 | 0
2020 | PJM_ROM_2_NYISO_A-F | PJM_ROM | NYISO_A-F | Internal | Winter | B17 | 100 | 2000 | 0 | 76.55 | 69.78 | 6 | 0
2020 | PJM_ROM_2_NYISO_A-F | PJM_ROM | NYISO_A-F | Internal | Winter | B18 | 400 | 2000 | 0 | 70.62 | 69.78 | 6 | 0
2020 | PJM_ROM_2_NYISO_A-F | PJM_ROM | NYISO_A-F | Internal | Winter | B19 | 700 | 2000 | 0 | 69.56 | 69.78 | 6 | 0
2020 | PJM_ROM_2_NYISO_A-F | PJM_ROM | NYISO_A-F | Internal | Winter | B20 | 935 | 2000 | 0 | 64.52 | 69.78 | 6 | 0
2020 | PJM_ROM_2_PJM_E | PJM_ROM | PJM_E | Internal | Shoulder | B11 | 25 | 8000 | 0 | 74.85 | 74.84 | 0.01 | 0
2020 | PJM_ROM_2_PJM_E | PJM_ROM | PJM_E | Internal | Shoulder | B12 | 200 | 8000 | 0 | 68.59 | 68.58 | 0.01 | 0
2020 | PJM_ROM_2_PJM_E | PJM_ROM | PJM_E | Internal | Shoulder | B13 | 600 | 8000 | 393.23 | 65.67 | 65.68 | 0.01 | 0
2020 | PJM_ROM_2_PJM_E | PJM_ROM | PJM_E | Internal | Shoulder | B14 | 900 | 8000 | 0 | 64.28 | 64.27 | 0.01 | 0
2020 | PJM_ROM_2_PJM_E | PJM_ROM | PJM_E | Internal | Shoulder | B15 | 1203 | 8000 | 716.16 | 63.79 | 63.8 | 0.01 | 0
2020 | PJM_ROM_2_PJM_E | PJM_ROM | PJM_E | Internal | Summer | B1 | 10 | 8000 | 3463.94 | 113.06 | 113.07 | 0.01 | 0
2020 | PJM_ROM_2_PJM_E | PJM_ROM | PJM_E | Internal | Summer | B2 | 25 | 8000 | 2295.84 | 101.9 | 101.92 | 0.01 | 0
2020 | PJM_ROM_2_PJM_E | PJM_ROM | PJM_E | Internal | Summer | B3 | 75 | 8000 | 0 | 101.16 | 101.15 | 0.01 | 0
2020 | PJM_ROM_2_PJM_E | PJM_ROM | PJM_E | Internal | Summer | B4 | 100 | 8000 | 929.91 | 91.53 | 91.54 | 0.01 | 0
2020 | PJM_ROM_2_PJM_E | PJM_ROM | PJM_E | Internal | Summer | B5 | 200 | 8000 | 698.13 | 84.22 | 84.23 | 0.01 | 0
2020 | PJM_ROM_2_PJM_E | PJM_ROM | PJM_E | Internal | Summer | B6 | 300 | 8000 | 1161.37 | 70.77 | 70.78 | 0.01 | 0
2020 | PJM_ROM_2_PJM_E | PJM_ROM | PJM_E | Internal | Summer | B7 | 400 | 8000 | 96.84 | 66.1 | 66.11 | 0.01 | 0
2020 | PJM_ROM_2_PJM_E | PJM_ROM | PJM_E | Internal | Summer | B8 | 500 | 8000 | 237.64 | 64.52 | 64.54 | 0.01 | 0
2020 | PJM_ROM_2_PJM_E | PJM_ROM | PJM_E | Internal | Summer | B9 | 800 | 8000 | 0 | 62.16 | 62.15 | 0.01 | 0
2020 | PJM_ROM_2_PJM_E | PJM_ROM | PJM_E | Internal | Summer | B10 | 1262 | 8000 | 155.39 | 61.38 | 61.39 | 0.01 | 0
2020 | PJM_ROM_2_PJM_E | PJM_ROM | PJM_E | Internal | Winter | B16 | 25 | 8000 | 0 | 86.59 | 86.57 | 0.01 | 0
2020 | PJM_ROM_2_PJM_E | PJM_ROM | PJM_E | Internal | Winter | B17 | 100 | 8000 | 0 | 76.55 | 76.53 | 0.01 | 0
2020 | PJM_ROM_2_PJM_E | PJM_ROM | PJM_E | Internal | Winter | B18 | 400 | 8000 | 2240.5 | 70.62 | 70.63 | 0.01 | 0
2020 | PJM_ROM_2_PJM_E | PJM_ROM | PJM_E | Internal | Winter | B19 | 700 | 8000 | 2317.35 | 69.56 | 69.57 | 0.01 | 0
2020 | PJM_ROM_2_PJM_E | PJM_ROM | PJM_E | Internal | Winter | B20 | 935 | 8000 | 1111.18 | 64.52 | 64.54 | 0.01 | 0
2020 | PJM_ROM_2_PJM_ROR | PJM_ROM | PJM_ROR | Internal | Shoulder | B11 | 25 | 8000 | 0 | 74.85 | 74.84 | 0.01 | 0
2020 | PJM_ROM_2_PJM_ROR | PJM_ROM | PJM_ROR | Internal | Shoulder | B12 | 200 | 8000 | 0 | 68.59 | 68.32 | 0.01 | 0
2020 | PJM_ROM_2_PJM_ROR | PJM_ROM | PJM_ROR | Internal | Shoulder | B13 | 600 | 8000 | 0 | 65.67 | 65.66 | 0.01 | 0
2020 | PJM_ROM_2_PJM_ROR | PJM_ROM | PJM_ROR | Internal | Shoulder | B14 | 900 | 8000 | 0 | 64.28 | 64.06 | 0.01 | 0
2020 | PJM_ROM_2_PJM_ROR | PJM_ROM | PJM_ROR | Internal | Shoulder | B15 | 1203 | 8000 | 0 | 63.79 | 61.45 | 0.01 | 0
2020 | PJM_ROM_2_PJM_ROR | PJM_ROM | PJM_ROR | Internal | Summer | B1 | 10 | 8000 | 0 | 113.06 | 106.79 | 0.01 | 0
2020 | PJM_ROM_2_PJM_ROR | PJM_ROM | PJM_ROR | Internal | Summer | B2 | 25 | 8000 | 0 | 101.9 | 101.87 | 0.01 | 0
2020 | PJM_ROM_2_PJM_ROR | PJM_ROM | PJM_ROR | Internal | Summer | B3 | 75 | 8000 | 0 | 101.16 | 101.15 | 0.01 | 0
2020 | PJM_ROM_2_PJM_ROR | PJM_ROM | PJM_ROR | Internal | Summer | B4 | 100 | 8000 | 0 | 91.53 | 91.51 | 0.01 | 0
2020 | PJM_ROM_2_PJM_ROR | PJM_ROM | PJM_ROR | Internal | Summer | B5 | 200 | 8000 | 0 | 84.22 | 84.21 | 0.01 | 0
2020 | PJM_ROM_2_PJM_ROR | PJM_ROM | PJM_ROR | Internal | Summer | B6 | 300 | 8000 | 0 | 70.77 | 70.76 | 0.01 | 0
2020 | PJM_ROM_2_PJM_ROR | PJM_ROM | PJM_ROR | Internal | Summer | B7 | 400 | 8000 | 0 | 66.1 | 64.14 | 0.01 | 0
2020 | PJM_ROM_2_PJM_ROR | PJM_ROM | PJM_ROR | Internal | Summer | B8 | 500 | 8000 | 0 | 64.52 | 63.01 | 0.01 | 0
2020 | PJM_ROM_2_PJM_ROR | PJM_ROM | PJM_ROR | Internal | Summer | B9 | 800 | 8000 | 0 | 62.16 | 61.65 | 0.01 | 0
2020 | PJM_ROM_2_PJM_ROR | PJM_ROM | PJM_ROR | Internal | Summer | B10 | 1262 | 8000 | 0 | 61.38 | 60.67 | 0.01 | 0
2020 | PJM_ROM_2_PJM_ROR | PJM_ROM | PJM_ROR | Internal | Winter | B16 | 25 | 8000 | 0 | 86.59 | 86.57 | 0.01 | 0
2020 | PJM_ROM_2_PJM_ROR | PJM_ROM | PJM_ROR | Internal | Winter | B17 | 100 | 8000 | 0 | 76.55 | 76.53 | 0.01 | 0
2020 | PJM_ROM_2_PJM_ROR | PJM_ROM | PJM_ROR | Internal | Winter | B18 | 400 | 8000 | 0 | 70.62 | 68.75 | 0.01 | 0
2020 | PJM_ROM_2_PJM_ROR | PJM_ROM | PJM_ROR | Internal | Winter | B19 | 700 | 8000 | 0 | 69.56 | 66.59 | 0.01 | 0
2020 | PJM_ROM_2_PJM_ROR | PJM_ROM | PJM_ROR | Internal | Winter | B20 | 935 | 8000 | 0 | 64.52 | 63.15 | 0.01 | 0
2020 | SOCO_2_ENT | SOCO | ENT | Internal | Shoulder | B11 | 25 | 2400 | 0 | 87.84 | 72.84 | 10 | 0
2020 | SOCO_2_ENT | SOCO | ENT | Internal | Shoulder | B12 | 200 | 2400 | 0 | 69.38 | 67.77 | 10 | 0
2020 | SOCO_2_ENT | SOCO | ENT | Internal | Shoulder | B13 | 600 | 2400 | 0 | 67.38 | 65.51 | 10 | 0
2020 | SOCO_2_ENT | SOCO | ENT | Internal | Shoulder | B14 | 900 | 2400 | 0 | 67.38 | 65.51 | 10 | 0
2020 | SOCO_2_ENT | SOCO | ENT | Internal | Shoulder | B15 | 1203 | 2400 | 0 | 67.38 | 65.51 | 10 | 0
2020 | SOCO_2_ENT | SOCO | ENT | Internal | Summer | B1 | 10 | 2400 | 0 | 112.12 | 104.79 | 10 | 0
2020 | SOCO_2_ENT | SOCO | ENT | Internal | Summer | B2 | 25 | 2400 | 0 | 109.92 | 101.92 | 10 | 0
2020 | SOCO_2_ENT | SOCO | ENT | Internal | Summer | B3 | 75 | 2400 | 0 | 109.92 | 101.92 | 10 | 0
2020 | SOCO_2_ENT | SOCO | ENT | Internal | Summer | B4 | 100 | 2400 | 0 | 106.51 | 97.89 | 10 | 0
2020 | SOCO_2_ENT | SOCO | ENT | Internal | Summer | B5 | 200 | 2400 | 0 | 97.21 | 89.21 | 10 | 0
2020 | SOCO_2_ENT | SOCO | ENT | Internal | Summer | B6 | 300 | 2400 | 0 | 83.76 | 72.05 | 10 | 0
2020 | SOCO_2_ENT | SOCO | ENT | Internal | Summer | B7 | 400 | 2400 | 0 | 76.76 | 66.9 | 10 | 0
2020 | SOCO_2_ENT | SOCO | ENT | Internal | Summer | B8 | 500 | 2400 | 0 | 69.38 | 66.41 | 10 | 0
2020 | SOCO_2_ENT | SOCO | ENT | Internal | Summer | B9 | 800 | 2400 | 0 | 66.11 | 64.19 | 10 | 0
2020 | SOCO_2_ENT | SOCO | ENT | Internal | Summer | B10 | 1262 | 2400 | 0 | 66.11 | 62.67 | 10 | 0
2020 | SOCO_2_ENT | SOCO | ENT | Internal | Winter | B16 | 25 | 2400 | 0 | 86.23 | 72.4 | 10 | 0
2020 | SOCO_2_ENT | SOCO | ENT | Internal | Winter | B17 | 100 | 2400 | 0 | 72.53 | 68.12 | 10 | 0
2020 | SOCO_2_ENT | SOCO | ENT | Internal | Winter | B18 | 400 | 2400 | 0 | 69.99 | 68.12 | 10 | 0
2020 | SOCO_2_ENT | SOCO | ENT | Internal | Winter | B19 | 700 | 2400 | 0 | 69.99 | 68.12 | 10 | 0
2020 | SOCO_2_ENT | SOCO | ENT | Internal | Winter | B20 | 935 | 2400 | 0 | 69.99 | 67.6 | 10 | 0
2020 | SOCO_2_FRCC | SOCO | FRCC | Internal | Shoulder | B11 | 25 | 3700 | 3008.47 | 87.84 | 97.84 | 10 | 0
2020 | SOCO_2_FRCC | SOCO | FRCC | Internal | Shoulder | B12 | 200 | 3700 | 0 | 69.38 | 75.45 | 10 | 0
2020 | SOCO_2_FRCC | SOCO | FRCC | Internal | Shoulder | B13 | 600 | 3700 | 0 | 67.38 | 72.62 | 10 | 0
2020 | SOCO_2_FRCC | SOCO | FRCC | Internal | Shoulder | B14 | 900 | 3700 | 0 | 67.38 | 72.31 | 10 | 0
2020 | SOCO_2_FRCC | SOCO | FRCC | Internal | Shoulder | B15 | 1203 | 3700 | 0 | 67.38 | 72.31 | 10 | 0
2020 | SOCO_2_FRCC | SOCO | FRCC | Internal | Summer | B1 | 10 | 3700 | 236.35 | 112.12 | 122.12 | 10 | 0
2020 | SOCO_2_FRCC | SOCO | FRCC | Internal | Summer | B2 | 25 | 3700 | 0 | 109.92 | 116.56 | 10 | 0
2020 | SOCO_2_FRCC | SOCO | FRCC | Internal | Summer | B3 | 75 | 3700 | 0 | 109.92 | 116.56 | 10 | 0
2020 | SOCO_2_FRCC | SOCO | FRCC | Internal | Summer | B4 | 100 | 3700 | 1453.23 | 106.51 | 116.51 | 10 | 0
2020 | SOCO_2_FRCC | SOCO | FRCC | Internal | Summer | B5 | 200 | 3700 | 2443.74 | 97.21 | 107.21 | 10 | 0
2020 | SOCO_2_FRCC | SOCO | FRCC | Internal | Summer | B6 | 300 | 3700 | 134.12 | 83.76 | 93.76 | 10 | 0
2020 | SOCO_2_FRCC | SOCO | FRCC | Internal | Summer | B7 | 400 | 3700 | 0 | 76.76 | 74.69 | 10 | 0
2020 | SOCO_2_FRCC | SOCO | FRCC | Internal | Summer | B8 | 500 | 3700 | 0 | 69.38 | 74.69 | 10 | 0
2020 | SOCO_2_FRCC | SOCO | FRCC | Internal | Summer | B9 | 800 | 3700 | 0 | 66.11 | 71.58 | 10 | 0
2020 | SOCO_2_FRCC | SOCO | FRCC | Internal | Summer | B10 | 1262 | 3700 | 0 | 66.11 | 71.58 | 10 | 0
2020 | SOCO_2_FRCC | SOCO | FRCC | Internal | Winter | B16 | 25 | 3700 | 0 | 86.23 | 88.76 | 10 | 0
2020 | SOCO_2_FRCC | SOCO | FRCC | Internal | Winter | B17 | 100 | 3700 | 0 | 72.53 | 74.54 | 10 | 0
2020 | SOCO_2_FRCC | SOCO | FRCC | Internal | Winter | B18 | 400 | 3700 | 0 | 69.99 | 74.54 | 10 | 0
2020 | SOCO_2_FRCC | SOCO | FRCC | Internal | Winter | B19 | 700 | 3700 | 0 | 69.99 | 74.54 | 10 | 0
2020 | SOCO_2_FRCC | SOCO | FRCC | Internal | Winter | B20 | 935 | 3700 | 0 | 69.99 | 74.54 | 10 | 0
2020 | SOCO_2_TVA_Transmission | SOCO | TVA_Transmission | Internal | Shoulder | B11 | 25 | 2600 | 0 | 87.84 | 79.41 | 10 | 0
2020 | SOCO_2_TVA_Transmission | SOCO | TVA_Transmission | Internal | Shoulder | B12 | 200 | 2600 | 0 | 69.38 | 69.78 | 10 | 0
2020 | SOCO_2_TVA_Transmission | SOCO | TVA_Transmission | Internal | Shoulder | B13 | 600 | 2600 | 0 | 67.38 | 67.22 | 10 | 0
2020 | SOCO_2_TVA_Transmission | SOCO | TVA_Transmission | Internal | Shoulder | B14 | 900 | 2600 | 0 | 67.38 | 66.43 | 10 | 0
2020 | SOCO_2_TVA_Transmission | SOCO | TVA_Transmission | Internal | Shoulder | B15 | 1203 | 2600 | 0 | 67.38 | 65.1 | 10 | 0
2020 | SOCO_2_TVA_Transmission | SOCO | TVA_Transmission | Internal | Summer | B1 | 10 | 2600 | 0 | 112.12 | 112.79 | 10 | 0
2020 | SOCO_2_TVA_Transmission | SOCO | TVA_Transmission | Internal | Summer | B2 | 25 | 2600 | 0 | 109.92 | 107.87 | 10 | 0
2020 | SOCO_2_TVA_Transmission | SOCO | TVA_Transmission | Internal | Summer | B3 | 75 | 2600 | 0 | 109.92 | 107.15 | 10 | 0
2020 | SOCO_2_TVA_Transmission | SOCO | TVA_Transmission | Internal | Summer | B4 | 100 | 2600 | 0 | 106.51 | 97.51 | 10 | 0
2020 | SOCO_2_TVA_Transmission | SOCO | TVA_Transmission | Internal | Summer | B5 | 200 | 2600 | 0 | 97.21 | 88.21 | 10 | 0
2020 | SOCO_2_TVA_Transmission | SOCO | TVA_Transmission | Internal | Summer | B6 | 300 | 2600 | 0 | 83.76 | 74.81 | 10 | 0
2020 | SOCO_2_TVA_Transmission | SOCO | TVA_Transmission | Internal | Summer | B7 | 400 | 2600 | 0 | 76.76 | 68.74 | 10 | 0
2020 | SOCO_2_TVA_Transmission | SOCO | TVA_Transmission | Internal | Summer | B8 | 500 | 2600 | 0 | 69.38 | 66.25 | 10 | 0
2020 | SOCO_2_TVA_Transmission | SOCO | TVA_Transmission | Internal | Summer | B9 | 800 | 2600 | 0 | 66.11 | 64.93 | 10 | 0
2020 | SOCO_2_TVA_Transmission | SOCO | TVA_Transmission | Internal | Summer | B10 | 1262 | 2600 | 0 | 66.11 | 61.15 | 10 | 0
2020 | SOCO_2_TVA_Transmission | SOCO | TVA_Transmission | Internal | Winter | B16 | 25 | 2600 | 0 | 86.23 | 80.4 | 10 | 0
2020 | SOCO_2_TVA_Transmission | SOCO | TVA_Transmission | Internal | Winter | B17 | 100 | 2600 | 0 | 72.53 | 74.83 | 10 | 0
2020 | SOCO_2_TVA_Transmission | SOCO | TVA_Transmission | Internal | Winter | B18 | 400 | 2600 | 0 | 69.99 | 70.56 | 10 | 0
2020 | SOCO_2_TVA_Transmission | SOCO | TVA_Transmission | Internal | Winter | B19 | 700 | 2600 | 0 | 69.99 | 68.5 | 10 | 0
2020 | SOCO_2_TVA_Transmission | SOCO | TVA_Transmission | Internal | Winter | B20 | 935 | 2600 | 0 | 69.99 | 66.98 | 10 | 0
2020 | SOCO_2_VACAR | SOCO | VACAR | Internal | Shoulder | B11 | 25 | 2000 | 0 | 87.84 | 80.84 | 10 | 0
2020 | SOCO_2_VACAR | SOCO | VACAR | Internal | Shoulder | B12 | 200 | 2000 | 0 | 69.38 | 72.52 | 10 | 0
2020 | SOCO_2_VACAR | SOCO | VACAR | Internal | Shoulder | B13 | 600 | 2000 | 0 | 67.38 | 70.63 | 10 | 0
2020 | SOCO_2_VACAR | SOCO | VACAR | Internal | Shoulder | B14 | 900 | 2000 | 0 | 67.38 | 67.57 | 10 | 0
2020 | SOCO_2_VACAR | SOCO | VACAR | Internal | Shoulder | B15 | 1203 | 2000 | 0 | 67.38 | 61.62 | 10 | 0
2020 | SOCO_2_VACAR | SOCO | VACAR | Internal | Summer | B1 | 10 | 2000 | 0 | 112.12 | 112.79 | 10 | 0
2020 | SOCO_2_VACAR | SOCO | VACAR | Internal | Summer | B2 | 25 | 2000 | 0 | 109.92 | 112.79 | 10 | 0
2020 | SOCO_2_VACAR | SOCO | VACAR | Internal | Summer | B3 | 75 | 2000 | 0 | 109.92 | 112.79 | 10 | 0
2020 | SOCO_2_VACAR | SOCO | VACAR | Internal | Summer | B4 | 100 | 2000 | 0 | 106.51 | 99.51 | 10 | 0
2020 | SOCO_2_VACAR | SOCO | VACAR | Internal | Summer | B5 | 200 | 2000 | 0 | 97.21 | 90.21 | 10 | 0
2020 | SOCO_2_VACAR | SOCO | VACAR | Internal | Summer | B6 | 300 | 2000 | 0 | 83.76 | 76.76 | 10 | 0
2020 | SOCO_2_VACAR | SOCO | VACAR | Internal | Summer | B7 | 400 | 2000 | 0 | 76.76 | 70.63 | 10 | 0
2020 | SOCO_2_VACAR | SOCO | VACAR | Internal | Summer | B8 | 500 | 2000 | 0 | 69.38 | 69.01 | 10 | 0
2020 | SOCO_2_VACAR | SOCO | VACAR | Internal | Summer | B9 | 800 | 2000 | 0 | 66.11 | 59.98 | 10 | 0
2020 | SOCO_2_VACAR | SOCO | VACAR | Internal | Summer | B10 | 1262 | 2000 | 0 | 66.11 | 59.98 | 10 | 0
2020 | SOCO_2_VACAR | SOCO | VACAR | Internal | Winter | B16 | 25 | 2000 | 0 | 86.23 | 92.57 | 10 | 0
2020 | SOCO_2_VACAR | SOCO | VACAR | Internal | Winter | B17 | 100 | 2000 | 245.19 | 72.53 | 82.53 | 10 | 0
2020 | SOCO_2_VACAR | SOCO | VACAR | Internal | Winter | B18 | 400 | 2000 | 0 | 69.99 | 74.75 | 10 | 0
2020 | SOCO_2_VACAR | SOCO | VACAR | Internal | Winter | B19 | 700 | 2000 | 0 | 69.99 | 70.63 | 10 | 0
2020 | SOCO_2_VACAR | SOCO | VACAR | Internal | Winter | B20 | 935 | 2000 | 0 | 69.99 | 65.31 | 10 | 0
2020 | SPP_N_2_ENT | SPP_N | ENT | Internal | Shoulder | B11 | 25 | 1800 | 170.59 | 67.84 | 72.84 | 5 | 0
2020 | SPP_N_2_ENT | SPP_N | ENT | Internal | Shoulder | B12 | 200 | 1800 | 1093.68 | 62.77 | 67.77 | 5 | 0
2020 | SPP_N_2_ENT | SPP_N | ENT | Internal | Shoulder | B13 | 600 | 1800 | 1360.08 | 60.51 | 65.51 | 5 | 0
2020 | SPP_N_2_ENT | SPP_N | ENT | Internal | Shoulder | B14 | 900 | 1800 | 1800 | 57.06 | 65.51 | 5 | 3.45
2020 | SPP_N_2_ENT | SPP_N | ENT | Internal | Shoulder | B15 | 1203 | 1800 | 1800 | 57 | 65.51 | 5 | 3.51
2020 | SPP_N_2_ENT | SPP_N | ENT | Internal | Summer | B1 | 10 | 1800 | 664.28 | 99.79 | 104.79 | 5 | 0
2020 | SPP_N_2_ENT | SPP_N | ENT | Internal | Summer | B2 | 25 | 1800 | 0 | 100.11 | 101.92 | 5 | 0
2020 | SPP_N_2_ENT | SPP_N | ENT | Internal | Summer | B3 | 75 | 1800 | 0 | 100.28 | 101.92 | 5 | 0
2020 | SPP_N_2_ENT | SPP_N | ENT | Internal | Summer | B4 | 100 | 1800 | 250.8 | 92.89 | 97.89 | 5 | 0
2020 | SPP_N_2_ENT | SPP_N | ENT | Internal | Summer | B5 | 200 | 1800 | 318.69 | 84.21 | 89.21 | 5 | 0
2020 | SPP_N_2_ENT | SPP_N | ENT | Internal | Summer | B6 | 300 | 1800 | 83.19 | 67.05 | 72.05 | 5 | 0
2020 | SPP_N_2_ENT | SPP_N | ENT | Internal | Summer | B7 | 400 | 1800 | 0 | 64.9 | 66.9 | 5 | 0
2020 | SPP_N_2_ENT | SPP_N | ENT | Internal | Summer | B8 | 500 | 1800 | 0 | 63.94 | 66.41 | 5 | 0
2020 | SPP_N_2_ENT | SPP_N | ENT | Internal | Summer | B9 | 800 | 1800 | 0 | 61.52 | 64.19 | 5 | 0
2020 | SPP_N_2_ENT | SPP_N | ENT | Internal | Summer | B10 | 1262 | 1800 | 1800 | 57.66 | 62.67 | 5 | 0.01
2020 | SPP_N_2_ENT | SPP_N | ENT | Internal | Winter | B16 | 25 | 1800 | 1283.34 | 67.4 | 72.4 | 5 | 0
2020 | SPP_N_2_ENT | SPP_N | ENT | Internal | Winter | B17 | 100 | 1800 | 1800 | 63.1 | 68.12 | 5 | 0.02
2020 | SPP_N_2_ENT | SPP_N | ENT | Internal | Winter | B18 | 400 | 1800 | 1800 | 61.77 | 68.12 | 5 | 1.34
2020 | SPP_N_2_ENT | SPP_N | ENT | Internal | Winter | B19 | 700 | 1800 | 1800 | 60.89 | 68.12 | 5 | 2.23
2020 | SPP_N_2_ENT | SPP_N | ENT | Internal | Winter | B20 | 935 | 1800 | 1800 | 59.33 | 67.6 | 5 | 3.27
2020 | SPP_N_2_MISO_MO-IL | SPP_N | MISO_MO-IL | Internal | Shoulder | B11 | 25 | 2000 | 1273.3 | 67.84 | 72.84 | 5 | 0
2020 | SPP_N_2_MISO_MO-IL | SPP_N | MISO_MO-IL | Internal | Shoulder | B12 | 200 | 2000 | 0 | 62.77 | 66.32 | 5 | 0
2020 | SPP_N_2_MISO_MO-IL | SPP_N | MISO_MO-IL | Internal | Shoulder | B13 | 600 | 2000 | 0 | 60.51 | 63.66 | 5 | 0
2020 | SPP_N_2_MISO_MO-IL | SPP_N | MISO_MO-IL | Internal | Shoulder | B14 | 900 | 2000 | 629.27 | 57.06 | 62.06 | 5 | 0
2020 | SPP_N_2_MISO_MO-IL | SPP_N | MISO_MO-IL | Internal | Shoulder | B15 | 1203 | 2000 | 0 | 57 | 59.41 | 5 | 0
2020 | SPP_N_2_MISO_MO-IL | SPP_N | MISO_MO-IL | Internal | Summer | B1 | 10 | 2000 | 1086.75 | 99.79 | 104.79 | 5 | 0
2020 | SPP_N_2_MISO_MO-IL | SPP_N | MISO_MO-IL | Internal | Summer | B2 | 25 | 2000 | 0 | 100.11 | 100.77 | 5 | 0
2020 | SPP_N_2_MISO_MO-IL | SPP_N | MISO_MO-IL | Internal | Summer | B3 | 75 | 2000 | 0 | 100.28 | 100.77 | 5 | 0
2020 | SPP_N_2_MISO_MO-IL | SPP_N | MISO_MO-IL | Internal | Summer | B4 | 100 | 2000 | 0 | 92.89 | 93.51 | 5 | 0
2020 | SPP_N_2_MISO_MO-IL | SPP_N | MISO_MO-IL | Internal | Summer | B5 | 200 | 2000 | 0 | 84.21 | 86.21 | 5 | 0
2020 | SPP_N_2_MISO_MO-IL | SPP_N | MISO_MO-IL | Internal | Summer | B6 | 300 | 2000 | 0 | 67.05 | 68.76 | 5 | 0
2020 | SPP_N_2_MISO_MO-IL | SPP_N | MISO_MO-IL | Internal | Summer | B7 | 400 | 2000 | 0 | 64.9 | 63.13 | 5 | 0
2020 | SPP_N_2_MISO_MO-IL | SPP_N | MISO_MO-IL | Internal | Summer | B8 | 500 | 2000 | 0 | 63.94 | 61.01 | 5 | 0
2020 | SPP_N_2_MISO_MO-IL | SPP_N | MISO_MO-IL | Internal | Summer | B9 | 800 | 2000 | 0 | 61.52 | 59.65 | 5 | 0
2020 | SPP_N_2_MISO_MO-IL | SPP_N | MISO_MO-IL | Internal | Summer | B10 | 1262 | 2000 | 0 | 57.66 | 55.37 | 5 | 0
2020 | SPP_N_2_MISO_MO-IL | SPP_N | MISO_MO-IL | Internal | Winter | B16 | 25 | 2000 | 2000 | 67.4 | 77.69 | 5 | 5.29
2020 | SPP_N_2_MISO_MO-IL | SPP_N | MISO_MO-IL | Internal | Winter | B17 | 100 | 2000 | 2000 | 63.1 | 68.91 | 5 | 0.81
2020 | SPP_N_2_MISO_MO-IL | SPP_N | MISO_MO-IL | Internal | Winter | B18 | 400 | 2000 | 0 | 61.77 | 66.75 | 5 | 0
2020 | SPP_N_2_MISO_MO-IL | SPP_N | MISO_MO-IL | Internal | Winter | B19 | 700 | 2000 | 0 | 60.89 | 64.59 | 5 | 0
2020 | SPP_N_2_MISO_MO-IL | SPP_N | MISO_MO-IL | Internal | Winter | B20 | 935 | 2000 | 0 | 59.33 | 61.15 | 5 | 0
2020 | SPP_N_2_MISO_W | SPP_N | MISO_W | Internal | Shoulder | B11 | 25 | 750 | 750 | 67.84 | 76.84 | 5 | 4
2020 | SPP_N_2_MISO_W | SPP_N | MISO_W | Internal | Shoulder | B12 | 200 | 750 | 750 | 62.77 | 70.32 | 5 | 2.55
2020 | SPP_N_2_MISO_W | SPP_N | MISO_W | Internal | Shoulder | B13 | 600 | 750 | 405.02 | 60.51 | 65.51 | 5 | 0
2020 | SPP_N_2_MISO_W | SPP_N | MISO_W | Internal | Shoulder | B14 | 900 | 750 | 750 | 57.06 | 64.78 | 5 | 2.72
2020 | SPP_N_2_MISO_W | SPP_N | MISO_W | Internal | Shoulder | B15 | 1203 | 750 | 750 | 57 | 64.22 | 5 | 2.22
2020 | SPP_N_2_MISO_W | SPP_N | MISO_W | Internal | Summer | B1 | 10 | 750 | 750 | 99.79 | 108.79 | 5 | 4
2020 | SPP_N_2_MISO_W | SPP_N | MISO_W | Internal | Summer | B2 | 25 | 750 | 695.58 | 100.11 | 105.11 | 5 | 0
2020 | SPP_N_2_MISO_W | SPP_N | MISO_W | Internal | Summer | B3 | 75 | 750 | 368.05 | 100.28 | 105.28 | 5 | 0
2020 | SPP_N_2_MISO_W | SPP_N | MISO_W | Internal | Summer | B4 | 100 | 750 | 750 | 92.89 | 101.89 | 5 | 4
2020 | SPP_N_2_MISO_W | SPP_N | MISO_W | Internal | Summer | B5 | 200 | 750 | 750 | 84.21 | 101.89 | 5 | 12.68
2020 | SPP_N_2_MISO_W | SPP_N | MISO_W | Internal | Summer | B6 | 300 | 750 | 750 | 67.05 | 83.58 | 5 | 11.53
2020 | SPP_N_2_MISO_W | SPP_N | MISO_W | Internal | Summer | B7 | 400 | 750 | 355 | 64.9 | 69.9 | 5 | 0
2020 | SPP_N_2_MISO_W | SPP_N | MISO_W | Internal | Summer | B8 | 500 | 750 | 0 | 63.94 | 63.92 | 5 | 0
2020 | SPP_N_2_MISO_W | SPP_N | MISO_W | Internal | Summer | B9 | 800 | 750 | 0 | 61.52 | 62.96 | 5 | 0
2020 | SPP_N_2_MISO_W | SPP_N | MISO_W | Internal | Summer | B10 | 1262 | 750 | 750 | 57.66 | 62.67 | 5 | 0.01
2020 | SPP_N_2_MISO_W | SPP_N | MISO_W | Internal | Winter | B16 | 25 | 750 | 750 | 67.4 | 77.69 | 5 | 5.29
2020 | SPP_N_2_MISO_W | SPP_N | MISO_W | Internal | Winter | B17 | 100 | 750 | 750 | 63.1 | 71.73 | 5 | 3.63
2020 | SPP_N_2_MISO_W | SPP_N | MISO_W | Internal | Winter | B18 | 400 | 750 | 750 | 61.77 | 68.38 | 5 | 1.6
2020 | SPP_N_2_MISO_W | SPP_N | MISO_W | Internal | Winter | B19 | 700 | 750 | 750 | 60.89 | 68.38 | 5 | 2.49
2020 | SPP_N_2_MISO_W | SPP_N | MISO_W | Internal | Winter | B20 | 935 | 750 | 750 | 59.33 | 65.59 | 5 | 1.26
2020 | SPP_N_2_NE | SPP_N | NE | Internal | Shoulder | B11 | 25 | 332 | 332 | 67.84 | 71.84 | 0.01 | 3.99
2020 | SPP_N_2_NE | SPP_N | NE | Internal | Shoulder | B12 | 200 | 332 | 332 | 62.77 | 65.32 | 0.01 | 2.53
2020 | SPP_N_2_NE | SPP_N | NE | Internal | Shoulder | B13 | 600 | 332 | 0 | 60.51 | 60.51 | 0.01 | 0
2020 | SPP_N_2_NE | SPP_N | NE | Internal | Shoulder | B14 | 900 | 332 | 332 | 57.06 | 59.78 | 0.01 | 2.7
2020 | SPP_N_2_NE | SPP_N | NE | Internal | Shoulder | B15 | 1203 | 332 | 332 | 57 | 59.22 | 0.01 | 2.21
2020 | SPP_N_2_NE | SPP_N | NE | Internal | Summer | B1 | 10 | 332 | 332 | 99.79 | 105.11 | 0.01 | 5.31
2020 | SPP_N_2_NE | SPP_N | NE | Internal | Summer | B2 | 25 | 332 | 332 | 100.11 | 105.11 | 0.01 | 4.99
2020 | SPP_N_2_NE | SPP_N | NE | Internal | Summer | B3 | 75 | 332 | 332 | 100.28 | 105.11 | 0.01 | 4.83
2020 | SPP_N_2_NE | SPP_N | NE | Internal | Summer | B4 | 100 | 332 | 332 | 92.89 | 101.89 | 0.01 | 8.99
2020 | SPP_N_2_NE | SPP_N | NE | Internal | Summer | B5 | 200 | 332 | 332 | 84.21 | 96.89 | 0.01 | 12.67
2020 | SPP_N_2_NE | SPP_N | NE | Internal | Summer | B6 | 300 | 332 | 332 | 67.05 | 78.58 | 0.01 | 11.52
2020 | SPP_N_2_NE | SPP_N | NE | Internal | Summer | B7 | 400 | 332 | 332 | 64.9 | 67.97 | 0.01 | 3.06
2020 | SPP_N_2_NE | SPP_N | NE | Internal | Summer | B8 | 500 | 332 | 0 | 63.94 | 63.92 | 0.01 | 0
2020 | SPP_N_2_NE | SPP_N | NE | Internal | Summer | B9 | 800 | 332 | 0 | 61.52 | 61.5 | 0.01 | 0
2020 | SPP_N_2_NE | SPP_N | NE | Internal | Summer | B10 | 1262 | 332 | 48 | 57.66 | 57.67 | 0.01 | 0
2020 | SPP_N_2_NE | SPP_N | NE | Internal | Winter | B16 | 25 | 332 | 332 | 67.4 | 72.69 | 0.01 | 5.28
2020 | SPP_N_2_NE | SPP_N | NE | Internal | Winter | B17 | 100 | 332 | 332 | 63.1 | 68.69 | 0.01 | 5.58
2020 | SPP_N_2_NE | SPP_N | NE | Internal | Winter | B18 | 400 | 332 | 332 | 61.77 | 63.38 | 0.01 | 1.59
2020 | SPP_N_2_NE | SPP_N | NE | Internal | Winter | B19 | 700 | 332 | 332 | 60.89 | 63.38 | 0.01 | 2.48
2020 | SPP_N_2_NE | SPP_N | NE | Internal | Winter | B20 | 935 | 332 | 332 | 59.33 | 60.59 | 0.01 | 1.25
2020 | SPP_N_2_SPP_S | SPP_N | SPP_S | Internal | Shoulder | B11 | 25 | 4000 | 0 | 67.84 | 67.84 | 0.01 | 0
2020 | SPP_N_2_SPP_S | SPP_N | SPP_S | Internal | Shoulder | B12 | 200 | 4000 | 211.38 | 62.77 | 62.78 | 0.01 | 0
2020 | SPP_N_2_SPP_S | SPP_N | SPP_S | Internal | Shoulder | B13 | 600 | 4000 | 174.3 | 60.51 | 60.52 | 0.01 | 0
2020 | SPP_N_2_SPP_S | SPP_N | SPP_S | Internal | Shoulder | B14 | 900 | 4000 | 0 | 57.06 | 56.99 | 0.01 | 0
2020 | SPP_N_2_SPP_S | SPP_N | SPP_S | Internal | Shoulder | B15 | 1203 | 4000 | 0 | 57 | 56.99 | 0.01 | 0
2020 | SPP_N_2_SPP_S | SPP_N | SPP_S | Internal | Summer | B1 | 10 | 4000 | 0 | 99.79 | 64.09 | 0.01 | 0
2020 | SPP_N_2_SPP_S | SPP_N | SPP_S | Internal | Summer | B2 | 25 | 4000 | 0 | 100.11 | 92.88 | 0.01 | 0
2020 | SPP_N_2_SPP_S | SPP_N | SPP_S | Internal | Summer | B3 | 75 | 4000 | 0 | 100.28 | 93.66 | 0.01 | 0
2020 | SPP_N_2_SPP_S | SPP_N | SPP_S | Internal | Summer | B4 | 100 | 4000 | 0 | 92.89 | 92.88 | 0.01 | 0
2020 | SPP_N_2_SPP_S | SPP_N | SPP_S | Internal | Summer | B5 | 200 | 4000 | 129.04 | 84.21 | 84.22 | 0.01 | 0
2020 | SPP_N_2_SPP_S | SPP_N | SPP_S | Internal | Summer | B6 | 300 | 4000 | 1484.07 | 67.05 | 67.06 | 0.01 | 0
2020 | SPP_N_2_SPP_S | SPP_N | SPP_S | Internal | Summer | B7 | 400 | 4000 | 1783 | 64.9 | 64.91 | 0.01 | 0
2020 | SPP_N_2_SPP_S | SPP_N | SPP_S | Internal | Summer | B8 | 500 | 4000 | 3999.98 | 63.94 | 63.95 | 0.01 | 0
2020 | SPP_N_2_SPP_S | SPP_N | SPP_S | Internal | Summer | B9 | 800 | 4000 | 3687.23 | 61.52 | 61.53 | 0.01 | 0
2020 | SPP_N_2_SPP_S | SPP_N | SPP_S | Internal | Summer | B10 | 1262 | 4000 | 1644.98 | 57.66 | 57.67 | 0.01 | 0
2020 | SPP_N_2_SPP_S | SPP_N | SPP_S | Internal | Winter | B16 | 25 | 4000 | 0 | 67.4 | 67.39 | 0.01 | 0
2020 | SPP_N_2_SPP_S | SPP_N | SPP_S | Internal | Winter | B17 | 100 | 4000 | 0 | 63.1 | 62.74 | 0.01 | 0
2020 | SPP_N_2_SPP_S | SPP_N | SPP_S | Internal | Winter | B18 | 400 | 4000 | 933.12 | 61.77 | 61.78 | 0.01 | 0
2020 | SPP_N_2_SPP_S | SPP_N | SPP_S | Internal | Winter | B19 | 700 | 4000 | 241.8 | 60.89 | 60.9 | 0.01 | 0
2020 | SPP_N_2_SPP_S | SPP_N | SPP_S | Internal | Winter | B20 | 935 | 4000 | 0 | 59.33 | 59.33 | 0.01 | 0
2020 | SPP_S_2_ENT | SPP_S | ENT | Internal | Shoulder | B11 | 25 | 850 | 784.48 | 67.84 | 72.84 | 5 | 0
2020 | SPP_S_2_ENT | SPP_S | ENT | Internal | Shoulder | B12 | 200 | 850 | 0 | 62.78 | 67.77 | 5 | 0
2020 | SPP_S_2_ENT | SPP_S | ENT | Internal | Shoulder | B13 | 600 | 850 | 0 | 60.52 | 65.51 | 5 | 0
2020 | SPP_S_2_ENT | SPP_S | ENT | Internal | Shoulder | B14 | 900 | 850 | 850 | 56.99 | 65.51 | 5 | 3.52
2020 | SPP_S_2_ENT | SPP_S | ENT | Internal | Shoulder | B15 | 1203 | 850 | 850 | 56.99 | 65.51 | 5 | 3.52
2020 | SPP_S_2_ENT | SPP_S | ENT | Internal | Summer | B1 | 10 | 850 | 850 | 64.09 | 104.79 | 5 | 35.7
2020 | SPP_S_2_ENT | SPP_S | ENT | Internal | Summer | B2 | 25 | 850 | 850 | 92.88 | 101.92 | 5 | 4.04
2020 | SPP_S_2_ENT | SPP_S | ENT | Internal | Summer | B3 | 75 | 850 | 850 | 93.66 | 101.92 | 5 | 3.25
2020 | SPP_S_2_ENT | SPP_S | ENT | Internal | Summer | B4 | 100 | 850 | 850 | 92.88 | 97.89 | 5 | 0.01
2020 | SPP_S_2_ENT | SPP_S | ENT | Internal | Summer | B5 | 200 | 850 | 0 | 84.22 | 89.21 | 5 | 0
2020 | SPP_S_2_ENT | SPP_S | ENT | Internal | Summer | B6 | 300 | 850 | 0 | 67.06 | 72.05 | 5 | 0
2020 | SPP_S_2_ENT | SPP_S | ENT | Internal | Summer | B7 | 400 | 850 | 0 | 64.91 | 66.9 | 5 | 0
2020 | SPP_S_2_ENT | SPP_S | ENT | Internal | Summer | B8 | 500 | 850 | 0 | 63.95 | 66.41 | 5 | 0
2020 | SPP_S_2_ENT | SPP_S | ENT | Internal | Summer | B9 | 800 | 850 | 0 | 61.53 | 64.19 | 5 | 0
2020 | SPP_S_2_ENT | SPP_S | ENT | Internal | Summer | B10 | 1262 | 850 | 805.2 | 57.67 | 62.67 | 5 | 0
2020 | SPP_S_2_ENT | SPP_S | ENT | Internal | Winter | B16 | 25 | 850 | 850 | 67.39 | 72.4 | 5 | 0.01
2020 | SPP_S_2_ENT | SPP_S | ENT | Internal | Winter | B17 | 100 | 850 | 850 | 62.74 | 68.12 | 5 | 0.37
2020 | SPP_S_2_ENT | SPP_S | ENT | Internal | Winter | B18 | 400 | 850 | 850 | 61.78 | 68.12 | 5 | 1.33
2020 | SPP_S_2_ENT | SPP_S | ENT | Internal | Winter | B19 | 700 | 850 | 850 | 60.9 | 68.12 | 5 | 2.22
2020 | SPP_S_2_ENT | SPP_S | ENT | Internal | Winter | B20 | 935 | 850 | 850 | 59.33 | 67.6 | 5 | 3.27
2020 | SPP_S_2_SPP_N | SPP_S | SPP_N | Internal | Shoulder | B11 | 25 | 640 | 0 | 67.84 | 67.84 | 0.01 | 0
2020 | SPP_S_2_SPP_N | SPP_S | SPP_N | Internal | Shoulder | B12 | 200 | 640 | 0 | 62.78 | 62.77 | 0.01 | 0
2020 | SPP_S_2_SPP_N | SPP_S | SPP_N | Internal | Shoulder | B13 | 600 | 640 | 0 | 60.52 | 60.51 | 0.01 | 0
2020 | SPP_S_2_SPP_N | SPP_S | SPP_N | Internal | Shoulder | B14 | 900 | 640 | 640 | 56.99 | 57.06 | 0.01 | 0.06
2020 | SPP_S_2_SPP_N | SPP_S | SPP_N | Internal | Shoulder | B15 | 1203 | 640 | 640 | 56.99 | 57 | 0.01 | 0
2020 | SPP_S_2_SPP_N | SPP_S | SPP_N | Internal | Summer | B1 | 10 | 640 | 640 | 64.09 | 99.79 | 0.01 | 35.69
2020 | SPP_S_2_SPP_N | SPP_S | SPP_N | Internal | Summer | B2 | 25 | 640 | 640 | 92.88 | 100.11 | 0.01 | 7.23
2020 | SPP_S_2_SPP_N | SPP_S | SPP_N | Internal | Summer | B3 | 75 | 640 | 640 | 93.66 | 100.28 | 0.01 | 6.6
2020 | SPP_S_2_SPP_N | SPP_S | SPP_N | Internal | Summer | B4 | 100 | 640 | 501.83 | 92.88 | 92.89 | 0.01 | 0
2020 | SPP_S_2_SPP_N | SPP_S | SPP_N | Internal | Summer | B5 | 200 | 640 | 0 | 84.22 | 84.21 | 0.01 | 0
2020 | SPP_S_2_SPP_N | SPP_S | SPP_N | Internal | Summer | B6 | 300 | 640 | 0 | 67.06 | 67.05 | 0.01 | 0
2020 | SPP_S_2_SPP_N | SPP_S | SPP_N | Internal | Summer | B7 | 400 | 640 | 0 | 64.91 | 64.9 | 0.01 | 0
2020 | SPP_S_2_SPP_N | SPP_S | SPP_N | Internal | Summer | B8 | 500 | 640 | 0 | 63.95 | 63.94 | 0.01 | 0
2020 | SPP_S_2_SPP_N | SPP_S | SPP_N | Internal | Summer | B9 | 800 | 640 | 0 | 61.53 | 61.52 | 0.01 | 0
2020 | SPP_S_2_SPP_N | SPP_S | SPP_N | Internal | Summer | B10 | 1262 | 640 | 0 | 57.67 | 57.66 | 0.01 | 0
2020 | SPP_S_2_SPP_N | SPP_S | SPP_N | Internal | Winter | B16 | 25 | 640 | 227.92 | 67.39 | 67.4 | 0.01 | 0
2020 | SPP_S_2_SPP_N | SPP_S | SPP_N | Internal | Winter | B17 | 100 | 640 | 640 | 62.74 | 63.1 | 0.01 | 0.34
2020 | SPP_S_2_SPP_N | SPP_S | SPP_N | Internal | Winter | B18 | 400 | 640 | 0 | 61.78 | 61.77 | 0.01 | 0
2020 | SPP_S_2_SPP_N | SPP_S | SPP_N | Internal | Winter | B19 | 700 | 640 | 0 | 60.9 | 60.89 | 0.01 | 0
2020 | SPP_S_2_SPP_N | SPP_S | SPP_N | Internal | Winter | B20 | 935 | 640 | 0 | 59.33 | 59.33 | 0.01 | 0
2020 | TVA_2_ENT | TVA | ENT | Internal | Shoulder | B11 | 25 | 500 | 0 | 69.93 | 72.84 | 9 | 0
2020 | TVA_2_ENT | TVA | ENT | Internal | Shoulder | B12 | 200 | 500 | 0 | 64.11 | 67.77 | 9 | 0
2020 | TVA_2_ENT | TVA | ENT | Internal | Shoulder | B13 | 600 | 500 | 0 | 63.96 | 65.51 | 9 | 0
2020 | TVA_2_ENT | TVA | ENT | Internal | Shoulder | B14 | 900 | 500 | 0 | 63.96 | 65.51 | 9 | 0
2020 | TVA_2_ENT | TVA | ENT | Internal | Shoulder | B15 | 1203 | 500 | 0 | 63.96 | 65.51 | 9 | 0
2020 | TVA_2_ENT | TVA | ENT | Internal | Summer | B1 | 10 | 500 | 0 | 112.8 | 104.79 | 9 | 0
2020 | TVA_2_ENT | TVA | ENT | Internal | Summer | B2 | 25 | 500 | 0 | 107.89 | 101.92 | 9 | 0
2020 | TVA_2_ENT | TVA | ENT | Internal | Summer | B3 | 75 | 500 | 0 | 107.16 | 101.92 | 9 | 0
2020 | TVA_2_ENT | TVA | ENT | Internal | Summer | B4 | 100 | 500 | 0 | 97.51 | 97.89 | 9 | 0
2020 | TVA_2_ENT | TVA | ENT | Internal | Summer | B5 | 200 | 500 | 500 | 78.75 | 89.21 | 9 | 1.46
2020 | TVA_2_ENT | TVA | ENT | Internal | Summer | B6 | 300 | 500 | 0 | 68.54 | 72.05 | 9 | 0
2020 | TVA_2_ENT | TVA | ENT | Internal | Summer | B7 | 400 | 500 | 0 | 64.11 | 66.9 | 9 | 0
2020 | TVA_2_ENT | TVA | ENT | Internal | Summer | B8 | 500 | 500 | 0 | 64.11 | 66.41 | 9 | 0
2020 | TVA_2_ENT | TVA | ENT | Internal | Summer | B9 | 800 | 500 | 0 | 63.96 | 64.19 | 9 | 0
2020 | TVA_2_ENT | TVA | ENT | Internal | Summer | B10 | 1262 | 500 | 0 | 57.28 | 62.67 | 9 | 0
2020 | TVA_2_ENT | TVA | ENT | Internal | Winter | B16 | 25 | 500 | 0 | 80.41 | 72.4 | 9 | 0
2020 | TVA_2_ENT | TVA | ENT | Internal | Winter | B17 | 100 | 500 | 0 | 72.52 | 68.12 | 9 | 0
2020 | TVA_2_ENT | TVA | ENT | Internal | Winter | B18 | 400 | 500 | 0 | 65.78 | 68.12 | 9 | 0
2020 | TVA_2_ENT | TVA | ENT | Internal | Winter | B19 | 700 | 500 | 0 | 65.78 | 68.12 | 9 | 0
2020 | TVA_2_ENT | TVA | ENT | Internal | Winter | B20 | 935 | 500 | 0 | 65.78 | 67.6 | 9 | 0
2020 | TVA_2_MISO_MO-IL | TVA | MISO_MO-IL | Internal | Shoulder | B11 | 25 | 50 | 0 | 69.93 | 72.84 | 9 | 0
2020 | TVA_2_MISO_MO-IL | TVA | MISO_MO-IL | Internal | Shoulder | B12 | 200 | 50 | 0 | 64.11 | 66.32 | 9 | 0
2020 | TVA_2_MISO_MO-IL | TVA | MISO_MO-IL | Internal | Shoulder | B13 | 600 | 50 | 0 | 63.96 | 63.66 | 9 | 0
2020 | TVA_2_MISO_MO-IL | TVA | MISO_MO-IL | Internal | Shoulder | B14 | 900 | 50 | 0 | 63.96 | 62.06 | 9 | 0
2020 | TVA_2_MISO_MO-IL | TVA | MISO_MO-IL | Internal | Shoulder | B15 | 1203 | 50 | 0 | 63.96 | 59.41 | 9 | 0
2020 | TVA_2_MISO_MO-IL | TVA | MISO_MO-IL | Internal | Summer | B1 | 10 | 50 | 0 | 112.8 | 104.79 | 9 | 0
2020 | TVA_2_MISO_MO-IL | TVA | MISO_MO-IL | Internal | Summer | B2 | 25 | 50 | 0 | 107.89 | 100.77 | 9 | 0
2020 | TVA_2_MISO_MO-IL | TVA | MISO_MO-IL | Internal | Summer | B3 | 75 | 50 | 0 | 107.16 | 100.77 | 9 | 0
2020 | TVA_2_MISO_MO-IL | TVA | MISO_MO-IL | Internal | Summer | B4 | 100 | 50 | 0 | 97.51 | 93.51 | 9 | 0
2020 | TVA_2_MISO_MO-IL | TVA | MISO_MO-IL | Internal | Summer | B5 | 200 | 50 | 0 | 78.75 | 86.21 | 9 | 0
2020 | TVA_2_MISO_MO-IL | TVA | MISO_MO-IL | Internal | Summer | B6 | 300 | 50 | 0 | 68.54 | 68.76 | 9 | 0
2020 | TVA_2_MISO_MO-IL | TVA | MISO_MO-IL | Internal | Summer | B7 | 400 | 50 | 0 | 64.11 | 63.13 | 9 | 0
2020 | TVA_2_MISO_MO-IL | TVA | MISO_MO-IL | Internal | Summer | B8 | 500 | 50 | 0 | 64.11 | 61.01 | 9 | 0
2020 | TVA_2_MISO_MO-IL | TVA | MISO_MO-IL | Internal | Summer | B9 | 800 | 50 | 0 | 63.96 | 59.65 | 9 | 0
2020 | TVA_2_MISO_MO-IL | TVA | MISO_MO-IL | Internal | Summer | B10 | 1262 | 50 | 0 | 57.28 | 55.37 | 9 | 0
2020 | TVA_2_MISO_MO-IL | TVA | MISO_MO-IL | Internal | Winter | B16 | 25 | 50 | 0 | 80.41 | 77.69 | 9 | 0
2020 | TVA_2_MISO_MO-IL | TVA | MISO_MO-IL | Internal | Winter | B17 | 100 | 50 | 0 | 72.52 | 68.91 | 9 | 0
2020 | TVA_2_MISO_MO-IL | TVA | MISO_MO-IL | Internal | Winter | B18 | 400 | 50 | 0 | 65.78 | 66.75 | 9 | 0
2020 | TVA_2_MISO_MO-IL | TVA | MISO_MO-IL | Internal | Winter | B19 | 700 | 50 | 0 | 65.78 | 64.59 | 9 | 0
2020 | TVA_2_MISO_MO-IL | TVA | MISO_MO-IL | Internal | Winter | B20 | 935 | 50 | 0 | 65.78 | 61.15 | 9 | 0
2020 | TVA_2_NonRTO_Midwest | TVA | NonRTO_Midwest | Internal | Shoulder | B11 | 25 | 100 | 100 | 69.93 | 80.83 | 9 | 1.9
2020 | TVA_2_NonRTO_Midwest | TVA | NonRTO_Midwest | Internal | Shoulder | B12 | 200 | 100 | 100 | 64.11 | 74.31 | 9 | 1.2
2020 | TVA_2_NonRTO_Midwest | TVA | NonRTO_Midwest | Internal | Shoulder | B13 | 600 | 100 | 0 | 63.96 | 66.87 | 9 | 0
2020 | TVA_2_NonRTO_Midwest | TVA | NonRTO_Midwest | Internal | Shoulder | B14 | 900 | 100 | 0 | 63.96 | 66.51 | 9 | 0
2020 | TVA_2_NonRTO_Midwest | TVA | NonRTO_Midwest | Internal | Shoulder | B15 | 1203 | 100 | 0 | 63.96 | 63.75 | 9 | 0
2020 | TVA_2_NonRTO_Midwest | TVA | NonRTO_Midwest | Internal | Summer | B1 | 10 | 100 | 0 | 112.8 | 108.46 | 9 | 0
2020 | TVA_2_NonRTO_Midwest | TVA | NonRTO_Midwest | Internal | Summer | B2 | 25 | 100 | 0 | 107.89 | 107.86 | 9 | 0
2020 | TVA_2_NonRTO_Midwest | TVA | NonRTO_Midwest | Internal | Summer | B3 | 75 | 100 | 0 | 107.16 | 107.14 | 9 | 0
2020 | TVA_2_NonRTO_Midwest | TVA | NonRTO_Midwest | Internal | Summer | B4 | 100 | 100 | 0 | 97.51 | 84.92 | 9 | 0
2020 | TVA_2_NonRTO_Midwest | TVA | NonRTO_Midwest | Internal | Summer | B5 | 200 | 100 | 0 | 78.75 | 80.21 | 9 | 0
2020 | TVA_2_NonRTO_Midwest | TVA | NonRTO_Midwest | Internal | Summer | B6 | 300 | 100 | 0 | 68.54 | 66.87 | 9 | 0
2020 | TVA_2_NonRTO_Midwest | TVA | NonRTO_Midwest | Internal | Summer | B7 | 400 | 100 | 0 | 64.11 | 66.63 | 9 | 0
2020 | TVA_2_NonRTO_Midwest | TVA | NonRTO_Midwest | Internal | Summer | B8 | 500 | 100 | 0 | 64.11 | 66.3 | 9 | 0
2020 | TVA_2_NonRTO_Midwest | TVA | NonRTO_Midwest | Internal | Summer | B9 | 800 | 100 | 0 | 63.96 | 63.75 | 9 | 0
2020 | TVA_2_NonRTO_Midwest | TVA | NonRTO_Midwest | Internal | Summer | B10 | 1262 | 100 | 0 | 57.28 | 62.92 | 9 | 0
2020 | TVA_2_NonRTO_Midwest | TVA | NonRTO_Midwest | Internal | Winter | B16 | 25 | 100 | 0 | 80.41 | 85.68 | 9 | 0
2020 | TVA_2_NonRTO_Midwest | TVA | NonRTO_Midwest | Internal | Winter | B17 | 100 | 100 | 0 | 72.52 | 76.9 | 9 | 0
2020 | TVA_2_NonRTO_Midwest | TVA | NonRTO_Midwest | Internal | Winter | B18 | 400 | 100 | 0 | 65.78 | 74.41 | 9 | 0
2020 | TVA_2_NonRTO_Midwest | TVA | NonRTO_Midwest | Internal | Winter | B19 | 700 | 100 | 0 | 65.78 | 66.87 | 9 | 0
2020 | TVA_2_NonRTO_Midwest | TVA | NonRTO_Midwest | Internal | Winter | B20 | 935 | 100 | 0 | 65.78 | 65.7 | 9 | 0
2020 | TVA_2_PJM_ROR | TVA | PJM_ROR | Internal | Shoulder | B11 | 25 | 500 | 0 | 69.93 | 74.84 | 9 | 0
2020 | TVA_2_PJM_ROR | TVA | PJM_ROR | Internal | Shoulder | B12 | 200 | 500 | 0 | 64.11 | 68.32 | 9 | 0
2020 | TVA_2_PJM_ROR | TVA | PJM_ROR | Internal | Shoulder | B13 | 600 | 500 | 0 | 63.96 | 65.66 | 9 | 0
2020 | TVA_2_PJM_ROR | TVA | PJM_ROR | Internal | Shoulder | B14 | 900 | 500 | 0 | 63.96 | 64.06 | 9 | 0
2020 | TVA_2_PJM_ROR | TVA | PJM_ROR | Internal | Shoulder | B15 | 1203 | 500 | 0 | 63.96 | 61.45 | 9 | 0
2020 | TVA_2_PJM_ROR | TVA | PJM_ROR | Internal | Summer | B1 | 10 | 500 | 0 | 112.8 | 106.79 | 9 | 0
2020 | TVA_2_PJM_ROR | TVA | PJM_ROR | Internal | Summer | B2 | 25 | 500 | 0 | 107.89 | 101.87 | 9 | 0
2020 | TVA_2_PJM_ROR | TVA | PJM_ROR | Internal | Summer | B3 | 75 | 500 | 0 | 107.16 | 101.15 | 9 | 0
2020 | TVA_2_PJM_ROR | TVA | PJM_ROR | Internal | Summer | B4 | 100 | 500 | 0 | 97.51 | 91.51 | 9 | 0
2020 | TVA_2_PJM_ROR | TVA | PJM_ROR | Internal | Summer | B5 | 200 | 500 | 0 | 78.75 | 84.21 | 9 | 0
2020 | TVA_2_PJM_ROR | TVA | PJM_ROR | Internal | Summer | B6 | 300 | 500 | 0 | 68.54 | 70.76 | 9 | 0
2020 | TVA_2_PJM_ROR | TVA | PJM_ROR | Internal | Summer | B7 | 400 | 500 | 0 | 64.11 | 64.14 | 9 | 0
2020 | TVA_2_PJM_ROR | TVA | PJM_ROR | Internal | Summer | B8 | 500 | 500 | 0 | 64.11 | 63.01 | 9 | 0
2020 | TVA_2_PJM_ROR | TVA | PJM_ROR | Internal | Summer | B9 | 800 | 500 | 0 | 63.96 | 61.65 | 9 | 0
2020 | TVA_2_PJM_ROR | TVA | PJM_ROR | Internal | Summer | B10 | 1262 | 500 | 0 | 57.28 | 60.67 | 9 | 0
2020 | TVA_2_PJM_ROR | TVA | PJM_ROR | Internal | Winter | B16 | 25 | 500 | 0 | 80.41 | 86.57 | 9 | 0
2020 | TVA_2_PJM_ROR | TVA | PJM_ROR | Internal | Winter | B17 | 100 | 500 | 0 | 72.52 | 76.53 | 9 | 0
2020 | TVA_2_PJM_ROR | TVA | PJM_ROR | Internal | Winter | B18 | 400 | 500 | 0 | 65.78 | 68.75 | 9 | 0
2020 | TVA_2_PJM_ROR | TVA | PJM_ROR | Internal | Winter | B19 | 700 | 500 | 0 | 65.78 | 66.59 | 9 | 0
2020 | TVA_2_PJM_ROR | TVA | PJM_ROR | Internal | Winter | B20 | 935 | 500 | 0 | 65.78 | 63.15 | 9 | 0
2020 | TVA_2_SOCO | TVA | SOCO | Internal | Shoulder | B11 | 25 | 500 | 500 | 69.93 | 87.84 | 9 | 8.91
2020 | TVA_2_SOCO | TVA | SOCO | Internal | Shoulder | B12 | 200 | 500 | 0 | 64.11 | 69.38 | 9 | 0
2020 | TVA_2_SOCO | TVA | SOCO | Internal | Shoulder | B13 | 600 | 500 | 0 | 63.96 | 67.38 | 9 | 0
2020 | TVA_2_SOCO | TVA | SOCO | Internal | Shoulder | B14 | 900 | 500 | 0 | 63.96 | 67.38 | 9 | 0
2020 | TVA_2_SOCO | TVA | SOCO | Internal | Shoulder | B15 | 1203 | 500 | 0 | 63.96 | 67.38 | 9 | 0
2020 | TVA_2_SOCO | TVA | SOCO | Internal | Summer | B1 | 10 | 500 | 0 | 112.8 | 112.12 | 9 | 0
2020 | TVA_2_SOCO | TVA | SOCO | Internal | Summer | B2 | 25 | 500 | 0 | 107.89 | 109.92 | 9 | 0
2020 | TVA_2_SOCO | TVA | SOCO | Internal | Summer | B3 | 75 | 500 | 0 | 107.16 | 109.92 | 9 | 0
2020 | TVA_2_SOCO | TVA | SOCO | Internal | Summer | B4 | 100 | 500 | 372.09 | 97.51 | 106.51 | 9 | 0
2020 | TVA_2_SOCO | TVA | SOCO | Internal | Summer | B5 | 200 | 500 | 500 | 78.75 | 97.21 | 9 | 9.46
2020 | TVA_2_SOCO | TVA | SOCO | Internal | Summer | B6 | 300 | 500 | 500 | 68.54 | 83.76 | 9 | 6.21
2020 | TVA_2_SOCO | TVA | SOCO | Internal | Summer | B7 | 400 | 500 | 500 | 64.11 | 76.76 | 9 | 3.66
2020 | TVA_2_SOCO | TVA | SOCO | Internal | Summer | B8 | 500 | 500 | 0 | 64.11 | 69.38 | 9 | 0
2020 | TVA_2_SOCO | TVA | SOCO | Internal | Summer | B9 | 800 | 500 | 0 | 63.96 | 66.11 | 9 | 0
2020 | TVA_2_SOCO | TVA | SOCO | Internal | Summer | B10 | 1262 | 500 | 0 | 57.28 | 66.11 | 9 | 0
2020 | TVA_2_SOCO | TVA | SOCO | Internal | Winter | B16 | 25 | 500 | 0 | 80.41 | 86.23 | 9 | 0
2020 | TVA_2_SOCO | TVA | SOCO | Internal | Winter | B17 | 100 | 500 | 0 | 72.52 | 72.53 | 9 | 0
2020 | TVA_2_SOCO | TVA | SOCO | Internal | Winter | B18 | 400 | 500 | 0 | 65.78 | 69.99 | 9 | 0
2020 | TVA_2_SOCO | TVA | SOCO | Internal | Winter | B19 | 700 | 500 | 0 | 65.78 | 69.99 | 9 | 0
2020 | TVA_2_SOCO | TVA | SOCO | Internal | Winter | B20 | 935 | 500 | 0 | 65.78 | 69.99 | 9 | 0
2020 | TVA_2_VACAR | TVA | VACAR | Internal | Shoulder | B11 | 25 | 150 | 150 | 69.93 | 80.84 | 9 | 1.91
2020 | TVA_2_VACAR | TVA | VACAR | Internal | Shoulder | B12 | 200 | 150 | 0 | 64.11 | 72.52 | 9 | 0
2020 | TVA_2_VACAR | TVA | VACAR | Internal | Shoulder | B13 | 600 | 150 | 0 | 63.96 | 70.63 | 9 | 0
2020 | TVA_2_VACAR | TVA | VACAR | Internal | Shoulder | B14 | 900 | 150 | 0 | 63.96 | 67.57 | 9 | 0
2020 | TVA_2_VACAR | TVA | VACAR | Internal | Shoulder | B15 | 1203 | 150 | 0 | 63.96 | 61.62 | 9 | 0
2020 | TVA_2_VACAR | TVA | VACAR | Internal | Summer | B1 | 10 | 150 | 0 | 112.8 | 112.79 | 9 | 0
2020 | TVA_2_VACAR | TVA | VACAR | Internal | Summer | B2 | 25 | 150 | 0 | 107.89 | 112.79 | 9 | 0
2020 | TVA_2_VACAR | TVA | VACAR | Internal | Summer | B3 | 75 | 150 | 0 | 107.16 | 112.79 | 9 | 0
2020 | TVA_2_VACAR | TVA | VACAR | Internal | Summer | B4 | 100 | 150 | 0 | 97.51 | 99.51 | 9 | 0
2020 | TVA_2_VACAR | TVA | VACAR | Internal | Summer | B5 | 200 | 150 | 150 | 78.75 | 90.21 | 9 | 2.46
2020 | TVA_2_VACAR | TVA | VACAR | Internal | Summer | B6 | 300 | 150 | 0 | 68.54 | 76.76 | 9 | 0
2020 | TVA_2_VACAR | TVA | VACAR | Internal | Summer | B7 | 400 | 150 | 0 | 64.11 | 70.63 | 9 | 0
2020 | TVA_2_VACAR | TVA | VACAR | Internal | Summer | B8 | 500 | 150 | 0 | 64.11 | 69.01 | 9 | 0
2020 | TVA_2_VACAR | TVA | VACAR | Internal | Summer | B9 | 800 | 150 | 0 | 63.96 | 59.98 | 9 | 0
2020 | TVA_2_VACAR | TVA | VACAR | Internal | Summer | B10 | 1262 | 150 | 0 | 57.28 | 59.98 | 9 | 0
2020 | TVA_2_VACAR | TVA | VACAR | Internal | Winter | B16 | 25 | 150 | 150 | 80.41 | 92.57 | 9 | 3.16
2020 | TVA_2_VACAR | TVA | VACAR | Internal | Winter | B17 | 100 | 150 | 150 | 72.52 | 82.53 | 9 | 1.01
2020 | TVA_2_VACAR | TVA | VACAR | Internal | Winter | B18 | 400 | 150 | 0 | 65.78 | 74.75 | 9 | 0
2020 | TVA_2_VACAR | TVA | VACAR | Internal | Winter | B19 | 700 | 150 | 0 | 65.78 | 70.63 | 9 | 0
2020 | TVA_2_VACAR | TVA | VACAR | Internal | Winter | B20 | 935 | 150 | 0 | 65.78 | 65.31 | 9 | 0
2020 | TVA_Transmission_2_ENT | TVA_Transmission | ENT | Internal | Shoulder | B11 | 25 | 3000 | 0 | 79.41 | 72.84 | 9 | 0
2020 | TVA_Transmission_2_ENT | TVA_Transmission | ENT | Internal | Shoulder | B12 | 200 | 3000 | 0 | 69.78 | 67.77 | 9 | 0
2020 | TVA_Transmission_2_ENT | TVA_Transmission | ENT | Internal | Shoulder | B13 | 600 | 3000 | 0 | 67.22 | 65.51 | 9 | 0
2020 | TVA_Transmission_2_ENT | TVA_Transmission | ENT | Internal | Shoulder | B14 | 900 | 3000 | 0 | 66.43 | 65.51 | 9 | 0
2020 | TVA_Transmission_2_ENT | TVA_Transmission | ENT | Internal | Shoulder | B15 | 1203 | 3000 | 0 | 65.1 | 65.51 | 9 | 0
2020 | TVA_Transmission_2_ENT | TVA_Transmission | ENT | Internal | Summer | B1 | 10 | 3000 | 0 | 112.79 | 104.79 | 9 | 0
2020 | TVA_Transmission_2_ENT | TVA_Transmission | ENT | Internal | Summer | B2 | 25 | 3000 | 0 | 107.87 | 101.92 | 9 | 0
2020 | TVA_Transmission_2_ENT | TVA_Transmission | ENT | Internal | Summer | B3 | 75 | 3000 | 0 | 107.15 | 101.92 | 9 | 0
2020 | TVA_Transmission_2_ENT | TVA_Transmission | ENT | Internal | Summer | B4 | 100 | 3000 | 0 | 97.51 | 97.89 | 9 | 0
2020 | TVA_Transmission_2_ENT | TVA_Transmission | ENT | Internal | Summer | B5 | 200 | 3000 | 0 | 88.21 | 89.21 | 9 | 0
2020 | TVA_Transmission_2_ENT | TVA_Transmission | ENT | Internal | Summer | B6 | 300 | 3000 | 0 | 74.81 | 72.05 | 9 | 0
2020 | TVA_Transmission_2_ENT | TVA_Transmission | ENT | Internal | Summer | B7 | 400 | 3000 | 0 | 68.74 | 66.9 | 9 | 0
2020 | TVA_Transmission_2_ENT | TVA_Transmission | ENT | Internal | Summer | B8 | 500 | 3000 | 0 | 66.25 | 66.41 | 9 | 0
2020 | TVA_Transmission_2_ENT | TVA_Transmission | ENT | Internal | Summer | B9 | 800 | 3000 | 0 | 64.93 | 64.19 | 9 | 0
2020 | TVA_Transmission_2_ENT | TVA_Transmission | ENT | Internal | Summer | B10 | 1262 | 3000 | 0 | 61.15 | 62.67 | 9 | 0
2020 | TVA_Transmission_2_ENT | TVA_Transmission | ENT | Internal | Winter | B16 | 25 | 3000 | 0 | 80.4 | 72.4 | 9 | 0
2020 | TVA_Transmission_2_ENT | TVA_Transmission | ENT | Internal | Winter | B17 | 100 | 3000 | 0 | 74.83 | 68.12 | 9 | 0
2020 | TVA_Transmission_2_ENT | TVA_Transmission | ENT | Internal | Winter | B18 | 400 | 3000 | 0 | 70.56 | 68.12 | 9 | 0
2020 | TVA_Transmission_2_ENT | TVA_Transmission | ENT | Internal | Winter | B19 | 700 | 3000 | 0 | 68.5 | 68.12 | 9 | 0
2020 | TVA_Transmission_2_ENT | TVA_Transmission | ENT | Internal | Winter | B20 | 935 | 3000 | 0 | 66.98 | 67.6 | 9 | 0
2020 | TVA_Transmission_2_MISO_MO-IL | TVA_Transmission | MISO_MO-IL | Internal | Shoulder | B11 | 25 | 4000 | 0 | 79.41 | 72.84 | 9 | 0
2020 | TVA_Transmission_2_MISO_MO-IL | TVA_Transmission | MISO_MO-IL | Internal | Shoulder | B12 | 200 | 4000 | 0 | 69.78 | 66.32 | 9 | 0
2020 | TVA_Transmission_2_MISO_MO-IL | TVA_Transmission | MISO_MO-IL | Internal | Shoulder | B13 | 600 | 4000 | 0 | 67.22 | 63.66 | 9 | 0
2020 | TVA_Transmission_2_MISO_MO-IL | TVA_Transmission | MISO_MO-IL | Internal | Shoulder | B14 | 900 | 4000 | 0 | 66.43 | 62.06 | 9 | 0
2020 | TVA_Transmission_2_MISO_MO-IL | TVA_Transmission | MISO_MO-IL | Internal | Shoulder | B15 | 1203 | 4000 | 0 | 65.1 | 59.41 | 9 | 0
2020 | TVA_Transmission_2_MISO_MO-IL | TVA_Transmission | MISO_MO-IL | Internal | Summer | B1 | 10 | 4000 | 0 | 112.79 | 104.79 | 9 | 0
2020 | TVA_Transmission_2_MISO_MO-IL | TVA_Transmission | MISO_MO-IL | Internal | Summer | B2 | 25 | 4000 | 0 | 107.87 | 100.77 | 9 | 0
2020 | TVA_Transmission_2_MISO_MO-IL | TVA_Transmission | MISO_MO-IL | Internal | Summer | B3 | 75 | 4000 | 0 | 107.15 | 100.77 | 9 | 0
2020 | TVA_Transmission_2_MISO_MO-IL | TVA_Transmission | MISO_MO-IL | Internal | Summer | B4 | 100 | 4000 | 0 | 97.51 | 93.51 | 9 | 0
2020 | TVA_Transmission_2_MISO_MO-IL | TVA_Transmission | MISO_MO-IL | Internal | Summer | B5 | 200 | 4000 | 0 | 88.21 | 86.21 | 9 | 0
2020 | TVA_Transmission_2_MISO_MO-IL | TVA_Transmission | MISO_MO-IL | Internal | Summer | B6 | 300 | 4000 | 0 | 74.81 | 68.76 | 9 | 0
2020 | TVA_Transmission_2_MISO_MO-IL | TVA_Transmission | MISO_MO-IL | Internal | Summer | B7 | 400 | 4000 | 0 | 68.74 | 63.13 | 9 | 0
2020 | TVA_Transmission_2_MISO_MO-IL | TVA_Transmission | MISO_MO-IL | Internal | Summer | B8 | 500 | 4000 | 0 | 66.25 | 61.01 | 9 | 0
2020 | TVA_Transmission_2_MISO_MO-IL | TVA_Transmission | MISO_MO-IL | Internal | Summer | B9 | 800 | 4000 | 0 | 64.93 | 59.65 | 9 | 0
2020 | TVA_Transmission_2_MISO_MO-IL | TVA_Transmission | MISO_MO-IL | Internal | Summer | B10 | 1262 | 4000 | 0 | 61.15 | 55.37 | 9 | 0
2020 | TVA_Transmission_2_MISO_MO-IL | TVA_Transmission | MISO_MO-IL | Internal | Winter | B16 | 25 | 4000 | 0 | 80.4 | 77.69 | 9 | 0
2020 | TVA_Transmission_2_MISO_MO-IL | TVA_Transmission | MISO_MO-IL | Internal | Winter | B17 | 100 | 4000 | 0 | 74.83 | 68.91 | 9 | 0
2020 | TVA_Transmission_2_MISO_MO-IL | TVA_Transmission | MISO_MO-IL | Internal | Winter | B18 | 400 | 4000 | 0 | 70.56 | 66.75 | 9 | 0
2020 | TVA_Transmission_2_MISO_MO-IL | TVA_Transmission | MISO_MO-IL | Internal | Winter | B19 | 700 | 4000 | 0 | 68.5 | 64.59 | 9 | 0
2020 | TVA_Transmission_2_MISO_MO-IL | TVA_Transmission | MISO_MO-IL | Internal | Winter | B20 | 935 | 4000 | 0 | 66.98 | 61.15 | 9 | 0
2020 | TVA_Transmission_2_NonRTO_Midwest | TVA_Transmission | NonRTO_Midwest | Internal | Shoulder | B11 | 25 | 700 | 0 | 79.41 | 80.83 | 9 | 0
2020 | TVA_Transmission_2_NonRTO_Midwest | TVA_Transmission | NonRTO_Midwest | Internal | Shoulder | B12 | 200 | 700 | 0 | 69.78 | 74.31 | 9 | 0
2020 | TVA_Transmission_2_NonRTO_Midwest | TVA_Transmission | NonRTO_Midwest | Internal | Shoulder | B13 | 600 | 700 | 0 | 67.22 | 66.87 | 9 | 0
2020 | TVA_Transmission_2_NonRTO_Midwest | TVA_Transmission | NonRTO_Midwest | Internal | Shoulder | B14 | 900 | 700 | 0 | 66.43 | 66.51 | 9 | 0
2020 | TVA_Transmission_2_NonRTO_Midwest | TVA_Transmission | NonRTO_Midwest | Internal | Shoulder | B15 | 1203 | 700 | 0 | 65.1 | 63.75 | 9 | 0
2020 | TVA_Transmission_2_NonRTO_Midwest | TVA_Transmission | NonRTO_Midwest | Internal | Summer | B1 | 10 | 700 | 0 | 112.79 | 108.46 | 9 | 0
2020 | TVA_Transmission_2_NonRTO_Midwest | TVA_Transmission | NonRTO_Midwest | Internal | Summer | B2 | 25 | 700 | 0 | 107.87 | 107.86 | 9 | 0
2020 | TVA_Transmission_2_NonRTO_Midwest | TVA_Transmission | NonRTO_Midwest | Internal | Summer | B3 | 75 | 700 | 0 | 107.15 | 107.14 | 9 | 0
2020 | TVA_Transmission_2_NonRTO_Midwest | TVA_Transmission | NonRTO_Midwest | Internal | Summer | B4 | 100 | 700 | 0 | 97.51 | 84.92 | 9 | 0
2020 | TVA_Transmission_2_NonRTO_Midwest | TVA_Transmission | NonRTO_Midwest | Internal | Summer | B5 | 200 | 700 | 0 | 88.21 | 80.21 | 9 | 0
2020 | TVA_Transmission_2_NonRTO_Midwest | TVA_Transmission | NonRTO_Midwest | Internal | Summer | B6 | 300 | 700 | 0 | 74.81 | 66.87 | 9 | 0
2020 | TVA_Transmission_2_NonRTO_Midwest | TVA_Transmission | NonRTO_Midwest | Internal | Summer | B7 | 400 | 700 | 0 | 68.74 | 66.63 | 9 | 0
2020 | TVA_Transmission_2_NonRTO_Midwest | TVA_Transmission | NonRTO_Midwest | Internal | Summer | B8 | 500 | 700 | 0 | 66.25 | 66.3 | 9 | 0
2020 | TVA_Transmission_2_NonRTO_Midwest | TVA_Transmission | NonRTO_Midwest | Internal | Summer | B9 | 800 | 700 | 0 | 64.93 | 63.75 | 9 | 0
2020 | TVA_Transmission_2_NonRTO_Midwest | TVA_Transmission | NonRTO_Midwest | Internal | Summer | B10 | 1262 | 700 | 0 | 61.15 | 62.92 | 9 | 0
2020 | TVA_Transmission_2_NonRTO_Midwest | TVA_Transmission | NonRTO_Midwest | Internal | Winter | B16 | 25 | 700 | 0 | 80.4 | 85.68 | 9 | 0
2020 | TVA_Transmission_2_NonRTO_Midwest | TVA_Transmission | NonRTO_Midwest | Internal | Winter | B17 | 100 | 700 | 0 | 74.83 | 76.9 | 9 | 0
2020 | TVA_Transmission_2_NonRTO_Midwest | TVA_Transmission | NonRTO_Midwest | Internal | Winter | B18 | 400 | 700 | 0 | 70.56 | 74.41 | 9 | 0
2020 | TVA_Transmission_2_NonRTO_Midwest | TVA_Transmission | NonRTO_Midwest | Internal | Winter | B19 | 700 | 700 | 0 | 68.5 | 66.87 | 9 | 0
2020 | TVA_Transmission_2_NonRTO_Midwest | TVA_Transmission | NonRTO_Midwest | Internal | Winter | B20 | 935 | 700 | 0 | 66.98 | 65.7 | 9 | 0
2020 | TVA_Transmission_2_PJM_ROR | TVA_Transmission | PJM_ROR | Internal | Shoulder | B11 | 25 | 2000 | 0 | 79.41 | 74.84 | 9 | 0
2020 | TVA_Transmission_2_PJM_ROR | TVA_Transmission | PJM_ROR | Internal | Shoulder | B12 | 200 | 2000 | 0 | 69.78 | 68.32 | 9 | 0
2020 | TVA_Transmission_2_PJM_ROR | TVA_Transmission | PJM_ROR | Internal | Shoulder | B13 | 600 | 2000 | 0 | 67.22 | 65.66 | 9 | 0
2020 | TVA_Transmission_2_PJM_ROR | TVA_Transmission | PJM_ROR | Internal | Shoulder | B14 | 900 | 2000 | 0 | 66.43 | 64.06 | 9 | 0
2020 | TVA_Transmission_2_PJM_ROR | TVA_Transmission | PJM_ROR | Internal | Shoulder | B15 | 1203 | 2000 | 0 | 65.1 | 61.45 | 9 | 0
2020 | TVA_Transmission_2_PJM_ROR | TVA_Transmission | PJM_ROR | Internal | Summer | B1 | 10 | 2000 | 0 | 112.79 | 106.79 | 9 | 0
2020 | TVA_Transmission_2_PJM_ROR | TVA_Transmission | PJM_ROR | Internal | Summer | B2 | 25 | 2000 | 0 | 107.87 | 101.87 | 9 | 0
2020 | TVA_Transmission_2_PJM_ROR | TVA_Transmission | PJM_ROR | Internal | Summer | B3 | 75 | 2000 | 0 | 107.15 | 101.15 | 9 | 0
2020 | TVA_Transmission_2_PJM_ROR | TVA_Transmission | PJM_ROR | Internal | Summer | B4 | 100 | 2000 | 0 | 97.51 | 91.51 | 9 | 0
2020 | TVA_Transmission_2_PJM_ROR | TVA_Transmission | PJM_ROR | Internal | Summer | B5 | 200 | 2000 | 0 | 88.21 | 84.21 | 9 | 0
2020 | TVA_Transmission_2_PJM_ROR | TVA_Transmission | PJM_ROR | Internal | Summer | B6 | 300 | 2000 | 0 | 74.81 | 70.76 | 9 | 0
2020 | TVA_Transmission_2_PJM_ROR | TVA_Transmission | PJM_ROR | Internal | Summer | B7 | 400 | 2000 | 0 | 68.74 | 64.14 | 9 | 0
2020 | TVA_Transmission_2_PJM_ROR | TVA_Transmission | PJM_ROR | Internal | Summer | B8 | 500 | 2000 | 0 | 66.25 | 63.01 | 9 | 0
2020 | TVA_Transmission_2_PJM_ROR | TVA_Transmission | PJM_ROR | Internal | Summer | B9 | 800 | 2000 | 0 | 64.93 | 61.65 | 9 | 0
2020 | TVA_Transmission_2_PJM_ROR | TVA_Transmission | PJM_ROR | Internal | Summer | B10 | 1262 | 2000 | 0 | 61.15 | 60.67 | 9 | 0
2020 | TVA_Transmission_2_PJM_ROR | TVA_Transmission | PJM_ROR | Internal | Winter | B16 | 25 | 2000 | 0 | 80.4 | 86.57 | 9 | 0
2020 | TVA_Transmission_2_PJM_ROR | TVA_Transmission | PJM_ROR | Internal | Winter | B17 | 100 | 2000 | 0 | 74.83 | 76.53 | 9 | 0
2020 | TVA_Transmission_2_PJM_ROR | TVA_Transmission | PJM_ROR | Internal | Winter | B18 | 400 | 2000 | 0 | 70.56 | 68.75 | 9 | 0
2020 | TVA_Transmission_2_PJM_ROR | TVA_Transmission | PJM_ROR | Internal | Winter | B19 | 700 | 2000 | 0 | 68.5 | 66.59 | 9 | 0
2020 | TVA_Transmission_2_PJM_ROR | TVA_Transmission | PJM_ROR | Internal | Winter | B20 | 935 | 2000 | 0 | 66.98 | 63.15 | 9 | 0
2020 | TVA_Transmission_2_SOCO | TVA_Transmission | SOCO | Internal | Shoulder | B11 | 25 | 3200 | 0 | 79.41 | 87.84 | 9 | 0
2020 | TVA_Transmission_2_SOCO | TVA_Transmission | SOCO | Internal | Shoulder | B12 | 200 | 3200 | 0 | 69.78 | 69.38 | 9 | 0
2020 | TVA_Transmission_2_SOCO | TVA_Transmission | SOCO | Internal | Shoulder | B13 | 600 | 3200 | 0 | 67.22 | 67.38 | 9 | 0
2020 | TVA_Transmission_2_SOCO | TVA_Transmission | SOCO | Internal | Shoulder | B14 | 900 | 3200 | 0 | 66.43 | 67.38 | 9 | 0
2020 | TVA_Transmission_2_SOCO | TVA_Transmission | SOCO | Internal | Shoulder | B15 | 1203 | 3200 | 0 | 65.1 | 67.38 | 9 | 0
2020 | TVA_Transmission_2_SOCO | TVA_Transmission | SOCO | Internal | Summer | B1 | 10 | 3200 | 0 | 112.79 | 112.12 | 9 | 0
2020 | TVA_Transmission_2_SOCO | TVA_Transmission | SOCO | Internal | Summer | B2 | 25 | 3200 | 0 | 107.87 | 109.92 | 9 | 0
2020 | TVA_Transmission_2_SOCO | TVA_Transmission | SOCO | Internal | Summer | B3 | 75 | 3200 | 0 | 107.15 | 109.92 | 9 | 0
2020 | TVA_Transmission_2_SOCO | TVA_Transmission | SOCO | Internal | Summer | B4 | 100 | 3200 | 3172.09 | 97.51 | 106.51 | 9 | 0
2020 | TVA_Transmission_2_SOCO | TVA_Transmission | SOCO | Internal | Summer | B5 | 200 | 3200 | 1154.06 | 88.21 | 97.21 | 9 | 0
2020 | TVA_Transmission_2_SOCO | TVA_Transmission | SOCO | Internal | Summer | B6 | 300 | 3200 | 0 | 74.81 | 83.76 | 9 | 0
2020 | TVA_Transmission_2_SOCO | TVA_Transmission | SOCO | Internal | Summer | B7 | 400 | 3200 | 0 | 68.74 | 76.76 | 9 | 0
2020 | TVA_Transmission_2_SOCO | TVA_Transmission | SOCO | Internal | Summer | B8 | 500 | 3200 | 0 | 66.25 | 69.38 | 9 | 0
2020 | TVA_Transmission_2_SOCO | TVA_Transmission | SOCO | Internal | Summer | B9 | 800 | 3200 | 0 | 64.93 | 66.11 | 9 | 0
2020 | TVA_Transmission_2_SOCO | TVA_Transmission | SOCO | Internal | Summer | B10 | 1262 | 3200 | 0 | 61.15 | 66.11 | 9 | 0
2020 | TVA_Transmission_2_SOCO | TVA_Transmission | SOCO | Internal | Winter | B16 | 25 | 3200 | 0 | 80.4 | 86.23 | 9 | 0
2020 | TVA_Transmission_2_SOCO | TVA_Transmission | SOCO | Internal | Winter | B17 | 100 | 3200 | 0 | 74.83 | 72.53 | 9 | 0
2020 | TVA_Transmission_2_SOCO | TVA_Transmission | SOCO | Internal | Winter | B18 | 400 | 3200 | 0 | 70.56 | 69.99 | 9 | 0
2020 | TVA_Transmission_2_SOCO | TVA_Transmission | SOCO | Internal | Winter | B19 | 700 | 3200 | 0 | 68.5 | 69.99 | 9 | 0
2020 | TVA_Transmission_2_SOCO | TVA_Transmission | SOCO | Internal | Winter | B20 | 935 | 3200 | 0 | 66.98 | 69.99 | 9 | 0
2020 | TVA_Transmission_2_TVA | TVA_Transmission | TVA | Internal | Shoulder | B11 | 25 | 99999 | 0 | 79.41 | 69.93 | 0.01 | 0
2020 | TVA_Transmission_2_TVA | TVA_Transmission | TVA | Internal | Shoulder | B12 | 200 | 99999 | 0 | 69.78 | 64.11 | 0.01 | 0
2020 | TVA_Transmission_2_TVA | TVA_Transmission | TVA | Internal | Shoulder | B13 | 600 | 99999 | 0 | 67.22 | 63.96 | 0.01 | 0
2020 | TVA_Transmission_2_TVA | TVA_Transmission | TVA | Internal | Shoulder | B14 | 900 | 99999 | 0 | 66.43 | 63.96 | 0.01 | 0
2020 | TVA_Transmission_2_TVA | TVA_Transmission | TVA | Internal | Shoulder | B15 | 1203 | 99999 | 0 | 65.1 | 63.96 | 0.01 | 0
2020 | TVA_Transmission_2_TVA | TVA_Transmission | TVA | Internal | Summer | B1 | 10 | 99999 | 2938.24 | 112.79 | 112.8 | 0.01 | 0
2020 | TVA_Transmission_2_TVA | TVA_Transmission | TVA | Internal | Summer | B2 | 25 | 99999 | 2082.97 | 107.87 | 107.89 | 0.01 | 0
2020 | TVA_Transmission_2_TVA | TVA_Transmission | TVA | Internal | Summer | B3 | 75 | 99999 | 403.81 | 107.15 | 107.16 | 0.01 | 0
2020 | TVA_Transmission_2_TVA | TVA_Transmission | TVA | Internal | Summer | B4 | 100 | 99999 | 0 | 97.51 | 97.51 | 0.01 | 0
2020 | TVA_Transmission_2_TVA | TVA_Transmission | TVA | Internal | Summer | B5 | 200 | 99999 | 0 | 88.21 | 78.75 | 0.01 | 0
2020 | TVA_Transmission_2_TVA | TVA_Transmission | TVA | Internal | Summer | B6 | 300 | 99999 | 0 | 74.81 | 68.54 | 0.01 | 0
2020 | TVA_Transmission_2_TVA | TVA_Transmission | TVA | Internal | Summer | B7 | 400 | 99999 | 0 | 68.74 | 64.11 | 0.01 | 0
2020 | TVA_Transmission_2_TVA | TVA_Transmission | TVA | Internal | Summer | B8 | 500 | 99999 | 0 | 66.25 | 64.11 | 0.01 | 0
2020 | TVA_Transmission_2_TVA | TVA_Transmission | TVA | Internal | Summer | B9 | 800 | 99999 | 0 | 64.93 | 63.96 | 0.01 | 0
2020 | TVA_Transmission_2_TVA | TVA_Transmission | TVA | Internal | Summer | B10 | 1262 | 99999 | 0 | 61.15 | 57.28 | 0.01 | 0
2020 | TVA_Transmission_2_TVA | TVA_Transmission | TVA | Internal | Winter | B16 | 25 | 99999 | 593.69 | 80.4 | 80.41 | 0.01 | 0
2020 | TVA_Transmission_2_TVA | TVA_Transmission | TVA | Internal | Winter | B17 | 100 | 99999 | 0 | 74.83 | 72.52 | 0.01 | 0
2020 | TVA_Transmission_2_TVA | TVA_Transmission | TVA | Internal | Winter | B18 | 400 | 99999 | 0 | 70.56 | 65.78 | 0.01 | 0
2020 | TVA_Transmission_2_TVA | TVA_Transmission | TVA | Internal | Winter | B19 | 700 | 99999 | 0 | 68.5 | 65.78 | 0.01 | 0
2020 | TVA_Transmission_2_TVA | TVA_Transmission | TVA | Internal | Winter | B20 | 935 | 99999 | 0 | 66.98 | 65.78 | 0.01 | 0
2020 | TVA_Transmission_2_VACAR | TVA_Transmission | VACAR | Internal | Shoulder | B11 | 25 | 900 | 0 | 79.41 | 80.84 | 9 | 0
2020 | TVA_Transmission_2_VACAR | TVA_Transmission | VACAR | Internal | Shoulder | B12 | 200 | 900 | 0 | 69.78 | 72.52 | 9 | 0
2020 | TVA_Transmission_2_VACAR | TVA_Transmission | VACAR | Internal | Shoulder | B13 | 600 | 900 | 0 | 67.22 | 70.63 | 9 | 0
2020 | TVA_Transmission_2_VACAR | TVA_Transmission | VACAR | Internal | Shoulder | B14 | 900 | 900 | 0 | 66.43 | 67.57 | 9 | 0
2020 | TVA_Transmission_2_VACAR | TVA_Transmission | VACAR | Internal | Shoulder | B15 | 1203 | 900 | 0 | 65.1 | 61.62 | 9 | 0
2020 | TVA_Transmission_2_VACAR | TVA_Transmission | VACAR | Internal | Summer | B1 | 10 | 900 | 0 | 112.79 | 112.79 | 9 | 0
2020 | TVA_Transmission_2_VACAR | TVA_Transmission | VACAR | Internal | Summer | B2 | 25 | 900 | 0 | 107.87 | 112.79 | 9 | 0
2020 | TVA_Transmission_2_VACAR | TVA_Transmission | VACAR | Internal | Summer | B3 | 75 | 900 | 0 | 107.15 | 112.79 | 9 | 0
2020 | TVA_Transmission_2_VACAR | TVA_Transmission | VACAR | Internal | Summer | B4 | 100 | 900 | 0 | 97.51 | 99.51 | 9 | 0
2020 | TVA_Transmission_2_VACAR | TVA_Transmission | VACAR | Internal | Summer | B5 | 200 | 900 | 0 | 88.21 | 90.21 | 9 | 0
2020 | TVA_Transmission_2_VACAR | TVA_Transmission | VACAR | Internal | Summer | B6 | 300 | 900 | 0 | 74.81 | 76.76 | 9 | 0
2020 | TVA_Transmission_2_VACAR | TVA_Transmission | VACAR | Internal | Summer | B7 | 400 | 900 | 0 | 68.74 | 70.63 | 9 | 0
2020 | TVA_Transmission_2_VACAR | TVA_Transmission | VACAR | Internal | Summer | B8 | 500 | 900 | 0 | 66.25 | 69.01 | 9 | 0
2020 | TVA_Transmission_2_VACAR | TVA_Transmission | VACAR | Internal | Summer | B9 | 800 | 900 | 0 | 64.93 | 59.98 | 9 | 0
2020 | TVA_Transmission_2_VACAR | TVA_Transmission | VACAR | Internal | Summer | B10 | 1262 | 900 | 0 | 61.15 | 59.98 | 9 | 0
2020 | TVA_Transmission_2_VACAR | TVA_Transmission | VACAR | Internal | Winter | B16 | 25 | 900 | 900 | 80.4 | 92.57 | 9 | 3.17
2020 | TVA_Transmission_2_VACAR | TVA_Transmission | VACAR | Internal | Winter | B17 | 100 | 900 | 0 | 74.83 | 82.53 | 9 | 0
2020 | TVA_Transmission_2_VACAR | TVA_Transmission | VACAR | Internal | Winter | B18 | 400 | 900 | 0 | 70.56 | 74.75 | 9 | 0
2020 | TVA_Transmission_2_VACAR | TVA_Transmission | VACAR | Internal | Winter | B19 | 700 | 900 | 0 | 68.5 | 70.63 | 9 | 0
2020 | TVA_Transmission_2_VACAR | TVA_Transmission | VACAR | Internal | Winter | B20 | 935 | 900 | 0 | 66.98 | 65.31 | 9 | 0
2020 | VACAR_2_PJM_ROR | VACAR | PJM_ROR | Internal | Shoulder | B11 | 25 | 2000 | 0 | 80.84 | 74.84 | 7 | 0
2020 | VACAR_2_PJM_ROR | VACAR | PJM_ROR | Internal | Shoulder | B12 | 200 | 2000 | 0 | 72.52 | 68.32 | 7 | 0
2020 | VACAR_2_PJM_ROR | VACAR | PJM_ROR | Internal | Shoulder | B13 | 600 | 2000 | 0 | 70.63 | 65.66 | 7 | 0
2020 | VACAR_2_PJM_ROR | VACAR | PJM_ROR | Internal | Shoulder | B14 | 900 | 2000 | 0 | 67.57 | 64.06 | 7 | 0
2020 | VACAR_2_PJM_ROR | VACAR | PJM_ROR | Internal | Shoulder | B15 | 1203 | 2000 | 0 | 61.62 | 61.45 | 7 | 0
2020 | VACAR_2_PJM_ROR | VACAR | PJM_ROR | Internal | Summer | B1 | 10 | 2000 | 0 | 112.79 | 106.79 | 7 | 0
2020 | VACAR_2_PJM_ROR | VACAR | PJM_ROR | Internal | Summer | B2 | 25 | 2000 | 0 | 112.79 | 101.87 | 7 | 0
2020 | VACAR_2_PJM_ROR | VACAR | PJM_ROR | Internal | Summer | B3 | 75 | 2000 | 0 | 112.79 | 101.15 | 7 | 0
2020 | VACAR_2_PJM_ROR | VACAR | PJM_ROR | Internal | Summer | B4 | 100 | 2000 | 0 | 99.51 | 91.51 | 7 | 0
2020 | VACAR_2_PJM_ROR | VACAR | PJM_ROR | Internal | Summer | B5 | 200 | 2000 | 0 | 90.21 | 84.21 | 7 | 0
2020 | VACAR_2_PJM_ROR | VACAR | PJM_ROR | Internal | Summer | B6 | 300 | 2000 | 0 | 76.76 | 70.76 | 7 | 0
2020 | VACAR_2_PJM_ROR | VACAR | PJM_ROR | Internal | Summer | B7 | 400 | 2000 | 0 | 70.63 | 64.14 | 7 | 0
2020 | VACAR_2_PJM_ROR | VACAR | PJM_ROR | Internal | Summer | B8 | 500 | 2000 | 0 | 69.01 | 63.01 | 7 | 0
2020 | VACAR_2_PJM_ROR | VACAR | PJM_ROR | Internal | Summer | B9 | 800 | 2000 | 0 | 59.98 | 61.65 | 7 | 0
2020 | VACAR_2_PJM_ROR | VACAR | PJM_ROR | Internal | Summer | B10 | 1262 | 2000 | 0 | 59.98 | 60.67 | 7 | 0
2020 | VACAR_2_PJM_ROR | VACAR | PJM_ROR | Internal | Winter | B16 | 25 | 2000 | 0 | 92.57 | 86.57 | 7 | 0
2020 | VACAR_2_PJM_ROR | VACAR | PJM_ROR | Internal | Winter | B17 | 100 | 2000 | 0 | 82.53 | 76.53 | 7 | 0
2020 | VACAR_2_PJM_ROR | VACAR | PJM_ROR | Internal | Winter | B18 | 400 | 2000 | 0 | 74.75 | 68.75 | 7 | 0
2020 | VACAR_2_PJM_ROR | VACAR | PJM_ROR | Internal | Winter | B19 | 700 | 2000 | 0 | 70.63 | 66.59 | 7 | 0
2020 | VACAR_2_PJM_ROR | VACAR | PJM_ROR | Internal | Winter | B20 | 935 | 2000 | 0 | 65.31 | 63.15 | 7 | 0
2020 | VACAR_2_SOCO | VACAR | SOCO | Internal | Shoulder | B11 | 25 | 3000 | 2850.42 | 80.84 | 87.84 | 7 | 0
2020 | VACAR_2_SOCO | VACAR | SOCO | Internal | Shoulder | B12 | 200 | 3000 | 0 | 72.52 | 69.38 | 7 | 0
2020 | VACAR_2_SOCO | VACAR | SOCO | Internal | Shoulder | B13 | 600 | 3000 | 0 | 70.63 | 67.38 | 7 | 0
2020 | VACAR_2_SOCO | VACAR | SOCO | Internal | Shoulder | B14 | 900 | 3000 | 0 | 67.57 | 67.38 | 7 | 0
2020 | VACAR_2_SOCO | VACAR | SOCO | Internal | Shoulder | B15 | 1203 | 3000 | 0 | 61.62 | 67.38 | 7 | 0
2020 | VACAR_2_SOCO | VACAR | SOCO | Internal | Summer | B1 | 10 | 3000 | 0 | 112.79 | 112.12 | 7 | 0
2020 | VACAR_2_SOCO | VACAR | SOCO | Internal | Summer | B2 | 25 | 3000 | 0 | 112.79 | 109.92 | 7 | 0
2020 | VACAR_2_SOCO | VACAR | SOCO | Internal | Summer | B3 | 75 | 3000 | 0 | 112.79 | 109.92 | 7 | 0
2020 | VACAR_2_SOCO | VACAR | SOCO | Internal | Summer | B4 | 100 | 3000 | 1083.84 | 99.51 | 106.51 | 7 | 0
2020 | VACAR_2_SOCO | VACAR | SOCO | Internal | Summer | B5 | 200 | 3000 | 2460.4 | 90.21 | 97.21 | 7 | 0
2020 | VACAR_2_SOCO | VACAR | SOCO | Internal | Summer | B6 | 300 | 3000 | 394.91 | 76.76 | 83.76 | 7 | 0
2020 | VACAR_2_SOCO | VACAR | SOCO | Internal | Summer | B7 | 400 | 3000 | 0 | 70.63 | 76.76 | 7 | 0
2020 | VACAR_2_SOCO | VACAR | SOCO | Internal | Summer | B8 | 500 | 3000 | 0 | 69.01 | 69.38 | 7 | 0
2020 | VACAR_2_SOCO | VACAR | SOCO | Internal | Summer | B9 | 800 | 3000 | 0 | 59.98 | 66.11 | 7 | 0
2020 | VACAR_2_SOCO | VACAR | SOCO | Internal | Summer | B10 | 1262 | 3000 | 0 | 59.98 | 66.11 | 7 | 0
2020 | VACAR_2_SOCO | VACAR | SOCO | Internal | Winter | B16 | 25 | 3000 | 0 | 92.57 | 86.23 | 7 | 0
2020 | VACAR_2_SOCO | VACAR | SOCO | Internal | Winter | B17 | 100 | 3000 | 0 | 82.53 | 72.53 | 7 | 0
2020 | VACAR_2_SOCO | VACAR | SOCO | Internal | Winter | B18 | 400 | 3000 | 0 | 74.75 | 69.99 | 7 | 0
2020 | VACAR_2_SOCO | VACAR | SOCO | Internal | Winter | B19 | 700 | 3000 | 0 | 70.63 | 69.99 | 7 | 0
2020 | VACAR_2_SOCO | VACAR | SOCO | Internal | Winter | B20 | 935 | 3000 | 0 | 65.31 | 69.99 | 7 | 0
2020 | VACAR_2_TVA_Transmission | VACAR | TVA_Transmission | Internal | Shoulder | B11 | 25 | 900 | 0 | 80.84 | 79.41 | 7 | 0
2020 | VACAR_2_TVA_Transmission | VACAR | TVA_Transmission | Internal | Shoulder | B12 | 200 | 900 | 0 | 72.52 | 69.78 | 7 | 0
2020 | VACAR_2_TVA_Transmission | VACAR | TVA_Transmission | Internal | Shoulder | B13 | 600 | 900 | 0 | 70.63 | 67.22 | 7 | 0
2020 | VACAR_2_TVA_Transmission | VACAR | TVA_Transmission | Internal | Shoulder | B14 | 900 | 900 | 0 | 67.57 | 66.43 | 7 | 0
2020 | VACAR_2_TVA_Transmission | VACAR | TVA_Transmission | Internal | Shoulder | B15 | 1203 | 900 | 0 | 61.62 | 65.1 | 7 | 0
2020 | VACAR_2_TVA_Transmission | VACAR | TVA_Transmission | Internal | Summer | B1 | 10 | 900 | 0 | 112.79 | 112.79 | 7 | 0
2020 | VACAR_2_TVA_Transmission | VACAR | TVA_Transmission | Internal | Summer | B2 | 25 | 900 | 0 | 112.79 | 107.87 | 7 | 0
2020 | VACAR_2_TVA_Transmission | VACAR | TVA_Transmission | Internal | Summer | B3 | 75 | 900 | 0 | 112.79 | 107.15 | 7 | 0
2020 | VACAR_2_TVA_Transmission | VACAR | TVA_Transmission | Internal | Summer | B4 | 100 | 900 | 0 | 99.51 | 97.51 | 7 | 0
2020 | VACAR_2_TVA_Transmission | VACAR | TVA_Transmission | Internal | Summer | B5 | 200 | 900 | 0 | 90.21 | 88.21 | 7 | 0
2020 | VACAR_2_TVA_Transmission | VACAR | TVA_Transmission | Internal | Summer | B6 | 300 | 900 | 0 | 76.76 | 74.81 | 7 | 0
2020 | VACAR_2_TVA_Transmission | VACAR | TVA_Transmission | Internal | Summer | B7 | 400 | 900 | 0 | 70.63 | 68.74 | 7 | 0
2020 | VACAR_2_TVA_Transmission | VACAR | TVA_Transmission | Internal | Summer | B8 | 500 | 900 | 0 | 69.01 | 66.25 | 7 | 0
2020 | VACAR_2_TVA_Transmission | VACAR | TVA_Transmission | Internal | Summer | B9 | 800 | 900 | 0 | 59.98 | 64.93 | 7 | 0
2020 | VACAR_2_TVA_Transmission | VACAR | TVA_Transmission | Internal | Summer | B10 | 1262 | 900 | 0 | 59.98 | 61.15 | 7 | 0
2020 | VACAR_2_TVA_Transmission | VACAR | TVA_Transmission | Internal | Winter | B16 | 25 | 900 | 0 | 92.57 | 80.4 | 7 | 0
2020 | VACAR_2_TVA_Transmission | VACAR | TVA_Transmission | Internal | Winter | B17 | 100 | 900 | 0 | 82.53 | 74.83 | 7 | 0
2020 | VACAR_2_TVA_Transmission | VACAR | TVA_Transmission | Internal | Winter | B18 | 400 | 900 | 0 | 74.75 | 70.56 | 7 | 0
2020 | VACAR_2_TVA_Transmission | VACAR | TVA_Transmission | Internal | Winter | B19 | 700 | 900 | 0 | 70.63 | 68.5 | 7 | 0
2020 | VACAR_2_TVA_Transmission | VACAR | TVA_Transmission | Internal | Winter | B20 | 935 | 900 | 0 | 65.31 | 66.98 | 7 | 0
2025 | ENT_2_MISO_MO-IL | ENT | MISO_MO-IL | Internal | Shoulder | B11 | 25 | 2260 | 0 | 86.19 | 81.54 | 8 | 0
2025 | ENT_2_MISO_MO-IL | ENT | MISO_MO-IL | Internal | Shoulder | B12 | 200 | 2260 | 0 | 73.68 | 75.49 | 8 | 0
2025 | ENT_2_MISO_MO-IL | ENT | MISO_MO-IL | Internal | Shoulder | B13 | 600 | 2260 | 0 | 73.14 | 75 | 8 | 0
2025 | ENT_2_MISO_MO-IL | ENT | MISO_MO-IL | Internal | Shoulder | B14 | 900 | 2260 | 0 | 70.69 | 67.84 | 8 | 0
2025 | ENT_2_MISO_MO-IL | ENT | MISO_MO-IL | Internal | Shoulder | B15 | 1203 | 2260 | 0 | 70.69 | 64.15 | 8 | 0
2025 | ENT_2_MISO_MO-IL | ENT | MISO_MO-IL | Internal | Summer | B1 | 10 | 2260 | 0 | 117.53 | 109.53 | 8 | 0
2025 | ENT_2_MISO_MO-IL | ENT | MISO_MO-IL | Internal | Summer | B2 | 25 | 2260 | 0 | 112.44 | 108.43 | 8 | 0
2025 | ENT_2_MISO_MO-IL | ENT | MISO_MO-IL | Internal | Summer | B3 | 75 | 2260 | 0 | 112.44 | 107.29 | 8 | 0
2025 | ENT_2_MISO_MO-IL | ENT | MISO_MO-IL | Internal | Summer | B4 | 100 | 2260 | 0 | 105.22 | 97.22 | 8 | 0
2025 | ENT_2_MISO_MO-IL | ENT | MISO_MO-IL | Internal | Summer | B5 | 200 | 2260 | 0 | 98.42 | 90.42 | 8 | 0
2025 | ENT_2_MISO_MO-IL | ENT | MISO_MO-IL | Internal | Summer | B6 | 300 | 2260 | 0 | 89.64 | 81.64 | 8 | 0
2025 | ENT_2_MISO_MO-IL | ENT | MISO_MO-IL | Internal | Summer | B7 | 400 | 2260 | 0 | 80.34 | 78.26 | 8 | 0
2025 | ENT_2_MISO_MO-IL | ENT | MISO_MO-IL | Internal | Summer | B8 | 500 | 2260 | 0 | 72.16 | 72.69 | 8 | 0
2025 | ENT_2_MISO_MO-IL | ENT | MISO_MO-IL | Internal | Summer | B9 | 800 | 2260 | 0 | 71.63 | 66.39 | 8 | 0
2025 | ENT_2_MISO_MO-IL | ENT | MISO_MO-IL | Internal | Summer | B10 | 1262 | 2260 | 0 | 66.49 | 58.49 | 8 | 0
2025 | ENT_2_MISO_MO-IL | ENT | MISO_MO-IL | Internal | Winter | B16 | 25 | 2260 | 0 | 81.13 | 81.13 | 8 | 0
2025 | ENT_2_MISO_MO-IL | ENT | MISO_MO-IL | Internal | Winter | B17 | 100 | 2260 | 0 | 74.41 | 78.12 | 8 | 0
2025 | ENT_2_MISO_MO-IL | ENT | MISO_MO-IL | Internal | Winter | B18 | 400 | 2260 | 0 | 75.08 | 75.08 | 8 | 0
2025 | ENT_2_MISO_MO-IL | ENT | MISO_MO-IL | Internal | Winter | B19 | 700 | 2260 | 0 | 73.56 | 73.12 | 8 | 0
2025 | ENT_2_MISO_MO-IL | ENT | MISO_MO-IL | Internal | Winter | B20 | 935 | 2260 | 0 | 73.56 | 66.43 | 8 | 0
2025 | ENT_2_SOCO | ENT | SOCO | Internal | Shoulder | B11 | 25 | 2000 | 2000 | 86.19 | 98.54 | 8 | 4.35
2025 | ENT_2_SOCO | ENT | SOCO | Internal | Shoulder | B12 | 200 | 2000 | 0 | 73.68 | 76.45 | 8 | 0
2025 | ENT_2_SOCO | ENT | SOCO | Internal | Shoulder | B13 | 600 | 2000 | 0 | 73.14 | 73.5 | 8 | 0
2025 | ENT_2_SOCO | ENT | SOCO | Internal | Shoulder | B14 | 900 | 2000 | 0 | 70.69 | 73.5 | 8 | 0
2025 | ENT_2_SOCO | ENT | SOCO | Internal | Shoulder | B15 | 1203 | 2000 | 0 | 70.69 | 72.62 | 8 | 0
2025 | ENT_2_SOCO | ENT | SOCO | Internal | Summer | B1 | 10 | 2000 | 2000 | 117.53 | 126.53 | 8 | 1
2025 | ENT_2_SOCO | ENT | SOCO | Internal | Summer | B2 | 25 | 2000 | 1180.48 | 112.44 | 120.44 | 8 | 0
2025 | ENT_2_SOCO | ENT | SOCO | Internal | Summer | B3 | 75 | 2000 | 1627.94 | 112.44 | 120.44 | 8 | 0
2025 | ENT_2_SOCO | ENT | SOCO | Internal | Summer | B4 | 100 | 2000 | 2000 | 105.22 | 118.06 | 8 | 4.84
2025 | ENT_2_SOCO | ENT | SOCO | Internal | Summer | B5 | 200 | 2000 | 2000 | 98.42 | 112.04 | 8 | 5.62
2025 | ENT_2_SOCO | ENT | SOCO | Internal | Summer | B6 | 300 | 2000 | 1688.12 | 89.64 | 97.64 | 8 | 0
2025 | ENT_2_SOCO | ENT | SOCO | Internal | Summer | B7 | 400 | 2000 | 2000 | 80.34 | 95.26 | 8 | 6.93
2025 | ENT_2_SOCO | ENT | SOCO | Internal | Summer | B8 | 500 | 2000 | 2000 | 72.16 | 86.23 | 8 | 6.06
2025 | ENT_2_SOCO | ENT | SOCO | Internal | Summer | B9 | 800 | 2000 | 0 | 71.63 | 71.45 | 8 | 0
2025 | ENT_2_SOCO | ENT | SOCO | Internal | Summer | B10 | 1262 | 2000 | 0 | 66.49 | 71.22 | 8 | 0
2025 | ENT_2_SOCO | ENT | SOCO | Internal | Winter | B16 | 25 | 2000 | 2000 | 81.13 | 98.13 | 8 | 9
2025 | ENT_2_SOCO | ENT | SOCO | Internal | Winter | B17 | 100 | 2000 | 0 | 74.41 | 80.69 | 8 | 0
2025 | ENT_2_SOCO | ENT | SOCO | Internal | Winter | B18 | 400 | 2000 | 0 | 75.08 | 75.5 | 8 | 0
2025 | ENT_2_SOCO | ENT | SOCO | Internal | Winter | B19 | 700 | 2000 | 0 | 73.56 | 75.5 | 8 | 0
2025 | ENT_2_SOCO | ENT | SOCO | Internal | Winter | B20 | 935 | 2000 | 0 | 73.56 | 75.5 | 8 | 0
2025 | ENT_2_SPP_N | ENT | SPP_N | Internal | Shoulder | B11 | 25 | 1300 | 0 | 86.19 | 81.19 | 8 | 0
2025 | ENT_2_SPP_N | ENT | SPP_N | Internal | Shoulder | B12 | 200 | 1300 | 0 | 73.68 | 70.49 | 8 | 0
2025 | ENT_2_SPP_N | ENT | SPP_N | Internal | Shoulder | B13 | 600 | 1300 | 0 | 73.14 | 69.82 | 8 | 0
2025 | ENT_2_SPP_N | ENT | SPP_N | Internal | Shoulder | B14 | 900 | 1300 | 0 | 70.69 | 61.7 | 8 | 0
2025 | ENT_2_SPP_N | ENT | SPP_N | Internal | Shoulder | B15 | 1203 | 1300 | 0 | 70.69 | 60.92 | 8 | 0
2025 | ENT_2_SPP_N | ENT | SPP_N | Internal | Summer | B1 | 10 | 1300 | 0 | 117.53 | 104.53 | 8 | 0
2025 | ENT_2_SPP_N | ENT | SPP_N | Internal | Summer | B2 | 25 | 1300 | 0 | 112.44 | 107.44 | 8 | 0
2025 | ENT_2_SPP_N | ENT | SPP_N | Internal | Summer | B3 | 75 | 1300 | 0 | 112.44 | 107.44 | 8 | 0
2025 | ENT_2_SPP_N | ENT | SPP_N | Internal | Summer | B4 | 100 | 1300 | 0 | 105.22 | 100.22 | 8 | 0
2025 | ENT_2_SPP_N | ENT | SPP_N | Internal | Summer | B5 | 200 | 1300 | 0 | 98.42 | 93.42 | 8 | 0
2025 | ENT_2_SPP_N | ENT | SPP_N | Internal | Summer | B6 | 300 | 1300 | 0 | 89.64 | 87.16 | 8 | 0
2025 | ENT_2_SPP_N | ENT | SPP_N | Internal | Summer | B7 | 400 | 1300 | 0 | 80.34 | 77.57 | 8 | 0
2025 | ENT_2_SPP_N | ENT | SPP_N | Internal | Summer | B8 | 500 | 1300 | 0 | 72.16 | 69.45 | 8 | 0
2025 | ENT_2_SPP_N | ENT | SPP_N | Internal | Summer | B9 | 800 | 1300 | 0 | 71.63 | 69.09 | 8 | 0
2025 | ENT_2_SPP_N | ENT | SPP_N | Internal | Summer | B10 | 1262 | 1300 | 0 | 66.49 | 60.36 | 8 | 0
2025 | ENT_2_SPP_N | ENT | SPP_N | Internal | Winter | B16 | 25 | 1300 | 0 | 81.13 | 73.53 | 8 | 0
2025 | ENT_2_SPP_N | ENT | SPP_N | Internal | Winter | B17 | 100 | 1300 | 0 | 74.41 | 64.67 | 8 | 0
2025 | ENT_2_SPP_N | ENT | SPP_N | Internal | Winter | B18 | 400 | 1300 | 0 | 75.08 | 70.08 | 8 | 0
2025 | ENT_2_SPP_N | ENT | SPP_N | Internal | Winter | B19 | 700 | 1300 | 0 | 73.56 | 68.12 | 8 | 0
2025 | ENT_2_SPP_N | ENT | SPP_N | Internal | Winter | B20 | 935 | 1300 | 0 | 73.56 | 63.95 | 8 | 0
2025 | ENT_2_SPP_S | ENT | SPP_S | Internal | Shoulder | B11 | 25 | 1300 | 0 | 86.19 | 81.17 | 8 | 0
2025 | ENT_2_SPP_S | ENT | SPP_S | Internal | Shoulder | B12 | 200 | 1300 | 0 | 73.68 | 70.5 | 8 | 0
2025 | ENT_2_SPP_S | ENT | SPP_S | Internal | Shoulder | B13 | 600 | 1300 | 0 | 73.14 | 69.84 | 8 | 0
2025 | ENT_2_SPP_S | ENT | SPP_S | Internal | Shoulder | B14 | 900 | 1300 | 0 | 70.69 | 61.37 | 8 | 0
2025 | ENT_2_SPP_S | ENT | SPP_S | Internal | Shoulder | B15 | 1203 | 1300 | 0 | 70.69 | 60.93 | 8 | 0
2025 | ENT_2_SPP_S | ENT | SPP_S | Internal | Summer | B1 | 10 | 1300 | 0 | 117.53 | 72.32 | 8 | 0
2025 | ENT_2_SPP_S | ENT | SPP_S | Internal | Summer | B2 | 25 | 1300 | 0 | 112.44 | 100.23 | 8 | 0
2025 | ENT_2_SPP_S | ENT | SPP_S | Internal | Summer | B3 | 75 | 1300 | 0 | 112.44 | 105.57 | 8 | 0
2025 | ENT_2_SPP_S | ENT | SPP_S | Internal | Summer | B4 | 100 | 1300 | 0 | 105.22 | 100.23 | 8 | 0
2025 | ENT_2_SPP_S | ENT | SPP_S | Internal | Summer | B5 | 200 | 1300 | 0 | 98.42 | 93.43 | 8 | 0
2025 | ENT_2_SPP_S | ENT | SPP_S | Internal | Summer | B6 | 300 | 1300 | 0 | 89.64 | 87.18 | 8 | 0
2025 | ENT_2_SPP_S | ENT | SPP_S | Internal | Summer | B7 | 400 | 1300 | 0 | 80.34 | 77.59 | 8 | 0
2025 | ENT_2_SPP_S | ENT | SPP_S | Internal | Summer | B8 | 500 | 1300 | 0 | 72.16 | 69.46 | 8 | 0
2025 | ENT_2_SPP_S | ENT | SPP_S | Internal | Summer | B9 | 800 | 1300 | 0 | 71.63 | 69.11 | 8 | 0
2025 | ENT_2_SPP_S | ENT | SPP_S | Internal | Summer | B10 | 1262 | 1300 | 0 | 66.49 | 60.37 | 8 | 0
2025 | ENT_2_SPP_S | ENT | SPP_S | Internal | Winter | B16 | 25 | 1300 | 0 | 81.13 | 73.55 | 8 | 0
2025 | ENT_2_SPP_S | ENT | SPP_S | Internal | Winter | B17 | 100 | 1300 | 0 | 74.41 | 64.68 | 8 | 0
2025 | ENT_2_SPP_S | ENT | SPP_S | Internal | Winter | B18 | 400 | 1300 | 0 | 75.08 | 70.1 | 8 | 0
2025 | ENT_2_SPP_S | ENT | SPP_S | Internal | Winter | B19 | 700 | 1300 | 0 | 73.56 | 68.13 | 8 | 0
2025 | ENT_2_SPP_S | ENT | SPP_S | Internal | Winter | B20 | 935 | 1300 | 0 | 73.56 | 63.96 | 8 | 0
2025 | ENT_2_TVA_Transmission | ENT | TVA_Transmission | Internal | Shoulder | B11 | 25 | 2100 | 0 | 86.19 | 89.54 | 8 | 0
2025 | ENT_2_TVA_Transmission | ENT | TVA_Transmission | Internal | Shoulder | B12 | 200 | 2100 | 0 | 73.68 | 79.76 | 8 | 0
2025 | ENT_2_TVA_Transmission | ENT | TVA_Transmission | Internal | Shoulder | B13 | 600 | 2100 | 0 | 73.14 | 78.06 | 8 | 0
2025 | ENT_2_TVA_Transmission | ENT | TVA_Transmission | Internal | Shoulder | B14 | 900 | 2100 | 0 | 70.69 | 75.55 | 8 | 0
2025 | ENT_2_TVA_Transmission | ENT | TVA_Transmission | Internal | Shoulder | B15 | 1203 | 2100 | 0 | 70.69 | 72.15 | 8 | 0
2025 | ENT_2_TVA_Transmission | ENT | TVA_Transmission | Internal | Summer | B1 | 10 | 2100 | 0 | 117.53 | 117.53 | 8 | 0
2025 | ENT_2_TVA_Transmission | ENT | TVA_Transmission | Internal | Summer | B2 | 25 | 2100 | 0 | 112.44 | 116.43 | 8 | 0
2025 | ENT_2_TVA_Transmission | ENT | TVA_Transmission | Internal | Summer | B3 | 75 | 2100 | 0 | 112.44 | 115.27 | 8 | 0
2025 | ENT_2_TVA_Transmission | ENT | TVA_Transmission | Internal | Summer | B4 | 100 | 2100 | 0 | 105.22 | 105.22 | 8 | 0
2025 | ENT_2_TVA_Transmission | ENT | TVA_Transmission | Internal | Summer | B5 | 200 | 2100 | 0 | 98.42 | 98.42 | 8 | 0
2025 | ENT_2_TVA_Transmission | ENT | TVA_Transmission | Internal | Summer | B6 | 300 | 2100 | 0 | 89.64 | 89 | 8 | 0
2025 | ENT_2_TVA_Transmission | ENT | TVA_Transmission | Internal | Summer | B7 | 400 | 2100 | 0 | 80.34 | 86.26 | 8 | 0
2025 | ENT_2_TVA_Transmission | ENT | TVA_Transmission | Internal | Summer | B8 | 500 | 2100 | 0 | 72.16 | 78.41 | 8 | 0
2025 | ENT_2_TVA_Transmission | ENT | TVA_Transmission | Internal | Summer | B9 | 800 | 2100 | 0 | 71.63 | 71.45 | 8 | 0
2025 | ENT_2_TVA_Transmission | ENT | TVA_Transmission | Internal | Summer | B10 | 1262 | 2100 | 0 | 66.49 | 65.05 | 8 | 0
2025 | ENT_2_TVA_Transmission | ENT | TVA_Transmission | Internal | Winter | B16 | 25 | 2100 | 2082.62 | 81.13 | 89.13 | 8 | 0
2025 | ENT_2_TVA_Transmission | ENT | TVA_Transmission | Internal | Winter | B17 | 100 | 2100 | 288.71 | 74.41 | 82.41 | 8 | 0
2025 | ENT_2_TVA_Transmission | ENT | TVA_Transmission | Internal | Winter | B18 | 400 | 2100 | 0 | 75.08 | 80.05 | 8 | 0
2025 | ENT_2_TVA_Transmission | ENT | TVA_Transmission | Internal | Winter | B19 | 700 | 2100 | 0 | 73.56 | 78.86 | 8 | 0
2025 | ENT_2_TVA_Transmission | ENT | TVA_Transmission | Internal | Winter | B20 | 935 | 2100 | 0 | 73.56 | 74.43 | 8 | 0
2025 | FRCC_2_SOCO | FRCC | SOCO | Internal | Shoulder | B11 | 25 | 900 | 0 | 108.54 | 98.54 | 8 | 0
2025 | FRCC_2_SOCO | FRCC | SOCO | Internal | Shoulder | B12 | 200 | 900 | 0 | 81.24 | 76.45 | 8 | 0
2025 | FRCC_2_SOCO | FRCC | SOCO | Internal | Shoulder | B13 | 600 | 900 | 0 | 78.29 | 73.5 | 8 | 0
2025 | FRCC_2_SOCO | FRCC | SOCO | Internal | Shoulder | B14 | 900 | 900 | 0 | 77.85 | 73.5 | 8 | 0
2025 | FRCC_2_SOCO | FRCC | SOCO | Internal | Shoulder | B15 | 1203 | 900 | 0 | 77.85 | 72.62 | 8 | 0
2025 | FRCC_2_SOCO | FRCC | SOCO | Internal | Summer | B1 | 10 | 900 | 0 | 136.53 | 126.53 | 8 | 0
2025 | FRCC_2_SOCO | FRCC | SOCO | Internal | Summer | B2 | 25 | 900 | 0 | 125.11 | 120.44 | 8 | 0
2025 | FRCC_2_SOCO | FRCC | SOCO | Internal | Summer | B3 | 75 | 900 | 0 | 125.11 | 120.44 | 8 | 0
2025 | FRCC_2_SOCO | FRCC | SOCO | Internal | Summer | B4 | 100 | 900 | 0 | 125.11 | 118.06 | 8 | 0
2025 | FRCC_2_SOCO | FRCC | SOCO | Internal | Summer | B5 | 200 | 900 | 0 | 122.04 | 112.04 | 8 | 0
2025 | FRCC_2_SOCO | FRCC | SOCO | Internal | Summer | B6 | 300 | 900 | 0 | 99.65 | 97.64 | 8 | 0
2025 | FRCC_2_SOCO | FRCC | SOCO | Internal | Summer | B7 | 400 | 900 | 0 | 91.75 | 95.26 | 8 | 0
2025 | FRCC_2_SOCO | FRCC | SOCO | Internal | Summer | B8 | 500 | 900 | 0 | 80.4 | 86.23 | 8 | 0
2025 | FRCC_2_SOCO | FRCC | SOCO | Internal | Summer | B9 | 800 | 900 | 0 | 77.04 | 71.45 | 8 | 0
2025 | FRCC_2_SOCO | FRCC | SOCO | Internal | Summer | B10 | 1262 | 900 | 0 | 77.04 | 71.22 | 8 | 0
2025 | FRCC_2_SOCO | FRCC | SOCO | Internal | Winter | B16 | 25 | 900 | 0 | 99.17 | 98.13 | 8 | 0
2025 | FRCC_2_SOCO | FRCC | SOCO | Internal | Winter | B17 | 100 | 900 | 0 | 80.3 | 80.69 | 8 | 0
2025 | FRCC_2_SOCO | FRCC | SOCO | Internal | Winter | B18 | 400 | 900 | 0 | 80.3 | 75.5 | 8 | 0
2025 | FRCC_2_SOCO | FRCC | SOCO | Internal | Winter | B19 | 700 | 900 | 0 | 80.3 | 75.5 | 8 | 0
2025 | FRCC_2_SOCO | FRCC | SOCO | Internal | Winter | B20 | 935 | 900 | 0 | 80.3 | 75.5 | 8 | 0
2025 | HQ_NEISO_2_NEISO | HQ_NEISO | NEISO | Internal | Shoulder | B11 | 25 | 99999 | 2920 | 65.75 | 65.77 | 0.01 | 0
2025 | HQ_NEISO_2_NEISO | HQ_NEISO | NEISO | Internal | Shoulder | B12 | 200 | 99999 | 2920 | 65.75 | 65.77 | 0.01 | 0
2025 | HQ_NEISO_2_NEISO | HQ_NEISO | NEISO | Internal | Shoulder | B13 | 600 | 99999 | 2920 | 65.75 | 65.77 | 0.01 | 0
2025 | HQ_NEISO_2_NEISO | HQ_NEISO | NEISO | Internal | Shoulder | B14 | 900 | 99999 | 2920 | 65.75 | 65.77 | 0.01 | 0
2025 | HQ_NEISO_2_NEISO | HQ_NEISO | NEISO | Internal | Shoulder | B15 | 1203 | 99999 | 1143.24 | 65.75 | 65.77 | 0.01 | 0
2025 | HQ_NEISO_2_NEISO | HQ_NEISO | NEISO | Internal | Summer | B1 | 10 | 99999 | 2920.1 | 300.02 | 300.04 | 0.01 | 0
2025 | HQ_NEISO_2_NEISO | HQ_NEISO | NEISO | Internal | Summer | B2 | 25 | 99999 | 2920.1 | 135.93 | 135.94 | 0.01 | 0
2025 | HQ_NEISO_2_NEISO | HQ_NEISO | NEISO | Internal | Summer | B3 | 75 | 99999 | 2920 | 88.86 | 88.87 | 0.01 | 0
2025 | HQ_NEISO_2_NEISO | HQ_NEISO | NEISO | Internal | Summer | B4 | 100 | 99999 | 2920 | 77.38 | 77.39 | 0.01 | 0
2025 | HQ_NEISO_2_NEISO | HQ_NEISO | NEISO | Internal | Summer | B5 | 200 | 99999 | 2920 | 69.56 | 69.58 | 0.01 | 0
2025 | HQ_NEISO_2_NEISO | HQ_NEISO | NEISO | Internal | Summer | B6 | 300 | 99999 | 2920 | 62.58 | 62.6 | 0.01 | 0
2025 | HQ_NEISO_2_NEISO | HQ_NEISO | NEISO | Internal | Summer | B7 | 400 | 99999 | 2920 | 62.58 | 62.6 | 0.01 | 0
2025 | HQ_NEISO_2_NEISO | HQ_NEISO | NEISO | Internal | Summer | B8 | 500 | 99999 | 2920 | 62.58 | 62.6 | 0.01 | 0
2025 | HQ_NEISO_2_NEISO | HQ_NEISO | NEISO | Internal | Summer | B9 | 800 | 99999 | 2920 | 62.58 | 62.6 | 0.01 | 0
2025 | HQ_NEISO_2_NEISO | HQ_NEISO | NEISO | Internal | Summer | B10 | 1262 | 99999 | 795.94 | 62.58 | 62.6 | 0.01 | 0
2025 | HQ_NEISO_2_NEISO | HQ_NEISO | NEISO | Internal | Winter | B16 | 25 | 99999 | 2920 | 75.55 | 75.56 | 0.01 | 0
2025 | HQ_NEISO_2_NEISO | HQ_NEISO | NEISO | Internal | Winter | B17 | 100 | 99999 | 2920 | 75.55 | 75.56 | 0.01 | 0
2025 | HQ_NEISO_2_NEISO | HQ_NEISO | NEISO | Internal | Winter | B18 | 400 | 99999 | 2920 | 75.55 | 75.56 | 0.01 | 0
2025 | HQ_NEISO_2_NEISO | HQ_NEISO | NEISO | Internal | Winter | B19 | 700 | 99999 | 2920 | 75.55 | 75.56 | 0.01 | 0
2025 | HQ_NEISO_2_NEISO | HQ_NEISO | NEISO | Internal | Winter | B20 | 935 | 99999 | 1233.58 | 75.55 | 75.56 | 0.01 | 0
2025 | HQ_NY_2_NYISO_A-F | HQ_NY | NYISO_A-F | Internal | Shoulder | B11 | 25 | 99999 | 2812.27 | 75.51 | 75.53 | 0.01 | 0
2025 | HQ_NY_2_NYISO_A-F | HQ_NY | NYISO_A-F | Internal | Shoulder | B12 | 200 | 99999 | 2847.69 | 72.43 | 72.44 | 0.01 | 0
2025 | HQ_NY_2_NYISO_A-F | HQ_NY | NYISO_A-F | Internal | Shoulder | B13 | 600 | 99999 | 2781.85 | 69.62 | 69.64 | 0.01 | 0
2025 | HQ_NY_2_NYISO_A-F | HQ_NY | NYISO_A-F | Internal | Shoulder | B14 | 900 | 99999 | 2673.14 | 67.33 | 67.34 | 0.01 | 0
2025 | HQ_NY_2_NYISO_A-F | HQ_NY | NYISO_A-F | Internal | Shoulder | B15 | 1203 | 99999 | 1582.7 | 67.33 | 67.34 | 0.01 | 0
2025 | HQ_NY_2_NYISO_A-F | HQ_NY | NYISO_A-F | Internal | Summer | B1 | 10 | 99999 | 3500.1 | 109.52 | 109.53 | 0.01 | 0
2025 | HQ_NY_2_NYISO_A-F | HQ_NY | NYISO_A-F | Internal | Summer | B2 | 25 | 99999 | 3406.71 | 108.42 | 108.43 | 0.01 | 0
2025 | HQ_NY_2_NYISO_A-F | HQ_NY | NYISO_A-F | Internal | Summer | B3 | 75 | 99999 | 3266.6 | 89.11 | 89.12 | 0.01 | 0
2025 | HQ_NY_2_NYISO_A-F | HQ_NY | NYISO_A-F | Internal | Summer | B4 | 100 | 99999 | 3116.28 | 80.38 | 80.39 | 0.01 | 0
2025 | HQ_NY_2_NYISO_A-F | HQ_NY | NYISO_A-F | Internal | Summer | B5 | 200 | 99999 | 3025.49 | 74.09 | 74.1 | 0.01 | 0
2025 | HQ_NY_2_NYISO_A-F | HQ_NY | NYISO_A-F | Internal | Summer | B6 | 300 | 99999 | 2934.86 | 74.09 | 74.1 | 0.01 | 0
2025 | HQ_NY_2_NYISO_A-F | HQ_NY | NYISO_A-F | Internal | Summer | B7 | 400 | 99999 | 2830.75 | 74.09 | 74.1 | 0.01 | 0
2025 | HQ_NY_2_NYISO_A-F | HQ_NY | NYISO_A-F | Internal | Summer | B8 | 500 | 99999 | 2760.25 | 66.67 | 66.68 | 0.01 | 0
2025 | HQ_NY_2_NYISO_A-F | HQ_NY | NYISO_A-F | Internal | Summer | B9 | 800 | 99999 | 2664.71 | 65.05 | 65.06 | 0.01 | 0
2025 | HQ_NY_2_NYISO_A-F | HQ_NY | NYISO_A-F | Internal | Summer | B10 | 1262 | 99999 | 1436.31 | 65.05 | 65.06 | 0.01 | 0
2025 | HQ_NY_2_NYISO_A-F | HQ_NY | NYISO_A-F | Internal | Winter | B16 | 25 | 99999 | 3058.87 | 78.32 | 78.34 | 0.01 | 0
2025 | HQ_NY_2_NYISO_A-F | HQ_NY | NYISO_A-F | Internal | Winter | B17 | 100 | 99999 | 3001.1 | 76.39 | 76.4 | 0.01 | 0
2025 | HQ_NY_2_NYISO_A-F | HQ_NY | NYISO_A-F | Internal | Winter | B18 | 400 | 99999 | 2934.69 | 72.55 | 72.56 | 0.01 | 0
2025 | HQ_NY_2_NYISO_A-F | HQ_NY | NYISO_A-F | Internal | Winter | B19 | 700 | 99999 | 2819.07 | 72.55 | 72.56 | 0.01 | 0
2025 | HQ_NY_2_NYISO_A-F | HQ_NY | NYISO_A-F | Internal | Winter | B20 | 935 | 99999 | 1762.97 | 72.55 | 72.56 | 0.01 | 0
2025 | HQ_IESO_2_IESO | HQ_IESO | IESO | Internal | Shoulder | B11 | 25 | 99999 | 400 | 62.18 | 62.2 | 0.01 | 0
2025 | HQ_IESO_2_IESO | HQ_IESO | IESO | Internal | Shoulder | B12 | 200 | 99999 | 400 | 60.38 | 60.39 | 0.01 | 0
2025 | HQ_IESO_2_IESO | HQ_IESO | IESO | Internal | Shoulder | B13 | 600 | 99999 | 400 | 60.33 | 60.34 | 0.01 | 0
2025 | HQ_IESO_2_IESO | HQ_IESO | IESO | Internal | Shoulder | B14 | 900 | 99999 | 400 | 60.33 | 60.34 | 0.01 | 0
2025 | HQ_IESO_2_IESO | HQ_IESO | IESO | Internal | Shoulder | B15 | 1203 | 99999 | 75.48 | 60.33 | 60.34 | 0.01 | 0
2025 | HQ_IESO_2_IESO | HQ_IESO | IESO | Internal | Summer | B1 | 10 | 99999 | 400.1 | 102.52 | 102.53 | 0.01 | 0
2025 | HQ_IESO_2_IESO | HQ_IESO | IESO | Internal | Summer | B2 | 25 | 99999 | 400.1 | 101.42 | 101.43 | 0.01 | 0
2025 | HQ_IESO_2_IESO | HQ_IESO | IESO | Internal | Summer | B3 | 75 | 99999 | 400 | 82.11 | 82.12 | 0.01 | 0
2025 | HQ_IESO_2_IESO | HQ_IESO | IESO | Internal | Summer | B4 | 100 | 99999 | 400 | 66.59 | 66.61 | 0.01 | 0
2025 | HQ_IESO_2_IESO | HQ_IESO | IESO | Internal | Summer | B5 | 200 | 99999 | 400 | 66.59 | 66.61 | 0.01 | 0
2025 | HQ_IESO_2_IESO | HQ_IESO | IESO | Internal | Summer | B6 | 300 | 99999 | 400 | 66.59 | 66.61 | 0.01 | 0
2025 | HQ_IESO_2_IESO | HQ_IESO | IESO | Internal | Summer | B7 | 400 | 99999 | 400 | 58.05 | 58.06 | 0.01 | 0
2025 | HQ_IESO_2_IESO | HQ_IESO | IESO | Internal | Summer | B8 | 500 | 99999 | 400 | 58.05 | 58.06 | 0.01 | 0
2025 | HQ_IESO_2_IESO | HQ_IESO | IESO | Internal | Summer | B9 | 800 | 99999 | 400 | 58.05 | 58.06 | 0.01 | 0
2025 | HQ_IESO_2_IESO | HQ_IESO | IESO | Internal | Summer | B10 | 1262 | 99999 | 12.04 | 58.05 | 58.06 | 0.01 | 0
2025 | HQ_IESO_2_IESO | HQ_IESO | IESO | Internal | Winter | B16 | 25 | 99999 | 400 | 69.84 | 69.85 | 0.01 | 0
2025 | HQ_IESO_2_IESO | HQ_IESO | IESO | Internal | Winter | B17 | 100 | 99999 | 400 | 65.65 | 65.66 | 0.01 | 0
2025 | HQ_IESO_2_IESO | HQ_IESO | IESO | Internal | Winter | B18 | 400 | 99999 | 400 | 65.55 | 65.56 | 0.01 | 0
2025 | HQ_IESO_2_IESO | HQ_IESO | IESO | Internal | Winter | B19 | 700 | 99999 | 400 | 65.55 | 65.56 | 0.01 | 0
2025 | HQ_IESO_2_IESO | HQ_IESO | IESO | Internal | Winter | B20 | 935 | 99999 | 91.98 | 65.55 | 65.56 | 0.01 | 0
2025 | IESO_2_MAPP_CA | IESO | MAPP_CA | Internal | Shoulder | B11 | 25 | 262 | 164.58 | 62.2 | 69.2 | 7 | 0
2025 | IESO_2_MAPP_CA | IESO | MAPP_CA | Internal | Shoulder | B12 | 200 | 262 | 0 | 60.39 | 67.38 | 7 | 0
2025 | IESO_2_MAPP_CA | IESO | MAPP_CA | Internal | Shoulder | B13 | 600 | 262 | 0 | 60.34 | 62.81 | 7 | 0
2025 | IESO_2_MAPP_CA | IESO | MAPP_CA | Internal | Shoulder | B14 | 900 | 262 | 0 | 60.34 | 60.26 | 7 | 0
2025 | IESO_2_MAPP_CA | IESO | MAPP_CA | Internal | Shoulder | B15 | 1203 | 262 | 0 | 60.34 | 60.26 | 7 | 0
2025 | IESO_2_MAPP_CA | IESO | MAPP_CA | Internal | Summer | B1 | 10 | 262 | 0 | 102.53 | 109.51 | 7 | 0
2025 | IESO_2_MAPP_CA | IESO | MAPP_CA | Internal | Summer | B2 | 25 | 262 | 0 | 101.43 | 107.42 | 7 | 0
2025 | IESO_2_MAPP_CA | IESO | MAPP_CA | Internal | Summer | B3 | 75 | 262 | 262 | 82.12 | 107.27 | 7 | 18.15
2025 | IESO_2_MAPP_CA | IESO | MAPP_CA | Internal | Summer | B4 | 100 | 262 | 262 | 66.61 | 97.19 | 7 | 23.59
2025 | IESO_2_MAPP_CA | IESO | MAPP_CA | Internal | Summer | B5 | 200 | 262 | 262 | 66.61 | 90.39 | 7 | 16.79
2025 | IESO_2_MAPP_CA | IESO | MAPP_CA | Internal | Summer | B6 | 300 | 262 | 262 | 66.61 | 81.63 | 7 | 8.02
2025 | IESO_2_MAPP_CA | IESO | MAPP_CA | Internal | Summer | B7 | 400 | 262 | 262 | 58.06 | 73.33 | 7 | 8.28
2025 | IESO_2_MAPP_CA | IESO | MAPP_CA | Internal | Summer | B8 | 500 | 262 | 223.71 | 58.06 | 65.06 | 7 | 0
2025 | IESO_2_MAPP_CA | IESO | MAPP_CA | Internal | Summer | B9 | 800 | 262 | 0 | 58.06 | 63.13 | 7 | 0
2025 | IESO_2_MAPP_CA | IESO | MAPP_CA | Internal | Summer | B10 | 1262 | 262 | 0 | 58.06 | 63.13 | 7 | 0
2025 | IESO_2_MAPP_CA | IESO | MAPP_CA | Internal | Winter | B16 | 25 | 262 | 0 | 69.85 | 63.71 | 7 | 0
2025 | IESO_2_MAPP_CA | IESO | MAPP_CA | Internal | Winter | B17 | 100 | 262 | 0 | 65.66 | 63.71 | 7 | 0
2025 | IESO_2_MAPP_CA | IESO | MAPP_CA | Internal | Winter | B18 | 400 | 262 | 0 | 65.56 | 63.71 | 7 | 0
2025 | IESO_2_MAPP_CA | IESO | MAPP_CA | Internal | Winter | B19 | 700 | 262 | 0 | 65.56 | 63.71 | 7 | 0
2025 | IESO_2_MAPP_CA | IESO | MAPP_CA | Internal | Winter | B20 | 935 | 262 | 0 | 65.56 | 63.71 | 7 | 0
2025 | IESO_2_MISO_MI | IESO | MISO_MI | Internal | Shoulder | B11 | 25 | 1840 | 1840 | 62.2 | 81.54 | 7 | 12.34
2025 | IESO_2_MISO_MI | IESO | MISO_MI | Internal | Shoulder | B12 | 200 | 1840 | 1840 | 60.39 | 77.06 | 7 | 9.67
2025 | IESO_2_MISO_MI | IESO | MISO_MI | Internal | Shoulder | B13 | 600 | 1840 | 1840 | 60.34 | 75.02 | 7 | 7.68
2025 | IESO_2_MISO_MI | IESO | MISO_MI | Internal | Shoulder | B14 | 900 | 1840 | 1840 | 60.34 | 67.86 | 7 | 0.52
2025 | IESO_2_MISO_MI | IESO | MISO_MI | Internal | Shoulder | B15 | 1203 | 1840 | 0 | 60.34 | 64.17 | 7 | 0
2025 | IESO_2_MISO_MI | IESO | MISO_MI | Internal | Summer | B1 | 10 | 1840 | 1762.19 | 102.53 | 109.53 | 7 | 0
2025 | IESO_2_MISO_MI | IESO | MISO_MI | Internal | Summer | B2 | 25 | 1840 | 1813.04 | 101.43 | 108.43 | 7 | 0
2025 | IESO_2_MISO_MI | IESO | MISO_MI | Internal | Summer | B3 | 75 | 1840 | 1840 | 82.12 | 107.28 | 7 | 18.16
2025 | IESO_2_MISO_MI | IESO | MISO_MI | Internal | Summer | B4 | 100 | 1840 | 1840 | 66.61 | 96.79 | 7 | 23.18
2025 | IESO_2_MISO_MI | IESO | MISO_MI | Internal | Summer | B5 | 200 | 1840 | 1840 | 66.61 | 87.23 | 7 | 13.62
2025 | IESO_2_MISO_MI | IESO | MISO_MI | Internal | Summer | B6 | 300 | 1840 | 1840 | 66.61 | 81.64 | 7 | 8.04
2025 | IESO_2_MISO_MI | IESO | MISO_MI | Internal | Summer | B7 | 400 | 1840 | 1840 | 58.06 | 78.26 | 7 | 13.21
2025 | IESO_2_MISO_MI | IESO | MISO_MI | Internal | Summer | B8 | 500 | 1840 | 1840 | 58.06 | 72.69 | 7 | 7.64
2025 | IESO_2_MISO_MI | IESO | MISO_MI | Internal | Summer | B9 | 800 | 1840 | 1840 | 58.06 | 66.39 | 7 | 1.33
2025 | IESO_2_MISO_MI | IESO | MISO_MI | Internal | Summer | B10 | 1262 | 1840 | 0 | 58.06 | 58.49 | 7 | 0
2025 | IESO_2_MISO_MI | IESO | MISO_MI | Internal | Winter | B16 | 25 | 1840 | 1840 | 69.85 | 81.15 | 7 | 4.3
2025 | IESO_2_MISO_MI | IESO | MISO_MI | Internal | Winter | B17 | 100 | 1840 | 1840 | 65.66 | 78.15 | 7 | 5.49
2025 | IESO_2_MISO_MI | IESO | MISO_MI | Internal | Winter | B18 | 400 | 1840 | 1840 | 65.56 | 75.11 | 7 | 2.55
2025 | IESO_2_MISO_MI | IESO | MISO_MI | Internal | Winter | B19 | 700 | 1840 | 1840 | 65.56 | 73.13 | 7 | 0.57
2025 | IESO_2_MISO_MI | IESO | MISO_MI | Internal | Winter | B20 | 935 | 1840 | 0 | 65.56 | 66.43 | 7 | 0
2025 | IESO_2_MISO_W | IESO | MISO_W | Internal | Shoulder | B11 | 25 | 140 | 140 | 62.2 | 81.2 | 7 | 12
2025 | IESO_2_MISO_W | IESO | MISO_W | Internal | Shoulder | B12 | 200 | 140 | 96.69 | 60.39 | 67.39 | 7 | 0
2025 | IESO_2_MISO_W | IESO | MISO_W | Internal | Shoulder | B13 | 600 | 140 | 0 | 60.34 | 62.82 | 7 | 0
2025 | IESO_2_MISO_W | IESO | MISO_W | Internal | Shoulder | B14 | 900 | 140 | 0 | 60.34 | 54.7 | 7 | 0
2025 | IESO_2_MISO_W | IESO | MISO_W | Internal | Shoulder | B15 | 1203 | 140 | 0 | 60.34 | 53.92 | 7 | 0
2025 | IESO_2_MISO_W | IESO | MISO_W | Internal | Summer | B1 | 10 | 140 | 0 | 102.53 | 109.52 | 7 | 0
2025 | IESO_2_MISO_W | IESO | MISO_W | Internal | Summer | B2 | 25 | 140 | 0 | 101.43 | 107.43 | 7 | 0
2025 | IESO_2_MISO_W | IESO | MISO_W | Internal | Summer | B3 | 75 | 140 | 140 | 82.12 | 107.28 | 7 | 18.16
2025 | IESO_2_MISO_W | IESO | MISO_W | Internal | Summer | B4 | 100 | 140 | 140 | 66.61 | 97.21 | 7 | 23.6
2025 | IESO_2_MISO_W | IESO | MISO_W | Internal | Summer | B5 | 200 | 140 | 140 | 66.61 | 90.4 | 7 | 16.8
2025 | IESO_2_MISO_W | IESO | MISO_W | Internal | Summer | B6 | 300 | 140 | 140 | 66.61 | 81.64 | 7 | 8.04
2025 | IESO_2_MISO_W | IESO | MISO_W | Internal | Summer | B7 | 400 | 140 | 140 | 58.06 | 77.56 | 7 | 12.5
2025 | IESO_2_MISO_W | IESO | MISO_W | Internal | Summer | B8 | 500 | 140 | 140 | 58.06 | 65.07 | 7 | 0.01
2025 | IESO_2_MISO_W | IESO | MISO_W | Internal | Summer | B9 | 800 | 140 | 0 | 58.06 | 63.15 | 7 | 0
2025 | IESO_2_MISO_W | IESO | MISO_W | Internal | Summer | B10 | 1262 | 140 | 0 | 58.06 | 53.36 | 7 | 0
2025 | IESO_2_MISO_W | IESO | MISO_W | Internal | Winter | B16 | 25 | 140 | 0 | 69.85 | 56.71 | 7 | 0
2025 | IESO_2_MISO_W | IESO | MISO_W | Internal | Winter | B17 | 100 | 140 | 0 | 65.66 | 57.66 | 7 | 0
2025 | IESO_2_MISO_W | IESO | MISO_W | Internal | Winter | B18 | 400 | 140 | 0 | 65.56 | 63.7 | 7 | 0
2025 | IESO_2_MISO_W | IESO | MISO_W | Internal | Winter | B19 | 700 | 140 | 0 | 65.56 | 63.7 | 7 | 0
2025 | IESO_2_MISO_W | IESO | MISO_W | Internal | Winter | B20 | 935 | 140 | 0 | 65.56 | 56.94 | 7 | 0
2025 | IESO_2_NYISO_A-F | IESO | NYISO_A-F | Internal | Shoulder | B11 | 25 | 1725 | 1725 | 62.2 | 75.53 | 7 | 6.33
2025 | IESO_2_NYISO_A-F | IESO | NYISO_A-F | Internal | Shoulder | B12 | 200 | 1725 | 1725 | 60.39 | 72.44 | 7 | 5.05
2025 | IESO_2_NYISO_A-F | IESO | NYISO_A-F | Internal | Shoulder | B13 | 600 | 1725 | 1725 | 60.34 | 69.64 | 7 | 2.29
2025 | IESO_2_NYISO_A-F | IESO | NYISO_A-F | Internal | Shoulder | B14 | 900 | 1725 | 1629.83 | 60.34 | 67.34 | 7 | 0
2025 | IESO_2_NYISO_A-F | IESO | NYISO_A-F | Internal | Shoulder | B15 | 1203 | 1725 | 1160.63 | 60.34 | 67.34 | 7 | 0
2025 | IESO_2_NYISO_A-F | IESO | NYISO_A-F | Internal | Summer | B1 | 10 | 1725 | 441.64 | 102.53 | 109.53 | 7 | 0
2025 | IESO_2_NYISO_A-F | IESO | NYISO_A-F | Internal | Summer | B2 | 25 | 1725 | 957.69 | 101.43 | 108.43 | 7 | 0
2025 | IESO_2_NYISO_A-F | IESO | NYISO_A-F | Internal | Summer | B3 | 75 | 1725 | 1295.13 | 82.12 | 89.12 | 7 | 0
2025 | IESO_2_NYISO_A-F | IESO | NYISO_A-F | Internal | Summer | B4 | 100 | 1725 | 1725 | 66.61 | 80.39 | 7 | 6.79
2025 | IESO_2_NYISO_A-F | IESO | NYISO_A-F | Internal | Summer | B5 | 200 | 1725 | 1725 | 66.61 | 74.1 | 7 | 0.49
2025 | IESO_2_NYISO_A-F | IESO | NYISO_A-F | Internal | Summer | B6 | 300 | 1725 | 1725 | 66.61 | 74.1 | 7 | 0.49
2025 | IESO_2_NYISO_A-F | IESO | NYISO_A-F | Internal | Summer | B7 | 400 | 1725 | 1725 | 58.06 | 74.1 | 7 | 9.04
2025 | IESO_2_NYISO_A-F | IESO | NYISO_A-F | Internal | Summer | B8 | 500 | 1725 | 1725 | 58.06 | 66.68 | 7 | 1.63
2025 | IESO_2_NYISO_A-F | IESO | NYISO_A-F | Internal | Summer | B9 | 800 | 1725 | 1641.34 | 58.06 | 65.06 | 7 | 0
2025 | IESO_2_NYISO_A-F | IESO | NYISO_A-F | Internal | Summer | B10 | 1262 | 1725 | 1658.5 | 58.06 | 65.06 | 7 | 0
2025 | IESO_2_NYISO_A-F | IESO | NYISO_A-F | Internal | Winter | B16 | 25 | 1725 | 1725 | 69.85 | 78.34 | 7 | 1.48
2025 | IESO_2_NYISO_A-F | IESO | NYISO_A-F | Internal | Winter | B17 | 100 | 1725 | 1725 | 65.66 | 76.4 | 7 | 3.74
2025 | IESO_2_NYISO_A-F | IESO | NYISO_A-F | Internal | Winter | B18 | 400 | 1725 | 1707.63 | 65.56 | 72.56 | 7 | 0
2025 | IESO_2_NYISO_A-F | IESO | NYISO_A-F | Internal | Winter | B19 | 700 | 1725 | 1554.31 | 65.56 | 72.56 | 7 | 0
2025 | IESO_2_NYISO_A-F | IESO | NYISO_A-F | Internal | Winter | B20 | 935 | 1725 | 1595.36 | 65.56 | 72.56 | 7 | 0
2025 | MAPP_CA_2_IESO | MAPP_CA | IESO | Internal | Shoulder | B11 | 25 | 330 | 0 | 69.2 | 62.2 | 8 | 0
2025 | MAPP_CA_2_IESO | MAPP_CA | IESO | Internal | Shoulder | B12 | 200 | 330 | 0 | 67.38 | 60.39 | 8 | 0
2025 | MAPP_CA_2_IESO | MAPP_CA | IESO | Internal | Shoulder | B13 | 600 | 330 | 0 | 62.81 | 60.34 | 8 | 0
2025 | MAPP_CA_2_IESO | MAPP_CA | IESO | Internal | Shoulder | B14 | 900 | 330 | 0 | 60.26 | 60.34 | 8 | 0
2025 | MAPP_CA_2_IESO | MAPP_CA | IESO | Internal | Shoulder | B15 | 1203 | 330 | 0 | 60.26 | 60.34 | 8 | 0
2025 | MAPP_CA_2_IESO | MAPP_CA | IESO | Internal | Summer | B1 | 10 | 330 | 0 | 109.51 | 102.53 | 8 | 0
2025 | MAPP_CA_2_IESO | MAPP_CA | IESO | Internal | Summer | B2 | 25 | 330 | 0 | 107.42 | 101.43 | 8 | 0
2025 | MAPP_CA_2_IESO | MAPP_CA | IESO | Internal | Summer | B3 | 75 | 330 | 0 | 107.27 | 82.12 | 8 | 0
2025 | MAPP_CA_2_IESO | MAPP_CA | IESO | Internal | Summer | B4 | 100 | 330 | 0 | 97.19 | 66.61 | 8 | 0
2025 | MAPP_CA_2_IESO | MAPP_CA | IESO | Internal | Summer | B5 | 200 | 330 | 0 | 90.39 | 66.61 | 8 | 0
2025 | MAPP_CA_2_IESO | MAPP_CA | IESO | Internal | Summer | B6 | 300 | 330 | 0 | 81.63 | 66.61 | 8 | 0
2025 | MAPP_CA_2_IESO | MAPP_CA | IESO | Internal | Summer | B7 | 400 | 330 | 0 | 73.33 | 58.06 | 8 | 0
2025 | MAPP_CA_2_IESO | MAPP_CA | IESO | Internal | Summer | B8 | 500 | 330 | 0 | 65.06 | 58.06 | 8 | 0
2025 | MAPP_CA_2_IESO | MAPP_CA | IESO | Internal | Summer | B9 | 800 | 330 | 0 | 63.13 | 58.06 | 8 | 0
2025 | MAPP_CA_2_IESO | MAPP_CA | IESO | Internal | Summer | B10 | 1262 | 330 | 0 | 63.13 | 58.06 | 8 | 0
2025 | MAPP_CA_2_IESO | MAPP_CA | IESO | Internal | Winter | B16 | 25 | 330 | 0 | 63.71 | 69.85 | 8 | 0
2025 | MAPP_CA_2_IESO | MAPP_CA | IESO | Internal | Winter | B17 | 100 | 330 | 0 | 63.71 | 65.66 | 8 | 0
2025 | MAPP_CA_2_IESO | MAPP_CA | IESO | Internal | Winter | B18 | 400 | 330 | 0 | 63.71 | 65.56 | 8 | 0
2025 | MAPP_CA_2_IESO | MAPP_CA | IESO | Internal | Winter | B19 | 700 | 330 | 0 | 63.71 | 65.56 | 8 | 0
2025 | MAPP_CA_2_IESO | MAPP_CA | IESO | Internal | Winter | B20 | 935 | 330 | 0 | 63.71 | 65.56 | 8 | 0
2025 | MAPP_CA_2_MAPP_US | MAPP_CA | MAPP_US | Internal | Shoulder | B11 | 25 | 372 | 0 | 69.2 | 74.2 | 7 | 0
2025 | MAPP_CA_2_MAPP_US | MAPP_CA | MAPP_US | Internal | Shoulder | B12 | 200 | 372 | 0 | 67.38 | 63.48 | 7 | 0
2025 | MAPP_CA_2_MAPP_US | MAPP_CA | MAPP_US | Internal | Shoulder | B13 | 600 | 372 | 0 | 62.81 | 62.81 | 7 | 0
2025 | MAPP_CA_2_MAPP_US | MAPP_CA | MAPP_US | Internal | Shoulder | B14 | 900 | 372 | 0 | 60.26 | 54.7 | 7 | 0
2025 | MAPP_CA_2_MAPP_US | MAPP_CA | MAPP_US | Internal | Shoulder | B15 | 1203 | 372 | 0 | 60.26 | 53.92 | 7 | 0
2025 | MAPP_CA_2_MAPP_US | MAPP_CA | MAPP_US | Internal | Summer | B1 | 10 | 372 | 0 | 109.51 | 102.52 | 7 | 0
2025 | MAPP_CA_2_MAPP_US | MAPP_CA | MAPP_US | Internal | Summer | B2 | 25 | 372 | 0 | 107.42 | 100.43 | 7 | 0
2025 | MAPP_CA_2_MAPP_US | MAPP_CA | MAPP_US | Internal | Summer | B3 | 75 | 372 | 0 | 107.27 | 100.43 | 7 | 0
2025 | MAPP_CA_2_MAPP_US | MAPP_CA | MAPP_US | Internal | Summer | B4 | 100 | 372 | 0 | 97.19 | 93.21 | 7 | 0
2025 | MAPP_CA_2_MAPP_US | MAPP_CA | MAPP_US | Internal | Summer | B5 | 200 | 372 | 0 | 90.39 | 86.4 | 7 | 0
2025 | MAPP_CA_2_MAPP_US | MAPP_CA | MAPP_US | Internal | Summer | B6 | 300 | 372 | 0 | 81.63 | 80.15 | 7 | 0
2025 | MAPP_CA_2_MAPP_US | MAPP_CA | MAPP_US | Internal | Summer | B7 | 400 | 372 | 0 | 73.33 | 70.56 | 7 | 0
2025 | MAPP_CA_2_MAPP_US | MAPP_CA | MAPP_US | Internal | Summer | B8 | 500 | 372 | 0 | 65.06 | 62.44 | 7 | 0
2025 | MAPP_CA_2_MAPP_US | MAPP_CA | MAPP_US | Internal | Summer | B9 | 800 | 372 | 0 | 63.13 | 62.08 | 7 | 0
2025 | MAPP_CA_2_MAPP_US | MAPP_CA | MAPP_US | Internal | Summer | B10 | 1262 | 372 | 0 | 63.13 | 53.35 | 7 | 0
2025 | MAPP_CA_2_MAPP_US | MAPP_CA | MAPP_US | Internal | Winter | B16 | 25 | 372 | 0 | 63.71 | 56.71 | 7 | 0
2025 | MAPP_CA_2_MAPP_US | MAPP_CA | MAPP_US | Internal | Winter | B17 | 100 | 372 | 0 | 63.71 | 57.66 | 7 | 0
2025 | MAPP_CA_2_MAPP_US | MAPP_CA | MAPP_US | Internal | Winter | B18 | 400 | 372 | 0 | 63.71 | 63 | 7 | 0
2025 | MAPP_CA_2_MAPP_US | MAPP_CA | MAPP_US | Internal | Winter | B19 | 700 | 372 | 0 | 63.71 | 61.11 | 7 | 0
2025 | MAPP_CA_2_MAPP_US | MAPP_CA | MAPP_US | Internal | Winter | B20 | 935 | 372 | 0 | 63.71 | 56.94 | 7 | 0
2025 | MAPP_CA_2_MISO_W | MAPP_CA | MISO_W | Internal | Shoulder | B11 | 25 | 2196 | 2196 | 69.2 | 81.2 | 0.01 | 11.99
2025 | MAPP_CA_2_MISO_W | MAPP_CA | MISO_W | Internal | Shoulder | B12 | 200 | 2196 | 1304.76 | 67.38 | 67.39 | 0.01 | 0
2025 | MAPP_CA_2_MISO_W | MAPP_CA | MISO_W | Internal | Shoulder | B13 | 600 | 2196 | 1366.38 | 62.81 | 62.82 | 0.01 | 0
2025 | MAPP_CA_2_MISO_W | MAPP_CA | MISO_W | Internal | Shoulder | B14 | 900 | 2196 | 0 | 60.26 | 54.7 | 0.01 | 0
2025 | MAPP_CA_2_MISO_W | MAPP_CA | MISO_W | Internal | Shoulder | B15 | 1203 | 2196 | 0 | 60.26 | 53.92 | 0.01 | 0
2025 | MAPP_CA_2_MISO_W | MAPP_CA | MISO_W | Internal | Summer | B1 | 10 | 2196 | 2075.73 | 109.51 | 109.52 | 0.01 | 0
2025 | MAPP_CA_2_MISO_W | MAPP_CA | MISO_W | Internal | Summer | B2 | 25 | 2196 | 2000.5 | 107.42 | 107.43 | 0.01 | 0
2025 | MAPP_CA_2_MISO_W | MAPP_CA | MISO_W | Internal | Summer | B3 | 75 | 2196 | 2151.57 | 107.27 | 107.28 | 0.01 | 0
2025 | MAPP_CA_2_MISO_W | MAPP_CA | MISO_W | Internal | Summer | B4 | 100 | 2196 | 2147.51 | 97.19 | 97.21 | 0.01 | 0
2025 | MAPP_CA_2_MISO_W | MAPP_CA | MISO_W | Internal | Summer | B5 | 200 | 2196 | 2135.65 | 90.39 | 90.4 | 0.01 | 0
2025 | MAPP_CA_2_MISO_W | MAPP_CA | MISO_W | Internal | Summer | B6 | 300 | 2196 | 2146.86 | 81.63 | 81.64 | 0.01 | 0
2025 | MAPP_CA_2_MISO_W | MAPP_CA | MISO_W | Internal | Summer | B7 | 400 | 2196 | 2196 | 73.33 | 77.56 | 0.01 | 4.22
2025 | MAPP_CA_2_MISO_W | MAPP_CA | MISO_W | Internal | Summer | B8 | 500 | 2196 | 1937.11 | 65.06 | 65.07 | 0.01 | 0
2025 | MAPP_CA_2_MISO_W | MAPP_CA | MISO_W | Internal | Summer | B9 | 800 | 2196 | 805.46 | 63.13 | 63.15 | 0.01 | 0
2025 | MAPP_CA_2_MISO_W | MAPP_CA | MISO_W | Internal | Summer | B10 | 1262 | 2196 | 0 | 63.13 | 53.36 | 0.01 | 0
2025 | MAPP_CA_2_MISO_W | MAPP_CA | MISO_W | Internal | Winter | B16 | 25 | 2196 | 0 | 63.71 | 56.71 | 0.01 | 0
2025 | MAPP_CA_2_MISO_W | MAPP_CA | MISO_W | Internal | Winter | B17 | 100 | 2196 | 0 | 63.71 | 57.66 | 0.01 | 0
2025 | MAPP_CA_2_MISO_W | MAPP_CA | MISO_W | Internal | Winter | B18 | 400 | 2196 | 0 | 63.71 | 63.7 | 0.01 | 0
2025 | MAPP_CA_2_MISO_W | MAPP_CA | MISO_W | Internal | Winter | B19 | 700 | 2196 | 0 | 63.71 | 63.7 | 0.01 | 0
2025 | MAPP_CA_2_MISO_W | MAPP_CA | MISO_W | Internal | Winter | B20 | 935 | 2196 | 0 | 63.71 | 56.94 | 0.01 | 0
2025 | MAPP_US_2_MAPP_CA | MAPP_US | MAPP_CA | Internal | Shoulder | B11 | 25 | 165 | 0 | 74.2 | 69.2 | 7 | 0
2025 | MAPP_US_2_MAPP_CA | MAPP_US | MAPP_CA | Internal | Shoulder | B12 | 200 | 165 | 0 | 63.48 | 67.38 | 7 | 0
2025 | MAPP_US_2_MAPP_CA | MAPP_US | MAPP_CA | Internal | Shoulder | B13 | 600 | 165 | 0 | 62.81 | 62.81 | 7 | 0
2025 | MAPP_US_2_MAPP_CA | MAPP_US | MAPP_CA | Internal | Shoulder | B14 | 900 | 165 | 0 | 54.7 | 60.26 | 7 | 0
2025 | MAPP_US_2_MAPP_CA | MAPP_US | MAPP_CA | Internal | Shoulder | B15 | 1203 | 165 | 0 | 53.92 | 60.26 | 7 | 0
2025 | MAPP_US_2_MAPP_CA | MAPP_US | MAPP_CA | Internal | Summer | B1 | 10 | 165 | 0 | 102.52 | 109.51 | 7 | 0
2025 | MAPP_US_2_MAPP_CA | MAPP_US | MAPP_CA | Internal | Summer | B2 | 25 | 165 | 0 | 100.43 | 107.42 | 7 | 0
2025 | MAPP_US_2_MAPP_CA | MAPP_US | MAPP_CA | Internal | Summer | B3 | 75 | 165 | 0 | 100.43 | 107.27 | 7 | 0
2025 | MAPP_US_2_MAPP_CA | MAPP_US | MAPP_CA | Internal | Summer | B4 | 100 | 165 | 0 | 93.21 | 97.19 | 7 | 0
2025 | MAPP_US_2_MAPP_CA | MAPP_US | MAPP_CA | Internal | Summer | B5 | 200 | 165 | 0 | 86.4 | 90.39 | 7 | 0
2025 | MAPP_US_2_MAPP_CA | MAPP_US | MAPP_CA | Internal | Summer | B6 | 300 | 165 | 0 | 80.15 | 81.63 | 7 | 0
2025 | MAPP_US_2_MAPP_CA | MAPP_US | MAPP_CA | Internal | Summer | B7 | 400 | 165 | 0 | 70.56 | 73.33 | 7 | 0
2025 | MAPP_US_2_MAPP_CA | MAPP_US | MAPP_CA | Internal | Summer | B8 | 500 | 165 | 0 | 62.44 | 65.06 | 7 | 0
2025 | MAPP_US_2_MAPP_CA | MAPP_US | MAPP_CA | Internal | Summer | B9 | 800 | 165 | 0 | 62.08 | 63.13 | 7 | 0
2025 | MAPP_US_2_MAPP_CA | MAPP_US | MAPP_CA | Internal | Summer | B10 | 1262 | 165 | 165 | 53.35 | 63.13 | 7 | 2.79
2025 | MAPP_US_2_MAPP_CA | MAPP_US | MAPP_CA | Internal | Winter | B16 | 25 | 165 | 92.97 | 56.71 | 63.71 | 7 | 0
2025 | MAPP_US_2_MAPP_CA | MAPP_US | MAPP_CA | Internal | Winter | B17 | 100 | 165 | 0 | 57.66 | 63.71 | 7 | 0
2025 | MAPP_US_2_MAPP_CA | MAPP_US | MAPP_CA | Internal | Winter | B18 | 400 | 165 | 0 | 63 | 63.71 | 7 | 0
2025 | MAPP_US_2_MAPP_CA | MAPP_US | MAPP_CA | Internal | Winter | B19 | 700 | 165 | 0 | 61.11 | 63.71 | 7 | 0
2025 | MAPP_US_2_MAPP_CA | MAPP_US | MAPP_CA | Internal | Winter | B20 | 935 | 165 | 0 | 56.94 | 63.71 | 7 | 0
2025 | MAPP_US_2_MISO_W | MAPP_US | MISO_W | Internal | Shoulder | B11 | 25 | 2635 | 1143.19 | 74.2 | 81.2 | 7 | 0
2025 | MAPP_US_2_MISO_W | MAPP_US | MISO_W | Internal | Shoulder | B12 | 200 | 2635 | 0 | 63.48 | 67.39 | 7 | 0
2025 | MAPP_US_2_MISO_W | MAPP_US | MISO_W | Internal | Shoulder | B13 | 600 | 2635 | 0 | 62.81 | 62.82 | 7 | 0
2025 | MAPP_US_2_MISO_W | MAPP_US | MISO_W | Internal | Shoulder | B14 | 900 | 2635 | 0 | 54.7 | 54.7 | 7 | 0
2025 | MAPP_US_2_MISO_W | MAPP_US | MISO_W | Internal | Shoulder | B15 | 1203 | 2635 | 0 | 53.92 | 53.92 | 7 | 0
2025 | MAPP_US_2_MISO_W | MAPP_US | MISO_W | Internal | Summer | B1 | 10 | 2635 | 512.65 | 102.52 | 109.52 | 7 | 0
2025 | MAPP_US_2_MISO_W | MAPP_US | MISO_W | Internal | Summer | B2 | 25 | 2635 | 234.14 | 100.43 | 107.43 | 7 | 0
2025 | MAPP_US_2_MISO_W | MAPP_US | MISO_W | Internal | Summer | B3 | 75 | 2635 | 0 | 100.43 | 107.28 | 7 | 0
2025 | MAPP_US_2_MISO_W | MAPP_US | MISO_W | Internal | Summer | B4 | 100 | 2635 | 0 | 93.21 | 97.21 | 7 | 0
2025 | MAPP_US_2_MISO_W | MAPP_US | MISO_W | Internal | Summer | B5 | 200 | 2635 | 0 | 86.4 | 90.4 | 7 | 0
2025 | MAPP_US_2_MISO_W | MAPP_US | MISO_W | Internal | Summer | B6 | 300 | 2635 | 0 | 80.15 | 81.64 | 7 | 0
2025 | MAPP_US_2_MISO_W | MAPP_US | MISO_W | Internal | Summer | B7 | 400 | 2635 | 146.65 | 70.56 | 77.56 | 7 | 0
2025 | MAPP_US_2_MISO_W | MAPP_US | MISO_W | Internal | Summer | B8 | 500 | 2635 | 0 | 62.44 | 65.07 | 7 | 0
2025 | MAPP_US_2_MISO_W | MAPP_US | MISO_W | Internal | Summer | B9 | 800 | 2635 | 0 | 62.08 | 63.15 | 7 | 0
2025 | MAPP_US_2_MISO_W | MAPP_US | MISO_W | Internal | Summer | B10 | 1262 | 2635 | 0 | 53.35 | 53.36 | 7 | 0
2025 | MAPP_US_2_MISO_W | MAPP_US | MISO_W | Internal | Winter | B16 | 25 | 2635 | 0 | 56.71 | 56.71 | 7 | 0
2025 | MAPP_US_2_MISO_W | MAPP_US | MISO_W | Internal | Winter | B17 | 100 | 2635 | 0 | 57.66 | 57.66 | 7 | 0
2025 | MAPP_US_2_MISO_W | MAPP_US | MISO_W | Internal | Winter | B18 | 400 | 2635 | 0 | 63 | 63.7 | 7 | 0
2025 | MAPP_US_2_MISO_W | MAPP_US | MISO_W | Internal | Winter | B19 | 700 | 2635 | 0 | 61.11 | 63.7 | 7 | 0
2025 | MAPP_US_2_MISO_W | MAPP_US | MISO_W | Internal | Winter | B20 | 935 | 2635 | 0 | 56.94 | 56.94 | 7 | 0
2025 | MAPP_US_2_NE | MAPP_US | NE | Internal | Shoulder | B11 | 25 | 2000 | 261.3 | 74.2 | 81.2 | 7 | 0
2025 | MAPP_US_2_NE | MAPP_US | NE | Internal | Shoulder | B12 | 200 | 2000 | 1309.45 | 63.48 | 70.48 | 7 | 0
2025 | MAPP_US_2_NE | MAPP_US | NE | Internal | Shoulder | B13 | 600 | 2000 | 1559.81 | 62.81 | 69.81 | 7 | 0
2025 | MAPP_US_2_NE | MAPP_US | NE | Internal | Shoulder | B14 | 900 | 2000 | 537.76 | 54.7 | 61.7 | 7 | 0
2025 | MAPP_US_2_NE | MAPP_US | NE | Internal | Shoulder | B15 | 1203 | 2000 | 903.13 | 53.92 | 60.92 | 7 | 0
2025 | MAPP_US_2_NE | MAPP_US | NE | Internal | Summer | B1 | 10 | 2000 | 583.19 | 102.52 | 109.52 | 7 | 0
2025 | MAPP_US_2_NE | MAPP_US | NE | Internal | Summer | B2 | 25 | 2000 | 1638.59 | 100.43 | 107.43 | 7 | 0
2025 | MAPP_US_2_NE | MAPP_US | NE | Internal | Summer | B3 | 75 | 2000 | 1763.69 | 100.43 | 107.43 | 7 | 0
2025 | MAPP_US_2_NE | MAPP_US | NE | Internal | Summer | B4 | 100 | 2000 | 1691.05 | 93.21 | 100.21 | 7 | 0
2025 | MAPP_US_2_NE | MAPP_US | NE | Internal | Summer | B5 | 200 | 2000 | 651.46 | 86.4 | 93.4 | 7 | 0
2025 | MAPP_US_2_NE | MAPP_US | NE | Internal | Summer | B6 | 300 | 2000 | 923.95 | 80.15 | 87.15 | 7 | 0
2025 | MAPP_US_2_NE | MAPP_US | NE | Internal | Summer | B7 | 400 | 2000 | 1012.12 | 70.56 | 77.56 | 7 | 0
2025 | MAPP_US_2_NE | MAPP_US | NE | Internal | Summer | B8 | 500 | 2000 | 1355.94 | 62.44 | 69.44 | 7 | 0
2025 | MAPP_US_2_NE | MAPP_US | NE | Internal | Summer | B9 | 800 | 2000 | 799.22 | 62.08 | 69.08 | 7 | 0
2025 | MAPP_US_2_NE | MAPP_US | NE | Internal | Summer | B10 | 1262 | 2000 | 794.35 | 53.35 | 60.35 | 7 | 0
2025 | MAPP_US_2_NE | MAPP_US | NE | Internal | Winter | B16 | 25 | 2000 | 941.22 | 56.71 | 63.71 | 7 | 0
2025 | MAPP_US_2_NE | MAPP_US | NE | Internal | Winter | B17 | 100 | 2000 | 391.52 | 57.66 | 64.66 | 7 | 0
2025 | MAPP_US_2_NE | MAPP_US | NE | Internal | Winter | B18 | 400 | 2000 | 1748.05 | 63 | 70 | 7 | 0
2025 | MAPP_US_2_NE | MAPP_US | NE | Internal | Winter | B19 | 700 | 2000 | 455.7 | 61.11 | 68.11 | 7 | 0
2025 | MAPP_US_2_NE | MAPP_US | NE | Internal | Winter | B20 | 935 | 2000 | 681.84 | 56.94 | 63.94 | 7 | 0
2025 | MARITIMES_2_NEISO | MARITIMES | NEISO | Internal | Shoulder | B11 | 25 | 99999 | 1400 | 65.75 | 65.77 | 0.01 | 0
2025 | MARITIMES_2_NEISO | MARITIMES | NEISO | Internal | Shoulder | B12 | 200 | 99999 | 1400 | 65.75 | 65.77 | 0.01 | 0
2025 | MARITIMES_2_NEISO | MARITIMES | NEISO | Internal | Shoulder | B13 | 600 | 99999 | 1400 | 65.75 | 65.77 | 0.01 | 0
2025 | MARITIMES_2_NEISO | MARITIMES | NEISO | Internal | Shoulder | B14 | 900 | 99999 | 1400 | 65.75 | 65.77 | 0.01 | 0
2025 | MARITIMES_2_NEISO | MARITIMES | NEISO | Internal | Shoulder | B15 | 1203 | 99999 | 426.43 | 65.75 | 65.77 | 0.01 | 0
2025 | MARITIMES_2_NEISO | MARITIMES | NEISO | Internal | Summer | B1 | 10 | 99999 | 1400.1 | 300.02 | 300.04 | 0.01 | 0
2025 | MARITIMES_2_NEISO | MARITIMES | NEISO | Internal | Summer | B2 | 25 | 99999 | 1400.1 | 135.93 | 135.94 | 0.01 | 0
2025 | MARITIMES_2_NEISO | MARITIMES | NEISO | Internal | Summer | B3 | 75 | 99999 | 1400 | 88.86 | 88.87 | 0.01 | 0
2025 | MARITIMES_2_NEISO | MARITIMES | NEISO | Internal | Summer | B4 | 100 | 99999 | 1400 | 77.38 | 77.39 | 0.01 | 0
2025 | MARITIMES_2_NEISO | MARITIMES | NEISO | Internal | Summer | B5 | 200 | 99999 | 1400 | 69.56 | 69.58 | 0.01 | 0
2025 | MARITIMES_2_NEISO | MARITIMES | NEISO | Internal | Summer | B6 | 300 | 99999 | 1400 | 62.58 | 62.6 | 0.01 | 0
2025 | MARITIMES_2_NEISO | MARITIMES | NEISO | Internal | Summer | B7 | 400 | 99999 | 1400 | 62.58 | 62.6 | 0.01 | 0
2025 | MARITIMES_2_NEISO | MARITIMES | NEISO | Internal | Summer | B8 | 500 | 99999 | 1400 | 62.58 | 62.6 | 0.01 | 0
2025 | MARITIMES_2_NEISO | MARITIMES | NEISO | Internal | Summer | B9 | 800 | 99999 | 1400 | 62.58 | 62.6 | 0.01 | 0
2025 | MARITIMES_2_NEISO | MARITIMES | NEISO | Internal | Summer | B10 | 1262 | 99999 | 236.13 | 62.58 | 62.6 | 0.01 | 0
2025 | MARITIMES_2_NEISO | MARITIMES | NEISO | Internal | Winter | B16 | 25 | 99999 | 1400 | 75.55 | 75.56 | 0.01 | 0
2025 | MARITIMES_2_NEISO | MARITIMES | NEISO | Internal | Winter | B17 | 100 | 99999 | 1400 | 75.55 | 75.56 | 0.01 | 0
2025 | MARITIMES_2_NEISO | MARITIMES | NEISO | Internal | Winter | B18 | 400 | 99999 | 1400 | 75.55 | 75.56 | 0.01 | 0
2025 | MARITIMES_2_NEISO | MARITIMES | NEISO | Internal | Winter | B19 | 700 | 99999 | 1400 | 75.55 | 75.56 | 0.01 | 0
2025 | MARITIMES_2_NEISO | MARITIMES | NEISO | Internal | Winter | B20 | 935 | 99999 | 475.94 | 75.55 | 75.56 | 0.01 | 0
2025 | MISO_IN_2_MISO_MI | MISO_IN | MISO_MI | Internal | Shoulder | B11 | 25 | 5021 | 2139.89 | 81.53 | 81.54 | 0.01 | 0
2025 | MISO_IN_2_MISO_MI | MISO_IN | MISO_MI | Internal | Shoulder | B12 | 200 | 5021 | 3088.94 | 77.05 | 77.06 | 0.01 | 0
2025 | MISO_IN_2_MISO_MI | MISO_IN | MISO_MI | Internal | Shoulder | B13 | 600 | 5021 | 2680.38 | 75.01 | 75.02 | 0.01 | 0
2025 | MISO_IN_2_MISO_MI | MISO_IN | MISO_MI | Internal | Shoulder | B14 | 900 | 5021 | 2721.22 | 67.85 | 67.86 | 0.01 | 0
2025 | MISO_IN_2_MISO_MI | MISO_IN | MISO_MI | Internal | Shoulder | B15 | 1203 | 5021 | 3662.11 | 64.16 | 64.17 | 0.01 | 0
2025 | MISO_IN_2_MISO_MI | MISO_IN | MISO_MI | Internal | Summer | B1 | 10 | 5021 | 1657 | 109.52 | 109.53 | 0.01 | 0
2025 | MISO_IN_2_MISO_MI | MISO_IN | MISO_MI | Internal | Summer | B2 | 25 | 5021 | 1881.93 | 108.42 | 108.43 | 0.01 | 0
2025 | MISO_IN_2_MISO_MI | MISO_IN | MISO_MI | Internal | Summer | B3 | 75 | 5021 | 867.58 | 107.27 | 107.28 | 0.01 | 0
2025 | MISO_IN_2_MISO_MI | MISO_IN | MISO_MI | Internal | Summer | B4 | 100 | 5021 | 1719.63 | 96.78 | 96.79 | 0.01 | 0
2025 | MISO_IN_2_MISO_MI | MISO_IN | MISO_MI | Internal | Summer | B5 | 200 | 5021 | 1373.96 | 87.21 | 87.23 | 0.01 | 0
2025 | MISO_IN_2_MISO_MI | MISO_IN | MISO_MI | Internal | Summer | B6 | 300 | 5021 | 1223.81 | 81.63 | 81.64 | 0.01 | 0
2025 | MISO_IN_2_MISO_MI | MISO_IN | MISO_MI | Internal | Summer | B7 | 400 | 5021 | 2296.24 | 78.25 | 78.26 | 0.01 | 0
2025 | MISO_IN_2_MISO_MI | MISO_IN | MISO_MI | Internal | Summer | B8 | 500 | 5021 | 1388.39 | 72.68 | 72.69 | 0.01 | 0
2025 | MISO_IN_2_MISO_MI | MISO_IN | MISO_MI | Internal | Summer | B9 | 800 | 5021 | 2998.96 | 66.38 | 66.39 | 0.01 | 0
2025 | MISO_IN_2_MISO_MI | MISO_IN | MISO_MI | Internal | Summer | B10 | 1262 | 5021 | 3770.5 | 58.48 | 58.49 | 0.01 | 0
2025 | MISO_IN_2_MISO_MI | MISO_IN | MISO_MI | Internal | Winter | B16 | 25 | 5021 | 3076.39 | 81.14 | 81.15 | 0.01 | 0
2025 | MISO_IN_2_MISO_MI | MISO_IN | MISO_MI | Internal | Winter | B17 | 100 | 5021 | 2155.77 | 78.14 | 78.15 | 0.01 | 0
2025 | MISO_IN_2_MISO_MI | MISO_IN | MISO_MI | Internal | Winter | B18 | 400 | 5021 | 1347.01 | 75.1 | 75.11 | 0.01 | 0
2025 | MISO_IN_2_MISO_MI | MISO_IN | MISO_MI | Internal | Winter | B19 | 700 | 5021 | 1124.57 | 73.12 | 73.13 | 0.01 | 0
2025 | MISO_IN_2_MISO_MI | MISO_IN | MISO_MI | Internal | Winter | B20 | 935 | 5021 | 2163.55 | 66.42 | 66.43 | 0.01 | 0
2025 | MISO_IN_2_MISO_MO-IL | MISO_IN | MISO_MO-IL | Internal | Shoulder | B11 | 25 | 5533 | 1338.29 | 81.53 | 81.54 | 0.01 | 0
2025 | MISO_IN_2_MISO_MO-IL | MISO_IN | MISO_MO-IL | Internal | Shoulder | B12 | 200 | 5533 | 0 | 77.05 | 75.49 | 0.01 | 0
2025 | MISO_IN_2_MISO_MO-IL | MISO_IN | MISO_MO-IL | Internal | Shoulder | B13 | 600 | 5533 | 0 | 75.01 | 75 | 0.01 | 0
2025 | MISO_IN_2_MISO_MO-IL | MISO_IN | MISO_MO-IL | Internal | Shoulder | B14 | 900 | 5533 | 0 | 67.85 | 67.84 | 0.01 | 0
2025 | MISO_IN_2_MISO_MO-IL | MISO_IN | MISO_MO-IL | Internal | Shoulder | B15 | 1203 | 5533 | 0 | 64.16 | 64.15 | 0.01 | 0
2025 | MISO_IN_2_MISO_MO-IL | MISO_IN | MISO_MO-IL | Internal | Summer | B1 | 10 | 5533 | 5264.13 | 109.52 | 109.53 | 0.01 | 0
2025 | MISO_IN_2_MISO_MO-IL | MISO_IN | MISO_MO-IL | Internal | Summer | B2 | 25 | 5533 | 3683.01 | 108.42 | 108.43 | 0.01 | 0
2025 | MISO_IN_2_MISO_MO-IL | MISO_IN | MISO_MO-IL | Internal | Summer | B3 | 75 | 5533 | 5533 | 107.27 | 107.29 | 0.01 | 0.01
2025 | MISO_IN_2_MISO_MO-IL | MISO_IN | MISO_MO-IL | Internal | Summer | B4 | 100 | 5533 | 5533 | 96.78 | 97.22 | 0.01 | 0.43
2025 | MISO_IN_2_MISO_MO-IL | MISO_IN | MISO_MO-IL | Internal | Summer | B5 | 200 | 5533 | 5533 | 87.21 | 90.42 | 0.01 | 3.19
2025 | MISO_IN_2_MISO_MO-IL | MISO_IN | MISO_MO-IL | Internal | Summer | B6 | 300 | 5533 | 5058.04 | 81.63 | 81.64 | 0.01 | 0
2025 | MISO_IN_2_MISO_MO-IL | MISO_IN | MISO_MO-IL | Internal | Summer | B7 | 400 | 5533 | 1778.6 | 78.25 | 78.26 | 0.01 | 0
2025 | MISO_IN_2_MISO_MO-IL | MISO_IN | MISO_MO-IL | Internal | Summer | B8 | 500 | 5533 | 1757.35 | 72.68 | 72.69 | 0.01 | 0
2025 | MISO_IN_2_MISO_MO-IL | MISO_IN | MISO_MO-IL | Internal | Summer | B9 | 800 | 5533 | 1009.42 | 66.38 | 66.39 | 0.01 | 0
2025 | MISO_IN_2_MISO_MO-IL | MISO_IN | MISO_MO-IL | Internal | Summer | B10 | 1262 | 5533 | 3084.47 | 58.48 | 58.49 | 0.01 | 0
2025 | MISO_IN_2_MISO_MO-IL | MISO_IN | MISO_MO-IL | Internal | Winter | B16 | 25 | 5533 | 0 | 81.14 | 81.13 | 0.01 | 0
2025 | MISO_IN_2_MISO_MO-IL | MISO_IN | MISO_MO-IL | Internal | Winter | B17 | 100 | 5533 | 0 | 78.14 | 78.12 | 0.01 | 0
2025 | MISO_IN_2_MISO_MO-IL | MISO_IN | MISO_MO-IL | Internal | Winter | B18 | 400 | 5533 | 0 | 75.1 | 75.08 | 0.01 | 0
2025 | MISO_IN_2_MISO_MO-IL | MISO_IN | MISO_MO-IL | Internal | Winter | B19 | 700 | 5533 | 0 | 73.12 | 73.12 | 0.01 | 0
2025 | MISO_IN_2_MISO_MO-IL | MISO_IN | MISO_MO-IL | Internal | Winter | B20 | 935 | 5533 | 1016.14 | 66.42 | 66.43 | 0.01 | 0
2025 | MISO_IN_2_NonRTO_Midwest | MISO_IN | NonRTO_Midwest | Internal | Shoulder | B11 | 25 | 4800 | 581.67 | 81.53 | 89.53 | 8 | 0
2025 | MISO_IN_2_NonRTO_Midwest | MISO_IN | NonRTO_Midwest | Internal | Shoulder | B12 | 200 | 4800 | 1670.75 | 77.05 | 85.05 | 8 | 0
2025 | MISO_IN_2_NonRTO_Midwest | MISO_IN | NonRTO_Midwest | Internal | Shoulder | B13 | 600 | 4800 | 1889.93 | 75.01 | 83.01 | 8 | 0
2025 | MISO_IN_2_NonRTO_Midwest | MISO_IN | NonRTO_Midwest | Internal | Shoulder | B14 | 900 | 4800 | 1618.8 | 67.85 | 75.85 | 8 | 0
2025 | MISO_IN_2_NonRTO_Midwest | MISO_IN | NonRTO_Midwest | Internal | Shoulder | B15 | 1203 | 4800 | 563.43 | 64.16 | 72.16 | 8 | 0
2025 | MISO_IN_2_NonRTO_Midwest | MISO_IN | NonRTO_Midwest | Internal | Summer | B1 | 10 | 4800 | 0 | 109.52 | 116.42 | 8 | 0
2025 | MISO_IN_2_NonRTO_Midwest | MISO_IN | NonRTO_Midwest | Internal | Summer | B2 | 25 | 4800 | 2196.74 | 108.42 | 116.42 | 8 | 0
2025 | MISO_IN_2_NonRTO_Midwest | MISO_IN | NonRTO_Midwest | Internal | Summer | B3 | 75 | 4800 | 1747.25 | 107.27 | 115.27 | 8 | 0
2025 | MISO_IN_2_NonRTO_Midwest | MISO_IN | NonRTO_Midwest | Internal | Summer | B4 | 100 | 4800 | 1247.74 | 96.78 | 104.78 | 8 | 0
2025 | MISO_IN_2_NonRTO_Midwest | MISO_IN | NonRTO_Midwest | Internal | Summer | B5 | 200 | 4800 | 869.51 | 87.21 | 95.21 | 8 | 0
2025 | MISO_IN_2_NonRTO_Midwest | MISO_IN | NonRTO_Midwest | Internal | Summer | B6 | 300 | 4800 | 291.74 | 81.63 | 89.63 | 8 | 0
2025 | MISO_IN_2_NonRTO_Midwest | MISO_IN | NonRTO_Midwest | Internal | Summer | B7 | 400 | 4800 | 1241.99 | 78.25 | 86.25 | 8 | 0
2025 | MISO_IN_2_NonRTO_Midwest | MISO_IN | NonRTO_Midwest | Internal | Summer | B8 | 500 | 4800 | 2858.19 | 72.68 | 80.68 | 8 | 0
2025 | MISO_IN_2_NonRTO_Midwest | MISO_IN | NonRTO_Midwest | Internal | Summer | B9 | 800 | 4800 | 2054.77 | 66.38 | 74.38 | 8 | 0
2025 | MISO_IN_2_NonRTO_Midwest | MISO_IN | NonRTO_Midwest | Internal | Summer | B10 | 1262 | 4800 | 742.62 | 58.48 | 66.48 | 8 | 0
2025 | MISO_IN_2_NonRTO_Midwest | MISO_IN | NonRTO_Midwest | Internal | Winter | B16 | 25 | 4800 | 3608.64 | 81.14 | 89.14 | 8 | 0
2025 | MISO_IN_2_NonRTO_Midwest | MISO_IN | NonRTO_Midwest | Internal | Winter | B17 | 100 | 4800 | 3955.19 | 78.14 | 86.14 | 8 | 0
2025 | MISO_IN_2_NonRTO_Midwest | MISO_IN | NonRTO_Midwest | Internal | Winter | B18 | 400 | 4800 | 4523.94 | 75.1 | 83.1 | 8 | 0
2025 | MISO_IN_2_NonRTO_Midwest | MISO_IN | NonRTO_Midwest | Internal | Winter | B19 | 700 | 4800 | 4221.35 | 73.12 | 81.12 | 8 | 0
2025 | MISO_IN_2_NonRTO_Midwest | MISO_IN | NonRTO_Midwest | Internal | Winter | B20 | 935 | 4800 | 3161.71 | 66.42 | 74.42 | 8 | 0
2025 | MISO_IN_2_PJM_ROR | MISO_IN | PJM_ROR | Internal | Shoulder | B11 | 25 | 992 | 992 | 81.53 | 83.54 | 2 | 0.01
2025 | MISO_IN_2_PJM_ROR | MISO_IN | PJM_ROR | Internal | Shoulder | B12 | 200 | 992 | 992 | 77.05 | 80.45 | 2 | 1.4
2025 | MISO_IN_2_PJM_ROR | MISO_IN | PJM_ROR | Internal | Shoulder | B13 | 600 | 992 | 992 | 75.01 | 77.65 | 2 | 0.64
2025 | MISO_IN_2_PJM_ROR | MISO_IN | PJM_ROR | Internal | Shoulder | B14 | 900 | 992 | 992 | 67.85 | 74.7 | 2 | 4.85
2025 | MISO_IN_2_PJM_ROR | MISO_IN | PJM_ROR | Internal | Shoulder | B15 | 1203 | 992 | 992 | 64.16 | 67.73 | 2 | 1.57
2025 | MISO_IN_2_PJM_ROR | MISO_IN | PJM_ROR | Internal | Summer | B1 | 10 | 992 | 514.75 | 109.52 | 111.52 | 2 | 0
2025 | MISO_IN_2_PJM_ROR | MISO_IN | PJM_ROR | Internal | Summer | B2 | 25 | 992 | 0 | 108.42 | 109.27 | 2 | 0
2025 | MISO_IN_2_PJM_ROR | MISO_IN | PJM_ROR | Internal | Summer | B3 | 75 | 992 | 384.7 | 107.27 | 109.27 | 2 | 0
2025 | MISO_IN_2_PJM_ROR | MISO_IN | PJM_ROR | Internal | Summer | B4 | 100 | 992 | 992 | 96.78 | 98.79 | 2 | 0.01
2025 | MISO_IN_2_PJM_ROR | MISO_IN | PJM_ROR | Internal | Summer | B5 | 200 | 992 | 992 | 87.21 | 92.4 | 2 | 3.19
2025 | MISO_IN_2_PJM_ROR | MISO_IN | PJM_ROR | Internal | Summer | B6 | 300 | 992 | 992 | 81.63 | 83.64 | 2 | 0.01
2025 | MISO_IN_2_PJM_ROR | MISO_IN | PJM_ROR | Internal | Summer | B7 | 400 | 992 | 992 | 78.25 | 82.26 | 2 | 2.01
2025 | MISO_IN_2_PJM_ROR | MISO_IN | PJM_ROR | Internal | Summer | B8 | 500 | 992 | 992 | 72.68 | 74.69 | 2 | 0.01
2025 | MISO_IN_2_PJM_ROR | MISO_IN | PJM_ROR | Internal | Summer | B9 | 800 | 992 | 992 | 66.38 | 69.55 | 2 | 1.17
2025 | MISO_IN_2_PJM_ROR | MISO_IN | PJM_ROR | Internal | Summer | B10 | 1262 | 992 | 992 | 58.48 | 60.49 | 2 | 0.01
2025 | MISO_IN_2_PJM_ROR | MISO_IN | PJM_ROR | Internal | Winter | B16 | 25 | 992 | 992 | 81.14 | 84.04 | 2 | 0.9
2025 | MISO_IN_2_PJM_ROR | MISO_IN | PJM_ROR | Internal | Winter | B17 | 100 | 992 | 992 | 78.14 | 84.04 | 2 | 3.91
2025 | MISO_IN_2_PJM_ROR | MISO_IN | PJM_ROR | Internal | Winter | B18 | 400 | 992 | 992 | 75.1 | 81.77 | 2 | 4.68
2025 | MISO_IN_2_PJM_ROR | MISO_IN | PJM_ROR | Internal | Winter | B19 | 700 | 992 | 992 | 73.12 | 78.5 | 2 | 3.38
2025 | MISO_IN_2_PJM_ROR | MISO_IN | PJM_ROR | Internal | Winter | B20 | 935 | 992 | 992 | 66.42 | 69.88 | 2 | 1.45
2025 | MISO_MI_2_MISO_IN | MISO_MI | MISO_IN | Internal | Shoulder | B11 | 25 | 2066 | 0 | 81.54 | 81.53 | 0.01 | 0
2025 | MISO_MI_2_MISO_IN | MISO_MI | MISO_IN | Internal | Shoulder | B12 | 200 | 2066 | 0 | 77.06 | 77.05 | 0.01 | 0
2025 | MISO_MI_2_MISO_IN | MISO_MI | MISO_IN | Internal | Shoulder | B13 | 600 | 2066 | 0 | 75.02 | 75.01 | 0.01 | 0
2025 | MISO_MI_2_MISO_IN | MISO_MI | MISO_IN | Internal | Shoulder | B14 | 900 | 2066 | 0 | 67.86 | 67.85 | 0.01 | 0
2025 | MISO_MI_2_MISO_IN | MISO_MI | MISO_IN | Internal | Shoulder | B15 | 1203 | 2066 | 0 | 64.17 | 64.16 | 0.01 | 0
2025 | MISO_MI_2_MISO_IN | MISO_MI | MISO_IN | Internal | Summer | B1 | 10 | 2066 | 0 | 109.53 | 109.52 | 0.01 | 0
2025 | MISO_MI_2_MISO_IN | MISO_MI | MISO_IN | Internal | Summer | B2 | 25 | 2066 | 0 | 108.43 | 108.42 | 0.01 | 0
2025 | MISO_MI_2_MISO_IN | MISO_MI | MISO_IN | Internal | Summer | B3 | 75 | 2066 | 0 | 107.28 | 107.27 | 0.01 | 0
2025 | MISO_MI_2_MISO_IN | MISO_MI | MISO_IN | Internal | Summer | B4 | 100 | 2066 | 0 | 96.79 | 96.78 | 0.01 | 0
2025 | MISO_MI_2_MISO_IN | MISO_MI | MISO_IN | Internal | Summer | B5 | 200 | 2066 | 0 | 87.23 | 87.21 | 0.01 | 0
2025 | MISO_MI_2_MISO_IN | MISO_MI | MISO_IN | Internal | Summer | B6 | 300 | 2066 | 0 | 81.64 | 81.63 | 0.01 | 0
2025 | MISO_MI_2_MISO_IN | MISO_MI | MISO_IN | Internal | Summer | B7 | 400 | 2066 | 0 | 78.26 | 78.25 | 0.01 | 0
2025 | MISO_MI_2_MISO_IN | MISO_MI | MISO_IN | Internal | Summer | B8 | 500 | 2066 | 0 | 72.69 | 72.68 | 0.01 | 0
2025 | MISO_MI_2_MISO_IN | MISO_MI | MISO_IN | Internal | Summer | B9 | 800 | 2066 | 0 | 66.39 | 66.38 | 0.01 | 0
2025 | MISO_MI_2_MISO_IN | MISO_MI | MISO_IN | Internal | Summer | B10 | 1262 | 2066 | 0 | 58.49 | 58.48 | 0.01 | 0
2025 | MISO_MI_2_MISO_IN | MISO_MI | MISO_IN | Internal | Winter | B16 | 25 | 2066 | 0 | 81.15 | 81.14 | 0.01 | 0
2025 | MISO_MI_2_MISO_IN | MISO_MI | MISO_IN | Internal | Winter | B17 | 100 | 2066 | 0 | 78.15 | 78.14 | 0.01 | 0
2025 | MISO_MI_2_MISO_IN | MISO_MI | MISO_IN | Internal | Winter | B18 | 400 | 2066 | 0 | 75.11 | 75.1 | 0.01 | 0
2025 | MISO_MI_2_MISO_IN | MISO_MI | MISO_IN | Internal | Winter | B19 | 700 | 2066 | 0 | 73.13 | 73.12 | 0.01 | 0
2025 | MISO_MI_2_MISO_IN | MISO_MI | MISO_IN | Internal | Winter | B20 | 935 | 2066 | 0 | 66.43 | 66.42 | 0.01 | 0
2025 | MISO_MI_2_MISO_WUMS | MISO_MI | MISO_WUMS | Internal | Shoulder | B11 | 25 | 1440 | 0 | 81.54 | 81.21 | 0.01 | 0
2025 | MISO_MI_2_MISO_WUMS | MISO_MI | MISO_WUMS | Internal | Shoulder | B12 | 200 | 1440 | 0 | 77.06 | 67.4 | 0.01 | 0
2025 | MISO_MI_2_MISO_WUMS | MISO_MI | MISO_WUMS | Internal | Shoulder | B13 | 600 | 1440 | 0 | 75.02 | 67.4 | 0.01 | 0
2025 | MISO_MI_2_MISO_WUMS | MISO_MI | MISO_WUMS | Internal | Shoulder | B14 | 900 | 1440 | 0 | 67.86 | 67.4 | 0.01 | 0
2025 | MISO_MI_2_MISO_WUMS | MISO_MI | MISO_WUMS | Internal | Shoulder | B15 | 1203 | 1440 | 0 | 64.17 | 58.73 | 0.01 | 0
2025 | MISO_MI_2_MISO_WUMS | MISO_MI | MISO_WUMS | Internal | Summer | B1 | 10 | 1440 | 0 | 109.53 | 109.52 | 0.01 | 0
2025 | MISO_MI_2_MISO_WUMS | MISO_MI | MISO_WUMS | Internal | Summer | B2 | 25 | 1440 | 0 | 108.43 | 107.44 | 0.01 | 0
2025 | MISO_MI_2_MISO_WUMS | MISO_MI | MISO_WUMS | Internal | Summer | B3 | 75 | 1440 | 0 | 107.28 | 107.27 | 0.01 | 0
2025 | MISO_MI_2_MISO_WUMS | MISO_MI | MISO_WUMS | Internal | Summer | B4 | 100 | 1440 | 0 | 96.79 | 96.79 | 0.01 | 0
2025 | MISO_MI_2_MISO_WUMS | MISO_MI | MISO_WUMS | Internal | Summer | B5 | 200 | 1440 | 550.56 | 87.23 | 87.24 | 0.01 | 0
2025 | MISO_MI_2_MISO_WUMS | MISO_MI | MISO_WUMS | Internal | Summer | B6 | 300 | 1440 | 0 | 81.64 | 81.63 | 0.01 | 0
2025 | MISO_MI_2_MISO_WUMS | MISO_MI | MISO_WUMS | Internal | Summer | B7 | 400 | 1440 | 0 | 78.26 | 77.57 | 0.01 | 0
2025 | MISO_MI_2_MISO_WUMS | MISO_MI | MISO_WUMS | Internal | Summer | B8 | 500 | 1440 | 0 | 72.69 | 65.96 | 0.01 | 0
2025 | MISO_MI_2_MISO_WUMS | MISO_MI | MISO_WUMS | Internal | Summer | B9 | 800 | 1440 | 0 | 66.39 | 63.4 | 0.01 | 0
2025 | MISO_MI_2_MISO_WUMS | MISO_MI | MISO_WUMS | Internal | Summer | B10 | 1262 | 1440 | 0 | 58.49 | 57.51 | 0.01 | 0
2025 | MISO_MI_2_MISO_WUMS | MISO_MI | MISO_WUMS | Internal | Winter | B16 | 25 | 1440 | 0 | 81.15 | 76.56 | 0.01 | 0
2025 | MISO_MI_2_MISO_WUMS | MISO_MI | MISO_WUMS | Internal | Winter | B17 | 100 | 1440 | 0 | 78.15 | 70.17 | 0.01 | 0
2025 | MISO_MI_2_MISO_WUMS | MISO_MI | MISO_WUMS | Internal | Winter | B18 | 400 | 1440 | 0 | 75.11 | 70.17 | 0.01 | 0
2025 | MISO_MI_2_MISO_WUMS | MISO_MI | MISO_WUMS | Internal | Winter | B19 | 700 | 1440 | 0 | 73.13 | 70.17 | 0.01 | 0
2025 | MISO_MI_2_MISO_WUMS | MISO_MI | MISO_WUMS | Internal | Winter | B20 | 935 | 1440 | 0 | 66.43 | 61.09 | 0.01 | 0
2025 | MISO_MI_2_PJM_ROR | MISO_MI | PJM_ROR | Internal | Shoulder | B11 | 25 | 1424 | 445.26 | 81.54 | 83.54 | 2 | 0
2025 | MISO_MI_2_PJM_ROR | MISO_MI | PJM_ROR | Internal | Shoulder | B12 | 200 | 1424 | 1424 | 77.06 | 80.45 | 2 | 1.39
2025 | MISO_MI_2_PJM_ROR | MISO_MI | PJM_ROR | Internal | Shoulder | B13 | 600 | 1424 | 1424 | 75.02 | 77.65 | 2 | 0.62
2025 | MISO_MI_2_PJM_ROR | MISO_MI | PJM_ROR | Internal | Shoulder | B14 | 900 | 1424 | 1424 | 67.86 | 74.7 | 2 | 4.84
2025 | MISO_MI_2_PJM_ROR | MISO_MI | PJM_ROR | Internal | Shoulder | B15 | 1203 | 1424 | 1424 | 64.17 | 67.73 | 2 | 1.56
2025 | MISO_MI_2_PJM_ROR | MISO_MI | PJM_ROR | Internal | Summer | B1 | 10 | 1424 | 0 | 109.53 | 111.52 | 2 | 0
2025 | MISO_MI_2_PJM_ROR | MISO_MI | PJM_ROR | Internal | Summer | B2 | 25 | 1424 | 0 | 108.43 | 109.27 | 2 | 0
2025 | MISO_MI_2_PJM_ROR | MISO_MI | PJM_ROR | Internal | Summer | B3 | 75 | 1424 | 0 | 107.28 | 109.27 | 2 | 0
2025 | MISO_MI_2_PJM_ROR | MISO_MI | PJM_ROR | Internal | Summer | B4 | 100 | 1424 | 1346.53 | 96.79 | 98.79 | 2 | 0
2025 | MISO_MI_2_PJM_ROR | MISO_MI | PJM_ROR | Internal | Summer | B5 | 200 | 1424 | 1424 | 87.23 | 92.4 | 2 | 3.18
2025 | MISO_MI_2_PJM_ROR | MISO_MI | PJM_ROR | Internal | Summer | B6 | 300 | 1424 | 426.38 | 81.64 | 83.64 | 2 | 0
2025 | MISO_MI_2_PJM_ROR | MISO_MI | PJM_ROR | Internal | Summer | B7 | 400 | 1424 | 1424 | 78.26 | 82.26 | 2 | 2
2025 | MISO_MI_2_PJM_ROR | MISO_MI | PJM_ROR | Internal | Summer | B8 | 500 | 1424 | 1342.55 | 72.69 | 74.69 | 2 | 0
2025 | MISO_MI_2_PJM_ROR | MISO_MI | PJM_ROR | Internal | Summer | B9 | 800 | 1424 | 1424 | 66.39 | 69.55 | 2 | 1.16
2025 | MISO_MI_2_PJM_ROR | MISO_MI | PJM_ROR | Internal | Summer | B10 | 1262 | 1424 | 836.04 | 58.49 | 60.49 | 2 | 0
2025 | MISO_MI_2_PJM_ROR | MISO_MI | PJM_ROR | Internal | Winter | B16 | 25 | 1424 | 1424 | 81.15 | 84.04 | 2 | 0.89
2025 | MISO_MI_2_PJM_ROR | MISO_MI | PJM_ROR | Internal | Winter | B17 | 100 | 1424 | 1424 | 78.15 | 84.04 | 2 | 3.9
2025 | MISO_MI_2_PJM_ROR | MISO_MI | PJM_ROR | Internal | Winter | B18 | 400 | 1424 | 1424 | 75.11 | 81.77 | 2 | 4.67
2025 | MISO_MI_2_PJM_ROR | MISO_MI | PJM_ROR | Internal | Winter | B19 | 700 | 1424 | 1424 | 73.13 | 78.5 | 2 | 3.37
2025 | MISO_MI_2_PJM_ROR | MISO_MI | PJM_ROR | Internal | Winter | B20 | 935 | 1424 | 1424 | 66.43 | 69.88 | 2 | 1.44
2025 | MISO_MO-IL_2_ENT | MISO_MO-IL | ENT | Internal | Shoulder | B11 | 25 | 2540 | 0 | 81.54 | 86.19 | 8 | 0
2025 | MISO_MO-IL_2_ENT | MISO_MO-IL | ENT | Internal | Shoulder | B12 | 200 | 2540 | 0 | 75.49 | 73.68 | 8 | 0
2025 | MISO_MO-IL_2_ENT | MISO_MO-IL | ENT | Internal | Shoulder | B13 | 600 | 2540 | 0 | 75 | 73.14 | 8 | 0
2025 | MISO_MO-IL_2_ENT | MISO_MO-IL | ENT | Internal | Shoulder | B14 | 900 | 2540 | 0 | 67.84 | 70.69 | 8 | 0
2025 | MISO_MO-IL_2_ENT | MISO_MO-IL | ENT | Internal | Shoulder | B15 | 1203 | 2540 | 0 | 64.15 | 70.69 | 8 | 0
2025 | MISO_MO-IL_2_ENT | MISO_MO-IL | ENT | Internal | Summer | B1 | 10 | 2540 | 988.71 | 109.53 | 117.53 | 8 | 0
2025 | MISO_MO-IL_2_ENT | MISO_MO-IL | ENT | Internal | Summer | B2 | 25 | 2540 | 0 | 108.43 | 112.44 | 8 | 0
2025 | MISO_MO-IL_2_ENT | MISO_MO-IL | ENT | Internal | Summer | B3 | 75 | 2540 | 0 | 107.29 | 112.44 | 8 | 0
2025 | MISO_MO-IL_2_ENT | MISO_MO-IL | ENT | Internal | Summer | B4 | 100 | 2540 | 1130.5 | 97.22 | 105.22 | 8 | 0
2025 | MISO_MO-IL_2_ENT | MISO_MO-IL | ENT | Internal | Summer | B5 | 200 | 2540 | 2038.02 | 90.42 | 98.42 | 8 | 0
2025 | MISO_MO-IL_2_ENT | MISO_MO-IL | ENT | Internal | Summer | B6 | 300 | 2540 | 476.91 | 81.64 | 89.64 | 8 | 0
2025 | MISO_MO-IL_2_ENT | MISO_MO-IL | ENT | Internal | Summer | B7 | 400 | 2540 | 0 | 78.26 | 80.34 | 8 | 0
2025 | MISO_MO-IL_2_ENT | MISO_MO-IL | ENT | Internal | Summer | B8 | 500 | 2540 | 0 | 72.69 | 72.16 | 8 | 0
2025 | MISO_MO-IL_2_ENT | MISO_MO-IL | ENT | Internal | Summer | B9 | 800 | 2540 | 0 | 66.39 | 71.63 | 8 | 0
2025 | MISO_MO-IL_2_ENT | MISO_MO-IL | ENT | Internal | Summer | B10 | 1262 | 2540 | 1332.23 | 58.49 | 66.49 | 8 | 0
2025 | MISO_MO-IL_2_ENT | MISO_MO-IL | ENT | Internal | Winter | B16 | 25 | 2540 | 0 | 81.13 | 81.13 | 8 | 0
2025 | MISO_MO-IL_2_ENT | MISO_MO-IL | ENT | Internal | Winter | B17 | 100 | 2540 | 0 | 78.12 | 74.41 | 8 | 0
2025 | MISO_MO-IL_2_ENT | MISO_MO-IL | ENT | Internal | Winter | B18 | 400 | 2540 | 0 | 75.08 | 75.08 | 8 | 0
2025 | MISO_MO-IL_2_ENT | MISO_MO-IL | ENT | Internal | Winter | B19 | 700 | 2540 | 0 | 73.12 | 73.56 | 8 | 0
2025 | MISO_MO-IL_2_ENT | MISO_MO-IL | ENT | Internal | Winter | B20 | 935 | 2540 | 0 | 66.43 | 73.56 | 8 | 0
2025 | MISO_MO-IL_2_MISO_IN | MISO_MO-IL | MISO_IN | Internal | Shoulder | B11 | 25 | 2633 | 0 | 81.54 | 81.53 | 0.01 | 0
2025 | MISO_MO-IL_2_MISO_IN | MISO_MO-IL | MISO_IN | Internal | Shoulder | B12 | 200 | 2633 | 2633 | 75.49 | 77.05 | 0.01 | 1.55
2025 | MISO_MO-IL_2_MISO_IN | MISO_MO-IL | MISO_IN | Internal | Shoulder | B13 | 600 | 2633 | 1910.58 | 75 | 75.01 | 0.01 | 0
2025 | MISO_MO-IL_2_MISO_IN | MISO_MO-IL | MISO_IN | Internal | Shoulder | B14 | 900 | 2633 | 1691.18 | 67.84 | 67.85 | 0.01 | 0
2025 | MISO_MO-IL_2_MISO_IN | MISO_MO-IL | MISO_IN | Internal | Shoulder | B15 | 1203 | 2633 | 473.85 | 64.15 | 64.16 | 0.01 | 0
2025 | MISO_MO-IL_2_MISO_IN | MISO_MO-IL | MISO_IN | Internal | Summer | B1 | 10 | 2633 | 0 | 109.53 | 109.52 | 0.01 | 0
2025 | MISO_MO-IL_2_MISO_IN | MISO_MO-IL | MISO_IN | Internal | Summer | B2 | 25 | 2633 | 0 | 108.43 | 108.42 | 0.01 | 0
2025 | MISO_MO-IL_2_MISO_IN | MISO_MO-IL | MISO_IN | Internal | Summer | B3 | 75 | 2633 | 0 | 107.29 | 107.27 | 0.01 | 0
2025 | MISO_MO-IL_2_MISO_IN | MISO_MO-IL | MISO_IN | Internal | Summer | B4 | 100 | 2633 | 0 | 97.22 | 96.78 | 0.01 | 0
2025 | MISO_MO-IL_2_MISO_IN | MISO_MO-IL | MISO_IN | Internal | Summer | B5 | 200 | 2633 | 0 | 90.42 | 87.21 | 0.01 | 0
2025 | MISO_MO-IL_2_MISO_IN | MISO_MO-IL | MISO_IN | Internal | Summer | B6 | 300 | 2633 | 0 | 81.64 | 81.63 | 0.01 | 0
2025 | MISO_MO-IL_2_MISO_IN | MISO_MO-IL | MISO_IN | Internal | Summer | B7 | 400 | 2633 | 0 | 78.26 | 78.25 | 0.01 | 0
2025 | MISO_MO-IL_2_MISO_IN | MISO_MO-IL | MISO_IN | Internal | Summer | B8 | 500 | 2633 | 0 | 72.69 | 72.68 | 0.01 | 0
2025 | MISO_MO-IL_2_MISO_IN | MISO_MO-IL | MISO_IN | Internal | Summer | B9 | 800 | 2633 | 0 | 66.39 | 66.38 | 0.01 | 0
2025 | MISO_MO-IL_2_MISO_IN | MISO_MO-IL | MISO_IN | Internal | Summer | B10 | 1262 | 2633 | 0 | 58.49 | 58.48 | 0.01 | 0
2025 | MISO_MO-IL_2_MISO_IN | MISO_MO-IL | MISO_IN | Internal | Winter | B16 | 25 | 2633 | 1185.45 | 81.13 | 81.14 | 0.01 | 0
2025 | MISO_MO-IL_2_MISO_IN | MISO_MO-IL | MISO_IN | Internal | Winter | B17 | 100 | 2633 | 1880.5 | 78.12 | 78.14 | 0.01 | 0
2025 | MISO_MO-IL_2_MISO_IN | MISO_MO-IL | MISO_IN | Internal | Winter | B18 | 400 | 2633 | 1275.19 | 75.08 | 75.1 | 0.01 | 0
2025 | MISO_MO-IL_2_MISO_IN | MISO_MO-IL | MISO_IN | Internal | Winter | B19 | 700 | 2633 | 0 | 73.12 | 73.12 | 0.01 | 0
2025 | MISO_MO-IL_2_MISO_IN | MISO_MO-IL | MISO_IN | Internal | Winter | B20 | 935 | 2633 | 0 | 66.43 | 66.42 | 0.01 | 0
2025 | MISO_MO-IL_2_MISO_W | MISO_MO-IL | MISO_W | Internal | Shoulder | B11 | 25 | 1075 | 0 | 81.54 | 81.2 | 0.01 | 0
2025 | MISO_MO-IL_2_MISO_W | MISO_MO-IL | MISO_W | Internal | Shoulder | B12 | 200 | 1075 | 0 | 75.49 | 67.39 | 0.01 | 0
2025 | MISO_MO-IL_2_MISO_W | MISO_MO-IL | MISO_W | Internal | Shoulder | B13 | 600 | 1075 | 0 | 75 | 62.82 | 0.01 | 0
2025 | MISO_MO-IL_2_MISO_W | MISO_MO-IL | MISO_W | Internal | Shoulder | B14 | 900 | 1075 | 0 | 67.84 | 54.7 | 0.01 | 0
2025 | MISO_MO-IL_2_MISO_W | MISO_MO-IL | MISO_W | Internal | Shoulder | B15 | 1203 | 1075 | 0 | 64.15 | 53.92 | 0.01 | 0
2025 | MISO_MO-IL_2_MISO_W | MISO_MO-IL | MISO_W | Internal | Summer | B1 | 10 | 1075 | 0 | 109.53 | 109.52 | 0.01 | 0
2025 | MISO_MO-IL_2_MISO_W | MISO_MO-IL | MISO_W | Internal | Summer | B2 | 25 | 1075 | 0 | 108.43 | 107.43 | 0.01 | 0
2025 | MISO_MO-IL_2_MISO_W | MISO_MO-IL | MISO_W | Internal | Summer | B3 | 75 | 1075 | 0 | 107.29 | 107.28 | 0.01 | 0
2025 | MISO_MO-IL_2_MISO_W | MISO_MO-IL | MISO_W | Internal | Summer | B4 | 100 | 1075 | 0 | 97.22 | 97.21 | 0.01 | 0
2025 | MISO_MO-IL_2_MISO_W | MISO_MO-IL | MISO_W | Internal | Summer | B5 | 200 | 1075 | 0 | 90.42 | 90.4 | 0.01 | 0
2025 | MISO_MO-IL_2_MISO_W | MISO_MO-IL | MISO_W | Internal | Summer | B6 | 300 | 1075 | 0 | 81.64 | 81.64 | 0.01 | 0
2025 | MISO_MO-IL_2_MISO_W | MISO_MO-IL | MISO_W | Internal | Summer | B7 | 400 | 1075 | 0 | 78.26 | 77.56 | 0.01 | 0
2025 | MISO_MO-IL_2_MISO_W | MISO_MO-IL | MISO_W | Internal | Summer | B8 | 500 | 1075 | 0 | 72.69 | 65.07 | 0.01 | 0
2025 | MISO_MO-IL_2_MISO_W | MISO_MO-IL | MISO_W | Internal | Summer | B9 | 800 | 1075 | 0 | 66.39 | 63.15 | 0.01 | 0
2025 | MISO_MO-IL_2_MISO_W | MISO_MO-IL | MISO_W | Internal | Summer | B10 | 1262 | 1075 | 0 | 58.49 | 53.36 | 0.01 | 0
2025 | MISO_MO-IL_2_MISO_W | MISO_MO-IL | MISO_W | Internal | Winter | B16 | 25 | 1075 | 0 | 81.13 | 56.71 | 0.01 | 0
2025 | MISO_MO-IL_2_MISO_W | MISO_MO-IL | MISO_W | Internal | Winter | B17 | 100 | 1075 | 0 | 78.12 | 57.66 | 0.01 | 0
2025 | MISO_MO-IL_2_MISO_W | MISO_MO-IL | MISO_W | Internal | Winter | B18 | 400 | 1075 | 0 | 75.08 | 63.7 | 0.01 | 0
2025 | MISO_MO-IL_2_MISO_W | MISO_MO-IL | MISO_W | Internal | Winter | B19 | 700 | 1075 | 0 | 73.12 | 63.7 | 0.01 | 0
2025 | MISO_MO-IL_2_MISO_W | MISO_MO-IL | MISO_W | Internal | Winter | B20 | 935 | 1075 | 0 | 66.43 | 56.94 | 0.01 | 0
2025 | MISO_MO-IL_2_PJM_ROR | MISO_MO-IL | PJM_ROR | Internal | Shoulder | B11 | 25 | 1212 | 471.11 | 81.54 | 83.54 | 2 | 0
2025 | MISO_MO-IL_2_PJM_ROR | MISO_MO-IL | PJM_ROR | Internal | Shoulder | B12 | 200 | 1212 | 1212 | 75.49 | 80.45 | 2 | 2.96
2025 | MISO_MO-IL_2_PJM_ROR | MISO_MO-IL | PJM_ROR | Internal | Shoulder | B13 | 600 | 1212 | 1212 | 75 | 77.65 | 2 | 0.65
2025 | MISO_MO-IL_2_PJM_ROR | MISO_MO-IL | PJM_ROR | Internal | Shoulder | B14 | 900 | 1212 | 1212 | 67.84 | 74.7 | 2 | 4.86
2025 | MISO_MO-IL_2_PJM_ROR | MISO_MO-IL | PJM_ROR | Internal | Shoulder | B15 | 1203 | 1212 | 1212 | 64.15 | 67.73 | 2 | 1.58
2025 | MISO_MO-IL_2_PJM_ROR | MISO_MO-IL | PJM_ROR | Internal | Summer | B1 | 10 | 1212 | 0 | 109.53 | 111.52 | 2 | 0
2025 | MISO_MO-IL_2_PJM_ROR | MISO_MO-IL | PJM_ROR | Internal | Summer | B2 | 25 | 1212 | 0 | 108.43 | 109.27 | 2 | 0
2025 | MISO_MO-IL_2_PJM_ROR | MISO_MO-IL | PJM_ROR | Internal | Summer | B3 | 75 | 1212 | 0 | 107.29 | 109.27 | 2 | 0
2025 | MISO_MO-IL_2_PJM_ROR | MISO_MO-IL | PJM_ROR | Internal | Summer | B4 | 100 | 1212 | 0 | 97.22 | 98.79 | 2 | 0
2025 | MISO_MO-IL_2_PJM_ROR | MISO_MO-IL | PJM_ROR | Internal | Summer | B5 | 200 | 1212 | 0 | 90.42 | 92.4 | 2 | 0
2025 | MISO_MO-IL_2_PJM_ROR | MISO_MO-IL | PJM_ROR | Internal | Summer | B6 | 300 | 1212 | 205.17 | 81.64 | 83.64 | 2 | 0
2025 | MISO_MO-IL_2_PJM_ROR | MISO_MO-IL | PJM_ROR | Internal | Summer | B7 | 400 | 1212 | 1212 | 78.26 | 82.26 | 2 | 2
2025 | MISO_MO-IL_2_PJM_ROR | MISO_MO-IL | PJM_ROR | Internal | Summer | B8 | 500 | 1212 | 1136.19 | 72.69 | 74.69 | 2 | 0
2025 | MISO_MO-IL_2_PJM_ROR | MISO_MO-IL | PJM_ROR | Internal | Summer | B9 | 800 | 1212 | 1212 | 66.39 | 69.55 | 2 | 1.16
2025 | MISO_MO-IL_2_PJM_ROR | MISO_MO-IL | PJM_ROR | Internal | Summer | B10 | 1262 | 1212 | 802.13 | 58.49 | 60.49 | 2 | 0
2025 | MISO_MO-IL_2_PJM_ROR | MISO_MO-IL | PJM_ROR | Internal | Winter | B16 | 25 | 1212 | 1212 | 81.13 | 84.04 | 2 | 0.91
2025 | MISO_MO-IL_2_PJM_ROR | MISO_MO-IL | PJM_ROR | Internal | Winter | B17 | 100 | 1212 | 1212 | 78.12 | 84.04 | 2 | 3.92
2025 | MISO_MO-IL_2_PJM_ROR | MISO_MO-IL | PJM_ROR | Internal | Winter | B18 | 400 | 1212 | 1212 | 75.08 | 81.77 | 2 | 4.69
2025 | MISO_MO-IL_2_PJM_ROR | MISO_MO-IL | PJM_ROR | Internal | Winter | B19 | 700 | 1212 | 1212 | 73.12 | 78.5 | 2 | 3.38
2025 | MISO_MO-IL_2_PJM_ROR | MISO_MO-IL | PJM_ROR | Internal | Winter | B20 | 935 | 1212 | 1212 | 66.43 | 69.88 | 2 | 1.44
2025 | MISO_MO-IL_2_SPP_N | MISO_MO-IL | SPP_N | Internal | Shoulder | B11 | 25 | 2000 | 0 | 81.54 | 81.19 | 8 | 0
2025 | MISO_MO-IL_2_SPP_N | MISO_MO-IL | SPP_N | Internal | Shoulder | B12 | 200 | 2000 | 0 | 75.49 | 70.49 | 8 | 0
2025 | MISO_MO-IL_2_SPP_N | MISO_MO-IL | SPP_N | Internal | Shoulder | B13 | 600 | 2000 | 0 | 75 | 69.82 | 8 | 0
2025 | MISO_MO-IL_2_SPP_N | MISO_MO-IL | SPP_N | Internal | Shoulder | B14 | 900 | 2000 | 0 | 67.84 | 61.7 | 8 | 0
2025 | MISO_MO-IL_2_SPP_N | MISO_MO-IL | SPP_N | Internal | Shoulder | B15 | 1203 | 2000 | 0 | 64.15 | 60.92 | 8 | 0
2025 | MISO_MO-IL_2_SPP_N | MISO_MO-IL | SPP_N | Internal | Summer | B1 | 10 | 2000 | 0 | 109.53 | 104.53 | 8 | 0
2025 | MISO_MO-IL_2_SPP_N | MISO_MO-IL | SPP_N | Internal | Summer | B2 | 25 | 2000 | 0 | 108.43 | 107.44 | 8 | 0
2025 | MISO_MO-IL_2_SPP_N | MISO_MO-IL | SPP_N | Internal | Summer | B3 | 75 | 2000 | 0 | 107.29 | 107.44 | 8 | 0
2025 | MISO_MO-IL_2_SPP_N | MISO_MO-IL | SPP_N | Internal | Summer | B4 | 100 | 2000 | 0 | 97.22 | 100.22 | 8 | 0
2025 | MISO_MO-IL_2_SPP_N | MISO_MO-IL | SPP_N | Internal | Summer | B5 | 200 | 2000 | 0 | 90.42 | 93.42 | 8 | 0
2025 | MISO_MO-IL_2_SPP_N | MISO_MO-IL | SPP_N | Internal | Summer | B6 | 300 | 2000 | 0 | 81.64 | 87.16 | 8 | 0
2025 | MISO_MO-IL_2_SPP_N | MISO_MO-IL | SPP_N | Internal | Summer | B7 | 400 | 2000 | 0 | 78.26 | 77.57 | 8 | 0
2025 | MISO_MO-IL_2_SPP_N | MISO_MO-IL | SPP_N | Internal | Summer | B8 | 500 | 2000 | 0 | 72.69 | 69.45 | 8 | 0
2025 | MISO_MO-IL_2_SPP_N | MISO_MO-IL | SPP_N | Internal | Summer | B9 | 800 | 2000 | 0 | 66.39 | 69.09 | 8 | 0
2025 | MISO_MO-IL_2_SPP_N | MISO_MO-IL | SPP_N | Internal | Summer | B10 | 1262 | 2000 | 0 | 58.49 | 60.36 | 8 | 0
2025 | MISO_MO-IL_2_SPP_N | MISO_MO-IL | SPP_N | Internal | Winter | B16 | 25 | 2000 | 0 | 81.13 | 73.53 | 8 | 0
2025 | MISO_MO-IL_2_SPP_N | MISO_MO-IL | SPP_N | Internal | Winter | B17 | 100 | 2000 | 0 | 78.12 | 64.67 | 8 | 0
2025 | MISO_MO-IL_2_SPP_N | MISO_MO-IL | SPP_N | Internal | Winter | B18 | 400 | 2000 | 0 | 75.08 | 70.08 | 8 | 0
2025 | MISO_MO-IL_2_SPP_N | MISO_MO-IL | SPP_N | Internal | Winter | B19 | 700 | 2000 | 0 | 73.12 | 68.12 | 8 | 0
2025 | MISO_MO-IL_2_SPP_N | MISO_MO-IL | SPP_N | Internal | Winter | B20 | 935 | 2000 | 0 | 66.43 | 63.95 | 8 | 0
2025 | MISO_MO-IL_2_TVA_Transmission | MISO_MO-IL | TVA_Transmission | Internal | Shoulder | B11 | 25 | 4000 | 974.54 | 81.54 | 89.54 | 8 | 0
2025 | MISO_MO-IL_2_TVA_Transmission | MISO_MO-IL | TVA_Transmission | Internal | Shoulder | B12 | 200 | 4000 | 0 | 75.49 | 79.76 | 8 | 0
2025 | MISO_MO-IL_2_TVA_Transmission | MISO_MO-IL | TVA_Transmission | Internal | Shoulder | B13 | 600 | 4000 | 0 | 75 | 78.06 | 8 | 0
2025 | MISO_MO-IL_2_TVA_Transmission | MISO_MO-IL | TVA_Transmission | Internal | Shoulder | B14 | 900 | 4000 | 0 | 67.84 | 75.55 | 8 | 0
2025 | MISO_MO-IL_2_TVA_Transmission | MISO_MO-IL | TVA_Transmission | Internal | Shoulder | B15 | 1203 | 4000 | 1026.04 | 64.15 | 72.15 | 8 | 0
2025 | MISO_MO-IL_2_TVA_Transmission | MISO_MO-IL | TVA_Transmission | Internal | Summer | B1 | 10 | 4000 | 2123.25 | 109.53 | 117.53 | 8 | 0
2025 | MISO_MO-IL_2_TVA_Transmission | MISO_MO-IL | TVA_Transmission | Internal | Summer | B2 | 25 | 4000 | 881.67 | 108.43 | 116.43 | 8 | 0
2025 | MISO_MO-IL_2_TVA_Transmission | MISO_MO-IL | TVA_Transmission | Internal | Summer | B3 | 75 | 4000 | 0 | 107.29 | 115.27 | 8 | 0
2025 | MISO_MO-IL_2_TVA_Transmission | MISO_MO-IL | TVA_Transmission | Internal | Summer | B4 | 100 | 4000 | 2128.74 | 97.22 | 105.22 | 8 | 0
2025 | MISO_MO-IL_2_TVA_Transmission | MISO_MO-IL | TVA_Transmission | Internal | Summer | B5 | 200 | 4000 | 700 | 90.42 | 98.42 | 8 | 0
2025 | MISO_MO-IL_2_TVA_Transmission | MISO_MO-IL | TVA_Transmission | Internal | Summer | B6 | 300 | 4000 | 0 | 81.64 | 89 | 8 | 0
2025 | MISO_MO-IL_2_TVA_Transmission | MISO_MO-IL | TVA_Transmission | Internal | Summer | B7 | 400 | 4000 | 708.66 | 78.26 | 86.26 | 8 | 0
2025 | MISO_MO-IL_2_TVA_Transmission | MISO_MO-IL | TVA_Transmission | Internal | Summer | B8 | 500 | 4000 | 0 | 72.69 | 78.41 | 8 | 0
2025 | MISO_MO-IL_2_TVA_Transmission | MISO_MO-IL | TVA_Transmission | Internal | Summer | B9 | 800 | 4000 | 0 | 66.39 | 71.45 | 8 | 0
2025 | MISO_MO-IL_2_TVA_Transmission | MISO_MO-IL | TVA_Transmission | Internal | Summer | B10 | 1262 | 4000 | 0 | 58.49 | 65.05 | 8 | 0
2025 | MISO_MO-IL_2_TVA_Transmission | MISO_MO-IL | TVA_Transmission | Internal | Winter | B16 | 25 | 4000 | 587.8 | 81.13 | 89.13 | 8 | 0
2025 | MISO_MO-IL_2_TVA_Transmission | MISO_MO-IL | TVA_Transmission | Internal | Winter | B17 | 100 | 4000 | 0 | 78.12 | 82.41 | 8 | 0
2025 | MISO_MO-IL_2_TVA_Transmission | MISO_MO-IL | TVA_Transmission | Internal | Winter | B18 | 400 | 4000 | 0 | 75.08 | 80.05 | 8 | 0
2025 | MISO_MO-IL_2_TVA_Transmission | MISO_MO-IL | TVA_Transmission | Internal | Winter | B19 | 700 | 4000 | 0 | 73.12 | 78.86 | 8 | 0
2025 | MISO_MO-IL_2_TVA_Transmission | MISO_MO-IL | TVA_Transmission | Internal | Winter | B20 | 935 | 4000 | 1722.69 | 66.43 | 74.43 | 8 | 0
2025 | MISO_W_2_IESO | MISO_W | IESO | Internal | Shoulder | B11 | 25 | 90 | 0 | 81.2 | 62.2 | 8 | 0
2025 | MISO_W_2_IESO | MISO_W | IESO | Internal | Shoulder | B12 | 200 | 90 | 0 | 67.39 | 60.39 | 8 | 0
2025 | MISO_W_2_IESO | MISO_W | IESO | Internal | Shoulder | B13 | 600 | 90 | 0 | 62.82 | 60.34 | 8 | 0
2025 | MISO_W_2_IESO | MISO_W | IESO | Internal | Shoulder | B14 | 900 | 90 | 0 | 54.7 | 60.34 | 8 | 0
2025 | MISO_W_2_IESO | MISO_W | IESO | Internal | Shoulder | B15 | 1203 | 90 | 0 | 53.92 | 60.34 | 8 | 0
2025 | MISO_W_2_IESO | MISO_W | IESO | Internal | Summer | B1 | 10 | 90 | 0 | 109.52 | 102.53 | 8 | 0
2025 | MISO_W_2_IESO | MISO_W | IESO | Internal | Summer | B2 | 25 | 90 | 0 | 107.43 | 101.43 | 8 | 0
2025 | MISO_W_2_IESO | MISO_W | IESO | Internal | Summer | B3 | 75 | 90 | 0 | 107.28 | 82.12 | 8 | 0
2025 | MISO_W_2_IESO | MISO_W | IESO | Internal | Summer | B4 | 100 | 90 | 0 | 97.21 | 66.61 | 8 | 0
2025 | MISO_W_2_IESO | MISO_W | IESO | Internal | Summer | B5 | 200 | 90 | 0 | 90.4 | 66.61 | 8 | 0
2025 | MISO_W_2_IESO | MISO_W | IESO | Internal | Summer | B6 | 300 | 90 | 0 | 81.64 | 66.61 | 8 | 0
2025 | MISO_W_2_IESO | MISO_W | IESO | Internal | Summer | B7 | 400 | 90 | 0 | 77.56 | 58.06 | 8 | 0
2025 | MISO_W_2_IESO | MISO_W | IESO | Internal | Summer | B8 | 500 | 90 | 0 | 65.07 | 58.06 | 8 | 0
2025 | MISO_W_2_IESO | MISO_W | IESO | Internal | Summer | B9 | 800 | 90 | 0 | 63.15 | 58.06 | 8 | 0
2025 | MISO_W_2_IESO | MISO_W | IESO | Internal | Summer | B10 | 1262 | 90 | 0 | 53.36 | 58.06 | 8 | 0
2025 | MISO_W_2_IESO | MISO_W | IESO | Internal | Winter | B16 | 25 | 90 | 90 | 56.71 | 69.85 | 8 | 5.14
2025 | MISO_W_2_IESO | MISO_W | IESO | Internal | Winter | B17 | 100 | 90 | 40.68 | 57.66 | 65.66 | 8 | 0
2025 | MISO_W_2_IESO | MISO_W | IESO | Internal | Winter | B18 | 400 | 90 | 0 | 63.7 | 65.56 | 8 | 0
2025 | MISO_W_2_IESO | MISO_W | IESO | Internal | Winter | B19 | 700 | 90 | 0 | 63.7 | 65.56 | 8 | 0
2025 | MISO_W_2_IESO | MISO_W | IESO | Internal | Winter | B20 | 935 | 90 | 90 | 56.94 | 65.56 | 8 | 0.62
2025 | MISO_W_2_MAPP_CA | MISO_W | MAPP_CA | Internal | Shoulder | B11 | 25 | 926 | 0 | 81.2 | 69.2 | 0.01 | 0
2025 | MISO_W_2_MAPP_CA | MISO_W | MAPP_CA | Internal | Shoulder | B12 | 200 | 926 | 0 | 67.39 | 67.38 | 0.01 | 0
2025 | MISO_W_2_MAPP_CA | MISO_W | MAPP_CA | Internal | Shoulder | B13 | 600 | 926 | 0 | 62.82 | 62.81 | 0.01 | 0
2025 | MISO_W_2_MAPP_CA | MISO_W | MAPP_CA | Internal | Shoulder | B14 | 900 | 926 | 926 | 54.7 | 60.26 | 0.01 | 5.55
2025 | MISO_W_2_MAPP_CA | MISO_W | MAPP_CA | Internal | Shoulder | B15 | 1203 | 926 | 926 | 53.92 | 60.26 | 0.01 | 6.33
2025 | MISO_W_2_MAPP_CA | MISO_W | MAPP_CA | Internal | Summer | B1 | 10 | 926 | 0 | 109.52 | 109.51 | 0.01 | 0
2025 | MISO_W_2_MAPP_CA | MISO_W | MAPP_CA | Internal | Summer | B2 | 25 | 926 | 0 | 107.43 | 107.42 | 0.01 | 0
2025 | MISO_W_2_MAPP_CA | MISO_W | MAPP_CA | Internal | Summer | B3 | 75 | 926 | 0 | 107.28 | 107.27 | 0.01 | 0
2025 | MISO_W_2_MAPP_CA | MISO_W | MAPP_CA | Internal | Summer | B4 | 100 | 926 | 0 | 97.21 | 97.19 | 0.01 | 0
2025 | MISO_W_2_MAPP_CA | MISO_W | MAPP_CA | Internal | Summer | B5 | 200 | 926 | 0 | 90.4 | 90.39 | 0.01 | 0
2025 | MISO_W_2_MAPP_CA | MISO_W | MAPP_CA | Internal | Summer | B6 | 300 | 926 | 0 | 81.64 | 81.63 | 0.01 | 0
2025 | MISO_W_2_MAPP_CA | MISO_W | MAPP_CA | Internal | Summer | B7 | 400 | 926 | 0 | 77.56 | 73.33 | 0.01 | 0
2025 | MISO_W_2_MAPP_CA | MISO_W | MAPP_CA | Internal | Summer | B8 | 500 | 926 | 0 | 65.07 | 65.06 | 0.01 | 0
2025 | MISO_W_2_MAPP_CA | MISO_W | MAPP_CA | Internal | Summer | B9 | 800 | 926 | 0 | 63.15 | 63.13 | 0.01 | 0
2025 | MISO_W_2_MAPP_CA | MISO_W | MAPP_CA | Internal | Summer | B10 | 1262 | 926 | 926 | 53.36 | 63.13 | 0.01 | 9.76
2025 | MISO_W_2_MAPP_CA | MISO_W | MAPP_CA | Internal | Winter | B16 | 25 | 926 | 926 | 56.71 | 63.71 | 0.01 | 6.99
2025 | MISO_W_2_MAPP_CA | MISO_W | MAPP_CA | Internal | Winter | B17 | 100 | 926 | 926 | 57.66 | 63.71 | 0.01 | 6.04
2025 | MISO_W_2_MAPP_CA | MISO_W | MAPP_CA | Internal | Winter | B18 | 400 | 926 | 516.46 | 63.7 | 63.71 | 0.01 | 0
2025 | MISO_W_2_MAPP_CA | MISO_W | MAPP_CA | Internal | Winter | B19 | 700 | 926 | 221.1 | 63.7 | 63.71 | 0.01 | 0
2025 | MISO_W_2_MAPP_CA | MISO_W | MAPP_CA | Internal | Winter | B20 | 935 | 926 | 926 | 56.94 | 63.71 | 0.01 | 6.76
2025 | MISO_W_2_MISO_MO-IL | MISO_W | MISO_MO-IL | Internal | Shoulder | B11 | 25 | 3915 | 3915 | 81.2 | 81.54 | 0.01 | 0.33
2025 | MISO_W_2_MISO_MO-IL | MISO_W | MISO_MO-IL | Internal | Shoulder | B12 | 200 | 3915 | 3915 | 67.39 | 75.49 | 0.01 | 8.09
2025 | MISO_W_2_MISO_MO-IL | MISO_W | MISO_MO-IL | Internal | Shoulder | B13 | 600 | 3915 | 3915 | 62.82 | 75 | 0.01 | 12.16
2025 | MISO_W_2_MISO_MO-IL | MISO_W | MISO_MO-IL | Internal | Shoulder | B14 | 900 | 3915 | 3915 | 54.7 | 67.84 | 0.01 | 13.13
2025 | MISO_W_2_MISO_MO-IL | MISO_W | MISO_MO-IL | Internal | Shoulder | B15 | 1203 | 3915 | 3915 | 53.92 | 64.15 | 0.01 | 10.22
2025 | MISO_W_2_MISO_MO-IL | MISO_W | MISO_MO-IL | Internal | Summer | B1 | 10 | 3915 | 491.24 | 109.52 | 109.53 | 0.01 | 0
2025 | MISO_W_2_MISO_MO-IL | MISO_W | MISO_MO-IL | Internal | Summer | B2 | 25 | 3915 | 3915 | 107.43 | 108.43 | 0.01 | 0.99
2025 | MISO_W_2_MISO_MO-IL | MISO_W | MISO_MO-IL | Internal | Summer | B3 | 75 | 3915 | 211.02 | 107.28 | 107.29 | 0.01 | 0
2025 | MISO_W_2_MISO_MO-IL | MISO_W | MISO_MO-IL | Internal | Summer | B4 | 100 | 3915 | 2556.36 | 97.21 | 97.22 | 0.01 | 0
2025 | MISO_W_2_MISO_MO-IL | MISO_W | MISO_MO-IL | Internal | Summer | B5 | 200 | 3915 | 1462.49 | 90.4 | 90.42 | 0.01 | 0
2025 | MISO_W_2_MISO_MO-IL | MISO_W | MISO_MO-IL | Internal | Summer | B6 | 300 | 3915 | 0 | 81.64 | 81.64 | 0.01 | 0
2025 | MISO_W_2_MISO_MO-IL | MISO_W | MISO_MO-IL | Internal | Summer | B7 | 400 | 3915 | 3915 | 77.56 | 78.26 | 0.01 | 0.69
2025 | MISO_W_2_MISO_MO-IL | MISO_W | MISO_MO-IL | Internal | Summer | B8 | 500 | 3915 | 3915 | 65.07 | 72.69 | 0.01 | 7.61
2025 | MISO_W_2_MISO_MO-IL | MISO_W | MISO_MO-IL | Internal | Summer | B9 | 800 | 3915 | 3915 | 63.15 | 66.39 | 0.01 | 3.23
2025 | MISO_W_2_MISO_MO-IL | MISO_W | MISO_MO-IL | Internal | Summer | B10 | 1262 | 3915 | 3915 | 53.36 | 58.49 | 0.01 | 5.12
2025 | MISO_W_2_MISO_MO-IL | MISO_W | MISO_MO-IL | Internal | Winter | B16 | 25 | 3915 | 3915 | 56.71 | 81.13 | 0.01 | 24.41
2025 | MISO_W_2_MISO_MO-IL | MISO_W | MISO_MO-IL | Internal | Winter | B17 | 100 | 3915 | 3915 | 57.66 | 78.12 | 0.01 | 20.45
2025 | MISO_W_2_MISO_MO-IL | MISO_W | MISO_MO-IL | Internal | Winter | B18 | 400 | 3915 | 3915 | 63.7 | 75.08 | 0.01 | 11.38
2025 | MISO_W_2_MISO_MO-IL | MISO_W | MISO_MO-IL | Internal | Winter | B19 | 700 | 3915 | 3915 | 63.7 | 73.12 | 0.01 | 9.41
2025 | MISO_W_2_MISO_MO-IL | MISO_W | MISO_MO-IL | Internal | Winter | B20 | 935 | 3915 | 3915 | 56.94 | 66.43 | 0.01 | 9.49
2025 | MISO_W_2_MISO_WUMS | MISO_W | MISO_WUMS | Internal | Shoulder | B11 | 25 | 1732 | 701.87 | 81.2 | 81.21 | 0.01 | 0
2025 | MISO_W_2_MISO_WUMS | MISO_W | MISO_WUMS | Internal | Shoulder | B12 | 200 | 1732 | 938.15 | 67.39 | 67.4 | 0.01 | 0
2025 | MISO_W_2_MISO_WUMS | MISO_W | MISO_WUMS | Internal | Shoulder | B13 | 600 | 1732 | 1732 | 62.82 | 67.4 | 0.01 | 4.57
2025 | MISO_W_2_MISO_WUMS | MISO_W | MISO_WUMS | Internal | Shoulder | B14 | 900 | 1732 | 1732 | 54.7 | 67.4 | 0.01 | 12.69
2025 | MISO_W_2_MISO_WUMS | MISO_W | MISO_WUMS | Internal | Shoulder | B15 | 1203 | 1732 | 1732 | 53.92 | 58.73 | 0.01 | 4.8
2025 | MISO_W_2_MISO_WUMS | MISO_W | MISO_WUMS | Internal | Summer | B1 | 10 | 1732 | 0 | 109.52 | 109.52 | 0.01 | 0
2025 | MISO_W_2_MISO_WUMS | MISO_W | MISO_WUMS | Internal | Summer | B2 | 25 | 1732 | 161.43 | 107.43 | 107.44 | 0.01 | 0
2025 | MISO_W_2_MISO_WUMS | MISO_W | MISO_WUMS | Internal | Summer | B3 | 75 | 1732 | 0 | 107.28 | 107.27 | 0.01 | 0
2025 | MISO_W_2_MISO_WUMS | MISO_W | MISO_WUMS | Internal | Summer | B4 | 100 | 1732 | 0 | 97.21 | 96.79 | 0.01 | 0
2025 | MISO_W_2_MISO_WUMS | MISO_W | MISO_WUMS | Internal | Summer | B5 | 200 | 1732 | 0 | 90.4 | 87.24 | 0.01 | 0
2025 | MISO_W_2_MISO_WUMS | MISO_W | MISO_WUMS | Internal | Summer | B6 | 300 | 1732 | 0 | 81.64 | 81.63 | 0.01 | 0
2025 | MISO_W_2_MISO_WUMS | MISO_W | MISO_WUMS | Internal | Summer | B7 | 400 | 1732 | 153.81 | 77.56 | 77.57 | 0.01 | 0
2025 | MISO_W_2_MISO_WUMS | MISO_W | MISO_WUMS | Internal | Summer | B8 | 500 | 1732 | 1732 | 65.07 | 65.96 | 0.01 | 0.88
2025 | MISO_W_2_MISO_WUMS | MISO_W | MISO_WUMS | Internal | Summer | B9 | 800 | 1732 | 1732 | 63.15 | 63.4 | 0.01 | 0.24
2025 | MISO_W_2_MISO_WUMS | MISO_W | MISO_WUMS | Internal | Summer | B10 | 1262 | 1732 | 1732 | 53.36 | 57.51 | 0.01 | 4.14
2025 | MISO_W_2_MISO_WUMS | MISO_W | MISO_WUMS | Internal | Winter | B16 | 25 | 1732 | 1732 | 56.71 | 76.56 | 0.01 | 19.84
2025 | MISO_W_2_MISO_WUMS | MISO_W | MISO_WUMS | Internal | Winter | B17 | 100 | 1732 | 1732 | 57.66 | 70.17 | 0.01 | 12.5
2025 | MISO_W_2_MISO_WUMS | MISO_W | MISO_WUMS | Internal | Winter | B18 | 400 | 1732 | 1732 | 63.7 | 70.17 | 0.01 | 6.46
2025 | MISO_W_2_MISO_WUMS | MISO_W | MISO_WUMS | Internal | Winter | B19 | 700 | 1732 | 1732 | 63.7 | 70.17 | 0.01 | 6.46
2025 | MISO_W_2_MISO_WUMS | MISO_W | MISO_WUMS | Internal | Winter | B20 | 935 | 1732 | 1732 | 56.94 | 61.09 | 0.01 | 4.14
2025 | MISO_W_2_NE | MISO_W | NE | Internal | Shoulder | B11 | 25 | 2800 | 0 | 81.2 | 81.2 | 7 | 0
2025 | MISO_W_2_NE | MISO_W | NE | Internal | Shoulder | B12 | 200 | 2800 | 0 | 67.39 | 70.48 | 7 | 0
2025 | MISO_W_2_NE | MISO_W | NE | Internal | Shoulder | B13 | 600 | 2800 | 0 | 62.82 | 69.81 | 7 | 0
2025 | MISO_W_2_NE | MISO_W | NE | Internal | Shoulder | B14 | 900 | 2800 | 28.67 | 54.7 | 61.7 | 7 | 0
2025 | MISO_W_2_NE | MISO_W | NE | Internal | Shoulder | B15 | 1203 | 2800 | 588.61 | 53.92 | 60.92 | 7 | 0
2025 | MISO_W_2_NE | MISO_W | NE | Internal | Summer | B1 | 10 | 2800 | 0 | 109.52 | 109.52 | 7 | 0
2025 | MISO_W_2_NE | MISO_W | NE | Internal | Summer | B2 | 25 | 2800 | 0 | 107.43 | 107.43 | 7 | 0
2025 | MISO_W_2_NE | MISO_W | NE | Internal | Summer | B3 | 75 | 2800 | 0 | 107.28 | 107.43 | 7 | 0
2025 | MISO_W_2_NE | MISO_W | NE | Internal | Summer | B4 | 100 | 2800 | 0 | 97.21 | 100.21 | 7 | 0
2025 | MISO_W_2_NE | MISO_W | NE | Internal | Summer | B5 | 200 | 2800 | 0 | 90.4 | 93.4 | 7 | 0
2025 | MISO_W_2_NE | MISO_W | NE | Internal | Summer | B6 | 300 | 2800 | 0 | 81.64 | 87.15 | 7 | 0
2025 | MISO_W_2_NE | MISO_W | NE | Internal | Summer | B7 | 400 | 2800 | 0 | 77.56 | 77.56 | 7 | 0
2025 | MISO_W_2_NE | MISO_W | NE | Internal | Summer | B8 | 500 | 2800 | 0 | 65.07 | 69.44 | 7 | 0
2025 | MISO_W_2_NE | MISO_W | NE | Internal | Summer | B9 | 800 | 2800 | 0 | 63.15 | 69.08 | 7 | 0
2025 | MISO_W_2_NE | MISO_W | NE | Internal | Summer | B10 | 1262 | 2800 | 0 | 53.36 | 60.35 | 7 | 0
2025 | MISO_W_2_NE | MISO_W | NE | Internal | Winter | B16 | 25 | 2800 | 1889.45 | 56.71 | 63.71 | 7 | 0
2025 | MISO_W_2_NE | MISO_W | NE | Internal | Winter | B17 | 100 | 2800 | 1052.79 | 57.66 | 64.66 | 7 | 0
2025 | MISO_W_2_NE | MISO_W | NE | Internal | Winter | B18 | 400 | 2800 | 0 | 63.7 | 70 | 7 | 0
2025 | MISO_W_2_NE | MISO_W | NE | Internal | Winter | B19 | 700 | 2800 | 0 | 63.7 | 68.11 | 7 | 0
2025 | MISO_W_2_NE | MISO_W | NE | Internal | Winter | B20 | 935 | 2800 | 329.39 | 56.94 | 63.94 | 7 | 0
2025 | MISO_W_2_PJM_ROR | MISO_W | PJM_ROR | Internal | Shoulder | B11 | 25 | 773 | 773 | 81.2 | 83.54 | 2 | 0.34
2025 | MISO_W_2_PJM_ROR | MISO_W | PJM_ROR | Internal | Shoulder | B12 | 200 | 773 | 773 | 67.39 | 80.45 | 2 | 11.06
2025 | MISO_W_2_PJM_ROR | MISO_W | PJM_ROR | Internal | Shoulder | B13 | 600 | 773 | 773 | 62.82 | 77.65 | 2 | 12.82
2025 | MISO_W_2_PJM_ROR | MISO_W | PJM_ROR | Internal | Shoulder | B14 | 900 | 773 | 773 | 54.7 | 74.7 | 2 | 18
2025 | MISO_W_2_PJM_ROR | MISO_W | PJM_ROR | Internal | Shoulder | B15 | 1203 | 773 | 773 | 53.92 | 67.73 | 2 | 11.81
2025 | MISO_W_2_PJM_ROR | MISO_W | PJM_ROR | Internal | Summer | B1 | 10 | 773 | 154.09 | 109.52 | 111.52 | 2 | 0
2025 | MISO_W_2_PJM_ROR | MISO_W | PJM_ROR | Internal | Summer | B2 | 25 | 773 | 0 | 107.43 | 109.27 | 2 | 0
2025 | MISO_W_2_PJM_ROR | MISO_W | PJM_ROR | Internal | Summer | B3 | 75 | 773 | 0 | 107.28 | 109.27 | 2 | 0
2025 | MISO_W_2_PJM_ROR | MISO_W | PJM_ROR | Internal | Summer | B4 | 100 | 773 | 0 | 97.21 | 98.79 | 2 | 0
2025 | MISO_W_2_PJM_ROR | MISO_W | PJM_ROR | Internal | Summer | B5 | 200 | 773 | 741.18 | 90.4 | 92.4 | 2 | 0
2025 | MISO_W_2_PJM_ROR | MISO_W | PJM_ROR | Internal | Summer | B6 | 300 | 773 | 587.07 | 81.64 | 83.64 | 2 | 0
2025 | MISO_W_2_PJM_ROR | MISO_W | PJM_ROR | Internal | Summer | B7 | 400 | 773 | 773 | 77.56 | 82.26 | 2 | 2.7
2025 | MISO_W_2_PJM_ROR | MISO_W | PJM_ROR | Internal | Summer | B8 | 500 | 773 | 773 | 65.07 | 74.69 | 2 | 7.63
2025 | MISO_W_2_PJM_ROR | MISO_W | PJM_ROR | Internal | Summer | B9 | 800 | 773 | 773 | 63.15 | 69.55 | 2 | 4.4
2025 | MISO_W_2_PJM_ROR | MISO_W | PJM_ROR | Internal | Summer | B10 | 1262 | 773 | 773 | 53.36 | 60.49 | 2 | 5.13
2025 | MISO_W_2_PJM_ROR | MISO_W | PJM_ROR | Internal | Winter | B16 | 25 | 773 | 773 | 56.71 | 84.04 | 2 | 25.34
2025 | MISO_W_2_PJM_ROR | MISO_W | PJM_ROR | Internal | Winter | B17 | 100 | 773 | 773 | 57.66 | 84.04 | 2 | 24.38
2025 | MISO_W_2_PJM_ROR | MISO_W | PJM_ROR | Internal | Winter | B18 | 400 | 773 | 773 | 63.7 | 81.77 | 2 | 16.08
2025 | MISO_W_2_PJM_ROR | MISO_W | PJM_ROR | Internal | Winter | B19 | 700 | 773 | 773 | 63.7 | 78.5 | 2 | 12.8
2025 | MISO_W_2_PJM_ROR | MISO_W | PJM_ROR | Internal | Winter | B20 | 935 | 773 | 773 | 56.94 | 69.88 | 2 | 10.94
2025 | MISO_W_2_SPP_N | MISO_W | SPP_N | Internal | Shoulder | B11 | 25 | 3200 | 0 | 81.2 | 81.19 | 7 | 0
2025 | MISO_W_2_SPP_N | MISO_W | SPP_N | Internal | Shoulder | B12 | 200 | 3200 | 0 | 67.39 | 70.49 | 7 | 0
2025 | MISO_W_2_SPP_N | MISO_W | SPP_N | Internal | Shoulder | B13 | 600 | 3200 | 372.82 | 62.82 | 69.82 | 7 | 0
2025 | MISO_W_2_SPP_N | MISO_W | SPP_N | Internal | Shoulder | B14 | 900 | 3200 | 448.8 | 54.7 | 61.7 | 7 | 0
2025 | MISO_W_2_SPP_N | MISO_W | SPP_N | Internal | Shoulder | B15 | 1203 | 3200 | 2787.88 | 53.92 | 60.92 | 7 | 0
2025 | MISO_W_2_SPP_N | MISO_W | SPP_N | Internal | Summer | B1 | 10 | 3200 | 0 | 109.52 | 104.53 | 7 | 0
2025 | MISO_W_2_SPP_N | MISO_W | SPP_N | Internal | Summer | B2 | 25 | 3200 | 0 | 107.43 | 107.44 | 7 | 0
2025 | MISO_W_2_SPP_N | MISO_W | SPP_N | Internal | Summer | B3 | 75 | 3200 | 0 | 107.28 | 107.44 | 7 | 0
2025 | MISO_W_2_SPP_N | MISO_W | SPP_N | Internal | Summer | B4 | 100 | 3200 | 0 | 97.21 | 100.22 | 7 | 0
2025 | MISO_W_2_SPP_N | MISO_W | SPP_N | Internal | Summer | B5 | 200 | 3200 | 0 | 90.4 | 93.42 | 7 | 0
2025 | MISO_W_2_SPP_N | MISO_W | SPP_N | Internal | Summer | B6 | 300 | 3200 | 0 | 81.64 | 87.16 | 7 | 0
2025 | MISO_W_2_SPP_N | MISO_W | SPP_N | Internal | Summer | B7 | 400 | 3200 | 0 | 77.56 | 77.57 | 7 | 0
2025 | MISO_W_2_SPP_N | MISO_W | SPP_N | Internal | Summer | B8 | 500 | 3200 | 0 | 65.07 | 69.45 | 7 | 0
2025 | MISO_W_2_SPP_N | MISO_W | SPP_N | Internal | Summer | B9 | 800 | 3200 | 0 | 63.15 | 69.09 | 7 | 0
2025 | MISO_W_2_SPP_N | MISO_W | SPP_N | Internal | Summer | B10 | 1262 | 3200 | 2561.43 | 53.36 | 60.36 | 7 | 0
2025 | MISO_W_2_SPP_N | MISO_W | SPP_N | Internal | Winter | B16 | 25 | 3200 | 3200 | 56.71 | 73.53 | 7 | 9.83
2025 | MISO_W_2_SPP_N | MISO_W | SPP_N | Internal | Winter | B17 | 100 | 3200 | 3200 | 57.66 | 64.67 | 7 | 0.01
2025 | MISO_W_2_SPP_N | MISO_W | SPP_N | Internal | Winter | B18 | 400 | 3200 | 0 | 63.7 | 70.08 | 7 | 0
2025 | MISO_W_2_SPP_N | MISO_W | SPP_N | Internal | Winter | B19 | 700 | 3200 | 0 | 63.7 | 68.12 | 7 | 0
2025 | MISO_W_2_SPP_N | MISO_W | SPP_N | Internal | Winter | B20 | 935 | 3200 | 3200 | 56.94 | 63.95 | 7 | 0.01
2025 | MISO_WUMS_2_MISO_MI | MISO_WUMS | MISO_MI | Internal | Shoulder | B11 | 25 | 1422 | 1422 | 81.21 | 81.54 | 0.01 | 0.31
2025 | MISO_WUMS_2_MISO_MI | MISO_WUMS | MISO_MI | Internal | Shoulder | B12 | 200 | 1422 | 1422 | 67.4 | 77.06 | 0.01 | 9.65
2025 | MISO_WUMS_2_MISO_MI | MISO_WUMS | MISO_MI | Internal | Shoulder | B13 | 600 | 1422 | 1422 | 67.4 | 75.02 | 0.01 | 7.61
2025 | MISO_WUMS_2_MISO_MI | MISO_WUMS | MISO_MI | Internal | Shoulder | B14 | 900 | 1422 | 1422 | 67.4 | 67.86 | 0.01 | 0.45
2025 | MISO_WUMS_2_MISO_MI | MISO_WUMS | MISO_MI | Internal | Shoulder | B15 | 1203 | 1422 | 1422 | 58.73 | 64.17 | 0.01 | 5.43
2025 | MISO_WUMS_2_MISO_MI | MISO_WUMS | MISO_MI | Internal | Summer | B1 | 10 | 1422 | 487.5 | 109.52 | 109.53 | 0.01 | 0
2025 | MISO_WUMS_2_MISO_MI | MISO_WUMS | MISO_MI | Internal | Summer | B2 | 25 | 1422 | 1422 | 107.44 | 108.43 | 0.01 | 0.97
2025 | MISO_WUMS_2_MISO_MI | MISO_WUMS | MISO_MI | Internal | Summer | B3 | 75 | 1422 | 786.39 | 107.27 | 107.28 | 0.01 | 0
2025 | MISO_WUMS_2_MISO_MI | MISO_WUMS | MISO_MI | Internal | Summer | B4 | 100 | 1422 | 0 | 96.79 | 96.79 | 0.01 | 0
2025 | MISO_WUMS_2_MISO_MI | MISO_WUMS | MISO_MI | Internal | Summer | B5 | 200 | 1422 | 0 | 87.24 | 87.23 | 0.01 | 0
2025 | MISO_WUMS_2_MISO_MI | MISO_WUMS | MISO_MI | Internal | Summer | B6 | 300 | 1422 | 634.79 | 81.63 | 81.64 | 0.01 | 0
2025 | MISO_WUMS_2_MISO_MI | MISO_WUMS | MISO_MI | Internal | Summer | B7 | 400 | 1422 | 1422 | 77.57 | 78.26 | 0.01 | 0.68
2025 | MISO_WUMS_2_MISO_MI | MISO_WUMS | MISO_MI | Internal | Summer | B8 | 500 | 1422 | 1422 | 65.96 | 72.69 | 0.01 | 6.72
2025 | MISO_WUMS_2_MISO_MI | MISO_WUMS | MISO_MI | Internal | Summer | B9 | 800 | 1422 | 1422 | 63.4 | 66.39 | 0.01 | 2.98
2025 | MISO_WUMS_2_MISO_MI | MISO_WUMS | MISO_MI | Internal | Summer | B10 | 1262 | 1422 | 1422 | 57.51 | 58.49 | 0.01 | 0.97
2025 | MISO_WUMS_2_MISO_MI | MISO_WUMS | MISO_MI | Internal | Winter | B16 | 25 | 1422 | 1422 | 76.56 | 81.15 | 0.01 | 4.58
2025 | MISO_WUMS_2_MISO_MI | MISO_WUMS | MISO_MI | Internal | Winter | B17 | 100 | 1422 | 1422 | 70.17 | 78.15 | 0.01 | 7.97
2025 | MISO_WUMS_2_MISO_MI | MISO_WUMS | MISO_MI | Internal | Winter | B18 | 400 | 1422 | 1422 | 70.17 | 75.11 | 0.01 | 4.93
2025 | MISO_WUMS_2_MISO_MI | MISO_WUMS | MISO_MI | Internal | Winter | B19 | 700 | 1422 | 1422 | 70.17 | 73.13 | 0.01 | 2.95
2025 | MISO_WUMS_2_MISO_MI | MISO_WUMS | MISO_MI | Internal | Winter | B20 | 935 | 1422 | 1422 | 61.09 | 66.43 | 0.01 | 5.33
2025 | MISO_WUMS_2_MISO_W | MISO_WUMS | MISO_W | Internal | Shoulder | B11 | 25 | 1240 | 0 | 81.21 | 81.2 | 0.01 | 0
2025 | MISO_WUMS_2_MISO_W | MISO_WUMS | MISO_W | Internal | Shoulder | B12 | 200 | 1240 | 0 | 67.4 | 67.39 | 0.01 | 0
2025 | MISO_WUMS_2_MISO_W | MISO_WUMS | MISO_W | Internal | Shoulder | B13 | 600 | 1240 | 0 | 67.4 | 62.82 | 0.01 | 0
2025 | MISO_WUMS_2_MISO_W | MISO_WUMS | MISO_W | Internal | Shoulder | B14 | 900 | 1240 | 0 | 67.4 | 54.7 | 0.01 | 0
2025 | MISO_WUMS_2_MISO_W | MISO_WUMS | MISO_W | Internal | Shoulder | B15 | 1203 | 1240 | 0 | 58.73 | 53.92 | 0.01 | 0
2025 | MISO_WUMS_2_MISO_W | MISO_WUMS | MISO_W | Internal | Summer | B1 | 10 | 1240 | 0 | 109.52 | 109.52 | 0.01 | 0
2025 | MISO_WUMS_2_MISO_W | MISO_WUMS | MISO_W | Internal | Summer | B2 | 25 | 1240 | 0 | 107.44 | 107.43 | 0.01 | 0
2025 | MISO_WUMS_2_MISO_W | MISO_WUMS | MISO_W | Internal | Summer | B3 | 75 | 1240 | 279.72 | 107.27 | 107.28 | 0.01 | 0
2025 | MISO_WUMS_2_MISO_W | MISO_WUMS | MISO_W | Internal | Summer | B4 | 100 | 1240 | 1240 | 96.79 | 97.21 | 0.01 | 0.4
2025 | MISO_WUMS_2_MISO_W | MISO_WUMS | MISO_W | Internal | Summer | B5 | 200 | 1240 | 1240 | 87.24 | 90.4 | 0.01 | 3.15
2025 | MISO_WUMS_2_MISO_W | MISO_WUMS | MISO_W | Internal | Summer | B6 | 300 | 1240 | 160.39 | 81.63 | 81.64 | 0.01 | 0
2025 | MISO_WUMS_2_MISO_W | MISO_WUMS | MISO_W | Internal | Summer | B7 | 400 | 1240 | 0 | 77.57 | 77.56 | 0.01 | 0
2025 | MISO_WUMS_2_MISO_W | MISO_WUMS | MISO_W | Internal | Summer | B8 | 500 | 1240 | 0 | 65.96 | 65.07 | 0.01 | 0
2025 | MISO_WUMS_2_MISO_W | MISO_WUMS | MISO_W | Internal | Summer | B9 | 800 | 1240 | 0 | 63.4 | 63.15 | 0.01 | 0
2025 | MISO_WUMS_2_MISO_W | MISO_WUMS | MISO_W | Internal | Summer | B10 | 1262 | 1240 | 0 | 57.51 | 53.36 | 0.01 | 0
2025 | MISO_WUMS_2_MISO_W | MISO_WUMS | MISO_W | Internal | Winter | B16 | 25 | 1240 | 0 | 76.56 | 56.71 | 0.01 | 0
2025 | MISO_WUMS_2_MISO_W | MISO_WUMS | MISO_W | Internal | Winter | B17 | 100 | 1240 | 0 | 70.17 | 57.66 | 0.01 | 0
2025 | MISO_WUMS_2_MISO_W | MISO_WUMS | MISO_W | Internal | Winter | B18 | 400 | 1240 | 0 | 70.17 | 63.7 | 0.01 | 0
2025 | MISO_WUMS_2_MISO_W | MISO_WUMS | MISO_W | Internal | Winter | B19 | 700 | 1240 | 0 | 70.17 | 63.7 | 0.01 | 0
2025 | MISO_WUMS_2_MISO_W | MISO_WUMS | MISO_W | Internal | Winter | B20 | 935 | 1240 | 0 | 61.09 | 56.94 | 0.01 | 0
2025 | MISO_WUMS_2_PJM_ROR | MISO_WUMS | PJM_ROR | Internal | Shoulder | B11 | 25 | 1600 | 1600 | 81.21 | 83.54 | 2 | 0.33
2025 | MISO_WUMS_2_PJM_ROR | MISO_WUMS | PJM_ROR | Internal | Shoulder | B12 | 200 | 1600 | 1600 | 67.4 | 80.45 | 2 | 11.05
2025 | MISO_WUMS_2_PJM_ROR | MISO_WUMS | PJM_ROR | Internal | Shoulder | B13 | 600 | 1600 | 1600 | 67.4 | 77.65 | 2 | 8.25
2025 | MISO_WUMS_2_PJM_ROR | MISO_WUMS | PJM_ROR | Internal | Shoulder | B14 | 900 | 1600 | 1600 | 67.4 | 74.7 | 2 | 5.3
2025 | MISO_WUMS_2_PJM_ROR | MISO_WUMS | PJM_ROR | Internal | Shoulder | B15 | 1203 | 1600 | 1600 | 58.73 | 67.73 | 2 | 7
2025 | MISO_WUMS_2_PJM_ROR | MISO_WUMS | PJM_ROR | Internal | Summer | B1 | 10 | 1600 | 658.79 | 109.52 | 111.52 | 2 | 0
2025 | MISO_WUMS_2_PJM_ROR | MISO_WUMS | PJM_ROR | Internal | Summer | B2 | 25 | 1600 | 0 | 107.44 | 109.27 | 2 | 0
2025 | MISO_WUMS_2_PJM_ROR | MISO_WUMS | PJM_ROR | Internal | Summer | B3 | 75 | 1600 | 900.28 | 107.27 | 109.27 | 2 | 0
2025 | MISO_WUMS_2_PJM_ROR | MISO_WUMS | PJM_ROR | Internal | Summer | B4 | 100 | 1600 | 1583.74 | 96.79 | 98.79 | 2 | 0
2025 | MISO_WUMS_2_PJM_ROR | MISO_WUMS | PJM_ROR | Internal | Summer | B5 | 200 | 1600 | 1600 | 87.24 | 92.4 | 2 | 3.17
2025 | MISO_WUMS_2_PJM_ROR | MISO_WUMS | PJM_ROR | Internal | Summer | B6 | 300 | 1600 | 1600 | 81.63 | 83.64 | 2 | 0.01
2025 | MISO_WUMS_2_PJM_ROR | MISO_WUMS | PJM_ROR | Internal | Summer | B7 | 400 | 1600 | 1600 | 77.57 | 82.26 | 2 | 2.69
2025 | MISO_WUMS_2_PJM_ROR | MISO_WUMS | PJM_ROR | Internal | Summer | B8 | 500 | 1600 | 1600 | 65.96 | 74.69 | 2 | 6.73
2025 | MISO_WUMS_2_PJM_ROR | MISO_WUMS | PJM_ROR | Internal | Summer | B9 | 800 | 1600 | 1600 | 63.4 | 69.55 | 2 | 4.15
2025 | MISO_WUMS_2_PJM_ROR | MISO_WUMS | PJM_ROR | Internal | Summer | B10 | 1262 | 1600 | 1600 | 57.51 | 60.49 | 2 | 0.98
2025 | MISO_WUMS_2_PJM_ROR | MISO_WUMS | PJM_ROR | Internal | Winter | B16 | 25 | 1600 | 1600 | 76.56 | 84.04 | 2 | 5.48
2025 | MISO_WUMS_2_PJM_ROR | MISO_WUMS | PJM_ROR | Internal | Winter | B17 | 100 | 1600 | 1600 | 70.17 | 84.04 | 2 | 11.88
2025 | MISO_WUMS_2_PJM_ROR | MISO_WUMS | PJM_ROR | Internal | Winter | B18 | 400 | 1600 | 1600 | 70.17 | 81.77 | 2 | 9.61
2025 | MISO_WUMS_2_PJM_ROR | MISO_WUMS | PJM_ROR | Internal | Winter | B19 | 700 | 1600 | 1600 | 70.17 | 78.5 | 2 | 6.33
2025 | MISO_WUMS_2_PJM_ROR | MISO_WUMS | PJM_ROR | Internal | Winter | B20 | 935 | 1600 | 1600 | 61.09 | 69.88 | 2 | 6.79
2025 | NE_2_MISO_W | NE | MISO_W | Internal | Shoulder | B11 | 25 | 1600 | 0 | 81.2 | 81.2 | 5 | 0
2025 | NE_2_MISO_W | NE | MISO_W | Internal | Shoulder | B12 | 200 | 1600 | 0 | 70.48 | 67.39 | 5 | 0
2025 | NE_2_MISO_W | NE | MISO_W | Internal | Shoulder | B13 | 600 | 1600 | 0 | 69.81 | 62.82 | 5 | 0
2025 | NE_2_MISO_W | NE | MISO_W | Internal | Shoulder | B14 | 900 | 1600 | 0 | 61.7 | 54.7 | 5 | 0
2025 | NE_2_MISO_W | NE | MISO_W | Internal | Shoulder | B15 | 1203 | 1600 | 0 | 60.92 | 53.92 | 5 | 0
2025 | NE_2_MISO_W | NE | MISO_W | Internal | Summer | B1 | 10 | 1600 | 0 | 109.52 | 109.52 | 5 | 0
2025 | NE_2_MISO_W | NE | MISO_W | Internal | Summer | B2 | 25 | 1600 | 0 | 107.43 | 107.43 | 5 | 0
2025 | NE_2_MISO_W | NE | MISO_W | Internal | Summer | B3 | 75 | 1600 | 0 | 107.43 | 107.28 | 5 | 0
2025 | NE_2_MISO_W | NE | MISO_W | Internal | Summer | B4 | 100 | 1600 | 0 | 100.21 | 97.21 | 5 | 0
2025 | NE_2_MISO_W | NE | MISO_W | Internal | Summer | B5 | 200 | 1600 | 0 | 93.4 | 90.4 | 5 | 0
2025 | NE_2_MISO_W | NE | MISO_W | Internal | Summer | B6 | 300 | 1600 | 0 | 87.15 | 81.64 | 5 | 0
2025 | NE_2_MISO_W | NE | MISO_W | Internal | Summer | B7 | 400 | 1600 | 0 | 77.56 | 77.56 | 5 | 0
2025 | NE_2_MISO_W | NE | MISO_W | Internal | Summer | B8 | 500 | 1600 | 0 | 69.44 | 65.07 | 5 | 0
2025 | NE_2_MISO_W | NE | MISO_W | Internal | Summer | B9 | 800 | 1600 | 0 | 69.08 | 63.15 | 5 | 0
2025 | NE_2_MISO_W | NE | MISO_W | Internal | Summer | B10 | 1262 | 1600 | 0 | 60.35 | 53.36 | 5 | 0
2025 | NE_2_MISO_W | NE | MISO_W | Internal | Winter | B16 | 25 | 1600 | 0 | 63.71 | 56.71 | 5 | 0
2025 | NE_2_MISO_W | NE | MISO_W | Internal | Winter | B17 | 100 | 1600 | 0 | 64.66 | 57.66 | 5 | 0
2025 | NE_2_MISO_W | NE | MISO_W | Internal | Winter | B18 | 400 | 1600 | 0 | 70 | 63.7 | 5 | 0
2025 | NE_2_MISO_W | NE | MISO_W | Internal | Winter | B19 | 700 | 1600 | 0 | 68.11 | 63.7 | 5 | 0
2025 | NE_2_MISO_W | NE | MISO_W | Internal | Winter | B20 | 935 | 1600 | 0 | 63.94 | 56.94 | 5 | 0
2025 | NE_2_SPP_N | NE | SPP_N | Internal | Shoulder | B11 | 25 | 1802 | 0 | 81.2 | 81.19 | 0.01 | 0
2025 | NE_2_SPP_N | NE | SPP_N | Internal | Shoulder | B12 | 200 | 1802 | 414.91 | 70.48 | 70.49 | 0.01 | 0
2025 | NE_2_SPP_N | NE | SPP_N | Internal | Shoulder | B13 | 600 | 1802 | 820.78 | 69.81 | 69.82 | 0.01 | 0
2025 | NE_2_SPP_N | NE | SPP_N | Internal | Shoulder | B14 | 900 | 1802 | 0 | 61.7 | 61.7 | 0.01 | 0
2025 | NE_2_SPP_N | NE | SPP_N | Internal | Shoulder | B15 | 1203 | 1802 | 0 | 60.92 | 60.92 | 0.01 | 0
2025 | NE_2_SPP_N | NE | SPP_N | Internal | Summer | B1 | 10 | 1802 | 0 | 109.52 | 104.53 | 0.01 | 0
2025 | NE_2_SPP_N | NE | SPP_N | Internal | Summer | B2 | 25 | 1802 | 711.52 | 107.43 | 107.44 | 0.01 | 0
2025 | NE_2_SPP_N | NE | SPP_N | Internal | Summer | B3 | 75 | 1802 | 868.7 | 107.43 | 107.44 | 0.01 | 0
2025 | NE_2_SPP_N | NE | SPP_N | Internal | Summer | B4 | 100 | 1802 | 1240.84 | 100.21 | 100.22 | 0.01 | 0
2025 | NE_2_SPP_N | NE | SPP_N | Internal | Summer | B5 | 200 | 1802 | 363.28 | 93.4 | 93.42 | 0.01 | 0
2025 | NE_2_SPP_N | NE | SPP_N | Internal | Summer | B6 | 300 | 1802 | 621.83 | 87.15 | 87.16 | 0.01 | 0
2025 | NE_2_SPP_N | NE | SPP_N | Internal | Summer | B7 | 400 | 1802 | 963.76 | 77.56 | 77.57 | 0.01 | 0
2025 | NE_2_SPP_N | NE | SPP_N | Internal | Summer | B8 | 500 | 1802 | 871.64 | 69.44 | 69.45 | 0.01 | 0
2025 | NE_2_SPP_N | NE | SPP_N | Internal | Summer | B9 | 800 | 1802 | 364.75 | 69.08 | 69.09 | 0.01 | 0
2025 | NE_2_SPP_N | NE | SPP_N | Internal | Summer | B10 | 1262 | 1802 | 736.64 | 60.35 | 60.36 | 0.01 | 0
2025 | NE_2_SPP_N | NE | SPP_N | Internal | Winter | B16 | 25 | 1802 | 1802 | 63.71 | 73.53 | 0.01 | 9.81
2025 | NE_2_SPP_N | NE | SPP_N | Internal | Winter | B17 | 100 | 1802 | 1240.15 | 64.66 | 64.67 | 0.01 | 0
2025 | NE_2_SPP_N | NE | SPP_N | Internal | Winter | B18 | 400 | 1802 | 1802 | 70 | 70.08 | 0.01 | 0.07
2025 | NE_2_SPP_N | NE | SPP_N | Internal | Winter | B19 | 700 | 1802 | 574.73 | 68.11 | 68.12 | 0.01 | 0
2025 | NE_2_SPP_N | NE | SPP_N | Internal | Winter | B20 | 935 | 1802 | 1032.18 | 63.94 | 63.95 | 0.01 | 0
2025 | NEISO_2_NYISO_A-F | NEISO | NYISO_A-F | Internal | Shoulder | B11 | 25 | 600 | 600 | 65.77 | 75.53 | 3 | 6.76
2025 | NEISO_2_NYISO_A-F | NEISO | NYISO_A-F | Internal | Shoulder | B12 | 200 | 600 | 600 | 65.77 | 72.44 | 3 | 3.68
2025 | NEISO_2_NYISO_A-F | NEISO | NYISO_A-F | Internal | Shoulder | B13 | 600 | 600 | 600 | 65.77 | 69.64 | 3 | 0.87
2025 | NEISO_2_NYISO_A-F | NEISO | NYISO_A-F | Internal | Shoulder | B14 | 900 | 600 | 0 | 65.77 | 67.34 | 3 | 0
2025 | NEISO_2_NYISO_A-F | NEISO | NYISO_A-F | Internal | Shoulder | B15 | 1203 | 600 | 0 | 65.77 | 67.34 | 3 | 0
2025 | NEISO_2_NYISO_A-F | NEISO | NYISO_A-F | Internal | Summer | B1 | 10 | 600 | 0 | 300.04 | 109.53 | 3 | 0
2025 | NEISO_2_NYISO_A-F | NEISO | NYISO_A-F | Internal | Summer | B2 | 25 | 600 | 0 | 135.94 | 108.43 | 3 | 0
2025 | NEISO_2_NYISO_A-F | NEISO | NYISO_A-F | Internal | Summer | B3 | 75 | 600 | 0 | 88.87 | 89.12 | 3 | 0
2025 | NEISO_2_NYISO_A-F | NEISO | NYISO_A-F | Internal | Summer | B4 | 100 | 600 | 235.22 | 77.39 | 80.39 | 3 | 0
2025 | NEISO_2_NYISO_A-F | NEISO | NYISO_A-F | Internal | Summer | B5 | 200 | 600 | 600 | 69.58 | 74.1 | 3 | 1.52
2025 | NEISO_2_NYISO_A-F | NEISO | NYISO_A-F | Internal | Summer | B6 | 300 | 600 | 600 | 62.6 | 74.1 | 3 | 8.5
2025 | NEISO_2_NYISO_A-F | NEISO | NYISO_A-F | Internal | Summer | B7 | 400 | 600 | 600 | 62.6 | 74.1 | 3 | 8.5
2025 | NEISO_2_NYISO_A-F | NEISO | NYISO_A-F | Internal | Summer | B8 | 500 | 600 | 600 | 62.6 | 66.68 | 3 | 1.09
2025 | NEISO_2_NYISO_A-F | NEISO | NYISO_A-F | Internal | Summer | B9 | 800 | 600 | 0 | 62.6 | 65.06 | 3 | 0
2025 | NEISO_2_NYISO_A-F | NEISO | NYISO_A-F | Internal | Summer | B10 | 1262 | 600 | 0 | 62.6 | 65.06 | 3 | 0
2025 | NEISO_2_NYISO_A-F | NEISO | NYISO_A-F | Internal | Winter | B16 | 25 | 600 | 0 | 75.56 | 78.34 | 3 | 0
2025 | NEISO_2_NYISO_A-F | NEISO | NYISO_A-F | Internal | Winter | B17 | 100 | 600 | 0 | 75.56 | 76.4 | 3 | 0
2025 | NEISO_2_NYISO_A-F | NEISO | NYISO_A-F | Internal | Winter | B18 | 400 | 600 | 0 | 75.56 | 72.56 | 3 | 0
2025 | NEISO_2_NYISO_A-F | NEISO | NYISO_A-F | Internal | Winter | B19 | 700 | 600 | 0 | 75.56 | 72.56 | 3 | 0
2025 | NEISO_2_NYISO_A-F | NEISO | NYISO_A-F | Internal | Winter | B20 | 935 | 600 | 0 | 75.56 | 72.56 | 3 | 0
2025 | NEISO_2_NYISO_G-I | NEISO | NYISO_G-I | Internal | Shoulder | B11 | 25 | 600 | 600 | 65.77 | 75.54 | 3 | 6.77
2025 | NEISO_2_NYISO_G-I | NEISO | NYISO_G-I | Internal | Shoulder | B12 | 200 | 600 | 600 | 65.77 | 72.45 | 3 | 3.69
2025 | NEISO_2_NYISO_G-I | NEISO | NYISO_G-I | Internal | Shoulder | B13 | 600 | 600 | 600 | 65.77 | 69.65 | 3 | 0.88
2025 | NEISO_2_NYISO_G-I | NEISO | NYISO_G-I | Internal | Shoulder | B14 | 900 | 600 | 0 | 65.77 | 67.35 | 3 | 0
2025 | NEISO_2_NYISO_G-I | NEISO | NYISO_G-I | Internal | Shoulder | B15 | 1203 | 600 | 0 | 65.77 | 67.35 | 3 | 0
2025 | NEISO_2_NYISO_G-I | NEISO | NYISO_G-I | Internal | Summer | B1 | 10 | 600 | 0 | 300.04 | 303.02 | 3 | 0
2025 | NEISO_2_NYISO_G-I | NEISO | NYISO_G-I | Internal | Summer | B2 | 25 | 600 | 0 | 135.94 | 138.93 | 3 | 0
2025 | NEISO_2_NYISO_G-I | NEISO | NYISO_G-I | Internal | Summer | B3 | 75 | 600 | 410.72 | 88.87 | 91.87 | 3 | 0
2025 | NEISO_2_NYISO_G-I | NEISO | NYISO_G-I | Internal | Summer | B4 | 100 | 600 | 600 | 77.39 | 89.6 | 3 | 9.21
2025 | NEISO_2_NYISO_G-I | NEISO | NYISO_G-I | Internal | Summer | B5 | 200 | 600 | 600 | 69.58 | 84.43 | 3 | 11.85
2025 | NEISO_2_NYISO_G-I | NEISO | NYISO_G-I | Internal | Summer | B6 | 300 | 600 | 600 | 62.6 | 77.52 | 3 | 11.92
2025 | NEISO_2_NYISO_G-I | NEISO | NYISO_G-I | Internal | Summer | B7 | 400 | 600 | 600 | 62.6 | 74.11 | 3 | 8.51
2025 | NEISO_2_NYISO_G-I | NEISO | NYISO_G-I | Internal | Summer | B8 | 500 | 600 | 600 | 62.6 | 66.69 | 3 | 1.1
2025 | NEISO_2_NYISO_G-I | NEISO | NYISO_G-I | Internal | Summer | B9 | 800 | 600 | 0 | 62.6 | 65.07 | 3 | 0
2025 | NEISO_2_NYISO_G-I | NEISO | NYISO_G-I | Internal | Summer | B10 | 1262 | 600 | 0 | 62.6 | 65.07 | 3 | 0
2025 | NEISO_2_NYISO_G-I | NEISO | NYISO_G-I | Internal | Winter | B16 | 25 | 600 | 600 | 75.56 | 84.25 | 3 | 5.69
2025 | NEISO_2_NYISO_G-I | NEISO | NYISO_G-I | Internal | Winter | B17 | 100 | 600 | 0 | 75.56 | 76.41 | 3 | 0
2025 | NEISO_2_NYISO_G-I | NEISO | NYISO_G-I | Internal | Winter | B18 | 400 | 600 | 0 | 75.56 | 75.05 | 3 | 0
2025 | NEISO_2_NYISO_G-I | NEISO | NYISO_G-I | Internal | Winter | B19 | 700 | 600 | 0 | 75.56 | 75.05 | 3 | 0
2025 | NEISO_2_NYISO_G-I | NEISO | NYISO_G-I | Internal | Winter | B20 | 935 | 600 | 0 | 75.56 | 72.57 | 3 | 0
2025 | NEISO_2_NYISO_J-K | NEISO | NYISO_J-K | Internal | Shoulder | B11 | 25 | 777 | 777 | 65.77 | 75.55 | 3 | 6.78
2025 | NEISO_2_NYISO_J-K | NEISO | NYISO_J-K | Internal | Shoulder | B12 | 200 | 777 | 777 | 65.77 | 72.47 | 3 | 3.7
2025 | NEISO_2_NYISO_J-K | NEISO | NYISO_J-K | Internal | Shoulder | B13 | 600 | 777 | 777 | 65.77 | 70.47 | 3 | 1.7
2025 | NEISO_2_NYISO_J-K | NEISO | NYISO_J-K | Internal | Shoulder | B14 | 900 | 777 | 0 | 65.77 | 67.37 | 3 | 0
2025 | NEISO_2_NYISO_J-K | NEISO | NYISO_J-K | Internal | Shoulder | B15 | 1203 | 777 | 0 | 65.77 | 67.37 | 3 | 0
2025 | NEISO_2_NYISO_J-K | NEISO | NYISO_J-K | Internal | Summer | B1 | 10 | 777 | 163.44 | 300.04 | 303.04 | 3 | 0
2025 | NEISO_2_NYISO_J-K | NEISO | NYISO_J-K | Internal | Summer | B2 | 25 | 777 | 626.1 | 135.94 | 138.94 | 3 | 0
2025 | NEISO_2_NYISO_J-K | NEISO | NYISO_J-K | Internal | Summer | B3 | 75 | 777 | 777 | 88.87 | 91.88 | 3 | 0.01
2025 | NEISO_2_NYISO_J-K | NEISO | NYISO_J-K | Internal | Summer | B4 | 100 | 777 | 777 | 77.39 | 89.61 | 3 | 9.22
2025 | NEISO_2_NYISO_J-K | NEISO | NYISO_J-K | Internal | Summer | B5 | 200 | 777 | 777 | 69.58 | 89.61 | 3 | 17.04
2025 | NEISO_2_NYISO_J-K | NEISO | NYISO_J-K | Internal | Summer | B6 | 300 | 777 | 777 | 62.6 | 89.61 | 3 | 24.02
2025 | NEISO_2_NYISO_J-K | NEISO | NYISO_J-K | Internal | Summer | B7 | 400 | 777 | 777 | 62.6 | 89.61 | 3 | 24.02
2025 | NEISO_2_NYISO_J-K | NEISO | NYISO_J-K | Internal | Summer | B8 | 500 | 777 | 777 | 62.6 | 67 | 3 | 1.41
2025 | NEISO_2_NYISO_J-K | NEISO | NYISO_J-K | Internal | Summer | B9 | 800 | 777 | 747.69 | 62.6 | 65.6 | 3 | 0
2025 | NEISO_2_NYISO_J-K | NEISO | NYISO_J-K | Internal | Summer | B10 | 1262 | 777 | 0 | 62.6 | 65.08 | 3 | 0
2025 | NEISO_2_NYISO_J-K | NEISO | NYISO_J-K | Internal | Winter | B16 | 25 | 777 | 777 | 75.56 | 98.25 | 3 | 19.69
2025 | NEISO_2_NYISO_J-K | NEISO | NYISO_J-K | Internal | Winter | B17 | 100 | 777 | 777 | 75.56 | 82.71 | 3 | 4.15
2025 | NEISO_2_NYISO_J-K | NEISO | NYISO_J-K | Internal | Winter | B18 | 400 | 777 | 777 | 75.56 | 82.71 | 3 | 4.15
2025 | NEISO_2_NYISO_J-K | NEISO | NYISO_J-K | Internal | Winter | B19 | 700 | 777 | 777 | 75.56 | 80.2 | 3 | 1.64
2025 | NEISO_2_NYISO_J-K | NEISO | NYISO_J-K | Internal | Winter | B20 | 935 | 777 | 0 | 75.56 | 77.66 | 3 | 0
2025 | NonRTO_Midwest_2_TVA_Transmission | NonRTO_Midwest | TVA_Transmission | Internal | Shoulder | B11 | 25 | 2400 | 0 | 89.53 | 89.54 | 8 | 0
2025 | NonRTO_Midwest_2_TVA_Transmission | NonRTO_Midwest | TVA_Transmission | Internal | Shoulder | B12 | 200 | 2400 | 0 | 85.05 | 79.76 | 8 | 0
2025 | NonRTO_Midwest_2_TVA_Transmission | NonRTO_Midwest | TVA_Transmission | Internal | Shoulder | B13 | 600 | 2400 | 0 | 83.01 | 78.06 | 8 | 0
2025 | NonRTO_Midwest_2_TVA_Transmission | NonRTO_Midwest | TVA_Transmission | Internal | Shoulder | B14 | 900 | 2400 | 0 | 75.85 | 75.55 | 8 | 0
2025 | NonRTO_Midwest_2_TVA_Transmission | NonRTO_Midwest | TVA_Transmission | Internal | Shoulder | B15 | 1203 | 2400 | 0 | 72.16 | 72.15 | 8 | 0
2025 | NonRTO_Midwest_2_TVA_Transmission | NonRTO_Midwest | TVA_Transmission | Internal | Summer | B1 | 10 | 2400 | 0 | 116.42 | 117.53 | 8 | 0
2025 | NonRTO_Midwest_2_TVA_Transmission | NonRTO_Midwest | TVA_Transmission | Internal | Summer | B2 | 25 | 2400 | 0 | 116.42 | 116.43 | 8 | 0
2025 | NonRTO_Midwest_2_TVA_Transmission | NonRTO_Midwest | TVA_Transmission | Internal | Summer | B3 | 75 | 2400 | 0 | 115.27 | 115.27 | 8 | 0
2025 | NonRTO_Midwest_2_TVA_Transmission | NonRTO_Midwest | TVA_Transmission | Internal | Summer | B4 | 100 | 2400 | 0 | 104.78 | 105.22 | 8 | 0
2025 | NonRTO_Midwest_2_TVA_Transmission | NonRTO_Midwest | TVA_Transmission | Internal | Summer | B5 | 200 | 2400 | 0 | 95.21 | 98.42 | 8 | 0
2025 | NonRTO_Midwest_2_TVA_Transmission | NonRTO_Midwest | TVA_Transmission | Internal | Summer | B6 | 300 | 2400 | 0 | 89.63 | 89 | 8 | 0
2025 | NonRTO_Midwest_2_TVA_Transmission | NonRTO_Midwest | TVA_Transmission | Internal | Summer | B7 | 400 | 2400 | 0 | 86.25 | 86.26 | 8 | 0
2025 | NonRTO_Midwest_2_TVA_Transmission | NonRTO_Midwest | TVA_Transmission | Internal | Summer | B8 | 500 | 2400 | 0 | 80.68 | 78.41 | 8 | 0
2025 | NonRTO_Midwest_2_TVA_Transmission | NonRTO_Midwest | TVA_Transmission | Internal | Summer | B9 | 800 | 2400 | 0 | 74.38 | 71.45 | 8 | 0
2025 | NonRTO_Midwest_2_TVA_Transmission | NonRTO_Midwest | TVA_Transmission | Internal | Summer | B10 | 1262 | 2400 | 0 | 66.48 | 65.05 | 8 | 0
2025 | NonRTO_Midwest_2_TVA_Transmission | NonRTO_Midwest | TVA_Transmission | Internal | Winter | B16 | 25 | 2400 | 0 | 89.14 | 89.13 | 8 | 0
2025 | NonRTO_Midwest_2_TVA_Transmission | NonRTO_Midwest | TVA_Transmission | Internal | Winter | B17 | 100 | 2400 | 0 | 86.14 | 82.41 | 8 | 0
2025 | NonRTO_Midwest_2_TVA_Transmission | NonRTO_Midwest | TVA_Transmission | Internal | Winter | B18 | 400 | 2400 | 0 | 83.1 | 80.05 | 8 | 0
2025 | NonRTO_Midwest_2_TVA_Transmission | NonRTO_Midwest | TVA_Transmission | Internal | Winter | B19 | 700 | 2400 | 0 | 81.12 | 78.86 | 8 | 0
2025 | NonRTO_Midwest_2_TVA_Transmission | NonRTO_Midwest | TVA_Transmission | Internal | Winter | B20 | 935 | 2400 | 0 | 74.42 | 74.43 | 8 | 0
2025 | NYISO_A-F_2_IESO | NYISO_A-F | IESO | Internal | Shoulder | B11 | 25 | 1600 | 0 | 75.53 | 62.2 | 7 | 0
2025 | NYISO_A-F_2_IESO | NYISO_A-F | IESO | Internal | Shoulder | B12 | 200 | 1600 | 0 | 72.44 | 60.39 | 7 | 0
2025 | NYISO_A-F_2_IESO | NYISO_A-F | IESO | Internal | Shoulder | B13 | 600 | 1600 | 0 | 69.64 | 60.34 | 7 | 0
2025 | NYISO_A-F_2_IESO | NYISO_A-F | IESO | Internal | Shoulder | B14 | 900 | 1600 | 0 | 67.34 | 60.34 | 7 | 0
2025 | NYISO_A-F_2_IESO | NYISO_A-F | IESO | Internal | Shoulder | B15 | 1203 | 1600 | 0 | 67.34 | 60.34 | 7 | 0
2025 | NYISO_A-F_2_IESO | NYISO_A-F | IESO | Internal | Summer | B1 | 10 | 1600 | 0 | 109.53 | 102.53 | 7 | 0
2025 | NYISO_A-F_2_IESO | NYISO_A-F | IESO | Internal | Summer | B2 | 25 | 1600 | 0 | 108.43 | 101.43 | 7 | 0
2025 | NYISO_A-F_2_IESO | NYISO_A-F | IESO | Internal | Summer | B3 | 75 | 1600 | 0 | 89.12 | 82.12 | 7 | 0
2025 | NYISO_A-F_2_IESO | NYISO_A-F | IESO | Internal | Summer | B4 | 100 | 1600 | 0 | 80.39 | 66.61 | 7 | 0
2025 | NYISO_A-F_2_IESO | NYISO_A-F | IESO | Internal | Summer | B5 | 200 | 1600 | 0 | 74.1 | 66.61 | 7 | 0
2025 | NYISO_A-F_2_IESO | NYISO_A-F | IESO | Internal | Summer | B6 | 300 | 1600 | 0 | 74.1 | 66.61 | 7 | 0
2025 | NYISO_A-F_2_IESO | NYISO_A-F | IESO | Internal | Summer | B7 | 400 | 1600 | 0 | 74.1 | 58.06 | 7 | 0
2025 | NYISO_A-F_2_IESO | NYISO_A-F | IESO | Internal | Summer | B8 | 500 | 1600 | 0 | 66.68 | 58.06 | 7 | 0
2025 | NYISO_A-F_2_IESO | NYISO_A-F | IESO | Internal | Summer | B9 | 800 | 1600 | 0 | 65.06 | 58.06 | 7 | 0
2025 | NYISO_A-F_2_IESO | NYISO_A-F | IESO | Internal | Summer | B10 | 1262 | 1600 | 0 | 65.06 | 58.06 | 7 | 0
2025 | NYISO_A-F_2_IESO | NYISO_A-F | IESO | Internal | Winter | B16 | 25 | 1600 | 0 | 78.34 | 69.85 | 7 | 0
2025 | NYISO_A-F_2_IESO | NYISO_A-F | IESO | Internal | Winter | B17 | 100 | 1600 | 0 | 76.4 | 65.66 | 7 | 0
2025 | NYISO_A-F_2_IESO | NYISO_A-F | IESO | Internal | Winter | B18 | 400 | 1600 | 0 | 72.56 | 65.56 | 7 | 0
2025 | NYISO_A-F_2_IESO | NYISO_A-F | IESO | Internal | Winter | B19 | 700 | 1600 | 0 | 72.56 | 65.56 | 7 | 0
2025 | NYISO_A-F_2_IESO | NYISO_A-F | IESO | Internal | Winter | B20 | 935 | 1600 | 0 | 72.56 | 65.56 | 7 | 0
2025 | NYISO_A-F_2_NEISO | NYISO_A-F | NEISO | Internal | Shoulder | B11 | 25 | 600 | 0 | 75.53 | 65.77 | 3 | 0
2025 | NYISO_A-F_2_NEISO | NYISO_A-F | NEISO | Internal | Shoulder | B12 | 200 | 600 | 0 | 72.44 | 65.77 | 3 | 0
2025 | NYISO_A-F_2_NEISO | NYISO_A-F | NEISO | Internal | Shoulder | B13 | 600 | 600 | 0 | 69.64 | 65.77 | 3 | 0
2025 | NYISO_A-F_2_NEISO | NYISO_A-F | NEISO | Internal | Shoulder | B14 | 900 | 600 | 0 | 67.34 | 65.77 | 3 | 0
2025 | NYISO_A-F_2_NEISO | NYISO_A-F | NEISO | Internal | Shoulder | B15 | 1203 | 600 | 0 | 67.34 | 65.77 | 3 | 0
2025 | NYISO_A-F_2_NEISO | NYISO_A-F | NEISO | Internal | Summer | B1 | 10 | 600 | 600 | 109.53 | 300.04 | 3 | 187.51
2025 | NYISO_A-F_2_NEISO | NYISO_A-F | NEISO | Internal | Summer | B2 | 25 | 600 | 600 | 108.43 | 135.94 | 3 | 24.51
2025 | NYISO_A-F_2_NEISO | NYISO_A-F | NEISO | Internal | Summer | B3 | 75 | 600 | 0 | 89.12 | 88.87 | 3 | 0
2025 | NYISO_A-F_2_NEISO | NYISO_A-F | NEISO | Internal | Summer | B4 | 100 | 600 | 0 | 80.39 | 77.39 | 3 | 0
2025 | NYISO_A-F_2_NEISO | NYISO_A-F | NEISO | Internal | Summer | B5 | 200 | 600 | 0 | 74.1 | 69.58 | 3 | 0
2025 | NYISO_A-F_2_NEISO | NYISO_A-F | NEISO | Internal | Summer | B6 | 300 | 600 | 0 | 74.1 | 62.6 | 3 | 0
2025 | NYISO_A-F_2_NEISO | NYISO_A-F | NEISO | Internal | Summer | B7 | 400 | 600 | 0 | 74.1 | 62.6 | 3 | 0
2025 | NYISO_A-F_2_NEISO | NYISO_A-F | NEISO | Internal | Summer | B8 | 500 | 600 | 0 | 66.68 | 62.6 | 3 | 0
2025 | NYISO_A-F_2_NEISO | NYISO_A-F | NEISO | Internal | Summer | B9 | 800 | 600 | 0 | 65.06 | 62.6 | 3 | 0
2025 | NYISO_A-F_2_NEISO | NYISO_A-F | NEISO | Internal | Summer | B10 | 1262 | 600 | 0 | 65.06 | 62.6 | 3 | 0
2025 | NYISO_A-F_2_NEISO | NYISO_A-F | NEISO | Internal | Winter | B16 | 25 | 600 | 0 | 78.34 | 75.56 | 3 | 0
2025 | NYISO_A-F_2_NEISO | NYISO_A-F | NEISO | Internal | Winter | B17 | 100 | 600 | 0 | 76.4 | 75.56 | 3 | 0
2025 | NYISO_A-F_2_NEISO | NYISO_A-F | NEISO | Internal | Winter | B18 | 400 | 600 | 108.09 | 72.56 | 75.56 | 3 | 0
2025 | NYISO_A-F_2_NEISO | NYISO_A-F | NEISO | Internal | Winter | B19 | 700 | 600 | 587.08 | 72.56 | 75.56 | 3 | 0
2025 | NYISO_A-F_2_NEISO | NYISO_A-F | NEISO | Internal | Winter | B20 | 935 | 600 | 590.09 | 72.56 | 75.56 | 3 | 0
2025 | NYISO_A-F_2_NYISO_G-I | NYISO_A-F | NYISO_G-I | Internal | Shoulder | B11 | 25 | 5843 | 5312.41 | 75.53 | 75.54 | 0.01 | 0
2025 | NYISO_A-F_2_NYISO_G-I | NYISO_A-F | NYISO_G-I | Internal | Shoulder | B12 | 200 | 5843 | 4895.38 | 72.44 | 72.45 | 0.01 | 0
2025 | NYISO_A-F_2_NYISO_G-I | NYISO_A-F | NYISO_G-I | Internal | Shoulder | B13 | 600 | 5843 | 5331.33 | 69.64 | 69.65 | 0.01 | 0
2025 | NYISO_A-F_2_NYISO_G-I | NYISO_A-F | NYISO_G-I | Internal | Shoulder | B14 | 900 | 5843 | 4740.82 | 67.34 | 67.35 | 0.01 | 0
2025 | NYISO_A-F_2_NYISO_G-I | NYISO_A-F | NYISO_G-I | Internal | Shoulder | B15 | 1203 | 5843 | 2291.93 | 67.34 | 67.35 | 0.01 | 0
2025 | NYISO_A-F_2_NYISO_G-I | NYISO_A-F | NYISO_G-I | Internal | Summer | B1 | 10 | 5843 | 5843 | 109.53 | 303.02 | 0.01 | 193.48
2025 | NYISO_A-F_2_NYISO_G-I | NYISO_A-F | NYISO_G-I | Internal | Summer | B2 | 25 | 5843 | 5843 | 108.43 | 138.93 | 0.01 | 30.49
2025 | NYISO_A-F_2_NYISO_G-I | NYISO_A-F | NYISO_G-I | Internal | Summer | B3 | 75 | 5843 | 5843 | 89.12 | 91.87 | 0.01 | 2.74
2025 | NYISO_A-F_2_NYISO_G-I | NYISO_A-F | NYISO_G-I | Internal | Summer | B4 | 100 | 5843 | 5843 | 80.39 | 89.6 | 0.01 | 9.2
2025 | NYISO_A-F_2_NYISO_G-I | NYISO_A-F | NYISO_G-I | Internal | Summer | B5 | 200 | 5843 | 5843 | 74.1 | 84.43 | 0.01 | 10.32
2025 | NYISO_A-F_2_NYISO_G-I | NYISO_A-F | NYISO_G-I | Internal | Summer | B6 | 300 | 5843 | 5843 | 74.1 | 77.52 | 0.01 | 3.41
2025 | NYISO_A-F_2_NYISO_G-I | NYISO_A-F | NYISO_G-I | Internal | Summer | B7 | 400 | 5843 | 5762.88 | 74.1 | 74.11 | 0.01 | 0
2025 | NYISO_A-F_2_NYISO_G-I | NYISO_A-F | NYISO_G-I | Internal | Summer | B8 | 500 | 5843 | 4496.3 | 66.68 | 66.69 | 0.01 | 0
2025 | NYISO_A-F_2_NYISO_G-I | NYISO_A-F | NYISO_G-I | Internal | Summer | B9 | 800 | 5843 | 4464 | 65.06 | 65.07 | 0.01 | 0
2025 | NYISO_A-F_2_NYISO_G-I | NYISO_A-F | NYISO_G-I | Internal | Summer | B10 | 1262 | 5843 | 2608.18 | 65.06 | 65.07 | 0.01 | 0
2025 | NYISO_A-F_2_NYISO_G-I | NYISO_A-F | NYISO_G-I | Internal | Winter | B16 | 25 | 5843 | 5843 | 78.34 | 84.25 | 0.01 | 5.9
2025 | NYISO_A-F_2_NYISO_G-I | NYISO_A-F | NYISO_G-I | Internal | Winter | B17 | 100 | 5843 | 5790.71 | 76.4 | 76.41 | 0.01 | 0
2025 | NYISO_A-F_2_NYISO_G-I | NYISO_A-F | NYISO_G-I | Internal | Winter | B18 | 400 | 5843 | 5843 | 72.56 | 75.05 | 0.01 | 2.48
2025 | NYISO_A-F_2_NYISO_G-I | NYISO_A-F | NYISO_G-I | Internal | Winter | B19 | 700 | 5843 | 5843 | 72.56 | 75.05 | 0.01 | 2.48
2025 | NYISO_A-F_2_NYISO_G-I | NYISO_A-F | NYISO_G-I | Internal | Winter | B20 | 935 | 5843 | 5378.99 | 72.56 | 72.57 | 0.01 | 0
2025 | NYISO_A-F_2_PJM_ROM | NYISO_A-F | PJM_ROM | Internal | Shoulder | B11 | 25 | 1000 | 1000 | 75.53 | 83.55 | 8 | 0.02
2025 | NYISO_A-F_2_PJM_ROM | NYISO_A-F | PJM_ROM | Internal | Shoulder | B12 | 200 | 1000 | 1000 | 72.44 | 80.47 | 8 | 0.02
2025 | NYISO_A-F_2_PJM_ROM | NYISO_A-F | PJM_ROM | Internal | Shoulder | B13 | 600 | 1000 | 1000 | 69.64 | 77.66 | 8 | 0.02
2025 | NYISO_A-F_2_PJM_ROM | NYISO_A-F | PJM_ROM | Internal | Shoulder | B14 | 900 | 1000 | 0 | 67.34 | 74.71 | 8 | 0
2025 | NYISO_A-F_2_PJM_ROM | NYISO_A-F | PJM_ROM | Internal | Shoulder | B15 | 1203 | 1000 | 0 | 67.34 | 68.95 | 8 | 0
2025 | NYISO_A-F_2_PJM_ROM | NYISO_A-F | PJM_ROM | Internal | Summer | B1 | 10 | 1000 | 1000 | 109.53 | 311.01 | 8 | 193.48
2025 | NYISO_A-F_2_PJM_ROM | NYISO_A-F | PJM_ROM | Internal | Summer | B2 | 25 | 1000 | 1000 | 108.43 | 146.92 | 8 | 30.49
2025 | NYISO_A-F_2_PJM_ROM | NYISO_A-F | PJM_ROM | Internal | Summer | B3 | 75 | 1000 | 1000 | 89.12 | 109.28 | 8 | 12.16
2025 | NYISO_A-F_2_PJM_ROM | NYISO_A-F | PJM_ROM | Internal | Summer | B4 | 100 | 1000 | 1000 | 80.39 | 98.8 | 8 | 10.41
2025 | NYISO_A-F_2_PJM_ROM | NYISO_A-F | PJM_ROM | Internal | Summer | B5 | 200 | 1000 | 1000 | 74.1 | 92.42 | 8 | 10.32
2025 | NYISO_A-F_2_PJM_ROM | NYISO_A-F | PJM_ROM | Internal | Summer | B6 | 300 | 1000 | 1000 | 74.1 | 85.53 | 8 | 3.43
2025 | NYISO_A-F_2_PJM_ROM | NYISO_A-F | PJM_ROM | Internal | Summer | B7 | 400 | 1000 | 1000 | 74.1 | 82.28 | 8 | 0.18
2025 | NYISO_A-F_2_PJM_ROM | NYISO_A-F | PJM_ROM | Internal | Summer | B8 | 500 | 1000 | 1000 | 66.68 | 74.71 | 8 | 0.02
2025 | NYISO_A-F_2_PJM_ROM | NYISO_A-F | PJM_ROM | Internal | Summer | B9 | 800 | 1000 | 0 | 65.06 | 69.56 | 8 | 0
2025 | NYISO_A-F_2_PJM_ROM | NYISO_A-F | PJM_ROM | Internal | Summer | B10 | 1262 | 1000 | 0 | 65.06 | 66.45 | 8 | 0
2025 | NYISO_A-F_2_PJM_ROM | NYISO_A-F | PJM_ROM | Internal | Winter | B16 | 25 | 1000 | 1000 | 78.34 | 92.24 | 8 | 5.9
2025 | NYISO_A-F_2_PJM_ROM | NYISO_A-F | PJM_ROM | Internal | Winter | B17 | 100 | 1000 | 955.32 | 76.4 | 84.4 | 8 | 0
2025 | NYISO_A-F_2_PJM_ROM | NYISO_A-F | PJM_ROM | Internal | Winter | B18 | 400 | 1000 | 1000 | 72.56 | 81.79 | 8 | 1.23
2025 | NYISO_A-F_2_PJM_ROM | NYISO_A-F | PJM_ROM | Internal | Winter | B19 | 700 | 1000 | 0 | 72.56 | 80.53 | 8 | 0
2025 | NYISO_A-F_2_PJM_ROM | NYISO_A-F | PJM_ROM | Internal | Winter | B20 | 935 | 1000 | 0 | 72.56 | 74.37 | 8 | 0
2025 | NYISO_G-I_2_NEISO | NYISO_G-I | NEISO | Internal | Shoulder | B11 | 25 | 600 | 0 | 75.54 | 65.77 | 3 | 0
2025 | NYISO_G-I_2_NEISO | NYISO_G-I | NEISO | Internal | Shoulder | B12 | 200 | 600 | 0 | 72.45 | 65.77 | 3 | 0
2025 | NYISO_G-I_2_NEISO | NYISO_G-I | NEISO | Internal | Shoulder | B13 | 600 | 600 | 0 | 69.65 | 65.77 | 3 | 0
2025 | NYISO_G-I_2_NEISO | NYISO_G-I | NEISO | Internal | Shoulder | B14 | 900 | 600 | 0 | 67.35 | 65.77 | 3 | 0
2025 | NYISO_G-I_2_NEISO | NYISO_G-I | NEISO | Internal | Shoulder | B15 | 1203 | 600 | 0 | 67.35 | 65.77 | 3 | 0
2025 | NYISO_G-I_2_NEISO | NYISO_G-I | NEISO | Internal | Summer | B1 | 10 | 600 | 0 | 303.02 | 300.04 | 3 | 0
2025 | NYISO_G-I_2_NEISO | NYISO_G-I | NEISO | Internal | Summer | B2 | 25 | 600 | 0 | 138.93 | 135.94 | 3 | 0
2025 | NYISO_G-I_2_NEISO | NYISO_G-I | NEISO | Internal | Summer | B3 | 75 | 600 | 0 | 91.87 | 88.87 | 3 | 0
2025 | NYISO_G-I_2_NEISO | NYISO_G-I | NEISO | Internal | Summer | B4 | 100 | 600 | 0 | 89.6 | 77.39 | 3 | 0
2025 | NYISO_G-I_2_NEISO | NYISO_G-I | NEISO | Internal | Summer | B5 | 200 | 600 | 0 | 84.43 | 69.58 | 3 | 0
2025 | NYISO_G-I_2_NEISO | NYISO_G-I | NEISO | Internal | Summer | B6 | 300 | 600 | 0 | 77.52 | 62.6 | 3 | 0
2025 | NYISO_G-I_2_NEISO | NYISO_G-I | NEISO | Internal | Summer | B7 | 400 | 600 | 0 | 74.11 | 62.6 | 3 | 0
2025 | NYISO_G-I_2_NEISO | NYISO_G-I | NEISO | Internal | Summer | B8 | 500 | 600 | 0 | 66.69 | 62.6 | 3 | 0
2025 | NYISO_G-I_2_NEISO | NYISO_G-I | NEISO | Internal | Summer | B9 | 800 | 600 | 0 | 65.07 | 62.6 | 3 | 0
2025 | NYISO_G-I_2_NEISO | NYISO_G-I | NEISO | Internal | Summer | B10 | 1262 | 600 | 0 | 65.07 | 62.6 | 3 | 0
2025 | NYISO_G-I_2_NEISO | NYISO_G-I | NEISO | Internal | Winter | B16 | 25 | 600 | 0 | 84.25 | 75.56 | 3 | 0
2025 | NYISO_G-I_2_NEISO | NYISO_G-I | NEISO | Internal | Winter | B17 | 100 | 600 | 0 | 76.41 | 75.56 | 3 | 0
2025 | NYISO_G-I_2_NEISO | NYISO_G-I | NEISO | Internal | Winter | B18 | 400 | 600 | 0 | 75.05 | 75.56 | 3 | 0
2025 | NYISO_G-I_2_NEISO | NYISO_G-I | NEISO | Internal | Winter | B19 | 700 | 600 | 0 | 75.05 | 75.56 | 3 | 0
2025 | NYISO_G-I_2_NEISO | NYISO_G-I | NEISO | Internal | Winter | B20 | 935 | 600 | 0 | 72.57 | 75.56 | 3 | 0
2025 | NYISO_G-I_2_NYISO_J-K | NYISO_G-I | NYISO_J-K | Internal | Shoulder | B11 | 25 | 6130 | 6043.25 | 75.54 | 75.55 | 0.01 | 0
2025 | NYISO_G-I_2_NYISO_J-K | NYISO_G-I | NYISO_J-K | Internal | Shoulder | B12 | 200 | 6130 | 5191.98 | 72.45 | 72.47 | 0.01 | 0
2025 | NYISO_G-I_2_NYISO_J-K | NYISO_G-I | NYISO_J-K | Internal | Shoulder | B13 | 600 | 6130 | 6130 | 69.65 | 70.47 | 0.01 | 0.81
2025 | NYISO_G-I_2_NYISO_J-K | NYISO_G-I | NYISO_J-K | Internal | Shoulder | B14 | 900 | 6130 | 6105.11 | 67.35 | 67.37 | 0.01 | 0
2025 | NYISO_G-I_2_NYISO_J-K | NYISO_G-I | NYISO_J-K | Internal | Shoulder | B15 | 1203 | 6130 | 4154.03 | 67.35 | 67.37 | 0.01 | 0
2025 | NYISO_G-I_2_NYISO_J-K | NYISO_G-I | NYISO_J-K | Internal | Summer | B1 | 10 | 6130 | 5325.23 | 303.02 | 303.04 | 0.01 | 0
2025 | NYISO_G-I_2_NYISO_J-K | NYISO_G-I | NYISO_J-K | Internal | Summer | B2 | 25 | 6130 | 5109.83 | 138.93 | 138.94 | 0.01 | 0
2025 | NYISO_G-I_2_NYISO_J-K | NYISO_G-I | NYISO_J-K | Internal | Summer | B3 | 75 | 6130 | 5116.81 | 91.87 | 91.88 | 0.01 | 0
2025 | NYISO_G-I_2_NYISO_J-K | NYISO_G-I | NYISO_J-K | Internal | Summer | B4 | 100 | 6130 | 5611.69 | 89.6 | 89.61 | 0.01 | 0
2025 | NYISO_G-I_2_NYISO_J-K | NYISO_G-I | NYISO_J-K | Internal | Summer | B5 | 200 | 6130 | 6130 | 84.43 | 89.61 | 0.01 | 5.18
2025 | NYISO_G-I_2_NYISO_J-K | NYISO_G-I | NYISO_J-K | Internal | Summer | B6 | 300 | 6130 | 6130 | 77.52 | 89.61 | 0.01 | 12.08
2025 | NYISO_G-I_2_NYISO_J-K | NYISO_G-I | NYISO_J-K | Internal | Summer | B7 | 400 | 6130 | 6130 | 74.11 | 89.61 | 0.01 | 15.49
2025 | NYISO_G-I_2_NYISO_J-K | NYISO_G-I | NYISO_J-K | Internal | Summer | B8 | 500 | 6130 | 6130 | 66.69 | 67 | 0.01 | 0.3
2025 | NYISO_G-I_2_NYISO_J-K | NYISO_G-I | NYISO_J-K | Internal | Summer | B9 | 800 | 6130 | 6130 | 65.07 | 65.6 | 0.01 | 0.52
2025 | NYISO_G-I_2_NYISO_J-K | NYISO_G-I | NYISO_J-K | Internal | Summer | B10 | 1262 | 6130 | 4796.56 | 65.07 | 65.08 | 0.01 | 0
2025 | NYISO_G-I_2_NYISO_J-K | NYISO_G-I | NYISO_J-K | Internal | Winter | B16 | 25 | 6130 | 6130 | 84.25 | 98.25 | 0.01 | 13.99
2025 | NYISO_G-I_2_NYISO_J-K | NYISO_G-I | NYISO_J-K | Internal | Winter | B17 | 100 | 6130 | 6130 | 76.41 | 82.71 | 0.01 | 6.28
2025 | NYISO_G-I_2_NYISO_J-K | NYISO_G-I | NYISO_J-K | Internal | Winter | B18 | 400 | 6130 | 6130 | 75.05 | 82.71 | 0.01 | 7.64
2025 | NYISO_G-I_2_NYISO_J-K | NYISO_G-I | NYISO_J-K | Internal | Winter | B19 | 700 | 6130 | 6130 | 75.05 | 80.2 | 0.01 | 5.13
2025 | NYISO_G-I_2_NYISO_J-K | NYISO_G-I | NYISO_J-K | Internal | Winter | B20 | 935 | 6130 | 6130 | 72.57 | 77.66 | 0.01 | 5.08
2025 | NYISO_G-I_2_PJM_E | NYISO_G-I | PJM_E | Internal | Shoulder | B11 | 25 | 1500 | 851.75 | 75.54 | 83.54 | 8 | 0
2025 | NYISO_G-I_2_PJM_E | NYISO_G-I | PJM_E | Internal | Shoulder | B12 | 200 | 1500 | 1345.98 | 72.45 | 80.45 | 8 | 0
2025 | NYISO_G-I_2_PJM_E | NYISO_G-I | PJM_E | Internal | Shoulder | B13 | 600 | 1500 | 986.99 | 69.65 | 77.65 | 8 | 0
2025 | NYISO_G-I_2_PJM_E | NYISO_G-I | PJM_E | Internal | Shoulder | B14 | 900 | 1500 | 0 | 67.35 | 74.7 | 8 | 0
2025 | NYISO_G-I_2_PJM_E | NYISO_G-I | PJM_E | Internal | Shoulder | B15 | 1203 | 1500 | 0 | 67.35 | 68.94 | 8 | 0
2025 | NYISO_G-I_2_PJM_E | NYISO_G-I | PJM_E | Internal | Summer | B1 | 10 | 1500 | 295.64 | 303.02 | 311.02 | 8 | 0
2025 | NYISO_G-I_2_PJM_E | NYISO_G-I | PJM_E | Internal | Summer | B2 | 25 | 1500 | 629.93 | 138.93 | 146.93 | 8 | 0
2025 | NYISO_G-I_2_PJM_E | NYISO_G-I | PJM_E | Internal | Summer | B3 | 75 | 1500 | 1500 | 91.87 | 109.27 | 8 | 9.4
2025 | NYISO_G-I_2_PJM_E | NYISO_G-I | PJM_E | Internal | Summer | B4 | 100 | 1500 | 1500 | 89.6 | 98.81 | 8 | 1.21
2025 | NYISO_G-I_2_PJM_E | NYISO_G-I | PJM_E | Internal | Summer | B5 | 200 | 1500 | 1138.68 | 84.43 | 92.43 | 8 | 0
2025 | NYISO_G-I_2_PJM_E | NYISO_G-I | PJM_E | Internal | Summer | B6 | 300 | 1500 | 1362.56 | 77.52 | 85.52 | 8 | 0
2025 | NYISO_G-I_2_PJM_E | NYISO_G-I | PJM_E | Internal | Summer | B7 | 400 | 1500 | 1500 | 74.11 | 82.26 | 8 | 0.15
2025 | NYISO_G-I_2_PJM_E | NYISO_G-I | PJM_E | Internal | Summer | B8 | 500 | 1500 | 391.71 | 66.69 | 74.69 | 8 | 0
2025 | NYISO_G-I_2_PJM_E | NYISO_G-I | PJM_E | Internal | Summer | B9 | 800 | 1500 | 0 | 65.07 | 69.55 | 8 | 0
2025 | NYISO_G-I_2_PJM_E | NYISO_G-I | PJM_E | Internal | Summer | B10 | 1262 | 1500 | 0 | 65.07 | 66.44 | 8 | 0
2025 | NYISO_G-I_2_PJM_E | NYISO_G-I | PJM_E | Internal | Winter | B16 | 25 | 1500 | 933.84 | 84.25 | 92.25 | 8 | 0
2025 | NYISO_G-I_2_PJM_E | NYISO_G-I | PJM_E | Internal | Winter | B17 | 100 | 1500 | 411.36 | 76.41 | 84.41 | 8 | 0
2025 | NYISO_G-I_2_PJM_E | NYISO_G-I | PJM_E | Internal | Winter | B18 | 400 | 1500 | 0 | 75.05 | 81.77 | 8 | 0
2025 | NYISO_G-I_2_PJM_E | NYISO_G-I | PJM_E | Internal | Winter | B19 | 700 | 1500 | 0 | 75.05 | 80.52 | 8 | 0
2025 | NYISO_G-I_2_PJM_E | NYISO_G-I | PJM_E | Internal | Winter | B20 | 935 | 1500 | 0 | 72.57 | 74.38 | 8 | 0
2025 | NYISO_J-K_2_PJM_E | NYISO_J-K | PJM_E | Internal | Shoulder | B11 | 25 | 330 | 0 | 75.55 | 83.54 | 8 | 0
2025 | NYISO_J-K_2_PJM_E | NYISO_J-K | PJM_E | Internal | Shoulder | B12 | 200 | 330 | 0 | 72.47 | 80.45 | 8 | 0
2025 | NYISO_J-K_2_PJM_E | NYISO_J-K | PJM_E | Internal | Shoulder | B13 | 600 | 330 | 0 | 70.47 | 77.65 | 8 | 0
2025 | NYISO_J-K_2_PJM_E | NYISO_J-K | PJM_E | Internal | Shoulder | B14 | 900 | 330 | 0 | 67.37 | 74.7 | 8 | 0
2025 | NYISO_J-K_2_PJM_E | NYISO_J-K | PJM_E | Internal | Shoulder | B15 | 1203 | 330 | 0 | 67.37 | 68.94 | 8 | 0
2025 | NYISO_J-K_2_PJM_E | NYISO_J-K | PJM_E | Internal | Summer | B1 | 10 | 330 | 0 | 303.04 | 311.02 | 8 | 0
2025 | NYISO_J-K_2_PJM_E | NYISO_J-K | PJM_E | Internal | Summer | B2 | 25 | 330 | 0 | 138.94 | 146.93 | 8 | 0
2025 | NYISO_J-K_2_PJM_E | NYISO_J-K | PJM_E | Internal | Summer | B3 | 75 | 330 | 330 | 91.88 | 109.27 | 8 | 9.39
2025 | NYISO_J-K_2_PJM_E | NYISO_J-K | PJM_E | Internal | Summer | B4 | 100 | 330 | 330 | 89.61 | 98.81 | 8 | 1.2
2025 | NYISO_J-K_2_PJM_E | NYISO_J-K | PJM_E | Internal | Summer | B5 | 200 | 330 | 0 | 89.61 | 92.43 | 8 | 0
2025 | NYISO_J-K_2_PJM_E | NYISO_J-K | PJM_E | Internal | Summer | B6 | 300 | 330 | 0 | 89.61 | 85.52 | 8 | 0
2025 | NYISO_J-K_2_PJM_E | NYISO_J-K | PJM_E | Internal | Summer | B7 | 400 | 330 | 0 | 89.61 | 82.26 | 8 | 0
2025 | NYISO_J-K_2_PJM_E | NYISO_J-K | PJM_E | Internal | Summer | B8 | 500 | 330 | 0 | 67 | 74.69 | 8 | 0
2025 | NYISO_J-K_2_PJM_E | NYISO_J-K | PJM_E | Internal | Summer | B9 | 800 | 330 | 0 | 65.6 | 69.55 | 8 | 0
2025 | NYISO_J-K_2_PJM_E | NYISO_J-K | PJM_E | Internal | Summer | B10 | 1262 | 330 | 0 | 65.08 | 66.44 | 8 | 0
2025 | NYISO_J-K_2_PJM_E | NYISO_J-K | PJM_E | Internal | Winter | B16 | 25 | 330 | 0 | 98.25 | 92.25 | 8 | 0
2025 | NYISO_J-K_2_PJM_E | NYISO_J-K | PJM_E | Internal | Winter | B17 | 100 | 330 | 0 | 82.71 | 84.41 | 8 | 0
2025 | NYISO_J-K_2_PJM_E | NYISO_J-K | PJM_E | Internal | Winter | B18 | 400 | 330 | 0 | 82.71 | 81.77 | 8 | 0
2025 | NYISO_J-K_2_PJM_E | NYISO_J-K | PJM_E | Internal | Winter | B19 | 700 | 330 | 0 | 80.2 | 80.52 | 8 | 0
2025 | NYISO_J-K_2_PJM_E | NYISO_J-K | PJM_E | Internal | Winter | B20 | 935 | 330 | 0 | 77.66 | 74.38 | 8 | 0
2025 | PJM_E_2_NYISO_G-I | PJM_E | NYISO_G-I | Internal | Shoulder | B11 | 25 | 500 | 0 | 83.54 | 75.54 | 6 | 0
2025 | PJM_E_2_NYISO_G-I | PJM_E | NYISO_G-I | Internal | Shoulder | B12 | 200 | 500 | 0 | 80.45 | 72.45 | 6 | 0
2025 | PJM_E_2_NYISO_G-I | PJM_E | NYISO_G-I | Internal | Shoulder | B13 | 600 | 500 | 0 | 77.65 | 69.65 | 6 | 0
2025 | PJM_E_2_NYISO_G-I | PJM_E | NYISO_G-I | Internal | Shoulder | B14 | 900 | 500 | 0 | 74.7 | 67.35 | 6 | 0
2025 | PJM_E_2_NYISO_G-I | PJM_E | NYISO_G-I | Internal | Shoulder | B15 | 1203 | 500 | 0 | 68.94 | 67.35 | 6 | 0
2025 | PJM_E_2_NYISO_G-I | PJM_E | NYISO_G-I | Internal | Summer | B1 | 10 | 500 | 0 | 311.02 | 303.02 | 6 | 0
2025 | PJM_E_2_NYISO_G-I | PJM_E | NYISO_G-I | Internal | Summer | B2 | 25 | 500 | 0 | 146.93 | 138.93 | 6 | 0
2025 | PJM_E_2_NYISO_G-I | PJM_E | NYISO_G-I | Internal | Summer | B3 | 75 | 500 | 0 | 109.27 | 91.87 | 6 | 0
2025 | PJM_E_2_NYISO_G-I | PJM_E | NYISO_G-I | Internal | Summer | B4 | 100 | 500 | 0 | 98.81 | 89.6 | 6 | 0
2025 | PJM_E_2_NYISO_G-I | PJM_E | NYISO_G-I | Internal | Summer | B5 | 200 | 500 | 0 | 92.43 | 84.43 | 6 | 0
2025 | PJM_E_2_NYISO_G-I | PJM_E | NYISO_G-I | Internal | Summer | B6 | 300 | 500 | 0 | 85.52 | 77.52 | 6 | 0
2025 | PJM_E_2_NYISO_G-I | PJM_E | NYISO_G-I | Internal | Summer | B7 | 400 | 500 | 0 | 82.26 | 74.11 | 6 | 0
2025 | PJM_E_2_NYISO_G-I | PJM_E | NYISO_G-I | Internal | Summer | B8 | 500 | 500 | 0 | 74.69 | 66.69 | 6 | 0
2025 | PJM_E_2_NYISO_G-I | PJM_E | NYISO_G-I | Internal | Summer | B9 | 800 | 500 | 0 | 69.55 | 65.07 | 6 | 0
2025 | PJM_E_2_NYISO_G-I | PJM_E | NYISO_G-I | Internal | Summer | B10 | 1262 | 500 | 0 | 66.44 | 65.07 | 6 | 0
2025 | PJM_E_2_NYISO_G-I | PJM_E | NYISO_G-I | Internal | Winter | B16 | 25 | 500 | 0 | 92.25 | 84.25 | 6 | 0
2025 | PJM_E_2_NYISO_G-I | PJM_E | NYISO_G-I | Internal | Winter | B17 | 100 | 500 | 0 | 84.41 | 76.41 | 6 | 0
2025 | PJM_E_2_NYISO_G-I | PJM_E | NYISO_G-I | Internal | Winter | B18 | 400 | 500 | 0 | 81.77 | 75.05 | 6 | 0
2025 | PJM_E_2_NYISO_G-I | PJM_E | NYISO_G-I | Internal | Winter | B19 | 700 | 500 | 0 | 80.52 | 75.05 | 6 | 0
2025 | PJM_E_2_NYISO_G-I | PJM_E | NYISO_G-I | Internal | Winter | B20 | 935 | 500 | 0 | 74.38 | 72.57 | 6 | 0
2025 | PJM_E_2_NYISO_J-K | PJM_E | NYISO_J-K | Internal | Shoulder | B11 | 25 | 330 | 0 | 83.54 | 75.55 | 6 | 0
2025 | PJM_E_2_NYISO_J-K | PJM_E | NYISO_J-K | Internal | Shoulder | B12 | 200 | 330 | 0 | 80.45 | 72.47 | 6 | 0
2025 | PJM_E_2_NYISO_J-K | PJM_E | NYISO_J-K | Internal | Shoulder | B13 | 600 | 330 | 0 | 77.65 | 70.47 | 6 | 0
2025 | PJM_E_2_NYISO_J-K | PJM_E | NYISO_J-K | Internal | Shoulder | B14 | 900 | 330 | 0 | 74.7 | 67.37 | 6 | 0
2025 | PJM_E_2_NYISO_J-K | PJM_E | NYISO_J-K | Internal | Shoulder | B15 | 1203 | 330 | 0 | 68.94 | 67.37 | 6 | 0
2025 | PJM_E_2_NYISO_J-K | PJM_E | NYISO_J-K | Internal | Summer | B1 | 10 | 330 | 0 | 311.02 | 303.04 | 6 | 0
2025 | PJM_E_2_NYISO_J-K | PJM_E | NYISO_J-K | Internal | Summer | B2 | 25 | 330 | 0 | 146.93 | 138.94 | 6 | 0
2025 | PJM_E_2_NYISO_J-K | PJM_E | NYISO_J-K | Internal | Summer | B3 | 75 | 330 | 0 | 109.27 | 91.88 | 6 | 0
2025 | PJM_E_2_NYISO_J-K | PJM_E | NYISO_J-K | Internal | Summer | B4 | 100 | 330 | 0 | 98.81 | 89.61 | 6 | 0
2025 | PJM_E_2_NYISO_J-K | PJM_E | NYISO_J-K | Internal | Summer | B5 | 200 | 330 | 0 | 92.43 | 89.61 | 6 | 0
2025 | PJM_E_2_NYISO_J-K | PJM_E | NYISO_J-K | Internal | Summer | B6 | 300 | 330 | 0 | 85.52 | 89.61 | 6 | 0
2025 | PJM_E_2_NYISO_J-K | PJM_E | NYISO_J-K | Internal | Summer | B7 | 400 | 330 | 330 | 82.26 | 89.61 | 6 | 1.35
2025 | PJM_E_2_NYISO_J-K | PJM_E | NYISO_J-K | Internal | Summer | B8 | 500 | 330 | 0 | 74.69 | 67 | 6 | 0
2025 | PJM_E_2_NYISO_J-K | PJM_E | NYISO_J-K | Internal | Summer | B9 | 800 | 330 | 0 | 69.55 | 65.6 | 6 | 0
2025 | PJM_E_2_NYISO_J-K | PJM_E | NYISO_J-K | Internal | Summer | B10 | 1262 | 330 | 0 | 66.44 | 65.08 | 6 | 0
2025 | PJM_E_2_NYISO_J-K | PJM_E | NYISO_J-K | Internal | Winter | B16 | 25 | 330 | 1.51 | 92.25 | 98.25 | 6 | 0
2025 | PJM_E_2_NYISO_J-K | PJM_E | NYISO_J-K | Internal | Winter | B17 | 100 | 330 | 0 | 84.41 | 82.71 | 6 | 0
2025 | PJM_E_2_NYISO_J-K | PJM_E | NYISO_J-K | Internal | Winter | B18 | 400 | 330 | 0 | 81.77 | 82.71 | 6 | 0
2025 | PJM_E_2_NYISO_J-K | PJM_E | NYISO_J-K | Internal | Winter | B19 | 700 | 330 | 0 | 80.52 | 80.2 | 6 | 0
2025 | PJM_E_2_NYISO_J-K | PJM_E | NYISO_J-K | Internal | Winter | B20 | 935 | 330 | 0 | 74.38 | 77.66 | 6 | 0
2025 | PJM_E_2_PJM_ROM | PJM_E | PJM_ROM | Internal | Shoulder | B11 | 25 | 8000 | 1345.3 | 83.54 | 83.55 | 0.01 | 0
2025 | PJM_E_2_PJM_ROM | PJM_E | PJM_ROM | Internal | Shoulder | B12 | 200 | 8000 | 2401.62 | 80.45 | 80.47 | 0.01 | 0
2025 | PJM_E_2_PJM_ROM | PJM_E | PJM_ROM | Internal | Shoulder | B13 | 600 | 8000 | 2864.35 | 77.65 | 77.66 | 0.01 | 0
2025 | PJM_E_2_PJM_ROM | PJM_E | PJM_ROM | Internal | Shoulder | B14 | 900 | 8000 | 2999.94 | 74.7 | 74.71 | 0.01 | 0
2025 | PJM_E_2_PJM_ROM | PJM_E | PJM_ROM | Internal | Shoulder | B15 | 1203 | 8000 | 1251.71 | 68.94 | 68.95 | 0.01 | 0
2025 | PJM_E_2_PJM_ROM | PJM_E | PJM_ROM | Internal | Summer | B1 | 10 | 8000 | 0 | 311.02 | 311.01 | 0.01 | 0
2025 | PJM_E_2_PJM_ROM | PJM_E | PJM_ROM | Internal | Summer | B2 | 25 | 8000 | 0 | 146.93 | 146.92 | 0.01 | 0
2025 | PJM_E_2_PJM_ROM | PJM_E | PJM_ROM | Internal | Summer | B3 | 75 | 8000 | 1173.15 | 109.27 | 109.28 | 0.01 | 0
2025 | PJM_E_2_PJM_ROM | PJM_E | PJM_ROM | Internal | Summer | B4 | 100 | 8000 | 0 | 98.81 | 98.8 | 0.01 | 0
2025 | PJM_E_2_PJM_ROM | PJM_E | PJM_ROM | Internal | Summer | B5 | 200 | 8000 | 0 | 92.43 | 92.42 | 0.01 | 0
2025 | PJM_E_2_PJM_ROM | PJM_E | PJM_ROM | Internal | Summer | B6 | 300 | 8000 | 228.98 | 85.52 | 85.53 | 0.01 | 0
2025 | PJM_E_2_PJM_ROM | PJM_E | PJM_ROM | Internal | Summer | B7 | 400 | 8000 | 2153.37 | 82.26 | 82.28 | 0.01 | 0
2025 | PJM_E_2_PJM_ROM | PJM_E | PJM_ROM | Internal | Summer | B8 | 500 | 8000 | 2498.52 | 74.69 | 74.71 | 0.01 | 0
2025 | PJM_E_2_PJM_ROM | PJM_E | PJM_ROM | Internal | Summer | B9 | 800 | 8000 | 914.8 | 69.55 | 69.56 | 0.01 | 0
2025 | PJM_E_2_PJM_ROM | PJM_E | PJM_ROM | Internal | Summer | B10 | 1262 | 8000 | 628.36 | 66.44 | 66.45 | 0.01 | 0
2025 | PJM_E_2_PJM_ROM | PJM_E | PJM_ROM | Internal | Winter | B16 | 25 | 8000 | 0 | 92.25 | 92.24 | 0.01 | 0
2025 | PJM_E_2_PJM_ROM | PJM_E | PJM_ROM | Internal | Winter | B17 | 100 | 8000 | 0 | 84.41 | 84.4 | 0.01 | 0
2025 | PJM_E_2_PJM_ROM | PJM_E | PJM_ROM | Internal | Winter | B18 | 400 | 8000 | 205.19 | 81.77 | 81.79 | 0.01 | 0
2025 | PJM_E_2_PJM_ROM | PJM_E | PJM_ROM | Internal | Winter | B19 | 700 | 8000 | 1561.98 | 80.52 | 80.53 | 0.01 | 0
2025 | PJM_E_2_PJM_ROM | PJM_E | PJM_ROM | Internal | Winter | B20 | 935 | 8000 | 0 | 74.38 | 74.37 | 0.01 | 0
2025 | PJM_ROR_2_MISO_IN | PJM_ROR | MISO_IN | Internal | Shoulder | B11 | 25 | 909 | 0 | 83.54 | 81.53 | 2 | 0
2025 | PJM_ROR_2_MISO_IN | PJM_ROR | MISO_IN | Internal | Shoulder | B12 | 200 | 909 | 0 | 80.45 | 77.05 | 2 | 0
2025 | PJM_ROR_2_MISO_IN | PJM_ROR | MISO_IN | Internal | Shoulder | B13 | 600 | 909 | 0 | 77.65 | 75.01 | 2 | 0
2025 | PJM_ROR_2_MISO_IN | PJM_ROR | MISO_IN | Internal | Shoulder | B14 | 900 | 909 | 0 | 74.7 | 67.85 | 2 | 0
2025 | PJM_ROR_2_MISO_IN | PJM_ROR | MISO_IN | Internal | Shoulder | B15 | 1203 | 909 | 0 | 67.73 | 64.16 | 2 | 0
2025 | PJM_ROR_2_MISO_IN | PJM_ROR | MISO_IN | Internal | Summer | B1 | 10 | 909 | 0 | 111.52 | 109.52 | 2 | 0
2025 | PJM_ROR_2_MISO_IN | PJM_ROR | MISO_IN | Internal | Summer | B2 | 25 | 909 | 0 | 109.27 | 108.42 | 2 | 0
2025 | PJM_ROR_2_MISO_IN | PJM_ROR | MISO_IN | Internal | Summer | B3 | 75 | 909 | 0 | 109.27 | 107.27 | 2 | 0
2025 | PJM_ROR_2_MISO_IN | PJM_ROR | MISO_IN | Internal | Summer | B4 | 100 | 909 | 0 | 98.79 | 96.78 | 2 | 0
2025 | PJM_ROR_2_MISO_IN | PJM_ROR | MISO_IN | Internal | Summer | B5 | 200 | 909 | 0 | 92.4 | 87.21 | 2 | 0
2025 | PJM_ROR_2_MISO_IN | PJM_ROR | MISO_IN | Internal | Summer | B6 | 300 | 909 | 0 | 83.64 | 81.63 | 2 | 0
2025 | PJM_ROR_2_MISO_IN | PJM_ROR | MISO_IN | Internal | Summer | B7 | 400 | 909 | 0 | 82.26 | 78.25 | 2 | 0
2025 | PJM_ROR_2_MISO_IN | PJM_ROR | MISO_IN | Internal | Summer | B8 | 500 | 909 | 0 | 74.69 | 72.68 | 2 | 0
2025 | PJM_ROR_2_MISO_IN | PJM_ROR | MISO_IN | Internal | Summer | B9 | 800 | 909 | 0 | 69.55 | 66.38 | 2 | 0
2025 | PJM_ROR_2_MISO_IN | PJM_ROR | MISO_IN | Internal | Summer | B10 | 1262 | 909 | 0 | 60.49 | 58.48 | 2 | 0
2025 | PJM_ROR_2_MISO_IN | PJM_ROR | MISO_IN | Internal | Winter | B16 | 25 | 909 | 0 | 84.04 | 81.14 | 2 | 0
2025 | PJM_ROR_2_MISO_IN | PJM_ROR | MISO_IN | Internal | Winter | B17 | 100 | 909 | 0 | 84.04 | 78.14 | 2 | 0
2025 | PJM_ROR_2_MISO_IN | PJM_ROR | MISO_IN | Internal | Winter | B18 | 400 | 909 | 0 | 81.77 | 75.1 | 2 | 0
2025 | PJM_ROR_2_MISO_IN | PJM_ROR | MISO_IN | Internal | Winter | B19 | 700 | 909 | 0 | 78.5 | 73.12 | 2 | 0
2025 | PJM_ROR_2_MISO_IN | PJM_ROR | MISO_IN | Internal | Winter | B20 | 935 | 909 | 0 | 69.88 | 66.42 | 2 | 0
2025 | PJM_ROR_2_MISO_MI | PJM_ROR | MISO_MI | Internal | Shoulder | B11 | 25 | 1305 | 0 | 83.54 | 81.54 | 2 | 0
2025 | PJM_ROR_2_MISO_MI | PJM_ROR | MISO_MI | Internal | Shoulder | B12 | 200 | 1305 | 0 | 80.45 | 77.06 | 2 | 0
2025 | PJM_ROR_2_MISO_MI | PJM_ROR | MISO_MI | Internal | Shoulder | B13 | 600 | 1305 | 0 | 77.65 | 75.02 | 2 | 0
2025 | PJM_ROR_2_MISO_MI | PJM_ROR | MISO_MI | Internal | Shoulder | B14 | 900 | 1305 | 0 | 74.7 | 67.86 | 2 | 0
2025 | PJM_ROR_2_MISO_MI | PJM_ROR | MISO_MI | Internal | Shoulder | B15 | 1203 | 1305 | 0 | 67.73 | 64.17 | 2 | 0
2025 | PJM_ROR_2_MISO_MI | PJM_ROR | MISO_MI | Internal | Summer | B1 | 10 | 1305 | 0 | 111.52 | 109.53 | 2 | 0
2025 | PJM_ROR_2_MISO_MI | PJM_ROR | MISO_MI | Internal | Summer | B2 | 25 | 1305 | 0 | 109.27 | 108.43 | 2 | 0
2025 | PJM_ROR_2_MISO_MI | PJM_ROR | MISO_MI | Internal | Summer | B3 | 75 | 1305 | 0 | 109.27 | 107.28 | 2 | 0
2025 | PJM_ROR_2_MISO_MI | PJM_ROR | MISO_MI | Internal | Summer | B4 | 100 | 1305 | 0 | 98.79 | 96.79 | 2 | 0
2025 | PJM_ROR_2_MISO_MI | PJM_ROR | MISO_MI | Internal | Summer | B5 | 200 | 1305 | 0 | 92.4 | 87.23 | 2 | 0
2025 | PJM_ROR_2_MISO_MI | PJM_ROR | MISO_MI | Internal | Summer | B6 | 300 | 1305 | 0 | 83.64 | 81.64 | 2 | 0
2025 | PJM_ROR_2_MISO_MI | PJM_ROR | MISO_MI | Internal | Summer | B7 | 400 | 1305 | 0 | 82.26 | 78.26 | 2 | 0
2025 | PJM_ROR_2_MISO_MI | PJM_ROR | MISO_MI | Internal | Summer | B8 | 500 | 1305 | 0 | 74.69 | 72.69 | 2 | 0
2025 | PJM_ROR_2_MISO_MI | PJM_ROR | MISO_MI | Internal | Summer | B9 | 800 | 1305 | 0 | 69.55 | 66.39 | 2 | 0
2025 | PJM_ROR_2_MISO_MI | PJM_ROR | MISO_MI | Internal | Summer | B10 | 1262 | 1305 | 0 | 60.49 | 58.49 | 2 | 0
2025 | PJM_ROR_2_MISO_MI | PJM_ROR | MISO_MI | Internal | Winter | B16 | 25 | 1305 | 0 | 84.04 | 81.15 | 2 | 0
2025 | PJM_ROR_2_MISO_MI | PJM_ROR | MISO_MI | Internal | Winter | B17 | 100 | 1305 | 0 | 84.04 | 78.15 | 2 | 0
2025 | PJM_ROR_2_MISO_MI | PJM_ROR | MISO_MI | Internal | Winter | B18 | 400 | 1305 | 0 | 81.77 | 75.11 | 2 | 0
2025 | PJM_ROR_2_MISO_MI | PJM_ROR | MISO_MI | Internal | Winter | B19 | 700 | 1305 | 0 | 78.5 | 73.13 | 2 | 0
2025 | PJM_ROR_2_MISO_MI | PJM_ROR | MISO_MI | Internal | Winter | B20 | 935 | 1305 | 0 | 69.88 | 66.43 | 2 | 0
2025 | PJM_ROR_2_MISO_MO-IL | PJM_ROR | MISO_MO-IL | Internal | Shoulder | B11 | 25 | 1111 | 0 | 83.54 | 81.54 | 2 | 0
2025 | PJM_ROR_2_MISO_MO-IL | PJM_ROR | MISO_MO-IL | Internal | Shoulder | B12 | 200 | 1111 | 0 | 80.45 | 75.49 | 2 | 0
2025 | PJM_ROR_2_MISO_MO-IL | PJM_ROR | MISO_MO-IL | Internal | Shoulder | B13 | 600 | 1111 | 0 | 77.65 | 75 | 2 | 0
2025 | PJM_ROR_2_MISO_MO-IL | PJM_ROR | MISO_MO-IL | Internal | Shoulder | B14 | 900 | 1111 | 0 | 74.7 | 67.84 | 2 | 0
2025 | PJM_ROR_2_MISO_MO-IL | PJM_ROR | MISO_MO-IL | Internal | Shoulder | B15 | 1203 | 1111 | 0 | 67.73 | 64.15 | 2 | 0
2025 | PJM_ROR_2_MISO_MO-IL | PJM_ROR | MISO_MO-IL | Internal | Summer | B1 | 10 | 1111 | 0 | 111.52 | 109.53 | 2 | 0
2025 | PJM_ROR_2_MISO_MO-IL | PJM_ROR | MISO_MO-IL | Internal | Summer | B2 | 25 | 1111 | 0 | 109.27 | 108.43 | 2 | 0
2025 | PJM_ROR_2_MISO_MO-IL | PJM_ROR | MISO_MO-IL | Internal | Summer | B3 | 75 | 1111 | 0 | 109.27 | 107.29 | 2 | 0
2025 | PJM_ROR_2_MISO_MO-IL | PJM_ROR | MISO_MO-IL | Internal | Summer | B4 | 100 | 1111 | 0 | 98.79 | 97.22 | 2 | 0
2025 | PJM_ROR_2_MISO_MO-IL | PJM_ROR | MISO_MO-IL | Internal | Summer | B5 | 200 | 1111 | 0 | 92.4 | 90.42 | 2 | 0
2025 | PJM_ROR_2_MISO_MO-IL | PJM_ROR | MISO_MO-IL | Internal | Summer | B6 | 300 | 1111 | 0 | 83.64 | 81.64 | 2 | 0
2025 | PJM_ROR_2_MISO_MO-IL | PJM_ROR | MISO_MO-IL | Internal | Summer | B7 | 400 | 1111 | 0 | 82.26 | 78.26 | 2 | 0
2025 | PJM_ROR_2_MISO_MO-IL | PJM_ROR | MISO_MO-IL | Internal | Summer | B8 | 500 | 1111 | 0 | 74.69 | 72.69 | 2 | 0
2025 | PJM_ROR_2_MISO_MO-IL | PJM_ROR | MISO_MO-IL | Internal | Summer | B9 | 800 | 1111 | 0 | 69.55 | 66.39 | 2 | 0
2025 | PJM_ROR_2_MISO_MO-IL | PJM_ROR | MISO_MO-IL | Internal | Summer | B10 | 1262 | 1111 | 0 | 60.49 | 58.49 | 2 | 0
2025 | PJM_ROR_2_MISO_MO-IL | PJM_ROR | MISO_MO-IL | Internal | Winter | B16 | 25 | 1111 | 0 | 84.04 | 81.13 | 2 | 0
2025 | PJM_ROR_2_MISO_MO-IL | PJM_ROR | MISO_MO-IL | Internal | Winter | B17 | 100 | 1111 | 0 | 84.04 | 78.12 | 2 | 0
2025 | PJM_ROR_2_MISO_MO-IL | PJM_ROR | MISO_MO-IL | Internal | Winter | B18 | 400 | 1111 | 0 | 81.77 | 75.08 | 2 | 0
2025 | PJM_ROR_2_MISO_MO-IL | PJM_ROR | MISO_MO-IL | Internal | Winter | B19 | 700 | 1111 | 0 | 78.5 | 73.12 | 2 | 0
2025 | PJM_ROR_2_MISO_MO-IL | PJM_ROR | MISO_MO-IL | Internal | Winter | B20 | 935 | 1111 | 0 | 69.88 | 66.43 | 2 | 0
2025 | PJM_ROR_2_MISO_W | PJM_ROR | MISO_W | Internal | Shoulder | B11 | 25 | 709 | 0 | 83.54 | 81.2 | 2 | 0
2025 | PJM_ROR_2_MISO_W | PJM_ROR | MISO_W | Internal | Shoulder | B12 | 200 | 709 | 0 | 80.45 | 67.39 | 2 | 0
2025 | PJM_ROR_2_MISO_W | PJM_ROR | MISO_W | Internal | Shoulder | B13 | 600 | 709 | 0 | 77.65 | 62.82 | 2 | 0
2025 | PJM_ROR_2_MISO_W | PJM_ROR | MISO_W | Internal | Shoulder | B14 | 900 | 709 | 0 | 74.7 | 54.7 | 2 | 0
2025 | PJM_ROR_2_MISO_W | PJM_ROR | MISO_W | Internal | Shoulder | B15 | 1203 | 709 | 0 | 67.73 | 53.92 | 2 | 0
2025 | PJM_ROR_2_MISO_W | PJM_ROR | MISO_W | Internal | Summer | B1 | 10 | 709 | 0 | 111.52 | 109.52 | 2 | 0
2025 | PJM_ROR_2_MISO_W | PJM_ROR | MISO_W | Internal | Summer | B2 | 25 | 709 | 0 | 109.27 | 107.43 | 2 | 0
2025 | PJM_ROR_2_MISO_W | PJM_ROR | MISO_W | Internal | Summer | B3 | 75 | 709 | 0 | 109.27 | 107.28 | 2 | 0
2025 | PJM_ROR_2_MISO_W | PJM_ROR | MISO_W | Internal | Summer | B4 | 100 | 709 | 0 | 98.79 | 97.21 | 2 | 0
2025 | PJM_ROR_2_MISO_W | PJM_ROR | MISO_W | Internal | Summer | B5 | 200 | 709 | 0 | 92.4 | 90.4 | 2 | 0
2025 | PJM_ROR_2_MISO_W | PJM_ROR | MISO_W | Internal | Summer | B6 | 300 | 709 | 0 | 83.64 | 81.64 | 2 | 0
2025 | PJM_ROR_2_MISO_W | PJM_ROR | MISO_W | Internal | Summer | B7 | 400 | 709 | 0 | 82.26 | 77.56 | 2 | 0
2025 | PJM_ROR_2_MISO_W | PJM_ROR | MISO_W | Internal | Summer | B8 | 500 | 709 | 0 | 74.69 | 65.07 | 2 | 0
2025 | PJM_ROR_2_MISO_W | PJM_ROR | MISO_W | Internal | Summer | B9 | 800 | 709 | 0 | 69.55 | 63.15 | 2 | 0
2025 | PJM_ROR_2_MISO_W | PJM_ROR | MISO_W | Internal | Summer | B10 | 1262 | 709 | 0 | 60.49 | 53.36 | 2 | 0
2025 | PJM_ROR_2_MISO_W | PJM_ROR | MISO_W | Internal | Winter | B16 | 25 | 709 | 0 | 84.04 | 56.71 | 2 | 0
2025 | PJM_ROR_2_MISO_W | PJM_ROR | MISO_W | Internal | Winter | B17 | 100 | 709 | 0 | 84.04 | 57.66 | 2 | 0
2025 | PJM_ROR_2_MISO_W | PJM_ROR | MISO_W | Internal | Winter | B18 | 400 | 709 | 0 | 81.77 | 63.7 | 2 | 0
2025 | PJM_ROR_2_MISO_W | PJM_ROR | MISO_W | Internal | Winter | B19 | 700 | 709 | 0 | 78.5 | 63.7 | 2 | 0
2025 | PJM_ROR_2_MISO_W | PJM_ROR | MISO_W | Internal | Winter | B20 | 935 | 709 | 0 | 69.88 | 56.94 | 2 | 0
2025 | PJM_ROR_2_MISO_WUMS | PJM_ROR | MISO_WUMS | Internal | Shoulder | B11 | 25 | 1467 | 0 | 83.54 | 81.21 | 2 | 0
2025 | PJM_ROR_2_MISO_WUMS | PJM_ROR | MISO_WUMS | Internal | Shoulder | B12 | 200 | 1467 | 0 | 80.45 | 67.4 | 2 | 0
2025 | PJM_ROR_2_MISO_WUMS | PJM_ROR | MISO_WUMS | Internal | Shoulder | B13 | 600 | 1467 | 0 | 77.65 | 67.4 | 2 | 0
2025 | PJM_ROR_2_MISO_WUMS | PJM_ROR | MISO_WUMS | Internal | Shoulder | B14 | 900 | 1467 | 0 | 74.7 | 67.4 | 2 | 0
2025 | PJM_ROR_2_MISO_WUMS | PJM_ROR | MISO_WUMS | Internal | Shoulder | B15 | 1203 | 1467 | 0 | 67.73 | 58.73 | 2 | 0
2025 | PJM_ROR_2_MISO_WUMS | PJM_ROR | MISO_WUMS | Internal | Summer | B1 | 10 | 1467 | 0 | 111.52 | 109.52 | 2 | 0
2025 | PJM_ROR_2_MISO_WUMS | PJM_ROR | MISO_WUMS | Internal | Summer | B2 | 25 | 1467 | 0 | 109.27 | 107.44 | 2 | 0
2025 | PJM_ROR_2_MISO_WUMS | PJM_ROR | MISO_WUMS | Internal | Summer | B3 | 75 | 1467 | 0 | 109.27 | 107.27 | 2 | 0
2025 | PJM_ROR_2_MISO_WUMS | PJM_ROR | MISO_WUMS | Internal | Summer | B4 | 100 | 1467 | 0 | 98.79 | 96.79 | 2 | 0
2025 | PJM_ROR_2_MISO_WUMS | PJM_ROR | MISO_WUMS | Internal | Summer | B5 | 200 | 1467 | 0 | 92.4 | 87.24 | 2 | 0
2025 | PJM_ROR_2_MISO_WUMS | PJM_ROR | MISO_WUMS | Internal | Summer | B6 | 300 | 1467 | 0 | 83.64 | 81.63 | 2 | 0
2025 | PJM_ROR_2_MISO_WUMS | PJM_ROR | MISO_WUMS | Internal | Summer | B7 | 400 | 1467 | 0 | 82.26 | 77.57 | 2 | 0
2025 | PJM_ROR_2_MISO_WUMS | PJM_ROR | MISO_WUMS | Internal | Summer | B8 | 500 | 1467 | 0 | 74.69 | 65.96 | 2 | 0
2025 | PJM_ROR_2_MISO_WUMS | PJM_ROR | MISO_WUMS | Internal | Summer | B9 | 800 | 1467 | 0 | 69.55 | 63.4 | 2 | 0
2025 | PJM_ROR_2_MISO_WUMS | PJM_ROR | MISO_WUMS | Internal | Summer | B10 | 1262 | 1467 | 0 | 60.49 | 57.51 | 2 | 0
2025 | PJM_ROR_2_MISO_WUMS | PJM_ROR | MISO_WUMS | Internal | Winter | B16 | 25 | 1467 | 0 | 84.04 | 76.56 | 2 | 0
2025 | PJM_ROR_2_MISO_WUMS | PJM_ROR | MISO_WUMS | Internal | Winter | B17 | 100 | 1467 | 0 | 84.04 | 70.17 | 2 | 0
2025 | PJM_ROR_2_MISO_WUMS | PJM_ROR | MISO_WUMS | Internal | Winter | B18 | 400 | 1467 | 0 | 81.77 | 70.17 | 2 | 0
2025 | PJM_ROR_2_MISO_WUMS | PJM_ROR | MISO_WUMS | Internal | Winter | B19 | 700 | 1467 | 0 | 78.5 | 70.17 | 2 | 0
2025 | PJM_ROR_2_MISO_WUMS | PJM_ROR | MISO_WUMS | Internal | Winter | B20 | 935 | 1467 | 0 | 69.88 | 61.09 | 2 | 0
2025 | PJM_ROR_2_PJM_ROM | PJM_ROR | PJM_ROM | Internal | Shoulder | B11 | 25 | 8000 | 6123.57 | 83.54 | 83.55 | 0.01 | 0
2025 | PJM_ROR_2_PJM_ROM | PJM_ROR | PJM_ROM | Internal | Shoulder | B12 | 200 | 8000 | 4969.25 | 80.45 | 80.47 | 0.01 | 0
2025 | PJM_ROR_2_PJM_ROM | PJM_ROR | PJM_ROM | Internal | Shoulder | B13 | 600 | 8000 | 4621.34 | 77.65 | 77.66 | 0.01 | 0
2025 | PJM_ROR_2_PJM_ROM | PJM_ROR | PJM_ROM | Internal | Shoulder | B14 | 900 | 8000 | 6692.94 | 74.7 | 74.71 | 0.01 | 0
2025 | PJM_ROR_2_PJM_ROM | PJM_ROR | PJM_ROM | Internal | Shoulder | B15 | 1203 | 8000 | 8000 | 67.73 | 68.95 | 0.01 | 1.2
2025 | PJM_ROR_2_PJM_ROM | PJM_ROR | PJM_ROM | Internal | Summer | B1 | 10 | 8000 | 8000 | 111.52 | 311.01 | 0.01 | 199.48
2025 | PJM_ROR_2_PJM_ROM | PJM_ROR | PJM_ROM | Internal | Summer | B2 | 25 | 8000 | 8000 | 109.27 | 146.92 | 0.01 | 37.64
2025 | PJM_ROR_2_PJM_ROM | PJM_ROR | PJM_ROM | Internal | Summer | B3 | 75 | 8000 | 3676.63 | 109.27 | 109.28 | 0.01 | 0
2025 | PJM_ROR_2_PJM_ROM | PJM_ROR | PJM_ROM | Internal | Summer | B4 | 100 | 8000 | 4630.61 | 98.79 | 98.8 | 0.01 | 0
2025 | PJM_ROR_2_PJM_ROM | PJM_ROR | PJM_ROM | Internal | Summer | B5 | 200 | 8000 | 7183.96 | 92.4 | 92.42 | 0.01 | 0
2025 | PJM_ROR_2_PJM_ROM | PJM_ROR | PJM_ROM | Internal | Summer | B6 | 300 | 8000 | 8000 | 83.64 | 85.53 | 0.01 | 1.88
2025 | PJM_ROR_2_PJM_ROM | PJM_ROR | PJM_ROM | Internal | Summer | B7 | 400 | 8000 | 6621.22 | 82.26 | 82.28 | 0.01 | 0
2025 | PJM_ROR_2_PJM_ROM | PJM_ROR | PJM_ROM | Internal | Summer | B8 | 500 | 8000 | 5852.9 | 74.69 | 74.71 | 0.01 | 0
2025 | PJM_ROR_2_PJM_ROM | PJM_ROR | PJM_ROM | Internal | Summer | B9 | 800 | 8000 | 7965.29 | 69.55 | 69.56 | 0.01 | 0
2025 | PJM_ROR_2_PJM_ROM | PJM_ROR | PJM_ROM | Internal | Summer | B10 | 1262 | 8000 | 8000 | 60.49 | 66.45 | 0.01 | 5.94
2025 | PJM_ROR_2_PJM_ROM | PJM_ROR | PJM_ROM | Internal | Winter | B16 | 25 | 8000 | 8000 | 84.04 | 92.24 | 0.01 | 8.18
2025 | PJM_ROR_2_PJM_ROM | PJM_ROR | PJM_ROM | Internal | Winter | B17 | 100 | 8000 | 8000 | 84.04 | 84.4 | 0.01 | 0.34
2025 | PJM_ROR_2_PJM_ROM | PJM_ROR | PJM_ROM | Internal | Winter | B18 | 400 | 8000 | 7167.09 | 81.77 | 81.79 | 0.01 | 0
2025 | PJM_ROR_2_PJM_ROM | PJM_ROR | PJM_ROM | Internal | Winter | B19 | 700 | 8000 | 8000 | 78.5 | 80.53 | 0.01 | 2.02
2025 | PJM_ROR_2_PJM_ROM | PJM_ROR | PJM_ROM | Internal | Winter | B20 | 935 | 8000 | 8000 | 69.88 | 74.37 | 0.01 | 4.48
2025 | PJM_ROR_2_TVA_Transmission | PJM_ROR | TVA_Transmission | Internal | Shoulder | B11 | 25 | 2500 | 1293.97 | 83.54 | 89.54 | 6 | 0
2025 | PJM_ROR_2_TVA_Transmission | PJM_ROR | TVA_Transmission | Internal | Shoulder | B12 | 200 | 2500 | 0 | 80.45 | 79.76 | 6 | 0
2025 | PJM_ROR_2_TVA_Transmission | PJM_ROR | TVA_Transmission | Internal | Shoulder | B13 | 600 | 2500 | 0 | 77.65 | 78.06 | 6 | 0
2025 | PJM_ROR_2_TVA_Transmission | PJM_ROR | TVA_Transmission | Internal | Shoulder | B14 | 900 | 2500 | 0 | 74.7 | 75.55 | 6 | 0
2025 | PJM_ROR_2_TVA_Transmission | PJM_ROR | TVA_Transmission | Internal | Shoulder | B15 | 1203 | 2500 | 0 | 67.73 | 72.15 | 6 | 0
2025 | PJM_ROR_2_TVA_Transmission | PJM_ROR | TVA_Transmission | Internal | Summer | B1 | 10 | 2500 | 2500 | 111.52 | 117.53 | 6 | 0.01
2025 | PJM_ROR_2_TVA_Transmission | PJM_ROR | TVA_Transmission | Internal | Summer | B2 | 25 | 2500 | 2500 | 109.27 | 116.43 | 6 | 1.16
2025 | PJM_ROR_2_TVA_Transmission | PJM_ROR | TVA_Transmission | Internal | Summer | B3 | 75 | 2500 | 1638.55 | 109.27 | 115.27 | 6 | 0
2025 | PJM_ROR_2_TVA_Transmission | PJM_ROR | TVA_Transmission | Internal | Summer | B4 | 100 | 2500 | 2500 | 98.79 | 105.22 | 6 | 0.43
2025 | PJM_ROR_2_TVA_Transmission | PJM_ROR | TVA_Transmission | Internal | Summer | B5 | 200 | 2500 | 2500 | 92.4 | 98.42 | 6 | 0.01
2025 | PJM_ROR_2_TVA_Transmission | PJM_ROR | TVA_Transmission | Internal | Summer | B6 | 300 | 2500 | 0 | 83.64 | 89 | 6 | 0
2025 | PJM_ROR_2_TVA_Transmission | PJM_ROR | TVA_Transmission | Internal | Summer | B7 | 400 | 2500 | 0 | 82.26 | 86.26 | 6 | 0
2025 | PJM_ROR_2_TVA_Transmission | PJM_ROR | TVA_Transmission | Internal | Summer | B8 | 500 | 2500 | 0 | 74.69 | 78.41 | 6 | 0
2025 | PJM_ROR_2_TVA_Transmission | PJM_ROR | TVA_Transmission | Internal | Summer | B9 | 800 | 2500 | 0 | 69.55 | 71.45 | 6 | 0
2025 | PJM_ROR_2_TVA_Transmission | PJM_ROR | TVA_Transmission | Internal | Summer | B10 | 1262 | 2500 | 0 | 60.49 | 65.05 | 6 | 0
2025 | PJM_ROR_2_TVA_Transmission | PJM_ROR | TVA_Transmission | Internal | Winter | B16 | 25 | 2500 | 0 | 84.04 | 89.13 | 6 | 0
2025 | PJM_ROR_2_TVA_Transmission | PJM_ROR | TVA_Transmission | Internal | Winter | B17 | 100 | 2500 | 0 | 84.04 | 82.41 | 6 | 0
2025 | PJM_ROR_2_TVA_Transmission | PJM_ROR | TVA_Transmission | Internal | Winter | B18 | 400 | 2500 | 0 | 81.77 | 80.05 | 6 | 0
2025 | PJM_ROR_2_TVA_Transmission | PJM_ROR | TVA_Transmission | Internal | Winter | B19 | 700 | 2500 | 0 | 78.5 | 78.86 | 6 | 0
2025 | PJM_ROR_2_TVA_Transmission | PJM_ROR | TVA_Transmission | Internal | Winter | B20 | 935 | 2500 | 0 | 69.88 | 74.43 | 6 | 0
2025 | PJM_ROR_2_VACAR | PJM_ROR | VACAR | Internal | Shoulder | B11 | 25 | 3000 | 3000 | 83.54 | 91.54 | 6 | 2
2025 | PJM_ROR_2_VACAR | PJM_ROR | VACAR | Internal | Shoulder | B12 | 200 | 3000 | 229.57 | 80.45 | 86.45 | 6 | 0
2025 | PJM_ROR_2_VACAR | PJM_ROR | VACAR | Internal | Shoulder | B13 | 600 | 3000 | 0 | 77.65 | 79.97 | 6 | 0
2025 | PJM_ROR_2_VACAR | PJM_ROR | VACAR | Internal | Shoulder | B14 | 900 | 3000 | 0 | 74.7 | 76.26 | 6 | 0
2025 | PJM_ROR_2_VACAR | PJM_ROR | VACAR | Internal | Shoulder | B15 | 1203 | 3000 | 0 | 67.73 | 66.27 | 6 | 0
2025 | PJM_ROR_2_VACAR | PJM_ROR | VACAR | Internal | Summer | B1 | 10 | 3000 | 3000 | 111.52 | 121.06 | 6 | 3.55
2025 | PJM_ROR_2_VACAR | PJM_ROR | VACAR | Internal | Summer | B2 | 25 | 3000 | 3000 | 109.27 | 121.06 | 6 | 5.79
2025 | PJM_ROR_2_VACAR | PJM_ROR | VACAR | Internal | Summer | B3 | 75 | 3000 | 3000 | 109.27 | 121.06 | 6 | 5.79
2025 | PJM_ROR_2_VACAR | PJM_ROR | VACAR | Internal | Summer | B4 | 100 | 3000 | 3000 | 98.79 | 114.22 | 6 | 9.43
2025 | PJM_ROR_2_VACAR | PJM_ROR | VACAR | Internal | Summer | B5 | 200 | 3000 | 3000 | 92.4 | 105.04 | 6 | 6.64
2025 | PJM_ROR_2_VACAR | PJM_ROR | VACAR | Internal | Summer | B6 | 300 | 3000 | 3000 | 83.64 | 90.64 | 6 | 1
2025 | PJM_ROR_2_VACAR | PJM_ROR | VACAR | Internal | Summer | B7 | 400 | 3000 | 2478.36 | 82.26 | 88.26 | 6 | 0
2025 | PJM_ROR_2_VACAR | PJM_ROR | VACAR | Internal | Summer | B8 | 500 | 3000 | 0 | 74.69 | 79.23 | 6 | 0
2025 | PJM_ROR_2_VACAR | PJM_ROR | VACAR | Internal | Summer | B9 | 800 | 3000 | 0 | 69.55 | 64.45 | 6 | 0
2025 | PJM_ROR_2_VACAR | PJM_ROR | VACAR | Internal | Summer | B10 | 1262 | 3000 | 0 | 60.49 | 64.45 | 6 | 0
2025 | PJM_ROR_2_VACAR | PJM_ROR | VACAR | Internal | Winter | B16 | 25 | 3000 | 3000 | 84.04 | 102.88 | 6 | 12.83
2025 | PJM_ROR_2_VACAR | PJM_ROR | VACAR | Internal | Winter | B17 | 100 | 3000 | 3000 | 84.04 | 90.69 | 6 | 0.65
2025 | PJM_ROR_2_VACAR | PJM_ROR | VACAR | Internal | Winter | B18 | 400 | 3000 | 0 | 81.77 | 84.83 | 6 | 0
2025 | PJM_ROR_2_VACAR | PJM_ROR | VACAR | Internal | Winter | B19 | 700 | 3000 | 0 | 78.5 | 81.03 | 6 | 0
2025 | PJM_ROR_2_VACAR | PJM_ROR | VACAR | Internal | Winter | B20 | 935 | 3000 | 0 | 69.88 | 70.33 | 6 | 0
2025 | PJM_ROM_2_NYISO_A-F | PJM_ROM | NYISO_A-F | Internal | Shoulder | B11 | 25 | 2000 | 0 | 83.55 | 75.53 | 6 | 0
2025 | PJM_ROM_2_NYISO_A-F | PJM_ROM | NYISO_A-F | Internal | Shoulder | B12 | 200 | 2000 | 0 | 80.47 | 72.44 | 6 | 0
2025 | PJM_ROM_2_NYISO_A-F | PJM_ROM | NYISO_A-F | Internal | Shoulder | B13 | 600 | 2000 | 0 | 77.66 | 69.64 | 6 | 0
2025 | PJM_ROM_2_NYISO_A-F | PJM_ROM | NYISO_A-F | Internal | Shoulder | B14 | 900 | 2000 | 0 | 74.71 | 67.34 | 6 | 0
2025 | PJM_ROM_2_NYISO_A-F | PJM_ROM | NYISO_A-F | Internal | Shoulder | B15 | 1203 | 2000 | 0 | 68.95 | 67.34 | 6 | 0
2025 | PJM_ROM_2_NYISO_A-F | PJM_ROM | NYISO_A-F | Internal | Summer | B1 | 10 | 2000 | 0 | 311.01 | 109.53 | 6 | 0
2025 | PJM_ROM_2_NYISO_A-F | PJM_ROM | NYISO_A-F | Internal | Summer | B2 | 25 | 2000 | 0 | 146.92 | 108.43 | 6 | 0
2025 | PJM_ROM_2_NYISO_A-F | PJM_ROM | NYISO_A-F | Internal | Summer | B3 | 75 | 2000 | 0 | 109.28 | 89.12 | 6 | 0
2025 | PJM_ROM_2_NYISO_A-F | PJM_ROM | NYISO_A-F | Internal | Summer | B4 | 100 | 2000 | 0 | 98.8 | 80.39 | 6 | 0
2025 | PJM_ROM_2_NYISO_A-F | PJM_ROM | NYISO_A-F | Internal | Summer | B5 | 200 | 2000 | 0 | 92.42 | 74.1 | 6 | 0
2025 | PJM_ROM_2_NYISO_A-F | PJM_ROM | NYISO_A-F | Internal | Summer | B6 | 300 | 2000 | 0 | 85.53 | 74.1 | 6 | 0
2025 | PJM_ROM_2_NYISO_A-F | PJM_ROM | NYISO_A-F | Internal | Summer | B7 | 400 | 2000 | 0 | 82.28 | 74.1 | 6 | 0
2025 | PJM_ROM_2_NYISO_A-F | PJM_ROM | NYISO_A-F | Internal | Summer | B8 | 500 | 2000 | 0 | 74.71 | 66.68 | 6 | 0
2025 | PJM_ROM_2_NYISO_A-F | PJM_ROM | NYISO_A-F | Internal | Summer | B9 | 800 | 2000 | 0 | 69.56 | 65.06 | 6 | 0
2025 | PJM_ROM_2_NYISO_A-F | PJM_ROM | NYISO_A-F | Internal | Summer | B10 | 1262 | 2000 | 0 | 66.45 | 65.06 | 6 | 0
2025 | PJM_ROM_2_NYISO_A-F | PJM_ROM | NYISO_A-F | Internal | Winter | B16 | 25 | 2000 | 0 | 92.24 | 78.34 | 6 | 0
2025 | PJM_ROM_2_NYISO_A-F | PJM_ROM | NYISO_A-F | Internal | Winter | B17 | 100 | 2000 | 0 | 84.4 | 76.4 | 6 | 0
2025 | PJM_ROM_2_NYISO_A-F | PJM_ROM | NYISO_A-F | Internal | Winter | B18 | 400 | 2000 | 0 | 81.79 | 72.56 | 6 | 0
2025 | PJM_ROM_2_NYISO_A-F | PJM_ROM | NYISO_A-F | Internal | Winter | B19 | 700 | 2000 | 0 | 80.53 | 72.56 | 6 | 0
2025 | PJM_ROM_2_NYISO_A-F | PJM_ROM | NYISO_A-F | Internal | Winter | B20 | 935 | 2000 | 0 | 74.37 | 72.56 | 6 | 0
2025 | PJM_ROM_2_PJM_E | PJM_ROM | PJM_E | Internal | Shoulder | B11 | 25 | 8000 | 0 | 83.55 | 83.54 | 0.01 | 0
2025 | PJM_ROM_2_PJM_E | PJM_ROM | PJM_E | Internal | Shoulder | B12 | 200 | 8000 | 0 | 80.47 | 80.45 | 0.01 | 0
2025 | PJM_ROM_2_PJM_E | PJM_ROM | PJM_E | Internal | Shoulder | B13 | 600 | 8000 | 0 | 77.66 | 77.65 | 0.01 | 0
2025 | PJM_ROM_2_PJM_E | PJM_ROM | PJM_E | Internal | Shoulder | B14 | 900 | 8000 | 0 | 74.71 | 74.7 | 0.01 | 0
2025 | PJM_ROM_2_PJM_E | PJM_ROM | PJM_E | Internal | Shoulder | B15 | 1203 | 8000 | 0 | 68.95 | 68.94 | 0.01 | 0
2025 | PJM_ROM_2_PJM_E | PJM_ROM | PJM_E | Internal | Summer | B1 | 10 | 8000 | 2488.38 | 311.01 | 311.02 | 0.01 | 0
2025 | PJM_ROM_2_PJM_E | PJM_ROM | PJM_E | Internal | Summer | B2 | 25 | 8000 | 3043.81 | 146.92 | 146.93 | 0.01 | 0
2025 | PJM_ROM_2_PJM_E | PJM_ROM | PJM_E | Internal | Summer | B3 | 75 | 8000 | 0 | 109.28 | 109.27 | 0.01 | 0
2025 | PJM_ROM_2_PJM_E | PJM_ROM | PJM_E | Internal | Summer | B4 | 100 | 8000 | 1047.21 | 98.8 | 98.81 | 0.01 | 0
2025 | PJM_ROM_2_PJM_E | PJM_ROM | PJM_E | Internal | Summer | B5 | 200 | 8000 | 1037.89 | 92.42 | 92.43 | 0.01 | 0
2025 | PJM_ROM_2_PJM_E | PJM_ROM | PJM_E | Internal | Summer | B6 | 300 | 8000 | 0 | 85.53 | 85.52 | 0.01 | 0
2025 | PJM_ROM_2_PJM_E | PJM_ROM | PJM_E | Internal | Summer | B7 | 400 | 8000 | 0 | 82.28 | 82.26 | 0.01 | 0
2025 | PJM_ROM_2_PJM_E | PJM_ROM | PJM_E | Internal | Summer | B8 | 500 | 8000 | 0 | 74.71 | 74.69 | 0.01 | 0
2025 | PJM_ROM_2_PJM_E | PJM_ROM | PJM_E | Internal | Summer | B9 | 800 | 8000 | 0 | 69.56 | 69.55 | 0.01 | 0
2025 | PJM_ROM_2_PJM_E | PJM_ROM | PJM_E | Internal | Summer | B10 | 1262 | 8000 | 0 | 66.45 | 66.44 | 0.01 | 0
2025 | PJM_ROM_2_PJM_E | PJM_ROM | PJM_E | Internal | Winter | B16 | 25 | 8000 | 234.43 | 92.24 | 92.25 | 0.01 | 0
2025 | PJM_ROM_2_PJM_E | PJM_ROM | PJM_E | Internal | Winter | B17 | 100 | 8000 | 160.53 | 84.4 | 84.41 | 0.01 | 0
2025 | PJM_ROM_2_PJM_E | PJM_ROM | PJM_E | Internal | Winter | B18 | 400 | 8000 | 0 | 81.79 | 81.77 | 0.01 | 0
2025 | PJM_ROM_2_PJM_E | PJM_ROM | PJM_E | Internal | Winter | B19 | 700 | 8000 | 0 | 80.53 | 80.52 | 0.01 | 0
2025 | PJM_ROM_2_PJM_E | PJM_ROM | PJM_E | Internal | Winter | B20 | 935 | 8000 | 754.18 | 74.37 | 74.38 | 0.01 | 0
2025 | PJM_ROM_2_PJM_ROR | PJM_ROM | PJM_ROR | Internal | Shoulder | B11 | 25 | 8000 | 0 | 83.55 | 83.54 | 0.01 | 0
2025 | PJM_ROM_2_PJM_ROR | PJM_ROM | PJM_ROR | Internal | Shoulder | B12 | 200 | 8000 | 0 | 80.47 | 80.45 | 0.01 | 0
2025 | PJM_ROM_2_PJM_ROR | PJM_ROM | PJM_ROR | Internal | Shoulder | B13 | 600 | 8000 | 0 | 77.66 | 77.65 | 0.01 | 0
2025 | PJM_ROM_2_PJM_ROR | PJM_ROM | PJM_ROR | Internal | Shoulder | B14 | 900 | 8000 | 0 | 74.71 | 74.7 | 0.01 | 0
2025 | PJM_ROM_2_PJM_ROR | PJM_ROM | PJM_ROR | Internal | Shoulder | B15 | 1203 | 8000 | 0 | 68.95 | 67.73 | 0.01 | 0
2025 | PJM_ROM_2_PJM_ROR | PJM_ROM | PJM_ROR | Internal | Summer | B1 | 10 | 8000 | 0 | 311.01 | 111.52 | 0.01 | 0
2025 | PJM_ROM_2_PJM_ROR | PJM_ROM | PJM_ROR | Internal | Summer | B2 | 25 | 8000 | 0 | 146.92 | 109.27 | 0.01 | 0
2025 | PJM_ROM_2_PJM_ROR | PJM_ROM | PJM_ROR | Internal | Summer | B3 | 75 | 8000 | 0 | 109.28 | 109.27 | 0.01 | 0
2025 | PJM_ROM_2_PJM_ROR | PJM_ROM | PJM_ROR | Internal | Summer | B4 | 100 | 8000 | 0 | 98.8 | 98.79 | 0.01 | 0
2025 | PJM_ROM_2_PJM_ROR | PJM_ROM | PJM_ROR | Internal | Summer | B5 | 200 | 8000 | 0 | 92.42 | 92.4 | 0.01 | 0
2025 | PJM_ROM_2_PJM_ROR | PJM_ROM | PJM_ROR | Internal | Summer | B6 | 300 | 8000 | 0 | 85.53 | 83.64 | 0.01 | 0
2025 | PJM_ROM_2_PJM_ROR | PJM_ROM | PJM_ROR | Internal | Summer | B7 | 400 | 8000 | 0 | 82.28 | 82.26 | 0.01 | 0
2025 | PJM_ROM_2_PJM_ROR | PJM_ROM | PJM_ROR | Internal | Summer | B8 | 500 | 8000 | 0 | 74.71 | 74.69 | 0.01 | 0
2025 | PJM_ROM_2_PJM_ROR | PJM_ROM | PJM_ROR | Internal | Summer | B9 | 800 | 8000 | 0 | 69.56 | 69.55 | 0.01 | 0
2025 | PJM_ROM_2_PJM_ROR | PJM_ROM | PJM_ROR | Internal | Summer | B10 | 1262 | 8000 | 0 | 66.45 | 60.49 | 0.01 | 0
2025 | PJM_ROM_2_PJM_ROR | PJM_ROM | PJM_ROR | Internal | Winter | B16 | 25 | 8000 | 0 | 92.24 | 84.04 | 0.01 | 0
2025 | PJM_ROM_2_PJM_ROR | PJM_ROM | PJM_ROR | Internal | Winter | B17 | 100 | 8000 | 0 | 84.4 | 84.04 | 0.01 | 0
2025 | PJM_ROM_2_PJM_ROR | PJM_ROM | PJM_ROR | Internal | Winter | B18 | 400 | 8000 | 0 | 81.79 | 81.77 | 0.01 | 0
2025 | PJM_ROM_2_PJM_ROR | PJM_ROM | PJM_ROR | Internal | Winter | B19 | 700 | 8000 | 0 | 80.53 | 78.5 | 0.01 | 0
2025 | PJM_ROM_2_PJM_ROR | PJM_ROM | PJM_ROR | Internal | Winter | B20 | 935 | 8000 | 0 | 74.37 | 69.88 | 0.01 | 0
2025 | SOCO_2_ENT | SOCO | ENT | Internal | Shoulder | B11 | 25 | 2400 | 0 | 98.54 | 86.19 | 10 | 0
2025 | SOCO_2_ENT | SOCO | ENT | Internal | Shoulder | B12 | 200 | 2400 | 0 | 76.45 | 73.68 | 10 | 0
2025 | SOCO_2_ENT | SOCO | ENT | Internal | Shoulder | B13 | 600 | 2400 | 0 | 73.5 | 73.14 | 10 | 0
2025 | SOCO_2_ENT | SOCO | ENT | Internal | Shoulder | B14 | 900 | 2400 | 0 | 73.5 | 70.69 | 10 | 0
2025 | SOCO_2_ENT | SOCO | ENT | Internal | Shoulder | B15 | 1203 | 2400 | 0 | 72.62 | 70.69 | 10 | 0
2025 | SOCO_2_ENT | SOCO | ENT | Internal | Summer | B1 | 10 | 2400 | 0 | 126.53 | 117.53 | 10 | 0
2025 | SOCO_2_ENT | SOCO | ENT | Internal | Summer | B2 | 25 | 2400 | 0 | 120.44 | 112.44 | 10 | 0
2025 | SOCO_2_ENT | SOCO | ENT | Internal | Summer | B3 | 75 | 2400 | 0 | 120.44 | 112.44 | 10 | 0
2025 | SOCO_2_ENT | SOCO | ENT | Internal | Summer | B4 | 100 | 2400 | 0 | 118.06 | 105.22 | 10 | 0
2025 | SOCO_2_ENT | SOCO | ENT | Internal | Summer | B5 | 200 | 2400 | 0 | 112.04 | 98.42 | 10 | 0
2025 | SOCO_2_ENT | SOCO | ENT | Internal | Summer | B6 | 300 | 2400 | 0 | 97.64 | 89.64 | 10 | 0
2025 | SOCO_2_ENT | SOCO | ENT | Internal | Summer | B7 | 400 | 2400 | 0 | 95.26 | 80.34 | 10 | 0
2025 | SOCO_2_ENT | SOCO | ENT | Internal | Summer | B8 | 500 | 2400 | 0 | 86.23 | 72.16 | 10 | 0
2025 | SOCO_2_ENT | SOCO | ENT | Internal | Summer | B9 | 800 | 2400 | 0 | 71.45 | 71.63 | 10 | 0
2025 | SOCO_2_ENT | SOCO | ENT | Internal | Summer | B10 | 1262 | 2400 | 0 | 71.22 | 66.49 | 10 | 0
2025 | SOCO_2_ENT | SOCO | ENT | Internal | Winter | B16 | 25 | 2400 | 0 | 98.13 | 81.13 | 10 | 0
2025 | SOCO_2_ENT | SOCO | ENT | Internal | Winter | B17 | 100 | 2400 | 0 | 80.69 | 74.41 | 10 | 0
2025 | SOCO_2_ENT | SOCO | ENT | Internal | Winter | B18 | 400 | 2400 | 0 | 75.5 | 75.08 | 10 | 0
2025 | SOCO_2_ENT | SOCO | ENT | Internal | Winter | B19 | 700 | 2400 | 0 | 75.5 | 73.56 | 10 | 0
2025 | SOCO_2_ENT | SOCO | ENT | Internal | Winter | B20 | 935 | 2400 | 0 | 75.5 | 73.56 | 10 | 0
2025 | SOCO_2_FRCC | SOCO | FRCC | Internal | Shoulder | B11 | 25 | 3700 | 3467.18 | 98.54 | 108.54 | 10 | 0
2025 | SOCO_2_FRCC | SOCO | FRCC | Internal | Shoulder | B12 | 200 | 3700 | 0 | 76.45 | 81.24 | 10 | 0
2025 | SOCO_2_FRCC | SOCO | FRCC | Internal | Shoulder | B13 | 600 | 3700 | 0 | 73.5 | 78.29 | 10 | 0
2025 | SOCO_2_FRCC | SOCO | FRCC | Internal | Shoulder | B14 | 900 | 3700 | 0 | 73.5 | 77.85 | 10 | 0
2025 | SOCO_2_FRCC | SOCO | FRCC | Internal | Shoulder | B15 | 1203 | 3700 | 0 | 72.62 | 77.85 | 10 | 0
2025 | SOCO_2_FRCC | SOCO | FRCC | Internal | Summer | B1 | 10 | 3700 | 1106.52 | 126.53 | 136.53 | 10 | 0
2025 | SOCO_2_FRCC | SOCO | FRCC | Internal | Summer | B2 | 25 | 3700 | 0 | 120.44 | 125.11 | 10 | 0
2025 | SOCO_2_FRCC | SOCO | FRCC | Internal | Summer | B3 | 75 | 3700 | 0 | 120.44 | 125.11 | 10 | 0
2025 | SOCO_2_FRCC | SOCO | FRCC | Internal | Summer | B4 | 100 | 3700 | 0 | 118.06 | 125.11 | 10 | 0
2025 | SOCO_2_FRCC | SOCO | FRCC | Internal | Summer | B5 | 200 | 3700 | 2258.32 | 112.04 | 122.04 | 10 | 0
2025 | SOCO_2_FRCC | SOCO | FRCC | Internal | Summer | B6 | 300 | 3700 | 0 | 97.64 | 99.65 | 10 | 0
2025 | SOCO_2_FRCC | SOCO | FRCC | Internal | Summer | B7 | 400 | 3700 | 0 | 95.26 | 91.75 | 10 | 0
2025 | SOCO_2_FRCC | SOCO | FRCC | Internal | Summer | B8 | 500 | 3700 | 0 | 86.23 | 80.4 | 10 | 0
2025 | SOCO_2_FRCC | SOCO | FRCC | Internal | Summer | B9 | 800 | 3700 | 0 | 71.45 | 77.04 | 10 | 0
2025 | SOCO_2_FRCC | SOCO | FRCC | Internal | Summer | B10 | 1262 | 3700 | 0 | 71.22 | 77.04 | 10 | 0
2025 | SOCO_2_FRCC | SOCO | FRCC | Internal | Winter | B16 | 25 | 3700 | 0 | 98.13 | 99.17 | 10 | 0
2025 | SOCO_2_FRCC | SOCO | FRCC | Internal | Winter | B17 | 100 | 3700 | 0 | 80.69 | 80.3 | 10 | 0
2025 | SOCO_2_FRCC | SOCO | FRCC | Internal | Winter | B18 | 400 | 3700 | 0 | 75.5 | 80.3 | 10 | 0
2025 | SOCO_2_FRCC | SOCO | FRCC | Internal | Winter | B19 | 700 | 3700 | 0 | 75.5 | 80.3 | 10 | 0
2025 | SOCO_2_FRCC | SOCO | FRCC | Internal | Winter | B20 | 935 | 3700 | 0 | 75.5 | 80.3 | 10 | 0
2025 | SOCO_2_TVA_Transmission | SOCO | TVA_Transmission | Internal | Shoulder | B11 | 25 | 2600 | 0 | 98.54 | 89.54 | 10 | 0
2025 | SOCO_2_TVA_Transmission | SOCO | TVA_Transmission | Internal | Shoulder | B12 | 200 | 2600 | 0 | 76.45 | 79.76 | 10 | 0
2025 | SOCO_2_TVA_Transmission | SOCO | TVA_Transmission | Internal | Shoulder | B13 | 600 | 2600 | 0 | 73.5 | 78.06 | 10 | 0
2025 | SOCO_2_TVA_Transmission | SOCO | TVA_Transmission | Internal | Shoulder | B14 | 900 | 2600 | 0 | 73.5 | 75.55 | 10 | 0
2025 | SOCO_2_TVA_Transmission | SOCO | TVA_Transmission | Internal | Shoulder | B15 | 1203 | 2600 | 0 | 72.62 | 72.15 | 10 | 0
2025 | SOCO_2_TVA_Transmission | SOCO | TVA_Transmission | Internal | Summer | B1 | 10 | 2600 | 0 | 126.53 | 117.53 | 10 | 0
2025 | SOCO_2_TVA_Transmission | SOCO | TVA_Transmission | Internal | Summer | B2 | 25 | 2600 | 0 | 120.44 | 116.43 | 10 | 0
2025 | SOCO_2_TVA_Transmission | SOCO | TVA_Transmission | Internal | Summer | B3 | 75 | 2600 | 0 | 120.44 | 115.27 | 10 | 0
2025 | SOCO_2_TVA_Transmission | SOCO | TVA_Transmission | Internal | Summer | B4 | 100 | 2600 | 0 | 118.06 | 105.22 | 10 | 0
2025 | SOCO_2_TVA_Transmission | SOCO | TVA_Transmission | Internal | Summer | B5 | 200 | 2600 | 0 | 112.04 | 98.42 | 10 | 0
2025 | SOCO_2_TVA_Transmission | SOCO | TVA_Transmission | Internal | Summer | B6 | 300 | 2600 | 0 | 97.64 | 89 | 10 | 0
2025 | SOCO_2_TVA_Transmission | SOCO | TVA_Transmission | Internal | Summer | B7 | 400 | 2600 | 0 | 95.26 | 86.26 | 10 | 0
2025 | SOCO_2_TVA_Transmission | SOCO | TVA_Transmission | Internal | Summer | B8 | 500 | 2600 | 0 | 86.23 | 78.41 | 10 | 0
2025 | SOCO_2_TVA_Transmission | SOCO | TVA_Transmission | Internal | Summer | B9 | 800 | 2600 | 0 | 71.45 | 71.45 | 10 | 0
2025 | SOCO_2_TVA_Transmission | SOCO | TVA_Transmission | Internal | Summer | B10 | 1262 | 2600 | 0 | 71.22 | 65.05 | 10 | 0
2025 | SOCO_2_TVA_Transmission | SOCO | TVA_Transmission | Internal | Winter | B16 | 25 | 2600 | 0 | 98.13 | 89.13 | 10 | 0
2025 | SOCO_2_TVA_Transmission | SOCO | TVA_Transmission | Internal | Winter | B17 | 100 | 2600 | 0 | 80.69 | 82.41 | 10 | 0
2025 | SOCO_2_TVA_Transmission | SOCO | TVA_Transmission | Internal | Winter | B18 | 400 | 2600 | 0 | 75.5 | 80.05 | 10 | 0
2025 | SOCO_2_TVA_Transmission | SOCO | TVA_Transmission | Internal | Winter | B19 | 700 | 2600 | 0 | 75.5 | 78.86 | 10 | 0
2025 | SOCO_2_TVA_Transmission | SOCO | TVA_Transmission | Internal | Winter | B20 | 935 | 2600 | 0 | 75.5 | 74.43 | 10 | 0
2025 | SOCO_2_VACAR | SOCO | VACAR | Internal | Shoulder | B11 | 25 | 2000 | 0 | 98.54 | 91.54 | 10 | 0
2025 | SOCO_2_VACAR | SOCO | VACAR | Internal | Shoulder | B12 | 200 | 2000 | 15.48 | 76.45 | 86.45 | 10 | 0
2025 | SOCO_2_VACAR | SOCO | VACAR | Internal | Shoulder | B13 | 600 | 2000 | 0 | 73.5 | 79.97 | 10 | 0
2025 | SOCO_2_VACAR | SOCO | VACAR | Internal | Shoulder | B14 | 900 | 2000 | 0 | 73.5 | 76.26 | 10 | 0
2025 | SOCO_2_VACAR | SOCO | VACAR | Internal | Shoulder | B15 | 1203 | 2000 | 0 | 72.62 | 66.27 | 10 | 0
2025 | SOCO_2_VACAR | SOCO | VACAR | Internal | Summer | B1 | 10 | 2000 | 0 | 126.53 | 121.06 | 10 | 0
2025 | SOCO_2_VACAR | SOCO | VACAR | Internal | Summer | B2 | 25 | 2000 | 0 | 120.44 | 121.06 | 10 | 0
2025 | SOCO_2_VACAR | SOCO | VACAR | Internal | Summer | B3 | 75 | 2000 | 0 | 120.44 | 121.06 | 10 | 0
2025 | SOCO_2_VACAR | SOCO | VACAR | Internal | Summer | B4 | 100 | 2000 | 0 | 118.06 | 114.22 | 10 | 0
2025 | SOCO_2_VACAR | SOCO | VACAR | Internal | Summer | B5 | 200 | 2000 | 0 | 112.04 | 105.04 | 10 | 0
2025 | SOCO_2_VACAR | SOCO | VACAR | Internal | Summer | B6 | 300 | 2000 | 0 | 97.64 | 90.64 | 10 | 0
2025 | SOCO_2_VACAR | SOCO | VACAR | Internal | Summer | B7 | 400 | 2000 | 0 | 95.26 | 88.26 | 10 | 0
2025 | SOCO_2_VACAR | SOCO | VACAR | Internal | Summer | B8 | 500 | 2000 | 0 | 86.23 | 79.23 | 10 | 0
2025 | SOCO_2_VACAR | SOCO | VACAR | Internal | Summer | B9 | 800 | 2000 | 0 | 71.45 | 64.45 | 10 | 0
2025 | SOCO_2_VACAR | SOCO | VACAR | Internal | Summer | B10 | 1262 | 2000 | 0 | 71.22 | 64.45 | 10 | 0
2025 | SOCO_2_VACAR | SOCO | VACAR | Internal | Winter | B16 | 25 | 2000 | 0 | 98.13 | 102.88 | 10 | 0
2025 | SOCO_2_VACAR | SOCO | VACAR | Internal | Winter | B17 | 100 | 2000 | 688.47 | 80.69 | 90.69 | 10 | 0
2025 | SOCO_2_VACAR | SOCO | VACAR | Internal | Winter | B18 | 400 | 2000 | 0 | 75.5 | 84.83 | 10 | 0
2025 | SOCO_2_VACAR | SOCO | VACAR | Internal | Winter | B19 | 700 | 2000 | 0 | 75.5 | 81.03 | 10 | 0
2025 | SOCO_2_VACAR | SOCO | VACAR | Internal | Winter | B20 | 935 | 2000 | 0 | 75.5 | 70.33 | 10 | 0
2025 | SPP_N_2_ENT | SPP_N | ENT | Internal | Shoulder | B11 | 25 | 1800 | 1736.77 | 81.19 | 86.19 | 5 | 0
2025 | SPP_N_2_ENT | SPP_N | ENT | Internal | Shoulder | B12 | 200 | 1800 | 0 | 70.49 | 73.68 | 5 | 0
2025 | SPP_N_2_ENT | SPP_N | ENT | Internal | Shoulder | B13 | 600 | 1800 | 0 | 69.82 | 73.14 | 5 | 0
2025 | SPP_N_2_ENT | SPP_N | ENT | Internal | Shoulder | B14 | 900 | 1800 | 1800 | 61.7 | 70.69 | 5 | 3.99
2025 | SPP_N_2_ENT | SPP_N | ENT | Internal | Shoulder | B15 | 1203 | 1800 | 1800 | 60.92 | 70.69 | 5 | 4.77
2025 | SPP_N_2_ENT | SPP_N | ENT | Internal | Summer | B1 | 10 | 1800 | 1800 | 104.53 | 117.53 | 5 | 8
2025 | SPP_N_2_ENT | SPP_N | ENT | Internal | Summer | B2 | 25 | 1800 | 1496.55 | 107.44 | 112.44 | 5 | 0
2025 | SPP_N_2_ENT | SPP_N | ENT | Internal | Summer | B3 | 75 | 1800 | 975.17 | 107.44 | 112.44 | 5 | 0
2025 | SPP_N_2_ENT | SPP_N | ENT | Internal | Summer | B4 | 100 | 1800 | 1185.4 | 100.22 | 105.22 | 5 | 0
2025 | SPP_N_2_ENT | SPP_N | ENT | Internal | Summer | B5 | 200 | 1800 | 333.03 | 93.42 | 98.42 | 5 | 0
2025 | SPP_N_2_ENT | SPP_N | ENT | Internal | Summer | B6 | 300 | 1800 | 0 | 87.16 | 89.64 | 5 | 0
2025 | SPP_N_2_ENT | SPP_N | ENT | Internal | Summer | B7 | 400 | 1800 | 0 | 77.57 | 80.34 | 5 | 0
2025 | SPP_N_2_ENT | SPP_N | ENT | Internal | Summer | B8 | 500 | 1800 | 0 | 69.45 | 72.16 | 5 | 0
2025 | SPP_N_2_ENT | SPP_N | ENT | Internal | Summer | B9 | 800 | 1800 | 0 | 69.09 | 71.63 | 5 | 0
2025 | SPP_N_2_ENT | SPP_N | ENT | Internal | Summer | B10 | 1262 | 1800 | 1800 | 60.36 | 66.49 | 5 | 1.13
2025 | SPP_N_2_ENT | SPP_N | ENT | Internal | Winter | B16 | 25 | 1800 | 1800 | 73.53 | 81.13 | 5 | 2.6
2025 | SPP_N_2_ENT | SPP_N | ENT | Internal | Winter | B17 | 100 | 1800 | 1800 | 64.67 | 74.41 | 5 | 4.73
2025 | SPP_N_2_ENT | SPP_N | ENT | Internal | Winter | B18 | 400 | 1800 | 1015.47 | 70.08 | 75.08 | 5 | 0
2025 | SPP_N_2_ENT | SPP_N | ENT | Internal | Winter | B19 | 700 | 1800 | 1800 | 68.12 | 73.56 | 5 | 0.44
2025 | SPP_N_2_ENT | SPP_N | ENT | Internal | Winter | B20 | 935 | 1800 | 1800 | 63.95 | 73.56 | 5 | 4.61
2025 | SPP_N_2_MISO_MO-IL | SPP_N | MISO_MO-IL | Internal | Shoulder | B11 | 25 | 2000 | 0 | 81.19 | 81.54 | 5 | 0
2025 | SPP_N_2_MISO_MO-IL | SPP_N | MISO_MO-IL | Internal | Shoulder | B12 | 200 | 2000 | 1949.18 | 70.49 | 75.49 | 5 | 0
2025 | SPP_N_2_MISO_MO-IL | SPP_N | MISO_MO-IL | Internal | Shoulder | B13 | 600 | 2000 | 2000 | 69.82 | 75 | 5 | 0.18
2025 | SPP_N_2_MISO_MO-IL | SPP_N | MISO_MO-IL | Internal | Shoulder | B14 | 900 | 2000 | 2000 | 61.7 | 67.84 | 5 | 1.14
2025 | SPP_N_2_MISO_MO-IL | SPP_N | MISO_MO-IL | Internal | Shoulder | B15 | 1203 | 2000 | 0 | 60.92 | 64.15 | 5 | 0
2025 | SPP_N_2_MISO_MO-IL | SPP_N | MISO_MO-IL | Internal | Summer | B1 | 10 | 2000 | 844 | 104.53 | 109.53 | 5 | 0
2025 | SPP_N_2_MISO_MO-IL | SPP_N | MISO_MO-IL | Internal | Summer | B2 | 25 | 2000 | 0 | 107.44 | 108.43 | 5 | 0
2025 | SPP_N_2_MISO_MO-IL | SPP_N | MISO_MO-IL | Internal | Summer | B3 | 75 | 2000 | 0 | 107.44 | 107.29 | 5 | 0
2025 | SPP_N_2_MISO_MO-IL | SPP_N | MISO_MO-IL | Internal | Summer | B4 | 100 | 2000 | 0 | 100.22 | 97.22 | 5 | 0
2025 | SPP_N_2_MISO_MO-IL | SPP_N | MISO_MO-IL | Internal | Summer | B5 | 200 | 2000 | 0 | 93.42 | 90.42 | 5 | 0
2025 | SPP_N_2_MISO_MO-IL | SPP_N | MISO_MO-IL | Internal | Summer | B6 | 300 | 2000 | 0 | 87.16 | 81.64 | 5 | 0
2025 | SPP_N_2_MISO_MO-IL | SPP_N | MISO_MO-IL | Internal | Summer | B7 | 400 | 2000 | 0 | 77.57 | 78.26 | 5 | 0
2025 | SPP_N_2_MISO_MO-IL | SPP_N | MISO_MO-IL | Internal | Summer | B8 | 500 | 2000 | 0 | 69.45 | 72.69 | 5 | 0
2025 | SPP_N_2_MISO_MO-IL | SPP_N | MISO_MO-IL | Internal | Summer | B9 | 800 | 2000 | 0 | 69.09 | 66.39 | 5 | 0
2025 | SPP_N_2_MISO_MO-IL | SPP_N | MISO_MO-IL | Internal | Summer | B10 | 1262 | 2000 | 0 | 60.36 | 58.49 | 5 | 0
2025 | SPP_N_2_MISO_MO-IL | SPP_N | MISO_MO-IL | Internal | Winter | B16 | 25 | 2000 | 2000 | 73.53 | 81.13 | 5 | 2.6
2025 | SPP_N_2_MISO_MO-IL | SPP_N | MISO_MO-IL | Internal | Winter | B17 | 100 | 2000 | 2000 | 64.67 | 78.12 | 5 | 8.45
2025 | SPP_N_2_MISO_MO-IL | SPP_N | MISO_MO-IL | Internal | Winter | B18 | 400 | 2000 | 1109.56 | 70.08 | 75.08 | 5 | 0
2025 | SPP_N_2_MISO_MO-IL | SPP_N | MISO_MO-IL | Internal | Winter | B19 | 700 | 2000 | 781.46 | 68.12 | 73.12 | 5 | 0
2025 | SPP_N_2_MISO_MO-IL | SPP_N | MISO_MO-IL | Internal | Winter | B20 | 935 | 2000 | 0 | 63.95 | 66.43 | 5 | 0
2025 | SPP_N_2_MISO_W | SPP_N | MISO_W | Internal | Shoulder | B11 | 25 | 750 | 0 | 81.19 | 81.2 | 5 | 0
2025 | SPP_N_2_MISO_W | SPP_N | MISO_W | Internal | Shoulder | B12 | 200 | 750 | 0 | 70.49 | 67.39 | 5 | 0
2025 | SPP_N_2_MISO_W | SPP_N | MISO_W | Internal | Shoulder | B13 | 600 | 750 | 0 | 69.82 | 62.82 | 5 | 0
2025 | SPP_N_2_MISO_W | SPP_N | MISO_W | Internal | Shoulder | B14 | 900 | 750 | 0 | 61.7 | 54.7 | 5 | 0
2025 | SPP_N_2_MISO_W | SPP_N | MISO_W | Internal | Shoulder | B15 | 1203 | 750 | 0 | 60.92 | 53.92 | 5 | 0
2025 | SPP_N_2_MISO_W | SPP_N | MISO_W | Internal | Summer | B1 | 10 | 750 | 0 | 104.53 | 109.52 | 5 | 0
2025 | SPP_N_2_MISO_W | SPP_N | MISO_W | Internal | Summer | B2 | 25 | 750 | 0 | 107.44 | 107.43 | 5 | 0
2025 | SPP_N_2_MISO_W | SPP_N | MISO_W | Internal | Summer | B3 | 75 | 750 | 0 | 107.44 | 107.28 | 5 | 0
2025 | SPP_N_2_MISO_W | SPP_N | MISO_W | Internal | Summer | B4 | 100 | 750 | 0 | 100.22 | 97.21 | 5 | 0
2025 | SPP_N_2_MISO_W | SPP_N | MISO_W | Internal | Summer | B5 | 200 | 750 | 0 | 93.42 | 90.4 | 5 | 0
2025 | SPP_N_2_MISO_W | SPP_N | MISO_W | Internal | Summer | B6 | 300 | 750 | 0 | 87.16 | 81.64 | 5 | 0
2025 | SPP_N_2_MISO_W | SPP_N | MISO_W | Internal | Summer | B7 | 400 | 750 | 0 | 77.57 | 77.56 | 5 | 0
2025 | SPP_N_2_MISO_W | SPP_N | MISO_W | Internal | Summer | B8 | 500 | 750 | 0 | 69.45 | 65.07 | 5 | 0
2025 | SPP_N_2_MISO_W | SPP_N | MISO_W | Internal | Summer | B9 | 800 | 750 | 0 | 69.09 | 63.15 | 5 | 0
2025 | SPP_N_2_MISO_W | SPP_N | MISO_W | Internal | Summer | B10 | 1262 | 750 | 0 | 60.36 | 53.36 | 5 | 0
2025 | SPP_N_2_MISO_W | SPP_N | MISO_W | Internal | Winter | B16 | 25 | 750 | 0 | 73.53 | 56.71 | 5 | 0
2025 | SPP_N_2_MISO_W | SPP_N | MISO_W | Internal | Winter | B17 | 100 | 750 | 0 | 64.67 | 57.66 | 5 | 0
2025 | SPP_N_2_MISO_W | SPP_N | MISO_W | Internal | Winter | B18 | 400 | 750 | 0 | 70.08 | 63.7 | 5 | 0
2025 | SPP_N_2_MISO_W | SPP_N | MISO_W | Internal | Winter | B19 | 700 | 750 | 0 | 68.12 | 63.7 | 5 | 0
2025 | SPP_N_2_MISO_W | SPP_N | MISO_W | Internal | Winter | B20 | 935 | 750 | 0 | 63.95 | 56.94 | 5 | 0
2025 | SPP_N_2_NE | SPP_N | NE | Internal | Shoulder | B11 | 25 | 332 | 225.67 | 81.19 | 81.2 | 0.01 | 0
2025 | SPP_N_2_NE | SPP_N | NE | Internal | Shoulder | B12 | 200 | 332 | 0 | 70.49 | 70.48 | 0.01 | 0
2025 | SPP_N_2_NE | SPP_N | NE | Internal | Shoulder | B13 | 600 | 332 | 0 | 69.82 | 69.81 | 0.01 | 0
2025 | SPP_N_2_NE | SPP_N | NE | Internal | Shoulder | B14 | 900 | 332 | 0 | 61.7 | 61.7 | 0.01 | 0
2025 | SPP_N_2_NE | SPP_N | NE | Internal | Shoulder | B15 | 1203 | 332 | 0 | 60.92 | 60.92 | 0.01 | 0
2025 | SPP_N_2_NE | SPP_N | NE | Internal | Summer | B1 | 10 | 332 | 332 | 104.53 | 109.52 | 0.01 | 4.98
2025 | SPP_N_2_NE | SPP_N | NE | Internal | Summer | B2 | 25 | 332 | 0 | 107.44 | 107.43 | 0.01 | 0
2025 | SPP_N_2_NE | SPP_N | NE | Internal | Summer | B3 | 75 | 332 | 0 | 107.44 | 107.43 | 0.01 | 0
2025 | SPP_N_2_NE | SPP_N | NE | Internal | Summer | B4 | 100 | 332 | 0 | 100.22 | 100.21 | 0.01 | 0
2025 | SPP_N_2_NE | SPP_N | NE | Internal | Summer | B5 | 200 | 332 | 0 | 93.42 | 93.4 | 0.01 | 0
2025 | SPP_N_2_NE | SPP_N | NE | Internal | Summer | B6 | 300 | 332 | 0 | 87.16 | 87.15 | 0.01 | 0
2025 | SPP_N_2_NE | SPP_N | NE | Internal | Summer | B7 | 400 | 332 | 0 | 77.57 | 77.56 | 0.01 | 0
2025 | SPP_N_2_NE | SPP_N | NE | Internal | Summer | B8 | 500 | 332 | 0 | 69.45 | 69.44 | 0.01 | 0
2025 | SPP_N_2_NE | SPP_N | NE | Internal | Summer | B9 | 800 | 332 | 0 | 69.09 | 69.08 | 0.01 | 0
2025 | SPP_N_2_NE | SPP_N | NE | Internal | Summer | B10 | 1262 | 332 | 0 | 60.36 | 60.35 | 0.01 | 0
2025 | SPP_N_2_NE | SPP_N | NE | Internal | Winter | B16 | 25 | 332 | 0 | 73.53 | 63.71 | 0.01 | 0
2025 | SPP_N_2_NE | SPP_N | NE | Internal | Winter | B17 | 100 | 332 | 0 | 64.67 | 64.66 | 0.01 | 0
2025 | SPP_N_2_NE | SPP_N | NE | Internal | Winter | B18 | 400 | 332 | 0 | 70.08 | 70 | 0.01 | 0
2025 | SPP_N_2_NE | SPP_N | NE | Internal | Winter | B19 | 700 | 332 | 0 | 68.12 | 68.11 | 0.01 | 0
2025 | SPP_N_2_NE | SPP_N | NE | Internal | Winter | B20 | 935 | 332 | 0 | 63.95 | 63.94 | 0.01 | 0
2025 | SPP_N_2_SPP_S | SPP_N | SPP_S | Internal | Shoulder | B11 | 25 | 4000 | 0 | 81.19 | 81.17 | 0.01 | 0
2025 | SPP_N_2_SPP_S | SPP_N | SPP_S | Internal | Shoulder | B12 | 200 | 4000 | 178.83 | 70.49 | 70.5 | 0.01 | 0
2025 | SPP_N_2_SPP_S | SPP_N | SPP_S | Internal | Shoulder | B13 | 600 | 4000 | 1532.98 | 69.82 | 69.84 | 0.01 | 0
2025 | SPP_N_2_SPP_S | SPP_N | SPP_S | Internal | Shoulder | B14 | 900 | 4000 | 0 | 61.7 | 61.37 | 0.01 | 0
2025 | SPP_N_2_SPP_S | SPP_N | SPP_S | Internal | Shoulder | B15 | 1203 | 4000 | 377.55 | 60.92 | 60.93 | 0.01 | 0
2025 | SPP_N_2_SPP_S | SPP_N | SPP_S | Internal | Summer | B1 | 10 | 4000 | 0 | 104.53 | 72.32 | 0.01 | 0
2025 | SPP_N_2_SPP_S | SPP_N | SPP_S | Internal | Summer | B2 | 25 | 4000 | 0 | 107.44 | 100.23 | 0.01 | 0
2025 | SPP_N_2_SPP_S | SPP_N | SPP_S | Internal | Summer | B3 | 75 | 4000 | 0 | 107.44 | 105.57 | 0.01 | 0
2025 | SPP_N_2_SPP_S | SPP_N | SPP_S | Internal | Summer | B4 | 100 | 4000 | 705.06 | 100.22 | 100.23 | 0.01 | 0
2025 | SPP_N_2_SPP_S | SPP_N | SPP_S | Internal | Summer | B5 | 200 | 4000 | 1324.08 | 93.42 | 93.43 | 0.01 | 0
2025 | SPP_N_2_SPP_S | SPP_N | SPP_S | Internal | Summer | B6 | 300 | 4000 | 1350.85 | 87.16 | 87.18 | 0.01 | 0
2025 | SPP_N_2_SPP_S | SPP_N | SPP_S | Internal | Summer | B7 | 400 | 4000 | 1471.35 | 77.57 | 77.59 | 0.01 | 0
2025 | SPP_N_2_SPP_S | SPP_N | SPP_S | Internal | Summer | B8 | 500 | 4000 | 1586.24 | 69.45 | 69.46 | 0.01 | 0
2025 | SPP_N_2_SPP_S | SPP_N | SPP_S | Internal | Summer | B9 | 800 | 4000 | 2297.96 | 69.09 | 69.11 | 0.01 | 0
2025 | SPP_N_2_SPP_S | SPP_N | SPP_S | Internal | Summer | B10 | 1262 | 4000 | 2030.89 | 60.36 | 60.37 | 0.01 | 0
2025 | SPP_N_2_SPP_S | SPP_N | SPP_S | Internal | Winter | B16 | 25 | 4000 | 1691.81 | 73.53 | 73.55 | 0.01 | 0
2025 | SPP_N_2_SPP_S | SPP_N | SPP_S | Internal | Winter | B17 | 100 | 4000 | 2310.66 | 64.67 | 64.68 | 0.01 | 0
2025 | SPP_N_2_SPP_S | SPP_N | SPP_S | Internal | Winter | B18 | 400 | 4000 | 943.86 | 70.08 | 70.1 | 0.01 | 0
2025 | SPP_N_2_SPP_S | SPP_N | SPP_S | Internal | Winter | B19 | 700 | 4000 | 188.16 | 68.12 | 68.13 | 0.01 | 0
2025 | SPP_N_2_SPP_S | SPP_N | SPP_S | Internal | Winter | B20 | 935 | 4000 | 1013.12 | 63.95 | 63.96 | 0.01 | 0
2025 | SPP_S_2_ENT | SPP_S | ENT | Internal | Shoulder | B11 | 25 | 850 | 850 | 81.17 | 86.19 | 5 | 0.01
2025 | SPP_S_2_ENT | SPP_S | ENT | Internal | Shoulder | B12 | 200 | 850 | 0 | 70.5 | 73.68 | 5 | 0
2025 | SPP_S_2_ENT | SPP_S | ENT | Internal | Shoulder | B13 | 600 | 850 | 0 | 69.84 | 73.14 | 5 | 0
2025 | SPP_S_2_ENT | SPP_S | ENT | Internal | Shoulder | B14 | 900 | 850 | 850 | 61.37 | 70.69 | 5 | 4.32
2025 | SPP_S_2_ENT | SPP_S | ENT | Internal | Shoulder | B15 | 1203 | 850 | 850 | 60.93 | 70.69 | 5 | 4.76
2025 | SPP_S_2_ENT | SPP_S | ENT | Internal | Summer | B1 | 10 | 850 | 850 | 72.32 | 117.53 | 5 | 40.21
2025 | SPP_S_2_ENT | SPP_S | ENT | Internal | Summer | B2 | 25 | 850 | 850 | 100.23 | 112.44 | 5 | 7.21
2025 | SPP_S_2_ENT | SPP_S | ENT | Internal | Summer | B3 | 75 | 850 | 850 | 105.57 | 112.44 | 5 | 1.87
2025 | SPP_S_2_ENT | SPP_S | ENT | Internal | Summer | B4 | 100 | 850 | 0 | 100.23 | 105.22 | 5 | 0
2025 | SPP_S_2_ENT | SPP_S | ENT | Internal | Summer | B5 | 200 | 850 | 0 | 93.43 | 98.42 | 5 | 0
2025 | SPP_S_2_ENT | SPP_S | ENT | Internal | Summer | B6 | 300 | 850 | 0 | 87.18 | 89.64 | 5 | 0
2025 | SPP_S_2_ENT | SPP_S | ENT | Internal | Summer | B7 | 400 | 850 | 0 | 77.59 | 80.34 | 5 | 0
2025 | SPP_S_2_ENT | SPP_S | ENT | Internal | Summer | B8 | 500 | 850 | 0 | 69.46 | 72.16 | 5 | 0
2025 | SPP_S_2_ENT | SPP_S | ENT | Internal | Summer | B9 | 800 | 850 | 0 | 69.11 | 71.63 | 5 | 0
2025 | SPP_S_2_ENT | SPP_S | ENT | Internal | Summer | B10 | 1262 | 850 | 850 | 60.37 | 66.49 | 5 | 1.12
2025 | SPP_S_2_ENT | SPP_S | ENT | Internal | Winter | B16 | 25 | 850 | 850 | 73.55 | 81.13 | 5 | 2.58
2025 | SPP_S_2_ENT | SPP_S | ENT | Internal | Winter | B17 | 100 | 850 | 850 | 64.68 | 74.41 | 5 | 4.72
2025 | SPP_S_2_ENT | SPP_S | ENT | Internal | Winter | B18 | 400 | 850 | 0 | 70.1 | 75.08 | 5 | 0
2025 | SPP_S_2_ENT | SPP_S | ENT | Internal | Winter | B19 | 700 | 850 | 850 | 68.13 | 73.56 | 5 | 0.43
2025 | SPP_S_2_ENT | SPP_S | ENT | Internal | Winter | B20 | 935 | 850 | 850 | 63.96 | 73.56 | 5 | 4.6
2025 | SPP_S_2_SPP_N | SPP_S | SPP_N | Internal | Shoulder | B11 | 25 | 640 | 219.39 | 81.17 | 81.19 | 0.01 | 0
2025 | SPP_S_2_SPP_N | SPP_S | SPP_N | Internal | Shoulder | B12 | 200 | 640 | 0 | 70.5 | 70.49 | 0.01 | 0
2025 | SPP_S_2_SPP_N | SPP_S | SPP_N | Internal | Shoulder | B13 | 600 | 640 | 0 | 69.84 | 69.82 | 0.01 | 0
2025 | SPP_S_2_SPP_N | SPP_S | SPP_N | Internal | Shoulder | B14 | 900 | 640 | 640 | 61.37 | 61.7 | 0.01 | 0.32
2025 | SPP_S_2_SPP_N | SPP_S | SPP_N | Internal | Shoulder | B15 | 1203 | 640 | 0 | 60.93 | 60.92 | 0.01 | 0
2025 | SPP_S_2_SPP_N | SPP_S | SPP_N | Internal | Summer | B1 | 10 | 640 | 640 | 72.32 | 104.53 | 0.01 | 32.2
2025 | SPP_S_2_SPP_N | SPP_S | SPP_N | Internal | Summer | B2 | 25 | 640 | 640 | 100.23 | 107.44 | 0.01 | 7.2
2025 | SPP_S_2_SPP_N | SPP_S | SPP_N | Internal | Summer | B3 | 75 | 640 | 640 | 105.57 | 107.44 | 0.01 | 1.86
2025 | SPP_S_2_SPP_N | SPP_S | SPP_N | Internal | Summer | B4 | 100 | 640 | 0 | 100.23 | 100.22 | 0.01 | 0
2025 | SPP_S_2_SPP_N | SPP_S | SPP_N | Internal | Summer | B5 | 200 | 640 | 0 | 93.43 | 93.42 | 0.01 | 0
2025 | SPP_S_2_SPP_N | SPP_S | SPP_N | Internal | Summer | B6 | 300 | 640 | 0 | 87.18 | 87.16 | 0.01 | 0
2025 | SPP_S_2_SPP_N | SPP_S | SPP_N | Internal | Summer | B7 | 400 | 640 | 0 | 77.59 | 77.57 | 0.01 | 0
2025 | SPP_S_2_SPP_N | SPP_S | SPP_N | Internal | Summer | B8 | 500 | 640 | 0 | 69.46 | 69.45 | 0.01 | 0
2025 | SPP_S_2_SPP_N | SPP_S | SPP_N | Internal | Summer | B9 | 800 | 640 | 0 | 69.11 | 69.09 | 0.01 | 0
2025 | SPP_S_2_SPP_N | SPP_S | SPP_N | Internal | Summer | B10 | 1262 | 640 | 0 | 60.37 | 60.36 | 0.01 | 0
2025 | SPP_S_2_SPP_N | SPP_S | SPP_N | Internal | Winter | B16 | 25 | 640 | 0 | 73.55 | 73.53 | 0.01 | 0
2025 | SPP_S_2_SPP_N | SPP_S | SPP_N | Internal | Winter | B17 | 100 | 640 | 0 | 64.68 | 64.67 | 0.01 | 0
2025 | SPP_S_2_SPP_N | SPP_S | SPP_N | Internal | Winter | B18 | 400 | 640 | 0 | 70.1 | 70.08 | 0.01 | 0
2025 | SPP_S_2_SPP_N | SPP_S | SPP_N | Internal | Winter | B19 | 700 | 640 | 0 | 68.13 | 68.12 | 0.01 | 0
2025 | SPP_S_2_SPP_N | SPP_S | SPP_N | Internal | Winter | B20 | 935 | 640 | 0 | 63.96 | 63.95 | 0.01 | 0
2025 | TVA_2_ENT | TVA | ENT | Internal | Shoulder | B11 | 25 | 500 | 0 | 84.47 | 86.19 | 9 | 0
2025 | TVA_2_ENT | TVA | ENT | Internal | Shoulder | B12 | 200 | 500 | 0 | 75.3 | 73.68 | 9 | 0
2025 | TVA_2_ENT | TVA | ENT | Internal | Shoulder | B13 | 600 | 500 | 0 | 75.3 | 73.14 | 9 | 0
2025 | TVA_2_ENT | TVA | ENT | Internal | Shoulder | B14 | 900 | 500 | 0 | 75.3 | 70.69 | 9 | 0
2025 | TVA_2_ENT | TVA | ENT | Internal | Shoulder | B15 | 1203 | 500 | 0 | 72.16 | 70.69 | 9 | 0
2025 | TVA_2_ENT | TVA | ENT | Internal | Summer | B1 | 10 | 500 | 0 | 117.54 | 117.53 | 9 | 0
2025 | TVA_2_ENT | TVA | ENT | Internal | Summer | B2 | 25 | 500 | 0 | 116.44 | 112.44 | 9 | 0
2025 | TVA_2_ENT | TVA | ENT | Internal | Summer | B3 | 75 | 500 | 0 | 115.28 | 112.44 | 9 | 0
2025 | TVA_2_ENT | TVA | ENT | Internal | Summer | B4 | 100 | 500 | 0 | 105.23 | 105.22 | 9 | 0
2025 | TVA_2_ENT | TVA | ENT | Internal | Summer | B5 | 200 | 500 | 0 | 96.04 | 98.42 | 9 | 0
2025 | TVA_2_ENT | TVA | ENT | Internal | Summer | B6 | 300 | 500 | 0 | 84.47 | 89.64 | 9 | 0
2025 | TVA_2_ENT | TVA | ENT | Internal | Summer | B7 | 400 | 500 | 0 | 73.87 | 80.34 | 9 | 0
2025 | TVA_2_ENT | TVA | ENT | Internal | Summer | B8 | 500 | 500 | 0 | 73.87 | 72.16 | 9 | 0
2025 | TVA_2_ENT | TVA | ENT | Internal | Summer | B9 | 800 | 500 | 0 | 71.47 | 71.63 | 9 | 0
2025 | TVA_2_ENT | TVA | ENT | Internal | Summer | B10 | 1262 | 500 | 0 | 63.87 | 66.49 | 9 | 0
2025 | TVA_2_ENT | TVA | ENT | Internal | Winter | B16 | 25 | 500 | 0 | 89.14 | 81.13 | 9 | 0
2025 | TVA_2_ENT | TVA | ENT | Internal | Winter | B17 | 100 | 500 | 0 | 82.42 | 74.41 | 9 | 0
2025 | TVA_2_ENT | TVA | ENT | Internal | Winter | B18 | 400 | 500 | 0 | 77.48 | 75.08 | 9 | 0
2025 | TVA_2_ENT | TVA | ENT | Internal | Winter | B19 | 700 | 500 | 0 | 77.48 | 73.56 | 9 | 0
2025 | TVA_2_ENT | TVA | ENT | Internal | Winter | B20 | 935 | 500 | 0 | 74.45 | 73.56 | 9 | 0
2025 | TVA_2_MISO_MO-IL | TVA | MISO_MO-IL | Internal | Shoulder | B11 | 25 | 50 | 0 | 84.47 | 81.54 | 9 | 0
2025 | TVA_2_MISO_MO-IL | TVA | MISO_MO-IL | Internal | Shoulder | B12 | 200 | 50 | 0 | 75.3 | 75.49 | 9 | 0
2025 | TVA_2_MISO_MO-IL | TVA | MISO_MO-IL | Internal | Shoulder | B13 | 600 | 50 | 0 | 75.3 | 75 | 9 | 0
2025 | TVA_2_MISO_MO-IL | TVA | MISO_MO-IL | Internal | Shoulder | B14 | 900 | 50 | 0 | 75.3 | 67.84 | 9 | 0
2025 | TVA_2_MISO_MO-IL | TVA | MISO_MO-IL | Internal | Shoulder | B15 | 1203 | 50 | 0 | 72.16 | 64.15 | 9 | 0
2025 | TVA_2_MISO_MO-IL | TVA | MISO_MO-IL | Internal | Summer | B1 | 10 | 50 | 0 | 117.54 | 109.53 | 9 | 0
2025 | TVA_2_MISO_MO-IL | TVA | MISO_MO-IL | Internal | Summer | B2 | 25 | 50 | 0 | 116.44 | 108.43 | 9 | 0
2025 | TVA_2_MISO_MO-IL | TVA | MISO_MO-IL | Internal | Summer | B3 | 75 | 50 | 0 | 115.28 | 107.29 | 9 | 0
2025 | TVA_2_MISO_MO-IL | TVA | MISO_MO-IL | Internal | Summer | B4 | 100 | 50 | 0 | 105.23 | 97.22 | 9 | 0
2025 | TVA_2_MISO_MO-IL | TVA | MISO_MO-IL | Internal | Summer | B5 | 200 | 50 | 0 | 96.04 | 90.42 | 9 | 0
2025 | TVA_2_MISO_MO-IL | TVA | MISO_MO-IL | Internal | Summer | B6 | 300 | 50 | 0 | 84.47 | 81.64 | 9 | 0
2025 | TVA_2_MISO_MO-IL | TVA | MISO_MO-IL | Internal | Summer | B7 | 400 | 50 | 0 | 73.87 | 78.26 | 9 | 0
2025 | TVA_2_MISO_MO-IL | TVA | MISO_MO-IL | Internal | Summer | B8 | 500 | 50 | 0 | 73.87 | 72.69 | 9 | 0
2025 | TVA_2_MISO_MO-IL | TVA | MISO_MO-IL | Internal | Summer | B9 | 800 | 50 | 0 | 71.47 | 66.39 | 9 | 0
2025 | TVA_2_MISO_MO-IL | TVA | MISO_MO-IL | Internal | Summer | B10 | 1262 | 50 | 0 | 63.87 | 58.49 | 9 | 0
2025 | TVA_2_MISO_MO-IL | TVA | MISO_MO-IL | Internal | Winter | B16 | 25 | 50 | 0 | 89.14 | 81.13 | 9 | 0
2025 | TVA_2_MISO_MO-IL | TVA | MISO_MO-IL | Internal | Winter | B17 | 100 | 50 | 0 | 82.42 | 78.12 | 9 | 0
2025 | TVA_2_MISO_MO-IL | TVA | MISO_MO-IL | Internal | Winter | B18 | 400 | 50 | 0 | 77.48 | 75.08 | 9 | 0
2025 | TVA_2_MISO_MO-IL | TVA | MISO_MO-IL | Internal | Winter | B19 | 700 | 50 | 0 | 77.48 | 73.12 | 9 | 0
2025 | TVA_2_MISO_MO-IL | TVA | MISO_MO-IL | Internal | Winter | B20 | 935 | 50 | 0 | 74.45 | 66.43 | 9 | 0
2025 | TVA_2_NonRTO_Midwest | TVA | NonRTO_Midwest | Internal | Shoulder | B11 | 25 | 100 | 0 | 84.47 | 89.53 | 9 | 0
2025 | TVA_2_NonRTO_Midwest | TVA | NonRTO_Midwest | Internal | Shoulder | B12 | 200 | 100 | 100 | 75.3 | 85.05 | 9 | 0.75
2025 | TVA_2_NonRTO_Midwest | TVA | NonRTO_Midwest | Internal | Shoulder | B13 | 600 | 100 | 0 | 75.3 | 83.01 | 9 | 0
2025 | TVA_2_NonRTO_Midwest | TVA | NonRTO_Midwest | Internal | Shoulder | B14 | 900 | 100 | 0 | 75.3 | 75.85 | 9 | 0
2025 | TVA_2_NonRTO_Midwest | TVA | NonRTO_Midwest | Internal | Shoulder | B15 | 1203 | 100 | 0 | 72.16 | 72.16 | 9 | 0
2025 | TVA_2_NonRTO_Midwest | TVA | NonRTO_Midwest | Internal | Summer | B1 | 10 | 100 | 0 | 117.54 | 116.42 | 9 | 0
2025 | TVA_2_NonRTO_Midwest | TVA | NonRTO_Midwest | Internal | Summer | B2 | 25 | 100 | 0 | 116.44 | 116.42 | 9 | 0
2025 | TVA_2_NonRTO_Midwest | TVA | NonRTO_Midwest | Internal | Summer | B3 | 75 | 100 | 0 | 115.28 | 115.27 | 9 | 0
2025 | TVA_2_NonRTO_Midwest | TVA | NonRTO_Midwest | Internal | Summer | B4 | 100 | 100 | 0 | 105.23 | 104.78 | 9 | 0
2025 | TVA_2_NonRTO_Midwest | TVA | NonRTO_Midwest | Internal | Summer | B5 | 200 | 100 | 0 | 96.04 | 95.21 | 9 | 0
2025 | TVA_2_NonRTO_Midwest | TVA | NonRTO_Midwest | Internal | Summer | B6 | 300 | 100 | 0 | 84.47 | 89.63 | 9 | 0
2025 | TVA_2_NonRTO_Midwest | TVA | NonRTO_Midwest | Internal | Summer | B7 | 400 | 100 | 100 | 73.87 | 86.25 | 9 | 3.38
2025 | TVA_2_NonRTO_Midwest | TVA | NonRTO_Midwest | Internal | Summer | B8 | 500 | 100 | 0 | 73.87 | 80.68 | 9 | 0
2025 | TVA_2_NonRTO_Midwest | TVA | NonRTO_Midwest | Internal | Summer | B9 | 800 | 100 | 0 | 71.47 | 74.38 | 9 | 0
2025 | TVA_2_NonRTO_Midwest | TVA | NonRTO_Midwest | Internal | Summer | B10 | 1262 | 100 | 0 | 63.87 | 66.48 | 9 | 0
2025 | TVA_2_NonRTO_Midwest | TVA | NonRTO_Midwest | Internal | Winter | B16 | 25 | 100 | 0 | 89.14 | 89.14 | 9 | 0
2025 | TVA_2_NonRTO_Midwest | TVA | NonRTO_Midwest | Internal | Winter | B17 | 100 | 100 | 0 | 82.42 | 86.14 | 9 | 0
2025 | TVA_2_NonRTO_Midwest | TVA | NonRTO_Midwest | Internal | Winter | B18 | 400 | 100 | 0 | 77.48 | 83.1 | 9 | 0
2025 | TVA_2_NonRTO_Midwest | TVA | NonRTO_Midwest | Internal | Winter | B19 | 700 | 100 | 0 | 77.48 | 81.12 | 9 | 0
2025 | TVA_2_NonRTO_Midwest | TVA | NonRTO_Midwest | Internal | Winter | B20 | 935 | 100 | 0 | 74.45 | 74.42 | 9 | 0
2025 | TVA_2_PJM_ROR | TVA | PJM_ROR | Internal | Shoulder | B11 | 25 | 500 | 0 | 84.47 | 83.54 | 9 | 0
2025 | TVA_2_PJM_ROR | TVA | PJM_ROR | Internal | Shoulder | B12 | 200 | 500 | 0 | 75.3 | 80.45 | 9 | 0
2025 | TVA_2_PJM_ROR | TVA | PJM_ROR | Internal | Shoulder | B13 | 600 | 500 | 0 | 75.3 | 77.65 | 9 | 0
2025 | TVA_2_PJM_ROR | TVA | PJM_ROR | Internal | Shoulder | B14 | 900 | 500 | 0 | 75.3 | 74.7 | 9 | 0
2025 | TVA_2_PJM_ROR | TVA | PJM_ROR | Internal | Shoulder | B15 | 1203 | 500 | 0 | 72.16 | 67.73 | 9 | 0
2025 | TVA_2_PJM_ROR | TVA | PJM_ROR | Internal | Summer | B1 | 10 | 500 | 0 | 117.54 | 111.52 | 9 | 0
2025 | TVA_2_PJM_ROR | TVA | PJM_ROR | Internal | Summer | B2 | 25 | 500 | 0 | 116.44 | 109.27 | 9 | 0
2025 | TVA_2_PJM_ROR | TVA | PJM_ROR | Internal | Summer | B3 | 75 | 500 | 0 | 115.28 | 109.27 | 9 | 0
2025 | TVA_2_PJM_ROR | TVA | PJM_ROR | Internal | Summer | B4 | 100 | 500 | 0 | 105.23 | 98.79 | 9 | 0
2025 | TVA_2_PJM_ROR | TVA | PJM_ROR | Internal | Summer | B5 | 200 | 500 | 0 | 96.04 | 92.4 | 9 | 0
2025 | TVA_2_PJM_ROR | TVA | PJM_ROR | Internal | Summer | B6 | 300 | 500 | 0 | 84.47 | 83.64 | 9 | 0
2025 | TVA_2_PJM_ROR | TVA | PJM_ROR | Internal | Summer | B7 | 400 | 500 | 0 | 73.87 | 82.26 | 9 | 0
2025 | TVA_2_PJM_ROR | TVA | PJM_ROR | Internal | Summer | B8 | 500 | 500 | 0 | 73.87 | 74.69 | 9 | 0
2025 | TVA_2_PJM_ROR | TVA | PJM_ROR | Internal | Summer | B9 | 800 | 500 | 0 | 71.47 | 69.55 | 9 | 0
2025 | TVA_2_PJM_ROR | TVA | PJM_ROR | Internal | Summer | B10 | 1262 | 500 | 0 | 63.87 | 60.49 | 9 | 0
2025 | TVA_2_PJM_ROR | TVA | PJM_ROR | Internal | Winter | B16 | 25 | 500 | 0 | 89.14 | 84.04 | 9 | 0
2025 | TVA_2_PJM_ROR | TVA | PJM_ROR | Internal | Winter | B17 | 100 | 500 | 0 | 82.42 | 84.04 | 9 | 0
2025 | TVA_2_PJM_ROR | TVA | PJM_ROR | Internal | Winter | B18 | 400 | 500 | 0 | 77.48 | 81.77 | 9 | 0
2025 | TVA_2_PJM_ROR | TVA | PJM_ROR | Internal | Winter | B19 | 700 | 500 | 0 | 77.48 | 78.5 | 9 | 0
2025 | TVA_2_PJM_ROR | TVA | PJM_ROR | Internal | Winter | B20 | 935 | 500 | 0 | 74.45 | 69.88 | 9 | 0
2025 | TVA_2_SOCO | TVA | SOCO | Internal | Shoulder | B11 | 25 | 500 | 500 | 84.47 | 98.54 | 9 | 5.06
2025 | TVA_2_SOCO | TVA | SOCO | Internal | Shoulder | B12 | 200 | 500 | 0 | 75.3 | 76.45 | 9 | 0
2025 | TVA_2_SOCO | TVA | SOCO | Internal | Shoulder | B13 | 600 | 500 | 0 | 75.3 | 73.5 | 9 | 0
2025 | TVA_2_SOCO | TVA | SOCO | Internal | Shoulder | B14 | 900 | 500 | 0 | 75.3 | 73.5 | 9 | 0
2025 | TVA_2_SOCO | TVA | SOCO | Internal | Shoulder | B15 | 1203 | 500 | 0 | 72.16 | 72.62 | 9 | 0
2025 | TVA_2_SOCO | TVA | SOCO | Internal | Summer | B1 | 10 | 500 | 0 | 117.54 | 126.53 | 9 | 0
2025 | TVA_2_SOCO | TVA | SOCO | Internal | Summer | B2 | 25 | 500 | 0 | 116.44 | 120.44 | 9 | 0
2025 | TVA_2_SOCO | TVA | SOCO | Internal | Summer | B3 | 75 | 500 | 0 | 115.28 | 120.44 | 9 | 0
2025 | TVA_2_SOCO | TVA | SOCO | Internal | Summer | B4 | 100 | 500 | 500 | 105.23 | 118.06 | 9 | 3.83
2025 | TVA_2_SOCO | TVA | SOCO | Internal | Summer | B5 | 200 | 500 | 500 | 96.04 | 112.04 | 9 | 7
2025 | TVA_2_SOCO | TVA | SOCO | Internal | Summer | B6 | 300 | 500 | 500 | 84.47 | 97.64 | 9 | 4.17
2025 | TVA_2_SOCO | TVA | SOCO | Internal | Summer | B7 | 400 | 500 | 500 | 73.87 | 95.26 | 9 | 12.4
2025 | TVA_2_SOCO | TVA | SOCO | Internal | Summer | B8 | 500 | 500 | 500 | 73.87 | 86.23 | 9 | 3.36
2025 | TVA_2_SOCO | TVA | SOCO | Internal | Summer | B9 | 800 | 500 | 0 | 71.47 | 71.45 | 9 | 0
2025 | TVA_2_SOCO | TVA | SOCO | Internal | Summer | B10 | 1262 | 500 | 0 | 63.87 | 71.22 | 9 | 0
2025 | TVA_2_SOCO | TVA | SOCO | Internal | Winter | B16 | 25 | 500 | 0 | 89.14 | 98.13 | 9 | 0
2025 | TVA_2_SOCO | TVA | SOCO | Internal | Winter | B17 | 100 | 500 | 0 | 82.42 | 80.69 | 9 | 0
2025 | TVA_2_SOCO | TVA | SOCO | Internal | Winter | B18 | 400 | 500 | 0 | 77.48 | 75.5 | 9 | 0
2025 | TVA_2_SOCO | TVA | SOCO | Internal | Winter | B19 | 700 | 500 | 0 | 77.48 | 75.5 | 9 | 0
2025 | TVA_2_SOCO | TVA | SOCO | Internal | Winter | B20 | 935 | 500 | 0 | 74.45 | 75.5 | 9 | 0
2025 | TVA_2_VACAR | TVA | VACAR | Internal | Shoulder | B11 | 25 | 150 | 0 | 84.47 | 91.54 | 9 | 0
2025 | TVA_2_VACAR | TVA | VACAR | Internal | Shoulder | B12 | 200 | 150 | 150 | 75.3 | 86.45 | 9 | 2.15
2025 | TVA_2_VACAR | TVA | VACAR | Internal | Shoulder | B13 | 600 | 150 | 0 | 75.3 | 79.97 | 9 | 0
2025 | TVA_2_VACAR | TVA | VACAR | Internal | Shoulder | B14 | 900 | 150 | 0 | 75.3 | 76.26 | 9 | 0
2025 | TVA_2_VACAR | TVA | VACAR | Internal | Shoulder | B15 | 1203 | 150 | 0 | 72.16 | 66.27 | 9 | 0
2025 | TVA_2_VACAR | TVA | VACAR | Internal | Summer | B1 | 10 | 150 | 0 | 117.54 | 121.06 | 9 | 0
2025 | TVA_2_VACAR | TVA | VACAR | Internal | Summer | B2 | 25 | 150 | 0 | 116.44 | 121.06 | 9 | 0
2025 | TVA_2_VACAR | TVA | VACAR | Internal | Summer | B3 | 75 | 150 | 0 | 115.28 | 121.06 | 9 | 0
2025 | TVA_2_VACAR | TVA | VACAR | Internal | Summer | B4 | 100 | 150 | 0 | 105.23 | 114.22 | 9 | 0
2025 | TVA_2_VACAR | TVA | VACAR | Internal | Summer | B5 | 200 | 150 | 99.05 | 96.04 | 105.04 | 9 | 0
2025 | TVA_2_VACAR | TVA | VACAR | Internal | Summer | B6 | 300 | 150 | 0 | 84.47 | 90.64 | 9 | 0
2025 | TVA_2_VACAR | TVA | VACAR | Internal | Summer | B7 | 400 | 150 | 150 | 73.87 | 88.26 | 9 | 5.4
2025 | TVA_2_VACAR | TVA | VACAR | Internal | Summer | B8 | 500 | 150 | 0 | 73.87 | 79.23 | 9 | 0
2025 | TVA_2_VACAR | TVA | VACAR | Internal | Summer | B9 | 800 | 150 | 0 | 71.47 | 64.45 | 9 | 0
2025 | TVA_2_VACAR | TVA | VACAR | Internal | Summer | B10 | 1262 | 150 | 0 | 63.87 | 64.45 | 9 | 0
2025 | TVA_2_VACAR | TVA | VACAR | Internal | Winter | B16 | 25 | 150 | 150 | 89.14 | 102.88 | 9 | 4.73
2025 | TVA_2_VACAR | TVA | VACAR | Internal | Winter | B17 | 100 | 150 | 0 | 82.42 | 90.69 | 9 | 0
2025 | TVA_2_VACAR | TVA | VACAR | Internal | Winter | B18 | 400 | 150 | 0 | 77.48 | 84.83 | 9 | 0
2025 | TVA_2_VACAR | TVA | VACAR | Internal | Winter | B19 | 700 | 150 | 0 | 77.48 | 81.03 | 9 | 0
2025 | TVA_2_VACAR | TVA | VACAR | Internal | Winter | B20 | 935 | 150 | 0 | 74.45 | 70.33 | 9 | 0
2025 | TVA_Transmission_2_ENT | TVA_Transmission | ENT | Internal | Shoulder | B11 | 25 | 3000 | 0 | 89.54 | 86.19 | 9 | 0
2025 | TVA_Transmission_2_ENT | TVA_Transmission | ENT | Internal | Shoulder | B12 | 200 | 3000 | 0 | 79.76 | 73.68 | 9 | 0
2025 | TVA_Transmission_2_ENT | TVA_Transmission | ENT | Internal | Shoulder | B13 | 600 | 3000 | 0 | 78.06 | 73.14 | 9 | 0
2025 | TVA_Transmission_2_ENT | TVA_Transmission | ENT | Internal | Shoulder | B14 | 900 | 3000 | 0 | 75.55 | 70.69 | 9 | 0
2025 | TVA_Transmission_2_ENT | TVA_Transmission | ENT | Internal | Shoulder | B15 | 1203 | 3000 | 0 | 72.15 | 70.69 | 9 | 0
2025 | TVA_Transmission_2_ENT | TVA_Transmission | ENT | Internal | Summer | B1 | 10 | 3000 | 0 | 117.53 | 117.53 | 9 | 0
2025 | TVA_Transmission_2_ENT | TVA_Transmission | ENT | Internal | Summer | B2 | 25 | 3000 | 0 | 116.43 | 112.44 | 9 | 0
2025 | TVA_Transmission_2_ENT | TVA_Transmission | ENT | Internal | Summer | B3 | 75 | 3000 | 0 | 115.27 | 112.44 | 9 | 0
2025 | TVA_Transmission_2_ENT | TVA_Transmission | ENT | Internal | Summer | B4 | 100 | 3000 | 0 | 105.22 | 105.22 | 9 | 0
2025 | TVA_Transmission_2_ENT | TVA_Transmission | ENT | Internal | Summer | B5 | 200 | 3000 | 0 | 98.42 | 98.42 | 9 | 0
2025 | TVA_Transmission_2_ENT | TVA_Transmission | ENT | Internal | Summer | B6 | 300 | 3000 | 0 | 89 | 89.64 | 9 | 0
2025 | TVA_Transmission_2_ENT | TVA_Transmission | ENT | Internal | Summer | B7 | 400 | 3000 | 0 | 86.26 | 80.34 | 9 | 0
2025 | TVA_Transmission_2_ENT | TVA_Transmission | ENT | Internal | Summer | B8 | 500 | 3000 | 0 | 78.41 | 72.16 | 9 | 0
2025 | TVA_Transmission_2_ENT | TVA_Transmission | ENT | Internal | Summer | B9 | 800 | 3000 | 0 | 71.45 | 71.63 | 9 | 0
2025 | TVA_Transmission_2_ENT | TVA_Transmission | ENT | Internal | Summer | B10 | 1262 | 3000 | 0 | 65.05 | 66.49 | 9 | 0
2025 | TVA_Transmission_2_ENT | TVA_Transmission | ENT | Internal | Winter | B16 | 25 | 3000 | 0 | 89.13 | 81.13 | 9 | 0
2025 | TVA_Transmission_2_ENT | TVA_Transmission | ENT | Internal | Winter | B17 | 100 | 3000 | 0 | 82.41 | 74.41 | 9 | 0
2025 | TVA_Transmission_2_ENT | TVA_Transmission | ENT | Internal | Winter | B18 | 400 | 3000 | 0 | 80.05 | 75.08 | 9 | 0
2025 | TVA_Transmission_2_ENT | TVA_Transmission | ENT | Internal | Winter | B19 | 700 | 3000 | 0 | 78.86 | 73.56 | 9 | 0
2025 | TVA_Transmission_2_ENT | TVA_Transmission | ENT | Internal | Winter | B20 | 935 | 3000 | 0 | 74.43 | 73.56 | 9 | 0
2025 | TVA_Transmission_2_MISO_MO-IL | TVA_Transmission | MISO_MO-IL | Internal | Shoulder | B11 | 25 | 4000 | 0 | 89.54 | 81.54 | 9 | 0
2025 | TVA_Transmission_2_MISO_MO-IL | TVA_Transmission | MISO_MO-IL | Internal | Shoulder | B12 | 200 | 4000 | 0 | 79.76 | 75.49 | 9 | 0
2025 | TVA_Transmission_2_MISO_MO-IL | TVA_Transmission | MISO_MO-IL | Internal | Shoulder | B13 | 600 | 4000 | 0 | 78.06 | 75 | 9 | 0
2025 | TVA_Transmission_2_MISO_MO-IL | TVA_Transmission | MISO_MO-IL | Internal | Shoulder | B14 | 900 | 4000 | 0 | 75.55 | 67.84 | 9 | 0
2025 | TVA_Transmission_2_MISO_MO-IL | TVA_Transmission | MISO_MO-IL | Internal | Shoulder | B15 | 1203 | 4000 | 0 | 72.15 | 64.15 | 9 | 0
2025 | TVA_Transmission_2_MISO_MO-IL | TVA_Transmission | MISO_MO-IL | Internal | Summer | B1 | 10 | 4000 | 0 | 117.53 | 109.53 | 9 | 0
2025 | TVA_Transmission_2_MISO_MO-IL | TVA_Transmission | MISO_MO-IL | Internal | Summer | B2 | 25 | 4000 | 0 | 116.43 | 108.43 | 9 | 0
2025 | TVA_Transmission_2_MISO_MO-IL | TVA_Transmission | MISO_MO-IL | Internal | Summer | B3 | 75 | 4000 | 0 | 115.27 | 107.29 | 9 | 0
2025 | TVA_Transmission_2_MISO_MO-IL | TVA_Transmission | MISO_MO-IL | Internal | Summer | B4 | 100 | 4000 | 0 | 105.22 | 97.22 | 9 | 0
2025 | TVA_Transmission_2_MISO_MO-IL | TVA_Transmission | MISO_MO-IL | Internal | Summer | B5 | 200 | 4000 | 0 | 98.42 | 90.42 | 9 | 0
2025 | TVA_Transmission_2_MISO_MO-IL | TVA_Transmission | MISO_MO-IL | Internal | Summer | B6 | 300 | 4000 | 0 | 89 | 81.64 | 9 | 0
2025 | TVA_Transmission_2_MISO_MO-IL | TVA_Transmission | MISO_MO-IL | Internal | Summer | B7 | 400 | 4000 | 0 | 86.26 | 78.26 | 9 | 0
2025 | TVA_Transmission_2_MISO_MO-IL | TVA_Transmission | MISO_MO-IL | Internal | Summer | B8 | 500 | 4000 | 0 | 78.41 | 72.69 | 9 | 0
2025 | TVA_Transmission_2_MISO_MO-IL | TVA_Transmission | MISO_MO-IL | Internal | Summer | B9 | 800 | 4000 | 0 | 71.45 | 66.39 | 9 | 0
2025 | TVA_Transmission_2_MISO_MO-IL | TVA_Transmission | MISO_MO-IL | Internal | Summer | B10 | 1262 | 4000 | 0 | 65.05 | 58.49 | 9 | 0
2025 | TVA_Transmission_2_MISO_MO-IL | TVA_Transmission | MISO_MO-IL | Internal | Winter | B16 | 25 | 4000 | 0 | 89.13 | 81.13 | 9 | 0
2025 | TVA_Transmission_2_MISO_MO-IL | TVA_Transmission | MISO_MO-IL | Internal | Winter | B17 | 100 | 4000 | 0 | 82.41 | 78.12 | 9 | 0
2025 | TVA_Transmission_2_MISO_MO-IL | TVA_Transmission | MISO_MO-IL | Internal | Winter | B18 | 400 | 4000 | 0 | 80.05 | 75.08 | 9 | 0
2025 | TVA_Transmission_2_MISO_MO-IL | TVA_Transmission | MISO_MO-IL | Internal | Winter | B19 | 700 | 4000 | 0 | 78.86 | 73.12 | 9 | 0
2025 | TVA_Transmission_2_MISO_MO-IL | TVA_Transmission | MISO_MO-IL | Internal | Winter | B20 | 935 | 4000 | 0 | 74.43 | 66.43 | 9 | 0
2025 | TVA_Transmission_2_NonRTO_Midwest | TVA_Transmission | NonRTO_Midwest | Internal | Shoulder | B11 | 25 | 700 | 0 | 89.54 | 89.53 | 9 | 0
2025 | TVA_Transmission_2_NonRTO_Midwest | TVA_Transmission | NonRTO_Midwest | Internal | Shoulder | B12 | 200 | 700 | 0 | 79.76 | 85.05 | 9 | 0
2025 | TVA_Transmission_2_NonRTO_Midwest | TVA_Transmission | NonRTO_Midwest | Internal | Shoulder | B13 | 600 | 700 | 0 | 78.06 | 83.01 | 9 | 0
2025 | TVA_Transmission_2_NonRTO_Midwest | TVA_Transmission | NonRTO_Midwest | Internal | Shoulder | B14 | 900 | 700 | 0 | 75.55 | 75.85 | 9 | 0
2025 | TVA_Transmission_2_NonRTO_Midwest | TVA_Transmission | NonRTO_Midwest | Internal | Shoulder | B15 | 1203 | 700 | 0 | 72.15 | 72.16 | 9 | 0
2025 | TVA_Transmission_2_NonRTO_Midwest | TVA_Transmission | NonRTO_Midwest | Internal | Summer | B1 | 10 | 700 | 0 | 117.53 | 116.42 | 9 | 0
2025 | TVA_Transmission_2_NonRTO_Midwest | TVA_Transmission | NonRTO_Midwest | Internal | Summer | B2 | 25 | 700 | 0 | 116.43 | 116.42 | 9 | 0
2025 | TVA_Transmission_2_NonRTO_Midwest | TVA_Transmission | NonRTO_Midwest | Internal | Summer | B3 | 75 | 700 | 0 | 115.27 | 115.27 | 9 | 0
2025 | TVA_Transmission_2_NonRTO_Midwest | TVA_Transmission | NonRTO_Midwest | Internal | Summer | B4 | 100 | 700 | 0 | 105.22 | 104.78 | 9 | 0
2025 | TVA_Transmission_2_NonRTO_Midwest | TVA_Transmission | NonRTO_Midwest | Internal | Summer | B5 | 200 | 700 | 0 | 98.42 | 95.21 | 9 | 0
2025 | TVA_Transmission_2_NonRTO_Midwest | TVA_Transmission | NonRTO_Midwest | Internal | Summer | B6 | 300 | 700 | 0 | 89 | 89.63 | 9 | 0
2025 | TVA_Transmission_2_NonRTO_Midwest | TVA_Transmission | NonRTO_Midwest | Internal | Summer | B7 | 400 | 700 | 0 | 86.26 | 86.25 | 9 | 0
2025 | TVA_Transmission_2_NonRTO_Midwest | TVA_Transmission | NonRTO_Midwest | Internal | Summer | B8 | 500 | 700 | 0 | 78.41 | 80.68 | 9 | 0
2025 | TVA_Transmission_2_NonRTO_Midwest | TVA_Transmission | NonRTO_Midwest | Internal | Summer | B9 | 800 | 700 | 0 | 71.45 | 74.38 | 9 | 0
2025 | TVA_Transmission_2_NonRTO_Midwest | TVA_Transmission | NonRTO_Midwest | Internal | Summer | B10 | 1262 | 700 | 0 | 65.05 | 66.48 | 9 | 0
2025 | TVA_Transmission_2_NonRTO_Midwest | TVA_Transmission | NonRTO_Midwest | Internal | Winter | B16 | 25 | 700 | 0 | 89.13 | 89.14 | 9 | 0
2025 | TVA_Transmission_2_NonRTO_Midwest | TVA_Transmission | NonRTO_Midwest | Internal | Winter | B17 | 100 | 700 | 0 | 82.41 | 86.14 | 9 | 0
2025 | TVA_Transmission_2_NonRTO_Midwest | TVA_Transmission | NonRTO_Midwest | Internal | Winter | B18 | 400 | 700 | 0 | 80.05 | 83.1 | 9 | 0
2025 | TVA_Transmission_2_NonRTO_Midwest | TVA_Transmission | NonRTO_Midwest | Internal | Winter | B19 | 700 | 700 | 0 | 78.86 | 81.12 | 9 | 0
2025 | TVA_Transmission_2_NonRTO_Midwest | TVA_Transmission | NonRTO_Midwest | Internal | Winter | B20 | 935 | 700 | 0 | 74.43 | 74.42 | 9 | 0
2025 | TVA_Transmission_2_PJM_ROR | TVA_Transmission | PJM_ROR | Internal | Shoulder | B11 | 25 | 2000 | 0 | 89.54 | 83.54 | 9 | 0
2025 | TVA_Transmission_2_PJM_ROR | TVA_Transmission | PJM_ROR | Internal | Shoulder | B12 | 200 | 2000 | 0 | 79.76 | 80.45 | 9 | 0
2025 | TVA_Transmission_2_PJM_ROR | TVA_Transmission | PJM_ROR | Internal | Shoulder | B13 | 600 | 2000 | 0 | 78.06 | 77.65 | 9 | 0
2025 | TVA_Transmission_2_PJM_ROR | TVA_Transmission | PJM_ROR | Internal | Shoulder | B14 | 900 | 2000 | 0 | 75.55 | 74.7 | 9 | 0
2025 | TVA_Transmission_2_PJM_ROR | TVA_Transmission | PJM_ROR | Internal | Shoulder | B15 | 1203 | 2000 | 0 | 72.15 | 67.73 | 9 | 0
2025 | TVA_Transmission_2_PJM_ROR | TVA_Transmission | PJM_ROR | Internal | Summer | B1 | 10 | 2000 | 0 | 117.53 | 111.52 | 9 | 0
2025 | TVA_Transmission_2_PJM_ROR | TVA_Transmission | PJM_ROR | Internal | Summer | B2 | 25 | 2000 | 0 | 116.43 | 109.27 | 9 | 0
2025 | TVA_Transmission_2_PJM_ROR | TVA_Transmission | PJM_ROR | Internal | Summer | B3 | 75 | 2000 | 0 | 115.27 | 109.27 | 9 | 0
2025 | TVA_Transmission_2_PJM_ROR | TVA_Transmission | PJM_ROR | Internal | Summer | B4 | 100 | 2000 | 0 | 105.22 | 98.79 | 9 | 0
2025 | TVA_Transmission_2_PJM_ROR | TVA_Transmission | PJM_ROR | Internal | Summer | B5 | 200 | 2000 | 0 | 98.42 | 92.4 | 9 | 0
2025 | TVA_Transmission_2_PJM_ROR | TVA_Transmission | PJM_ROR | Internal | Summer | B6 | 300 | 2000 | 0 | 89 | 83.64 | 9 | 0
2025 | TVA_Transmission_2_PJM_ROR | TVA_Transmission | PJM_ROR | Internal | Summer | B7 | 400 | 2000 | 0 | 86.26 | 82.26 | 9 | 0
2025 | TVA_Transmission_2_PJM_ROR | TVA_Transmission | PJM_ROR | Internal | Summer | B8 | 500 | 2000 | 0 | 78.41 | 74.69 | 9 | 0
2025 | TVA_Transmission_2_PJM_ROR | TVA_Transmission | PJM_ROR | Internal | Summer | B9 | 800 | 2000 | 0 | 71.45 | 69.55 | 9 | 0
2025 | TVA_Transmission_2_PJM_ROR | TVA_Transmission | PJM_ROR | Internal | Summer | B10 | 1262 | 2000 | 0 | 65.05 | 60.49 | 9 | 0
2025 | TVA_Transmission_2_PJM_ROR | TVA_Transmission | PJM_ROR | Internal | Winter | B16 | 25 | 2000 | 0 | 89.13 | 84.04 | 9 | 0
2025 | TVA_Transmission_2_PJM_ROR | TVA_Transmission | PJM_ROR | Internal | Winter | B17 | 100 | 2000 | 0 | 82.41 | 84.04 | 9 | 0
2025 | TVA_Transmission_2_PJM_ROR | TVA_Transmission | PJM_ROR | Internal | Winter | B18 | 400 | 2000 | 0 | 80.05 | 81.77 | 9 | 0
2025 | TVA_Transmission_2_PJM_ROR | TVA_Transmission | PJM_ROR | Internal | Winter | B19 | 700 | 2000 | 0 | 78.86 | 78.5 | 9 | 0
2025 | TVA_Transmission_2_PJM_ROR | TVA_Transmission | PJM_ROR | Internal | Winter | B20 | 935 | 2000 | 0 | 74.43 | 69.88 | 9 | 0
2025 | TVA_Transmission_2_SOCO | TVA_Transmission | SOCO | Internal | Shoulder | B11 | 25 | 3200 | 2268.51 | 89.54 | 98.54 | 9 | 0
2025 | TVA_Transmission_2_SOCO | TVA_Transmission | SOCO | Internal | Shoulder | B12 | 200 | 3200 | 0 | 79.76 | 76.45 | 9 | 0
2025 | TVA_Transmission_2_SOCO | TVA_Transmission | SOCO | Internal | Shoulder | B13 | 600 | 3200 | 0 | 78.06 | 73.5 | 9 | 0
2025 | TVA_Transmission_2_SOCO | TVA_Transmission | SOCO | Internal | Shoulder | B14 | 900 | 3200 | 0 | 75.55 | 73.5 | 9 | 0
2025 | TVA_Transmission_2_SOCO | TVA_Transmission | SOCO | Internal | Shoulder | B15 | 1203 | 3200 | 0 | 72.15 | 72.62 | 9 | 0
2025 | TVA_Transmission_2_SOCO | TVA_Transmission | SOCO | Internal | Summer | B1 | 10 | 3200 | 353.19 | 117.53 | 126.53 | 9 | 0
2025 | TVA_Transmission_2_SOCO | TVA_Transmission | SOCO | Internal | Summer | B2 | 25 | 3200 | 0 | 116.43 | 120.44 | 9 | 0
2025 | TVA_Transmission_2_SOCO | TVA_Transmission | SOCO | Internal | Summer | B3 | 75 | 3200 | 0 | 115.27 | 120.44 | 9 | 0
2025 | TVA_Transmission_2_SOCO | TVA_Transmission | SOCO | Internal | Summer | B4 | 100 | 3200 | 3200 | 105.22 | 118.06 | 9 | 3.84
2025 | TVA_Transmission_2_SOCO | TVA_Transmission | SOCO | Internal | Summer | B5 | 200 | 3200 | 3200 | 98.42 | 112.04 | 9 | 4.62
2025 | TVA_Transmission_2_SOCO | TVA_Transmission | SOCO | Internal | Summer | B6 | 300 | 3200 | 0 | 89 | 97.64 | 9 | 0
2025 | TVA_Transmission_2_SOCO | TVA_Transmission | SOCO | Internal | Summer | B7 | 400 | 3200 | 708.66 | 86.26 | 95.26 | 9 | 0
2025 | TVA_Transmission_2_SOCO | TVA_Transmission | SOCO | Internal | Summer | B8 | 500 | 3200 | 0 | 78.41 | 86.23 | 9 | 0
2025 | TVA_Transmission_2_SOCO | TVA_Transmission | SOCO | Internal | Summer | B9 | 800 | 3200 | 0 | 71.45 | 71.45 | 9 | 0
2025 | TVA_Transmission_2_SOCO | TVA_Transmission | SOCO | Internal | Summer | B10 | 1262 | 3200 | 0 | 65.05 | 71.22 | 9 | 0
2025 | TVA_Transmission_2_SOCO | TVA_Transmission | SOCO | Internal | Winter | B16 | 25 | 3200 | 1325.23 | 89.13 | 98.13 | 9 | 0
2025 | TVA_Transmission_2_SOCO | TVA_Transmission | SOCO | Internal | Winter | B17 | 100 | 3200 | 0 | 82.41 | 80.69 | 9 | 0
2025 | TVA_Transmission_2_SOCO | TVA_Transmission | SOCO | Internal | Winter | B18 | 400 | 3200 | 0 | 80.05 | 75.5 | 9 | 0
2025 | TVA_Transmission_2_SOCO | TVA_Transmission | SOCO | Internal | Winter | B19 | 700 | 3200 | 0 | 78.86 | 75.5 | 9 | 0
2025 | TVA_Transmission_2_SOCO | TVA_Transmission | SOCO | Internal | Winter | B20 | 935 | 3200 | 0 | 74.43 | 75.5 | 9 | 0
2025 | TVA_Transmission_2_TVA | TVA_Transmission | TVA | Internal | Shoulder | B11 | 25 | 99999 | 0 | 89.54 | 84.47 | 0.01 | 0
2025 | TVA_Transmission_2_TVA | TVA_Transmission | TVA | Internal | Shoulder | B12 | 200 | 99999 | 0 | 79.76 | 75.3 | 0.01 | 0
2025 | TVA_Transmission_2_TVA | TVA_Transmission | TVA | Internal | Shoulder | B13 | 600 | 99999 | 0 | 78.06 | 75.3 | 0.01 | 0
2025 | TVA_Transmission_2_TVA | TVA_Transmission | TVA | Internal | Shoulder | B14 | 900 | 99999 | 0 | 75.55 | 75.3 | 0.01 | 0
2025 | TVA_Transmission_2_TVA | TVA_Transmission | TVA | Internal | Shoulder | B15 | 1203 | 99999 | 1026.04 | 72.15 | 72.16 | 0.01 | 0
2025 | TVA_Transmission_2_TVA | TVA_Transmission | TVA | Internal | Summer | B1 | 10 | 99999 | 4270.07 | 117.53 | 117.54 | 0.01 | 0
2025 | TVA_Transmission_2_TVA | TVA_Transmission | TVA | Internal | Summer | B2 | 25 | 99999 | 3381.67 | 116.43 | 116.44 | 0.01 | 0
2025 | TVA_Transmission_2_TVA | TVA_Transmission | TVA | Internal | Summer | B3 | 75 | 99999 | 1638.55 | 115.27 | 115.28 | 0.01 | 0
2025 | TVA_Transmission_2_TVA | TVA_Transmission | TVA | Internal | Summer | B4 | 100 | 99999 | 1333.11 | 105.22 | 105.23 | 0.01 | 0
2025 | TVA_Transmission_2_TVA | TVA_Transmission | TVA | Internal | Summer | B5 | 200 | 99999 | 0 | 98.42 | 96.04 | 0.01 | 0
2025 | TVA_Transmission_2_TVA | TVA_Transmission | TVA | Internal | Summer | B6 | 300 | 99999 | 0 | 89 | 84.47 | 0.01 | 0
2025 | TVA_Transmission_2_TVA | TVA_Transmission | TVA | Internal | Summer | B7 | 400 | 99999 | 0 | 86.26 | 73.87 | 0.01 | 0
2025 | TVA_Transmission_2_TVA | TVA_Transmission | TVA | Internal | Summer | B8 | 500 | 99999 | 0 | 78.41 | 73.87 | 0.01 | 0
2025 | TVA_Transmission_2_TVA | TVA_Transmission | TVA | Internal | Summer | B9 | 800 | 99999 | 708.16 | 71.45 | 71.47 | 0.01 | 0
2025 | TVA_Transmission_2_TVA | TVA_Transmission | TVA | Internal | Summer | B10 | 1262 | 99999 | 0 | 65.05 | 63.87 | 0.01 | 0
2025 | TVA_Transmission_2_TVA | TVA_Transmission | TVA | Internal | Winter | B16 | 25 | 99999 | 445.18 | 89.13 | 89.14 | 0.01 | 0
2025 | TVA_Transmission_2_TVA | TVA_Transmission | TVA | Internal | Winter | B17 | 100 | 99999 | 288.71 | 82.41 | 82.42 | 0.01 | 0
2025 | TVA_Transmission_2_TVA | TVA_Transmission | TVA | Internal | Winter | B18 | 400 | 99999 | 0 | 80.05 | 77.48 | 0.01 | 0
2025 | TVA_Transmission_2_TVA | TVA_Transmission | TVA | Internal | Winter | B19 | 700 | 99999 | 0 | 78.86 | 77.48 | 0.01 | 0
2025 | TVA_Transmission_2_TVA | TVA_Transmission | TVA | Internal | Winter | B20 | 935 | 99999 | 1722.69 | 74.43 | 74.45 | 0.01 | 0
2025 | TVA_Transmission_2_VACAR | TVA_Transmission | VACAR | Internal | Shoulder | B11 | 25 | 900 | 0 | 89.54 | 91.54 | 9 | 0
2025 | TVA_Transmission_2_VACAR | TVA_Transmission | VACAR | Internal | Shoulder | B12 | 200 | 900 | 0 | 79.76 | 86.45 | 9 | 0
2025 | TVA_Transmission_2_VACAR | TVA_Transmission | VACAR | Internal | Shoulder | B13 | 600 | 900 | 0 | 78.06 | 79.97 | 9 | 0
2025 | TVA_Transmission_2_VACAR | TVA_Transmission | VACAR | Internal | Shoulder | B14 | 900 | 900 | 0 | 75.55 | 76.26 | 9 | 0
2025 | TVA_Transmission_2_VACAR | TVA_Transmission | VACAR | Internal | Shoulder | B15 | 1203 | 900 | 0 | 72.15 | 66.27 | 9 | 0
2025 | TVA_Transmission_2_VACAR | TVA_Transmission | VACAR | Internal | Summer | B1 | 10 | 900 | 0 | 117.53 | 121.06 | 9 | 0
2025 | TVA_Transmission_2_VACAR | TVA_Transmission | VACAR | Internal | Summer | B2 | 25 | 900 | 0 | 116.43 | 121.06 | 9 | 0
2025 | TVA_Transmission_2_VACAR | TVA_Transmission | VACAR | Internal | Summer | B3 | 75 | 900 | 0 | 115.27 | 121.06 | 9 | 0
2025 | TVA_Transmission_2_VACAR | TVA_Transmission | VACAR | Internal | Summer | B4 | 100 | 900 | 95.63 | 105.22 | 114.22 | 9 | 0
2025 | TVA_Transmission_2_VACAR | TVA_Transmission | VACAR | Internal | Summer | B5 | 200 | 900 | 0 | 98.42 | 105.04 | 9 | 0
2025 | TVA_Transmission_2_VACAR | TVA_Transmission | VACAR | Internal | Summer | B6 | 300 | 900 | 0 | 89 | 90.64 | 9 | 0
2025 | TVA_Transmission_2_VACAR | TVA_Transmission | VACAR | Internal | Summer | B7 | 400 | 900 | 0 | 86.26 | 88.26 | 9 | 0
2025 | TVA_Transmission_2_VACAR | TVA_Transmission | VACAR | Internal | Summer | B8 | 500 | 900 | 0 | 78.41 | 79.23 | 9 | 0
2025 | TVA_Transmission_2_VACAR | TVA_Transmission | VACAR | Internal | Summer | B9 | 800 | 900 | 0 | 71.45 | 64.45 | 9 | 0
2025 | TVA_Transmission_2_VACAR | TVA_Transmission | VACAR | Internal | Summer | B10 | 1262 | 900 | 0 | 65.05 | 64.45 | 9 | 0
2025 | TVA_Transmission_2_VACAR | TVA_Transmission | VACAR | Internal | Winter | B16 | 25 | 900 | 900 | 89.13 | 102.88 | 9 | 4.75
2025 | TVA_Transmission_2_VACAR | TVA_Transmission | VACAR | Internal | Winter | B17 | 100 | 900 | 0 | 82.41 | 90.69 | 9 | 0
2025 | TVA_Transmission_2_VACAR | TVA_Transmission | VACAR | Internal | Winter | B18 | 400 | 900 | 0 | 80.05 | 84.83 | 9 | 0
2025 | TVA_Transmission_2_VACAR | TVA_Transmission | VACAR | Internal | Winter | B19 | 700 | 900 | 0 | 78.86 | 81.03 | 9 | 0
2025 | TVA_Transmission_2_VACAR | TVA_Transmission | VACAR | Internal | Winter | B20 | 935 | 900 | 0 | 74.43 | 70.33 | 9 | 0
2025 | VACAR_2_PJM_ROR | VACAR | PJM_ROR | Internal | Shoulder | B11 | 25 | 2000 | 0 | 91.54 | 83.54 | 7 | 0
2025 | VACAR_2_PJM_ROR | VACAR | PJM_ROR | Internal | Shoulder | B12 | 200 | 2000 | 0 | 86.45 | 80.45 | 7 | 0
2025 | VACAR_2_PJM_ROR | VACAR | PJM_ROR | Internal | Shoulder | B13 | 600 | 2000 | 0 | 79.97 | 77.65 | 7 | 0
2025 | VACAR_2_PJM_ROR | VACAR | PJM_ROR | Internal | Shoulder | B14 | 900 | 2000 | 0 | 76.26 | 74.7 | 7 | 0
2025 | VACAR_2_PJM_ROR | VACAR | PJM_ROR | Internal | Shoulder | B15 | 1203 | 2000 | 0 | 66.27 | 67.73 | 7 | 0
2025 | VACAR_2_PJM_ROR | VACAR | PJM_ROR | Internal | Summer | B1 | 10 | 2000 | 0 | 121.06 | 111.52 | 7 | 0
2025 | VACAR_2_PJM_ROR | VACAR | PJM_ROR | Internal | Summer | B2 | 25 | 2000 | 0 | 121.06 | 109.27 | 7 | 0
2025 | VACAR_2_PJM_ROR | VACAR | PJM_ROR | Internal | Summer | B3 | 75 | 2000 | 0 | 121.06 | 109.27 | 7 | 0
2025 | VACAR_2_PJM_ROR | VACAR | PJM_ROR | Internal | Summer | B4 | 100 | 2000 | 0 | 114.22 | 98.79 | 7 | 0
2025 | VACAR_2_PJM_ROR | VACAR | PJM_ROR | Internal | Summer | B5 | 200 | 2000 | 0 | 105.04 | 92.4 | 7 | 0
2025 | VACAR_2_PJM_ROR | VACAR | PJM_ROR | Internal | Summer | B6 | 300 | 2000 | 0 | 90.64 | 83.64 | 7 | 0
2025 | VACAR_2_PJM_ROR | VACAR | PJM_ROR | Internal | Summer | B7 | 400 | 2000 | 0 | 88.26 | 82.26 | 7 | 0
2025 | VACAR_2_PJM_ROR | VACAR | PJM_ROR | Internal | Summer | B8 | 500 | 2000 | 0 | 79.23 | 74.69 | 7 | 0
2025 | VACAR_2_PJM_ROR | VACAR | PJM_ROR | Internal | Summer | B9 | 800 | 2000 | 0 | 64.45 | 69.55 | 7 | 0
2025 | VACAR_2_PJM_ROR | VACAR | PJM_ROR | Internal | Summer | B10 | 1262 | 2000 | 0 | 64.45 | 60.49 | 7 | 0
2025 | VACAR_2_PJM_ROR | VACAR | PJM_ROR | Internal | Winter | B16 | 25 | 2000 | 0 | 102.88 | 84.04 | 7 | 0
2025 | VACAR_2_PJM_ROR | VACAR | PJM_ROR | Internal | Winter | B17 | 100 | 2000 | 0 | 90.69 | 84.04 | 7 | 0
2025 | VACAR_2_PJM_ROR | VACAR | PJM_ROR | Internal | Winter | B18 | 400 | 2000 | 0 | 84.83 | 81.77 | 7 | 0
2025 | VACAR_2_PJM_ROR | VACAR | PJM_ROR | Internal | Winter | B19 | 700 | 2000 | 0 | 81.03 | 78.5 | 7 | 0
2025 | VACAR_2_PJM_ROR | VACAR | PJM_ROR | Internal | Winter | B20 | 935 | 2000 | 0 | 70.33 | 69.88 | 7 | 0
2025 | VACAR_2_SOCO | VACAR | SOCO | Internal | Shoulder | B11 | 25 | 3000 | 2959.72 | 91.54 | 98.54 | 7 | 0
2025 | VACAR_2_SOCO | VACAR | SOCO | Internal | Shoulder | B12 | 200 | 3000 | 0 | 86.45 | 76.45 | 7 | 0
2025 | VACAR_2_SOCO | VACAR | SOCO | Internal | Shoulder | B13 | 600 | 3000 | 0 | 79.97 | 73.5 | 7 | 0
2025 | VACAR_2_SOCO | VACAR | SOCO | Internal | Shoulder | B14 | 900 | 3000 | 0 | 76.26 | 73.5 | 7 | 0
2025 | VACAR_2_SOCO | VACAR | SOCO | Internal | Shoulder | B15 | 1203 | 3000 | 0 | 66.27 | 72.62 | 7 | 0
2025 | VACAR_2_SOCO | VACAR | SOCO | Internal | Summer | B1 | 10 | 3000 | 0 | 121.06 | 126.53 | 7 | 0
2025 | VACAR_2_SOCO | VACAR | SOCO | Internal | Summer | B2 | 25 | 3000 | 0 | 121.06 | 120.44 | 7 | 0
2025 | VACAR_2_SOCO | VACAR | SOCO | Internal | Summer | B3 | 75 | 3000 | 0 | 121.06 | 120.44 | 7 | 0
2025 | VACAR_2_SOCO | VACAR | SOCO | Internal | Summer | B4 | 100 | 3000 | 0 | 114.22 | 118.06 | 7 | 0
2025 | VACAR_2_SOCO | VACAR | SOCO | Internal | Summer | B5 | 200 | 3000 | 1921.16 | 105.04 | 112.04 | 7 | 0
2025 | VACAR_2_SOCO | VACAR | SOCO | Internal | Summer | B6 | 300 | 3000 | 991.88 | 90.64 | 97.64 | 7 | 0
2025 | VACAR_2_SOCO | VACAR | SOCO | Internal | Summer | B7 | 400 | 3000 | 468.27 | 88.26 | 95.26 | 7 | 0
2025 | VACAR_2_SOCO | VACAR | SOCO | Internal | Summer | B8 | 500 | 3000 | 310.82 | 79.23 | 86.23 | 7 | 0
2025 | VACAR_2_SOCO | VACAR | SOCO | Internal | Summer | B9 | 800 | 3000 | 11.81 | 64.45 | 71.45 | 7 | 0
2025 | VACAR_2_SOCO | VACAR | SOCO | Internal | Summer | B10 | 1262 | 3000 | 0 | 64.45 | 71.22 | 7 | 0
2025 | VACAR_2_SOCO | VACAR | SOCO | Internal | Winter | B16 | 25 | 3000 | 0 | 102.88 | 98.13 | 7 | 0
2025 | VACAR_2_SOCO | VACAR | SOCO | Internal | Winter | B17 | 100 | 3000 | 0 | 90.69 | 80.69 | 7 | 0
2025 | VACAR_2_SOCO | VACAR | SOCO | Internal | Winter | B18 | 400 | 3000 | 0 | 84.83 | 75.5 | 7 | 0
2025 | VACAR_2_SOCO | VACAR | SOCO | Internal | Winter | B19 | 700 | 3000 | 0 | 81.03 | 75.5 | 7 | 0
2025 | VACAR_2_SOCO | VACAR | SOCO | Internal | Winter | B20 | 935 | 3000 | 0 | 70.33 | 75.5 | 7 | 0
2025 | VACAR_2_TVA_Transmission | VACAR | TVA_Transmission | Internal | Shoulder | B11 | 25 | 900 | 0 | 91.54 | 89.54 | 7 | 0
2025 | VACAR_2_TVA_Transmission | VACAR | TVA_Transmission | Internal | Shoulder | B12 | 200 | 900 | 0 | 86.45 | 79.76 | 7 | 0
2025 | VACAR_2_TVA_Transmission | VACAR | TVA_Transmission | Internal | Shoulder | B13 | 600 | 900 | 0 | 79.97 | 78.06 | 7 | 0
2025 | VACAR_2_TVA_Transmission | VACAR | TVA_Transmission | Internal | Shoulder | B14 | 900 | 900 | 0 | 76.26 | 75.55 | 7 | 0
2025 | VACAR_2_TVA_Transmission | VACAR | TVA_Transmission | Internal | Shoulder | B15 | 1203 | 900 | 0 | 66.27 | 72.15 | 7 | 0
2025 | VACAR_2_TVA_Transmission | VACAR | TVA_Transmission | Internal | Summer | B1 | 10 | 900 | 0 | 121.06 | 117.53 | 7 | 0
2025 | VACAR_2_TVA_Transmission | VACAR | TVA_Transmission | Internal | Summer | B2 | 25 | 900 | 0 | 121.06 | 116.43 | 7 | 0
2025 | VACAR_2_TVA_Transmission | VACAR | TVA_Transmission | Internal | Summer | B3 | 75 | 900 | 0 | 121.06 | 115.27 | 7 | 0
2025 | VACAR_2_TVA_Transmission | VACAR | TVA_Transmission | Internal | Summer | B4 | 100 | 900 | 0 | 114.22 | 105.22 | 7 | 0
2025 | VACAR_2_TVA_Transmission | VACAR | TVA_Transmission | Internal | Summer | B5 | 200 | 900 | 0 | 105.04 | 98.42 | 7 | 0
2025 | VACAR_2_TVA_Transmission | VACAR | TVA_Transmission | Internal | Summer | B6 | 300 | 900 | 0 | 90.64 | 89 | 7 | 0
2025 | VACAR_2_TVA_Transmission | VACAR | TVA_Transmission | Internal | Summer | B7 | 400 | 900 | 0 | 88.26 | 86.26 | 7 | 0
2025 | VACAR_2_TVA_Transmission | VACAR | TVA_Transmission | Internal | Summer | B8 | 500 | 900 | 0 | 79.23 | 78.41 | 7 | 0
2025 | VACAR_2_TVA_Transmission | VACAR | TVA_Transmission | Internal | Summer | B9 | 800 | 900 | 708.16 | 64.45 | 71.45 | 7 | 0
2025 | VACAR_2_TVA_Transmission | VACAR | TVA_Transmission | Internal | Summer | B10 | 1262 | 900 | 0 | 64.45 | 65.05 | 7 | 0
2025 | VACAR_2_TVA_Transmission | VACAR | TVA_Transmission | Internal | Winter | B16 | 25 | 900 | 0 | 102.88 | 89.13 | 7 | 0
2025 | VACAR_2_TVA_Transmission | VACAR | TVA_Transmission | Internal | Winter | B17 | 100 | 900 | 0 | 90.69 | 82.41 | 7 | 0
2025 | VACAR_2_TVA_Transmission | VACAR | TVA_Transmission | Internal | Winter | B18 | 400 | 900 | 0 | 84.83 | 80.05 | 7 | 0
2025 | VACAR_2_TVA_Transmission | VACAR | TVA_Transmission | Internal | Winter | B19 | 700 | 900 | 0 | 81.03 | 78.86 | 7 | 0
2025 | VACAR_2_TVA_Transmission | VACAR | TVA_Transmission | Internal | Winter | B20 | 935 | 900 | 0 | 70.33 | 74.43 | 7 | 0
2030 | ENT_2_MISO_MO-IL | ENT | MISO_MO-IL | Internal | Shoulder | B11 | 25 | 2260 | 0 | 101.17 | 93.17 | 8 | 0
2030 | ENT_2_MISO_MO-IL | ENT | MISO_MO-IL | Internal | Shoulder | B12 | 200 | 2260 | 0 | 93.53 | 87.83 | 8 | 0
2030 | ENT_2_MISO_MO-IL | ENT | MISO_MO-IL | Internal | Shoulder | B13 | 600 | 2260 | 0 | 90.37 | 87.82 | 8 | 0
2030 | ENT_2_MISO_MO-IL | ENT | MISO_MO-IL | Internal | Shoulder | B14 | 900 | 2260 | 0 | 90.37 | 87.81 | 8 | 0
2030 | ENT_2_MISO_MO-IL | ENT | MISO_MO-IL | Internal | Shoulder | B15 | 1203 | 2260 | 0 | 85.06 | 77.06 | 8 | 0
2030 | ENT_2_MISO_MO-IL | ENT | MISO_MO-IL | Internal | Summer | B1 | 10 | 2260 | 0 | 149.65 | 144.12 | 8 | 0
2030 | ENT_2_MISO_MO-IL | ENT | MISO_MO-IL | Internal | Summer | B2 | 25 | 2260 | 0 | 149.37 | 141.37 | 8 | 0
2030 | ENT_2_MISO_MO-IL | ENT | MISO_MO-IL | Internal | Summer | B3 | 75 | 2260 | 0 | 148.93 | 141.52 | 8 | 0
2030 | ENT_2_MISO_MO-IL | ENT | MISO_MO-IL | Internal | Summer | B4 | 100 | 2260 | 0 | 148.86 | 140.86 | 8 | 0
2030 | ENT_2_MISO_MO-IL | ENT | MISO_MO-IL | Internal | Summer | B5 | 200 | 2260 | 0 | 140.19 | 140.7 | 8 | 0
2030 | ENT_2_MISO_MO-IL | ENT | MISO_MO-IL | Internal | Summer | B6 | 300 | 2260 | 0 | 111.53 | 111.25 | 8 | 0
2030 | ENT_2_MISO_MO-IL | ENT | MISO_MO-IL | Internal | Summer | B7 | 400 | 2260 | 0 | 95.3 | 101.27 | 8 | 0
2030 | ENT_2_MISO_MO-IL | ENT | MISO_MO-IL | Internal | Summer | B8 | 500 | 2260 | 0 | 92.56 | 92.16 | 8 | 0
2030 | ENT_2_MISO_MO-IL | ENT | MISO_MO-IL | Internal | Summer | B9 | 800 | 2260 | 0 | 91.79 | 83.79 | 8 | 0
2030 | ENT_2_MISO_MO-IL | ENT | MISO_MO-IL | Internal | Summer | B10 | 1262 | 2260 | 0 | 83.34 | 75.34 | 8 | 0
2030 | ENT_2_MISO_MO-IL | ENT | MISO_MO-IL | Internal | Winter | B16 | 25 | 2260 | 0 | 97.52 | 93.92 | 8 | 0
2030 | ENT_2_MISO_MO-IL | ENT | MISO_MO-IL | Internal | Winter | B17 | 100 | 2260 | 0 | 95.3 | 91.01 | 8 | 0
2030 | ENT_2_MISO_MO-IL | ENT | MISO_MO-IL | Internal | Winter | B18 | 400 | 2260 | 0 | 93.53 | 90.81 | 8 | 0
2030 | ENT_2_MISO_MO-IL | ENT | MISO_MO-IL | Internal | Winter | B19 | 700 | 2260 | 0 | 93.53 | 90.79 | 8 | 0
2030 | ENT_2_MISO_MO-IL | ENT | MISO_MO-IL | Internal | Winter | B20 | 935 | 2260 | 0 | 87.81 | 79.81 | 8 | 0
2030 | ENT_2_SOCO | ENT | SOCO | Internal | Shoulder | B11 | 25 | 2000 | 2000 | 101.17 | 110.15 | 8 | 0.99
2030 | ENT_2_SOCO | ENT | SOCO | Internal | Shoulder | B12 | 200 | 2000 | 0 | 93.53 | 92.38 | 8 | 0
2030 | ENT_2_SOCO | ENT | SOCO | Internal | Shoulder | B13 | 600 | 2000 | 0 | 90.37 | 92.38 | 8 | 0
2030 | ENT_2_SOCO | ENT | SOCO | Internal | Shoulder | B14 | 900 | 2000 | 0 | 90.37 | 92.38 | 8 | 0
2030 | ENT_2_SOCO | ENT | SOCO | Internal | Shoulder | B15 | 1203 | 2000 | 0 | 85.06 | 92.13 | 8 | 0
2030 | ENT_2_SOCO | ENT | SOCO | Internal | Summer | B1 | 10 | 2000 | 1461.12 | 149.65 | 157.65 | 8 | 0
2030 | ENT_2_SOCO | ENT | SOCO | Internal | Summer | B2 | 25 | 2000 | 19.19 | 149.37 | 157.37 | 8 | 0
2030 | ENT_2_SOCO | ENT | SOCO | Internal | Summer | B3 | 75 | 2000 | 0 | 148.93 | 152.47 | 8 | 0
2030 | ENT_2_SOCO | ENT | SOCO | Internal | Summer | B4 | 100 | 2000 | 0 | 148.86 | 149.4 | 8 | 0
2030 | ENT_2_SOCO | ENT | SOCO | Internal | Summer | B5 | 200 | 2000 | 1202.48 | 140.19 | 148.19 | 8 | 0
2030 | ENT_2_SOCO | ENT | SOCO | Internal | Summer | B6 | 300 | 2000 | 1102.21 | 111.53 | 119.53 | 8 | 0
2030 | ENT_2_SOCO | ENT | SOCO | Internal | Summer | B7 | 400 | 2000 | 1306.72 | 95.3 | 103.3 | 8 | 0
2030 | ENT_2_SOCO | ENT | SOCO | Internal | Summer | B8 | 500 | 2000 | 0 | 92.56 | 94.21 | 8 | 0
2030 | ENT_2_SOCO | ENT | SOCO | Internal | Summer | B9 | 800 | 2000 | 0 | 91.79 | 90.88 | 8 | 0
2030 | ENT_2_SOCO | ENT | SOCO | Internal | Summer | B10 | 1262 | 2000 | 0 | 83.34 | 87.87 | 8 | 0
2030 | ENT_2_SOCO | ENT | SOCO | Internal | Winter | B16 | 25 | 2000 | 2000 | 97.52 | 108.66 | 8 | 3.14
2030 | ENT_2_SOCO | ENT | SOCO | Internal | Winter | B17 | 100 | 2000 | 0 | 95.3 | 95.54 | 8 | 0
2030 | ENT_2_SOCO | ENT | SOCO | Internal | Winter | B18 | 400 | 2000 | 0 | 93.53 | 95.54 | 8 | 0
2030 | ENT_2_SOCO | ENT | SOCO | Internal | Winter | B19 | 700 | 2000 | 0 | 93.53 | 95.54 | 8 | 0
2030 | ENT_2_SOCO | ENT | SOCO | Internal | Winter | B20 | 935 | 2000 | 0 | 87.81 | 94.21 | 8 | 0
2030 | ENT_2_SPP_N | ENT | SPP_N | Internal | Shoulder | B11 | 25 | 1300 | 0 | 101.17 | 96.17 | 8 | 0
2030 | ENT_2_SPP_N | ENT | SPP_N | Internal | Shoulder | B12 | 200 | 1300 | 0 | 93.53 | 85.06 | 8 | 0
2030 | ENT_2_SPP_N | ENT | SPP_N | Internal | Shoulder | B13 | 600 | 1300 | 0 | 90.37 | 82.82 | 8 | 0
2030 | ENT_2_SPP_N | ENT | SPP_N | Internal | Shoulder | B14 | 900 | 1300 | 0 | 90.37 | 78.82 | 8 | 0
2030 | ENT_2_SPP_N | ENT | SPP_N | Internal | Shoulder | B15 | 1203 | 1300 | 0 | 85.06 | 78.15 | 8 | 0
2030 | ENT_2_SPP_N | ENT | SPP_N | Internal | Summer | B1 | 10 | 1300 | 0 | 149.65 | 140.67 | 8 | 0
2030 | ENT_2_SPP_N | ENT | SPP_N | Internal | Summer | B2 | 25 | 1300 | 0 | 149.37 | 146.26 | 8 | 0
2030 | ENT_2_SPP_N | ENT | SPP_N | Internal | Summer | B3 | 75 | 1300 | 0 | 148.93 | 146.63 | 8 | 0
2030 | ENT_2_SPP_N | ENT | SPP_N | Internal | Summer | B4 | 100 | 1300 | 0 | 148.86 | 145.69 | 8 | 0
2030 | ENT_2_SPP_N | ENT | SPP_N | Internal | Summer | B5 | 200 | 1300 | 0 | 140.19 | 140.67 | 8 | 0
2030 | ENT_2_SPP_N | ENT | SPP_N | Internal | Summer | B6 | 300 | 1300 | 0 | 111.53 | 118.25 | 8 | 0
2030 | ENT_2_SPP_N | ENT | SPP_N | Internal | Summer | B7 | 400 | 1300 | 0 | 95.3 | 101.5 | 8 | 0
2030 | ENT_2_SPP_N | ENT | SPP_N | Internal | Summer | B8 | 500 | 1300 | 0 | 92.56 | 88.7 | 8 | 0
2030 | ENT_2_SPP_N | ENT | SPP_N | Internal | Summer | B9 | 800 | 1300 | 0 | 91.79 | 88.47 | 8 | 0
2030 | ENT_2_SPP_N | ENT | SPP_N | Internal | Summer | B10 | 1262 | 1300 | 0 | 83.34 | 77.39 | 8 | 0
2030 | ENT_2_SPP_N | ENT | SPP_N | Internal | Winter | B16 | 25 | 1300 | 0 | 97.52 | 81.73 | 8 | 0
2030 | ENT_2_SPP_N | ENT | SPP_N | Internal | Winter | B17 | 100 | 1300 | 0 | 95.3 | 81.73 | 8 | 0
2030 | ENT_2_SPP_N | ENT | SPP_N | Internal | Winter | B18 | 400 | 1300 | 0 | 93.53 | 84.48 | 8 | 0
2030 | ENT_2_SPP_N | ENT | SPP_N | Internal | Winter | B19 | 700 | 1300 | 0 | 93.53 | 84.47 | 8 | 0
2030 | ENT_2_SPP_N | ENT | SPP_N | Internal | Winter | B20 | 935 | 1300 | 0 | 87.81 | 81.06 | 8 | 0
2030 | ENT_2_SPP_S | ENT | SPP_S | Internal | Shoulder | B11 | 25 | 1300 | 0 | 101.17 | 93.65 | 8 | 0
2030 | ENT_2_SPP_S | ENT | SPP_S | Internal | Shoulder | B12 | 200 | 1300 | 0 | 93.53 | 85.07 | 8 | 0
2030 | ENT_2_SPP_S | ENT | SPP_S | Internal | Shoulder | B13 | 600 | 1300 | 0 | 90.37 | 78.54 | 8 | 0
2030 | ENT_2_SPP_S | ENT | SPP_S | Internal | Shoulder | B14 | 900 | 1300 | 0 | 90.37 | 78.1 | 8 | 0
2030 | ENT_2_SPP_S | ENT | SPP_S | Internal | Shoulder | B15 | 1203 | 1300 | 0 | 85.06 | 78.1 | 8 | 0
2030 | ENT_2_SPP_S | ENT | SPP_S | Internal | Summer | B1 | 10 | 1300 | 0 | 149.65 | 88.69 | 8 | 0
2030 | ENT_2_SPP_S | ENT | SPP_S | Internal | Summer | B2 | 25 | 1300 | 0 | 149.37 | 128.95 | 8 | 0
2030 | ENT_2_SPP_S | ENT | SPP_S | Internal | Summer | B3 | 75 | 1300 | 0 | 148.93 | 130.05 | 8 | 0
2030 | ENT_2_SPP_S | ENT | SPP_S | Internal | Summer | B4 | 100 | 1300 | 0 | 148.86 | 128.95 | 8 | 0
2030 | ENT_2_SPP_S | ENT | SPP_S | Internal | Summer | B5 | 200 | 1300 | 0 | 140.19 | 128.95 | 8 | 0
2030 | ENT_2_SPP_S | ENT | SPP_S | Internal | Summer | B6 | 300 | 1300 | 0 | 111.53 | 105.22 | 8 | 0
2030 | ENT_2_SPP_S | ENT | SPP_S | Internal | Summer | B7 | 400 | 1300 | 0 | 95.3 | 92.84 | 8 | 0
2030 | ENT_2_SPP_S | ENT | SPP_S | Internal | Summer | B8 | 500 | 1300 | 0 | 92.56 | 88.69 | 8 | 0
2030 | ENT_2_SPP_S | ENT | SPP_S | Internal | Summer | B9 | 800 | 1300 | 0 | 91.79 | 88.49 | 8 | 0
2030 | ENT_2_SPP_S | ENT | SPP_S | Internal | Summer | B10 | 1262 | 1300 | 0 | 83.34 | 76.67 | 8 | 0
2030 | ENT_2_SPP_S | ENT | SPP_S | Internal | Winter | B16 | 25 | 1300 | 0 | 97.52 | 81.74 | 8 | 0
2030 | ENT_2_SPP_S | ENT | SPP_S | Internal | Winter | B17 | 100 | 1300 | 0 | 95.3 | 81.74 | 8 | 0
2030 | ENT_2_SPP_S | ENT | SPP_S | Internal | Winter | B18 | 400 | 1300 | 0 | 93.53 | 84.49 | 8 | 0
2030 | ENT_2_SPP_S | ENT | SPP_S | Internal | Winter | B19 | 700 | 1300 | 0 | 93.53 | 80.95 | 8 | 0
2030 | ENT_2_SPP_S | ENT | SPP_S | Internal | Winter | B20 | 935 | 1300 | 0 | 87.81 | 80.95 | 8 | 0
2030 | ENT_2_TVA_Transmission | ENT | TVA_Transmission | Internal | Shoulder | B11 | 25 | 2100 | 0 | 101.17 | 101.15 | 8 | 0
2030 | ENT_2_TVA_Transmission | ENT | TVA_Transmission | Internal | Shoulder | B12 | 200 | 2100 | 0 | 93.53 | 93.72 | 8 | 0
2030 | ENT_2_TVA_Transmission | ENT | TVA_Transmission | Internal | Shoulder | B13 | 600 | 2100 | 0 | 90.37 | 92.38 | 8 | 0
2030 | ENT_2_TVA_Transmission | ENT | TVA_Transmission | Internal | Shoulder | B14 | 900 | 2100 | 0 | 90.37 | 92.38 | 8 | 0
2030 | ENT_2_TVA_Transmission | ENT | TVA_Transmission | Internal | Shoulder | B15 | 1203 | 2100 | 0 | 85.06 | 84.66 | 8 | 0
2030 | ENT_2_TVA_Transmission | ENT | TVA_Transmission | Internal | Summer | B1 | 10 | 2100 | 0 | 149.65 | 152.12 | 8 | 0
2030 | ENT_2_TVA_Transmission | ENT | TVA_Transmission | Internal | Summer | B2 | 25 | 2100 | 0 | 149.37 | 149.37 | 8 | 0
2030 | ENT_2_TVA_Transmission | ENT | TVA_Transmission | Internal | Summer | B3 | 75 | 2100 | 0 | 148.93 | 146.39 | 8 | 0
2030 | ENT_2_TVA_Transmission | ENT | TVA_Transmission | Internal | Summer | B4 | 100 | 2100 | 0 | 148.86 | 144.86 | 8 | 0
2030 | ENT_2_TVA_Transmission | ENT | TVA_Transmission | Internal | Summer | B5 | 200 | 2100 | 0 | 140.19 | 139.19 | 8 | 0
2030 | ENT_2_TVA_Transmission | ENT | TVA_Transmission | Internal | Summer | B6 | 300 | 2100 | 0 | 111.53 | 113.17 | 8 | 0
2030 | ENT_2_TVA_Transmission | ENT | TVA_Transmission | Internal | Summer | B7 | 400 | 2100 | 0 | 95.3 | 101.99 | 8 | 0
2030 | ENT_2_TVA_Transmission | ENT | TVA_Transmission | Internal | Summer | B8 | 500 | 2100 | 0 | 92.56 | 95.14 | 8 | 0
2030 | ENT_2_TVA_Transmission | ENT | TVA_Transmission | Internal | Summer | B9 | 800 | 2100 | 0 | 91.79 | 90.33 | 8 | 0
2030 | ENT_2_TVA_Transmission | ENT | TVA_Transmission | Internal | Summer | B10 | 1262 | 2100 | 0 | 83.34 | 81.06 | 8 | 0
2030 | ENT_2_TVA_Transmission | ENT | TVA_Transmission | Internal | Winter | B16 | 25 | 2100 | 0 | 97.52 | 101.92 | 8 | 0
2030 | ENT_2_TVA_Transmission | ENT | TVA_Transmission | Internal | Winter | B17 | 100 | 2100 | 0 | 95.3 | 97.81 | 8 | 0
2030 | ENT_2_TVA_Transmission | ENT | TVA_Transmission | Internal | Winter | B18 | 400 | 2100 | 0 | 93.53 | 95.94 | 8 | 0
2030 | ENT_2_TVA_Transmission | ENT | TVA_Transmission | Internal | Winter | B19 | 700 | 2100 | 0 | 93.53 | 95.13 | 8 | 0
2030 | ENT_2_TVA_Transmission | ENT | TVA_Transmission | Internal | Winter | B20 | 935 | 2100 | 0 | 87.81 | 87.8 | 8 | 0
2030 | FRCC_2_SOCO | FRCC | SOCO | Internal | Shoulder | B11 | 25 | 900 | 0 | 120.15 | 110.15 | 8 | 0
2030 | FRCC_2_SOCO | FRCC | SOCO | Internal | Shoulder | B12 | 200 | 900 | 0 | 97.62 | 92.38 | 8 | 0
2030 | FRCC_2_SOCO | FRCC | SOCO | Internal | Shoulder | B13 | 600 | 900 | 0 | 97.62 | 92.38 | 8 | 0
2030 | FRCC_2_SOCO | FRCC | SOCO | Internal | Shoulder | B14 | 900 | 900 | 0 | 97.62 | 92.38 | 8 | 0
2030 | FRCC_2_SOCO | FRCC | SOCO | Internal | Shoulder | B15 | 1203 | 900 | 0 | 84.43 | 92.13 | 8 | 0
2030 | FRCC_2_SOCO | FRCC | SOCO | Internal | Summer | B1 | 10 | 900 | 0 | 155.87 | 157.65 | 8 | 0
2030 | FRCC_2_SOCO | FRCC | SOCO | Internal | Summer | B2 | 25 | 900 | 0 | 155.87 | 157.37 | 8 | 0
2030 | FRCC_2_SOCO | FRCC | SOCO | Internal | Summer | B3 | 75 | 900 | 0 | 155.87 | 152.47 | 8 | 0
2030 | FRCC_2_SOCO | FRCC | SOCO | Internal | Summer | B4 | 100 | 900 | 0 | 155.87 | 149.4 | 8 | 0
2030 | FRCC_2_SOCO | FRCC | SOCO | Internal | Summer | B5 | 200 | 900 | 0 | 151.58 | 148.19 | 8 | 0
2030 | FRCC_2_SOCO | FRCC | SOCO | Internal | Summer | B6 | 300 | 900 | 0 | 115.29 | 119.53 | 8 | 0
2030 | FRCC_2_SOCO | FRCC | SOCO | Internal | Summer | B7 | 400 | 900 | 0 | 100.95 | 103.3 | 8 | 0
2030 | FRCC_2_SOCO | FRCC | SOCO | Internal | Summer | B8 | 500 | 900 | 0 | 96.7 | 94.21 | 8 | 0
2030 | FRCC_2_SOCO | FRCC | SOCO | Internal | Summer | B9 | 800 | 900 | 0 | 96.7 | 90.88 | 8 | 0
2030 | FRCC_2_SOCO | FRCC | SOCO | Internal | Summer | B10 | 1262 | 900 | 0 | 87.61 | 87.87 | 8 | 0
2030 | FRCC_2_SOCO | FRCC | SOCO | Internal | Winter | B16 | 25 | 900 | 0 | 116.9 | 108.66 | 8 | 0
2030 | FRCC_2_SOCO | FRCC | SOCO | Internal | Winter | B17 | 100 | 900 | 0 | 100.28 | 95.54 | 8 | 0
2030 | FRCC_2_SOCO | FRCC | SOCO | Internal | Winter | B18 | 400 | 900 | 0 | 100.28 | 95.54 | 8 | 0
2030 | FRCC_2_SOCO | FRCC | SOCO | Internal | Winter | B19 | 700 | 900 | 0 | 100.28 | 95.54 | 8 | 0
2030 | FRCC_2_SOCO | FRCC | SOCO | Internal | Winter | B20 | 935 | 900 | 0 | 86.84 | 94.21 | 8 | 0
2030 | HQ_NEISO_2_NEISO | HQ_NEISO | NEISO | Internal | Shoulder | B11 | 25 | 99999 | 3866.9 | 84.31 | 84.32 | 0.01 | 0
2030 | HQ_NEISO_2_NEISO | HQ_NEISO | NEISO | Internal | Shoulder | B12 | 200 | 99999 | 3857.4 | 84.31 | 84.32 | 0.01 | 0
2030 | HQ_NEISO_2_NEISO | HQ_NEISO | NEISO | Internal | Shoulder | B13 | 600 | 99999 | 3820.02 | 83 | 83.02 | 0.01 | 0
2030 | HQ_NEISO_2_NEISO | HQ_NEISO | NEISO | Internal | Shoulder | B14 | 900 | 99999 | 3754.63 | 82.58 | 82.59 | 0.01 | 0
2030 | HQ_NEISO_2_NEISO | HQ_NEISO | NEISO | Internal | Shoulder | B15 | 1203 | 99999 | 1797.77 | 82.58 | 82.59 | 0.01 | 0
2030 | HQ_NEISO_2_NEISO | HQ_NEISO | NEISO | Internal | Summer | B1 | 10 | 99999 | 4396.59 | 183.2 | 183.21 | 0.01 | 0
2030 | HQ_NEISO_2_NEISO | HQ_NEISO | NEISO | Internal | Summer | B2 | 25 | 99999 | 4333.83 | 129.25 | 129.26 | 0.01 | 0
2030 | HQ_NEISO_2_NEISO | HQ_NEISO | NEISO | Internal | Summer | B3 | 75 | 99999 | 4208.73 | 110.23 | 110.24 | 0.01 | 0
2030 | HQ_NEISO_2_NEISO | HQ_NEISO | NEISO | Internal | Summer | B4 | 100 | 99999 | 4101.1 | 89.99 | 90 | 0.01 | 0
2030 | HQ_NEISO_2_NEISO | HQ_NEISO | NEISO | Internal | Summer | B5 | 200 | 99999 | 4042.61 | 80.89 | 80.9 | 0.01 | 0
2030 | HQ_NEISO_2_NEISO | HQ_NEISO | NEISO | Internal | Summer | B6 | 300 | 99999 | 3976.65 | 80.89 | 80.9 | 0.01 | 0
2030 | HQ_NEISO_2_NEISO | HQ_NEISO | NEISO | Internal | Summer | B7 | 400 | 99999 | 3901.06 | 80.89 | 80.9 | 0.01 | 0
2030 | HQ_NEISO_2_NEISO | HQ_NEISO | NEISO | Internal | Summer | B8 | 500 | 99999 | 3841.63 | 80.89 | 80.9 | 0.01 | 0
2030 | HQ_NEISO_2_NEISO | HQ_NEISO | NEISO | Internal | Summer | B9 | 800 | 99999 | 3768.83 | 80.89 | 80.9 | 0.01 | 0
2030 | HQ_NEISO_2_NEISO | HQ_NEISO | NEISO | Internal | Summer | B10 | 1262 | 99999 | 1471.96 | 80.89 | 80.9 | 0.01 | 0
2030 | HQ_NEISO_2_NEISO | HQ_NEISO | NEISO | Internal | Winter | B16 | 25 | 99999 | 3998.62 | 94.87 | 94.88 | 0.01 | 0
2030 | HQ_NEISO_2_NEISO | HQ_NEISO | NEISO | Internal | Winter | B17 | 100 | 99999 | 3945.79 | 94.87 | 94.88 | 0.01 | 0
2030 | HQ_NEISO_2_NEISO | HQ_NEISO | NEISO | Internal | Winter | B18 | 400 | 99999 | 3905.37 | 94.63 | 94.65 | 0.01 | 0
2030 | HQ_NEISO_2_NEISO | HQ_NEISO | NEISO | Internal | Winter | B19 | 700 | 99999 | 3830.05 | 93.38 | 93.4 | 0.01 | 0
2030 | HQ_NEISO_2_NEISO | HQ_NEISO | NEISO | Internal | Winter | B20 | 935 | 99999 | 1964.54 | 93.38 | 93.4 | 0.01 | 0
2030 | HQ_NY_2_NYISO_A-F | HQ_NY | NYISO_A-F | Internal | Shoulder | B11 | 25 | 99999 | 2812.27 | 87.31 | 87.32 | 0.01 | 0
2030 | HQ_NY_2_NYISO_A-F | HQ_NY | NYISO_A-F | Internal | Shoulder | B12 | 200 | 99999 | 2847.69 | 87.31 | 87.32 | 0.01 | 0
2030 | HQ_NY_2_NYISO_A-F | HQ_NY | NYISO_A-F | Internal | Shoulder | B13 | 600 | 99999 | 2781.85 | 85.98 | 85.99 | 0.01 | 0
2030 | HQ_NY_2_NYISO_A-F | HQ_NY | NYISO_A-F | Internal | Shoulder | B14 | 900 | 99999 | 2673.14 | 84.87 | 84.89 | 0.01 | 0
2030 | HQ_NY_2_NYISO_A-F | HQ_NY | NYISO_A-F | Internal | Shoulder | B15 | 1203 | 99999 | 1582.7 | 84.87 | 84.89 | 0.01 | 0
2030 | HQ_NY_2_NYISO_A-F | HQ_NY | NYISO_A-F | Internal | Summer | B1 | 10 | 99999 | 3500.1 | 103.09 | 103.1 | 0.01 | 0
2030 | HQ_NY_2_NYISO_A-F | HQ_NY | NYISO_A-F | Internal | Summer | B2 | 25 | 99999 | 3406.71 | 113.03 | 113.04 | 0.01 | 0
2030 | HQ_NY_2_NYISO_A-F | HQ_NY | NYISO_A-F | Internal | Summer | B3 | 75 | 99999 | 3266.7 | 113.03 | 113.04 | 0.01 | 0
2030 | HQ_NY_2_NYISO_A-F | HQ_NY | NYISO_A-F | Internal | Summer | B4 | 100 | 99999 | 3116.37 | 106.34 | 106.35 | 0.01 | 0
2030 | HQ_NY_2_NYISO_A-F | HQ_NY | NYISO_A-F | Internal | Summer | B5 | 200 | 99999 | 3025.59 | 103.09 | 103.1 | 0.01 | 0
2030 | HQ_NY_2_NYISO_A-F | HQ_NY | NYISO_A-F | Internal | Summer | B6 | 300 | 99999 | 2934.96 | 96.86 | 96.87 | 0.01 | 0
2030 | HQ_NY_2_NYISO_A-F | HQ_NY | NYISO_A-F | Internal | Summer | B7 | 400 | 99999 | 2830.84 | 94.97 | 94.98 | 0.01 | 0
2030 | HQ_NY_2_NYISO_A-F | HQ_NY | NYISO_A-F | Internal | Summer | B8 | 500 | 99999 | 2760.25 | 86.14 | 86.15 | 0.01 | 0
2030 | HQ_NY_2_NYISO_A-F | HQ_NY | NYISO_A-F | Internal | Summer | B9 | 800 | 99999 | 2664.71 | 82.99 | 83 | 0.01 | 0
2030 | HQ_NY_2_NYISO_A-F | HQ_NY | NYISO_A-F | Internal | Summer | B10 | 1262 | 99999 | 1436.31 | 82.99 | 83 | 0.01 | 0
2030 | HQ_NY_2_NYISO_A-F | HQ_NY | NYISO_A-F | Internal | Winter | B16 | 25 | 99999 | 3058.87 | 90.38 | 90.4 | 0.01 | 0
2030 | HQ_NY_2_NYISO_A-F | HQ_NY | NYISO_A-F | Internal | Winter | B17 | 100 | 99999 | 3001.1 | 90.38 | 90.4 | 0.01 | 0
2030 | HQ_NY_2_NYISO_A-F | HQ_NY | NYISO_A-F | Internal | Winter | B18 | 400 | 99999 | 2934.69 | 90.38 | 90.4 | 0.01 | 0
2030 | HQ_NY_2_NYISO_A-F | HQ_NY | NYISO_A-F | Internal | Winter | B19 | 700 | 99999 | 2819.07 | 90.38 | 90.4 | 0.01 | 0
2030 | HQ_NY_2_NYISO_A-F | HQ_NY | NYISO_A-F | Internal | Winter | B20 | 935 | 99999 | 1762.97 | 90.38 | 90.4 | 0.01 | 0
2030 | HQ_IESO_2_IESO | HQ_IESO | IESO | Internal | Shoulder | B11 | 25 | 99999 | 467.25 | 86.15 | 86.17 | 0.01 | 0
2030 | HQ_IESO_2_IESO | HQ_IESO | IESO | Internal | Shoulder | B12 | 200 | 99999 | 469.06 | 81.55 | 81.56 | 0.01 | 0
2030 | HQ_IESO_2_IESO | HQ_IESO | IESO | Internal | Shoulder | B13 | 600 | 99999 | 466.9 | 81.55 | 81.56 | 0.01 | 0
2030 | HQ_IESO_2_IESO | HQ_IESO | IESO | Internal | Shoulder | B14 | 900 | 99999 | 462.95 | 81.55 | 81.56 | 0.01 | 0
2030 | HQ_IESO_2_IESO | HQ_IESO | IESO | Internal | Shoulder | B15 | 1203 | 99999 | 128.57 | 81.55 | 81.56 | 0.01 | 0
2030 | HQ_IESO_2_IESO | HQ_IESO | IESO | Internal | Summer | B1 | 10 | 99999 | 488.01 | 110.09 | 110.1 | 0.01 | 0
2030 | HQ_IESO_2_IESO | HQ_IESO | IESO | Internal | Summer | B2 | 25 | 99999 | 484.21 | 120.03 | 120.04 | 0.01 | 0
2030 | HQ_IESO_2_IESO | HQ_IESO | IESO | Internal | Summer | B3 | 75 | 99999 | 478.77 | 106.03 | 106.04 | 0.01 | 0
2030 | HQ_IESO_2_IESO | HQ_IESO | IESO | Internal | Summer | B4 | 100 | 99999 | 475.28 | 99.34 | 99.35 | 0.01 | 0
2030 | HQ_IESO_2_IESO | HQ_IESO | IESO | Internal | Summer | B5 | 200 | 99999 | 472.65 | 96.09 | 96.1 | 0.01 | 0
2030 | HQ_IESO_2_IESO | HQ_IESO | IESO | Internal | Summer | B6 | 300 | 99999 | 470.41 | 89.86 | 89.87 | 0.01 | 0
2030 | HQ_IESO_2_IESO | HQ_IESO | IESO | Internal | Summer | B7 | 400 | 99999 | 467.7 | 87.97 | 87.98 | 0.01 | 0
2030 | HQ_IESO_2_IESO | HQ_IESO | IESO | Internal | Summer | B8 | 500 | 99999 | 464.74 | 79.14 | 79.15 | 0.01 | 0
2030 | HQ_IESO_2_IESO | HQ_IESO | IESO | Internal | Summer | B9 | 800 | 99999 | 461.51 | 75.99 | 76 | 0.01 | 0
2030 | HQ_IESO_2_IESO | HQ_IESO | IESO | Internal | Summer | B10 | 1262 | 99999 | 65.15 | 75.99 | 76 | 0.01 | 0
2030 | HQ_IESO_2_IESO | HQ_IESO | IESO | Internal | Winter | B16 | 25 | 99999 | 477.62 | 86.93 | 86.94 | 0.01 | 0
2030 | HQ_IESO_2_IESO | HQ_IESO | IESO | Internal | Winter | B17 | 100 | 99999 | 475.49 | 84 | 84.01 | 0.01 | 0
2030 | HQ_IESO_2_IESO | HQ_IESO | IESO | Internal | Winter | B18 | 400 | 99999 | 473.04 | 83.8 | 83.81 | 0.01 | 0
2030 | HQ_IESO_2_IESO | HQ_IESO | IESO | Internal | Winter | B19 | 700 | 99999 | 468.68 | 83.8 | 83.81 | 0.01 | 0
2030 | HQ_IESO_2_IESO | HQ_IESO | IESO | Internal | Winter | B20 | 935 | 99999 | 149.75 | 83.8 | 83.81 | 0.01 | 0
2030 | IESO_2_MAPP_CA | IESO | MAPP_CA | Internal | Shoulder | B11 | 25 | 262 | 0 | 86.17 | 82.18 | 7 | 0
2030 | IESO_2_MAPP_CA | IESO | MAPP_CA | Internal | Shoulder | B12 | 200 | 262 | 0 | 81.56 | 85.04 | 7 | 0
2030 | IESO_2_MAPP_CA | IESO | MAPP_CA | Internal | Shoulder | B13 | 600 | 262 | 0 | 81.56 | 75.81 | 7 | 0
2030 | IESO_2_MAPP_CA | IESO | MAPP_CA | Internal | Shoulder | B14 | 900 | 262 | 0 | 81.56 | 71.83 | 7 | 0
2030 | IESO_2_MAPP_CA | IESO | MAPP_CA | Internal | Shoulder | B15 | 1203 | 262 | 0 | 81.56 | 71.83 | 7 | 0
2030 | IESO_2_MAPP_CA | IESO | MAPP_CA | Internal | Summer | B1 | 10 | 262 | 0 | 110.1 | 87.49 | 7 | 0
2030 | IESO_2_MAPP_CA | IESO | MAPP_CA | Internal | Summer | B2 | 25 | 262 | 0 | 120.04 | 87.49 | 7 | 0
2030 | IESO_2_MAPP_CA | IESO | MAPP_CA | Internal | Summer | B3 | 75 | 262 | 0 | 106.04 | 87.49 | 7 | 0
2030 | IESO_2_MAPP_CA | IESO | MAPP_CA | Internal | Summer | B4 | 100 | 262 | 0 | 99.35 | 87.49 | 7 | 0
2030 | IESO_2_MAPP_CA | IESO | MAPP_CA | Internal | Summer | B5 | 200 | 262 | 0 | 96.1 | 87.49 | 7 | 0
2030 | IESO_2_MAPP_CA | IESO | MAPP_CA | Internal | Summer | B6 | 300 | 262 | 0 | 89.87 | 87.49 | 7 | 0
2030 | IESO_2_MAPP_CA | IESO | MAPP_CA | Internal | Summer | B7 | 400 | 262 | 0 | 87.98 | 87.49 | 7 | 0
2030 | IESO_2_MAPP_CA | IESO | MAPP_CA | Internal | Summer | B8 | 500 | 262 | 0 | 79.15 | 81.69 | 7 | 0
2030 | IESO_2_MAPP_CA | IESO | MAPP_CA | Internal | Summer | B9 | 800 | 262 | 0 | 76 | 81.46 | 7 | 0
2030 | IESO_2_MAPP_CA | IESO | MAPP_CA | Internal | Summer | B10 | 1262 | 262 | 0 | 76 | 81.46 | 7 | 0
2030 | IESO_2_MAPP_CA | IESO | MAPP_CA | Internal | Winter | B16 | 25 | 262 | 0 | 86.94 | 77.47 | 7 | 0
2030 | IESO_2_MAPP_CA | IESO | MAPP_CA | Internal | Winter | B17 | 100 | 262 | 0 | 84.01 | 77.47 | 7 | 0
2030 | IESO_2_MAPP_CA | IESO | MAPP_CA | Internal | Winter | B18 | 400 | 262 | 0 | 83.81 | 77.47 | 7 | 0
2030 | IESO_2_MAPP_CA | IESO | MAPP_CA | Internal | Winter | B19 | 700 | 262 | 0 | 83.81 | 77.47 | 7 | 0
2030 | IESO_2_MAPP_CA | IESO | MAPP_CA | Internal | Winter | B20 | 935 | 262 | 0 | 83.81 | 77.47 | 7 | 0
2030 | IESO_2_MISO_MI | IESO | MISO_MI | Internal | Shoulder | B11 | 25 | 1840 | 853.67 | 86.17 | 93.17 | 7 | 0
2030 | IESO_2_MISO_MI | IESO | MISO_MI | Internal | Shoulder | B12 | 200 | 1840 | 0 | 81.56 | 87.84 | 7 | 0
2030 | IESO_2_MISO_MI | IESO | MISO_MI | Internal | Shoulder | B13 | 600 | 1840 | 0 | 81.56 | 87.84 | 7 | 0
2030 | IESO_2_MISO_MI | IESO | MISO_MI | Internal | Shoulder | B14 | 900 | 1840 | 0 | 81.56 | 87.83 | 7 | 0
2030 | IESO_2_MISO_MI | IESO | MISO_MI | Internal | Shoulder | B15 | 1203 | 1840 | 0 | 81.56 | 77.06 | 7 | 0
2030 | IESO_2_MISO_MI | IESO | MISO_MI | Internal | Summer | B1 | 10 | 1840 | 1840 | 110.1 | 144.12 | 7 | 27.01
2030 | IESO_2_MISO_MI | IESO | MISO_MI | Internal | Summer | B2 | 25 | 1840 | 1840 | 120.04 | 141.37 | 7 | 14.33
2030 | IESO_2_MISO_MI | IESO | MISO_MI | Internal | Summer | B3 | 75 | 1840 | 1840 | 106.04 | 139.29 | 7 | 26.25
2030 | IESO_2_MISO_MI | IESO | MISO_MI | Internal | Summer | B4 | 100 | 1840 | 1840 | 99.35 | 136.86 | 7 | 30.51
2030 | IESO_2_MISO_MI | IESO | MISO_MI | Internal | Summer | B5 | 200 | 1840 | 1840 | 96.1 | 131.19 | 7 | 28.09
2030 | IESO_2_MISO_MI | IESO | MISO_MI | Internal | Summer | B6 | 300 | 1840 | 1840 | 89.87 | 107.26 | 7 | 10.39
2030 | IESO_2_MISO_MI | IESO | MISO_MI | Internal | Summer | B7 | 400 | 1840 | 1840 | 87.98 | 101.27 | 7 | 6.29
2030 | IESO_2_MISO_MI | IESO | MISO_MI | Internal | Summer | B8 | 500 | 1840 | 1840 | 79.15 | 92.16 | 7 | 6.01
2030 | IESO_2_MISO_MI | IESO | MISO_MI | Internal | Summer | B9 | 800 | 1840 | 1840 | 76 | 83.79 | 7 | 0.79
2030 | IESO_2_MISO_MI | IESO | MISO_MI | Internal | Summer | B10 | 1262 | 1840 | 0 | 76 | 75.34 | 7 | 0
2030 | IESO_2_MISO_MI | IESO | MISO_MI | Internal | Winter | B16 | 25 | 1840 | 586.72 | 86.94 | 93.94 | 7 | 0
2030 | IESO_2_MISO_MI | IESO | MISO_MI | Internal | Winter | B17 | 100 | 1840 | 802.92 | 84.01 | 91.01 | 7 | 0
2030 | IESO_2_MISO_MI | IESO | MISO_MI | Internal | Winter | B18 | 400 | 1840 | 170.15 | 83.81 | 90.81 | 7 | 0
2030 | IESO_2_MISO_MI | IESO | MISO_MI | Internal | Winter | B19 | 700 | 1840 | 22.2 | 83.81 | 90.81 | 7 | 0
2030 | IESO_2_MISO_MI | IESO | MISO_MI | Internal | Winter | B20 | 935 | 1840 | 0 | 83.81 | 79.81 | 7 | 0
2030 | IESO_2_MISO_W | IESO | MISO_W | Internal | Shoulder | B11 | 25 | 140 | 0 | 86.17 | 93.15 | 7 | 0
2030 | IESO_2_MISO_W | IESO | MISO_W | Internal | Shoulder | B12 | 200 | 140 | 0 | 81.56 | 85.05 | 7 | 0
2030 | IESO_2_MISO_W | IESO | MISO_W | Internal | Shoulder | B13 | 600 | 140 | 0 | 81.56 | 75.82 | 7 | 0
2030 | IESO_2_MISO_W | IESO | MISO_W | Internal | Shoulder | B14 | 900 | 140 | 0 | 81.56 | 71.82 | 7 | 0
2030 | IESO_2_MISO_W | IESO | MISO_W | Internal | Shoulder | B15 | 1203 | 140 | 0 | 81.56 | 71.15 | 7 | 0
2030 | IESO_2_MISO_W | IESO | MISO_W | Internal | Summer | B1 | 10 | 140 | 140 | 110.1 | 144.11 | 7 | 27
2030 | IESO_2_MISO_W | IESO | MISO_W | Internal | Summer | B2 | 25 | 140 | 140 | 120.04 | 141.36 | 7 | 14.32
2030 | IESO_2_MISO_W | IESO | MISO_W | Internal | Summer | B3 | 75 | 140 | 140 | 106.04 | 141.53 | 7 | 28.49
2030 | IESO_2_MISO_W | IESO | MISO_W | Internal | Summer | B4 | 100 | 140 | 140 | 99.35 | 140.86 | 7 | 34.51
2030 | IESO_2_MISO_W | IESO | MISO_W | Internal | Summer | B5 | 200 | 140 | 140 | 96.1 | 140.69 | 7 | 37.58
2030 | IESO_2_MISO_W | IESO | MISO_W | Internal | Summer | B6 | 300 | 140 | 140 | 89.87 | 111.25 | 7 | 14.38
2030 | IESO_2_MISO_W | IESO | MISO_W | Internal | Summer | B7 | 400 | 140 | 140 | 87.98 | 101.26 | 7 | 6.28
2030 | IESO_2_MISO_W | IESO | MISO_W | Internal | Summer | B8 | 500 | 140 | 0 | 79.15 | 81.7 | 7 | 0
2030 | IESO_2_MISO_W | IESO | MISO_W | Internal | Summer | B9 | 800 | 140 | 0 | 76 | 81.47 | 7 | 0
2030 | IESO_2_MISO_W | IESO | MISO_W | Internal | Summer | B10 | 1262 | 140 | 0 | 76 | 70.39 | 7 | 0
2030 | IESO_2_MISO_W | IESO | MISO_W | Internal | Winter | B16 | 25 | 140 | 0 | 86.94 | 74.06 | 7 | 0
2030 | IESO_2_MISO_W | IESO | MISO_W | Internal | Winter | B17 | 100 | 140 | 0 | 84.01 | 74.73 | 7 | 0
2030 | IESO_2_MISO_W | IESO | MISO_W | Internal | Winter | B18 | 400 | 140 | 0 | 83.81 | 77.48 | 7 | 0
2030 | IESO_2_MISO_W | IESO | MISO_W | Internal | Winter | B19 | 700 | 140 | 0 | 83.81 | 77.48 | 7 | 0
2030 | IESO_2_MISO_W | IESO | MISO_W | Internal | Winter | B20 | 935 | 140 | 0 | 83.81 | 74.06 | 7 | 0
2030 | IESO_2_NYISO_A-F | IESO | NYISO_A-F | Internal | Shoulder | B11 | 25 | 1725 | 0 | 86.17 | 87.32 | 7 | 0
2030 | IESO_2_NYISO_A-F | IESO | NYISO_A-F | Internal | Shoulder | B12 | 200 | 1725 | 0 | 81.56 | 87.32 | 7 | 0
2030 | IESO_2_NYISO_A-F | IESO | NYISO_A-F | Internal | Shoulder | B13 | 600 | 1725 | 0 | 81.56 | 85.99 | 7 | 0
2030 | IESO_2_NYISO_A-F | IESO | NYISO_A-F | Internal | Shoulder | B14 | 900 | 1725 | 0 | 81.56 | 84.89 | 7 | 0
2030 | IESO_2_NYISO_A-F | IESO | NYISO_A-F | Internal | Shoulder | B15 | 1203 | 1725 | 0 | 81.56 | 84.89 | 7 | 0
2030 | IESO_2_NYISO_A-F | IESO | NYISO_A-F | Internal | Summer | B1 | 10 | 1725 | 0 | 110.1 | 103.1 | 7 | 0
2030 | IESO_2_NYISO_A-F | IESO | NYISO_A-F | Internal | Summer | B2 | 25 | 1725 | 0 | 120.04 | 113.04 | 7 | 0
2030 | IESO_2_NYISO_A-F | IESO | NYISO_A-F | Internal | Summer | B3 | 75 | 1725 | 850.1 | 106.04 | 113.04 | 7 | 0
2030 | IESO_2_NYISO_A-F | IESO | NYISO_A-F | Internal | Summer | B4 | 100 | 1725 | 580.79 | 99.35 | 106.35 | 7 | 0
2030 | IESO_2_NYISO_A-F | IESO | NYISO_A-F | Internal | Summer | B5 | 200 | 1725 | 261.99 | 96.1 | 103.1 | 7 | 0
2030 | IESO_2_NYISO_A-F | IESO | NYISO_A-F | Internal | Summer | B6 | 300 | 1725 | 510.16 | 89.87 | 96.87 | 7 | 0
2030 | IESO_2_NYISO_A-F | IESO | NYISO_A-F | Internal | Summer | B7 | 400 | 1725 | 1029.53 | 87.98 | 94.98 | 7 | 0
2030 | IESO_2_NYISO_A-F | IESO | NYISO_A-F | Internal | Summer | B8 | 500 | 1725 | 838.52 | 79.15 | 86.15 | 7 | 0
2030 | IESO_2_NYISO_A-F | IESO | NYISO_A-F | Internal | Summer | B9 | 800 | 1725 | 726.36 | 76 | 83 | 7 | 0
2030 | IESO_2_NYISO_A-F | IESO | NYISO_A-F | Internal | Summer | B10 | 1262 | 1725 | 66.76 | 76 | 83 | 7 | 0
2030 | IESO_2_NYISO_A-F | IESO | NYISO_A-F | Internal | Winter | B16 | 25 | 1725 | 0 | 86.94 | 90.4 | 7 | 0
2030 | IESO_2_NYISO_A-F | IESO | NYISO_A-F | Internal | Winter | B17 | 100 | 1725 | 0 | 84.01 | 90.4 | 7 | 0
2030 | IESO_2_NYISO_A-F | IESO | NYISO_A-F | Internal | Winter | B18 | 400 | 1725 | 0 | 83.81 | 90.4 | 7 | 0
2030 | IESO_2_NYISO_A-F | IESO | NYISO_A-F | Internal | Winter | B19 | 700 | 1725 | 0 | 83.81 | 90.4 | 7 | 0
2030 | IESO_2_NYISO_A-F | IESO | NYISO_A-F | Internal | Winter | B20 | 935 | 1725 | 0 | 83.81 | 90.4 | 7 | 0
2030 | MAPP_CA_2_IESO | MAPP_CA | IESO | Internal | Shoulder | B11 | 25 | 330 | 0 | 82.18 | 86.17 | 8 | 0
2030 | MAPP_CA_2_IESO | MAPP_CA | IESO | Internal | Shoulder | B12 | 200 | 330 | 0 | 85.04 | 81.56 | 8 | 0
2030 | MAPP_CA_2_IESO | MAPP_CA | IESO | Internal | Shoulder | B13 | 600 | 330 | 0 | 75.81 | 81.56 | 8 | 0
2030 | MAPP_CA_2_IESO | MAPP_CA | IESO | Internal | Shoulder | B14 | 900 | 330 | 330 | 71.83 | 81.56 | 8 | 1.73
2030 | MAPP_CA_2_IESO | MAPP_CA | IESO | Internal | Shoulder | B15 | 1203 | 330 | 330 | 71.83 | 81.56 | 8 | 1.73
2030 | MAPP_CA_2_IESO | MAPP_CA | IESO | Internal | Summer | B1 | 10 | 330 | 330 | 87.49 | 110.1 | 8 | 14.61
2030 | MAPP_CA_2_IESO | MAPP_CA | IESO | Internal | Summer | B2 | 25 | 330 | 330 | 87.49 | 120.04 | 8 | 24.55
2030 | MAPP_CA_2_IESO | MAPP_CA | IESO | Internal | Summer | B3 | 75 | 330 | 330 | 87.49 | 106.04 | 8 | 10.55
2030 | MAPP_CA_2_IESO | MAPP_CA | IESO | Internal | Summer | B4 | 100 | 330 | 330 | 87.49 | 99.35 | 8 | 3.86
2030 | MAPP_CA_2_IESO | MAPP_CA | IESO | Internal | Summer | B5 | 200 | 330 | 330 | 87.49 | 96.1 | 8 | 0.61
2030 | MAPP_CA_2_IESO | MAPP_CA | IESO | Internal | Summer | B6 | 300 | 330 | 0 | 87.49 | 89.87 | 8 | 0
2030 | MAPP_CA_2_IESO | MAPP_CA | IESO | Internal | Summer | B7 | 400 | 330 | 0 | 87.49 | 87.98 | 8 | 0
2030 | MAPP_CA_2_IESO | MAPP_CA | IESO | Internal | Summer | B8 | 500 | 330 | 0 | 81.69 | 79.15 | 8 | 0
2030 | MAPP_CA_2_IESO | MAPP_CA | IESO | Internal | Summer | B9 | 800 | 330 | 0 | 81.46 | 76 | 8 | 0
2030 | MAPP_CA_2_IESO | MAPP_CA | IESO | Internal | Summer | B10 | 1262 | 330 | 0 | 81.46 | 76 | 8 | 0
2030 | MAPP_CA_2_IESO | MAPP_CA | IESO | Internal | Winter | B16 | 25 | 330 | 330 | 77.47 | 86.94 | 8 | 1.47
2030 | MAPP_CA_2_IESO | MAPP_CA | IESO | Internal | Winter | B17 | 100 | 330 | 0 | 77.47 | 84.01 | 8 | 0
2030 | MAPP_CA_2_IESO | MAPP_CA | IESO | Internal | Winter | B18 | 400 | 330 | 0 | 77.47 | 83.81 | 8 | 0
2030 | MAPP_CA_2_IESO | MAPP_CA | IESO | Internal | Winter | B19 | 700 | 330 | 0 | 77.47 | 83.81 | 8 | 0
2030 | MAPP_CA_2_IESO | MAPP_CA | IESO | Internal | Winter | B20 | 935 | 330 | 0 | 77.47 | 83.81 | 8 | 0
2030 | MAPP_CA_2_MAPP_US | MAPP_CA | MAPP_US | Internal | Shoulder | B11 | 25 | 372 | 120.63 | 82.18 | 89.18 | 7 | 0
2030 | MAPP_CA_2_MAPP_US | MAPP_CA | MAPP_US | Internal | Shoulder | B12 | 200 | 372 | 0 | 85.04 | 78.05 | 7 | 0
2030 | MAPP_CA_2_MAPP_US | MAPP_CA | MAPP_US | Internal | Shoulder | B13 | 600 | 372 | 0 | 75.81 | 75.81 | 7 | 0
2030 | MAPP_CA_2_MAPP_US | MAPP_CA | MAPP_US | Internal | Shoulder | B14 | 900 | 372 | 0 | 71.83 | 71.82 | 7 | 0
2030 | MAPP_CA_2_MAPP_US | MAPP_CA | MAPP_US | Internal | Shoulder | B15 | 1203 | 372 | 0 | 71.83 | 71.15 | 7 | 0
2030 | MAPP_CA_2_MAPP_US | MAPP_CA | MAPP_US | Internal | Summer | B1 | 10 | 372 | 372 | 87.49 | 139.25 | 7 | 44.76
2030 | MAPP_CA_2_MAPP_US | MAPP_CA | MAPP_US | Internal | Summer | B2 | 25 | 372 | 372 | 87.49 | 139.25 | 7 | 44.76
2030 | MAPP_CA_2_MAPP_US | MAPP_CA | MAPP_US | Internal | Summer | B3 | 75 | 372 | 372 | 87.49 | 139.62 | 7 | 45.13
2030 | MAPP_CA_2_MAPP_US | MAPP_CA | MAPP_US | Internal | Summer | B4 | 100 | 372 | 372 | 87.49 | 138.68 | 7 | 44.19
2030 | MAPP_CA_2_MAPP_US | MAPP_CA | MAPP_US | Internal | Summer | B5 | 200 | 372 | 372 | 87.49 | 133.69 | 7 | 39.2
2030 | MAPP_CA_2_MAPP_US | MAPP_CA | MAPP_US | Internal | Summer | B6 | 300 | 372 | 372 | 87.49 | 111.25 | 7 | 16.76
2030 | MAPP_CA_2_MAPP_US | MAPP_CA | MAPP_US | Internal | Summer | B7 | 400 | 372 | 29.15 | 87.49 | 94.49 | 7 | 0
2030 | MAPP_CA_2_MAPP_US | MAPP_CA | MAPP_US | Internal | Summer | B8 | 500 | 372 | 0 | 81.69 | 81.69 | 7 | 0
2030 | MAPP_CA_2_MAPP_US | MAPP_CA | MAPP_US | Internal | Summer | B9 | 800 | 372 | 0 | 81.46 | 81.47 | 7 | 0
2030 | MAPP_CA_2_MAPP_US | MAPP_CA | MAPP_US | Internal | Summer | B10 | 1262 | 372 | 0 | 81.46 | 70.38 | 7 | 0
2030 | MAPP_CA_2_MAPP_US | MAPP_CA | MAPP_US | Internal | Winter | B16 | 25 | 372 | 0 | 77.47 | 74.72 | 7 | 0
2030 | MAPP_CA_2_MAPP_US | MAPP_CA | MAPP_US | Internal | Winter | B17 | 100 | 372 | 0 | 77.47 | 77.48 | 7 | 0
2030 | MAPP_CA_2_MAPP_US | MAPP_CA | MAPP_US | Internal | Winter | B18 | 400 | 372 | 0 | 77.47 | 77.48 | 7 | 0
2030 | MAPP_CA_2_MAPP_US | MAPP_CA | MAPP_US | Internal | Winter | B19 | 700 | 372 | 0 | 77.47 | 77.48 | 7 | 0
2030 | MAPP_CA_2_MAPP_US | MAPP_CA | MAPP_US | Internal | Winter | B20 | 935 | 372 | 0 | 77.47 | 74.06 | 7 | 0
2030 | MAPP_CA_2_MISO_W | MAPP_CA | MISO_W | Internal | Shoulder | B11 | 25 | 2196 | 2196 | 82.18 | 93.15 | 0.01 | 10.96
2030 | MAPP_CA_2_MISO_W | MAPP_CA | MISO_W | Internal | Shoulder | B12 | 200 | 2196 | 1669.46 | 85.04 | 85.05 | 0.01 | 0
2030 | MAPP_CA_2_MISO_W | MAPP_CA | MISO_W | Internal | Shoulder | B13 | 600 | 2196 | 1693.91 | 75.81 | 75.82 | 0.01 | 0
2030 | MAPP_CA_2_MISO_W | MAPP_CA | MISO_W | Internal | Shoulder | B14 | 900 | 2196 | 0 | 71.83 | 71.82 | 0.01 | 0
2030 | MAPP_CA_2_MISO_W | MAPP_CA | MISO_W | Internal | Shoulder | B15 | 1203 | 2196 | 0 | 71.83 | 71.15 | 0.01 | 0
2030 | MAPP_CA_2_MISO_W | MAPP_CA | MISO_W | Internal | Summer | B1 | 10 | 2196 | 2196 | 87.49 | 144.11 | 0.01 | 56.6
2030 | MAPP_CA_2_MISO_W | MAPP_CA | MISO_W | Internal | Summer | B2 | 25 | 2196 | 2196 | 87.49 | 141.36 | 0.01 | 53.86
2030 | MAPP_CA_2_MISO_W | MAPP_CA | MISO_W | Internal | Summer | B3 | 75 | 2196 | 2196 | 87.49 | 141.53 | 0.01 | 54.03
2030 | MAPP_CA_2_MISO_W | MAPP_CA | MISO_W | Internal | Summer | B4 | 100 | 2196 | 2196 | 87.49 | 140.86 | 0.01 | 53.36
2030 | MAPP_CA_2_MISO_W | MAPP_CA | MISO_W | Internal | Summer | B5 | 200 | 2196 | 2196 | 87.49 | 140.69 | 0.01 | 53.18
2030 | MAPP_CA_2_MISO_W | MAPP_CA | MISO_W | Internal | Summer | B6 | 300 | 2196 | 2196 | 87.49 | 111.25 | 0.01 | 23.74
2030 | MAPP_CA_2_MISO_W | MAPP_CA | MISO_W | Internal | Summer | B7 | 400 | 2196 | 2196 | 87.49 | 101.26 | 0.01 | 13.76
2030 | MAPP_CA_2_MISO_W | MAPP_CA | MISO_W | Internal | Summer | B8 | 500 | 2196 | 2133.05 | 81.69 | 81.7 | 0.01 | 0
2030 | MAPP_CA_2_MISO_W | MAPP_CA | MISO_W | Internal | Summer | B9 | 800 | 2196 | 1325.22 | 81.46 | 81.47 | 0.01 | 0
2030 | MAPP_CA_2_MISO_W | MAPP_CA | MISO_W | Internal | Summer | B10 | 1262 | 2196 | 0 | 81.46 | 70.39 | 0.01 | 0
2030 | MAPP_CA_2_MISO_W | MAPP_CA | MISO_W | Internal | Winter | B16 | 25 | 2196 | 0 | 77.47 | 74.06 | 0.01 | 0
2030 | MAPP_CA_2_MISO_W | MAPP_CA | MISO_W | Internal | Winter | B17 | 100 | 2196 | 0 | 77.47 | 74.73 | 0.01 | 0
2030 | MAPP_CA_2_MISO_W | MAPP_CA | MISO_W | Internal | Winter | B18 | 400 | 2196 | 640.3 | 77.47 | 77.48 | 0.01 | 0
2030 | MAPP_CA_2_MISO_W | MAPP_CA | MISO_W | Internal | Winter | B19 | 700 | 2196 | 298.21 | 77.47 | 77.48 | 0.01 | 0
2030 | MAPP_CA_2_MISO_W | MAPP_CA | MISO_W | Internal | Winter | B20 | 935 | 2196 | 0 | 77.47 | 74.06 | 0.01 | 0
2030 | MAPP_US_2_MAPP_CA | MAPP_US | MAPP_CA | Internal | Shoulder | B11 | 25 | 165 | 0 | 89.18 | 82.18 | 7 | 0
2030 | MAPP_US_2_MAPP_CA | MAPP_US | MAPP_CA | Internal | Shoulder | B12 | 200 | 165 | 0 | 78.05 | 85.04 | 7 | 0
2030 | MAPP_US_2_MAPP_CA | MAPP_US | MAPP_CA | Internal | Shoulder | B13 | 600 | 165 | 0 | 75.81 | 75.81 | 7 | 0
2030 | MAPP_US_2_MAPP_CA | MAPP_US | MAPP_CA | Internal | Shoulder | B14 | 900 | 165 | 0 | 71.82 | 71.83 | 7 | 0
2030 | MAPP_US_2_MAPP_CA | MAPP_US | MAPP_CA | Internal | Shoulder | B15 | 1203 | 165 | 0 | 71.15 | 71.83 | 7 | 0
2030 | MAPP_US_2_MAPP_CA | MAPP_US | MAPP_CA | Internal | Summer | B1 | 10 | 165 | 0 | 139.25 | 87.49 | 7 | 0
2030 | MAPP_US_2_MAPP_CA | MAPP_US | MAPP_CA | Internal | Summer | B2 | 25 | 165 | 0 | 139.25 | 87.49 | 7 | 0
2030 | MAPP_US_2_MAPP_CA | MAPP_US | MAPP_CA | Internal | Summer | B3 | 75 | 165 | 0 | 139.62 | 87.49 | 7 | 0
2030 | MAPP_US_2_MAPP_CA | MAPP_US | MAPP_CA | Internal | Summer | B4 | 100 | 165 | 0 | 138.68 | 87.49 | 7 | 0
2030 | MAPP_US_2_MAPP_CA | MAPP_US | MAPP_CA | Internal | Summer | B5 | 200 | 165 | 0 | 133.69 | 87.49 | 7 | 0
2030 | MAPP_US_2_MAPP_CA | MAPP_US | MAPP_CA | Internal | Summer | B6 | 300 | 165 | 0 | 111.25 | 87.49 | 7 | 0
2030 | MAPP_US_2_MAPP_CA | MAPP_US | MAPP_CA | Internal | Summer | B7 | 400 | 165 | 0 | 94.49 | 87.49 | 7 | 0
2030 | MAPP_US_2_MAPP_CA | MAPP_US | MAPP_CA | Internal | Summer | B8 | 500 | 165 | 0 | 81.69 | 81.69 | 7 | 0
2030 | MAPP_US_2_MAPP_CA | MAPP_US | MAPP_CA | Internal | Summer | B9 | 800 | 165 | 0 | 81.47 | 81.46 | 7 | 0
2030 | MAPP_US_2_MAPP_CA | MAPP_US | MAPP_CA | Internal | Summer | B10 | 1262 | 165 | 165 | 70.38 | 81.46 | 7 | 4.08
2030 | MAPP_US_2_MAPP_CA | MAPP_US | MAPP_CA | Internal | Winter | B16 | 25 | 165 | 0 | 74.72 | 77.47 | 7 | 0
2030 | MAPP_US_2_MAPP_CA | MAPP_US | MAPP_CA | Internal | Winter | B17 | 100 | 165 | 0 | 77.48 | 77.47 | 7 | 0
2030 | MAPP_US_2_MAPP_CA | MAPP_US | MAPP_CA | Internal | Winter | B18 | 400 | 165 | 0 | 77.48 | 77.47 | 7 | 0
2030 | MAPP_US_2_MAPP_CA | MAPP_US | MAPP_CA | Internal | Winter | B19 | 700 | 165 | 0 | 77.48 | 77.47 | 7 | 0
2030 | MAPP_US_2_MAPP_CA | MAPP_US | MAPP_CA | Internal | Winter | B20 | 935 | 165 | 0 | 74.06 | 77.47 | 7 | 0
2030 | MAPP_US_2_MISO_W | MAPP_US | MISO_W | Internal | Shoulder | B11 | 25 | 2635 | 0 | 89.18 | 93.15 | 7 | 0
2030 | MAPP_US_2_MISO_W | MAPP_US | MISO_W | Internal | Shoulder | B12 | 200 | 2635 | 59.8 | 78.05 | 85.05 | 7 | 0
2030 | MAPP_US_2_MISO_W | MAPP_US | MISO_W | Internal | Shoulder | B13 | 600 | 2635 | 0 | 75.81 | 75.82 | 7 | 0
2030 | MAPP_US_2_MISO_W | MAPP_US | MISO_W | Internal | Shoulder | B14 | 900 | 2635 | 0 | 71.82 | 71.82 | 7 | 0
2030 | MAPP_US_2_MISO_W | MAPP_US | MISO_W | Internal | Shoulder | B15 | 1203 | 2635 | 0 | 71.15 | 71.15 | 7 | 0
2030 | MAPP_US_2_MISO_W | MAPP_US | MISO_W | Internal | Summer | B1 | 10 | 2635 | 0 | 139.25 | 144.11 | 7 | 0
2030 | MAPP_US_2_MISO_W | MAPP_US | MISO_W | Internal | Summer | B2 | 25 | 2635 | 0 | 139.25 | 141.36 | 7 | 0
2030 | MAPP_US_2_MISO_W | MAPP_US | MISO_W | Internal | Summer | B3 | 75 | 2635 | 0 | 139.62 | 141.53 | 7 | 0
2030 | MAPP_US_2_MISO_W | MAPP_US | MISO_W | Internal | Summer | B4 | 100 | 2635 | 0 | 138.68 | 140.86 | 7 | 0
2030 | MAPP_US_2_MISO_W | MAPP_US | MISO_W | Internal | Summer | B5 | 200 | 2635 | 84.68 | 133.69 | 140.69 | 7 | 0
2030 | MAPP_US_2_MISO_W | MAPP_US | MISO_W | Internal | Summer | B6 | 300 | 2635 | 0 | 111.25 | 111.25 | 7 | 0
2030 | MAPP_US_2_MISO_W | MAPP_US | MISO_W | Internal | Summer | B7 | 400 | 2635 | 0 | 94.49 | 101.26 | 7 | 0
2030 | MAPP_US_2_MISO_W | MAPP_US | MISO_W | Internal | Summer | B8 | 500 | 2635 | 0 | 81.69 | 81.7 | 7 | 0
2030 | MAPP_US_2_MISO_W | MAPP_US | MISO_W | Internal | Summer | B9 | 800 | 2635 | 0 | 81.47 | 81.47 | 7 | 0
2030 | MAPP_US_2_MISO_W | MAPP_US | MISO_W | Internal | Summer | B10 | 1262 | 2635 | 0 | 70.38 | 70.39 | 7 | 0
2030 | MAPP_US_2_MISO_W | MAPP_US | MISO_W | Internal | Winter | B16 | 25 | 2635 | 0 | 74.72 | 74.06 | 7 | 0
2030 | MAPP_US_2_MISO_W | MAPP_US | MISO_W | Internal | Winter | B17 | 100 | 2635 | 0 | 77.48 | 74.73 | 7 | 0
2030 | MAPP_US_2_MISO_W | MAPP_US | MISO_W | Internal | Winter | B18 | 400 | 2635 | 0 | 77.48 | 77.48 | 7 | 0
2030 | MAPP_US_2_MISO_W | MAPP_US | MISO_W | Internal | Winter | B19 | 700 | 2635 | 0 | 77.48 | 77.48 | 7 | 0
2030 | MAPP_US_2_MISO_W | MAPP_US | MISO_W | Internal | Winter | B20 | 935 | 2635 | 0 | 74.06 | 74.06 | 7 | 0
2030 | MAPP_US_2_NE | MAPP_US | NE | Internal | Shoulder | B11 | 25 | 2000 | 733.42 | 89.18 | 96.18 | 7 | 0
2030 | MAPP_US_2_NE | MAPP_US | NE | Internal | Shoulder | B12 | 200 | 2000 | 894.16 | 78.05 | 85.05 | 7 | 0
2030 | MAPP_US_2_NE | MAPP_US | NE | Internal | Shoulder | B13 | 600 | 2000 | 1210.78 | 75.81 | 82.81 | 7 | 0
2030 | MAPP_US_2_NE | MAPP_US | NE | Internal | Shoulder | B14 | 900 | 2000 | 203.54 | 71.82 | 78.82 | 7 | 0
2030 | MAPP_US_2_NE | MAPP_US | NE | Internal | Shoulder | B15 | 1203 | 2000 | 613.51 | 71.15 | 78.15 | 7 | 0
2030 | MAPP_US_2_NE | MAPP_US | NE | Internal | Summer | B1 | 10 | 2000 | 839.95 | 139.25 | 146.25 | 7 | 0
2030 | MAPP_US_2_NE | MAPP_US | NE | Internal | Summer | B2 | 25 | 2000 | 1601.89 | 139.25 | 146.25 | 7 | 0
2030 | MAPP_US_2_NE | MAPP_US | NE | Internal | Summer | B3 | 75 | 2000 | 1491.36 | 139.62 | 146.62 | 7 | 0
2030 | MAPP_US_2_NE | MAPP_US | NE | Internal | Summer | B4 | 100 | 2000 | 1696.66 | 138.68 | 145.68 | 7 | 0
2030 | MAPP_US_2_NE | MAPP_US | NE | Internal | Summer | B5 | 200 | 2000 | 599.96 | 133.69 | 140.69 | 7 | 0
2030 | MAPP_US_2_NE | MAPP_US | NE | Internal | Summer | B6 | 300 | 2000 | 554.74 | 111.25 | 118.25 | 7 | 0
2030 | MAPP_US_2_NE | MAPP_US | NE | Internal | Summer | B7 | 400 | 2000 | 888.82 | 94.49 | 101.49 | 7 | 0
2030 | MAPP_US_2_NE | MAPP_US | NE | Internal | Summer | B8 | 500 | 2000 | 1043.43 | 81.69 | 88.69 | 7 | 0
2030 | MAPP_US_2_NE | MAPP_US | NE | Internal | Summer | B9 | 800 | 2000 | 516.86 | 81.47 | 88.47 | 7 | 0
2030 | MAPP_US_2_NE | MAPP_US | NE | Internal | Summer | B10 | 1262 | 2000 | 557.72 | 70.38 | 77.38 | 7 | 0
2030 | MAPP_US_2_NE | MAPP_US | NE | Internal | Winter | B16 | 25 | 2000 | 986.19 | 74.72 | 81.72 | 7 | 0
2030 | MAPP_US_2_NE | MAPP_US | NE | Internal | Winter | B17 | 100 | 2000 | 0 | 77.48 | 81.73 | 7 | 0
2030 | MAPP_US_2_NE | MAPP_US | NE | Internal | Winter | B18 | 400 | 2000 | 838.03 | 77.48 | 84.48 | 7 | 0
2030 | MAPP_US_2_NE | MAPP_US | NE | Internal | Winter | B19 | 700 | 2000 | 346.24 | 77.48 | 84.48 | 7 | 0
2030 | MAPP_US_2_NE | MAPP_US | NE | Internal | Winter | B20 | 935 | 2000 | 360.87 | 74.06 | 81.06 | 7 | 0
2030 | MARITIMES_2_NEISO | MARITIMES | NEISO | Internal | Shoulder | B11 | 25 | 99999 | 1720.66 | 84.31 | 84.32 | 0.01 | 0
2030 | MARITIMES_2_NEISO | MARITIMES | NEISO | Internal | Shoulder | B12 | 200 | 99999 | 1717.44 | 84.31 | 84.32 | 0.01 | 0
2030 | MARITIMES_2_NEISO | MARITIMES | NEISO | Internal | Shoulder | B13 | 600 | 99999 | 1704.78 | 83 | 83.02 | 0.01 | 0
2030 | MARITIMES_2_NEISO | MARITIMES | NEISO | Internal | Shoulder | B14 | 900 | 99999 | 1682.64 | 82.58 | 82.59 | 0.01 | 0
2030 | MARITIMES_2_NEISO | MARITIMES | NEISO | Internal | Shoulder | B15 | 1203 | 99999 | 648.08 | 82.58 | 82.59 | 0.01 | 0
2030 | MARITIMES_2_NEISO | MARITIMES | NEISO | Internal | Summer | B1 | 10 | 99999 | 1900.1 | 183.2 | 183.21 | 0.01 | 0
2030 | MARITIMES_2_NEISO | MARITIMES | NEISO | Internal | Summer | B2 | 25 | 99999 | 1878.84 | 129.25 | 129.26 | 0.01 | 0
2030 | MARITIMES_2_NEISO | MARITIMES | NEISO | Internal | Summer | B3 | 75 | 99999 | 1836.48 | 110.23 | 110.24 | 0.01 | 0
2030 | MARITIMES_2_NEISO | MARITIMES | NEISO | Internal | Summer | B4 | 100 | 99999 | 1799.97 | 89.99 | 90 | 0.01 | 0
2030 | MARITIMES_2_NEISO | MARITIMES | NEISO | Internal | Summer | B5 | 200 | 99999 | 1780.16 | 80.89 | 80.9 | 0.01 | 0
2030 | MARITIMES_2_NEISO | MARITIMES | NEISO | Internal | Summer | B6 | 300 | 99999 | 1757.82 | 80.89 | 80.9 | 0.01 | 0
2030 | MARITIMES_2_NEISO | MARITIMES | NEISO | Internal | Summer | B7 | 400 | 99999 | 1732.23 | 80.89 | 80.9 | 0.01 | 0
2030 | MARITIMES_2_NEISO | MARITIMES | NEISO | Internal | Summer | B8 | 500 | 99999 | 1712.1 | 80.89 | 80.9 | 0.01 | 0
2030 | MARITIMES_2_NEISO | MARITIMES | NEISO | Internal | Summer | B9 | 800 | 99999 | 1687.45 | 80.89 | 80.9 | 0.01 | 0
2030 | MARITIMES_2_NEISO | MARITIMES | NEISO | Internal | Summer | B10 | 1262 | 99999 | 465.06 | 80.89 | 80.9 | 0.01 | 0
2030 | MARITIMES_2_NEISO | MARITIMES | NEISO | Internal | Winter | B16 | 25 | 99999 | 1765.33 | 94.87 | 94.88 | 0.01 | 0
2030 | MARITIMES_2_NEISO | MARITIMES | NEISO | Internal | Winter | B17 | 100 | 99999 | 1747.44 | 94.87 | 94.88 | 0.01 | 0
2030 | MARITIMES_2_NEISO | MARITIMES | NEISO | Internal | Winter | B18 | 400 | 99999 | 1733.75 | 94.63 | 94.65 | 0.01 | 0
2030 | MARITIMES_2_NEISO | MARITIMES | NEISO | Internal | Winter | B19 | 700 | 99999 | 1708.24 | 93.38 | 93.4 | 0.01 | 0
2030 | MARITIMES_2_NEISO | MARITIMES | NEISO | Internal | Winter | B20 | 935 | 99999 | 723.53 | 93.38 | 93.4 | 0.01 | 0
2030 | MISO_IN_2_MISO_MI | MISO_IN | MISO_MI | Internal | Shoulder | B11 | 25 | 5021 | 3575.86 | 93.15 | 93.17 | 0.01 | 0
2030 | MISO_IN_2_MISO_MI | MISO_IN | MISO_MI | Internal | Shoulder | B12 | 200 | 5021 | 4190.21 | 87.83 | 87.84 | 0.01 | 0
2030 | MISO_IN_2_MISO_MI | MISO_IN | MISO_MI | Internal | Shoulder | B13 | 600 | 5021 | 4188.11 | 87.83 | 87.84 | 0.01 | 0
2030 | MISO_IN_2_MISO_MI | MISO_IN | MISO_MI | Internal | Shoulder | B14 | 900 | 5021 | 4124.66 | 87.82 | 87.83 | 0.01 | 0
2030 | MISO_IN_2_MISO_MI | MISO_IN | MISO_MI | Internal | Shoulder | B15 | 1203 | 5021 | 2239.51 | 77.05 | 77.06 | 0.01 | 0
2030 | MISO_IN_2_MISO_MI | MISO_IN | MISO_MI | Internal | Summer | B1 | 10 | 5021 | 1110.86 | 144.11 | 144.12 | 0.01 | 0
2030 | MISO_IN_2_MISO_MI | MISO_IN | MISO_MI | Internal | Summer | B2 | 25 | 5021 | 1292.31 | 141.36 | 141.37 | 0.01 | 0
2030 | MISO_IN_2_MISO_MI | MISO_IN | MISO_MI | Internal | Summer | B3 | 75 | 5021 | 675.63 | 139.28 | 139.29 | 0.01 | 0
2030 | MISO_IN_2_MISO_MI | MISO_IN | MISO_MI | Internal | Summer | B4 | 100 | 5021 | 0 | 136.86 | 136.86 | 0.01 | 0
2030 | MISO_IN_2_MISO_MI | MISO_IN | MISO_MI | Internal | Summer | B5 | 200 | 5021 | 574.9 | 131.18 | 131.19 | 0.01 | 0
2030 | MISO_IN_2_MISO_MI | MISO_IN | MISO_MI | Internal | Summer | B6 | 300 | 5021 | 83.56 | 107.25 | 107.26 | 0.01 | 0
2030 | MISO_IN_2_MISO_MI | MISO_IN | MISO_MI | Internal | Summer | B7 | 400 | 5021 | 1805.76 | 101.26 | 101.27 | 0.01 | 0
2030 | MISO_IN_2_MISO_MI | MISO_IN | MISO_MI | Internal | Summer | B8 | 500 | 5021 | 2115.8 | 92.15 | 92.16 | 0.01 | 0
2030 | MISO_IN_2_MISO_MI | MISO_IN | MISO_MI | Internal | Summer | B9 | 800 | 5021 | 2391.01 | 83.78 | 83.79 | 0.01 | 0
2030 | MISO_IN_2_MISO_MI | MISO_IN | MISO_MI | Internal | Summer | B10 | 1262 | 5021 | 2745.37 | 75.33 | 75.34 | 0.01 | 0
2030 | MISO_IN_2_MISO_MI | MISO_IN | MISO_MI | Internal | Winter | B16 | 25 | 5021 | 2808.09 | 93.93 | 93.94 | 0.01 | 0
2030 | MISO_IN_2_MISO_MI | MISO_IN | MISO_MI | Internal | Winter | B17 | 100 | 5021 | 3039.55 | 91 | 91.01 | 0.01 | 0
2030 | MISO_IN_2_MISO_MI | MISO_IN | MISO_MI | Internal | Winter | B18 | 400 | 5021 | 3488.65 | 90.8 | 90.81 | 0.01 | 0
2030 | MISO_IN_2_MISO_MI | MISO_IN | MISO_MI | Internal | Winter | B19 | 700 | 5021 | 2804.88 | 90.8 | 90.81 | 0.01 | 0
2030 | MISO_IN_2_MISO_MI | MISO_IN | MISO_MI | Internal | Winter | B20 | 935 | 5021 | 539.81 | 79.8 | 79.81 | 0.01 | 0
2030 | MISO_IN_2_MISO_MO-IL | MISO_IN | MISO_MO-IL | Internal | Shoulder | B11 | 25 | 5533 | 2431.57 | 93.15 | 93.17 | 0.01 | 0
2030 | MISO_IN_2_MISO_MO-IL | MISO_IN | MISO_MO-IL | Internal | Shoulder | B12 | 200 | 5533 | 0 | 87.83 | 87.83 | 0.01 | 0
2030 | MISO_IN_2_MISO_MO-IL | MISO_IN | MISO_MO-IL | Internal | Shoulder | B13 | 600 | 5533 | 0 | 87.83 | 87.82 | 0.01 | 0
2030 | MISO_IN_2_MISO_MO-IL | MISO_IN | MISO_MO-IL | Internal | Shoulder | B14 | 900 | 5533 | 0 | 87.82 | 87.81 | 0.01 | 0
2030 | MISO_IN_2_MISO_MO-IL | MISO_IN | MISO_MO-IL | Internal | Shoulder | B15 | 1203 | 5533 | 2179.09 | 77.05 | 77.06 | 0.01 | 0
2030 | MISO_IN_2_MISO_MO-IL | MISO_IN | MISO_MO-IL | Internal | Summer | B1 | 10 | 5533 | 4176.78 | 144.11 | 144.12 | 0.01 | 0
2030 | MISO_IN_2_MISO_MO-IL | MISO_IN | MISO_MO-IL | Internal | Summer | B2 | 25 | 5533 | 4344.78 | 141.36 | 141.37 | 0.01 | 0
2030 | MISO_IN_2_MISO_MO-IL | MISO_IN | MISO_MO-IL | Internal | Summer | B3 | 75 | 5533 | 5533 | 139.28 | 141.52 | 0.01 | 2.23
2030 | MISO_IN_2_MISO_MO-IL | MISO_IN | MISO_MO-IL | Internal | Summer | B4 | 100 | 5533 | 5533 | 136.86 | 140.86 | 0.01 | 3.99
2030 | MISO_IN_2_MISO_MO-IL | MISO_IN | MISO_MO-IL | Internal | Summer | B5 | 200 | 5533 | 5533 | 131.18 | 140.7 | 0.01 | 9.51
2030 | MISO_IN_2_MISO_MO-IL | MISO_IN | MISO_MO-IL | Internal | Summer | B6 | 300 | 5533 | 5533 | 107.25 | 111.25 | 0.01 | 3.99
2030 | MISO_IN_2_MISO_MO-IL | MISO_IN | MISO_MO-IL | Internal | Summer | B7 | 400 | 5533 | 3086.6 | 101.26 | 101.27 | 0.01 | 0
2030 | MISO_IN_2_MISO_MO-IL | MISO_IN | MISO_MO-IL | Internal | Summer | B8 | 500 | 5533 | 2165.24 | 92.15 | 92.16 | 0.01 | 0
2030 | MISO_IN_2_MISO_MO-IL | MISO_IN | MISO_MO-IL | Internal | Summer | B9 | 800 | 5533 | 1409.34 | 83.78 | 83.79 | 0.01 | 0
2030 | MISO_IN_2_MISO_MO-IL | MISO_IN | MISO_MO-IL | Internal | Summer | B10 | 1262 | 5533 | 5104.35 | 75.33 | 75.34 | 0.01 | 0
2030 | MISO_IN_2_MISO_MO-IL | MISO_IN | MISO_MO-IL | Internal | Winter | B16 | 25 | 5533 | 0 | 93.93 | 93.92 | 0.01 | 0
2030 | MISO_IN_2_MISO_MO-IL | MISO_IN | MISO_MO-IL | Internal | Winter | B17 | 100 | 5533 | 544.69 | 91 | 91.01 | 0.01 | 0
2030 | MISO_IN_2_MISO_MO-IL | MISO_IN | MISO_MO-IL | Internal | Winter | B18 | 400 | 5533 | 21.35 | 90.8 | 90.81 | 0.01 | 0
2030 | MISO_IN_2_MISO_MO-IL | MISO_IN | MISO_MO-IL | Internal | Winter | B19 | 700 | 5533 | 0 | 90.8 | 90.79 | 0.01 | 0
2030 | MISO_IN_2_MISO_MO-IL | MISO_IN | MISO_MO-IL | Internal | Winter | B20 | 935 | 5533 | 2737.64 | 79.8 | 79.81 | 0.01 | 0
2030 | MISO_IN_2_NonRTO_Midwest | MISO_IN | NonRTO_Midwest | Internal | Shoulder | B11 | 25 | 4800 | 237.22 | 93.15 | 101.15 | 8 | 0
2030 | MISO_IN_2_NonRTO_Midwest | MISO_IN | NonRTO_Midwest | Internal | Shoulder | B12 | 200 | 4800 | 0 | 87.83 | 95.82 | 8 | 0
2030 | MISO_IN_2_NonRTO_Midwest | MISO_IN | NonRTO_Midwest | Internal | Shoulder | B13 | 600 | 4800 | 0 | 87.83 | 95.82 | 8 | 0
2030 | MISO_IN_2_NonRTO_Midwest | MISO_IN | NonRTO_Midwest | Internal | Shoulder | B14 | 900 | 4800 | 612.6 | 87.82 | 95.82 | 8 | 0
2030 | MISO_IN_2_NonRTO_Midwest | MISO_IN | NonRTO_Midwest | Internal | Shoulder | B15 | 1203 | 4800 | 28.16 | 77.05 | 85.05 | 8 | 0
2030 | MISO_IN_2_NonRTO_Midwest | MISO_IN | NonRTO_Midwest | Internal | Summer | B1 | 10 | 4800 | 0 | 144.11 | 147.28 | 8 | 0
2030 | MISO_IN_2_NonRTO_Midwest | MISO_IN | NonRTO_Midwest | Internal | Summer | B2 | 25 | 4800 | 0 | 141.36 | 147.28 | 8 | 0
2030 | MISO_IN_2_NonRTO_Midwest | MISO_IN | NonRTO_Midwest | Internal | Summer | B3 | 75 | 4800 | 264.08 | 139.28 | 147.28 | 8 | 0
2030 | MISO_IN_2_NonRTO_Midwest | MISO_IN | NonRTO_Midwest | Internal | Summer | B4 | 100 | 4800 | 1312.54 | 136.86 | 144.86 | 8 | 0
2030 | MISO_IN_2_NonRTO_Midwest | MISO_IN | NonRTO_Midwest | Internal | Summer | B5 | 200 | 4800 | 837.29 | 131.18 | 139.18 | 8 | 0
2030 | MISO_IN_2_NonRTO_Midwest | MISO_IN | NonRTO_Midwest | Internal | Summer | B6 | 300 | 4800 | 364.17 | 107.25 | 115.25 | 8 | 0
2030 | MISO_IN_2_NonRTO_Midwest | MISO_IN | NonRTO_Midwest | Internal | Summer | B7 | 400 | 4800 | 0 | 101.26 | 105.66 | 8 | 0
2030 | MISO_IN_2_NonRTO_Midwest | MISO_IN | NonRTO_Midwest | Internal | Summer | B8 | 500 | 4800 | 855.09 | 92.15 | 100.15 | 8 | 0
2030 | MISO_IN_2_NonRTO_Midwest | MISO_IN | NonRTO_Midwest | Internal | Summer | B9 | 800 | 4800 | 1355.27 | 83.78 | 91.78 | 8 | 0
2030 | MISO_IN_2_NonRTO_Midwest | MISO_IN | NonRTO_Midwest | Internal | Summer | B10 | 1262 | 4800 | 53.73 | 75.33 | 83.33 | 8 | 0
2030 | MISO_IN_2_NonRTO_Midwest | MISO_IN | NonRTO_Midwest | Internal | Winter | B16 | 25 | 4800 | 4288.08 | 93.93 | 101.93 | 8 | 0
2030 | MISO_IN_2_NonRTO_Midwest | MISO_IN | NonRTO_Midwest | Internal | Winter | B17 | 100 | 4800 | 3043.7 | 91 | 99 | 8 | 0
2030 | MISO_IN_2_NonRTO_Midwest | MISO_IN | NonRTO_Midwest | Internal | Winter | B18 | 400 | 4800 | 2243.41 | 90.8 | 98.8 | 8 | 0
2030 | MISO_IN_2_NonRTO_Midwest | MISO_IN | NonRTO_Midwest | Internal | Winter | B19 | 700 | 4800 | 1865.08 | 90.8 | 98.8 | 8 | 0
2030 | MISO_IN_2_NonRTO_Midwest | MISO_IN | NonRTO_Midwest | Internal | Winter | B20 | 935 | 4800 | 2465.24 | 79.8 | 87.8 | 8 | 0
2030 | MISO_IN_2_PJM_ROR | MISO_IN | PJM_ROR | Internal | Shoulder | B11 | 25 | 992 | 443.72 | 93.15 | 95.15 | 2 | 0
2030 | MISO_IN_2_PJM_ROR | MISO_IN | PJM_ROR | Internal | Shoulder | B12 | 200 | 992 | 965.87 | 87.83 | 89.83 | 2 | 0
2030 | MISO_IN_2_PJM_ROR | MISO_IN | PJM_ROR | Internal | Shoulder | B13 | 600 | 992 | 977.38 | 87.83 | 89.83 | 2 | 0
2030 | MISO_IN_2_PJM_ROR | MISO_IN | PJM_ROR | Internal | Shoulder | B14 | 900 | 992 | 992 | 87.82 | 89.83 | 2 | 0.01
2030 | MISO_IN_2_PJM_ROR | MISO_IN | PJM_ROR | Internal | Shoulder | B15 | 1203 | 992 | 0 | 77.05 | 78.66 | 2 | 0
2030 | MISO_IN_2_PJM_ROR | MISO_IN | PJM_ROR | Internal | Summer | B1 | 10 | 992 | 0 | 144.11 | 142.12 | 2 | 0
2030 | MISO_IN_2_PJM_ROR | MISO_IN | PJM_ROR | Internal | Summer | B2 | 25 | 992 | 0 | 141.36 | 140.39 | 2 | 0
2030 | MISO_IN_2_PJM_ROR | MISO_IN | PJM_ROR | Internal | Summer | B3 | 75 | 992 | 0 | 139.28 | 140.39 | 2 | 0
2030 | MISO_IN_2_PJM_ROR | MISO_IN | PJM_ROR | Internal | Summer | B4 | 100 | 992 | 648.36 | 136.86 | 138.86 | 2 | 0
2030 | MISO_IN_2_PJM_ROR | MISO_IN | PJM_ROR | Internal | Summer | B5 | 200 | 992 | 992 | 131.18 | 133.19 | 2 | 0.01
2030 | MISO_IN_2_PJM_ROR | MISO_IN | PJM_ROR | Internal | Summer | B6 | 300 | 992 | 938.34 | 107.25 | 109.25 | 2 | 0
2030 | MISO_IN_2_PJM_ROR | MISO_IN | PJM_ROR | Internal | Summer | B7 | 400 | 992 | 992 | 101.26 | 103.27 | 2 | 0.01
2030 | MISO_IN_2_PJM_ROR | MISO_IN | PJM_ROR | Internal | Summer | B8 | 500 | 992 | 992 | 92.15 | 94.16 | 2 | 0.01
2030 | MISO_IN_2_PJM_ROR | MISO_IN | PJM_ROR | Internal | Summer | B9 | 800 | 992 | 992 | 83.78 | 85.79 | 2 | 0.01
2030 | MISO_IN_2_PJM_ROR | MISO_IN | PJM_ROR | Internal | Summer | B10 | 1262 | 992 | 0 | 75.33 | 76.99 | 2 | 0
2030 | MISO_IN_2_PJM_ROR | MISO_IN | PJM_ROR | Internal | Winter | B16 | 25 | 992 | 0 | 93.93 | 95.92 | 2 | 0
2030 | MISO_IN_2_PJM_ROR | MISO_IN | PJM_ROR | Internal | Winter | B17 | 100 | 992 | 992 | 91 | 95.92 | 2 | 2.91
2030 | MISO_IN_2_PJM_ROR | MISO_IN | PJM_ROR | Internal | Winter | B18 | 400 | 992 | 992 | 90.8 | 93.08 | 2 | 0.28
2030 | MISO_IN_2_PJM_ROR | MISO_IN | PJM_ROR | Internal | Winter | B19 | 700 | 992 | 992 | 90.8 | 93.08 | 2 | 0.28
2030 | MISO_IN_2_PJM_ROR | MISO_IN | PJM_ROR | Internal | Winter | B20 | 935 | 992 | 221.08 | 79.8 | 81.8 | 2 | 0
2030 | MISO_MI_2_MISO_IN | MISO_MI | MISO_IN | Internal | Shoulder | B11 | 25 | 2066 | 0 | 93.17 | 93.15 | 0.01 | 0
2030 | MISO_MI_2_MISO_IN | MISO_MI | MISO_IN | Internal | Shoulder | B12 | 200 | 2066 | 0 | 87.84 | 87.83 | 0.01 | 0
2030 | MISO_MI_2_MISO_IN | MISO_MI | MISO_IN | Internal | Shoulder | B13 | 600 | 2066 | 0 | 87.84 | 87.83 | 0.01 | 0
2030 | MISO_MI_2_MISO_IN | MISO_MI | MISO_IN | Internal | Shoulder | B14 | 900 | 2066 | 0 | 87.83 | 87.82 | 0.01 | 0
2030 | MISO_MI_2_MISO_IN | MISO_MI | MISO_IN | Internal | Shoulder | B15 | 1203 | 2066 | 0 | 77.06 | 77.05 | 0.01 | 0
2030 | MISO_MI_2_MISO_IN | MISO_MI | MISO_IN | Internal | Summer | B1 | 10 | 2066 | 0 | 144.12 | 144.11 | 0.01 | 0
2030 | MISO_MI_2_MISO_IN | MISO_MI | MISO_IN | Internal | Summer | B2 | 25 | 2066 | 0 | 141.37 | 141.36 | 0.01 | 0
2030 | MISO_MI_2_MISO_IN | MISO_MI | MISO_IN | Internal | Summer | B3 | 75 | 2066 | 0 | 139.29 | 139.28 | 0.01 | 0
2030 | MISO_MI_2_MISO_IN | MISO_MI | MISO_IN | Internal | Summer | B4 | 100 | 2066 | 0 | 136.86 | 136.86 | 0.01 | 0
2030 | MISO_MI_2_MISO_IN | MISO_MI | MISO_IN | Internal | Summer | B5 | 200 | 2066 | 0 | 131.19 | 131.18 | 0.01 | 0
2030 | MISO_MI_2_MISO_IN | MISO_MI | MISO_IN | Internal | Summer | B6 | 300 | 2066 | 0 | 107.26 | 107.25 | 0.01 | 0
2030 | MISO_MI_2_MISO_IN | MISO_MI | MISO_IN | Internal | Summer | B7 | 400 | 2066 | 0 | 101.27 | 101.26 | 0.01 | 0
2030 | MISO_MI_2_MISO_IN | MISO_MI | MISO_IN | Internal | Summer | B8 | 500 | 2066 | 0 | 92.16 | 92.15 | 0.01 | 0
2030 | MISO_MI_2_MISO_IN | MISO_MI | MISO_IN | Internal | Summer | B9 | 800 | 2066 | 0 | 83.79 | 83.78 | 0.01 | 0
2030 | MISO_MI_2_MISO_IN | MISO_MI | MISO_IN | Internal | Summer | B10 | 1262 | 2066 | 0 | 75.34 | 75.33 | 0.01 | 0
2030 | MISO_MI_2_MISO_IN | MISO_MI | MISO_IN | Internal | Winter | B16 | 25 | 2066 | 0 | 93.94 | 93.93 | 0.01 | 0
2030 | MISO_MI_2_MISO_IN | MISO_MI | MISO_IN | Internal | Winter | B17 | 100 | 2066 | 0 | 91.01 | 91 | 0.01 | 0
2030 | MISO_MI_2_MISO_IN | MISO_MI | MISO_IN | Internal | Winter | B18 | 400 | 2066 | 0 | 90.81 | 90.8 | 0.01 | 0
2030 | MISO_MI_2_MISO_IN | MISO_MI | MISO_IN | Internal | Winter | B19 | 700 | 2066 | 0 | 90.81 | 90.8 | 0.01 | 0
2030 | MISO_MI_2_MISO_IN | MISO_MI | MISO_IN | Internal | Winter | B20 | 935 | 2066 | 0 | 79.81 | 79.8 | 0.01 | 0
2030 | MISO_MI_2_MISO_WUMS | MISO_MI | MISO_WUMS | Internal | Shoulder | B11 | 25 | 1440 | 0 | 93.17 | 93.15 | 0.01 | 0
2030 | MISO_MI_2_MISO_WUMS | MISO_MI | MISO_WUMS | Internal | Shoulder | B12 | 200 | 1440 | 0 | 87.84 | 87.6 | 0.01 | 0
2030 | MISO_MI_2_MISO_WUMS | MISO_MI | MISO_WUMS | Internal | Shoulder | B13 | 600 | 1440 | 0 | 87.84 | 87.35 | 0.01 | 0
2030 | MISO_MI_2_MISO_WUMS | MISO_MI | MISO_WUMS | Internal | Shoulder | B14 | 900 | 1440 | 0 | 87.83 | 87.35 | 0.01 | 0
2030 | MISO_MI_2_MISO_WUMS | MISO_MI | MISO_WUMS | Internal | Shoulder | B15 | 1203 | 1440 | 0 | 77.06 | 75.72 | 0.01 | 0
2030 | MISO_MI_2_MISO_WUMS | MISO_MI | MISO_WUMS | Internal | Summer | B1 | 10 | 1440 | 0 | 144.12 | 135.13 | 0.01 | 0
2030 | MISO_MI_2_MISO_WUMS | MISO_MI | MISO_WUMS | Internal | Summer | B2 | 25 | 1440 | 0 | 141.37 | 135.13 | 0.01 | 0
2030 | MISO_MI_2_MISO_WUMS | MISO_MI | MISO_WUMS | Internal | Summer | B3 | 75 | 1440 | 0 | 139.29 | 135.13 | 0.01 | 0
2030 | MISO_MI_2_MISO_WUMS | MISO_MI | MISO_WUMS | Internal | Summer | B4 | 100 | 1440 | 0 | 136.86 | 135.13 | 0.01 | 0
2030 | MISO_MI_2_MISO_WUMS | MISO_MI | MISO_WUMS | Internal | Summer | B5 | 200 | 1440 | 0 | 131.19 | 131.19 | 0.01 | 0
2030 | MISO_MI_2_MISO_WUMS | MISO_MI | MISO_WUMS | Internal | Summer | B6 | 300 | 1440 | 0 | 107.26 | 107.25 | 0.01 | 0
2030 | MISO_MI_2_MISO_WUMS | MISO_MI | MISO_WUMS | Internal | Summer | B7 | 400 | 1440 | 0 | 101.27 | 101.26 | 0.01 | 0
2030 | MISO_MI_2_MISO_WUMS | MISO_MI | MISO_WUMS | Internal | Summer | B8 | 500 | 1440 | 0 | 92.16 | 85.76 | 0.01 | 0
2030 | MISO_MI_2_MISO_WUMS | MISO_MI | MISO_WUMS | Internal | Summer | B9 | 800 | 1440 | 0 | 83.79 | 83.78 | 0.01 | 0
2030 | MISO_MI_2_MISO_WUMS | MISO_MI | MISO_WUMS | Internal | Summer | B10 | 1262 | 1440 | 0 | 75.34 | 74.34 | 0.01 | 0
2030 | MISO_MI_2_MISO_WUMS | MISO_MI | MISO_WUMS | Internal | Winter | B16 | 25 | 1440 | 0 | 93.94 | 93.92 | 0.01 | 0
2030 | MISO_MI_2_MISO_WUMS | MISO_MI | MISO_WUMS | Internal | Winter | B17 | 100 | 1440 | 0 | 91.01 | 91 | 0.01 | 0
2030 | MISO_MI_2_MISO_WUMS | MISO_MI | MISO_WUMS | Internal | Winter | B18 | 400 | 1440 | 0 | 90.81 | 90.44 | 0.01 | 0
2030 | MISO_MI_2_MISO_WUMS | MISO_MI | MISO_WUMS | Internal | Winter | B19 | 700 | 1440 | 0 | 90.81 | 90.44 | 0.01 | 0
2030 | MISO_MI_2_MISO_WUMS | MISO_MI | MISO_WUMS | Internal | Winter | B20 | 935 | 1440 | 0 | 79.81 | 78.33 | 0.01 | 0
2030 | MISO_MI_2_PJM_ROR | MISO_MI | PJM_ROR | Internal | Shoulder | B11 | 25 | 1424 | 0 | 93.17 | 95.15 | 2 | 0
2030 | MISO_MI_2_PJM_ROR | MISO_MI | PJM_ROR | Internal | Shoulder | B12 | 200 | 1424 | 0 | 87.84 | 89.83 | 2 | 0
2030 | MISO_MI_2_PJM_ROR | MISO_MI | PJM_ROR | Internal | Shoulder | B13 | 600 | 1424 | 0 | 87.84 | 89.83 | 2 | 0
2030 | MISO_MI_2_PJM_ROR | MISO_MI | PJM_ROR | Internal | Shoulder | B14 | 900 | 1424 | 836.98 | 87.83 | 89.83 | 2 | 0
2030 | MISO_MI_2_PJM_ROR | MISO_MI | PJM_ROR | Internal | Shoulder | B15 | 1203 | 1424 | 0 | 77.06 | 78.66 | 2 | 0
2030 | MISO_MI_2_PJM_ROR | MISO_MI | PJM_ROR | Internal | Summer | B1 | 10 | 1424 | 0 | 144.12 | 142.12 | 2 | 0
2030 | MISO_MI_2_PJM_ROR | MISO_MI | PJM_ROR | Internal | Summer | B2 | 25 | 1424 | 0 | 141.37 | 140.39 | 2 | 0
2030 | MISO_MI_2_PJM_ROR | MISO_MI | PJM_ROR | Internal | Summer | B3 | 75 | 1424 | 0 | 139.29 | 140.39 | 2 | 0
2030 | MISO_MI_2_PJM_ROR | MISO_MI | PJM_ROR | Internal | Summer | B4 | 100 | 1424 | 702.12 | 136.86 | 138.86 | 2 | 0
2030 | MISO_MI_2_PJM_ROR | MISO_MI | PJM_ROR | Internal | Summer | B5 | 200 | 1424 | 920.03 | 131.19 | 133.19 | 2 | 0
2030 | MISO_MI_2_PJM_ROR | MISO_MI | PJM_ROR | Internal | Summer | B6 | 300 | 1424 | 0 | 107.26 | 109.25 | 2 | 0
2030 | MISO_MI_2_PJM_ROR | MISO_MI | PJM_ROR | Internal | Summer | B7 | 400 | 1424 | 499.22 | 101.27 | 103.27 | 2 | 0
2030 | MISO_MI_2_PJM_ROR | MISO_MI | PJM_ROR | Internal | Summer | B8 | 500 | 1424 | 1135.42 | 92.16 | 94.16 | 2 | 0
2030 | MISO_MI_2_PJM_ROR | MISO_MI | PJM_ROR | Internal | Summer | B9 | 800 | 1424 | 332.68 | 83.79 | 85.79 | 2 | 0
2030 | MISO_MI_2_PJM_ROR | MISO_MI | PJM_ROR | Internal | Summer | B10 | 1262 | 1424 | 0 | 75.34 | 76.99 | 2 | 0
2030 | MISO_MI_2_PJM_ROR | MISO_MI | PJM_ROR | Internal | Winter | B16 | 25 | 1424 | 0 | 93.94 | 95.92 | 2 | 0
2030 | MISO_MI_2_PJM_ROR | MISO_MI | PJM_ROR | Internal | Winter | B17 | 100 | 1424 | 1424 | 91.01 | 95.92 | 2 | 2.9
2030 | MISO_MI_2_PJM_ROR | MISO_MI | PJM_ROR | Internal | Winter | B18 | 400 | 1424 | 1424 | 90.81 | 93.08 | 2 | 0.27
2030 | MISO_MI_2_PJM_ROR | MISO_MI | PJM_ROR | Internal | Winter | B19 | 700 | 1424 | 1424 | 90.81 | 93.08 | 2 | 0.27
2030 | MISO_MI_2_PJM_ROR | MISO_MI | PJM_ROR | Internal | Winter | B20 | 935 | 1424 | 0 | 79.81 | 81.8 | 2 | 0
2030 | MISO_MO-IL_2_ENT | MISO_MO-IL | ENT | Internal | Shoulder | B11 | 25 | 2540 | 1086.54 | 93.17 | 101.17 | 8 | 0
2030 | MISO_MO-IL_2_ENT | MISO_MO-IL | ENT | Internal | Shoulder | B12 | 200 | 2540 | 0 | 87.83 | 93.53 | 8 | 0
2030 | MISO_MO-IL_2_ENT | MISO_MO-IL | ENT | Internal | Shoulder | B13 | 600 | 2540 | 0 | 87.82 | 90.37 | 8 | 0
2030 | MISO_MO-IL_2_ENT | MISO_MO-IL | ENT | Internal | Shoulder | B14 | 900 | 2540 | 0 | 87.81 | 90.37 | 8 | 0
2030 | MISO_MO-IL_2_ENT | MISO_MO-IL | ENT | Internal | Shoulder | B15 | 1203 | 2540 | 2104.43 | 77.06 | 85.06 | 8 | 0
2030 | MISO_MO-IL_2_ENT | MISO_MO-IL | ENT | Internal | Summer | B1 | 10 | 2540 | 0 | 144.12 | 149.65 | 8 | 0
2030 | MISO_MO-IL_2_ENT | MISO_MO-IL | ENT | Internal | Summer | B2 | 25 | 2540 | 615.94 | 141.37 | 149.37 | 8 | 0
2030 | MISO_MO-IL_2_ENT | MISO_MO-IL | ENT | Internal | Summer | B3 | 75 | 2540 | 0 | 141.52 | 148.93 | 8 | 0
2030 | MISO_MO-IL_2_ENT | MISO_MO-IL | ENT | Internal | Summer | B4 | 100 | 2540 | 429.84 | 140.86 | 148.86 | 8 | 0
2030 | MISO_MO-IL_2_ENT | MISO_MO-IL | ENT | Internal | Summer | B5 | 200 | 2540 | 0 | 140.7 | 140.19 | 8 | 0
2030 | MISO_MO-IL_2_ENT | MISO_MO-IL | ENT | Internal | Summer | B6 | 300 | 2540 | 0 | 111.25 | 111.53 | 8 | 0
2030 | MISO_MO-IL_2_ENT | MISO_MO-IL | ENT | Internal | Summer | B7 | 400 | 2540 | 0 | 101.27 | 95.3 | 8 | 0
2030 | MISO_MO-IL_2_ENT | MISO_MO-IL | ENT | Internal | Summer | B8 | 500 | 2540 | 0 | 92.16 | 92.56 | 8 | 0
2030 | MISO_MO-IL_2_ENT | MISO_MO-IL | ENT | Internal | Summer | B9 | 800 | 2540 | 824.55 | 83.79 | 91.79 | 8 | 0
2030 | MISO_MO-IL_2_ENT | MISO_MO-IL | ENT | Internal | Summer | B10 | 1262 | 2540 | 1486.7 | 75.34 | 83.34 | 8 | 0
2030 | MISO_MO-IL_2_ENT | MISO_MO-IL | ENT | Internal | Winter | B16 | 25 | 2540 | 0 | 93.92 | 97.52 | 8 | 0
2030 | MISO_MO-IL_2_ENT | MISO_MO-IL | ENT | Internal | Winter | B17 | 100 | 2540 | 0 | 91.01 | 95.3 | 8 | 0
2030 | MISO_MO-IL_2_ENT | MISO_MO-IL | ENT | Internal | Winter | B18 | 400 | 2540 | 0 | 90.81 | 93.53 | 8 | 0
2030 | MISO_MO-IL_2_ENT | MISO_MO-IL | ENT | Internal | Winter | B19 | 700 | 2540 | 0 | 90.79 | 93.53 | 8 | 0
2030 | MISO_MO-IL_2_ENT | MISO_MO-IL | ENT | Internal | Winter | B20 | 935 | 2540 | 889.92 | 79.81 | 87.81 | 8 | 0
2030 | MISO_MO-IL_2_MISO_IN | MISO_MO-IL | MISO_IN | Internal | Shoulder | B11 | 25 | 2633 | 0 | 93.17 | 93.15 | 0.01 | 0
2030 | MISO_MO-IL_2_MISO_IN | MISO_MO-IL | MISO_IN | Internal | Shoulder | B12 | 200 | 2633 | 0 | 87.83 | 87.83 | 0.01 | 0
2030 | MISO_MO-IL_2_MISO_IN | MISO_MO-IL | MISO_IN | Internal | Shoulder | B13 | 600 | 2633 | 261.88 | 87.82 | 87.83 | 0.01 | 0
2030 | MISO_MO-IL_2_MISO_IN | MISO_MO-IL | MISO_IN | Internal | Shoulder | B14 | 900 | 2633 | 1938.16 | 87.81 | 87.82 | 0.01 | 0
2030 | MISO_MO-IL_2_MISO_IN | MISO_MO-IL | MISO_IN | Internal | Shoulder | B15 | 1203 | 2633 | 0 | 77.06 | 77.05 | 0.01 | 0
2030 | MISO_MO-IL_2_MISO_IN | MISO_MO-IL | MISO_IN | Internal | Summer | B1 | 10 | 2633 | 0 | 144.12 | 144.11 | 0.01 | 0
2030 | MISO_MO-IL_2_MISO_IN | MISO_MO-IL | MISO_IN | Internal | Summer | B2 | 25 | 2633 | 0 | 141.37 | 141.36 | 0.01 | 0
2030 | MISO_MO-IL_2_MISO_IN | MISO_MO-IL | MISO_IN | Internal | Summer | B3 | 75 | 2633 | 0 | 141.52 | 139.28 | 0.01 | 0
2030 | MISO_MO-IL_2_MISO_IN | MISO_MO-IL | MISO_IN | Internal | Summer | B4 | 100 | 2633 | 0 | 140.86 | 136.86 | 0.01 | 0
2030 | MISO_MO-IL_2_MISO_IN | MISO_MO-IL | MISO_IN | Internal | Summer | B5 | 200 | 2633 | 0 | 140.7 | 131.18 | 0.01 | 0
2030 | MISO_MO-IL_2_MISO_IN | MISO_MO-IL | MISO_IN | Internal | Summer | B6 | 300 | 2633 | 0 | 111.25 | 107.25 | 0.01 | 0
2030 | MISO_MO-IL_2_MISO_IN | MISO_MO-IL | MISO_IN | Internal | Summer | B7 | 400 | 2633 | 0 | 101.27 | 101.26 | 0.01 | 0
2030 | MISO_MO-IL_2_MISO_IN | MISO_MO-IL | MISO_IN | Internal | Summer | B8 | 500 | 2633 | 0 | 92.16 | 92.15 | 0.01 | 0
2030 | MISO_MO-IL_2_MISO_IN | MISO_MO-IL | MISO_IN | Internal | Summer | B9 | 800 | 2633 | 0 | 83.79 | 83.78 | 0.01 | 0
2030 | MISO_MO-IL_2_MISO_IN | MISO_MO-IL | MISO_IN | Internal | Summer | B10 | 1262 | 2633 | 0 | 75.34 | 75.33 | 0.01 | 0
2030 | MISO_MO-IL_2_MISO_IN | MISO_MO-IL | MISO_IN | Internal | Winter | B16 | 25 | 2633 | 524.53 | 93.92 | 93.93 | 0.01 | 0
2030 | MISO_MO-IL_2_MISO_IN | MISO_MO-IL | MISO_IN | Internal | Winter | B17 | 100 | 2633 | 0 | 91.01 | 91 | 0.01 | 0
2030 | MISO_MO-IL_2_MISO_IN | MISO_MO-IL | MISO_IN | Internal | Winter | B18 | 400 | 2633 | 0 | 90.81 | 90.8 | 0.01 | 0
2030 | MISO_MO-IL_2_MISO_IN | MISO_MO-IL | MISO_IN | Internal | Winter | B19 | 700 | 2633 | 72.35 | 90.79 | 90.8 | 0.01 | 0
2030 | MISO_MO-IL_2_MISO_IN | MISO_MO-IL | MISO_IN | Internal | Winter | B20 | 935 | 2633 | 0 | 79.81 | 79.8 | 0.01 | 0
2030 | MISO_MO-IL_2_MISO_W | MISO_MO-IL | MISO_W | Internal | Shoulder | B11 | 25 | 1075 | 0 | 93.17 | 93.15 | 0.01 | 0
2030 | MISO_MO-IL_2_MISO_W | MISO_MO-IL | MISO_W | Internal | Shoulder | B12 | 200 | 1075 | 0 | 87.83 | 85.05 | 0.01 | 0
2030 | MISO_MO-IL_2_MISO_W | MISO_MO-IL | MISO_W | Internal | Shoulder | B13 | 600 | 1075 | 0 | 87.82 | 75.82 | 0.01 | 0
2030 | MISO_MO-IL_2_MISO_W | MISO_MO-IL | MISO_W | Internal | Shoulder | B14 | 900 | 1075 | 0 | 87.81 | 71.82 | 0.01 | 0
2030 | MISO_MO-IL_2_MISO_W | MISO_MO-IL | MISO_W | Internal | Shoulder | B15 | 1203 | 1075 | 0 | 77.06 | 71.15 | 0.01 | 0
2030 | MISO_MO-IL_2_MISO_W | MISO_MO-IL | MISO_W | Internal | Summer | B1 | 10 | 1075 | 0 | 144.12 | 144.11 | 0.01 | 0
2030 | MISO_MO-IL_2_MISO_W | MISO_MO-IL | MISO_W | Internal | Summer | B2 | 25 | 1075 | 0 | 141.37 | 141.36 | 0.01 | 0
2030 | MISO_MO-IL_2_MISO_W | MISO_MO-IL | MISO_W | Internal | Summer | B3 | 75 | 1075 | 1063.05 | 141.52 | 141.53 | 0.01 | 0
2030 | MISO_MO-IL_2_MISO_W | MISO_MO-IL | MISO_W | Internal | Summer | B4 | 100 | 1075 | 0 | 140.86 | 140.86 | 0.01 | 0
2030 | MISO_MO-IL_2_MISO_W | MISO_MO-IL | MISO_W | Internal | Summer | B5 | 200 | 1075 | 0 | 140.7 | 140.69 | 0.01 | 0
2030 | MISO_MO-IL_2_MISO_W | MISO_MO-IL | MISO_W | Internal | Summer | B6 | 300 | 1075 | 0 | 111.25 | 111.25 | 0.01 | 0
2030 | MISO_MO-IL_2_MISO_W | MISO_MO-IL | MISO_W | Internal | Summer | B7 | 400 | 1075 | 0 | 101.27 | 101.26 | 0.01 | 0
2030 | MISO_MO-IL_2_MISO_W | MISO_MO-IL | MISO_W | Internal | Summer | B8 | 500 | 1075 | 0 | 92.16 | 81.7 | 0.01 | 0
2030 | MISO_MO-IL_2_MISO_W | MISO_MO-IL | MISO_W | Internal | Summer | B9 | 800 | 1075 | 0 | 83.79 | 81.47 | 0.01 | 0
2030 | MISO_MO-IL_2_MISO_W | MISO_MO-IL | MISO_W | Internal | Summer | B10 | 1262 | 1075 | 0 | 75.34 | 70.39 | 0.01 | 0
2030 | MISO_MO-IL_2_MISO_W | MISO_MO-IL | MISO_W | Internal | Winter | B16 | 25 | 1075 | 0 | 93.92 | 74.06 | 0.01 | 0
2030 | MISO_MO-IL_2_MISO_W | MISO_MO-IL | MISO_W | Internal | Winter | B17 | 100 | 1075 | 0 | 91.01 | 74.73 | 0.01 | 0
2030 | MISO_MO-IL_2_MISO_W | MISO_MO-IL | MISO_W | Internal | Winter | B18 | 400 | 1075 | 0 | 90.81 | 77.48 | 0.01 | 0
2030 | MISO_MO-IL_2_MISO_W | MISO_MO-IL | MISO_W | Internal | Winter | B19 | 700 | 1075 | 0 | 90.79 | 77.48 | 0.01 | 0
2030 | MISO_MO-IL_2_MISO_W | MISO_MO-IL | MISO_W | Internal | Winter | B20 | 935 | 1075 | 0 | 79.81 | 74.06 | 0.01 | 0
2030 | MISO_MO-IL_2_PJM_ROR | MISO_MO-IL | PJM_ROR | Internal | Shoulder | B11 | 25 | 1212 | 0 | 93.17 | 95.15 | 2 | 0
2030 | MISO_MO-IL_2_PJM_ROR | MISO_MO-IL | PJM_ROR | Internal | Shoulder | B12 | 200 | 1212 | 920.98 | 87.83 | 89.83 | 2 | 0
2030 | MISO_MO-IL_2_PJM_ROR | MISO_MO-IL | PJM_ROR | Internal | Shoulder | B13 | 600 | 1212 | 1212 | 87.82 | 89.83 | 2 | 0.01
2030 | MISO_MO-IL_2_PJM_ROR | MISO_MO-IL | PJM_ROR | Internal | Shoulder | B14 | 900 | 1212 | 1212 | 87.81 | 89.83 | 2 | 0.02
2030 | MISO_MO-IL_2_PJM_ROR | MISO_MO-IL | PJM_ROR | Internal | Shoulder | B15 | 1203 | 1212 | 0 | 77.06 | 78.66 | 2 | 0
2030 | MISO_MO-IL_2_PJM_ROR | MISO_MO-IL | PJM_ROR | Internal | Summer | B1 | 10 | 1212 | 0 | 144.12 | 142.12 | 2 | 0
2030 | MISO_MO-IL_2_PJM_ROR | MISO_MO-IL | PJM_ROR | Internal | Summer | B2 | 25 | 1212 | 0 | 141.37 | 140.39 | 2 | 0
2030 | MISO_MO-IL_2_PJM_ROR | MISO_MO-IL | PJM_ROR | Internal | Summer | B3 | 75 | 1212 | 0 | 141.52 | 140.39 | 2 | 0
2030 | MISO_MO-IL_2_PJM_ROR | MISO_MO-IL | PJM_ROR | Internal | Summer | B4 | 100 | 1212 | 0 | 140.86 | 138.86 | 2 | 0
2030 | MISO_MO-IL_2_PJM_ROR | MISO_MO-IL | PJM_ROR | Internal | Summer | B5 | 200 | 1212 | 0 | 140.7 | 133.19 | 2 | 0
2030 | MISO_MO-IL_2_PJM_ROR | MISO_MO-IL | PJM_ROR | Internal | Summer | B6 | 300 | 1212 | 0 | 111.25 | 109.25 | 2 | 0
2030 | MISO_MO-IL_2_PJM_ROR | MISO_MO-IL | PJM_ROR | Internal | Summer | B7 | 400 | 1212 | 421.53 | 101.27 | 103.27 | 2 | 0
2030 | MISO_MO-IL_2_PJM_ROR | MISO_MO-IL | PJM_ROR | Internal | Summer | B8 | 500 | 1212 | 962.17 | 92.16 | 94.16 | 2 | 0
2030 | MISO_MO-IL_2_PJM_ROR | MISO_MO-IL | PJM_ROR | Internal | Summer | B9 | 800 | 1212 | 364.59 | 83.79 | 85.79 | 2 | 0
2030 | MISO_MO-IL_2_PJM_ROR | MISO_MO-IL | PJM_ROR | Internal | Summer | B10 | 1262 | 1212 | 0 | 75.34 | 76.99 | 2 | 0
2030 | MISO_MO-IL_2_PJM_ROR | MISO_MO-IL | PJM_ROR | Internal | Winter | B16 | 25 | 1212 | 183.99 | 93.92 | 95.92 | 2 | 0
2030 | MISO_MO-IL_2_PJM_ROR | MISO_MO-IL | PJM_ROR | Internal | Winter | B17 | 100 | 1212 | 1212 | 91.01 | 95.92 | 2 | 2.9
2030 | MISO_MO-IL_2_PJM_ROR | MISO_MO-IL | PJM_ROR | Internal | Winter | B18 | 400 | 1212 | 1212 | 90.81 | 93.08 | 2 | 0.27
2030 | MISO_MO-IL_2_PJM_ROR | MISO_MO-IL | PJM_ROR | Internal | Winter | B19 | 700 | 1212 | 1212 | 90.79 | 93.08 | 2 | 0.29
2030 | MISO_MO-IL_2_PJM_ROR | MISO_MO-IL | PJM_ROR | Internal | Winter | B20 | 935 | 1212 | 0 | 79.81 | 81.8 | 2 | 0
2030 | MISO_MO-IL_2_SPP_N | MISO_MO-IL | SPP_N | Internal | Shoulder | B11 | 25 | 2000 | 0 | 93.17 | 96.17 | 8 | 0
2030 | MISO_MO-IL_2_SPP_N | MISO_MO-IL | SPP_N | Internal | Shoulder | B12 | 200 | 2000 | 0 | 87.83 | 85.06 | 8 | 0
2030 | MISO_MO-IL_2_SPP_N | MISO_MO-IL | SPP_N | Internal | Shoulder | B13 | 600 | 2000 | 0 | 87.82 | 82.82 | 8 | 0
2030 | MISO_MO-IL_2_SPP_N | MISO_MO-IL | SPP_N | Internal | Shoulder | B14 | 900 | 2000 | 0 | 87.81 | 78.82 | 8 | 0
2030 | MISO_MO-IL_2_SPP_N | MISO_MO-IL | SPP_N | Internal | Shoulder | B15 | 1203 | 2000 | 0 | 77.06 | 78.15 | 8 | 0
2030 | MISO_MO-IL_2_SPP_N | MISO_MO-IL | SPP_N | Internal | Summer | B1 | 10 | 2000 | 0 | 144.12 | 140.67 | 8 | 0
2030 | MISO_MO-IL_2_SPP_N | MISO_MO-IL | SPP_N | Internal | Summer | B2 | 25 | 2000 | 0 | 141.37 | 146.26 | 8 | 0
2030 | MISO_MO-IL_2_SPP_N | MISO_MO-IL | SPP_N | Internal | Summer | B3 | 75 | 2000 | 0 | 141.52 | 146.63 | 8 | 0
2030 | MISO_MO-IL_2_SPP_N | MISO_MO-IL | SPP_N | Internal | Summer | B4 | 100 | 2000 | 0 | 140.86 | 145.69 | 8 | 0
2030 | MISO_MO-IL_2_SPP_N | MISO_MO-IL | SPP_N | Internal | Summer | B5 | 200 | 2000 | 0 | 140.7 | 140.67 | 8 | 0
2030 | MISO_MO-IL_2_SPP_N | MISO_MO-IL | SPP_N | Internal | Summer | B6 | 300 | 2000 | 0 | 111.25 | 118.25 | 8 | 0
2030 | MISO_MO-IL_2_SPP_N | MISO_MO-IL | SPP_N | Internal | Summer | B7 | 400 | 2000 | 0 | 101.27 | 101.5 | 8 | 0
2030 | MISO_MO-IL_2_SPP_N | MISO_MO-IL | SPP_N | Internal | Summer | B8 | 500 | 2000 | 0 | 92.16 | 88.7 | 8 | 0
2030 | MISO_MO-IL_2_SPP_N | MISO_MO-IL | SPP_N | Internal | Summer | B9 | 800 | 2000 | 0 | 83.79 | 88.47 | 8 | 0
2030 | MISO_MO-IL_2_SPP_N | MISO_MO-IL | SPP_N | Internal | Summer | B10 | 1262 | 2000 | 0 | 75.34 | 77.39 | 8 | 0
2030 | MISO_MO-IL_2_SPP_N | MISO_MO-IL | SPP_N | Internal | Winter | B16 | 25 | 2000 | 0 | 93.92 | 81.73 | 8 | 0
2030 | MISO_MO-IL_2_SPP_N | MISO_MO-IL | SPP_N | Internal | Winter | B17 | 100 | 2000 | 0 | 91.01 | 81.73 | 8 | 0
2030 | MISO_MO-IL_2_SPP_N | MISO_MO-IL | SPP_N | Internal | Winter | B18 | 400 | 2000 | 0 | 90.81 | 84.48 | 8 | 0
2030 | MISO_MO-IL_2_SPP_N | MISO_MO-IL | SPP_N | Internal | Winter | B19 | 700 | 2000 | 0 | 90.79 | 84.47 | 8 | 0
2030 | MISO_MO-IL_2_SPP_N | MISO_MO-IL | SPP_N | Internal | Winter | B20 | 935 | 2000 | 0 | 79.81 | 81.06 | 8 | 0
2030 | MISO_MO-IL_2_TVA_Transmission | MISO_MO-IL | TVA_Transmission | Internal | Shoulder | B11 | 25 | 4000 | 0 | 93.17 | 101.15 | 8 | 0
2030 | MISO_MO-IL_2_TVA_Transmission | MISO_MO-IL | TVA_Transmission | Internal | Shoulder | B12 | 200 | 4000 | 0 | 87.83 | 93.72 | 8 | 0
2030 | MISO_MO-IL_2_TVA_Transmission | MISO_MO-IL | TVA_Transmission | Internal | Shoulder | B13 | 600 | 4000 | 0 | 87.82 | 92.38 | 8 | 0
2030 | MISO_MO-IL_2_TVA_Transmission | MISO_MO-IL | TVA_Transmission | Internal | Shoulder | B14 | 900 | 4000 | 0 | 87.81 | 92.38 | 8 | 0
2030 | MISO_MO-IL_2_TVA_Transmission | MISO_MO-IL | TVA_Transmission | Internal | Shoulder | B15 | 1203 | 4000 | 0 | 77.06 | 84.66 | 8 | 0
2030 | MISO_MO-IL_2_TVA_Transmission | MISO_MO-IL | TVA_Transmission | Internal | Summer | B1 | 10 | 4000 | 1665.18 | 144.12 | 152.12 | 8 | 0
2030 | MISO_MO-IL_2_TVA_Transmission | MISO_MO-IL | TVA_Transmission | Internal | Summer | B2 | 25 | 4000 | 734.63 | 141.37 | 149.37 | 8 | 0
2030 | MISO_MO-IL_2_TVA_Transmission | MISO_MO-IL | TVA_Transmission | Internal | Summer | B3 | 75 | 4000 | 0 | 141.52 | 146.39 | 8 | 0
2030 | MISO_MO-IL_2_TVA_Transmission | MISO_MO-IL | TVA_Transmission | Internal | Summer | B4 | 100 | 4000 | 0 | 140.86 | 144.86 | 8 | 0
2030 | MISO_MO-IL_2_TVA_Transmission | MISO_MO-IL | TVA_Transmission | Internal | Summer | B5 | 200 | 4000 | 0 | 140.7 | 139.19 | 8 | 0
2030 | MISO_MO-IL_2_TVA_Transmission | MISO_MO-IL | TVA_Transmission | Internal | Summer | B6 | 300 | 4000 | 0 | 111.25 | 113.17 | 8 | 0
2030 | MISO_MO-IL_2_TVA_Transmission | MISO_MO-IL | TVA_Transmission | Internal | Summer | B7 | 400 | 4000 | 0 | 101.27 | 101.99 | 8 | 0
2030 | MISO_MO-IL_2_TVA_Transmission | MISO_MO-IL | TVA_Transmission | Internal | Summer | B8 | 500 | 4000 | 0 | 92.16 | 95.14 | 8 | 0
2030 | MISO_MO-IL_2_TVA_Transmission | MISO_MO-IL | TVA_Transmission | Internal | Summer | B9 | 800 | 4000 | 0 | 83.79 | 90.33 | 8 | 0
2030 | MISO_MO-IL_2_TVA_Transmission | MISO_MO-IL | TVA_Transmission | Internal | Summer | B10 | 1262 | 4000 | 0 | 75.34 | 81.06 | 8 | 0
2030 | MISO_MO-IL_2_TVA_Transmission | MISO_MO-IL | TVA_Transmission | Internal | Winter | B16 | 25 | 4000 | 199.17 | 93.92 | 101.92 | 8 | 0
2030 | MISO_MO-IL_2_TVA_Transmission | MISO_MO-IL | TVA_Transmission | Internal | Winter | B17 | 100 | 4000 | 0 | 91.01 | 97.81 | 8 | 0
2030 | MISO_MO-IL_2_TVA_Transmission | MISO_MO-IL | TVA_Transmission | Internal | Winter | B18 | 400 | 4000 | 0 | 90.81 | 95.94 | 8 | 0
2030 | MISO_MO-IL_2_TVA_Transmission | MISO_MO-IL | TVA_Transmission | Internal | Winter | B19 | 700 | 4000 | 0 | 90.79 | 95.13 | 8 | 0
2030 | MISO_MO-IL_2_TVA_Transmission | MISO_MO-IL | TVA_Transmission | Internal | Winter | B20 | 935 | 4000 | 0 | 79.81 | 87.8 | 8 | 0
2030 | MISO_W_2_IESO | MISO_W | IESO | Internal | Shoulder | B11 | 25 | 90 | 0 | 93.15 | 86.17 | 8 | 0
2030 | MISO_W_2_IESO | MISO_W | IESO | Internal | Shoulder | B12 | 200 | 90 | 0 | 85.05 | 81.56 | 8 | 0
2030 | MISO_W_2_IESO | MISO_W | IESO | Internal | Shoulder | B13 | 600 | 90 | 0 | 75.82 | 81.56 | 8 | 0
2030 | MISO_W_2_IESO | MISO_W | IESO | Internal | Shoulder | B14 | 900 | 90 | 90 | 71.82 | 81.56 | 8 | 1.74
2030 | MISO_W_2_IESO | MISO_W | IESO | Internal | Shoulder | B15 | 1203 | 90 | 90 | 71.15 | 81.56 | 8 | 2.42
2030 | MISO_W_2_IESO | MISO_W | IESO | Internal | Summer | B1 | 10 | 90 | 0 | 144.11 | 110.1 | 8 | 0
2030 | MISO_W_2_IESO | MISO_W | IESO | Internal | Summer | B2 | 25 | 90 | 0 | 141.36 | 120.04 | 8 | 0
2030 | MISO_W_2_IESO | MISO_W | IESO | Internal | Summer | B3 | 75 | 90 | 0 | 141.53 | 106.04 | 8 | 0
2030 | MISO_W_2_IESO | MISO_W | IESO | Internal | Summer | B4 | 100 | 90 | 0 | 140.86 | 99.35 | 8 | 0
2030 | MISO_W_2_IESO | MISO_W | IESO | Internal | Summer | B5 | 200 | 90 | 0 | 140.69 | 96.1 | 8 | 0
2030 | MISO_W_2_IESO | MISO_W | IESO | Internal | Summer | B6 | 300 | 90 | 0 | 111.25 | 89.87 | 8 | 0
2030 | MISO_W_2_IESO | MISO_W | IESO | Internal | Summer | B7 | 400 | 90 | 0 | 101.26 | 87.98 | 8 | 0
2030 | MISO_W_2_IESO | MISO_W | IESO | Internal | Summer | B8 | 500 | 90 | 0 | 81.7 | 79.15 | 8 | 0
2030 | MISO_W_2_IESO | MISO_W | IESO | Internal | Summer | B9 | 800 | 90 | 0 | 81.47 | 76 | 8 | 0
2030 | MISO_W_2_IESO | MISO_W | IESO | Internal | Summer | B10 | 1262 | 90 | 0 | 70.39 | 76 | 8 | 0
2030 | MISO_W_2_IESO | MISO_W | IESO | Internal | Winter | B16 | 25 | 90 | 90 | 74.06 | 86.94 | 8 | 4.88
2030 | MISO_W_2_IESO | MISO_W | IESO | Internal | Winter | B17 | 100 | 90 | 90 | 74.73 | 84.01 | 8 | 1.28
2030 | MISO_W_2_IESO | MISO_W | IESO | Internal | Winter | B18 | 400 | 90 | 0 | 77.48 | 83.81 | 8 | 0
2030 | MISO_W_2_IESO | MISO_W | IESO | Internal | Winter | B19 | 700 | 90 | 0 | 77.48 | 83.81 | 8 | 0
2030 | MISO_W_2_IESO | MISO_W | IESO | Internal | Winter | B20 | 935 | 90 | 90 | 74.06 | 83.81 | 8 | 1.75
2030 | MISO_W_2_MAPP_CA | MISO_W | MAPP_CA | Internal | Shoulder | B11 | 25 | 926 | 0 | 93.15 | 82.18 | 0.01 | 0
2030 | MISO_W_2_MAPP_CA | MISO_W | MAPP_CA | Internal | Shoulder | B12 | 200 | 926 | 0 | 85.05 | 85.04 | 0.01 | 0
2030 | MISO_W_2_MAPP_CA | MISO_W | MAPP_CA | Internal | Shoulder | B13 | 600 | 926 | 0 | 75.82 | 75.81 | 0.01 | 0
2030 | MISO_W_2_MAPP_CA | MISO_W | MAPP_CA | Internal | Shoulder | B14 | 900 | 926 | 64.5 | 71.82 | 71.83 | 0.01 | 0
2030 | MISO_W_2_MAPP_CA | MISO_W | MAPP_CA | Internal | Shoulder | B15 | 1203 | 926 | 926 | 71.15 | 71.83 | 0.01 | 0.67
2030 | MISO_W_2_MAPP_CA | MISO_W | MAPP_CA | Internal | Summer | B1 | 10 | 926 | 0 | 144.11 | 87.49 | 0.01 | 0
2030 | MISO_W_2_MAPP_CA | MISO_W | MAPP_CA | Internal | Summer | B2 | 25 | 926 | 0 | 141.36 | 87.49 | 0.01 | 0
2030 | MISO_W_2_MAPP_CA | MISO_W | MAPP_CA | Internal | Summer | B3 | 75 | 926 | 0 | 141.53 | 87.49 | 0.01 | 0
2030 | MISO_W_2_MAPP_CA | MISO_W | MAPP_CA | Internal | Summer | B4 | 100 | 926 | 0 | 140.86 | 87.49 | 0.01 | 0
2030 | MISO_W_2_MAPP_CA | MISO_W | MAPP_CA | Internal | Summer | B5 | 200 | 926 | 0 | 140.69 | 87.49 | 0.01 | 0
2030 | MISO_W_2_MAPP_CA | MISO_W | MAPP_CA | Internal | Summer | B6 | 300 | 926 | 0 | 111.25 | 87.49 | 0.01 | 0
2030 | MISO_W_2_MAPP_CA | MISO_W | MAPP_CA | Internal | Summer | B7 | 400 | 926 | 0 | 101.26 | 87.49 | 0.01 | 0
2030 | MISO_W_2_MAPP_CA | MISO_W | MAPP_CA | Internal | Summer | B8 | 500 | 926 | 0 | 81.7 | 81.69 | 0.01 | 0
2030 | MISO_W_2_MAPP_CA | MISO_W | MAPP_CA | Internal | Summer | B9 | 800 | 926 | 0 | 81.47 | 81.46 | 0.01 | 0
2030 | MISO_W_2_MAPP_CA | MISO_W | MAPP_CA | Internal | Summer | B10 | 1262 | 926 | 926 | 70.39 | 81.46 | 0.01 | 11.06
2030 | MISO_W_2_MAPP_CA | MISO_W | MAPP_CA | Internal | Winter | B16 | 25 | 926 | 926 | 74.06 | 77.47 | 0.01 | 3.39
2030 | MISO_W_2_MAPP_CA | MISO_W | MAPP_CA | Internal | Winter | B17 | 100 | 926 | 926 | 74.73 | 77.47 | 0.01 | 2.72
2030 | MISO_W_2_MAPP_CA | MISO_W | MAPP_CA | Internal | Winter | B18 | 400 | 926 | 0 | 77.48 | 77.47 | 0.01 | 0
2030 | MISO_W_2_MAPP_CA | MISO_W | MAPP_CA | Internal | Winter | B19 | 700 | 926 | 0 | 77.48 | 77.47 | 0.01 | 0
2030 | MISO_W_2_MAPP_CA | MISO_W | MAPP_CA | Internal | Winter | B20 | 935 | 926 | 926 | 74.06 | 77.47 | 0.01 | 3.39
2030 | MISO_W_2_MISO_MO-IL | MISO_W | MISO_MO-IL | Internal | Shoulder | B11 | 25 | 3915 | 2987.12 | 93.15 | 93.17 | 0.01 | 0
2030 | MISO_W_2_MISO_MO-IL | MISO_W | MISO_MO-IL | Internal | Shoulder | B12 | 200 | 3915 | 3915 | 85.05 | 87.83 | 0.01 | 2.77
2030 | MISO_W_2_MISO_MO-IL | MISO_W | MISO_MO-IL | Internal | Shoulder | B13 | 600 | 3915 | 3915 | 75.82 | 87.82 | 0.01 | 11.99
2030 | MISO_W_2_MISO_MO-IL | MISO_W | MISO_MO-IL | Internal | Shoulder | B14 | 900 | 3915 | 3915 | 71.82 | 87.81 | 0.01 | 15.98
2030 | MISO_W_2_MISO_MO-IL | MISO_W | MISO_MO-IL | Internal | Shoulder | B15 | 1203 | 3915 | 3915 | 71.15 | 77.06 | 0.01 | 5.9
2030 | MISO_W_2_MISO_MO-IL | MISO_W | MISO_MO-IL | Internal | Summer | B1 | 10 | 3915 | 921.36 | 144.11 | 144.12 | 0.01 | 0
2030 | MISO_W_2_MISO_MO-IL | MISO_W | MISO_MO-IL | Internal | Summer | B2 | 25 | 3915 | 2403.98 | 141.36 | 141.37 | 0.01 | 0
2030 | MISO_W_2_MISO_MO-IL | MISO_W | MISO_MO-IL | Internal | Summer | B3 | 75 | 3915 | 0 | 141.53 | 141.52 | 0.01 | 0
2030 | MISO_W_2_MISO_MO-IL | MISO_W | MISO_MO-IL | Internal | Summer | B4 | 100 | 3915 | 0 | 140.86 | 140.86 | 0.01 | 0
2030 | MISO_W_2_MISO_MO-IL | MISO_W | MISO_MO-IL | Internal | Summer | B5 | 200 | 3915 | 252.23 | 140.69 | 140.7 | 0.01 | 0
2030 | MISO_W_2_MISO_MO-IL | MISO_W | MISO_MO-IL | Internal | Summer | B6 | 300 | 3915 | 0 | 111.25 | 111.25 | 0.01 | 0
2030 | MISO_W_2_MISO_MO-IL | MISO_W | MISO_MO-IL | Internal | Summer | B7 | 400 | 3915 | 3370.3 | 101.26 | 101.27 | 0.01 | 0
2030 | MISO_W_2_MISO_MO-IL | MISO_W | MISO_MO-IL | Internal | Summer | B8 | 500 | 3915 | 3915 | 81.7 | 92.16 | 0.01 | 10.45
2030 | MISO_W_2_MISO_MO-IL | MISO_W | MISO_MO-IL | Internal | Summer | B9 | 800 | 3915 | 3915 | 81.47 | 83.79 | 0.01 | 2.3
2030 | MISO_W_2_MISO_MO-IL | MISO_W | MISO_MO-IL | Internal | Summer | B10 | 1262 | 3915 | 3915 | 70.39 | 75.34 | 0.01 | 4.94
2030 | MISO_W_2_MISO_MO-IL | MISO_W | MISO_MO-IL | Internal | Winter | B16 | 25 | 3915 | 3915 | 74.06 | 93.92 | 0.01 | 19.84
2030 | MISO_W_2_MISO_MO-IL | MISO_W | MISO_MO-IL | Internal | Winter | B17 | 100 | 3915 | 3915 | 74.73 | 91.01 | 0.01 | 16.27
2030 | MISO_W_2_MISO_MO-IL | MISO_W | MISO_MO-IL | Internal | Winter | B18 | 400 | 3915 | 3915 | 77.48 | 90.81 | 0.01 | 13.33
2030 | MISO_W_2_MISO_MO-IL | MISO_W | MISO_MO-IL | Internal | Winter | B19 | 700 | 3915 | 3915 | 77.48 | 90.79 | 0.01 | 13.3
2030 | MISO_W_2_MISO_MO-IL | MISO_W | MISO_MO-IL | Internal | Winter | B20 | 935 | 3915 | 3915 | 74.06 | 79.81 | 0.01 | 5.74
2030 | MISO_W_2_MISO_WUMS | MISO_W | MISO_WUMS | Internal | Shoulder | B11 | 25 | 1732 | 0 | 93.15 | 93.15 | 0.01 | 0
2030 | MISO_W_2_MISO_WUMS | MISO_W | MISO_WUMS | Internal | Shoulder | B12 | 200 | 1732 | 1732 | 85.05 | 87.6 | 0.01 | 2.54
2030 | MISO_W_2_MISO_WUMS | MISO_W | MISO_WUMS | Internal | Shoulder | B13 | 600 | 1732 | 1732 | 75.82 | 87.35 | 0.01 | 11.52
2030 | MISO_W_2_MISO_WUMS | MISO_W | MISO_WUMS | Internal | Shoulder | B14 | 900 | 1732 | 1732 | 71.82 | 87.35 | 0.01 | 15.52
2030 | MISO_W_2_MISO_WUMS | MISO_W | MISO_WUMS | Internal | Shoulder | B15 | 1203 | 1732 | 1732 | 71.15 | 75.72 | 0.01 | 4.56
2030 | MISO_W_2_MISO_WUMS | MISO_W | MISO_WUMS | Internal | Summer | B1 | 10 | 1732 | 0 | 144.11 | 135.13 | 0.01 | 0
2030 | MISO_W_2_MISO_WUMS | MISO_W | MISO_WUMS | Internal | Summer | B2 | 25 | 1732 | 0 | 141.36 | 135.13 | 0.01 | 0
2030 | MISO_W_2_MISO_WUMS | MISO_W | MISO_WUMS | Internal | Summer | B3 | 75 | 1732 | 0 | 141.53 | 135.13 | 0.01 | 0
2030 | MISO_W_2_MISO_WUMS | MISO_W | MISO_WUMS | Internal | Summer | B4 | 100 | 1732 | 0 | 140.86 | 135.13 | 0.01 | 0
2030 | MISO_W_2_MISO_WUMS | MISO_W | MISO_WUMS | Internal | Summer | B5 | 200 | 1732 | 0 | 140.69 | 131.19 | 0.01 | 0
2030 | MISO_W_2_MISO_WUMS | MISO_W | MISO_WUMS | Internal | Summer | B6 | 300 | 1732 | 0 | 111.25 | 107.25 | 0.01 | 0
2030 | MISO_W_2_MISO_WUMS | MISO_W | MISO_WUMS | Internal | Summer | B7 | 400 | 1732 | 0 | 101.26 | 101.26 | 0.01 | 0
2030 | MISO_W_2_MISO_WUMS | MISO_W | MISO_WUMS | Internal | Summer | B8 | 500 | 1732 | 1732 | 81.7 | 85.76 | 0.01 | 4.04
2030 | MISO_W_2_MISO_WUMS | MISO_W | MISO_WUMS | Internal | Summer | B9 | 800 | 1732 | 1732 | 81.47 | 83.78 | 0.01 | 2.29
2030 | MISO_W_2_MISO_WUMS | MISO_W | MISO_WUMS | Internal | Summer | B10 | 1262 | 1732 | 1732 | 70.39 | 74.34 | 0.01 | 3.94
2030 | MISO_W_2_MISO_WUMS | MISO_W | MISO_WUMS | Internal | Winter | B16 | 25 | 1732 | 1732 | 74.06 | 93.92 | 0.01 | 19.84
2030 | MISO_W_2_MISO_WUMS | MISO_W | MISO_WUMS | Internal | Winter | B17 | 100 | 1732 | 1732 | 74.73 | 91 | 0.01 | 16.26
2030 | MISO_W_2_MISO_WUMS | MISO_W | MISO_WUMS | Internal | Winter | B18 | 400 | 1732 | 1732 | 77.48 | 90.44 | 0.01 | 12.95
2030 | MISO_W_2_MISO_WUMS | MISO_W | MISO_WUMS | Internal | Winter | B19 | 700 | 1732 | 1732 | 77.48 | 90.44 | 0.01 | 12.95
2030 | MISO_W_2_MISO_WUMS | MISO_W | MISO_WUMS | Internal | Winter | B20 | 935 | 1732 | 1732 | 74.06 | 78.33 | 0.01 | 4.26
2030 | MISO_W_2_NE | MISO_W | NE | Internal | Shoulder | B11 | 25 | 2800 | 0 | 93.15 | 96.18 | 7 | 0
2030 | MISO_W_2_NE | MISO_W | NE | Internal | Shoulder | B12 | 200 | 2800 | 0 | 85.05 | 85.05 | 7 | 0
2030 | MISO_W_2_NE | MISO_W | NE | Internal | Shoulder | B13 | 600 | 2800 | 0 | 75.82 | 82.81 | 7 | 0
2030 | MISO_W_2_NE | MISO_W | NE | Internal | Shoulder | B14 | 900 | 2800 | 254.03 | 71.82 | 78.82 | 7 | 0
2030 | MISO_W_2_NE | MISO_W | NE | Internal | Shoulder | B15 | 1203 | 2800 | 2208.24 | 71.15 | 78.15 | 7 | 0
2030 | MISO_W_2_NE | MISO_W | NE | Internal | Summer | B1 | 10 | 2800 | 0 | 144.11 | 146.25 | 7 | 0
2030 | MISO_W_2_NE | MISO_W | NE | Internal | Summer | B2 | 25 | 2800 | 0 | 141.36 | 146.25 | 7 | 0
2030 | MISO_W_2_NE | MISO_W | NE | Internal | Summer | B3 | 75 | 2800 | 0 | 141.53 | 146.62 | 7 | 0
2030 | MISO_W_2_NE | MISO_W | NE | Internal | Summer | B4 | 100 | 2800 | 0 | 140.86 | 145.68 | 7 | 0
2030 | MISO_W_2_NE | MISO_W | NE | Internal | Summer | B5 | 200 | 2800 | 0 | 140.69 | 140.69 | 7 | 0
2030 | MISO_W_2_NE | MISO_W | NE | Internal | Summer | B6 | 300 | 2800 | 384.78 | 111.25 | 118.25 | 7 | 0
2030 | MISO_W_2_NE | MISO_W | NE | Internal | Summer | B7 | 400 | 2800 | 0 | 101.26 | 101.49 | 7 | 0
2030 | MISO_W_2_NE | MISO_W | NE | Internal | Summer | B8 | 500 | 2800 | 0 | 81.7 | 88.69 | 7 | 0
2030 | MISO_W_2_NE | MISO_W | NE | Internal | Summer | B9 | 800 | 2800 | 411.7 | 81.47 | 88.47 | 7 | 0
2030 | MISO_W_2_NE | MISO_W | NE | Internal | Summer | B10 | 1262 | 2800 | 0 | 70.39 | 77.38 | 7 | 0
2030 | MISO_W_2_NE | MISO_W | NE | Internal | Winter | B16 | 25 | 2800 | 2800 | 74.06 | 81.72 | 7 | 0.66
2030 | MISO_W_2_NE | MISO_W | NE | Internal | Winter | B17 | 100 | 2800 | 1441.98 | 74.73 | 81.73 | 7 | 0
2030 | MISO_W_2_NE | MISO_W | NE | Internal | Winter | B18 | 400 | 2800 | 422.93 | 77.48 | 84.48 | 7 | 0
2030 | MISO_W_2_NE | MISO_W | NE | Internal | Winter | B19 | 700 | 2800 | 494.06 | 77.48 | 84.48 | 7 | 0
2030 | MISO_W_2_NE | MISO_W | NE | Internal | Winter | B20 | 935 | 2800 | 1652.05 | 74.06 | 81.06 | 7 | 0
2030 | MISO_W_2_PJM_ROR | MISO_W | PJM_ROR | Internal | Shoulder | B11 | 25 | 773 | 417.85 | 93.15 | 95.15 | 2 | 0
2030 | MISO_W_2_PJM_ROR | MISO_W | PJM_ROR | Internal | Shoulder | B12 | 200 | 773 | 773 | 85.05 | 89.83 | 2 | 2.78
2030 | MISO_W_2_PJM_ROR | MISO_W | PJM_ROR | Internal | Shoulder | B13 | 600 | 773 | 773 | 75.82 | 89.83 | 2 | 12.01
2030 | MISO_W_2_PJM_ROR | MISO_W | PJM_ROR | Internal | Shoulder | B14 | 900 | 773 | 773 | 71.82 | 89.83 | 2 | 16.01
2030 | MISO_W_2_PJM_ROR | MISO_W | PJM_ROR | Internal | Shoulder | B15 | 1203 | 773 | 773 | 71.15 | 78.66 | 2 | 5.51
2030 | MISO_W_2_PJM_ROR | MISO_W | PJM_ROR | Internal | Summer | B1 | 10 | 773 | 0 | 144.11 | 142.12 | 2 | 0
2030 | MISO_W_2_PJM_ROR | MISO_W | PJM_ROR | Internal | Summer | B2 | 25 | 773 | 0 | 141.36 | 140.39 | 2 | 0
2030 | MISO_W_2_PJM_ROR | MISO_W | PJM_ROR | Internal | Summer | B3 | 75 | 773 | 0 | 141.53 | 140.39 | 2 | 0
2030 | MISO_W_2_PJM_ROR | MISO_W | PJM_ROR | Internal | Summer | B4 | 100 | 773 | 0 | 140.86 | 138.86 | 2 | 0
2030 | MISO_W_2_PJM_ROR | MISO_W | PJM_ROR | Internal | Summer | B5 | 200 | 773 | 0 | 140.69 | 133.19 | 2 | 0
2030 | MISO_W_2_PJM_ROR | MISO_W | PJM_ROR | Internal | Summer | B6 | 300 | 773 | 0 | 111.25 | 109.25 | 2 | 0
2030 | MISO_W_2_PJM_ROR | MISO_W | PJM_ROR | Internal | Summer | B7 | 400 | 773 | 773 | 101.26 | 103.27 | 2 | 0.01
2030 | MISO_W_2_PJM_ROR | MISO_W | PJM_ROR | Internal | Summer | B8 | 500 | 773 | 773 | 81.7 | 94.16 | 2 | 10.46
2030 | MISO_W_2_PJM_ROR | MISO_W | PJM_ROR | Internal | Summer | B9 | 800 | 773 | 773 | 81.47 | 85.79 | 2 | 2.31
2030 | MISO_W_2_PJM_ROR | MISO_W | PJM_ROR | Internal | Summer | B10 | 1262 | 773 | 773 | 70.39 | 76.99 | 2 | 4.6
2030 | MISO_W_2_PJM_ROR | MISO_W | PJM_ROR | Internal | Winter | B16 | 25 | 773 | 773 | 74.06 | 95.92 | 2 | 19.85
2030 | MISO_W_2_PJM_ROR | MISO_W | PJM_ROR | Internal | Winter | B17 | 100 | 773 | 773 | 74.73 | 95.92 | 2 | 19.18
2030 | MISO_W_2_PJM_ROR | MISO_W | PJM_ROR | Internal | Winter | B18 | 400 | 773 | 773 | 77.48 | 93.08 | 2 | 13.6
2030 | MISO_W_2_PJM_ROR | MISO_W | PJM_ROR | Internal | Winter | B19 | 700 | 773 | 773 | 77.48 | 93.08 | 2 | 13.6
2030 | MISO_W_2_PJM_ROR | MISO_W | PJM_ROR | Internal | Winter | B20 | 935 | 773 | 773 | 74.06 | 81.8 | 2 | 5.74
2030 | MISO_W_2_SPP_N | MISO_W | SPP_N | Internal | Shoulder | B11 | 25 | 3200 | 0 | 93.15 | 96.17 | 7 | 0
2030 | MISO_W_2_SPP_N | MISO_W | SPP_N | Internal | Shoulder | B12 | 200 | 3200 | 0 | 85.05 | 85.06 | 7 | 0
2030 | MISO_W_2_SPP_N | MISO_W | SPP_N | Internal | Shoulder | B13 | 600 | 3200 | 47.2 | 75.82 | 82.82 | 7 | 0
2030 | MISO_W_2_SPP_N | MISO_W | SPP_N | Internal | Shoulder | B14 | 900 | 3200 | 1123 | 71.82 | 78.82 | 7 | 0
2030 | MISO_W_2_SPP_N | MISO_W | SPP_N | Internal | Shoulder | B15 | 1203 | 3200 | 1450.15 | 71.15 | 78.15 | 7 | 0
2030 | MISO_W_2_SPP_N | MISO_W | SPP_N | Internal | Summer | B1 | 10 | 3200 | 0 | 144.11 | 140.67 | 7 | 0
2030 | MISO_W_2_SPP_N | MISO_W | SPP_N | Internal | Summer | B2 | 25 | 3200 | 0 | 141.36 | 146.26 | 7 | 0
2030 | MISO_W_2_SPP_N | MISO_W | SPP_N | Internal | Summer | B3 | 75 | 3200 | 0 | 141.53 | 146.63 | 7 | 0
2030 | MISO_W_2_SPP_N | MISO_W | SPP_N | Internal | Summer | B4 | 100 | 3200 | 0 | 140.86 | 145.69 | 7 | 0
2030 | MISO_W_2_SPP_N | MISO_W | SPP_N | Internal | Summer | B5 | 200 | 3200 | 0 | 140.69 | 140.67 | 7 | 0
2030 | MISO_W_2_SPP_N | MISO_W | SPP_N | Internal | Summer | B6 | 300 | 3200 | 192.03 | 111.25 | 118.25 | 7 | 0
2030 | MISO_W_2_SPP_N | MISO_W | SPP_N | Internal | Summer | B7 | 400 | 3200 | 0 | 101.26 | 101.5 | 7 | 0
2030 | MISO_W_2_SPP_N | MISO_W | SPP_N | Internal | Summer | B8 | 500 | 3200 | 125.75 | 81.7 | 88.7 | 7 | 0
2030 | MISO_W_2_SPP_N | MISO_W | SPP_N | Internal | Summer | B9 | 800 | 3200 | 393.43 | 81.47 | 88.47 | 7 | 0
2030 | MISO_W_2_SPP_N | MISO_W | SPP_N | Internal | Summer | B10 | 1262 | 3200 | 2870.08 | 70.39 | 77.39 | 7 | 0
2030 | MISO_W_2_SPP_N | MISO_W | SPP_N | Internal | Winter | B16 | 25 | 3200 | 3200 | 74.06 | 81.73 | 7 | 0.67
2030 | MISO_W_2_SPP_N | MISO_W | SPP_N | Internal | Winter | B17 | 100 | 3200 | 2968.62 | 74.73 | 81.73 | 7 | 0
2030 | MISO_W_2_SPP_N | MISO_W | SPP_N | Internal | Winter | B18 | 400 | 3200 | 909.44 | 77.48 | 84.48 | 7 | 0
2030 | MISO_W_2_SPP_N | MISO_W | SPP_N | Internal | Winter | B19 | 700 | 3200 | 0 | 77.48 | 84.47 | 7 | 0
2030 | MISO_W_2_SPP_N | MISO_W | SPP_N | Internal | Winter | B20 | 935 | 3200 | 2360.53 | 74.06 | 81.06 | 7 | 0
2030 | MISO_WUMS_2_MISO_MI | MISO_WUMS | MISO_MI | Internal | Shoulder | B11 | 25 | 1422 | 615.81 | 93.15 | 93.17 | 0.01 | 0
2030 | MISO_WUMS_2_MISO_MI | MISO_WUMS | MISO_MI | Internal | Shoulder | B12 | 200 | 1422 | 1422 | 87.6 | 87.84 | 0.01 | 0.23
2030 | MISO_WUMS_2_MISO_MI | MISO_WUMS | MISO_MI | Internal | Shoulder | B13 | 600 | 1422 | 1422 | 87.35 | 87.84 | 0.01 | 0.48
2030 | MISO_WUMS_2_MISO_MI | MISO_WUMS | MISO_MI | Internal | Shoulder | B14 | 900 | 1422 | 1422 | 87.35 | 87.83 | 0.01 | 0.47
2030 | MISO_WUMS_2_MISO_MI | MISO_WUMS | MISO_MI | Internal | Shoulder | B15 | 1203 | 1422 | 1422 | 75.72 | 77.06 | 0.01 | 1.33
2030 | MISO_WUMS_2_MISO_MI | MISO_WUMS | MISO_MI | Internal | Summer | B1 | 10 | 1422 | 1422 | 135.13 | 144.12 | 0.01 | 8.97
2030 | MISO_WUMS_2_MISO_MI | MISO_WUMS | MISO_MI | Internal | Summer | B2 | 25 | 1422 | 1422 | 135.13 | 141.37 | 0.01 | 6.23
2030 | MISO_WUMS_2_MISO_MI | MISO_WUMS | MISO_MI | Internal | Summer | B3 | 75 | 1422 | 1422 | 135.13 | 139.29 | 0.01 | 4.14
2030 | MISO_WUMS_2_MISO_MI | MISO_WUMS | MISO_MI | Internal | Summer | B4 | 100 | 1422 | 1422 | 135.13 | 136.86 | 0.01 | 1.72
2030 | MISO_WUMS_2_MISO_MI | MISO_WUMS | MISO_MI | Internal | Summer | B5 | 200 | 1422 | 0 | 131.19 | 131.19 | 0.01 | 0
2030 | MISO_WUMS_2_MISO_MI | MISO_WUMS | MISO_MI | Internal | Summer | B6 | 300 | 1422 | 31.41 | 107.25 | 107.26 | 0.01 | 0
2030 | MISO_WUMS_2_MISO_MI | MISO_WUMS | MISO_MI | Internal | Summer | B7 | 400 | 1422 | 1079.5 | 101.26 | 101.27 | 0.01 | 0
2030 | MISO_WUMS_2_MISO_MI | MISO_WUMS | MISO_MI | Internal | Summer | B8 | 500 | 1422 | 1422 | 85.76 | 92.16 | 0.01 | 6.4
2030 | MISO_WUMS_2_MISO_MI | MISO_WUMS | MISO_MI | Internal | Summer | B9 | 800 | 1422 | 892.57 | 83.78 | 83.79 | 0.01 | 0
2030 | MISO_WUMS_2_MISO_MI | MISO_WUMS | MISO_MI | Internal | Summer | B10 | 1262 | 1422 | 1422 | 74.34 | 75.34 | 0.01 | 0.99
2030 | MISO_WUMS_2_MISO_MI | MISO_WUMS | MISO_MI | Internal | Winter | B16 | 25 | 1422 | 1422 | 93.92 | 93.94 | 0.01 | 0.01
2030 | MISO_WUMS_2_MISO_MI | MISO_WUMS | MISO_MI | Internal | Winter | B17 | 100 | 1422 | 1377.34 | 91 | 91.01 | 0.01 | 0
2030 | MISO_WUMS_2_MISO_MI | MISO_WUMS | MISO_MI | Internal | Winter | B18 | 400 | 1422 | 1422 | 90.44 | 90.81 | 0.01 | 0.36
2030 | MISO_WUMS_2_MISO_MI | MISO_WUMS | MISO_MI | Internal | Winter | B19 | 700 | 1422 | 1422 | 90.44 | 90.81 | 0.01 | 0.36
2030 | MISO_WUMS_2_MISO_MI | MISO_WUMS | MISO_MI | Internal | Winter | B20 | 935 | 1422 | 1422 | 78.33 | 79.81 | 0.01 | 1.47
2030 | MISO_WUMS_2_MISO_W | MISO_WUMS | MISO_W | Internal | Shoulder | B11 | 25 | 1240 | 0 | 93.15 | 93.15 | 0.01 | 0
2030 | MISO_WUMS_2_MISO_W | MISO_WUMS | MISO_W | Internal | Shoulder | B12 | 200 | 1240 | 0 | 87.6 | 85.05 | 0.01 | 0
2030 | MISO_WUMS_2_MISO_W | MISO_WUMS | MISO_W | Internal | Shoulder | B13 | 600 | 1240 | 0 | 87.35 | 75.82 | 0.01 | 0
2030 | MISO_WUMS_2_MISO_W | MISO_WUMS | MISO_W | Internal | Shoulder | B14 | 900 | 1240 | 0 | 87.35 | 71.82 | 0.01 | 0
2030 | MISO_WUMS_2_MISO_W | MISO_WUMS | MISO_W | Internal | Shoulder | B15 | 1203 | 1240 | 0 | 75.72 | 71.15 | 0.01 | 0
2030 | MISO_WUMS_2_MISO_W | MISO_WUMS | MISO_W | Internal | Summer | B1 | 10 | 1240 | 1240 | 135.13 | 144.11 | 0.01 | 8.96
2030 | MISO_WUMS_2_MISO_W | MISO_WUMS | MISO_W | Internal | Summer | B2 | 25 | 1240 | 1240 | 135.13 | 141.36 | 0.01 | 6.21
2030 | MISO_WUMS_2_MISO_W | MISO_WUMS | MISO_W | Internal | Summer | B3 | 75 | 1240 | 1240 | 135.13 | 141.53 | 0.01 | 6.38
2030 | MISO_WUMS_2_MISO_W | MISO_WUMS | MISO_W | Internal | Summer | B4 | 100 | 1240 | 1240 | 135.13 | 140.86 | 0.01 | 5.72
2030 | MISO_WUMS_2_MISO_W | MISO_WUMS | MISO_W | Internal | Summer | B5 | 200 | 1240 | 1240 | 131.19 | 140.69 | 0.01 | 9.48
2030 | MISO_WUMS_2_MISO_W | MISO_WUMS | MISO_W | Internal | Summer | B6 | 300 | 1240 | 1240 | 107.25 | 111.25 | 0.01 | 3.99
2030 | MISO_WUMS_2_MISO_W | MISO_WUMS | MISO_W | Internal | Summer | B7 | 400 | 1240 | 0 | 101.26 | 101.26 | 0.01 | 0
2030 | MISO_WUMS_2_MISO_W | MISO_WUMS | MISO_W | Internal | Summer | B8 | 500 | 1240 | 0 | 85.76 | 81.7 | 0.01 | 0
2030 | MISO_WUMS_2_MISO_W | MISO_WUMS | MISO_W | Internal | Summer | B9 | 800 | 1240 | 0 | 83.78 | 81.47 | 0.01 | 0
2030 | MISO_WUMS_2_MISO_W | MISO_WUMS | MISO_W | Internal | Summer | B10 | 1262 | 1240 | 0 | 74.34 | 70.39 | 0.01 | 0
2030 | MISO_WUMS_2_MISO_W | MISO_WUMS | MISO_W | Internal | Winter | B16 | 25 | 1240 | 0 | 93.92 | 74.06 | 0.01 | 0
2030 | MISO_WUMS_2_MISO_W | MISO_WUMS | MISO_W | Internal | Winter | B17 | 100 | 1240 | 0 | 91 | 74.73 | 0.01 | 0
2030 | MISO_WUMS_2_MISO_W | MISO_WUMS | MISO_W | Internal | Winter | B18 | 400 | 1240 | 0 | 90.44 | 77.48 | 0.01 | 0
2030 | MISO_WUMS_2_MISO_W | MISO_WUMS | MISO_W | Internal | Winter | B19 | 700 | 1240 | 0 | 90.44 | 77.48 | 0.01 | 0
2030 | MISO_WUMS_2_MISO_W | MISO_WUMS | MISO_W | Internal | Winter | B20 | 935 | 1240 | 0 | 78.33 | 74.06 | 0.01 | 0
2030 | MISO_WUMS_2_PJM_ROR | MISO_WUMS | PJM_ROR | Internal | Shoulder | B11 | 25 | 1600 | 480.25 | 93.15 | 95.15 | 2 | 0
2030 | MISO_WUMS_2_PJM_ROR | MISO_WUMS | PJM_ROR | Internal | Shoulder | B12 | 200 | 1600 | 1600 | 87.6 | 89.83 | 2 | 0.23
2030 | MISO_WUMS_2_PJM_ROR | MISO_WUMS | PJM_ROR | Internal | Shoulder | B13 | 600 | 1600 | 1600 | 87.35 | 89.83 | 2 | 0.48
2030 | MISO_WUMS_2_PJM_ROR | MISO_WUMS | PJM_ROR | Internal | Shoulder | B14 | 900 | 1600 | 1600 | 87.35 | 89.83 | 2 | 0.48
2030 | MISO_WUMS_2_PJM_ROR | MISO_WUMS | PJM_ROR | Internal | Shoulder | B15 | 1203 | 1600 | 1600 | 75.72 | 78.66 | 2 | 0.94
2030 | MISO_WUMS_2_PJM_ROR | MISO_WUMS | PJM_ROR | Internal | Summer | B1 | 10 | 1600 | 1600 | 135.13 | 142.12 | 2 | 4.98
2030 | MISO_WUMS_2_PJM_ROR | MISO_WUMS | PJM_ROR | Internal | Summer | B2 | 25 | 1600 | 1600 | 135.13 | 140.39 | 2 | 3.25
2030 | MISO_WUMS_2_PJM_ROR | MISO_WUMS | PJM_ROR | Internal | Summer | B3 | 75 | 1600 | 1600 | 135.13 | 140.39 | 2 | 3.25
2030 | MISO_WUMS_2_PJM_ROR | MISO_WUMS | PJM_ROR | Internal | Summer | B4 | 100 | 1600 | 1600 | 135.13 | 138.86 | 2 | 1.73
2030 | MISO_WUMS_2_PJM_ROR | MISO_WUMS | PJM_ROR | Internal | Summer | B5 | 200 | 1600 | 183.72 | 131.19 | 133.19 | 2 | 0
2030 | MISO_WUMS_2_PJM_ROR | MISO_WUMS | PJM_ROR | Internal | Summer | B6 | 300 | 1600 | 789.92 | 107.25 | 109.25 | 2 | 0
2030 | MISO_WUMS_2_PJM_ROR | MISO_WUMS | PJM_ROR | Internal | Summer | B7 | 400 | 1600 | 1600 | 101.26 | 103.27 | 2 | 0.01
2030 | MISO_WUMS_2_PJM_ROR | MISO_WUMS | PJM_ROR | Internal | Summer | B8 | 500 | 1600 | 1600 | 85.76 | 94.16 | 2 | 6.41
2030 | MISO_WUMS_2_PJM_ROR | MISO_WUMS | PJM_ROR | Internal | Summer | B9 | 800 | 1600 | 1600 | 83.78 | 85.79 | 2 | 0.01
2030 | MISO_WUMS_2_PJM_ROR | MISO_WUMS | PJM_ROR | Internal | Summer | B10 | 1262 | 1600 | 1600 | 74.34 | 76.99 | 2 | 0.64
2030 | MISO_WUMS_2_PJM_ROR | MISO_WUMS | PJM_ROR | Internal | Winter | B16 | 25 | 1600 | 1114.2 | 93.92 | 95.92 | 2 | 0
2030 | MISO_WUMS_2_PJM_ROR | MISO_WUMS | PJM_ROR | Internal | Winter | B17 | 100 | 1600 | 1600 | 91 | 95.92 | 2 | 2.91
2030 | MISO_WUMS_2_PJM_ROR | MISO_WUMS | PJM_ROR | Internal | Winter | B18 | 400 | 1600 | 1600 | 90.44 | 93.08 | 2 | 0.64
2030 | MISO_WUMS_2_PJM_ROR | MISO_WUMS | PJM_ROR | Internal | Winter | B19 | 700 | 1600 | 1600 | 90.44 | 93.08 | 2 | 0.64
2030 | MISO_WUMS_2_PJM_ROR | MISO_WUMS | PJM_ROR | Internal | Winter | B20 | 935 | 1600 | 1600 | 78.33 | 81.8 | 2 | 1.47
2030 | NE_2_MISO_W | NE | MISO_W | Internal | Shoulder | B11 | 25 | 1600 | 0 | 96.18 | 93.15 | 5 | 0
2030 | NE_2_MISO_W | NE | MISO_W | Internal | Shoulder | B12 | 200 | 1600 | 0 | 85.05 | 85.05 | 5 | 0
2030 | NE_2_MISO_W | NE | MISO_W | Internal | Shoulder | B13 | 600 | 1600 | 0 | 82.81 | 75.82 | 5 | 0
2030 | NE_2_MISO_W | NE | MISO_W | Internal | Shoulder | B14 | 900 | 1600 | 0 | 78.82 | 71.82 | 5 | 0
2030 | NE_2_MISO_W | NE | MISO_W | Internal | Shoulder | B15 | 1203 | 1600 | 0 | 78.15 | 71.15 | 5 | 0
2030 | NE_2_MISO_W | NE | MISO_W | Internal | Summer | B1 | 10 | 1600 | 0 | 146.25 | 144.11 | 5 | 0
2030 | NE_2_MISO_W | NE | MISO_W | Internal | Summer | B2 | 25 | 1600 | 0 | 146.25 | 141.36 | 5 | 0
2030 | NE_2_MISO_W | NE | MISO_W | Internal | Summer | B3 | 75 | 1600 | 0 | 146.62 | 141.53 | 5 | 0
2030 | NE_2_MISO_W | NE | MISO_W | Internal | Summer | B4 | 100 | 1600 | 0 | 145.68 | 140.86 | 5 | 0
2030 | NE_2_MISO_W | NE | MISO_W | Internal | Summer | B5 | 200 | 1600 | 0 | 140.69 | 140.69 | 5 | 0
2030 | NE_2_MISO_W | NE | MISO_W | Internal | Summer | B6 | 300 | 1600 | 0 | 118.25 | 111.25 | 5 | 0
2030 | NE_2_MISO_W | NE | MISO_W | Internal | Summer | B7 | 400 | 1600 | 0 | 101.49 | 101.26 | 5 | 0
2030 | NE_2_MISO_W | NE | MISO_W | Internal | Summer | B8 | 500 | 1600 | 0 | 88.69 | 81.7 | 5 | 0
2030 | NE_2_MISO_W | NE | MISO_W | Internal | Summer | B9 | 800 | 1600 | 0 | 88.47 | 81.47 | 5 | 0
2030 | NE_2_MISO_W | NE | MISO_W | Internal | Summer | B10 | 1262 | 1600 | 0 | 77.38 | 70.39 | 5 | 0
2030 | NE_2_MISO_W | NE | MISO_W | Internal | Winter | B16 | 25 | 1600 | 0 | 81.72 | 74.06 | 5 | 0
2030 | NE_2_MISO_W | NE | MISO_W | Internal | Winter | B17 | 100 | 1600 | 0 | 81.73 | 74.73 | 5 | 0
2030 | NE_2_MISO_W | NE | MISO_W | Internal | Winter | B18 | 400 | 1600 | 0 | 84.48 | 77.48 | 5 | 0
2030 | NE_2_MISO_W | NE | MISO_W | Internal | Winter | B19 | 700 | 1600 | 0 | 84.48 | 77.48 | 5 | 0
2030 | NE_2_MISO_W | NE | MISO_W | Internal | Winter | B20 | 935 | 1600 | 0 | 81.06 | 74.06 | 5 | 0
2030 | NE_2_SPP_N | NE | SPP_N | Internal | Shoulder | B11 | 25 | 1802 | 0 | 96.18 | 96.17 | 0.01 | 0
2030 | NE_2_SPP_N | NE | SPP_N | Internal | Shoulder | B12 | 200 | 1802 | 62.02 | 85.05 | 85.06 | 0.01 | 0
2030 | NE_2_SPP_N | NE | SPP_N | Internal | Shoulder | B13 | 600 | 1802 | 549.88 | 82.81 | 82.82 | 0.01 | 0
2030 | NE_2_SPP_N | NE | SPP_N | Internal | Shoulder | B14 | 900 | 1802 | 0 | 78.82 | 78.82 | 0.01 | 0
2030 | NE_2_SPP_N | NE | SPP_N | Internal | Shoulder | B15 | 1203 | 1802 | 0 | 78.15 | 78.15 | 0.01 | 0
2030 | NE_2_SPP_N | NE | SPP_N | Internal | Summer | B1 | 10 | 1802 | 0 | 146.25 | 140.67 | 0.01 | 0
2030 | NE_2_SPP_N | NE | SPP_N | Internal | Summer | B2 | 25 | 1802 | 58.43 | 146.25 | 146.26 | 0.01 | 0
2030 | NE_2_SPP_N | NE | SPP_N | Internal | Summer | B3 | 75 | 1802 | 1090.52 | 146.62 | 146.63 | 0.01 | 0
2030 | NE_2_SPP_N | NE | SPP_N | Internal | Summer | B4 | 100 | 1802 | 268.19 | 145.68 | 145.69 | 0.01 | 0
2030 | NE_2_SPP_N | NE | SPP_N | Internal | Summer | B5 | 200 | 1802 | 0 | 140.69 | 140.67 | 0.01 | 0
2030 | NE_2_SPP_N | NE | SPP_N | Internal | Summer | B6 | 300 | 1802 | 0 | 118.25 | 118.25 | 0.01 | 0
2030 | NE_2_SPP_N | NE | SPP_N | Internal | Summer | B7 | 400 | 1802 | 24.99 | 101.49 | 101.5 | 0.01 | 0
2030 | NE_2_SPP_N | NE | SPP_N | Internal | Summer | B8 | 500 | 1802 | 13.33 | 88.69 | 88.7 | 0.01 | 0
2030 | NE_2_SPP_N | NE | SPP_N | Internal | Summer | B9 | 800 | 1802 | 0 | 88.47 | 88.47 | 0.01 | 0
2030 | NE_2_SPP_N | NE | SPP_N | Internal | Summer | B10 | 1262 | 1802 | 79.05 | 77.38 | 77.39 | 0.01 | 0
2030 | NE_2_SPP_N | NE | SPP_N | Internal | Winter | B16 | 25 | 1802 | 1486.71 | 81.72 | 81.73 | 0.01 | 0
2030 | NE_2_SPP_N | NE | SPP_N | Internal | Winter | B17 | 100 | 1802 | 0 | 81.73 | 81.73 | 0.01 | 0
2030 | NE_2_SPP_N | NE | SPP_N | Internal | Winter | B18 | 400 | 1802 | 0 | 84.48 | 84.48 | 0.01 | 0
2030 | NE_2_SPP_N | NE | SPP_N | Internal | Winter | B19 | 700 | 1802 | 0 | 84.48 | 84.47 | 0.01 | 0
2030 | NE_2_SPP_N | NE | SPP_N | Internal | Winter | B20 | 935 | 1802 | 0 | 81.06 | 81.06 | 0.01 | 0
2030 | NEISO_2_NYISO_A-F | NEISO | NYISO_A-F | Internal | Shoulder | B11 | 25 | 600 | 287.78 | 84.32 | 87.32 | 3 | 0
2030 | NEISO_2_NYISO_A-F | NEISO | NYISO_A-F | Internal | Shoulder | B12 | 200 | 600 | 181.71 | 84.32 | 87.32 | 3 | 0
2030 | NEISO_2_NYISO_A-F | NEISO | NYISO_A-F | Internal | Shoulder | B13 | 600 | 600 | 0 | 83.02 | 85.99 | 3 | 0
2030 | NEISO_2_NYISO_A-F | NEISO | NYISO_A-F | Internal | Shoulder | B14 | 900 | 600 | 0 | 82.59 | 84.89 | 3 | 0
2030 | NEISO_2_NYISO_A-F | NEISO | NYISO_A-F | Internal | Shoulder | B15 | 1203 | 600 | 0 | 82.59 | 84.89 | 3 | 0
2030 | NEISO_2_NYISO_A-F | NEISO | NYISO_A-F | Internal | Summer | B1 | 10 | 600 | 0 | 183.21 | 103.1 | 3 | 0
2030 | NEISO_2_NYISO_A-F | NEISO | NYISO_A-F | Internal | Summer | B2 | 25 | 600 | 0 | 129.26 | 113.04 | 3 | 0
2030 | NEISO_2_NYISO_A-F | NEISO | NYISO_A-F | Internal | Summer | B3 | 75 | 600 | 0 | 110.24 | 113.04 | 3 | 0
2030 | NEISO_2_NYISO_A-F | NEISO | NYISO_A-F | Internal | Summer | B4 | 100 | 600 | 600 | 90 | 106.35 | 3 | 13.35
2030 | NEISO_2_NYISO_A-F | NEISO | NYISO_A-F | Internal | Summer | B5 | 200 | 600 | 600 | 80.9 | 103.1 | 3 | 19.21
2030 | NEISO_2_NYISO_A-F | NEISO | NYISO_A-F | Internal | Summer | B6 | 300 | 600 | 600 | 80.9 | 96.87 | 3 | 12.97
2030 | NEISO_2_NYISO_A-F | NEISO | NYISO_A-F | Internal | Summer | B7 | 400 | 600 | 600 | 80.9 | 94.98 | 3 | 11.08
2030 | NEISO_2_NYISO_A-F | NEISO | NYISO_A-F | Internal | Summer | B8 | 500 | 600 | 600 | 80.9 | 86.15 | 3 | 2.25
2030 | NEISO_2_NYISO_A-F | NEISO | NYISO_A-F | Internal | Summer | B9 | 800 | 600 | 0 | 80.9 | 83 | 3 | 0
2030 | NEISO_2_NYISO_A-F | NEISO | NYISO_A-F | Internal | Summer | B10 | 1262 | 600 | 0 | 80.9 | 83 | 3 | 0
2030 | NEISO_2_NYISO_A-F | NEISO | NYISO_A-F | Internal | Winter | B16 | 25 | 600 | 0 | 94.88 | 90.4 | 3 | 0
2030 | NEISO_2_NYISO_A-F | NEISO | NYISO_A-F | Internal | Winter | B17 | 100 | 600 | 0 | 94.88 | 90.4 | 3 | 0
2030 | NEISO_2_NYISO_A-F | NEISO | NYISO_A-F | Internal | Winter | B18 | 400 | 600 | 0 | 94.65 | 90.4 | 3 | 0
2030 | NEISO_2_NYISO_A-F | NEISO | NYISO_A-F | Internal | Winter | B19 | 700 | 600 | 0 | 93.4 | 90.4 | 3 | 0
2030 | NEISO_2_NYISO_A-F | NEISO | NYISO_A-F | Internal | Winter | B20 | 935 | 600 | 0 | 93.4 | 90.4 | 3 | 0
2030 | NEISO_2_NYISO_G-I | NEISO | NYISO_G-I | Internal | Shoulder | B11 | 25 | 600 | 600 | 84.32 | 87.33 | 3 | 0.01
2030 | NEISO_2_NYISO_G-I | NEISO | NYISO_G-I | Internal | Shoulder | B12 | 200 | 600 | 600 | 84.32 | 87.33 | 3 | 0.01
2030 | NEISO_2_NYISO_G-I | NEISO | NYISO_G-I | Internal | Shoulder | B13 | 600 | 600 | 0 | 83.02 | 86 | 3 | 0
2030 | NEISO_2_NYISO_G-I | NEISO | NYISO_G-I | Internal | Shoulder | B14 | 900 | 600 | 0 | 82.59 | 84.9 | 3 | 0
2030 | NEISO_2_NYISO_G-I | NEISO | NYISO_G-I | Internal | Shoulder | B15 | 1203 | 600 | 0 | 82.59 | 84.9 | 3 | 0
2030 | NEISO_2_NYISO_G-I | NEISO | NYISO_G-I | Internal | Summer | B1 | 10 | 600 | 207.6 | 183.21 | 186.21 | 3 | 0
2030 | NEISO_2_NYISO_G-I | NEISO | NYISO_G-I | Internal | Summer | B2 | 25 | 600 | 600 | 129.26 | 132.41 | 3 | 0.15
2030 | NEISO_2_NYISO_G-I | NEISO | NYISO_G-I | Internal | Summer | B3 | 75 | 600 | 600 | 110.24 | 116.14 | 3 | 2.9
2030 | NEISO_2_NYISO_G-I | NEISO | NYISO_G-I | Internal | Summer | B4 | 100 | 600 | 600 | 90 | 116.14 | 3 | 23.14
2030 | NEISO_2_NYISO_G-I | NEISO | NYISO_G-I | Internal | Summer | B5 | 200 | 600 | 600 | 80.9 | 116.14 | 3 | 32.24
2030 | NEISO_2_NYISO_G-I | NEISO | NYISO_G-I | Internal | Summer | B6 | 300 | 600 | 600 | 80.9 | 101.27 | 3 | 17.37
2030 | NEISO_2_NYISO_G-I | NEISO | NYISO_G-I | Internal | Summer | B7 | 400 | 600 | 600 | 80.9 | 94.99 | 3 | 11.09
2030 | NEISO_2_NYISO_G-I | NEISO | NYISO_G-I | Internal | Summer | B8 | 500 | 600 | 600 | 80.9 | 86.16 | 3 | 2.27
2030 | NEISO_2_NYISO_G-I | NEISO | NYISO_G-I | Internal | Summer | B9 | 800 | 600 | 0 | 80.9 | 83.01 | 3 | 0
2030 | NEISO_2_NYISO_G-I | NEISO | NYISO_G-I | Internal | Summer | B10 | 1262 | 600 | 0 | 80.9 | 83.01 | 3 | 0
2030 | NEISO_2_NYISO_G-I | NEISO | NYISO_G-I | Internal | Winter | B16 | 25 | 600 | 0 | 94.88 | 94.42 | 3 | 0
2030 | NEISO_2_NYISO_G-I | NEISO | NYISO_G-I | Internal | Winter | B17 | 100 | 600 | 0 | 94.88 | 94.42 | 3 | 0
2030 | NEISO_2_NYISO_G-I | NEISO | NYISO_G-I | Internal | Winter | B18 | 400 | 600 | 0 | 94.65 | 94.42 | 3 | 0
2030 | NEISO_2_NYISO_G-I | NEISO | NYISO_G-I | Internal | Winter | B19 | 700 | 600 | 0 | 93.4 | 93.75 | 3 | 0
2030 | NEISO_2_NYISO_G-I | NEISO | NYISO_G-I | Internal | Winter | B20 | 935 | 600 | 0 | 93.4 | 90.41 | 3 | 0
2030 | NEISO_2_NYISO_J-K | NEISO | NYISO_J-K | Internal | Shoulder | B11 | 25 | 777 | 777 | 84.32 | 90.44 | 3 | 3.12
2030 | NEISO_2_NYISO_J-K | NEISO | NYISO_J-K | Internal | Shoulder | B12 | 200 | 777 | 777 | 84.32 | 87.34 | 3 | 0.02
2030 | NEISO_2_NYISO_J-K | NEISO | NYISO_J-K | Internal | Shoulder | B13 | 600 | 777 | 530.83 | 83.02 | 86.02 | 3 | 0
2030 | NEISO_2_NYISO_J-K | NEISO | NYISO_J-K | Internal | Shoulder | B14 | 900 | 777 | 0 | 82.59 | 84.91 | 3 | 0
2030 | NEISO_2_NYISO_J-K | NEISO | NYISO_J-K | Internal | Shoulder | B15 | 1203 | 777 | 0 | 82.59 | 84.91 | 3 | 0
2030 | NEISO_2_NYISO_J-K | NEISO | NYISO_J-K | Internal | Summer | B1 | 10 | 777 | 777 | 183.21 | 186.22 | 3 | 0.01
2030 | NEISO_2_NYISO_J-K | NEISO | NYISO_J-K | Internal | Summer | B2 | 25 | 777 | 777 | 129.26 | 132.42 | 3 | 0.16
2030 | NEISO_2_NYISO_J-K | NEISO | NYISO_J-K | Internal | Summer | B3 | 75 | 777 | 777 | 110.24 | 116.15 | 3 | 2.91
2030 | NEISO_2_NYISO_J-K | NEISO | NYISO_J-K | Internal | Summer | B4 | 100 | 777 | 777 | 90 | 116.15 | 3 | 23.15
2030 | NEISO_2_NYISO_J-K | NEISO | NYISO_J-K | Internal | Summer | B5 | 200 | 777 | 777 | 80.9 | 116.15 | 3 | 32.25
2030 | NEISO_2_NYISO_J-K | NEISO | NYISO_J-K | Internal | Summer | B6 | 300 | 777 | 777 | 80.9 | 116.15 | 3 | 32.25
2030 | NEISO_2_NYISO_J-K | NEISO | NYISO_J-K | Internal | Summer | B7 | 400 | 777 | 777 | 80.9 | 95 | 3 | 11.1
2030 | NEISO_2_NYISO_J-K | NEISO | NYISO_J-K | Internal | Summer | B8 | 500 | 777 | 777 | 80.9 | 86.66 | 3 | 2.76
2030 | NEISO_2_NYISO_J-K | NEISO | NYISO_J-K | Internal | Summer | B9 | 800 | 777 | 0 | 80.9 | 83.02 | 3 | 0
2030 | NEISO_2_NYISO_J-K | NEISO | NYISO_J-K | Internal | Summer | B10 | 1262 | 777 | 0 | 80.9 | 83.02 | 3 | 0
2030 | NEISO_2_NYISO_J-K | NEISO | NYISO_J-K | Internal | Winter | B16 | 25 | 777 | 777 | 94.88 | 103.61 | 3 | 5.73
2030 | NEISO_2_NYISO_J-K | NEISO | NYISO_J-K | Internal | Winter | B17 | 100 | 777 | 777 | 94.88 | 103.61 | 3 | 5.73
2030 | NEISO_2_NYISO_J-K | NEISO | NYISO_J-K | Internal | Winter | B18 | 400 | 777 | 748.43 | 94.65 | 97.65 | 3 | 0
2030 | NEISO_2_NYISO_J-K | NEISO | NYISO_J-K | Internal | Winter | B19 | 700 | 777 | 777 | 93.4 | 97.25 | 3 | 0.86
2030 | NEISO_2_NYISO_J-K | NEISO | NYISO_J-K | Internal | Winter | B20 | 935 | 777 | 0 | 93.4 | 90.42 | 3 | 0
2030 | NonRTO_Midwest_2_TVA_Transmission | NonRTO_Midwest | TVA_Transmission | Internal | Shoulder | B11 | 25 | 2400 | 0 | 101.15 | 101.15 | 8 | 0
2030 | NonRTO_Midwest_2_TVA_Transmission | NonRTO_Midwest | TVA_Transmission | Internal | Shoulder | B12 | 200 | 2400 | 0 | 95.82 | 93.72 | 8 | 0
2030 | NonRTO_Midwest_2_TVA_Transmission | NonRTO_Midwest | TVA_Transmission | Internal | Shoulder | B13 | 600 | 2400 | 0 | 95.82 | 92.38 | 8 | 0
2030 | NonRTO_Midwest_2_TVA_Transmission | NonRTO_Midwest | TVA_Transmission | Internal | Shoulder | B14 | 900 | 2400 | 0 | 95.82 | 92.38 | 8 | 0
2030 | NonRTO_Midwest_2_TVA_Transmission | NonRTO_Midwest | TVA_Transmission | Internal | Shoulder | B15 | 1203 | 2400 | 0 | 85.05 | 84.66 | 8 | 0
2030 | NonRTO_Midwest_2_TVA_Transmission | NonRTO_Midwest | TVA_Transmission | Internal | Summer | B1 | 10 | 2400 | 0 | 147.28 | 152.12 | 8 | 0
2030 | NonRTO_Midwest_2_TVA_Transmission | NonRTO_Midwest | TVA_Transmission | Internal | Summer | B2 | 25 | 2400 | 0 | 147.28 | 149.37 | 8 | 0
2030 | NonRTO_Midwest_2_TVA_Transmission | NonRTO_Midwest | TVA_Transmission | Internal | Summer | B3 | 75 | 2400 | 0 | 147.28 | 146.39 | 8 | 0
2030 | NonRTO_Midwest_2_TVA_Transmission | NonRTO_Midwest | TVA_Transmission | Internal | Summer | B4 | 100 | 2400 | 0 | 144.86 | 144.86 | 8 | 0
2030 | NonRTO_Midwest_2_TVA_Transmission | NonRTO_Midwest | TVA_Transmission | Internal | Summer | B5 | 200 | 2400 | 0 | 139.18 | 139.19 | 8 | 0
2030 | NonRTO_Midwest_2_TVA_Transmission | NonRTO_Midwest | TVA_Transmission | Internal | Summer | B6 | 300 | 2400 | 0 | 115.25 | 113.17 | 8 | 0
2030 | NonRTO_Midwest_2_TVA_Transmission | NonRTO_Midwest | TVA_Transmission | Internal | Summer | B7 | 400 | 2400 | 0 | 105.66 | 101.99 | 8 | 0
2030 | NonRTO_Midwest_2_TVA_Transmission | NonRTO_Midwest | TVA_Transmission | Internal | Summer | B8 | 500 | 2400 | 0 | 100.15 | 95.14 | 8 | 0
2030 | NonRTO_Midwest_2_TVA_Transmission | NonRTO_Midwest | TVA_Transmission | Internal | Summer | B9 | 800 | 2400 | 0 | 91.78 | 90.33 | 8 | 0
2030 | NonRTO_Midwest_2_TVA_Transmission | NonRTO_Midwest | TVA_Transmission | Internal | Summer | B10 | 1262 | 2400 | 0 | 83.33 | 81.06 | 8 | 0
2030 | NonRTO_Midwest_2_TVA_Transmission | NonRTO_Midwest | TVA_Transmission | Internal | Winter | B16 | 25 | 2400 | 0 | 101.93 | 101.92 | 8 | 0
2030 | NonRTO_Midwest_2_TVA_Transmission | NonRTO_Midwest | TVA_Transmission | Internal | Winter | B17 | 100 | 2400 | 0 | 99 | 97.81 | 8 | 0
2030 | NonRTO_Midwest_2_TVA_Transmission | NonRTO_Midwest | TVA_Transmission | Internal | Winter | B18 | 400 | 2400 | 0 | 98.8 | 95.94 | 8 | 0
2030 | NonRTO_Midwest_2_TVA_Transmission | NonRTO_Midwest | TVA_Transmission | Internal | Winter | B19 | 700 | 2400 | 0 | 98.8 | 95.13 | 8 | 0
2030 | NonRTO_Midwest_2_TVA_Transmission | NonRTO_Midwest | TVA_Transmission | Internal | Winter | B20 | 935 | 2400 | 0 | 87.8 | 87.8 | 8 | 0
2030 | NYISO_A-F_2_IESO | NYISO_A-F | IESO | Internal | Shoulder | B11 | 25 | 1600 | 0 | 87.32 | 86.17 | 7 | 0
2030 | NYISO_A-F_2_IESO | NYISO_A-F | IESO | Internal | Shoulder | B12 | 200 | 1600 | 0 | 87.32 | 81.56 | 7 | 0
2030 | NYISO_A-F_2_IESO | NYISO_A-F | IESO | Internal | Shoulder | B13 | 600 | 1600 | 0 | 85.99 | 81.56 | 7 | 0
2030 | NYISO_A-F_2_IESO | NYISO_A-F | IESO | Internal | Shoulder | B14 | 900 | 1600 | 0 | 84.89 | 81.56 | 7 | 0
2030 | NYISO_A-F_2_IESO | NYISO_A-F | IESO | Internal | Shoulder | B15 | 1203 | 1600 | 0 | 84.89 | 81.56 | 7 | 0
2030 | NYISO_A-F_2_IESO | NYISO_A-F | IESO | Internal | Summer | B1 | 10 | 1600 | 998.64 | 103.1 | 110.1 | 7 | 0
2030 | NYISO_A-F_2_IESO | NYISO_A-F | IESO | Internal | Summer | B2 | 25 | 1600 | 343.49 | 113.04 | 120.04 | 7 | 0
2030 | NYISO_A-F_2_IESO | NYISO_A-F | IESO | Internal | Summer | B3 | 75 | 1600 | 0 | 113.04 | 106.04 | 7 | 0
2030 | NYISO_A-F_2_IESO | NYISO_A-F | IESO | Internal | Summer | B4 | 100 | 1600 | 0 | 106.35 | 99.35 | 7 | 0
2030 | NYISO_A-F_2_IESO | NYISO_A-F | IESO | Internal | Summer | B5 | 200 | 1600 | 0 | 103.1 | 96.1 | 7 | 0
2030 | NYISO_A-F_2_IESO | NYISO_A-F | IESO | Internal | Summer | B6 | 300 | 1600 | 0 | 96.87 | 89.87 | 7 | 0
2030 | NYISO_A-F_2_IESO | NYISO_A-F | IESO | Internal | Summer | B7 | 400 | 1600 | 0 | 94.98 | 87.98 | 7 | 0
2030 | NYISO_A-F_2_IESO | NYISO_A-F | IESO | Internal | Summer | B8 | 500 | 1600 | 0 | 86.15 | 79.15 | 7 | 0
2030 | NYISO_A-F_2_IESO | NYISO_A-F | IESO | Internal | Summer | B9 | 800 | 1600 | 0 | 83 | 76 | 7 | 0
2030 | NYISO_A-F_2_IESO | NYISO_A-F | IESO | Internal | Summer | B10 | 1262 | 1600 | 0 | 83 | 76 | 7 | 0
2030 | NYISO_A-F_2_IESO | NYISO_A-F | IESO | Internal | Winter | B16 | 25 | 1600 | 0 | 90.4 | 86.94 | 7 | 0
2030 | NYISO_A-F_2_IESO | NYISO_A-F | IESO | Internal | Winter | B17 | 100 | 1600 | 0 | 90.4 | 84.01 | 7 | 0
2030 | NYISO_A-F_2_IESO | NYISO_A-F | IESO | Internal | Winter | B18 | 400 | 1600 | 0 | 90.4 | 83.81 | 7 | 0
2030 | NYISO_A-F_2_IESO | NYISO_A-F | IESO | Internal | Winter | B19 | 700 | 1600 | 0 | 90.4 | 83.81 | 7 | 0
2030 | NYISO_A-F_2_IESO | NYISO_A-F | IESO | Internal | Winter | B20 | 935 | 1600 | 0 | 90.4 | 83.81 | 7 | 0
2030 | NYISO_A-F_2_NEISO | NYISO_A-F | NEISO | Internal | Shoulder | B11 | 25 | 600 | 0 | 87.32 | 84.32 | 3 | 0
2030 | NYISO_A-F_2_NEISO | NYISO_A-F | NEISO | Internal | Shoulder | B12 | 200 | 600 | 0 | 87.32 | 84.32 | 3 | 0
2030 | NYISO_A-F_2_NEISO | NYISO_A-F | NEISO | Internal | Shoulder | B13 | 600 | 600 | 0 | 85.99 | 83.02 | 3 | 0
2030 | NYISO_A-F_2_NEISO | NYISO_A-F | NEISO | Internal | Shoulder | B14 | 900 | 600 | 0 | 84.89 | 82.59 | 3 | 0
2030 | NYISO_A-F_2_NEISO | NYISO_A-F | NEISO | Internal | Shoulder | B15 | 1203 | 600 | 0 | 84.89 | 82.59 | 3 | 0
2030 | NYISO_A-F_2_NEISO | NYISO_A-F | NEISO | Internal | Summer | B1 | 10 | 600 | 600 | 103.1 | 183.21 | 3 | 77.1
2030 | NYISO_A-F_2_NEISO | NYISO_A-F | NEISO | Internal | Summer | B2 | 25 | 600 | 600 | 113.04 | 129.26 | 3 | 13.22
2030 | NYISO_A-F_2_NEISO | NYISO_A-F | NEISO | Internal | Summer | B3 | 75 | 600 | 0 | 113.04 | 110.24 | 3 | 0
2030 | NYISO_A-F_2_NEISO | NYISO_A-F | NEISO | Internal | Summer | B4 | 100 | 600 | 0 | 106.35 | 90 | 3 | 0
2030 | NYISO_A-F_2_NEISO | NYISO_A-F | NEISO | Internal | Summer | B5 | 200 | 600 | 0 | 103.1 | 80.9 | 3 | 0
2030 | NYISO_A-F_2_NEISO | NYISO_A-F | NEISO | Internal | Summer | B6 | 300 | 600 | 0 | 96.87 | 80.9 | 3 | 0
2030 | NYISO_A-F_2_NEISO | NYISO_A-F | NEISO | Internal | Summer | B7 | 400 | 600 | 0 | 94.98 | 80.9 | 3 | 0
2030 | NYISO_A-F_2_NEISO | NYISO_A-F | NEISO | Internal | Summer | B8 | 500 | 600 | 0 | 86.15 | 80.9 | 3 | 0
2030 | NYISO_A-F_2_NEISO | NYISO_A-F | NEISO | Internal | Summer | B9 | 800 | 600 | 0 | 83 | 80.9 | 3 | 0
2030 | NYISO_A-F_2_NEISO | NYISO_A-F | NEISO | Internal | Summer | B10 | 1262 | 600 | 0 | 83 | 80.9 | 3 | 0
2030 | NYISO_A-F_2_NEISO | NYISO_A-F | NEISO | Internal | Winter | B16 | 25 | 600 | 600 | 90.4 | 94.88 | 3 | 1.48
2030 | NYISO_A-F_2_NEISO | NYISO_A-F | NEISO | Internal | Winter | B17 | 100 | 600 | 600 | 90.4 | 94.88 | 3 | 1.48
2030 | NYISO_A-F_2_NEISO | NYISO_A-F | NEISO | Internal | Winter | B18 | 400 | 600 | 600 | 90.4 | 94.65 | 3 | 1.25
2030 | NYISO_A-F_2_NEISO | NYISO_A-F | NEISO | Internal | Winter | B19 | 700 | 600 | 534.29 | 90.4 | 93.4 | 3 | 0
2030 | NYISO_A-F_2_NEISO | NYISO_A-F | NEISO | Internal | Winter | B20 | 935 | 600 | 444.79 | 90.4 | 93.4 | 3 | 0
2030 | NYISO_A-F_2_NYISO_G-I | NYISO_A-F | NYISO_G-I | Internal | Shoulder | B11 | 25 | 5843 | 4737.37 | 87.32 | 87.33 | 0.01 | 0
2030 | NYISO_A-F_2_NYISO_G-I | NYISO_A-F | NYISO_G-I | Internal | Shoulder | B12 | 200 | 5843 | 3911.14 | 87.32 | 87.33 | 0.01 | 0
2030 | NYISO_A-F_2_NYISO_G-I | NYISO_A-F | NYISO_G-I | Internal | Shoulder | B13 | 600 | 5843 | 4605.2 | 85.99 | 86 | 0.01 | 0
2030 | NYISO_A-F_2_NYISO_G-I | NYISO_A-F | NYISO_G-I | Internal | Shoulder | B14 | 900 | 5843 | 4916.93 | 84.89 | 84.9 | 0.01 | 0
2030 | NYISO_A-F_2_NYISO_G-I | NYISO_A-F | NYISO_G-I | Internal | Shoulder | B15 | 1203 | 5843 | 3289.33 | 84.89 | 84.9 | 0.01 | 0
2030 | NYISO_A-F_2_NYISO_G-I | NYISO_A-F | NYISO_G-I | Internal | Summer | B1 | 10 | 5843 | 5843 | 103.1 | 186.21 | 0.01 | 83.09
2030 | NYISO_A-F_2_NYISO_G-I | NYISO_A-F | NYISO_G-I | Internal | Summer | B2 | 25 | 5843 | 5843 | 113.04 | 132.41 | 0.01 | 19.36
2030 | NYISO_A-F_2_NYISO_G-I | NYISO_A-F | NYISO_G-I | Internal | Summer | B3 | 75 | 5843 | 5843 | 113.04 | 116.14 | 0.01 | 3.09
2030 | NYISO_A-F_2_NYISO_G-I | NYISO_A-F | NYISO_G-I | Internal | Summer | B4 | 100 | 5843 | 5843 | 106.35 | 116.14 | 0.01 | 9.77
2030 | NYISO_A-F_2_NYISO_G-I | NYISO_A-F | NYISO_G-I | Internal | Summer | B5 | 200 | 5843 | 5843 | 103.1 | 116.14 | 0.01 | 13.02
2030 | NYISO_A-F_2_NYISO_G-I | NYISO_A-F | NYISO_G-I | Internal | Summer | B6 | 300 | 5843 | 5843 | 96.87 | 101.27 | 0.01 | 4.39
2030 | NYISO_A-F_2_NYISO_G-I | NYISO_A-F | NYISO_G-I | Internal | Summer | B7 | 400 | 5843 | 5682.04 | 94.98 | 94.99 | 0.01 | 0
2030 | NYISO_A-F_2_NYISO_G-I | NYISO_A-F | NYISO_G-I | Internal | Summer | B8 | 500 | 5843 | 4200.76 | 86.15 | 86.16 | 0.01 | 0
2030 | NYISO_A-F_2_NYISO_G-I | NYISO_A-F | NYISO_G-I | Internal | Summer | B9 | 800 | 5843 | 5305.85 | 83 | 83.01 | 0.01 | 0
2030 | NYISO_A-F_2_NYISO_G-I | NYISO_A-F | NYISO_G-I | Internal | Summer | B10 | 1262 | 5843 | 1990.5 | 83 | 83.01 | 0.01 | 0
2030 | NYISO_A-F_2_NYISO_G-I | NYISO_A-F | NYISO_G-I | Internal | Winter | B16 | 25 | 5843 | 5843 | 90.4 | 94.42 | 0.01 | 4.01
2030 | NYISO_A-F_2_NYISO_G-I | NYISO_A-F | NYISO_G-I | Internal | Winter | B17 | 100 | 5843 | 5843 | 90.4 | 94.42 | 0.01 | 4.01
2030 | NYISO_A-F_2_NYISO_G-I | NYISO_A-F | NYISO_G-I | Internal | Winter | B18 | 400 | 5843 | 5843 | 90.4 | 94.42 | 0.01 | 4.01
2030 | NYISO_A-F_2_NYISO_G-I | NYISO_A-F | NYISO_G-I | Internal | Winter | B19 | 700 | 5843 | 5843 | 90.4 | 93.75 | 0.01 | 3.34
2030 | NYISO_A-F_2_NYISO_G-I | NYISO_A-F | NYISO_G-I | Internal | Winter | B20 | 935 | 5843 | 5276.88 | 90.4 | 90.41 | 0.01 | 0
2030 | NYISO_A-F_2_PJM_ROM | NYISO_A-F | PJM_ROM | Internal | Shoulder | B11 | 25 | 1000 | 171.71 | 87.32 | 95.32 | 8 | 0
2030 | NYISO_A-F_2_PJM_ROM | NYISO_A-F | PJM_ROM | Internal | Shoulder | B12 | 200 | 1000 | 0 | 87.32 | 93.75 | 8 | 0
2030 | NYISO_A-F_2_PJM_ROM | NYISO_A-F | PJM_ROM | Internal | Shoulder | B13 | 600 | 1000 | 0 | 85.99 | 93.75 | 8 | 0
2030 | NYISO_A-F_2_PJM_ROM | NYISO_A-F | PJM_ROM | Internal | Shoulder | B14 | 900 | 1000 | 0 | 84.89 | 89.84 | 8 | 0
2030 | NYISO_A-F_2_PJM_ROM | NYISO_A-F | PJM_ROM | Internal | Shoulder | B15 | 1203 | 1000 | 0 | 84.89 | 83.13 | 8 | 0
2030 | NYISO_A-F_2_PJM_ROM | NYISO_A-F | PJM_ROM | Internal | Summer | B1 | 10 | 1000 | 1000 | 103.1 | 194.21 | 8 | 83.1
2030 | NYISO_A-F_2_PJM_ROM | NYISO_A-F | PJM_ROM | Internal | Summer | B2 | 25 | 1000 | 1000 | 113.04 | 140.4 | 8 | 19.36
2030 | NYISO_A-F_2_PJM_ROM | NYISO_A-F | PJM_ROM | Internal | Summer | B3 | 75 | 1000 | 1000 | 113.04 | 140.4 | 8 | 19.36
2030 | NYISO_A-F_2_PJM_ROM | NYISO_A-F | PJM_ROM | Internal | Summer | B4 | 100 | 1000 | 1000 | 106.35 | 138.85 | 8 | 24.5
2030 | NYISO_A-F_2_PJM_ROM | NYISO_A-F | PJM_ROM | Internal | Summer | B5 | 200 | 1000 | 1000 | 103.1 | 133.2 | 8 | 22.1
2030 | NYISO_A-F_2_PJM_ROM | NYISO_A-F | PJM_ROM | Internal | Summer | B6 | 300 | 1000 | 1000 | 96.87 | 109.26 | 8 | 4.39
2030 | NYISO_A-F_2_PJM_ROM | NYISO_A-F | PJM_ROM | Internal | Summer | B7 | 400 | 1000 | 1000 | 94.98 | 103.28 | 8 | 0.31
2030 | NYISO_A-F_2_PJM_ROM | NYISO_A-F | PJM_ROM | Internal | Summer | B8 | 500 | 1000 | 1000 | 86.15 | 94.18 | 8 | 0.02
2030 | NYISO_A-F_2_PJM_ROM | NYISO_A-F | PJM_ROM | Internal | Summer | B9 | 800 | 1000 | 0 | 83 | 85.8 | 8 | 0
2030 | NYISO_A-F_2_PJM_ROM | NYISO_A-F | PJM_ROM | Internal | Summer | B10 | 1262 | 1000 | 0 | 83 | 77 | 8 | 0
2030 | NYISO_A-F_2_PJM_ROM | NYISO_A-F | PJM_ROM | Internal | Winter | B16 | 25 | 1000 | 1000 | 90.4 | 102.26 | 8 | 3.87
2030 | NYISO_A-F_2_PJM_ROM | NYISO_A-F | PJM_ROM | Internal | Winter | B17 | 100 | 1000 | 1000 | 90.4 | 100.48 | 8 | 2.09
2030 | NYISO_A-F_2_PJM_ROM | NYISO_A-F | PJM_ROM | Internal | Winter | B18 | 400 | 1000 | 658.76 | 90.4 | 98.4 | 8 | 0
2030 | NYISO_A-F_2_PJM_ROM | NYISO_A-F | PJM_ROM | Internal | Winter | B19 | 700 | 1000 | 0 | 90.4 | 96.49 | 8 | 0
2030 | NYISO_A-F_2_PJM_ROM | NYISO_A-F | PJM_ROM | Internal | Winter | B20 | 935 | 1000 | 0 | 90.4 | 87.08 | 8 | 0
2030 | NYISO_G-I_2_NEISO | NYISO_G-I | NEISO | Internal | Shoulder | B11 | 25 | 600 | 0 | 87.33 | 84.32 | 3 | 0
2030 | NYISO_G-I_2_NEISO | NYISO_G-I | NEISO | Internal | Shoulder | B12 | 200 | 600 | 0 | 87.33 | 84.32 | 3 | 0
2030 | NYISO_G-I_2_NEISO | NYISO_G-I | NEISO | Internal | Shoulder | B13 | 600 | 600 | 0 | 86 | 83.02 | 3 | 0
2030 | NYISO_G-I_2_NEISO | NYISO_G-I | NEISO | Internal | Shoulder | B14 | 900 | 600 | 0 | 84.9 | 82.59 | 3 | 0
2030 | NYISO_G-I_2_NEISO | NYISO_G-I | NEISO | Internal | Shoulder | B15 | 1203 | 600 | 0 | 84.9 | 82.59 | 3 | 0
2030 | NYISO_G-I_2_NEISO | NYISO_G-I | NEISO | Internal | Summer | B1 | 10 | 600 | 0 | 186.21 | 183.21 | 3 | 0
2030 | NYISO_G-I_2_NEISO | NYISO_G-I | NEISO | Internal | Summer | B2 | 25 | 600 | 0 | 132.41 | 129.26 | 3 | 0
2030 | NYISO_G-I_2_NEISO | NYISO_G-I | NEISO | Internal | Summer | B3 | 75 | 600 | 0 | 116.14 | 110.24 | 3 | 0
2030 | NYISO_G-I_2_NEISO | NYISO_G-I | NEISO | Internal | Summer | B4 | 100 | 600 | 0 | 116.14 | 90 | 3 | 0
2030 | NYISO_G-I_2_NEISO | NYISO_G-I | NEISO | Internal | Summer | B5 | 200 | 600 | 0 | 116.14 | 80.9 | 3 | 0
2030 | NYISO_G-I_2_NEISO | NYISO_G-I | NEISO | Internal | Summer | B6 | 300 | 600 | 0 | 101.27 | 80.9 | 3 | 0
2030 | NYISO_G-I_2_NEISO | NYISO_G-I | NEISO | Internal | Summer | B7 | 400 | 600 | 0 | 94.99 | 80.9 | 3 | 0
2030 | NYISO_G-I_2_NEISO | NYISO_G-I | NEISO | Internal | Summer | B8 | 500 | 600 | 0 | 86.16 | 80.9 | 3 | 0
2030 | NYISO_G-I_2_NEISO | NYISO_G-I | NEISO | Internal | Summer | B9 | 800 | 600 | 0 | 83.01 | 80.9 | 3 | 0
2030 | NYISO_G-I_2_NEISO | NYISO_G-I | NEISO | Internal | Summer | B10 | 1262 | 600 | 0 | 83.01 | 80.9 | 3 | 0
2030 | NYISO_G-I_2_NEISO | NYISO_G-I | NEISO | Internal | Winter | B16 | 25 | 600 | 0 | 94.42 | 94.88 | 3 | 0
2030 | NYISO_G-I_2_NEISO | NYISO_G-I | NEISO | Internal | Winter | B17 | 100 | 600 | 0 | 94.42 | 94.88 | 3 | 0
2030 | NYISO_G-I_2_NEISO | NYISO_G-I | NEISO | Internal | Winter | B18 | 400 | 600 | 0 | 94.42 | 94.65 | 3 | 0
2030 | NYISO_G-I_2_NEISO | NYISO_G-I | NEISO | Internal | Winter | B19 | 700 | 600 | 0 | 93.75 | 93.4 | 3 | 0
2030 | NYISO_G-I_2_NEISO | NYISO_G-I | NEISO | Internal | Winter | B20 | 935 | 600 | 0 | 90.41 | 93.4 | 3 | 0
2030 | NYISO_G-I_2_NYISO_J-K | NYISO_G-I | NYISO_J-K | Internal | Shoulder | B11 | 25 | 6130 | 6130 | 87.33 | 90.44 | 0.01 | 3.09
2030 | NYISO_G-I_2_NYISO_J-K | NYISO_G-I | NYISO_J-K | Internal | Shoulder | B12 | 200 | 6130 | 5488 | 87.33 | 87.34 | 0.01 | 0
2030 | NYISO_G-I_2_NYISO_J-K | NYISO_G-I | NYISO_J-K | Internal | Shoulder | B13 | 600 | 6130 | 5382.33 | 86 | 86.02 | 0.01 | 0
2030 | NYISO_G-I_2_NYISO_J-K | NYISO_G-I | NYISO_J-K | Internal | Shoulder | B14 | 900 | 6130 | 5156.33 | 84.9 | 84.91 | 0.01 | 0
2030 | NYISO_G-I_2_NYISO_J-K | NYISO_G-I | NYISO_J-K | Internal | Shoulder | B15 | 1203 | 6130 | 4044.36 | 84.9 | 84.91 | 0.01 | 0
2030 | NYISO_G-I_2_NYISO_J-K | NYISO_G-I | NYISO_J-K | Internal | Summer | B1 | 10 | 6130 | 4234.7 | 186.21 | 186.22 | 0.01 | 0
2030 | NYISO_G-I_2_NYISO_J-K | NYISO_G-I | NYISO_J-K | Internal | Summer | B2 | 25 | 6130 | 4947.15 | 132.41 | 132.42 | 0.01 | 0
2030 | NYISO_G-I_2_NYISO_J-K | NYISO_G-I | NYISO_J-K | Internal | Summer | B3 | 75 | 6130 | 5207.79 | 116.14 | 116.15 | 0.01 | 0
2030 | NYISO_G-I_2_NYISO_J-K | NYISO_G-I | NYISO_J-K | Internal | Summer | B4 | 100 | 6130 | 5510.15 | 116.14 | 116.15 | 0.01 | 0
2030 | NYISO_G-I_2_NYISO_J-K | NYISO_G-I | NYISO_J-K | Internal | Summer | B5 | 200 | 6130 | 5680.59 | 116.14 | 116.15 | 0.01 | 0
2030 | NYISO_G-I_2_NYISO_J-K | NYISO_G-I | NYISO_J-K | Internal | Summer | B6 | 300 | 6130 | 6130 | 101.27 | 116.15 | 0.01 | 14.86
2030 | NYISO_G-I_2_NYISO_J-K | NYISO_G-I | NYISO_J-K | Internal | Summer | B7 | 400 | 6130 | 5967.32 | 94.99 | 95 | 0.01 | 0
2030 | NYISO_G-I_2_NYISO_J-K | NYISO_G-I | NYISO_J-K | Internal | Summer | B8 | 500 | 6130 | 6130 | 86.16 | 86.66 | 0.01 | 0.48
2030 | NYISO_G-I_2_NYISO_J-K | NYISO_G-I | NYISO_J-K | Internal | Summer | B9 | 800 | 6130 | 5864.93 | 83.01 | 83.02 | 0.01 | 0
2030 | NYISO_G-I_2_NYISO_J-K | NYISO_G-I | NYISO_J-K | Internal | Summer | B10 | 1262 | 6130 | 3309.41 | 83.01 | 83.02 | 0.01 | 0
2030 | NYISO_G-I_2_NYISO_J-K | NYISO_G-I | NYISO_J-K | Internal | Winter | B16 | 25 | 6130 | 6130 | 94.42 | 103.61 | 0.01 | 9.18
2030 | NYISO_G-I_2_NYISO_J-K | NYISO_G-I | NYISO_J-K | Internal | Winter | B17 | 100 | 6130 | 6130 | 94.42 | 103.61 | 0.01 | 9.18
2030 | NYISO_G-I_2_NYISO_J-K | NYISO_G-I | NYISO_J-K | Internal | Winter | B18 | 400 | 6130 | 6130 | 94.42 | 97.65 | 0.01 | 3.22
2030 | NYISO_G-I_2_NYISO_J-K | NYISO_G-I | NYISO_J-K | Internal | Winter | B19 | 700 | 6130 | 6130 | 93.75 | 97.25 | 0.01 | 3.49
2030 | NYISO_G-I_2_NYISO_J-K | NYISO_G-I | NYISO_J-K | Internal | Winter | B20 | 935 | 6130 | 6069.97 | 90.41 | 90.42 | 0.01 | 0
2030 | NYISO_G-I_2_PJM_E | NYISO_G-I | PJM_E | Internal | Shoulder | B11 | 25 | 1500 | 133.36 | 87.33 | 95.33 | 8 | 0
2030 | NYISO_G-I_2_PJM_E | NYISO_G-I | PJM_E | Internal | Shoulder | B12 | 200 | 1500 | 0 | 87.33 | 93.77 | 8 | 0
2030 | NYISO_G-I_2_PJM_E | NYISO_G-I | PJM_E | Internal | Shoulder | B13 | 600 | 1500 | 0 | 86 | 93.77 | 8 | 0
2030 | NYISO_G-I_2_PJM_E | NYISO_G-I | PJM_E | Internal | Shoulder | B14 | 900 | 1500 | 0 | 84.9 | 89.86 | 8 | 0
2030 | NYISO_G-I_2_PJM_E | NYISO_G-I | PJM_E | Internal | Shoulder | B15 | 1203 | 1500 | 0 | 84.9 | 83.14 | 8 | 0
2030 | NYISO_G-I_2_PJM_E | NYISO_G-I | PJM_E | Internal | Summer | B1 | 10 | 1500 | 1500 | 186.21 | 194.22 | 8 | 0.01
2030 | NYISO_G-I_2_PJM_E | NYISO_G-I | PJM_E | Internal | Summer | B2 | 25 | 1500 | 1280.88 | 132.41 | 140.41 | 8 | 0
2030 | NYISO_G-I_2_PJM_E | NYISO_G-I | PJM_E | Internal | Summer | B3 | 75 | 1500 | 1500 | 116.14 | 140.41 | 8 | 16.27
2030 | NYISO_G-I_2_PJM_E | NYISO_G-I | PJM_E | Internal | Summer | B4 | 100 | 1500 | 1500 | 116.14 | 138.84 | 8 | 14.7
2030 | NYISO_G-I_2_PJM_E | NYISO_G-I | PJM_E | Internal | Summer | B5 | 200 | 1500 | 1500 | 116.14 | 133.19 | 8 | 9.06
2030 | NYISO_G-I_2_PJM_E | NYISO_G-I | PJM_E | Internal | Summer | B6 | 300 | 1500 | 1288.13 | 101.27 | 109.27 | 8 | 0
2030 | NYISO_G-I_2_PJM_E | NYISO_G-I | PJM_E | Internal | Summer | B7 | 400 | 1500 | 1500 | 94.99 | 103.27 | 8 | 0.28
2030 | NYISO_G-I_2_PJM_E | NYISO_G-I | PJM_E | Internal | Summer | B8 | 500 | 1500 | 22.72 | 86.16 | 94.16 | 8 | 0
2030 | NYISO_G-I_2_PJM_E | NYISO_G-I | PJM_E | Internal | Summer | B9 | 800 | 1500 | 0 | 83.01 | 85.81 | 8 | 0
2030 | NYISO_G-I_2_PJM_E | NYISO_G-I | PJM_E | Internal | Summer | B10 | 1262 | 1500 | 0 | 83.01 | 77.01 | 8 | 0
2030 | NYISO_G-I_2_PJM_E | NYISO_G-I | PJM_E | Internal | Winter | B16 | 25 | 1500 | 0 | 94.42 | 102.27 | 8 | 0
2030 | NYISO_G-I_2_PJM_E | NYISO_G-I | PJM_E | Internal | Winter | B17 | 100 | 1500 | 0 | 94.42 | 100.49 | 8 | 0
2030 | NYISO_G-I_2_PJM_E | NYISO_G-I | PJM_E | Internal | Winter | B18 | 400 | 1500 | 0 | 94.42 | 98.41 | 8 | 0
2030 | NYISO_G-I_2_PJM_E | NYISO_G-I | PJM_E | Internal | Winter | B19 | 700 | 1500 | 0 | 93.75 | 96.5 | 8 | 0
2030 | NYISO_G-I_2_PJM_E | NYISO_G-I | PJM_E | Internal | Winter | B20 | 935 | 1500 | 0 | 90.41 | 87.09 | 8 | 0
2030 | NYISO_J-K_2_PJM_E | NYISO_J-K | PJM_E | Internal | Shoulder | B11 | 25 | 330 | 0 | 90.44 | 95.33 | 8 | 0
2030 | NYISO_J-K_2_PJM_E | NYISO_J-K | PJM_E | Internal | Shoulder | B12 | 200 | 330 | 0 | 87.34 | 93.77 | 8 | 0
2030 | NYISO_J-K_2_PJM_E | NYISO_J-K | PJM_E | Internal | Shoulder | B13 | 600 | 330 | 0 | 86.02 | 93.77 | 8 | 0
2030 | NYISO_J-K_2_PJM_E | NYISO_J-K | PJM_E | Internal | Shoulder | B14 | 900 | 330 | 0 | 84.91 | 89.86 | 8 | 0
2030 | NYISO_J-K_2_PJM_E | NYISO_J-K | PJM_E | Internal | Shoulder | B15 | 1203 | 330 | 0 | 84.91 | 83.14 | 8 | 0
2030 | NYISO_J-K_2_PJM_E | NYISO_J-K | PJM_E | Internal | Summer | B1 | 10 | 330 | 8.18 | 186.22 | 194.22 | 8 | 0
2030 | NYISO_J-K_2_PJM_E | NYISO_J-K | PJM_E | Internal | Summer | B2 | 25 | 330 | 0 | 132.42 | 140.41 | 8 | 0
2030 | NYISO_J-K_2_PJM_E | NYISO_J-K | PJM_E | Internal | Summer | B3 | 75 | 330 | 330 | 116.15 | 140.41 | 8 | 16.26
2030 | NYISO_J-K_2_PJM_E | NYISO_J-K | PJM_E | Internal | Summer | B4 | 100 | 330 | 330 | 116.15 | 138.84 | 8 | 14.69
2030 | NYISO_J-K_2_PJM_E | NYISO_J-K | PJM_E | Internal | Summer | B5 | 200 | 330 | 330 | 116.15 | 133.19 | 8 | 9.04
2030 | NYISO_J-K_2_PJM_E | NYISO_J-K | PJM_E | Internal | Summer | B6 | 300 | 330 | 0 | 116.15 | 109.27 | 8 | 0
2030 | NYISO_J-K_2_PJM_E | NYISO_J-K | PJM_E | Internal | Summer | B7 | 400 | 330 | 330 | 95 | 103.27 | 8 | 0.27
2030 | NYISO_J-K_2_PJM_E | NYISO_J-K | PJM_E | Internal | Summer | B8 | 500 | 330 | 0 | 86.66 | 94.16 | 8 | 0
2030 | NYISO_J-K_2_PJM_E | NYISO_J-K | PJM_E | Internal | Summer | B9 | 800 | 330 | 0 | 83.02 | 85.81 | 8 | 0
2030 | NYISO_J-K_2_PJM_E | NYISO_J-K | PJM_E | Internal | Summer | B10 | 1262 | 330 | 0 | 83.02 | 77.01 | 8 | 0
2030 | NYISO_J-K_2_PJM_E | NYISO_J-K | PJM_E | Internal | Winter | B16 | 25 | 330 | 0 | 103.61 | 102.27 | 8 | 0
2030 | NYISO_J-K_2_PJM_E | NYISO_J-K | PJM_E | Internal | Winter | B17 | 100 | 330 | 0 | 103.61 | 100.49 | 8 | 0
2030 | NYISO_J-K_2_PJM_E | NYISO_J-K | PJM_E | Internal | Winter | B18 | 400 | 330 | 0 | 97.65 | 98.41 | 8 | 0
2030 | NYISO_J-K_2_PJM_E | NYISO_J-K | PJM_E | Internal | Winter | B19 | 700 | 330 | 0 | 97.25 | 96.5 | 8 | 0
2030 | NYISO_J-K_2_PJM_E | NYISO_J-K | PJM_E | Internal | Winter | B20 | 935 | 330 | 0 | 90.42 | 87.09 | 8 | 0
2030 | PJM_E_2_NYISO_G-I | PJM_E | NYISO_G-I | Internal | Shoulder | B11 | 25 | 500 | 0 | 95.33 | 87.33 | 6 | 0
2030 | PJM_E_2_NYISO_G-I | PJM_E | NYISO_G-I | Internal | Shoulder | B12 | 200 | 500 | 0 | 93.77 | 87.33 | 6 | 0
2030 | PJM_E_2_NYISO_G-I | PJM_E | NYISO_G-I | Internal | Shoulder | B13 | 600 | 500 | 0 | 93.77 | 86 | 6 | 0
2030 | PJM_E_2_NYISO_G-I | PJM_E | NYISO_G-I | Internal | Shoulder | B14 | 900 | 500 | 0 | 89.86 | 84.9 | 6 | 0
2030 | PJM_E_2_NYISO_G-I | PJM_E | NYISO_G-I | Internal | Shoulder | B15 | 1203 | 500 | 0 | 83.14 | 84.9 | 6 | 0
2030 | PJM_E_2_NYISO_G-I | PJM_E | NYISO_G-I | Internal | Summer | B1 | 10 | 500 | 0 | 194.22 | 186.21 | 6 | 0
2030 | PJM_E_2_NYISO_G-I | PJM_E | NYISO_G-I | Internal | Summer | B2 | 25 | 500 | 0 | 140.41 | 132.41 | 6 | 0
2030 | PJM_E_2_NYISO_G-I | PJM_E | NYISO_G-I | Internal | Summer | B3 | 75 | 500 | 0 | 140.41 | 116.14 | 6 | 0
2030 | PJM_E_2_NYISO_G-I | PJM_E | NYISO_G-I | Internal | Summer | B4 | 100 | 500 | 0 | 138.84 | 116.14 | 6 | 0
2030 | PJM_E_2_NYISO_G-I | PJM_E | NYISO_G-I | Internal | Summer | B5 | 200 | 500 | 0 | 133.19 | 116.14 | 6 | 0
2030 | PJM_E_2_NYISO_G-I | PJM_E | NYISO_G-I | Internal | Summer | B6 | 300 | 500 | 0 | 109.27 | 101.27 | 6 | 0
2030 | PJM_E_2_NYISO_G-I | PJM_E | NYISO_G-I | Internal | Summer | B7 | 400 | 500 | 0 | 103.27 | 94.99 | 6 | 0
2030 | PJM_E_2_NYISO_G-I | PJM_E | NYISO_G-I | Internal | Summer | B8 | 500 | 500 | 0 | 94.16 | 86.16 | 6 | 0
2030 | PJM_E_2_NYISO_G-I | PJM_E | NYISO_G-I | Internal | Summer | B9 | 800 | 500 | 0 | 85.81 | 83.01 | 6 | 0
2030 | PJM_E_2_NYISO_G-I | PJM_E | NYISO_G-I | Internal | Summer | B10 | 1262 | 500 | 227.95 | 77.01 | 83.01 | 6 | 0
2030 | PJM_E_2_NYISO_G-I | PJM_E | NYISO_G-I | Internal | Winter | B16 | 25 | 500 | 0 | 102.27 | 94.42 | 6 | 0
2030 | PJM_E_2_NYISO_G-I | PJM_E | NYISO_G-I | Internal | Winter | B17 | 100 | 500 | 0 | 100.49 | 94.42 | 6 | 0
2030 | PJM_E_2_NYISO_G-I | PJM_E | NYISO_G-I | Internal | Winter | B18 | 400 | 500 | 0 | 98.41 | 94.42 | 6 | 0
2030 | PJM_E_2_NYISO_G-I | PJM_E | NYISO_G-I | Internal | Winter | B19 | 700 | 500 | 0 | 96.5 | 93.75 | 6 | 0
2030 | PJM_E_2_NYISO_G-I | PJM_E | NYISO_G-I | Internal | Winter | B20 | 935 | 500 | 0 | 87.09 | 90.41 | 6 | 0
2030 | PJM_E_2_NYISO_J-K | PJM_E | NYISO_J-K | Internal | Shoulder | B11 | 25 | 330 | 0 | 95.33 | 90.44 | 6 | 0
2030 | PJM_E_2_NYISO_J-K | PJM_E | NYISO_J-K | Internal | Shoulder | B12 | 200 | 330 | 0 | 93.77 | 87.34 | 6 | 0
2030 | PJM_E_2_NYISO_J-K | PJM_E | NYISO_J-K | Internal | Shoulder | B13 | 600 | 330 | 0 | 93.77 | 86.02 | 6 | 0
2030 | PJM_E_2_NYISO_J-K | PJM_E | NYISO_J-K | Internal | Shoulder | B14 | 900 | 330 | 0 | 89.86 | 84.91 | 6 | 0
2030 | PJM_E_2_NYISO_J-K | PJM_E | NYISO_J-K | Internal | Shoulder | B15 | 1203 | 330 | 0 | 83.14 | 84.91 | 6 | 0
2030 | PJM_E_2_NYISO_J-K | PJM_E | NYISO_J-K | Internal | Summer | B1 | 10 | 330 | 0 | 194.22 | 186.22 | 6 | 0
2030 | PJM_E_2_NYISO_J-K | PJM_E | NYISO_J-K | Internal | Summer | B2 | 25 | 330 | 0 | 140.41 | 132.42 | 6 | 0
2030 | PJM_E_2_NYISO_J-K | PJM_E | NYISO_J-K | Internal | Summer | B3 | 75 | 330 | 0 | 140.41 | 116.15 | 6 | 0
2030 | PJM_E_2_NYISO_J-K | PJM_E | NYISO_J-K | Internal | Summer | B4 | 100 | 330 | 0 | 138.84 | 116.15 | 6 | 0
2030 | PJM_E_2_NYISO_J-K | PJM_E | NYISO_J-K | Internal | Summer | B5 | 200 | 330 | 0 | 133.19 | 116.15 | 6 | 0
2030 | PJM_E_2_NYISO_J-K | PJM_E | NYISO_J-K | Internal | Summer | B6 | 300 | 330 | 330 | 109.27 | 116.15 | 6 | 0.88
2030 | PJM_E_2_NYISO_J-K | PJM_E | NYISO_J-K | Internal | Summer | B7 | 400 | 330 | 0 | 103.27 | 95 | 6 | 0
2030 | PJM_E_2_NYISO_J-K | PJM_E | NYISO_J-K | Internal | Summer | B8 | 500 | 330 | 0 | 94.16 | 86.66 | 6 | 0
2030 | PJM_E_2_NYISO_J-K | PJM_E | NYISO_J-K | Internal | Summer | B9 | 800 | 330 | 0 | 85.81 | 83.02 | 6 | 0
2030 | PJM_E_2_NYISO_J-K | PJM_E | NYISO_J-K | Internal | Summer | B10 | 1262 | 330 | 330 | 77.01 | 83.02 | 6 | 0.01
2030 | PJM_E_2_NYISO_J-K | PJM_E | NYISO_J-K | Internal | Winter | B16 | 25 | 330 | 0 | 102.27 | 103.61 | 6 | 0
2030 | PJM_E_2_NYISO_J-K | PJM_E | NYISO_J-K | Internal | Winter | B17 | 100 | 330 | 0 | 100.49 | 103.61 | 6 | 0
2030 | PJM_E_2_NYISO_J-K | PJM_E | NYISO_J-K | Internal | Winter | B18 | 400 | 330 | 0 | 98.41 | 97.65 | 6 | 0
2030 | PJM_E_2_NYISO_J-K | PJM_E | NYISO_J-K | Internal | Winter | B19 | 700 | 330 | 0 | 96.5 | 97.25 | 6 | 0
2030 | PJM_E_2_NYISO_J-K | PJM_E | NYISO_J-K | Internal | Winter | B20 | 935 | 330 | 0 | 87.09 | 90.42 | 6 | 0
2030 | PJM_E_2_PJM_ROM | PJM_E | PJM_ROM | Internal | Shoulder | B11 | 25 | 8000 | 0 | 95.33 | 95.32 | 0.01 | 0
2030 | PJM_E_2_PJM_ROM | PJM_E | PJM_ROM | Internal | Shoulder | B12 | 200 | 8000 | 0 | 93.77 | 93.75 | 0.01 | 0
2030 | PJM_E_2_PJM_ROM | PJM_E | PJM_ROM | Internal | Shoulder | B13 | 600 | 8000 | 0 | 93.77 | 93.75 | 0.01 | 0
2030 | PJM_E_2_PJM_ROM | PJM_E | PJM_ROM | Internal | Shoulder | B14 | 900 | 8000 | 0 | 89.86 | 89.84 | 0.01 | 0
2030 | PJM_E_2_PJM_ROM | PJM_E | PJM_ROM | Internal | Shoulder | B15 | 1203 | 8000 | 0 | 83.14 | 83.13 | 0.01 | 0
2030 | PJM_E_2_PJM_ROM | PJM_E | PJM_ROM | Internal | Summer | B1 | 10 | 8000 | 0 | 194.22 | 194.21 | 0.01 | 0
2030 | PJM_E_2_PJM_ROM | PJM_E | PJM_ROM | Internal | Summer | B2 | 25 | 8000 | 0 | 140.41 | 140.4 | 0.01 | 0
2030 | PJM_E_2_PJM_ROM | PJM_E | PJM_ROM | Internal | Summer | B3 | 75 | 8000 | 0 | 140.41 | 140.4 | 0.01 | 0
2030 | PJM_E_2_PJM_ROM | PJM_E | PJM_ROM | Internal | Summer | B4 | 100 | 8000 | 1213.32 | 138.84 | 138.85 | 0.01 | 0
2030 | PJM_E_2_PJM_ROM | PJM_E | PJM_ROM | Internal | Summer | B5 | 200 | 8000 | 1216.08 | 133.19 | 133.2 | 0.01 | 0
2030 | PJM_E_2_PJM_ROM | PJM_E | PJM_ROM | Internal | Summer | B6 | 300 | 8000 | 0 | 109.27 | 109.26 | 0.01 | 0
2030 | PJM_E_2_PJM_ROM | PJM_E | PJM_ROM | Internal | Summer | B7 | 400 | 8000 | 1620.24 | 103.27 | 103.28 | 0.01 | 0
2030 | PJM_E_2_PJM_ROM | PJM_E | PJM_ROM | Internal | Summer | B8 | 500 | 8000 | 1061.41 | 94.16 | 94.18 | 0.01 | 0
2030 | PJM_E_2_PJM_ROM | PJM_E | PJM_ROM | Internal | Summer | B9 | 800 | 8000 | 0 | 85.81 | 85.8 | 0.01 | 0
2030 | PJM_E_2_PJM_ROM | PJM_E | PJM_ROM | Internal | Summer | B10 | 1262 | 8000 | 0 | 77.01 | 77 | 0.01 | 0
2030 | PJM_E_2_PJM_ROM | PJM_E | PJM_ROM | Internal | Winter | B16 | 25 | 8000 | 0 | 102.27 | 102.26 | 0.01 | 0
2030 | PJM_E_2_PJM_ROM | PJM_E | PJM_ROM | Internal | Winter | B17 | 100 | 8000 | 0 | 100.49 | 100.48 | 0.01 | 0
2030 | PJM_E_2_PJM_ROM | PJM_E | PJM_ROM | Internal | Winter | B18 | 400 | 8000 | 0 | 98.41 | 98.4 | 0.01 | 0
2030 | PJM_E_2_PJM_ROM | PJM_E | PJM_ROM | Internal | Winter | B19 | 700 | 8000 | 0 | 96.5 | 96.49 | 0.01 | 0
2030 | PJM_E_2_PJM_ROM | PJM_E | PJM_ROM | Internal | Winter | B20 | 935 | 8000 | 0 | 87.09 | 87.08 | 0.01 | 0
2030 | PJM_ROR_2_MISO_IN | PJM_ROR | MISO_IN | Internal | Shoulder | B11 | 25 | 909 | 0 | 95.15 | 93.15 | 2 | 0
2030 | PJM_ROR_2_MISO_IN | PJM_ROR | MISO_IN | Internal | Shoulder | B12 | 200 | 909 | 0 | 89.83 | 87.83 | 2 | 0
2030 | PJM_ROR_2_MISO_IN | PJM_ROR | MISO_IN | Internal | Shoulder | B13 | 600 | 909 | 0 | 89.83 | 87.83 | 2 | 0
2030 | PJM_ROR_2_MISO_IN | PJM_ROR | MISO_IN | Internal | Shoulder | B14 | 900 | 909 | 0 | 89.83 | 87.82 | 2 | 0
2030 | PJM_ROR_2_MISO_IN | PJM_ROR | MISO_IN | Internal | Shoulder | B15 | 1203 | 909 | 0 | 78.66 | 77.05 | 2 | 0
2030 | PJM_ROR_2_MISO_IN | PJM_ROR | MISO_IN | Internal | Summer | B1 | 10 | 909 | 0 | 142.12 | 144.11 | 2 | 0
2030 | PJM_ROR_2_MISO_IN | PJM_ROR | MISO_IN | Internal | Summer | B2 | 25 | 909 | 0 | 140.39 | 141.36 | 2 | 0
2030 | PJM_ROR_2_MISO_IN | PJM_ROR | MISO_IN | Internal | Summer | B3 | 75 | 909 | 0 | 140.39 | 139.28 | 2 | 0
2030 | PJM_ROR_2_MISO_IN | PJM_ROR | MISO_IN | Internal | Summer | B4 | 100 | 909 | 0 | 138.86 | 136.86 | 2 | 0
2030 | PJM_ROR_2_MISO_IN | PJM_ROR | MISO_IN | Internal | Summer | B5 | 200 | 909 | 0 | 133.19 | 131.18 | 2 | 0
2030 | PJM_ROR_2_MISO_IN | PJM_ROR | MISO_IN | Internal | Summer | B6 | 300 | 909 | 0 | 109.25 | 107.25 | 2 | 0
2030 | PJM_ROR_2_MISO_IN | PJM_ROR | MISO_IN | Internal | Summer | B7 | 400 | 909 | 0 | 103.27 | 101.26 | 2 | 0
2030 | PJM_ROR_2_MISO_IN | PJM_ROR | MISO_IN | Internal | Summer | B8 | 500 | 909 | 0 | 94.16 | 92.15 | 2 | 0
2030 | PJM_ROR_2_MISO_IN | PJM_ROR | MISO_IN | Internal | Summer | B9 | 800 | 909 | 0 | 85.79 | 83.78 | 2 | 0
2030 | PJM_ROR_2_MISO_IN | PJM_ROR | MISO_IN | Internal | Summer | B10 | 1262 | 909 | 0 | 76.99 | 75.33 | 2 | 0
2030 | PJM_ROR_2_MISO_IN | PJM_ROR | MISO_IN | Internal | Winter | B16 | 25 | 909 | 0 | 95.92 | 93.93 | 2 | 0
2030 | PJM_ROR_2_MISO_IN | PJM_ROR | MISO_IN | Internal | Winter | B17 | 100 | 909 | 0 | 95.92 | 91 | 2 | 0
2030 | PJM_ROR_2_MISO_IN | PJM_ROR | MISO_IN | Internal | Winter | B18 | 400 | 909 | 0 | 93.08 | 90.8 | 2 | 0
2030 | PJM_ROR_2_MISO_IN | PJM_ROR | MISO_IN | Internal | Winter | B19 | 700 | 909 | 0 | 93.08 | 90.8 | 2 | 0
2030 | PJM_ROR_2_MISO_IN | PJM_ROR | MISO_IN | Internal | Winter | B20 | 935 | 909 | 0 | 81.8 | 79.8 | 2 | 0
2030 | PJM_ROR_2_MISO_MI | PJM_ROR | MISO_MI | Internal | Shoulder | B11 | 25 | 1305 | 0 | 95.15 | 93.17 | 2 | 0
2030 | PJM_ROR_2_MISO_MI | PJM_ROR | MISO_MI | Internal | Shoulder | B12 | 200 | 1305 | 0 | 89.83 | 87.84 | 2 | 0
2030 | PJM_ROR_2_MISO_MI | PJM_ROR | MISO_MI | Internal | Shoulder | B13 | 600 | 1305 | 0 | 89.83 | 87.84 | 2 | 0
2030 | PJM_ROR_2_MISO_MI | PJM_ROR | MISO_MI | Internal | Shoulder | B14 | 900 | 1305 | 0 | 89.83 | 87.83 | 2 | 0
2030 | PJM_ROR_2_MISO_MI | PJM_ROR | MISO_MI | Internal | Shoulder | B15 | 1203 | 1305 | 0 | 78.66 | 77.06 | 2 | 0
2030 | PJM_ROR_2_MISO_MI | PJM_ROR | MISO_MI | Internal | Summer | B1 | 10 | 1305 | 260.48 | 142.12 | 144.12 | 2 | 0
2030 | PJM_ROR_2_MISO_MI | PJM_ROR | MISO_MI | Internal | Summer | B2 | 25 | 1305 | 0 | 140.39 | 141.37 | 2 | 0
2030 | PJM_ROR_2_MISO_MI | PJM_ROR | MISO_MI | Internal | Summer | B3 | 75 | 1305 | 0 | 140.39 | 139.29 | 2 | 0
2030 | PJM_ROR_2_MISO_MI | PJM_ROR | MISO_MI | Internal | Summer | B4 | 100 | 1305 | 0 | 138.86 | 136.86 | 2 | 0
2030 | PJM_ROR_2_MISO_MI | PJM_ROR | MISO_MI | Internal | Summer | B5 | 200 | 1305 | 0 | 133.19 | 131.19 | 2 | 0
2030 | PJM_ROR_2_MISO_MI | PJM_ROR | MISO_MI | Internal | Summer | B6 | 300 | 1305 | 0 | 109.25 | 107.26 | 2 | 0
2030 | PJM_ROR_2_MISO_MI | PJM_ROR | MISO_MI | Internal | Summer | B7 | 400 | 1305 | 0 | 103.27 | 101.27 | 2 | 0
2030 | PJM_ROR_2_MISO_MI | PJM_ROR | MISO_MI | Internal | Summer | B8 | 500 | 1305 | 0 | 94.16 | 92.16 | 2 | 0
2030 | PJM_ROR_2_MISO_MI | PJM_ROR | MISO_MI | Internal | Summer | B9 | 800 | 1305 | 0 | 85.79 | 83.79 | 2 | 0
2030 | PJM_ROR_2_MISO_MI | PJM_ROR | MISO_MI | Internal | Summer | B10 | 1262 | 1305 | 0 | 76.99 | 75.34 | 2 | 0
2030 | PJM_ROR_2_MISO_MI | PJM_ROR | MISO_MI | Internal | Winter | B16 | 25 | 1305 | 0 | 95.92 | 93.94 | 2 | 0
2030 | PJM_ROR_2_MISO_MI | PJM_ROR | MISO_MI | Internal | Winter | B17 | 100 | 1305 | 0 | 95.92 | 91.01 | 2 | 0
2030 | PJM_ROR_2_MISO_MI | PJM_ROR | MISO_MI | Internal | Winter | B18 | 400 | 1305 | 0 | 93.08 | 90.81 | 2 | 0
2030 | PJM_ROR_2_MISO_MI | PJM_ROR | MISO_MI | Internal | Winter | B19 | 700 | 1305 | 0 | 93.08 | 90.81 | 2 | 0
2030 | PJM_ROR_2_MISO_MI | PJM_ROR | MISO_MI | Internal | Winter | B20 | 935 | 1305 | 0 | 81.8 | 79.81 | 2 | 0
2030 | PJM_ROR_2_MISO_MO-IL | PJM_ROR | MISO_MO-IL | Internal | Shoulder | B11 | 25 | 1111 | 0 | 95.15 | 93.17 | 2 | 0
2030 | PJM_ROR_2_MISO_MO-IL | PJM_ROR | MISO_MO-IL | Internal | Shoulder | B12 | 200 | 1111 | 0 | 89.83 | 87.83 | 2 | 0
2030 | PJM_ROR_2_MISO_MO-IL | PJM_ROR | MISO_MO-IL | Internal | Shoulder | B13 | 600 | 1111 | 0 | 89.83 | 87.82 | 2 | 0
2030 | PJM_ROR_2_MISO_MO-IL | PJM_ROR | MISO_MO-IL | Internal | Shoulder | B14 | 900 | 1111 | 0 | 89.83 | 87.81 | 2 | 0
2030 | PJM_ROR_2_MISO_MO-IL | PJM_ROR | MISO_MO-IL | Internal | Shoulder | B15 | 1203 | 1111 | 0 | 78.66 | 77.06 | 2 | 0
2030 | PJM_ROR_2_MISO_MO-IL | PJM_ROR | MISO_MO-IL | Internal | Summer | B1 | 10 | 1111 | 339.05 | 142.12 | 144.12 | 2 | 0
2030 | PJM_ROR_2_MISO_MO-IL | PJM_ROR | MISO_MO-IL | Internal | Summer | B2 | 25 | 1111 | 0 | 140.39 | 141.37 | 2 | 0
2030 | PJM_ROR_2_MISO_MO-IL | PJM_ROR | MISO_MO-IL | Internal | Summer | B3 | 75 | 1111 | 0 | 140.39 | 141.52 | 2 | 0
2030 | PJM_ROR_2_MISO_MO-IL | PJM_ROR | MISO_MO-IL | Internal | Summer | B4 | 100 | 1111 | 381.28 | 138.86 | 140.86 | 2 | 0
2030 | PJM_ROR_2_MISO_MO-IL | PJM_ROR | MISO_MO-IL | Internal | Summer | B5 | 200 | 1111 | 1111 | 133.19 | 140.7 | 2 | 5.51
2030 | PJM_ROR_2_MISO_MO-IL | PJM_ROR | MISO_MO-IL | Internal | Summer | B6 | 300 | 1111 | 856.39 | 109.25 | 111.25 | 2 | 0
2030 | PJM_ROR_2_MISO_MO-IL | PJM_ROR | MISO_MO-IL | Internal | Summer | B7 | 400 | 1111 | 0 | 103.27 | 101.27 | 2 | 0
2030 | PJM_ROR_2_MISO_MO-IL | PJM_ROR | MISO_MO-IL | Internal | Summer | B8 | 500 | 1111 | 0 | 94.16 | 92.16 | 2 | 0
2030 | PJM_ROR_2_MISO_MO-IL | PJM_ROR | MISO_MO-IL | Internal | Summer | B9 | 800 | 1111 | 0 | 85.79 | 83.79 | 2 | 0
2030 | PJM_ROR_2_MISO_MO-IL | PJM_ROR | MISO_MO-IL | Internal | Summer | B10 | 1262 | 1111 | 0 | 76.99 | 75.34 | 2 | 0
2030 | PJM_ROR_2_MISO_MO-IL | PJM_ROR | MISO_MO-IL | Internal | Winter | B16 | 25 | 1111 | 0 | 95.92 | 93.92 | 2 | 0
2030 | PJM_ROR_2_MISO_MO-IL | PJM_ROR | MISO_MO-IL | Internal | Winter | B17 | 100 | 1111 | 0 | 95.92 | 91.01 | 2 | 0
2030 | PJM_ROR_2_MISO_MO-IL | PJM_ROR | MISO_MO-IL | Internal | Winter | B18 | 400 | 1111 | 0 | 93.08 | 90.81 | 2 | 0
2030 | PJM_ROR_2_MISO_MO-IL | PJM_ROR | MISO_MO-IL | Internal | Winter | B19 | 700 | 1111 | 0 | 93.08 | 90.79 | 2 | 0
2030 | PJM_ROR_2_MISO_MO-IL | PJM_ROR | MISO_MO-IL | Internal | Winter | B20 | 935 | 1111 | 0 | 81.8 | 79.81 | 2 | 0
2030 | PJM_ROR_2_MISO_W | PJM_ROR | MISO_W | Internal | Shoulder | B11 | 25 | 709 | 0 | 95.15 | 93.15 | 2 | 0
2030 | PJM_ROR_2_MISO_W | PJM_ROR | MISO_W | Internal | Shoulder | B12 | 200 | 709 | 0 | 89.83 | 85.05 | 2 | 0
2030 | PJM_ROR_2_MISO_W | PJM_ROR | MISO_W | Internal | Shoulder | B13 | 600 | 709 | 0 | 89.83 | 75.82 | 2 | 0
2030 | PJM_ROR_2_MISO_W | PJM_ROR | MISO_W | Internal | Shoulder | B14 | 900 | 709 | 0 | 89.83 | 71.82 | 2 | 0
2030 | PJM_ROR_2_MISO_W | PJM_ROR | MISO_W | Internal | Shoulder | B15 | 1203 | 709 | 0 | 78.66 | 71.15 | 2 | 0
2030 | PJM_ROR_2_MISO_W | PJM_ROR | MISO_W | Internal | Summer | B1 | 10 | 709 | 0 | 142.12 | 144.11 | 2 | 0
2030 | PJM_ROR_2_MISO_W | PJM_ROR | MISO_W | Internal | Summer | B2 | 25 | 709 | 0 | 140.39 | 141.36 | 2 | 0
2030 | PJM_ROR_2_MISO_W | PJM_ROR | MISO_W | Internal | Summer | B3 | 75 | 709 | 0 | 140.39 | 141.53 | 2 | 0
2030 | PJM_ROR_2_MISO_W | PJM_ROR | MISO_W | Internal | Summer | B4 | 100 | 709 | 544.27 | 138.86 | 140.86 | 2 | 0
2030 | PJM_ROR_2_MISO_W | PJM_ROR | MISO_W | Internal | Summer | B5 | 200 | 709 | 709 | 133.19 | 140.69 | 2 | 5.5
2030 | PJM_ROR_2_MISO_W | PJM_ROR | MISO_W | Internal | Summer | B6 | 300 | 709 | 328.91 | 109.25 | 111.25 | 2 | 0
2030 | PJM_ROR_2_MISO_W | PJM_ROR | MISO_W | Internal | Summer | B7 | 400 | 709 | 0 | 103.27 | 101.26 | 2 | 0
2030 | PJM_ROR_2_MISO_W | PJM_ROR | MISO_W | Internal | Summer | B8 | 500 | 709 | 0 | 94.16 | 81.7 | 2 | 0
2030 | PJM_ROR_2_MISO_W | PJM_ROR | MISO_W | Internal | Summer | B9 | 800 | 709 | 0 | 85.79 | 81.47 | 2 | 0
2030 | PJM_ROR_2_MISO_W | PJM_ROR | MISO_W | Internal | Summer | B10 | 1262 | 709 | 0 | 76.99 | 70.39 | 2 | 0
2030 | PJM_ROR_2_MISO_W | PJM_ROR | MISO_W | Internal | Winter | B16 | 25 | 709 | 0 | 95.92 | 74.06 | 2 | 0
2030 | PJM_ROR_2_MISO_W | PJM_ROR | MISO_W | Internal | Winter | B17 | 100 | 709 | 0 | 95.92 | 74.73 | 2 | 0
2030 | PJM_ROR_2_MISO_W | PJM_ROR | MISO_W | Internal | Winter | B18 | 400 | 709 | 0 | 93.08 | 77.48 | 2 | 0
2030 | PJM_ROR_2_MISO_W | PJM_ROR | MISO_W | Internal | Winter | B19 | 700 | 709 | 0 | 93.08 | 77.48 | 2 | 0
2030 | PJM_ROR_2_MISO_W | PJM_ROR | MISO_W | Internal | Winter | B20 | 935 | 709 | 0 | 81.8 | 74.06 | 2 | 0
2030 | PJM_ROR_2_MISO_WUMS | PJM_ROR | MISO_WUMS | Internal | Shoulder | B11 | 25 | 1467 | 0 | 95.15 | 93.15 | 2 | 0
2030 | PJM_ROR_2_MISO_WUMS | PJM_ROR | MISO_WUMS | Internal | Shoulder | B12 | 200 | 1467 | 0 | 89.83 | 87.6 | 2 | 0
2030 | PJM_ROR_2_MISO_WUMS | PJM_ROR | MISO_WUMS | Internal | Shoulder | B13 | 600 | 1467 | 0 | 89.83 | 87.35 | 2 | 0
2030 | PJM_ROR_2_MISO_WUMS | PJM_ROR | MISO_WUMS | Internal | Shoulder | B14 | 900 | 1467 | 0 | 89.83 | 87.35 | 2 | 0
2030 | PJM_ROR_2_MISO_WUMS | PJM_ROR | MISO_WUMS | Internal | Shoulder | B15 | 1203 | 1467 | 0 | 78.66 | 75.72 | 2 | 0
2030 | PJM_ROR_2_MISO_WUMS | PJM_ROR | MISO_WUMS | Internal | Summer | B1 | 10 | 1467 | 0 | 142.12 | 135.13 | 2 | 0
2030 | PJM_ROR_2_MISO_WUMS | PJM_ROR | MISO_WUMS | Internal | Summer | B2 | 25 | 1467 | 0 | 140.39 | 135.13 | 2 | 0
2030 | PJM_ROR_2_MISO_WUMS | PJM_ROR | MISO_WUMS | Internal | Summer | B3 | 75 | 1467 | 0 | 140.39 | 135.13 | 2 | 0
2030 | PJM_ROR_2_MISO_WUMS | PJM_ROR | MISO_WUMS | Internal | Summer | B4 | 100 | 1467 | 0 | 138.86 | 135.13 | 2 | 0
2030 | PJM_ROR_2_MISO_WUMS | PJM_ROR | MISO_WUMS | Internal | Summer | B5 | 200 | 1467 | 0 | 133.19 | 131.19 | 2 | 0
2030 | PJM_ROR_2_MISO_WUMS | PJM_ROR | MISO_WUMS | Internal | Summer | B6 | 300 | 1467 | 0 | 109.25 | 107.25 | 2 | 0
2030 | PJM_ROR_2_MISO_WUMS | PJM_ROR | MISO_WUMS | Internal | Summer | B7 | 400 | 1467 | 0 | 103.27 | 101.26 | 2 | 0
2030 | PJM_ROR_2_MISO_WUMS | PJM_ROR | MISO_WUMS | Internal | Summer | B8 | 500 | 1467 | 0 | 94.16 | 85.76 | 2 | 0
2030 | PJM_ROR_2_MISO_WUMS | PJM_ROR | MISO_WUMS | Internal | Summer | B9 | 800 | 1467 | 0 | 85.79 | 83.78 | 2 | 0
2030 | PJM_ROR_2_MISO_WUMS | PJM_ROR | MISO_WUMS | Internal | Summer | B10 | 1262 | 1467 | 0 | 76.99 | 74.34 | 2 | 0
2030 | PJM_ROR_2_MISO_WUMS | PJM_ROR | MISO_WUMS | Internal | Winter | B16 | 25 | 1467 | 0 | 95.92 | 93.92 | 2 | 0
2030 | PJM_ROR_2_MISO_WUMS | PJM_ROR | MISO_WUMS | Internal | Winter | B17 | 100 | 1467 | 0 | 95.92 | 91 | 2 | 0
2030 | PJM_ROR_2_MISO_WUMS | PJM_ROR | MISO_WUMS | Internal | Winter | B18 | 400 | 1467 | 0 | 93.08 | 90.44 | 2 | 0
2030 | PJM_ROR_2_MISO_WUMS | PJM_ROR | MISO_WUMS | Internal | Winter | B19 | 700 | 1467 | 0 | 93.08 | 90.44 | 2 | 0
2030 | PJM_ROR_2_MISO_WUMS | PJM_ROR | MISO_WUMS | Internal | Winter | B20 | 935 | 1467 | 0 | 81.8 | 78.33 | 2 | 0
2030 | PJM_ROR_2_PJM_ROM | PJM_ROR | PJM_ROM | Internal | Shoulder | B11 | 25 | 8000 | 8000 | 95.15 | 95.32 | 0.01 | 0.15
2030 | PJM_ROR_2_PJM_ROM | PJM_ROR | PJM_ROM | Internal | Shoulder | B12 | 200 | 8000 | 8000 | 89.83 | 93.75 | 0.01 | 3.91
2030 | PJM_ROR_2_PJM_ROM | PJM_ROR | PJM_ROM | Internal | Shoulder | B13 | 600 | 8000 | 8000 | 89.83 | 93.75 | 0.01 | 3.91
2030 | PJM_ROR_2_PJM_ROM | PJM_ROR | PJM_ROM | Internal | Shoulder | B14 | 900 | 8000 | 7965.23 | 89.83 | 89.84 | 0.01 | 0
2030 | PJM_ROR_2_PJM_ROM | PJM_ROR | PJM_ROM | Internal | Shoulder | B15 | 1203 | 8000 | 8000 | 78.66 | 83.13 | 0.01 | 4.46
2030 | PJM_ROR_2_PJM_ROM | PJM_ROR | PJM_ROM | Internal | Summer | B1 | 10 | 8000 | 8000 | 142.12 | 194.21 | 0.01 | 52.08
2030 | PJM_ROR_2_PJM_ROM | PJM_ROR | PJM_ROM | Internal | Summer | B2 | 25 | 8000 | 7771.13 | 140.39 | 140.4 | 0.01 | 0
2030 | PJM_ROR_2_PJM_ROM | PJM_ROR | PJM_ROM | Internal | Summer | B3 | 75 | 8000 | 2028.61 | 140.39 | 140.4 | 0.01 | 0
2030 | PJM_ROR_2_PJM_ROM | PJM_ROR | PJM_ROM | Internal | Summer | B4 | 100 | 8000 | 0 | 138.86 | 138.85 | 0.01 | 0
2030 | PJM_ROR_2_PJM_ROM | PJM_ROR | PJM_ROM | Internal | Summer | B5 | 200 | 8000 | 146.11 | 133.19 | 133.2 | 0.01 | 0
2030 | PJM_ROR_2_PJM_ROM | PJM_ROR | PJM_ROM | Internal | Summer | B6 | 300 | 8000 | 4503.88 | 109.25 | 109.26 | 0.01 | 0
2030 | PJM_ROR_2_PJM_ROM | PJM_ROR | PJM_ROM | Internal | Summer | B7 | 400 | 8000 | 2043.15 | 103.27 | 103.28 | 0.01 | 0
2030 | PJM_ROR_2_PJM_ROM | PJM_ROR | PJM_ROM | Internal | Summer | B8 | 500 | 8000 | 4130.56 | 94.16 | 94.18 | 0.01 | 0
2030 | PJM_ROR_2_PJM_ROM | PJM_ROR | PJM_ROM | Internal | Summer | B9 | 800 | 8000 | 6181.85 | 85.79 | 85.8 | 0.01 | 0
2030 | PJM_ROR_2_PJM_ROM | PJM_ROR | PJM_ROM | Internal | Summer | B10 | 1262 | 8000 | 7812.55 | 76.99 | 77 | 0.01 | 0
2030 | PJM_ROR_2_PJM_ROM | PJM_ROR | PJM_ROM | Internal | Winter | B16 | 25 | 8000 | 8000 | 95.92 | 102.26 | 0.01 | 6.33
2030 | PJM_ROR_2_PJM_ROM | PJM_ROR | PJM_ROM | Internal | Winter | B17 | 100 | 8000 | 8000 | 95.92 | 100.48 | 0.01 | 4.55
2030 | PJM_ROR_2_PJM_ROM | PJM_ROR | PJM_ROM | Internal | Winter | B18 | 400 | 8000 | 8000 | 93.08 | 98.4 | 0.01 | 5.3
2030 | PJM_ROR_2_PJM_ROM | PJM_ROR | PJM_ROM | Internal | Winter | B19 | 700 | 8000 | 8000 | 93.08 | 96.49 | 0.01 | 3.4
2030 | PJM_ROR_2_PJM_ROM | PJM_ROR | PJM_ROM | Internal | Winter | B20 | 935 | 8000 | 8000 | 81.8 | 87.08 | 0.01 | 5.27
2030 | PJM_ROR_2_TVA_Transmission | PJM_ROR | TVA_Transmission | Internal | Shoulder | B11 | 25 | 2500 | 733.95 | 95.15 | 101.15 | 6 | 0
2030 | PJM_ROR_2_TVA_Transmission | PJM_ROR | TVA_Transmission | Internal | Shoulder | B12 | 200 | 2500 | 0 | 89.83 | 93.72 | 6 | 0
2030 | PJM_ROR_2_TVA_Transmission | PJM_ROR | TVA_Transmission | Internal | Shoulder | B13 | 600 | 2500 | 0 | 89.83 | 92.38 | 6 | 0
2030 | PJM_ROR_2_TVA_Transmission | PJM_ROR | TVA_Transmission | Internal | Shoulder | B14 | 900 | 2500 | 0 | 89.83 | 92.38 | 6 | 0
2030 | PJM_ROR_2_TVA_Transmission | PJM_ROR | TVA_Transmission | Internal | Shoulder | B15 | 1203 | 2500 | 1982.83 | 78.66 | 84.66 | 6 | 0
2030 | PJM_ROR_2_TVA_Transmission | PJM_ROR | TVA_Transmission | Internal | Summer | B1 | 10 | 2500 | 2500 | 142.12 | 152.12 | 6 | 4
2030 | PJM_ROR_2_TVA_Transmission | PJM_ROR | TVA_Transmission | Internal | Summer | B2 | 25 | 2500 | 2500 | 140.39 | 149.37 | 6 | 2.99
2030 | PJM_ROR_2_TVA_Transmission | PJM_ROR | TVA_Transmission | Internal | Summer | B3 | 75 | 2500 | 1408.86 | 140.39 | 146.39 | 6 | 0
2030 | PJM_ROR_2_TVA_Transmission | PJM_ROR | TVA_Transmission | Internal | Summer | B4 | 100 | 2500 | 565.23 | 138.86 | 144.86 | 6 | 0
2030 | PJM_ROR_2_TVA_Transmission | PJM_ROR | TVA_Transmission | Internal | Summer | B5 | 200 | 2500 | 1912.21 | 133.19 | 139.19 | 6 | 0
2030 | PJM_ROR_2_TVA_Transmission | PJM_ROR | TVA_Transmission | Internal | Summer | B6 | 300 | 2500 | 0 | 109.25 | 113.17 | 6 | 0
2030 | PJM_ROR_2_TVA_Transmission | PJM_ROR | TVA_Transmission | Internal | Summer | B7 | 400 | 2500 | 0 | 103.27 | 101.99 | 6 | 0
2030 | PJM_ROR_2_TVA_Transmission | PJM_ROR | TVA_Transmission | Internal | Summer | B8 | 500 | 2500 | 0 | 94.16 | 95.14 | 6 | 0
2030 | PJM_ROR_2_TVA_Transmission | PJM_ROR | TVA_Transmission | Internal | Summer | B9 | 800 | 2500 | 0 | 85.79 | 90.33 | 6 | 0
2030 | PJM_ROR_2_TVA_Transmission | PJM_ROR | TVA_Transmission | Internal | Summer | B10 | 1262 | 2500 | 0 | 76.99 | 81.06 | 6 | 0
2030 | PJM_ROR_2_TVA_Transmission | PJM_ROR | TVA_Transmission | Internal | Winter | B16 | 25 | 2500 | 1135.72 | 95.92 | 101.92 | 6 | 0
2030 | PJM_ROR_2_TVA_Transmission | PJM_ROR | TVA_Transmission | Internal | Winter | B17 | 100 | 2500 | 0 | 95.92 | 97.81 | 6 | 0
2030 | PJM_ROR_2_TVA_Transmission | PJM_ROR | TVA_Transmission | Internal | Winter | B18 | 400 | 2500 | 0 | 93.08 | 95.94 | 6 | 0
2030 | PJM_ROR_2_TVA_Transmission | PJM_ROR | TVA_Transmission | Internal | Winter | B19 | 700 | 2500 | 0 | 93.08 | 95.13 | 6 | 0
2030 | PJM_ROR_2_TVA_Transmission | PJM_ROR | TVA_Transmission | Internal | Winter | B20 | 935 | 2500 | 1070.39 | 81.8 | 87.8 | 6 | 0
2030 | PJM_ROR_2_VACAR | PJM_ROR | VACAR | Internal | Shoulder | B11 | 25 | 3000 | 3000 | 95.15 | 103.15 | 6 | 2
2030 | PJM_ROR_2_VACAR | PJM_ROR | VACAR | Internal | Shoulder | B12 | 200 | 3000 | 764.46 | 89.83 | 95.83 | 6 | 0
2030 | PJM_ROR_2_VACAR | PJM_ROR | VACAR | Internal | Shoulder | B13 | 600 | 3000 | 0 | 89.83 | 85.38 | 6 | 0
2030 | PJM_ROR_2_VACAR | PJM_ROR | VACAR | Internal | Shoulder | B14 | 900 | 3000 | 0 | 89.83 | 85.38 | 6 | 0
2030 | PJM_ROR_2_VACAR | PJM_ROR | VACAR | Internal | Shoulder | B15 | 1203 | 3000 | 0 | 78.66 | 82.83 | 6 | 0
2030 | PJM_ROR_2_VACAR | PJM_ROR | VACAR | Internal | Summer | B1 | 10 | 3000 | 3000 | 142.12 | 153.01 | 6 | 4.89
2030 | PJM_ROR_2_VACAR | PJM_ROR | VACAR | Internal | Summer | B2 | 25 | 3000 | 3000 | 140.39 | 151.39 | 6 | 5
2030 | PJM_ROR_2_VACAR | PJM_ROR | VACAR | Internal | Summer | B3 | 75 | 3000 | 3000 | 140.39 | 151.39 | 6 | 5
2030 | PJM_ROR_2_VACAR | PJM_ROR | VACAR | Internal | Summer | B4 | 100 | 3000 | 3000 | 138.86 | 151.39 | 6 | 6.52
2030 | PJM_ROR_2_VACAR | PJM_ROR | VACAR | Internal | Summer | B5 | 200 | 3000 | 3000 | 133.19 | 146.65 | 6 | 7.46
2030 | PJM_ROR_2_VACAR | PJM_ROR | VACAR | Internal | Summer | B6 | 300 | 3000 | 1073.54 | 109.25 | 115.25 | 6 | 0
2030 | PJM_ROR_2_VACAR | PJM_ROR | VACAR | Internal | Summer | B7 | 400 | 3000 | 515.91 | 103.27 | 109.27 | 6 | 0
2030 | PJM_ROR_2_VACAR | PJM_ROR | VACAR | Internal | Summer | B8 | 500 | 3000 | 0 | 94.16 | 93.42 | 6 | 0
2030 | PJM_ROR_2_VACAR | PJM_ROR | VACAR | Internal | Summer | B9 | 800 | 3000 | 0 | 85.79 | 82.7 | 6 | 0
2030 | PJM_ROR_2_VACAR | PJM_ROR | VACAR | Internal | Summer | B10 | 1262 | 3000 | 0 | 76.99 | 80.87 | 6 | 0
2030 | PJM_ROR_2_VACAR | PJM_ROR | VACAR | Internal | Winter | B16 | 25 | 3000 | 3000 | 95.92 | 118.66 | 6 | 16.74
2030 | PJM_ROR_2_VACAR | PJM_ROR | VACAR | Internal | Winter | B17 | 100 | 3000 | 3000 | 95.92 | 105.54 | 6 | 3.63
2030 | PJM_ROR_2_VACAR | PJM_ROR | VACAR | Internal | Winter | B18 | 400 | 3000 | 0 | 93.08 | 91.13 | 6 | 0
2030 | PJM_ROR_2_VACAR | PJM_ROR | VACAR | Internal | Winter | B19 | 700 | 3000 | 0 | 93.08 | 88.54 | 6 | 0
2030 | PJM_ROR_2_VACAR | PJM_ROR | VACAR | Internal | Winter | B20 | 935 | 3000 | 0 | 81.8 | 87.21 | 6 | 0
2030 | PJM_ROM_2_NYISO_A-F | PJM_ROM | NYISO_A-F | Internal | Shoulder | B11 | 25 | 2000 | 0 | 95.32 | 87.32 | 6 | 0
2030 | PJM_ROM_2_NYISO_A-F | PJM_ROM | NYISO_A-F | Internal | Shoulder | B12 | 200 | 2000 | 0 | 93.75 | 87.32 | 6 | 0
2030 | PJM_ROM_2_NYISO_A-F | PJM_ROM | NYISO_A-F | Internal | Shoulder | B13 | 600 | 2000 | 0 | 93.75 | 85.99 | 6 | 0
2030 | PJM_ROM_2_NYISO_A-F | PJM_ROM | NYISO_A-F | Internal | Shoulder | B14 | 900 | 2000 | 0 | 89.84 | 84.89 | 6 | 0
2030 | PJM_ROM_2_NYISO_A-F | PJM_ROM | NYISO_A-F | Internal | Shoulder | B15 | 1203 | 2000 | 0 | 83.13 | 84.89 | 6 | 0
2030 | PJM_ROM_2_NYISO_A-F | PJM_ROM | NYISO_A-F | Internal | Summer | B1 | 10 | 2000 | 0 | 194.21 | 103.1 | 6 | 0
2030 | PJM_ROM_2_NYISO_A-F | PJM_ROM | NYISO_A-F | Internal | Summer | B2 | 25 | 2000 | 0 | 140.4 | 113.04 | 6 | 0
2030 | PJM_ROM_2_NYISO_A-F | PJM_ROM | NYISO_A-F | Internal | Summer | B3 | 75 | 2000 | 0 | 140.4 | 113.04 | 6 | 0
2030 | PJM_ROM_2_NYISO_A-F | PJM_ROM | NYISO_A-F | Internal | Summer | B4 | 100 | 2000 | 0 | 138.85 | 106.35 | 6 | 0
2030 | PJM_ROM_2_NYISO_A-F | PJM_ROM | NYISO_A-F | Internal | Summer | B5 | 200 | 2000 | 0 | 133.2 | 103.1 | 6 | 0
2030 | PJM_ROM_2_NYISO_A-F | PJM_ROM | NYISO_A-F | Internal | Summer | B6 | 300 | 2000 | 0 | 109.26 | 96.87 | 6 | 0
2030 | PJM_ROM_2_NYISO_A-F | PJM_ROM | NYISO_A-F | Internal | Summer | B7 | 400 | 2000 | 0 | 103.28 | 94.98 | 6 | 0
2030 | PJM_ROM_2_NYISO_A-F | PJM_ROM | NYISO_A-F | Internal | Summer | B8 | 500 | 2000 | 0 | 94.18 | 86.15 | 6 | 0
2030 | PJM_ROM_2_NYISO_A-F | PJM_ROM | NYISO_A-F | Internal | Summer | B9 | 800 | 2000 | 0 | 85.8 | 83 | 6 | 0
2030 | PJM_ROM_2_NYISO_A-F | PJM_ROM | NYISO_A-F | Internal | Summer | B10 | 1262 | 2000 | 352.42 | 77 | 83 | 6 | 0
2030 | PJM_ROM_2_NYISO_A-F | PJM_ROM | NYISO_A-F | Internal | Winter | B16 | 25 | 2000 | 0 | 102.26 | 90.4 | 6 | 0
2030 | PJM_ROM_2_NYISO_A-F | PJM_ROM | NYISO_A-F | Internal | Winter | B17 | 100 | 2000 | 0 | 100.48 | 90.4 | 6 | 0
2030 | PJM_ROM_2_NYISO_A-F | PJM_ROM | NYISO_A-F | Internal | Winter | B18 | 400 | 2000 | 0 | 98.4 | 90.4 | 6 | 0
2030 | PJM_ROM_2_NYISO_A-F | PJM_ROM | NYISO_A-F | Internal | Winter | B19 | 700 | 2000 | 0 | 96.49 | 90.4 | 6 | 0
2030 | PJM_ROM_2_NYISO_A-F | PJM_ROM | NYISO_A-F | Internal | Winter | B20 | 935 | 2000 | 0 | 87.08 | 90.4 | 6 | 0
2030 | PJM_ROM_2_PJM_E | PJM_ROM | PJM_E | Internal | Shoulder | B11 | 25 | 8000 | 659.26 | 95.32 | 95.33 | 0.01 | 0
2030 | PJM_ROM_2_PJM_E | PJM_ROM | PJM_E | Internal | Shoulder | B12 | 200 | 8000 | 384.91 | 93.75 | 93.77 | 0.01 | 0
2030 | PJM_ROM_2_PJM_E | PJM_ROM | PJM_E | Internal | Shoulder | B13 | 600 | 8000 | 1278.81 | 93.75 | 93.77 | 0.01 | 0
2030 | PJM_ROM_2_PJM_E | PJM_ROM | PJM_E | Internal | Shoulder | B14 | 900 | 8000 | 292.48 | 89.84 | 89.86 | 0.01 | 0
2030 | PJM_ROM_2_PJM_E | PJM_ROM | PJM_E | Internal | Shoulder | B15 | 1203 | 8000 | 1491.97 | 83.13 | 83.14 | 0.01 | 0
2030 | PJM_ROM_2_PJM_E | PJM_ROM | PJM_E | Internal | Summer | B1 | 10 | 8000 | 4803.43 | 194.21 | 194.22 | 0.01 | 0
2030 | PJM_ROM_2_PJM_E | PJM_ROM | PJM_E | Internal | Summer | B2 | 25 | 8000 | 4847.46 | 140.4 | 140.41 | 0.01 | 0
2030 | PJM_ROM_2_PJM_E | PJM_ROM | PJM_E | Internal | Summer | B3 | 75 | 8000 | 1050.23 | 140.4 | 140.41 | 0.01 | 0
2030 | PJM_ROM_2_PJM_E | PJM_ROM | PJM_E | Internal | Summer | B4 | 100 | 8000 | 0 | 138.85 | 138.84 | 0.01 | 0
2030 | PJM_ROM_2_PJM_E | PJM_ROM | PJM_E | Internal | Summer | B5 | 200 | 8000 | 0 | 133.2 | 133.19 | 0.01 | 0
2030 | PJM_ROM_2_PJM_E | PJM_ROM | PJM_E | Internal | Summer | B6 | 300 | 8000 | 1158.51 | 109.26 | 109.27 | 0.01 | 0
2030 | PJM_ROM_2_PJM_E | PJM_ROM | PJM_E | Internal | Summer | B7 | 400 | 8000 | 0 | 103.28 | 103.27 | 0.01 | 0
2030 | PJM_ROM_2_PJM_E | PJM_ROM | PJM_E | Internal | Summer | B8 | 500 | 8000 | 0 | 94.18 | 94.16 | 0.01 | 0
2030 | PJM_ROM_2_PJM_E | PJM_ROM | PJM_E | Internal | Summer | B9 | 800 | 8000 | 606.76 | 85.8 | 85.81 | 0.01 | 0
2030 | PJM_ROM_2_PJM_E | PJM_ROM | PJM_E | Internal | Summer | B10 | 1262 | 8000 | 1936.01 | 77 | 77.01 | 0.01 | 0
2030 | PJM_ROM_2_PJM_E | PJM_ROM | PJM_E | Internal | Winter | B16 | 25 | 8000 | 2495.38 | 102.26 | 102.27 | 0.01 | 0
2030 | PJM_ROM_2_PJM_E | PJM_ROM | PJM_E | Internal | Winter | B17 | 100 | 8000 | 3523.93 | 100.48 | 100.49 | 0.01 | 0
2030 | PJM_ROM_2_PJM_E | PJM_ROM | PJM_E | Internal | Winter | B18 | 400 | 8000 | 3416.41 | 98.4 | 98.41 | 0.01 | 0
2030 | PJM_ROM_2_PJM_E | PJM_ROM | PJM_E | Internal | Winter | B19 | 700 | 8000 | 1961.65 | 96.49 | 96.5 | 0.01 | 0
2030 | PJM_ROM_2_PJM_E | PJM_ROM | PJM_E | Internal | Winter | B20 | 935 | 8000 | 2084.2 | 87.08 | 87.09 | 0.01 | 0
2030 | PJM_ROM_2_PJM_ROR | PJM_ROM | PJM_ROR | Internal | Shoulder | B11 | 25 | 8000 | 0 | 95.32 | 95.15 | 0.01 | 0
2030 | PJM_ROM_2_PJM_ROR | PJM_ROM | PJM_ROR | Internal | Shoulder | B12 | 200 | 8000 | 0 | 93.75 | 89.83 | 0.01 | 0
2030 | PJM_ROM_2_PJM_ROR | PJM_ROM | PJM_ROR | Internal | Shoulder | B13 | 600 | 8000 | 0 | 93.75 | 89.83 | 0.01 | 0
2030 | PJM_ROM_2_PJM_ROR | PJM_ROM | PJM_ROR | Internal | Shoulder | B14 | 900 | 8000 | 0 | 89.84 | 89.83 | 0.01 | 0
2030 | PJM_ROM_2_PJM_ROR | PJM_ROM | PJM_ROR | Internal | Shoulder | B15 | 1203 | 8000 | 0 | 83.13 | 78.66 | 0.01 | 0
2030 | PJM_ROM_2_PJM_ROR | PJM_ROM | PJM_ROR | Internal | Summer | B1 | 10 | 8000 | 0 | 194.21 | 142.12 | 0.01 | 0
2030 | PJM_ROM_2_PJM_ROR | PJM_ROM | PJM_ROR | Internal | Summer | B2 | 25 | 8000 | 0 | 140.4 | 140.39 | 0.01 | 0
2030 | PJM_ROM_2_PJM_ROR | PJM_ROM | PJM_ROR | Internal | Summer | B3 | 75 | 8000 | 0 | 140.4 | 140.39 | 0.01 | 0
2030 | PJM_ROM_2_PJM_ROR | PJM_ROM | PJM_ROR | Internal | Summer | B4 | 100 | 8000 | 250.24 | 138.85 | 138.86 | 0.01 | 0
2030 | PJM_ROM_2_PJM_ROR | PJM_ROM | PJM_ROR | Internal | Summer | B5 | 200 | 8000 | 0 | 133.2 | 133.19 | 0.01 | 0
2030 | PJM_ROM_2_PJM_ROR | PJM_ROM | PJM_ROR | Internal | Summer | B6 | 300 | 8000 | 0 | 109.26 | 109.25 | 0.01 | 0
2030 | PJM_ROM_2_PJM_ROR | PJM_ROM | PJM_ROR | Internal | Summer | B7 | 400 | 8000 | 0 | 103.28 | 103.27 | 0.01 | 0
2030 | PJM_ROM_2_PJM_ROR | PJM_ROM | PJM_ROR | Internal | Summer | B8 | 500 | 8000 | 0 | 94.18 | 94.16 | 0.01 | 0
2030 | PJM_ROM_2_PJM_ROR | PJM_ROM | PJM_ROR | Internal | Summer | B9 | 800 | 8000 | 0 | 85.8 | 85.79 | 0.01 | 0
2030 | PJM_ROM_2_PJM_ROR | PJM_ROM | PJM_ROR | Internal | Summer | B10 | 1262 | 8000 | 0 | 77 | 76.99 | 0.01 | 0
2030 | PJM_ROM_2_PJM_ROR | PJM_ROM | PJM_ROR | Internal | Winter | B16 | 25 | 8000 | 0 | 102.26 | 95.92 | 0.01 | 0
2030 | PJM_ROM_2_PJM_ROR | PJM_ROM | PJM_ROR | Internal | Winter | B17 | 100 | 8000 | 0 | 100.48 | 95.92 | 0.01 | 0
2030 | PJM_ROM_2_PJM_ROR | PJM_ROM | PJM_ROR | Internal | Winter | B18 | 400 | 8000 | 0 | 98.4 | 93.08 | 0.01 | 0
2030 | PJM_ROM_2_PJM_ROR | PJM_ROM | PJM_ROR | Internal | Winter | B19 | 700 | 8000 | 0 | 96.49 | 93.08 | 0.01 | 0
2030 | PJM_ROM_2_PJM_ROR | PJM_ROM | PJM_ROR | Internal | Winter | B20 | 935 | 8000 | 0 | 87.08 | 81.8 | 0.01 | 0
2030 | SOCO_2_ENT | SOCO | ENT | Internal | Shoulder | B11 | 25 | 2400 | 0 | 110.15 | 101.17 | 10 | 0
2030 | SOCO_2_ENT | SOCO | ENT | Internal | Shoulder | B12 | 200 | 2400 | 0 | 92.38 | 93.53 | 10 | 0
2030 | SOCO_2_ENT | SOCO | ENT | Internal | Shoulder | B13 | 600 | 2400 | 0 | 92.38 | 90.37 | 10 | 0
2030 | SOCO_2_ENT | SOCO | ENT | Internal | Shoulder | B14 | 900 | 2400 | 0 | 92.38 | 90.37 | 10 | 0
2030 | SOCO_2_ENT | SOCO | ENT | Internal | Shoulder | B15 | 1203 | 2400 | 0 | 92.13 | 85.06 | 10 | 0
2030 | SOCO_2_ENT | SOCO | ENT | Internal | Summer | B1 | 10 | 2400 | 0 | 157.65 | 149.65 | 10 | 0
2030 | SOCO_2_ENT | SOCO | ENT | Internal | Summer | B2 | 25 | 2400 | 0 | 157.37 | 149.37 | 10 | 0
2030 | SOCO_2_ENT | SOCO | ENT | Internal | Summer | B3 | 75 | 2400 | 0 | 152.47 | 148.93 | 10 | 0
2030 | SOCO_2_ENT | SOCO | ENT | Internal | Summer | B4 | 100 | 2400 | 0 | 149.4 | 148.86 | 10 | 0
2030 | SOCO_2_ENT | SOCO | ENT | Internal | Summer | B5 | 200 | 2400 | 0 | 148.19 | 140.19 | 10 | 0
2030 | SOCO_2_ENT | SOCO | ENT | Internal | Summer | B6 | 300 | 2400 | 0 | 119.53 | 111.53 | 10 | 0
2030 | SOCO_2_ENT | SOCO | ENT | Internal | Summer | B7 | 400 | 2400 | 0 | 103.3 | 95.3 | 10 | 0
2030 | SOCO_2_ENT | SOCO | ENT | Internal | Summer | B8 | 500 | 2400 | 0 | 94.21 | 92.56 | 10 | 0
2030 | SOCO_2_ENT | SOCO | ENT | Internal | Summer | B9 | 800 | 2400 | 0 | 90.88 | 91.79 | 10 | 0
2030 | SOCO_2_ENT | SOCO | ENT | Internal | Summer | B10 | 1262 | 2400 | 0 | 87.87 | 83.34 | 10 | 0
2030 | SOCO_2_ENT | SOCO | ENT | Internal | Winter | B16 | 25 | 2400 | 0 | 108.66 | 97.52 | 10 | 0
2030 | SOCO_2_ENT | SOCO | ENT | Internal | Winter | B17 | 100 | 2400 | 0 | 95.54 | 95.3 | 10 | 0
2030 | SOCO_2_ENT | SOCO | ENT | Internal | Winter | B18 | 400 | 2400 | 0 | 95.54 | 93.53 | 10 | 0
2030 | SOCO_2_ENT | SOCO | ENT | Internal | Winter | B19 | 700 | 2400 | 0 | 95.54 | 93.53 | 10 | 0
2030 | SOCO_2_ENT | SOCO | ENT | Internal | Winter | B20 | 935 | 2400 | 0 | 94.21 | 87.81 | 10 | 0
2030 | SOCO_2_FRCC | SOCO | FRCC | Internal | Shoulder | B11 | 25 | 3700 | 916.74 | 110.15 | 120.15 | 10 | 0
2030 | SOCO_2_FRCC | SOCO | FRCC | Internal | Shoulder | B12 | 200 | 3700 | 0 | 92.38 | 97.62 | 10 | 0
2030 | SOCO_2_FRCC | SOCO | FRCC | Internal | Shoulder | B13 | 600 | 3700 | 0 | 92.38 | 97.62 | 10 | 0
2030 | SOCO_2_FRCC | SOCO | FRCC | Internal | Shoulder | B14 | 900 | 3700 | 0 | 92.38 | 97.62 | 10 | 0
2030 | SOCO_2_FRCC | SOCO | FRCC | Internal | Shoulder | B15 | 1203 | 3700 | 0 | 92.13 | 84.43 | 10 | 0
2030 | SOCO_2_FRCC | SOCO | FRCC | Internal | Summer | B1 | 10 | 3700 | 0 | 157.65 | 155.87 | 10 | 0
2030 | SOCO_2_FRCC | SOCO | FRCC | Internal | Summer | B2 | 25 | 3700 | 0 | 157.37 | 155.87 | 10 | 0
2030 | SOCO_2_FRCC | SOCO | FRCC | Internal | Summer | B3 | 75 | 3700 | 0 | 152.47 | 155.87 | 10 | 0
2030 | SOCO_2_FRCC | SOCO | FRCC | Internal | Summer | B4 | 100 | 3700 | 0 | 149.4 | 155.87 | 10 | 0
2030 | SOCO_2_FRCC | SOCO | FRCC | Internal | Summer | B5 | 200 | 3700 | 0 | 148.19 | 151.58 | 10 | 0
2030 | SOCO_2_FRCC | SOCO | FRCC | Internal | Summer | B6 | 300 | 3700 | 0 | 119.53 | 115.29 | 10 | 0
2030 | SOCO_2_FRCC | SOCO | FRCC | Internal | Summer | B7 | 400 | 3700 | 0 | 103.3 | 100.95 | 10 | 0
2030 | SOCO_2_FRCC | SOCO | FRCC | Internal | Summer | B8 | 500 | 3700 | 0 | 94.21 | 96.7 | 10 | 0
2030 | SOCO_2_FRCC | SOCO | FRCC | Internal | Summer | B9 | 800 | 3700 | 0 | 90.88 | 96.7 | 10 | 0
2030 | SOCO_2_FRCC | SOCO | FRCC | Internal | Summer | B10 | 1262 | 3700 | 0 | 87.87 | 87.61 | 10 | 0
2030 | SOCO_2_FRCC | SOCO | FRCC | Internal | Winter | B16 | 25 | 3700 | 0 | 108.66 | 116.9 | 10 | 0
2030 | SOCO_2_FRCC | SOCO | FRCC | Internal | Winter | B17 | 100 | 3700 | 0 | 95.54 | 100.28 | 10 | 0
2030 | SOCO_2_FRCC | SOCO | FRCC | Internal | Winter | B18 | 400 | 3700 | 0 | 95.54 | 100.28 | 10 | 0
2030 | SOCO_2_FRCC | SOCO | FRCC | Internal | Winter | B19 | 700 | 3700 | 0 | 95.54 | 100.28 | 10 | 0
2030 | SOCO_2_FRCC | SOCO | FRCC | Internal | Winter | B20 | 935 | 3700 | 0 | 94.21 | 86.84 | 10 | 0
2030 | SOCO_2_TVA_Transmission | SOCO | TVA_Transmission | Internal | Shoulder | B11 | 25 | 2600 | 0 | 110.15 | 101.15 | 10 | 0
2030 | SOCO_2_TVA_Transmission | SOCO | TVA_Transmission | Internal | Shoulder | B12 | 200 | 2600 | 0 | 92.38 | 93.72 | 10 | 0
2030 | SOCO_2_TVA_Transmission | SOCO | TVA_Transmission | Internal | Shoulder | B13 | 600 | 2600 | 0 | 92.38 | 92.38 | 10 | 0
2030 | SOCO_2_TVA_Transmission | SOCO | TVA_Transmission | Internal | Shoulder | B14 | 900 | 2600 | 0 | 92.38 | 92.38 | 10 | 0
2030 | SOCO_2_TVA_Transmission | SOCO | TVA_Transmission | Internal | Shoulder | B15 | 1203 | 2600 | 0 | 92.13 | 84.66 | 10 | 0
2030 | SOCO_2_TVA_Transmission | SOCO | TVA_Transmission | Internal | Summer | B1 | 10 | 2600 | 0 | 157.65 | 152.12 | 10 | 0
2030 | SOCO_2_TVA_Transmission | SOCO | TVA_Transmission | Internal | Summer | B2 | 25 | 2600 | 0 | 157.37 | 149.37 | 10 | 0
2030 | SOCO_2_TVA_Transmission | SOCO | TVA_Transmission | Internal | Summer | B3 | 75 | 2600 | 0 | 152.47 | 146.39 | 10 | 0
2030 | SOCO_2_TVA_Transmission | SOCO | TVA_Transmission | Internal | Summer | B4 | 100 | 2600 | 0 | 149.4 | 144.86 | 10 | 0
2030 | SOCO_2_TVA_Transmission | SOCO | TVA_Transmission | Internal | Summer | B5 | 200 | 2600 | 0 | 148.19 | 139.19 | 10 | 0
2030 | SOCO_2_TVA_Transmission | SOCO | TVA_Transmission | Internal | Summer | B6 | 300 | 2600 | 0 | 119.53 | 113.17 | 10 | 0
2030 | SOCO_2_TVA_Transmission | SOCO | TVA_Transmission | Internal | Summer | B7 | 400 | 2600 | 0 | 103.3 | 101.99 | 10 | 0
2030 | SOCO_2_TVA_Transmission | SOCO | TVA_Transmission | Internal | Summer | B8 | 500 | 2600 | 0 | 94.21 | 95.14 | 10 | 0
2030 | SOCO_2_TVA_Transmission | SOCO | TVA_Transmission | Internal | Summer | B9 | 800 | 2600 | 0 | 90.88 | 90.33 | 10 | 0
2030 | SOCO_2_TVA_Transmission | SOCO | TVA_Transmission | Internal | Summer | B10 | 1262 | 2600 | 0 | 87.87 | 81.06 | 10 | 0
2030 | SOCO_2_TVA_Transmission | SOCO | TVA_Transmission | Internal | Winter | B16 | 25 | 2600 | 0 | 108.66 | 101.92 | 10 | 0
2030 | SOCO_2_TVA_Transmission | SOCO | TVA_Transmission | Internal | Winter | B17 | 100 | 2600 | 0 | 95.54 | 97.81 | 10 | 0
2030 | SOCO_2_TVA_Transmission | SOCO | TVA_Transmission | Internal | Winter | B18 | 400 | 2600 | 0 | 95.54 | 95.94 | 10 | 0
2030 | SOCO_2_TVA_Transmission | SOCO | TVA_Transmission | Internal | Winter | B19 | 700 | 2600 | 0 | 95.54 | 95.13 | 10 | 0
2030 | SOCO_2_TVA_Transmission | SOCO | TVA_Transmission | Internal | Winter | B20 | 935 | 2600 | 0 | 94.21 | 87.8 | 10 | 0
2030 | SOCO_2_VACAR | SOCO | VACAR | Internal | Shoulder | B11 | 25 | 2000 | 0 | 110.15 | 103.15 | 10 | 0
2030 | SOCO_2_VACAR | SOCO | VACAR | Internal | Shoulder | B12 | 200 | 2000 | 0 | 92.38 | 95.83 | 10 | 0
2030 | SOCO_2_VACAR | SOCO | VACAR | Internal | Shoulder | B13 | 600 | 2000 | 0 | 92.38 | 85.38 | 10 | 0
2030 | SOCO_2_VACAR | SOCO | VACAR | Internal | Shoulder | B14 | 900 | 2000 | 0 | 92.38 | 85.38 | 10 | 0
2030 | SOCO_2_VACAR | SOCO | VACAR | Internal | Shoulder | B15 | 1203 | 2000 | 0 | 92.13 | 82.83 | 10 | 0
2030 | SOCO_2_VACAR | SOCO | VACAR | Internal | Summer | B1 | 10 | 2000 | 0 | 157.65 | 153.01 | 10 | 0
2030 | SOCO_2_VACAR | SOCO | VACAR | Internal | Summer | B2 | 25 | 2000 | 0 | 157.37 | 151.39 | 10 | 0
2030 | SOCO_2_VACAR | SOCO | VACAR | Internal | Summer | B3 | 75 | 2000 | 0 | 152.47 | 151.39 | 10 | 0
2030 | SOCO_2_VACAR | SOCO | VACAR | Internal | Summer | B4 | 100 | 2000 | 0 | 149.4 | 151.39 | 10 | 0
2030 | SOCO_2_VACAR | SOCO | VACAR | Internal | Summer | B5 | 200 | 2000 | 0 | 148.19 | 146.65 | 10 | 0
2030 | SOCO_2_VACAR | SOCO | VACAR | Internal | Summer | B6 | 300 | 2000 | 0 | 119.53 | 115.25 | 10 | 0
2030 | SOCO_2_VACAR | SOCO | VACAR | Internal | Summer | B7 | 400 | 2000 | 0 | 103.3 | 109.27 | 10 | 0
2030 | SOCO_2_VACAR | SOCO | VACAR | Internal | Summer | B8 | 500 | 2000 | 0 | 94.21 | 93.42 | 10 | 0
2030 | SOCO_2_VACAR | SOCO | VACAR | Internal | Summer | B9 | 800 | 2000 | 0 | 90.88 | 82.7 | 10 | 0
2030 | SOCO_2_VACAR | SOCO | VACAR | Internal | Summer | B10 | 1262 | 2000 | 0 | 87.87 | 80.87 | 10 | 0
2030 | SOCO_2_VACAR | SOCO | VACAR | Internal | Winter | B16 | 25 | 2000 | 1967.71 | 108.66 | 118.66 | 10 | 0
2030 | SOCO_2_VACAR | SOCO | VACAR | Internal | Winter | B17 | 100 | 2000 | 200.55 | 95.54 | 105.54 | 10 | 0
2030 | SOCO_2_VACAR | SOCO | VACAR | Internal | Winter | B18 | 400 | 2000 | 0 | 95.54 | 91.13 | 10 | 0
2030 | SOCO_2_VACAR | SOCO | VACAR | Internal | Winter | B19 | 700 | 2000 | 0 | 95.54 | 88.54 | 10 | 0
2030 | SOCO_2_VACAR | SOCO | VACAR | Internal | Winter | B20 | 935 | 2000 | 0 | 94.21 | 87.21 | 10 | 0
2030 | SPP_N_2_ENT | SPP_N | ENT | Internal | Shoulder | B11 | 25 | 1800 | 1132.8 | 96.17 | 101.17 | 5 | 0
2030 | SPP_N_2_ENT | SPP_N | ENT | Internal | Shoulder | B12 | 200 | 1800 | 1800 | 85.06 | 93.53 | 5 | 3.46
2030 | SPP_N_2_ENT | SPP_N | ENT | Internal | Shoulder | B13 | 600 | 1800 | 1800 | 82.82 | 90.37 | 5 | 2.55
2030 | SPP_N_2_ENT | SPP_N | ENT | Internal | Shoulder | B14 | 900 | 1800 | 1800 | 78.82 | 90.37 | 5 | 6.55
2030 | SPP_N_2_ENT | SPP_N | ENT | Internal | Shoulder | B15 | 1203 | 1800 | 1800 | 78.15 | 85.06 | 5 | 1.92
2030 | SPP_N_2_ENT | SPP_N | ENT | Internal | Summer | B1 | 10 | 1800 | 1800 | 140.67 | 149.65 | 5 | 3.98
2030 | SPP_N_2_ENT | SPP_N | ENT | Internal | Summer | B2 | 25 | 1800 | 0 | 146.26 | 149.37 | 5 | 0
2030 | SPP_N_2_ENT | SPP_N | ENT | Internal | Summer | B3 | 75 | 1800 | 0 | 146.63 | 148.93 | 5 | 0
2030 | SPP_N_2_ENT | SPP_N | ENT | Internal | Summer | B4 | 100 | 1800 | 0 | 145.69 | 148.86 | 5 | 0
2030 | SPP_N_2_ENT | SPP_N | ENT | Internal | Summer | B5 | 200 | 1800 | 0 | 140.67 | 140.19 | 5 | 0
2030 | SPP_N_2_ENT | SPP_N | ENT | Internal | Summer | B6 | 300 | 1800 | 0 | 118.25 | 111.53 | 5 | 0
2030 | SPP_N_2_ENT | SPP_N | ENT | Internal | Summer | B7 | 400 | 1800 | 0 | 101.5 | 95.3 | 5 | 0
2030 | SPP_N_2_ENT | SPP_N | ENT | Internal | Summer | B8 | 500 | 1800 | 0 | 88.7 | 92.56 | 5 | 0
2030 | SPP_N_2_ENT | SPP_N | ENT | Internal | Summer | B9 | 800 | 1800 | 0 | 88.47 | 91.79 | 5 | 0
2030 | SPP_N_2_ENT | SPP_N | ENT | Internal | Summer | B10 | 1262 | 1800 | 1800 | 77.39 | 83.34 | 5 | 0.95
2030 | SPP_N_2_ENT | SPP_N | ENT | Internal | Winter | B16 | 25 | 1800 | 1800 | 81.73 | 97.52 | 5 | 10.79
2030 | SPP_N_2_ENT | SPP_N | ENT | Internal | Winter | B17 | 100 | 1800 | 1800 | 81.73 | 95.3 | 5 | 8.57
2030 | SPP_N_2_ENT | SPP_N | ENT | Internal | Winter | B18 | 400 | 1800 | 1800 | 84.48 | 93.53 | 5 | 4.05
2030 | SPP_N_2_ENT | SPP_N | ENT | Internal | Winter | B19 | 700 | 1800 | 1800 | 84.47 | 93.53 | 5 | 4.06
2030 | SPP_N_2_ENT | SPP_N | ENT | Internal | Winter | B20 | 935 | 1800 | 1800 | 81.06 | 87.81 | 5 | 1.75
2030 | SPP_N_2_MISO_MO-IL | SPP_N | MISO_MO-IL | Internal | Shoulder | B11 | 25 | 2000 | 0 | 96.17 | 93.17 | 5 | 0
2030 | SPP_N_2_MISO_MO-IL | SPP_N | MISO_MO-IL | Internal | Shoulder | B12 | 200 | 2000 | 0 | 85.06 | 87.83 | 5 | 0
2030 | SPP_N_2_MISO_MO-IL | SPP_N | MISO_MO-IL | Internal | Shoulder | B13 | 600 | 2000 | 974.44 | 82.82 | 87.82 | 5 | 0
2030 | SPP_N_2_MISO_MO-IL | SPP_N | MISO_MO-IL | Internal | Shoulder | B14 | 900 | 2000 | 2000 | 78.82 | 87.81 | 5 | 3.99
2030 | SPP_N_2_MISO_MO-IL | SPP_N | MISO_MO-IL | Internal | Shoulder | B15 | 1203 | 2000 | 0 | 78.15 | 77.06 | 5 | 0
2030 | SPP_N_2_MISO_MO-IL | SPP_N | MISO_MO-IL | Internal | Summer | B1 | 10 | 2000 | 0 | 140.67 | 144.12 | 5 | 0
2030 | SPP_N_2_MISO_MO-IL | SPP_N | MISO_MO-IL | Internal | Summer | B2 | 25 | 2000 | 0 | 146.26 | 141.37 | 5 | 0
2030 | SPP_N_2_MISO_MO-IL | SPP_N | MISO_MO-IL | Internal | Summer | B3 | 75 | 2000 | 0 | 146.63 | 141.52 | 5 | 0
2030 | SPP_N_2_MISO_MO-IL | SPP_N | MISO_MO-IL | Internal | Summer | B4 | 100 | 2000 | 0 | 145.69 | 140.86 | 5 | 0
2030 | SPP_N_2_MISO_MO-IL | SPP_N | MISO_MO-IL | Internal | Summer | B5 | 200 | 2000 | 0 | 140.67 | 140.7 | 5 | 0
2030 | SPP_N_2_MISO_MO-IL | SPP_N | MISO_MO-IL | Internal | Summer | B6 | 300 | 2000 | 0 | 118.25 | 111.25 | 5 | 0
2030 | SPP_N_2_MISO_MO-IL | SPP_N | MISO_MO-IL | Internal | Summer | B7 | 400 | 2000 | 0 | 101.5 | 101.27 | 5 | 0
2030 | SPP_N_2_MISO_MO-IL | SPP_N | MISO_MO-IL | Internal | Summer | B8 | 500 | 2000 | 0 | 88.7 | 92.16 | 5 | 0
2030 | SPP_N_2_MISO_MO-IL | SPP_N | MISO_MO-IL | Internal | Summer | B9 | 800 | 2000 | 0 | 88.47 | 83.79 | 5 | 0
2030 | SPP_N_2_MISO_MO-IL | SPP_N | MISO_MO-IL | Internal | Summer | B10 | 1262 | 2000 | 0 | 77.39 | 75.34 | 5 | 0
2030 | SPP_N_2_MISO_MO-IL | SPP_N | MISO_MO-IL | Internal | Winter | B16 | 25 | 2000 | 2000 | 81.73 | 93.92 | 5 | 7.18
2030 | SPP_N_2_MISO_MO-IL | SPP_N | MISO_MO-IL | Internal | Winter | B17 | 100 | 2000 | 2000 | 81.73 | 91.01 | 5 | 4.28
2030 | SPP_N_2_MISO_MO-IL | SPP_N | MISO_MO-IL | Internal | Winter | B18 | 400 | 2000 | 2000 | 84.48 | 90.81 | 5 | 1.34
2030 | SPP_N_2_MISO_MO-IL | SPP_N | MISO_MO-IL | Internal | Winter | B19 | 700 | 2000 | 2000 | 84.47 | 90.79 | 5 | 1.33
2030 | SPP_N_2_MISO_MO-IL | SPP_N | MISO_MO-IL | Internal | Winter | B20 | 935 | 2000 | 0 | 81.06 | 79.81 | 5 | 0
2030 | SPP_N_2_MISO_W | SPP_N | MISO_W | Internal | Shoulder | B11 | 25 | 750 | 0 | 96.17 | 93.15 | 5 | 0
2030 | SPP_N_2_MISO_W | SPP_N | MISO_W | Internal | Shoulder | B12 | 200 | 750 | 0 | 85.06 | 85.05 | 5 | 0
2030 | SPP_N_2_MISO_W | SPP_N | MISO_W | Internal | Shoulder | B13 | 600 | 750 | 0 | 82.82 | 75.82 | 5 | 0
2030 | SPP_N_2_MISO_W | SPP_N | MISO_W | Internal | Shoulder | B14 | 900 | 750 | 0 | 78.82 | 71.82 | 5 | 0
2030 | SPP_N_2_MISO_W | SPP_N | MISO_W | Internal | Shoulder | B15 | 1203 | 750 | 0 | 78.15 | 71.15 | 5 | 0
2030 | SPP_N_2_MISO_W | SPP_N | MISO_W | Internal | Summer | B1 | 10 | 750 | 0 | 140.67 | 144.11 | 5 | 0
2030 | SPP_N_2_MISO_W | SPP_N | MISO_W | Internal | Summer | B2 | 25 | 750 | 0 | 146.26 | 141.36 | 5 | 0
2030 | SPP_N_2_MISO_W | SPP_N | MISO_W | Internal | Summer | B3 | 75 | 750 | 0 | 146.63 | 141.53 | 5 | 0
2030 | SPP_N_2_MISO_W | SPP_N | MISO_W | Internal | Summer | B4 | 100 | 750 | 0 | 145.69 | 140.86 | 5 | 0
2030 | SPP_N_2_MISO_W | SPP_N | MISO_W | Internal | Summer | B5 | 200 | 750 | 0 | 140.67 | 140.69 | 5 | 0
2030 | SPP_N_2_MISO_W | SPP_N | MISO_W | Internal | Summer | B6 | 300 | 750 | 0 | 118.25 | 111.25 | 5 | 0
2030 | SPP_N_2_MISO_W | SPP_N | MISO_W | Internal | Summer | B7 | 400 | 750 | 0 | 101.5 | 101.26 | 5 | 0
2030 | SPP_N_2_MISO_W | SPP_N | MISO_W | Internal | Summer | B8 | 500 | 750 | 0 | 88.7 | 81.7 | 5 | 0
2030 | SPP_N_2_MISO_W | SPP_N | MISO_W | Internal | Summer | B9 | 800 | 750 | 0 | 88.47 | 81.47 | 5 | 0
2030 | SPP_N_2_MISO_W | SPP_N | MISO_W | Internal | Summer | B10 | 1262 | 750 | 0 | 77.39 | 70.39 | 5 | 0
2030 | SPP_N_2_MISO_W | SPP_N | MISO_W | Internal | Winter | B16 | 25 | 750 | 0 | 81.73 | 74.06 | 5 | 0
2030 | SPP_N_2_MISO_W | SPP_N | MISO_W | Internal | Winter | B17 | 100 | 750 | 0 | 81.73 | 74.73 | 5 | 0
2030 | SPP_N_2_MISO_W | SPP_N | MISO_W | Internal | Winter | B18 | 400 | 750 | 0 | 84.48 | 77.48 | 5 | 0
2030 | SPP_N_2_MISO_W | SPP_N | MISO_W | Internal | Winter | B19 | 700 | 750 | 0 | 84.47 | 77.48 | 5 | 0
2030 | SPP_N_2_MISO_W | SPP_N | MISO_W | Internal | Winter | B20 | 935 | 750 | 0 | 81.06 | 74.06 | 5 | 0
2030 | SPP_N_2_NE | SPP_N | NE | Internal | Shoulder | B11 | 25 | 332 | 298.98 | 96.17 | 96.18 | 0.01 | 0
2030 | SPP_N_2_NE | SPP_N | NE | Internal | Shoulder | B12 | 200 | 332 | 0 | 85.06 | 85.05 | 0.01 | 0
2030 | SPP_N_2_NE | SPP_N | NE | Internal | Shoulder | B13 | 600 | 332 | 0 | 82.82 | 82.81 | 0.01 | 0
2030 | SPP_N_2_NE | SPP_N | NE | Internal | Shoulder | B14 | 900 | 332 | 0 | 78.82 | 78.82 | 0.01 | 0
2030 | SPP_N_2_NE | SPP_N | NE | Internal | Shoulder | B15 | 1203 | 332 | 0 | 78.15 | 78.15 | 0.01 | 0
2030 | SPP_N_2_NE | SPP_N | NE | Internal | Summer | B1 | 10 | 332 | 332 | 140.67 | 146.25 | 0.01 | 5.56
2030 | SPP_N_2_NE | SPP_N | NE | Internal | Summer | B2 | 25 | 332 | 0 | 146.26 | 146.25 | 0.01 | 0
2030 | SPP_N_2_NE | SPP_N | NE | Internal | Summer | B3 | 75 | 332 | 0 | 146.63 | 146.62 | 0.01 | 0
2030 | SPP_N_2_NE | SPP_N | NE | Internal | Summer | B4 | 100 | 332 | 0 | 145.69 | 145.68 | 0.01 | 0
2030 | SPP_N_2_NE | SPP_N | NE | Internal | Summer | B5 | 200 | 332 | 291.1 | 140.67 | 140.69 | 0.01 | 0
2030 | SPP_N_2_NE | SPP_N | NE | Internal | Summer | B6 | 300 | 332 | 0 | 118.25 | 118.25 | 0.01 | 0
2030 | SPP_N_2_NE | SPP_N | NE | Internal | Summer | B7 | 400 | 332 | 0 | 101.5 | 101.49 | 0.01 | 0
2030 | SPP_N_2_NE | SPP_N | NE | Internal | Summer | B8 | 500 | 332 | 0 | 88.7 | 88.69 | 0.01 | 0
2030 | SPP_N_2_NE | SPP_N | NE | Internal | Summer | B9 | 800 | 332 | 0 | 88.47 | 88.47 | 0.01 | 0
2030 | SPP_N_2_NE | SPP_N | NE | Internal | Summer | B10 | 1262 | 332 | 0 | 77.39 | 77.38 | 0.01 | 0
2030 | SPP_N_2_NE | SPP_N | NE | Internal | Winter | B16 | 25 | 332 | 0 | 81.73 | 81.72 | 0.01 | 0
2030 | SPP_N_2_NE | SPP_N | NE | Internal | Winter | B17 | 100 | 332 | 0 | 81.73 | 81.73 | 0.01 | 0
2030 | SPP_N_2_NE | SPP_N | NE | Internal | Winter | B18 | 400 | 332 | 0 | 84.48 | 84.48 | 0.01 | 0
2030 | SPP_N_2_NE | SPP_N | NE | Internal | Winter | B19 | 700 | 332 | 193.19 | 84.47 | 84.48 | 0.01 | 0
2030 | SPP_N_2_NE | SPP_N | NE | Internal | Winter | B20 | 935 | 332 | 0 | 81.06 | 81.06 | 0.01 | 0
2030 | SPP_N_2_SPP_S | SPP_N | SPP_S | Internal | Shoulder | B11 | 25 | 4000 | 0 | 96.17 | 93.65 | 0.01 | 0
2030 | SPP_N_2_SPP_S | SPP_N | SPP_S | Internal | Shoulder | B12 | 200 | 4000 | 420.22 | 85.06 | 85.07 | 0.01 | 0
2030 | SPP_N_2_SPP_S | SPP_N | SPP_S | Internal | Shoulder | B13 | 600 | 4000 | 0 | 82.82 | 78.54 | 0.01 | 0
2030 | SPP_N_2_SPP_S | SPP_N | SPP_S | Internal | Shoulder | B14 | 900 | 4000 | 0 | 78.82 | 78.1 | 0.01 | 0
2030 | SPP_N_2_SPP_S | SPP_N | SPP_S | Internal | Shoulder | B15 | 1203 | 4000 | 0 | 78.15 | 78.1 | 0.01 | 0
2030 | SPP_N_2_SPP_S | SPP_N | SPP_S | Internal | Summer | B1 | 10 | 4000 | 0 | 140.67 | 88.69 | 0.01 | 0
2030 | SPP_N_2_SPP_S | SPP_N | SPP_S | Internal | Summer | B2 | 25 | 4000 | 0 | 146.26 | 128.95 | 0.01 | 0
2030 | SPP_N_2_SPP_S | SPP_N | SPP_S | Internal | Summer | B3 | 75 | 4000 | 0 | 146.63 | 130.05 | 0.01 | 0
2030 | SPP_N_2_SPP_S | SPP_N | SPP_S | Internal | Summer | B4 | 100 | 4000 | 0 | 145.69 | 128.95 | 0.01 | 0
2030 | SPP_N_2_SPP_S | SPP_N | SPP_S | Internal | Summer | B5 | 200 | 4000 | 0 | 140.67 | 128.95 | 0.01 | 0
2030 | SPP_N_2_SPP_S | SPP_N | SPP_S | Internal | Summer | B6 | 300 | 4000 | 0 | 118.25 | 105.22 | 0.01 | 0
2030 | SPP_N_2_SPP_S | SPP_N | SPP_S | Internal | Summer | B7 | 400 | 4000 | 0 | 101.5 | 92.84 | 0.01 | 0
2030 | SPP_N_2_SPP_S | SPP_N | SPP_S | Internal | Summer | B8 | 500 | 4000 | 0 | 88.7 | 88.69 | 0.01 | 0
2030 | SPP_N_2_SPP_S | SPP_N | SPP_S | Internal | Summer | B9 | 800 | 4000 | 1833.88 | 88.47 | 88.49 | 0.01 | 0
2030 | SPP_N_2_SPP_S | SPP_N | SPP_S | Internal | Summer | B10 | 1262 | 4000 | 0 | 77.39 | 76.67 | 0.01 | 0
2030 | SPP_N_2_SPP_S | SPP_N | SPP_S | Internal | Winter | B16 | 25 | 4000 | 1111.28 | 81.73 | 81.74 | 0.01 | 0
2030 | SPP_N_2_SPP_S | SPP_N | SPP_S | Internal | Winter | B17 | 100 | 4000 | 21.01 | 81.73 | 81.74 | 0.01 | 0
2030 | SPP_N_2_SPP_S | SPP_N | SPP_S | Internal | Winter | B18 | 400 | 4000 | 235.22 | 84.48 | 84.49 | 0.01 | 0
2030 | SPP_N_2_SPP_S | SPP_N | SPP_S | Internal | Winter | B19 | 700 | 4000 | 0 | 84.47 | 80.95 | 0.01 | 0
2030 | SPP_N_2_SPP_S | SPP_N | SPP_S | Internal | Winter | B20 | 935 | 4000 | 0 | 81.06 | 80.95 | 0.01 | 0
2030 | SPP_S_2_ENT | SPP_S | ENT | Internal | Shoulder | B11 | 25 | 850 | 850 | 93.65 | 101.17 | 5 | 2.52
2030 | SPP_S_2_ENT | SPP_S | ENT | Internal | Shoulder | B12 | 200 | 850 | 850 | 85.07 | 93.53 | 5 | 3.45
2030 | SPP_S_2_ENT | SPP_S | ENT | Internal | Shoulder | B13 | 600 | 850 | 850 | 78.54 | 90.37 | 5 | 6.83
2030 | SPP_S_2_ENT | SPP_S | ENT | Internal | Shoulder | B14 | 900 | 850 | 850 | 78.1 | 90.37 | 5 | 7.27
2030 | SPP_S_2_ENT | SPP_S | ENT | Internal | Shoulder | B15 | 1203 | 850 | 850 | 78.1 | 85.06 | 5 | 1.96
2030 | SPP_S_2_ENT | SPP_S | ENT | Internal | Summer | B1 | 10 | 850 | 850 | 88.69 | 149.65 | 5 | 55.96
2030 | SPP_S_2_ENT | SPP_S | ENT | Internal | Summer | B2 | 25 | 850 | 850 | 128.95 | 149.37 | 5 | 15.43
2030 | SPP_S_2_ENT | SPP_S | ENT | Internal | Summer | B3 | 75 | 850 | 850 | 130.05 | 148.93 | 5 | 13.88
2030 | SPP_S_2_ENT | SPP_S | ENT | Internal | Summer | B4 | 100 | 850 | 850 | 128.95 | 148.86 | 5 | 14.92
2030 | SPP_S_2_ENT | SPP_S | ENT | Internal | Summer | B5 | 200 | 850 | 850 | 128.95 | 140.19 | 5 | 6.25
2030 | SPP_S_2_ENT | SPP_S | ENT | Internal | Summer | B6 | 300 | 850 | 850 | 105.22 | 111.53 | 5 | 1.3
2030 | SPP_S_2_ENT | SPP_S | ENT | Internal | Summer | B7 | 400 | 850 | 0 | 92.84 | 95.3 | 5 | 0
2030 | SPP_S_2_ENT | SPP_S | ENT | Internal | Summer | B8 | 500 | 850 | 0 | 88.69 | 92.56 | 5 | 0
2030 | SPP_S_2_ENT | SPP_S | ENT | Internal | Summer | B9 | 800 | 850 | 0 | 88.49 | 91.79 | 5 | 0
2030 | SPP_S_2_ENT | SPP_S | ENT | Internal | Summer | B10 | 1262 | 850 | 850 | 76.67 | 83.34 | 5 | 1.68
2030 | SPP_S_2_ENT | SPP_S | ENT | Internal | Winter | B16 | 25 | 850 | 850 | 81.74 | 97.52 | 5 | 10.78
2030 | SPP_S_2_ENT | SPP_S | ENT | Internal | Winter | B17 | 100 | 850 | 850 | 81.74 | 95.3 | 5 | 8.56
2030 | SPP_S_2_ENT | SPP_S | ENT | Internal | Winter | B18 | 400 | 850 | 850 | 84.49 | 93.53 | 5 | 4.04
2030 | SPP_S_2_ENT | SPP_S | ENT | Internal | Winter | B19 | 700 | 850 | 850 | 80.95 | 93.53 | 5 | 7.58
2030 | SPP_S_2_ENT | SPP_S | ENT | Internal | Winter | B20 | 935 | 850 | 850 | 80.95 | 87.81 | 5 | 1.86
2030 | SPP_S_2_SPP_N | SPP_S | SPP_N | Internal | Shoulder | B11 | 25 | 640 | 640 | 93.65 | 96.17 | 0.01 | 2.51
2030 | SPP_S_2_SPP_N | SPP_S | SPP_N | Internal | Shoulder | B12 | 200 | 640 | 0 | 85.07 | 85.06 | 0.01 | 0
2030 | SPP_S_2_SPP_N | SPP_S | SPP_N | Internal | Shoulder | B13 | 600 | 640 | 640 | 78.54 | 82.82 | 0.01 | 4.26
2030 | SPP_S_2_SPP_N | SPP_S | SPP_N | Internal | Shoulder | B14 | 900 | 640 | 640 | 78.1 | 78.82 | 0.01 | 0.71
2030 | SPP_S_2_SPP_N | SPP_S | SPP_N | Internal | Shoulder | B15 | 1203 | 640 | 640 | 78.1 | 78.15 | 0.01 | 0.04
2030 | SPP_S_2_SPP_N | SPP_S | SPP_N | Internal | Summer | B1 | 10 | 640 | 640 | 88.69 | 140.67 | 0.01 | 51.97
2030 | SPP_S_2_SPP_N | SPP_S | SPP_N | Internal | Summer | B2 | 25 | 640 | 640 | 128.95 | 146.26 | 0.01 | 17.31
2030 | SPP_S_2_SPP_N | SPP_S | SPP_N | Internal | Summer | B3 | 75 | 640 | 640 | 130.05 | 146.63 | 0.01 | 16.58
2030 | SPP_S_2_SPP_N | SPP_S | SPP_N | Internal | Summer | B4 | 100 | 640 | 640 | 128.95 | 145.69 | 0.01 | 16.73
2030 | SPP_S_2_SPP_N | SPP_S | SPP_N | Internal | Summer | B5 | 200 | 640 | 640 | 128.95 | 140.67 | 0.01 | 11.72
2030 | SPP_S_2_SPP_N | SPP_S | SPP_N | Internal | Summer | B6 | 300 | 640 | 640 | 105.22 | 118.25 | 0.01 | 13.01
2030 | SPP_S_2_SPP_N | SPP_S | SPP_N | Internal | Summer | B7 | 400 | 640 | 640 | 92.84 | 101.5 | 0.01 | 8.65
2030 | SPP_S_2_SPP_N | SPP_S | SPP_N | Internal | Summer | B8 | 500 | 640 | 24.2 | 88.69 | 88.7 | 0.01 | 0
2030 | SPP_S_2_SPP_N | SPP_S | SPP_N | Internal | Summer | B9 | 800 | 640 | 0 | 88.49 | 88.47 | 0.01 | 0
2030 | SPP_S_2_SPP_N | SPP_S | SPP_N | Internal | Summer | B10 | 1262 | 640 | 640 | 76.67 | 77.39 | 0.01 | 0.71
2030 | SPP_S_2_SPP_N | SPP_S | SPP_N | Internal | Winter | B16 | 25 | 640 | 0 | 81.74 | 81.73 | 0.01 | 0
2030 | SPP_S_2_SPP_N | SPP_S | SPP_N | Internal | Winter | B17 | 100 | 640 | 0 | 81.74 | 81.73 | 0.01 | 0
2030 | SPP_S_2_SPP_N | SPP_S | SPP_N | Internal | Winter | B18 | 400 | 640 | 0 | 84.49 | 84.48 | 0.01 | 0
2030 | SPP_S_2_SPP_N | SPP_S | SPP_N | Internal | Winter | B19 | 700 | 640 | 640 | 80.95 | 84.47 | 0.01 | 3.5
2030 | SPP_S_2_SPP_N | SPP_S | SPP_N | Internal | Winter | B20 | 935 | 640 | 640 | 80.95 | 81.06 | 0.01 | 0.1
2030 | TVA_2_ENT | TVA | ENT | Internal | Shoulder | B11 | 25 | 500 | 0 | 99.81 | 101.17 | 9 | 0
2030 | TVA_2_ENT | TVA | ENT | Internal | Shoulder | B12 | 200 | 500 | 0 | 92.39 | 93.53 | 9 | 0
2030 | TVA_2_ENT | TVA | ENT | Internal | Shoulder | B13 | 600 | 500 | 0 | 92.39 | 90.37 | 9 | 0
2030 | TVA_2_ENT | TVA | ENT | Internal | Shoulder | B14 | 900 | 500 | 0 | 92.39 | 90.37 | 9 | 0
2030 | TVA_2_ENT | TVA | ENT | Internal | Shoulder | B15 | 1203 | 500 | 0 | 84.67 | 85.06 | 9 | 0
2030 | TVA_2_ENT | TVA | ENT | Internal | Summer | B1 | 10 | 500 | 0 | 152.13 | 149.65 | 9 | 0
2030 | TVA_2_ENT | TVA | ENT | Internal | Summer | B2 | 25 | 500 | 0 | 149.38 | 149.37 | 9 | 0
2030 | TVA_2_ENT | TVA | ENT | Internal | Summer | B3 | 75 | 500 | 0 | 146.4 | 148.93 | 9 | 0
2030 | TVA_2_ENT | TVA | ENT | Internal | Summer | B4 | 100 | 500 | 0 | 144.87 | 148.86 | 9 | 0
2030 | TVA_2_ENT | TVA | ENT | Internal | Summer | B5 | 200 | 500 | 500 | 124.19 | 140.19 | 9 | 7
2030 | TVA_2_ENT | TVA | ENT | Internal | Summer | B6 | 300 | 500 | 0 | 106.35 | 111.53 | 9 | 0
2030 | TVA_2_ENT | TVA | ENT | Internal | Summer | B7 | 400 | 500 | 0 | 94.3 | 95.3 | 9 | 0
2030 | TVA_2_ENT | TVA | ENT | Internal | Summer | B8 | 500 | 500 | 0 | 91.15 | 92.56 | 9 | 0
2030 | TVA_2_ENT | TVA | ENT | Internal | Summer | B9 | 800 | 500 | 0 | 90.34 | 91.79 | 9 | 0
2030 | TVA_2_ENT | TVA | ENT | Internal | Summer | B10 | 1262 | 500 | 0 | 78.24 | 83.34 | 9 | 0
2030 | TVA_2_ENT | TVA | ENT | Internal | Winter | B16 | 25 | 500 | 0 | 101.93 | 97.52 | 9 | 0
2030 | TVA_2_ENT | TVA | ENT | Internal | Winter | B17 | 100 | 500 | 0 | 94.81 | 95.3 | 9 | 0
2030 | TVA_2_ENT | TVA | ENT | Internal | Winter | B18 | 400 | 500 | 0 | 94.81 | 93.53 | 9 | 0
2030 | TVA_2_ENT | TVA | ENT | Internal | Winter | B19 | 700 | 500 | 0 | 94.81 | 93.53 | 9 | 0
2030 | TVA_2_ENT | TVA | ENT | Internal | Winter | B20 | 935 | 500 | 0 | 87.81 | 87.81 | 9 | 0
2030 | TVA_2_MISO_MO-IL | TVA | MISO_MO-IL | Internal | Shoulder | B11 | 25 | 50 | 0 | 99.81 | 93.17 | 9 | 0
2030 | TVA_2_MISO_MO-IL | TVA | MISO_MO-IL | Internal | Shoulder | B12 | 200 | 50 | 0 | 92.39 | 87.83 | 9 | 0
2030 | TVA_2_MISO_MO-IL | TVA | MISO_MO-IL | Internal | Shoulder | B13 | 600 | 50 | 0 | 92.39 | 87.82 | 9 | 0
2030 | TVA_2_MISO_MO-IL | TVA | MISO_MO-IL | Internal | Shoulder | B14 | 900 | 50 | 0 | 92.39 | 87.81 | 9 | 0
2030 | TVA_2_MISO_MO-IL | TVA | MISO_MO-IL | Internal | Shoulder | B15 | 1203 | 50 | 0 | 84.67 | 77.06 | 9 | 0
2030 | TVA_2_MISO_MO-IL | TVA | MISO_MO-IL | Internal | Summer | B1 | 10 | 50 | 0 | 152.13 | 144.12 | 9 | 0
2030 | TVA_2_MISO_MO-IL | TVA | MISO_MO-IL | Internal | Summer | B2 | 25 | 50 | 0 | 149.38 | 141.37 | 9 | 0
2030 | TVA_2_MISO_MO-IL | TVA | MISO_MO-IL | Internal | Summer | B3 | 75 | 50 | 0 | 146.4 | 141.52 | 9 | 0
2030 | TVA_2_MISO_MO-IL | TVA | MISO_MO-IL | Internal | Summer | B4 | 100 | 50 | 0 | 144.87 | 140.86 | 9 | 0
2030 | TVA_2_MISO_MO-IL | TVA | MISO_MO-IL | Internal | Summer | B5 | 200 | 50 | 50 | 124.19 | 140.7 | 9 | 7.51
2030 | TVA_2_MISO_MO-IL | TVA | MISO_MO-IL | Internal | Summer | B6 | 300 | 50 | 0 | 106.35 | 111.25 | 9 | 0
2030 | TVA_2_MISO_MO-IL | TVA | MISO_MO-IL | Internal | Summer | B7 | 400 | 50 | 0 | 94.3 | 101.27 | 9 | 0
2030 | TVA_2_MISO_MO-IL | TVA | MISO_MO-IL | Internal | Summer | B8 | 500 | 50 | 0 | 91.15 | 92.16 | 9 | 0
2030 | TVA_2_MISO_MO-IL | TVA | MISO_MO-IL | Internal | Summer | B9 | 800 | 50 | 0 | 90.34 | 83.79 | 9 | 0
2030 | TVA_2_MISO_MO-IL | TVA | MISO_MO-IL | Internal | Summer | B10 | 1262 | 50 | 0 | 78.24 | 75.34 | 9 | 0
2030 | TVA_2_MISO_MO-IL | TVA | MISO_MO-IL | Internal | Winter | B16 | 25 | 50 | 0 | 101.93 | 93.92 | 9 | 0
2030 | TVA_2_MISO_MO-IL | TVA | MISO_MO-IL | Internal | Winter | B17 | 100 | 50 | 0 | 94.81 | 91.01 | 9 | 0
2030 | TVA_2_MISO_MO-IL | TVA | MISO_MO-IL | Internal | Winter | B18 | 400 | 50 | 0 | 94.81 | 90.81 | 9 | 0
2030 | TVA_2_MISO_MO-IL | TVA | MISO_MO-IL | Internal | Winter | B19 | 700 | 50 | 0 | 94.81 | 90.79 | 9 | 0
2030 | TVA_2_MISO_MO-IL | TVA | MISO_MO-IL | Internal | Winter | B20 | 935 | 50 | 0 | 87.81 | 79.81 | 9 | 0
2030 | TVA_2_NonRTO_Midwest | TVA | NonRTO_Midwest | Internal | Shoulder | B11 | 25 | 100 | 0 | 99.81 | 101.15 | 9 | 0
2030 | TVA_2_NonRTO_Midwest | TVA | NonRTO_Midwest | Internal | Shoulder | B12 | 200 | 100 | 0 | 92.39 | 95.82 | 9 | 0
2030 | TVA_2_NonRTO_Midwest | TVA | NonRTO_Midwest | Internal | Shoulder | B13 | 600 | 100 | 0 | 92.39 | 95.82 | 9 | 0
2030 | TVA_2_NonRTO_Midwest | TVA | NonRTO_Midwest | Internal | Shoulder | B14 | 900 | 100 | 0 | 92.39 | 95.82 | 9 | 0
2030 | TVA_2_NonRTO_Midwest | TVA | NonRTO_Midwest | Internal | Shoulder | B15 | 1203 | 100 | 0 | 84.67 | 85.05 | 9 | 0
2030 | TVA_2_NonRTO_Midwest | TVA | NonRTO_Midwest | Internal | Summer | B1 | 10 | 100 | 0 | 152.13 | 147.28 | 9 | 0
2030 | TVA_2_NonRTO_Midwest | TVA | NonRTO_Midwest | Internal | Summer | B2 | 25 | 100 | 0 | 149.38 | 147.28 | 9 | 0
2030 | TVA_2_NonRTO_Midwest | TVA | NonRTO_Midwest | Internal | Summer | B3 | 75 | 100 | 0 | 146.4 | 147.28 | 9 | 0
2030 | TVA_2_NonRTO_Midwest | TVA | NonRTO_Midwest | Internal | Summer | B4 | 100 | 100 | 0 | 144.87 | 144.86 | 9 | 0
2030 | TVA_2_NonRTO_Midwest | TVA | NonRTO_Midwest | Internal | Summer | B5 | 200 | 100 | 100 | 124.19 | 139.18 | 9 | 5.99
2030 | TVA_2_NonRTO_Midwest | TVA | NonRTO_Midwest | Internal | Summer | B6 | 300 | 100 | 0 | 106.35 | 115.25 | 9 | 0
2030 | TVA_2_NonRTO_Midwest | TVA | NonRTO_Midwest | Internal | Summer | B7 | 400 | 100 | 100 | 94.3 | 105.66 | 9 | 2.35
2030 | TVA_2_NonRTO_Midwest | TVA | NonRTO_Midwest | Internal | Summer | B8 | 500 | 100 | 99.81 | 91.15 | 100.15 | 9 | 0
2030 | TVA_2_NonRTO_Midwest | TVA | NonRTO_Midwest | Internal | Summer | B9 | 800 | 100 | 0 | 90.34 | 91.78 | 9 | 0
2030 | TVA_2_NonRTO_Midwest | TVA | NonRTO_Midwest | Internal | Summer | B10 | 1262 | 100 | 0 | 78.24 | 83.33 | 9 | 0
2030 | TVA_2_NonRTO_Midwest | TVA | NonRTO_Midwest | Internal | Winter | B16 | 25 | 100 | 0 | 101.93 | 101.93 | 9 | 0
2030 | TVA_2_NonRTO_Midwest | TVA | NonRTO_Midwest | Internal | Winter | B17 | 100 | 100 | 0 | 94.81 | 99 | 9 | 0
2030 | TVA_2_NonRTO_Midwest | TVA | NonRTO_Midwest | Internal | Winter | B18 | 400 | 100 | 0 | 94.81 | 98.8 | 9 | 0
2030 | TVA_2_NonRTO_Midwest | TVA | NonRTO_Midwest | Internal | Winter | B19 | 700 | 100 | 0 | 94.81 | 98.8 | 9 | 0
2030 | TVA_2_NonRTO_Midwest | TVA | NonRTO_Midwest | Internal | Winter | B20 | 935 | 100 | 0 | 87.81 | 87.8 | 9 | 0
2030 | TVA_2_PJM_ROR | TVA | PJM_ROR | Internal | Shoulder | B11 | 25 | 500 | 0 | 99.81 | 95.15 | 9 | 0
2030 | TVA_2_PJM_ROR | TVA | PJM_ROR | Internal | Shoulder | B12 | 200 | 500 | 0 | 92.39 | 89.83 | 9 | 0
2030 | TVA_2_PJM_ROR | TVA | PJM_ROR | Internal | Shoulder | B13 | 600 | 500 | 0 | 92.39 | 89.83 | 9 | 0
2030 | TVA_2_PJM_ROR | TVA | PJM_ROR | Internal | Shoulder | B14 | 900 | 500 | 0 | 92.39 | 89.83 | 9 | 0
2030 | TVA_2_PJM_ROR | TVA | PJM_ROR | Internal | Shoulder | B15 | 1203 | 500 | 0 | 84.67 | 78.66 | 9 | 0
2030 | TVA_2_PJM_ROR | TVA | PJM_ROR | Internal | Summer | B1 | 10 | 500 | 0 | 152.13 | 142.12 | 9 | 0
2030 | TVA_2_PJM_ROR | TVA | PJM_ROR | Internal | Summer | B2 | 25 | 500 | 0 | 149.38 | 140.39 | 9 | 0
2030 | TVA_2_PJM_ROR | TVA | PJM_ROR | Internal | Summer | B3 | 75 | 500 | 0 | 146.4 | 140.39 | 9 | 0
2030 | TVA_2_PJM_ROR | TVA | PJM_ROR | Internal | Summer | B4 | 100 | 500 | 0 | 144.87 | 138.86 | 9 | 0
2030 | TVA_2_PJM_ROR | TVA | PJM_ROR | Internal | Summer | B5 | 200 | 500 | 69.24 | 124.19 | 133.19 | 9 | 0
2030 | TVA_2_PJM_ROR | TVA | PJM_ROR | Internal | Summer | B6 | 300 | 500 | 0 | 106.35 | 109.25 | 9 | 0
2030 | TVA_2_PJM_ROR | TVA | PJM_ROR | Internal | Summer | B7 | 400 | 500 | 0 | 94.3 | 103.27 | 9 | 0
2030 | TVA_2_PJM_ROR | TVA | PJM_ROR | Internal | Summer | B8 | 500 | 500 | 0 | 91.15 | 94.16 | 9 | 0
2030 | TVA_2_PJM_ROR | TVA | PJM_ROR | Internal | Summer | B9 | 800 | 500 | 0 | 90.34 | 85.79 | 9 | 0
2030 | TVA_2_PJM_ROR | TVA | PJM_ROR | Internal | Summer | B10 | 1262 | 500 | 0 | 78.24 | 76.99 | 9 | 0
2030 | TVA_2_PJM_ROR | TVA | PJM_ROR | Internal | Winter | B16 | 25 | 500 | 0 | 101.93 | 95.92 | 9 | 0
2030 | TVA_2_PJM_ROR | TVA | PJM_ROR | Internal | Winter | B17 | 100 | 500 | 0 | 94.81 | 95.92 | 9 | 0
2030 | TVA_2_PJM_ROR | TVA | PJM_ROR | Internal | Winter | B18 | 400 | 500 | 0 | 94.81 | 93.08 | 9 | 0
2030 | TVA_2_PJM_ROR | TVA | PJM_ROR | Internal | Winter | B19 | 700 | 500 | 0 | 94.81 | 93.08 | 9 | 0
2030 | TVA_2_PJM_ROR | TVA | PJM_ROR | Internal | Winter | B20 | 935 | 500 | 0 | 87.81 | 81.8 | 9 | 0
2030 | TVA_2_SOCO | TVA | SOCO | Internal | Shoulder | B11 | 25 | 500 | 500 | 99.81 | 110.15 | 9 | 1.35
2030 | TVA_2_SOCO | TVA | SOCO | Internal | Shoulder | B12 | 200 | 500 | 0 | 92.39 | 92.38 | 9 | 0
2030 | TVA_2_SOCO | TVA | SOCO | Internal | Shoulder | B13 | 600 | 500 | 0 | 92.39 | 92.38 | 9 | 0
2030 | TVA_2_SOCO | TVA | SOCO | Internal | Shoulder | B14 | 900 | 500 | 0 | 92.39 | 92.38 | 9 | 0
2030 | TVA_2_SOCO | TVA | SOCO | Internal | Shoulder | B15 | 1203 | 500 | 0 | 84.67 | 92.13 | 9 | 0
2030 | TVA_2_SOCO | TVA | SOCO | Internal | Summer | B1 | 10 | 500 | 0 | 152.13 | 157.65 | 9 | 0
2030 | TVA_2_SOCO | TVA | SOCO | Internal | Summer | B2 | 25 | 500 | 0 | 149.38 | 157.37 | 9 | 0
2030 | TVA_2_SOCO | TVA | SOCO | Internal | Summer | B3 | 75 | 500 | 0 | 146.4 | 152.47 | 9 | 0
2030 | TVA_2_SOCO | TVA | SOCO | Internal | Summer | B4 | 100 | 500 | 0 | 144.87 | 149.4 | 9 | 0
2030 | TVA_2_SOCO | TVA | SOCO | Internal | Summer | B5 | 200 | 500 | 500 | 124.19 | 148.19 | 9 | 15
2030 | TVA_2_SOCO | TVA | SOCO | Internal | Summer | B6 | 300 | 500 | 500 | 106.35 | 119.53 | 9 | 4.18
2030 | TVA_2_SOCO | TVA | SOCO | Internal | Summer | B7 | 400 | 500 | 93.46 | 94.3 | 103.3 | 9 | 0
2030 | TVA_2_SOCO | TVA | SOCO | Internal | Summer | B8 | 500 | 500 | 0 | 91.15 | 94.21 | 9 | 0
2030 | TVA_2_SOCO | TVA | SOCO | Internal | Summer | B9 | 800 | 500 | 0 | 90.34 | 90.88 | 9 | 0
2030 | TVA_2_SOCO | TVA | SOCO | Internal | Summer | B10 | 1262 | 500 | 500 | 78.24 | 87.87 | 9 | 0.62
2030 | TVA_2_SOCO | TVA | SOCO | Internal | Winter | B16 | 25 | 500 | 0 | 101.93 | 108.66 | 9 | 0
2030 | TVA_2_SOCO | TVA | SOCO | Internal | Winter | B17 | 100 | 500 | 0 | 94.81 | 95.54 | 9 | 0
2030 | TVA_2_SOCO | TVA | SOCO | Internal | Winter | B18 | 400 | 500 | 0 | 94.81 | 95.54 | 9 | 0
2030 | TVA_2_SOCO | TVA | SOCO | Internal | Winter | B19 | 700 | 500 | 0 | 94.81 | 95.54 | 9 | 0
2030 | TVA_2_SOCO | TVA | SOCO | Internal | Winter | B20 | 935 | 500 | 0 | 87.81 | 94.21 | 9 | 0
2030 | TVA_2_VACAR | TVA | VACAR | Internal | Shoulder | B11 | 25 | 150 | 0 | 99.81 | 103.15 | 9 | 0
2030 | TVA_2_VACAR | TVA | VACAR | Internal | Shoulder | B12 | 200 | 150 | 0 | 92.39 | 95.83 | 9 | 0
2030 | TVA_2_VACAR | TVA | VACAR | Internal | Shoulder | B13 | 600 | 150 | 0 | 92.39 | 85.38 | 9 | 0
2030 | TVA_2_VACAR | TVA | VACAR | Internal | Shoulder | B14 | 900 | 150 | 0 | 92.39 | 85.38 | 9 | 0
2030 | TVA_2_VACAR | TVA | VACAR | Internal | Shoulder | B15 | 1203 | 150 | 0 | 84.67 | 82.83 | 9 | 0
2030 | TVA_2_VACAR | TVA | VACAR | Internal | Summer | B1 | 10 | 150 | 0 | 152.13 | 153.01 | 9 | 0
2030 | TVA_2_VACAR | TVA | VACAR | Internal | Summer | B2 | 25 | 150 | 0 | 149.38 | 151.39 | 9 | 0
2030 | TVA_2_VACAR | TVA | VACAR | Internal | Summer | B3 | 75 | 150 | 0 | 146.4 | 151.39 | 9 | 0
2030 | TVA_2_VACAR | TVA | VACAR | Internal | Summer | B4 | 100 | 150 | 0 | 144.87 | 151.39 | 9 | 0
2030 | TVA_2_VACAR | TVA | VACAR | Internal | Summer | B5 | 200 | 150 | 150 | 124.19 | 146.65 | 9 | 13.46
2030 | TVA_2_VACAR | TVA | VACAR | Internal | Summer | B6 | 300 | 150 | 0 | 106.35 | 115.25 | 9 | 0
2030 | TVA_2_VACAR | TVA | VACAR | Internal | Summer | B7 | 400 | 150 | 150 | 94.3 | 109.27 | 9 | 5.97
2030 | TVA_2_VACAR | TVA | VACAR | Internal | Summer | B8 | 500 | 150 | 0 | 91.15 | 93.42 | 9 | 0
2030 | TVA_2_VACAR | TVA | VACAR | Internal | Summer | B9 | 800 | 150 | 0 | 90.34 | 82.7 | 9 | 0
2030 | TVA_2_VACAR | TVA | VACAR | Internal | Summer | B10 | 1262 | 150 | 0 | 78.24 | 80.87 | 9 | 0
2030 | TVA_2_VACAR | TVA | VACAR | Internal | Winter | B16 | 25 | 150 | 150 | 101.93 | 118.66 | 9 | 7.73
2030 | TVA_2_VACAR | TVA | VACAR | Internal | Winter | B17 | 100 | 150 | 150 | 94.81 | 105.54 | 9 | 1.74
2030 | TVA_2_VACAR | TVA | VACAR | Internal | Winter | B18 | 400 | 150 | 0 | 94.81 | 91.13 | 9 | 0
2030 | TVA_2_VACAR | TVA | VACAR | Internal | Winter | B19 | 700 | 150 | 0 | 94.81 | 88.54 | 9 | 0
2030 | TVA_2_VACAR | TVA | VACAR | Internal | Winter | B20 | 935 | 150 | 0 | 87.81 | 87.21 | 9 | 0
2030 | TVA_Transmission_2_ENT | TVA_Transmission | ENT | Internal | Shoulder | B11 | 25 | 3000 | 0 | 101.15 | 101.17 | 9 | 0
2030 | TVA_Transmission_2_ENT | TVA_Transmission | ENT | Internal | Shoulder | B12 | 200 | 3000 | 0 | 93.72 | 93.53 | 9 | 0
2030 | TVA_Transmission_2_ENT | TVA_Transmission | ENT | Internal | Shoulder | B13 | 600 | 3000 | 0 | 92.38 | 90.37 | 9 | 0
2030 | TVA_Transmission_2_ENT | TVA_Transmission | ENT | Internal | Shoulder | B14 | 900 | 3000 | 0 | 92.38 | 90.37 | 9 | 0
2030 | TVA_Transmission_2_ENT | TVA_Transmission | ENT | Internal | Shoulder | B15 | 1203 | 3000 | 0 | 84.66 | 85.06 | 9 | 0
2030 | TVA_Transmission_2_ENT | TVA_Transmission | ENT | Internal | Summer | B1 | 10 | 3000 | 0 | 152.12 | 149.65 | 9 | 0
2030 | TVA_Transmission_2_ENT | TVA_Transmission | ENT | Internal | Summer | B2 | 25 | 3000 | 0 | 149.37 | 149.37 | 9 | 0
2030 | TVA_Transmission_2_ENT | TVA_Transmission | ENT | Internal | Summer | B3 | 75 | 3000 | 0 | 146.39 | 148.93 | 9 | 0
2030 | TVA_Transmission_2_ENT | TVA_Transmission | ENT | Internal | Summer | B4 | 100 | 3000 | 0 | 144.86 | 148.86 | 9 | 0
2030 | TVA_Transmission_2_ENT | TVA_Transmission | ENT | Internal | Summer | B5 | 200 | 3000 | 0 | 139.19 | 140.19 | 9 | 0
2030 | TVA_Transmission_2_ENT | TVA_Transmission | ENT | Internal | Summer | B6 | 300 | 3000 | 0 | 113.17 | 111.53 | 9 | 0
2030 | TVA_Transmission_2_ENT | TVA_Transmission | ENT | Internal | Summer | B7 | 400 | 3000 | 0 | 101.99 | 95.3 | 9 | 0
2030 | TVA_Transmission_2_ENT | TVA_Transmission | ENT | Internal | Summer | B8 | 500 | 3000 | 0 | 95.14 | 92.56 | 9 | 0
2030 | TVA_Transmission_2_ENT | TVA_Transmission | ENT | Internal | Summer | B9 | 800 | 3000 | 0 | 90.33 | 91.79 | 9 | 0
2030 | TVA_Transmission_2_ENT | TVA_Transmission | ENT | Internal | Summer | B10 | 1262 | 3000 | 0 | 81.06 | 83.34 | 9 | 0
2030 | TVA_Transmission_2_ENT | TVA_Transmission | ENT | Internal | Winter | B16 | 25 | 3000 | 0 | 101.92 | 97.52 | 9 | 0
2030 | TVA_Transmission_2_ENT | TVA_Transmission | ENT | Internal | Winter | B17 | 100 | 3000 | 0 | 97.81 | 95.3 | 9 | 0
2030 | TVA_Transmission_2_ENT | TVA_Transmission | ENT | Internal | Winter | B18 | 400 | 3000 | 0 | 95.94 | 93.53 | 9 | 0
2030 | TVA_Transmission_2_ENT | TVA_Transmission | ENT | Internal | Winter | B19 | 700 | 3000 | 0 | 95.13 | 93.53 | 9 | 0
2030 | TVA_Transmission_2_ENT | TVA_Transmission | ENT | Internal | Winter | B20 | 935 | 3000 | 0 | 87.8 | 87.81 | 9 | 0
2030 | TVA_Transmission_2_MISO_MO-IL | TVA_Transmission | MISO_MO-IL | Internal | Shoulder | B11 | 25 | 4000 | 0 | 101.15 | 93.17 | 9 | 0
2030 | TVA_Transmission_2_MISO_MO-IL | TVA_Transmission | MISO_MO-IL | Internal | Shoulder | B12 | 200 | 4000 | 0 | 93.72 | 87.83 | 9 | 0
2030 | TVA_Transmission_2_MISO_MO-IL | TVA_Transmission | MISO_MO-IL | Internal | Shoulder | B13 | 600 | 4000 | 0 | 92.38 | 87.82 | 9 | 0
2030 | TVA_Transmission_2_MISO_MO-IL | TVA_Transmission | MISO_MO-IL | Internal | Shoulder | B14 | 900 | 4000 | 0 | 92.38 | 87.81 | 9 | 0
2030 | TVA_Transmission_2_MISO_MO-IL | TVA_Transmission | MISO_MO-IL | Internal | Shoulder | B15 | 1203 | 4000 | 0 | 84.66 | 77.06 | 9 | 0
2030 | TVA_Transmission_2_MISO_MO-IL | TVA_Transmission | MISO_MO-IL | Internal | Summer | B1 | 10 | 4000 | 0 | 152.12 | 144.12 | 9 | 0
2030 | TVA_Transmission_2_MISO_MO-IL | TVA_Transmission | MISO_MO-IL | Internal | Summer | B2 | 25 | 4000 | 0 | 149.37 | 141.37 | 9 | 0
2030 | TVA_Transmission_2_MISO_MO-IL | TVA_Transmission | MISO_MO-IL | Internal | Summer | B3 | 75 | 4000 | 0 | 146.39 | 141.52 | 9 | 0
2030 | TVA_Transmission_2_MISO_MO-IL | TVA_Transmission | MISO_MO-IL | Internal | Summer | B4 | 100 | 4000 | 0 | 144.86 | 140.86 | 9 | 0
2030 | TVA_Transmission_2_MISO_MO-IL | TVA_Transmission | MISO_MO-IL | Internal | Summer | B5 | 200 | 4000 | 0 | 139.19 | 140.7 | 9 | 0
2030 | TVA_Transmission_2_MISO_MO-IL | TVA_Transmission | MISO_MO-IL | Internal | Summer | B6 | 300 | 4000 | 0 | 113.17 | 111.25 | 9 | 0
2030 | TVA_Transmission_2_MISO_MO-IL | TVA_Transmission | MISO_MO-IL | Internal | Summer | B7 | 400 | 4000 | 0 | 101.99 | 101.27 | 9 | 0
2030 | TVA_Transmission_2_MISO_MO-IL | TVA_Transmission | MISO_MO-IL | Internal | Summer | B8 | 500 | 4000 | 0 | 95.14 | 92.16 | 9 | 0
2030 | TVA_Transmission_2_MISO_MO-IL | TVA_Transmission | MISO_MO-IL | Internal | Summer | B9 | 800 | 4000 | 0 | 90.33 | 83.79 | 9 | 0
2030 | TVA_Transmission_2_MISO_MO-IL | TVA_Transmission | MISO_MO-IL | Internal | Summer | B10 | 1262 | 4000 | 0 | 81.06 | 75.34 | 9 | 0
2030 | TVA_Transmission_2_MISO_MO-IL | TVA_Transmission | MISO_MO-IL | Internal | Winter | B16 | 25 | 4000 | 0 | 101.92 | 93.92 | 9 | 0
2030 | TVA_Transmission_2_MISO_MO-IL | TVA_Transmission | MISO_MO-IL | Internal | Winter | B17 | 100 | 4000 | 0 | 97.81 | 91.01 | 9 | 0
2030 | TVA_Transmission_2_MISO_MO-IL | TVA_Transmission | MISO_MO-IL | Internal | Winter | B18 | 400 | 4000 | 0 | 95.94 | 90.81 | 9 | 0
2030 | TVA_Transmission_2_MISO_MO-IL | TVA_Transmission | MISO_MO-IL | Internal | Winter | B19 | 700 | 4000 | 0 | 95.13 | 90.79 | 9 | 0
2030 | TVA_Transmission_2_MISO_MO-IL | TVA_Transmission | MISO_MO-IL | Internal | Winter | B20 | 935 | 4000 | 0 | 87.8 | 79.81 | 9 | 0
2030 | TVA_Transmission_2_NonRTO_Midwest | TVA_Transmission | NonRTO_Midwest | Internal | Shoulder | B11 | 25 | 700 | 0 | 101.15 | 101.15 | 9 | 0
2030 | TVA_Transmission_2_NonRTO_Midwest | TVA_Transmission | NonRTO_Midwest | Internal | Shoulder | B12 | 200 | 700 | 0 | 93.72 | 95.82 | 9 | 0
2030 | TVA_Transmission_2_NonRTO_Midwest | TVA_Transmission | NonRTO_Midwest | Internal | Shoulder | B13 | 600 | 700 | 0 | 92.38 | 95.82 | 9 | 0
2030 | TVA_Transmission_2_NonRTO_Midwest | TVA_Transmission | NonRTO_Midwest | Internal | Shoulder | B14 | 900 | 700 | 0 | 92.38 | 95.82 | 9 | 0
2030 | TVA_Transmission_2_NonRTO_Midwest | TVA_Transmission | NonRTO_Midwest | Internal | Shoulder | B15 | 1203 | 700 | 0 | 84.66 | 85.05 | 9 | 0
2030 | TVA_Transmission_2_NonRTO_Midwest | TVA_Transmission | NonRTO_Midwest | Internal | Summer | B1 | 10 | 700 | 0 | 152.12 | 147.28 | 9 | 0
2030 | TVA_Transmission_2_NonRTO_Midwest | TVA_Transmission | NonRTO_Midwest | Internal | Summer | B2 | 25 | 700 | 0 | 149.37 | 147.28 | 9 | 0
2030 | TVA_Transmission_2_NonRTO_Midwest | TVA_Transmission | NonRTO_Midwest | Internal | Summer | B3 | 75 | 700 | 0 | 146.39 | 147.28 | 9 | 0
2030 | TVA_Transmission_2_NonRTO_Midwest | TVA_Transmission | NonRTO_Midwest | Internal | Summer | B4 | 100 | 700 | 0 | 144.86 | 144.86 | 9 | 0
2030 | TVA_Transmission_2_NonRTO_Midwest | TVA_Transmission | NonRTO_Midwest | Internal | Summer | B5 | 200 | 700 | 0 | 139.19 | 139.18 | 9 | 0
2030 | TVA_Transmission_2_NonRTO_Midwest | TVA_Transmission | NonRTO_Midwest | Internal | Summer | B6 | 300 | 700 | 0 | 113.17 | 115.25 | 9 | 0
2030 | TVA_Transmission_2_NonRTO_Midwest | TVA_Transmission | NonRTO_Midwest | Internal | Summer | B7 | 400 | 700 | 0 | 101.99 | 105.66 | 9 | 0
2030 | TVA_Transmission_2_NonRTO_Midwest | TVA_Transmission | NonRTO_Midwest | Internal | Summer | B8 | 500 | 700 | 0 | 95.14 | 100.15 | 9 | 0
2030 | TVA_Transmission_2_NonRTO_Midwest | TVA_Transmission | NonRTO_Midwest | Internal | Summer | B9 | 800 | 700 | 0 | 90.33 | 91.78 | 9 | 0
2030 | TVA_Transmission_2_NonRTO_Midwest | TVA_Transmission | NonRTO_Midwest | Internal | Summer | B10 | 1262 | 700 | 0 | 81.06 | 83.33 | 9 | 0
2030 | TVA_Transmission_2_NonRTO_Midwest | TVA_Transmission | NonRTO_Midwest | Internal | Winter | B16 | 25 | 700 | 0 | 101.92 | 101.93 | 9 | 0
2030 | TVA_Transmission_2_NonRTO_Midwest | TVA_Transmission | NonRTO_Midwest | Internal | Winter | B17 | 100 | 700 | 0 | 97.81 | 99 | 9 | 0
2030 | TVA_Transmission_2_NonRTO_Midwest | TVA_Transmission | NonRTO_Midwest | Internal | Winter | B18 | 400 | 700 | 0 | 95.94 | 98.8 | 9 | 0
2030 | TVA_Transmission_2_NonRTO_Midwest | TVA_Transmission | NonRTO_Midwest | Internal | Winter | B19 | 700 | 700 | 0 | 95.13 | 98.8 | 9 | 0
2030 | TVA_Transmission_2_NonRTO_Midwest | TVA_Transmission | NonRTO_Midwest | Internal | Winter | B20 | 935 | 700 | 0 | 87.8 | 87.8 | 9 | 0
2030 | TVA_Transmission_2_PJM_ROR | TVA_Transmission | PJM_ROR | Internal | Shoulder | B11 | 25 | 2000 | 0 | 101.15 | 95.15 | 9 | 0
2030 | TVA_Transmission_2_PJM_ROR | TVA_Transmission | PJM_ROR | Internal | Shoulder | B12 | 200 | 2000 | 0 | 93.72 | 89.83 | 9 | 0
2030 | TVA_Transmission_2_PJM_ROR | TVA_Transmission | PJM_ROR | Internal | Shoulder | B13 | 600 | 2000 | 0 | 92.38 | 89.83 | 9 | 0
2030 | TVA_Transmission_2_PJM_ROR | TVA_Transmission | PJM_ROR | Internal | Shoulder | B14 | 900 | 2000 | 0 | 92.38 | 89.83 | 9 | 0
2030 | TVA_Transmission_2_PJM_ROR | TVA_Transmission | PJM_ROR | Internal | Shoulder | B15 | 1203 | 2000 | 0 | 84.66 | 78.66 | 9 | 0
2030 | TVA_Transmission_2_PJM_ROR | TVA_Transmission | PJM_ROR | Internal | Summer | B1 | 10 | 2000 | 0 | 152.12 | 142.12 | 9 | 0
2030 | TVA_Transmission_2_PJM_ROR | TVA_Transmission | PJM_ROR | Internal | Summer | B2 | 25 | 2000 | 0 | 149.37 | 140.39 | 9 | 0
2030 | TVA_Transmission_2_PJM_ROR | TVA_Transmission | PJM_ROR | Internal | Summer | B3 | 75 | 2000 | 0 | 146.39 | 140.39 | 9 | 0
2030 | TVA_Transmission_2_PJM_ROR | TVA_Transmission | PJM_ROR | Internal | Summer | B4 | 100 | 2000 | 0 | 144.86 | 138.86 | 9 | 0
2030 | TVA_Transmission_2_PJM_ROR | TVA_Transmission | PJM_ROR | Internal | Summer | B5 | 200 | 2000 | 0 | 139.19 | 133.19 | 9 | 0
2030 | TVA_Transmission_2_PJM_ROR | TVA_Transmission | PJM_ROR | Internal | Summer | B6 | 300 | 2000 | 0 | 113.17 | 109.25 | 9 | 0
2030 | TVA_Transmission_2_PJM_ROR | TVA_Transmission | PJM_ROR | Internal | Summer | B7 | 400 | 2000 | 0 | 101.99 | 103.27 | 9 | 0
2030 | TVA_Transmission_2_PJM_ROR | TVA_Transmission | PJM_ROR | Internal | Summer | B8 | 500 | 2000 | 0 | 95.14 | 94.16 | 9 | 0
2030 | TVA_Transmission_2_PJM_ROR | TVA_Transmission | PJM_ROR | Internal | Summer | B9 | 800 | 2000 | 0 | 90.33 | 85.79 | 9 | 0
2030 | TVA_Transmission_2_PJM_ROR | TVA_Transmission | PJM_ROR | Internal | Summer | B10 | 1262 | 2000 | 0 | 81.06 | 76.99 | 9 | 0
2030 | TVA_Transmission_2_PJM_ROR | TVA_Transmission | PJM_ROR | Internal | Winter | B16 | 25 | 2000 | 0 | 101.92 | 95.92 | 9 | 0
2030 | TVA_Transmission_2_PJM_ROR | TVA_Transmission | PJM_ROR | Internal | Winter | B17 | 100 | 2000 | 0 | 97.81 | 95.92 | 9 | 0
2030 | TVA_Transmission_2_PJM_ROR | TVA_Transmission | PJM_ROR | Internal | Winter | B18 | 400 | 2000 | 0 | 95.94 | 93.08 | 9 | 0
2030 | TVA_Transmission_2_PJM_ROR | TVA_Transmission | PJM_ROR | Internal | Winter | B19 | 700 | 2000 | 0 | 95.13 | 93.08 | 9 | 0
2030 | TVA_Transmission_2_PJM_ROR | TVA_Transmission | PJM_ROR | Internal | Winter | B20 | 935 | 2000 | 0 | 87.8 | 81.8 | 9 | 0
2030 | TVA_Transmission_2_SOCO | TVA_Transmission | SOCO | Internal | Shoulder | B11 | 25 | 3200 | 733.95 | 101.15 | 110.15 | 9 | 0
2030 | TVA_Transmission_2_SOCO | TVA_Transmission | SOCO | Internal | Shoulder | B12 | 200 | 3200 | 0 | 93.72 | 92.38 | 9 | 0
2030 | TVA_Transmission_2_SOCO | TVA_Transmission | SOCO | Internal | Shoulder | B13 | 600 | 3200 | 0 | 92.38 | 92.38 | 9 | 0
2030 | TVA_Transmission_2_SOCO | TVA_Transmission | SOCO | Internal | Shoulder | B14 | 900 | 3200 | 0 | 92.38 | 92.38 | 9 | 0
2030 | TVA_Transmission_2_SOCO | TVA_Transmission | SOCO | Internal | Shoulder | B15 | 1203 | 3200 | 0 | 84.66 | 92.13 | 9 | 0
2030 | TVA_Transmission_2_SOCO | TVA_Transmission | SOCO | Internal | Summer | B1 | 10 | 3200 | 0 | 152.12 | 157.65 | 9 | 0
2030 | TVA_Transmission_2_SOCO | TVA_Transmission | SOCO | Internal | Summer | B2 | 25 | 3200 | 0 | 149.37 | 157.37 | 9 | 0
2030 | TVA_Transmission_2_SOCO | TVA_Transmission | SOCO | Internal | Summer | B3 | 75 | 3200 | 0 | 146.39 | 152.47 | 9 | 0
2030 | TVA_Transmission_2_SOCO | TVA_Transmission | SOCO | Internal | Summer | B4 | 100 | 3200 | 0 | 144.86 | 149.4 | 9 | 0
2030 | TVA_Transmission_2_SOCO | TVA_Transmission | SOCO | Internal | Summer | B5 | 200 | 3200 | 1912.21 | 139.19 | 148.19 | 9 | 0
2030 | TVA_Transmission_2_SOCO | TVA_Transmission | SOCO | Internal | Summer | B6 | 300 | 3200 | 0 | 113.17 | 119.53 | 9 | 0
2030 | TVA_Transmission_2_SOCO | TVA_Transmission | SOCO | Internal | Summer | B7 | 400 | 3200 | 0 | 101.99 | 103.3 | 9 | 0
2030 | TVA_Transmission_2_SOCO | TVA_Transmission | SOCO | Internal | Summer | B8 | 500 | 3200 | 0 | 95.14 | 94.21 | 9 | 0
2030 | TVA_Transmission_2_SOCO | TVA_Transmission | SOCO | Internal | Summer | B9 | 800 | 3200 | 0 | 90.33 | 90.88 | 9 | 0
2030 | TVA_Transmission_2_SOCO | TVA_Transmission | SOCO | Internal | Summer | B10 | 1262 | 3200 | 0 | 81.06 | 87.87 | 9 | 0
2030 | TVA_Transmission_2_SOCO | TVA_Transmission | SOCO | Internal | Winter | B16 | 25 | 3200 | 0 | 101.92 | 108.66 | 9 | 0
2030 | TVA_Transmission_2_SOCO | TVA_Transmission | SOCO | Internal | Winter | B17 | 100 | 3200 | 0 | 97.81 | 95.54 | 9 | 0
2030 | TVA_Transmission_2_SOCO | TVA_Transmission | SOCO | Internal | Winter | B18 | 400 | 3200 | 0 | 95.94 | 95.54 | 9 | 0
2030 | TVA_Transmission_2_SOCO | TVA_Transmission | SOCO | Internal | Winter | B19 | 700 | 3200 | 0 | 95.13 | 95.54 | 9 | 0
2030 | TVA_Transmission_2_SOCO | TVA_Transmission | SOCO | Internal | Winter | B20 | 935 | 3200 | 0 | 87.8 | 94.21 | 9 | 0
2030 | TVA_Transmission_2_TVA | TVA_Transmission | TVA | Internal | Shoulder | B11 | 25 | 99999 | 0 | 101.15 | 99.81 | 0.01 | 0
2030 | TVA_Transmission_2_TVA | TVA_Transmission | TVA | Internal | Shoulder | B12 | 200 | 99999 | 0 | 93.72 | 92.39 | 0.01 | 0
2030 | TVA_Transmission_2_TVA | TVA_Transmission | TVA | Internal | Shoulder | B13 | 600 | 99999 | 12.6 | 92.38 | 92.39 | 0.01 | 0
2030 | TVA_Transmission_2_TVA | TVA_Transmission | TVA | Internal | Shoulder | B14 | 900 | 99999 | 51.62 | 92.38 | 92.39 | 0.01 | 0
2030 | TVA_Transmission_2_TVA | TVA_Transmission | TVA | Internal | Shoulder | B15 | 1203 | 99999 | 1982.83 | 84.66 | 84.67 | 0.01 | 0
2030 | TVA_Transmission_2_TVA | TVA_Transmission | TVA | Internal | Summer | B1 | 10 | 99999 | 4165.18 | 152.12 | 152.13 | 0.01 | 0
2030 | TVA_Transmission_2_TVA | TVA_Transmission | TVA | Internal | Summer | B2 | 25 | 99999 | 3234.63 | 149.37 | 149.38 | 0.01 | 0
2030 | TVA_Transmission_2_TVA | TVA_Transmission | TVA | Internal | Summer | B3 | 75 | 99999 | 1408.86 | 146.39 | 146.4 | 0.01 | 0
2030 | TVA_Transmission_2_TVA | TVA_Transmission | TVA | Internal | Summer | B4 | 100 | 99999 | 565.23 | 144.86 | 144.87 | 0.01 | 0
2030 | TVA_Transmission_2_TVA | TVA_Transmission | TVA | Internal | Summer | B5 | 200 | 99999 | 0 | 139.19 | 124.19 | 0.01 | 0
2030 | TVA_Transmission_2_TVA | TVA_Transmission | TVA | Internal | Summer | B6 | 300 | 99999 | 0 | 113.17 | 106.35 | 0.01 | 0
2030 | TVA_Transmission_2_TVA | TVA_Transmission | TVA | Internal | Summer | B7 | 400 | 99999 | 0 | 101.99 | 94.3 | 0.01 | 0
2030 | TVA_Transmission_2_TVA | TVA_Transmission | TVA | Internal | Summer | B8 | 500 | 99999 | 0 | 95.14 | 91.15 | 0.01 | 0
2030 | TVA_Transmission_2_TVA | TVA_Transmission | TVA | Internal | Summer | B9 | 800 | 99999 | 900 | 90.33 | 90.34 | 0.01 | 0
2030 | TVA_Transmission_2_TVA | TVA_Transmission | TVA | Internal | Summer | B10 | 1262 | 99999 | 0 | 81.06 | 78.24 | 0.01 | 0
2030 | TVA_Transmission_2_TVA | TVA_Transmission | TVA | Internal | Winter | B16 | 25 | 99999 | 434.89 | 101.92 | 101.93 | 0.01 | 0
2030 | TVA_Transmission_2_TVA | TVA_Transmission | TVA | Internal | Winter | B17 | 100 | 99999 | 0 | 97.81 | 94.81 | 0.01 | 0
2030 | TVA_Transmission_2_TVA | TVA_Transmission | TVA | Internal | Winter | B18 | 400 | 99999 | 0 | 95.94 | 94.81 | 0.01 | 0
2030 | TVA_Transmission_2_TVA | TVA_Transmission | TVA | Internal | Winter | B19 | 700 | 99999 | 0 | 95.13 | 94.81 | 0.01 | 0
2030 | TVA_Transmission_2_TVA | TVA_Transmission | TVA | Internal | Winter | B20 | 935 | 99999 | 1070.39 | 87.8 | 87.81 | 0.01 | 0
2030 | TVA_Transmission_2_VACAR | TVA_Transmission | VACAR | Internal | Shoulder | B11 | 25 | 900 | 0 | 101.15 | 103.15 | 9 | 0
2030 | TVA_Transmission_2_VACAR | TVA_Transmission | VACAR | Internal | Shoulder | B12 | 200 | 900 | 0 | 93.72 | 95.83 | 9 | 0
2030 | TVA_Transmission_2_VACAR | TVA_Transmission | VACAR | Internal | Shoulder | B13 | 600 | 900 | 0 | 92.38 | 85.38 | 9 | 0
2030 | TVA_Transmission_2_VACAR | TVA_Transmission | VACAR | Internal | Shoulder | B14 | 900 | 900 | 0 | 92.38 | 85.38 | 9 | 0
2030 | TVA_Transmission_2_VACAR | TVA_Transmission | VACAR | Internal | Shoulder | B15 | 1203 | 900 | 0 | 84.66 | 82.83 | 9 | 0
2030 | TVA_Transmission_2_VACAR | TVA_Transmission | VACAR | Internal | Summer | B1 | 10 | 900 | 0 | 152.12 | 153.01 | 9 | 0
2030 | TVA_Transmission_2_VACAR | TVA_Transmission | VACAR | Internal | Summer | B2 | 25 | 900 | 0 | 149.37 | 151.39 | 9 | 0
2030 | TVA_Transmission_2_VACAR | TVA_Transmission | VACAR | Internal | Summer | B3 | 75 | 900 | 0 | 146.39 | 151.39 | 9 | 0
2030 | TVA_Transmission_2_VACAR | TVA_Transmission | VACAR | Internal | Summer | B4 | 100 | 900 | 0 | 144.86 | 151.39 | 9 | 0
2030 | TVA_Transmission_2_VACAR | TVA_Transmission | VACAR | Internal | Summer | B5 | 200 | 900 | 0 | 139.19 | 146.65 | 9 | 0
2030 | TVA_Transmission_2_VACAR | TVA_Transmission | VACAR | Internal | Summer | B6 | 300 | 900 | 0 | 113.17 | 115.25 | 9 | 0
2030 | TVA_Transmission_2_VACAR | TVA_Transmission | VACAR | Internal | Summer | B7 | 400 | 900 | 0 | 101.99 | 109.27 | 9 | 0
2030 | TVA_Transmission_2_VACAR | TVA_Transmission | VACAR | Internal | Summer | B8 | 500 | 900 | 0 | 95.14 | 93.42 | 9 | 0
2030 | TVA_Transmission_2_VACAR | TVA_Transmission | VACAR | Internal | Summer | B9 | 800 | 900 | 0 | 90.33 | 82.7 | 9 | 0
2030 | TVA_Transmission_2_VACAR | TVA_Transmission | VACAR | Internal | Summer | B10 | 1262 | 900 | 0 | 81.06 | 80.87 | 9 | 0
2030 | TVA_Transmission_2_VACAR | TVA_Transmission | VACAR | Internal | Winter | B16 | 25 | 900 | 900 | 101.92 | 118.66 | 9 | 7.74
2030 | TVA_Transmission_2_VACAR | TVA_Transmission | VACAR | Internal | Winter | B17 | 100 | 900 | 0 | 97.81 | 105.54 | 9 | 0
2030 | TVA_Transmission_2_VACAR | TVA_Transmission | VACAR | Internal | Winter | B18 | 400 | 900 | 0 | 95.94 | 91.13 | 9 | 0
2030 | TVA_Transmission_2_VACAR | TVA_Transmission | VACAR | Internal | Winter | B19 | 700 | 900 | 0 | 95.13 | 88.54 | 9 | 0
2030 | TVA_Transmission_2_VACAR | TVA_Transmission | VACAR | Internal | Winter | B20 | 935 | 900 | 0 | 87.8 | 87.21 | 9 | 0
2030 | VACAR_2_PJM_ROR | VACAR | PJM_ROR | Internal | Shoulder | B11 | 25 | 2000 | 0 | 103.15 | 95.15 | 7 | 0
2030 | VACAR_2_PJM_ROR | VACAR | PJM_ROR | Internal | Shoulder | B12 | 200 | 2000 | 0 | 95.83 | 89.83 | 7 | 0
2030 | VACAR_2_PJM_ROR | VACAR | PJM_ROR | Internal | Shoulder | B13 | 600 | 2000 | 0 | 85.38 | 89.83 | 7 | 0
2030 | VACAR_2_PJM_ROR | VACAR | PJM_ROR | Internal | Shoulder | B14 | 900 | 2000 | 0 | 85.38 | 89.83 | 7 | 0
2030 | VACAR_2_PJM_ROR | VACAR | PJM_ROR | Internal | Shoulder | B15 | 1203 | 2000 | 0 | 82.83 | 78.66 | 7 | 0
2030 | VACAR_2_PJM_ROR | VACAR | PJM_ROR | Internal | Summer | B1 | 10 | 2000 | 0 | 153.01 | 142.12 | 7 | 0
2030 | VACAR_2_PJM_ROR | VACAR | PJM_ROR | Internal | Summer | B2 | 25 | 2000 | 0 | 151.39 | 140.39 | 7 | 0
2030 | VACAR_2_PJM_ROR | VACAR | PJM_ROR | Internal | Summer | B3 | 75 | 2000 | 0 | 151.39 | 140.39 | 7 | 0
2030 | VACAR_2_PJM_ROR | VACAR | PJM_ROR | Internal | Summer | B4 | 100 | 2000 | 0 | 151.39 | 138.86 | 7 | 0
2030 | VACAR_2_PJM_ROR | VACAR | PJM_ROR | Internal | Summer | B5 | 200 | 2000 | 0 | 146.65 | 133.19 | 7 | 0
2030 | VACAR_2_PJM_ROR | VACAR | PJM_ROR | Internal | Summer | B6 | 300 | 2000 | 0 | 115.25 | 109.25 | 7 | 0
2030 | VACAR_2_PJM_ROR | VACAR | PJM_ROR | Internal | Summer | B7 | 400 | 2000 | 0 | 109.27 | 103.27 | 7 | 0
2030 | VACAR_2_PJM_ROR | VACAR | PJM_ROR | Internal | Summer | B8 | 500 | 2000 | 0 | 93.42 | 94.16 | 7 | 0
2030 | VACAR_2_PJM_ROR | VACAR | PJM_ROR | Internal | Summer | B9 | 800 | 2000 | 0 | 82.7 | 85.79 | 7 | 0
2030 | VACAR_2_PJM_ROR | VACAR | PJM_ROR | Internal | Summer | B10 | 1262 | 2000 | 0 | 80.87 | 76.99 | 7 | 0
2030 | VACAR_2_PJM_ROR | VACAR | PJM_ROR | Internal | Winter | B16 | 25 | 2000 | 0 | 118.66 | 95.92 | 7 | 0
2030 | VACAR_2_PJM_ROR | VACAR | PJM_ROR | Internal | Winter | B17 | 100 | 2000 | 0 | 105.54 | 95.92 | 7 | 0
2030 | VACAR_2_PJM_ROR | VACAR | PJM_ROR | Internal | Winter | B18 | 400 | 2000 | 0 | 91.13 | 93.08 | 7 | 0
2030 | VACAR_2_PJM_ROR | VACAR | PJM_ROR | Internal | Winter | B19 | 700 | 2000 | 0 | 88.54 | 93.08 | 7 | 0
2030 | VACAR_2_PJM_ROR | VACAR | PJM_ROR | Internal | Winter | B20 | 935 | 2000 | 0 | 87.21 | 81.8 | 7 | 0
2030 | VACAR_2_SOCO | VACAR | SOCO | Internal | Shoulder | B11 | 25 | 3000 | 1670.07 | 103.15 | 110.15 | 7 | 0
2030 | VACAR_2_SOCO | VACAR | SOCO | Internal | Shoulder | B12 | 200 | 3000 | 0 | 95.83 | 92.38 | 7 | 0
2030 | VACAR_2_SOCO | VACAR | SOCO | Internal | Shoulder | B13 | 600 | 3000 | 9.09 | 85.38 | 92.38 | 7 | 0
2030 | VACAR_2_SOCO | VACAR | SOCO | Internal | Shoulder | B14 | 900 | 3000 | 917.45 | 85.38 | 92.38 | 7 | 0
2030 | VACAR_2_SOCO | VACAR | SOCO | Internal | Shoulder | B15 | 1203 | 3000 | 3000 | 82.83 | 92.13 | 7 | 2.3
2030 | VACAR_2_SOCO | VACAR | SOCO | Internal | Summer | B1 | 10 | 3000 | 0 | 153.01 | 157.65 | 7 | 0
2030 | VACAR_2_SOCO | VACAR | SOCO | Internal | Summer | B2 | 25 | 3000 | 0 | 151.39 | 157.37 | 7 | 0
2030 | VACAR_2_SOCO | VACAR | SOCO | Internal | Summer | B3 | 75 | 3000 | 0 | 151.39 | 152.47 | 7 | 0
2030 | VACAR_2_SOCO | VACAR | SOCO | Internal | Summer | B4 | 100 | 3000 | 0 | 151.39 | 149.4 | 7 | 0
2030 | VACAR_2_SOCO | VACAR | SOCO | Internal | Summer | B5 | 200 | 3000 | 0 | 146.65 | 148.19 | 7 | 0
2030 | VACAR_2_SOCO | VACAR | SOCO | Internal | Summer | B6 | 300 | 3000 | 0 | 115.25 | 119.53 | 7 | 0
2030 | VACAR_2_SOCO | VACAR | SOCO | Internal | Summer | B7 | 400 | 3000 | 0 | 109.27 | 103.3 | 7 | 0
2030 | VACAR_2_SOCO | VACAR | SOCO | Internal | Summer | B8 | 500 | 3000 | 0 | 93.42 | 94.21 | 7 | 0
2030 | VACAR_2_SOCO | VACAR | SOCO | Internal | Summer | B9 | 800 | 3000 | 3000 | 82.7 | 90.88 | 7 | 1.18
2030 | VACAR_2_SOCO | VACAR | SOCO | Internal | Summer | B10 | 1262 | 3000 | 350.26 | 80.87 | 87.87 | 7 | 0
2030 | VACAR_2_SOCO | VACAR | SOCO | Internal | Winter | B16 | 25 | 3000 | 0 | 118.66 | 108.66 | 7 | 0
2030 | VACAR_2_SOCO | VACAR | SOCO | Internal | Winter | B17 | 100 | 3000 | 0 | 105.54 | 95.54 | 7 | 0
2030 | VACAR_2_SOCO | VACAR | SOCO | Internal | Winter | B18 | 400 | 3000 | 0 | 91.13 | 95.54 | 7 | 0
2030 | VACAR_2_SOCO | VACAR | SOCO | Internal | Winter | B19 | 700 | 3000 | 1714.94 | 88.54 | 95.54 | 7 | 0
2030 | VACAR_2_SOCO | VACAR | SOCO | Internal | Winter | B20 | 935 | 3000 | 426.4 | 87.21 | 94.21 | 7 | 0
2030 | VACAR_2_TVA_Transmission | VACAR | TVA_Transmission | Internal | Shoulder | B11 | 25 | 900 | 0 | 103.15 | 101.15 | 7 | 0
2030 | VACAR_2_TVA_Transmission | VACAR | TVA_Transmission | Internal | Shoulder | B12 | 200 | 900 | 0 | 95.83 | 93.72 | 7 | 0
2030 | VACAR_2_TVA_Transmission | VACAR | TVA_Transmission | Internal | Shoulder | B13 | 600 | 900 | 12.6 | 85.38 | 92.38 | 7 | 0
2030 | VACAR_2_TVA_Transmission | VACAR | TVA_Transmission | Internal | Shoulder | B14 | 900 | 900 | 51.62 | 85.38 | 92.38 | 7 | 0
2030 | VACAR_2_TVA_Transmission | VACAR | TVA_Transmission | Internal | Shoulder | B15 | 1203 | 900 | 0 | 82.83 | 84.66 | 7 | 0
2030 | VACAR_2_TVA_Transmission | VACAR | TVA_Transmission | Internal | Summer | B1 | 10 | 900 | 0 | 153.01 | 152.12 | 7 | 0
2030 | VACAR_2_TVA_Transmission | VACAR | TVA_Transmission | Internal | Summer | B2 | 25 | 900 | 0 | 151.39 | 149.37 | 7 | 0
2030 | VACAR_2_TVA_Transmission | VACAR | TVA_Transmission | Internal | Summer | B3 | 75 | 900 | 0 | 151.39 | 146.39 | 7 | 0
2030 | VACAR_2_TVA_Transmission | VACAR | TVA_Transmission | Internal | Summer | B4 | 100 | 900 | 0 | 151.39 | 144.86 | 7 | 0
2030 | VACAR_2_TVA_Transmission | VACAR | TVA_Transmission | Internal | Summer | B5 | 200 | 900 | 0 | 146.65 | 139.19 | 7 | 0
2030 | VACAR_2_TVA_Transmission | VACAR | TVA_Transmission | Internal | Summer | B6 | 300 | 900 | 0 | 115.25 | 113.17 | 7 | 0
2030 | VACAR_2_TVA_Transmission | VACAR | TVA_Transmission | Internal | Summer | B7 | 400 | 900 | 0 | 109.27 | 101.99 | 7 | 0
2030 | VACAR_2_TVA_Transmission | VACAR | TVA_Transmission | Internal | Summer | B8 | 500 | 900 | 0 | 93.42 | 95.14 | 7 | 0
2030 | VACAR_2_TVA_Transmission | VACAR | TVA_Transmission | Internal | Summer | B9 | 800 | 900 | 900 | 82.7 | 90.33 | 7 | 0.63
2030 | VACAR_2_TVA_Transmission | VACAR | TVA_Transmission | Internal | Summer | B10 | 1262 | 900 | 0 | 80.87 | 81.06 | 7 | 0
2030 | VACAR_2_TVA_Transmission | VACAR | TVA_Transmission | Internal | Winter | B16 | 25 | 900 | 0 | 118.66 | 101.92 | 7 | 0
2030 | VACAR_2_TVA_Transmission | VACAR | TVA_Transmission | Internal | Winter | B17 | 100 | 900 | 0 | 105.54 | 97.81 | 7 | 0
2030 | VACAR_2_TVA_Transmission | VACAR | TVA_Transmission | Internal | Winter | B18 | 400 | 900 | 0 | 91.13 | 95.94 | 7 | 0
2030 | VACAR_2_TVA_Transmission | VACAR | TVA_Transmission | Internal | Winter | B19 | 700 | 900 | 0 | 88.54 | 95.13 | 7 | 0
2030 | VACAR_2_TVA_Transmission | VACAR | TVA_Transmission | Internal | Winter | B20 | 935 | 900 | 0 | 87.21 | 87.8 | 7 | 0
2035 | ENT_2_MISO_MO-IL | ENT | MISO_MO-IL | Internal | Shoulder | B11 | 25 | 2260 | 0 | 136.37 | 133.32 | 8 | 0
2035 | ENT_2_MISO_MO-IL | ENT | MISO_MO-IL | Internal | Shoulder | B12 | 200 | 2260 | 0 | 123.11 | 117.14 | 8 | 0
2035 | ENT_2_MISO_MO-IL | ENT | MISO_MO-IL | Internal | Shoulder | B13 | 600 | 2260 | 0 | 121.36 | 114.86 | 8 | 0
2035 | ENT_2_MISO_MO-IL | ENT | MISO_MO-IL | Internal | Shoulder | B14 | 900 | 2260 | 0 | 117.39 | 114.86 | 8 | 0
2035 | ENT_2_MISO_MO-IL | ENT | MISO_MO-IL | Internal | Shoulder | B15 | 1203 | 2260 | 0 | 117.39 | 114.84 | 8 | 0
2035 | ENT_2_MISO_MO-IL | ENT | MISO_MO-IL | Internal | Summer | B1 | 10 | 2260 | 0 | 220.76 | 217.26 | 8 | 0
2035 | ENT_2_MISO_MO-IL | ENT | MISO_MO-IL | Internal | Summer | B2 | 25 | 2260 | 0 | 218.99 | 212.94 | 8 | 0
2035 | ENT_2_MISO_MO-IL | ENT | MISO_MO-IL | Internal | Summer | B3 | 75 | 2260 | 0 | 214.94 | 212.46 | 8 | 0
2035 | ENT_2_MISO_MO-IL | ENT | MISO_MO-IL | Internal | Summer | B4 | 100 | 2260 | 1263.73 | 187.58 | 195.58 | 8 | 0
2035 | ENT_2_MISO_MO-IL | ENT | MISO_MO-IL | Internal | Summer | B5 | 200 | 2260 | 404.58 | 150.78 | 158.78 | 8 | 0
2035 | ENT_2_MISO_MO-IL | ENT | MISO_MO-IL | Internal | Summer | B6 | 300 | 2260 | 658.14 | 134.59 | 142.59 | 8 | 0
2035 | ENT_2_MISO_MO-IL | ENT | MISO_MO-IL | Internal | Summer | B7 | 400 | 2260 | 0 | 134.59 | 131.65 | 8 | 0
2035 | ENT_2_MISO_MO-IL | ENT | MISO_MO-IL | Internal | Summer | B8 | 500 | 2260 | 0 | 122.49 | 114.49 | 8 | 0
2035 | ENT_2_MISO_MO-IL | ENT | MISO_MO-IL | Internal | Summer | B9 | 800 | 2260 | 0 | 115.88 | 113.41 | 8 | 0
2035 | ENT_2_MISO_MO-IL | ENT | MISO_MO-IL | Internal | Summer | B10 | 1262 | 2260 | 0 | 115.88 | 113.41 | 8 | 0
2035 | ENT_2_MISO_MO-IL | ENT | MISO_MO-IL | Internal | Winter | B16 | 25 | 2260 | 0 | 139.98 | 134.05 | 8 | 0
2035 | ENT_2_MISO_MO-IL | ENT | MISO_MO-IL | Internal | Winter | B17 | 100 | 2260 | 0 | 125.39 | 120.01 | 8 | 0
2035 | ENT_2_MISO_MO-IL | ENT | MISO_MO-IL | Internal | Winter | B18 | 400 | 2260 | 0 | 125.39 | 118.03 | 8 | 0
2035 | ENT_2_MISO_MO-IL | ENT | MISO_MO-IL | Internal | Winter | B19 | 700 | 2260 | 0 | 120.46 | 117.88 | 8 | 0
2035 | ENT_2_MISO_MO-IL | ENT | MISO_MO-IL | Internal | Winter | B20 | 935 | 2260 | 0 | 120.46 | 117.88 | 8 | 0
2035 | ENT_2_SOCO | ENT | SOCO | Internal | Shoulder | B11 | 25 | 2000 | 0 | 136.37 | 138.57 | 8 | 0
2035 | ENT_2_SOCO | ENT | SOCO | Internal | Shoulder | B12 | 200 | 2000 | 0 | 123.11 | 126.74 | 8 | 0
2035 | ENT_2_SOCO | ENT | SOCO | Internal | Shoulder | B13 | 600 | 2000 | 0 | 121.36 | 119.26 | 8 | 0
2035 | ENT_2_SOCO | ENT | SOCO | Internal | Shoulder | B14 | 900 | 2000 | 0 | 117.39 | 119.26 | 8 | 0
2035 | ENT_2_SOCO | ENT | SOCO | Internal | Shoulder | B15 | 1203 | 2000 | 0 | 117.39 | 119.26 | 8 | 0
2035 | ENT_2_SOCO | ENT | SOCO | Internal | Summer | B1 | 10 | 2000 | 321.31 | 220.76 | 228.76 | 8 | 0
2035 | ENT_2_SOCO | ENT | SOCO | Internal | Summer | B2 | 25 | 2000 | 191.77 | 218.99 | 226.99 | 8 | 0
2035 | ENT_2_SOCO | ENT | SOCO | Internal | Summer | B3 | 75 | 2000 | 106.21 | 214.94 | 222.94 | 8 | 0
2035 | ENT_2_SOCO | ENT | SOCO | Internal | Summer | B4 | 100 | 2000 | 0 | 187.58 | 177.58 | 8 | 0
2035 | ENT_2_SOCO | ENT | SOCO | Internal | Summer | B5 | 200 | 2000 | 0 | 150.78 | 150.76 | 8 | 0
2035 | ENT_2_SOCO | ENT | SOCO | Internal | Summer | B6 | 300 | 2000 | 0 | 134.59 | 137 | 8 | 0
2035 | ENT_2_SOCO | ENT | SOCO | Internal | Summer | B7 | 400 | 2000 | 0 | 134.59 | 133.63 | 8 | 0
2035 | ENT_2_SOCO | ENT | SOCO | Internal | Summer | B8 | 500 | 2000 | 0 | 122.49 | 125.71 | 8 | 0
2035 | ENT_2_SOCO | ENT | SOCO | Internal | Summer | B9 | 800 | 2000 | 0 | 115.88 | 117.93 | 8 | 0
2035 | ENT_2_SOCO | ENT | SOCO | Internal | Summer | B10 | 1262 | 2000 | 0 | 115.88 | 117.93 | 8 | 0
2035 | ENT_2_SOCO | ENT | SOCO | Internal | Winter | B16 | 25 | 2000 | 0 | 139.98 | 142.05 | 8 | 0
2035 | ENT_2_SOCO | ENT | SOCO | Internal | Winter | B17 | 100 | 2000 | 0 | 125.39 | 122.22 | 8 | 0
2035 | ENT_2_SOCO | ENT | SOCO | Internal | Winter | B18 | 400 | 2000 | 0 | 125.39 | 122.22 | 8 | 0
2035 | ENT_2_SOCO | ENT | SOCO | Internal | Winter | B19 | 700 | 2000 | 0 | 120.46 | 122.22 | 8 | 0
2035 | ENT_2_SOCO | ENT | SOCO | Internal | Winter | B20 | 935 | 2000 | 0 | 120.46 | 122.22 | 8 | 0
2035 | ENT_2_SPP_N | ENT | SPP_N | Internal | Shoulder | B11 | 25 | 1300 | 0 | 136.37 | 133.33 | 8 | 0
2035 | ENT_2_SPP_N | ENT | SPP_N | Internal | Shoulder | B12 | 200 | 1300 | 0 | 123.11 | 118.11 | 8 | 0
2035 | ENT_2_SPP_N | ENT | SPP_N | Internal | Shoulder | B13 | 600 | 1300 | 0 | 121.36 | 117.22 | 8 | 0
2035 | ENT_2_SPP_N | ENT | SPP_N | Internal | Shoulder | B14 | 900 | 1300 | 0 | 117.39 | 113.83 | 8 | 0
2035 | ENT_2_SPP_N | ENT | SPP_N | Internal | Shoulder | B15 | 1203 | 1300 | 0 | 117.39 | 109.84 | 8 | 0
2035 | ENT_2_SPP_N | ENT | SPP_N | Internal | Summer | B1 | 10 | 1300 | 0 | 220.76 | 212.26 | 8 | 0
2035 | ENT_2_SPP_N | ENT | SPP_N | Internal | Summer | B2 | 25 | 1300 | 0 | 218.99 | 213.99 | 8 | 0
2035 | ENT_2_SPP_N | ENT | SPP_N | Internal | Summer | B3 | 75 | 1300 | 0 | 214.94 | 213.99 | 8 | 0
2035 | ENT_2_SPP_N | ENT | SPP_N | Internal | Summer | B4 | 100 | 1300 | 405.51 | 187.58 | 195.58 | 8 | 0
2035 | ENT_2_SPP_N | ENT | SPP_N | Internal | Summer | B5 | 200 | 1300 | 0 | 150.78 | 153.78 | 8 | 0
2035 | ENT_2_SPP_N | ENT | SPP_N | Internal | Summer | B6 | 300 | 1300 | 0 | 134.59 | 139.6 | 8 | 0
2035 | ENT_2_SPP_N | ENT | SPP_N | Internal | Summer | B7 | 400 | 1300 | 0 | 134.59 | 134.61 | 8 | 0
2035 | ENT_2_SPP_N | ENT | SPP_N | Internal | Summer | B8 | 500 | 1300 | 0 | 122.49 | 116.6 | 8 | 0
2035 | ENT_2_SPP_N | ENT | SPP_N | Internal | Summer | B9 | 800 | 1300 | 0 | 115.88 | 116.11 | 8 | 0
2035 | ENT_2_SPP_N | ENT | SPP_N | Internal | Summer | B10 | 1262 | 1300 | 0 | 115.88 | 115.62 | 8 | 0
2035 | ENT_2_SPP_N | ENT | SPP_N | Internal | Winter | B16 | 25 | 1300 | 0 | 139.98 | 121.43 | 8 | 0
2035 | ENT_2_SPP_N | ENT | SPP_N | Internal | Winter | B17 | 100 | 1300 | 0 | 125.39 | 120.39 | 8 | 0
2035 | ENT_2_SPP_N | ENT | SPP_N | Internal | Winter | B18 | 400 | 1300 | 0 | 125.39 | 120.39 | 8 | 0
2035 | ENT_2_SPP_N | ENT | SPP_N | Internal | Winter | B19 | 700 | 1300 | 0 | 120.46 | 120.39 | 8 | 0
2035 | ENT_2_SPP_N | ENT | SPP_N | Internal | Winter | B20 | 935 | 1300 | 0 | 120.46 | 115.45 | 8 | 0
2035 | ENT_2_SPP_S | ENT | SPP_S | Internal | Shoulder | B11 | 25 | 1300 | 0 | 136.37 | 133.34 | 8 | 0
2035 | ENT_2_SPP_S | ENT | SPP_S | Internal | Shoulder | B12 | 200 | 1300 | 0 | 123.11 | 117.21 | 8 | 0
2035 | ENT_2_SPP_S | ENT | SPP_S | Internal | Shoulder | B13 | 600 | 1300 | 0 | 121.36 | 117.21 | 8 | 0
2035 | ENT_2_SPP_S | ENT | SPP_S | Internal | Shoulder | B14 | 900 | 1300 | 0 | 117.39 | 113.84 | 8 | 0
2035 | ENT_2_SPP_S | ENT | SPP_S | Internal | Shoulder | B15 | 1203 | 1300 | 0 | 117.39 | 109.83 | 8 | 0
2035 | ENT_2_SPP_S | ENT | SPP_S | Internal | Summer | B1 | 10 | 1300 | 0 | 220.76 | 134.62 | 8 | 0
2035 | ENT_2_SPP_S | ENT | SPP_S | Internal | Summer | B2 | 25 | 1300 | 0 | 218.99 | 196.29 | 8 | 0
2035 | ENT_2_SPP_S | ENT | SPP_S | Internal | Summer | B3 | 75 | 1300 | 0 | 214.94 | 197.98 | 8 | 0
2035 | ENT_2_SPP_S | ENT | SPP_S | Internal | Summer | B4 | 100 | 1300 | 0 | 187.58 | 195.57 | 8 | 0
2035 | ENT_2_SPP_S | ENT | SPP_S | Internal | Summer | B5 | 200 | 1300 | 0 | 150.78 | 145.78 | 8 | 0
2035 | ENT_2_SPP_S | ENT | SPP_S | Internal | Summer | B6 | 300 | 1300 | 0 | 134.59 | 139.61 | 8 | 0
2035 | ENT_2_SPP_S | ENT | SPP_S | Internal | Summer | B7 | 400 | 1300 | 0 | 134.59 | 134.62 | 8 | 0
2035 | ENT_2_SPP_S | ENT | SPP_S | Internal | Summer | B8 | 500 | 1300 | 0 | 122.49 | 124.82 | 8 | 0
2035 | ENT_2_SPP_S | ENT | SPP_S | Internal | Summer | B9 | 800 | 1300 | 0 | 115.88 | 116.12 | 8 | 0
2035 | ENT_2_SPP_S | ENT | SPP_S | Internal | Summer | B10 | 1262 | 1300 | 0 | 115.88 | 115.63 | 8 | 0
2035 | ENT_2_SPP_S | ENT | SPP_S | Internal | Winter | B16 | 25 | 1300 | 0 | 139.98 | 121.44 | 8 | 0
2035 | ENT_2_SPP_S | ENT | SPP_S | Internal | Winter | B17 | 100 | 1300 | 0 | 125.39 | 120.41 | 8 | 0
2035 | ENT_2_SPP_S | ENT | SPP_S | Internal | Winter | B18 | 400 | 1300 | 0 | 125.39 | 120.41 | 8 | 0
2035 | ENT_2_SPP_S | ENT | SPP_S | Internal | Winter | B19 | 700 | 1300 | 0 | 120.46 | 120.41 | 8 | 0
2035 | ENT_2_SPP_S | ENT | SPP_S | Internal | Winter | B20 | 935 | 1300 | 0 | 120.46 | 115.46 | 8 | 0
2035 | ENT_2_TVA_Transmission | ENT | TVA_Transmission | Internal | Shoulder | B11 | 25 | 2100 | 0 | 136.37 | 139.31 | 8 | 0
2035 | ENT_2_TVA_Transmission | ENT | TVA_Transmission | Internal | Shoulder | B12 | 200 | 2100 | 0 | 123.11 | 123.03 | 8 | 0
2035 | ENT_2_TVA_Transmission | ENT | TVA_Transmission | Internal | Shoulder | B13 | 600 | 2100 | 0 | 121.36 | 120.24 | 8 | 0
2035 | ENT_2_TVA_Transmission | ENT | TVA_Transmission | Internal | Shoulder | B14 | 900 | 2100 | 0 | 117.39 | 119.89 | 8 | 0
2035 | ENT_2_TVA_Transmission | ENT | TVA_Transmission | Internal | Shoulder | B15 | 1203 | 2100 | 0 | 117.39 | 119.47 | 8 | 0
2035 | ENT_2_TVA_Transmission | ENT | TVA_Transmission | Internal | Summer | B1 | 10 | 2100 | 0 | 220.76 | 225.26 | 8 | 0
2035 | ENT_2_TVA_Transmission | ENT | TVA_Transmission | Internal | Summer | B2 | 25 | 2100 | 0 | 218.99 | 220.94 | 8 | 0
2035 | ENT_2_TVA_Transmission | ENT | TVA_Transmission | Internal | Summer | B3 | 75 | 2100 | 0 | 214.94 | 216.46 | 8 | 0
2035 | ENT_2_TVA_Transmission | ENT | TVA_Transmission | Internal | Summer | B4 | 100 | 2100 | 0 | 187.58 | 186.58 | 8 | 0
2035 | ENT_2_TVA_Transmission | ENT | TVA_Transmission | Internal | Summer | B5 | 200 | 2100 | 0 | 150.78 | 152.37 | 8 | 0
2035 | ENT_2_TVA_Transmission | ENT | TVA_Transmission | Internal | Summer | B6 | 300 | 2100 | 0 | 134.59 | 136.66 | 8 | 0
2035 | ENT_2_TVA_Transmission | ENT | TVA_Transmission | Internal | Summer | B7 | 400 | 2100 | 0 | 134.59 | 125.59 | 8 | 0
2035 | ENT_2_TVA_Transmission | ENT | TVA_Transmission | Internal | Summer | B8 | 500 | 2100 | 0 | 122.49 | 119.67 | 8 | 0
2035 | ENT_2_TVA_Transmission | ENT | TVA_Transmission | Internal | Summer | B9 | 800 | 2100 | 0 | 115.88 | 118.12 | 8 | 0
2035 | ENT_2_TVA_Transmission | ENT | TVA_Transmission | Internal | Summer | B10 | 1262 | 2100 | 0 | 115.88 | 118.1 | 8 | 0
2035 | ENT_2_TVA_Transmission | ENT | TVA_Transmission | Internal | Winter | B16 | 25 | 2100 | 0 | 139.98 | 142.05 | 8 | 0
2035 | ENT_2_TVA_Transmission | ENT | TVA_Transmission | Internal | Winter | B17 | 100 | 2100 | 0 | 125.39 | 128.01 | 8 | 0
2035 | ENT_2_TVA_Transmission | ENT | TVA_Transmission | Internal | Winter | B18 | 400 | 2100 | 0 | 125.39 | 123.4 | 8 | 0
2035 | ENT_2_TVA_Transmission | ENT | TVA_Transmission | Internal | Winter | B19 | 700 | 2100 | 0 | 120.46 | 122.91 | 8 | 0
2035 | ENT_2_TVA_Transmission | ENT | TVA_Transmission | Internal | Winter | B20 | 935 | 2100 | 0 | 120.46 | 121.75 | 8 | 0
2035 | FRCC_2_SOCO | FRCC | SOCO | Internal | Shoulder | B11 | 25 | 900 | 0 | 143.77 | 138.57 | 8 | 0
2035 | FRCC_2_SOCO | FRCC | SOCO | Internal | Shoulder | B12 | 200 | 900 | 0 | 136.74 | 126.74 | 8 | 0
2035 | FRCC_2_SOCO | FRCC | SOCO | Internal | Shoulder | B13 | 600 | 900 | 0 | 123.68 | 119.26 | 8 | 0
2035 | FRCC_2_SOCO | FRCC | SOCO | Internal | Shoulder | B14 | 900 | 900 | 0 | 123.68 | 119.26 | 8 | 0
2035 | FRCC_2_SOCO | FRCC | SOCO | Internal | Shoulder | B15 | 1203 | 900 | 0 | 123.68 | 119.26 | 8 | 0
2035 | FRCC_2_SOCO | FRCC | SOCO | Internal | Summer | B1 | 10 | 900 | 0 | 227.84 | 228.76 | 8 | 0
2035 | FRCC_2_SOCO | FRCC | SOCO | Internal | Summer | B2 | 25 | 900 | 0 | 227.84 | 226.99 | 8 | 0
2035 | FRCC_2_SOCO | FRCC | SOCO | Internal | Summer | B3 | 75 | 900 | 625.31 | 214.94 | 222.94 | 8 | 0
2035 | FRCC_2_SOCO | FRCC | SOCO | Internal | Summer | B4 | 100 | 900 | 900 | 142.71 | 177.58 | 8 | 26.87
2035 | FRCC_2_SOCO | FRCC | SOCO | Internal | Summer | B5 | 200 | 900 | 900 | 142.71 | 150.76 | 8 | 0.05
2035 | FRCC_2_SOCO | FRCC | SOCO | Internal | Summer | B6 | 300 | 900 | 0 | 142.71 | 137 | 8 | 0
2035 | FRCC_2_SOCO | FRCC | SOCO | Internal | Summer | B7 | 400 | 900 | 0 | 142.71 | 133.63 | 8 | 0
2035 | FRCC_2_SOCO | FRCC | SOCO | Internal | Summer | B8 | 500 | 900 | 0 | 135.71 | 125.71 | 8 | 0
2035 | FRCC_2_SOCO | FRCC | SOCO | Internal | Summer | B9 | 800 | 900 | 0 | 122.78 | 117.93 | 8 | 0
2035 | FRCC_2_SOCO | FRCC | SOCO | Internal | Summer | B10 | 1262 | 900 | 0 | 122.78 | 117.93 | 8 | 0
2035 | FRCC_2_SOCO | FRCC | SOCO | Internal | Winter | B16 | 25 | 900 | 0 | 146.68 | 142.05 | 8 | 0
2035 | FRCC_2_SOCO | FRCC | SOCO | Internal | Winter | B17 | 100 | 900 | 0 | 126.16 | 122.22 | 8 | 0
2035 | FRCC_2_SOCO | FRCC | SOCO | Internal | Winter | B18 | 400 | 900 | 0 | 126.16 | 122.22 | 8 | 0
2035 | FRCC_2_SOCO | FRCC | SOCO | Internal | Winter | B19 | 700 | 900 | 0 | 126.16 | 122.22 | 8 | 0
2035 | FRCC_2_SOCO | FRCC | SOCO | Internal | Winter | B20 | 935 | 900 | 0 | 122.35 | 122.22 | 8 | 0
2035 | HQ_NEISO_2_NEISO | HQ_NEISO | NEISO | Internal | Shoulder | B11 | 25 | 99999 | 3866.98 | 109.46 | 109.47 | 0.01 | 0
2035 | HQ_NEISO_2_NEISO | HQ_NEISO | NEISO | Internal | Shoulder | B12 | 200 | 99999 | 3857.49 | 119.66 | 119.68 | 0.01 | 0
2035 | HQ_NEISO_2_NEISO | HQ_NEISO | NEISO | Internal | Shoulder | B13 | 600 | 99999 | 3820.11 | 110.57 | 110.58 | 0.01 | 0
2035 | HQ_NEISO_2_NEISO | HQ_NEISO | NEISO | Internal | Shoulder | B14 | 900 | 99999 | 3754.71 | 108.04 | 108.05 | 0.01 | 0
2035 | HQ_NEISO_2_NEISO | HQ_NEISO | NEISO | Internal | Shoulder | B15 | 1203 | 99999 | 1797.85 | 108.04 | 108.05 | 0.01 | 0
2035 | HQ_NEISO_2_NEISO | HQ_NEISO | NEISO | Internal | Summer | B1 | 10 | 99999 | 4396.59 | 157.22 | 157.23 | 0.01 | 0
2035 | HQ_NEISO_2_NEISO | HQ_NEISO | NEISO | Internal | Summer | B2 | 25 | 99999 | 4333.83 | 191.71 | 191.73 | 0.01 | 0
2035 | HQ_NEISO_2_NEISO | HQ_NEISO | NEISO | Internal | Summer | B3 | 75 | 99999 | 4208.73 | 157.22 | 157.23 | 0.01 | 0
2035 | HQ_NEISO_2_NEISO | HQ_NEISO | NEISO | Internal | Summer | B4 | 100 | 99999 | 4101.2 | 123.42 | 123.43 | 0.01 | 0
2035 | HQ_NEISO_2_NEISO | HQ_NEISO | NEISO | Internal | Summer | B5 | 200 | 99999 | 4042.71 | 123.42 | 123.43 | 0.01 | 0
2035 | HQ_NEISO_2_NEISO | HQ_NEISO | NEISO | Internal | Summer | B6 | 300 | 99999 | 3976.74 | 123.42 | 123.43 | 0.01 | 0
2035 | HQ_NEISO_2_NEISO | HQ_NEISO | NEISO | Internal | Summer | B7 | 400 | 99999 | 3901.16 | 123.42 | 123.43 | 0.01 | 0
2035 | HQ_NEISO_2_NEISO | HQ_NEISO | NEISO | Internal | Summer | B8 | 500 | 99999 | 3841.73 | 123.42 | 123.43 | 0.01 | 0
2035 | HQ_NEISO_2_NEISO | HQ_NEISO | NEISO | Internal | Summer | B9 | 800 | 99999 | 3768.93 | 116.17 | 116.18 | 0.01 | 0
2035 | HQ_NEISO_2_NEISO | HQ_NEISO | NEISO | Internal | Summer | B10 | 1262 | 99999 | 1472.05 | 116.13 | 116.14 | 0.01 | 0
2035 | HQ_NEISO_2_NEISO | HQ_NEISO | NEISO | Internal | Winter | B16 | 25 | 99999 | 3998.61 | 111.48 | 111.49 | 0.01 | 0
2035 | HQ_NEISO_2_NEISO | HQ_NEISO | NEISO | Internal | Winter | B17 | 100 | 99999 | 3945.78 | 118.97 | 118.98 | 0.01 | 0
2035 | HQ_NEISO_2_NEISO | HQ_NEISO | NEISO | Internal | Winter | B18 | 400 | 99999 | 3905.35 | 108.87 | 108.88 | 0.01 | 0
2035 | HQ_NEISO_2_NEISO | HQ_NEISO | NEISO | Internal | Winter | B19 | 700 | 99999 | 3830.03 | 108.87 | 108.88 | 0.01 | 0
2035 | HQ_NEISO_2_NEISO | HQ_NEISO | NEISO | Internal | Winter | B20 | 935 | 99999 | 1964.52 | 108.87 | 108.88 | 0.01 | 0
2035 | HQ_NY_2_NYISO_A-F | HQ_NY | NYISO_A-F | Internal | Shoulder | B11 | 25 | 99999 | 2812.36 | 125.31 | 125.32 | 0.01 | 0
2035 | HQ_NY_2_NYISO_A-F | HQ_NY | NYISO_A-F | Internal | Shoulder | B12 | 200 | 99999 | 2847.78 | 122.66 | 122.68 | 0.01 | 0
2035 | HQ_NY_2_NYISO_A-F | HQ_NY | NYISO_A-F | Internal | Shoulder | B13 | 600 | 99999 | 2781.93 | 116.37 | 116.38 | 0.01 | 0
2035 | HQ_NY_2_NYISO_A-F | HQ_NY | NYISO_A-F | Internal | Shoulder | B14 | 900 | 99999 | 2673.22 | 110.09 | 110.1 | 0.01 | 0
2035 | HQ_NY_2_NYISO_A-F | HQ_NY | NYISO_A-F | Internal | Shoulder | B15 | 1203 | 99999 | 1582.79 | 110.09 | 110.1 | 0.01 | 0
2035 | HQ_NY_2_NYISO_A-F | HQ_NY | NYISO_A-F | Internal | Summer | B1 | 10 | 99999 | 3500.1 | 133.79 | 133.8 | 0.01 | 0
2035 | HQ_NY_2_NYISO_A-F | HQ_NY | NYISO_A-F | Internal | Summer | B2 | 25 | 99999 | 3406.71 | 155.02 | 155.03 | 0.01 | 0
2035 | HQ_NY_2_NYISO_A-F | HQ_NY | NYISO_A-F | Internal | Summer | B3 | 75 | 99999 | 3266.7 | 160.22 | 160.23 | 0.01 | 0
2035 | HQ_NY_2_NYISO_A-F | HQ_NY | NYISO_A-F | Internal | Summer | B4 | 100 | 99999 | 3116.37 | 155.02 | 155.03 | 0.01 | 0
2035 | HQ_NY_2_NYISO_A-F | HQ_NY | NYISO_A-F | Internal | Summer | B5 | 200 | 99999 | 3025.59 | 142.7 | 142.71 | 0.01 | 0
2035 | HQ_NY_2_NYISO_A-F | HQ_NY | NYISO_A-F | Internal | Summer | B6 | 300 | 99999 | 2934.96 | 130.3 | 130.31 | 0.01 | 0
2035 | HQ_NY_2_NYISO_A-F | HQ_NY | NYISO_A-F | Internal | Summer | B7 | 400 | 99999 | 2830.84 | 126.42 | 126.43 | 0.01 | 0
2035 | HQ_NY_2_NYISO_A-F | HQ_NY | NYISO_A-F | Internal | Summer | B8 | 500 | 99999 | 2760.34 | 125.81 | 125.82 | 0.01 | 0
2035 | HQ_NY_2_NYISO_A-F | HQ_NY | NYISO_A-F | Internal | Summer | B9 | 800 | 99999 | 2664.8 | 119.15 | 119.16 | 0.01 | 0
2035 | HQ_NY_2_NYISO_A-F | HQ_NY | NYISO_A-F | Internal | Summer | B10 | 1262 | 99999 | 1436.41 | 119.11 | 119.12 | 0.01 | 0
2035 | HQ_NY_2_NYISO_A-F | HQ_NY | NYISO_A-F | Internal | Winter | B16 | 25 | 99999 | 3058.96 | 114.48 | 114.49 | 0.01 | 0
2035 | HQ_NY_2_NYISO_A-F | HQ_NY | NYISO_A-F | Internal | Winter | B17 | 100 | 99999 | 3001.19 | 121.97 | 121.98 | 0.01 | 0
2035 | HQ_NY_2_NYISO_A-F | HQ_NY | NYISO_A-F | Internal | Winter | B18 | 400 | 99999 | 2934.78 | 111.87 | 111.88 | 0.01 | 0
2035 | HQ_NY_2_NYISO_A-F | HQ_NY | NYISO_A-F | Internal | Winter | B19 | 700 | 99999 | 2819.15 | 111.87 | 111.88 | 0.01 | 0
2035 | HQ_NY_2_NYISO_A-F | HQ_NY | NYISO_A-F | Internal | Winter | B20 | 935 | 99999 | 1763.05 | 111.87 | 111.88 | 0.01 | 0
2035 | HQ_IESO_2_IESO | HQ_IESO | IESO | Internal | Shoulder | B11 | 25 | 99999 | 467.34 | 118.31 | 118.32 | 0.01 | 0
2035 | HQ_IESO_2_IESO | HQ_IESO | IESO | Internal | Shoulder | B12 | 200 | 99999 | 469.15 | 101.32 | 101.33 | 0.01 | 0
2035 | HQ_IESO_2_IESO | HQ_IESO | IESO | Internal | Shoulder | B13 | 600 | 99999 | 466.99 | 101.32 | 101.33 | 0.01 | 0
2035 | HQ_IESO_2_IESO | HQ_IESO | IESO | Internal | Shoulder | B14 | 900 | 99999 | 463.03 | 101.32 | 101.33 | 0.01 | 0
2035 | HQ_IESO_2_IESO | HQ_IESO | IESO | Internal | Shoulder | B15 | 1203 | 99999 | 128.66 | 101.32 | 101.33 | 0.01 | 0
2035 | HQ_IESO_2_IESO | HQ_IESO | IESO | Internal | Summer | B1 | 10 | 99999 | 488 | 126.79 | 126.8 | 0.01 | 0
2035 | HQ_IESO_2_IESO | HQ_IESO | IESO | Internal | Summer | B2 | 25 | 99999 | 484.2 | 147.43 | 147.44 | 0.01 | 0
2035 | HQ_IESO_2_IESO | HQ_IESO | IESO | Internal | Summer | B3 | 75 | 99999 | 478.77 | 147.43 | 147.44 | 0.01 | 0
2035 | HQ_IESO_2_IESO | HQ_IESO | IESO | Internal | Summer | B4 | 100 | 99999 | 475.27 | 147.43 | 147.44 | 0.01 | 0
2035 | HQ_IESO_2_IESO | HQ_IESO | IESO | Internal | Summer | B5 | 200 | 99999 | 472.64 | 126.79 | 126.8 | 0.01 | 0
2035 | HQ_IESO_2_IESO | HQ_IESO | IESO | Internal | Summer | B6 | 300 | 99999 | 470.5 | 123.3 | 123.31 | 0.01 | 0
2035 | HQ_IESO_2_IESO | HQ_IESO | IESO | Internal | Summer | B7 | 400 | 99999 | 467.79 | 94.36 | 94.37 | 0.01 | 0
2035 | HQ_IESO_2_IESO | HQ_IESO | IESO | Internal | Summer | B8 | 500 | 99999 | 464.83 | 94.36 | 94.37 | 0.01 | 0
2035 | HQ_IESO_2_IESO | HQ_IESO | IESO | Internal | Summer | B9 | 800 | 99999 | 461.6 | 94.36 | 94.37 | 0.01 | 0
2035 | HQ_IESO_2_IESO | HQ_IESO | IESO | Internal | Summer | B10 | 1262 | 99999 | 65.24 | 94.36 | 94.37 | 0.01 | 0
2035 | HQ_IESO_2_IESO | HQ_IESO | IESO | Internal | Winter | B16 | 25 | 99999 | 477.71 | 101.47 | 101.48 | 0.01 | 0
2035 | HQ_IESO_2_IESO | HQ_IESO | IESO | Internal | Winter | B17 | 100 | 99999 | 475.58 | 101.47 | 101.48 | 0.01 | 0
2035 | HQ_IESO_2_IESO | HQ_IESO | IESO | Internal | Winter | B18 | 400 | 99999 | 473.13 | 101.47 | 101.48 | 0.01 | 0
2035 | HQ_IESO_2_IESO | HQ_IESO | IESO | Internal | Winter | B19 | 700 | 99999 | 468.76 | 101.47 | 101.48 | 0.01 | 0
2035 | HQ_IESO_2_IESO | HQ_IESO | IESO | Internal | Winter | B20 | 935 | 99999 | 149.84 | 101.47 | 101.48 | 0.01 | 0
2035 | IESO_2_MAPP_CA | IESO | MAPP_CA | Internal | Shoulder | B11 | 25 | 262 | 187.35 | 118.32 | 125.32 | 7 | 0
2035 | IESO_2_MAPP_CA | IESO | MAPP_CA | Internal | Shoulder | B12 | 200 | 262 | 262 | 101.33 | 117.11 | 7 | 8.78
2035 | IESO_2_MAPP_CA | IESO | MAPP_CA | Internal | Shoulder | B13 | 600 | 262 | 262 | 101.33 | 114.84 | 7 | 6.5
2035 | IESO_2_MAPP_CA | IESO | MAPP_CA | Internal | Shoulder | B14 | 900 | 262 | 262 | 101.33 | 110.55 | 7 | 2.22
2035 | IESO_2_MAPP_CA | IESO | MAPP_CA | Internal | Shoulder | B15 | 1203 | 262 | 262 | 101.33 | 110.55 | 7 | 2.22
2035 | IESO_2_MAPP_CA | IESO | MAPP_CA | Internal | Summer | B1 | 10 | 262 | 0 | 126.8 | 130.93 | 7 | 0
2035 | IESO_2_MAPP_CA | IESO | MAPP_CA | Internal | Summer | B2 | 25 | 262 | 0 | 147.44 | 130.93 | 7 | 0
2035 | IESO_2_MAPP_CA | IESO | MAPP_CA | Internal | Summer | B3 | 75 | 262 | 0 | 147.44 | 139.44 | 7 | 0
2035 | IESO_2_MAPP_CA | IESO | MAPP_CA | Internal | Summer | B4 | 100 | 262 | 0 | 147.44 | 139.44 | 7 | 0
2035 | IESO_2_MAPP_CA | IESO | MAPP_CA | Internal | Summer | B5 | 200 | 262 | 0 | 126.8 | 130.93 | 7 | 0
2035 | IESO_2_MAPP_CA | IESO | MAPP_CA | Internal | Summer | B6 | 300 | 262 | 262 | 123.31 | 130.93 | 7 | 0.62
2035 | IESO_2_MAPP_CA | IESO | MAPP_CA | Internal | Summer | B7 | 400 | 262 | 262 | 94.37 | 130.93 | 7 | 29.56
2035 | IESO_2_MAPP_CA | IESO | MAPP_CA | Internal | Summer | B8 | 500 | 262 | 262 | 94.37 | 114.46 | 7 | 13.09
2035 | IESO_2_MAPP_CA | IESO | MAPP_CA | Internal | Summer | B9 | 800 | 262 | 262 | 94.37 | 113.22 | 7 | 11.85
2035 | IESO_2_MAPP_CA | IESO | MAPP_CA | Internal | Summer | B10 | 1262 | 262 | 262 | 94.37 | 113.22 | 7 | 11.85
2035 | IESO_2_MAPP_CA | IESO | MAPP_CA | Internal | Winter | B16 | 25 | 262 | 262 | 101.48 | 117.86 | 7 | 9.38
2035 | IESO_2_MAPP_CA | IESO | MAPP_CA | Internal | Winter | B17 | 100 | 262 | 262 | 101.48 | 117.86 | 7 | 9.38
2035 | IESO_2_MAPP_CA | IESO | MAPP_CA | Internal | Winter | B18 | 400 | 262 | 262 | 101.48 | 118 | 7 | 9.52
2035 | IESO_2_MAPP_CA | IESO | MAPP_CA | Internal | Winter | B19 | 700 | 262 | 262 | 101.48 | 117.86 | 7 | 9.38
2035 | IESO_2_MAPP_CA | IESO | MAPP_CA | Internal | Winter | B20 | 935 | 262 | 262 | 101.48 | 117.86 | 7 | 9.38
2035 | IESO_2_MISO_MI | IESO | MISO_MI | Internal | Shoulder | B11 | 25 | 1840 | 1840 | 118.32 | 133.32 | 7 | 8
2035 | IESO_2_MISO_MI | IESO | MISO_MI | Internal | Shoulder | B12 | 200 | 1840 | 1840 | 101.33 | 125.54 | 7 | 17.21
2035 | IESO_2_MISO_MI | IESO | MISO_MI | Internal | Shoulder | B13 | 600 | 1840 | 1840 | 101.33 | 114.86 | 7 | 6.53
2035 | IESO_2_MISO_MI | IESO | MISO_MI | Internal | Shoulder | B14 | 900 | 1840 | 1840 | 101.33 | 114.86 | 7 | 6.53
2035 | IESO_2_MISO_MI | IESO | MISO_MI | Internal | Shoulder | B15 | 1203 | 1840 | 1840 | 101.33 | 114.86 | 7 | 6.53
2035 | IESO_2_MISO_MI | IESO | MISO_MI | Internal | Summer | B1 | 10 | 1840 | 1840 | 126.8 | 217.26 | 7 | 83.45
2035 | IESO_2_MISO_MI | IESO | MISO_MI | Internal | Summer | B2 | 25 | 1840 | 1840 | 147.44 | 212.94 | 7 | 58.5
2035 | IESO_2_MISO_MI | IESO | MISO_MI | Internal | Summer | B3 | 75 | 1840 | 1840 | 147.44 | 208.46 | 7 | 54.02
2035 | IESO_2_MISO_MI | IESO | MISO_MI | Internal | Summer | B4 | 100 | 1840 | 1840 | 147.44 | 185.57 | 7 | 31.13
2035 | IESO_2_MISO_MI | IESO | MISO_MI | Internal | Summer | B5 | 200 | 1840 | 1840 | 126.8 | 151.38 | 7 | 17.58
2035 | IESO_2_MISO_MI | IESO | MISO_MI | Internal | Summer | B6 | 300 | 1840 | 1840 | 123.31 | 136.11 | 7 | 5.8
2035 | IESO_2_MISO_MI | IESO | MISO_MI | Internal | Summer | B7 | 400 | 1840 | 1840 | 94.37 | 129.39 | 7 | 28.02
2035 | IESO_2_MISO_MI | IESO | MISO_MI | Internal | Summer | B8 | 500 | 1840 | 1840 | 94.37 | 114.46 | 7 | 13.09
2035 | IESO_2_MISO_MI | IESO | MISO_MI | Internal | Summer | B9 | 800 | 1840 | 1840 | 94.37 | 113.7 | 7 | 12.33
2035 | IESO_2_MISO_MI | IESO | MISO_MI | Internal | Summer | B10 | 1262 | 1840 | 1840 | 94.37 | 113.7 | 7 | 12.33
2035 | IESO_2_MISO_MI | IESO | MISO_MI | Internal | Winter | B16 | 25 | 1840 | 1840 | 101.48 | 135.43 | 7 | 26.95
2035 | IESO_2_MISO_MI | IESO | MISO_MI | Internal | Winter | B17 | 100 | 1840 | 1840 | 101.48 | 130.95 | 7 | 22.47
2035 | IESO_2_MISO_MI | IESO | MISO_MI | Internal | Winter | B18 | 400 | 1840 | 1840 | 101.48 | 118.03 | 7 | 9.55
2035 | IESO_2_MISO_MI | IESO | MISO_MI | Internal | Winter | B19 | 700 | 1840 | 1840 | 101.48 | 117.88 | 7 | 9.4
2035 | IESO_2_MISO_MI | IESO | MISO_MI | Internal | Winter | B20 | 935 | 1840 | 1840 | 101.48 | 117.86 | 7 | 9.38
2035 | IESO_2_MISO_W | IESO | MISO_W | Internal | Shoulder | B11 | 25 | 140 | 140 | 118.32 | 133.32 | 7 | 8
2035 | IESO_2_MISO_W | IESO | MISO_W | Internal | Shoulder | B12 | 200 | 140 | 140 | 101.33 | 117.12 | 7 | 8.79
2035 | IESO_2_MISO_W | IESO | MISO_W | Internal | Shoulder | B13 | 600 | 140 | 140 | 101.33 | 114.85 | 7 | 6.51
2035 | IESO_2_MISO_W | IESO | MISO_W | Internal | Shoulder | B14 | 900 | 140 | 140 | 101.33 | 110.56 | 7 | 2.23
2035 | IESO_2_MISO_W | IESO | MISO_W | Internal | Shoulder | B15 | 1203 | 140 | 0 | 101.33 | 102.84 | 7 | 0
2035 | IESO_2_MISO_W | IESO | MISO_W | Internal | Summer | B1 | 10 | 140 | 140 | 126.8 | 217.26 | 7 | 83.45
2035 | IESO_2_MISO_W | IESO | MISO_W | Internal | Summer | B2 | 25 | 140 | 140 | 147.44 | 212.95 | 7 | 58.51
2035 | IESO_2_MISO_W | IESO | MISO_W | Internal | Summer | B3 | 75 | 140 | 140 | 147.44 | 214.96 | 7 | 60.52
2035 | IESO_2_MISO_W | IESO | MISO_W | Internal | Summer | B4 | 100 | 140 | 140 | 147.44 | 200.58 | 7 | 46.14
2035 | IESO_2_MISO_W | IESO | MISO_W | Internal | Summer | B5 | 200 | 140 | 140 | 126.8 | 195.47 | 7 | 61.66
2035 | IESO_2_MISO_W | IESO | MISO_W | Internal | Summer | B6 | 300 | 140 | 140 | 123.31 | 144.6 | 7 | 14.29
2035 | IESO_2_MISO_W | IESO | MISO_W | Internal | Summer | B7 | 400 | 140 | 140 | 94.37 | 131.64 | 7 | 30.27
2035 | IESO_2_MISO_W | IESO | MISO_W | Internal | Summer | B8 | 500 | 140 | 140 | 94.37 | 114.47 | 7 | 13.1
2035 | IESO_2_MISO_W | IESO | MISO_W | Internal | Summer | B9 | 800 | 140 | 140 | 94.37 | 113.23 | 7 | 11.86
2035 | IESO_2_MISO_W | IESO | MISO_W | Internal | Summer | B10 | 1262 | 140 | 140 | 94.37 | 108.62 | 7 | 7.25
2035 | IESO_2_MISO_W | IESO | MISO_W | Internal | Winter | B16 | 25 | 140 | 140 | 101.48 | 114.42 | 7 | 5.94
2035 | IESO_2_MISO_W | IESO | MISO_W | Internal | Winter | B17 | 100 | 140 | 140 | 101.48 | 113.39 | 7 | 4.91
2035 | IESO_2_MISO_W | IESO | MISO_W | Internal | Winter | B18 | 400 | 140 | 140 | 101.48 | 118.01 | 7 | 9.53
2035 | IESO_2_MISO_W | IESO | MISO_W | Internal | Winter | B19 | 700 | 140 | 140 | 101.48 | 117.87 | 7 | 9.39
2035 | IESO_2_MISO_W | IESO | MISO_W | Internal | Winter | B20 | 935 | 140 | 0 | 101.48 | 108.45 | 7 | 0
2035 | IESO_2_NYISO_A-F | IESO | NYISO_A-F | Internal | Shoulder | B11 | 25 | 1725 | 1551.92 | 118.32 | 125.32 | 7 | 0
2035 | IESO_2_NYISO_A-F | IESO | NYISO_A-F | Internal | Shoulder | B12 | 200 | 1725 | 1725 | 101.33 | 122.68 | 7 | 14.34
2035 | IESO_2_NYISO_A-F | IESO | NYISO_A-F | Internal | Shoulder | B13 | 600 | 1725 | 1725 | 101.33 | 116.38 | 7 | 8.04
2035 | IESO_2_NYISO_A-F | IESO | NYISO_A-F | Internal | Shoulder | B14 | 900 | 1725 | 1725 | 101.33 | 110.1 | 7 | 1.77
2035 | IESO_2_NYISO_A-F | IESO | NYISO_A-F | Internal | Shoulder | B15 | 1203 | 1725 | 1725 | 101.33 | 110.1 | 7 | 1.77
2035 | IESO_2_NYISO_A-F | IESO | NYISO_A-F | Internal | Summer | B1 | 10 | 1725 | 1064.58 | 126.8 | 133.8 | 7 | 0
2035 | IESO_2_NYISO_A-F | IESO | NYISO_A-F | Internal | Summer | B2 | 25 | 1725 | 1725 | 147.44 | 155.03 | 7 | 0.59
2035 | IESO_2_NYISO_A-F | IESO | NYISO_A-F | Internal | Summer | B3 | 75 | 1725 | 1725 | 147.44 | 160.23 | 7 | 5.79
2035 | IESO_2_NYISO_A-F | IESO | NYISO_A-F | Internal | Summer | B4 | 100 | 1725 | 1725 | 147.44 | 155.03 | 7 | 0.59
2035 | IESO_2_NYISO_A-F | IESO | NYISO_A-F | Internal | Summer | B5 | 200 | 1725 | 1725 | 126.8 | 142.71 | 7 | 8.91
2035 | IESO_2_NYISO_A-F | IESO | NYISO_A-F | Internal | Summer | B6 | 300 | 1725 | 770.53 | 123.31 | 130.31 | 7 | 0
2035 | IESO_2_NYISO_A-F | IESO | NYISO_A-F | Internal | Summer | B7 | 400 | 1725 | 1725 | 94.37 | 126.43 | 7 | 25.06
2035 | IESO_2_NYISO_A-F | IESO | NYISO_A-F | Internal | Summer | B8 | 500 | 1725 | 1725 | 94.37 | 125.82 | 7 | 24.45
2035 | IESO_2_NYISO_A-F | IESO | NYISO_A-F | Internal | Summer | B9 | 800 | 1725 | 1725 | 94.37 | 119.16 | 7 | 17.79
2035 | IESO_2_NYISO_A-F | IESO | NYISO_A-F | Internal | Summer | B10 | 1262 | 1725 | 1725 | 94.37 | 119.12 | 7 | 17.75
2035 | IESO_2_NYISO_A-F | IESO | NYISO_A-F | Internal | Winter | B16 | 25 | 1725 | 1725 | 101.48 | 114.49 | 7 | 6.01
2035 | IESO_2_NYISO_A-F | IESO | NYISO_A-F | Internal | Winter | B17 | 100 | 1725 | 1725 | 101.48 | 121.98 | 7 | 13.5
2035 | IESO_2_NYISO_A-F | IESO | NYISO_A-F | Internal | Winter | B18 | 400 | 1725 | 1725 | 101.48 | 111.88 | 7 | 3.4
2035 | IESO_2_NYISO_A-F | IESO | NYISO_A-F | Internal | Winter | B19 | 700 | 1725 | 1725 | 101.48 | 111.88 | 7 | 3.4
2035 | IESO_2_NYISO_A-F | IESO | NYISO_A-F | Internal | Winter | B20 | 935 | 1725 | 1725 | 101.48 | 111.88 | 7 | 3.4
2035 | MAPP_CA_2_IESO | MAPP_CA | IESO | Internal | Shoulder | B11 | 25 | 330 | 0 | 125.32 | 118.32 | 8 | 0
2035 | MAPP_CA_2_IESO | MAPP_CA | IESO | Internal | Shoulder | B12 | 200 | 330 | 0 | 117.11 | 101.33 | 8 | 0
2035 | MAPP_CA_2_IESO | MAPP_CA | IESO | Internal | Shoulder | B13 | 600 | 330 | 0 | 114.84 | 101.33 | 8 | 0
2035 | MAPP_CA_2_IESO | MAPP_CA | IESO | Internal | Shoulder | B14 | 900 | 330 | 0 | 110.55 | 101.33 | 8 | 0
2035 | MAPP_CA_2_IESO | MAPP_CA | IESO | Internal | Shoulder | B15 | 1203 | 330 | 0 | 110.55 | 101.33 | 8 | 0
2035 | MAPP_CA_2_IESO | MAPP_CA | IESO | Internal | Summer | B1 | 10 | 330 | 0 | 130.93 | 126.8 | 8 | 0
2035 | MAPP_CA_2_IESO | MAPP_CA | IESO | Internal | Summer | B2 | 25 | 330 | 330 | 130.93 | 147.44 | 8 | 8.51
2035 | MAPP_CA_2_IESO | MAPP_CA | IESO | Internal | Summer | B3 | 75 | 330 | 278.7 | 139.44 | 147.44 | 8 | 0
2035 | MAPP_CA_2_IESO | MAPP_CA | IESO | Internal | Summer | B4 | 100 | 330 | 175.87 | 139.44 | 147.44 | 8 | 0
2035 | MAPP_CA_2_IESO | MAPP_CA | IESO | Internal | Summer | B5 | 200 | 330 | 0 | 130.93 | 126.8 | 8 | 0
2035 | MAPP_CA_2_IESO | MAPP_CA | IESO | Internal | Summer | B6 | 300 | 330 | 0 | 130.93 | 123.31 | 8 | 0
2035 | MAPP_CA_2_IESO | MAPP_CA | IESO | Internal | Summer | B7 | 400 | 330 | 0 | 130.93 | 94.37 | 8 | 0
2035 | MAPP_CA_2_IESO | MAPP_CA | IESO | Internal | Summer | B8 | 500 | 330 | 0 | 114.46 | 94.37 | 8 | 0
2035 | MAPP_CA_2_IESO | MAPP_CA | IESO | Internal | Summer | B9 | 800 | 330 | 0 | 113.22 | 94.37 | 8 | 0
2035 | MAPP_CA_2_IESO | MAPP_CA | IESO | Internal | Summer | B10 | 1262 | 330 | 0 | 113.22 | 94.37 | 8 | 0
2035 | MAPP_CA_2_IESO | MAPP_CA | IESO | Internal | Winter | B16 | 25 | 330 | 0 | 117.86 | 101.48 | 8 | 0
2035 | MAPP_CA_2_IESO | MAPP_CA | IESO | Internal | Winter | B17 | 100 | 330 | 0 | 117.86 | 101.48 | 8 | 0
2035 | MAPP_CA_2_IESO | MAPP_CA | IESO | Internal | Winter | B18 | 400 | 330 | 0 | 118 | 101.48 | 8 | 0
2035 | MAPP_CA_2_IESO | MAPP_CA | IESO | Internal | Winter | B19 | 700 | 330 | 0 | 117.86 | 101.48 | 8 | 0
2035 | MAPP_CA_2_IESO | MAPP_CA | IESO | Internal | Winter | B20 | 935 | 330 | 0 | 117.86 | 101.48 | 8 | 0
2035 | MAPP_CA_2_MAPP_US | MAPP_CA | MAPP_US | Internal | Shoulder | B11 | 25 | 372 | 0 | 125.32 | 126.32 | 7 | 0
2035 | MAPP_CA_2_MAPP_US | MAPP_CA | MAPP_US | Internal | Shoulder | B12 | 200 | 372 | 0 | 117.11 | 111.1 | 7 | 0
2035 | MAPP_CA_2_MAPP_US | MAPP_CA | MAPP_US | Internal | Shoulder | B13 | 600 | 372 | 0 | 114.84 | 110.56 | 7 | 0
2035 | MAPP_CA_2_MAPP_US | MAPP_CA | MAPP_US | Internal | Shoulder | B14 | 900 | 372 | 0 | 110.55 | 110.56 | 7 | 0
2035 | MAPP_CA_2_MAPP_US | MAPP_CA | MAPP_US | Internal | Shoulder | B15 | 1203 | 372 | 0 | 110.55 | 102.84 | 7 | 0
2035 | MAPP_CA_2_MAPP_US | MAPP_CA | MAPP_US | Internal | Summer | B1 | 10 | 372 | 372 | 130.93 | 210.26 | 7 | 72.32
2035 | MAPP_CA_2_MAPP_US | MAPP_CA | MAPP_US | Internal | Summer | B2 | 25 | 372 | 372 | 130.93 | 206.98 | 7 | 69.05
2035 | MAPP_CA_2_MAPP_US | MAPP_CA | MAPP_US | Internal | Summer | B3 | 75 | 372 | 372 | 139.44 | 207.96 | 7 | 61.52
2035 | MAPP_CA_2_MAPP_US | MAPP_CA | MAPP_US | Internal | Summer | B4 | 100 | 372 | 372 | 139.44 | 193.58 | 7 | 47.14
2035 | MAPP_CA_2_MAPP_US | MAPP_CA | MAPP_US | Internal | Summer | B5 | 200 | 372 | 372 | 130.93 | 188.47 | 7 | 50.54
2035 | MAPP_CA_2_MAPP_US | MAPP_CA | MAPP_US | Internal | Summer | B6 | 300 | 372 | 59.85 | 130.93 | 137.93 | 7 | 0
2035 | MAPP_CA_2_MAPP_US | MAPP_CA | MAPP_US | Internal | Summer | B7 | 400 | 372 | 0 | 130.93 | 127.59 | 7 | 0
2035 | MAPP_CA_2_MAPP_US | MAPP_CA | MAPP_US | Internal | Summer | B8 | 500 | 372 | 0 | 114.46 | 109.59 | 7 | 0
2035 | MAPP_CA_2_MAPP_US | MAPP_CA | MAPP_US | Internal | Summer | B9 | 800 | 372 | 0 | 113.22 | 109.1 | 7 | 0
2035 | MAPP_CA_2_MAPP_US | MAPP_CA | MAPP_US | Internal | Summer | B10 | 1262 | 372 | 0 | 113.22 | 108.62 | 7 | 0
2035 | MAPP_CA_2_MAPP_US | MAPP_CA | MAPP_US | Internal | Winter | B16 | 25 | 372 | 0 | 117.86 | 113.83 | 7 | 0
2035 | MAPP_CA_2_MAPP_US | MAPP_CA | MAPP_US | Internal | Winter | B17 | 100 | 372 | 0 | 117.86 | 113.39 | 7 | 0
2035 | MAPP_CA_2_MAPP_US | MAPP_CA | MAPP_US | Internal | Winter | B18 | 400 | 372 | 0 | 118 | 113.83 | 7 | 0
2035 | MAPP_CA_2_MAPP_US | MAPP_CA | MAPP_US | Internal | Winter | B19 | 700 | 372 | 0 | 117.86 | 113.83 | 7 | 0
2035 | MAPP_CA_2_MAPP_US | MAPP_CA | MAPP_US | Internal | Winter | B20 | 935 | 372 | 0 | 117.86 | 108.45 | 7 | 0
2035 | MAPP_CA_2_MISO_W | MAPP_CA | MISO_W | Internal | Shoulder | B11 | 25 | 2196 | 2196 | 125.32 | 133.32 | 0.01 | 7.99
2035 | MAPP_CA_2_MISO_W | MAPP_CA | MISO_W | Internal | Shoulder | B12 | 200 | 2196 | 1600.98 | 117.11 | 117.12 | 0.01 | 0
2035 | MAPP_CA_2_MISO_W | MAPP_CA | MISO_W | Internal | Shoulder | B13 | 600 | 2196 | 1630.46 | 114.84 | 114.85 | 0.01 | 0
2035 | MAPP_CA_2_MISO_W | MAPP_CA | MISO_W | Internal | Shoulder | B14 | 900 | 2196 | 854.32 | 110.55 | 110.56 | 0.01 | 0
2035 | MAPP_CA_2_MISO_W | MAPP_CA | MISO_W | Internal | Shoulder | B15 | 1203 | 2196 | 0 | 110.55 | 102.84 | 0.01 | 0
2035 | MAPP_CA_2_MISO_W | MAPP_CA | MISO_W | Internal | Summer | B1 | 10 | 2196 | 2196 | 130.93 | 217.26 | 0.01 | 86.31
2035 | MAPP_CA_2_MISO_W | MAPP_CA | MISO_W | Internal | Summer | B2 | 25 | 2196 | 2196 | 130.93 | 212.95 | 0.01 | 82.01
2035 | MAPP_CA_2_MISO_W | MAPP_CA | MISO_W | Internal | Summer | B3 | 75 | 2196 | 2196 | 139.44 | 214.96 | 0.01 | 75.5
2035 | MAPP_CA_2_MISO_W | MAPP_CA | MISO_W | Internal | Summer | B4 | 100 | 2196 | 2196 | 139.44 | 200.58 | 0.01 | 61.13
2035 | MAPP_CA_2_MISO_W | MAPP_CA | MISO_W | Internal | Summer | B5 | 200 | 2196 | 2196 | 130.93 | 195.47 | 0.01 | 64.53
2035 | MAPP_CA_2_MISO_W | MAPP_CA | MISO_W | Internal | Summer | B6 | 300 | 2196 | 2196 | 130.93 | 144.6 | 0.01 | 13.66
2035 | MAPP_CA_2_MISO_W | MAPP_CA | MISO_W | Internal | Summer | B7 | 400 | 2196 | 2196 | 130.93 | 131.64 | 0.01 | 0.69
2035 | MAPP_CA_2_MISO_W | MAPP_CA | MISO_W | Internal | Summer | B8 | 500 | 2196 | 2085.4 | 114.46 | 114.47 | 0.01 | 0
2035 | MAPP_CA_2_MISO_W | MAPP_CA | MISO_W | Internal | Summer | B9 | 800 | 2196 | 1035.79 | 113.22 | 113.23 | 0.01 | 0
2035 | MAPP_CA_2_MISO_W | MAPP_CA | MISO_W | Internal | Summer | B10 | 1262 | 2196 | 0 | 113.22 | 108.62 | 0.01 | 0
2035 | MAPP_CA_2_MISO_W | MAPP_CA | MISO_W | Internal | Winter | B16 | 25 | 2196 | 0 | 117.86 | 114.42 | 0.01 | 0
2035 | MAPP_CA_2_MISO_W | MAPP_CA | MISO_W | Internal | Winter | B17 | 100 | 2196 | 0 | 117.86 | 113.39 | 0.01 | 0
2035 | MAPP_CA_2_MISO_W | MAPP_CA | MISO_W | Internal | Winter | B18 | 400 | 2196 | 867.26 | 118 | 118.01 | 0.01 | 0
2035 | MAPP_CA_2_MISO_W | MAPP_CA | MISO_W | Internal | Winter | B19 | 700 | 2196 | 147.01 | 117.86 | 117.87 | 0.01 | 0
2035 | MAPP_CA_2_MISO_W | MAPP_CA | MISO_W | Internal | Winter | B20 | 935 | 2196 | 0 | 117.86 | 108.45 | 0.01 | 0
2035 | MAPP_US_2_MAPP_CA | MAPP_US | MAPP_CA | Internal | Shoulder | B11 | 25 | 165 | 0 | 126.32 | 125.32 | 7 | 0
2035 | MAPP_US_2_MAPP_CA | MAPP_US | MAPP_CA | Internal | Shoulder | B12 | 200 | 165 | 0 | 111.1 | 117.11 | 7 | 0
2035 | MAPP_US_2_MAPP_CA | MAPP_US | MAPP_CA | Internal | Shoulder | B13 | 600 | 165 | 0 | 110.56 | 114.84 | 7 | 0
2035 | MAPP_US_2_MAPP_CA | MAPP_US | MAPP_CA | Internal | Shoulder | B14 | 900 | 165 | 0 | 110.56 | 110.55 | 7 | 0
2035 | MAPP_US_2_MAPP_CA | MAPP_US | MAPP_CA | Internal | Shoulder | B15 | 1203 | 165 | 165 | 102.84 | 110.55 | 7 | 0.72
2035 | MAPP_US_2_MAPP_CA | MAPP_US | MAPP_CA | Internal | Summer | B1 | 10 | 165 | 0 | 210.26 | 130.93 | 7 | 0
2035 | MAPP_US_2_MAPP_CA | MAPP_US | MAPP_CA | Internal | Summer | B2 | 25 | 165 | 0 | 206.98 | 130.93 | 7 | 0
2035 | MAPP_US_2_MAPP_CA | MAPP_US | MAPP_CA | Internal | Summer | B3 | 75 | 165 | 0 | 207.96 | 139.44 | 7 | 0
2035 | MAPP_US_2_MAPP_CA | MAPP_US | MAPP_CA | Internal | Summer | B4 | 100 | 165 | 0 | 193.58 | 139.44 | 7 | 0
2035 | MAPP_US_2_MAPP_CA | MAPP_US | MAPP_CA | Internal | Summer | B5 | 200 | 165 | 0 | 188.47 | 130.93 | 7 | 0
2035 | MAPP_US_2_MAPP_CA | MAPP_US | MAPP_CA | Internal | Summer | B6 | 300 | 165 | 0 | 137.93 | 130.93 | 7 | 0
2035 | MAPP_US_2_MAPP_CA | MAPP_US | MAPP_CA | Internal | Summer | B7 | 400 | 165 | 0 | 127.59 | 130.93 | 7 | 0
2035 | MAPP_US_2_MAPP_CA | MAPP_US | MAPP_CA | Internal | Summer | B8 | 500 | 165 | 0 | 109.59 | 114.46 | 7 | 0
2035 | MAPP_US_2_MAPP_CA | MAPP_US | MAPP_CA | Internal | Summer | B9 | 800 | 165 | 0 | 109.1 | 113.22 | 7 | 0
2035 | MAPP_US_2_MAPP_CA | MAPP_US | MAPP_CA | Internal | Summer | B10 | 1262 | 165 | 0 | 108.62 | 113.22 | 7 | 0
2035 | MAPP_US_2_MAPP_CA | MAPP_US | MAPP_CA | Internal | Winter | B16 | 25 | 165 | 0 | 113.83 | 117.86 | 7 | 0
2035 | MAPP_US_2_MAPP_CA | MAPP_US | MAPP_CA | Internal | Winter | B17 | 100 | 165 | 0 | 113.39 | 117.86 | 7 | 0
2035 | MAPP_US_2_MAPP_CA | MAPP_US | MAPP_CA | Internal | Winter | B18 | 400 | 165 | 0 | 113.83 | 118 | 7 | 0
2035 | MAPP_US_2_MAPP_CA | MAPP_US | MAPP_CA | Internal | Winter | B19 | 700 | 165 | 0 | 113.83 | 117.86 | 7 | 0
2035 | MAPP_US_2_MAPP_CA | MAPP_US | MAPP_CA | Internal | Winter | B20 | 935 | 165 | 165 | 108.45 | 117.86 | 7 | 2.4
2035 | MAPP_US_2_MISO_W | MAPP_US | MISO_W | Internal | Shoulder | B11 | 25 | 2635 | 813.2 | 126.32 | 133.32 | 7 | 0
2035 | MAPP_US_2_MISO_W | MAPP_US | MISO_W | Internal | Shoulder | B12 | 200 | 2635 | 0 | 111.1 | 117.12 | 7 | 0
2035 | MAPP_US_2_MISO_W | MAPP_US | MISO_W | Internal | Shoulder | B13 | 600 | 2635 | 0 | 110.56 | 114.85 | 7 | 0
2035 | MAPP_US_2_MISO_W | MAPP_US | MISO_W | Internal | Shoulder | B14 | 900 | 2635 | 0 | 110.56 | 110.56 | 7 | 0
2035 | MAPP_US_2_MISO_W | MAPP_US | MISO_W | Internal | Shoulder | B15 | 1203 | 2635 | 0 | 102.84 | 102.84 | 7 | 0
2035 | MAPP_US_2_MISO_W | MAPP_US | MISO_W | Internal | Summer | B1 | 10 | 2635 | 273.25 | 210.26 | 217.26 | 7 | 0
2035 | MAPP_US_2_MISO_W | MAPP_US | MISO_W | Internal | Summer | B2 | 25 | 2635 | 0 | 206.98 | 212.95 | 7 | 0
2035 | MAPP_US_2_MISO_W | MAPP_US | MISO_W | Internal | Summer | B3 | 75 | 2635 | 967.51 | 207.96 | 214.96 | 7 | 0
2035 | MAPP_US_2_MISO_W | MAPP_US | MISO_W | Internal | Summer | B4 | 100 | 2635 | 879 | 193.58 | 200.58 | 7 | 0
2035 | MAPP_US_2_MISO_W | MAPP_US | MISO_W | Internal | Summer | B5 | 200 | 2635 | 843.5 | 188.47 | 195.47 | 7 | 0
2035 | MAPP_US_2_MISO_W | MAPP_US | MISO_W | Internal | Summer | B6 | 300 | 2635 | 0 | 137.93 | 144.6 | 7 | 0
2035 | MAPP_US_2_MISO_W | MAPP_US | MISO_W | Internal | Summer | B7 | 400 | 2635 | 0 | 127.59 | 131.64 | 7 | 0
2035 | MAPP_US_2_MISO_W | MAPP_US | MISO_W | Internal | Summer | B8 | 500 | 2635 | 0 | 109.59 | 114.47 | 7 | 0
2035 | MAPP_US_2_MISO_W | MAPP_US | MISO_W | Internal | Summer | B9 | 800 | 2635 | 0 | 109.1 | 113.23 | 7 | 0
2035 | MAPP_US_2_MISO_W | MAPP_US | MISO_W | Internal | Summer | B10 | 1262 | 2635 | 0 | 108.62 | 108.62 | 7 | 0
2035 | MAPP_US_2_MISO_W | MAPP_US | MISO_W | Internal | Winter | B16 | 25 | 2635 | 0 | 113.83 | 114.42 | 7 | 0
2035 | MAPP_US_2_MISO_W | MAPP_US | MISO_W | Internal | Winter | B17 | 100 | 2635 | 0 | 113.39 | 113.39 | 7 | 0
2035 | MAPP_US_2_MISO_W | MAPP_US | MISO_W | Internal | Winter | B18 | 400 | 2635 | 0 | 113.83 | 118.01 | 7 | 0
2035 | MAPP_US_2_MISO_W | MAPP_US | MISO_W | Internal | Winter | B19 | 700 | 2635 | 0 | 113.83 | 117.87 | 7 | 0
2035 | MAPP_US_2_MISO_W | MAPP_US | MISO_W | Internal | Winter | B20 | 935 | 2635 | 0 | 108.45 | 108.45 | 7 | 0
2035 | MAPP_US_2_NE | MAPP_US | NE | Internal | Shoulder | B11 | 25 | 2000 | 595.82 | 126.32 | 133.32 | 7 | 0
2035 | MAPP_US_2_NE | MAPP_US | NE | Internal | Shoulder | B12 | 200 | 2000 | 1528.03 | 111.1 | 118.1 | 7 | 0
2035 | MAPP_US_2_NE | MAPP_US | NE | Internal | Shoulder | B13 | 600 | 2000 | 1377.64 | 110.56 | 117.56 | 7 | 0
2035 | MAPP_US_2_NE | MAPP_US | NE | Internal | Shoulder | B14 | 900 | 2000 | 1069.23 | 110.56 | 117.56 | 7 | 0
2035 | MAPP_US_2_NE | MAPP_US | NE | Internal | Shoulder | B15 | 1203 | 2000 | 1074.27 | 102.84 | 109.84 | 7 | 0
2035 | MAPP_US_2_NE | MAPP_US | NE | Internal | Summer | B1 | 10 | 2000 | 1341.46 | 210.26 | 217.26 | 7 | 0
2035 | MAPP_US_2_NE | MAPP_US | NE | Internal | Summer | B2 | 25 | 2000 | 1409.33 | 206.98 | 213.98 | 7 | 0
2035 | MAPP_US_2_NE | MAPP_US | NE | Internal | Summer | B3 | 75 | 2000 | 1009.59 | 207.96 | 214.96 | 7 | 0
2035 | MAPP_US_2_NE | MAPP_US | NE | Internal | Summer | B4 | 100 | 2000 | 834.81 | 193.58 | 200.58 | 7 | 0
2035 | MAPP_US_2_NE | MAPP_US | NE | Internal | Summer | B5 | 200 | 2000 | 576.69 | 188.47 | 195.47 | 7 | 0
2035 | MAPP_US_2_NE | MAPP_US | NE | Internal | Summer | B6 | 300 | 2000 | 904.14 | 137.93 | 144.93 | 7 | 0
2035 | MAPP_US_2_NE | MAPP_US | NE | Internal | Summer | B7 | 400 | 2000 | 1232.89 | 127.59 | 134.59 | 7 | 0
2035 | MAPP_US_2_NE | MAPP_US | NE | Internal | Summer | B8 | 500 | 2000 | 1908.3 | 109.59 | 116.59 | 7 | 0
2035 | MAPP_US_2_NE | MAPP_US | NE | Internal | Summer | B9 | 800 | 2000 | 1406.28 | 109.1 | 116.1 | 7 | 0
2035 | MAPP_US_2_NE | MAPP_US | NE | Internal | Summer | B10 | 1262 | 2000 | 1649.24 | 108.62 | 115.62 | 7 | 0
2035 | MAPP_US_2_NE | MAPP_US | NE | Internal | Winter | B16 | 25 | 2000 | 2000 | 113.83 | 121.42 | 7 | 0.59
2035 | MAPP_US_2_NE | MAPP_US | NE | Internal | Winter | B17 | 100 | 2000 | 743.37 | 113.39 | 120.39 | 7 | 0
2035 | MAPP_US_2_NE | MAPP_US | NE | Internal | Winter | B18 | 400 | 2000 | 1406.4 | 113.83 | 120.83 | 7 | 0
2035 | MAPP_US_2_NE | MAPP_US | NE | Internal | Winter | B19 | 700 | 2000 | 1265.22 | 113.83 | 120.83 | 7 | 0
2035 | MAPP_US_2_NE | MAPP_US | NE | Internal | Winter | B20 | 935 | 2000 | 1061.4 | 108.45 | 115.45 | 7 | 0
2035 | MARITIMES_2_NEISO | MARITIMES | NEISO | Internal | Shoulder | B11 | 25 | 99999 | 1720.74 | 109.46 | 109.47 | 0.01 | 0
2035 | MARITIMES_2_NEISO | MARITIMES | NEISO | Internal | Shoulder | B12 | 200 | 99999 | 1717.53 | 119.66 | 119.68 | 0.01 | 0
2035 | MARITIMES_2_NEISO | MARITIMES | NEISO | Internal | Shoulder | B13 | 600 | 99999 | 1704.87 | 110.57 | 110.58 | 0.01 | 0
2035 | MARITIMES_2_NEISO | MARITIMES | NEISO | Internal | Shoulder | B14 | 900 | 99999 | 1682.72 | 108.04 | 108.05 | 0.01 | 0
2035 | MARITIMES_2_NEISO | MARITIMES | NEISO | Internal | Shoulder | B15 | 1203 | 99999 | 648.17 | 108.04 | 108.05 | 0.01 | 0
2035 | MARITIMES_2_NEISO | MARITIMES | NEISO | Internal | Summer | B1 | 10 | 99999 | 1900.1 | 157.22 | 157.23 | 0.01 | 0
2035 | MARITIMES_2_NEISO | MARITIMES | NEISO | Internal | Summer | B2 | 25 | 99999 | 1878.84 | 191.71 | 191.73 | 0.01 | 0
2035 | MARITIMES_2_NEISO | MARITIMES | NEISO | Internal | Summer | B3 | 75 | 99999 | 1836.48 | 157.22 | 157.23 | 0.01 | 0
2035 | MARITIMES_2_NEISO | MARITIMES | NEISO | Internal | Summer | B4 | 100 | 99999 | 1800.07 | 123.42 | 123.43 | 0.01 | 0
2035 | MARITIMES_2_NEISO | MARITIMES | NEISO | Internal | Summer | B5 | 200 | 99999 | 1780.26 | 123.42 | 123.43 | 0.01 | 0
2035 | MARITIMES_2_NEISO | MARITIMES | NEISO | Internal | Summer | B6 | 300 | 99999 | 1757.92 | 123.42 | 123.43 | 0.01 | 0
2035 | MARITIMES_2_NEISO | MARITIMES | NEISO | Internal | Summer | B7 | 400 | 99999 | 1732.32 | 123.42 | 123.43 | 0.01 | 0
2035 | MARITIMES_2_NEISO | MARITIMES | NEISO | Internal | Summer | B8 | 500 | 99999 | 1712.2 | 123.42 | 123.43 | 0.01 | 0
2035 | MARITIMES_2_NEISO | MARITIMES | NEISO | Internal | Summer | B9 | 800 | 99999 | 1687.55 | 116.17 | 116.18 | 0.01 | 0
2035 | MARITIMES_2_NEISO | MARITIMES | NEISO | Internal | Summer | B10 | 1262 | 99999 | 465.16 | 116.13 | 116.14 | 0.01 | 0
2035 | MARITIMES_2_NEISO | MARITIMES | NEISO | Internal | Winter | B16 | 25 | 99999 | 1765.32 | 111.48 | 111.49 | 0.01 | 0
2035 | MARITIMES_2_NEISO | MARITIMES | NEISO | Internal | Winter | B17 | 100 | 99999 | 1747.43 | 118.97 | 118.98 | 0.01 | 0
2035 | MARITIMES_2_NEISO | MARITIMES | NEISO | Internal | Winter | B18 | 400 | 99999 | 1733.74 | 108.87 | 108.88 | 0.01 | 0
2035 | MARITIMES_2_NEISO | MARITIMES | NEISO | Internal | Winter | B19 | 700 | 99999 | 1708.23 | 108.87 | 108.88 | 0.01 | 0
2035 | MARITIMES_2_NEISO | MARITIMES | NEISO | Internal | Winter | B20 | 935 | 99999 | 723.52 | 108.87 | 108.88 | 0.01 | 0
2035 | MISO_IN_2_MISO_MI | MISO_IN | MISO_MI | Internal | Shoulder | B11 | 25 | 5021 | 2911.05 | 133.31 | 133.32 | 0.01 | 0
2035 | MISO_IN_2_MISO_MI | MISO_IN | MISO_MI | Internal | Shoulder | B12 | 200 | 5021 | 5021 | 117.12 | 125.54 | 0.01 | 8.41
2035 | MISO_IN_2_MISO_MI | MISO_IN | MISO_MI | Internal | Shoulder | B13 | 600 | 5021 | 4788.39 | 114.85 | 114.86 | 0.01 | 0
2035 | MISO_IN_2_MISO_MI | MISO_IN | MISO_MI | Internal | Shoulder | B14 | 900 | 5021 | 2846.98 | 114.85 | 114.86 | 0.01 | 0
2035 | MISO_IN_2_MISO_MI | MISO_IN | MISO_MI | Internal | Shoulder | B15 | 1203 | 5021 | 442.38 | 114.85 | 114.86 | 0.01 | 0
2035 | MISO_IN_2_MISO_MI | MISO_IN | MISO_MI | Internal | Summer | B1 | 10 | 5021 | 3178.45 | 217.24 | 217.26 | 0.01 | 0
2035 | MISO_IN_2_MISO_MI | MISO_IN | MISO_MI | Internal | Summer | B2 | 25 | 5021 | 3171 | 212.93 | 212.94 | 0.01 | 0
2035 | MISO_IN_2_MISO_MI | MISO_IN | MISO_MI | Internal | Summer | B3 | 75 | 5021 | 1445.95 | 208.44 | 208.46 | 0.01 | 0
2035 | MISO_IN_2_MISO_MI | MISO_IN | MISO_MI | Internal | Summer | B4 | 100 | 5021 | 3127.82 | 185.56 | 185.57 | 0.01 | 0
2035 | MISO_IN_2_MISO_MI | MISO_IN | MISO_MI | Internal | Summer | B5 | 200 | 5021 | 4218.77 | 151.37 | 151.38 | 0.01 | 0
2035 | MISO_IN_2_MISO_MI | MISO_IN | MISO_MI | Internal | Summer | B6 | 300 | 5021 | 5021 | 132.47 | 136.11 | 0.01 | 3.63
2035 | MISO_IN_2_MISO_MI | MISO_IN | MISO_MI | Internal | Summer | B7 | 400 | 5021 | 5021 | 120.5 | 129.39 | 0.01 | 8.88
2035 | MISO_IN_2_MISO_MI | MISO_IN | MISO_MI | Internal | Summer | B8 | 500 | 5021 | 5021 | 113.4 | 114.46 | 0.01 | 1.05
2035 | MISO_IN_2_MISO_MI | MISO_IN | MISO_MI | Internal | Summer | B9 | 800 | 5021 | 5021 | 113.4 | 113.7 | 0.01 | 0.29
2035 | MISO_IN_2_MISO_MI | MISO_IN | MISO_MI | Internal | Summer | B10 | 1262 | 5021 | 5021 | 113.4 | 113.7 | 0.01 | 0.29
2035 | MISO_IN_2_MISO_MI | MISO_IN | MISO_MI | Internal | Winter | B16 | 25 | 5021 | 5021 | 134.06 | 135.43 | 0.01 | 1.36
2035 | MISO_IN_2_MISO_MI | MISO_IN | MISO_MI | Internal | Winter | B17 | 100 | 5021 | 5021 | 120 | 130.95 | 0.01 | 10.94
2035 | MISO_IN_2_MISO_MI | MISO_IN | MISO_MI | Internal | Winter | B18 | 400 | 5021 | 3648.61 | 118.01 | 118.03 | 0.01 | 0
2035 | MISO_IN_2_MISO_MI | MISO_IN | MISO_MI | Internal | Winter | B19 | 700 | 5021 | 2132.17 | 117.87 | 117.88 | 0.01 | 0
2035 | MISO_IN_2_MISO_MI | MISO_IN | MISO_MI | Internal | Winter | B20 | 935 | 5021 | 0 | 117.87 | 117.86 | 0.01 | 0
2035 | MISO_IN_2_MISO_MO-IL | MISO_IN | MISO_MO-IL | Internal | Shoulder | B11 | 25 | 5533 | 4839.95 | 133.31 | 133.32 | 0.01 | 0
2035 | MISO_IN_2_MISO_MO-IL | MISO_IN | MISO_MO-IL | Internal | Shoulder | B12 | 200 | 5533 | 3334.93 | 117.12 | 117.14 | 0.01 | 0
2035 | MISO_IN_2_MISO_MO-IL | MISO_IN | MISO_MO-IL | Internal | Shoulder | B13 | 600 | 5533 | 3829.68 | 114.85 | 114.86 | 0.01 | 0
2035 | MISO_IN_2_MISO_MO-IL | MISO_IN | MISO_MO-IL | Internal | Shoulder | B14 | 900 | 5533 | 3125.08 | 114.85 | 114.86 | 0.01 | 0
2035 | MISO_IN_2_MISO_MO-IL | MISO_IN | MISO_MO-IL | Internal | Shoulder | B15 | 1203 | 5533 | 0 | 114.85 | 114.84 | 0.01 | 0
2035 | MISO_IN_2_MISO_MO-IL | MISO_IN | MISO_MO-IL | Internal | Summer | B1 | 10 | 5533 | 5220.83 | 217.24 | 217.26 | 0.01 | 0
2035 | MISO_IN_2_MISO_MO-IL | MISO_IN | MISO_MO-IL | Internal | Summer | B2 | 25 | 5533 | 5326.07 | 212.93 | 212.94 | 0.01 | 0
2035 | MISO_IN_2_MISO_MO-IL | MISO_IN | MISO_MO-IL | Internal | Summer | B3 | 75 | 5533 | 5533 | 208.44 | 212.46 | 0.01 | 4
2035 | MISO_IN_2_MISO_MO-IL | MISO_IN | MISO_MO-IL | Internal | Summer | B4 | 100 | 5533 | 5533 | 185.56 | 195.58 | 0.01 | 10.01
2035 | MISO_IN_2_MISO_MO-IL | MISO_IN | MISO_MO-IL | Internal | Summer | B5 | 200 | 5533 | 5533 | 151.37 | 158.78 | 0.01 | 7.4
2035 | MISO_IN_2_MISO_MO-IL | MISO_IN | MISO_MO-IL | Internal | Summer | B6 | 300 | 5533 | 5533 | 132.47 | 142.59 | 0.01 | 10.11
2035 | MISO_IN_2_MISO_MO-IL | MISO_IN | MISO_MO-IL | Internal | Summer | B7 | 400 | 5533 | 5533 | 120.5 | 131.65 | 0.01 | 11.14
2035 | MISO_IN_2_MISO_MO-IL | MISO_IN | MISO_MO-IL | Internal | Summer | B8 | 500 | 5533 | 5533 | 113.4 | 114.49 | 0.01 | 1.07
2035 | MISO_IN_2_MISO_MO-IL | MISO_IN | MISO_MO-IL | Internal | Summer | B9 | 800 | 5533 | 5096.42 | 113.4 | 113.41 | 0.01 | 0
2035 | MISO_IN_2_MISO_MO-IL | MISO_IN | MISO_MO-IL | Internal | Summer | B10 | 1262 | 5533 | 2675.85 | 113.4 | 113.41 | 0.01 | 0
2035 | MISO_IN_2_MISO_MO-IL | MISO_IN | MISO_MO-IL | Internal | Winter | B16 | 25 | 5533 | 0 | 134.06 | 134.05 | 0.01 | 0
2035 | MISO_IN_2_MISO_MO-IL | MISO_IN | MISO_MO-IL | Internal | Winter | B17 | 100 | 5533 | 981.61 | 120 | 120.01 | 0.01 | 0
2035 | MISO_IN_2_MISO_MO-IL | MISO_IN | MISO_MO-IL | Internal | Winter | B18 | 400 | 5533 | 4244.35 | 118.01 | 118.03 | 0.01 | 0
2035 | MISO_IN_2_MISO_MO-IL | MISO_IN | MISO_MO-IL | Internal | Winter | B19 | 700 | 5533 | 3483.36 | 117.87 | 117.88 | 0.01 | 0
2035 | MISO_IN_2_MISO_MO-IL | MISO_IN | MISO_MO-IL | Internal | Winter | B20 | 935 | 5533 | 678.43 | 117.87 | 117.88 | 0.01 | 0
2035 | MISO_IN_2_NonRTO_Midwest | MISO_IN | NonRTO_Midwest | Internal | Shoulder | B11 | 25 | 4800 | 1425.97 | 133.31 | 141.31 | 8 | 0
2035 | MISO_IN_2_NonRTO_Midwest | MISO_IN | NonRTO_Midwest | Internal | Shoulder | B12 | 200 | 4800 | 712.61 | 117.12 | 125.12 | 8 | 0
2035 | MISO_IN_2_NonRTO_Midwest | MISO_IN | NonRTO_Midwest | Internal | Shoulder | B13 | 600 | 4800 | 0 | 114.85 | 121.68 | 8 | 0
2035 | MISO_IN_2_NonRTO_Midwest | MISO_IN | NonRTO_Midwest | Internal | Shoulder | B14 | 900 | 4800 | 0 | 114.85 | 118.54 | 8 | 0
2035 | MISO_IN_2_NonRTO_Midwest | MISO_IN | NonRTO_Midwest | Internal | Shoulder | B15 | 1203 | 4800 | 0 | 114.85 | 118.54 | 8 | 0
2035 | MISO_IN_2_NonRTO_Midwest | MISO_IN | NonRTO_Midwest | Internal | Summer | B1 | 10 | 4800 | 0 | 217.24 | 219.93 | 8 | 0
2035 | MISO_IN_2_NonRTO_Midwest | MISO_IN | NonRTO_Midwest | Internal | Summer | B2 | 25 | 4800 | 0 | 212.93 | 219.93 | 8 | 0
2035 | MISO_IN_2_NonRTO_Midwest | MISO_IN | NonRTO_Midwest | Internal | Summer | B3 | 75 | 4800 | 1645.91 | 208.44 | 216.44 | 8 | 0
2035 | MISO_IN_2_NonRTO_Midwest | MISO_IN | NonRTO_Midwest | Internal | Summer | B4 | 100 | 4800 | 1007.81 | 185.56 | 193.56 | 8 | 0
2035 | MISO_IN_2_NonRTO_Midwest | MISO_IN | NonRTO_Midwest | Internal | Summer | B5 | 200 | 4800 | 600.61 | 151.37 | 159.37 | 8 | 0
2035 | MISO_IN_2_NonRTO_Midwest | MISO_IN | NonRTO_Midwest | Internal | Summer | B6 | 300 | 4800 | 77.69 | 132.47 | 140.47 | 8 | 0
2035 | MISO_IN_2_NonRTO_Midwest | MISO_IN | NonRTO_Midwest | Internal | Summer | B7 | 400 | 4800 | 0 | 120.5 | 117.59 | 8 | 0
2035 | MISO_IN_2_NonRTO_Midwest | MISO_IN | NonRTO_Midwest | Internal | Summer | B8 | 500 | 4800 | 0 | 113.4 | 117.03 | 8 | 0
2035 | MISO_IN_2_NonRTO_Midwest | MISO_IN | NonRTO_Midwest | Internal | Summer | B9 | 800 | 4800 | 0 | 113.4 | 117.03 | 8 | 0
2035 | MISO_IN_2_NonRTO_Midwest | MISO_IN | NonRTO_Midwest | Internal | Summer | B10 | 1262 | 4800 | 0 | 113.4 | 117.03 | 8 | 0
2035 | MISO_IN_2_NonRTO_Midwest | MISO_IN | NonRTO_Midwest | Internal | Winter | B16 | 25 | 4800 | 2502.28 | 134.06 | 142.06 | 8 | 0
2035 | MISO_IN_2_NonRTO_Midwest | MISO_IN | NonRTO_Midwest | Internal | Winter | B17 | 100 | 4800 | 1150.54 | 120 | 128 | 8 | 0
2035 | MISO_IN_2_NonRTO_Midwest | MISO_IN | NonRTO_Midwest | Internal | Winter | B18 | 400 | 4800 | 49.36 | 118.01 | 126.01 | 8 | 0
2035 | MISO_IN_2_NonRTO_Midwest | MISO_IN | NonRTO_Midwest | Internal | Winter | B19 | 700 | 4800 | 0 | 117.87 | 121.86 | 8 | 0
2035 | MISO_IN_2_NonRTO_Midwest | MISO_IN | NonRTO_Midwest | Internal | Winter | B20 | 935 | 4800 | 0 | 117.87 | 121.86 | 8 | 0
2035 | MISO_IN_2_PJM_ROR | MISO_IN | PJM_ROR | Internal | Shoulder | B11 | 25 | 992 | 0 | 133.31 | 133.31 | 2 | 0
2035 | MISO_IN_2_PJM_ROR | MISO_IN | PJM_ROR | Internal | Shoulder | B12 | 200 | 992 | 992 | 117.12 | 127.54 | 2 | 8.42
2035 | MISO_IN_2_PJM_ROR | MISO_IN | PJM_ROR | Internal | Shoulder | B13 | 600 | 992 | 992 | 114.85 | 116.86 | 2 | 0.01
2035 | MISO_IN_2_PJM_ROR | MISO_IN | PJM_ROR | Internal | Shoulder | B14 | 900 | 992 | 0 | 114.85 | 116.31 | 2 | 0
2035 | MISO_IN_2_PJM_ROR | MISO_IN | PJM_ROR | Internal | Shoulder | B15 | 1203 | 992 | 0 | 114.85 | 114.79 | 2 | 0
2035 | MISO_IN_2_PJM_ROR | MISO_IN | PJM_ROR | Internal | Summer | B1 | 10 | 992 | 0 | 217.24 | 215.26 | 2 | 0
2035 | MISO_IN_2_PJM_ROR | MISO_IN | PJM_ROR | Internal | Summer | B2 | 25 | 992 | 0 | 212.93 | 212.6 | 2 | 0
2035 | MISO_IN_2_PJM_ROR | MISO_IN | PJM_ROR | Internal | Summer | B3 | 75 | 992 | 992 | 208.44 | 210.46 | 2 | 0.01
2035 | MISO_IN_2_PJM_ROR | MISO_IN | PJM_ROR | Internal | Summer | B4 | 100 | 992 | 992 | 185.56 | 187.58 | 2 | 0.02
2035 | MISO_IN_2_PJM_ROR | MISO_IN | PJM_ROR | Internal | Summer | B5 | 200 | 992 | 992 | 151.37 | 153.38 | 2 | 0.01
2035 | MISO_IN_2_PJM_ROR | MISO_IN | PJM_ROR | Internal | Summer | B6 | 300 | 992 | 992 | 132.47 | 138.3 | 2 | 3.82
2035 | MISO_IN_2_PJM_ROR | MISO_IN | PJM_ROR | Internal | Summer | B7 | 400 | 992 | 992 | 120.5 | 131.39 | 2 | 8.89
2035 | MISO_IN_2_PJM_ROR | MISO_IN | PJM_ROR | Internal | Summer | B8 | 500 | 992 | 992 | 113.4 | 116.46 | 2 | 1.06
2035 | MISO_IN_2_PJM_ROR | MISO_IN | PJM_ROR | Internal | Summer | B9 | 800 | 992 | 0 | 113.4 | 113.16 | 2 | 0
2035 | MISO_IN_2_PJM_ROR | MISO_IN | PJM_ROR | Internal | Summer | B10 | 1262 | 992 | 0 | 113.4 | 113.16 | 2 | 0
2035 | MISO_IN_2_PJM_ROR | MISO_IN | PJM_ROR | Internal | Winter | B16 | 25 | 992 | 992 | 134.06 | 137.43 | 2 | 1.37
2035 | MISO_IN_2_PJM_ROR | MISO_IN | PJM_ROR | Internal | Winter | B17 | 100 | 992 | 992 | 120 | 137.01 | 2 | 15.01
2035 | MISO_IN_2_PJM_ROR | MISO_IN | PJM_ROR | Internal | Winter | B18 | 400 | 992 | 992 | 118.01 | 120.03 | 2 | 0.01
2035 | MISO_IN_2_PJM_ROR | MISO_IN | PJM_ROR | Internal | Winter | B19 | 700 | 992 | 952.5 | 117.87 | 119.87 | 2 | 0
2035 | MISO_IN_2_PJM_ROR | MISO_IN | PJM_ROR | Internal | Winter | B20 | 935 | 992 | 0 | 117.87 | 118.29 | 2 | 0
2035 | MISO_MI_2_MISO_IN | MISO_MI | MISO_IN | Internal | Shoulder | B11 | 25 | 2066 | 0 | 133.32 | 133.31 | 0.01 | 0
2035 | MISO_MI_2_MISO_IN | MISO_MI | MISO_IN | Internal | Shoulder | B12 | 200 | 2066 | 0 | 125.54 | 117.12 | 0.01 | 0
2035 | MISO_MI_2_MISO_IN | MISO_MI | MISO_IN | Internal | Shoulder | B13 | 600 | 2066 | 0 | 114.86 | 114.85 | 0.01 | 0
2035 | MISO_MI_2_MISO_IN | MISO_MI | MISO_IN | Internal | Shoulder | B14 | 900 | 2066 | 0 | 114.86 | 114.85 | 0.01 | 0
2035 | MISO_MI_2_MISO_IN | MISO_MI | MISO_IN | Internal | Shoulder | B15 | 1203 | 2066 | 0 | 114.86 | 114.85 | 0.01 | 0
2035 | MISO_MI_2_MISO_IN | MISO_MI | MISO_IN | Internal | Summer | B1 | 10 | 2066 | 0 | 217.26 | 217.24 | 0.01 | 0
2035 | MISO_MI_2_MISO_IN | MISO_MI | MISO_IN | Internal | Summer | B2 | 25 | 2066 | 0 | 212.94 | 212.93 | 0.01 | 0
2035 | MISO_MI_2_MISO_IN | MISO_MI | MISO_IN | Internal | Summer | B3 | 75 | 2066 | 0 | 208.46 | 208.44 | 0.01 | 0
2035 | MISO_MI_2_MISO_IN | MISO_MI | MISO_IN | Internal | Summer | B4 | 100 | 2066 | 0 | 185.57 | 185.56 | 0.01 | 0
2035 | MISO_MI_2_MISO_IN | MISO_MI | MISO_IN | Internal | Summer | B5 | 200 | 2066 | 0 | 151.38 | 151.37 | 0.01 | 0
2035 | MISO_MI_2_MISO_IN | MISO_MI | MISO_IN | Internal | Summer | B6 | 300 | 2066 | 0 | 136.11 | 132.47 | 0.01 | 0
2035 | MISO_MI_2_MISO_IN | MISO_MI | MISO_IN | Internal | Summer | B7 | 400 | 2066 | 0 | 129.39 | 120.5 | 0.01 | 0
2035 | MISO_MI_2_MISO_IN | MISO_MI | MISO_IN | Internal | Summer | B8 | 500 | 2066 | 0 | 114.46 | 113.4 | 0.01 | 0
2035 | MISO_MI_2_MISO_IN | MISO_MI | MISO_IN | Internal | Summer | B9 | 800 | 2066 | 0 | 113.7 | 113.4 | 0.01 | 0
2035 | MISO_MI_2_MISO_IN | MISO_MI | MISO_IN | Internal | Summer | B10 | 1262 | 2066 | 0 | 113.7 | 113.4 | 0.01 | 0
2035 | MISO_MI_2_MISO_IN | MISO_MI | MISO_IN | Internal | Winter | B16 | 25 | 2066 | 0 | 135.43 | 134.06 | 0.01 | 0
2035 | MISO_MI_2_MISO_IN | MISO_MI | MISO_IN | Internal | Winter | B17 | 100 | 2066 | 0 | 130.95 | 120 | 0.01 | 0
2035 | MISO_MI_2_MISO_IN | MISO_MI | MISO_IN | Internal | Winter | B18 | 400 | 2066 | 0 | 118.03 | 118.01 | 0.01 | 0
2035 | MISO_MI_2_MISO_IN | MISO_MI | MISO_IN | Internal | Winter | B19 | 700 | 2066 | 0 | 117.88 | 117.87 | 0.01 | 0
2035 | MISO_MI_2_MISO_IN | MISO_MI | MISO_IN | Internal | Winter | B20 | 935 | 2066 | 1353.52 | 117.86 | 117.87 | 0.01 | 0
2035 | MISO_MI_2_MISO_WUMS | MISO_MI | MISO_WUMS | Internal | Shoulder | B11 | 25 | 1440 | 0 | 133.32 | 133.31 | 0.01 | 0
2035 | MISO_MI_2_MISO_WUMS | MISO_MI | MISO_WUMS | Internal | Shoulder | B12 | 200 | 1440 | 0 | 125.54 | 125.53 | 0.01 | 0
2035 | MISO_MI_2_MISO_WUMS | MISO_MI | MISO_WUMS | Internal | Shoulder | B13 | 600 | 1440 | 0 | 114.86 | 114.86 | 0.01 | 0
2035 | MISO_MI_2_MISO_WUMS | MISO_MI | MISO_WUMS | Internal | Shoulder | B14 | 900 | 1440 | 0 | 114.86 | 114.79 | 0.01 | 0
2035 | MISO_MI_2_MISO_WUMS | MISO_MI | MISO_WUMS | Internal | Shoulder | B15 | 1203 | 1440 | 0 | 114.86 | 114.79 | 0.01 | 0
2035 | MISO_MI_2_MISO_WUMS | MISO_MI | MISO_WUMS | Internal | Summer | B1 | 10 | 1440 | 0 | 217.26 | 203.8 | 0.01 | 0
2035 | MISO_MI_2_MISO_WUMS | MISO_MI | MISO_WUMS | Internal | Summer | B2 | 25 | 1440 | 0 | 212.94 | 203.8 | 0.01 | 0
2035 | MISO_MI_2_MISO_WUMS | MISO_MI | MISO_WUMS | Internal | Summer | B3 | 75 | 1440 | 0 | 208.46 | 203.8 | 0.01 | 0
2035 | MISO_MI_2_MISO_WUMS | MISO_MI | MISO_WUMS | Internal | Summer | B4 | 100 | 1440 | 499.15 | 185.57 | 185.58 | 0.01 | 0
2035 | MISO_MI_2_MISO_WUMS | MISO_MI | MISO_WUMS | Internal | Summer | B5 | 200 | 1440 | 0 | 151.38 | 151.38 | 0.01 | 0
2035 | MISO_MI_2_MISO_WUMS | MISO_MI | MISO_WUMS | Internal | Summer | B6 | 300 | 1440 | 111.9 | 136.11 | 136.12 | 0.01 | 0
2035 | MISO_MI_2_MISO_WUMS | MISO_MI | MISO_WUMS | Internal | Summer | B7 | 400 | 1440 | 272.92 | 129.39 | 129.41 | 0.01 | 0
2035 | MISO_MI_2_MISO_WUMS | MISO_MI | MISO_WUMS | Internal | Summer | B8 | 500 | 1440 | 0 | 114.46 | 114.46 | 0.01 | 0
2035 | MISO_MI_2_MISO_WUMS | MISO_MI | MISO_WUMS | Internal | Summer | B9 | 800 | 1440 | 0 | 113.7 | 113.22 | 0.01 | 0
2035 | MISO_MI_2_MISO_WUMS | MISO_MI | MISO_WUMS | Internal | Summer | B10 | 1262 | 1440 | 0 | 113.7 | 113.22 | 0.01 | 0
2035 | MISO_MI_2_MISO_WUMS | MISO_MI | MISO_WUMS | Internal | Winter | B16 | 25 | 1440 | 0 | 135.43 | 135.43 | 0.01 | 0
2035 | MISO_MI_2_MISO_WUMS | MISO_MI | MISO_WUMS | Internal | Winter | B17 | 100 | 1440 | 0 | 130.95 | 130.94 | 0.01 | 0
2035 | MISO_MI_2_MISO_WUMS | MISO_MI | MISO_WUMS | Internal | Winter | B18 | 400 | 1440 | 0 | 118.03 | 118.03 | 0.01 | 0
2035 | MISO_MI_2_MISO_WUMS | MISO_MI | MISO_WUMS | Internal | Winter | B19 | 700 | 1440 | 0 | 117.88 | 117.87 | 0.01 | 0
2035 | MISO_MI_2_MISO_WUMS | MISO_MI | MISO_WUMS | Internal | Winter | B20 | 935 | 1440 | 0 | 117.86 | 117.75 | 0.01 | 0
2035 | MISO_MI_2_PJM_ROR | MISO_MI | PJM_ROR | Internal | Shoulder | B11 | 25 | 1424 | 0 | 133.32 | 133.31 | 2 | 0
2035 | MISO_MI_2_PJM_ROR | MISO_MI | PJM_ROR | Internal | Shoulder | B12 | 200 | 1424 | 1000.41 | 125.54 | 127.54 | 2 | 0
2035 | MISO_MI_2_PJM_ROR | MISO_MI | PJM_ROR | Internal | Shoulder | B13 | 600 | 1424 | 62.47 | 114.86 | 116.86 | 2 | 0
2035 | MISO_MI_2_PJM_ROR | MISO_MI | PJM_ROR | Internal | Shoulder | B14 | 900 | 1424 | 0 | 114.86 | 116.31 | 2 | 0
2035 | MISO_MI_2_PJM_ROR | MISO_MI | PJM_ROR | Internal | Shoulder | B15 | 1203 | 1424 | 0 | 114.86 | 114.79 | 2 | 0
2035 | MISO_MI_2_PJM_ROR | MISO_MI | PJM_ROR | Internal | Summer | B1 | 10 | 1424 | 0 | 217.26 | 215.26 | 2 | 0
2035 | MISO_MI_2_PJM_ROR | MISO_MI | PJM_ROR | Internal | Summer | B2 | 25 | 1424 | 0 | 212.94 | 212.6 | 2 | 0
2035 | MISO_MI_2_PJM_ROR | MISO_MI | PJM_ROR | Internal | Summer | B3 | 75 | 1424 | 195.47 | 208.46 | 210.46 | 2 | 0
2035 | MISO_MI_2_PJM_ROR | MISO_MI | PJM_ROR | Internal | Summer | B4 | 100 | 1424 | 1424 | 185.57 | 187.58 | 2 | 0.01
2035 | MISO_MI_2_PJM_ROR | MISO_MI | PJM_ROR | Internal | Summer | B5 | 200 | 1424 | 771.32 | 151.38 | 153.38 | 2 | 0
2035 | MISO_MI_2_PJM_ROR | MISO_MI | PJM_ROR | Internal | Summer | B6 | 300 | 1424 | 1424 | 136.11 | 138.3 | 2 | 0.19
2035 | MISO_MI_2_PJM_ROR | MISO_MI | PJM_ROR | Internal | Summer | B7 | 400 | 1424 | 912.76 | 129.39 | 131.39 | 2 | 0
2035 | MISO_MI_2_PJM_ROR | MISO_MI | PJM_ROR | Internal | Summer | B8 | 500 | 1424 | 801.74 | 114.46 | 116.46 | 2 | 0
2035 | MISO_MI_2_PJM_ROR | MISO_MI | PJM_ROR | Internal | Summer | B9 | 800 | 1424 | 0 | 113.7 | 113.16 | 2 | 0
2035 | MISO_MI_2_PJM_ROR | MISO_MI | PJM_ROR | Internal | Summer | B10 | 1262 | 1424 | 0 | 113.7 | 113.16 | 2 | 0
2035 | MISO_MI_2_PJM_ROR | MISO_MI | PJM_ROR | Internal | Winter | B16 | 25 | 1424 | 131.51 | 135.43 | 137.43 | 2 | 0
2035 | MISO_MI_2_PJM_ROR | MISO_MI | PJM_ROR | Internal | Winter | B17 | 100 | 1424 | 1424 | 130.95 | 137.01 | 2 | 4.06
2035 | MISO_MI_2_PJM_ROR | MISO_MI | PJM_ROR | Internal | Winter | B18 | 400 | 1424 | 784.42 | 118.03 | 120.03 | 2 | 0
2035 | MISO_MI_2_PJM_ROR | MISO_MI | PJM_ROR | Internal | Winter | B19 | 700 | 1424 | 0 | 117.88 | 119.87 | 2 | 0
2035 | MISO_MI_2_PJM_ROR | MISO_MI | PJM_ROR | Internal | Winter | B20 | 935 | 1424 | 0 | 117.86 | 118.29 | 2 | 0
2035 | MISO_MO-IL_2_ENT | MISO_MO-IL | ENT | Internal | Shoulder | B11 | 25 | 2540 | 0 | 133.32 | 136.37 | 8 | 0
2035 | MISO_MO-IL_2_ENT | MISO_MO-IL | ENT | Internal | Shoulder | B12 | 200 | 2540 | 0 | 117.14 | 123.11 | 8 | 0
2035 | MISO_MO-IL_2_ENT | MISO_MO-IL | ENT | Internal | Shoulder | B13 | 600 | 2540 | 0 | 114.86 | 121.36 | 8 | 0
2035 | MISO_MO-IL_2_ENT | MISO_MO-IL | ENT | Internal | Shoulder | B14 | 900 | 2540 | 0 | 114.86 | 117.39 | 8 | 0
2035 | MISO_MO-IL_2_ENT | MISO_MO-IL | ENT | Internal | Shoulder | B15 | 1203 | 2540 | 0 | 114.84 | 117.39 | 8 | 0
2035 | MISO_MO-IL_2_ENT | MISO_MO-IL | ENT | Internal | Summer | B1 | 10 | 2540 | 0 | 217.26 | 220.76 | 8 | 0
2035 | MISO_MO-IL_2_ENT | MISO_MO-IL | ENT | Internal | Summer | B2 | 25 | 2540 | 0 | 212.94 | 218.99 | 8 | 0
2035 | MISO_MO-IL_2_ENT | MISO_MO-IL | ENT | Internal | Summer | B3 | 75 | 2540 | 0 | 212.46 | 214.94 | 8 | 0
2035 | MISO_MO-IL_2_ENT | MISO_MO-IL | ENT | Internal | Summer | B4 | 100 | 2540 | 0 | 195.58 | 187.58 | 8 | 0
2035 | MISO_MO-IL_2_ENT | MISO_MO-IL | ENT | Internal | Summer | B5 | 200 | 2540 | 0 | 158.78 | 150.78 | 8 | 0
2035 | MISO_MO-IL_2_ENT | MISO_MO-IL | ENT | Internal | Summer | B6 | 300 | 2540 | 0 | 142.59 | 134.59 | 8 | 0
2035 | MISO_MO-IL_2_ENT | MISO_MO-IL | ENT | Internal | Summer | B7 | 400 | 2540 | 0 | 131.65 | 134.59 | 8 | 0
2035 | MISO_MO-IL_2_ENT | MISO_MO-IL | ENT | Internal | Summer | B8 | 500 | 2540 | 34.98 | 114.49 | 122.49 | 8 | 0
2035 | MISO_MO-IL_2_ENT | MISO_MO-IL | ENT | Internal | Summer | B9 | 800 | 2540 | 0 | 113.41 | 115.88 | 8 | 0
2035 | MISO_MO-IL_2_ENT | MISO_MO-IL | ENT | Internal | Summer | B10 | 1262 | 2540 | 0 | 113.41 | 115.88 | 8 | 0
2035 | MISO_MO-IL_2_ENT | MISO_MO-IL | ENT | Internal | Winter | B16 | 25 | 2540 | 0 | 134.05 | 139.98 | 8 | 0
2035 | MISO_MO-IL_2_ENT | MISO_MO-IL | ENT | Internal | Winter | B17 | 100 | 2540 | 0 | 120.01 | 125.39 | 8 | 0
2035 | MISO_MO-IL_2_ENT | MISO_MO-IL | ENT | Internal | Winter | B18 | 400 | 2540 | 0 | 118.03 | 125.39 | 8 | 0
2035 | MISO_MO-IL_2_ENT | MISO_MO-IL | ENT | Internal | Winter | B19 | 700 | 2540 | 0 | 117.88 | 120.46 | 8 | 0
2035 | MISO_MO-IL_2_ENT | MISO_MO-IL | ENT | Internal | Winter | B20 | 935 | 2540 | 0 | 117.88 | 120.46 | 8 | 0
2035 | MISO_MO-IL_2_MISO_IN | MISO_MO-IL | MISO_IN | Internal | Shoulder | B11 | 25 | 2633 | 0 | 133.32 | 133.31 | 0.01 | 0
2035 | MISO_MO-IL_2_MISO_IN | MISO_MO-IL | MISO_IN | Internal | Shoulder | B12 | 200 | 2633 | 0 | 117.14 | 117.12 | 0.01 | 0
2035 | MISO_MO-IL_2_MISO_IN | MISO_MO-IL | MISO_IN | Internal | Shoulder | B13 | 600 | 2633 | 0 | 114.86 | 114.85 | 0.01 | 0
2035 | MISO_MO-IL_2_MISO_IN | MISO_MO-IL | MISO_IN | Internal | Shoulder | B14 | 900 | 2633 | 0 | 114.86 | 114.85 | 0.01 | 0
2035 | MISO_MO-IL_2_MISO_IN | MISO_MO-IL | MISO_IN | Internal | Shoulder | B15 | 1203 | 2633 | 247.2 | 114.84 | 114.85 | 0.01 | 0
2035 | MISO_MO-IL_2_MISO_IN | MISO_MO-IL | MISO_IN | Internal | Summer | B1 | 10 | 2633 | 0 | 217.26 | 217.24 | 0.01 | 0
2035 | MISO_MO-IL_2_MISO_IN | MISO_MO-IL | MISO_IN | Internal | Summer | B2 | 25 | 2633 | 0 | 212.94 | 212.93 | 0.01 | 0
2035 | MISO_MO-IL_2_MISO_IN | MISO_MO-IL | MISO_IN | Internal | Summer | B3 | 75 | 2633 | 0 | 212.46 | 208.44 | 0.01 | 0
2035 | MISO_MO-IL_2_MISO_IN | MISO_MO-IL | MISO_IN | Internal | Summer | B4 | 100 | 2633 | 0 | 195.58 | 185.56 | 0.01 | 0
2035 | MISO_MO-IL_2_MISO_IN | MISO_MO-IL | MISO_IN | Internal | Summer | B5 | 200 | 2633 | 0 | 158.78 | 151.37 | 0.01 | 0
2035 | MISO_MO-IL_2_MISO_IN | MISO_MO-IL | MISO_IN | Internal | Summer | B6 | 300 | 2633 | 0 | 142.59 | 132.47 | 0.01 | 0
2035 | MISO_MO-IL_2_MISO_IN | MISO_MO-IL | MISO_IN | Internal | Summer | B7 | 400 | 2633 | 0 | 131.65 | 120.5 | 0.01 | 0
2035 | MISO_MO-IL_2_MISO_IN | MISO_MO-IL | MISO_IN | Internal | Summer | B8 | 500 | 2633 | 0 | 114.49 | 113.4 | 0.01 | 0
2035 | MISO_MO-IL_2_MISO_IN | MISO_MO-IL | MISO_IN | Internal | Summer | B9 | 800 | 2633 | 0 | 113.41 | 113.4 | 0.01 | 0
2035 | MISO_MO-IL_2_MISO_IN | MISO_MO-IL | MISO_IN | Internal | Summer | B10 | 1262 | 2633 | 0 | 113.41 | 113.4 | 0.01 | 0
2035 | MISO_MO-IL_2_MISO_IN | MISO_MO-IL | MISO_IN | Internal | Winter | B16 | 25 | 2633 | 1443.15 | 134.05 | 134.06 | 0.01 | 0
2035 | MISO_MO-IL_2_MISO_IN | MISO_MO-IL | MISO_IN | Internal | Winter | B17 | 100 | 2633 | 0 | 120.01 | 120 | 0.01 | 0
2035 | MISO_MO-IL_2_MISO_IN | MISO_MO-IL | MISO_IN | Internal | Winter | B18 | 400 | 2633 | 0 | 118.03 | 118.01 | 0.01 | 0
2035 | MISO_MO-IL_2_MISO_IN | MISO_MO-IL | MISO_IN | Internal | Winter | B19 | 700 | 2633 | 0 | 117.88 | 117.87 | 0.01 | 0
2035 | MISO_MO-IL_2_MISO_IN | MISO_MO-IL | MISO_IN | Internal | Winter | B20 | 935 | 2633 | 0 | 117.88 | 117.87 | 0.01 | 0
2035 | MISO_MO-IL_2_MISO_W | MISO_MO-IL | MISO_W | Internal | Shoulder | B11 | 25 | 1075 | 0 | 133.32 | 133.32 | 0.01 | 0
2035 | MISO_MO-IL_2_MISO_W | MISO_MO-IL | MISO_W | Internal | Shoulder | B12 | 200 | 1075 | 0 | 117.14 | 117.12 | 0.01 | 0
2035 | MISO_MO-IL_2_MISO_W | MISO_MO-IL | MISO_W | Internal | Shoulder | B13 | 600 | 1075 | 0 | 114.86 | 114.85 | 0.01 | 0
2035 | MISO_MO-IL_2_MISO_W | MISO_MO-IL | MISO_W | Internal | Shoulder | B14 | 900 | 1075 | 0 | 114.86 | 110.56 | 0.01 | 0
2035 | MISO_MO-IL_2_MISO_W | MISO_MO-IL | MISO_W | Internal | Shoulder | B15 | 1203 | 1075 | 0 | 114.84 | 102.84 | 0.01 | 0
2035 | MISO_MO-IL_2_MISO_W | MISO_MO-IL | MISO_W | Internal | Summer | B1 | 10 | 1075 | 0 | 217.26 | 217.26 | 0.01 | 0
2035 | MISO_MO-IL_2_MISO_W | MISO_MO-IL | MISO_W | Internal | Summer | B2 | 25 | 1075 | 69.41 | 212.94 | 212.95 | 0.01 | 0
2035 | MISO_MO-IL_2_MISO_W | MISO_MO-IL | MISO_W | Internal | Summer | B3 | 75 | 1075 | 1075 | 212.46 | 214.96 | 0.01 | 2.49
2035 | MISO_MO-IL_2_MISO_W | MISO_MO-IL | MISO_W | Internal | Summer | B4 | 100 | 1075 | 1075 | 195.58 | 200.58 | 0.01 | 4.99
2035 | MISO_MO-IL_2_MISO_W | MISO_MO-IL | MISO_W | Internal | Summer | B5 | 200 | 1075 | 1075 | 158.78 | 195.47 | 0.01 | 36.67
2035 | MISO_MO-IL_2_MISO_W | MISO_MO-IL | MISO_W | Internal | Summer | B6 | 300 | 1075 | 1075 | 142.59 | 144.6 | 0.01 | 2
2035 | MISO_MO-IL_2_MISO_W | MISO_MO-IL | MISO_W | Internal | Summer | B7 | 400 | 1075 | 0 | 131.65 | 131.64 | 0.01 | 0
2035 | MISO_MO-IL_2_MISO_W | MISO_MO-IL | MISO_W | Internal | Summer | B8 | 500 | 1075 | 0 | 114.49 | 114.47 | 0.01 | 0
2035 | MISO_MO-IL_2_MISO_W | MISO_MO-IL | MISO_W | Internal | Summer | B9 | 800 | 1075 | 0 | 113.41 | 113.23 | 0.01 | 0
2035 | MISO_MO-IL_2_MISO_W | MISO_MO-IL | MISO_W | Internal | Summer | B10 | 1262 | 1075 | 0 | 113.41 | 108.62 | 0.01 | 0
2035 | MISO_MO-IL_2_MISO_W | MISO_MO-IL | MISO_W | Internal | Winter | B16 | 25 | 1075 | 0 | 134.05 | 114.42 | 0.01 | 0
2035 | MISO_MO-IL_2_MISO_W | MISO_MO-IL | MISO_W | Internal | Winter | B17 | 100 | 1075 | 0 | 120.01 | 113.39 | 0.01 | 0
2035 | MISO_MO-IL_2_MISO_W | MISO_MO-IL | MISO_W | Internal | Winter | B18 | 400 | 1075 | 0 | 118.03 | 118.01 | 0.01 | 0
2035 | MISO_MO-IL_2_MISO_W | MISO_MO-IL | MISO_W | Internal | Winter | B19 | 700 | 1075 | 0 | 117.88 | 117.87 | 0.01 | 0
2035 | MISO_MO-IL_2_MISO_W | MISO_MO-IL | MISO_W | Internal | Winter | B20 | 935 | 1075 | 0 | 117.88 | 108.45 | 0.01 | 0
2035 | MISO_MO-IL_2_PJM_ROR | MISO_MO-IL | PJM_ROR | Internal | Shoulder | B11 | 25 | 1212 | 0 | 133.32 | 133.31 | 2 | 0
2035 | MISO_MO-IL_2_PJM_ROR | MISO_MO-IL | PJM_ROR | Internal | Shoulder | B12 | 200 | 1212 | 1212 | 117.14 | 127.54 | 2 | 8.41
2035 | MISO_MO-IL_2_PJM_ROR | MISO_MO-IL | PJM_ROR | Internal | Shoulder | B13 | 600 | 1212 | 85.58 | 114.86 | 116.86 | 2 | 0
2035 | MISO_MO-IL_2_PJM_ROR | MISO_MO-IL | PJM_ROR | Internal | Shoulder | B14 | 900 | 1212 | 0 | 114.86 | 116.31 | 2 | 0
2035 | MISO_MO-IL_2_PJM_ROR | MISO_MO-IL | PJM_ROR | Internal | Shoulder | B15 | 1203 | 1212 | 0 | 114.84 | 114.79 | 2 | 0
2035 | MISO_MO-IL_2_PJM_ROR | MISO_MO-IL | PJM_ROR | Internal | Summer | B1 | 10 | 1212 | 0 | 217.26 | 215.26 | 2 | 0
2035 | MISO_MO-IL_2_PJM_ROR | MISO_MO-IL | PJM_ROR | Internal | Summer | B2 | 25 | 1212 | 0 | 212.94 | 212.6 | 2 | 0
2035 | MISO_MO-IL_2_PJM_ROR | MISO_MO-IL | PJM_ROR | Internal | Summer | B3 | 75 | 1212 | 0 | 212.46 | 210.46 | 2 | 0
2035 | MISO_MO-IL_2_PJM_ROR | MISO_MO-IL | PJM_ROR | Internal | Summer | B4 | 100 | 1212 | 0 | 195.58 | 187.58 | 2 | 0
2035 | MISO_MO-IL_2_PJM_ROR | MISO_MO-IL | PJM_ROR | Internal | Summer | B5 | 200 | 1212 | 0 | 158.78 | 153.38 | 2 | 0
2035 | MISO_MO-IL_2_PJM_ROR | MISO_MO-IL | PJM_ROR | Internal | Summer | B6 | 300 | 1212 | 0 | 142.59 | 138.3 | 2 | 0
2035 | MISO_MO-IL_2_PJM_ROR | MISO_MO-IL | PJM_ROR | Internal | Summer | B7 | 400 | 1212 | 0 | 131.65 | 131.39 | 2 | 0
2035 | MISO_MO-IL_2_PJM_ROR | MISO_MO-IL | PJM_ROR | Internal | Summer | B8 | 500 | 1212 | 0 | 114.49 | 116.46 | 2 | 0
2035 | MISO_MO-IL_2_PJM_ROR | MISO_MO-IL | PJM_ROR | Internal | Summer | B9 | 800 | 1212 | 0 | 113.41 | 113.16 | 2 | 0
2035 | MISO_MO-IL_2_PJM_ROR | MISO_MO-IL | PJM_ROR | Internal | Summer | B10 | 1262 | 1212 | 0 | 113.41 | 113.16 | 2 | 0
2035 | MISO_MO-IL_2_PJM_ROR | MISO_MO-IL | PJM_ROR | Internal | Winter | B16 | 25 | 1212 | 1212 | 134.05 | 137.43 | 2 | 1.38
2035 | MISO_MO-IL_2_PJM_ROR | MISO_MO-IL | PJM_ROR | Internal | Winter | B17 | 100 | 1212 | 1212 | 120.01 | 137.01 | 2 | 15
2035 | MISO_MO-IL_2_PJM_ROR | MISO_MO-IL | PJM_ROR | Internal | Winter | B18 | 400 | 1212 | 653.65 | 118.03 | 120.03 | 2 | 0
2035 | MISO_MO-IL_2_PJM_ROR | MISO_MO-IL | PJM_ROR | Internal | Winter | B19 | 700 | 1212 | 0 | 117.88 | 119.87 | 2 | 0
2035 | MISO_MO-IL_2_PJM_ROR | MISO_MO-IL | PJM_ROR | Internal | Winter | B20 | 935 | 1212 | 0 | 117.88 | 118.29 | 2 | 0
2035 | MISO_MO-IL_2_SPP_N | MISO_MO-IL | SPP_N | Internal | Shoulder | B11 | 25 | 2000 | 0 | 133.32 | 133.33 | 8 | 0
2035 | MISO_MO-IL_2_SPP_N | MISO_MO-IL | SPP_N | Internal | Shoulder | B12 | 200 | 2000 | 0 | 117.14 | 118.11 | 8 | 0
2035 | MISO_MO-IL_2_SPP_N | MISO_MO-IL | SPP_N | Internal | Shoulder | B13 | 600 | 2000 | 0 | 114.86 | 117.22 | 8 | 0
2035 | MISO_MO-IL_2_SPP_N | MISO_MO-IL | SPP_N | Internal | Shoulder | B14 | 900 | 2000 | 0 | 114.86 | 113.83 | 8 | 0
2035 | MISO_MO-IL_2_SPP_N | MISO_MO-IL | SPP_N | Internal | Shoulder | B15 | 1203 | 2000 | 0 | 114.84 | 109.84 | 8 | 0
2035 | MISO_MO-IL_2_SPP_N | MISO_MO-IL | SPP_N | Internal | Summer | B1 | 10 | 2000 | 0 | 217.26 | 212.26 | 8 | 0
2035 | MISO_MO-IL_2_SPP_N | MISO_MO-IL | SPP_N | Internal | Summer | B2 | 25 | 2000 | 0 | 212.94 | 213.99 | 8 | 0
2035 | MISO_MO-IL_2_SPP_N | MISO_MO-IL | SPP_N | Internal | Summer | B3 | 75 | 2000 | 0 | 212.46 | 213.99 | 8 | 0
2035 | MISO_MO-IL_2_SPP_N | MISO_MO-IL | SPP_N | Internal | Summer | B4 | 100 | 2000 | 0 | 195.58 | 195.58 | 8 | 0
2035 | MISO_MO-IL_2_SPP_N | MISO_MO-IL | SPP_N | Internal | Summer | B5 | 200 | 2000 | 0 | 158.78 | 153.78 | 8 | 0
2035 | MISO_MO-IL_2_SPP_N | MISO_MO-IL | SPP_N | Internal | Summer | B6 | 300 | 2000 | 0 | 142.59 | 139.6 | 8 | 0
2035 | MISO_MO-IL_2_SPP_N | MISO_MO-IL | SPP_N | Internal | Summer | B7 | 400 | 2000 | 0 | 131.65 | 134.61 | 8 | 0
2035 | MISO_MO-IL_2_SPP_N | MISO_MO-IL | SPP_N | Internal | Summer | B8 | 500 | 2000 | 0 | 114.49 | 116.6 | 8 | 0
2035 | MISO_MO-IL_2_SPP_N | MISO_MO-IL | SPP_N | Internal | Summer | B9 | 800 | 2000 | 0 | 113.41 | 116.11 | 8 | 0
2035 | MISO_MO-IL_2_SPP_N | MISO_MO-IL | SPP_N | Internal | Summer | B10 | 1262 | 2000 | 0 | 113.41 | 115.62 | 8 | 0
2035 | MISO_MO-IL_2_SPP_N | MISO_MO-IL | SPP_N | Internal | Winter | B16 | 25 | 2000 | 0 | 134.05 | 121.43 | 8 | 0
2035 | MISO_MO-IL_2_SPP_N | MISO_MO-IL | SPP_N | Internal | Winter | B17 | 100 | 2000 | 0 | 120.01 | 120.39 | 8 | 0
2035 | MISO_MO-IL_2_SPP_N | MISO_MO-IL | SPP_N | Internal | Winter | B18 | 400 | 2000 | 0 | 118.03 | 120.39 | 8 | 0
2035 | MISO_MO-IL_2_SPP_N | MISO_MO-IL | SPP_N | Internal | Winter | B19 | 700 | 2000 | 0 | 117.88 | 120.39 | 8 | 0
2035 | MISO_MO-IL_2_SPP_N | MISO_MO-IL | SPP_N | Internal | Winter | B20 | 935 | 2000 | 0 | 117.88 | 115.45 | 8 | 0
2035 | MISO_MO-IL_2_TVA_Transmission | MISO_MO-IL | TVA_Transmission | Internal | Shoulder | B11 | 25 | 4000 | 0 | 133.32 | 139.31 | 8 | 0
2035 | MISO_MO-IL_2_TVA_Transmission | MISO_MO-IL | TVA_Transmission | Internal | Shoulder | B12 | 200 | 4000 | 0 | 117.14 | 123.03 | 8 | 0
2035 | MISO_MO-IL_2_TVA_Transmission | MISO_MO-IL | TVA_Transmission | Internal | Shoulder | B13 | 600 | 4000 | 0 | 114.86 | 120.24 | 8 | 0
2035 | MISO_MO-IL_2_TVA_Transmission | MISO_MO-IL | TVA_Transmission | Internal | Shoulder | B14 | 900 | 4000 | 0 | 114.86 | 119.89 | 8 | 0
2035 | MISO_MO-IL_2_TVA_Transmission | MISO_MO-IL | TVA_Transmission | Internal | Shoulder | B15 | 1203 | 4000 | 0 | 114.84 | 119.47 | 8 | 0
2035 | MISO_MO-IL_2_TVA_Transmission | MISO_MO-IL | TVA_Transmission | Internal | Summer | B1 | 10 | 4000 | 1103.58 | 217.26 | 225.26 | 8 | 0
2035 | MISO_MO-IL_2_TVA_Transmission | MISO_MO-IL | TVA_Transmission | Internal | Summer | B2 | 25 | 4000 | 67.23 | 212.94 | 220.94 | 8 | 0
2035 | MISO_MO-IL_2_TVA_Transmission | MISO_MO-IL | TVA_Transmission | Internal | Summer | B3 | 75 | 4000 | 0 | 212.46 | 216.46 | 8 | 0
2035 | MISO_MO-IL_2_TVA_Transmission | MISO_MO-IL | TVA_Transmission | Internal | Summer | B4 | 100 | 4000 | 0 | 195.58 | 186.58 | 8 | 0
2035 | MISO_MO-IL_2_TVA_Transmission | MISO_MO-IL | TVA_Transmission | Internal | Summer | B5 | 200 | 4000 | 0 | 158.78 | 152.37 | 8 | 0
2035 | MISO_MO-IL_2_TVA_Transmission | MISO_MO-IL | TVA_Transmission | Internal | Summer | B6 | 300 | 4000 | 0 | 142.59 | 136.66 | 8 | 0
2035 | MISO_MO-IL_2_TVA_Transmission | MISO_MO-IL | TVA_Transmission | Internal | Summer | B7 | 400 | 4000 | 0 | 131.65 | 125.59 | 8 | 0
2035 | MISO_MO-IL_2_TVA_Transmission | MISO_MO-IL | TVA_Transmission | Internal | Summer | B8 | 500 | 4000 | 0 | 114.49 | 119.67 | 8 | 0
2035 | MISO_MO-IL_2_TVA_Transmission | MISO_MO-IL | TVA_Transmission | Internal | Summer | B9 | 800 | 4000 | 0 | 113.41 | 118.12 | 8 | 0
2035 | MISO_MO-IL_2_TVA_Transmission | MISO_MO-IL | TVA_Transmission | Internal | Summer | B10 | 1262 | 4000 | 0 | 113.41 | 118.1 | 8 | 0
2035 | MISO_MO-IL_2_TVA_Transmission | MISO_MO-IL | TVA_Transmission | Internal | Winter | B16 | 25 | 4000 | 603.4 | 134.05 | 142.05 | 8 | 0
2035 | MISO_MO-IL_2_TVA_Transmission | MISO_MO-IL | TVA_Transmission | Internal | Winter | B17 | 100 | 4000 | 760.9 | 120.01 | 128.01 | 8 | 0
2035 | MISO_MO-IL_2_TVA_Transmission | MISO_MO-IL | TVA_Transmission | Internal | Winter | B18 | 400 | 4000 | 0 | 118.03 | 123.4 | 8 | 0
2035 | MISO_MO-IL_2_TVA_Transmission | MISO_MO-IL | TVA_Transmission | Internal | Winter | B19 | 700 | 4000 | 0 | 117.88 | 122.91 | 8 | 0
2035 | MISO_MO-IL_2_TVA_Transmission | MISO_MO-IL | TVA_Transmission | Internal | Winter | B20 | 935 | 4000 | 0 | 117.88 | 121.75 | 8 | 0
2035 | MISO_W_2_IESO | MISO_W | IESO | Internal | Shoulder | B11 | 25 | 90 | 0 | 133.32 | 118.32 | 8 | 0
2035 | MISO_W_2_IESO | MISO_W | IESO | Internal | Shoulder | B12 | 200 | 90 | 0 | 117.12 | 101.33 | 8 | 0
2035 | MISO_W_2_IESO | MISO_W | IESO | Internal | Shoulder | B13 | 600 | 90 | 0 | 114.85 | 101.33 | 8 | 0
2035 | MISO_W_2_IESO | MISO_W | IESO | Internal | Shoulder | B14 | 900 | 90 | 0 | 110.56 | 101.33 | 8 | 0
2035 | MISO_W_2_IESO | MISO_W | IESO | Internal | Shoulder | B15 | 1203 | 90 | 0 | 102.84 | 101.33 | 8 | 0
2035 | MISO_W_2_IESO | MISO_W | IESO | Internal | Summer | B1 | 10 | 90 | 0 | 217.26 | 126.8 | 8 | 0
2035 | MISO_W_2_IESO | MISO_W | IESO | Internal | Summer | B2 | 25 | 90 | 0 | 212.95 | 147.44 | 8 | 0
2035 | MISO_W_2_IESO | MISO_W | IESO | Internal | Summer | B3 | 75 | 90 | 0 | 214.96 | 147.44 | 8 | 0
2035 | MISO_W_2_IESO | MISO_W | IESO | Internal | Summer | B4 | 100 | 90 | 0 | 200.58 | 147.44 | 8 | 0
2035 | MISO_W_2_IESO | MISO_W | IESO | Internal | Summer | B5 | 200 | 90 | 0 | 195.47 | 126.8 | 8 | 0
2035 | MISO_W_2_IESO | MISO_W | IESO | Internal | Summer | B6 | 300 | 90 | 0 | 144.6 | 123.31 | 8 | 0
2035 | MISO_W_2_IESO | MISO_W | IESO | Internal | Summer | B7 | 400 | 90 | 0 | 131.64 | 94.37 | 8 | 0
2035 | MISO_W_2_IESO | MISO_W | IESO | Internal | Summer | B8 | 500 | 90 | 0 | 114.47 | 94.37 | 8 | 0
2035 | MISO_W_2_IESO | MISO_W | IESO | Internal | Summer | B9 | 800 | 90 | 0 | 113.23 | 94.37 | 8 | 0
2035 | MISO_W_2_IESO | MISO_W | IESO | Internal | Summer | B10 | 1262 | 90 | 0 | 108.62 | 94.37 | 8 | 0
2035 | MISO_W_2_IESO | MISO_W | IESO | Internal | Winter | B16 | 25 | 90 | 0 | 114.42 | 101.48 | 8 | 0
2035 | MISO_W_2_IESO | MISO_W | IESO | Internal | Winter | B17 | 100 | 90 | 0 | 113.39 | 101.48 | 8 | 0
2035 | MISO_W_2_IESO | MISO_W | IESO | Internal | Winter | B18 | 400 | 90 | 0 | 118.01 | 101.48 | 8 | 0
2035 | MISO_W_2_IESO | MISO_W | IESO | Internal | Winter | B19 | 700 | 90 | 0 | 117.87 | 101.48 | 8 | 0
2035 | MISO_W_2_IESO | MISO_W | IESO | Internal | Winter | B20 | 935 | 90 | 0 | 108.45 | 101.48 | 8 | 0
2035 | MISO_W_2_MAPP_CA | MISO_W | MAPP_CA | Internal | Shoulder | B11 | 25 | 926 | 0 | 133.32 | 125.32 | 0.01 | 0
2035 | MISO_W_2_MAPP_CA | MISO_W | MAPP_CA | Internal | Shoulder | B12 | 200 | 926 | 0 | 117.12 | 117.11 | 0.01 | 0
2035 | MISO_W_2_MAPP_CA | MISO_W | MAPP_CA | Internal | Shoulder | B13 | 600 | 926 | 0 | 114.85 | 114.84 | 0.01 | 0
2035 | MISO_W_2_MAPP_CA | MISO_W | MAPP_CA | Internal | Shoulder | B14 | 900 | 926 | 0 | 110.56 | 110.55 | 0.01 | 0
2035 | MISO_W_2_MAPP_CA | MISO_W | MAPP_CA | Internal | Shoulder | B15 | 1203 | 926 | 926 | 102.84 | 110.55 | 0.01 | 7.7
2035 | MISO_W_2_MAPP_CA | MISO_W | MAPP_CA | Internal | Summer | B1 | 10 | 926 | 0 | 217.26 | 130.93 | 0.01 | 0
2035 | MISO_W_2_MAPP_CA | MISO_W | MAPP_CA | Internal | Summer | B2 | 25 | 926 | 0 | 212.95 | 130.93 | 0.01 | 0
2035 | MISO_W_2_MAPP_CA | MISO_W | MAPP_CA | Internal | Summer | B3 | 75 | 926 | 0 | 214.96 | 139.44 | 0.01 | 0
2035 | MISO_W_2_MAPP_CA | MISO_W | MAPP_CA | Internal | Summer | B4 | 100 | 926 | 0 | 200.58 | 139.44 | 0.01 | 0
2035 | MISO_W_2_MAPP_CA | MISO_W | MAPP_CA | Internal | Summer | B5 | 200 | 926 | 0 | 195.47 | 130.93 | 0.01 | 0
2035 | MISO_W_2_MAPP_CA | MISO_W | MAPP_CA | Internal | Summer | B6 | 300 | 926 | 0 | 144.6 | 130.93 | 0.01 | 0
2035 | MISO_W_2_MAPP_CA | MISO_W | MAPP_CA | Internal | Summer | B7 | 400 | 926 | 0 | 131.64 | 130.93 | 0.01 | 0
2035 | MISO_W_2_MAPP_CA | MISO_W | MAPP_CA | Internal | Summer | B8 | 500 | 926 | 0 | 114.47 | 114.46 | 0.01 | 0
2035 | MISO_W_2_MAPP_CA | MISO_W | MAPP_CA | Internal | Summer | B9 | 800 | 926 | 0 | 113.23 | 113.22 | 0.01 | 0
2035 | MISO_W_2_MAPP_CA | MISO_W | MAPP_CA | Internal | Summer | B10 | 1262 | 926 | 926 | 108.62 | 113.22 | 0.01 | 4.58
2035 | MISO_W_2_MAPP_CA | MISO_W | MAPP_CA | Internal | Winter | B16 | 25 | 926 | 926 | 114.42 | 117.86 | 0.01 | 3.42
2035 | MISO_W_2_MAPP_CA | MISO_W | MAPP_CA | Internal | Winter | B17 | 100 | 926 | 926 | 113.39 | 117.86 | 0.01 | 4.45
2035 | MISO_W_2_MAPP_CA | MISO_W | MAPP_CA | Internal | Winter | B18 | 400 | 926 | 0 | 118.01 | 118 | 0.01 | 0
2035 | MISO_W_2_MAPP_CA | MISO_W | MAPP_CA | Internal | Winter | B19 | 700 | 926 | 0 | 117.87 | 117.86 | 0.01 | 0
2035 | MISO_W_2_MAPP_CA | MISO_W | MAPP_CA | Internal | Winter | B20 | 935 | 926 | 926 | 108.45 | 117.86 | 0.01 | 9.39
2035 | MISO_W_2_MISO_MO-IL | MISO_W | MISO_MO-IL | Internal | Shoulder | B11 | 25 | 3915 | 0 | 133.32 | 133.32 | 0.01 | 0
2035 | MISO_W_2_MISO_MO-IL | MISO_W | MISO_MO-IL | Internal | Shoulder | B12 | 200 | 3915 | 988.18 | 117.12 | 117.14 | 0.01 | 0
2035 | MISO_W_2_MISO_MO-IL | MISO_W | MISO_MO-IL | Internal | Shoulder | B13 | 600 | 3915 | 3729.49 | 114.85 | 114.86 | 0.01 | 0
2035 | MISO_W_2_MISO_MO-IL | MISO_W | MISO_MO-IL | Internal | Shoulder | B14 | 900 | 3915 | 3915 | 110.56 | 114.86 | 0.01 | 4.28
2035 | MISO_W_2_MISO_MO-IL | MISO_W | MISO_MO-IL | Internal | Shoulder | B15 | 1203 | 3915 | 3915 | 102.84 | 114.84 | 0.01 | 11.99
2035 | MISO_W_2_MISO_MO-IL | MISO_W | MISO_MO-IL | Internal | Summer | B1 | 10 | 3915 | 0 | 217.26 | 217.26 | 0.01 | 0
2035 | MISO_W_2_MISO_MO-IL | MISO_W | MISO_MO-IL | Internal | Summer | B2 | 25 | 3915 | 0 | 212.95 | 212.94 | 0.01 | 0
2035 | MISO_W_2_MISO_MO-IL | MISO_W | MISO_MO-IL | Internal | Summer | B3 | 75 | 3915 | 0 | 214.96 | 212.46 | 0.01 | 0
2035 | MISO_W_2_MISO_MO-IL | MISO_W | MISO_MO-IL | Internal | Summer | B4 | 100 | 3915 | 0 | 200.58 | 195.58 | 0.01 | 0
2035 | MISO_W_2_MISO_MO-IL | MISO_W | MISO_MO-IL | Internal | Summer | B5 | 200 | 3915 | 0 | 195.47 | 158.78 | 0.01 | 0
2035 | MISO_W_2_MISO_MO-IL | MISO_W | MISO_MO-IL | Internal | Summer | B6 | 300 | 3915 | 0 | 144.6 | 142.59 | 0.01 | 0
2035 | MISO_W_2_MISO_MO-IL | MISO_W | MISO_MO-IL | Internal | Summer | B7 | 400 | 3915 | 148.87 | 131.64 | 131.65 | 0.01 | 0
2035 | MISO_W_2_MISO_MO-IL | MISO_W | MISO_MO-IL | Internal | Summer | B8 | 500 | 3915 | 3702.24 | 114.47 | 114.49 | 0.01 | 0
2035 | MISO_W_2_MISO_MO-IL | MISO_W | MISO_MO-IL | Internal | Summer | B9 | 800 | 3915 | 3915 | 113.23 | 113.41 | 0.01 | 0.17
2035 | MISO_W_2_MISO_MO-IL | MISO_W | MISO_MO-IL | Internal | Summer | B10 | 1262 | 3915 | 3915 | 108.62 | 113.41 | 0.01 | 4.78
2035 | MISO_W_2_MISO_MO-IL | MISO_W | MISO_MO-IL | Internal | Winter | B16 | 25 | 3915 | 3915 | 114.42 | 134.05 | 0.01 | 19.62
2035 | MISO_W_2_MISO_MO-IL | MISO_W | MISO_MO-IL | Internal | Winter | B17 | 100 | 3915 | 3915 | 113.39 | 120.01 | 0.01 | 6.61
2035 | MISO_W_2_MISO_MO-IL | MISO_W | MISO_MO-IL | Internal | Winter | B18 | 400 | 3915 | 3821.74 | 118.01 | 118.03 | 0.01 | 0
2035 | MISO_W_2_MISO_MO-IL | MISO_W | MISO_MO-IL | Internal | Winter | B19 | 700 | 3915 | 3667.96 | 117.87 | 117.88 | 0.01 | 0
2035 | MISO_W_2_MISO_MO-IL | MISO_W | MISO_MO-IL | Internal | Winter | B20 | 935 | 3915 | 3915 | 108.45 | 117.88 | 0.01 | 9.42
2035 | MISO_W_2_MISO_WUMS | MISO_W | MISO_WUMS | Internal | Shoulder | B11 | 25 | 1732 | 0 | 133.32 | 133.31 | 0.01 | 0
2035 | MISO_W_2_MISO_WUMS | MISO_W | MISO_WUMS | Internal | Shoulder | B12 | 200 | 1732 | 1732 | 117.12 | 125.53 | 0.01 | 8.39
2035 | MISO_W_2_MISO_WUMS | MISO_W | MISO_WUMS | Internal | Shoulder | B13 | 600 | 1732 | 315.84 | 114.85 | 114.86 | 0.01 | 0
2035 | MISO_W_2_MISO_WUMS | MISO_W | MISO_WUMS | Internal | Shoulder | B14 | 900 | 1732 | 1732 | 110.56 | 114.79 | 0.01 | 4.21
2035 | MISO_W_2_MISO_WUMS | MISO_W | MISO_WUMS | Internal | Shoulder | B15 | 1203 | 1732 | 1732 | 102.84 | 114.79 | 0.01 | 11.94
2035 | MISO_W_2_MISO_WUMS | MISO_W | MISO_WUMS | Internal | Summer | B1 | 10 | 1732 | 0 | 217.26 | 203.8 | 0.01 | 0
2035 | MISO_W_2_MISO_WUMS | MISO_W | MISO_WUMS | Internal | Summer | B2 | 25 | 1732 | 0 | 212.95 | 203.8 | 0.01 | 0
2035 | MISO_W_2_MISO_WUMS | MISO_W | MISO_WUMS | Internal | Summer | B3 | 75 | 1732 | 0 | 214.96 | 203.8 | 0.01 | 0
2035 | MISO_W_2_MISO_WUMS | MISO_W | MISO_WUMS | Internal | Summer | B4 | 100 | 1732 | 0 | 200.58 | 185.58 | 0.01 | 0
2035 | MISO_W_2_MISO_WUMS | MISO_W | MISO_WUMS | Internal | Summer | B5 | 200 | 1732 | 0 | 195.47 | 151.38 | 0.01 | 0
2035 | MISO_W_2_MISO_WUMS | MISO_W | MISO_WUMS | Internal | Summer | B6 | 300 | 1732 | 0 | 144.6 | 136.12 | 0.01 | 0
2035 | MISO_W_2_MISO_WUMS | MISO_W | MISO_WUMS | Internal | Summer | B7 | 400 | 1732 | 0 | 131.64 | 129.41 | 0.01 | 0
2035 | MISO_W_2_MISO_WUMS | MISO_W | MISO_WUMS | Internal | Summer | B8 | 500 | 1732 | 0 | 114.47 | 114.46 | 0.01 | 0
2035 | MISO_W_2_MISO_WUMS | MISO_W | MISO_WUMS | Internal | Summer | B9 | 800 | 1732 | 0 | 113.23 | 113.22 | 0.01 | 0
2035 | MISO_W_2_MISO_WUMS | MISO_W | MISO_WUMS | Internal | Summer | B10 | 1262 | 1732 | 1732 | 108.62 | 113.22 | 0.01 | 4.58
2035 | MISO_W_2_MISO_WUMS | MISO_W | MISO_WUMS | Internal | Winter | B16 | 25 | 1732 | 1732 | 114.42 | 135.43 | 0.01 | 21
2035 | MISO_W_2_MISO_WUMS | MISO_W | MISO_WUMS | Internal | Winter | B17 | 100 | 1732 | 1732 | 113.39 | 130.94 | 0.01 | 17.54
2035 | MISO_W_2_MISO_WUMS | MISO_W | MISO_WUMS | Internal | Winter | B18 | 400 | 1732 | 1306.39 | 118.01 | 118.03 | 0.01 | 0
2035 | MISO_W_2_MISO_WUMS | MISO_W | MISO_WUMS | Internal | Winter | B19 | 700 | 1732 | 0 | 117.87 | 117.87 | 0.01 | 0
2035 | MISO_W_2_MISO_WUMS | MISO_W | MISO_WUMS | Internal | Winter | B20 | 935 | 1732 | 1732 | 108.45 | 117.75 | 0.01 | 9.28
2035 | MISO_W_2_NE | MISO_W | NE | Internal | Shoulder | B11 | 25 | 2800 | 0 | 133.32 | 133.32 | 7 | 0
2035 | MISO_W_2_NE | MISO_W | NE | Internal | Shoulder | B12 | 200 | 2800 | 0 | 117.12 | 118.1 | 7 | 0
2035 | MISO_W_2_NE | MISO_W | NE | Internal | Shoulder | B13 | 600 | 2800 | 0 | 114.85 | 117.56 | 7 | 0
2035 | MISO_W_2_NE | MISO_W | NE | Internal | Shoulder | B14 | 900 | 2800 | 628.06 | 110.56 | 117.56 | 7 | 0
2035 | MISO_W_2_NE | MISO_W | NE | Internal | Shoulder | B15 | 1203 | 2800 | 1470.83 | 102.84 | 109.84 | 7 | 0
2035 | MISO_W_2_NE | MISO_W | NE | Internal | Summer | B1 | 10 | 2800 | 0 | 217.26 | 217.26 | 7 | 0
2035 | MISO_W_2_NE | MISO_W | NE | Internal | Summer | B2 | 25 | 2800 | 0 | 212.95 | 213.98 | 7 | 0
2035 | MISO_W_2_NE | MISO_W | NE | Internal | Summer | B3 | 75 | 2800 | 0 | 214.96 | 214.96 | 7 | 0
2035 | MISO_W_2_NE | MISO_W | NE | Internal | Summer | B4 | 100 | 2800 | 0 | 200.58 | 200.58 | 7 | 0
2035 | MISO_W_2_NE | MISO_W | NE | Internal | Summer | B5 | 200 | 2800 | 0 | 195.47 | 195.47 | 7 | 0
2035 | MISO_W_2_NE | MISO_W | NE | Internal | Summer | B6 | 300 | 2800 | 0 | 144.6 | 144.93 | 7 | 0
2035 | MISO_W_2_NE | MISO_W | NE | Internal | Summer | B7 | 400 | 2800 | 0 | 131.64 | 134.59 | 7 | 0
2035 | MISO_W_2_NE | MISO_W | NE | Internal | Summer | B8 | 500 | 2800 | 0 | 114.47 | 116.59 | 7 | 0
2035 | MISO_W_2_NE | MISO_W | NE | Internal | Summer | B9 | 800 | 2800 | 0 | 113.23 | 116.1 | 7 | 0
2035 | MISO_W_2_NE | MISO_W | NE | Internal | Summer | B10 | 1262 | 2800 | 634.45 | 108.62 | 115.62 | 7 | 0
2035 | MISO_W_2_NE | MISO_W | NE | Internal | Winter | B16 | 25 | 2800 | 604.41 | 114.42 | 121.42 | 7 | 0
2035 | MISO_W_2_NE | MISO_W | NE | Internal | Winter | B17 | 100 | 2800 | 1979.82 | 113.39 | 120.39 | 7 | 0
2035 | MISO_W_2_NE | MISO_W | NE | Internal | Winter | B18 | 400 | 2800 | 0 | 118.01 | 120.83 | 7 | 0
2035 | MISO_W_2_NE | MISO_W | NE | Internal | Winter | B19 | 700 | 2800 | 0 | 117.87 | 120.83 | 7 | 0
2035 | MISO_W_2_NE | MISO_W | NE | Internal | Winter | B20 | 935 | 2800 | 1221.51 | 108.45 | 115.45 | 7 | 0
2035 | MISO_W_2_PJM_ROR | MISO_W | PJM_ROR | Internal | Shoulder | B11 | 25 | 773 | 0 | 133.32 | 133.31 | 2 | 0
2035 | MISO_W_2_PJM_ROR | MISO_W | PJM_ROR | Internal | Shoulder | B12 | 200 | 773 | 773 | 117.12 | 127.54 | 2 | 8.42
2035 | MISO_W_2_PJM_ROR | MISO_W | PJM_ROR | Internal | Shoulder | B13 | 600 | 773 | 773 | 114.85 | 116.86 | 2 | 0.01
2035 | MISO_W_2_PJM_ROR | MISO_W | PJM_ROR | Internal | Shoulder | B14 | 900 | 773 | 773 | 110.56 | 116.31 | 2 | 3.74
2035 | MISO_W_2_PJM_ROR | MISO_W | PJM_ROR | Internal | Shoulder | B15 | 1203 | 773 | 773 | 102.84 | 114.79 | 2 | 9.95
2035 | MISO_W_2_PJM_ROR | MISO_W | PJM_ROR | Internal | Summer | B1 | 10 | 773 | 0 | 217.26 | 215.26 | 2 | 0
2035 | MISO_W_2_PJM_ROR | MISO_W | PJM_ROR | Internal | Summer | B2 | 25 | 773 | 0 | 212.95 | 212.6 | 2 | 0
2035 | MISO_W_2_PJM_ROR | MISO_W | PJM_ROR | Internal | Summer | B3 | 75 | 773 | 0 | 214.96 | 210.46 | 2 | 0
2035 | MISO_W_2_PJM_ROR | MISO_W | PJM_ROR | Internal | Summer | B4 | 100 | 773 | 0 | 200.58 | 187.58 | 2 | 0
2035 | MISO_W_2_PJM_ROR | MISO_W | PJM_ROR | Internal | Summer | B5 | 200 | 773 | 0 | 195.47 | 153.38 | 2 | 0
2035 | MISO_W_2_PJM_ROR | MISO_W | PJM_ROR | Internal | Summer | B6 | 300 | 773 | 0 | 144.6 | 138.3 | 2 | 0
2035 | MISO_W_2_PJM_ROR | MISO_W | PJM_ROR | Internal | Summer | B7 | 400 | 773 | 0 | 131.64 | 131.39 | 2 | 0
2035 | MISO_W_2_PJM_ROR | MISO_W | PJM_ROR | Internal | Summer | B8 | 500 | 773 | 0 | 114.47 | 116.46 | 2 | 0
2035 | MISO_W_2_PJM_ROR | MISO_W | PJM_ROR | Internal | Summer | B9 | 800 | 773 | 0 | 113.23 | 113.16 | 2 | 0
2035 | MISO_W_2_PJM_ROR | MISO_W | PJM_ROR | Internal | Summer | B10 | 1262 | 773 | 773 | 108.62 | 113.16 | 2 | 2.54
2035 | MISO_W_2_PJM_ROR | MISO_W | PJM_ROR | Internal | Winter | B16 | 25 | 773 | 773 | 114.42 | 137.43 | 2 | 21.01
2035 | MISO_W_2_PJM_ROR | MISO_W | PJM_ROR | Internal | Winter | B17 | 100 | 773 | 773 | 113.39 | 137.01 | 2 | 21.62
2035 | MISO_W_2_PJM_ROR | MISO_W | PJM_ROR | Internal | Winter | B18 | 400 | 773 | 773 | 118.01 | 120.03 | 2 | 0.01
2035 | MISO_W_2_PJM_ROR | MISO_W | PJM_ROR | Internal | Winter | B19 | 700 | 773 | 739.33 | 117.87 | 119.87 | 2 | 0
2035 | MISO_W_2_PJM_ROR | MISO_W | PJM_ROR | Internal | Winter | B20 | 935 | 773 | 773 | 108.45 | 118.29 | 2 | 7.84
2035 | MISO_W_2_SPP_N | MISO_W | SPP_N | Internal | Shoulder | B11 | 25 | 3200 | 0 | 133.32 | 133.33 | 7 | 0
2035 | MISO_W_2_SPP_N | MISO_W | SPP_N | Internal | Shoulder | B12 | 200 | 3200 | 0 | 117.12 | 118.11 | 7 | 0
2035 | MISO_W_2_SPP_N | MISO_W | SPP_N | Internal | Shoulder | B13 | 600 | 3200 | 0 | 114.85 | 117.22 | 7 | 0
2035 | MISO_W_2_SPP_N | MISO_W | SPP_N | Internal | Shoulder | B14 | 900 | 3200 | 0 | 110.56 | 113.83 | 7 | 0
2035 | MISO_W_2_SPP_N | MISO_W | SPP_N | Internal | Shoulder | B15 | 1203 | 3200 | 410.13 | 102.84 | 109.84 | 7 | 0
2035 | MISO_W_2_SPP_N | MISO_W | SPP_N | Internal | Summer | B1 | 10 | 3200 | 0 | 217.26 | 212.26 | 7 | 0
2035 | MISO_W_2_SPP_N | MISO_W | SPP_N | Internal | Summer | B2 | 25 | 3200 | 0 | 212.95 | 213.99 | 7 | 0
2035 | MISO_W_2_SPP_N | MISO_W | SPP_N | Internal | Summer | B3 | 75 | 3200 | 0 | 214.96 | 213.99 | 7 | 0
2035 | MISO_W_2_SPP_N | MISO_W | SPP_N | Internal | Summer | B4 | 100 | 3200 | 0 | 200.58 | 195.58 | 7 | 0
2035 | MISO_W_2_SPP_N | MISO_W | SPP_N | Internal | Summer | B5 | 200 | 3200 | 0 | 195.47 | 153.78 | 7 | 0
2035 | MISO_W_2_SPP_N | MISO_W | SPP_N | Internal | Summer | B6 | 300 | 3200 | 0 | 144.6 | 139.6 | 7 | 0
2035 | MISO_W_2_SPP_N | MISO_W | SPP_N | Internal | Summer | B7 | 400 | 3200 | 0 | 131.64 | 134.61 | 7 | 0
2035 | MISO_W_2_SPP_N | MISO_W | SPP_N | Internal | Summer | B8 | 500 | 3200 | 0 | 114.47 | 116.6 | 7 | 0
2035 | MISO_W_2_SPP_N | MISO_W | SPP_N | Internal | Summer | B9 | 800 | 3200 | 0 | 113.23 | 116.11 | 7 | 0
2035 | MISO_W_2_SPP_N | MISO_W | SPP_N | Internal | Summer | B10 | 1262 | 3200 | 44.91 | 108.62 | 115.62 | 7 | 0
2035 | MISO_W_2_SPP_N | MISO_W | SPP_N | Internal | Winter | B16 | 25 | 3200 | 3200 | 114.42 | 121.43 | 7 | 0.01
2035 | MISO_W_2_SPP_N | MISO_W | SPP_N | Internal | Winter | B17 | 100 | 3200 | 245.46 | 113.39 | 120.39 | 7 | 0
2035 | MISO_W_2_SPP_N | MISO_W | SPP_N | Internal | Winter | B18 | 400 | 3200 | 0 | 118.01 | 120.39 | 7 | 0
2035 | MISO_W_2_SPP_N | MISO_W | SPP_N | Internal | Winter | B19 | 700 | 3200 | 0 | 117.87 | 120.39 | 7 | 0
2035 | MISO_W_2_SPP_N | MISO_W | SPP_N | Internal | Winter | B20 | 935 | 3200 | 479.56 | 108.45 | 115.45 | 7 | 0
2035 | MISO_WUMS_2_MISO_MI | MISO_WUMS | MISO_MI | Internal | Shoulder | B11 | 25 | 1422 | 349.11 | 133.31 | 133.32 | 0.01 | 0
2035 | MISO_WUMS_2_MISO_MI | MISO_WUMS | MISO_MI | Internal | Shoulder | B12 | 200 | 1422 | 697.93 | 125.53 | 125.54 | 0.01 | 0
2035 | MISO_WUMS_2_MISO_MI | MISO_WUMS | MISO_MI | Internal | Shoulder | B13 | 600 | 1422 | 0 | 114.86 | 114.86 | 0.01 | 0
2035 | MISO_WUMS_2_MISO_MI | MISO_WUMS | MISO_MI | Internal | Shoulder | B14 | 900 | 1422 | 1422 | 114.79 | 114.86 | 0.01 | 0.06
2035 | MISO_WUMS_2_MISO_MI | MISO_WUMS | MISO_MI | Internal | Shoulder | B15 | 1203 | 1422 | 1422 | 114.79 | 114.86 | 0.01 | 0.06
2035 | MISO_WUMS_2_MISO_MI | MISO_WUMS | MISO_MI | Internal | Summer | B1 | 10 | 1422 | 1422 | 203.8 | 217.26 | 0.01 | 13.45
2035 | MISO_WUMS_2_MISO_MI | MISO_WUMS | MISO_MI | Internal | Summer | B2 | 25 | 1422 | 1422 | 203.8 | 212.94 | 0.01 | 9.13
2035 | MISO_WUMS_2_MISO_MI | MISO_WUMS | MISO_MI | Internal | Summer | B3 | 75 | 1422 | 1422 | 203.8 | 208.46 | 0.01 | 4.65
2035 | MISO_WUMS_2_MISO_MI | MISO_WUMS | MISO_MI | Internal | Summer | B4 | 100 | 1422 | 0 | 185.58 | 185.57 | 0.01 | 0
2035 | MISO_WUMS_2_MISO_MI | MISO_WUMS | MISO_MI | Internal | Summer | B5 | 200 | 1422 | 0 | 151.38 | 151.38 | 0.01 | 0
2035 | MISO_WUMS_2_MISO_MI | MISO_WUMS | MISO_MI | Internal | Summer | B6 | 300 | 1422 | 0 | 136.12 | 136.11 | 0.01 | 0
2035 | MISO_WUMS_2_MISO_MI | MISO_WUMS | MISO_MI | Internal | Summer | B7 | 400 | 1422 | 0 | 129.41 | 129.39 | 0.01 | 0
2035 | MISO_WUMS_2_MISO_MI | MISO_WUMS | MISO_MI | Internal | Summer | B8 | 500 | 1422 | 0 | 114.46 | 114.46 | 0.01 | 0
2035 | MISO_WUMS_2_MISO_MI | MISO_WUMS | MISO_MI | Internal | Summer | B9 | 800 | 1422 | 1422 | 113.22 | 113.7 | 0.01 | 0.47
2035 | MISO_WUMS_2_MISO_MI | MISO_WUMS | MISO_MI | Internal | Summer | B10 | 1262 | 1422 | 1422 | 113.22 | 113.7 | 0.01 | 0.47
2035 | MISO_WUMS_2_MISO_MI | MISO_WUMS | MISO_MI | Internal | Winter | B16 | 25 | 1422 | 0 | 135.43 | 135.43 | 0.01 | 0
2035 | MISO_WUMS_2_MISO_MI | MISO_WUMS | MISO_MI | Internal | Winter | B17 | 100 | 1422 | 178.2 | 130.94 | 130.95 | 0.01 | 0
2035 | MISO_WUMS_2_MISO_MI | MISO_WUMS | MISO_MI | Internal | Winter | B18 | 400 | 1422 | 0 | 118.03 | 118.03 | 0.01 | 0
2035 | MISO_WUMS_2_MISO_MI | MISO_WUMS | MISO_MI | Internal | Winter | B19 | 700 | 1422 | 34.67 | 117.87 | 117.88 | 0.01 | 0
2035 | MISO_WUMS_2_MISO_MI | MISO_WUMS | MISO_MI | Internal | Winter | B20 | 935 | 1422 | 1422 | 117.75 | 117.86 | 0.01 | 0.1
2035 | MISO_WUMS_2_MISO_W | MISO_WUMS | MISO_W | Internal | Shoulder | B11 | 25 | 1240 | 684.47 | 133.31 | 133.32 | 0.01 | 0
2035 | MISO_WUMS_2_MISO_W | MISO_WUMS | MISO_W | Internal | Shoulder | B12 | 200 | 1240 | 0 | 125.53 | 117.12 | 0.01 | 0
2035 | MISO_WUMS_2_MISO_W | MISO_WUMS | MISO_W | Internal | Shoulder | B13 | 600 | 1240 | 0 | 114.86 | 114.85 | 0.01 | 0
2035 | MISO_WUMS_2_MISO_W | MISO_WUMS | MISO_W | Internal | Shoulder | B14 | 900 | 1240 | 0 | 114.79 | 110.56 | 0.01 | 0
2035 | MISO_WUMS_2_MISO_W | MISO_WUMS | MISO_W | Internal | Shoulder | B15 | 1203 | 1240 | 0 | 114.79 | 102.84 | 0.01 | 0
2035 | MISO_WUMS_2_MISO_W | MISO_WUMS | MISO_W | Internal | Summer | B1 | 10 | 1240 | 1240 | 203.8 | 217.26 | 0.01 | 13.45
2035 | MISO_WUMS_2_MISO_W | MISO_WUMS | MISO_W | Internal | Summer | B2 | 25 | 1240 | 1240 | 203.8 | 212.95 | 0.01 | 9.14
2035 | MISO_WUMS_2_MISO_W | MISO_WUMS | MISO_W | Internal | Summer | B3 | 75 | 1240 | 1240 | 203.8 | 214.96 | 0.01 | 11.15
2035 | MISO_WUMS_2_MISO_W | MISO_WUMS | MISO_W | Internal | Summer | B4 | 100 | 1240 | 1240 | 185.58 | 200.58 | 0.01 | 14.99
2035 | MISO_WUMS_2_MISO_W | MISO_WUMS | MISO_W | Internal | Summer | B5 | 200 | 1240 | 1240 | 151.38 | 195.47 | 0.01 | 44.08
2035 | MISO_WUMS_2_MISO_W | MISO_WUMS | MISO_W | Internal | Summer | B6 | 300 | 1240 | 1240 | 136.12 | 144.6 | 0.01 | 8.47
2035 | MISO_WUMS_2_MISO_W | MISO_WUMS | MISO_W | Internal | Summer | B7 | 400 | 1240 | 1240 | 129.41 | 131.64 | 0.01 | 2.22
2035 | MISO_WUMS_2_MISO_W | MISO_WUMS | MISO_W | Internal | Summer | B8 | 500 | 1240 | 233.09 | 114.46 | 114.47 | 0.01 | 0
2035 | MISO_WUMS_2_MISO_W | MISO_WUMS | MISO_W | Internal | Summer | B9 | 800 | 1240 | 125.65 | 113.22 | 113.23 | 0.01 | 0
2035 | MISO_WUMS_2_MISO_W | MISO_WUMS | MISO_W | Internal | Summer | B10 | 1262 | 1240 | 0 | 113.22 | 108.62 | 0.01 | 0
2035 | MISO_WUMS_2_MISO_W | MISO_WUMS | MISO_W | Internal | Winter | B16 | 25 | 1240 | 0 | 135.43 | 114.42 | 0.01 | 0
2035 | MISO_WUMS_2_MISO_W | MISO_WUMS | MISO_W | Internal | Winter | B17 | 100 | 1240 | 0 | 130.94 | 113.39 | 0.01 | 0
2035 | MISO_WUMS_2_MISO_W | MISO_WUMS | MISO_W | Internal | Winter | B18 | 400 | 1240 | 0 | 118.03 | 118.01 | 0.01 | 0
2035 | MISO_WUMS_2_MISO_W | MISO_WUMS | MISO_W | Internal | Winter | B19 | 700 | 1240 | 0 | 117.87 | 117.87 | 0.01 | 0
2035 | MISO_WUMS_2_MISO_W | MISO_WUMS | MISO_W | Internal | Winter | B20 | 935 | 1240 | 0 | 117.75 | 108.45 | 0.01 | 0
2035 | MISO_WUMS_2_PJM_ROR | MISO_WUMS | PJM_ROR | Internal | Shoulder | B11 | 25 | 1600 | 0 | 133.31 | 133.31 | 2 | 0
2035 | MISO_WUMS_2_PJM_ROR | MISO_WUMS | PJM_ROR | Internal | Shoulder | B12 | 200 | 1600 | 1600 | 125.53 | 127.54 | 2 | 0.01
2035 | MISO_WUMS_2_PJM_ROR | MISO_WUMS | PJM_ROR | Internal | Shoulder | B13 | 600 | 1600 | 680.81 | 114.86 | 116.86 | 2 | 0
2035 | MISO_WUMS_2_PJM_ROR | MISO_WUMS | PJM_ROR | Internal | Shoulder | B14 | 900 | 1600 | 0 | 114.79 | 116.31 | 2 | 0
2035 | MISO_WUMS_2_PJM_ROR | MISO_WUMS | PJM_ROR | Internal | Shoulder | B15 | 1203 | 1600 | 0 | 114.79 | 114.79 | 2 | 0
2035 | MISO_WUMS_2_PJM_ROR | MISO_WUMS | PJM_ROR | Internal | Summer | B1 | 10 | 1600 | 1600 | 203.8 | 215.26 | 2 | 9.46
2035 | MISO_WUMS_2_PJM_ROR | MISO_WUMS | PJM_ROR | Internal | Summer | B2 | 25 | 1600 | 1600 | 203.8 | 212.6 | 2 | 6.8
2035 | MISO_WUMS_2_PJM_ROR | MISO_WUMS | PJM_ROR | Internal | Summer | B3 | 75 | 1600 | 1600 | 203.8 | 210.46 | 2 | 4.66
2035 | MISO_WUMS_2_PJM_ROR | MISO_WUMS | PJM_ROR | Internal | Summer | B4 | 100 | 1600 | 1341.33 | 185.58 | 187.58 | 2 | 0
2035 | MISO_WUMS_2_PJM_ROR | MISO_WUMS | PJM_ROR | Internal | Summer | B5 | 200 | 1600 | 1553.85 | 151.38 | 153.38 | 2 | 0
2035 | MISO_WUMS_2_PJM_ROR | MISO_WUMS | PJM_ROR | Internal | Summer | B6 | 300 | 1600 | 1600 | 136.12 | 138.3 | 2 | 0.17
2035 | MISO_WUMS_2_PJM_ROR | MISO_WUMS | PJM_ROR | Internal | Summer | B7 | 400 | 1600 | 0 | 129.41 | 131.39 | 2 | 0
2035 | MISO_WUMS_2_PJM_ROR | MISO_WUMS | PJM_ROR | Internal | Summer | B8 | 500 | 1600 | 1260.43 | 114.46 | 116.46 | 2 | 0
2035 | MISO_WUMS_2_PJM_ROR | MISO_WUMS | PJM_ROR | Internal | Summer | B9 | 800 | 1600 | 0 | 113.22 | 113.16 | 2 | 0
2035 | MISO_WUMS_2_PJM_ROR | MISO_WUMS | PJM_ROR | Internal | Summer | B10 | 1262 | 1600 | 0 | 113.22 | 113.16 | 2 | 0
2035 | MISO_WUMS_2_PJM_ROR | MISO_WUMS | PJM_ROR | Internal | Winter | B16 | 25 | 1600 | 1316.97 | 135.43 | 137.43 | 2 | 0
2035 | MISO_WUMS_2_PJM_ROR | MISO_WUMS | PJM_ROR | Internal | Winter | B17 | 100 | 1600 | 1600 | 130.94 | 137.01 | 2 | 4.07
2035 | MISO_WUMS_2_PJM_ROR | MISO_WUMS | PJM_ROR | Internal | Winter | B18 | 400 | 1600 | 1493.07 | 118.03 | 120.03 | 2 | 0
2035 | MISO_WUMS_2_PJM_ROR | MISO_WUMS | PJM_ROR | Internal | Winter | B19 | 700 | 1600 | 412.34 | 117.87 | 119.87 | 2 | 0
2035 | MISO_WUMS_2_PJM_ROR | MISO_WUMS | PJM_ROR | Internal | Winter | B20 | 935 | 1600 | 0 | 117.75 | 118.29 | 2 | 0
2035 | NE_2_MISO_W | NE | MISO_W | Internal | Shoulder | B11 | 25 | 1600 | 0 | 133.32 | 133.32 | 5 | 0
2035 | NE_2_MISO_W | NE | MISO_W | Internal | Shoulder | B12 | 200 | 1600 | 0 | 118.1 | 117.12 | 5 | 0
2035 | NE_2_MISO_W | NE | MISO_W | Internal | Shoulder | B13 | 600 | 1600 | 0 | 117.56 | 114.85 | 5 | 0
2035 | NE_2_MISO_W | NE | MISO_W | Internal | Shoulder | B14 | 900 | 1600 | 0 | 117.56 | 110.56 | 5 | 0
2035 | NE_2_MISO_W | NE | MISO_W | Internal | Shoulder | B15 | 1203 | 1600 | 0 | 109.84 | 102.84 | 5 | 0
2035 | NE_2_MISO_W | NE | MISO_W | Internal | Summer | B1 | 10 | 1600 | 0 | 217.26 | 217.26 | 5 | 0
2035 | NE_2_MISO_W | NE | MISO_W | Internal | Summer | B2 | 25 | 1600 | 0 | 213.98 | 212.95 | 5 | 0
2035 | NE_2_MISO_W | NE | MISO_W | Internal | Summer | B3 | 75 | 1600 | 0 | 214.96 | 214.96 | 5 | 0
2035 | NE_2_MISO_W | NE | MISO_W | Internal | Summer | B4 | 100 | 1600 | 0 | 200.58 | 200.58 | 5 | 0
2035 | NE_2_MISO_W | NE | MISO_W | Internal | Summer | B5 | 200 | 1600 | 0 | 195.47 | 195.47 | 5 | 0
2035 | NE_2_MISO_W | NE | MISO_W | Internal | Summer | B6 | 300 | 1600 | 0 | 144.93 | 144.6 | 5 | 0
2035 | NE_2_MISO_W | NE | MISO_W | Internal | Summer | B7 | 400 | 1600 | 0 | 134.59 | 131.64 | 5 | 0
2035 | NE_2_MISO_W | NE | MISO_W | Internal | Summer | B8 | 500 | 1600 | 0 | 116.59 | 114.47 | 5 | 0
2035 | NE_2_MISO_W | NE | MISO_W | Internal | Summer | B9 | 800 | 1600 | 0 | 116.1 | 113.23 | 5 | 0
2035 | NE_2_MISO_W | NE | MISO_W | Internal | Summer | B10 | 1262 | 1600 | 0 | 115.62 | 108.62 | 5 | 0
2035 | NE_2_MISO_W | NE | MISO_W | Internal | Winter | B16 | 25 | 1600 | 0 | 121.42 | 114.42 | 5 | 0
2035 | NE_2_MISO_W | NE | MISO_W | Internal | Winter | B17 | 100 | 1600 | 0 | 120.39 | 113.39 | 5 | 0
2035 | NE_2_MISO_W | NE | MISO_W | Internal | Winter | B18 | 400 | 1600 | 0 | 120.83 | 118.01 | 5 | 0
2035 | NE_2_MISO_W | NE | MISO_W | Internal | Winter | B19 | 700 | 1600 | 0 | 120.83 | 117.87 | 5 | 0
2035 | NE_2_MISO_W | NE | MISO_W | Internal | Winter | B20 | 935 | 1600 | 0 | 115.45 | 108.45 | 5 | 0
2035 | NE_2_SPP_N | NE | SPP_N | Internal | Shoulder | B11 | 25 | 1802 | 10.93 | 133.32 | 133.33 | 0.01 | 0
2035 | NE_2_SPP_N | NE | SPP_N | Internal | Shoulder | B12 | 200 | 1802 | 1209.11 | 118.1 | 118.11 | 0.01 | 0
2035 | NE_2_SPP_N | NE | SPP_N | Internal | Shoulder | B13 | 600 | 1802 | 0 | 117.56 | 117.22 | 0.01 | 0
2035 | NE_2_SPP_N | NE | SPP_N | Internal | Shoulder | B14 | 900 | 1802 | 0 | 117.56 | 113.83 | 0.01 | 0
2035 | NE_2_SPP_N | NE | SPP_N | Internal | Shoulder | B15 | 1203 | 1802 | 0 | 109.84 | 109.84 | 0.01 | 0
2035 | NE_2_SPP_N | NE | SPP_N | Internal | Summer | B1 | 10 | 1802 | 0 | 217.26 | 212.26 | 0.01 | 0
2035 | NE_2_SPP_N | NE | SPP_N | Internal | Summer | B2 | 25 | 1802 | 20.88 | 213.98 | 213.99 | 0.01 | 0
2035 | NE_2_SPP_N | NE | SPP_N | Internal | Summer | B3 | 75 | 1802 | 0 | 214.96 | 213.99 | 0.01 | 0
2035 | NE_2_SPP_N | NE | SPP_N | Internal | Summer | B4 | 100 | 1802 | 0 | 200.58 | 195.58 | 0.01 | 0
2035 | NE_2_SPP_N | NE | SPP_N | Internal | Summer | B5 | 200 | 1802 | 0 | 195.47 | 153.78 | 0.01 | 0
2035 | NE_2_SPP_N | NE | SPP_N | Internal | Summer | B6 | 300 | 1802 | 0 | 144.93 | 139.6 | 0.01 | 0
2035 | NE_2_SPP_N | NE | SPP_N | Internal | Summer | B7 | 400 | 1802 | 269.4 | 134.59 | 134.61 | 0.01 | 0
2035 | NE_2_SPP_N | NE | SPP_N | Internal | Summer | B8 | 500 | 1802 | 1221.94 | 116.59 | 116.6 | 0.01 | 0
2035 | NE_2_SPP_N | NE | SPP_N | Internal | Summer | B9 | 800 | 1802 | 1202.52 | 116.1 | 116.11 | 0.01 | 0
2035 | NE_2_SPP_N | NE | SPP_N | Internal | Summer | B10 | 1262 | 1802 | 0 | 115.62 | 115.62 | 0.01 | 0
2035 | NE_2_SPP_N | NE | SPP_N | Internal | Winter | B16 | 25 | 1802 | 1376.05 | 121.42 | 121.43 | 0.01 | 0
2035 | NE_2_SPP_N | NE | SPP_N | Internal | Winter | B17 | 100 | 1802 | 0 | 120.39 | 120.39 | 0.01 | 0
2035 | NE_2_SPP_N | NE | SPP_N | Internal | Winter | B18 | 400 | 1802 | 0 | 120.83 | 120.39 | 0.01 | 0
2035 | NE_2_SPP_N | NE | SPP_N | Internal | Winter | B19 | 700 | 1802 | 0 | 120.83 | 120.39 | 0.01 | 0
2035 | NE_2_SPP_N | NE | SPP_N | Internal | Winter | B20 | 935 | 1802 | 0 | 115.45 | 115.45 | 0.01 | 0
2035 | NEISO_2_NYISO_A-F | NEISO | NYISO_A-F | Internal | Shoulder | B11 | 25 | 600 | 600 | 109.47 | 125.32 | 3 | 12.85
2035 | NEISO_2_NYISO_A-F | NEISO | NYISO_A-F | Internal | Shoulder | B12 | 200 | 600 | 510.75 | 119.68 | 122.68 | 3 | 0
2035 | NEISO_2_NYISO_A-F | NEISO | NYISO_A-F | Internal | Shoulder | B13 | 600 | 600 | 600 | 110.58 | 116.38 | 3 | 2.8
2035 | NEISO_2_NYISO_A-F | NEISO | NYISO_A-F | Internal | Shoulder | B14 | 900 | 600 | 0 | 108.05 | 110.1 | 3 | 0
2035 | NEISO_2_NYISO_A-F | NEISO | NYISO_A-F | Internal | Shoulder | B15 | 1203 | 600 | 0 | 108.05 | 110.1 | 3 | 0
2035 | NEISO_2_NYISO_A-F | NEISO | NYISO_A-F | Internal | Summer | B1 | 10 | 600 | 0 | 157.23 | 133.8 | 3 | 0
2035 | NEISO_2_NYISO_A-F | NEISO | NYISO_A-F | Internal | Summer | B2 | 25 | 600 | 0 | 191.73 | 155.03 | 3 | 0
2035 | NEISO_2_NYISO_A-F | NEISO | NYISO_A-F | Internal | Summer | B3 | 75 | 600 | 43.19 | 157.23 | 160.23 | 3 | 0
2035 | NEISO_2_NYISO_A-F | NEISO | NYISO_A-F | Internal | Summer | B4 | 100 | 600 | 600 | 123.43 | 155.03 | 3 | 28.6
2035 | NEISO_2_NYISO_A-F | NEISO | NYISO_A-F | Internal | Summer | B5 | 200 | 600 | 600 | 123.43 | 142.71 | 3 | 16.29
2035 | NEISO_2_NYISO_A-F | NEISO | NYISO_A-F | Internal | Summer | B6 | 300 | 600 | 600 | 123.43 | 130.31 | 3 | 3.88
2035 | NEISO_2_NYISO_A-F | NEISO | NYISO_A-F | Internal | Summer | B7 | 400 | 600 | 151.5 | 123.43 | 126.43 | 3 | 0
2035 | NEISO_2_NYISO_A-F | NEISO | NYISO_A-F | Internal | Summer | B8 | 500 | 600 | 0 | 123.43 | 125.82 | 3 | 0
2035 | NEISO_2_NYISO_A-F | NEISO | NYISO_A-F | Internal | Summer | B9 | 800 | 600 | 0 | 116.18 | 119.16 | 3 | 0
2035 | NEISO_2_NYISO_A-F | NEISO | NYISO_A-F | Internal | Summer | B10 | 1262 | 600 | 0 | 116.14 | 119.12 | 3 | 0
2035 | NEISO_2_NYISO_A-F | NEISO | NYISO_A-F | Internal | Winter | B16 | 25 | 600 | 353.28 | 111.49 | 114.49 | 3 | 0
2035 | NEISO_2_NYISO_A-F | NEISO | NYISO_A-F | Internal | Winter | B17 | 100 | 600 | 141.51 | 118.98 | 121.98 | 3 | 0
2035 | NEISO_2_NYISO_A-F | NEISO | NYISO_A-F | Internal | Winter | B18 | 400 | 600 | 332.7 | 108.88 | 111.88 | 3 | 0
2035 | NEISO_2_NYISO_A-F | NEISO | NYISO_A-F | Internal | Winter | B19 | 700 | 600 | 262.74 | 108.88 | 111.88 | 3 | 0
2035 | NEISO_2_NYISO_A-F | NEISO | NYISO_A-F | Internal | Winter | B20 | 935 | 600 | 344.22 | 108.88 | 111.88 | 3 | 0
2035 | NEISO_2_NYISO_G-I | NEISO | NYISO_G-I | Internal | Shoulder | B11 | 25 | 600 | 600 | 109.47 | 127.82 | 3 | 15.35
2035 | NEISO_2_NYISO_G-I | NEISO | NYISO_G-I | Internal | Shoulder | B12 | 200 | 600 | 600 | 119.68 | 127.82 | 3 | 5.14
2035 | NEISO_2_NYISO_G-I | NEISO | NYISO_G-I | Internal | Shoulder | B13 | 600 | 600 | 600 | 110.58 | 116.76 | 3 | 3.18
2035 | NEISO_2_NYISO_G-I | NEISO | NYISO_G-I | Internal | Shoulder | B14 | 900 | 600 | 0 | 108.05 | 111.04 | 3 | 0
2035 | NEISO_2_NYISO_G-I | NEISO | NYISO_G-I | Internal | Shoulder | B15 | 1203 | 600 | 0 | 108.05 | 110.11 | 3 | 0
2035 | NEISO_2_NYISO_G-I | NEISO | NYISO_G-I | Internal | Summer | B1 | 10 | 600 | 600 | 157.23 | 207.28 | 3 | 47.05
2035 | NEISO_2_NYISO_G-I | NEISO | NYISO_G-I | Internal | Summer | B2 | 25 | 600 | 600 | 191.73 | 204.61 | 3 | 9.88
2035 | NEISO_2_NYISO_G-I | NEISO | NYISO_G-I | Internal | Summer | B3 | 75 | 600 | 600 | 157.23 | 177.61 | 3 | 17.38
2035 | NEISO_2_NYISO_G-I | NEISO | NYISO_G-I | Internal | Summer | B4 | 100 | 600 | 600 | 123.43 | 177.61 | 3 | 51.18
2035 | NEISO_2_NYISO_G-I | NEISO | NYISO_G-I | Internal | Summer | B5 | 200 | 600 | 600 | 123.43 | 145.4 | 3 | 18.98
2035 | NEISO_2_NYISO_G-I | NEISO | NYISO_G-I | Internal | Summer | B6 | 300 | 600 | 600 | 123.43 | 130.32 | 3 | 3.89
2035 | NEISO_2_NYISO_G-I | NEISO | NYISO_G-I | Internal | Summer | B7 | 400 | 600 | 600 | 123.43 | 126.44 | 3 | 0.01
2035 | NEISO_2_NYISO_G-I | NEISO | NYISO_G-I | Internal | Summer | B8 | 500 | 600 | 0 | 123.43 | 125.83 | 3 | 0
2035 | NEISO_2_NYISO_G-I | NEISO | NYISO_G-I | Internal | Summer | B9 | 800 | 600 | 0 | 116.18 | 119.17 | 3 | 0
2035 | NEISO_2_NYISO_G-I | NEISO | NYISO_G-I | Internal | Summer | B10 | 1262 | 600 | 0 | 116.14 | 119.13 | 3 | 0
2035 | NEISO_2_NYISO_G-I | NEISO | NYISO_G-I | Internal | Winter | B16 | 25 | 600 | 600 | 111.49 | 137.87 | 3 | 23.37
2035 | NEISO_2_NYISO_G-I | NEISO | NYISO_G-I | Internal | Winter | B17 | 100 | 600 | 600 | 118.98 | 137.87 | 3 | 15.89
2035 | NEISO_2_NYISO_G-I | NEISO | NYISO_G-I | Internal | Winter | B18 | 400 | 600 | 600 | 108.88 | 125.95 | 3 | 14.07
2035 | NEISO_2_NYISO_G-I | NEISO | NYISO_G-I | Internal | Winter | B19 | 700 | 600 | 600 | 108.88 | 118.66 | 3 | 6.78
2035 | NEISO_2_NYISO_G-I | NEISO | NYISO_G-I | Internal | Winter | B20 | 935 | 600 | 600 | 108.88 | 118.66 | 3 | 6.78
2035 | NEISO_2_NYISO_J-K | NEISO | NYISO_J-K | Internal | Shoulder | B11 | 25 | 777 | 777 | 109.47 | 127.83 | 3 | 15.36
2035 | NEISO_2_NYISO_J-K | NEISO | NYISO_J-K | Internal | Shoulder | B12 | 200 | 777 | 777 | 119.68 | 127.83 | 3 | 5.15
2035 | NEISO_2_NYISO_J-K | NEISO | NYISO_J-K | Internal | Shoulder | B13 | 600 | 777 | 777 | 110.58 | 116.77 | 3 | 3.19
2035 | NEISO_2_NYISO_J-K | NEISO | NYISO_J-K | Internal | Shoulder | B14 | 900 | 777 | 154.58 | 108.05 | 111.05 | 3 | 0
2035 | NEISO_2_NYISO_J-K | NEISO | NYISO_J-K | Internal | Shoulder | B15 | 1203 | 777 | 0 | 108.05 | 110.13 | 3 | 0
2035 | NEISO_2_NYISO_J-K | NEISO | NYISO_J-K | Internal | Summer | B1 | 10 | 777 | 777 | 157.23 | 207.29 | 3 | 47.06
2035 | NEISO_2_NYISO_J-K | NEISO | NYISO_J-K | Internal | Summer | B2 | 25 | 777 | 777 | 191.73 | 204.62 | 3 | 9.89
2035 | NEISO_2_NYISO_J-K | NEISO | NYISO_J-K | Internal | Summer | B3 | 75 | 777 | 777 | 157.23 | 177.62 | 3 | 17.39
2035 | NEISO_2_NYISO_J-K | NEISO | NYISO_J-K | Internal | Summer | B4 | 100 | 777 | 777 | 123.43 | 177.62 | 3 | 51.2
2035 | NEISO_2_NYISO_J-K | NEISO | NYISO_J-K | Internal | Summer | B5 | 200 | 777 | 777 | 123.43 | 163.96 | 3 | 37.54
2035 | NEISO_2_NYISO_J-K | NEISO | NYISO_J-K | Internal | Summer | B6 | 300 | 777 | 777 | 123.43 | 132.21 | 3 | 5.78
2035 | NEISO_2_NYISO_J-K | NEISO | NYISO_J-K | Internal | Summer | B7 | 400 | 777 | 777 | 123.43 | 126.45 | 3 | 0.02
2035 | NEISO_2_NYISO_J-K | NEISO | NYISO_J-K | Internal | Summer | B8 | 500 | 777 | 0 | 123.43 | 125.84 | 3 | 0
2035 | NEISO_2_NYISO_J-K | NEISO | NYISO_J-K | Internal | Summer | B9 | 800 | 777 | 147.81 | 116.18 | 119.18 | 3 | 0
2035 | NEISO_2_NYISO_J-K | NEISO | NYISO_J-K | Internal | Summer | B10 | 1262 | 777 | 619.56 | 116.14 | 119.14 | 3 | 0
2035 | NEISO_2_NYISO_J-K | NEISO | NYISO_J-K | Internal | Winter | B16 | 25 | 777 | 777 | 111.49 | 140.93 | 3 | 26.43
2035 | NEISO_2_NYISO_J-K | NEISO | NYISO_J-K | Internal | Winter | B17 | 100 | 777 | 777 | 118.98 | 140.93 | 3 | 18.95
2035 | NEISO_2_NYISO_J-K | NEISO | NYISO_J-K | Internal | Winter | B18 | 400 | 777 | 777 | 108.88 | 131.36 | 3 | 19.48
2035 | NEISO_2_NYISO_J-K | NEISO | NYISO_J-K | Internal | Winter | B19 | 700 | 777 | 777 | 108.88 | 121.26 | 3 | 9.38
2035 | NEISO_2_NYISO_J-K | NEISO | NYISO_J-K | Internal | Winter | B20 | 935 | 777 | 777 | 108.88 | 121.26 | 3 | 9.38
2035 | NonRTO_Midwest_2_TVA_Transmission | NonRTO_Midwest | TVA_Transmission | Internal | Shoulder | B11 | 25 | 2400 | 0 | 141.31 | 139.31 | 8 | 0
2035 | NonRTO_Midwest_2_TVA_Transmission | NonRTO_Midwest | TVA_Transmission | Internal | Shoulder | B12 | 200 | 2400 | 0 | 125.12 | 123.03 | 8 | 0
2035 | NonRTO_Midwest_2_TVA_Transmission | NonRTO_Midwest | TVA_Transmission | Internal | Shoulder | B13 | 600 | 2400 | 0 | 121.68 | 120.24 | 8 | 0
2035 | NonRTO_Midwest_2_TVA_Transmission | NonRTO_Midwest | TVA_Transmission | Internal | Shoulder | B14 | 900 | 2400 | 0 | 118.54 | 119.89 | 8 | 0
2035 | NonRTO_Midwest_2_TVA_Transmission | NonRTO_Midwest | TVA_Transmission | Internal | Shoulder | B15 | 1203 | 2400 | 0 | 118.54 | 119.47 | 8 | 0
2035 | NonRTO_Midwest_2_TVA_Transmission | NonRTO_Midwest | TVA_Transmission | Internal | Summer | B1 | 10 | 2400 | 0 | 219.93 | 225.26 | 8 | 0
2035 | NonRTO_Midwest_2_TVA_Transmission | NonRTO_Midwest | TVA_Transmission | Internal | Summer | B2 | 25 | 2400 | 0 | 219.93 | 220.94 | 8 | 0
2035 | NonRTO_Midwest_2_TVA_Transmission | NonRTO_Midwest | TVA_Transmission | Internal | Summer | B3 | 75 | 2400 | 0 | 216.44 | 216.46 | 8 | 0
2035 | NonRTO_Midwest_2_TVA_Transmission | NonRTO_Midwest | TVA_Transmission | Internal | Summer | B4 | 100 | 2400 | 0 | 193.56 | 186.58 | 8 | 0
2035 | NonRTO_Midwest_2_TVA_Transmission | NonRTO_Midwest | TVA_Transmission | Internal | Summer | B5 | 200 | 2400 | 0 | 159.37 | 152.37 | 8 | 0
2035 | NonRTO_Midwest_2_TVA_Transmission | NonRTO_Midwest | TVA_Transmission | Internal | Summer | B6 | 300 | 2400 | 0 | 140.47 | 136.66 | 8 | 0
2035 | NonRTO_Midwest_2_TVA_Transmission | NonRTO_Midwest | TVA_Transmission | Internal | Summer | B7 | 400 | 2400 | 683.93 | 117.59 | 125.59 | 8 | 0
2035 | NonRTO_Midwest_2_TVA_Transmission | NonRTO_Midwest | TVA_Transmission | Internal | Summer | B8 | 500 | 2400 | 0 | 117.03 | 119.67 | 8 | 0
2035 | NonRTO_Midwest_2_TVA_Transmission | NonRTO_Midwest | TVA_Transmission | Internal | Summer | B9 | 800 | 2400 | 0 | 117.03 | 118.12 | 8 | 0
2035 | NonRTO_Midwest_2_TVA_Transmission | NonRTO_Midwest | TVA_Transmission | Internal | Summer | B10 | 1262 | 2400 | 0 | 117.03 | 118.1 | 8 | 0
2035 | NonRTO_Midwest_2_TVA_Transmission | NonRTO_Midwest | TVA_Transmission | Internal | Winter | B16 | 25 | 2400 | 0 | 142.06 | 142.05 | 8 | 0
2035 | NonRTO_Midwest_2_TVA_Transmission | NonRTO_Midwest | TVA_Transmission | Internal | Winter | B17 | 100 | 2400 | 0 | 128 | 128.01 | 8 | 0
2035 | NonRTO_Midwest_2_TVA_Transmission | NonRTO_Midwest | TVA_Transmission | Internal | Winter | B18 | 400 | 2400 | 0 | 126.01 | 123.4 | 8 | 0
2035 | NonRTO_Midwest_2_TVA_Transmission | NonRTO_Midwest | TVA_Transmission | Internal | Winter | B19 | 700 | 2400 | 0 | 121.86 | 122.91 | 8 | 0
2035 | NonRTO_Midwest_2_TVA_Transmission | NonRTO_Midwest | TVA_Transmission | Internal | Winter | B20 | 935 | 2400 | 0 | 121.86 | 121.75 | 8 | 0
2035 | NYISO_A-F_2_IESO | NYISO_A-F | IESO | Internal | Shoulder | B11 | 25 | 1600 | 0 | 125.32 | 118.32 | 7 | 0
2035 | NYISO_A-F_2_IESO | NYISO_A-F | IESO | Internal | Shoulder | B12 | 200 | 1600 | 0 | 122.68 | 101.33 | 7 | 0
2035 | NYISO_A-F_2_IESO | NYISO_A-F | IESO | Internal | Shoulder | B13 | 600 | 1600 | 0 | 116.38 | 101.33 | 7 | 0
2035 | NYISO_A-F_2_IESO | NYISO_A-F | IESO | Internal | Shoulder | B14 | 900 | 1600 | 0 | 110.1 | 101.33 | 7 | 0
2035 | NYISO_A-F_2_IESO | NYISO_A-F | IESO | Internal | Shoulder | B15 | 1203 | 1600 | 0 | 110.1 | 101.33 | 7 | 0
2035 | NYISO_A-F_2_IESO | NYISO_A-F | IESO | Internal | Summer | B1 | 10 | 1600 | 0 | 133.8 | 126.8 | 7 | 0
2035 | NYISO_A-F_2_IESO | NYISO_A-F | IESO | Internal | Summer | B2 | 25 | 1600 | 0 | 155.03 | 147.44 | 7 | 0
2035 | NYISO_A-F_2_IESO | NYISO_A-F | IESO | Internal | Summer | B3 | 75 | 1600 | 0 | 160.23 | 147.44 | 7 | 0
2035 | NYISO_A-F_2_IESO | NYISO_A-F | IESO | Internal | Summer | B4 | 100 | 1600 | 0 | 155.03 | 147.44 | 7 | 0
2035 | NYISO_A-F_2_IESO | NYISO_A-F | IESO | Internal | Summer | B5 | 200 | 1600 | 0 | 142.71 | 126.8 | 7 | 0
2035 | NYISO_A-F_2_IESO | NYISO_A-F | IESO | Internal | Summer | B6 | 300 | 1600 | 0 | 130.31 | 123.31 | 7 | 0
2035 | NYISO_A-F_2_IESO | NYISO_A-F | IESO | Internal | Summer | B7 | 400 | 1600 | 0 | 126.43 | 94.37 | 7 | 0
2035 | NYISO_A-F_2_IESO | NYISO_A-F | IESO | Internal | Summer | B8 | 500 | 1600 | 0 | 125.82 | 94.37 | 7 | 0
2035 | NYISO_A-F_2_IESO | NYISO_A-F | IESO | Internal | Summer | B9 | 800 | 1600 | 0 | 119.16 | 94.37 | 7 | 0
2035 | NYISO_A-F_2_IESO | NYISO_A-F | IESO | Internal | Summer | B10 | 1262 | 1600 | 0 | 119.12 | 94.37 | 7 | 0
2035 | NYISO_A-F_2_IESO | NYISO_A-F | IESO | Internal | Winter | B16 | 25 | 1600 | 0 | 114.49 | 101.48 | 7 | 0
2035 | NYISO_A-F_2_IESO | NYISO_A-F | IESO | Internal | Winter | B17 | 100 | 1600 | 0 | 121.98 | 101.48 | 7 | 0
2035 | NYISO_A-F_2_IESO | NYISO_A-F | IESO | Internal | Winter | B18 | 400 | 1600 | 0 | 111.88 | 101.48 | 7 | 0
2035 | NYISO_A-F_2_IESO | NYISO_A-F | IESO | Internal | Winter | B19 | 700 | 1600 | 0 | 111.88 | 101.48 | 7 | 0
2035 | NYISO_A-F_2_IESO | NYISO_A-F | IESO | Internal | Winter | B20 | 935 | 1600 | 0 | 111.88 | 101.48 | 7 | 0
2035 | NYISO_A-F_2_NEISO | NYISO_A-F | NEISO | Internal | Shoulder | B11 | 25 | 600 | 0 | 125.32 | 109.47 | 3 | 0
2035 | NYISO_A-F_2_NEISO | NYISO_A-F | NEISO | Internal | Shoulder | B12 | 200 | 600 | 0 | 122.68 | 119.68 | 3 | 0
2035 | NYISO_A-F_2_NEISO | NYISO_A-F | NEISO | Internal | Shoulder | B13 | 600 | 600 | 0 | 116.38 | 110.58 | 3 | 0
2035 | NYISO_A-F_2_NEISO | NYISO_A-F | NEISO | Internal | Shoulder | B14 | 900 | 600 | 0 | 110.1 | 108.05 | 3 | 0
2035 | NYISO_A-F_2_NEISO | NYISO_A-F | NEISO | Internal | Shoulder | B15 | 1203 | 600 | 0 | 110.1 | 108.05 | 3 | 0
2035 | NYISO_A-F_2_NEISO | NYISO_A-F | NEISO | Internal | Summer | B1 | 10 | 600 | 600 | 133.8 | 157.23 | 3 | 20.43
2035 | NYISO_A-F_2_NEISO | NYISO_A-F | NEISO | Internal | Summer | B2 | 25 | 600 | 600 | 155.03 | 191.73 | 3 | 33.7
2035 | NYISO_A-F_2_NEISO | NYISO_A-F | NEISO | Internal | Summer | B3 | 75 | 600 | 0 | 160.23 | 157.23 | 3 | 0
2035 | NYISO_A-F_2_NEISO | NYISO_A-F | NEISO | Internal | Summer | B4 | 100 | 600 | 0 | 155.03 | 123.43 | 3 | 0
2035 | NYISO_A-F_2_NEISO | NYISO_A-F | NEISO | Internal | Summer | B5 | 200 | 600 | 0 | 142.71 | 123.43 | 3 | 0
2035 | NYISO_A-F_2_NEISO | NYISO_A-F | NEISO | Internal | Summer | B6 | 300 | 600 | 0 | 130.31 | 123.43 | 3 | 0
2035 | NYISO_A-F_2_NEISO | NYISO_A-F | NEISO | Internal | Summer | B7 | 400 | 600 | 0 | 126.43 | 123.43 | 3 | 0
2035 | NYISO_A-F_2_NEISO | NYISO_A-F | NEISO | Internal | Summer | B8 | 500 | 600 | 0 | 125.82 | 123.43 | 3 | 0
2035 | NYISO_A-F_2_NEISO | NYISO_A-F | NEISO | Internal | Summer | B9 | 800 | 600 | 0 | 119.16 | 116.18 | 3 | 0
2035 | NYISO_A-F_2_NEISO | NYISO_A-F | NEISO | Internal | Summer | B10 | 1262 | 600 | 0 | 119.12 | 116.14 | 3 | 0
2035 | NYISO_A-F_2_NEISO | NYISO_A-F | NEISO | Internal | Winter | B16 | 25 | 600 | 0 | 114.49 | 111.49 | 3 | 0
2035 | NYISO_A-F_2_NEISO | NYISO_A-F | NEISO | Internal | Winter | B17 | 100 | 600 | 0 | 121.98 | 118.98 | 3 | 0
2035 | NYISO_A-F_2_NEISO | NYISO_A-F | NEISO | Internal | Winter | B18 | 400 | 600 | 0 | 111.88 | 108.88 | 3 | 0
2035 | NYISO_A-F_2_NEISO | NYISO_A-F | NEISO | Internal | Winter | B19 | 700 | 600 | 0 | 111.88 | 108.88 | 3 | 0
2035 | NYISO_A-F_2_NEISO | NYISO_A-F | NEISO | Internal | Winter | B20 | 935 | 600 | 0 | 111.88 | 108.88 | 3 | 0
2035 | NYISO_A-F_2_NYISO_G-I | NYISO_A-F | NYISO_G-I | Internal | Shoulder | B11 | 25 | 5843 | 5843 | 125.32 | 127.82 | 0.01 | 2.48
2035 | NYISO_A-F_2_NYISO_G-I | NYISO_A-F | NYISO_G-I | Internal | Shoulder | B12 | 200 | 5843 | 5843 | 122.68 | 127.82 | 0.01 | 5.13
2035 | NYISO_A-F_2_NYISO_G-I | NYISO_A-F | NYISO_G-I | Internal | Shoulder | B13 | 600 | 5843 | 5843 | 116.38 | 116.76 | 0.01 | 0.37
2035 | NYISO_A-F_2_NYISO_G-I | NYISO_A-F | NYISO_G-I | Internal | Shoulder | B14 | 900 | 5843 | 5843 | 110.1 | 111.04 | 0.01 | 0.93
2035 | NYISO_A-F_2_NYISO_G-I | NYISO_A-F | NYISO_G-I | Internal | Shoulder | B15 | 1203 | 5843 | 4443.49 | 110.1 | 110.11 | 0.01 | 0
2035 | NYISO_A-F_2_NYISO_G-I | NYISO_A-F | NYISO_G-I | Internal | Summer | B1 | 10 | 5843 | 5843 | 133.8 | 207.28 | 0.01 | 73.46
2035 | NYISO_A-F_2_NYISO_G-I | NYISO_A-F | NYISO_G-I | Internal | Summer | B2 | 25 | 5843 | 5843 | 155.03 | 204.61 | 0.01 | 49.57
2035 | NYISO_A-F_2_NYISO_G-I | NYISO_A-F | NYISO_G-I | Internal | Summer | B3 | 75 | 5843 | 5843 | 160.23 | 177.61 | 0.01 | 17.37
2035 | NYISO_A-F_2_NYISO_G-I | NYISO_A-F | NYISO_G-I | Internal | Summer | B4 | 100 | 5843 | 5843 | 155.03 | 177.61 | 0.01 | 22.57
2035 | NYISO_A-F_2_NYISO_G-I | NYISO_A-F | NYISO_G-I | Internal | Summer | B5 | 200 | 5843 | 5843 | 142.71 | 145.4 | 0.01 | 2.68
2035 | NYISO_A-F_2_NYISO_G-I | NYISO_A-F | NYISO_G-I | Internal | Summer | B6 | 300 | 5843 | 5199.84 | 130.31 | 130.32 | 0.01 | 0
2035 | NYISO_A-F_2_NYISO_G-I | NYISO_A-F | NYISO_G-I | Internal | Summer | B7 | 400 | 5843 | 4214.15 | 126.43 | 126.44 | 0.01 | 0
2035 | NYISO_A-F_2_NYISO_G-I | NYISO_A-F | NYISO_G-I | Internal | Summer | B8 | 500 | 5843 | 4802.48 | 125.82 | 125.83 | 0.01 | 0
2035 | NYISO_A-F_2_NYISO_G-I | NYISO_A-F | NYISO_G-I | Internal | Summer | B9 | 800 | 5843 | 5822.68 | 119.16 | 119.17 | 0.01 | 0
2035 | NYISO_A-F_2_NYISO_G-I | NYISO_A-F | NYISO_G-I | Internal | Summer | B10 | 1262 | 5843 | 2679.89 | 119.12 | 119.13 | 0.01 | 0
2035 | NYISO_A-F_2_NYISO_G-I | NYISO_A-F | NYISO_G-I | Internal | Winter | B16 | 25 | 5843 | 5843 | 114.49 | 137.87 | 0.01 | 23.36
2035 | NYISO_A-F_2_NYISO_G-I | NYISO_A-F | NYISO_G-I | Internal | Winter | B17 | 100 | 5843 | 5843 | 121.98 | 137.87 | 0.01 | 15.88
2035 | NYISO_A-F_2_NYISO_G-I | NYISO_A-F | NYISO_G-I | Internal | Winter | B18 | 400 | 5843 | 5843 | 111.88 | 125.95 | 0.01 | 14.06
2035 | NYISO_A-F_2_NYISO_G-I | NYISO_A-F | NYISO_G-I | Internal | Winter | B19 | 700 | 5843 | 5843 | 111.88 | 118.66 | 0.01 | 6.77
2035 | NYISO_A-F_2_NYISO_G-I | NYISO_A-F | NYISO_G-I | Internal | Winter | B20 | 935 | 5843 | 5843 | 111.88 | 118.66 | 0.01 | 6.77
2035 | NYISO_A-F_2_PJM_ROM | NYISO_A-F | PJM_ROM | Internal | Shoulder | B11 | 25 | 1000 | 840.88 | 125.32 | 133.32 | 8 | 0
2035 | NYISO_A-F_2_PJM_ROM | NYISO_A-F | PJM_ROM | Internal | Shoulder | B12 | 200 | 1000 | 30.37 | 122.68 | 130.68 | 8 | 0
2035 | NYISO_A-F_2_PJM_ROM | NYISO_A-F | PJM_ROM | Internal | Shoulder | B13 | 600 | 1000 | 1000 | 116.38 | 124.75 | 8 | 0.37
2035 | NYISO_A-F_2_PJM_ROM | NYISO_A-F | PJM_ROM | Internal | Shoulder | B14 | 900 | 1000 | 0 | 110.1 | 116.32 | 8 | 0
2035 | NYISO_A-F_2_PJM_ROM | NYISO_A-F | PJM_ROM | Internal | Shoulder | B15 | 1203 | 1000 | 0 | 110.1 | 114.8 | 8 | 0
2035 | NYISO_A-F_2_PJM_ROM | NYISO_A-F | PJM_ROM | Internal | Summer | B1 | 10 | 1000 | 1000 | 133.8 | 215.27 | 8 | 73.46
2035 | NYISO_A-F_2_PJM_ROM | NYISO_A-F | PJM_ROM | Internal | Summer | B2 | 25 | 1000 | 1000 | 155.03 | 212.61 | 8 | 49.58
2035 | NYISO_A-F_2_PJM_ROM | NYISO_A-F | PJM_ROM | Internal | Summer | B3 | 75 | 1000 | 1000 | 160.23 | 210.44 | 8 | 42.21
2035 | NYISO_A-F_2_PJM_ROM | NYISO_A-F | PJM_ROM | Internal | Summer | B4 | 100 | 1000 | 1000 | 155.03 | 187.59 | 8 | 24.57
2035 | NYISO_A-F_2_PJM_ROM | NYISO_A-F | PJM_ROM | Internal | Summer | B5 | 200 | 1000 | 1000 | 142.71 | 153.39 | 8 | 2.68
2035 | NYISO_A-F_2_PJM_ROM | NYISO_A-F | PJM_ROM | Internal | Summer | B6 | 300 | 1000 | 92.31 | 130.31 | 138.31 | 8 | 0
2035 | NYISO_A-F_2_PJM_ROM | NYISO_A-F | PJM_ROM | Internal | Summer | B7 | 400 | 1000 | 0 | 126.43 | 131.41 | 8 | 0
2035 | NYISO_A-F_2_PJM_ROM | NYISO_A-F | PJM_ROM | Internal | Summer | B8 | 500 | 1000 | 0 | 125.82 | 127.96 | 8 | 0
2035 | NYISO_A-F_2_PJM_ROM | NYISO_A-F | PJM_ROM | Internal | Summer | B9 | 800 | 1000 | 0 | 119.16 | 113.17 | 8 | 0
2035 | NYISO_A-F_2_PJM_ROM | NYISO_A-F | PJM_ROM | Internal | Summer | B10 | 1262 | 1000 | 0 | 119.12 | 113.17 | 8 | 0
2035 | NYISO_A-F_2_PJM_ROM | NYISO_A-F | PJM_ROM | Internal | Winter | B16 | 25 | 1000 | 1000 | 114.49 | 137.44 | 8 | 14.95
2035 | NYISO_A-F_2_PJM_ROM | NYISO_A-F | PJM_ROM | Internal | Winter | B17 | 100 | 1000 | 1000 | 121.98 | 137.02 | 8 | 7.05
2035 | NYISO_A-F_2_PJM_ROM | NYISO_A-F | PJM_ROM | Internal | Winter | B18 | 400 | 1000 | 1000 | 111.88 | 126.11 | 8 | 6.23
2035 | NYISO_A-F_2_PJM_ROM | NYISO_A-F | PJM_ROM | Internal | Winter | B19 | 700 | 1000 | 853.45 | 111.88 | 119.88 | 8 | 0
2035 | NYISO_A-F_2_PJM_ROM | NYISO_A-F | PJM_ROM | Internal | Winter | B20 | 935 | 1000 | 0 | 111.88 | 118.3 | 8 | 0
2035 | NYISO_G-I_2_NEISO | NYISO_G-I | NEISO | Internal | Shoulder | B11 | 25 | 600 | 0 | 127.82 | 109.47 | 3 | 0
2035 | NYISO_G-I_2_NEISO | NYISO_G-I | NEISO | Internal | Shoulder | B12 | 200 | 600 | 0 | 127.82 | 119.68 | 3 | 0
2035 | NYISO_G-I_2_NEISO | NYISO_G-I | NEISO | Internal | Shoulder | B13 | 600 | 600 | 0 | 116.76 | 110.58 | 3 | 0
2035 | NYISO_G-I_2_NEISO | NYISO_G-I | NEISO | Internal | Shoulder | B14 | 900 | 600 | 0 | 111.04 | 108.05 | 3 | 0
2035 | NYISO_G-I_2_NEISO | NYISO_G-I | NEISO | Internal | Shoulder | B15 | 1203 | 600 | 0 | 110.11 | 108.05 | 3 | 0
2035 | NYISO_G-I_2_NEISO | NYISO_G-I | NEISO | Internal | Summer | B1 | 10 | 600 | 0 | 207.28 | 157.23 | 3 | 0
2035 | NYISO_G-I_2_NEISO | NYISO_G-I | NEISO | Internal | Summer | B2 | 25 | 600 | 0 | 204.61 | 191.73 | 3 | 0
2035 | NYISO_G-I_2_NEISO | NYISO_G-I | NEISO | Internal | Summer | B3 | 75 | 600 | 0 | 177.61 | 157.23 | 3 | 0
2035 | NYISO_G-I_2_NEISO | NYISO_G-I | NEISO | Internal | Summer | B4 | 100 | 600 | 0 | 177.61 | 123.43 | 3 | 0
2035 | NYISO_G-I_2_NEISO | NYISO_G-I | NEISO | Internal | Summer | B5 | 200 | 600 | 0 | 145.4 | 123.43 | 3 | 0
2035 | NYISO_G-I_2_NEISO | NYISO_G-I | NEISO | Internal | Summer | B6 | 300 | 600 | 0 | 130.32 | 123.43 | 3 | 0
2035 | NYISO_G-I_2_NEISO | NYISO_G-I | NEISO | Internal | Summer | B7 | 400 | 600 | 0 | 126.44 | 123.43 | 3 | 0
2035 | NYISO_G-I_2_NEISO | NYISO_G-I | NEISO | Internal | Summer | B8 | 500 | 600 | 0 | 125.83 | 123.43 | 3 | 0
2035 | NYISO_G-I_2_NEISO | NYISO_G-I | NEISO | Internal | Summer | B9 | 800 | 600 | 0 | 119.17 | 116.18 | 3 | 0
2035 | NYISO_G-I_2_NEISO | NYISO_G-I | NEISO | Internal | Summer | B10 | 1262 | 600 | 0 | 119.13 | 116.14 | 3 | 0
2035 | NYISO_G-I_2_NEISO | NYISO_G-I | NEISO | Internal | Winter | B16 | 25 | 600 | 0 | 137.87 | 111.49 | 3 | 0
2035 | NYISO_G-I_2_NEISO | NYISO_G-I | NEISO | Internal | Winter | B17 | 100 | 600 | 0 | 137.87 | 118.98 | 3 | 0
2035 | NYISO_G-I_2_NEISO | NYISO_G-I | NEISO | Internal | Winter | B18 | 400 | 600 | 0 | 125.95 | 108.88 | 3 | 0
2035 | NYISO_G-I_2_NEISO | NYISO_G-I | NEISO | Internal | Winter | B19 | 700 | 600 | 0 | 118.66 | 108.88 | 3 | 0
2035 | NYISO_G-I_2_NEISO | NYISO_G-I | NEISO | Internal | Winter | B20 | 935 | 600 | 0 | 118.66 | 108.88 | 3 | 0
2035 | NYISO_G-I_2_NYISO_J-K | NYISO_G-I | NYISO_J-K | Internal | Shoulder | B11 | 25 | 6130 | 5787.14 | 127.82 | 127.83 | 0.01 | 0
2035 | NYISO_G-I_2_NYISO_J-K | NYISO_G-I | NYISO_J-K | Internal | Shoulder | B12 | 200 | 6130 | 5844.45 | 127.82 | 127.83 | 0.01 | 0
2035 | NYISO_G-I_2_NYISO_J-K | NYISO_G-I | NYISO_J-K | Internal | Shoulder | B13 | 600 | 6130 | 5877.29 | 116.76 | 116.77 | 0.01 | 0
2035 | NYISO_G-I_2_NYISO_J-K | NYISO_G-I | NYISO_J-K | Internal | Shoulder | B14 | 900 | 6130 | 5541.68 | 111.04 | 111.05 | 0.01 | 0
2035 | NYISO_G-I_2_NYISO_J-K | NYISO_G-I | NYISO_J-K | Internal | Shoulder | B15 | 1203 | 6130 | 3811.06 | 110.11 | 110.13 | 0.01 | 0
2035 | NYISO_G-I_2_NYISO_J-K | NYISO_G-I | NYISO_J-K | Internal | Summer | B1 | 10 | 6130 | 4314.37 | 207.28 | 207.29 | 0.01 | 0
2035 | NYISO_G-I_2_NYISO_J-K | NYISO_G-I | NYISO_J-K | Internal | Summer | B2 | 25 | 6130 | 4094.02 | 204.61 | 204.62 | 0.01 | 0
2035 | NYISO_G-I_2_NYISO_J-K | NYISO_G-I | NYISO_J-K | Internal | Summer | B3 | 75 | 6130 | 4611.06 | 177.61 | 177.62 | 0.01 | 0
2035 | NYISO_G-I_2_NYISO_J-K | NYISO_G-I | NYISO_J-K | Internal | Summer | B4 | 100 | 6130 | 4937.97 | 177.61 | 177.62 | 0.01 | 0
2035 | NYISO_G-I_2_NYISO_J-K | NYISO_G-I | NYISO_J-K | Internal | Summer | B5 | 200 | 6130 | 6130 | 145.4 | 163.96 | 0.01 | 18.55
2035 | NYISO_G-I_2_NYISO_J-K | NYISO_G-I | NYISO_J-K | Internal | Summer | B6 | 300 | 6130 | 6130 | 130.32 | 132.21 | 0.01 | 1.87
2035 | NYISO_G-I_2_NYISO_J-K | NYISO_G-I | NYISO_J-K | Internal | Summer | B7 | 400 | 6130 | 5457.1 | 126.44 | 126.45 | 0.01 | 0
2035 | NYISO_G-I_2_NYISO_J-K | NYISO_G-I | NYISO_J-K | Internal | Summer | B8 | 500 | 6130 | 5367.5 | 125.83 | 125.84 | 0.01 | 0
2035 | NYISO_G-I_2_NYISO_J-K | NYISO_G-I | NYISO_J-K | Internal | Summer | B9 | 800 | 6130 | 5875.5 | 119.17 | 119.18 | 0.01 | 0
2035 | NYISO_G-I_2_NYISO_J-K | NYISO_G-I | NYISO_J-K | Internal | Summer | B10 | 1262 | 6130 | 3312.72 | 119.13 | 119.14 | 0.01 | 0
2035 | NYISO_G-I_2_NYISO_J-K | NYISO_G-I | NYISO_J-K | Internal | Winter | B16 | 25 | 6130 | 6130 | 137.87 | 140.93 | 0.01 | 3.04
2035 | NYISO_G-I_2_NYISO_J-K | NYISO_G-I | NYISO_J-K | Internal | Winter | B17 | 100 | 6130 | 6130 | 137.87 | 140.93 | 0.01 | 3.04
2035 | NYISO_G-I_2_NYISO_J-K | NYISO_G-I | NYISO_J-K | Internal | Winter | B18 | 400 | 6130 | 6130 | 125.95 | 131.36 | 0.01 | 5.39
2035 | NYISO_G-I_2_NYISO_J-K | NYISO_G-I | NYISO_J-K | Internal | Winter | B19 | 700 | 6130 | 6130 | 118.66 | 121.26 | 0.01 | 2.59
2035 | NYISO_G-I_2_NYISO_J-K | NYISO_G-I | NYISO_J-K | Internal | Winter | B20 | 935 | 6130 | 6130 | 118.66 | 121.26 | 0.01 | 2.59
2035 | NYISO_G-I_2_PJM_E | NYISO_G-I | PJM_E | Internal | Shoulder | B11 | 25 | 1500 | 0 | 127.82 | 133.31 | 8 | 0
2035 | NYISO_G-I_2_PJM_E | NYISO_G-I | PJM_E | Internal | Shoulder | B12 | 200 | 1500 | 0 | 127.82 | 130.69 | 8 | 0
2035 | NYISO_G-I_2_PJM_E | NYISO_G-I | PJM_E | Internal | Shoulder | B13 | 600 | 1500 | 122.5 | 116.76 | 124.76 | 8 | 0
2035 | NYISO_G-I_2_PJM_E | NYISO_G-I | PJM_E | Internal | Shoulder | B14 | 900 | 1500 | 0 | 111.04 | 116.33 | 8 | 0
2035 | NYISO_G-I_2_PJM_E | NYISO_G-I | PJM_E | Internal | Shoulder | B15 | 1203 | 1500 | 0 | 110.11 | 114.81 | 8 | 0
2035 | NYISO_G-I_2_PJM_E | NYISO_G-I | PJM_E | Internal | Summer | B1 | 10 | 1500 | 1098.95 | 207.28 | 215.28 | 8 | 0
2035 | NYISO_G-I_2_PJM_E | NYISO_G-I | PJM_E | Internal | Summer | B2 | 25 | 1500 | 1500 | 204.61 | 212.62 | 8 | 0.01
2035 | NYISO_G-I_2_PJM_E | NYISO_G-I | PJM_E | Internal | Summer | B3 | 75 | 1500 | 1500 | 177.61 | 210.46 | 8 | 24.84
2035 | NYISO_G-I_2_PJM_E | NYISO_G-I | PJM_E | Internal | Summer | B4 | 100 | 1500 | 1500 | 177.61 | 187.61 | 8 | 1.99
2035 | NYISO_G-I_2_PJM_E | NYISO_G-I | PJM_E | Internal | Summer | B5 | 200 | 1500 | 490.77 | 145.4 | 153.4 | 8 | 0
2035 | NYISO_G-I_2_PJM_E | NYISO_G-I | PJM_E | Internal | Summer | B6 | 300 | 1500 | 85.03 | 130.32 | 138.32 | 8 | 0
2035 | NYISO_G-I_2_PJM_E | NYISO_G-I | PJM_E | Internal | Summer | B7 | 400 | 1500 | 0 | 126.44 | 131.42 | 8 | 0
2035 | NYISO_G-I_2_PJM_E | NYISO_G-I | PJM_E | Internal | Summer | B8 | 500 | 1500 | 0 | 125.83 | 127.97 | 8 | 0
2035 | NYISO_G-I_2_PJM_E | NYISO_G-I | PJM_E | Internal | Summer | B9 | 800 | 1500 | 0 | 119.17 | 113.18 | 8 | 0
2035 | NYISO_G-I_2_PJM_E | NYISO_G-I | PJM_E | Internal | Summer | B10 | 1262 | 1500 | 0 | 119.13 | 113.18 | 8 | 0
2035 | NYISO_G-I_2_PJM_E | NYISO_G-I | PJM_E | Internal | Winter | B16 | 25 | 1500 | 0 | 137.87 | 137.45 | 8 | 0
2035 | NYISO_G-I_2_PJM_E | NYISO_G-I | PJM_E | Internal | Winter | B17 | 100 | 1500 | 0 | 137.87 | 137.04 | 8 | 0
2035 | NYISO_G-I_2_PJM_E | NYISO_G-I | PJM_E | Internal | Winter | B18 | 400 | 1500 | 0 | 125.95 | 126.12 | 8 | 0
2035 | NYISO_G-I_2_PJM_E | NYISO_G-I | PJM_E | Internal | Winter | B19 | 700 | 1500 | 0 | 118.66 | 119.89 | 8 | 0
2035 | NYISO_G-I_2_PJM_E | NYISO_G-I | PJM_E | Internal | Winter | B20 | 935 | 1500 | 0 | 118.66 | 118.31 | 8 | 0
2035 | NYISO_J-K_2_PJM_E | NYISO_J-K | PJM_E | Internal | Shoulder | B11 | 25 | 330 | 0 | 127.83 | 133.31 | 8 | 0
2035 | NYISO_J-K_2_PJM_E | NYISO_J-K | PJM_E | Internal | Shoulder | B12 | 200 | 330 | 0 | 127.83 | 130.69 | 8 | 0
2035 | NYISO_J-K_2_PJM_E | NYISO_J-K | PJM_E | Internal | Shoulder | B13 | 600 | 330 | 0 | 116.77 | 124.76 | 8 | 0
2035 | NYISO_J-K_2_PJM_E | NYISO_J-K | PJM_E | Internal | Shoulder | B14 | 900 | 330 | 0 | 111.05 | 116.33 | 8 | 0
2035 | NYISO_J-K_2_PJM_E | NYISO_J-K | PJM_E | Internal | Shoulder | B15 | 1203 | 330 | 0 | 110.13 | 114.81 | 8 | 0
2035 | NYISO_J-K_2_PJM_E | NYISO_J-K | PJM_E | Internal | Summer | B1 | 10 | 330 | 0 | 207.29 | 215.28 | 8 | 0
2035 | NYISO_J-K_2_PJM_E | NYISO_J-K | PJM_E | Internal | Summer | B2 | 25 | 330 | 329.55 | 204.62 | 212.62 | 8 | 0
2035 | NYISO_J-K_2_PJM_E | NYISO_J-K | PJM_E | Internal | Summer | B3 | 75 | 330 | 330 | 177.62 | 210.46 | 8 | 24.83
2035 | NYISO_J-K_2_PJM_E | NYISO_J-K | PJM_E | Internal | Summer | B4 | 100 | 330 | 330 | 177.62 | 187.61 | 8 | 1.98
2035 | NYISO_J-K_2_PJM_E | NYISO_J-K | PJM_E | Internal | Summer | B5 | 200 | 330 | 0 | 163.96 | 153.4 | 8 | 0
2035 | NYISO_J-K_2_PJM_E | NYISO_J-K | PJM_E | Internal | Summer | B6 | 300 | 330 | 0 | 132.21 | 138.32 | 8 | 0
2035 | NYISO_J-K_2_PJM_E | NYISO_J-K | PJM_E | Internal | Summer | B7 | 400 | 330 | 0 | 126.45 | 131.42 | 8 | 0
2035 | NYISO_J-K_2_PJM_E | NYISO_J-K | PJM_E | Internal | Summer | B8 | 500 | 330 | 0 | 125.84 | 127.97 | 8 | 0
2035 | NYISO_J-K_2_PJM_E | NYISO_J-K | PJM_E | Internal | Summer | B9 | 800 | 330 | 0 | 119.18 | 113.18 | 8 | 0
2035 | NYISO_J-K_2_PJM_E | NYISO_J-K | PJM_E | Internal | Summer | B10 | 1262 | 330 | 0 | 119.14 | 113.18 | 8 | 0
2035 | NYISO_J-K_2_PJM_E | NYISO_J-K | PJM_E | Internal | Winter | B16 | 25 | 330 | 0 | 140.93 | 137.45 | 8 | 0
2035 | NYISO_J-K_2_PJM_E | NYISO_J-K | PJM_E | Internal | Winter | B17 | 100 | 330 | 0 | 140.93 | 137.04 | 8 | 0
2035 | NYISO_J-K_2_PJM_E | NYISO_J-K | PJM_E | Internal | Winter | B18 | 400 | 330 | 0 | 131.36 | 126.12 | 8 | 0
2035 | NYISO_J-K_2_PJM_E | NYISO_J-K | PJM_E | Internal | Winter | B19 | 700 | 330 | 0 | 121.26 | 119.89 | 8 | 0
2035 | NYISO_J-K_2_PJM_E | NYISO_J-K | PJM_E | Internal | Winter | B20 | 935 | 330 | 0 | 121.26 | 118.31 | 8 | 0
2035 | PJM_E_2_NYISO_G-I | PJM_E | NYISO_G-I | Internal | Shoulder | B11 | 25 | 500 | 0 | 133.31 | 127.82 | 6 | 0
2035 | PJM_E_2_NYISO_G-I | PJM_E | NYISO_G-I | Internal | Shoulder | B12 | 200 | 500 | 0 | 130.69 | 127.82 | 6 | 0
2035 | PJM_E_2_NYISO_G-I | PJM_E | NYISO_G-I | Internal | Shoulder | B13 | 600 | 500 | 0 | 124.76 | 116.76 | 6 | 0
2035 | PJM_E_2_NYISO_G-I | PJM_E | NYISO_G-I | Internal | Shoulder | B14 | 900 | 500 | 0 | 116.33 | 111.04 | 6 | 0
2035 | PJM_E_2_NYISO_G-I | PJM_E | NYISO_G-I | Internal | Shoulder | B15 | 1203 | 500 | 0 | 114.81 | 110.11 | 6 | 0
2035 | PJM_E_2_NYISO_G-I | PJM_E | NYISO_G-I | Internal | Summer | B1 | 10 | 500 | 0 | 215.28 | 207.28 | 6 | 0
2035 | PJM_E_2_NYISO_G-I | PJM_E | NYISO_G-I | Internal | Summer | B2 | 25 | 500 | 0 | 212.62 | 204.61 | 6 | 0
2035 | PJM_E_2_NYISO_G-I | PJM_E | NYISO_G-I | Internal | Summer | B3 | 75 | 500 | 0 | 210.46 | 177.61 | 6 | 0
2035 | PJM_E_2_NYISO_G-I | PJM_E | NYISO_G-I | Internal | Summer | B4 | 100 | 500 | 0 | 187.61 | 177.61 | 6 | 0
2035 | PJM_E_2_NYISO_G-I | PJM_E | NYISO_G-I | Internal | Summer | B5 | 200 | 500 | 0 | 153.4 | 145.4 | 6 | 0
2035 | PJM_E_2_NYISO_G-I | PJM_E | NYISO_G-I | Internal | Summer | B6 | 300 | 500 | 0 | 138.32 | 130.32 | 6 | 0
2035 | PJM_E_2_NYISO_G-I | PJM_E | NYISO_G-I | Internal | Summer | B7 | 400 | 500 | 0 | 131.42 | 126.44 | 6 | 0
2035 | PJM_E_2_NYISO_G-I | PJM_E | NYISO_G-I | Internal | Summer | B8 | 500 | 500 | 0 | 127.97 | 125.83 | 6 | 0
2035 | PJM_E_2_NYISO_G-I | PJM_E | NYISO_G-I | Internal | Summer | B9 | 800 | 500 | 0 | 113.18 | 119.17 | 6 | 0
2035 | PJM_E_2_NYISO_G-I | PJM_E | NYISO_G-I | Internal | Summer | B10 | 1262 | 500 | 0 | 113.18 | 119.13 | 6 | 0
2035 | PJM_E_2_NYISO_G-I | PJM_E | NYISO_G-I | Internal | Winter | B16 | 25 | 500 | 0 | 137.45 | 137.87 | 6 | 0
2035 | PJM_E_2_NYISO_G-I | PJM_E | NYISO_G-I | Internal | Winter | B17 | 100 | 500 | 0 | 137.04 | 137.87 | 6 | 0
2035 | PJM_E_2_NYISO_G-I | PJM_E | NYISO_G-I | Internal | Winter | B18 | 400 | 500 | 0 | 126.12 | 125.95 | 6 | 0
2035 | PJM_E_2_NYISO_G-I | PJM_E | NYISO_G-I | Internal | Winter | B19 | 700 | 500 | 0 | 119.89 | 118.66 | 6 | 0
2035 | PJM_E_2_NYISO_G-I | PJM_E | NYISO_G-I | Internal | Winter | B20 | 935 | 500 | 0 | 118.31 | 118.66 | 6 | 0
2035 | PJM_E_2_NYISO_J-K | PJM_E | NYISO_J-K | Internal | Shoulder | B11 | 25 | 330 | 0 | 133.31 | 127.83 | 6 | 0
2035 | PJM_E_2_NYISO_J-K | PJM_E | NYISO_J-K | Internal | Shoulder | B12 | 200 | 330 | 0 | 130.69 | 127.83 | 6 | 0
2035 | PJM_E_2_NYISO_J-K | PJM_E | NYISO_J-K | Internal | Shoulder | B13 | 600 | 330 | 0 | 124.76 | 116.77 | 6 | 0
2035 | PJM_E_2_NYISO_J-K | PJM_E | NYISO_J-K | Internal | Shoulder | B14 | 900 | 330 | 0 | 116.33 | 111.05 | 6 | 0
2035 | PJM_E_2_NYISO_J-K | PJM_E | NYISO_J-K | Internal | Shoulder | B15 | 1203 | 330 | 0 | 114.81 | 110.13 | 6 | 0
2035 | PJM_E_2_NYISO_J-K | PJM_E | NYISO_J-K | Internal | Summer | B1 | 10 | 330 | 0 | 215.28 | 207.29 | 6 | 0
2035 | PJM_E_2_NYISO_J-K | PJM_E | NYISO_J-K | Internal | Summer | B2 | 25 | 330 | 0 | 212.62 | 204.62 | 6 | 0
2035 | PJM_E_2_NYISO_J-K | PJM_E | NYISO_J-K | Internal | Summer | B3 | 75 | 330 | 0 | 210.46 | 177.62 | 6 | 0
2035 | PJM_E_2_NYISO_J-K | PJM_E | NYISO_J-K | Internal | Summer | B4 | 100 | 330 | 0 | 187.61 | 177.62 | 6 | 0
2035 | PJM_E_2_NYISO_J-K | PJM_E | NYISO_J-K | Internal | Summer | B5 | 200 | 330 | 330 | 153.4 | 163.96 | 6 | 4.56
2035 | PJM_E_2_NYISO_J-K | PJM_E | NYISO_J-K | Internal | Summer | B6 | 300 | 330 | 0 | 138.32 | 132.21 | 6 | 0
2035 | PJM_E_2_NYISO_J-K | PJM_E | NYISO_J-K | Internal | Summer | B7 | 400 | 330 | 0 | 131.42 | 126.45 | 6 | 0
2035 | PJM_E_2_NYISO_J-K | PJM_E | NYISO_J-K | Internal | Summer | B8 | 500 | 330 | 0 | 127.97 | 125.84 | 6 | 0
2035 | PJM_E_2_NYISO_J-K | PJM_E | NYISO_J-K | Internal | Summer | B9 | 800 | 330 | 265.92 | 113.18 | 119.18 | 6 | 0
2035 | PJM_E_2_NYISO_J-K | PJM_E | NYISO_J-K | Internal | Summer | B10 | 1262 | 330 | 0 | 113.18 | 119.14 | 6 | 0
2035 | PJM_E_2_NYISO_J-K | PJM_E | NYISO_J-K | Internal | Winter | B16 | 25 | 330 | 0 | 137.45 | 140.93 | 6 | 0
2035 | PJM_E_2_NYISO_J-K | PJM_E | NYISO_J-K | Internal | Winter | B17 | 100 | 330 | 0 | 137.04 | 140.93 | 6 | 0
2035 | PJM_E_2_NYISO_J-K | PJM_E | NYISO_J-K | Internal | Winter | B18 | 400 | 330 | 0 | 126.12 | 131.36 | 6 | 0
2035 | PJM_E_2_NYISO_J-K | PJM_E | NYISO_J-K | Internal | Winter | B19 | 700 | 330 | 0 | 119.89 | 121.26 | 6 | 0
2035 | PJM_E_2_NYISO_J-K | PJM_E | NYISO_J-K | Internal | Winter | B20 | 935 | 330 | 0 | 118.31 | 121.26 | 6 | 0
2035 | PJM_E_2_PJM_ROM | PJM_E | PJM_ROM | Internal | Shoulder | B11 | 25 | 8000 | 101.96 | 133.31 | 133.32 | 0.01 | 0
2035 | PJM_E_2_PJM_ROM | PJM_E | PJM_ROM | Internal | Shoulder | B12 | 200 | 8000 | 0 | 130.69 | 130.68 | 0.01 | 0
2035 | PJM_E_2_PJM_ROM | PJM_E | PJM_ROM | Internal | Shoulder | B13 | 600 | 8000 | 0 | 124.76 | 124.75 | 0.01 | 0
2035 | PJM_E_2_PJM_ROM | PJM_E | PJM_ROM | Internal | Shoulder | B14 | 900 | 8000 | 0 | 116.33 | 116.32 | 0.01 | 0
2035 | PJM_E_2_PJM_ROM | PJM_E | PJM_ROM | Internal | Shoulder | B15 | 1203 | 8000 | 0 | 114.81 | 114.8 | 0.01 | 0
2035 | PJM_E_2_PJM_ROM | PJM_E | PJM_ROM | Internal | Summer | B1 | 10 | 8000 | 0 | 215.28 | 215.27 | 0.01 | 0
2035 | PJM_E_2_PJM_ROM | PJM_E | PJM_ROM | Internal | Summer | B2 | 25 | 8000 | 0 | 212.62 | 212.61 | 0.01 | 0
2035 | PJM_E_2_PJM_ROM | PJM_E | PJM_ROM | Internal | Summer | B3 | 75 | 8000 | 0 | 210.46 | 210.44 | 0.01 | 0
2035 | PJM_E_2_PJM_ROM | PJM_E | PJM_ROM | Internal | Summer | B4 | 100 | 8000 | 0 | 187.61 | 187.59 | 0.01 | 0
2035 | PJM_E_2_PJM_ROM | PJM_E | PJM_ROM | Internal | Summer | B5 | 200 | 8000 | 0 | 153.4 | 153.39 | 0.01 | 0
2035 | PJM_E_2_PJM_ROM | PJM_E | PJM_ROM | Internal | Summer | B6 | 300 | 8000 | 0 | 138.32 | 138.31 | 0.01 | 0
2035 | PJM_E_2_PJM_ROM | PJM_E | PJM_ROM | Internal | Summer | B7 | 400 | 8000 | 0 | 131.42 | 131.41 | 0.01 | 0
2035 | PJM_E_2_PJM_ROM | PJM_E | PJM_ROM | Internal | Summer | B8 | 500 | 8000 | 0 | 127.97 | 127.96 | 0.01 | 0
2035 | PJM_E_2_PJM_ROM | PJM_E | PJM_ROM | Internal | Summer | B9 | 800 | 8000 | 0 | 113.18 | 113.17 | 0.01 | 0
2035 | PJM_E_2_PJM_ROM | PJM_E | PJM_ROM | Internal | Summer | B10 | 1262 | 8000 | 0 | 113.18 | 113.17 | 0.01 | 0
2035 | PJM_E_2_PJM_ROM | PJM_E | PJM_ROM | Internal | Winter | B16 | 25 | 8000 | 0 | 137.45 | 137.44 | 0.01 | 0
2035 | PJM_E_2_PJM_ROM | PJM_E | PJM_ROM | Internal | Winter | B17 | 100 | 8000 | 0 | 137.04 | 137.02 | 0.01 | 0
2035 | PJM_E_2_PJM_ROM | PJM_E | PJM_ROM | Internal | Winter | B18 | 400 | 8000 | 0 | 126.12 | 126.11 | 0.01 | 0
2035 | PJM_E_2_PJM_ROM | PJM_E | PJM_ROM | Internal | Winter | B19 | 700 | 8000 | 0 | 119.89 | 119.88 | 0.01 | 0
2035 | PJM_E_2_PJM_ROM | PJM_E | PJM_ROM | Internal | Winter | B20 | 935 | 8000 | 0 | 118.31 | 118.3 | 0.01 | 0
2035 | PJM_ROR_2_MISO_IN | PJM_ROR | MISO_IN | Internal | Shoulder | B11 | 25 | 909 | 0 | 133.31 | 133.31 | 2 | 0
2035 | PJM_ROR_2_MISO_IN | PJM_ROR | MISO_IN | Internal | Shoulder | B12 | 200 | 909 | 0 | 127.54 | 117.12 | 2 | 0
2035 | PJM_ROR_2_MISO_IN | PJM_ROR | MISO_IN | Internal | Shoulder | B13 | 600 | 909 | 0 | 116.86 | 114.85 | 2 | 0
2035 | PJM_ROR_2_MISO_IN | PJM_ROR | MISO_IN | Internal | Shoulder | B14 | 900 | 909 | 0 | 116.31 | 114.85 | 2 | 0
2035 | PJM_ROR_2_MISO_IN | PJM_ROR | MISO_IN | Internal | Shoulder | B15 | 1203 | 909 | 0 | 114.79 | 114.85 | 2 | 0
2035 | PJM_ROR_2_MISO_IN | PJM_ROR | MISO_IN | Internal | Summer | B1 | 10 | 909 | 0 | 215.26 | 217.24 | 2 | 0
2035 | PJM_ROR_2_MISO_IN | PJM_ROR | MISO_IN | Internal | Summer | B2 | 25 | 909 | 0 | 212.6 | 212.93 | 2 | 0
2035 | PJM_ROR_2_MISO_IN | PJM_ROR | MISO_IN | Internal | Summer | B3 | 75 | 909 | 0 | 210.46 | 208.44 | 2 | 0
2035 | PJM_ROR_2_MISO_IN | PJM_ROR | MISO_IN | Internal | Summer | B4 | 100 | 909 | 0 | 187.58 | 185.56 | 2 | 0
2035 | PJM_ROR_2_MISO_IN | PJM_ROR | MISO_IN | Internal | Summer | B5 | 200 | 909 | 0 | 153.38 | 151.37 | 2 | 0
2035 | PJM_ROR_2_MISO_IN | PJM_ROR | MISO_IN | Internal | Summer | B6 | 300 | 909 | 0 | 138.3 | 132.47 | 2 | 0
2035 | PJM_ROR_2_MISO_IN | PJM_ROR | MISO_IN | Internal | Summer | B7 | 400 | 909 | 0 | 131.39 | 120.5 | 2 | 0
2035 | PJM_ROR_2_MISO_IN | PJM_ROR | MISO_IN | Internal | Summer | B8 | 500 | 909 | 0 | 116.46 | 113.4 | 2 | 0
2035 | PJM_ROR_2_MISO_IN | PJM_ROR | MISO_IN | Internal | Summer | B9 | 800 | 909 | 0 | 113.16 | 113.4 | 2 | 0
2035 | PJM_ROR_2_MISO_IN | PJM_ROR | MISO_IN | Internal | Summer | B10 | 1262 | 909 | 0 | 113.16 | 113.4 | 2 | 0
2035 | PJM_ROR_2_MISO_IN | PJM_ROR | MISO_IN | Internal | Winter | B16 | 25 | 909 | 0 | 137.43 | 134.06 | 2 | 0
2035 | PJM_ROR_2_MISO_IN | PJM_ROR | MISO_IN | Internal | Winter | B17 | 100 | 909 | 0 | 137.01 | 120 | 2 | 0
2035 | PJM_ROR_2_MISO_IN | PJM_ROR | MISO_IN | Internal | Winter | B18 | 400 | 909 | 0 | 120.03 | 118.01 | 2 | 0
2035 | PJM_ROR_2_MISO_IN | PJM_ROR | MISO_IN | Internal | Winter | B19 | 700 | 909 | 0 | 119.87 | 117.87 | 2 | 0
2035 | PJM_ROR_2_MISO_IN | PJM_ROR | MISO_IN | Internal | Winter | B20 | 935 | 909 | 0 | 118.29 | 117.87 | 2 | 0
2035 | PJM_ROR_2_MISO_MI | PJM_ROR | MISO_MI | Internal | Shoulder | B11 | 25 | 1305 | 0 | 133.31 | 133.32 | 2 | 0
2035 | PJM_ROR_2_MISO_MI | PJM_ROR | MISO_MI | Internal | Shoulder | B12 | 200 | 1305 | 0 | 127.54 | 125.54 | 2 | 0
2035 | PJM_ROR_2_MISO_MI | PJM_ROR | MISO_MI | Internal | Shoulder | B13 | 600 | 1305 | 0 | 116.86 | 114.86 | 2 | 0
2035 | PJM_ROR_2_MISO_MI | PJM_ROR | MISO_MI | Internal | Shoulder | B14 | 900 | 1305 | 0 | 116.31 | 114.86 | 2 | 0
2035 | PJM_ROR_2_MISO_MI | PJM_ROR | MISO_MI | Internal | Shoulder | B15 | 1203 | 1305 | 0 | 114.79 | 114.86 | 2 | 0
2035 | PJM_ROR_2_MISO_MI | PJM_ROR | MISO_MI | Internal | Summer | B1 | 10 | 1305 | 92.18 | 215.26 | 217.26 | 2 | 0
2035 | PJM_ROR_2_MISO_MI | PJM_ROR | MISO_MI | Internal | Summer | B2 | 25 | 1305 | 0 | 212.6 | 212.94 | 2 | 0
2035 | PJM_ROR_2_MISO_MI | PJM_ROR | MISO_MI | Internal | Summer | B3 | 75 | 1305 | 0 | 210.46 | 208.46 | 2 | 0
2035 | PJM_ROR_2_MISO_MI | PJM_ROR | MISO_MI | Internal | Summer | B4 | 100 | 1305 | 0 | 187.58 | 185.57 | 2 | 0
2035 | PJM_ROR_2_MISO_MI | PJM_ROR | MISO_MI | Internal | Summer | B5 | 200 | 1305 | 0 | 153.38 | 151.38 | 2 | 0
2035 | PJM_ROR_2_MISO_MI | PJM_ROR | MISO_MI | Internal | Summer | B6 | 300 | 1305 | 0 | 138.3 | 136.11 | 2 | 0
2035 | PJM_ROR_2_MISO_MI | PJM_ROR | MISO_MI | Internal | Summer | B7 | 400 | 1305 | 0 | 131.39 | 129.39 | 2 | 0
2035 | PJM_ROR_2_MISO_MI | PJM_ROR | MISO_MI | Internal | Summer | B8 | 500 | 1305 | 0 | 116.46 | 114.46 | 2 | 0
2035 | PJM_ROR_2_MISO_MI | PJM_ROR | MISO_MI | Internal | Summer | B9 | 800 | 1305 | 0 | 113.16 | 113.7 | 2 | 0
2035 | PJM_ROR_2_MISO_MI | PJM_ROR | MISO_MI | Internal | Summer | B10 | 1262 | 1305 | 0 | 113.16 | 113.7 | 2 | 0
2035 | PJM_ROR_2_MISO_MI | PJM_ROR | MISO_MI | Internal | Winter | B16 | 25 | 1305 | 0 | 137.43 | 135.43 | 2 | 0
2035 | PJM_ROR_2_MISO_MI | PJM_ROR | MISO_MI | Internal | Winter | B17 | 100 | 1305 | 0 | 137.01 | 130.95 | 2 | 0
2035 | PJM_ROR_2_MISO_MI | PJM_ROR | MISO_MI | Internal | Winter | B18 | 400 | 1305 | 0 | 120.03 | 118.03 | 2 | 0
2035 | PJM_ROR_2_MISO_MI | PJM_ROR | MISO_MI | Internal | Winter | B19 | 700 | 1305 | 0 | 119.87 | 117.88 | 2 | 0
2035 | PJM_ROR_2_MISO_MI | PJM_ROR | MISO_MI | Internal | Winter | B20 | 935 | 1305 | 0 | 118.29 | 117.86 | 2 | 0
2035 | PJM_ROR_2_MISO_MO-IL | PJM_ROR | MISO_MO-IL | Internal | Shoulder | B11 | 25 | 1111 | 0 | 133.31 | 133.32 | 2 | 0
2035 | PJM_ROR_2_MISO_MO-IL | PJM_ROR | MISO_MO-IL | Internal | Shoulder | B12 | 200 | 1111 | 0 | 127.54 | 117.14 | 2 | 0
2035 | PJM_ROR_2_MISO_MO-IL | PJM_ROR | MISO_MO-IL | Internal | Shoulder | B13 | 600 | 1111 | 0 | 116.86 | 114.86 | 2 | 0
2035 | PJM_ROR_2_MISO_MO-IL | PJM_ROR | MISO_MO-IL | Internal | Shoulder | B14 | 900 | 1111 | 0 | 116.31 | 114.86 | 2 | 0
2035 | PJM_ROR_2_MISO_MO-IL | PJM_ROR | MISO_MO-IL | Internal | Shoulder | B15 | 1203 | 1111 | 0 | 114.79 | 114.84 | 2 | 0
2035 | PJM_ROR_2_MISO_MO-IL | PJM_ROR | MISO_MO-IL | Internal | Summer | B1 | 10 | 1111 | 120.72 | 215.26 | 217.26 | 2 | 0
2035 | PJM_ROR_2_MISO_MO-IL | PJM_ROR | MISO_MO-IL | Internal | Summer | B2 | 25 | 1111 | 0 | 212.6 | 212.94 | 2 | 0
2035 | PJM_ROR_2_MISO_MO-IL | PJM_ROR | MISO_MO-IL | Internal | Summer | B3 | 75 | 1111 | 337.56 | 210.46 | 212.46 | 2 | 0
2035 | PJM_ROR_2_MISO_MO-IL | PJM_ROR | MISO_MO-IL | Internal | Summer | B4 | 100 | 1111 | 1111 | 187.58 | 195.58 | 2 | 6
2035 | PJM_ROR_2_MISO_MO-IL | PJM_ROR | MISO_MO-IL | Internal | Summer | B5 | 200 | 1111 | 1111 | 153.38 | 158.78 | 2 | 3.4
2035 | PJM_ROR_2_MISO_MO-IL | PJM_ROR | MISO_MO-IL | Internal | Summer | B6 | 300 | 1111 | 1111 | 138.3 | 142.59 | 2 | 2.29
2035 | PJM_ROR_2_MISO_MO-IL | PJM_ROR | MISO_MO-IL | Internal | Summer | B7 | 400 | 1111 | 0 | 131.39 | 131.65 | 2 | 0
2035 | PJM_ROR_2_MISO_MO-IL | PJM_ROR | MISO_MO-IL | Internal | Summer | B8 | 500 | 1111 | 0 | 116.46 | 114.49 | 2 | 0
2035 | PJM_ROR_2_MISO_MO-IL | PJM_ROR | MISO_MO-IL | Internal | Summer | B9 | 800 | 1111 | 0 | 113.16 | 113.41 | 2 | 0
2035 | PJM_ROR_2_MISO_MO-IL | PJM_ROR | MISO_MO-IL | Internal | Summer | B10 | 1262 | 1111 | 0 | 113.16 | 113.41 | 2 | 0
2035 | PJM_ROR_2_MISO_MO-IL | PJM_ROR | MISO_MO-IL | Internal | Winter | B16 | 25 | 1111 | 0 | 137.43 | 134.05 | 2 | 0
2035 | PJM_ROR_2_MISO_MO-IL | PJM_ROR | MISO_MO-IL | Internal | Winter | B17 | 100 | 1111 | 0 | 137.01 | 120.01 | 2 | 0
2035 | PJM_ROR_2_MISO_MO-IL | PJM_ROR | MISO_MO-IL | Internal | Winter | B18 | 400 | 1111 | 0 | 120.03 | 118.03 | 2 | 0
2035 | PJM_ROR_2_MISO_MO-IL | PJM_ROR | MISO_MO-IL | Internal | Winter | B19 | 700 | 1111 | 0 | 119.87 | 117.88 | 2 | 0
2035 | PJM_ROR_2_MISO_MO-IL | PJM_ROR | MISO_MO-IL | Internal | Winter | B20 | 935 | 1111 | 0 | 118.29 | 117.88 | 2 | 0
2035 | PJM_ROR_2_MISO_W | PJM_ROR | MISO_W | Internal | Shoulder | B11 | 25 | 709 | 0 | 133.31 | 133.32 | 2 | 0
2035 | PJM_ROR_2_MISO_W | PJM_ROR | MISO_W | Internal | Shoulder | B12 | 200 | 709 | 0 | 127.54 | 117.12 | 2 | 0
2035 | PJM_ROR_2_MISO_W | PJM_ROR | MISO_W | Internal | Shoulder | B13 | 600 | 709 | 0 | 116.86 | 114.85 | 2 | 0
2035 | PJM_ROR_2_MISO_W | PJM_ROR | MISO_W | Internal | Shoulder | B14 | 900 | 709 | 0 | 116.31 | 110.56 | 2 | 0
2035 | PJM_ROR_2_MISO_W | PJM_ROR | MISO_W | Internal | Shoulder | B15 | 1203 | 709 | 0 | 114.79 | 102.84 | 2 | 0
2035 | PJM_ROR_2_MISO_W | PJM_ROR | MISO_W | Internal | Summer | B1 | 10 | 709 | 129.57 | 215.26 | 217.26 | 2 | 0
2035 | PJM_ROR_2_MISO_W | PJM_ROR | MISO_W | Internal | Summer | B2 | 25 | 709 | 0 | 212.6 | 212.95 | 2 | 0
2035 | PJM_ROR_2_MISO_W | PJM_ROR | MISO_W | Internal | Summer | B3 | 75 | 709 | 709 | 210.46 | 214.96 | 2 | 2.5
2035 | PJM_ROR_2_MISO_W | PJM_ROR | MISO_W | Internal | Summer | B4 | 100 | 709 | 709 | 187.58 | 200.58 | 2 | 11
2035 | PJM_ROR_2_MISO_W | PJM_ROR | MISO_W | Internal | Summer | B5 | 200 | 709 | 709 | 153.38 | 195.47 | 2 | 40.09
2035 | PJM_ROR_2_MISO_W | PJM_ROR | MISO_W | Internal | Summer | B6 | 300 | 709 | 709 | 138.3 | 144.6 | 2 | 4.31
2035 | PJM_ROR_2_MISO_W | PJM_ROR | MISO_W | Internal | Summer | B7 | 400 | 709 | 0 | 131.39 | 131.64 | 2 | 0
2035 | PJM_ROR_2_MISO_W | PJM_ROR | MISO_W | Internal | Summer | B8 | 500 | 709 | 0 | 116.46 | 114.47 | 2 | 0
2035 | PJM_ROR_2_MISO_W | PJM_ROR | MISO_W | Internal | Summer | B9 | 800 | 709 | 0 | 113.16 | 113.23 | 2 | 0
2035 | PJM_ROR_2_MISO_W | PJM_ROR | MISO_W | Internal | Summer | B10 | 1262 | 709 | 0 | 113.16 | 108.62 | 2 | 0
2035 | PJM_ROR_2_MISO_W | PJM_ROR | MISO_W | Internal | Winter | B16 | 25 | 709 | 0 | 137.43 | 114.42 | 2 | 0
2035 | PJM_ROR_2_MISO_W | PJM_ROR | MISO_W | Internal | Winter | B17 | 100 | 709 | 0 | 137.01 | 113.39 | 2 | 0
2035 | PJM_ROR_2_MISO_W | PJM_ROR | MISO_W | Internal | Winter | B18 | 400 | 709 | 0 | 120.03 | 118.01 | 2 | 0
2035 | PJM_ROR_2_MISO_W | PJM_ROR | MISO_W | Internal | Winter | B19 | 700 | 709 | 0 | 119.87 | 117.87 | 2 | 0
2035 | PJM_ROR_2_MISO_W | PJM_ROR | MISO_W | Internal | Winter | B20 | 935 | 709 | 0 | 118.29 | 108.45 | 2 | 0
2035 | PJM_ROR_2_MISO_WUMS | PJM_ROR | MISO_WUMS | Internal | Shoulder | B11 | 25 | 1467 | 0 | 133.31 | 133.31 | 2 | 0
2035 | PJM_ROR_2_MISO_WUMS | PJM_ROR | MISO_WUMS | Internal | Shoulder | B12 | 200 | 1467 | 0 | 127.54 | 125.53 | 2 | 0
2035 | PJM_ROR_2_MISO_WUMS | PJM_ROR | MISO_WUMS | Internal | Shoulder | B13 | 600 | 1467 | 0 | 116.86 | 114.86 | 2 | 0
2035 | PJM_ROR_2_MISO_WUMS | PJM_ROR | MISO_WUMS | Internal | Shoulder | B14 | 900 | 1467 | 0 | 116.31 | 114.79 | 2 | 0
2035 | PJM_ROR_2_MISO_WUMS | PJM_ROR | MISO_WUMS | Internal | Shoulder | B15 | 1203 | 1467 | 0 | 114.79 | 114.79 | 2 | 0
2035 | PJM_ROR_2_MISO_WUMS | PJM_ROR | MISO_WUMS | Internal | Summer | B1 | 10 | 1467 | 0 | 215.26 | 203.8 | 2 | 0
2035 | PJM_ROR_2_MISO_WUMS | PJM_ROR | MISO_WUMS | Internal | Summer | B2 | 25 | 1467 | 0 | 212.6 | 203.8 | 2 | 0
2035 | PJM_ROR_2_MISO_WUMS | PJM_ROR | MISO_WUMS | Internal | Summer | B3 | 75 | 1467 | 0 | 210.46 | 203.8 | 2 | 0
2035 | PJM_ROR_2_MISO_WUMS | PJM_ROR | MISO_WUMS | Internal | Summer | B4 | 100 | 1467 | 0 | 187.58 | 185.58 | 2 | 0
2035 | PJM_ROR_2_MISO_WUMS | PJM_ROR | MISO_WUMS | Internal | Summer | B5 | 200 | 1467 | 0 | 153.38 | 151.38 | 2 | 0
2035 | PJM_ROR_2_MISO_WUMS | PJM_ROR | MISO_WUMS | Internal | Summer | B6 | 300 | 1467 | 0 | 138.3 | 136.12 | 2 | 0
2035 | PJM_ROR_2_MISO_WUMS | PJM_ROR | MISO_WUMS | Internal | Summer | B7 | 400 | 1467 | 0 | 131.39 | 129.41 | 2 | 0
2035 | PJM_ROR_2_MISO_WUMS | PJM_ROR | MISO_WUMS | Internal | Summer | B8 | 500 | 1467 | 0 | 116.46 | 114.46 | 2 | 0
2035 | PJM_ROR_2_MISO_WUMS | PJM_ROR | MISO_WUMS | Internal | Summer | B9 | 800 | 1467 | 0 | 113.16 | 113.22 | 2 | 0
2035 | PJM_ROR_2_MISO_WUMS | PJM_ROR | MISO_WUMS | Internal | Summer | B10 | 1262 | 1467 | 0 | 113.16 | 113.22 | 2 | 0
2035 | PJM_ROR_2_MISO_WUMS | PJM_ROR | MISO_WUMS | Internal | Winter | B16 | 25 | 1467 | 0 | 137.43 | 135.43 | 2 | 0
2035 | PJM_ROR_2_MISO_WUMS | PJM_ROR | MISO_WUMS | Internal | Winter | B17 | 100 | 1467 | 0 | 137.01 | 130.94 | 2 | 0
2035 | PJM_ROR_2_MISO_WUMS | PJM_ROR | MISO_WUMS | Internal | Winter | B18 | 400 | 1467 | 0 | 120.03 | 118.03 | 2 | 0
2035 | PJM_ROR_2_MISO_WUMS | PJM_ROR | MISO_WUMS | Internal | Winter | B19 | 700 | 1467 | 0 | 119.87 | 117.87 | 2 | 0
2035 | PJM_ROR_2_MISO_WUMS | PJM_ROR | MISO_WUMS | Internal | Winter | B20 | 935 | 1467 | 0 | 118.29 | 117.75 | 2 | 0
2035 | PJM_ROR_2_PJM_ROM | PJM_ROR | PJM_ROM | Internal | Shoulder | B11 | 25 | 8000 | 2935 | 133.31 | 133.32 | 0.01 | 0
2035 | PJM_ROR_2_PJM_ROM | PJM_ROR | PJM_ROM | Internal | Shoulder | B12 | 200 | 8000 | 8000 | 127.54 | 130.68 | 0.01 | 3.12
2035 | PJM_ROR_2_PJM_ROM | PJM_ROR | PJM_ROM | Internal | Shoulder | B13 | 600 | 8000 | 8000 | 116.86 | 124.75 | 0.01 | 7.87
2035 | PJM_ROR_2_PJM_ROM | PJM_ROR | PJM_ROM | Internal | Shoulder | B14 | 900 | 8000 | 7746.84 | 116.31 | 116.32 | 0.01 | 0
2035 | PJM_ROR_2_PJM_ROM | PJM_ROR | PJM_ROM | Internal | Shoulder | B15 | 1203 | 8000 | 2812.37 | 114.79 | 114.8 | 0.01 | 0
2035 | PJM_ROR_2_PJM_ROM | PJM_ROR | PJM_ROM | Internal | Summer | B1 | 10 | 8000 | 5988 | 215.26 | 215.27 | 0.01 | 0
2035 | PJM_ROR_2_PJM_ROM | PJM_ROR | PJM_ROM | Internal | Summer | B2 | 25 | 8000 | 4255.53 | 212.6 | 212.61 | 0.01 | 0
2035 | PJM_ROR_2_PJM_ROM | PJM_ROR | PJM_ROM | Internal | Summer | B3 | 75 | 8000 | 0 | 210.46 | 210.44 | 0.01 | 0
2035 | PJM_ROR_2_PJM_ROM | PJM_ROR | PJM_ROM | Internal | Summer | B4 | 100 | 8000 | 3702.09 | 187.58 | 187.59 | 0.01 | 0
2035 | PJM_ROR_2_PJM_ROM | PJM_ROR | PJM_ROM | Internal | Summer | B5 | 200 | 8000 | 5095.6 | 153.38 | 153.39 | 0.01 | 0
2035 | PJM_ROR_2_PJM_ROM | PJM_ROR | PJM_ROM | Internal | Summer | B6 | 300 | 8000 | 5689.45 | 138.3 | 138.31 | 0.01 | 0
2035 | PJM_ROR_2_PJM_ROM | PJM_ROR | PJM_ROM | Internal | Summer | B7 | 400 | 8000 | 5977.84 | 131.39 | 131.41 | 0.01 | 0
2035 | PJM_ROR_2_PJM_ROM | PJM_ROR | PJM_ROM | Internal | Summer | B8 | 500 | 8000 | 8000 | 116.46 | 127.96 | 0.01 | 11.49
2035 | PJM_ROR_2_PJM_ROM | PJM_ROR | PJM_ROM | Internal | Summer | B9 | 800 | 8000 | 7220.91 | 113.16 | 113.17 | 0.01 | 0
2035 | PJM_ROR_2_PJM_ROM | PJM_ROR | PJM_ROM | Internal | Summer | B10 | 1262 | 8000 | 2580.7 | 113.16 | 113.17 | 0.01 | 0
2035 | PJM_ROR_2_PJM_ROM | PJM_ROR | PJM_ROM | Internal | Winter | B16 | 25 | 8000 | 5719.99 | 137.43 | 137.44 | 0.01 | 0
2035 | PJM_ROR_2_PJM_ROM | PJM_ROR | PJM_ROM | Internal | Winter | B17 | 100 | 8000 | 6833.13 | 137.01 | 137.02 | 0.01 | 0
2035 | PJM_ROR_2_PJM_ROM | PJM_ROR | PJM_ROM | Internal | Winter | B18 | 400 | 8000 | 8000 | 120.03 | 126.11 | 0.01 | 6.07
2035 | PJM_ROR_2_PJM_ROM | PJM_ROR | PJM_ROM | Internal | Winter | B19 | 700 | 8000 | 6221.44 | 119.87 | 119.88 | 0.01 | 0
2035 | PJM_ROR_2_PJM_ROM | PJM_ROR | PJM_ROM | Internal | Winter | B20 | 935 | 8000 | 3178.32 | 118.29 | 118.3 | 0.01 | 0
2035 | PJM_ROR_2_TVA_Transmission | PJM_ROR | TVA_Transmission | Internal | Shoulder | B11 | 25 | 2500 | 729.18 | 133.31 | 139.31 | 6 | 0
2035 | PJM_ROR_2_TVA_Transmission | PJM_ROR | TVA_Transmission | Internal | Shoulder | B12 | 200 | 2500 | 0 | 127.54 | 123.03 | 6 | 0
2035 | PJM_ROR_2_TVA_Transmission | PJM_ROR | TVA_Transmission | Internal | Shoulder | B13 | 600 | 2500 | 0 | 116.86 | 120.24 | 6 | 0
2035 | PJM_ROR_2_TVA_Transmission | PJM_ROR | TVA_Transmission | Internal | Shoulder | B14 | 900 | 2500 | 0 | 116.31 | 119.89 | 6 | 0
2035 | PJM_ROR_2_TVA_Transmission | PJM_ROR | TVA_Transmission | Internal | Shoulder | B15 | 1203 | 2500 | 0 | 114.79 | 119.47 | 6 | 0
2035 | PJM_ROR_2_TVA_Transmission | PJM_ROR | TVA_Transmission | Internal | Summer | B1 | 10 | 2500 | 2500 | 215.26 | 225.26 | 6 | 4
2035 | PJM_ROR_2_TVA_Transmission | PJM_ROR | TVA_Transmission | Internal | Summer | B2 | 25 | 2500 | 2500 | 212.6 | 220.94 | 6 | 2.34
2035 | PJM_ROR_2_TVA_Transmission | PJM_ROR | TVA_Transmission | Internal | Summer | B3 | 75 | 2500 | 527.04 | 210.46 | 216.46 | 6 | 0
2035 | PJM_ROR_2_TVA_Transmission | PJM_ROR | TVA_Transmission | Internal | Summer | B4 | 100 | 2500 | 0 | 187.58 | 186.58 | 6 | 0
2035 | PJM_ROR_2_TVA_Transmission | PJM_ROR | TVA_Transmission | Internal | Summer | B5 | 200 | 2500 | 0 | 153.38 | 152.37 | 6 | 0
2035 | PJM_ROR_2_TVA_Transmission | PJM_ROR | TVA_Transmission | Internal | Summer | B6 | 300 | 2500 | 0 | 138.3 | 136.66 | 6 | 0
2035 | PJM_ROR_2_TVA_Transmission | PJM_ROR | TVA_Transmission | Internal | Summer | B7 | 400 | 2500 | 0 | 131.39 | 125.59 | 6 | 0
2035 | PJM_ROR_2_TVA_Transmission | PJM_ROR | TVA_Transmission | Internal | Summer | B8 | 500 | 2500 | 0 | 116.46 | 119.67 | 6 | 0
2035 | PJM_ROR_2_TVA_Transmission | PJM_ROR | TVA_Transmission | Internal | Summer | B9 | 800 | 2500 | 0 | 113.16 | 118.12 | 6 | 0
2035 | PJM_ROR_2_TVA_Transmission | PJM_ROR | TVA_Transmission | Internal | Summer | B10 | 1262 | 2500 | 0 | 113.16 | 118.1 | 6 | 0
2035 | PJM_ROR_2_TVA_Transmission | PJM_ROR | TVA_Transmission | Internal | Winter | B16 | 25 | 2500 | 0 | 137.43 | 142.05 | 6 | 0
2035 | PJM_ROR_2_TVA_Transmission | PJM_ROR | TVA_Transmission | Internal | Winter | B17 | 100 | 2500 | 0 | 137.01 | 128.01 | 6 | 0
2035 | PJM_ROR_2_TVA_Transmission | PJM_ROR | TVA_Transmission | Internal | Winter | B18 | 400 | 2500 | 0 | 120.03 | 123.4 | 6 | 0
2035 | PJM_ROR_2_TVA_Transmission | PJM_ROR | TVA_Transmission | Internal | Winter | B19 | 700 | 2500 | 0 | 119.87 | 122.91 | 6 | 0
2035 | PJM_ROR_2_TVA_Transmission | PJM_ROR | TVA_Transmission | Internal | Winter | B20 | 935 | 2500 | 0 | 118.29 | 121.75 | 6 | 0
2035 | PJM_ROR_2_VACAR | PJM_ROR | VACAR | Internal | Shoulder | B11 | 25 | 3000 | 0 | 133.31 | 133.47 | 6 | 0
2035 | PJM_ROR_2_VACAR | PJM_ROR | VACAR | Internal | Shoulder | B12 | 200 | 3000 | 0 | 127.54 | 121.07 | 6 | 0
2035 | PJM_ROR_2_VACAR | PJM_ROR | VACAR | Internal | Shoulder | B13 | 600 | 3000 | 0 | 116.86 | 121.07 | 6 | 0
2035 | PJM_ROR_2_VACAR | PJM_ROR | VACAR | Internal | Shoulder | B14 | 900 | 3000 | 0 | 116.31 | 121.07 | 6 | 0
2035 | PJM_ROR_2_VACAR | PJM_ROR | VACAR | Internal | Shoulder | B15 | 1203 | 3000 | 775.29 | 114.79 | 120.79 | 6 | 0
2035 | PJM_ROR_2_VACAR | PJM_ROR | VACAR | Internal | Summer | B1 | 10 | 3000 | 3000 | 215.26 | 221.76 | 6 | 0.5
2035 | PJM_ROR_2_VACAR | PJM_ROR | VACAR | Internal | Summer | B2 | 25 | 3000 | 3000 | 212.6 | 221.76 | 6 | 3.17
2035 | PJM_ROR_2_VACAR | PJM_ROR | VACAR | Internal | Summer | B3 | 75 | 3000 | 0 | 210.46 | 215.94 | 6 | 0
2035 | PJM_ROR_2_VACAR | PJM_ROR | VACAR | Internal | Summer | B4 | 100 | 3000 | 0 | 187.58 | 161.73 | 6 | 0
2035 | PJM_ROR_2_VACAR | PJM_ROR | VACAR | Internal | Summer | B5 | 200 | 3000 | 0 | 153.38 | 146.38 | 6 | 0
2035 | PJM_ROR_2_VACAR | PJM_ROR | VACAR | Internal | Summer | B6 | 300 | 3000 | 0 | 138.3 | 130 | 6 | 0
2035 | PJM_ROR_2_VACAR | PJM_ROR | VACAR | Internal | Summer | B7 | 400 | 3000 | 0 | 131.39 | 119.96 | 6 | 0
2035 | PJM_ROR_2_VACAR | PJM_ROR | VACAR | Internal | Summer | B8 | 500 | 3000 | 0 | 116.46 | 118.95 | 6 | 0
2035 | PJM_ROR_2_VACAR | PJM_ROR | VACAR | Internal | Summer | B9 | 800 | 3000 | 0 | 113.16 | 118.95 | 6 | 0
2035 | PJM_ROR_2_VACAR | PJM_ROR | VACAR | Internal | Summer | B10 | 1262 | 3000 | 0 | 113.16 | 118.95 | 6 | 0
2035 | PJM_ROR_2_VACAR | PJM_ROR | VACAR | Internal | Winter | B16 | 25 | 3000 | 0 | 137.43 | 135.05 | 6 | 0
2035 | PJM_ROR_2_VACAR | PJM_ROR | VACAR | Internal | Winter | B17 | 100 | 3000 | 0 | 137.01 | 125.9 | 6 | 0
2035 | PJM_ROR_2_VACAR | PJM_ROR | VACAR | Internal | Winter | B18 | 400 | 3000 | 0 | 120.03 | 125.9 | 6 | 0
2035 | PJM_ROR_2_VACAR | PJM_ROR | VACAR | Internal | Winter | B19 | 700 | 3000 | 3000 | 119.87 | 125.9 | 6 | 0.03
2035 | PJM_ROR_2_VACAR | PJM_ROR | VACAR | Internal | Winter | B20 | 935 | 3000 | 0 | 118.29 | 115.33 | 6 | 0
2035 | PJM_ROM_2_NYISO_A-F | PJM_ROM | NYISO_A-F | Internal | Shoulder | B11 | 25 | 2000 | 0 | 133.32 | 125.32 | 6 | 0
2035 | PJM_ROM_2_NYISO_A-F | PJM_ROM | NYISO_A-F | Internal | Shoulder | B12 | 200 | 2000 | 0 | 130.68 | 122.68 | 6 | 0
2035 | PJM_ROM_2_NYISO_A-F | PJM_ROM | NYISO_A-F | Internal | Shoulder | B13 | 600 | 2000 | 0 | 124.75 | 116.38 | 6 | 0
2035 | PJM_ROM_2_NYISO_A-F | PJM_ROM | NYISO_A-F | Internal | Shoulder | B14 | 900 | 2000 | 0 | 116.32 | 110.1 | 6 | 0
2035 | PJM_ROM_2_NYISO_A-F | PJM_ROM | NYISO_A-F | Internal | Shoulder | B15 | 1203 | 2000 | 0 | 114.8 | 110.1 | 6 | 0
2035 | PJM_ROM_2_NYISO_A-F | PJM_ROM | NYISO_A-F | Internal | Summer | B1 | 10 | 2000 | 0 | 215.27 | 133.8 | 6 | 0
2035 | PJM_ROM_2_NYISO_A-F | PJM_ROM | NYISO_A-F | Internal | Summer | B2 | 25 | 2000 | 0 | 212.61 | 155.03 | 6 | 0
2035 | PJM_ROM_2_NYISO_A-F | PJM_ROM | NYISO_A-F | Internal | Summer | B3 | 75 | 2000 | 0 | 210.44 | 160.23 | 6 | 0
2035 | PJM_ROM_2_NYISO_A-F | PJM_ROM | NYISO_A-F | Internal | Summer | B4 | 100 | 2000 | 0 | 187.59 | 155.03 | 6 | 0
2035 | PJM_ROM_2_NYISO_A-F | PJM_ROM | NYISO_A-F | Internal | Summer | B5 | 200 | 2000 | 0 | 153.39 | 142.71 | 6 | 0
2035 | PJM_ROM_2_NYISO_A-F | PJM_ROM | NYISO_A-F | Internal | Summer | B6 | 300 | 2000 | 0 | 138.31 | 130.31 | 6 | 0
2035 | PJM_ROM_2_NYISO_A-F | PJM_ROM | NYISO_A-F | Internal | Summer | B7 | 400 | 2000 | 0 | 131.41 | 126.43 | 6 | 0
2035 | PJM_ROM_2_NYISO_A-F | PJM_ROM | NYISO_A-F | Internal | Summer | B8 | 500 | 2000 | 0 | 127.96 | 125.82 | 6 | 0
2035 | PJM_ROM_2_NYISO_A-F | PJM_ROM | NYISO_A-F | Internal | Summer | B9 | 800 | 2000 | 0 | 113.17 | 119.16 | 6 | 0
2035 | PJM_ROM_2_NYISO_A-F | PJM_ROM | NYISO_A-F | Internal | Summer | B10 | 1262 | 2000 | 0 | 113.17 | 119.12 | 6 | 0
2035 | PJM_ROM_2_NYISO_A-F | PJM_ROM | NYISO_A-F | Internal | Winter | B16 | 25 | 2000 | 0 | 137.44 | 114.49 | 6 | 0
2035 | PJM_ROM_2_NYISO_A-F | PJM_ROM | NYISO_A-F | Internal | Winter | B17 | 100 | 2000 | 0 | 137.02 | 121.98 | 6 | 0
2035 | PJM_ROM_2_NYISO_A-F | PJM_ROM | NYISO_A-F | Internal | Winter | B18 | 400 | 2000 | 0 | 126.11 | 111.88 | 6 | 0
2035 | PJM_ROM_2_NYISO_A-F | PJM_ROM | NYISO_A-F | Internal | Winter | B19 | 700 | 2000 | 0 | 119.88 | 111.88 | 6 | 0
2035 | PJM_ROM_2_NYISO_A-F | PJM_ROM | NYISO_A-F | Internal | Winter | B20 | 935 | 2000 | 0 | 118.3 | 111.88 | 6 | 0
2035 | PJM_ROM_2_PJM_E | PJM_ROM | PJM_E | Internal | Shoulder | B11 | 25 | 8000 | 0 | 133.32 | 133.31 | 0.01 | 0
2035 | PJM_ROM_2_PJM_E | PJM_ROM | PJM_E | Internal | Shoulder | B12 | 200 | 8000 | 2409.48 | 130.68 | 130.69 | 0.01 | 0
2035 | PJM_ROM_2_PJM_E | PJM_ROM | PJM_E | Internal | Shoulder | B13 | 600 | 8000 | 4434.57 | 124.75 | 124.76 | 0.01 | 0
2035 | PJM_ROM_2_PJM_E | PJM_ROM | PJM_E | Internal | Shoulder | B14 | 900 | 8000 | 3347.1 | 116.32 | 116.33 | 0.01 | 0
2035 | PJM_ROM_2_PJM_E | PJM_ROM | PJM_E | Internal | Shoulder | B15 | 1203 | 8000 | 523.73 | 114.8 | 114.81 | 0.01 | 0
2035 | PJM_ROM_2_PJM_E | PJM_ROM | PJM_E | Internal | Summer | B1 | 10 | 8000 | 5139.57 | 215.27 | 215.28 | 0.01 | 0
2035 | PJM_ROM_2_PJM_E | PJM_ROM | PJM_E | Internal | Summer | B2 | 25 | 8000 | 4057.63 | 212.61 | 212.62 | 0.01 | 0
2035 | PJM_ROM_2_PJM_E | PJM_ROM | PJM_E | Internal | Summer | B3 | 75 | 8000 | 1174.15 | 210.44 | 210.46 | 0.01 | 0
2035 | PJM_ROM_2_PJM_E | PJM_ROM | PJM_E | Internal | Summer | B4 | 100 | 8000 | 2962.86 | 187.59 | 187.61 | 0.01 | 0
2035 | PJM_ROM_2_PJM_E | PJM_ROM | PJM_E | Internal | Summer | B5 | 200 | 8000 | 4531.06 | 153.39 | 153.4 | 0.01 | 0
2035 | PJM_ROM_2_PJM_E | PJM_ROM | PJM_E | Internal | Summer | B6 | 300 | 8000 | 2894.15 | 138.31 | 138.32 | 0.01 | 0
2035 | PJM_ROM_2_PJM_E | PJM_ROM | PJM_E | Internal | Summer | B7 | 400 | 8000 | 3505.35 | 131.41 | 131.42 | 0.01 | 0
2035 | PJM_ROM_2_PJM_E | PJM_ROM | PJM_E | Internal | Summer | B8 | 500 | 8000 | 3711.09 | 127.96 | 127.97 | 0.01 | 0
2035 | PJM_ROM_2_PJM_E | PJM_ROM | PJM_E | Internal | Summer | B9 | 800 | 8000 | 4525.7 | 113.17 | 113.18 | 0.01 | 0
2035 | PJM_ROM_2_PJM_E | PJM_ROM | PJM_E | Internal | Summer | B10 | 1262 | 8000 | 1705.14 | 113.17 | 113.18 | 0.01 | 0
2035 | PJM_ROM_2_PJM_E | PJM_ROM | PJM_E | Internal | Winter | B16 | 25 | 8000 | 3551.64 | 137.44 | 137.45 | 0.01 | 0
2035 | PJM_ROM_2_PJM_E | PJM_ROM | PJM_E | Internal | Winter | B17 | 100 | 8000 | 5642.61 | 137.02 | 137.04 | 0.01 | 0
2035 | PJM_ROM_2_PJM_E | PJM_ROM | PJM_E | Internal | Winter | B18 | 400 | 8000 | 5678.92 | 126.11 | 126.12 | 0.01 | 0
2035 | PJM_ROM_2_PJM_E | PJM_ROM | PJM_E | Internal | Winter | B19 | 700 | 8000 | 3786.88 | 119.88 | 119.89 | 0.01 | 0
2035 | PJM_ROM_2_PJM_E | PJM_ROM | PJM_E | Internal | Winter | B20 | 935 | 8000 | 1315.02 | 118.3 | 118.31 | 0.01 | 0
2035 | PJM_ROM_2_PJM_ROR | PJM_ROM | PJM_ROR | Internal | Shoulder | B11 | 25 | 8000 | 0 | 133.32 | 133.31 | 0.01 | 0
2035 | PJM_ROM_2_PJM_ROR | PJM_ROM | PJM_ROR | Internal | Shoulder | B12 | 200 | 8000 | 0 | 130.68 | 127.54 | 0.01 | 0
2035 | PJM_ROM_2_PJM_ROR | PJM_ROM | PJM_ROR | Internal | Shoulder | B13 | 600 | 8000 | 0 | 124.75 | 116.86 | 0.01 | 0
2035 | PJM_ROM_2_PJM_ROR | PJM_ROM | PJM_ROR | Internal | Shoulder | B14 | 900 | 8000 | 0 | 116.32 | 116.31 | 0.01 | 0
2035 | PJM_ROM_2_PJM_ROR | PJM_ROM | PJM_ROR | Internal | Shoulder | B15 | 1203 | 8000 | 0 | 114.8 | 114.79 | 0.01 | 0
2035 | PJM_ROM_2_PJM_ROR | PJM_ROM | PJM_ROR | Internal | Summer | B1 | 10 | 8000 | 0 | 215.27 | 215.26 | 0.01 | 0
2035 | PJM_ROM_2_PJM_ROR | PJM_ROM | PJM_ROR | Internal | Summer | B2 | 25 | 8000 | 0 | 212.61 | 212.6 | 0.01 | 0
2035 | PJM_ROM_2_PJM_ROR | PJM_ROM | PJM_ROR | Internal | Summer | B3 | 75 | 8000 | 705.67 | 210.44 | 210.46 | 0.01 | 0
2035 | PJM_ROM_2_PJM_ROR | PJM_ROM | PJM_ROR | Internal | Summer | B4 | 100 | 8000 | 0 | 187.59 | 187.58 | 0.01 | 0
2035 | PJM_ROM_2_PJM_ROR | PJM_ROM | PJM_ROR | Internal | Summer | B5 | 200 | 8000 | 0 | 153.39 | 153.38 | 0.01 | 0
2035 | PJM_ROM_2_PJM_ROR | PJM_ROM | PJM_ROR | Internal | Summer | B6 | 300 | 8000 | 0 | 138.31 | 138.3 | 0.01 | 0
2035 | PJM_ROM_2_PJM_ROR | PJM_ROM | PJM_ROR | Internal | Summer | B7 | 400 | 8000 | 0 | 131.41 | 131.39 | 0.01 | 0
2035 | PJM_ROM_2_PJM_ROR | PJM_ROM | PJM_ROR | Internal | Summer | B8 | 500 | 8000 | 0 | 127.96 | 116.46 | 0.01 | 0
2035 | PJM_ROM_2_PJM_ROR | PJM_ROM | PJM_ROR | Internal | Summer | B9 | 800 | 8000 | 0 | 113.17 | 113.16 | 0.01 | 0
2035 | PJM_ROM_2_PJM_ROR | PJM_ROM | PJM_ROR | Internal | Summer | B10 | 1262 | 8000 | 0 | 113.17 | 113.16 | 0.01 | 0
2035 | PJM_ROM_2_PJM_ROR | PJM_ROM | PJM_ROR | Internal | Winter | B16 | 25 | 8000 | 0 | 137.44 | 137.43 | 0.01 | 0
2035 | PJM_ROM_2_PJM_ROR | PJM_ROM | PJM_ROR | Internal | Winter | B17 | 100 | 8000 | 0 | 137.02 | 137.01 | 0.01 | 0
2035 | PJM_ROM_2_PJM_ROR | PJM_ROM | PJM_ROR | Internal | Winter | B18 | 400 | 8000 | 0 | 126.11 | 120.03 | 0.01 | 0
2035 | PJM_ROM_2_PJM_ROR | PJM_ROM | PJM_ROR | Internal | Winter | B19 | 700 | 8000 | 0 | 119.88 | 119.87 | 0.01 | 0
2035 | PJM_ROM_2_PJM_ROR | PJM_ROM | PJM_ROR | Internal | Winter | B20 | 935 | 8000 | 0 | 118.3 | 118.29 | 0.01 | 0
2035 | SOCO_2_ENT | SOCO | ENT | Internal | Shoulder | B11 | 25 | 2400 | 0 | 138.57 | 136.37 | 10 | 0
2035 | SOCO_2_ENT | SOCO | ENT | Internal | Shoulder | B12 | 200 | 2400 | 0 | 126.74 | 123.11 | 10 | 0
2035 | SOCO_2_ENT | SOCO | ENT | Internal | Shoulder | B13 | 600 | 2400 | 0 | 119.26 | 121.36 | 10 | 0
2035 | SOCO_2_ENT | SOCO | ENT | Internal | Shoulder | B14 | 900 | 2400 | 0 | 119.26 | 117.39 | 10 | 0
2035 | SOCO_2_ENT | SOCO | ENT | Internal | Shoulder | B15 | 1203 | 2400 | 0 | 119.26 | 117.39 | 10 | 0
2035 | SOCO_2_ENT | SOCO | ENT | Internal | Summer | B1 | 10 | 2400 | 0 | 228.76 | 220.76 | 10 | 0
2035 | SOCO_2_ENT | SOCO | ENT | Internal | Summer | B2 | 25 | 2400 | 0 | 226.99 | 218.99 | 10 | 0
2035 | SOCO_2_ENT | SOCO | ENT | Internal | Summer | B3 | 75 | 2400 | 0 | 222.94 | 214.94 | 10 | 0
2035 | SOCO_2_ENT | SOCO | ENT | Internal | Summer | B4 | 100 | 2400 | 2383.18 | 177.58 | 187.58 | 10 | 0
2035 | SOCO_2_ENT | SOCO | ENT | Internal | Summer | B5 | 200 | 2400 | 0 | 150.76 | 150.78 | 10 | 0
2035 | SOCO_2_ENT | SOCO | ENT | Internal | Summer | B6 | 300 | 2400 | 0 | 137 | 134.59 | 10 | 0
2035 | SOCO_2_ENT | SOCO | ENT | Internal | Summer | B7 | 400 | 2400 | 0 | 133.63 | 134.59 | 10 | 0
2035 | SOCO_2_ENT | SOCO | ENT | Internal | Summer | B8 | 500 | 2400 | 0 | 125.71 | 122.49 | 10 | 0
2035 | SOCO_2_ENT | SOCO | ENT | Internal | Summer | B9 | 800 | 2400 | 0 | 117.93 | 115.88 | 10 | 0
2035 | SOCO_2_ENT | SOCO | ENT | Internal | Summer | B10 | 1262 | 2400 | 0 | 117.93 | 115.88 | 10 | 0
2035 | SOCO_2_ENT | SOCO | ENT | Internal | Winter | B16 | 25 | 2400 | 0 | 142.05 | 139.98 | 10 | 0
2035 | SOCO_2_ENT | SOCO | ENT | Internal | Winter | B17 | 100 | 2400 | 0 | 122.22 | 125.39 | 10 | 0
2035 | SOCO_2_ENT | SOCO | ENT | Internal | Winter | B18 | 400 | 2400 | 0 | 122.22 | 125.39 | 10 | 0
2035 | SOCO_2_ENT | SOCO | ENT | Internal | Winter | B19 | 700 | 2400 | 0 | 122.22 | 120.46 | 10 | 0
2035 | SOCO_2_ENT | SOCO | ENT | Internal | Winter | B20 | 935 | 2400 | 0 | 122.22 | 120.46 | 10 | 0
2035 | SOCO_2_FRCC | SOCO | FRCC | Internal | Shoulder | B11 | 25 | 3700 | 0 | 138.57 | 143.77 | 10 | 0
2035 | SOCO_2_FRCC | SOCO | FRCC | Internal | Shoulder | B12 | 200 | 3700 | 2165.39 | 126.74 | 136.74 | 10 | 0
2035 | SOCO_2_FRCC | SOCO | FRCC | Internal | Shoulder | B13 | 600 | 3700 | 0 | 119.26 | 123.68 | 10 | 0
2035 | SOCO_2_FRCC | SOCO | FRCC | Internal | Shoulder | B14 | 900 | 3700 | 0 | 119.26 | 123.68 | 10 | 0
2035 | SOCO_2_FRCC | SOCO | FRCC | Internal | Shoulder | B15 | 1203 | 3700 | 0 | 119.26 | 123.68 | 10 | 0
2035 | SOCO_2_FRCC | SOCO | FRCC | Internal | Summer | B1 | 10 | 3700 | 0 | 228.76 | 227.84 | 10 | 0
2035 | SOCO_2_FRCC | SOCO | FRCC | Internal | Summer | B2 | 25 | 3700 | 0 | 226.99 | 227.84 | 10 | 0
2035 | SOCO_2_FRCC | SOCO | FRCC | Internal | Summer | B3 | 75 | 3700 | 0 | 222.94 | 214.94 | 10 | 0
2035 | SOCO_2_FRCC | SOCO | FRCC | Internal | Summer | B4 | 100 | 3700 | 0 | 177.58 | 142.71 | 10 | 0
2035 | SOCO_2_FRCC | SOCO | FRCC | Internal | Summer | B5 | 200 | 3700 | 0 | 150.76 | 142.71 | 10 | 0
2035 | SOCO_2_FRCC | SOCO | FRCC | Internal | Summer | B6 | 300 | 3700 | 0 | 137 | 142.71 | 10 | 0
2035 | SOCO_2_FRCC | SOCO | FRCC | Internal | Summer | B7 | 400 | 3700 | 0 | 133.63 | 142.71 | 10 | 0
2035 | SOCO_2_FRCC | SOCO | FRCC | Internal | Summer | B8 | 500 | 3700 | 52.74 | 125.71 | 135.71 | 10 | 0
2035 | SOCO_2_FRCC | SOCO | FRCC | Internal | Summer | B9 | 800 | 3700 | 0 | 117.93 | 122.78 | 10 | 0
2035 | SOCO_2_FRCC | SOCO | FRCC | Internal | Summer | B10 | 1262 | 3700 | 0 | 117.93 | 122.78 | 10 | 0
2035 | SOCO_2_FRCC | SOCO | FRCC | Internal | Winter | B16 | 25 | 3700 | 0 | 142.05 | 146.68 | 10 | 0
2035 | SOCO_2_FRCC | SOCO | FRCC | Internal | Winter | B17 | 100 | 3700 | 0 | 122.22 | 126.16 | 10 | 0
2035 | SOCO_2_FRCC | SOCO | FRCC | Internal | Winter | B18 | 400 | 3700 | 0 | 122.22 | 126.16 | 10 | 0
2035 | SOCO_2_FRCC | SOCO | FRCC | Internal | Winter | B19 | 700 | 3700 | 0 | 122.22 | 126.16 | 10 | 0
2035 | SOCO_2_FRCC | SOCO | FRCC | Internal | Winter | B20 | 935 | 3700 | 0 | 122.22 | 122.35 | 10 | 0
2035 | SOCO_2_TVA_Transmission | SOCO | TVA_Transmission | Internal | Shoulder | B11 | 25 | 2600 | 0 | 138.57 | 139.31 | 10 | 0
2035 | SOCO_2_TVA_Transmission | SOCO | TVA_Transmission | Internal | Shoulder | B12 | 200 | 2600 | 0 | 126.74 | 123.03 | 10 | 0
2035 | SOCO_2_TVA_Transmission | SOCO | TVA_Transmission | Internal | Shoulder | B13 | 600 | 2600 | 0 | 119.26 | 120.24 | 10 | 0
2035 | SOCO_2_TVA_Transmission | SOCO | TVA_Transmission | Internal | Shoulder | B14 | 900 | 2600 | 0 | 119.26 | 119.89 | 10 | 0
2035 | SOCO_2_TVA_Transmission | SOCO | TVA_Transmission | Internal | Shoulder | B15 | 1203 | 2600 | 0 | 119.26 | 119.47 | 10 | 0
2035 | SOCO_2_TVA_Transmission | SOCO | TVA_Transmission | Internal | Summer | B1 | 10 | 2600 | 0 | 228.76 | 225.26 | 10 | 0
2035 | SOCO_2_TVA_Transmission | SOCO | TVA_Transmission | Internal | Summer | B2 | 25 | 2600 | 0 | 226.99 | 220.94 | 10 | 0
2035 | SOCO_2_TVA_Transmission | SOCO | TVA_Transmission | Internal | Summer | B3 | 75 | 2600 | 0 | 222.94 | 216.46 | 10 | 0
2035 | SOCO_2_TVA_Transmission | SOCO | TVA_Transmission | Internal | Summer | B4 | 100 | 2600 | 0 | 177.58 | 186.58 | 10 | 0
2035 | SOCO_2_TVA_Transmission | SOCO | TVA_Transmission | Internal | Summer | B5 | 200 | 2600 | 0 | 150.76 | 152.37 | 10 | 0
2035 | SOCO_2_TVA_Transmission | SOCO | TVA_Transmission | Internal | Summer | B6 | 300 | 2600 | 0 | 137 | 136.66 | 10 | 0
2035 | SOCO_2_TVA_Transmission | SOCO | TVA_Transmission | Internal | Summer | B7 | 400 | 2600 | 0 | 133.63 | 125.59 | 10 | 0
2035 | SOCO_2_TVA_Transmission | SOCO | TVA_Transmission | Internal | Summer | B8 | 500 | 2600 | 0 | 125.71 | 119.67 | 10 | 0
2035 | SOCO_2_TVA_Transmission | SOCO | TVA_Transmission | Internal | Summer | B9 | 800 | 2600 | 0 | 117.93 | 118.12 | 10 | 0
2035 | SOCO_2_TVA_Transmission | SOCO | TVA_Transmission | Internal | Summer | B10 | 1262 | 2600 | 0 | 117.93 | 118.1 | 10 | 0
2035 | SOCO_2_TVA_Transmission | SOCO | TVA_Transmission | Internal | Winter | B16 | 25 | 2600 | 0 | 142.05 | 142.05 | 10 | 0
2035 | SOCO_2_TVA_Transmission | SOCO | TVA_Transmission | Internal | Winter | B17 | 100 | 2600 | 0 | 122.22 | 128.01 | 10 | 0
2035 | SOCO_2_TVA_Transmission | SOCO | TVA_Transmission | Internal | Winter | B18 | 400 | 2600 | 0 | 122.22 | 123.4 | 10 | 0
2035 | SOCO_2_TVA_Transmission | SOCO | TVA_Transmission | Internal | Winter | B19 | 700 | 2600 | 0 | 122.22 | 122.91 | 10 | 0
2035 | SOCO_2_TVA_Transmission | SOCO | TVA_Transmission | Internal | Winter | B20 | 935 | 2600 | 0 | 122.22 | 121.75 | 10 | 0
2035 | SOCO_2_VACAR | SOCO | VACAR | Internal | Shoulder | B11 | 25 | 2000 | 0 | 138.57 | 133.47 | 10 | 0
2035 | SOCO_2_VACAR | SOCO | VACAR | Internal | Shoulder | B12 | 200 | 2000 | 0 | 126.74 | 121.07 | 10 | 0
2035 | SOCO_2_VACAR | SOCO | VACAR | Internal | Shoulder | B13 | 600 | 2000 | 0 | 119.26 | 121.07 | 10 | 0
2035 | SOCO_2_VACAR | SOCO | VACAR | Internal | Shoulder | B14 | 900 | 2000 | 0 | 119.26 | 121.07 | 10 | 0
2035 | SOCO_2_VACAR | SOCO | VACAR | Internal | Shoulder | B15 | 1203 | 2000 | 0 | 119.26 | 120.79 | 10 | 0
2035 | SOCO_2_VACAR | SOCO | VACAR | Internal | Summer | B1 | 10 | 2000 | 0 | 228.76 | 221.76 | 10 | 0
2035 | SOCO_2_VACAR | SOCO | VACAR | Internal | Summer | B2 | 25 | 2000 | 0 | 226.99 | 221.76 | 10 | 0
2035 | SOCO_2_VACAR | SOCO | VACAR | Internal | Summer | B3 | 75 | 2000 | 0 | 222.94 | 215.94 | 10 | 0
2035 | SOCO_2_VACAR | SOCO | VACAR | Internal | Summer | B4 | 100 | 2000 | 0 | 177.58 | 161.73 | 10 | 0
2035 | SOCO_2_VACAR | SOCO | VACAR | Internal | Summer | B5 | 200 | 2000 | 0 | 150.76 | 146.38 | 10 | 0
2035 | SOCO_2_VACAR | SOCO | VACAR | Internal | Summer | B6 | 300 | 2000 | 0 | 137 | 130 | 10 | 0
2035 | SOCO_2_VACAR | SOCO | VACAR | Internal | Summer | B7 | 400 | 2000 | 0 | 133.63 | 119.96 | 10 | 0
2035 | SOCO_2_VACAR | SOCO | VACAR | Internal | Summer | B8 | 500 | 2000 | 0 | 125.71 | 118.95 | 10 | 0
2035 | SOCO_2_VACAR | SOCO | VACAR | Internal | Summer | B9 | 800 | 2000 | 0 | 117.93 | 118.95 | 10 | 0
2035 | SOCO_2_VACAR | SOCO | VACAR | Internal | Summer | B10 | 1262 | 2000 | 0 | 117.93 | 118.95 | 10 | 0
2035 | SOCO_2_VACAR | SOCO | VACAR | Internal | Winter | B16 | 25 | 2000 | 0 | 142.05 | 135.05 | 10 | 0
2035 | SOCO_2_VACAR | SOCO | VACAR | Internal | Winter | B17 | 100 | 2000 | 0 | 122.22 | 125.9 | 10 | 0
2035 | SOCO_2_VACAR | SOCO | VACAR | Internal | Winter | B18 | 400 | 2000 | 0 | 122.22 | 125.9 | 10 | 0
2035 | SOCO_2_VACAR | SOCO | VACAR | Internal | Winter | B19 | 700 | 2000 | 0 | 122.22 | 125.9 | 10 | 0
2035 | SOCO_2_VACAR | SOCO | VACAR | Internal | Winter | B20 | 935 | 2000 | 0 | 122.22 | 115.33 | 10 | 0
2035 | SPP_N_2_ENT | SPP_N | ENT | Internal | Shoulder | B11 | 25 | 1800 | 0 | 133.33 | 136.37 | 5 | 0
2035 | SPP_N_2_ENT | SPP_N | ENT | Internal | Shoulder | B12 | 200 | 1800 | 787.41 | 118.11 | 123.11 | 5 | 0
2035 | SPP_N_2_ENT | SPP_N | ENT | Internal | Shoulder | B13 | 600 | 1800 | 0 | 117.22 | 121.36 | 5 | 0
2035 | SPP_N_2_ENT | SPP_N | ENT | Internal | Shoulder | B14 | 900 | 1800 | 0 | 113.83 | 117.39 | 5 | 0
2035 | SPP_N_2_ENT | SPP_N | ENT | Internal | Shoulder | B15 | 1203 | 1800 | 1800 | 109.84 | 117.39 | 5 | 2.55
2035 | SPP_N_2_ENT | SPP_N | ENT | Internal | Summer | B1 | 10 | 1800 | 1800 | 212.26 | 220.76 | 5 | 3.5
2035 | SPP_N_2_ENT | SPP_N | ENT | Internal | Summer | B2 | 25 | 1800 | 1119.03 | 213.99 | 218.99 | 5 | 0
2035 | SPP_N_2_ENT | SPP_N | ENT | Internal | Summer | B3 | 75 | 1800 | 0 | 213.99 | 214.94 | 5 | 0
2035 | SPP_N_2_ENT | SPP_N | ENT | Internal | Summer | B4 | 100 | 1800 | 0 | 195.58 | 187.58 | 5 | 0
2035 | SPP_N_2_ENT | SPP_N | ENT | Internal | Summer | B5 | 200 | 1800 | 0 | 153.78 | 150.78 | 5 | 0
2035 | SPP_N_2_ENT | SPP_N | ENT | Internal | Summer | B6 | 300 | 1800 | 0 | 139.6 | 134.59 | 5 | 0
2035 | SPP_N_2_ENT | SPP_N | ENT | Internal | Summer | B7 | 400 | 1800 | 0 | 134.61 | 134.59 | 5 | 0
2035 | SPP_N_2_ENT | SPP_N | ENT | Internal | Summer | B8 | 500 | 1800 | 1800 | 116.6 | 122.49 | 5 | 0.89
2035 | SPP_N_2_ENT | SPP_N | ENT | Internal | Summer | B9 | 800 | 1800 | 0 | 116.11 | 115.88 | 5 | 0
2035 | SPP_N_2_ENT | SPP_N | ENT | Internal | Summer | B10 | 1262 | 1800 | 0 | 115.62 | 115.88 | 5 | 0
2035 | SPP_N_2_ENT | SPP_N | ENT | Internal | Winter | B16 | 25 | 1800 | 1800 | 121.43 | 139.98 | 5 | 13.55
2035 | SPP_N_2_ENT | SPP_N | ENT | Internal | Winter | B17 | 100 | 1800 | 1131.1 | 120.39 | 125.39 | 5 | 0
2035 | SPP_N_2_ENT | SPP_N | ENT | Internal | Winter | B18 | 400 | 1800 | 126.22 | 120.39 | 125.39 | 5 | 0
2035 | SPP_N_2_ENT | SPP_N | ENT | Internal | Winter | B19 | 700 | 1800 | 0 | 120.39 | 120.46 | 5 | 0
2035 | SPP_N_2_ENT | SPP_N | ENT | Internal | Winter | B20 | 935 | 1800 | 1800 | 115.45 | 120.46 | 5 | 0.01
2035 | SPP_N_2_MISO_MO-IL | SPP_N | MISO_MO-IL | Internal | Shoulder | B11 | 25 | 2000 | 0 | 133.33 | 133.32 | 5 | 0
2035 | SPP_N_2_MISO_MO-IL | SPP_N | MISO_MO-IL | Internal | Shoulder | B12 | 200 | 2000 | 0 | 118.11 | 117.14 | 5 | 0
2035 | SPP_N_2_MISO_MO-IL | SPP_N | MISO_MO-IL | Internal | Shoulder | B13 | 600 | 2000 | 0 | 117.22 | 114.86 | 5 | 0
2035 | SPP_N_2_MISO_MO-IL | SPP_N | MISO_MO-IL | Internal | Shoulder | B14 | 900 | 2000 | 0 | 113.83 | 114.86 | 5 | 0
2035 | SPP_N_2_MISO_MO-IL | SPP_N | MISO_MO-IL | Internal | Shoulder | B15 | 1203 | 2000 | 1404.59 | 109.84 | 114.84 | 5 | 0
2035 | SPP_N_2_MISO_MO-IL | SPP_N | MISO_MO-IL | Internal | Summer | B1 | 10 | 2000 | 706.59 | 212.26 | 217.26 | 5 | 0
2035 | SPP_N_2_MISO_MO-IL | SPP_N | MISO_MO-IL | Internal | Summer | B2 | 25 | 2000 | 0 | 213.99 | 212.94 | 5 | 0
2035 | SPP_N_2_MISO_MO-IL | SPP_N | MISO_MO-IL | Internal | Summer | B3 | 75 | 2000 | 0 | 213.99 | 212.46 | 5 | 0
2035 | SPP_N_2_MISO_MO-IL | SPP_N | MISO_MO-IL | Internal | Summer | B4 | 100 | 2000 | 0 | 195.58 | 195.58 | 5 | 0
2035 | SPP_N_2_MISO_MO-IL | SPP_N | MISO_MO-IL | Internal | Summer | B5 | 200 | 2000 | 1003.94 | 153.78 | 158.78 | 5 | 0
2035 | SPP_N_2_MISO_MO-IL | SPP_N | MISO_MO-IL | Internal | Summer | B6 | 300 | 2000 | 0 | 139.6 | 142.59 | 5 | 0
2035 | SPP_N_2_MISO_MO-IL | SPP_N | MISO_MO-IL | Internal | Summer | B7 | 400 | 2000 | 0 | 134.61 | 131.65 | 5 | 0
2035 | SPP_N_2_MISO_MO-IL | SPP_N | MISO_MO-IL | Internal | Summer | B8 | 500 | 2000 | 0 | 116.6 | 114.49 | 5 | 0
2035 | SPP_N_2_MISO_MO-IL | SPP_N | MISO_MO-IL | Internal | Summer | B9 | 800 | 2000 | 0 | 116.11 | 113.41 | 5 | 0
2035 | SPP_N_2_MISO_MO-IL | SPP_N | MISO_MO-IL | Internal | Summer | B10 | 1262 | 2000 | 0 | 115.62 | 113.41 | 5 | 0
2035 | SPP_N_2_MISO_MO-IL | SPP_N | MISO_MO-IL | Internal | Winter | B16 | 25 | 2000 | 2000 | 121.43 | 134.05 | 5 | 7.62
2035 | SPP_N_2_MISO_MO-IL | SPP_N | MISO_MO-IL | Internal | Winter | B17 | 100 | 2000 | 0 | 120.39 | 120.01 | 5 | 0
2035 | SPP_N_2_MISO_MO-IL | SPP_N | MISO_MO-IL | Internal | Winter | B18 | 400 | 2000 | 0 | 120.39 | 118.03 | 5 | 0
2035 | SPP_N_2_MISO_MO-IL | SPP_N | MISO_MO-IL | Internal | Winter | B19 | 700 | 2000 | 0 | 120.39 | 117.88 | 5 | 0
2035 | SPP_N_2_MISO_MO-IL | SPP_N | MISO_MO-IL | Internal | Winter | B20 | 935 | 2000 | 0 | 115.45 | 117.88 | 5 | 0
2035 | SPP_N_2_MISO_W | SPP_N | MISO_W | Internal | Shoulder | B11 | 25 | 750 | 0 | 133.33 | 133.32 | 5 | 0
2035 | SPP_N_2_MISO_W | SPP_N | MISO_W | Internal | Shoulder | B12 | 200 | 750 | 0 | 118.11 | 117.12 | 5 | 0
2035 | SPP_N_2_MISO_W | SPP_N | MISO_W | Internal | Shoulder | B13 | 600 | 750 | 0 | 117.22 | 114.85 | 5 | 0
2035 | SPP_N_2_MISO_W | SPP_N | MISO_W | Internal | Shoulder | B14 | 900 | 750 | 0 | 113.83 | 110.56 | 5 | 0
2035 | SPP_N_2_MISO_W | SPP_N | MISO_W | Internal | Shoulder | B15 | 1203 | 750 | 0 | 109.84 | 102.84 | 5 | 0
2035 | SPP_N_2_MISO_W | SPP_N | MISO_W | Internal | Summer | B1 | 10 | 750 | 402.77 | 212.26 | 217.26 | 5 | 0
2035 | SPP_N_2_MISO_W | SPP_N | MISO_W | Internal | Summer | B2 | 25 | 750 | 0 | 213.99 | 212.95 | 5 | 0
2035 | SPP_N_2_MISO_W | SPP_N | MISO_W | Internal | Summer | B3 | 75 | 750 | 0 | 213.99 | 214.96 | 5 | 0
2035 | SPP_N_2_MISO_W | SPP_N | MISO_W | Internal | Summer | B4 | 100 | 750 | 741.42 | 195.58 | 200.58 | 5 | 0
2035 | SPP_N_2_MISO_W | SPP_N | MISO_W | Internal | Summer | B5 | 200 | 750 | 750 | 153.78 | 195.47 | 5 | 36.69
2035 | SPP_N_2_MISO_W | SPP_N | MISO_W | Internal | Summer | B6 | 300 | 750 | 573.18 | 139.6 | 144.6 | 5 | 0
2035 | SPP_N_2_MISO_W | SPP_N | MISO_W | Internal | Summer | B7 | 400 | 750 | 0 | 134.61 | 131.64 | 5 | 0
2035 | SPP_N_2_MISO_W | SPP_N | MISO_W | Internal | Summer | B8 | 500 | 750 | 0 | 116.6 | 114.47 | 5 | 0
2035 | SPP_N_2_MISO_W | SPP_N | MISO_W | Internal | Summer | B9 | 800 | 750 | 0 | 116.11 | 113.23 | 5 | 0
2035 | SPP_N_2_MISO_W | SPP_N | MISO_W | Internal | Summer | B10 | 1262 | 750 | 0 | 115.62 | 108.62 | 5 | 0
2035 | SPP_N_2_MISO_W | SPP_N | MISO_W | Internal | Winter | B16 | 25 | 750 | 0 | 121.43 | 114.42 | 5 | 0
2035 | SPP_N_2_MISO_W | SPP_N | MISO_W | Internal | Winter | B17 | 100 | 750 | 0 | 120.39 | 113.39 | 5 | 0
2035 | SPP_N_2_MISO_W | SPP_N | MISO_W | Internal | Winter | B18 | 400 | 750 | 0 | 120.39 | 118.01 | 5 | 0
2035 | SPP_N_2_MISO_W | SPP_N | MISO_W | Internal | Winter | B19 | 700 | 750 | 0 | 120.39 | 117.87 | 5 | 0
2035 | SPP_N_2_MISO_W | SPP_N | MISO_W | Internal | Winter | B20 | 935 | 750 | 0 | 115.45 | 108.45 | 5 | 0
2035 | SPP_N_2_NE | SPP_N | NE | Internal | Shoulder | B11 | 25 | 332 | 0 | 133.33 | 133.32 | 0.01 | 0
2035 | SPP_N_2_NE | SPP_N | NE | Internal | Shoulder | B12 | 200 | 332 | 0 | 118.11 | 118.1 | 0.01 | 0
2035 | SPP_N_2_NE | SPP_N | NE | Internal | Shoulder | B13 | 600 | 332 | 332 | 117.22 | 117.56 | 0.01 | 0.34
2035 | SPP_N_2_NE | SPP_N | NE | Internal | Shoulder | B14 | 900 | 332 | 332 | 113.83 | 117.56 | 0.01 | 3.72
2035 | SPP_N_2_NE | SPP_N | NE | Internal | Shoulder | B15 | 1203 | 332 | 0 | 109.84 | 109.84 | 0.01 | 0
2035 | SPP_N_2_NE | SPP_N | NE | Internal | Summer | B1 | 10 | 332 | 332 | 212.26 | 217.26 | 0.01 | 4.99
2035 | SPP_N_2_NE | SPP_N | NE | Internal | Summer | B2 | 25 | 332 | 0 | 213.99 | 213.98 | 0.01 | 0
2035 | SPP_N_2_NE | SPP_N | NE | Internal | Summer | B3 | 75 | 332 | 332 | 213.99 | 214.96 | 0.01 | 0.95
2035 | SPP_N_2_NE | SPP_N | NE | Internal | Summer | B4 | 100 | 332 | 332 | 195.58 | 200.58 | 0.01 | 4.99
2035 | SPP_N_2_NE | SPP_N | NE | Internal | Summer | B5 | 200 | 332 | 332 | 153.78 | 195.47 | 0.01 | 41.67
2035 | SPP_N_2_NE | SPP_N | NE | Internal | Summer | B6 | 300 | 332 | 332 | 139.6 | 144.93 | 0.01 | 5.32
2035 | SPP_N_2_NE | SPP_N | NE | Internal | Summer | B7 | 400 | 332 | 0 | 134.61 | 134.59 | 0.01 | 0
2035 | SPP_N_2_NE | SPP_N | NE | Internal | Summer | B8 | 500 | 332 | 0 | 116.6 | 116.59 | 0.01 | 0
2035 | SPP_N_2_NE | SPP_N | NE | Internal | Summer | B9 | 800 | 332 | 0 | 116.11 | 116.1 | 0.01 | 0
2035 | SPP_N_2_NE | SPP_N | NE | Internal | Summer | B10 | 1262 | 332 | 0 | 115.62 | 115.62 | 0.01 | 0
2035 | SPP_N_2_NE | SPP_N | NE | Internal | Winter | B16 | 25 | 332 | 0 | 121.43 | 121.42 | 0.01 | 0
2035 | SPP_N_2_NE | SPP_N | NE | Internal | Winter | B17 | 100 | 332 | 0 | 120.39 | 120.39 | 0.01 | 0
2035 | SPP_N_2_NE | SPP_N | NE | Internal | Winter | B18 | 400 | 332 | 332 | 120.39 | 120.83 | 0.01 | 0.42
2035 | SPP_N_2_NE | SPP_N | NE | Internal | Winter | B19 | 700 | 332 | 332 | 120.39 | 120.83 | 0.01 | 0.42
2035 | SPP_N_2_NE | SPP_N | NE | Internal | Winter | B20 | 935 | 332 | 0 | 115.45 | 115.45 | 0.01 | 0
2035 | SPP_N_2_SPP_S | SPP_N | SPP_S | Internal | Shoulder | B11 | 25 | 4000 | 2939.61 | 133.33 | 133.34 | 0.01 | 0
2035 | SPP_N_2_SPP_S | SPP_N | SPP_S | Internal | Shoulder | B12 | 200 | 4000 | 0 | 118.11 | 117.21 | 0.01 | 0
2035 | SPP_N_2_SPP_S | SPP_N | SPP_S | Internal | Shoulder | B13 | 600 | 4000 | 0 | 117.22 | 117.21 | 0.01 | 0
2035 | SPP_N_2_SPP_S | SPP_N | SPP_S | Internal | Shoulder | B14 | 900 | 4000 | 829.11 | 113.83 | 113.84 | 0.01 | 0
2035 | SPP_N_2_SPP_S | SPP_N | SPP_S | Internal | Shoulder | B15 | 1203 | 4000 | 0 | 109.84 | 109.83 | 0.01 | 0
2035 | SPP_N_2_SPP_S | SPP_N | SPP_S | Internal | Summer | B1 | 10 | 4000 | 0 | 212.26 | 134.62 | 0.01 | 0
2035 | SPP_N_2_SPP_S | SPP_N | SPP_S | Internal | Summer | B2 | 25 | 4000 | 0 | 213.99 | 196.29 | 0.01 | 0
2035 | SPP_N_2_SPP_S | SPP_N | SPP_S | Internal | Summer | B3 | 75 | 4000 | 0 | 213.99 | 197.98 | 0.01 | 0
2035 | SPP_N_2_SPP_S | SPP_N | SPP_S | Internal | Summer | B4 | 100 | 4000 | 0 | 195.58 | 195.57 | 0.01 | 0
2035 | SPP_N_2_SPP_S | SPP_N | SPP_S | Internal | Summer | B5 | 200 | 4000 | 0 | 153.78 | 145.78 | 0.01 | 0
2035 | SPP_N_2_SPP_S | SPP_N | SPP_S | Internal | Summer | B6 | 300 | 4000 | 1628.46 | 139.6 | 139.61 | 0.01 | 0
2035 | SPP_N_2_SPP_S | SPP_N | SPP_S | Internal | Summer | B7 | 400 | 4000 | 3318.63 | 134.61 | 134.62 | 0.01 | 0
2035 | SPP_N_2_SPP_S | SPP_N | SPP_S | Internal | Summer | B8 | 500 | 4000 | 4000 | 116.6 | 124.82 | 0.01 | 8.21
2035 | SPP_N_2_SPP_S | SPP_N | SPP_S | Internal | Summer | B9 | 800 | 4000 | 495.01 | 116.11 | 116.12 | 0.01 | 0
2035 | SPP_N_2_SPP_S | SPP_N | SPP_S | Internal | Summer | B10 | 1262 | 4000 | 1845 | 115.62 | 115.63 | 0.01 | 0
2035 | SPP_N_2_SPP_S | SPP_N | SPP_S | Internal | Winter | B16 | 25 | 4000 | 854.66 | 121.43 | 121.44 | 0.01 | 0
2035 | SPP_N_2_SPP_S | SPP_N | SPP_S | Internal | Winter | B17 | 100 | 4000 | 101.82 | 120.39 | 120.41 | 0.01 | 0
2035 | SPP_N_2_SPP_S | SPP_N | SPP_S | Internal | Winter | B18 | 400 | 4000 | 49.82 | 120.39 | 120.41 | 0.01 | 0
2035 | SPP_N_2_SPP_S | SPP_N | SPP_S | Internal | Winter | B19 | 700 | 4000 | 1363.33 | 120.39 | 120.41 | 0.01 | 0
2035 | SPP_N_2_SPP_S | SPP_N | SPP_S | Internal | Winter | B20 | 935 | 4000 | 1743.54 | 115.45 | 115.46 | 0.01 | 0
2035 | SPP_S_2_ENT | SPP_S | ENT | Internal | Shoulder | B11 | 25 | 850 | 0 | 133.34 | 136.37 | 5 | 0
2035 | SPP_S_2_ENT | SPP_S | ENT | Internal | Shoulder | B12 | 200 | 850 | 850 | 117.21 | 123.11 | 5 | 0.91
2035 | SPP_S_2_ENT | SPP_S | ENT | Internal | Shoulder | B13 | 600 | 850 | 0 | 117.21 | 121.36 | 5 | 0
2035 | SPP_S_2_ENT | SPP_S | ENT | Internal | Shoulder | B14 | 900 | 850 | 0 | 113.84 | 117.39 | 5 | 0
2035 | SPP_S_2_ENT | SPP_S | ENT | Internal | Shoulder | B15 | 1203 | 850 | 850 | 109.83 | 117.39 | 5 | 2.56
2035 | SPP_S_2_ENT | SPP_S | ENT | Internal | Summer | B1 | 10 | 850 | 850 | 134.62 | 220.76 | 5 | 81.14
2035 | SPP_S_2_ENT | SPP_S | ENT | Internal | Summer | B2 | 25 | 850 | 850 | 196.29 | 218.99 | 5 | 17.7
2035 | SPP_S_2_ENT | SPP_S | ENT | Internal | Summer | B3 | 75 | 850 | 850 | 197.98 | 214.94 | 5 | 11.96
2035 | SPP_S_2_ENT | SPP_S | ENT | Internal | Summer | B4 | 100 | 850 | 0 | 195.57 | 187.58 | 5 | 0
2035 | SPP_S_2_ENT | SPP_S | ENT | Internal | Summer | B5 | 200 | 850 | 154.73 | 145.78 | 150.78 | 5 | 0
2035 | SPP_S_2_ENT | SPP_S | ENT | Internal | Summer | B6 | 300 | 850 | 0 | 139.61 | 134.59 | 5 | 0
2035 | SPP_S_2_ENT | SPP_S | ENT | Internal | Summer | B7 | 400 | 850 | 0 | 134.62 | 134.59 | 5 | 0
2035 | SPP_S_2_ENT | SPP_S | ENT | Internal | Summer | B8 | 500 | 850 | 0 | 124.82 | 122.49 | 5 | 0
2035 | SPP_S_2_ENT | SPP_S | ENT | Internal | Summer | B9 | 800 | 850 | 0 | 116.12 | 115.88 | 5 | 0
2035 | SPP_S_2_ENT | SPP_S | ENT | Internal | Summer | B10 | 1262 | 850 | 0 | 115.63 | 115.88 | 5 | 0
2035 | SPP_S_2_ENT | SPP_S | ENT | Internal | Winter | B16 | 25 | 850 | 850 | 121.44 | 139.98 | 5 | 13.54
2035 | SPP_S_2_ENT | SPP_S | ENT | Internal | Winter | B17 | 100 | 850 | 0 | 120.41 | 125.39 | 5 | 0
2035 | SPP_S_2_ENT | SPP_S | ENT | Internal | Winter | B18 | 400 | 850 | 0 | 120.41 | 125.39 | 5 | 0
2035 | SPP_S_2_ENT | SPP_S | ENT | Internal | Winter | B19 | 700 | 850 | 0 | 120.41 | 120.46 | 5 | 0
2035 | SPP_S_2_ENT | SPP_S | ENT | Internal | Winter | B20 | 935 | 850 | 516.69 | 115.46 | 120.46 | 5 | 0
2035 | SPP_S_2_SPP_N | SPP_S | SPP_N | Internal | Shoulder | B11 | 25 | 640 | 0 | 133.34 | 133.33 | 0.01 | 0
2035 | SPP_S_2_SPP_N | SPP_S | SPP_N | Internal | Shoulder | B12 | 200 | 640 | 640 | 117.21 | 118.11 | 0.01 | 0.89
2035 | SPP_S_2_SPP_N | SPP_S | SPP_N | Internal | Shoulder | B13 | 600 | 640 | 628.24 | 117.21 | 117.22 | 0.01 | 0
2035 | SPP_S_2_SPP_N | SPP_S | SPP_N | Internal | Shoulder | B14 | 900 | 640 | 0 | 113.84 | 113.83 | 0.01 | 0
2035 | SPP_S_2_SPP_N | SPP_S | SPP_N | Internal | Shoulder | B15 | 1203 | 640 | 52.61 | 109.83 | 109.84 | 0.01 | 0
2035 | SPP_S_2_SPP_N | SPP_S | SPP_N | Internal | Summer | B1 | 10 | 640 | 640 | 134.62 | 212.26 | 0.01 | 77.63
2035 | SPP_S_2_SPP_N | SPP_S | SPP_N | Internal | Summer | B2 | 25 | 640 | 640 | 196.29 | 213.99 | 0.01 | 17.69
2035 | SPP_S_2_SPP_N | SPP_S | SPP_N | Internal | Summer | B3 | 75 | 640 | 640 | 197.98 | 213.99 | 0.01 | 16
2035 | SPP_S_2_SPP_N | SPP_S | SPP_N | Internal | Summer | B4 | 100 | 640 | 52.93 | 195.57 | 195.58 | 0.01 | 0
2035 | SPP_S_2_SPP_N | SPP_S | SPP_N | Internal | Summer | B5 | 200 | 640 | 640 | 145.78 | 153.78 | 0.01 | 7.99
2035 | SPP_S_2_SPP_N | SPP_S | SPP_N | Internal | Summer | B6 | 300 | 640 | 0 | 139.61 | 139.6 | 0.01 | 0
2035 | SPP_S_2_SPP_N | SPP_S | SPP_N | Internal | Summer | B7 | 400 | 640 | 0 | 134.62 | 134.61 | 0.01 | 0
2035 | SPP_S_2_SPP_N | SPP_S | SPP_N | Internal | Summer | B8 | 500 | 640 | 0 | 124.82 | 116.6 | 0.01 | 0
2035 | SPP_S_2_SPP_N | SPP_S | SPP_N | Internal | Summer | B9 | 800 | 640 | 0 | 116.12 | 116.11 | 0.01 | 0
2035 | SPP_S_2_SPP_N | SPP_S | SPP_N | Internal | Summer | B10 | 1262 | 640 | 0 | 115.63 | 115.62 | 0.01 | 0
2035 | SPP_S_2_SPP_N | SPP_S | SPP_N | Internal | Winter | B16 | 25 | 640 | 0 | 121.44 | 121.43 | 0.01 | 0
2035 | SPP_S_2_SPP_N | SPP_S | SPP_N | Internal | Winter | B17 | 100 | 640 | 0 | 120.41 | 120.39 | 0.01 | 0
2035 | SPP_S_2_SPP_N | SPP_S | SPP_N | Internal | Winter | B18 | 400 | 640 | 0 | 120.41 | 120.39 | 0.01 | 0
2035 | SPP_S_2_SPP_N | SPP_S | SPP_N | Internal | Winter | B19 | 700 | 640 | 0 | 120.41 | 120.39 | 0.01 | 0
2035 | SPP_S_2_SPP_N | SPP_S | SPP_N | Internal | Winter | B20 | 935 | 640 | 0 | 115.46 | 115.45 | 0.01 | 0
2035 | TVA_2_ENT | TVA | ENT | Internal | Shoulder | B11 | 25 | 500 | 0 | 139.32 | 136.37 | 9 | 0
2035 | TVA_2_ENT | TVA | ENT | Internal | Shoulder | B12 | 200 | 500 | 0 | 119.51 | 123.11 | 9 | 0
2035 | TVA_2_ENT | TVA | ENT | Internal | Shoulder | B13 | 600 | 500 | 0 | 118.6 | 121.36 | 9 | 0
2035 | TVA_2_ENT | TVA | ENT | Internal | Shoulder | B14 | 900 | 500 | 0 | 118.6 | 117.39 | 9 | 0
2035 | TVA_2_ENT | TVA | ENT | Internal | Shoulder | B15 | 1203 | 500 | 0 | 118.6 | 117.39 | 9 | 0
2035 | TVA_2_ENT | TVA | ENT | Internal | Summer | B1 | 10 | 500 | 0 | 225.27 | 220.76 | 9 | 0
2035 | TVA_2_ENT | TVA | ENT | Internal | Summer | B2 | 25 | 500 | 0 | 220.95 | 218.99 | 9 | 0
2035 | TVA_2_ENT | TVA | ENT | Internal | Summer | B3 | 75 | 500 | 0 | 216.47 | 214.94 | 9 | 0
2035 | TVA_2_ENT | TVA | ENT | Internal | Summer | B4 | 100 | 500 | 136.02 | 178.58 | 187.58 | 9 | 0
2035 | TVA_2_ENT | TVA | ENT | Internal | Summer | B5 | 200 | 500 | 0 | 142.33 | 150.78 | 9 | 0
2035 | TVA_2_ENT | TVA | ENT | Internal | Summer | B6 | 300 | 500 | 0 | 136.3 | 134.59 | 9 | 0
2035 | TVA_2_ENT | TVA | ENT | Internal | Summer | B7 | 400 | 500 | 500 | 117.33 | 134.59 | 9 | 8.26
2035 | TVA_2_ENT | TVA | ENT | Internal | Summer | B8 | 500 | 500 | 0 | 117.33 | 122.49 | 9 | 0
2035 | TVA_2_ENT | TVA | ENT | Internal | Summer | B9 | 800 | 500 | 0 | 117.33 | 115.88 | 9 | 0
2035 | TVA_2_ENT | TVA | ENT | Internal | Summer | B10 | 1262 | 500 | 0 | 117.33 | 115.88 | 9 | 0
2035 | TVA_2_ENT | TVA | ENT | Internal | Winter | B16 | 25 | 500 | 0 | 142.06 | 139.98 | 9 | 0
2035 | TVA_2_ENT | TVA | ENT | Internal | Winter | B17 | 100 | 500 | 0 | 121.38 | 125.39 | 9 | 0
2035 | TVA_2_ENT | TVA | ENT | Internal | Winter | B18 | 400 | 500 | 0 | 121.38 | 125.39 | 9 | 0
2035 | TVA_2_ENT | TVA | ENT | Internal | Winter | B19 | 700 | 500 | 0 | 121.38 | 120.46 | 9 | 0
2035 | TVA_2_ENT | TVA | ENT | Internal | Winter | B20 | 935 | 500 | 0 | 121.38 | 120.46 | 9 | 0
2035 | TVA_2_MISO_MO-IL | TVA | MISO_MO-IL | Internal | Shoulder | B11 | 25 | 50 | 0 | 139.32 | 133.32 | 9 | 0
2035 | TVA_2_MISO_MO-IL | TVA | MISO_MO-IL | Internal | Shoulder | B12 | 200 | 50 | 0 | 119.51 | 117.14 | 9 | 0
2035 | TVA_2_MISO_MO-IL | TVA | MISO_MO-IL | Internal | Shoulder | B13 | 600 | 50 | 0 | 118.6 | 114.86 | 9 | 0
2035 | TVA_2_MISO_MO-IL | TVA | MISO_MO-IL | Internal | Shoulder | B14 | 900 | 50 | 0 | 118.6 | 114.86 | 9 | 0
2035 | TVA_2_MISO_MO-IL | TVA | MISO_MO-IL | Internal | Shoulder | B15 | 1203 | 50 | 0 | 118.6 | 114.84 | 9 | 0
2035 | TVA_2_MISO_MO-IL | TVA | MISO_MO-IL | Internal | Summer | B1 | 10 | 50 | 0 | 225.27 | 217.26 | 9 | 0
2035 | TVA_2_MISO_MO-IL | TVA | MISO_MO-IL | Internal | Summer | B2 | 25 | 50 | 0 | 220.95 | 212.94 | 9 | 0
2035 | TVA_2_MISO_MO-IL | TVA | MISO_MO-IL | Internal | Summer | B3 | 75 | 50 | 0 | 216.47 | 212.46 | 9 | 0
2035 | TVA_2_MISO_MO-IL | TVA | MISO_MO-IL | Internal | Summer | B4 | 100 | 50 | 50 | 178.58 | 195.58 | 9 | 8
2035 | TVA_2_MISO_MO-IL | TVA | MISO_MO-IL | Internal | Summer | B5 | 200 | 50 | 50 | 142.33 | 158.78 | 9 | 7.46
2035 | TVA_2_MISO_MO-IL | TVA | MISO_MO-IL | Internal | Summer | B6 | 300 | 50 | 0 | 136.3 | 142.59 | 9 | 0
2035 | TVA_2_MISO_MO-IL | TVA | MISO_MO-IL | Internal | Summer | B7 | 400 | 50 | 50 | 117.33 | 131.65 | 9 | 5.32
2035 | TVA_2_MISO_MO-IL | TVA | MISO_MO-IL | Internal | Summer | B8 | 500 | 50 | 0 | 117.33 | 114.49 | 9 | 0
2035 | TVA_2_MISO_MO-IL | TVA | MISO_MO-IL | Internal | Summer | B9 | 800 | 50 | 0 | 117.33 | 113.41 | 9 | 0
2035 | TVA_2_MISO_MO-IL | TVA | MISO_MO-IL | Internal | Summer | B10 | 1262 | 50 | 0 | 117.33 | 113.41 | 9 | 0
2035 | TVA_2_MISO_MO-IL | TVA | MISO_MO-IL | Internal | Winter | B16 | 25 | 50 | 0 | 142.06 | 134.05 | 9 | 0
2035 | TVA_2_MISO_MO-IL | TVA | MISO_MO-IL | Internal | Winter | B17 | 100 | 50 | 0 | 121.38 | 120.01 | 9 | 0
2035 | TVA_2_MISO_MO-IL | TVA | MISO_MO-IL | Internal | Winter | B18 | 400 | 50 | 0 | 121.38 | 118.03 | 9 | 0
2035 | TVA_2_MISO_MO-IL | TVA | MISO_MO-IL | Internal | Winter | B19 | 700 | 50 | 0 | 121.38 | 117.88 | 9 | 0
2035 | TVA_2_MISO_MO-IL | TVA | MISO_MO-IL | Internal | Winter | B20 | 935 | 50 | 0 | 121.38 | 117.88 | 9 | 0
2035 | TVA_2_NonRTO_Midwest | TVA | NonRTO_Midwest | Internal | Shoulder | B11 | 25 | 100 | 0 | 139.32 | 141.31 | 9 | 0
2035 | TVA_2_NonRTO_Midwest | TVA | NonRTO_Midwest | Internal | Shoulder | B12 | 200 | 100 | 0 | 119.51 | 125.12 | 9 | 0
2035 | TVA_2_NonRTO_Midwest | TVA | NonRTO_Midwest | Internal | Shoulder | B13 | 600 | 100 | 0 | 118.6 | 121.68 | 9 | 0
2035 | TVA_2_NonRTO_Midwest | TVA | NonRTO_Midwest | Internal | Shoulder | B14 | 900 | 100 | 0 | 118.6 | 118.54 | 9 | 0
2035 | TVA_2_NonRTO_Midwest | TVA | NonRTO_Midwest | Internal | Shoulder | B15 | 1203 | 100 | 0 | 118.6 | 118.54 | 9 | 0
2035 | TVA_2_NonRTO_Midwest | TVA | NonRTO_Midwest | Internal | Summer | B1 | 10 | 100 | 0 | 225.27 | 219.93 | 9 | 0
2035 | TVA_2_NonRTO_Midwest | TVA | NonRTO_Midwest | Internal | Summer | B2 | 25 | 100 | 0 | 220.95 | 219.93 | 9 | 0
2035 | TVA_2_NonRTO_Midwest | TVA | NonRTO_Midwest | Internal | Summer | B3 | 75 | 100 | 0 | 216.47 | 216.44 | 9 | 0
2035 | TVA_2_NonRTO_Midwest | TVA | NonRTO_Midwest | Internal | Summer | B4 | 100 | 100 | 100 | 178.58 | 193.56 | 9 | 5.98
2035 | TVA_2_NonRTO_Midwest | TVA | NonRTO_Midwest | Internal | Summer | B5 | 200 | 100 | 100 | 142.33 | 159.37 | 9 | 8.04
2035 | TVA_2_NonRTO_Midwest | TVA | NonRTO_Midwest | Internal | Summer | B6 | 300 | 100 | 0 | 136.3 | 140.47 | 9 | 0
2035 | TVA_2_NonRTO_Midwest | TVA | NonRTO_Midwest | Internal | Summer | B7 | 400 | 100 | 0 | 117.33 | 117.59 | 9 | 0
2035 | TVA_2_NonRTO_Midwest | TVA | NonRTO_Midwest | Internal | Summer | B8 | 500 | 100 | 0 | 117.33 | 117.03 | 9 | 0
2035 | TVA_2_NonRTO_Midwest | TVA | NonRTO_Midwest | Internal | Summer | B9 | 800 | 100 | 0 | 117.33 | 117.03 | 9 | 0
2035 | TVA_2_NonRTO_Midwest | TVA | NonRTO_Midwest | Internal | Summer | B10 | 1262 | 100 | 0 | 117.33 | 117.03 | 9 | 0
2035 | TVA_2_NonRTO_Midwest | TVA | NonRTO_Midwest | Internal | Winter | B16 | 25 | 100 | 0 | 142.06 | 142.06 | 9 | 0
2035 | TVA_2_NonRTO_Midwest | TVA | NonRTO_Midwest | Internal | Winter | B17 | 100 | 100 | 0 | 121.38 | 128 | 9 | 0
2035 | TVA_2_NonRTO_Midwest | TVA | NonRTO_Midwest | Internal | Winter | B18 | 400 | 100 | 0 | 121.38 | 126.01 | 9 | 0
2035 | TVA_2_NonRTO_Midwest | TVA | NonRTO_Midwest | Internal | Winter | B19 | 700 | 100 | 0 | 121.38 | 121.86 | 9 | 0
2035 | TVA_2_NonRTO_Midwest | TVA | NonRTO_Midwest | Internal | Winter | B20 | 935 | 100 | 0 | 121.38 | 121.86 | 9 | 0
2035 | TVA_2_PJM_ROR | TVA | PJM_ROR | Internal | Shoulder | B11 | 25 | 500 | 0 | 139.32 | 133.31 | 9 | 0
2035 | TVA_2_PJM_ROR | TVA | PJM_ROR | Internal | Shoulder | B12 | 200 | 500 | 0 | 119.51 | 127.54 | 9 | 0
2035 | TVA_2_PJM_ROR | TVA | PJM_ROR | Internal | Shoulder | B13 | 600 | 500 | 0 | 118.6 | 116.86 | 9 | 0
2035 | TVA_2_PJM_ROR | TVA | PJM_ROR | Internal | Shoulder | B14 | 900 | 500 | 0 | 118.6 | 116.31 | 9 | 0
2035 | TVA_2_PJM_ROR | TVA | PJM_ROR | Internal | Shoulder | B15 | 1203 | 500 | 0 | 118.6 | 114.79 | 9 | 0
2035 | TVA_2_PJM_ROR | TVA | PJM_ROR | Internal | Summer | B1 | 10 | 500 | 0 | 225.27 | 215.26 | 9 | 0
2035 | TVA_2_PJM_ROR | TVA | PJM_ROR | Internal | Summer | B2 | 25 | 500 | 0 | 220.95 | 212.6 | 9 | 0
2035 | TVA_2_PJM_ROR | TVA | PJM_ROR | Internal | Summer | B3 | 75 | 500 | 0 | 216.47 | 210.46 | 9 | 0
2035 | TVA_2_PJM_ROR | TVA | PJM_ROR | Internal | Summer | B4 | 100 | 500 | 128.35 | 178.58 | 187.58 | 9 | 0
2035 | TVA_2_PJM_ROR | TVA | PJM_ROR | Internal | Summer | B5 | 200 | 500 | 500 | 142.33 | 153.38 | 9 | 2.05
2035 | TVA_2_PJM_ROR | TVA | PJM_ROR | Internal | Summer | B6 | 300 | 500 | 0 | 136.3 | 138.3 | 9 | 0
2035 | TVA_2_PJM_ROR | TVA | PJM_ROR | Internal | Summer | B7 | 400 | 500 | 500 | 117.33 | 131.39 | 9 | 5.07
2035 | TVA_2_PJM_ROR | TVA | PJM_ROR | Internal | Summer | B8 | 500 | 500 | 0 | 117.33 | 116.46 | 9 | 0
2035 | TVA_2_PJM_ROR | TVA | PJM_ROR | Internal | Summer | B9 | 800 | 500 | 0 | 117.33 | 113.16 | 9 | 0
2035 | TVA_2_PJM_ROR | TVA | PJM_ROR | Internal | Summer | B10 | 1262 | 500 | 0 | 117.33 | 113.16 | 9 | 0
2035 | TVA_2_PJM_ROR | TVA | PJM_ROR | Internal | Winter | B16 | 25 | 500 | 0 | 142.06 | 137.43 | 9 | 0
2035 | TVA_2_PJM_ROR | TVA | PJM_ROR | Internal | Winter | B17 | 100 | 500 | 500 | 121.38 | 137.01 | 9 | 6.63
2035 | TVA_2_PJM_ROR | TVA | PJM_ROR | Internal | Winter | B18 | 400 | 500 | 0 | 121.38 | 120.03 | 9 | 0
2035 | TVA_2_PJM_ROR | TVA | PJM_ROR | Internal | Winter | B19 | 700 | 500 | 0 | 121.38 | 119.87 | 9 | 0
2035 | TVA_2_PJM_ROR | TVA | PJM_ROR | Internal | Winter | B20 | 935 | 500 | 0 | 121.38 | 118.29 | 9 | 0
2035 | TVA_2_SOCO | TVA | SOCO | Internal | Shoulder | B11 | 25 | 500 | 0 | 139.32 | 138.57 | 9 | 0
2035 | TVA_2_SOCO | TVA | SOCO | Internal | Shoulder | B12 | 200 | 500 | 0 | 119.51 | 126.74 | 9 | 0
2035 | TVA_2_SOCO | TVA | SOCO | Internal | Shoulder | B13 | 600 | 500 | 0 | 118.6 | 119.26 | 9 | 0
2035 | TVA_2_SOCO | TVA | SOCO | Internal | Shoulder | B14 | 900 | 500 | 0 | 118.6 | 119.26 | 9 | 0
2035 | TVA_2_SOCO | TVA | SOCO | Internal | Shoulder | B15 | 1203 | 500 | 0 | 118.6 | 119.26 | 9 | 0
2035 | TVA_2_SOCO | TVA | SOCO | Internal | Summer | B1 | 10 | 500 | 0 | 225.27 | 228.76 | 9 | 0
2035 | TVA_2_SOCO | TVA | SOCO | Internal | Summer | B2 | 25 | 500 | 0 | 220.95 | 226.99 | 9 | 0
2035 | TVA_2_SOCO | TVA | SOCO | Internal | Summer | B3 | 75 | 500 | 0 | 216.47 | 222.94 | 9 | 0
2035 | TVA_2_SOCO | TVA | SOCO | Internal | Summer | B4 | 100 | 500 | 0 | 178.58 | 177.58 | 9 | 0
2035 | TVA_2_SOCO | TVA | SOCO | Internal | Summer | B5 | 200 | 500 | 0 | 142.33 | 150.76 | 9 | 0
2035 | TVA_2_SOCO | TVA | SOCO | Internal | Summer | B6 | 300 | 500 | 0 | 136.3 | 137 | 9 | 0
2035 | TVA_2_SOCO | TVA | SOCO | Internal | Summer | B7 | 400 | 500 | 500 | 117.33 | 133.63 | 9 | 7.3
2035 | TVA_2_SOCO | TVA | SOCO | Internal | Summer | B8 | 500 | 500 | 0 | 117.33 | 125.71 | 9 | 0
2035 | TVA_2_SOCO | TVA | SOCO | Internal | Summer | B9 | 800 | 500 | 0 | 117.33 | 117.93 | 9 | 0
2035 | TVA_2_SOCO | TVA | SOCO | Internal | Summer | B10 | 1262 | 500 | 0 | 117.33 | 117.93 | 9 | 0
2035 | TVA_2_SOCO | TVA | SOCO | Internal | Winter | B16 | 25 | 500 | 0 | 142.06 | 142.05 | 9 | 0
2035 | TVA_2_SOCO | TVA | SOCO | Internal | Winter | B17 | 100 | 500 | 0 | 121.38 | 122.22 | 9 | 0
2035 | TVA_2_SOCO | TVA | SOCO | Internal | Winter | B18 | 400 | 500 | 0 | 121.38 | 122.22 | 9 | 0
2035 | TVA_2_SOCO | TVA | SOCO | Internal | Winter | B19 | 700 | 500 | 0 | 121.38 | 122.22 | 9 | 0
2035 | TVA_2_SOCO | TVA | SOCO | Internal | Winter | B20 | 935 | 500 | 0 | 121.38 | 122.22 | 9 | 0
2035 | TVA_2_VACAR | TVA | VACAR | Internal | Shoulder | B11 | 25 | 150 | 0 | 139.32 | 133.47 | 9 | 0
2035 | TVA_2_VACAR | TVA | VACAR | Internal | Shoulder | B12 | 200 | 150 | 0 | 119.51 | 121.07 | 9 | 0
2035 | TVA_2_VACAR | TVA | VACAR | Internal | Shoulder | B13 | 600 | 150 | 0 | 118.6 | 121.07 | 9 | 0
2035 | TVA_2_VACAR | TVA | VACAR | Internal | Shoulder | B14 | 900 | 150 | 0 | 118.6 | 121.07 | 9 | 0
2035 | TVA_2_VACAR | TVA | VACAR | Internal | Shoulder | B15 | 1203 | 150 | 0 | 118.6 | 120.79 | 9 | 0
2035 | TVA_2_VACAR | TVA | VACAR | Internal | Summer | B1 | 10 | 150 | 0 | 225.27 | 221.76 | 9 | 0
2035 | TVA_2_VACAR | TVA | VACAR | Internal | Summer | B2 | 25 | 150 | 0 | 220.95 | 221.76 | 9 | 0
2035 | TVA_2_VACAR | TVA | VACAR | Internal | Summer | B3 | 75 | 150 | 0 | 216.47 | 215.94 | 9 | 0
2035 | TVA_2_VACAR | TVA | VACAR | Internal | Summer | B4 | 100 | 150 | 0 | 178.58 | 161.73 | 9 | 0
2035 | TVA_2_VACAR | TVA | VACAR | Internal | Summer | B5 | 200 | 150 | 0 | 142.33 | 146.38 | 9 | 0
2035 | TVA_2_VACAR | TVA | VACAR | Internal | Summer | B6 | 300 | 150 | 0 | 136.3 | 130 | 9 | 0
2035 | TVA_2_VACAR | TVA | VACAR | Internal | Summer | B7 | 400 | 150 | 0 | 117.33 | 119.96 | 9 | 0
2035 | TVA_2_VACAR | TVA | VACAR | Internal | Summer | B8 | 500 | 150 | 0 | 117.33 | 118.95 | 9 | 0
2035 | TVA_2_VACAR | TVA | VACAR | Internal | Summer | B9 | 800 | 150 | 0 | 117.33 | 118.95 | 9 | 0
2035 | TVA_2_VACAR | TVA | VACAR | Internal | Summer | B10 | 1262 | 150 | 0 | 117.33 | 118.95 | 9 | 0
2035 | TVA_2_VACAR | TVA | VACAR | Internal | Winter | B16 | 25 | 150 | 0 | 142.06 | 135.05 | 9 | 0
2035 | TVA_2_VACAR | TVA | VACAR | Internal | Winter | B17 | 100 | 150 | 0 | 121.38 | 125.9 | 9 | 0
2035 | TVA_2_VACAR | TVA | VACAR | Internal | Winter | B18 | 400 | 150 | 0 | 121.38 | 125.9 | 9 | 0
2035 | TVA_2_VACAR | TVA | VACAR | Internal | Winter | B19 | 700 | 150 | 0 | 121.38 | 125.9 | 9 | 0
2035 | TVA_2_VACAR | TVA | VACAR | Internal | Winter | B20 | 935 | 150 | 0 | 121.38 | 115.33 | 9 | 0
2035 | TVA_Transmission_2_ENT | TVA_Transmission | ENT | Internal | Shoulder | B11 | 25 | 3000 | 0 | 139.31 | 136.37 | 9 | 0
2035 | TVA_Transmission_2_ENT | TVA_Transmission | ENT | Internal | Shoulder | B12 | 200 | 3000 | 0 | 123.03 | 123.11 | 9 | 0
2035 | TVA_Transmission_2_ENT | TVA_Transmission | ENT | Internal | Shoulder | B13 | 600 | 3000 | 0 | 120.24 | 121.36 | 9 | 0
2035 | TVA_Transmission_2_ENT | TVA_Transmission | ENT | Internal | Shoulder | B14 | 900 | 3000 | 0 | 119.89 | 117.39 | 9 | 0
2035 | TVA_Transmission_2_ENT | TVA_Transmission | ENT | Internal | Shoulder | B15 | 1203 | 3000 | 0 | 119.47 | 117.39 | 9 | 0
2035 | TVA_Transmission_2_ENT | TVA_Transmission | ENT | Internal | Summer | B1 | 10 | 3000 | 0 | 225.26 | 220.76 | 9 | 0
2035 | TVA_Transmission_2_ENT | TVA_Transmission | ENT | Internal | Summer | B2 | 25 | 3000 | 0 | 220.94 | 218.99 | 9 | 0
2035 | TVA_Transmission_2_ENT | TVA_Transmission | ENT | Internal | Summer | B3 | 75 | 3000 | 0 | 216.46 | 214.94 | 9 | 0
2035 | TVA_Transmission_2_ENT | TVA_Transmission | ENT | Internal | Summer | B4 | 100 | 3000 | 0 | 186.58 | 187.58 | 9 | 0
2035 | TVA_Transmission_2_ENT | TVA_Transmission | ENT | Internal | Summer | B5 | 200 | 3000 | 0 | 152.37 | 150.78 | 9 | 0
2035 | TVA_Transmission_2_ENT | TVA_Transmission | ENT | Internal | Summer | B6 | 300 | 3000 | 0 | 136.66 | 134.59 | 9 | 0
2035 | TVA_Transmission_2_ENT | TVA_Transmission | ENT | Internal | Summer | B7 | 400 | 3000 | 683.93 | 125.59 | 134.59 | 9 | 0
2035 | TVA_Transmission_2_ENT | TVA_Transmission | ENT | Internal | Summer | B8 | 500 | 3000 | 0 | 119.67 | 122.49 | 9 | 0
2035 | TVA_Transmission_2_ENT | TVA_Transmission | ENT | Internal | Summer | B9 | 800 | 3000 | 0 | 118.12 | 115.88 | 9 | 0
2035 | TVA_Transmission_2_ENT | TVA_Transmission | ENT | Internal | Summer | B10 | 1262 | 3000 | 0 | 118.1 | 115.88 | 9 | 0
2035 | TVA_Transmission_2_ENT | TVA_Transmission | ENT | Internal | Winter | B16 | 25 | 3000 | 0 | 142.05 | 139.98 | 9 | 0
2035 | TVA_Transmission_2_ENT | TVA_Transmission | ENT | Internal | Winter | B17 | 100 | 3000 | 0 | 128.01 | 125.39 | 9 | 0
2035 | TVA_Transmission_2_ENT | TVA_Transmission | ENT | Internal | Winter | B18 | 400 | 3000 | 0 | 123.4 | 125.39 | 9 | 0
2035 | TVA_Transmission_2_ENT | TVA_Transmission | ENT | Internal | Winter | B19 | 700 | 3000 | 0 | 122.91 | 120.46 | 9 | 0
2035 | TVA_Transmission_2_ENT | TVA_Transmission | ENT | Internal | Winter | B20 | 935 | 3000 | 0 | 121.75 | 120.46 | 9 | 0
2035 | TVA_Transmission_2_MISO_MO-IL | TVA_Transmission | MISO_MO-IL | Internal | Shoulder | B11 | 25 | 4000 | 0 | 139.31 | 133.32 | 9 | 0
2035 | TVA_Transmission_2_MISO_MO-IL | TVA_Transmission | MISO_MO-IL | Internal | Shoulder | B12 | 200 | 4000 | 0 | 123.03 | 117.14 | 9 | 0
2035 | TVA_Transmission_2_MISO_MO-IL | TVA_Transmission | MISO_MO-IL | Internal | Shoulder | B13 | 600 | 4000 | 0 | 120.24 | 114.86 | 9 | 0
2035 | TVA_Transmission_2_MISO_MO-IL | TVA_Transmission | MISO_MO-IL | Internal | Shoulder | B14 | 900 | 4000 | 0 | 119.89 | 114.86 | 9 | 0
2035 | TVA_Transmission_2_MISO_MO-IL | TVA_Transmission | MISO_MO-IL | Internal | Shoulder | B15 | 1203 | 4000 | 0 | 119.47 | 114.84 | 9 | 0
2035 | TVA_Transmission_2_MISO_MO-IL | TVA_Transmission | MISO_MO-IL | Internal | Summer | B1 | 10 | 4000 | 0 | 225.26 | 217.26 | 9 | 0
2035 | TVA_Transmission_2_MISO_MO-IL | TVA_Transmission | MISO_MO-IL | Internal | Summer | B2 | 25 | 4000 | 0 | 220.94 | 212.94 | 9 | 0
2035 | TVA_Transmission_2_MISO_MO-IL | TVA_Transmission | MISO_MO-IL | Internal | Summer | B3 | 75 | 4000 | 0 | 216.46 | 212.46 | 9 | 0
2035 | TVA_Transmission_2_MISO_MO-IL | TVA_Transmission | MISO_MO-IL | Internal | Summer | B4 | 100 | 4000 | 900 | 186.58 | 195.58 | 9 | 0
2035 | TVA_Transmission_2_MISO_MO-IL | TVA_Transmission | MISO_MO-IL | Internal | Summer | B5 | 200 | 4000 | 0 | 152.37 | 158.78 | 9 | 0
2035 | TVA_Transmission_2_MISO_MO-IL | TVA_Transmission | MISO_MO-IL | Internal | Summer | B6 | 300 | 4000 | 0 | 136.66 | 142.59 | 9 | 0
2035 | TVA_Transmission_2_MISO_MO-IL | TVA_Transmission | MISO_MO-IL | Internal | Summer | B7 | 400 | 4000 | 0 | 125.59 | 131.65 | 9 | 0
2035 | TVA_Transmission_2_MISO_MO-IL | TVA_Transmission | MISO_MO-IL | Internal | Summer | B8 | 500 | 4000 | 0 | 119.67 | 114.49 | 9 | 0
2035 | TVA_Transmission_2_MISO_MO-IL | TVA_Transmission | MISO_MO-IL | Internal | Summer | B9 | 800 | 4000 | 0 | 118.12 | 113.41 | 9 | 0
2035 | TVA_Transmission_2_MISO_MO-IL | TVA_Transmission | MISO_MO-IL | Internal | Summer | B10 | 1262 | 4000 | 0 | 118.1 | 113.41 | 9 | 0
2035 | TVA_Transmission_2_MISO_MO-IL | TVA_Transmission | MISO_MO-IL | Internal | Winter | B16 | 25 | 4000 | 0 | 142.05 | 134.05 | 9 | 0
2035 | TVA_Transmission_2_MISO_MO-IL | TVA_Transmission | MISO_MO-IL | Internal | Winter | B17 | 100 | 4000 | 0 | 128.01 | 120.01 | 9 | 0
2035 | TVA_Transmission_2_MISO_MO-IL | TVA_Transmission | MISO_MO-IL | Internal | Winter | B18 | 400 | 4000 | 0 | 123.4 | 118.03 | 9 | 0
2035 | TVA_Transmission_2_MISO_MO-IL | TVA_Transmission | MISO_MO-IL | Internal | Winter | B19 | 700 | 4000 | 0 | 122.91 | 117.88 | 9 | 0
2035 | TVA_Transmission_2_MISO_MO-IL | TVA_Transmission | MISO_MO-IL | Internal | Winter | B20 | 935 | 4000 | 0 | 121.75 | 117.88 | 9 | 0
2035 | TVA_Transmission_2_NonRTO_Midwest | TVA_Transmission | NonRTO_Midwest | Internal | Shoulder | B11 | 25 | 700 | 0 | 139.31 | 141.31 | 9 | 0
2035 | TVA_Transmission_2_NonRTO_Midwest | TVA_Transmission | NonRTO_Midwest | Internal | Shoulder | B12 | 200 | 700 | 0 | 123.03 | 125.12 | 9 | 0
2035 | TVA_Transmission_2_NonRTO_Midwest | TVA_Transmission | NonRTO_Midwest | Internal | Shoulder | B13 | 600 | 700 | 0 | 120.24 | 121.68 | 9 | 0
2035 | TVA_Transmission_2_NonRTO_Midwest | TVA_Transmission | NonRTO_Midwest | Internal | Shoulder | B14 | 900 | 700 | 0 | 119.89 | 118.54 | 9 | 0
2035 | TVA_Transmission_2_NonRTO_Midwest | TVA_Transmission | NonRTO_Midwest | Internal | Shoulder | B15 | 1203 | 700 | 0 | 119.47 | 118.54 | 9 | 0
2035 | TVA_Transmission_2_NonRTO_Midwest | TVA_Transmission | NonRTO_Midwest | Internal | Summer | B1 | 10 | 700 | 0 | 225.26 | 219.93 | 9 | 0
2035 | TVA_Transmission_2_NonRTO_Midwest | TVA_Transmission | NonRTO_Midwest | Internal | Summer | B2 | 25 | 700 | 0 | 220.94 | 219.93 | 9 | 0
2035 | TVA_Transmission_2_NonRTO_Midwest | TVA_Transmission | NonRTO_Midwest | Internal | Summer | B3 | 75 | 700 | 0 | 216.46 | 216.44 | 9 | 0
2035 | TVA_Transmission_2_NonRTO_Midwest | TVA_Transmission | NonRTO_Midwest | Internal | Summer | B4 | 100 | 700 | 0 | 186.58 | 193.56 | 9 | 0
2035 | TVA_Transmission_2_NonRTO_Midwest | TVA_Transmission | NonRTO_Midwest | Internal | Summer | B5 | 200 | 700 | 0 | 152.37 | 159.37 | 9 | 0
2035 | TVA_Transmission_2_NonRTO_Midwest | TVA_Transmission | NonRTO_Midwest | Internal | Summer | B6 | 300 | 700 | 0 | 136.66 | 140.47 | 9 | 0
2035 | TVA_Transmission_2_NonRTO_Midwest | TVA_Transmission | NonRTO_Midwest | Internal | Summer | B7 | 400 | 700 | 0 | 125.59 | 117.59 | 9 | 0
2035 | TVA_Transmission_2_NonRTO_Midwest | TVA_Transmission | NonRTO_Midwest | Internal | Summer | B8 | 500 | 700 | 0 | 119.67 | 117.03 | 9 | 0
2035 | TVA_Transmission_2_NonRTO_Midwest | TVA_Transmission | NonRTO_Midwest | Internal | Summer | B9 | 800 | 700 | 0 | 118.12 | 117.03 | 9 | 0
2035 | TVA_Transmission_2_NonRTO_Midwest | TVA_Transmission | NonRTO_Midwest | Internal | Summer | B10 | 1262 | 700 | 0 | 118.1 | 117.03 | 9 | 0
2035 | TVA_Transmission_2_NonRTO_Midwest | TVA_Transmission | NonRTO_Midwest | Internal | Winter | B16 | 25 | 700 | 0 | 142.05 | 142.06 | 9 | 0
2035 | TVA_Transmission_2_NonRTO_Midwest | TVA_Transmission | NonRTO_Midwest | Internal | Winter | B17 | 100 | 700 | 0 | 128.01 | 128 | 9 | 0
2035 | TVA_Transmission_2_NonRTO_Midwest | TVA_Transmission | NonRTO_Midwest | Internal | Winter | B18 | 400 | 700 | 0 | 123.4 | 126.01 | 9 | 0
2035 | TVA_Transmission_2_NonRTO_Midwest | TVA_Transmission | NonRTO_Midwest | Internal | Winter | B19 | 700 | 700 | 0 | 122.91 | 121.86 | 9 | 0
2035 | TVA_Transmission_2_NonRTO_Midwest | TVA_Transmission | NonRTO_Midwest | Internal | Winter | B20 | 935 | 700 | 0 | 121.75 | 121.86 | 9 | 0
2035 | TVA_Transmission_2_PJM_ROR | TVA_Transmission | PJM_ROR | Internal | Shoulder | B11 | 25 | 2000 | 0 | 139.31 | 133.31 | 9 | 0
2035 | TVA_Transmission_2_PJM_ROR | TVA_Transmission | PJM_ROR | Internal | Shoulder | B12 | 200 | 2000 | 0 | 123.03 | 127.54 | 9 | 0
2035 | TVA_Transmission_2_PJM_ROR | TVA_Transmission | PJM_ROR | Internal | Shoulder | B13 | 600 | 2000 | 0 | 120.24 | 116.86 | 9 | 0
2035 | TVA_Transmission_2_PJM_ROR | TVA_Transmission | PJM_ROR | Internal | Shoulder | B14 | 900 | 2000 | 0 | 119.89 | 116.31 | 9 | 0
2035 | TVA_Transmission_2_PJM_ROR | TVA_Transmission | PJM_ROR | Internal | Shoulder | B15 | 1203 | 2000 | 0 | 119.47 | 114.79 | 9 | 0
2035 | TVA_Transmission_2_PJM_ROR | TVA_Transmission | PJM_ROR | Internal | Summer | B1 | 10 | 2000 | 0 | 225.26 | 215.26 | 9 | 0
2035 | TVA_Transmission_2_PJM_ROR | TVA_Transmission | PJM_ROR | Internal | Summer | B2 | 25 | 2000 | 0 | 220.94 | 212.6 | 9 | 0
2035 | TVA_Transmission_2_PJM_ROR | TVA_Transmission | PJM_ROR | Internal | Summer | B3 | 75 | 2000 | 0 | 216.46 | 210.46 | 9 | 0
2035 | TVA_Transmission_2_PJM_ROR | TVA_Transmission | PJM_ROR | Internal | Summer | B4 | 100 | 2000 | 0 | 186.58 | 187.58 | 9 | 0
2035 | TVA_Transmission_2_PJM_ROR | TVA_Transmission | PJM_ROR | Internal | Summer | B5 | 200 | 2000 | 0 | 152.37 | 153.38 | 9 | 0
2035 | TVA_Transmission_2_PJM_ROR | TVA_Transmission | PJM_ROR | Internal | Summer | B6 | 300 | 2000 | 0 | 136.66 | 138.3 | 9 | 0
2035 | TVA_Transmission_2_PJM_ROR | TVA_Transmission | PJM_ROR | Internal | Summer | B7 | 400 | 2000 | 0 | 125.59 | 131.39 | 9 | 0
2035 | TVA_Transmission_2_PJM_ROR | TVA_Transmission | PJM_ROR | Internal | Summer | B8 | 500 | 2000 | 0 | 119.67 | 116.46 | 9 | 0
2035 | TVA_Transmission_2_PJM_ROR | TVA_Transmission | PJM_ROR | Internal | Summer | B9 | 800 | 2000 | 0 | 118.12 | 113.16 | 9 | 0
2035 | TVA_Transmission_2_PJM_ROR | TVA_Transmission | PJM_ROR | Internal | Summer | B10 | 1262 | 2000 | 0 | 118.1 | 113.16 | 9 | 0
2035 | TVA_Transmission_2_PJM_ROR | TVA_Transmission | PJM_ROR | Internal | Winter | B16 | 25 | 2000 | 0 | 142.05 | 137.43 | 9 | 0
2035 | TVA_Transmission_2_PJM_ROR | TVA_Transmission | PJM_ROR | Internal | Winter | B17 | 100 | 2000 | 760.9 | 128.01 | 137.01 | 9 | 0
2035 | TVA_Transmission_2_PJM_ROR | TVA_Transmission | PJM_ROR | Internal | Winter | B18 | 400 | 2000 | 0 | 123.4 | 120.03 | 9 | 0
2035 | TVA_Transmission_2_PJM_ROR | TVA_Transmission | PJM_ROR | Internal | Winter | B19 | 700 | 2000 | 0 | 122.91 | 119.87 | 9 | 0
2035 | TVA_Transmission_2_PJM_ROR | TVA_Transmission | PJM_ROR | Internal | Winter | B20 | 935 | 2000 | 0 | 121.75 | 118.29 | 9 | 0
2035 | TVA_Transmission_2_SOCO | TVA_Transmission | SOCO | Internal | Shoulder | B11 | 25 | 3200 | 0 | 139.31 | 138.57 | 9 | 0
2035 | TVA_Transmission_2_SOCO | TVA_Transmission | SOCO | Internal | Shoulder | B12 | 200 | 3200 | 0 | 123.03 | 126.74 | 9 | 0
2035 | TVA_Transmission_2_SOCO | TVA_Transmission | SOCO | Internal | Shoulder | B13 | 600 | 3200 | 0 | 120.24 | 119.26 | 9 | 0
2035 | TVA_Transmission_2_SOCO | TVA_Transmission | SOCO | Internal | Shoulder | B14 | 900 | 3200 | 0 | 119.89 | 119.26 | 9 | 0
2035 | TVA_Transmission_2_SOCO | TVA_Transmission | SOCO | Internal | Shoulder | B15 | 1203 | 3200 | 0 | 119.47 | 119.26 | 9 | 0
2035 | TVA_Transmission_2_SOCO | TVA_Transmission | SOCO | Internal | Summer | B1 | 10 | 3200 | 0 | 225.26 | 228.76 | 9 | 0
2035 | TVA_Transmission_2_SOCO | TVA_Transmission | SOCO | Internal | Summer | B2 | 25 | 3200 | 0 | 220.94 | 226.99 | 9 | 0
2035 | TVA_Transmission_2_SOCO | TVA_Transmission | SOCO | Internal | Summer | B3 | 75 | 3200 | 0 | 216.46 | 222.94 | 9 | 0
2035 | TVA_Transmission_2_SOCO | TVA_Transmission | SOCO | Internal | Summer | B4 | 100 | 3200 | 0 | 186.58 | 177.58 | 9 | 0
2035 | TVA_Transmission_2_SOCO | TVA_Transmission | SOCO | Internal | Summer | B5 | 200 | 3200 | 0 | 152.37 | 150.76 | 9 | 0
2035 | TVA_Transmission_2_SOCO | TVA_Transmission | SOCO | Internal | Summer | B6 | 300 | 3200 | 0 | 136.66 | 137 | 9 | 0
2035 | TVA_Transmission_2_SOCO | TVA_Transmission | SOCO | Internal | Summer | B7 | 400 | 3200 | 0 | 125.59 | 133.63 | 9 | 0
2035 | TVA_Transmission_2_SOCO | TVA_Transmission | SOCO | Internal | Summer | B8 | 500 | 3200 | 0 | 119.67 | 125.71 | 9 | 0
2035 | TVA_Transmission_2_SOCO | TVA_Transmission | SOCO | Internal | Summer | B9 | 800 | 3200 | 0 | 118.12 | 117.93 | 9 | 0
2035 | TVA_Transmission_2_SOCO | TVA_Transmission | SOCO | Internal | Summer | B10 | 1262 | 3200 | 0 | 118.1 | 117.93 | 9 | 0
2035 | TVA_Transmission_2_SOCO | TVA_Transmission | SOCO | Internal | Winter | B16 | 25 | 3200 | 0 | 142.05 | 142.05 | 9 | 0
2035 | TVA_Transmission_2_SOCO | TVA_Transmission | SOCO | Internal | Winter | B17 | 100 | 3200 | 0 | 128.01 | 122.22 | 9 | 0
2035 | TVA_Transmission_2_SOCO | TVA_Transmission | SOCO | Internal | Winter | B18 | 400 | 3200 | 0 | 123.4 | 122.22 | 9 | 0
2035 | TVA_Transmission_2_SOCO | TVA_Transmission | SOCO | Internal | Winter | B19 | 700 | 3200 | 0 | 122.91 | 122.22 | 9 | 0
2035 | TVA_Transmission_2_SOCO | TVA_Transmission | SOCO | Internal | Winter | B20 | 935 | 3200 | 0 | 121.75 | 122.22 | 9 | 0
2035 | TVA_Transmission_2_TVA | TVA_Transmission | TVA | Internal | Shoulder | B11 | 25 | 99999 | 729.18 | 139.31 | 139.32 | 0.01 | 0
2035 | TVA_Transmission_2_TVA | TVA_Transmission | TVA | Internal | Shoulder | B12 | 200 | 99999 | 0 | 123.03 | 119.51 | 0.01 | 0
2035 | TVA_Transmission_2_TVA | TVA_Transmission | TVA | Internal | Shoulder | B13 | 600 | 99999 | 0 | 120.24 | 118.6 | 0.01 | 0
2035 | TVA_Transmission_2_TVA | TVA_Transmission | TVA | Internal | Shoulder | B14 | 900 | 99999 | 0 | 119.89 | 118.6 | 0.01 | 0
2035 | TVA_Transmission_2_TVA | TVA_Transmission | TVA | Internal | Shoulder | B15 | 1203 | 99999 | 0 | 119.47 | 118.6 | 0.01 | 0
2035 | TVA_Transmission_2_TVA | TVA_Transmission | TVA | Internal | Summer | B1 | 10 | 99999 | 3603.58 | 225.26 | 225.27 | 0.01 | 0
2035 | TVA_Transmission_2_TVA | TVA_Transmission | TVA | Internal | Summer | B2 | 25 | 99999 | 2567.23 | 220.94 | 220.95 | 0.01 | 0
2035 | TVA_Transmission_2_TVA | TVA_Transmission | TVA | Internal | Summer | B3 | 75 | 99999 | 527.04 | 216.46 | 216.47 | 0.01 | 0
2035 | TVA_Transmission_2_TVA | TVA_Transmission | TVA | Internal | Summer | B4 | 100 | 99999 | 0 | 186.58 | 178.58 | 0.01 | 0
2035 | TVA_Transmission_2_TVA | TVA_Transmission | TVA | Internal | Summer | B5 | 200 | 99999 | 0 | 152.37 | 142.33 | 0.01 | 0
2035 | TVA_Transmission_2_TVA | TVA_Transmission | TVA | Internal | Summer | B6 | 300 | 99999 | 0 | 136.66 | 136.3 | 0.01 | 0
2035 | TVA_Transmission_2_TVA | TVA_Transmission | TVA | Internal | Summer | B7 | 400 | 99999 | 0 | 125.59 | 117.33 | 0.01 | 0
2035 | TVA_Transmission_2_TVA | TVA_Transmission | TVA | Internal | Summer | B8 | 500 | 99999 | 0 | 119.67 | 117.33 | 0.01 | 0
2035 | TVA_Transmission_2_TVA | TVA_Transmission | TVA | Internal | Summer | B9 | 800 | 99999 | 0 | 118.12 | 117.33 | 0.01 | 0
2035 | TVA_Transmission_2_TVA | TVA_Transmission | TVA | Internal | Summer | B10 | 1262 | 99999 | 0 | 118.1 | 117.33 | 0.01 | 0
2035 | TVA_Transmission_2_TVA | TVA_Transmission | TVA | Internal | Winter | B16 | 25 | 99999 | 625.58 | 142.05 | 142.06 | 0.01 | 0
2035 | TVA_Transmission_2_TVA | TVA_Transmission | TVA | Internal | Winter | B17 | 100 | 99999 | 0 | 128.01 | 121.38 | 0.01 | 0
2035 | TVA_Transmission_2_TVA | TVA_Transmission | TVA | Internal | Winter | B18 | 400 | 99999 | 0 | 123.4 | 121.38 | 0.01 | 0
2035 | TVA_Transmission_2_TVA | TVA_Transmission | TVA | Internal | Winter | B19 | 700 | 99999 | 0 | 122.91 | 121.38 | 0.01 | 0
2035 | TVA_Transmission_2_TVA | TVA_Transmission | TVA | Internal | Winter | B20 | 935 | 99999 | 0 | 121.75 | 121.38 | 0.01 | 0
2035 | TVA_Transmission_2_VACAR | TVA_Transmission | VACAR | Internal | Shoulder | B11 | 25 | 900 | 0 | 139.31 | 133.47 | 9 | 0
2035 | TVA_Transmission_2_VACAR | TVA_Transmission | VACAR | Internal | Shoulder | B12 | 200 | 900 | 0 | 123.03 | 121.07 | 9 | 0
2035 | TVA_Transmission_2_VACAR | TVA_Transmission | VACAR | Internal | Shoulder | B13 | 600 | 900 | 0 | 120.24 | 121.07 | 9 | 0
2035 | TVA_Transmission_2_VACAR | TVA_Transmission | VACAR | Internal | Shoulder | B14 | 900 | 900 | 0 | 119.89 | 121.07 | 9 | 0
2035 | TVA_Transmission_2_VACAR | TVA_Transmission | VACAR | Internal | Shoulder | B15 | 1203 | 900 | 0 | 119.47 | 120.79 | 9 | 0
2035 | TVA_Transmission_2_VACAR | TVA_Transmission | VACAR | Internal | Summer | B1 | 10 | 900 | 0 | 225.26 | 221.76 | 9 | 0
2035 | TVA_Transmission_2_VACAR | TVA_Transmission | VACAR | Internal | Summer | B2 | 25 | 900 | 0 | 220.94 | 221.76 | 9 | 0
2035 | TVA_Transmission_2_VACAR | TVA_Transmission | VACAR | Internal | Summer | B3 | 75 | 900 | 0 | 216.46 | 215.94 | 9 | 0
2035 | TVA_Transmission_2_VACAR | TVA_Transmission | VACAR | Internal | Summer | B4 | 100 | 900 | 0 | 186.58 | 161.73 | 9 | 0
2035 | TVA_Transmission_2_VACAR | TVA_Transmission | VACAR | Internal | Summer | B5 | 200 | 900 | 0 | 152.37 | 146.38 | 9 | 0
2035 | TVA_Transmission_2_VACAR | TVA_Transmission | VACAR | Internal | Summer | B6 | 300 | 900 | 0 | 136.66 | 130 | 9 | 0
2035 | TVA_Transmission_2_VACAR | TVA_Transmission | VACAR | Internal | Summer | B7 | 400 | 900 | 0 | 125.59 | 119.96 | 9 | 0
2035 | TVA_Transmission_2_VACAR | TVA_Transmission | VACAR | Internal | Summer | B8 | 500 | 900 | 0 | 119.67 | 118.95 | 9 | 0
2035 | TVA_Transmission_2_VACAR | TVA_Transmission | VACAR | Internal | Summer | B9 | 800 | 900 | 0 | 118.12 | 118.95 | 9 | 0
2035 | TVA_Transmission_2_VACAR | TVA_Transmission | VACAR | Internal | Summer | B10 | 1262 | 900 | 0 | 118.1 | 118.95 | 9 | 0
2035 | TVA_Transmission_2_VACAR | TVA_Transmission | VACAR | Internal | Winter | B16 | 25 | 900 | 0 | 142.05 | 135.05 | 9 | 0
2035 | TVA_Transmission_2_VACAR | TVA_Transmission | VACAR | Internal | Winter | B17 | 100 | 900 | 0 | 128.01 | 125.9 | 9 | 0
2035 | TVA_Transmission_2_VACAR | TVA_Transmission | VACAR | Internal | Winter | B18 | 400 | 900 | 0 | 123.4 | 125.9 | 9 | 0
2035 | TVA_Transmission_2_VACAR | TVA_Transmission | VACAR | Internal | Winter | B19 | 700 | 900 | 0 | 122.91 | 125.9 | 9 | 0
2035 | TVA_Transmission_2_VACAR | TVA_Transmission | VACAR | Internal | Winter | B20 | 935 | 900 | 0 | 121.75 | 115.33 | 9 | 0
2035 | VACAR_2_PJM_ROR | VACAR | PJM_ROR | Internal | Shoulder | B11 | 25 | 2000 | 0 | 133.47 | 133.31 | 7 | 0
2035 | VACAR_2_PJM_ROR | VACAR | PJM_ROR | Internal | Shoulder | B12 | 200 | 2000 | 0 | 121.07 | 127.54 | 7 | 0
2035 | VACAR_2_PJM_ROR | VACAR | PJM_ROR | Internal | Shoulder | B13 | 600 | 2000 | 0 | 121.07 | 116.86 | 7 | 0
2035 | VACAR_2_PJM_ROR | VACAR | PJM_ROR | Internal | Shoulder | B14 | 900 | 2000 | 0 | 121.07 | 116.31 | 7 | 0
2035 | VACAR_2_PJM_ROR | VACAR | PJM_ROR | Internal | Shoulder | B15 | 1203 | 2000 | 0 | 120.79 | 114.79 | 7 | 0
2035 | VACAR_2_PJM_ROR | VACAR | PJM_ROR | Internal | Summer | B1 | 10 | 2000 | 0 | 221.76 | 215.26 | 7 | 0
2035 | VACAR_2_PJM_ROR | VACAR | PJM_ROR | Internal | Summer | B2 | 25 | 2000 | 0 | 221.76 | 212.6 | 7 | 0
2035 | VACAR_2_PJM_ROR | VACAR | PJM_ROR | Internal | Summer | B3 | 75 | 2000 | 0 | 215.94 | 210.46 | 7 | 0
2035 | VACAR_2_PJM_ROR | VACAR | PJM_ROR | Internal | Summer | B4 | 100 | 2000 | 2000 | 161.73 | 187.58 | 7 | 18.85
2035 | VACAR_2_PJM_ROR | VACAR | PJM_ROR | Internal | Summer | B5 | 200 | 2000 | 1251.18 | 146.38 | 153.38 | 7 | 0
2035 | VACAR_2_PJM_ROR | VACAR | PJM_ROR | Internal | Summer | B6 | 300 | 2000 | 2000 | 130 | 138.3 | 7 | 1.29
2035 | VACAR_2_PJM_ROR | VACAR | PJM_ROR | Internal | Summer | B7 | 400 | 2000 | 2000 | 119.96 | 131.39 | 7 | 4.44
2035 | VACAR_2_PJM_ROR | VACAR | PJM_ROR | Internal | Summer | B8 | 500 | 2000 | 0 | 118.95 | 116.46 | 7 | 0
2035 | VACAR_2_PJM_ROR | VACAR | PJM_ROR | Internal | Summer | B9 | 800 | 2000 | 0 | 118.95 | 113.16 | 7 | 0
2035 | VACAR_2_PJM_ROR | VACAR | PJM_ROR | Internal | Summer | B10 | 1262 | 2000 | 0 | 118.95 | 113.16 | 7 | 0
2035 | VACAR_2_PJM_ROR | VACAR | PJM_ROR | Internal | Winter | B16 | 25 | 2000 | 0 | 135.05 | 137.43 | 7 | 0
2035 | VACAR_2_PJM_ROR | VACAR | PJM_ROR | Internal | Winter | B17 | 100 | 2000 | 2000 | 125.9 | 137.01 | 7 | 4.11
2035 | VACAR_2_PJM_ROR | VACAR | PJM_ROR | Internal | Winter | B18 | 400 | 2000 | 0 | 125.9 | 120.03 | 7 | 0
2035 | VACAR_2_PJM_ROR | VACAR | PJM_ROR | Internal | Winter | B19 | 700 | 2000 | 0 | 125.9 | 119.87 | 7 | 0
2035 | VACAR_2_PJM_ROR | VACAR | PJM_ROR | Internal | Winter | B20 | 935 | 2000 | 0 | 115.33 | 118.29 | 7 | 0
2035 | VACAR_2_SOCO | VACAR | SOCO | Internal | Shoulder | B11 | 25 | 3000 | 0 | 133.47 | 138.57 | 7 | 0
2035 | VACAR_2_SOCO | VACAR | SOCO | Internal | Shoulder | B12 | 200 | 3000 | 0 | 121.07 | 126.74 | 7 | 0
2035 | VACAR_2_SOCO | VACAR | SOCO | Internal | Shoulder | B13 | 600 | 3000 | 0 | 121.07 | 119.26 | 7 | 0
2035 | VACAR_2_SOCO | VACAR | SOCO | Internal | Shoulder | B14 | 900 | 3000 | 0 | 121.07 | 119.26 | 7 | 0
2035 | VACAR_2_SOCO | VACAR | SOCO | Internal | Shoulder | B15 | 1203 | 3000 | 0 | 120.79 | 119.26 | 7 | 0
2035 | VACAR_2_SOCO | VACAR | SOCO | Internal | Summer | B1 | 10 | 3000 | 1399.34 | 221.76 | 228.76 | 7 | 0
2035 | VACAR_2_SOCO | VACAR | SOCO | Internal | Summer | B2 | 25 | 3000 | 0 | 221.76 | 226.99 | 7 | 0
2035 | VACAR_2_SOCO | VACAR | SOCO | Internal | Summer | B3 | 75 | 3000 | 2121.08 | 215.94 | 222.94 | 7 | 0
2035 | VACAR_2_SOCO | VACAR | SOCO | Internal | Summer | B4 | 100 | 3000 | 3000 | 161.73 | 177.58 | 7 | 8.85
2035 | VACAR_2_SOCO | VACAR | SOCO | Internal | Summer | B5 | 200 | 3000 | 0 | 146.38 | 150.76 | 7 | 0
2035 | VACAR_2_SOCO | VACAR | SOCO | Internal | Summer | B6 | 300 | 3000 | 123.86 | 130 | 137 | 7 | 0
2035 | VACAR_2_SOCO | VACAR | SOCO | Internal | Summer | B7 | 400 | 3000 | 3000 | 119.96 | 133.63 | 7 | 6.67
2035 | VACAR_2_SOCO | VACAR | SOCO | Internal | Summer | B8 | 500 | 3000 | 0 | 118.95 | 125.71 | 7 | 0
2035 | VACAR_2_SOCO | VACAR | SOCO | Internal | Summer | B9 | 800 | 3000 | 0 | 118.95 | 117.93 | 7 | 0
2035 | VACAR_2_SOCO | VACAR | SOCO | Internal | Summer | B10 | 1262 | 3000 | 0 | 118.95 | 117.93 | 7 | 0
2035 | VACAR_2_SOCO | VACAR | SOCO | Internal | Winter | B16 | 25 | 3000 | 242.44 | 135.05 | 142.05 | 7 | 0
2035 | VACAR_2_SOCO | VACAR | SOCO | Internal | Winter | B17 | 100 | 3000 | 0 | 125.9 | 122.22 | 7 | 0
2035 | VACAR_2_SOCO | VACAR | SOCO | Internal | Winter | B18 | 400 | 3000 | 0 | 125.9 | 122.22 | 7 | 0
2035 | VACAR_2_SOCO | VACAR | SOCO | Internal | Winter | B19 | 700 | 3000 | 0 | 125.9 | 122.22 | 7 | 0
2035 | VACAR_2_SOCO | VACAR | SOCO | Internal | Winter | B20 | 935 | 3000 | 0 | 115.33 | 122.22 | 7 | 0
2035 | VACAR_2_TVA_Transmission | VACAR | TVA_Transmission | Internal | Shoulder | B11 | 25 | 900 | 0 | 133.47 | 139.31 | 7 | 0
2035 | VACAR_2_TVA_Transmission | VACAR | TVA_Transmission | Internal | Shoulder | B12 | 200 | 900 | 0 | 121.07 | 123.03 | 7 | 0
2035 | VACAR_2_TVA_Transmission | VACAR | TVA_Transmission | Internal | Shoulder | B13 | 600 | 900 | 0 | 121.07 | 120.24 | 7 | 0
2035 | VACAR_2_TVA_Transmission | VACAR | TVA_Transmission | Internal | Shoulder | B14 | 900 | 900 | 0 | 121.07 | 119.89 | 7 | 0
2035 | VACAR_2_TVA_Transmission | VACAR | TVA_Transmission | Internal | Shoulder | B15 | 1203 | 900 | 0 | 120.79 | 119.47 | 7 | 0
2035 | VACAR_2_TVA_Transmission | VACAR | TVA_Transmission | Internal | Summer | B1 | 10 | 900 | 0 | 221.76 | 225.26 | 7 | 0
2035 | VACAR_2_TVA_Transmission | VACAR | TVA_Transmission | Internal | Summer | B2 | 25 | 900 | 0 | 221.76 | 220.94 | 7 | 0
2035 | VACAR_2_TVA_Transmission | VACAR | TVA_Transmission | Internal | Summer | B3 | 75 | 900 | 0 | 215.94 | 216.46 | 7 | 0
2035 | VACAR_2_TVA_Transmission | VACAR | TVA_Transmission | Internal | Summer | B4 | 100 | 900 | 900 | 161.73 | 186.58 | 7 | 17.85
2035 | VACAR_2_TVA_Transmission | VACAR | TVA_Transmission | Internal | Summer | B5 | 200 | 900 | 0 | 146.38 | 152.37 | 7 | 0
2035 | VACAR_2_TVA_Transmission | VACAR | TVA_Transmission | Internal | Summer | B6 | 300 | 900 | 0 | 130 | 136.66 | 7 | 0
2035 | VACAR_2_TVA_Transmission | VACAR | TVA_Transmission | Internal | Summer | B7 | 400 | 900 | 0 | 119.96 | 125.59 | 7 | 0
2035 | VACAR_2_TVA_Transmission | VACAR | TVA_Transmission | Internal | Summer | B8 | 500 | 900 | 0 | 118.95 | 119.67 | 7 | 0
2035 | VACAR_2_TVA_Transmission | VACAR | TVA_Transmission | Internal | Summer | B9 | 800 | 900 | 0 | 118.95 | 118.12 | 7 | 0
2035 | VACAR_2_TVA_Transmission | VACAR | TVA_Transmission | Internal | Summer | B10 | 1262 | 900 | 0 | 118.95 | 118.1 | 7 | 0
2035 | VACAR_2_TVA_Transmission | VACAR | TVA_Transmission | Internal | Winter | B16 | 25 | 900 | 22.18 | 135.05 | 142.05 | 7 | 0
2035 | VACAR_2_TVA_Transmission | VACAR | TVA_Transmission | Internal | Winter | B17 | 100 | 900 | 0 | 125.9 | 128.01 | 7 | 0
2035 | VACAR_2_TVA_Transmission | VACAR | TVA_Transmission | Internal | Winter | B18 | 400 | 900 | 0 | 125.9 | 123.4 | 7 | 0
2035 | VACAR_2_TVA_Transmission | VACAR | TVA_Transmission | Internal | Winter | B19 | 700 | 900 | 0 | 125.9 | 122.91 | 7 | 0
2035 | VACAR_2_TVA_Transmission | VACAR | TVA_Transmission | Internal | Winter | B20 | 935 | 900 | 0 | 115.33 | 121.75 | 7 | 0
2040 | ENT_2_MISO_MO-IL | ENT | MISO_MO-IL | Internal | Shoulder | B11 | 25 | 2260 | 0 | 171.95 | 157.07 | 8 | 0
2040 | ENT_2_MISO_MO-IL | ENT | MISO_MO-IL | Internal | Shoulder | B12 | 200 | 2260 | 0 | 156.63 | 153.9 | 8 | 0
2040 | ENT_2_MISO_MO-IL | ENT | MISO_MO-IL | Internal | Shoulder | B13 | 600 | 2260 | 0 | 156.63 | 153.87 | 8 | 0
2040 | ENT_2_MISO_MO-IL | ENT | MISO_MO-IL | Internal | Shoulder | B14 | 900 | 2260 | 0 | 156.63 | 151.83 | 8 | 0
2040 | ENT_2_MISO_MO-IL | ENT | MISO_MO-IL | Internal | Shoulder | B15 | 1203 | 2260 | 0 | 147.02 | 146.94 | 8 | 0
2040 | ENT_2_MISO_MO-IL | ENT | MISO_MO-IL | Internal | Summer | B1 | 10 | 2260 | 0 | 290.98 | 284.23 | 8 | 0
2040 | ENT_2_MISO_MO-IL | ENT | MISO_MO-IL | Internal | Summer | B2 | 25 | 2260 | 0 | 290.98 | 283.01 | 8 | 0
2040 | ENT_2_MISO_MO-IL | ENT | MISO_MO-IL | Internal | Summer | B3 | 75 | 2260 | 0 | 268.83 | 260.83 | 8 | 0
2040 | ENT_2_MISO_MO-IL | ENT | MISO_MO-IL | Internal | Summer | B4 | 100 | 2260 | 0 | 198.67 | 190.67 | 8 | 0
2040 | ENT_2_MISO_MO-IL | ENT | MISO_MO-IL | Internal | Summer | B5 | 200 | 2260 | 0 | 180.56 | 178.86 | 8 | 0
2040 | ENT_2_MISO_MO-IL | ENT | MISO_MO-IL | Internal | Summer | B6 | 300 | 2260 | 0 | 178.74 | 170.74 | 8 | 0
2040 | ENT_2_MISO_MO-IL | ENT | MISO_MO-IL | Internal | Summer | B7 | 400 | 2260 | 0 | 161.76 | 153.53 | 8 | 0
2040 | ENT_2_MISO_MO-IL | ENT | MISO_MO-IL | Internal | Summer | B8 | 500 | 2260 | 0 | 154.98 | 152.28 | 8 | 0
2040 | ENT_2_MISO_MO-IL | ENT | MISO_MO-IL | Internal | Summer | B9 | 800 | 2260 | 0 | 154.98 | 152.28 | 8 | 0
2040 | ENT_2_MISO_MO-IL | ENT | MISO_MO-IL | Internal | Summer | B10 | 1262 | 2260 | 0 | 142.31 | 135.04 | 8 | 0
2040 | ENT_2_MISO_MO-IL | ENT | MISO_MO-IL | Internal | Winter | B16 | 25 | 2260 | 0 | 165.29 | 157.29 | 8 | 0
2040 | ENT_2_MISO_MO-IL | ENT | MISO_MO-IL | Internal | Winter | B17 | 100 | 2260 | 0 | 160.17 | 157.27 | 8 | 0
2040 | ENT_2_MISO_MO-IL | ENT | MISO_MO-IL | Internal | Winter | B18 | 400 | 2260 | 0 | 160.17 | 156.18 | 8 | 0
2040 | ENT_2_MISO_MO-IL | ENT | MISO_MO-IL | Internal | Winter | B19 | 700 | 2260 | 0 | 160.17 | 155.78 | 8 | 0
2040 | ENT_2_MISO_MO-IL | ENT | MISO_MO-IL | Internal | Winter | B20 | 935 | 2260 | 0 | 143.03 | 143.03 | 8 | 0
2040 | ENT_2_SOCO | ENT | SOCO | Internal | Shoulder | B11 | 25 | 2000 | 1569.28 | 171.95 | 179.95 | 8 | 0
2040 | ENT_2_SOCO | ENT | SOCO | Internal | Shoulder | B12 | 200 | 2000 | 0 | 156.63 | 158.72 | 8 | 0
2040 | ENT_2_SOCO | ENT | SOCO | Internal | Shoulder | B13 | 600 | 2000 | 0 | 156.63 | 158.72 | 8 | 0
2040 | ENT_2_SOCO | ENT | SOCO | Internal | Shoulder | B14 | 900 | 2000 | 0 | 156.63 | 158.72 | 8 | 0
2040 | ENT_2_SOCO | ENT | SOCO | Internal | Shoulder | B15 | 1203 | 2000 | 0 | 147.02 | 144.94 | 8 | 0
2040 | ENT_2_SOCO | ENT | SOCO | Internal | Summer | B1 | 10 | 2000 | 680.52 | 290.98 | 298.98 | 8 | 0
2040 | ENT_2_SOCO | ENT | SOCO | Internal | Summer | B2 | 25 | 2000 | 700.48 | 290.98 | 298.98 | 8 | 0
2040 | ENT_2_SOCO | ENT | SOCO | Internal | Summer | B3 | 75 | 2000 | 134.9 | 268.83 | 276.83 | 8 | 0
2040 | ENT_2_SOCO | ENT | SOCO | Internal | Summer | B4 | 100 | 2000 | 0 | 198.67 | 192.67 | 8 | 0
2040 | ENT_2_SOCO | ENT | SOCO | Internal | Summer | B5 | 200 | 2000 | 0 | 180.56 | 183.34 | 8 | 0
2040 | ENT_2_SOCO | ENT | SOCO | Internal | Summer | B6 | 300 | 2000 | 0 | 178.74 | 179.76 | 8 | 0
2040 | ENT_2_SOCO | ENT | SOCO | Internal | Summer | B7 | 400 | 2000 | 653.89 | 161.76 | 169.76 | 8 | 0
2040 | ENT_2_SOCO | ENT | SOCO | Internal | Summer | B8 | 500 | 2000 | 0 | 154.98 | 157.34 | 8 | 0
2040 | ENT_2_SOCO | ENT | SOCO | Internal | Summer | B9 | 800 | 2000 | 0 | 154.98 | 157.34 | 8 | 0
2040 | ENT_2_SOCO | ENT | SOCO | Internal | Summer | B10 | 1262 | 2000 | 0 | 142.31 | 133.04 | 8 | 0
2040 | ENT_2_SOCO | ENT | SOCO | Internal | Winter | B16 | 25 | 2000 | 2000 | 165.29 | 183.12 | 8 | 9.82
2040 | ENT_2_SOCO | ENT | SOCO | Internal | Winter | B17 | 100 | 2000 | 0 | 160.17 | 161.97 | 8 | 0
2040 | ENT_2_SOCO | ENT | SOCO | Internal | Winter | B18 | 400 | 2000 | 0 | 160.17 | 161.97 | 8 | 0
2040 | ENT_2_SOCO | ENT | SOCO | Internal | Winter | B19 | 700 | 2000 | 0 | 160.17 | 161.97 | 8 | 0
2040 | ENT_2_SOCO | ENT | SOCO | Internal | Winter | B20 | 935 | 2000 | 0 | 143.03 | 141.24 | 8 | 0
2040 | ENT_2_SPP_N | ENT | SPP_N | Internal | Shoulder | B11 | 25 | 1300 | 0 | 171.95 | 164.08 | 8 | 0
2040 | ENT_2_SPP_N | ENT | SPP_N | Internal | Shoulder | B12 | 200 | 1300 | 0 | 156.63 | 156.44 | 8 | 0
2040 | ENT_2_SPP_N | ENT | SPP_N | Internal | Shoulder | B13 | 600 | 1300 | 0 | 156.63 | 156.44 | 8 | 0
2040 | ENT_2_SPP_N | ENT | SPP_N | Internal | Shoulder | B14 | 900 | 1300 | 0 | 156.63 | 146.83 | 8 | 0
2040 | ENT_2_SPP_N | ENT | SPP_N | Internal | Shoulder | B15 | 1203 | 1300 | 0 | 147.02 | 83.1 | 8 | 0
2040 | ENT_2_SPP_N | ENT | SPP_N | Internal | Summer | B1 | 10 | 1300 | 0 | 290.98 | 279.23 | 8 | 0
2040 | ENT_2_SPP_N | ENT | SPP_N | Internal | Summer | B2 | 25 | 1300 | 0 | 290.98 | 285.98 | 8 | 0
2040 | ENT_2_SPP_N | ENT | SPP_N | Internal | Summer | B3 | 75 | 1300 | 0 | 268.83 | 268.83 | 8 | 0
2040 | ENT_2_SPP_N | ENT | SPP_N | Internal | Summer | B4 | 100 | 1300 | 0 | 198.67 | 193.93 | 8 | 0
2040 | ENT_2_SPP_N | ENT | SPP_N | Internal | Summer | B5 | 200 | 1300 | 0 | 180.56 | 186.86 | 8 | 0
2040 | ENT_2_SPP_N | ENT | SPP_N | Internal | Summer | B6 | 300 | 1300 | 0 | 178.74 | 178.74 | 8 | 0
2040 | ENT_2_SPP_N | ENT | SPP_N | Internal | Summer | B7 | 400 | 1300 | 0 | 161.76 | 160.54 | 8 | 0
2040 | ENT_2_SPP_N | ENT | SPP_N | Internal | Summer | B8 | 500 | 1300 | 0 | 154.98 | 155.86 | 8 | 0
2040 | ENT_2_SPP_N | ENT | SPP_N | Internal | Summer | B9 | 800 | 1300 | 0 | 154.98 | 154.73 | 8 | 0
2040 | ENT_2_SPP_N | ENT | SPP_N | Internal | Summer | B10 | 1262 | 1300 | 0 | 142.31 | 130.04 | 8 | 0
2040 | ENT_2_SPP_N | ENT | SPP_N | Internal | Winter | B16 | 25 | 1300 | 0 | 165.29 | 160.01 | 8 | 0
2040 | ENT_2_SPP_N | ENT | SPP_N | Internal | Winter | B17 | 100 | 1300 | 0 | 160.17 | 155.17 | 8 | 0
2040 | ENT_2_SPP_N | ENT | SPP_N | Internal | Winter | B18 | 400 | 1300 | 0 | 160.17 | 160.01 | 8 | 0
2040 | ENT_2_SPP_N | ENT | SPP_N | Internal | Winter | B19 | 700 | 1300 | 0 | 160.17 | 155.17 | 8 | 0
2040 | ENT_2_SPP_N | ENT | SPP_N | Internal | Winter | B20 | 935 | 1300 | 0 | 143.03 | 82.33 | 8 | 0
2040 | ENT_2_SPP_S | ENT | SPP_S | Internal | Shoulder | B11 | 25 | 1300 | 0 | 171.95 | 164.09 | 8 | 0
2040 | ENT_2_SPP_S | ENT | SPP_S | Internal | Shoulder | B12 | 200 | 1300 | 0 | 156.63 | 156.45 | 8 | 0
2040 | ENT_2_SPP_S | ENT | SPP_S | Internal | Shoulder | B13 | 600 | 1300 | 0 | 156.63 | 156.45 | 8 | 0
2040 | ENT_2_SPP_S | ENT | SPP_S | Internal | Shoulder | B14 | 900 | 1300 | 0 | 156.63 | 146.81 | 8 | 0
2040 | ENT_2_SPP_S | ENT | SPP_S | Internal | Shoulder | B15 | 1203 | 1300 | 0 | 147.02 | 80.22 | 8 | 0
2040 | ENT_2_SPP_S | ENT | SPP_S | Internal | Summer | B1 | 10 | 1300 | 0 | 290.98 | 180.29 | 8 | 0
2040 | ENT_2_SPP_S | ENT | SPP_S | Internal | Summer | B2 | 25 | 1300 | 0 | 290.98 | 262.33 | 8 | 0
2040 | ENT_2_SPP_S | ENT | SPP_S | Internal | Summer | B3 | 75 | 1300 | 0 | 268.83 | 263.88 | 8 | 0
2040 | ENT_2_SPP_S | ENT | SPP_S | Internal | Summer | B4 | 100 | 1300 | 0 | 198.67 | 193.94 | 8 | 0
2040 | ENT_2_SPP_S | ENT | SPP_S | Internal | Summer | B5 | 200 | 1300 | 0 | 180.56 | 186.88 | 8 | 0
2040 | ENT_2_SPP_S | ENT | SPP_S | Internal | Summer | B6 | 300 | 1300 | 0 | 178.74 | 180.71 | 8 | 0
2040 | ENT_2_SPP_S | ENT | SPP_S | Internal | Summer | B7 | 400 | 1300 | 1300 | 161.76 | 175.49 | 8 | 5.74
2040 | ENT_2_SPP_S | ENT | SPP_S | Internal | Summer | B8 | 500 | 1300 | 0 | 154.98 | 155.87 | 8 | 0
2040 | ENT_2_SPP_S | ENT | SPP_S | Internal | Summer | B9 | 800 | 1300 | 0 | 154.98 | 154.74 | 8 | 0
2040 | ENT_2_SPP_S | ENT | SPP_S | Internal | Summer | B10 | 1262 | 1300 | 0 | 142.31 | 143.67 | 8 | 0
2040 | ENT_2_SPP_S | ENT | SPP_S | Internal | Winter | B16 | 25 | 1300 | 0 | 165.29 | 160.02 | 8 | 0
2040 | ENT_2_SPP_S | ENT | SPP_S | Internal | Winter | B17 | 100 | 1300 | 0 | 160.17 | 155.19 | 8 | 0
2040 | ENT_2_SPP_S | ENT | SPP_S | Internal | Winter | B18 | 400 | 1300 | 0 | 160.17 | 160.02 | 8 | 0
2040 | ENT_2_SPP_S | ENT | SPP_S | Internal | Winter | B19 | 700 | 1300 | 0 | 160.17 | 155.19 | 8 | 0
2040 | ENT_2_SPP_S | ENT | SPP_S | Internal | Winter | B20 | 935 | 1300 | 0 | 143.03 | 82.34 | 8 | 0
2040 | ENT_2_TVA_Transmission | ENT | TVA_Transmission | Internal | Shoulder | B11 | 25 | 2100 | 0 | 171.95 | 165.07 | 8 | 0
2040 | ENT_2_TVA_Transmission | ENT | TVA_Transmission | Internal | Shoulder | B12 | 200 | 2100 | 0 | 156.63 | 159.13 | 8 | 0
2040 | ENT_2_TVA_Transmission | ENT | TVA_Transmission | Internal | Shoulder | B13 | 600 | 2100 | 0 | 156.63 | 158.66 | 8 | 0
2040 | ENT_2_TVA_Transmission | ENT | TVA_Transmission | Internal | Shoulder | B14 | 900 | 2100 | 0 | 156.63 | 158.47 | 8 | 0
2040 | ENT_2_TVA_Transmission | ENT | TVA_Transmission | Internal | Shoulder | B15 | 1203 | 2100 | 0 | 147.02 | 154.94 | 8 | 0
2040 | ENT_2_TVA_Transmission | ENT | TVA_Transmission | Internal | Summer | B1 | 10 | 2100 | 0 | 290.98 | 292.23 | 8 | 0
2040 | ENT_2_TVA_Transmission | ENT | TVA_Transmission | Internal | Summer | B2 | 25 | 2100 | 0 | 290.98 | 291.01 | 8 | 0
2040 | ENT_2_TVA_Transmission | ENT | TVA_Transmission | Internal | Summer | B3 | 75 | 2100 | 0 | 268.83 | 268.83 | 8 | 0
2040 | ENT_2_TVA_Transmission | ENT | TVA_Transmission | Internal | Summer | B4 | 100 | 2100 | 0 | 198.67 | 192.67 | 8 | 0
2040 | ENT_2_TVA_Transmission | ENT | TVA_Transmission | Internal | Summer | B5 | 200 | 2100 | 0 | 180.56 | 183.34 | 8 | 0
2040 | ENT_2_TVA_Transmission | ENT | TVA_Transmission | Internal | Summer | B6 | 300 | 2100 | 0 | 178.74 | 170.76 | 8 | 0
2040 | ENT_2_TVA_Transmission | ENT | TVA_Transmission | Internal | Summer | B7 | 400 | 2100 | 0 | 161.76 | 160.76 | 8 | 0
2040 | ENT_2_TVA_Transmission | ENT | TVA_Transmission | Internal | Summer | B8 | 500 | 2100 | 0 | 154.98 | 157.01 | 8 | 0
2040 | ENT_2_TVA_Transmission | ENT | TVA_Transmission | Internal | Summer | B9 | 800 | 2100 | 0 | 154.98 | 157.05 | 8 | 0
2040 | ENT_2_TVA_Transmission | ENT | TVA_Transmission | Internal | Summer | B10 | 1262 | 2100 | 0 | 142.31 | 143.04 | 8 | 0
2040 | ENT_2_TVA_Transmission | ENT | TVA_Transmission | Internal | Winter | B16 | 25 | 2100 | 0 | 165.29 | 171.55 | 8 | 0
2040 | ENT_2_TVA_Transmission | ENT | TVA_Transmission | Internal | Winter | B17 | 100 | 2100 | 0 | 160.17 | 162.05 | 8 | 0
2040 | ENT_2_TVA_Transmission | ENT | TVA_Transmission | Internal | Winter | B18 | 400 | 2100 | 0 | 160.17 | 161.9 | 8 | 0
2040 | ENT_2_TVA_Transmission | ENT | TVA_Transmission | Internal | Winter | B19 | 700 | 2100 | 0 | 160.17 | 161.74 | 8 | 0
2040 | ENT_2_TVA_Transmission | ENT | TVA_Transmission | Internal | Winter | B20 | 935 | 2100 | 914.95 | 143.03 | 151.03 | 8 | 0
2040 | FRCC_2_SOCO | FRCC | SOCO | Internal | Shoulder | B11 | 25 | 900 | 0 | 189.95 | 179.95 | 8 | 0
2040 | FRCC_2_SOCO | FRCC | SOCO | Internal | Shoulder | B12 | 200 | 900 | 0 | 168.53 | 158.72 | 8 | 0
2040 | FRCC_2_SOCO | FRCC | SOCO | Internal | Shoulder | B13 | 600 | 900 | 0 | 162.96 | 158.72 | 8 | 0
2040 | FRCC_2_SOCO | FRCC | SOCO | Internal | Shoulder | B14 | 900 | 900 | 0 | 162.96 | 158.72 | 8 | 0
2040 | FRCC_2_SOCO | FRCC | SOCO | Internal | Shoulder | B15 | 1203 | 900 | 0 | 139.81 | 144.94 | 8 | 0
2040 | FRCC_2_SOCO | FRCC | SOCO | Internal | Summer | B1 | 10 | 900 | 0 | 299.8 | 298.98 | 8 | 0
2040 | FRCC_2_SOCO | FRCC | SOCO | Internal | Summer | B2 | 25 | 900 | 0 | 299.8 | 298.98 | 8 | 0
2040 | FRCC_2_SOCO | FRCC | SOCO | Internal | Summer | B3 | 75 | 900 | 701.89 | 268.83 | 276.83 | 8 | 0
2040 | FRCC_2_SOCO | FRCC | SOCO | Internal | Summer | B4 | 100 | 900 | 0 | 188.71 | 192.67 | 8 | 0
2040 | FRCC_2_SOCO | FRCC | SOCO | Internal | Summer | B5 | 200 | 900 | 0 | 188.71 | 183.34 | 8 | 0
2040 | FRCC_2_SOCO | FRCC | SOCO | Internal | Summer | B6 | 300 | 900 | 0 | 188.71 | 179.76 | 8 | 0
2040 | FRCC_2_SOCO | FRCC | SOCO | Internal | Summer | B7 | 400 | 900 | 0 | 179.76 | 169.76 | 8 | 0
2040 | FRCC_2_SOCO | FRCC | SOCO | Internal | Summer | B8 | 500 | 900 | 0 | 161.9 | 157.34 | 8 | 0
2040 | FRCC_2_SOCO | FRCC | SOCO | Internal | Summer | B9 | 800 | 900 | 0 | 161.9 | 157.34 | 8 | 0
2040 | FRCC_2_SOCO | FRCC | SOCO | Internal | Summer | B10 | 1262 | 900 | 900 | 110.5 | 133.04 | 8 | 14.54
2040 | FRCC_2_SOCO | FRCC | SOCO | Internal | Winter | B16 | 25 | 900 | 0 | 193.12 | 183.12 | 8 | 0
2040 | FRCC_2_SOCO | FRCC | SOCO | Internal | Winter | B17 | 100 | 900 | 0 | 171.97 | 161.97 | 8 | 0
2040 | FRCC_2_SOCO | FRCC | SOCO | Internal | Winter | B18 | 400 | 900 | 0 | 165.65 | 161.97 | 8 | 0
2040 | FRCC_2_SOCO | FRCC | SOCO | Internal | Winter | B19 | 700 | 900 | 0 | 165.65 | 161.97 | 8 | 0
2040 | FRCC_2_SOCO | FRCC | SOCO | Internal | Winter | B20 | 935 | 900 | 0 | 137.46 | 141.24 | 8 | 0
2040 | HQ_NEISO_2_NEISO | HQ_NEISO | NEISO | Internal | Shoulder | B11 | 25 | 99999 | 3866.9 | 83.41 | 83.42 | 0.01 | 0
2040 | HQ_NEISO_2_NEISO | HQ_NEISO | NEISO | Internal | Shoulder | B12 | 200 | 99999 | 3857.5 | 113.59 | 113.61 | 0.01 | 0
2040 | HQ_NEISO_2_NEISO | HQ_NEISO | NEISO | Internal | Shoulder | B13 | 600 | 99999 | 3820.02 | 87.27 | 87.28 | 0.01 | 0
2040 | HQ_NEISO_2_NEISO | HQ_NEISO | NEISO | Internal | Shoulder | B14 | 900 | 99999 | 3754.63 | 83.41 | 83.42 | 0.01 | 0
2040 | HQ_NEISO_2_NEISO | HQ_NEISO | NEISO | Internal | Shoulder | B15 | 1203 | 99999 | 1797.77 | 83.41 | 83.42 | 0.01 | 0
2040 | HQ_NEISO_2_NEISO | HQ_NEISO | NEISO | Internal | Summer | B1 | 10 | 99999 | 4396.59 | 176.04 | 176.05 | 0.01 | 0
2040 | HQ_NEISO_2_NEISO | HQ_NEISO | NEISO | Internal | Summer | B2 | 25 | 99999 | 4333.83 | 202.73 | 202.74 | 0.01 | 0
2040 | HQ_NEISO_2_NEISO | HQ_NEISO | NEISO | Internal | Summer | B3 | 75 | 99999 | 4208.73 | 192.42 | 192.43 | 0.01 | 0
2040 | HQ_NEISO_2_NEISO | HQ_NEISO | NEISO | Internal | Summer | B4 | 100 | 99999 | 4101.2 | 165.93 | 165.94 | 0.01 | 0
2040 | HQ_NEISO_2_NEISO | HQ_NEISO | NEISO | Internal | Summer | B5 | 200 | 99999 | 4042.71 | 165.93 | 165.94 | 0.01 | 0
2040 | HQ_NEISO_2_NEISO | HQ_NEISO | NEISO | Internal | Summer | B6 | 300 | 99999 | 3976.74 | 165.93 | 165.94 | 0.01 | 0
2040 | HQ_NEISO_2_NEISO | HQ_NEISO | NEISO | Internal | Summer | B7 | 400 | 99999 | 3901.16 | 163.77 | 163.78 | 0.01 | 0
2040 | HQ_NEISO_2_NEISO | HQ_NEISO | NEISO | Internal | Summer | B8 | 500 | 99999 | 3841.73 | 163.73 | 163.74 | 0.01 | 0
2040 | HQ_NEISO_2_NEISO | HQ_NEISO | NEISO | Internal | Summer | B9 | 800 | 99999 | 3768.93 | 142.53 | 142.54 | 0.01 | 0
2040 | HQ_NEISO_2_NEISO | HQ_NEISO | NEISO | Internal | Summer | B10 | 1262 | 99999 | 1472.05 | 142.53 | 142.54 | 0.01 | 0
2040 | HQ_NEISO_2_NEISO | HQ_NEISO | NEISO | Internal | Winter | B16 | 25 | 99999 | 3998.52 | 84.85 | 84.86 | 0.01 | 0
2040 | HQ_NEISO_2_NEISO | HQ_NEISO | NEISO | Internal | Winter | B17 | 100 | 99999 | 3945.76 | 115.51 | 115.52 | 0.01 | 0
2040 | HQ_NEISO_2_NEISO | HQ_NEISO | NEISO | Internal | Winter | B18 | 400 | 99999 | 3905.27 | 84.85 | 84.86 | 0.01 | 0
2040 | HQ_NEISO_2_NEISO | HQ_NEISO | NEISO | Internal | Winter | B19 | 700 | 99999 | 3829.95 | 84.85 | 84.86 | 0.01 | 0
2040 | HQ_NEISO_2_NEISO | HQ_NEISO | NEISO | Internal | Winter | B20 | 935 | 99999 | 1964.44 | 84.85 | 84.86 | 0.01 | 0
2040 | HQ_NY_2_NYISO_A-F | HQ_NY | NYISO_A-F | Internal | Shoulder | B11 | 25 | 99999 | 2812.35 | 153.98 | 154 | 0.01 | 0
2040 | HQ_NY_2_NYISO_A-F | HQ_NY | NYISO_A-F | Internal | Shoulder | B12 | 200 | 99999 | 2847.77 | 153.94 | 153.95 | 0.01 | 0
2040 | HQ_NY_2_NYISO_A-F | HQ_NY | NYISO_A-F | Internal | Shoulder | B13 | 600 | 99999 | 2781.92 | 147.52 | 147.53 | 0.01 | 0
2040 | HQ_NY_2_NYISO_A-F | HQ_NY | NYISO_A-F | Internal | Shoulder | B14 | 900 | 99999 | 2673.21 | 146.81 | 146.83 | 0.01 | 0
2040 | HQ_NY_2_NYISO_A-F | HQ_NY | NYISO_A-F | Internal | Shoulder | B15 | 1203 | 99999 | 1582.78 | 146.6 | 146.61 | 0.01 | 0
2040 | HQ_NY_2_NYISO_A-F | HQ_NY | NYISO_A-F | Internal | Summer | B1 | 10 | 99999 | 3500.1 | 173.04 | 173.05 | 0.01 | 0
2040 | HQ_NY_2_NYISO_A-F | HQ_NY | NYISO_A-F | Internal | Summer | B2 | 25 | 99999 | 3406.71 | 199.73 | 199.74 | 0.01 | 0
2040 | HQ_NY_2_NYISO_A-F | HQ_NY | NYISO_A-F | Internal | Summer | B3 | 75 | 99999 | 3266.7 | 206.99 | 207.01 | 0.01 | 0
2040 | HQ_NY_2_NYISO_A-F | HQ_NY | NYISO_A-F | Internal | Summer | B4 | 100 | 99999 | 3116.37 | 190.49 | 190.5 | 0.01 | 0
2040 | HQ_NY_2_NYISO_A-F | HQ_NY | NYISO_A-F | Internal | Summer | B5 | 200 | 99999 | 3025.59 | 174.84 | 174.86 | 0.01 | 0
2040 | HQ_NY_2_NYISO_A-F | HQ_NY | NYISO_A-F | Internal | Summer | B6 | 300 | 99999 | 2934.96 | 169.75 | 169.77 | 0.01 | 0
2040 | HQ_NY_2_NYISO_A-F | HQ_NY | NYISO_A-F | Internal | Summer | B7 | 400 | 99999 | 2830.84 | 160.76 | 160.77 | 0.01 | 0
2040 | HQ_NY_2_NYISO_A-F | HQ_NY | NYISO_A-F | Internal | Summer | B8 | 500 | 99999 | 2760.34 | 158.06 | 158.07 | 0.01 | 0
2040 | HQ_NY_2_NYISO_A-F | HQ_NY | NYISO_A-F | Internal | Summer | B9 | 800 | 99999 | 2664.8 | 145.52 | 145.53 | 0.01 | 0
2040 | HQ_NY_2_NYISO_A-F | HQ_NY | NYISO_A-F | Internal | Summer | B10 | 1262 | 99999 | 1436.41 | 145.52 | 145.53 | 0.01 | 0
2040 | HQ_NY_2_NYISO_A-F | HQ_NY | NYISO_A-F | Internal | Winter | B16 | 25 | 99999 | 3058.97 | 149.76 | 149.77 | 0.01 | 0
2040 | HQ_NY_2_NYISO_A-F | HQ_NY | NYISO_A-F | Internal | Winter | B17 | 100 | 99999 | 3001.2 | 149.76 | 149.77 | 0.01 | 0
2040 | HQ_NY_2_NYISO_A-F | HQ_NY | NYISO_A-F | Internal | Winter | B18 | 400 | 99999 | 2934.79 | 147.37 | 147.38 | 0.01 | 0
2040 | HQ_NY_2_NYISO_A-F | HQ_NY | NYISO_A-F | Internal | Winter | B19 | 700 | 99999 | 2819.16 | 147.37 | 147.38 | 0.01 | 0
2040 | HQ_NY_2_NYISO_A-F | HQ_NY | NYISO_A-F | Internal | Winter | B20 | 935 | 99999 | 1763.06 | 147.37 | 147.38 | 0.01 | 0
2040 | HQ_IESO_2_IESO | HQ_IESO | IESO | Internal | Shoulder | B11 | 25 | 99999 | 467.34 | 146.98 | 147 | 0.01 | 0
2040 | HQ_IESO_2_IESO | HQ_IESO | IESO | Internal | Shoulder | B12 | 200 | 99999 | 469.14 | 146.94 | 146.95 | 0.01 | 0
2040 | HQ_IESO_2_IESO | HQ_IESO | IESO | Internal | Shoulder | B13 | 600 | 99999 | 466.98 | 140.52 | 140.53 | 0.01 | 0
2040 | HQ_IESO_2_IESO | HQ_IESO | IESO | Internal | Shoulder | B14 | 900 | 99999 | 463.03 | 139.81 | 139.83 | 0.01 | 0
2040 | HQ_IESO_2_IESO | HQ_IESO | IESO | Internal | Shoulder | B15 | 1203 | 99999 | 128.65 | 139.81 | 139.83 | 0.01 | 0
2040 | HQ_IESO_2_IESO | HQ_IESO | IESO | Internal | Summer | B1 | 10 | 99999 | 488.01 | 166.04 | 166.05 | 0.01 | 0
2040 | HQ_IESO_2_IESO | HQ_IESO | IESO | Internal | Summer | B2 | 25 | 99999 | 484.21 | 192.73 | 192.74 | 0.01 | 0
2040 | HQ_IESO_2_IESO | HQ_IESO | IESO | Internal | Summer | B3 | 75 | 99999 | 478.77 | 199.99 | 200.01 | 0.01 | 0
2040 | HQ_IESO_2_IESO | HQ_IESO | IESO | Internal | Summer | B4 | 100 | 99999 | 475.28 | 183.65 | 183.67 | 0.01 | 0
2040 | HQ_IESO_2_IESO | HQ_IESO | IESO | Internal | Summer | B5 | 200 | 99999 | 472.65 | 167.84 | 167.86 | 0.01 | 0
2040 | HQ_IESO_2_IESO | HQ_IESO | IESO | Internal | Summer | B6 | 300 | 99999 | 470.5 | 162.75 | 162.77 | 0.01 | 0
2040 | HQ_IESO_2_IESO | HQ_IESO | IESO | Internal | Summer | B7 | 400 | 99999 | 467.8 | 145.76 | 145.77 | 0.01 | 0
2040 | HQ_IESO_2_IESO | HQ_IESO | IESO | Internal | Summer | B8 | 500 | 99999 | 464.83 | 145.18 | 145.19 | 0.01 | 0
2040 | HQ_IESO_2_IESO | HQ_IESO | IESO | Internal | Summer | B9 | 800 | 99999 | 461.6 | 138.52 | 138.53 | 0.01 | 0
2040 | HQ_IESO_2_IESO | HQ_IESO | IESO | Internal | Summer | B10 | 1262 | 99999 | 65.25 | 138.52 | 138.53 | 0.01 | 0
2040 | HQ_IESO_2_IESO | HQ_IESO | IESO | Internal | Winter | B16 | 25 | 99999 | 477.71 | 142.76 | 142.77 | 0.01 | 0
2040 | HQ_IESO_2_IESO | HQ_IESO | IESO | Internal | Winter | B17 | 100 | 99999 | 475.58 | 142.76 | 142.77 | 0.01 | 0
2040 | HQ_IESO_2_IESO | HQ_IESO | IESO | Internal | Winter | B18 | 400 | 99999 | 473.13 | 140.37 | 140.38 | 0.01 | 0
2040 | HQ_IESO_2_IESO | HQ_IESO | IESO | Internal | Winter | B19 | 700 | 99999 | 468.76 | 140.37 | 140.38 | 0.01 | 0
2040 | HQ_IESO_2_IESO | HQ_IESO | IESO | Internal | Winter | B20 | 935 | 99999 | 149.83 | 140.37 | 140.38 | 0.01 | 0
2040 | IESO_2_MAPP_CA | IESO | MAPP_CA | Internal | Shoulder | B11 | 25 | 262 | 262 | 147 | 157.07 | 7 | 3.07
2040 | IESO_2_MAPP_CA | IESO | MAPP_CA | Internal | Shoulder | B12 | 200 | 262 | 0 | 146.95 | 153.87 | 7 | 0
2040 | IESO_2_MAPP_CA | IESO | MAPP_CA | Internal | Shoulder | B13 | 600 | 262 | 262 | 140.53 | 153.85 | 7 | 6.32
2040 | IESO_2_MAPP_CA | IESO | MAPP_CA | Internal | Shoulder | B14 | 900 | 262 | 115.87 | 139.83 | 146.83 | 7 | 0
2040 | IESO_2_MAPP_CA | IESO | MAPP_CA | Internal | Shoulder | B15 | 1203 | 262 | 116.02 | 139.83 | 146.83 | 7 | 0
2040 | IESO_2_MAPP_CA | IESO | MAPP_CA | Internal | Summer | B1 | 10 | 262 | 0 | 166.05 | 172.02 | 7 | 0
2040 | IESO_2_MAPP_CA | IESO | MAPP_CA | Internal | Summer | B2 | 25 | 262 | 0 | 192.74 | 184.74 | 7 | 0
2040 | IESO_2_MAPP_CA | IESO | MAPP_CA | Internal | Summer | B3 | 75 | 262 | 101.73 | 200.01 | 207.01 | 7 | 0
2040 | IESO_2_MAPP_CA | IESO | MAPP_CA | Internal | Summer | B4 | 100 | 262 | 0 | 183.67 | 184.91 | 7 | 0
2040 | IESO_2_MAPP_CA | IESO | MAPP_CA | Internal | Summer | B5 | 200 | 262 | 0 | 167.86 | 172.02 | 7 | 0
2040 | IESO_2_MAPP_CA | IESO | MAPP_CA | Internal | Summer | B6 | 300 | 262 | 262 | 162.77 | 172.02 | 7 | 2.25
2040 | IESO_2_MAPP_CA | IESO | MAPP_CA | Internal | Summer | B7 | 400 | 262 | 262 | 145.77 | 153.53 | 7 | 0.76
2040 | IESO_2_MAPP_CA | IESO | MAPP_CA | Internal | Summer | B8 | 500 | 262 | 0 | 145.19 | 152.18 | 7 | 0
2040 | IESO_2_MAPP_CA | IESO | MAPP_CA | Internal | Summer | B9 | 800 | 262 | 262 | 138.53 | 152.18 | 7 | 6.65
2040 | IESO_2_MAPP_CA | IESO | MAPP_CA | Internal | Summer | B10 | 1262 | 262 | 262 | 138.53 | 152.18 | 7 | 6.65
2040 | IESO_2_MAPP_CA | IESO | MAPP_CA | Internal | Winter | B16 | 25 | 262 | 262 | 142.77 | 155.78 | 7 | 6.01
2040 | IESO_2_MAPP_CA | IESO | MAPP_CA | Internal | Winter | B17 | 100 | 262 | 262 | 142.77 | 155.78 | 7 | 6.01
2040 | IESO_2_MAPP_CA | IESO | MAPP_CA | Internal | Winter | B18 | 400 | 262 | 262 | 140.38 | 155.78 | 7 | 8.4
2040 | IESO_2_MAPP_CA | IESO | MAPP_CA | Internal | Winter | B19 | 700 | 262 | 262 | 140.38 | 155.78 | 7 | 8.4
2040 | IESO_2_MAPP_CA | IESO | MAPP_CA | Internal | Winter | B20 | 935 | 262 | 262 | 140.38 | 155.78 | 7 | 8.4
2040 | IESO_2_MISO_MI | IESO | MISO_MI | Internal | Shoulder | B11 | 25 | 1840 | 879.43 | 147 | 154 | 7 | 0
2040 | IESO_2_MISO_MI | IESO | MISO_MI | Internal | Shoulder | B12 | 200 | 1840 | 1784.05 | 146.95 | 153.95 | 7 | 0
2040 | IESO_2_MISO_MI | IESO | MISO_MI | Internal | Shoulder | B13 | 600 | 1840 | 1840 | 140.53 | 153.95 | 7 | 6.42
2040 | IESO_2_MISO_MI | IESO | MISO_MI | Internal | Shoulder | B14 | 900 | 1840 | 1840 | 139.83 | 153.95 | 7 | 7.12
2040 | IESO_2_MISO_MI | IESO | MISO_MI | Internal | Shoulder | B15 | 1203 | 1840 | 1840 | 139.83 | 153.95 | 7 | 7.12
2040 | IESO_2_MISO_MI | IESO | MISO_MI | Internal | Summer | B1 | 10 | 1840 | 1840 | 166.05 | 284.23 | 7 | 111.18
2040 | IESO_2_MISO_MI | IESO | MISO_MI | Internal | Summer | B2 | 25 | 1840 | 1840 | 192.74 | 283.01 | 7 | 83.27
2040 | IESO_2_MISO_MI | IESO | MISO_MI | Internal | Summer | B3 | 75 | 1840 | 1840 | 200.01 | 260.82 | 7 | 53.81
2040 | IESO_2_MISO_MI | IESO | MISO_MI | Internal | Summer | B4 | 100 | 1840 | 1346.66 | 183.67 | 190.67 | 7 | 0
2040 | IESO_2_MISO_MI | IESO | MISO_MI | Internal | Summer | B5 | 200 | 1840 | 1840 | 167.86 | 178.86 | 7 | 4.01
2040 | IESO_2_MISO_MI | IESO | MISO_MI | Internal | Summer | B6 | 300 | 1840 | 251.61 | 162.77 | 169.77 | 7 | 0
2040 | IESO_2_MISO_MI | IESO | MISO_MI | Internal | Summer | B7 | 400 | 1840 | 566.37 | 145.77 | 152.77 | 7 | 0
2040 | IESO_2_MISO_MI | IESO | MISO_MI | Internal | Summer | B8 | 500 | 1840 | 1840 | 145.19 | 152.3 | 7 | 0.11
2040 | IESO_2_MISO_MI | IESO | MISO_MI | Internal | Summer | B9 | 800 | 1840 | 1840 | 138.53 | 152.3 | 7 | 6.77
2040 | IESO_2_MISO_MI | IESO | MISO_MI | Internal | Summer | B10 | 1262 | 1840 | 1840 | 138.53 | 152.3 | 7 | 6.77
2040 | IESO_2_MISO_MI | IESO | MISO_MI | Internal | Winter | B16 | 25 | 1840 | 1840 | 142.77 | 157.29 | 7 | 7.52
2040 | IESO_2_MISO_MI | IESO | MISO_MI | Internal | Winter | B17 | 100 | 1840 | 1840 | 142.77 | 157.29 | 7 | 7.52
2040 | IESO_2_MISO_MI | IESO | MISO_MI | Internal | Winter | B18 | 400 | 1840 | 1840 | 140.38 | 157.29 | 7 | 9.91
2040 | IESO_2_MISO_MI | IESO | MISO_MI | Internal | Winter | B19 | 700 | 1840 | 1840 | 140.38 | 156.72 | 7 | 9.34
2040 | IESO_2_MISO_MI | IESO | MISO_MI | Internal | Winter | B20 | 935 | 1840 | 1840 | 140.38 | 156.72 | 7 | 9.34
2040 | IESO_2_MISO_W | IESO | MISO_W | Internal | Shoulder | B11 | 25 | 140 | 140 | 147 | 157.08 | 7 | 3.08
2040 | IESO_2_MISO_W | IESO | MISO_W | Internal | Shoulder | B12 | 200 | 140 | 0 | 146.95 | 153.88 | 7 | 0
2040 | IESO_2_MISO_W | IESO | MISO_W | Internal | Shoulder | B13 | 600 | 140 | 140 | 140.53 | 153.86 | 7 | 6.33
2040 | IESO_2_MISO_W | IESO | MISO_W | Internal | Shoulder | B14 | 900 | 140 | 0 | 139.83 | 146.81 | 7 | 0
2040 | IESO_2_MISO_W | IESO | MISO_W | Internal | Shoulder | B15 | 1203 | 140 | 0 | 139.83 | 81.26 | 7 | 0
2040 | IESO_2_MISO_W | IESO | MISO_W | Internal | Summer | B1 | 10 | 140 | 140 | 166.05 | 284.36 | 7 | 111.31
2040 | IESO_2_MISO_W | IESO | MISO_W | Internal | Summer | B2 | 25 | 140 | 140 | 192.74 | 283 | 7 | 83.26
2040 | IESO_2_MISO_W | IESO | MISO_W | Internal | Summer | B3 | 75 | 140 | 140 | 200.01 | 273.83 | 7 | 66.83
2040 | IESO_2_MISO_W | IESO | MISO_W | Internal | Summer | B4 | 100 | 140 | 140 | 183.67 | 198.91 | 7 | 8.25
2040 | IESO_2_MISO_W | IESO | MISO_W | Internal | Summer | B5 | 200 | 140 | 140 | 167.86 | 186.02 | 7 | 11.16
2040 | IESO_2_MISO_W | IESO | MISO_W | Internal | Summer | B6 | 300 | 140 | 140 | 162.77 | 180.32 | 7 | 10.56
2040 | IESO_2_MISO_W | IESO | MISO_W | Internal | Summer | B7 | 400 | 140 | 140 | 145.77 | 153.54 | 7 | 0.78
2040 | IESO_2_MISO_W | IESO | MISO_W | Internal | Summer | B8 | 500 | 140 | 76.93 | 145.19 | 152.19 | 7 | 0
2040 | IESO_2_MISO_W | IESO | MISO_W | Internal | Summer | B9 | 800 | 140 | 140 | 138.53 | 152.19 | 7 | 6.66
2040 | IESO_2_MISO_W | IESO | MISO_W | Internal | Summer | B10 | 1262 | 140 | 0 | 138.53 | 108.79 | 7 | 0
2040 | IESO_2_MISO_W | IESO | MISO_W | Internal | Winter | B16 | 25 | 140 | 0 | 142.77 | 81.26 | 7 | 0
2040 | IESO_2_MISO_W | IESO | MISO_W | Internal | Winter | B17 | 100 | 140 | 0 | 142.77 | 148.17 | 7 | 0
2040 | IESO_2_MISO_W | IESO | MISO_W | Internal | Winter | B18 | 400 | 140 | 140 | 140.38 | 155.77 | 7 | 8.39
2040 | IESO_2_MISO_W | IESO | MISO_W | Internal | Winter | B19 | 700 | 140 | 140 | 140.38 | 155.77 | 7 | 8.39
2040 | IESO_2_MISO_W | IESO | MISO_W | Internal | Winter | B20 | 935 | 140 | 0 | 140.38 | 81.26 | 7 | 0
2040 | IESO_2_NYISO_A-F | IESO | NYISO_A-F | Internal | Shoulder | B11 | 25 | 1725 | 311.48 | 147 | 154 | 7 | 0
2040 | IESO_2_NYISO_A-F | IESO | NYISO_A-F | Internal | Shoulder | B12 | 200 | 1725 | 1196.9 | 146.95 | 153.95 | 7 | 0
2040 | IESO_2_NYISO_A-F | IESO | NYISO_A-F | Internal | Shoulder | B13 | 600 | 1725 | 1183.91 | 140.53 | 147.53 | 7 | 0
2040 | IESO_2_NYISO_A-F | IESO | NYISO_A-F | Internal | Shoulder | B14 | 900 | 1725 | 59.41 | 139.83 | 146.83 | 7 | 0
2040 | IESO_2_NYISO_A-F | IESO | NYISO_A-F | Internal | Shoulder | B15 | 1203 | 1725 | 0 | 139.83 | 146.61 | 7 | 0
2040 | IESO_2_NYISO_A-F | IESO | NYISO_A-F | Internal | Summer | B1 | 10 | 1725 | 1579.07 | 166.05 | 173.05 | 7 | 0
2040 | IESO_2_NYISO_A-F | IESO | NYISO_A-F | Internal | Summer | B2 | 25 | 1725 | 901.72 | 192.74 | 199.74 | 7 | 0
2040 | IESO_2_NYISO_A-F | IESO | NYISO_A-F | Internal | Summer | B3 | 75 | 1725 | 852.62 | 200.01 | 207.01 | 7 | 0
2040 | IESO_2_NYISO_A-F | IESO | NYISO_A-F | Internal | Summer | B4 | 100 | 1725 | 0 | 183.67 | 190.5 | 7 | 0
2040 | IESO_2_NYISO_A-F | IESO | NYISO_A-F | Internal | Summer | B5 | 200 | 1725 | 347.67 | 167.86 | 174.86 | 7 | 0
2040 | IESO_2_NYISO_A-F | IESO | NYISO_A-F | Internal | Summer | B6 | 300 | 1725 | 928.54 | 162.77 | 169.77 | 7 | 0
2040 | IESO_2_NYISO_A-F | IESO | NYISO_A-F | Internal | Summer | B7 | 400 | 1725 | 1725 | 145.77 | 160.77 | 7 | 8
2040 | IESO_2_NYISO_A-F | IESO | NYISO_A-F | Internal | Summer | B8 | 500 | 1725 | 1725 | 145.19 | 158.07 | 7 | 5.87
2040 | IESO_2_NYISO_A-F | IESO | NYISO_A-F | Internal | Summer | B9 | 800 | 1725 | 1198.8 | 138.53 | 145.53 | 7 | 0
2040 | IESO_2_NYISO_A-F | IESO | NYISO_A-F | Internal | Summer | B10 | 1262 | 1725 | 333.75 | 138.53 | 145.53 | 7 | 0
2040 | IESO_2_NYISO_A-F | IESO | NYISO_A-F | Internal | Winter | B16 | 25 | 1725 | 1234.58 | 142.77 | 149.77 | 7 | 0
2040 | IESO_2_NYISO_A-F | IESO | NYISO_A-F | Internal | Winter | B17 | 100 | 1725 | 1334.27 | 142.77 | 149.77 | 7 | 0
2040 | IESO_2_NYISO_A-F | IESO | NYISO_A-F | Internal | Winter | B18 | 400 | 1725 | 1292.8 | 140.38 | 147.38 | 7 | 0
2040 | IESO_2_NYISO_A-F | IESO | NYISO_A-F | Internal | Winter | B19 | 700 | 1725 | 717.35 | 140.38 | 147.38 | 7 | 0
2040 | IESO_2_NYISO_A-F | IESO | NYISO_A-F | Internal | Winter | B20 | 935 | 1725 | 24.43 | 140.38 | 147.38 | 7 | 0
2040 | MAPP_CA_2_IESO | MAPP_CA | IESO | Internal | Shoulder | B11 | 25 | 330 | 0 | 157.07 | 147 | 8 | 0
2040 | MAPP_CA_2_IESO | MAPP_CA | IESO | Internal | Shoulder | B12 | 200 | 330 | 0 | 153.87 | 146.95 | 8 | 0
2040 | MAPP_CA_2_IESO | MAPP_CA | IESO | Internal | Shoulder | B13 | 600 | 330 | 0 | 153.85 | 140.53 | 8 | 0
2040 | MAPP_CA_2_IESO | MAPP_CA | IESO | Internal | Shoulder | B14 | 900 | 330 | 0 | 146.83 | 139.83 | 8 | 0
2040 | MAPP_CA_2_IESO | MAPP_CA | IESO | Internal | Shoulder | B15 | 1203 | 330 | 0 | 146.83 | 139.83 | 8 | 0
2040 | MAPP_CA_2_IESO | MAPP_CA | IESO | Internal | Summer | B1 | 10 | 330 | 0 | 172.02 | 166.05 | 8 | 0
2040 | MAPP_CA_2_IESO | MAPP_CA | IESO | Internal | Summer | B2 | 25 | 330 | 66.61 | 184.74 | 192.74 | 8 | 0
2040 | MAPP_CA_2_IESO | MAPP_CA | IESO | Internal | Summer | B3 | 75 | 330 | 0 | 207.01 | 200.01 | 8 | 0
2040 | MAPP_CA_2_IESO | MAPP_CA | IESO | Internal | Summer | B4 | 100 | 330 | 0 | 184.91 | 183.67 | 8 | 0
2040 | MAPP_CA_2_IESO | MAPP_CA | IESO | Internal | Summer | B5 | 200 | 330 | 0 | 172.02 | 167.86 | 8 | 0
2040 | MAPP_CA_2_IESO | MAPP_CA | IESO | Internal | Summer | B6 | 300 | 330 | 0 | 172.02 | 162.77 | 8 | 0
2040 | MAPP_CA_2_IESO | MAPP_CA | IESO | Internal | Summer | B7 | 400 | 330 | 0 | 153.53 | 145.77 | 8 | 0
2040 | MAPP_CA_2_IESO | MAPP_CA | IESO | Internal | Summer | B8 | 500 | 330 | 0 | 152.18 | 145.19 | 8 | 0
2040 | MAPP_CA_2_IESO | MAPP_CA | IESO | Internal | Summer | B9 | 800 | 330 | 0 | 152.18 | 138.53 | 8 | 0
2040 | MAPP_CA_2_IESO | MAPP_CA | IESO | Internal | Summer | B10 | 1262 | 330 | 0 | 152.18 | 138.53 | 8 | 0
2040 | MAPP_CA_2_IESO | MAPP_CA | IESO | Internal | Winter | B16 | 25 | 330 | 0 | 155.78 | 142.77 | 8 | 0
2040 | MAPP_CA_2_IESO | MAPP_CA | IESO | Internal | Winter | B17 | 100 | 330 | 0 | 155.78 | 142.77 | 8 | 0
2040 | MAPP_CA_2_IESO | MAPP_CA | IESO | Internal | Winter | B18 | 400 | 330 | 0 | 155.78 | 140.38 | 8 | 0
2040 | MAPP_CA_2_IESO | MAPP_CA | IESO | Internal | Winter | B19 | 700 | 330 | 0 | 155.78 | 140.38 | 8 | 0
2040 | MAPP_CA_2_IESO | MAPP_CA | IESO | Internal | Winter | B20 | 935 | 330 | 0 | 155.78 | 140.38 | 8 | 0
2040 | MAPP_CA_2_MAPP_US | MAPP_CA | MAPP_US | Internal | Shoulder | B11 | 25 | 372 | 0 | 157.07 | 150.08 | 7 | 0
2040 | MAPP_CA_2_MAPP_US | MAPP_CA | MAPP_US | Internal | Shoulder | B12 | 200 | 372 | 0 | 153.87 | 146.88 | 7 | 0
2040 | MAPP_CA_2_MAPP_US | MAPP_CA | MAPP_US | Internal | Shoulder | B13 | 600 | 372 | 0 | 153.85 | 146.86 | 7 | 0
2040 | MAPP_CA_2_MAPP_US | MAPP_CA | MAPP_US | Internal | Shoulder | B14 | 900 | 372 | 0 | 146.83 | 139.81 | 7 | 0
2040 | MAPP_CA_2_MAPP_US | MAPP_CA | MAPP_US | Internal | Shoulder | B15 | 1203 | 372 | 0 | 146.83 | 81.26 | 7 | 0
2040 | MAPP_CA_2_MAPP_US | MAPP_CA | MAPP_US | Internal | Summer | B1 | 10 | 372 | 372 | 172.02 | 277.36 | 7 | 98.34
2040 | MAPP_CA_2_MAPP_US | MAPP_CA | MAPP_US | Internal | Summer | B2 | 25 | 372 | 372 | 184.74 | 276 | 7 | 84.26
2040 | MAPP_CA_2_MAPP_US | MAPP_CA | MAPP_US | Internal | Summer | B3 | 75 | 372 | 372 | 207.01 | 266.83 | 7 | 52.83
2040 | MAPP_CA_2_MAPP_US | MAPP_CA | MAPP_US | Internal | Summer | B4 | 100 | 372 | 176.58 | 184.91 | 191.91 | 7 | 0
2040 | MAPP_CA_2_MAPP_US | MAPP_CA | MAPP_US | Internal | Summer | B5 | 200 | 372 | 12.34 | 172.02 | 179.02 | 7 | 0
2040 | MAPP_CA_2_MAPP_US | MAPP_CA | MAPP_US | Internal | Summer | B6 | 300 | 372 | 0 | 172.02 | 173.32 | 7 | 0
2040 | MAPP_CA_2_MAPP_US | MAPP_CA | MAPP_US | Internal | Summer | B7 | 400 | 372 | 0 | 153.53 | 146.54 | 7 | 0
2040 | MAPP_CA_2_MAPP_US | MAPP_CA | MAPP_US | Internal | Summer | B8 | 500 | 372 | 0 | 152.18 | 145.19 | 7 | 0
2040 | MAPP_CA_2_MAPP_US | MAPP_CA | MAPP_US | Internal | Summer | B9 | 800 | 372 | 0 | 152.18 | 145.19 | 7 | 0
2040 | MAPP_CA_2_MAPP_US | MAPP_CA | MAPP_US | Internal | Summer | B10 | 1262 | 372 | 0 | 152.18 | 101.79 | 7 | 0
2040 | MAPP_CA_2_MAPP_US | MAPP_CA | MAPP_US | Internal | Winter | B16 | 25 | 372 | 0 | 155.78 | 81.26 | 7 | 0
2040 | MAPP_CA_2_MAPP_US | MAPP_CA | MAPP_US | Internal | Winter | B17 | 100 | 372 | 0 | 155.78 | 141.17 | 7 | 0
2040 | MAPP_CA_2_MAPP_US | MAPP_CA | MAPP_US | Internal | Winter | B18 | 400 | 372 | 0 | 155.78 | 148.77 | 7 | 0
2040 | MAPP_CA_2_MAPP_US | MAPP_CA | MAPP_US | Internal | Winter | B19 | 700 | 372 | 0 | 155.78 | 148.77 | 7 | 0
2040 | MAPP_CA_2_MAPP_US | MAPP_CA | MAPP_US | Internal | Winter | B20 | 935 | 372 | 0 | 155.78 | 81.26 | 7 | 0
2040 | MAPP_CA_2_MISO_W | MAPP_CA | MISO_W | Internal | Shoulder | B11 | 25 | 2196 | 1909.34 | 157.07 | 157.08 | 0.01 | 0
2040 | MAPP_CA_2_MISO_W | MAPP_CA | MISO_W | Internal | Shoulder | B12 | 200 | 2196 | 933.81 | 153.87 | 153.88 | 0.01 | 0
2040 | MAPP_CA_2_MISO_W | MAPP_CA | MISO_W | Internal | Shoulder | B13 | 600 | 2196 | 1235.07 | 153.85 | 153.86 | 0.01 | 0
2040 | MAPP_CA_2_MISO_W | MAPP_CA | MISO_W | Internal | Shoulder | B14 | 900 | 2196 | 0 | 146.83 | 146.81 | 0.01 | 0
2040 | MAPP_CA_2_MISO_W | MAPP_CA | MISO_W | Internal | Shoulder | B15 | 1203 | 2196 | 0 | 146.83 | 81.26 | 0.01 | 0
2040 | MAPP_CA_2_MISO_W | MAPP_CA | MISO_W | Internal | Summer | B1 | 10 | 2196 | 2196 | 172.02 | 284.36 | 0.01 | 112.33
2040 | MAPP_CA_2_MISO_W | MAPP_CA | MISO_W | Internal | Summer | B2 | 25 | 2196 | 2196 | 184.74 | 283 | 0.01 | 98.25
2040 | MAPP_CA_2_MISO_W | MAPP_CA | MISO_W | Internal | Summer | B3 | 75 | 2196 | 2196 | 207.01 | 273.83 | 0.01 | 66.81
2040 | MAPP_CA_2_MISO_W | MAPP_CA | MISO_W | Internal | Summer | B4 | 100 | 2196 | 2196 | 184.91 | 198.91 | 0.01 | 13.99
2040 | MAPP_CA_2_MISO_W | MAPP_CA | MISO_W | Internal | Summer | B5 | 200 | 2196 | 2196 | 172.02 | 186.02 | 0.01 | 13.99
2040 | MAPP_CA_2_MISO_W | MAPP_CA | MISO_W | Internal | Summer | B6 | 300 | 2196 | 2196 | 172.02 | 180.32 | 0.01 | 8.29
2040 | MAPP_CA_2_MISO_W | MAPP_CA | MISO_W | Internal | Summer | B7 | 400 | 2196 | 1846.87 | 153.53 | 153.54 | 0.01 | 0
2040 | MAPP_CA_2_MISO_W | MAPP_CA | MISO_W | Internal | Summer | B8 | 500 | 2196 | 1485.56 | 152.18 | 152.19 | 0.01 | 0
2040 | MAPP_CA_2_MISO_W | MAPP_CA | MISO_W | Internal | Summer | B9 | 800 | 2196 | 767.43 | 152.18 | 152.19 | 0.01 | 0
2040 | MAPP_CA_2_MISO_W | MAPP_CA | MISO_W | Internal | Summer | B10 | 1262 | 2196 | 0 | 152.18 | 108.79 | 0.01 | 0
2040 | MAPP_CA_2_MISO_W | MAPP_CA | MISO_W | Internal | Winter | B16 | 25 | 2196 | 0 | 155.78 | 81.26 | 0.01 | 0
2040 | MAPP_CA_2_MISO_W | MAPP_CA | MISO_W | Internal | Winter | B17 | 100 | 2196 | 0 | 155.78 | 148.17 | 0.01 | 0
2040 | MAPP_CA_2_MISO_W | MAPP_CA | MISO_W | Internal | Winter | B18 | 400 | 2196 | 0 | 155.78 | 155.77 | 0.01 | 0
2040 | MAPP_CA_2_MISO_W | MAPP_CA | MISO_W | Internal | Winter | B19 | 700 | 2196 | 0 | 155.78 | 155.77 | 0.01 | 0
2040 | MAPP_CA_2_MISO_W | MAPP_CA | MISO_W | Internal | Winter | B20 | 935 | 2196 | 0 | 155.78 | 81.26 | 0.01 | 0
2040 | MAPP_US_2_MAPP_CA | MAPP_US | MAPP_CA | Internal | Shoulder | B11 | 25 | 165 | 0 | 150.08 | 157.07 | 7 | 0
2040 | MAPP_US_2_MAPP_CA | MAPP_US | MAPP_CA | Internal | Shoulder | B12 | 200 | 165 | 0 | 146.88 | 153.87 | 7 | 0
2040 | MAPP_US_2_MAPP_CA | MAPP_US | MAPP_CA | Internal | Shoulder | B13 | 600 | 165 | 0 | 146.86 | 153.85 | 7 | 0
2040 | MAPP_US_2_MAPP_CA | MAPP_US | MAPP_CA | Internal | Shoulder | B14 | 900 | 165 | 165 | 139.81 | 146.83 | 7 | 0.01
2040 | MAPP_US_2_MAPP_CA | MAPP_US | MAPP_CA | Internal | Shoulder | B15 | 1203 | 165 | 165 | 81.26 | 146.83 | 7 | 58.57
2040 | MAPP_US_2_MAPP_CA | MAPP_US | MAPP_CA | Internal | Summer | B1 | 10 | 165 | 0 | 277.36 | 172.02 | 7 | 0
2040 | MAPP_US_2_MAPP_CA | MAPP_US | MAPP_CA | Internal | Summer | B2 | 25 | 165 | 0 | 276 | 184.74 | 7 | 0
2040 | MAPP_US_2_MAPP_CA | MAPP_US | MAPP_CA | Internal | Summer | B3 | 75 | 165 | 0 | 266.83 | 207.01 | 7 | 0
2040 | MAPP_US_2_MAPP_CA | MAPP_US | MAPP_CA | Internal | Summer | B4 | 100 | 165 | 0 | 191.91 | 184.91 | 7 | 0
2040 | MAPP_US_2_MAPP_CA | MAPP_US | MAPP_CA | Internal | Summer | B5 | 200 | 165 | 0 | 179.02 | 172.02 | 7 | 0
2040 | MAPP_US_2_MAPP_CA | MAPP_US | MAPP_CA | Internal | Summer | B6 | 300 | 165 | 0 | 173.32 | 172.02 | 7 | 0
2040 | MAPP_US_2_MAPP_CA | MAPP_US | MAPP_CA | Internal | Summer | B7 | 400 | 165 | 0 | 146.54 | 153.53 | 7 | 0
2040 | MAPP_US_2_MAPP_CA | MAPP_US | MAPP_CA | Internal | Summer | B8 | 500 | 165 | 0 | 145.19 | 152.18 | 7 | 0
2040 | MAPP_US_2_MAPP_CA | MAPP_US | MAPP_CA | Internal | Summer | B9 | 800 | 165 | 0 | 145.19 | 152.18 | 7 | 0
2040 | MAPP_US_2_MAPP_CA | MAPP_US | MAPP_CA | Internal | Summer | B10 | 1262 | 165 | 165 | 101.79 | 152.18 | 7 | 43.39
2040 | MAPP_US_2_MAPP_CA | MAPP_US | MAPP_CA | Internal | Winter | B16 | 25 | 165 | 165 | 81.26 | 155.78 | 7 | 67.52
2040 | MAPP_US_2_MAPP_CA | MAPP_US | MAPP_CA | Internal | Winter | B17 | 100 | 165 | 165 | 141.17 | 155.78 | 7 | 7.61
2040 | MAPP_US_2_MAPP_CA | MAPP_US | MAPP_CA | Internal | Winter | B18 | 400 | 165 | 165 | 148.77 | 155.78 | 7 | 0.01
2040 | MAPP_US_2_MAPP_CA | MAPP_US | MAPP_CA | Internal | Winter | B19 | 700 | 165 | 165 | 148.77 | 155.78 | 7 | 0.01
2040 | MAPP_US_2_MAPP_CA | MAPP_US | MAPP_CA | Internal | Winter | B20 | 935 | 165 | 165 | 81.26 | 155.78 | 7 | 67.53
2040 | MAPP_US_2_MISO_W | MAPP_US | MISO_W | Internal | Shoulder | B11 | 25 | 2635 | 877.31 | 150.08 | 157.08 | 7 | 0
2040 | MAPP_US_2_MISO_W | MAPP_US | MISO_W | Internal | Shoulder | B12 | 200 | 2635 | 667.73 | 146.88 | 153.88 | 7 | 0
2040 | MAPP_US_2_MISO_W | MAPP_US | MISO_W | Internal | Shoulder | B13 | 600 | 2635 | 1293.43 | 146.86 | 153.86 | 7 | 0
2040 | MAPP_US_2_MISO_W | MAPP_US | MISO_W | Internal | Shoulder | B14 | 900 | 2635 | 583.15 | 139.81 | 146.81 | 7 | 0
2040 | MAPP_US_2_MISO_W | MAPP_US | MISO_W | Internal | Shoulder | B15 | 1203 | 2635 | 0 | 81.26 | 81.26 | 7 | 0
2040 | MAPP_US_2_MISO_W | MAPP_US | MISO_W | Internal | Summer | B1 | 10 | 2635 | 1790.49 | 277.36 | 284.36 | 7 | 0
2040 | MAPP_US_2_MISO_W | MAPP_US | MISO_W | Internal | Summer | B2 | 25 | 2635 | 2176 | 276 | 283 | 7 | 0
2040 | MAPP_US_2_MISO_W | MAPP_US | MISO_W | Internal | Summer | B3 | 75 | 2635 | 2063.42 | 266.83 | 273.83 | 7 | 0
2040 | MAPP_US_2_MISO_W | MAPP_US | MISO_W | Internal | Summer | B4 | 100 | 2635 | 1658.11 | 191.91 | 198.91 | 7 | 0
2040 | MAPP_US_2_MISO_W | MAPP_US | MISO_W | Internal | Summer | B5 | 200 | 2635 | 1215.12 | 179.02 | 186.02 | 7 | 0
2040 | MAPP_US_2_MISO_W | MAPP_US | MISO_W | Internal | Summer | B6 | 300 | 2635 | 1699.75 | 173.32 | 180.32 | 7 | 0
2040 | MAPP_US_2_MISO_W | MAPP_US | MISO_W | Internal | Summer | B7 | 400 | 2635 | 805.22 | 146.54 | 153.54 | 7 | 0
2040 | MAPP_US_2_MISO_W | MAPP_US | MISO_W | Internal | Summer | B8 | 500 | 2635 | 1960.68 | 145.19 | 152.19 | 7 | 0
2040 | MAPP_US_2_MISO_W | MAPP_US | MISO_W | Internal | Summer | B9 | 800 | 2635 | 1915.72 | 145.19 | 152.19 | 7 | 0
2040 | MAPP_US_2_MISO_W | MAPP_US | MISO_W | Internal | Summer | B10 | 1262 | 2635 | 2255.24 | 101.79 | 108.79 | 7 | 0
2040 | MAPP_US_2_MISO_W | MAPP_US | MISO_W | Internal | Winter | B16 | 25 | 2635 | 0 | 81.26 | 81.26 | 7 | 0
2040 | MAPP_US_2_MISO_W | MAPP_US | MISO_W | Internal | Winter | B17 | 100 | 2635 | 625.78 | 141.17 | 148.17 | 7 | 0
2040 | MAPP_US_2_MISO_W | MAPP_US | MISO_W | Internal | Winter | B18 | 400 | 2635 | 1898.65 | 148.77 | 155.77 | 7 | 0
2040 | MAPP_US_2_MISO_W | MAPP_US | MISO_W | Internal | Winter | B19 | 700 | 2635 | 1916.53 | 148.77 | 155.77 | 7 | 0
2040 | MAPP_US_2_MISO_W | MAPP_US | MISO_W | Internal | Winter | B20 | 935 | 2635 | 0 | 81.26 | 81.26 | 7 | 0
2040 | MAPP_US_2_NE | MAPP_US | NE | Internal | Shoulder | B11 | 25 | 2000 | 1123.88 | 150.08 | 157.08 | 7 | 0
2040 | MAPP_US_2_NE | MAPP_US | NE | Internal | Shoulder | B12 | 200 | 2000 | 1475.59 | 146.88 | 153.88 | 7 | 0
2040 | MAPP_US_2_NE | MAPP_US | NE | Internal | Shoulder | B13 | 600 | 2000 | 1269.44 | 146.86 | 153.86 | 7 | 0
2040 | MAPP_US_2_NE | MAPP_US | NE | Internal | Shoulder | B14 | 900 | 2000 | 632.28 | 139.81 | 146.81 | 7 | 0
2040 | MAPP_US_2_NE | MAPP_US | NE | Internal | Shoulder | B15 | 1203 | 2000 | 0 | 81.26 | 83.09 | 7 | 0
2040 | MAPP_US_2_NE | MAPP_US | NE | Internal | Summer | B1 | 10 | 2000 | 0 | 277.36 | 279.22 | 7 | 0
2040 | MAPP_US_2_NE | MAPP_US | NE | Internal | Summer | B2 | 25 | 2000 | 0 | 276 | 278 | 7 | 0
2040 | MAPP_US_2_NE | MAPP_US | NE | Internal | Summer | B3 | 75 | 2000 | 0 | 266.83 | 268.82 | 7 | 0
2040 | MAPP_US_2_NE | MAPP_US | NE | Internal | Summer | B4 | 100 | 2000 | 0 | 191.91 | 193.91 | 7 | 0
2040 | MAPP_US_2_NE | MAPP_US | NE | Internal | Summer | B5 | 200 | 2000 | 0 | 179.02 | 181.02 | 7 | 0
2040 | MAPP_US_2_NE | MAPP_US | NE | Internal | Summer | B6 | 300 | 2000 | 0 | 173.32 | 175.32 | 7 | 0
2040 | MAPP_US_2_NE | MAPP_US | NE | Internal | Summer | B7 | 400 | 2000 | 1268.73 | 146.54 | 153.54 | 7 | 0
2040 | MAPP_US_2_NE | MAPP_US | NE | Internal | Summer | B8 | 500 | 2000 | 776.33 | 145.19 | 152.19 | 7 | 0
2040 | MAPP_US_2_NE | MAPP_US | NE | Internal | Summer | B9 | 800 | 2000 | 414.69 | 145.19 | 152.19 | 7 | 0
2040 | MAPP_US_2_NE | MAPP_US | NE | Internal | Summer | B10 | 1262 | 2000 | 168.15 | 101.79 | 108.79 | 7 | 0
2040 | MAPP_US_2_NE | MAPP_US | NE | Internal | Winter | B16 | 25 | 2000 | 1631.58 | 81.26 | 88.26 | 7 | 0
2040 | MAPP_US_2_NE | MAPP_US | NE | Internal | Winter | B17 | 100 | 2000 | 724.03 | 141.17 | 148.17 | 7 | 0
2040 | MAPP_US_2_NE | MAPP_US | NE | Internal | Winter | B18 | 400 | 2000 | 114.31 | 148.77 | 155.77 | 7 | 0
2040 | MAPP_US_2_NE | MAPP_US | NE | Internal | Winter | B19 | 700 | 2000 | 0 | 148.77 | 155.16 | 7 | 0
2040 | MAPP_US_2_NE | MAPP_US | NE | Internal | Winter | B20 | 935 | 2000 | 0 | 81.26 | 82.32 | 7 | 0
2040 | MARITIMES_2_NEISO | MARITIMES | NEISO | Internal | Shoulder | B11 | 25 | 99999 | 1720.66 | 83.41 | 83.42 | 0.01 | 0
2040 | MARITIMES_2_NEISO | MARITIMES | NEISO | Internal | Shoulder | B12 | 200 | 99999 | 1717.54 | 113.59 | 113.61 | 0.01 | 0
2040 | MARITIMES_2_NEISO | MARITIMES | NEISO | Internal | Shoulder | B13 | 600 | 99999 | 1704.78 | 87.27 | 87.28 | 0.01 | 0
2040 | MARITIMES_2_NEISO | MARITIMES | NEISO | Internal | Shoulder | B14 | 900 | 99999 | 1682.64 | 83.41 | 83.42 | 0.01 | 0
2040 | MARITIMES_2_NEISO | MARITIMES | NEISO | Internal | Shoulder | B15 | 1203 | 99999 | 648.08 | 83.41 | 83.42 | 0.01 | 0
2040 | MARITIMES_2_NEISO | MARITIMES | NEISO | Internal | Summer | B1 | 10 | 99999 | 1900.1 | 176.04 | 176.05 | 0.01 | 0
2040 | MARITIMES_2_NEISO | MARITIMES | NEISO | Internal | Summer | B2 | 25 | 99999 | 1878.84 | 202.73 | 202.74 | 0.01 | 0
2040 | MARITIMES_2_NEISO | MARITIMES | NEISO | Internal | Summer | B3 | 75 | 99999 | 1836.48 | 192.42 | 192.43 | 0.01 | 0
2040 | MARITIMES_2_NEISO | MARITIMES | NEISO | Internal | Summer | B4 | 100 | 99999 | 1800.07 | 165.93 | 165.94 | 0.01 | 0
2040 | MARITIMES_2_NEISO | MARITIMES | NEISO | Internal | Summer | B5 | 200 | 99999 | 1780.26 | 165.93 | 165.94 | 0.01 | 0
2040 | MARITIMES_2_NEISO | MARITIMES | NEISO | Internal | Summer | B6 | 300 | 99999 | 1757.92 | 165.93 | 165.94 | 0.01 | 0
2040 | MARITIMES_2_NEISO | MARITIMES | NEISO | Internal | Summer | B7 | 400 | 99999 | 1732.32 | 163.77 | 163.78 | 0.01 | 0
2040 | MARITIMES_2_NEISO | MARITIMES | NEISO | Internal | Summer | B8 | 500 | 99999 | 1712.2 | 163.73 | 163.74 | 0.01 | 0
2040 | MARITIMES_2_NEISO | MARITIMES | NEISO | Internal | Summer | B9 | 800 | 99999 | 1687.55 | 142.53 | 142.54 | 0.01 | 0
2040 | MARITIMES_2_NEISO | MARITIMES | NEISO | Internal | Summer | B10 | 1262 | 99999 | 465.16 | 142.53 | 142.54 | 0.01 | 0
2040 | MARITIMES_2_NEISO | MARITIMES | NEISO | Internal | Winter | B16 | 25 | 99999 | 1765.23 | 84.85 | 84.86 | 0.01 | 0
2040 | MARITIMES_2_NEISO | MARITIMES | NEISO | Internal | Winter | B17 | 100 | 99999 | 1747.41 | 115.51 | 115.52 | 0.01 | 0
2040 | MARITIMES_2_NEISO | MARITIMES | NEISO | Internal | Winter | B18 | 400 | 99999 | 1733.65 | 84.85 | 84.86 | 0.01 | 0
2040 | MARITIMES_2_NEISO | MARITIMES | NEISO | Internal | Winter | B19 | 700 | 99999 | 1708.15 | 84.85 | 84.86 | 0.01 | 0
2040 | MARITIMES_2_NEISO | MARITIMES | NEISO | Internal | Winter | B20 | 935 | 99999 | 723.43 | 84.85 | 84.86 | 0.01 | 0
2040 | MISO_IN_2_MISO_MI | MISO_IN | MISO_MI | Internal | Shoulder | B11 | 25 | 5021 | 5021 | 153.88 | 154 | 0.01 | 0.1
2040 | MISO_IN_2_MISO_MI | MISO_IN | MISO_MI | Internal | Shoulder | B12 | 200 | 5021 | 5021 | 153.88 | 153.95 | 0.01 | 0.05
2040 | MISO_IN_2_MISO_MI | MISO_IN | MISO_MI | Internal | Shoulder | B13 | 600 | 5021 | 5021 | 153.88 | 153.95 | 0.01 | 0.05
2040 | MISO_IN_2_MISO_MI | MISO_IN | MISO_MI | Internal | Shoulder | B14 | 900 | 5021 | 5021 | 153.88 | 153.95 | 0.01 | 0.05
2040 | MISO_IN_2_MISO_MI | MISO_IN | MISO_MI | Internal | Shoulder | B15 | 1203 | 5021 | 5021 | 153.88 | 153.95 | 0.01 | 0.05
2040 | MISO_IN_2_MISO_MI | MISO_IN | MISO_MI | Internal | Summer | B1 | 10 | 5021 | 3275.2 | 284.22 | 284.23 | 0.01 | 0
2040 | MISO_IN_2_MISO_MI | MISO_IN | MISO_MI | Internal | Summer | B2 | 25 | 5021 | 2099.53 | 283 | 283.01 | 0.01 | 0
2040 | MISO_IN_2_MISO_MI | MISO_IN | MISO_MI | Internal | Summer | B3 | 75 | 5021 | 2362.5 | 260.81 | 260.82 | 0.01 | 0
2040 | MISO_IN_2_MISO_MI | MISO_IN | MISO_MI | Internal | Summer | B4 | 100 | 5021 | 3870.79 | 190.65 | 190.67 | 0.01 | 0
2040 | MISO_IN_2_MISO_MI | MISO_IN | MISO_MI | Internal | Summer | B5 | 200 | 5021 | 3594.64 | 178.85 | 178.86 | 0.01 | 0
2040 | MISO_IN_2_MISO_MI | MISO_IN | MISO_MI | Internal | Summer | B6 | 300 | 5021 | 4245.97 | 169.75 | 169.77 | 0.01 | 0
2040 | MISO_IN_2_MISO_MI | MISO_IN | MISO_MI | Internal | Summer | B7 | 400 | 5021 | 5021 | 152.29 | 152.77 | 0.01 | 0.46
2040 | MISO_IN_2_MISO_MI | MISO_IN | MISO_MI | Internal | Summer | B8 | 500 | 5021 | 4909.6 | 152.29 | 152.3 | 0.01 | 0
2040 | MISO_IN_2_MISO_MI | MISO_IN | MISO_MI | Internal | Summer | B9 | 800 | 5021 | 4101.06 | 152.29 | 152.3 | 0.01 | 0
2040 | MISO_IN_2_MISO_MI | MISO_IN | MISO_MI | Internal | Summer | B10 | 1262 | 5021 | 1902.71 | 152.29 | 152.3 | 0.01 | 0
2040 | MISO_IN_2_MISO_MI | MISO_IN | MISO_MI | Internal | Winter | B16 | 25 | 5021 | 3731.18 | 157.28 | 157.29 | 0.01 | 0
2040 | MISO_IN_2_MISO_MI | MISO_IN | MISO_MI | Internal | Winter | B17 | 100 | 5021 | 2466.05 | 157.28 | 157.29 | 0.01 | 0
2040 | MISO_IN_2_MISO_MI | MISO_IN | MISO_MI | Internal | Winter | B18 | 400 | 5021 | 1475.4 | 157.28 | 157.29 | 0.01 | 0
2040 | MISO_IN_2_MISO_MI | MISO_IN | MISO_MI | Internal | Winter | B19 | 700 | 5021 | 657.15 | 156.71 | 156.72 | 0.01 | 0
2040 | MISO_IN_2_MISO_MI | MISO_IN | MISO_MI | Internal | Winter | B20 | 935 | 5021 | 1159.1 | 156.71 | 156.72 | 0.01 | 0
2040 | MISO_IN_2_MISO_MO-IL | MISO_IN | MISO_MO-IL | Internal | Shoulder | B11 | 25 | 5533 | 5533 | 153.88 | 157.07 | 0.01 | 3.17
2040 | MISO_IN_2_MISO_MO-IL | MISO_IN | MISO_MO-IL | Internal | Shoulder | B12 | 200 | 5533 | 1732.73 | 153.88 | 153.9 | 0.01 | 0
2040 | MISO_IN_2_MISO_MO-IL | MISO_IN | MISO_MO-IL | Internal | Shoulder | B13 | 600 | 5533 | 0 | 153.88 | 153.87 | 0.01 | 0
2040 | MISO_IN_2_MISO_MO-IL | MISO_IN | MISO_MO-IL | Internal | Shoulder | B14 | 900 | 5533 | 0 | 153.88 | 151.83 | 0.01 | 0
2040 | MISO_IN_2_MISO_MO-IL | MISO_IN | MISO_MO-IL | Internal | Shoulder | B15 | 1203 | 5533 | 0 | 153.88 | 146.94 | 0.01 | 0
2040 | MISO_IN_2_MISO_MO-IL | MISO_IN | MISO_MO-IL | Internal | Summer | B1 | 10 | 5533 | 4815.68 | 284.22 | 284.23 | 0.01 | 0
2040 | MISO_IN_2_MISO_MO-IL | MISO_IN | MISO_MO-IL | Internal | Summer | B2 | 25 | 5533 | 4257.56 | 283 | 283.01 | 0.01 | 0
2040 | MISO_IN_2_MISO_MO-IL | MISO_IN | MISO_MO-IL | Internal | Summer | B3 | 75 | 5533 | 5533 | 260.81 | 260.83 | 0.01 | 0.01
2040 | MISO_IN_2_MISO_MO-IL | MISO_IN | MISO_MO-IL | Internal | Summer | B4 | 100 | 5533 | 4416.88 | 190.65 | 190.67 | 0.01 | 0
2040 | MISO_IN_2_MISO_MO-IL | MISO_IN | MISO_MO-IL | Internal | Summer | B5 | 200 | 5533 | 5289.82 | 178.85 | 178.86 | 0.01 | 0
2040 | MISO_IN_2_MISO_MO-IL | MISO_IN | MISO_MO-IL | Internal | Summer | B6 | 300 | 5533 | 5533 | 169.75 | 170.74 | 0.01 | 0.97
2040 | MISO_IN_2_MISO_MO-IL | MISO_IN | MISO_MO-IL | Internal | Summer | B7 | 400 | 5533 | 5533 | 152.29 | 153.53 | 0.01 | 1.23
2040 | MISO_IN_2_MISO_MO-IL | MISO_IN | MISO_MO-IL | Internal | Summer | B8 | 500 | 5533 | 0 | 152.29 | 152.28 | 0.01 | 0
2040 | MISO_IN_2_MISO_MO-IL | MISO_IN | MISO_MO-IL | Internal | Summer | B9 | 800 | 5533 | 0 | 152.29 | 152.28 | 0.01 | 0
2040 | MISO_IN_2_MISO_MO-IL | MISO_IN | MISO_MO-IL | Internal | Summer | B10 | 1262 | 5533 | 0 | 152.29 | 135.04 | 0.01 | 0
2040 | MISO_IN_2_MISO_MO-IL | MISO_IN | MISO_MO-IL | Internal | Winter | B16 | 25 | 5533 | 2420.15 | 157.28 | 157.29 | 0.01 | 0
2040 | MISO_IN_2_MISO_MO-IL | MISO_IN | MISO_MO-IL | Internal | Winter | B17 | 100 | 5533 | 0 | 157.28 | 157.27 | 0.01 | 0
2040 | MISO_IN_2_MISO_MO-IL | MISO_IN | MISO_MO-IL | Internal | Winter | B18 | 400 | 5533 | 0 | 157.28 | 156.18 | 0.01 | 0
2040 | MISO_IN_2_MISO_MO-IL | MISO_IN | MISO_MO-IL | Internal | Winter | B19 | 700 | 5533 | 0 | 156.71 | 155.78 | 0.01 | 0
2040 | MISO_IN_2_MISO_MO-IL | MISO_IN | MISO_MO-IL | Internal | Winter | B20 | 935 | 5533 | 0 | 156.71 | 143.03 | 0.01 | 0
2040 | MISO_IN_2_NonRTO_Midwest | MISO_IN | NonRTO_Midwest | Internal | Shoulder | B11 | 25 | 4800 | 768.73 | 153.88 | 161.88 | 8 | 0
2040 | MISO_IN_2_NonRTO_Midwest | MISO_IN | NonRTO_Midwest | Internal | Shoulder | B12 | 200 | 4800 | 0 | 153.88 | 157.77 | 8 | 0
2040 | MISO_IN_2_NonRTO_Midwest | MISO_IN | NonRTO_Midwest | Internal | Shoulder | B13 | 600 | 4800 | 0 | 153.88 | 157.66 | 8 | 0
2040 | MISO_IN_2_NonRTO_Midwest | MISO_IN | NonRTO_Midwest | Internal | Shoulder | B14 | 900 | 4800 | 0 | 153.88 | 157.66 | 8 | 0
2040 | MISO_IN_2_NonRTO_Midwest | MISO_IN | NonRTO_Midwest | Internal | Shoulder | B15 | 1203 | 4800 | 0 | 153.88 | 157.66 | 8 | 0
2040 | MISO_IN_2_NonRTO_Midwest | MISO_IN | NonRTO_Midwest | Internal | Summer | B1 | 10 | 4800 | 1062.52 | 284.22 | 292.22 | 8 | 0
2040 | MISO_IN_2_NonRTO_Midwest | MISO_IN | NonRTO_Midwest | Internal | Summer | B2 | 25 | 4800 | 788.02 | 283 | 291 | 8 | 0
2040 | MISO_IN_2_NonRTO_Midwest | MISO_IN | NonRTO_Midwest | Internal | Summer | B3 | 75 | 4800 | 75.89 | 260.81 | 268.81 | 8 | 0
2040 | MISO_IN_2_NonRTO_Midwest | MISO_IN | NonRTO_Midwest | Internal | Summer | B4 | 100 | 4800 | 0 | 190.65 | 184.67 | 8 | 0
2040 | MISO_IN_2_NonRTO_Midwest | MISO_IN | NonRTO_Midwest | Internal | Summer | B5 | 200 | 4800 | 0 | 178.85 | 175.34 | 8 | 0
2040 | MISO_IN_2_NonRTO_Midwest | MISO_IN | NonRTO_Midwest | Internal | Summer | B6 | 300 | 4800 | 0 | 169.75 | 162.76 | 8 | 0
2040 | MISO_IN_2_NonRTO_Midwest | MISO_IN | NonRTO_Midwest | Internal | Summer | B7 | 400 | 4800 | 0 | 152.29 | 156.1 | 8 | 0
2040 | MISO_IN_2_NonRTO_Midwest | MISO_IN | NonRTO_Midwest | Internal | Summer | B8 | 500 | 4800 | 0 | 152.29 | 150.65 | 8 | 0
2040 | MISO_IN_2_NonRTO_Midwest | MISO_IN | NonRTO_Midwest | Internal | Summer | B9 | 800 | 4800 | 0 | 152.29 | 150.65 | 8 | 0
2040 | MISO_IN_2_NonRTO_Midwest | MISO_IN | NonRTO_Midwest | Internal | Summer | B10 | 1262 | 4800 | 0 | 152.29 | 150.65 | 8 | 0
2040 | MISO_IN_2_NonRTO_Midwest | MISO_IN | NonRTO_Midwest | Internal | Winter | B16 | 25 | 4800 | 358.69 | 157.28 | 165.28 | 8 | 0
2040 | MISO_IN_2_NonRTO_Midwest | MISO_IN | NonRTO_Midwest | Internal | Winter | B17 | 100 | 4800 | 0 | 157.28 | 161.53 | 8 | 0
2040 | MISO_IN_2_NonRTO_Midwest | MISO_IN | NonRTO_Midwest | Internal | Winter | B18 | 400 | 4800 | 0 | 157.28 | 161.53 | 8 | 0
2040 | MISO_IN_2_NonRTO_Midwest | MISO_IN | NonRTO_Midwest | Internal | Winter | B19 | 700 | 4800 | 0 | 156.71 | 160.03 | 8 | 0
2040 | MISO_IN_2_NonRTO_Midwest | MISO_IN | NonRTO_Midwest | Internal | Winter | B20 | 935 | 4800 | 0 | 156.71 | 160.03 | 8 | 0
2040 | MISO_IN_2_PJM_ROR | MISO_IN | PJM_ROR | Internal | Shoulder | B11 | 25 | 992 | 0 | 153.88 | 153.83 | 2 | 0
2040 | MISO_IN_2_PJM_ROR | MISO_IN | PJM_ROR | Internal | Shoulder | B12 | 200 | 992 | 84.75 | 153.88 | 155.88 | 2 | 0
2040 | MISO_IN_2_PJM_ROR | MISO_IN | PJM_ROR | Internal | Shoulder | B13 | 600 | 992 | 0 | 153.88 | 153.83 | 2 | 0
2040 | MISO_IN_2_PJM_ROR | MISO_IN | PJM_ROR | Internal | Shoulder | B14 | 900 | 992 | 0 | 153.88 | 153.83 | 2 | 0
2040 | MISO_IN_2_PJM_ROR | MISO_IN | PJM_ROR | Internal | Shoulder | B15 | 1203 | 992 | 0 | 153.88 | 153.83 | 2 | 0
2040 | MISO_IN_2_PJM_ROR | MISO_IN | PJM_ROR | Internal | Summer | B1 | 10 | 992 | 0 | 284.22 | 285.01 | 2 | 0
2040 | MISO_IN_2_PJM_ROR | MISO_IN | PJM_ROR | Internal | Summer | B2 | 25 | 992 | 992 | 283 | 285.01 | 2 | 0.01
2040 | MISO_IN_2_PJM_ROR | MISO_IN | PJM_ROR | Internal | Summer | B3 | 75 | 992 | 992 | 260.81 | 262.83 | 2 | 0.02
2040 | MISO_IN_2_PJM_ROR | MISO_IN | PJM_ROR | Internal | Summer | B4 | 100 | 992 | 992 | 190.65 | 192.67 | 2 | 0.01
2040 | MISO_IN_2_PJM_ROR | MISO_IN | PJM_ROR | Internal | Summer | B5 | 200 | 992 | 992 | 178.85 | 182.84 | 2 | 1.99
2040 | MISO_IN_2_PJM_ROR | MISO_IN | PJM_ROR | Internal | Summer | B6 | 300 | 992 | 557.6 | 169.75 | 171.75 | 2 | 0
2040 | MISO_IN_2_PJM_ROR | MISO_IN | PJM_ROR | Internal | Summer | B7 | 400 | 992 | 992 | 152.29 | 154.76 | 2 | 0.46
2040 | MISO_IN_2_PJM_ROR | MISO_IN | PJM_ROR | Internal | Summer | B8 | 500 | 992 | 0 | 152.29 | 152.06 | 2 | 0
2040 | MISO_IN_2_PJM_ROR | MISO_IN | PJM_ROR | Internal | Summer | B9 | 800 | 992 | 0 | 152.29 | 152.06 | 2 | 0
2040 | MISO_IN_2_PJM_ROR | MISO_IN | PJM_ROR | Internal | Summer | B10 | 1262 | 992 | 0 | 152.29 | 152.06 | 2 | 0
2040 | MISO_IN_2_PJM_ROR | MISO_IN | PJM_ROR | Internal | Winter | B16 | 25 | 992 | 0 | 157.28 | 157.78 | 2 | 0
2040 | MISO_IN_2_PJM_ROR | MISO_IN | PJM_ROR | Internal | Winter | B17 | 100 | 992 | 0 | 157.28 | 157.78 | 2 | 0
2040 | MISO_IN_2_PJM_ROR | MISO_IN | PJM_ROR | Internal | Winter | B18 | 400 | 992 | 0 | 157.28 | 157.78 | 2 | 0
2040 | MISO_IN_2_PJM_ROR | MISO_IN | PJM_ROR | Internal | Winter | B19 | 700 | 992 | 0 | 156.71 | 157.78 | 2 | 0
2040 | MISO_IN_2_PJM_ROR | MISO_IN | PJM_ROR | Internal | Winter | B20 | 935 | 992 | 0 | 156.71 | 154.97 | 2 | 0
2040 | MISO_MI_2_MISO_IN | MISO_MI | MISO_IN | Internal | Shoulder | B11 | 25 | 2066 | 0 | 154 | 153.88 | 0.01 | 0
2040 | MISO_MI_2_MISO_IN | MISO_MI | MISO_IN | Internal | Shoulder | B12 | 200 | 2066 | 0 | 153.95 | 153.88 | 0.01 | 0
2040 | MISO_MI_2_MISO_IN | MISO_MI | MISO_IN | Internal | Shoulder | B13 | 600 | 2066 | 0 | 153.95 | 153.88 | 0.01 | 0
2040 | MISO_MI_2_MISO_IN | MISO_MI | MISO_IN | Internal | Shoulder | B14 | 900 | 2066 | 0 | 153.95 | 153.88 | 0.01 | 0
2040 | MISO_MI_2_MISO_IN | MISO_MI | MISO_IN | Internal | Shoulder | B15 | 1203 | 2066 | 0 | 153.95 | 153.88 | 0.01 | 0
2040 | MISO_MI_2_MISO_IN | MISO_MI | MISO_IN | Internal | Summer | B1 | 10 | 2066 | 0 | 284.23 | 284.22 | 0.01 | 0
2040 | MISO_MI_2_MISO_IN | MISO_MI | MISO_IN | Internal | Summer | B2 | 25 | 2066 | 0 | 283.01 | 283 | 0.01 | 0
2040 | MISO_MI_2_MISO_IN | MISO_MI | MISO_IN | Internal | Summer | B3 | 75 | 2066 | 0 | 260.82 | 260.81 | 0.01 | 0
2040 | MISO_MI_2_MISO_IN | MISO_MI | MISO_IN | Internal | Summer | B4 | 100 | 2066 | 0 | 190.67 | 190.65 | 0.01 | 0
2040 | MISO_MI_2_MISO_IN | MISO_MI | MISO_IN | Internal | Summer | B5 | 200 | 2066 | 0 | 178.86 | 178.85 | 0.01 | 0
2040 | MISO_MI_2_MISO_IN | MISO_MI | MISO_IN | Internal | Summer | B6 | 300 | 2066 | 0 | 169.77 | 169.75 | 0.01 | 0
2040 | MISO_MI_2_MISO_IN | MISO_MI | MISO_IN | Internal | Summer | B7 | 400 | 2066 | 0 | 152.77 | 152.29 | 0.01 | 0
2040 | MISO_MI_2_MISO_IN | MISO_MI | MISO_IN | Internal | Summer | B8 | 500 | 2066 | 0 | 152.3 | 152.29 | 0.01 | 0
2040 | MISO_MI_2_MISO_IN | MISO_MI | MISO_IN | Internal | Summer | B9 | 800 | 2066 | 0 | 152.3 | 152.29 | 0.01 | 0
2040 | MISO_MI_2_MISO_IN | MISO_MI | MISO_IN | Internal | Summer | B10 | 1262 | 2066 | 0 | 152.3 | 152.29 | 0.01 | 0
2040 | MISO_MI_2_MISO_IN | MISO_MI | MISO_IN | Internal | Winter | B16 | 25 | 2066 | 0 | 157.29 | 157.28 | 0.01 | 0
2040 | MISO_MI_2_MISO_IN | MISO_MI | MISO_IN | Internal | Winter | B17 | 100 | 2066 | 0 | 157.29 | 157.28 | 0.01 | 0
2040 | MISO_MI_2_MISO_IN | MISO_MI | MISO_IN | Internal | Winter | B18 | 400 | 2066 | 0 | 157.29 | 157.28 | 0.01 | 0
2040 | MISO_MI_2_MISO_IN | MISO_MI | MISO_IN | Internal | Winter | B19 | 700 | 2066 | 0 | 156.72 | 156.71 | 0.01 | 0
2040 | MISO_MI_2_MISO_IN | MISO_MI | MISO_IN | Internal | Winter | B20 | 935 | 2066 | 0 | 156.72 | 156.71 | 0.01 | 0
2040 | MISO_MI_2_MISO_WUMS | MISO_MI | MISO_WUMS | Internal | Shoulder | B11 | 25 | 1440 | 586.9 | 154 | 154.01 | 0.01 | 0
2040 | MISO_MI_2_MISO_WUMS | MISO_MI | MISO_WUMS | Internal | Shoulder | B12 | 200 | 1440 | 1440 | 153.95 | 154.01 | 0.01 | 0.05
2040 | MISO_MI_2_MISO_WUMS | MISO_MI | MISO_WUMS | Internal | Shoulder | B13 | 600 | 1440 | 1440 | 153.95 | 154.01 | 0.01 | 0.05
2040 | MISO_MI_2_MISO_WUMS | MISO_MI | MISO_WUMS | Internal | Shoulder | B14 | 900 | 1440 | 1440 | 153.95 | 154.01 | 0.01 | 0.05
2040 | MISO_MI_2_MISO_WUMS | MISO_MI | MISO_WUMS | Internal | Shoulder | B15 | 1203 | 1440 | 1440 | 153.95 | 154.01 | 0.01 | 0.05
2040 | MISO_MI_2_MISO_WUMS | MISO_MI | MISO_WUMS | Internal | Summer | B1 | 10 | 1440 | 0 | 284.23 | 272.66 | 0.01 | 0
2040 | MISO_MI_2_MISO_WUMS | MISO_MI | MISO_WUMS | Internal | Summer | B2 | 25 | 1440 | 0 | 283.01 | 272.66 | 0.01 | 0
2040 | MISO_MI_2_MISO_WUMS | MISO_MI | MISO_WUMS | Internal | Summer | B3 | 75 | 1440 | 199.08 | 260.82 | 260.83 | 0.01 | 0
2040 | MISO_MI_2_MISO_WUMS | MISO_MI | MISO_WUMS | Internal | Summer | B4 | 100 | 1440 | 0 | 190.67 | 190.67 | 0.01 | 0
2040 | MISO_MI_2_MISO_WUMS | MISO_MI | MISO_WUMS | Internal | Summer | B5 | 200 | 1440 | 0 | 178.86 | 178.85 | 0.01 | 0
2040 | MISO_MI_2_MISO_WUMS | MISO_MI | MISO_WUMS | Internal | Summer | B6 | 300 | 1440 | 0 | 169.77 | 169.75 | 0.01 | 0
2040 | MISO_MI_2_MISO_WUMS | MISO_MI | MISO_WUMS | Internal | Summer | B7 | 400 | 1440 | 0 | 152.77 | 152.76 | 0.01 | 0
2040 | MISO_MI_2_MISO_WUMS | MISO_MI | MISO_WUMS | Internal | Summer | B8 | 500 | 1440 | 0 | 152.3 | 152.21 | 0.01 | 0
2040 | MISO_MI_2_MISO_WUMS | MISO_MI | MISO_WUMS | Internal | Summer | B9 | 800 | 1440 | 0 | 152.3 | 152.21 | 0.01 | 0
2040 | MISO_MI_2_MISO_WUMS | MISO_MI | MISO_WUMS | Internal | Summer | B10 | 1262 | 1440 | 0 | 152.3 | 152.21 | 0.01 | 0
2040 | MISO_MI_2_MISO_WUMS | MISO_MI | MISO_WUMS | Internal | Winter | B16 | 25 | 1440 | 1440 | 157.29 | 157.35 | 0.01 | 0.04
2040 | MISO_MI_2_MISO_WUMS | MISO_MI | MISO_WUMS | Internal | Winter | B17 | 100 | 1440 | 1440 | 157.29 | 157.35 | 0.01 | 0.04
2040 | MISO_MI_2_MISO_WUMS | MISO_MI | MISO_WUMS | Internal | Winter | B18 | 400 | 1440 | 1440 | 157.29 | 157.35 | 0.01 | 0.04
2040 | MISO_MI_2_MISO_WUMS | MISO_MI | MISO_WUMS | Internal | Winter | B19 | 700 | 1440 | 1440 | 156.72 | 157.35 | 0.01 | 0.61
2040 | MISO_MI_2_MISO_WUMS | MISO_MI | MISO_WUMS | Internal | Winter | B20 | 935 | 1440 | 1440 | 156.72 | 156.97 | 0.01 | 0.24
2040 | MISO_MI_2_PJM_ROR | MISO_MI | PJM_ROR | Internal | Shoulder | B11 | 25 | 1424 | 0 | 154 | 153.83 | 2 | 0
2040 | MISO_MI_2_PJM_ROR | MISO_MI | PJM_ROR | Internal | Shoulder | B12 | 200 | 1424 | 0 | 153.95 | 155.88 | 2 | 0
2040 | MISO_MI_2_PJM_ROR | MISO_MI | PJM_ROR | Internal | Shoulder | B13 | 600 | 1424 | 0 | 153.95 | 153.83 | 2 | 0
2040 | MISO_MI_2_PJM_ROR | MISO_MI | PJM_ROR | Internal | Shoulder | B14 | 900 | 1424 | 0 | 153.95 | 153.83 | 2 | 0
2040 | MISO_MI_2_PJM_ROR | MISO_MI | PJM_ROR | Internal | Shoulder | B15 | 1203 | 1424 | 0 | 153.95 | 153.83 | 2 | 0
2040 | MISO_MI_2_PJM_ROR | MISO_MI | PJM_ROR | Internal | Summer | B1 | 10 | 1424 | 0 | 284.23 | 285.01 | 2 | 0
2040 | MISO_MI_2_PJM_ROR | MISO_MI | PJM_ROR | Internal | Summer | B2 | 25 | 1424 | 629.88 | 283.01 | 285.01 | 2 | 0
2040 | MISO_MI_2_PJM_ROR | MISO_MI | PJM_ROR | Internal | Summer | B3 | 75 | 1424 | 1424 | 260.82 | 262.83 | 2 | 0.01
2040 | MISO_MI_2_PJM_ROR | MISO_MI | PJM_ROR | Internal | Summer | B4 | 100 | 1424 | 877.96 | 190.67 | 192.67 | 2 | 0
2040 | MISO_MI_2_PJM_ROR | MISO_MI | PJM_ROR | Internal | Summer | B5 | 200 | 1424 | 1424 | 178.86 | 182.84 | 2 | 1.98
2040 | MISO_MI_2_PJM_ROR | MISO_MI | PJM_ROR | Internal | Summer | B6 | 300 | 1424 | 0 | 169.77 | 171.75 | 2 | 0
2040 | MISO_MI_2_PJM_ROR | MISO_MI | PJM_ROR | Internal | Summer | B7 | 400 | 1424 | 0 | 152.77 | 154.76 | 2 | 0
2040 | MISO_MI_2_PJM_ROR | MISO_MI | PJM_ROR | Internal | Summer | B8 | 500 | 1424 | 0 | 152.3 | 152.06 | 2 | 0
2040 | MISO_MI_2_PJM_ROR | MISO_MI | PJM_ROR | Internal | Summer | B9 | 800 | 1424 | 0 | 152.3 | 152.06 | 2 | 0
2040 | MISO_MI_2_PJM_ROR | MISO_MI | PJM_ROR | Internal | Summer | B10 | 1262 | 1424 | 0 | 152.3 | 152.06 | 2 | 0
2040 | MISO_MI_2_PJM_ROR | MISO_MI | PJM_ROR | Internal | Winter | B16 | 25 | 1424 | 0 | 157.29 | 157.78 | 2 | 0
2040 | MISO_MI_2_PJM_ROR | MISO_MI | PJM_ROR | Internal | Winter | B17 | 100 | 1424 | 0 | 157.29 | 157.78 | 2 | 0
2040 | MISO_MI_2_PJM_ROR | MISO_MI | PJM_ROR | Internal | Winter | B18 | 400 | 1424 | 0 | 157.29 | 157.78 | 2 | 0
2040 | MISO_MI_2_PJM_ROR | MISO_MI | PJM_ROR | Internal | Winter | B19 | 700 | 1424 | 0 | 156.72 | 157.78 | 2 | 0
2040 | MISO_MI_2_PJM_ROR | MISO_MI | PJM_ROR | Internal | Winter | B20 | 935 | 1424 | 0 | 156.72 | 154.97 | 2 | 0
2040 | MISO_MO-IL_2_ENT | MISO_MO-IL | ENT | Internal | Shoulder | B11 | 25 | 2540 | 2540 | 157.07 | 171.95 | 8 | 6.89
2040 | MISO_MO-IL_2_ENT | MISO_MO-IL | ENT | Internal | Shoulder | B12 | 200 | 2540 | 0 | 153.9 | 156.63 | 8 | 0
2040 | MISO_MO-IL_2_ENT | MISO_MO-IL | ENT | Internal | Shoulder | B13 | 600 | 2540 | 0 | 153.87 | 156.63 | 8 | 0
2040 | MISO_MO-IL_2_ENT | MISO_MO-IL | ENT | Internal | Shoulder | B14 | 900 | 2540 | 0 | 151.83 | 156.63 | 8 | 0
2040 | MISO_MO-IL_2_ENT | MISO_MO-IL | ENT | Internal | Shoulder | B15 | 1203 | 2540 | 0 | 146.94 | 147.02 | 8 | 0
2040 | MISO_MO-IL_2_ENT | MISO_MO-IL | ENT | Internal | Summer | B1 | 10 | 2540 | 0 | 284.23 | 290.98 | 8 | 0
2040 | MISO_MO-IL_2_ENT | MISO_MO-IL | ENT | Internal | Summer | B2 | 25 | 2540 | 0 | 283.01 | 290.98 | 8 | 0
2040 | MISO_MO-IL_2_ENT | MISO_MO-IL | ENT | Internal | Summer | B3 | 75 | 2540 | 309.91 | 260.83 | 268.83 | 8 | 0
2040 | MISO_MO-IL_2_ENT | MISO_MO-IL | ENT | Internal | Summer | B4 | 100 | 2540 | 273.32 | 190.67 | 198.67 | 8 | 0
2040 | MISO_MO-IL_2_ENT | MISO_MO-IL | ENT | Internal | Summer | B5 | 200 | 2540 | 0 | 178.86 | 180.56 | 8 | 0
2040 | MISO_MO-IL_2_ENT | MISO_MO-IL | ENT | Internal | Summer | B6 | 300 | 2540 | 1997.07 | 170.74 | 178.74 | 8 | 0
2040 | MISO_MO-IL_2_ENT | MISO_MO-IL | ENT | Internal | Summer | B7 | 400 | 2540 | 2540 | 153.53 | 161.76 | 8 | 0.22
2040 | MISO_MO-IL_2_ENT | MISO_MO-IL | ENT | Internal | Summer | B8 | 500 | 2540 | 0 | 152.28 | 154.98 | 8 | 0
2040 | MISO_MO-IL_2_ENT | MISO_MO-IL | ENT | Internal | Summer | B9 | 800 | 2540 | 0 | 152.28 | 154.98 | 8 | 0
2040 | MISO_MO-IL_2_ENT | MISO_MO-IL | ENT | Internal | Summer | B10 | 1262 | 2540 | 0 | 135.04 | 142.31 | 8 | 0
2040 | MISO_MO-IL_2_ENT | MISO_MO-IL | ENT | Internal | Winter | B16 | 25 | 2540 | 377.22 | 157.29 | 165.29 | 8 | 0
2040 | MISO_MO-IL_2_ENT | MISO_MO-IL | ENT | Internal | Winter | B17 | 100 | 2540 | 0 | 157.27 | 160.17 | 8 | 0
2040 | MISO_MO-IL_2_ENT | MISO_MO-IL | ENT | Internal | Winter | B18 | 400 | 2540 | 0 | 156.18 | 160.17 | 8 | 0
2040 | MISO_MO-IL_2_ENT | MISO_MO-IL | ENT | Internal | Winter | B19 | 700 | 2540 | 0 | 155.78 | 160.17 | 8 | 0
2040 | MISO_MO-IL_2_ENT | MISO_MO-IL | ENT | Internal | Winter | B20 | 935 | 2540 | 0 | 143.03 | 143.03 | 8 | 0
2040 | MISO_MO-IL_2_MISO_IN | MISO_MO-IL | MISO_IN | Internal | Shoulder | B11 | 25 | 2633 | 0 | 157.07 | 153.88 | 0.01 | 0
2040 | MISO_MO-IL_2_MISO_IN | MISO_MO-IL | MISO_IN | Internal | Shoulder | B12 | 200 | 2633 | 0 | 153.9 | 153.88 | 0.01 | 0
2040 | MISO_MO-IL_2_MISO_IN | MISO_MO-IL | MISO_IN | Internal | Shoulder | B13 | 600 | 2633 | 1261.18 | 153.87 | 153.88 | 0.01 | 0
2040 | MISO_MO-IL_2_MISO_IN | MISO_MO-IL | MISO_IN | Internal | Shoulder | B14 | 900 | 2633 | 2633 | 151.83 | 153.88 | 0.01 | 2.05
2040 | MISO_MO-IL_2_MISO_IN | MISO_MO-IL | MISO_IN | Internal | Shoulder | B15 | 1203 | 2633 | 2633 | 146.94 | 153.88 | 0.01 | 6.93
2040 | MISO_MO-IL_2_MISO_IN | MISO_MO-IL | MISO_IN | Internal | Summer | B1 | 10 | 2633 | 0 | 284.23 | 284.22 | 0.01 | 0
2040 | MISO_MO-IL_2_MISO_IN | MISO_MO-IL | MISO_IN | Internal | Summer | B2 | 25 | 2633 | 0 | 283.01 | 283 | 0.01 | 0
2040 | MISO_MO-IL_2_MISO_IN | MISO_MO-IL | MISO_IN | Internal | Summer | B3 | 75 | 2633 | 0 | 260.83 | 260.81 | 0.01 | 0
2040 | MISO_MO-IL_2_MISO_IN | MISO_MO-IL | MISO_IN | Internal | Summer | B4 | 100 | 2633 | 0 | 190.67 | 190.65 | 0.01 | 0
2040 | MISO_MO-IL_2_MISO_IN | MISO_MO-IL | MISO_IN | Internal | Summer | B5 | 200 | 2633 | 0 | 178.86 | 178.85 | 0.01 | 0
2040 | MISO_MO-IL_2_MISO_IN | MISO_MO-IL | MISO_IN | Internal | Summer | B6 | 300 | 2633 | 0 | 170.74 | 169.75 | 0.01 | 0
2040 | MISO_MO-IL_2_MISO_IN | MISO_MO-IL | MISO_IN | Internal | Summer | B7 | 400 | 2633 | 0 | 153.53 | 152.29 | 0.01 | 0
2040 | MISO_MO-IL_2_MISO_IN | MISO_MO-IL | MISO_IN | Internal | Summer | B8 | 500 | 2633 | 344.5 | 152.28 | 152.29 | 0.01 | 0
2040 | MISO_MO-IL_2_MISO_IN | MISO_MO-IL | MISO_IN | Internal | Summer | B9 | 800 | 2633 | 2527.61 | 152.28 | 152.29 | 0.01 | 0
2040 | MISO_MO-IL_2_MISO_IN | MISO_MO-IL | MISO_IN | Internal | Summer | B10 | 1262 | 2633 | 2633 | 135.04 | 152.29 | 0.01 | 17.24
2040 | MISO_MO-IL_2_MISO_IN | MISO_MO-IL | MISO_IN | Internal | Winter | B16 | 25 | 2633 | 0 | 157.29 | 157.28 | 0.01 | 0
2040 | MISO_MO-IL_2_MISO_IN | MISO_MO-IL | MISO_IN | Internal | Winter | B17 | 100 | 2633 | 1854.54 | 157.27 | 157.28 | 0.01 | 0
2040 | MISO_MO-IL_2_MISO_IN | MISO_MO-IL | MISO_IN | Internal | Winter | B18 | 400 | 2633 | 2633 | 156.18 | 157.28 | 0.01 | 1.08
2040 | MISO_MO-IL_2_MISO_IN | MISO_MO-IL | MISO_IN | Internal | Winter | B19 | 700 | 2633 | 2633 | 155.78 | 156.71 | 0.01 | 0.92
2040 | MISO_MO-IL_2_MISO_IN | MISO_MO-IL | MISO_IN | Internal | Winter | B20 | 935 | 2633 | 2633 | 143.03 | 156.71 | 0.01 | 13.67
2040 | MISO_MO-IL_2_MISO_W | MISO_MO-IL | MISO_W | Internal | Shoulder | B11 | 25 | 1075 | 597.77 | 157.07 | 157.08 | 0.01 | 0
2040 | MISO_MO-IL_2_MISO_W | MISO_MO-IL | MISO_W | Internal | Shoulder | B12 | 200 | 1075 | 0 | 153.9 | 153.88 | 0.01 | 0
2040 | MISO_MO-IL_2_MISO_W | MISO_MO-IL | MISO_W | Internal | Shoulder | B13 | 600 | 1075 | 0 | 153.87 | 153.86 | 0.01 | 0
2040 | MISO_MO-IL_2_MISO_W | MISO_MO-IL | MISO_W | Internal | Shoulder | B14 | 900 | 1075 | 0 | 151.83 | 146.81 | 0.01 | 0
2040 | MISO_MO-IL_2_MISO_W | MISO_MO-IL | MISO_W | Internal | Shoulder | B15 | 1203 | 1075 | 0 | 146.94 | 81.26 | 0.01 | 0
2040 | MISO_MO-IL_2_MISO_W | MISO_MO-IL | MISO_W | Internal | Summer | B1 | 10 | 1075 | 1075 | 284.23 | 284.36 | 0.01 | 0.12
2040 | MISO_MO-IL_2_MISO_W | MISO_MO-IL | MISO_W | Internal | Summer | B2 | 25 | 1075 | 0 | 283.01 | 283 | 0.01 | 0
2040 | MISO_MO-IL_2_MISO_W | MISO_MO-IL | MISO_W | Internal | Summer | B3 | 75 | 1075 | 1075 | 260.83 | 273.83 | 0.01 | 12.99
2040 | MISO_MO-IL_2_MISO_W | MISO_MO-IL | MISO_W | Internal | Summer | B4 | 100 | 1075 | 1075 | 190.67 | 198.91 | 0.01 | 8.24
2040 | MISO_MO-IL_2_MISO_W | MISO_MO-IL | MISO_W | Internal | Summer | B5 | 200 | 1075 | 1075 | 178.86 | 186.02 | 0.01 | 7.14
2040 | MISO_MO-IL_2_MISO_W | MISO_MO-IL | MISO_W | Internal | Summer | B6 | 300 | 1075 | 1075 | 170.74 | 180.32 | 0.01 | 9.58
2040 | MISO_MO-IL_2_MISO_W | MISO_MO-IL | MISO_W | Internal | Summer | B7 | 400 | 1075 | 294.43 | 153.53 | 153.54 | 0.01 | 0
2040 | MISO_MO-IL_2_MISO_W | MISO_MO-IL | MISO_W | Internal | Summer | B8 | 500 | 1075 | 0 | 152.28 | 152.19 | 0.01 | 0
2040 | MISO_MO-IL_2_MISO_W | MISO_MO-IL | MISO_W | Internal | Summer | B9 | 800 | 1075 | 0 | 152.28 | 152.19 | 0.01 | 0
2040 | MISO_MO-IL_2_MISO_W | MISO_MO-IL | MISO_W | Internal | Summer | B10 | 1262 | 1075 | 0 | 135.04 | 108.79 | 0.01 | 0
2040 | MISO_MO-IL_2_MISO_W | MISO_MO-IL | MISO_W | Internal | Winter | B16 | 25 | 1075 | 0 | 157.29 | 81.26 | 0.01 | 0
2040 | MISO_MO-IL_2_MISO_W | MISO_MO-IL | MISO_W | Internal | Winter | B17 | 100 | 1075 | 0 | 157.27 | 148.17 | 0.01 | 0
2040 | MISO_MO-IL_2_MISO_W | MISO_MO-IL | MISO_W | Internal | Winter | B18 | 400 | 1075 | 0 | 156.18 | 155.77 | 0.01 | 0
2040 | MISO_MO-IL_2_MISO_W | MISO_MO-IL | MISO_W | Internal | Winter | B19 | 700 | 1075 | 0 | 155.78 | 155.77 | 0.01 | 0
2040 | MISO_MO-IL_2_MISO_W | MISO_MO-IL | MISO_W | Internal | Winter | B20 | 935 | 1075 | 0 | 143.03 | 81.26 | 0.01 | 0
2040 | MISO_MO-IL_2_PJM_ROR | MISO_MO-IL | PJM_ROR | Internal | Shoulder | B11 | 25 | 1212 | 0 | 157.07 | 153.83 | 2 | 0
2040 | MISO_MO-IL_2_PJM_ROR | MISO_MO-IL | PJM_ROR | Internal | Shoulder | B12 | 200 | 1212 | 0 | 153.9 | 155.88 | 2 | 0
2040 | MISO_MO-IL_2_PJM_ROR | MISO_MO-IL | PJM_ROR | Internal | Shoulder | B13 | 600 | 1212 | 0 | 153.87 | 153.83 | 2 | 0
2040 | MISO_MO-IL_2_PJM_ROR | MISO_MO-IL | PJM_ROR | Internal | Shoulder | B14 | 900 | 1212 | 665.91 | 151.83 | 153.83 | 2 | 0
2040 | MISO_MO-IL_2_PJM_ROR | MISO_MO-IL | PJM_ROR | Internal | Shoulder | B15 | 1203 | 1212 | 1212 | 146.94 | 153.83 | 2 | 4.88
2040 | MISO_MO-IL_2_PJM_ROR | MISO_MO-IL | PJM_ROR | Internal | Summer | B1 | 10 | 1212 | 0 | 284.23 | 285.01 | 2 | 0
2040 | MISO_MO-IL_2_PJM_ROR | MISO_MO-IL | PJM_ROR | Internal | Summer | B2 | 25 | 1212 | 415.39 | 283.01 | 285.01 | 2 | 0
2040 | MISO_MO-IL_2_PJM_ROR | MISO_MO-IL | PJM_ROR | Internal | Summer | B3 | 75 | 1212 | 470.25 | 260.83 | 262.83 | 2 | 0
2040 | MISO_MO-IL_2_PJM_ROR | MISO_MO-IL | PJM_ROR | Internal | Summer | B4 | 100 | 1212 | 749.31 | 190.67 | 192.67 | 2 | 0
2040 | MISO_MO-IL_2_PJM_ROR | MISO_MO-IL | PJM_ROR | Internal | Summer | B5 | 200 | 1212 | 1212 | 178.86 | 182.84 | 2 | 1.98
2040 | MISO_MO-IL_2_PJM_ROR | MISO_MO-IL | PJM_ROR | Internal | Summer | B6 | 300 | 1212 | 0 | 170.74 | 171.75 | 2 | 0
2040 | MISO_MO-IL_2_PJM_ROR | MISO_MO-IL | PJM_ROR | Internal | Summer | B7 | 400 | 1212 | 0 | 153.53 | 154.76 | 2 | 0
2040 | MISO_MO-IL_2_PJM_ROR | MISO_MO-IL | PJM_ROR | Internal | Summer | B8 | 500 | 1212 | 0 | 152.28 | 152.06 | 2 | 0
2040 | MISO_MO-IL_2_PJM_ROR | MISO_MO-IL | PJM_ROR | Internal | Summer | B9 | 800 | 1212 | 0 | 152.28 | 152.06 | 2 | 0
2040 | MISO_MO-IL_2_PJM_ROR | MISO_MO-IL | PJM_ROR | Internal | Summer | B10 | 1262 | 1212 | 1212 | 135.04 | 152.06 | 2 | 15.01
2040 | MISO_MO-IL_2_PJM_ROR | MISO_MO-IL | PJM_ROR | Internal | Winter | B16 | 25 | 1212 | 0 | 157.29 | 157.78 | 2 | 0
2040 | MISO_MO-IL_2_PJM_ROR | MISO_MO-IL | PJM_ROR | Internal | Winter | B17 | 100 | 1212 | 0 | 157.27 | 157.78 | 2 | 0
2040 | MISO_MO-IL_2_PJM_ROR | MISO_MO-IL | PJM_ROR | Internal | Winter | B18 | 400 | 1212 | 0 | 156.18 | 157.78 | 2 | 0
2040 | MISO_MO-IL_2_PJM_ROR | MISO_MO-IL | PJM_ROR | Internal | Winter | B19 | 700 | 1212 | 894.87 | 155.78 | 157.78 | 2 | 0
2040 | MISO_MO-IL_2_PJM_ROR | MISO_MO-IL | PJM_ROR | Internal | Winter | B20 | 935 | 1212 | 1212 | 143.03 | 154.97 | 2 | 9.94
2040 | MISO_MO-IL_2_SPP_N | MISO_MO-IL | SPP_N | Internal | Shoulder | B11 | 25 | 2000 | 0 | 157.07 | 164.08 | 8 | 0
2040 | MISO_MO-IL_2_SPP_N | MISO_MO-IL | SPP_N | Internal | Shoulder | B12 | 200 | 2000 | 0 | 153.9 | 156.44 | 8 | 0
2040 | MISO_MO-IL_2_SPP_N | MISO_MO-IL | SPP_N | Internal | Shoulder | B13 | 600 | 2000 | 0 | 153.87 | 156.44 | 8 | 0
2040 | MISO_MO-IL_2_SPP_N | MISO_MO-IL | SPP_N | Internal | Shoulder | B14 | 900 | 2000 | 0 | 151.83 | 146.83 | 8 | 0
2040 | MISO_MO-IL_2_SPP_N | MISO_MO-IL | SPP_N | Internal | Shoulder | B15 | 1203 | 2000 | 0 | 146.94 | 83.1 | 8 | 0
2040 | MISO_MO-IL_2_SPP_N | MISO_MO-IL | SPP_N | Internal | Summer | B1 | 10 | 2000 | 0 | 284.23 | 279.23 | 8 | 0
2040 | MISO_MO-IL_2_SPP_N | MISO_MO-IL | SPP_N | Internal | Summer | B2 | 25 | 2000 | 0 | 283.01 | 285.98 | 8 | 0
2040 | MISO_MO-IL_2_SPP_N | MISO_MO-IL | SPP_N | Internal | Summer | B3 | 75 | 2000 | 604.25 | 260.83 | 268.83 | 8 | 0
2040 | MISO_MO-IL_2_SPP_N | MISO_MO-IL | SPP_N | Internal | Summer | B4 | 100 | 2000 | 0 | 190.67 | 193.93 | 8 | 0
2040 | MISO_MO-IL_2_SPP_N | MISO_MO-IL | SPP_N | Internal | Summer | B5 | 200 | 2000 | 442.57 | 178.86 | 186.86 | 8 | 0
2040 | MISO_MO-IL_2_SPP_N | MISO_MO-IL | SPP_N | Internal | Summer | B6 | 300 | 2000 | 1590.99 | 170.74 | 178.74 | 8 | 0
2040 | MISO_MO-IL_2_SPP_N | MISO_MO-IL | SPP_N | Internal | Summer | B7 | 400 | 2000 | 0 | 153.53 | 160.54 | 8 | 0
2040 | MISO_MO-IL_2_SPP_N | MISO_MO-IL | SPP_N | Internal | Summer | B8 | 500 | 2000 | 0 | 152.28 | 155.86 | 8 | 0
2040 | MISO_MO-IL_2_SPP_N | MISO_MO-IL | SPP_N | Internal | Summer | B9 | 800 | 2000 | 0 | 152.28 | 154.73 | 8 | 0
2040 | MISO_MO-IL_2_SPP_N | MISO_MO-IL | SPP_N | Internal | Summer | B10 | 1262 | 2000 | 0 | 135.04 | 130.04 | 8 | 0
2040 | MISO_MO-IL_2_SPP_N | MISO_MO-IL | SPP_N | Internal | Winter | B16 | 25 | 2000 | 0 | 157.29 | 160.01 | 8 | 0
2040 | MISO_MO-IL_2_SPP_N | MISO_MO-IL | SPP_N | Internal | Winter | B17 | 100 | 2000 | 0 | 157.27 | 155.17 | 8 | 0
2040 | MISO_MO-IL_2_SPP_N | MISO_MO-IL | SPP_N | Internal | Winter | B18 | 400 | 2000 | 0 | 156.18 | 160.01 | 8 | 0
2040 | MISO_MO-IL_2_SPP_N | MISO_MO-IL | SPP_N | Internal | Winter | B19 | 700 | 2000 | 0 | 155.78 | 155.17 | 8 | 0
2040 | MISO_MO-IL_2_SPP_N | MISO_MO-IL | SPP_N | Internal | Winter | B20 | 935 | 2000 | 0 | 143.03 | 82.33 | 8 | 0
2040 | MISO_MO-IL_2_TVA_Transmission | MISO_MO-IL | TVA_Transmission | Internal | Shoulder | B11 | 25 | 4000 | 3965.2 | 157.07 | 165.07 | 8 | 0
2040 | MISO_MO-IL_2_TVA_Transmission | MISO_MO-IL | TVA_Transmission | Internal | Shoulder | B12 | 200 | 4000 | 0 | 153.9 | 159.13 | 8 | 0
2040 | MISO_MO-IL_2_TVA_Transmission | MISO_MO-IL | TVA_Transmission | Internal | Shoulder | B13 | 600 | 4000 | 0 | 153.87 | 158.66 | 8 | 0
2040 | MISO_MO-IL_2_TVA_Transmission | MISO_MO-IL | TVA_Transmission | Internal | Shoulder | B14 | 900 | 4000 | 0 | 151.83 | 158.47 | 8 | 0
2040 | MISO_MO-IL_2_TVA_Transmission | MISO_MO-IL | TVA_Transmission | Internal | Shoulder | B15 | 1203 | 4000 | 2396.8 | 146.94 | 154.94 | 8 | 0
2040 | MISO_MO-IL_2_TVA_Transmission | MISO_MO-IL | TVA_Transmission | Internal | Summer | B1 | 10 | 4000 | 1258.47 | 284.23 | 292.23 | 8 | 0
2040 | MISO_MO-IL_2_TVA_Transmission | MISO_MO-IL | TVA_Transmission | Internal | Summer | B2 | 25 | 4000 | 1062.48 | 283.01 | 291.01 | 8 | 0
2040 | MISO_MO-IL_2_TVA_Transmission | MISO_MO-IL | TVA_Transmission | Internal | Summer | B3 | 75 | 4000 | 226.29 | 260.83 | 268.83 | 8 | 0
2040 | MISO_MO-IL_2_TVA_Transmission | MISO_MO-IL | TVA_Transmission | Internal | Summer | B4 | 100 | 4000 | 0 | 190.67 | 192.67 | 8 | 0
2040 | MISO_MO-IL_2_TVA_Transmission | MISO_MO-IL | TVA_Transmission | Internal | Summer | B5 | 200 | 4000 | 0 | 178.86 | 183.34 | 8 | 0
2040 | MISO_MO-IL_2_TVA_Transmission | MISO_MO-IL | TVA_Transmission | Internal | Summer | B6 | 300 | 4000 | 0 | 170.74 | 170.76 | 8 | 0
2040 | MISO_MO-IL_2_TVA_Transmission | MISO_MO-IL | TVA_Transmission | Internal | Summer | B7 | 400 | 4000 | 0 | 153.53 | 160.76 | 8 | 0
2040 | MISO_MO-IL_2_TVA_Transmission | MISO_MO-IL | TVA_Transmission | Internal | Summer | B8 | 500 | 4000 | 0 | 152.28 | 157.01 | 8 | 0
2040 | MISO_MO-IL_2_TVA_Transmission | MISO_MO-IL | TVA_Transmission | Internal | Summer | B9 | 800 | 4000 | 0 | 152.28 | 157.05 | 8 | 0
2040 | MISO_MO-IL_2_TVA_Transmission | MISO_MO-IL | TVA_Transmission | Internal | Summer | B10 | 1262 | 4000 | 628.34 | 135.04 | 143.04 | 8 | 0
2040 | MISO_MO-IL_2_TVA_Transmission | MISO_MO-IL | TVA_Transmission | Internal | Winter | B16 | 25 | 4000 | 4000 | 157.29 | 171.55 | 8 | 6.26
2040 | MISO_MO-IL_2_TVA_Transmission | MISO_MO-IL | TVA_Transmission | Internal | Winter | B17 | 100 | 4000 | 0 | 157.27 | 162.05 | 8 | 0
2040 | MISO_MO-IL_2_TVA_Transmission | MISO_MO-IL | TVA_Transmission | Internal | Winter | B18 | 400 | 4000 | 0 | 156.18 | 161.9 | 8 | 0
2040 | MISO_MO-IL_2_TVA_Transmission | MISO_MO-IL | TVA_Transmission | Internal | Winter | B19 | 700 | 4000 | 0 | 155.78 | 161.74 | 8 | 0
2040 | MISO_MO-IL_2_TVA_Transmission | MISO_MO-IL | TVA_Transmission | Internal | Winter | B20 | 935 | 4000 | 3447.77 | 143.03 | 151.03 | 8 | 0
2040 | MISO_W_2_IESO | MISO_W | IESO | Internal | Shoulder | B11 | 25 | 90 | 0 | 157.08 | 147 | 8 | 0
2040 | MISO_W_2_IESO | MISO_W | IESO | Internal | Shoulder | B12 | 200 | 90 | 0 | 153.88 | 146.95 | 8 | 0
2040 | MISO_W_2_IESO | MISO_W | IESO | Internal | Shoulder | B13 | 600 | 90 | 0 | 153.86 | 140.53 | 8 | 0
2040 | MISO_W_2_IESO | MISO_W | IESO | Internal | Shoulder | B14 | 900 | 90 | 0 | 146.81 | 139.83 | 8 | 0
2040 | MISO_W_2_IESO | MISO_W | IESO | Internal | Shoulder | B15 | 1203 | 90 | 90 | 81.26 | 139.83 | 8 | 50.57
2040 | MISO_W_2_IESO | MISO_W | IESO | Internal | Summer | B1 | 10 | 90 | 0 | 284.36 | 166.05 | 8 | 0
2040 | MISO_W_2_IESO | MISO_W | IESO | Internal | Summer | B2 | 25 | 90 | 0 | 283 | 192.74 | 8 | 0
2040 | MISO_W_2_IESO | MISO_W | IESO | Internal | Summer | B3 | 75 | 90 | 0 | 273.83 | 200.01 | 8 | 0
2040 | MISO_W_2_IESO | MISO_W | IESO | Internal | Summer | B4 | 100 | 90 | 0 | 198.91 | 183.67 | 8 | 0
2040 | MISO_W_2_IESO | MISO_W | IESO | Internal | Summer | B5 | 200 | 90 | 0 | 186.02 | 167.86 | 8 | 0
2040 | MISO_W_2_IESO | MISO_W | IESO | Internal | Summer | B6 | 300 | 90 | 0 | 180.32 | 162.77 | 8 | 0
2040 | MISO_W_2_IESO | MISO_W | IESO | Internal | Summer | B7 | 400 | 90 | 0 | 153.54 | 145.77 | 8 | 0
2040 | MISO_W_2_IESO | MISO_W | IESO | Internal | Summer | B8 | 500 | 90 | 0 | 152.19 | 145.19 | 8 | 0
2040 | MISO_W_2_IESO | MISO_W | IESO | Internal | Summer | B9 | 800 | 90 | 0 | 152.19 | 138.53 | 8 | 0
2040 | MISO_W_2_IESO | MISO_W | IESO | Internal | Summer | B10 | 1262 | 90 | 90 | 108.79 | 138.53 | 8 | 21.74
2040 | MISO_W_2_IESO | MISO_W | IESO | Internal | Winter | B16 | 25 | 90 | 90 | 81.26 | 142.77 | 8 | 53.51
2040 | MISO_W_2_IESO | MISO_W | IESO | Internal | Winter | B17 | 100 | 90 | 0 | 148.17 | 142.77 | 8 | 0
2040 | MISO_W_2_IESO | MISO_W | IESO | Internal | Winter | B18 | 400 | 90 | 0 | 155.77 | 140.38 | 8 | 0
2040 | MISO_W_2_IESO | MISO_W | IESO | Internal | Winter | B19 | 700 | 90 | 0 | 155.77 | 140.38 | 8 | 0
2040 | MISO_W_2_IESO | MISO_W | IESO | Internal | Winter | B20 | 935 | 90 | 90 | 81.26 | 140.38 | 8 | 51.12
2040 | MISO_W_2_MAPP_CA | MISO_W | MAPP_CA | Internal | Shoulder | B11 | 25 | 926 | 0 | 157.08 | 157.07 | 0.01 | 0
2040 | MISO_W_2_MAPP_CA | MISO_W | MAPP_CA | Internal | Shoulder | B12 | 200 | 926 | 0 | 153.88 | 153.87 | 0.01 | 0
2040 | MISO_W_2_MAPP_CA | MISO_W | MAPP_CA | Internal | Shoulder | B13 | 600 | 926 | 0 | 153.86 | 153.85 | 0.01 | 0
2040 | MISO_W_2_MAPP_CA | MISO_W | MAPP_CA | Internal | Shoulder | B14 | 900 | 926 | 98.75 | 146.81 | 146.83 | 0.01 | 0
2040 | MISO_W_2_MAPP_CA | MISO_W | MAPP_CA | Internal | Shoulder | B15 | 1203 | 926 | 926 | 81.26 | 146.83 | 0.01 | 65.56
2040 | MISO_W_2_MAPP_CA | MISO_W | MAPP_CA | Internal | Summer | B1 | 10 | 926 | 0 | 284.36 | 172.02 | 0.01 | 0
2040 | MISO_W_2_MAPP_CA | MISO_W | MAPP_CA | Internal | Summer | B2 | 25 | 926 | 0 | 283 | 184.74 | 0.01 | 0
2040 | MISO_W_2_MAPP_CA | MISO_W | MAPP_CA | Internal | Summer | B3 | 75 | 926 | 0 | 273.83 | 207.01 | 0.01 | 0
2040 | MISO_W_2_MAPP_CA | MISO_W | MAPP_CA | Internal | Summer | B4 | 100 | 926 | 0 | 198.91 | 184.91 | 0.01 | 0
2040 | MISO_W_2_MAPP_CA | MISO_W | MAPP_CA | Internal | Summer | B5 | 200 | 926 | 0 | 186.02 | 172.02 | 0.01 | 0
2040 | MISO_W_2_MAPP_CA | MISO_W | MAPP_CA | Internal | Summer | B6 | 300 | 926 | 0 | 180.32 | 172.02 | 0.01 | 0
2040 | MISO_W_2_MAPP_CA | MISO_W | MAPP_CA | Internal | Summer | B7 | 400 | 926 | 0 | 153.54 | 153.53 | 0.01 | 0
2040 | MISO_W_2_MAPP_CA | MISO_W | MAPP_CA | Internal | Summer | B8 | 500 | 926 | 0 | 152.19 | 152.18 | 0.01 | 0
2040 | MISO_W_2_MAPP_CA | MISO_W | MAPP_CA | Internal | Summer | B9 | 800 | 926 | 0 | 152.19 | 152.18 | 0.01 | 0
2040 | MISO_W_2_MAPP_CA | MISO_W | MAPP_CA | Internal | Summer | B10 | 1262 | 926 | 926 | 108.79 | 152.18 | 0.01 | 43.38
2040 | MISO_W_2_MAPP_CA | MISO_W | MAPP_CA | Internal | Winter | B16 | 25 | 926 | 926 | 81.26 | 155.78 | 0.01 | 74.51
2040 | MISO_W_2_MAPP_CA | MISO_W | MAPP_CA | Internal | Winter | B17 | 100 | 926 | 926 | 148.17 | 155.78 | 0.01 | 7.6
2040 | MISO_W_2_MAPP_CA | MISO_W | MAPP_CA | Internal | Winter | B18 | 400 | 926 | 146.13 | 155.77 | 155.78 | 0.01 | 0
2040 | MISO_W_2_MAPP_CA | MISO_W | MAPP_CA | Internal | Winter | B19 | 700 | 926 | 81.92 | 155.77 | 155.78 | 0.01 | 0
2040 | MISO_W_2_MAPP_CA | MISO_W | MAPP_CA | Internal | Winter | B20 | 935 | 926 | 926 | 81.26 | 155.78 | 0.01 | 74.51
2040 | MISO_W_2_MISO_MO-IL | MISO_W | MISO_MO-IL | Internal | Shoulder | B11 | 25 | 3915 | 0 | 157.08 | 157.07 | 0.01 | 0
2040 | MISO_W_2_MISO_MO-IL | MISO_W | MISO_MO-IL | Internal | Shoulder | B12 | 200 | 3915 | 1163.42 | 153.88 | 153.9 | 0.01 | 0
2040 | MISO_W_2_MISO_MO-IL | MISO_W | MISO_MO-IL | Internal | Shoulder | B13 | 600 | 3915 | 3658.23 | 153.86 | 153.87 | 0.01 | 0
2040 | MISO_W_2_MISO_MO-IL | MISO_W | MISO_MO-IL | Internal | Shoulder | B14 | 900 | 3915 | 3915 | 146.81 | 151.83 | 0.01 | 5
2040 | MISO_W_2_MISO_MO-IL | MISO_W | MISO_MO-IL | Internal | Shoulder | B15 | 1203 | 3915 | 3915 | 81.26 | 146.94 | 0.01 | 65.67
2040 | MISO_W_2_MISO_MO-IL | MISO_W | MISO_MO-IL | Internal | Summer | B1 | 10 | 3915 | 0 | 284.36 | 284.23 | 0.01 | 0
2040 | MISO_W_2_MISO_MO-IL | MISO_W | MISO_MO-IL | Internal | Summer | B2 | 25 | 3915 | 952.79 | 283 | 283.01 | 0.01 | 0
2040 | MISO_W_2_MISO_MO-IL | MISO_W | MISO_MO-IL | Internal | Summer | B3 | 75 | 3915 | 0 | 273.83 | 260.83 | 0.01 | 0
2040 | MISO_W_2_MISO_MO-IL | MISO_W | MISO_MO-IL | Internal | Summer | B4 | 100 | 3915 | 0 | 198.91 | 190.67 | 0.01 | 0
2040 | MISO_W_2_MISO_MO-IL | MISO_W | MISO_MO-IL | Internal | Summer | B5 | 200 | 3915 | 0 | 186.02 | 178.86 | 0.01 | 0
2040 | MISO_W_2_MISO_MO-IL | MISO_W | MISO_MO-IL | Internal | Summer | B6 | 300 | 3915 | 0 | 180.32 | 170.74 | 0.01 | 0
2040 | MISO_W_2_MISO_MO-IL | MISO_W | MISO_MO-IL | Internal | Summer | B7 | 400 | 3915 | 0 | 153.54 | 153.53 | 0.01 | 0
2040 | MISO_W_2_MISO_MO-IL | MISO_W | MISO_MO-IL | Internal | Summer | B8 | 500 | 3915 | 3915 | 152.19 | 152.28 | 0.01 | 0.07
2040 | MISO_W_2_MISO_MO-IL | MISO_W | MISO_MO-IL | Internal | Summer | B9 | 800 | 3915 | 3915 | 152.19 | 152.28 | 0.01 | 0.07
2040 | MISO_W_2_MISO_MO-IL | MISO_W | MISO_MO-IL | Internal | Summer | B10 | 1262 | 3915 | 3915 | 108.79 | 135.04 | 0.01 | 26.24
2040 | MISO_W_2_MISO_MO-IL | MISO_W | MISO_MO-IL | Internal | Winter | B16 | 25 | 3915 | 3915 | 81.26 | 157.29 | 0.01 | 76.02
2040 | MISO_W_2_MISO_MO-IL | MISO_W | MISO_MO-IL | Internal | Winter | B17 | 100 | 3915 | 3915 | 148.17 | 157.27 | 0.01 | 9.08
2040 | MISO_W_2_MISO_MO-IL | MISO_W | MISO_MO-IL | Internal | Winter | B18 | 400 | 3915 | 3915 | 155.77 | 156.18 | 0.01 | 0.4
2040 | MISO_W_2_MISO_MO-IL | MISO_W | MISO_MO-IL | Internal | Winter | B19 | 700 | 3915 | 3801.18 | 155.77 | 155.78 | 0.01 | 0
2040 | MISO_W_2_MISO_MO-IL | MISO_W | MISO_MO-IL | Internal | Winter | B20 | 935 | 3915 | 3915 | 81.26 | 143.03 | 0.01 | 61.76
2040 | MISO_W_2_MISO_WUMS | MISO_W | MISO_WUMS | Internal | Shoulder | B11 | 25 | 1732 | 0 | 157.08 | 154.01 | 0.01 | 0
2040 | MISO_W_2_MISO_WUMS | MISO_W | MISO_WUMS | Internal | Shoulder | B12 | 200 | 1732 | 1732 | 153.88 | 154.01 | 0.01 | 0.11
2040 | MISO_W_2_MISO_WUMS | MISO_W | MISO_WUMS | Internal | Shoulder | B13 | 600 | 1732 | 1732 | 153.86 | 154.01 | 0.01 | 0.14
2040 | MISO_W_2_MISO_WUMS | MISO_W | MISO_WUMS | Internal | Shoulder | B14 | 900 | 1732 | 1732 | 146.81 | 154.01 | 0.01 | 7.18
2040 | MISO_W_2_MISO_WUMS | MISO_W | MISO_WUMS | Internal | Shoulder | B15 | 1203 | 1732 | 1732 | 81.26 | 154.01 | 0.01 | 72.74
2040 | MISO_W_2_MISO_WUMS | MISO_W | MISO_WUMS | Internal | Summer | B1 | 10 | 1732 | 0 | 284.36 | 272.66 | 0.01 | 0
2040 | MISO_W_2_MISO_WUMS | MISO_W | MISO_WUMS | Internal | Summer | B2 | 25 | 1732 | 0 | 283 | 272.66 | 0.01 | 0
2040 | MISO_W_2_MISO_WUMS | MISO_W | MISO_WUMS | Internal | Summer | B3 | 75 | 1732 | 0 | 273.83 | 260.83 | 0.01 | 0
2040 | MISO_W_2_MISO_WUMS | MISO_W | MISO_WUMS | Internal | Summer | B4 | 100 | 1732 | 0 | 198.91 | 190.67 | 0.01 | 0
2040 | MISO_W_2_MISO_WUMS | MISO_W | MISO_WUMS | Internal | Summer | B5 | 200 | 1732 | 0 | 186.02 | 178.85 | 0.01 | 0
2040 | MISO_W_2_MISO_WUMS | MISO_W | MISO_WUMS | Internal | Summer | B6 | 300 | 1732 | 0 | 180.32 | 169.75 | 0.01 | 0
2040 | MISO_W_2_MISO_WUMS | MISO_W | MISO_WUMS | Internal | Summer | B7 | 400 | 1732 | 0 | 153.54 | 152.76 | 0.01 | 0
2040 | MISO_W_2_MISO_WUMS | MISO_W | MISO_WUMS | Internal | Summer | B8 | 500 | 1732 | 792.95 | 152.19 | 152.21 | 0.01 | 0
2040 | MISO_W_2_MISO_WUMS | MISO_W | MISO_WUMS | Internal | Summer | B9 | 800 | 1732 | 1702.26 | 152.19 | 152.21 | 0.01 | 0
2040 | MISO_W_2_MISO_WUMS | MISO_W | MISO_WUMS | Internal | Summer | B10 | 1262 | 1732 | 1732 | 108.79 | 152.21 | 0.01 | 43.4
2040 | MISO_W_2_MISO_WUMS | MISO_W | MISO_WUMS | Internal | Winter | B16 | 25 | 1732 | 1732 | 81.26 | 157.35 | 0.01 | 76.08
2040 | MISO_W_2_MISO_WUMS | MISO_W | MISO_WUMS | Internal | Winter | B17 | 100 | 1732 | 1732 | 148.17 | 157.35 | 0.01 | 9.16
2040 | MISO_W_2_MISO_WUMS | MISO_W | MISO_WUMS | Internal | Winter | B18 | 400 | 1732 | 1732 | 155.77 | 157.35 | 0.01 | 1.56
2040 | MISO_W_2_MISO_WUMS | MISO_W | MISO_WUMS | Internal | Winter | B19 | 700 | 1732 | 1732 | 155.77 | 157.35 | 0.01 | 1.56
2040 | MISO_W_2_MISO_WUMS | MISO_W | MISO_WUMS | Internal | Winter | B20 | 935 | 1732 | 1732 | 81.26 | 156.97 | 0.01 | 75.7
2040 | MISO_W_2_NE | MISO_W | NE | Internal | Shoulder | B11 | 25 | 2800 | 0 | 157.08 | 157.08 | 7 | 0
2040 | MISO_W_2_NE | MISO_W | NE | Internal | Shoulder | B12 | 200 | 2800 | 0 | 153.88 | 153.88 | 7 | 0
2040 | MISO_W_2_NE | MISO_W | NE | Internal | Shoulder | B13 | 600 | 2800 | 0 | 153.86 | 153.86 | 7 | 0
2040 | MISO_W_2_NE | MISO_W | NE | Internal | Shoulder | B14 | 900 | 2800 | 0 | 146.81 | 146.81 | 7 | 0
2040 | MISO_W_2_NE | MISO_W | NE | Internal | Shoulder | B15 | 1203 | 2800 | 0 | 81.26 | 83.09 | 7 | 0
2040 | MISO_W_2_NE | MISO_W | NE | Internal | Summer | B1 | 10 | 2800 | 0 | 284.36 | 279.22 | 7 | 0
2040 | MISO_W_2_NE | MISO_W | NE | Internal | Summer | B2 | 25 | 2800 | 0 | 283 | 278 | 7 | 0
2040 | MISO_W_2_NE | MISO_W | NE | Internal | Summer | B3 | 75 | 2800 | 0 | 273.83 | 268.82 | 7 | 0
2040 | MISO_W_2_NE | MISO_W | NE | Internal | Summer | B4 | 100 | 2800 | 0 | 198.91 | 193.91 | 7 | 0
2040 | MISO_W_2_NE | MISO_W | NE | Internal | Summer | B5 | 200 | 2800 | 0 | 186.02 | 181.02 | 7 | 0
2040 | MISO_W_2_NE | MISO_W | NE | Internal | Summer | B6 | 300 | 2800 | 0 | 180.32 | 175.32 | 7 | 0
2040 | MISO_W_2_NE | MISO_W | NE | Internal | Summer | B7 | 400 | 2800 | 0 | 153.54 | 153.54 | 7 | 0
2040 | MISO_W_2_NE | MISO_W | NE | Internal | Summer | B8 | 500 | 2800 | 0 | 152.19 | 152.19 | 7 | 0
2040 | MISO_W_2_NE | MISO_W | NE | Internal | Summer | B9 | 800 | 2800 | 0 | 152.19 | 152.19 | 7 | 0
2040 | MISO_W_2_NE | MISO_W | NE | Internal | Summer | B10 | 1262 | 2800 | 0 | 108.79 | 108.79 | 7 | 0
2040 | MISO_W_2_NE | MISO_W | NE | Internal | Winter | B16 | 25 | 2800 | 23.3 | 81.26 | 88.26 | 7 | 0
2040 | MISO_W_2_NE | MISO_W | NE | Internal | Winter | B17 | 100 | 2800 | 0 | 148.17 | 148.17 | 7 | 0
2040 | MISO_W_2_NE | MISO_W | NE | Internal | Winter | B18 | 400 | 2800 | 0 | 155.77 | 155.77 | 7 | 0
2040 | MISO_W_2_NE | MISO_W | NE | Internal | Winter | B19 | 700 | 2800 | 0 | 155.77 | 155.16 | 7 | 0
2040 | MISO_W_2_NE | MISO_W | NE | Internal | Winter | B20 | 935 | 2800 | 0 | 81.26 | 82.32 | 7 | 0
2040 | MISO_W_2_PJM_ROR | MISO_W | PJM_ROR | Internal | Shoulder | B11 | 25 | 773 | 0 | 157.08 | 153.83 | 2 | 0
2040 | MISO_W_2_PJM_ROR | MISO_W | PJM_ROR | Internal | Shoulder | B12 | 200 | 773 | 81.37 | 153.88 | 155.88 | 2 | 0
2040 | MISO_W_2_PJM_ROR | MISO_W | PJM_ROR | Internal | Shoulder | B13 | 600 | 773 | 0 | 153.86 | 153.83 | 2 | 0
2040 | MISO_W_2_PJM_ROR | MISO_W | PJM_ROR | Internal | Shoulder | B14 | 900 | 773 | 773 | 146.81 | 153.83 | 2 | 5.01
2040 | MISO_W_2_PJM_ROR | MISO_W | PJM_ROR | Internal | Shoulder | B15 | 1203 | 773 | 773 | 81.26 | 153.83 | 2 | 70.57
2040 | MISO_W_2_PJM_ROR | MISO_W | PJM_ROR | Internal | Summer | B1 | 10 | 773 | 0 | 284.36 | 285.01 | 2 | 0
2040 | MISO_W_2_PJM_ROR | MISO_W | PJM_ROR | Internal | Summer | B2 | 25 | 773 | 773 | 283 | 285.01 | 2 | 0.01
2040 | MISO_W_2_PJM_ROR | MISO_W | PJM_ROR | Internal | Summer | B3 | 75 | 773 | 0 | 273.83 | 262.83 | 2 | 0
2040 | MISO_W_2_PJM_ROR | MISO_W | PJM_ROR | Internal | Summer | B4 | 100 | 773 | 0 | 198.91 | 192.67 | 2 | 0
2040 | MISO_W_2_PJM_ROR | MISO_W | PJM_ROR | Internal | Summer | B5 | 200 | 773 | 0 | 186.02 | 182.84 | 2 | 0
2040 | MISO_W_2_PJM_ROR | MISO_W | PJM_ROR | Internal | Summer | B6 | 300 | 773 | 0 | 180.32 | 171.75 | 2 | 0
2040 | MISO_W_2_PJM_ROR | MISO_W | PJM_ROR | Internal | Summer | B7 | 400 | 773 | 0 | 153.54 | 154.76 | 2 | 0
2040 | MISO_W_2_PJM_ROR | MISO_W | PJM_ROR | Internal | Summer | B8 | 500 | 773 | 0 | 152.19 | 152.06 | 2 | 0
2040 | MISO_W_2_PJM_ROR | MISO_W | PJM_ROR | Internal | Summer | B9 | 800 | 773 | 0 | 152.19 | 152.06 | 2 | 0
2040 | MISO_W_2_PJM_ROR | MISO_W | PJM_ROR | Internal | Summer | B10 | 1262 | 773 | 773 | 108.79 | 152.06 | 2 | 41.26
2040 | MISO_W_2_PJM_ROR | MISO_W | PJM_ROR | Internal | Winter | B16 | 25 | 773 | 773 | 81.26 | 157.78 | 2 | 74.52
2040 | MISO_W_2_PJM_ROR | MISO_W | PJM_ROR | Internal | Winter | B17 | 100 | 773 | 773 | 148.17 | 157.78 | 2 | 7.61
2040 | MISO_W_2_PJM_ROR | MISO_W | PJM_ROR | Internal | Winter | B18 | 400 | 773 | 773 | 155.77 | 157.78 | 2 | 0.01
2040 | MISO_W_2_PJM_ROR | MISO_W | PJM_ROR | Internal | Winter | B19 | 700 | 773 | 773 | 155.77 | 157.78 | 2 | 0.01
2040 | MISO_W_2_PJM_ROR | MISO_W | PJM_ROR | Internal | Winter | B20 | 935 | 773 | 773 | 81.26 | 154.97 | 2 | 71.71
2040 | MISO_W_2_SPP_N | MISO_W | SPP_N | Internal | Shoulder | B11 | 25 | 3200 | 802.95 | 157.08 | 164.08 | 7 | 0
2040 | MISO_W_2_SPP_N | MISO_W | SPP_N | Internal | Shoulder | B12 | 200 | 3200 | 0 | 153.88 | 156.44 | 7 | 0
2040 | MISO_W_2_SPP_N | MISO_W | SPP_N | Internal | Shoulder | B13 | 600 | 3200 | 0 | 153.86 | 156.44 | 7 | 0
2040 | MISO_W_2_SPP_N | MISO_W | SPP_N | Internal | Shoulder | B14 | 900 | 3200 | 0 | 146.81 | 146.83 | 7 | 0
2040 | MISO_W_2_SPP_N | MISO_W | SPP_N | Internal | Shoulder | B15 | 1203 | 3200 | 0 | 81.26 | 83.1 | 7 | 0
2040 | MISO_W_2_SPP_N | MISO_W | SPP_N | Internal | Summer | B1 | 10 | 3200 | 0 | 284.36 | 279.23 | 7 | 0
2040 | MISO_W_2_SPP_N | MISO_W | SPP_N | Internal | Summer | B2 | 25 | 3200 | 0 | 283 | 285.98 | 7 | 0
2040 | MISO_W_2_SPP_N | MISO_W | SPP_N | Internal | Summer | B3 | 75 | 3200 | 0 | 273.83 | 268.83 | 7 | 0
2040 | MISO_W_2_SPP_N | MISO_W | SPP_N | Internal | Summer | B4 | 100 | 3200 | 0 | 198.91 | 193.93 | 7 | 0
2040 | MISO_W_2_SPP_N | MISO_W | SPP_N | Internal | Summer | B5 | 200 | 3200 | 0 | 186.02 | 186.86 | 7 | 0
2040 | MISO_W_2_SPP_N | MISO_W | SPP_N | Internal | Summer | B6 | 300 | 3200 | 0 | 180.32 | 178.74 | 7 | 0
2040 | MISO_W_2_SPP_N | MISO_W | SPP_N | Internal | Summer | B7 | 400 | 3200 | 47.67 | 153.54 | 160.54 | 7 | 0
2040 | MISO_W_2_SPP_N | MISO_W | SPP_N | Internal | Summer | B8 | 500 | 3200 | 0 | 152.19 | 155.86 | 7 | 0
2040 | MISO_W_2_SPP_N | MISO_W | SPP_N | Internal | Summer | B9 | 800 | 3200 | 0 | 152.19 | 154.73 | 7 | 0
2040 | MISO_W_2_SPP_N | MISO_W | SPP_N | Internal | Summer | B10 | 1262 | 3200 | 3200 | 108.79 | 130.04 | 7 | 14.25
2040 | MISO_W_2_SPP_N | MISO_W | SPP_N | Internal | Winter | B16 | 25 | 3200 | 3200 | 81.26 | 160.01 | 7 | 71.75
2040 | MISO_W_2_SPP_N | MISO_W | SPP_N | Internal | Winter | B17 | 100 | 3200 | 2554.45 | 148.17 | 155.17 | 7 | 0
2040 | MISO_W_2_SPP_N | MISO_W | SPP_N | Internal | Winter | B18 | 400 | 3200 | 0 | 155.77 | 160.01 | 7 | 0
2040 | MISO_W_2_SPP_N | MISO_W | SPP_N | Internal | Winter | B19 | 700 | 3200 | 0 | 155.77 | 155.17 | 7 | 0
2040 | MISO_W_2_SPP_N | MISO_W | SPP_N | Internal | Winter | B20 | 935 | 3200 | 0 | 81.26 | 82.33 | 7 | 0
2040 | MISO_WUMS_2_MISO_MI | MISO_WUMS | MISO_MI | Internal | Shoulder | B11 | 25 | 1422 | 0 | 154.01 | 154 | 0.01 | 0
2040 | MISO_WUMS_2_MISO_MI | MISO_WUMS | MISO_MI | Internal | Shoulder | B12 | 200 | 1422 | 0 | 154.01 | 153.95 | 0.01 | 0
2040 | MISO_WUMS_2_MISO_MI | MISO_WUMS | MISO_MI | Internal | Shoulder | B13 | 600 | 1422 | 0 | 154.01 | 153.95 | 0.01 | 0
2040 | MISO_WUMS_2_MISO_MI | MISO_WUMS | MISO_MI | Internal | Shoulder | B14 | 900 | 1422 | 0 | 154.01 | 153.95 | 0.01 | 0
2040 | MISO_WUMS_2_MISO_MI | MISO_WUMS | MISO_MI | Internal | Shoulder | B15 | 1203 | 1422 | 0 | 154.01 | 153.95 | 0.01 | 0
2040 | MISO_WUMS_2_MISO_MI | MISO_WUMS | MISO_MI | Internal | Summer | B1 | 10 | 1422 | 1422 | 272.66 | 284.23 | 0.01 | 11.55
2040 | MISO_WUMS_2_MISO_MI | MISO_WUMS | MISO_MI | Internal | Summer | B2 | 25 | 1422 | 1422 | 272.66 | 283.01 | 0.01 | 10.34
2040 | MISO_WUMS_2_MISO_MI | MISO_WUMS | MISO_MI | Internal | Summer | B3 | 75 | 1422 | 0 | 260.83 | 260.82 | 0.01 | 0
2040 | MISO_WUMS_2_MISO_MI | MISO_WUMS | MISO_MI | Internal | Summer | B4 | 100 | 1422 | 0 | 190.67 | 190.67 | 0.01 | 0
2040 | MISO_WUMS_2_MISO_MI | MISO_WUMS | MISO_MI | Internal | Summer | B5 | 200 | 1422 | 165.29 | 178.85 | 178.86 | 0.01 | 0
2040 | MISO_WUMS_2_MISO_MI | MISO_WUMS | MISO_MI | Internal | Summer | B6 | 300 | 1422 | 43.42 | 169.75 | 169.77 | 0.01 | 0
2040 | MISO_WUMS_2_MISO_MI | MISO_WUMS | MISO_MI | Internal | Summer | B7 | 400 | 1422 | 543.87 | 152.76 | 152.77 | 0.01 | 0
2040 | MISO_WUMS_2_MISO_MI | MISO_WUMS | MISO_MI | Internal | Summer | B8 | 500 | 1422 | 1422 | 152.21 | 152.3 | 0.01 | 0.09
2040 | MISO_WUMS_2_MISO_MI | MISO_WUMS | MISO_MI | Internal | Summer | B9 | 800 | 1422 | 1422 | 152.21 | 152.3 | 0.01 | 0.09
2040 | MISO_WUMS_2_MISO_MI | MISO_WUMS | MISO_MI | Internal | Summer | B10 | 1262 | 1422 | 1422 | 152.21 | 152.3 | 0.01 | 0.09
2040 | MISO_WUMS_2_MISO_MI | MISO_WUMS | MISO_MI | Internal | Winter | B16 | 25 | 1422 | 0 | 157.35 | 157.29 | 0.01 | 0
2040 | MISO_WUMS_2_MISO_MI | MISO_WUMS | MISO_MI | Internal | Winter | B17 | 100 | 1422 | 0 | 157.35 | 157.29 | 0.01 | 0
2040 | MISO_WUMS_2_MISO_MI | MISO_WUMS | MISO_MI | Internal | Winter | B18 | 400 | 1422 | 0 | 157.35 | 157.29 | 0.01 | 0
2040 | MISO_WUMS_2_MISO_MI | MISO_WUMS | MISO_MI | Internal | Winter | B19 | 700 | 1422 | 0 | 157.35 | 156.72 | 0.01 | 0
2040 | MISO_WUMS_2_MISO_MI | MISO_WUMS | MISO_MI | Internal | Winter | B20 | 935 | 1422 | 0 | 156.97 | 156.72 | 0.01 | 0
2040 | MISO_WUMS_2_MISO_W | MISO_WUMS | MISO_W | Internal | Shoulder | B11 | 25 | 1240 | 1240 | 154.01 | 157.08 | 0.01 | 3.06
2040 | MISO_WUMS_2_MISO_W | MISO_WUMS | MISO_W | Internal | Shoulder | B12 | 200 | 1240 | 0 | 154.01 | 153.88 | 0.01 | 0
2040 | MISO_WUMS_2_MISO_W | MISO_WUMS | MISO_W | Internal | Shoulder | B13 | 600 | 1240 | 0 | 154.01 | 153.86 | 0.01 | 0
2040 | MISO_WUMS_2_MISO_W | MISO_WUMS | MISO_W | Internal | Shoulder | B14 | 900 | 1240 | 0 | 154.01 | 146.81 | 0.01 | 0
2040 | MISO_WUMS_2_MISO_W | MISO_WUMS | MISO_W | Internal | Shoulder | B15 | 1203 | 1240 | 0 | 154.01 | 81.26 | 0.01 | 0
2040 | MISO_WUMS_2_MISO_W | MISO_WUMS | MISO_W | Internal | Summer | B1 | 10 | 1240 | 1240 | 272.66 | 284.36 | 0.01 | 11.68
2040 | MISO_WUMS_2_MISO_W | MISO_WUMS | MISO_W | Internal | Summer | B2 | 25 | 1240 | 1240 | 272.66 | 283 | 0.01 | 10.33
2040 | MISO_WUMS_2_MISO_W | MISO_WUMS | MISO_W | Internal | Summer | B3 | 75 | 1240 | 1240 | 260.83 | 273.83 | 0.01 | 12.99
2040 | MISO_WUMS_2_MISO_W | MISO_WUMS | MISO_W | Internal | Summer | B4 | 100 | 1240 | 1240 | 190.67 | 198.91 | 0.01 | 8.24
2040 | MISO_WUMS_2_MISO_W | MISO_WUMS | MISO_W | Internal | Summer | B5 | 200 | 1240 | 1240 | 178.85 | 186.02 | 0.01 | 7.15
2040 | MISO_WUMS_2_MISO_W | MISO_WUMS | MISO_W | Internal | Summer | B6 | 300 | 1240 | 1240 | 169.75 | 180.32 | 0.01 | 10.56
2040 | MISO_WUMS_2_MISO_W | MISO_WUMS | MISO_W | Internal | Summer | B7 | 400 | 1240 | 1240 | 152.76 | 153.54 | 0.01 | 0.78
2040 | MISO_WUMS_2_MISO_W | MISO_WUMS | MISO_W | Internal | Summer | B8 | 500 | 1240 | 0 | 152.21 | 152.19 | 0.01 | 0
2040 | MISO_WUMS_2_MISO_W | MISO_WUMS | MISO_W | Internal | Summer | B9 | 800 | 1240 | 0 | 152.21 | 152.19 | 0.01 | 0
2040 | MISO_WUMS_2_MISO_W | MISO_WUMS | MISO_W | Internal | Summer | B10 | 1262 | 1240 | 0 | 152.21 | 108.79 | 0.01 | 0
2040 | MISO_WUMS_2_MISO_W | MISO_WUMS | MISO_W | Internal | Winter | B16 | 25 | 1240 | 0 | 157.35 | 81.26 | 0.01 | 0
2040 | MISO_WUMS_2_MISO_W | MISO_WUMS | MISO_W | Internal | Winter | B17 | 100 | 1240 | 0 | 157.35 | 148.17 | 0.01 | 0
2040 | MISO_WUMS_2_MISO_W | MISO_WUMS | MISO_W | Internal | Winter | B18 | 400 | 1240 | 0 | 157.35 | 155.77 | 0.01 | 0
2040 | MISO_WUMS_2_MISO_W | MISO_WUMS | MISO_W | Internal | Winter | B19 | 700 | 1240 | 0 | 157.35 | 155.77 | 0.01 | 0
2040 | MISO_WUMS_2_MISO_W | MISO_WUMS | MISO_W | Internal | Winter | B20 | 935 | 1240 | 0 | 156.97 | 81.26 | 0.01 | 0
2040 | MISO_WUMS_2_PJM_ROR | MISO_WUMS | PJM_ROR | Internal | Shoulder | B11 | 25 | 1600 | 0 | 154.01 | 153.83 | 2 | 0
2040 | MISO_WUMS_2_PJM_ROR | MISO_WUMS | PJM_ROR | Internal | Shoulder | B12 | 200 | 1600 | 0 | 154.01 | 155.88 | 2 | 0
2040 | MISO_WUMS_2_PJM_ROR | MISO_WUMS | PJM_ROR | Internal | Shoulder | B13 | 600 | 1600 | 0 | 154.01 | 153.83 | 2 | 0
2040 | MISO_WUMS_2_PJM_ROR | MISO_WUMS | PJM_ROR | Internal | Shoulder | B14 | 900 | 1600 | 0 | 154.01 | 153.83 | 2 | 0
2040 | MISO_WUMS_2_PJM_ROR | MISO_WUMS | PJM_ROR | Internal | Shoulder | B15 | 1203 | 1600 | 0 | 154.01 | 153.83 | 2 | 0
2040 | MISO_WUMS_2_PJM_ROR | MISO_WUMS | PJM_ROR | Internal | Summer | B1 | 10 | 1600 | 1600 | 272.66 | 285.01 | 2 | 10.35
2040 | MISO_WUMS_2_PJM_ROR | MISO_WUMS | PJM_ROR | Internal | Summer | B2 | 25 | 1600 | 1600 | 272.66 | 285.01 | 2 | 10.35
2040 | MISO_WUMS_2_PJM_ROR | MISO_WUMS | PJM_ROR | Internal | Summer | B3 | 75 | 1600 | 291.27 | 260.83 | 262.83 | 2 | 0
2040 | MISO_WUMS_2_PJM_ROR | MISO_WUMS | PJM_ROR | Internal | Summer | B4 | 100 | 1600 | 988.14 | 190.67 | 192.67 | 2 | 0
2040 | MISO_WUMS_2_PJM_ROR | MISO_WUMS | PJM_ROR | Internal | Summer | B5 | 200 | 1600 | 1600 | 178.85 | 182.84 | 2 | 1.99
2040 | MISO_WUMS_2_PJM_ROR | MISO_WUMS | PJM_ROR | Internal | Summer | B6 | 300 | 1600 | 39.6 | 169.75 | 171.75 | 2 | 0
2040 | MISO_WUMS_2_PJM_ROR | MISO_WUMS | PJM_ROR | Internal | Summer | B7 | 400 | 1600 | 230.44 | 152.76 | 154.76 | 2 | 0
2040 | MISO_WUMS_2_PJM_ROR | MISO_WUMS | PJM_ROR | Internal | Summer | B8 | 500 | 1600 | 0 | 152.21 | 152.06 | 2 | 0
2040 | MISO_WUMS_2_PJM_ROR | MISO_WUMS | PJM_ROR | Internal | Summer | B9 | 800 | 1600 | 0 | 152.21 | 152.06 | 2 | 0
2040 | MISO_WUMS_2_PJM_ROR | MISO_WUMS | PJM_ROR | Internal | Summer | B10 | 1262 | 1600 | 0 | 152.21 | 152.06 | 2 | 0
2040 | MISO_WUMS_2_PJM_ROR | MISO_WUMS | PJM_ROR | Internal | Winter | B16 | 25 | 1600 | 0 | 157.35 | 157.78 | 2 | 0
2040 | MISO_WUMS_2_PJM_ROR | MISO_WUMS | PJM_ROR | Internal | Winter | B17 | 100 | 1600 | 0 | 157.35 | 157.78 | 2 | 0
2040 | MISO_WUMS_2_PJM_ROR | MISO_WUMS | PJM_ROR | Internal | Winter | B18 | 400 | 1600 | 0 | 157.35 | 157.78 | 2 | 0
2040 | MISO_WUMS_2_PJM_ROR | MISO_WUMS | PJM_ROR | Internal | Winter | B19 | 700 | 1600 | 0 | 157.35 | 157.78 | 2 | 0
2040 | MISO_WUMS_2_PJM_ROR | MISO_WUMS | PJM_ROR | Internal | Winter | B20 | 935 | 1600 | 0 | 156.97 | 154.97 | 2 | 0
2040 | NE_2_MISO_W | NE | MISO_W | Internal | Shoulder | B11 | 25 | 1600 | 0 | 157.08 | 157.08 | 5 | 0
2040 | NE_2_MISO_W | NE | MISO_W | Internal | Shoulder | B12 | 200 | 1600 | 0 | 153.88 | 153.88 | 5 | 0
2040 | NE_2_MISO_W | NE | MISO_W | Internal | Shoulder | B13 | 600 | 1600 | 0 | 153.86 | 153.86 | 5 | 0
2040 | NE_2_MISO_W | NE | MISO_W | Internal | Shoulder | B14 | 900 | 1600 | 0 | 146.81 | 146.81 | 5 | 0
2040 | NE_2_MISO_W | NE | MISO_W | Internal | Shoulder | B15 | 1203 | 1600 | 0 | 83.09 | 81.26 | 5 | 0
2040 | NE_2_MISO_W | NE | MISO_W | Internal | Summer | B1 | 10 | 1600 | 1600 | 279.22 | 284.36 | 5 | 0.14
2040 | NE_2_MISO_W | NE | MISO_W | Internal | Summer | B2 | 25 | 1600 | 807.76 | 278 | 283 | 5 | 0
2040 | NE_2_MISO_W | NE | MISO_W | Internal | Summer | B3 | 75 | 1600 | 1600 | 268.82 | 273.83 | 5 | 0.01
2040 | NE_2_MISO_W | NE | MISO_W | Internal | Summer | B4 | 100 | 1600 | 679.11 | 193.91 | 198.91 | 5 | 0
2040 | NE_2_MISO_W | NE | MISO_W | Internal | Summer | B5 | 200 | 1600 | 989.88 | 181.02 | 186.02 | 5 | 0
2040 | NE_2_MISO_W | NE | MISO_W | Internal | Summer | B6 | 300 | 1600 | 1332.06 | 175.32 | 180.32 | 5 | 0
2040 | NE_2_MISO_W | NE | MISO_W | Internal | Summer | B7 | 400 | 1600 | 0 | 153.54 | 153.54 | 5 | 0
2040 | NE_2_MISO_W | NE | MISO_W | Internal | Summer | B8 | 500 | 1600 | 0 | 152.19 | 152.19 | 5 | 0
2040 | NE_2_MISO_W | NE | MISO_W | Internal | Summer | B9 | 800 | 1600 | 0 | 152.19 | 152.19 | 5 | 0
2040 | NE_2_MISO_W | NE | MISO_W | Internal | Summer | B10 | 1262 | 1600 | 0 | 108.79 | 108.79 | 5 | 0
2040 | NE_2_MISO_W | NE | MISO_W | Internal | Winter | B16 | 25 | 1600 | 0 | 88.26 | 81.26 | 5 | 0
2040 | NE_2_MISO_W | NE | MISO_W | Internal | Winter | B17 | 100 | 1600 | 0 | 148.17 | 148.17 | 5 | 0
2040 | NE_2_MISO_W | NE | MISO_W | Internal | Winter | B18 | 400 | 1600 | 0 | 155.77 | 155.77 | 5 | 0
2040 | NE_2_MISO_W | NE | MISO_W | Internal | Winter | B19 | 700 | 1600 | 0 | 155.16 | 155.77 | 5 | 0
2040 | NE_2_MISO_W | NE | MISO_W | Internal | Winter | B20 | 935 | 1600 | 0 | 82.32 | 81.26 | 5 | 0
2040 | NE_2_SPP_N | NE | SPP_N | Internal | Shoulder | B11 | 25 | 1802 | 1802 | 157.08 | 164.08 | 0.01 | 6.99
2040 | NE_2_SPP_N | NE | SPP_N | Internal | Shoulder | B12 | 200 | 1802 | 1802 | 153.88 | 156.44 | 0.01 | 2.54
2040 | NE_2_SPP_N | NE | SPP_N | Internal | Shoulder | B13 | 600 | 1802 | 1802 | 153.86 | 156.44 | 0.01 | 2.57
2040 | NE_2_SPP_N | NE | SPP_N | Internal | Shoulder | B14 | 900 | 1802 | 1436.49 | 146.81 | 146.83 | 0.01 | 0
2040 | NE_2_SPP_N | NE | SPP_N | Internal | Shoulder | B15 | 1203 | 1802 | 823.73 | 83.09 | 83.1 | 0.01 | 0
2040 | NE_2_SPP_N | NE | SPP_N | Internal | Summer | B1 | 10 | 1802 | 1039.42 | 279.22 | 279.23 | 0.01 | 0
2040 | NE_2_SPP_N | NE | SPP_N | Internal | Summer | B2 | 25 | 1802 | 1802 | 278 | 285.98 | 0.01 | 7.97
2040 | NE_2_SPP_N | NE | SPP_N | Internal | Summer | B3 | 75 | 1802 | 1061.89 | 268.82 | 268.83 | 0.01 | 0
2040 | NE_2_SPP_N | NE | SPP_N | Internal | Summer | B4 | 100 | 1802 | 1623.26 | 193.91 | 193.93 | 0.01 | 0
2040 | NE_2_SPP_N | NE | SPP_N | Internal | Summer | B5 | 200 | 1802 | 1802 | 181.02 | 186.86 | 0.01 | 5.83
2040 | NE_2_SPP_N | NE | SPP_N | Internal | Summer | B6 | 300 | 1802 | 1802 | 175.32 | 178.74 | 0.01 | 3.4
2040 | NE_2_SPP_N | NE | SPP_N | Internal | Summer | B7 | 400 | 1802 | 1802 | 153.54 | 160.54 | 0.01 | 6.99
2040 | NE_2_SPP_N | NE | SPP_N | Internal | Summer | B8 | 500 | 1802 | 1802 | 152.19 | 155.86 | 0.01 | 3.66
2040 | NE_2_SPP_N | NE | SPP_N | Internal | Summer | B9 | 800 | 1802 | 1802 | 152.19 | 154.73 | 0.01 | 2.52
2040 | NE_2_SPP_N | NE | SPP_N | Internal | Summer | B10 | 1262 | 1802 | 1802 | 108.79 | 130.04 | 0.01 | 21.24
2040 | NE_2_SPP_N | NE | SPP_N | Internal | Winter | B16 | 25 | 1802 | 1802 | 88.26 | 160.01 | 0.01 | 71.74
2040 | NE_2_SPP_N | NE | SPP_N | Internal | Winter | B17 | 100 | 1802 | 1802 | 148.17 | 155.17 | 0.01 | 6.99
2040 | NE_2_SPP_N | NE | SPP_N | Internal | Winter | B18 | 400 | 1802 | 1802 | 155.77 | 160.01 | 0.01 | 4.23
2040 | NE_2_SPP_N | NE | SPP_N | Internal | Winter | B19 | 700 | 1802 | 1510.37 | 155.16 | 155.17 | 0.01 | 0
2040 | NE_2_SPP_N | NE | SPP_N | Internal | Winter | B20 | 935 | 1802 | 1586.48 | 82.32 | 82.33 | 0.01 | 0
2040 | NEISO_2_NYISO_A-F | NEISO | NYISO_A-F | Internal | Shoulder | B11 | 25 | 600 | 600 | 83.42 | 154 | 3 | 67.57
2040 | NEISO_2_NYISO_A-F | NEISO | NYISO_A-F | Internal | Shoulder | B12 | 200 | 600 | 600 | 113.61 | 153.95 | 3 | 37.34
2040 | NEISO_2_NYISO_A-F | NEISO | NYISO_A-F | Internal | Shoulder | B13 | 600 | 600 | 600 | 87.28 | 147.53 | 3 | 57.25
2040 | NEISO_2_NYISO_A-F | NEISO | NYISO_A-F | Internal | Shoulder | B14 | 900 | 600 | 600 | 83.42 | 146.83 | 3 | 60.4
2040 | NEISO_2_NYISO_A-F | NEISO | NYISO_A-F | Internal | Shoulder | B15 | 1203 | 600 | 600 | 83.42 | 146.61 | 3 | 60.19
2040 | NEISO_2_NYISO_A-F | NEISO | NYISO_A-F | Internal | Summer | B1 | 10 | 600 | 0 | 176.05 | 173.05 | 3 | 0
2040 | NEISO_2_NYISO_A-F | NEISO | NYISO_A-F | Internal | Summer | B2 | 25 | 600 | 0 | 202.74 | 199.74 | 3 | 0
2040 | NEISO_2_NYISO_A-F | NEISO | NYISO_A-F | Internal | Summer | B3 | 75 | 600 | 600 | 192.43 | 207.01 | 3 | 11.58
2040 | NEISO_2_NYISO_A-F | NEISO | NYISO_A-F | Internal | Summer | B4 | 100 | 600 | 600 | 165.94 | 190.5 | 3 | 21.56
2040 | NEISO_2_NYISO_A-F | NEISO | NYISO_A-F | Internal | Summer | B5 | 200 | 600 | 600 | 165.94 | 174.86 | 3 | 5.91
2040 | NEISO_2_NYISO_A-F | NEISO | NYISO_A-F | Internal | Summer | B6 | 300 | 600 | 600 | 165.94 | 169.77 | 3 | 0.82
2040 | NEISO_2_NYISO_A-F | NEISO | NYISO_A-F | Internal | Summer | B7 | 400 | 600 | 0 | 163.78 | 160.77 | 3 | 0
2040 | NEISO_2_NYISO_A-F | NEISO | NYISO_A-F | Internal | Summer | B8 | 500 | 600 | 0 | 163.74 | 158.07 | 3 | 0
2040 | NEISO_2_NYISO_A-F | NEISO | NYISO_A-F | Internal | Summer | B9 | 800 | 600 | 0 | 142.54 | 145.53 | 3 | 0
2040 | NEISO_2_NYISO_A-F | NEISO | NYISO_A-F | Internal | Summer | B10 | 1262 | 600 | 0 | 142.54 | 145.53 | 3 | 0
2040 | NEISO_2_NYISO_A-F | NEISO | NYISO_A-F | Internal | Winter | B16 | 25 | 600 | 600 | 84.86 | 149.77 | 3 | 61.91
2040 | NEISO_2_NYISO_A-F | NEISO | NYISO_A-F | Internal | Winter | B17 | 100 | 600 | 600 | 115.52 | 149.77 | 3 | 31.25
2040 | NEISO_2_NYISO_A-F | NEISO | NYISO_A-F | Internal | Winter | B18 | 400 | 600 | 600 | 84.86 | 147.38 | 3 | 59.52
2040 | NEISO_2_NYISO_A-F | NEISO | NYISO_A-F | Internal | Winter | B19 | 700 | 600 | 600 | 84.86 | 147.38 | 3 | 59.52
2040 | NEISO_2_NYISO_A-F | NEISO | NYISO_A-F | Internal | Winter | B20 | 935 | 600 | 600 | 84.86 | 147.38 | 3 | 59.52
2040 | NEISO_2_NYISO_G-I | NEISO | NYISO_G-I | Internal | Shoulder | B11 | 25 | 600 | 600 | 83.42 | 154.01 | 3 | 67.58
2040 | NEISO_2_NYISO_G-I | NEISO | NYISO_G-I | Internal | Shoulder | B12 | 200 | 600 | 600 | 113.61 | 153.96 | 3 | 37.36
2040 | NEISO_2_NYISO_G-I | NEISO | NYISO_G-I | Internal | Shoulder | B13 | 600 | 600 | 600 | 87.28 | 147.55 | 3 | 57.26
2040 | NEISO_2_NYISO_G-I | NEISO | NYISO_G-I | Internal | Shoulder | B14 | 900 | 600 | 600 | 83.42 | 146.84 | 3 | 60.41
2040 | NEISO_2_NYISO_G-I | NEISO | NYISO_G-I | Internal | Shoulder | B15 | 1203 | 600 | 600 | 83.42 | 146.63 | 3 | 60.2
2040 | NEISO_2_NYISO_G-I | NEISO | NYISO_G-I | Internal | Summer | B1 | 10 | 600 | 600 | 176.05 | 277.03 | 3 | 97.97
2040 | NEISO_2_NYISO_G-I | NEISO | NYISO_G-I | Internal | Summer | B2 | 25 | 600 | 600 | 202.74 | 239.1 | 3 | 33.35
2040 | NEISO_2_NYISO_G-I | NEISO | NYISO_G-I | Internal | Summer | B3 | 75 | 600 | 600 | 192.43 | 207.02 | 3 | 11.59
2040 | NEISO_2_NYISO_G-I | NEISO | NYISO_G-I | Internal | Summer | B4 | 100 | 600 | 600 | 165.94 | 190.51 | 3 | 21.57
2040 | NEISO_2_NYISO_G-I | NEISO | NYISO_G-I | Internal | Summer | B5 | 200 | 600 | 600 | 165.94 | 174.87 | 3 | 5.93
2040 | NEISO_2_NYISO_G-I | NEISO | NYISO_G-I | Internal | Summer | B6 | 300 | 600 | 600 | 165.94 | 169.78 | 3 | 0.84
2040 | NEISO_2_NYISO_G-I | NEISO | NYISO_G-I | Internal | Summer | B7 | 400 | 600 | 0 | 163.78 | 160.78 | 3 | 0
2040 | NEISO_2_NYISO_G-I | NEISO | NYISO_G-I | Internal | Summer | B8 | 500 | 600 | 0 | 163.74 | 158.08 | 3 | 0
2040 | NEISO_2_NYISO_G-I | NEISO | NYISO_G-I | Internal | Summer | B9 | 800 | 600 | 77.69 | 142.54 | 145.54 | 3 | 0
2040 | NEISO_2_NYISO_G-I | NEISO | NYISO_G-I | Internal | Summer | B10 | 1262 | 600 | 240.52 | 142.54 | 145.54 | 3 | 0
2040 | NEISO_2_NYISO_G-I | NEISO | NYISO_G-I | Internal | Winter | B16 | 25 | 600 | 600 | 84.86 | 149.78 | 3 | 61.93
2040 | NEISO_2_NYISO_G-I | NEISO | NYISO_G-I | Internal | Winter | B17 | 100 | 600 | 600 | 115.52 | 149.78 | 3 | 31.27
2040 | NEISO_2_NYISO_G-I | NEISO | NYISO_G-I | Internal | Winter | B18 | 400 | 600 | 600 | 84.86 | 149.78 | 3 | 61.93
2040 | NEISO_2_NYISO_G-I | NEISO | NYISO_G-I | Internal | Winter | B19 | 700 | 600 | 600 | 84.86 | 148.99 | 3 | 61.13
2040 | NEISO_2_NYISO_G-I | NEISO | NYISO_G-I | Internal | Winter | B20 | 935 | 600 | 600 | 84.86 | 147.39 | 3 | 59.53
2040 | NEISO_2_NYISO_J-K | NEISO | NYISO_J-K | Internal | Shoulder | B11 | 25 | 777 | 777 | 83.42 | 170.76 | 3 | 84.33
2040 | NEISO_2_NYISO_J-K | NEISO | NYISO_J-K | Internal | Shoulder | B12 | 200 | 777 | 777 | 113.61 | 170.76 | 3 | 54.15
2040 | NEISO_2_NYISO_J-K | NEISO | NYISO_J-K | Internal | Shoulder | B13 | 600 | 777 | 777 | 87.28 | 159.83 | 3 | 69.54
2040 | NEISO_2_NYISO_J-K | NEISO | NYISO_J-K | Internal | Shoulder | B14 | 900 | 777 | 777 | 83.42 | 146.85 | 3 | 60.43
2040 | NEISO_2_NYISO_J-K | NEISO | NYISO_J-K | Internal | Shoulder | B15 | 1203 | 777 | 777 | 83.42 | 146.64 | 3 | 60.21
2040 | NEISO_2_NYISO_J-K | NEISO | NYISO_J-K | Internal | Summer | B1 | 10 | 777 | 777 | 176.05 | 277.04 | 3 | 97.99
2040 | NEISO_2_NYISO_J-K | NEISO | NYISO_J-K | Internal | Summer | B2 | 25 | 777 | 777 | 202.74 | 239.11 | 3 | 33.37
2040 | NEISO_2_NYISO_J-K | NEISO | NYISO_J-K | Internal | Summer | B3 | 75 | 777 | 777 | 192.43 | 239.11 | 3 | 43.68
2040 | NEISO_2_NYISO_J-K | NEISO | NYISO_J-K | Internal | Summer | B4 | 100 | 777 | 777 | 165.94 | 235.08 | 3 | 66.14
2040 | NEISO_2_NYISO_J-K | NEISO | NYISO_J-K | Internal | Summer | B5 | 200 | 777 | 777 | 165.94 | 235.08 | 3 | 66.14
2040 | NEISO_2_NYISO_J-K | NEISO | NYISO_J-K | Internal | Summer | B6 | 300 | 777 | 777 | 165.94 | 177.75 | 3 | 8.81
2040 | NEISO_2_NYISO_J-K | NEISO | NYISO_J-K | Internal | Summer | B7 | 400 | 777 | 186.85 | 163.78 | 166.78 | 3 | 0
2040 | NEISO_2_NYISO_J-K | NEISO | NYISO_J-K | Internal | Summer | B8 | 500 | 777 | 70.33 | 163.74 | 166.74 | 3 | 0
2040 | NEISO_2_NYISO_J-K | NEISO | NYISO_J-K | Internal | Summer | B9 | 800 | 777 | 777 | 142.54 | 145.55 | 3 | 0.01
2040 | NEISO_2_NYISO_J-K | NEISO | NYISO_J-K | Internal | Summer | B10 | 1262 | 777 | 777 | 142.54 | 145.55 | 3 | 0.01
2040 | NEISO_2_NYISO_J-K | NEISO | NYISO_J-K | Internal | Winter | B16 | 25 | 777 | 777 | 84.86 | 184.74 | 3 | 96.89
2040 | NEISO_2_NYISO_J-K | NEISO | NYISO_J-K | Internal | Winter | B17 | 100 | 777 | 777 | 115.52 | 184.74 | 3 | 66.23
2040 | NEISO_2_NYISO_J-K | NEISO | NYISO_J-K | Internal | Winter | B18 | 400 | 777 | 777 | 84.86 | 175.29 | 3 | 87.44
2040 | NEISO_2_NYISO_J-K | NEISO | NYISO_J-K | Internal | Winter | B19 | 700 | 777 | 777 | 84.86 | 158.53 | 3 | 70.67
2040 | NEISO_2_NYISO_J-K | NEISO | NYISO_J-K | Internal | Winter | B20 | 935 | 777 | 777 | 84.86 | 158.53 | 3 | 70.67
2040 | NonRTO_Midwest_2_TVA_Transmission | NonRTO_Midwest | TVA_Transmission | Internal | Shoulder | B11 | 25 | 2400 | 0 | 161.88 | 165.07 | 8 | 0
2040 | NonRTO_Midwest_2_TVA_Transmission | NonRTO_Midwest | TVA_Transmission | Internal | Shoulder | B12 | 200 | 2400 | 0 | 157.77 | 159.13 | 8 | 0
2040 | NonRTO_Midwest_2_TVA_Transmission | NonRTO_Midwest | TVA_Transmission | Internal | Shoulder | B13 | 600 | 2400 | 0 | 157.66 | 158.66 | 8 | 0
2040 | NonRTO_Midwest_2_TVA_Transmission | NonRTO_Midwest | TVA_Transmission | Internal | Shoulder | B14 | 900 | 2400 | 0 | 157.66 | 158.47 | 8 | 0
2040 | NonRTO_Midwest_2_TVA_Transmission | NonRTO_Midwest | TVA_Transmission | Internal | Shoulder | B15 | 1203 | 2400 | 0 | 157.66 | 154.94 | 8 | 0
2040 | NonRTO_Midwest_2_TVA_Transmission | NonRTO_Midwest | TVA_Transmission | Internal | Summer | B1 | 10 | 2400 | 0 | 292.22 | 292.23 | 8 | 0
2040 | NonRTO_Midwest_2_TVA_Transmission | NonRTO_Midwest | TVA_Transmission | Internal | Summer | B2 | 25 | 2400 | 0 | 291 | 291.01 | 8 | 0
2040 | NonRTO_Midwest_2_TVA_Transmission | NonRTO_Midwest | TVA_Transmission | Internal | Summer | B3 | 75 | 2400 | 0 | 268.81 | 268.83 | 8 | 0
2040 | NonRTO_Midwest_2_TVA_Transmission | NonRTO_Midwest | TVA_Transmission | Internal | Summer | B4 | 100 | 2400 | 516.32 | 184.67 | 192.67 | 8 | 0
2040 | NonRTO_Midwest_2_TVA_Transmission | NonRTO_Midwest | TVA_Transmission | Internal | Summer | B5 | 200 | 2400 | 964.13 | 175.34 | 183.34 | 8 | 0
2040 | NonRTO_Midwest_2_TVA_Transmission | NonRTO_Midwest | TVA_Transmission | Internal | Summer | B6 | 300 | 2400 | 1650.36 | 162.76 | 170.76 | 8 | 0
2040 | NonRTO_Midwest_2_TVA_Transmission | NonRTO_Midwest | TVA_Transmission | Internal | Summer | B7 | 400 | 2400 | 0 | 156.1 | 160.76 | 8 | 0
2040 | NonRTO_Midwest_2_TVA_Transmission | NonRTO_Midwest | TVA_Transmission | Internal | Summer | B8 | 500 | 2400 | 0 | 150.65 | 157.01 | 8 | 0
2040 | NonRTO_Midwest_2_TVA_Transmission | NonRTO_Midwest | TVA_Transmission | Internal | Summer | B9 | 800 | 2400 | 0 | 150.65 | 157.05 | 8 | 0
2040 | NonRTO_Midwest_2_TVA_Transmission | NonRTO_Midwest | TVA_Transmission | Internal | Summer | B10 | 1262 | 2400 | 0 | 150.65 | 143.04 | 8 | 0
2040 | NonRTO_Midwest_2_TVA_Transmission | NonRTO_Midwest | TVA_Transmission | Internal | Winter | B16 | 25 | 2400 | 0 | 165.28 | 171.55 | 8 | 0
2040 | NonRTO_Midwest_2_TVA_Transmission | NonRTO_Midwest | TVA_Transmission | Internal | Winter | B17 | 100 | 2400 | 0 | 161.53 | 162.05 | 8 | 0
2040 | NonRTO_Midwest_2_TVA_Transmission | NonRTO_Midwest | TVA_Transmission | Internal | Winter | B18 | 400 | 2400 | 0 | 161.53 | 161.9 | 8 | 0
2040 | NonRTO_Midwest_2_TVA_Transmission | NonRTO_Midwest | TVA_Transmission | Internal | Winter | B19 | 700 | 2400 | 0 | 160.03 | 161.74 | 8 | 0
2040 | NonRTO_Midwest_2_TVA_Transmission | NonRTO_Midwest | TVA_Transmission | Internal | Winter | B20 | 935 | 2400 | 0 | 160.03 | 151.03 | 8 | 0
2040 | NYISO_A-F_2_IESO | NYISO_A-F | IESO | Internal | Shoulder | B11 | 25 | 1600 | 0 | 154 | 147 | 7 | 0
2040 | NYISO_A-F_2_IESO | NYISO_A-F | IESO | Internal | Shoulder | B12 | 200 | 1600 | 0 | 153.95 | 146.95 | 7 | 0
2040 | NYISO_A-F_2_IESO | NYISO_A-F | IESO | Internal | Shoulder | B13 | 600 | 1600 | 0 | 147.53 | 140.53 | 7 | 0
2040 | NYISO_A-F_2_IESO | NYISO_A-F | IESO | Internal | Shoulder | B14 | 900 | 1600 | 0 | 146.83 | 139.83 | 7 | 0
2040 | NYISO_A-F_2_IESO | NYISO_A-F | IESO | Internal | Shoulder | B15 | 1203 | 1600 | 0 | 146.61 | 139.83 | 7 | 0
2040 | NYISO_A-F_2_IESO | NYISO_A-F | IESO | Internal | Summer | B1 | 10 | 1600 | 0 | 173.05 | 166.05 | 7 | 0
2040 | NYISO_A-F_2_IESO | NYISO_A-F | IESO | Internal | Summer | B2 | 25 | 1600 | 0 | 199.74 | 192.74 | 7 | 0
2040 | NYISO_A-F_2_IESO | NYISO_A-F | IESO | Internal | Summer | B3 | 75 | 1600 | 0 | 207.01 | 200.01 | 7 | 0
2040 | NYISO_A-F_2_IESO | NYISO_A-F | IESO | Internal | Summer | B4 | 100 | 1600 | 0 | 190.5 | 183.67 | 7 | 0
2040 | NYISO_A-F_2_IESO | NYISO_A-F | IESO | Internal | Summer | B5 | 200 | 1600 | 0 | 174.86 | 167.86 | 7 | 0
2040 | NYISO_A-F_2_IESO | NYISO_A-F | IESO | Internal | Summer | B6 | 300 | 1600 | 0 | 169.77 | 162.77 | 7 | 0
2040 | NYISO_A-F_2_IESO | NYISO_A-F | IESO | Internal | Summer | B7 | 400 | 1600 | 0 | 160.77 | 145.77 | 7 | 0
2040 | NYISO_A-F_2_IESO | NYISO_A-F | IESO | Internal | Summer | B8 | 500 | 1600 | 0 | 158.07 | 145.19 | 7 | 0
2040 | NYISO_A-F_2_IESO | NYISO_A-F | IESO | Internal | Summer | B9 | 800 | 1600 | 0 | 145.53 | 138.53 | 7 | 0
2040 | NYISO_A-F_2_IESO | NYISO_A-F | IESO | Internal | Summer | B10 | 1262 | 1600 | 0 | 145.53 | 138.53 | 7 | 0
2040 | NYISO_A-F_2_IESO | NYISO_A-F | IESO | Internal | Winter | B16 | 25 | 1600 | 0 | 149.77 | 142.77 | 7 | 0
2040 | NYISO_A-F_2_IESO | NYISO_A-F | IESO | Internal | Winter | B17 | 100 | 1600 | 0 | 149.77 | 142.77 | 7 | 0
2040 | NYISO_A-F_2_IESO | NYISO_A-F | IESO | Internal | Winter | B18 | 400 | 1600 | 0 | 147.38 | 140.38 | 7 | 0
2040 | NYISO_A-F_2_IESO | NYISO_A-F | IESO | Internal | Winter | B19 | 700 | 1600 | 0 | 147.38 | 140.38 | 7 | 0
2040 | NYISO_A-F_2_IESO | NYISO_A-F | IESO | Internal | Winter | B20 | 935 | 1600 | 0 | 147.38 | 140.38 | 7 | 0
2040 | NYISO_A-F_2_NEISO | NYISO_A-F | NEISO | Internal | Shoulder | B11 | 25 | 600 | 0 | 154 | 83.42 | 3 | 0
2040 | NYISO_A-F_2_NEISO | NYISO_A-F | NEISO | Internal | Shoulder | B12 | 200 | 600 | 0 | 153.95 | 113.61 | 3 | 0
2040 | NYISO_A-F_2_NEISO | NYISO_A-F | NEISO | Internal | Shoulder | B13 | 600 | 600 | 0 | 147.53 | 87.28 | 3 | 0
2040 | NYISO_A-F_2_NEISO | NYISO_A-F | NEISO | Internal | Shoulder | B14 | 900 | 600 | 0 | 146.83 | 83.42 | 3 | 0
2040 | NYISO_A-F_2_NEISO | NYISO_A-F | NEISO | Internal | Shoulder | B15 | 1203 | 600 | 0 | 146.61 | 83.42 | 3 | 0
2040 | NYISO_A-F_2_NEISO | NYISO_A-F | NEISO | Internal | Summer | B1 | 10 | 600 | 377.22 | 173.05 | 176.05 | 3 | 0
2040 | NYISO_A-F_2_NEISO | NYISO_A-F | NEISO | Internal | Summer | B2 | 25 | 600 | 184.88 | 199.74 | 202.74 | 3 | 0
2040 | NYISO_A-F_2_NEISO | NYISO_A-F | NEISO | Internal | Summer | B3 | 75 | 600 | 0 | 207.01 | 192.43 | 3 | 0
2040 | NYISO_A-F_2_NEISO | NYISO_A-F | NEISO | Internal | Summer | B4 | 100 | 600 | 0 | 190.5 | 165.94 | 3 | 0
2040 | NYISO_A-F_2_NEISO | NYISO_A-F | NEISO | Internal | Summer | B5 | 200 | 600 | 0 | 174.86 | 165.94 | 3 | 0
2040 | NYISO_A-F_2_NEISO | NYISO_A-F | NEISO | Internal | Summer | B6 | 300 | 600 | 0 | 169.77 | 165.94 | 3 | 0
2040 | NYISO_A-F_2_NEISO | NYISO_A-F | NEISO | Internal | Summer | B7 | 400 | 600 | 600 | 160.77 | 163.78 | 3 | 0.01
2040 | NYISO_A-F_2_NEISO | NYISO_A-F | NEISO | Internal | Summer | B8 | 500 | 600 | 600 | 158.07 | 163.74 | 3 | 2.68
2040 | NYISO_A-F_2_NEISO | NYISO_A-F | NEISO | Internal | Summer | B9 | 800 | 600 | 0 | 145.53 | 142.54 | 3 | 0
2040 | NYISO_A-F_2_NEISO | NYISO_A-F | NEISO | Internal | Summer | B10 | 1262 | 600 | 0 | 145.53 | 142.54 | 3 | 0
2040 | NYISO_A-F_2_NEISO | NYISO_A-F | NEISO | Internal | Winter | B16 | 25 | 600 | 0 | 149.77 | 84.86 | 3 | 0
2040 | NYISO_A-F_2_NEISO | NYISO_A-F | NEISO | Internal | Winter | B17 | 100 | 600 | 0 | 149.77 | 115.52 | 3 | 0
2040 | NYISO_A-F_2_NEISO | NYISO_A-F | NEISO | Internal | Winter | B18 | 400 | 600 | 0 | 147.38 | 84.86 | 3 | 0
2040 | NYISO_A-F_2_NEISO | NYISO_A-F | NEISO | Internal | Winter | B19 | 700 | 600 | 0 | 147.38 | 84.86 | 3 | 0
2040 | NYISO_A-F_2_NEISO | NYISO_A-F | NEISO | Internal | Winter | B20 | 935 | 600 | 0 | 147.38 | 84.86 | 3 | 0
2040 | NYISO_A-F_2_NYISO_G-I | NYISO_A-F | NYISO_G-I | Internal | Shoulder | B11 | 25 | 5843 | 4794.24 | 154 | 154.01 | 0.01 | 0
2040 | NYISO_A-F_2_NYISO_G-I | NYISO_A-F | NYISO_G-I | Internal | Shoulder | B12 | 200 | 5843 | 4783.88 | 153.95 | 153.96 | 0.01 | 0
2040 | NYISO_A-F_2_NYISO_G-I | NYISO_A-F | NYISO_G-I | Internal | Shoulder | B13 | 600 | 5843 | 5087.49 | 147.53 | 147.55 | 0.01 | 0
2040 | NYISO_A-F_2_NYISO_G-I | NYISO_A-F | NYISO_G-I | Internal | Shoulder | B14 | 900 | 5843 | 4485.99 | 146.83 | 146.84 | 0.01 | 0
2040 | NYISO_A-F_2_NYISO_G-I | NYISO_A-F | NYISO_G-I | Internal | Shoulder | B15 | 1203 | 5843 | 2626.27 | 146.61 | 146.63 | 0.01 | 0
2040 | NYISO_A-F_2_NYISO_G-I | NYISO_A-F | NYISO_G-I | Internal | Summer | B1 | 10 | 5843 | 5843 | 173.05 | 277.03 | 0.01 | 103.96
2040 | NYISO_A-F_2_NYISO_G-I | NYISO_A-F | NYISO_G-I | Internal | Summer | B2 | 25 | 5843 | 5843 | 199.74 | 239.1 | 0.01 | 39.34
2040 | NYISO_A-F_2_NYISO_G-I | NYISO_A-F | NYISO_G-I | Internal | Summer | B3 | 75 | 5843 | 5773.64 | 207.01 | 207.02 | 0.01 | 0
2040 | NYISO_A-F_2_NYISO_G-I | NYISO_A-F | NYISO_G-I | Internal | Summer | B4 | 100 | 5843 | 3917.93 | 190.5 | 190.51 | 0.01 | 0
2040 | NYISO_A-F_2_NYISO_G-I | NYISO_A-F | NYISO_G-I | Internal | Summer | B5 | 200 | 5843 | 3912.61 | 174.86 | 174.87 | 0.01 | 0
2040 | NYISO_A-F_2_NYISO_G-I | NYISO_A-F | NYISO_G-I | Internal | Summer | B6 | 300 | 5843 | 3472.86 | 169.77 | 169.78 | 0.01 | 0
2040 | NYISO_A-F_2_NYISO_G-I | NYISO_A-F | NYISO_G-I | Internal | Summer | B7 | 400 | 5843 | 4946.76 | 160.77 | 160.78 | 0.01 | 0
2040 | NYISO_A-F_2_NYISO_G-I | NYISO_A-F | NYISO_G-I | Internal | Summer | B8 | 500 | 5843 | 5032.25 | 158.07 | 158.08 | 0.01 | 0
2040 | NYISO_A-F_2_NYISO_G-I | NYISO_A-F | NYISO_G-I | Internal | Summer | B9 | 800 | 5843 | 3954.92 | 145.53 | 145.54 | 0.01 | 0
2040 | NYISO_A-F_2_NYISO_G-I | NYISO_A-F | NYISO_G-I | Internal | Summer | B10 | 1262 | 5843 | 640.52 | 145.53 | 145.54 | 0.01 | 0
2040 | NYISO_A-F_2_NYISO_G-I | NYISO_A-F | NYISO_G-I | Internal | Winter | B16 | 25 | 5843 | 5638.56 | 149.77 | 149.78 | 0.01 | 0
2040 | NYISO_A-F_2_NYISO_G-I | NYISO_A-F | NYISO_G-I | Internal | Winter | B17 | 100 | 5843 | 5736.51 | 149.77 | 149.78 | 0.01 | 0
2040 | NYISO_A-F_2_NYISO_G-I | NYISO_A-F | NYISO_G-I | Internal | Winter | B18 | 400 | 5843 | 5843 | 147.38 | 149.78 | 0.01 | 2.39
2040 | NYISO_A-F_2_NYISO_G-I | NYISO_A-F | NYISO_G-I | Internal | Winter | B19 | 700 | 5843 | 5843 | 147.38 | 148.99 | 0.01 | 1.6
2040 | NYISO_A-F_2_NYISO_G-I | NYISO_A-F | NYISO_G-I | Internal | Winter | B20 | 935 | 5843 | 4239.72 | 147.38 | 147.39 | 0.01 | 0
2040 | NYISO_A-F_2_PJM_ROM | NYISO_A-F | PJM_ROM | Internal | Shoulder | B11 | 25 | 1000 | 0 | 154 | 153.81 | 8 | 0
2040 | NYISO_A-F_2_PJM_ROM | NYISO_A-F | PJM_ROM | Internal | Shoulder | B12 | 200 | 1000 | 0 | 153.95 | 155.9 | 8 | 0
2040 | NYISO_A-F_2_PJM_ROM | NYISO_A-F | PJM_ROM | Internal | Shoulder | B13 | 600 | 1000 | 0 | 147.53 | 153.81 | 8 | 0
2040 | NYISO_A-F_2_PJM_ROM | NYISO_A-F | PJM_ROM | Internal | Shoulder | B14 | 900 | 1000 | 0 | 146.83 | 153.81 | 8 | 0
2040 | NYISO_A-F_2_PJM_ROM | NYISO_A-F | PJM_ROM | Internal | Shoulder | B15 | 1203 | 1000 | 0 | 146.61 | 153.81 | 8 | 0
2040 | NYISO_A-F_2_PJM_ROM | NYISO_A-F | PJM_ROM | Internal | Summer | B1 | 10 | 1000 | 1000 | 173.05 | 285.03 | 8 | 103.97
2040 | NYISO_A-F_2_PJM_ROM | NYISO_A-F | PJM_ROM | Internal | Summer | B2 | 25 | 1000 | 1000 | 199.74 | 285 | 8 | 77.26
2040 | NYISO_A-F_2_PJM_ROM | NYISO_A-F | PJM_ROM | Internal | Summer | B3 | 75 | 1000 | 1000 | 207.01 | 262.82 | 8 | 47.81
2040 | NYISO_A-F_2_PJM_ROM | NYISO_A-F | PJM_ROM | Internal | Summer | B4 | 100 | 1000 | 0 | 190.5 | 192.68 | 8 | 0
2040 | NYISO_A-F_2_PJM_ROM | NYISO_A-F | PJM_ROM | Internal | Summer | B5 | 200 | 1000 | 154.03 | 174.86 | 182.86 | 8 | 0
2040 | NYISO_A-F_2_PJM_ROM | NYISO_A-F | PJM_ROM | Internal | Summer | B6 | 300 | 1000 | 0 | 169.77 | 171.74 | 8 | 0
2040 | NYISO_A-F_2_PJM_ROM | NYISO_A-F | PJM_ROM | Internal | Summer | B7 | 400 | 1000 | 0 | 160.77 | 154.77 | 8 | 0
2040 | NYISO_A-F_2_PJM_ROM | NYISO_A-F | PJM_ROM | Internal | Summer | B8 | 500 | 1000 | 0 | 158.07 | 152.07 | 8 | 0
2040 | NYISO_A-F_2_PJM_ROM | NYISO_A-F | PJM_ROM | Internal | Summer | B9 | 800 | 1000 | 0 | 145.53 | 152.04 | 8 | 0
2040 | NYISO_A-F_2_PJM_ROM | NYISO_A-F | PJM_ROM | Internal | Summer | B10 | 1262 | 1000 | 0 | 145.53 | 152.04 | 8 | 0
2040 | NYISO_A-F_2_PJM_ROM | NYISO_A-F | PJM_ROM | Internal | Winter | B16 | 25 | 1000 | 753.69 | 149.77 | 157.77 | 8 | 0
2040 | NYISO_A-F_2_PJM_ROM | NYISO_A-F | PJM_ROM | Internal | Winter | B17 | 100 | 1000 | 895.07 | 149.77 | 157.77 | 8 | 0
2040 | NYISO_A-F_2_PJM_ROM | NYISO_A-F | PJM_ROM | Internal | Winter | B18 | 400 | 1000 | 1000 | 147.38 | 157.77 | 8 | 2.39
2040 | NYISO_A-F_2_PJM_ROM | NYISO_A-F | PJM_ROM | Internal | Winter | B19 | 700 | 1000 | 1000 | 147.38 | 156.98 | 8 | 1.6
2040 | NYISO_A-F_2_PJM_ROM | NYISO_A-F | PJM_ROM | Internal | Winter | B20 | 935 | 1000 | 0 | 147.38 | 154.96 | 8 | 0
2040 | NYISO_G-I_2_NEISO | NYISO_G-I | NEISO | Internal | Shoulder | B11 | 25 | 600 | 0 | 154.01 | 83.42 | 3 | 0
2040 | NYISO_G-I_2_NEISO | NYISO_G-I | NEISO | Internal | Shoulder | B12 | 200 | 600 | 0 | 153.96 | 113.61 | 3 | 0
2040 | NYISO_G-I_2_NEISO | NYISO_G-I | NEISO | Internal | Shoulder | B13 | 600 | 600 | 0 | 147.55 | 87.28 | 3 | 0
2040 | NYISO_G-I_2_NEISO | NYISO_G-I | NEISO | Internal | Shoulder | B14 | 900 | 600 | 0 | 146.84 | 83.42 | 3 | 0
2040 | NYISO_G-I_2_NEISO | NYISO_G-I | NEISO | Internal | Shoulder | B15 | 1203 | 600 | 0 | 146.63 | 83.42 | 3 | 0
2040 | NYISO_G-I_2_NEISO | NYISO_G-I | NEISO | Internal | Summer | B1 | 10 | 600 | 0 | 277.03 | 176.05 | 3 | 0
2040 | NYISO_G-I_2_NEISO | NYISO_G-I | NEISO | Internal | Summer | B2 | 25 | 600 | 0 | 239.1 | 202.74 | 3 | 0
2040 | NYISO_G-I_2_NEISO | NYISO_G-I | NEISO | Internal | Summer | B3 | 75 | 600 | 0 | 207.02 | 192.43 | 3 | 0
2040 | NYISO_G-I_2_NEISO | NYISO_G-I | NEISO | Internal | Summer | B4 | 100 | 600 | 0 | 190.51 | 165.94 | 3 | 0
2040 | NYISO_G-I_2_NEISO | NYISO_G-I | NEISO | Internal | Summer | B5 | 200 | 600 | 0 | 174.87 | 165.94 | 3 | 0
2040 | NYISO_G-I_2_NEISO | NYISO_G-I | NEISO | Internal | Summer | B6 | 300 | 600 | 0 | 169.78 | 165.94 | 3 | 0
2040 | NYISO_G-I_2_NEISO | NYISO_G-I | NEISO | Internal | Summer | B7 | 400 | 600 | 460.06 | 160.78 | 163.78 | 3 | 0
2040 | NYISO_G-I_2_NEISO | NYISO_G-I | NEISO | Internal | Summer | B8 | 500 | 600 | 600 | 158.08 | 163.74 | 3 | 2.67
2040 | NYISO_G-I_2_NEISO | NYISO_G-I | NEISO | Internal | Summer | B9 | 800 | 600 | 0 | 145.54 | 142.54 | 3 | 0
2040 | NYISO_G-I_2_NEISO | NYISO_G-I | NEISO | Internal | Summer | B10 | 1262 | 600 | 0 | 145.54 | 142.54 | 3 | 0
2040 | NYISO_G-I_2_NEISO | NYISO_G-I | NEISO | Internal | Winter | B16 | 25 | 600 | 0 | 149.78 | 84.86 | 3 | 0
2040 | NYISO_G-I_2_NEISO | NYISO_G-I | NEISO | Internal | Winter | B17 | 100 | 600 | 0 | 149.78 | 115.52 | 3 | 0
2040 | NYISO_G-I_2_NEISO | NYISO_G-I | NEISO | Internal | Winter | B18 | 400 | 600 | 0 | 149.78 | 84.86 | 3 | 0
2040 | NYISO_G-I_2_NEISO | NYISO_G-I | NEISO | Internal | Winter | B19 | 700 | 600 | 0 | 148.99 | 84.86 | 3 | 0
2040 | NYISO_G-I_2_NEISO | NYISO_G-I | NEISO | Internal | Winter | B20 | 935 | 600 | 0 | 147.39 | 84.86 | 3 | 0
2040 | NYISO_G-I_2_NYISO_J-K | NYISO_G-I | NYISO_J-K | Internal | Shoulder | B11 | 25 | 6130 | 6130 | 154.01 | 170.76 | 0.01 | 16.74
2040 | NYISO_G-I_2_NYISO_J-K | NYISO_G-I | NYISO_J-K | Internal | Shoulder | B12 | 200 | 6130 | 6130 | 153.96 | 170.76 | 0.01 | 16.79
2040 | NYISO_G-I_2_NYISO_J-K | NYISO_G-I | NYISO_J-K | Internal | Shoulder | B13 | 600 | 6130 | 6130 | 147.55 | 159.83 | 0.01 | 12.27
2040 | NYISO_G-I_2_NYISO_J-K | NYISO_G-I | NYISO_J-K | Internal | Shoulder | B14 | 900 | 6130 | 5162.31 | 146.84 | 146.85 | 0.01 | 0
2040 | NYISO_G-I_2_NYISO_J-K | NYISO_G-I | NYISO_J-K | Internal | Shoulder | B15 | 1203 | 6130 | 3893.07 | 146.63 | 146.64 | 0.01 | 0
2040 | NYISO_G-I_2_NYISO_J-K | NYISO_G-I | NYISO_J-K | Internal | Summer | B1 | 10 | 6130 | 5491.2 | 277.03 | 277.04 | 0.01 | 0
2040 | NYISO_G-I_2_NYISO_J-K | NYISO_G-I | NYISO_J-K | Internal | Summer | B2 | 25 | 6130 | 5660.6 | 239.1 | 239.11 | 0.01 | 0
2040 | NYISO_G-I_2_NYISO_J-K | NYISO_G-I | NYISO_J-K | Internal | Summer | B3 | 75 | 6130 | 6130 | 207.02 | 239.11 | 0.01 | 32.08
2040 | NYISO_G-I_2_NYISO_J-K | NYISO_G-I | NYISO_J-K | Internal | Summer | B4 | 100 | 6130 | 6130 | 190.51 | 235.08 | 0.01 | 44.56
2040 | NYISO_G-I_2_NYISO_J-K | NYISO_G-I | NYISO_J-K | Internal | Summer | B5 | 200 | 6130 | 6130 | 174.87 | 235.08 | 0.01 | 60.2
2040 | NYISO_G-I_2_NYISO_J-K | NYISO_G-I | NYISO_J-K | Internal | Summer | B6 | 300 | 6130 | 6130 | 169.78 | 177.75 | 0.01 | 7.96
2040 | NYISO_G-I_2_NYISO_J-K | NYISO_G-I | NYISO_J-K | Internal | Summer | B7 | 400 | 6130 | 6130 | 160.78 | 166.78 | 0.01 | 5.99
2040 | NYISO_G-I_2_NYISO_J-K | NYISO_G-I | NYISO_J-K | Internal | Summer | B8 | 500 | 6130 | 6130 | 158.08 | 166.74 | 0.01 | 8.65
2040 | NYISO_G-I_2_NYISO_J-K | NYISO_G-I | NYISO_J-K | Internal | Summer | B9 | 800 | 6130 | 5766.57 | 145.54 | 145.55 | 0.01 | 0
2040 | NYISO_G-I_2_NYISO_J-K | NYISO_G-I | NYISO_J-K | Internal | Summer | B10 | 1262 | 6130 | 3224.42 | 145.54 | 145.55 | 0.01 | 0
2040 | NYISO_G-I_2_NYISO_J-K | NYISO_G-I | NYISO_J-K | Internal | Winter | B16 | 25 | 6130 | 6130 | 149.78 | 184.74 | 0.01 | 34.95
2040 | NYISO_G-I_2_NYISO_J-K | NYISO_G-I | NYISO_J-K | Internal | Winter | B17 | 100 | 6130 | 6130 | 149.78 | 184.74 | 0.01 | 34.95
2040 | NYISO_G-I_2_NYISO_J-K | NYISO_G-I | NYISO_J-K | Internal | Winter | B18 | 400 | 6130 | 6130 | 149.78 | 175.29 | 0.01 | 25.5
2040 | NYISO_G-I_2_NYISO_J-K | NYISO_G-I | NYISO_J-K | Internal | Winter | B19 | 700 | 6130 | 6130 | 148.99 | 158.53 | 0.01 | 9.53
2040 | NYISO_G-I_2_NYISO_J-K | NYISO_G-I | NYISO_J-K | Internal | Winter | B20 | 935 | 6130 | 6130 | 147.39 | 158.53 | 0.01 | 11.13
2040 | NYISO_G-I_2_PJM_E | NYISO_G-I | PJM_E | Internal | Shoulder | B11 | 25 | 1500 | 0 | 154.01 | 153.83 | 8 | 0
2040 | NYISO_G-I_2_PJM_E | NYISO_G-I | PJM_E | Internal | Shoulder | B12 | 200 | 1500 | 0 | 153.96 | 155.91 | 8 | 0
2040 | NYISO_G-I_2_PJM_E | NYISO_G-I | PJM_E | Internal | Shoulder | B13 | 600 | 1500 | 0 | 147.55 | 153.83 | 8 | 0
2040 | NYISO_G-I_2_PJM_E | NYISO_G-I | PJM_E | Internal | Shoulder | B14 | 900 | 1500 | 0 | 146.84 | 153.83 | 8 | 0
2040 | NYISO_G-I_2_PJM_E | NYISO_G-I | PJM_E | Internal | Shoulder | B15 | 1203 | 1500 | 0 | 146.63 | 153.8 | 8 | 0
2040 | NYISO_G-I_2_PJM_E | NYISO_G-I | PJM_E | Internal | Summer | B1 | 10 | 1500 | 1500 | 277.03 | 285.04 | 8 | 0.01
2040 | NYISO_G-I_2_PJM_E | NYISO_G-I | PJM_E | Internal | Summer | B2 | 25 | 1500 | 1500 | 239.1 | 285.01 | 8 | 37.92
2040 | NYISO_G-I_2_PJM_E | NYISO_G-I | PJM_E | Internal | Summer | B3 | 75 | 1500 | 1500 | 207.02 | 262.83 | 8 | 47.81
2040 | NYISO_G-I_2_PJM_E | NYISO_G-I | PJM_E | Internal | Summer | B4 | 100 | 1500 | 0 | 190.51 | 192.69 | 8 | 0
2040 | NYISO_G-I_2_PJM_E | NYISO_G-I | PJM_E | Internal | Summer | B5 | 200 | 1500 | 171.14 | 174.87 | 182.87 | 8 | 0
2040 | NYISO_G-I_2_PJM_E | NYISO_G-I | PJM_E | Internal | Summer | B6 | 300 | 1500 | 0 | 169.78 | 171.75 | 8 | 0
2040 | NYISO_G-I_2_PJM_E | NYISO_G-I | PJM_E | Internal | Summer | B7 | 400 | 1500 | 0 | 160.78 | 154.78 | 8 | 0
2040 | NYISO_G-I_2_PJM_E | NYISO_G-I | PJM_E | Internal | Summer | B8 | 500 | 1500 | 0 | 158.08 | 152.08 | 8 | 0
2040 | NYISO_G-I_2_PJM_E | NYISO_G-I | PJM_E | Internal | Summer | B9 | 800 | 1500 | 0 | 145.54 | 152.06 | 8 | 0
2040 | NYISO_G-I_2_PJM_E | NYISO_G-I | PJM_E | Internal | Summer | B10 | 1262 | 1500 | 0 | 145.54 | 152.06 | 8 | 0
2040 | NYISO_G-I_2_PJM_E | NYISO_G-I | PJM_E | Internal | Winter | B16 | 25 | 1500 | 353.65 | 149.78 | 157.78 | 8 | 0
2040 | NYISO_G-I_2_PJM_E | NYISO_G-I | PJM_E | Internal | Winter | B17 | 100 | 1500 | 604 | 149.78 | 157.78 | 8 | 0
2040 | NYISO_G-I_2_PJM_E | NYISO_G-I | PJM_E | Internal | Winter | B18 | 400 | 1500 | 785.28 | 149.78 | 157.78 | 8 | 0
2040 | NYISO_G-I_2_PJM_E | NYISO_G-I | PJM_E | Internal | Winter | B19 | 700 | 1500 | 1024.13 | 148.99 | 156.99 | 8 | 0
2040 | NYISO_G-I_2_PJM_E | NYISO_G-I | PJM_E | Internal | Winter | B20 | 935 | 1500 | 0 | 147.39 | 154.97 | 8 | 0
2040 | NYISO_J-K_2_PJM_E | NYISO_J-K | PJM_E | Internal | Shoulder | B11 | 25 | 330 | 0 | 170.76 | 153.83 | 8 | 0
2040 | NYISO_J-K_2_PJM_E | NYISO_J-K | PJM_E | Internal | Shoulder | B12 | 200 | 330 | 0 | 170.76 | 155.91 | 8 | 0
2040 | NYISO_J-K_2_PJM_E | NYISO_J-K | PJM_E | Internal | Shoulder | B13 | 600 | 330 | 0 | 159.83 | 153.83 | 8 | 0
2040 | NYISO_J-K_2_PJM_E | NYISO_J-K | PJM_E | Internal | Shoulder | B14 | 900 | 330 | 0 | 146.85 | 153.83 | 8 | 0
2040 | NYISO_J-K_2_PJM_E | NYISO_J-K | PJM_E | Internal | Shoulder | B15 | 1203 | 330 | 0 | 146.64 | 153.8 | 8 | 0
2040 | NYISO_J-K_2_PJM_E | NYISO_J-K | PJM_E | Internal | Summer | B1 | 10 | 330 | 220.41 | 277.04 | 285.04 | 8 | 0
2040 | NYISO_J-K_2_PJM_E | NYISO_J-K | PJM_E | Internal | Summer | B2 | 25 | 330 | 330 | 239.11 | 285.01 | 8 | 37.91
2040 | NYISO_J-K_2_PJM_E | NYISO_J-K | PJM_E | Internal | Summer | B3 | 75 | 330 | 330 | 239.11 | 262.83 | 8 | 15.73
2040 | NYISO_J-K_2_PJM_E | NYISO_J-K | PJM_E | Internal | Summer | B4 | 100 | 330 | 0 | 235.08 | 192.69 | 8 | 0
2040 | NYISO_J-K_2_PJM_E | NYISO_J-K | PJM_E | Internal | Summer | B5 | 200 | 330 | 0 | 235.08 | 182.87 | 8 | 0
2040 | NYISO_J-K_2_PJM_E | NYISO_J-K | PJM_E | Internal | Summer | B6 | 300 | 330 | 0 | 177.75 | 171.75 | 8 | 0
2040 | NYISO_J-K_2_PJM_E | NYISO_J-K | PJM_E | Internal | Summer | B7 | 400 | 330 | 0 | 166.78 | 154.78 | 8 | 0
2040 | NYISO_J-K_2_PJM_E | NYISO_J-K | PJM_E | Internal | Summer | B8 | 500 | 330 | 0 | 166.74 | 152.08 | 8 | 0
2040 | NYISO_J-K_2_PJM_E | NYISO_J-K | PJM_E | Internal | Summer | B9 | 800 | 330 | 0 | 145.55 | 152.06 | 8 | 0
2040 | NYISO_J-K_2_PJM_E | NYISO_J-K | PJM_E | Internal | Summer | B10 | 1262 | 330 | 0 | 145.55 | 152.06 | 8 | 0
2040 | NYISO_J-K_2_PJM_E | NYISO_J-K | PJM_E | Internal | Winter | B16 | 25 | 330 | 0 | 184.74 | 157.78 | 8 | 0
2040 | NYISO_J-K_2_PJM_E | NYISO_J-K | PJM_E | Internal | Winter | B17 | 100 | 330 | 0 | 184.74 | 157.78 | 8 | 0
2040 | NYISO_J-K_2_PJM_E | NYISO_J-K | PJM_E | Internal | Winter | B18 | 400 | 330 | 0 | 175.29 | 157.78 | 8 | 0
2040 | NYISO_J-K_2_PJM_E | NYISO_J-K | PJM_E | Internal | Winter | B19 | 700 | 330 | 0 | 158.53 | 156.99 | 8 | 0
2040 | NYISO_J-K_2_PJM_E | NYISO_J-K | PJM_E | Internal | Winter | B20 | 935 | 330 | 0 | 158.53 | 154.97 | 8 | 0
2040 | PJM_E_2_NYISO_G-I | PJM_E | NYISO_G-I | Internal | Shoulder | B11 | 25 | 500 | 0 | 153.83 | 154.01 | 6 | 0
2040 | PJM_E_2_NYISO_G-I | PJM_E | NYISO_G-I | Internal | Shoulder | B12 | 200 | 500 | 0 | 155.91 | 153.96 | 6 | 0
2040 | PJM_E_2_NYISO_G-I | PJM_E | NYISO_G-I | Internal | Shoulder | B13 | 600 | 500 | 0 | 153.83 | 147.55 | 6 | 0
2040 | PJM_E_2_NYISO_G-I | PJM_E | NYISO_G-I | Internal | Shoulder | B14 | 900 | 500 | 0 | 153.83 | 146.84 | 6 | 0
2040 | PJM_E_2_NYISO_G-I | PJM_E | NYISO_G-I | Internal | Shoulder | B15 | 1203 | 500 | 0 | 153.8 | 146.63 | 6 | 0
2040 | PJM_E_2_NYISO_G-I | PJM_E | NYISO_G-I | Internal | Summer | B1 | 10 | 500 | 0 | 285.04 | 277.03 | 6 | 0
2040 | PJM_E_2_NYISO_G-I | PJM_E | NYISO_G-I | Internal | Summer | B2 | 25 | 500 | 0 | 285.01 | 239.1 | 6 | 0
2040 | PJM_E_2_NYISO_G-I | PJM_E | NYISO_G-I | Internal | Summer | B3 | 75 | 500 | 0 | 262.83 | 207.02 | 6 | 0
2040 | PJM_E_2_NYISO_G-I | PJM_E | NYISO_G-I | Internal | Summer | B4 | 100 | 500 | 0 | 192.69 | 190.51 | 6 | 0
2040 | PJM_E_2_NYISO_G-I | PJM_E | NYISO_G-I | Internal | Summer | B5 | 200 | 500 | 0 | 182.87 | 174.87 | 6 | 0
2040 | PJM_E_2_NYISO_G-I | PJM_E | NYISO_G-I | Internal | Summer | B6 | 300 | 500 | 0 | 171.75 | 169.78 | 6 | 0
2040 | PJM_E_2_NYISO_G-I | PJM_E | NYISO_G-I | Internal | Summer | B7 | 400 | 500 | 413.77 | 154.78 | 160.78 | 6 | 0
2040 | PJM_E_2_NYISO_G-I | PJM_E | NYISO_G-I | Internal | Summer | B8 | 500 | 500 | 272.45 | 152.08 | 158.08 | 6 | 0
2040 | PJM_E_2_NYISO_G-I | PJM_E | NYISO_G-I | Internal | Summer | B9 | 800 | 500 | 0 | 152.06 | 145.54 | 6 | 0
2040 | PJM_E_2_NYISO_G-I | PJM_E | NYISO_G-I | Internal | Summer | B10 | 1262 | 500 | 0 | 152.06 | 145.54 | 6 | 0
2040 | PJM_E_2_NYISO_G-I | PJM_E | NYISO_G-I | Internal | Winter | B16 | 25 | 500 | 0 | 157.78 | 149.78 | 6 | 0
2040 | PJM_E_2_NYISO_G-I | PJM_E | NYISO_G-I | Internal | Winter | B17 | 100 | 500 | 0 | 157.78 | 149.78 | 6 | 0
2040 | PJM_E_2_NYISO_G-I | PJM_E | NYISO_G-I | Internal | Winter | B18 | 400 | 500 | 0 | 157.78 | 149.78 | 6 | 0
2040 | PJM_E_2_NYISO_G-I | PJM_E | NYISO_G-I | Internal | Winter | B19 | 700 | 500 | 0 | 156.99 | 148.99 | 6 | 0
2040 | PJM_E_2_NYISO_G-I | PJM_E | NYISO_G-I | Internal | Winter | B20 | 935 | 500 | 0 | 154.97 | 147.39 | 6 | 0
2040 | PJM_E_2_NYISO_J-K | PJM_E | NYISO_J-K | Internal | Shoulder | B11 | 25 | 330 | 330 | 153.83 | 170.76 | 6 | 10.93
2040 | PJM_E_2_NYISO_J-K | PJM_E | NYISO_J-K | Internal | Shoulder | B12 | 200 | 330 | 330 | 155.91 | 170.76 | 6 | 8.85
2040 | PJM_E_2_NYISO_J-K | PJM_E | NYISO_J-K | Internal | Shoulder | B13 | 600 | 330 | 65.55 | 153.83 | 159.83 | 6 | 0
2040 | PJM_E_2_NYISO_J-K | PJM_E | NYISO_J-K | Internal | Shoulder | B14 | 900 | 330 | 0 | 153.83 | 146.85 | 6 | 0
2040 | PJM_E_2_NYISO_J-K | PJM_E | NYISO_J-K | Internal | Shoulder | B15 | 1203 | 330 | 0 | 153.8 | 146.64 | 6 | 0
2040 | PJM_E_2_NYISO_J-K | PJM_E | NYISO_J-K | Internal | Summer | B1 | 10 | 330 | 0 | 285.04 | 277.04 | 6 | 0
2040 | PJM_E_2_NYISO_J-K | PJM_E | NYISO_J-K | Internal | Summer | B2 | 25 | 330 | 0 | 285.01 | 239.11 | 6 | 0
2040 | PJM_E_2_NYISO_J-K | PJM_E | NYISO_J-K | Internal | Summer | B3 | 75 | 330 | 0 | 262.83 | 239.11 | 6 | 0
2040 | PJM_E_2_NYISO_J-K | PJM_E | NYISO_J-K | Internal | Summer | B4 | 100 | 330 | 330 | 192.69 | 235.08 | 6 | 36.39
2040 | PJM_E_2_NYISO_J-K | PJM_E | NYISO_J-K | Internal | Summer | B5 | 200 | 330 | 330 | 182.87 | 235.08 | 6 | 46.21
2040 | PJM_E_2_NYISO_J-K | PJM_E | NYISO_J-K | Internal | Summer | B6 | 300 | 330 | 24.66 | 171.75 | 177.75 | 6 | 0
2040 | PJM_E_2_NYISO_J-K | PJM_E | NYISO_J-K | Internal | Summer | B7 | 400 | 330 | 330 | 154.78 | 166.78 | 6 | 6
2040 | PJM_E_2_NYISO_J-K | PJM_E | NYISO_J-K | Internal | Summer | B8 | 500 | 330 | 330 | 152.08 | 166.74 | 6 | 8.67
2040 | PJM_E_2_NYISO_J-K | PJM_E | NYISO_J-K | Internal | Summer | B9 | 800 | 330 | 0 | 152.06 | 145.55 | 6 | 0
2040 | PJM_E_2_NYISO_J-K | PJM_E | NYISO_J-K | Internal | Summer | B10 | 1262 | 330 | 0 | 152.06 | 145.55 | 6 | 0
2040 | PJM_E_2_NYISO_J-K | PJM_E | NYISO_J-K | Internal | Winter | B16 | 25 | 330 | 330 | 157.78 | 184.74 | 6 | 20.96
2040 | PJM_E_2_NYISO_J-K | PJM_E | NYISO_J-K | Internal | Winter | B17 | 100 | 330 | 330 | 157.78 | 184.74 | 6 | 20.96
2040 | PJM_E_2_NYISO_J-K | PJM_E | NYISO_J-K | Internal | Winter | B18 | 400 | 330 | 330 | 157.78 | 175.29 | 6 | 11.51
2040 | PJM_E_2_NYISO_J-K | PJM_E | NYISO_J-K | Internal | Winter | B19 | 700 | 330 | 0 | 156.99 | 158.53 | 6 | 0
2040 | PJM_E_2_NYISO_J-K | PJM_E | NYISO_J-K | Internal | Winter | B20 | 935 | 330 | 0 | 154.97 | 158.53 | 6 | 0
2040 | PJM_E_2_PJM_ROM | PJM_E | PJM_ROM | Internal | Shoulder | B11 | 25 | 8000 | 0 | 153.83 | 153.81 | 0.01 | 0
2040 | PJM_E_2_PJM_ROM | PJM_E | PJM_ROM | Internal | Shoulder | B12 | 200 | 8000 | 0 | 155.91 | 155.9 | 0.01 | 0
2040 | PJM_E_2_PJM_ROM | PJM_E | PJM_ROM | Internal | Shoulder | B13 | 600 | 8000 | 0 | 153.83 | 153.81 | 0.01 | 0
2040 | PJM_E_2_PJM_ROM | PJM_E | PJM_ROM | Internal | Shoulder | B14 | 900 | 8000 | 0 | 153.83 | 153.81 | 0.01 | 0
2040 | PJM_E_2_PJM_ROM | PJM_E | PJM_ROM | Internal | Shoulder | B15 | 1203 | 8000 | 535.14 | 153.8 | 153.81 | 0.01 | 0
2040 | PJM_E_2_PJM_ROM | PJM_E | PJM_ROM | Internal | Summer | B1 | 10 | 8000 | 0 | 285.04 | 285.03 | 0.01 | 0
2040 | PJM_E_2_PJM_ROM | PJM_E | PJM_ROM | Internal | Summer | B2 | 25 | 8000 | 0 | 285.01 | 285 | 0.01 | 0
2040 | PJM_E_2_PJM_ROM | PJM_E | PJM_ROM | Internal | Summer | B3 | 75 | 8000 | 0 | 262.83 | 262.82 | 0.01 | 0
2040 | PJM_E_2_PJM_ROM | PJM_E | PJM_ROM | Internal | Summer | B4 | 100 | 8000 | 0 | 192.69 | 192.68 | 0.01 | 0
2040 | PJM_E_2_PJM_ROM | PJM_E | PJM_ROM | Internal | Summer | B5 | 200 | 8000 | 0 | 182.87 | 182.86 | 0.01 | 0
2040 | PJM_E_2_PJM_ROM | PJM_E | PJM_ROM | Internal | Summer | B6 | 300 | 8000 | 0 | 171.75 | 171.74 | 0.01 | 0
2040 | PJM_E_2_PJM_ROM | PJM_E | PJM_ROM | Internal | Summer | B7 | 400 | 8000 | 0 | 154.78 | 154.77 | 0.01 | 0
2040 | PJM_E_2_PJM_ROM | PJM_E | PJM_ROM | Internal | Summer | B8 | 500 | 8000 | 0 | 152.08 | 152.07 | 0.01 | 0
2040 | PJM_E_2_PJM_ROM | PJM_E | PJM_ROM | Internal | Summer | B9 | 800 | 8000 | 0 | 152.06 | 152.04 | 0.01 | 0
2040 | PJM_E_2_PJM_ROM | PJM_E | PJM_ROM | Internal | Summer | B10 | 1262 | 8000 | 0 | 152.06 | 152.04 | 0.01 | 0
2040 | PJM_E_2_PJM_ROM | PJM_E | PJM_ROM | Internal | Winter | B16 | 25 | 8000 | 0 | 157.78 | 157.77 | 0.01 | 0
2040 | PJM_E_2_PJM_ROM | PJM_E | PJM_ROM | Internal | Winter | B17 | 100 | 8000 | 0 | 157.78 | 157.77 | 0.01 | 0
2040 | PJM_E_2_PJM_ROM | PJM_E | PJM_ROM | Internal | Winter | B18 | 400 | 8000 | 0 | 157.78 | 157.77 | 0.01 | 0
2040 | PJM_E_2_PJM_ROM | PJM_E | PJM_ROM | Internal | Winter | B19 | 700 | 8000 | 0 | 156.99 | 156.98 | 0.01 | 0
2040 | PJM_E_2_PJM_ROM | PJM_E | PJM_ROM | Internal | Winter | B20 | 935 | 8000 | 0 | 154.97 | 154.96 | 0.01 | 0
2040 | PJM_ROR_2_MISO_IN | PJM_ROR | MISO_IN | Internal | Shoulder | B11 | 25 | 909 | 0 | 153.83 | 153.88 | 2 | 0
2040 | PJM_ROR_2_MISO_IN | PJM_ROR | MISO_IN | Internal | Shoulder | B12 | 200 | 909 | 0 | 155.88 | 153.88 | 2 | 0
2040 | PJM_ROR_2_MISO_IN | PJM_ROR | MISO_IN | Internal | Shoulder | B13 | 600 | 909 | 0 | 153.83 | 153.88 | 2 | 0
2040 | PJM_ROR_2_MISO_IN | PJM_ROR | MISO_IN | Internal | Shoulder | B14 | 900 | 909 | 0 | 153.83 | 153.88 | 2 | 0
2040 | PJM_ROR_2_MISO_IN | PJM_ROR | MISO_IN | Internal | Shoulder | B15 | 1203 | 909 | 0 | 153.83 | 153.88 | 2 | 0
2040 | PJM_ROR_2_MISO_IN | PJM_ROR | MISO_IN | Internal | Summer | B1 | 10 | 909 | 0 | 285.01 | 284.22 | 2 | 0
2040 | PJM_ROR_2_MISO_IN | PJM_ROR | MISO_IN | Internal | Summer | B2 | 25 | 909 | 0 | 285.01 | 283 | 2 | 0
2040 | PJM_ROR_2_MISO_IN | PJM_ROR | MISO_IN | Internal | Summer | B3 | 75 | 909 | 0 | 262.83 | 260.81 | 2 | 0
2040 | PJM_ROR_2_MISO_IN | PJM_ROR | MISO_IN | Internal | Summer | B4 | 100 | 909 | 0 | 192.67 | 190.65 | 2 | 0
2040 | PJM_ROR_2_MISO_IN | PJM_ROR | MISO_IN | Internal | Summer | B5 | 200 | 909 | 0 | 182.84 | 178.85 | 2 | 0
2040 | PJM_ROR_2_MISO_IN | PJM_ROR | MISO_IN | Internal | Summer | B6 | 300 | 909 | 0 | 171.75 | 169.75 | 2 | 0
2040 | PJM_ROR_2_MISO_IN | PJM_ROR | MISO_IN | Internal | Summer | B7 | 400 | 909 | 0 | 154.76 | 152.29 | 2 | 0
2040 | PJM_ROR_2_MISO_IN | PJM_ROR | MISO_IN | Internal | Summer | B8 | 500 | 909 | 0 | 152.06 | 152.29 | 2 | 0
2040 | PJM_ROR_2_MISO_IN | PJM_ROR | MISO_IN | Internal | Summer | B9 | 800 | 909 | 0 | 152.06 | 152.29 | 2 | 0
2040 | PJM_ROR_2_MISO_IN | PJM_ROR | MISO_IN | Internal | Summer | B10 | 1262 | 909 | 0 | 152.06 | 152.29 | 2 | 0
2040 | PJM_ROR_2_MISO_IN | PJM_ROR | MISO_IN | Internal | Winter | B16 | 25 | 909 | 0 | 157.78 | 157.28 | 2 | 0
2040 | PJM_ROR_2_MISO_IN | PJM_ROR | MISO_IN | Internal | Winter | B17 | 100 | 909 | 0 | 157.78 | 157.28 | 2 | 0
2040 | PJM_ROR_2_MISO_IN | PJM_ROR | MISO_IN | Internal | Winter | B18 | 400 | 909 | 0 | 157.78 | 157.28 | 2 | 0
2040 | PJM_ROR_2_MISO_IN | PJM_ROR | MISO_IN | Internal | Winter | B19 | 700 | 909 | 0 | 157.78 | 156.71 | 2 | 0
2040 | PJM_ROR_2_MISO_IN | PJM_ROR | MISO_IN | Internal | Winter | B20 | 935 | 909 | 0 | 154.97 | 156.71 | 2 | 0
2040 | PJM_ROR_2_MISO_MI | PJM_ROR | MISO_MI | Internal | Shoulder | B11 | 25 | 1305 | 0 | 153.83 | 154 | 2 | 0
2040 | PJM_ROR_2_MISO_MI | PJM_ROR | MISO_MI | Internal | Shoulder | B12 | 200 | 1305 | 0 | 155.88 | 153.95 | 2 | 0
2040 | PJM_ROR_2_MISO_MI | PJM_ROR | MISO_MI | Internal | Shoulder | B13 | 600 | 1305 | 0 | 153.83 | 153.95 | 2 | 0
2040 | PJM_ROR_2_MISO_MI | PJM_ROR | MISO_MI | Internal | Shoulder | B14 | 900 | 1305 | 0 | 153.83 | 153.95 | 2 | 0
2040 | PJM_ROR_2_MISO_MI | PJM_ROR | MISO_MI | Internal | Shoulder | B15 | 1203 | 1305 | 0 | 153.83 | 153.95 | 2 | 0
2040 | PJM_ROR_2_MISO_MI | PJM_ROR | MISO_MI | Internal | Summer | B1 | 10 | 1305 | 0 | 285.01 | 284.23 | 2 | 0
2040 | PJM_ROR_2_MISO_MI | PJM_ROR | MISO_MI | Internal | Summer | B2 | 25 | 1305 | 0 | 285.01 | 283.01 | 2 | 0
2040 | PJM_ROR_2_MISO_MI | PJM_ROR | MISO_MI | Internal | Summer | B3 | 75 | 1305 | 0 | 262.83 | 260.82 | 2 | 0
2040 | PJM_ROR_2_MISO_MI | PJM_ROR | MISO_MI | Internal | Summer | B4 | 100 | 1305 | 0 | 192.67 | 190.67 | 2 | 0
2040 | PJM_ROR_2_MISO_MI | PJM_ROR | MISO_MI | Internal | Summer | B5 | 200 | 1305 | 0 | 182.84 | 178.86 | 2 | 0
2040 | PJM_ROR_2_MISO_MI | PJM_ROR | MISO_MI | Internal | Summer | B6 | 300 | 1305 | 0 | 171.75 | 169.77 | 2 | 0
2040 | PJM_ROR_2_MISO_MI | PJM_ROR | MISO_MI | Internal | Summer | B7 | 400 | 1305 | 0 | 154.76 | 152.77 | 2 | 0
2040 | PJM_ROR_2_MISO_MI | PJM_ROR | MISO_MI | Internal | Summer | B8 | 500 | 1305 | 0 | 152.06 | 152.3 | 2 | 0
2040 | PJM_ROR_2_MISO_MI | PJM_ROR | MISO_MI | Internal | Summer | B9 | 800 | 1305 | 0 | 152.06 | 152.3 | 2 | 0
2040 | PJM_ROR_2_MISO_MI | PJM_ROR | MISO_MI | Internal | Summer | B10 | 1262 | 1305 | 0 | 152.06 | 152.3 | 2 | 0
2040 | PJM_ROR_2_MISO_MI | PJM_ROR | MISO_MI | Internal | Winter | B16 | 25 | 1305 | 0 | 157.78 | 157.29 | 2 | 0
2040 | PJM_ROR_2_MISO_MI | PJM_ROR | MISO_MI | Internal | Winter | B17 | 100 | 1305 | 0 | 157.78 | 157.29 | 2 | 0
2040 | PJM_ROR_2_MISO_MI | PJM_ROR | MISO_MI | Internal | Winter | B18 | 400 | 1305 | 0 | 157.78 | 157.29 | 2 | 0
2040 | PJM_ROR_2_MISO_MI | PJM_ROR | MISO_MI | Internal | Winter | B19 | 700 | 1305 | 0 | 157.78 | 156.72 | 2 | 0
2040 | PJM_ROR_2_MISO_MI | PJM_ROR | MISO_MI | Internal | Winter | B20 | 935 | 1305 | 0 | 154.97 | 156.72 | 2 | 0
2040 | PJM_ROR_2_MISO_MO-IL | PJM_ROR | MISO_MO-IL | Internal | Shoulder | B11 | 25 | 1111 | 1111 | 153.83 | 157.07 | 2 | 1.24
2040 | PJM_ROR_2_MISO_MO-IL | PJM_ROR | MISO_MO-IL | Internal | Shoulder | B12 | 200 | 1111 | 0 | 155.88 | 153.9 | 2 | 0
2040 | PJM_ROR_2_MISO_MO-IL | PJM_ROR | MISO_MO-IL | Internal | Shoulder | B13 | 600 | 1111 | 0 | 153.83 | 153.87 | 2 | 0
2040 | PJM_ROR_2_MISO_MO-IL | PJM_ROR | MISO_MO-IL | Internal | Shoulder | B14 | 900 | 1111 | 0 | 153.83 | 151.83 | 2 | 0
2040 | PJM_ROR_2_MISO_MO-IL | PJM_ROR | MISO_MO-IL | Internal | Shoulder | B15 | 1203 | 1111 | 0 | 153.83 | 146.94 | 2 | 0
2040 | PJM_ROR_2_MISO_MO-IL | PJM_ROR | MISO_MO-IL | Internal | Summer | B1 | 10 | 1111 | 0 | 285.01 | 284.23 | 2 | 0
2040 | PJM_ROR_2_MISO_MO-IL | PJM_ROR | MISO_MO-IL | Internal | Summer | B2 | 25 | 1111 | 0 | 285.01 | 283.01 | 2 | 0
2040 | PJM_ROR_2_MISO_MO-IL | PJM_ROR | MISO_MO-IL | Internal | Summer | B3 | 75 | 1111 | 0 | 262.83 | 260.83 | 2 | 0
2040 | PJM_ROR_2_MISO_MO-IL | PJM_ROR | MISO_MO-IL | Internal | Summer | B4 | 100 | 1111 | 0 | 192.67 | 190.67 | 2 | 0
2040 | PJM_ROR_2_MISO_MO-IL | PJM_ROR | MISO_MO-IL | Internal | Summer | B5 | 200 | 1111 | 0 | 182.84 | 178.86 | 2 | 0
2040 | PJM_ROR_2_MISO_MO-IL | PJM_ROR | MISO_MO-IL | Internal | Summer | B6 | 300 | 1111 | 0 | 171.75 | 170.74 | 2 | 0
2040 | PJM_ROR_2_MISO_MO-IL | PJM_ROR | MISO_MO-IL | Internal | Summer | B7 | 400 | 1111 | 0 | 154.76 | 153.53 | 2 | 0
2040 | PJM_ROR_2_MISO_MO-IL | PJM_ROR | MISO_MO-IL | Internal | Summer | B8 | 500 | 1111 | 0 | 152.06 | 152.28 | 2 | 0
2040 | PJM_ROR_2_MISO_MO-IL | PJM_ROR | MISO_MO-IL | Internal | Summer | B9 | 800 | 1111 | 0 | 152.06 | 152.28 | 2 | 0
2040 | PJM_ROR_2_MISO_MO-IL | PJM_ROR | MISO_MO-IL | Internal | Summer | B10 | 1262 | 1111 | 0 | 152.06 | 135.04 | 2 | 0
2040 | PJM_ROR_2_MISO_MO-IL | PJM_ROR | MISO_MO-IL | Internal | Winter | B16 | 25 | 1111 | 0 | 157.78 | 157.29 | 2 | 0
2040 | PJM_ROR_2_MISO_MO-IL | PJM_ROR | MISO_MO-IL | Internal | Winter | B17 | 100 | 1111 | 0 | 157.78 | 157.27 | 2 | 0
2040 | PJM_ROR_2_MISO_MO-IL | PJM_ROR | MISO_MO-IL | Internal | Winter | B18 | 400 | 1111 | 0 | 157.78 | 156.18 | 2 | 0
2040 | PJM_ROR_2_MISO_MO-IL | PJM_ROR | MISO_MO-IL | Internal | Winter | B19 | 700 | 1111 | 0 | 157.78 | 155.78 | 2 | 0
2040 | PJM_ROR_2_MISO_MO-IL | PJM_ROR | MISO_MO-IL | Internal | Winter | B20 | 935 | 1111 | 0 | 154.97 | 143.03 | 2 | 0
2040 | PJM_ROR_2_MISO_W | PJM_ROR | MISO_W | Internal | Shoulder | B11 | 25 | 709 | 709 | 153.83 | 157.08 | 2 | 1.25
2040 | PJM_ROR_2_MISO_W | PJM_ROR | MISO_W | Internal | Shoulder | B12 | 200 | 709 | 0 | 155.88 | 153.88 | 2 | 0
2040 | PJM_ROR_2_MISO_W | PJM_ROR | MISO_W | Internal | Shoulder | B13 | 600 | 709 | 0 | 153.83 | 153.86 | 2 | 0
2040 | PJM_ROR_2_MISO_W | PJM_ROR | MISO_W | Internal | Shoulder | B14 | 900 | 709 | 0 | 153.83 | 146.81 | 2 | 0
2040 | PJM_ROR_2_MISO_W | PJM_ROR | MISO_W | Internal | Shoulder | B15 | 1203 | 709 | 0 | 153.83 | 81.26 | 2 | 0
2040 | PJM_ROR_2_MISO_W | PJM_ROR | MISO_W | Internal | Summer | B1 | 10 | 709 | 0 | 285.01 | 284.36 | 2 | 0
2040 | PJM_ROR_2_MISO_W | PJM_ROR | MISO_W | Internal | Summer | B2 | 25 | 709 | 0 | 285.01 | 283 | 2 | 0
2040 | PJM_ROR_2_MISO_W | PJM_ROR | MISO_W | Internal | Summer | B3 | 75 | 709 | 709 | 262.83 | 273.83 | 2 | 9
2040 | PJM_ROR_2_MISO_W | PJM_ROR | MISO_W | Internal | Summer | B4 | 100 | 709 | 709 | 192.67 | 198.91 | 2 | 4.25
2040 | PJM_ROR_2_MISO_W | PJM_ROR | MISO_W | Internal | Summer | B5 | 200 | 709 | 709 | 182.84 | 186.02 | 2 | 1.18
2040 | PJM_ROR_2_MISO_W | PJM_ROR | MISO_W | Internal | Summer | B6 | 300 | 709 | 709 | 171.75 | 180.32 | 2 | 6.57
2040 | PJM_ROR_2_MISO_W | PJM_ROR | MISO_W | Internal | Summer | B7 | 400 | 709 | 0 | 154.76 | 153.54 | 2 | 0
2040 | PJM_ROR_2_MISO_W | PJM_ROR | MISO_W | Internal | Summer | B8 | 500 | 709 | 0 | 152.06 | 152.19 | 2 | 0
2040 | PJM_ROR_2_MISO_W | PJM_ROR | MISO_W | Internal | Summer | B9 | 800 | 709 | 0 | 152.06 | 152.19 | 2 | 0
2040 | PJM_ROR_2_MISO_W | PJM_ROR | MISO_W | Internal | Summer | B10 | 1262 | 709 | 0 | 152.06 | 108.79 | 2 | 0
2040 | PJM_ROR_2_MISO_W | PJM_ROR | MISO_W | Internal | Winter | B16 | 25 | 709 | 0 | 157.78 | 81.26 | 2 | 0
2040 | PJM_ROR_2_MISO_W | PJM_ROR | MISO_W | Internal | Winter | B17 | 100 | 709 | 0 | 157.78 | 148.17 | 2 | 0
2040 | PJM_ROR_2_MISO_W | PJM_ROR | MISO_W | Internal | Winter | B18 | 400 | 709 | 0 | 157.78 | 155.77 | 2 | 0
2040 | PJM_ROR_2_MISO_W | PJM_ROR | MISO_W | Internal | Winter | B19 | 700 | 709 | 0 | 157.78 | 155.77 | 2 | 0
2040 | PJM_ROR_2_MISO_W | PJM_ROR | MISO_W | Internal | Winter | B20 | 935 | 709 | 0 | 154.97 | 81.26 | 2 | 0
2040 | PJM_ROR_2_MISO_WUMS | PJM_ROR | MISO_WUMS | Internal | Shoulder | B11 | 25 | 1467 | 0 | 153.83 | 154.01 | 2 | 0
2040 | PJM_ROR_2_MISO_WUMS | PJM_ROR | MISO_WUMS | Internal | Shoulder | B12 | 200 | 1467 | 0 | 155.88 | 154.01 | 2 | 0
2040 | PJM_ROR_2_MISO_WUMS | PJM_ROR | MISO_WUMS | Internal | Shoulder | B13 | 600 | 1467 | 0 | 153.83 | 154.01 | 2 | 0
2040 | PJM_ROR_2_MISO_WUMS | PJM_ROR | MISO_WUMS | Internal | Shoulder | B14 | 900 | 1467 | 0 | 153.83 | 154.01 | 2 | 0
2040 | PJM_ROR_2_MISO_WUMS | PJM_ROR | MISO_WUMS | Internal | Shoulder | B15 | 1203 | 1467 | 0 | 153.83 | 154.01 | 2 | 0
2040 | PJM_ROR_2_MISO_WUMS | PJM_ROR | MISO_WUMS | Internal | Summer | B1 | 10 | 1467 | 0 | 285.01 | 272.66 | 2 | 0
2040 | PJM_ROR_2_MISO_WUMS | PJM_ROR | MISO_WUMS | Internal | Summer | B2 | 25 | 1467 | 0 | 285.01 | 272.66 | 2 | 0
2040 | PJM_ROR_2_MISO_WUMS | PJM_ROR | MISO_WUMS | Internal | Summer | B3 | 75 | 1467 | 0 | 262.83 | 260.83 | 2 | 0
2040 | PJM_ROR_2_MISO_WUMS | PJM_ROR | MISO_WUMS | Internal | Summer | B4 | 100 | 1467 | 0 | 192.67 | 190.67 | 2 | 0
2040 | PJM_ROR_2_MISO_WUMS | PJM_ROR | MISO_WUMS | Internal | Summer | B5 | 200 | 1467 | 0 | 182.84 | 178.85 | 2 | 0
2040 | PJM_ROR_2_MISO_WUMS | PJM_ROR | MISO_WUMS | Internal | Summer | B6 | 300 | 1467 | 0 | 171.75 | 169.75 | 2 | 0
2040 | PJM_ROR_2_MISO_WUMS | PJM_ROR | MISO_WUMS | Internal | Summer | B7 | 400 | 1467 | 0 | 154.76 | 152.76 | 2 | 0
2040 | PJM_ROR_2_MISO_WUMS | PJM_ROR | MISO_WUMS | Internal | Summer | B8 | 500 | 1467 | 0 | 152.06 | 152.21 | 2 | 0
2040 | PJM_ROR_2_MISO_WUMS | PJM_ROR | MISO_WUMS | Internal | Summer | B9 | 800 | 1467 | 0 | 152.06 | 152.21 | 2 | 0
2040 | PJM_ROR_2_MISO_WUMS | PJM_ROR | MISO_WUMS | Internal | Summer | B10 | 1262 | 1467 | 0 | 152.06 | 152.21 | 2 | 0
2040 | PJM_ROR_2_MISO_WUMS | PJM_ROR | MISO_WUMS | Internal | Winter | B16 | 25 | 1467 | 0 | 157.78 | 157.35 | 2 | 0
2040 | PJM_ROR_2_MISO_WUMS | PJM_ROR | MISO_WUMS | Internal | Winter | B17 | 100 | 1467 | 0 | 157.78 | 157.35 | 2 | 0
2040 | PJM_ROR_2_MISO_WUMS | PJM_ROR | MISO_WUMS | Internal | Winter | B18 | 400 | 1467 | 0 | 157.78 | 157.35 | 2 | 0
2040 | PJM_ROR_2_MISO_WUMS | PJM_ROR | MISO_WUMS | Internal | Winter | B19 | 700 | 1467 | 0 | 157.78 | 157.35 | 2 | 0
2040 | PJM_ROR_2_MISO_WUMS | PJM_ROR | MISO_WUMS | Internal | Winter | B20 | 935 | 1467 | 797.96 | 154.97 | 156.97 | 2 | 0
2040 | PJM_ROR_2_PJM_ROM | PJM_ROR | PJM_ROM | Internal | Shoulder | B11 | 25 | 8000 | 0 | 153.83 | 153.81 | 0.01 | 0
2040 | PJM_ROR_2_PJM_ROM | PJM_ROR | PJM_ROM | Internal | Shoulder | B12 | 200 | 8000 | 3891.85 | 155.88 | 155.9 | 0.01 | 0
2040 | PJM_ROR_2_PJM_ROM | PJM_ROR | PJM_ROM | Internal | Shoulder | B13 | 600 | 8000 | 0 | 153.83 | 153.81 | 0.01 | 0
2040 | PJM_ROR_2_PJM_ROM | PJM_ROR | PJM_ROM | Internal | Shoulder | B14 | 900 | 8000 | 0 | 153.83 | 153.81 | 0.01 | 0
2040 | PJM_ROR_2_PJM_ROM | PJM_ROR | PJM_ROM | Internal | Shoulder | B15 | 1203 | 8000 | 0 | 153.83 | 153.81 | 0.01 | 0
2040 | PJM_ROR_2_PJM_ROM | PJM_ROR | PJM_ROM | Internal | Summer | B1 | 10 | 8000 | 1028.94 | 285.01 | 285.03 | 0.01 | 0
2040 | PJM_ROR_2_PJM_ROM | PJM_ROR | PJM_ROM | Internal | Summer | B2 | 25 | 8000 | 0 | 285.01 | 285 | 0.01 | 0
2040 | PJM_ROR_2_PJM_ROM | PJM_ROR | PJM_ROM | Internal | Summer | B3 | 75 | 8000 | 0 | 262.83 | 262.82 | 0.01 | 0
2040 | PJM_ROR_2_PJM_ROM | PJM_ROR | PJM_ROM | Internal | Summer | B4 | 100 | 8000 | 1675.58 | 192.67 | 192.68 | 0.01 | 0
2040 | PJM_ROR_2_PJM_ROM | PJM_ROR | PJM_ROM | Internal | Summer | B5 | 200 | 8000 | 2210.46 | 182.84 | 182.86 | 0.01 | 0
2040 | PJM_ROR_2_PJM_ROM | PJM_ROR | PJM_ROM | Internal | Summer | B6 | 300 | 8000 | 0 | 171.75 | 171.74 | 0.01 | 0
2040 | PJM_ROR_2_PJM_ROM | PJM_ROR | PJM_ROM | Internal | Summer | B7 | 400 | 8000 | 4180.64 | 154.76 | 154.77 | 0.01 | 0
2040 | PJM_ROR_2_PJM_ROM | PJM_ROR | PJM_ROM | Internal | Summer | B8 | 500 | 8000 | 2219.87 | 152.06 | 152.07 | 0.01 | 0
2040 | PJM_ROR_2_PJM_ROM | PJM_ROR | PJM_ROM | Internal | Summer | B9 | 800 | 8000 | 0 | 152.06 | 152.04 | 0.01 | 0
2040 | PJM_ROR_2_PJM_ROM | PJM_ROR | PJM_ROM | Internal | Summer | B10 | 1262 | 8000 | 0 | 152.06 | 152.04 | 0.01 | 0
2040 | PJM_ROR_2_PJM_ROM | PJM_ROR | PJM_ROM | Internal | Winter | B16 | 25 | 8000 | 0 | 157.78 | 157.77 | 0.01 | 0
2040 | PJM_ROR_2_PJM_ROM | PJM_ROR | PJM_ROM | Internal | Winter | B17 | 100 | 8000 | 0 | 157.78 | 157.77 | 0.01 | 0
2040 | PJM_ROR_2_PJM_ROM | PJM_ROR | PJM_ROM | Internal | Winter | B18 | 400 | 8000 | 0 | 157.78 | 157.77 | 0.01 | 0
2040 | PJM_ROR_2_PJM_ROM | PJM_ROR | PJM_ROM | Internal | Winter | B19 | 700 | 8000 | 0 | 157.78 | 156.98 | 0.01 | 0
2040 | PJM_ROR_2_PJM_ROM | PJM_ROR | PJM_ROM | Internal | Winter | B20 | 935 | 8000 | 0 | 154.97 | 154.96 | 0.01 | 0
2040 | PJM_ROR_2_TVA_Transmission | PJM_ROR | TVA_Transmission | Internal | Shoulder | B11 | 25 | 2500 | 2500 | 153.83 | 165.07 | 6 | 5.24
2040 | PJM_ROR_2_TVA_Transmission | PJM_ROR | TVA_Transmission | Internal | Shoulder | B12 | 200 | 2500 | 0 | 155.88 | 159.13 | 6 | 0
2040 | PJM_ROR_2_TVA_Transmission | PJM_ROR | TVA_Transmission | Internal | Shoulder | B13 | 600 | 2500 | 0 | 153.83 | 158.66 | 6 | 0
2040 | PJM_ROR_2_TVA_Transmission | PJM_ROR | TVA_Transmission | Internal | Shoulder | B14 | 900 | 2500 | 0 | 153.83 | 158.47 | 6 | 0
2040 | PJM_ROR_2_TVA_Transmission | PJM_ROR | TVA_Transmission | Internal | Shoulder | B15 | 1203 | 2500 | 0 | 153.83 | 154.94 | 6 | 0
2040 | PJM_ROR_2_TVA_Transmission | PJM_ROR | TVA_Transmission | Internal | Summer | B1 | 10 | 2500 | 2500 | 285.01 | 292.23 | 6 | 1.22
2040 | PJM_ROR_2_TVA_Transmission | PJM_ROR | TVA_Transmission | Internal | Summer | B2 | 25 | 2500 | 1608.83 | 285.01 | 291.01 | 6 | 0
2040 | PJM_ROR_2_TVA_Transmission | PJM_ROR | TVA_Transmission | Internal | Summer | B3 | 75 | 2500 | 305.19 | 262.83 | 268.83 | 6 | 0
2040 | PJM_ROR_2_TVA_Transmission | PJM_ROR | TVA_Transmission | Internal | Summer | B4 | 100 | 2500 | 0 | 192.67 | 192.67 | 6 | 0
2040 | PJM_ROR_2_TVA_Transmission | PJM_ROR | TVA_Transmission | Internal | Summer | B5 | 200 | 2500 | 0 | 182.84 | 183.34 | 6 | 0
2040 | PJM_ROR_2_TVA_Transmission | PJM_ROR | TVA_Transmission | Internal | Summer | B6 | 300 | 2500 | 0 | 171.75 | 170.76 | 6 | 0
2040 | PJM_ROR_2_TVA_Transmission | PJM_ROR | TVA_Transmission | Internal | Summer | B7 | 400 | 2500 | 843.91 | 154.76 | 160.76 | 6 | 0
2040 | PJM_ROR_2_TVA_Transmission | PJM_ROR | TVA_Transmission | Internal | Summer | B8 | 500 | 2500 | 0 | 152.06 | 157.01 | 6 | 0
2040 | PJM_ROR_2_TVA_Transmission | PJM_ROR | TVA_Transmission | Internal | Summer | B9 | 800 | 2500 | 0 | 152.06 | 157.05 | 6 | 0
2040 | PJM_ROR_2_TVA_Transmission | PJM_ROR | TVA_Transmission | Internal | Summer | B10 | 1262 | 2500 | 0 | 152.06 | 143.04 | 6 | 0
2040 | PJM_ROR_2_TVA_Transmission | PJM_ROR | TVA_Transmission | Internal | Winter | B16 | 25 | 2500 | 2500 | 157.78 | 171.55 | 6 | 7.77
2040 | PJM_ROR_2_TVA_Transmission | PJM_ROR | TVA_Transmission | Internal | Winter | B17 | 100 | 2500 | 0 | 157.78 | 162.05 | 6 | 0
2040 | PJM_ROR_2_TVA_Transmission | PJM_ROR | TVA_Transmission | Internal | Winter | B18 | 400 | 2500 | 0 | 157.78 | 161.9 | 6 | 0
2040 | PJM_ROR_2_TVA_Transmission | PJM_ROR | TVA_Transmission | Internal | Winter | B19 | 700 | 2500 | 0 | 157.78 | 161.74 | 6 | 0
2040 | PJM_ROR_2_TVA_Transmission | PJM_ROR | TVA_Transmission | Internal | Winter | B20 | 935 | 2500 | 0 | 154.97 | 151.03 | 6 | 0
2040 | PJM_ROR_2_VACAR | PJM_ROR | VACAR | Internal | Shoulder | B11 | 25 | 3000 | 2334.08 | 153.83 | 159.83 | 6 | 0
2040 | PJM_ROR_2_VACAR | PJM_ROR | VACAR | Internal | Shoulder | B12 | 200 | 3000 | 0 | 155.88 | 159.21 | 6 | 0
2040 | PJM_ROR_2_VACAR | PJM_ROR | VACAR | Internal | Shoulder | B13 | 600 | 3000 | 0 | 153.83 | 159.21 | 6 | 0
2040 | PJM_ROR_2_VACAR | PJM_ROR | VACAR | Internal | Shoulder | B14 | 900 | 3000 | 0 | 153.83 | 159.21 | 6 | 0
2040 | PJM_ROR_2_VACAR | PJM_ROR | VACAR | Internal | Shoulder | B15 | 1203 | 3000 | 0 | 153.83 | 146.83 | 6 | 0
2040 | PJM_ROR_2_VACAR | PJM_ROR | VACAR | Internal | Summer | B1 | 10 | 3000 | 3000 | 285.01 | 291.98 | 6 | 0.97
2040 | PJM_ROR_2_VACAR | PJM_ROR | VACAR | Internal | Summer | B2 | 25 | 3000 | 3000 | 285.01 | 291.98 | 6 | 0.97
2040 | PJM_ROR_2_VACAR | PJM_ROR | VACAR | Internal | Summer | B3 | 75 | 3000 | 1244.4 | 262.83 | 268.83 | 6 | 0
2040 | PJM_ROR_2_VACAR | PJM_ROR | VACAR | Internal | Summer | B4 | 100 | 3000 | 0 | 192.67 | 185.67 | 6 | 0
2040 | PJM_ROR_2_VACAR | PJM_ROR | VACAR | Internal | Summer | B5 | 200 | 3000 | 0 | 182.84 | 176.34 | 6 | 0
2040 | PJM_ROR_2_VACAR | PJM_ROR | VACAR | Internal | Summer | B6 | 300 | 3000 | 0 | 171.75 | 164.75 | 6 | 0
2040 | PJM_ROR_2_VACAR | PJM_ROR | VACAR | Internal | Summer | B7 | 400 | 3000 | 0 | 154.76 | 156.96 | 6 | 0
2040 | PJM_ROR_2_VACAR | PJM_ROR | VACAR | Internal | Summer | B8 | 500 | 3000 | 0 | 152.06 | 156.96 | 6 | 0
2040 | PJM_ROR_2_VACAR | PJM_ROR | VACAR | Internal | Summer | B9 | 800 | 3000 | 0 | 152.06 | 156.96 | 6 | 0
2040 | PJM_ROR_2_VACAR | PJM_ROR | VACAR | Internal | Summer | B10 | 1262 | 3000 | 0 | 152.06 | 145.06 | 6 | 0
2040 | PJM_ROR_2_VACAR | PJM_ROR | VACAR | Internal | Winter | B16 | 25 | 3000 | 3000 | 157.78 | 164.55 | 6 | 0.77
2040 | PJM_ROR_2_VACAR | PJM_ROR | VACAR | Internal | Winter | B17 | 100 | 3000 | 3000 | 157.78 | 164.55 | 6 | 0.77
2040 | PJM_ROR_2_VACAR | PJM_ROR | VACAR | Internal | Winter | B18 | 400 | 3000 | 3000 | 157.78 | 164.55 | 6 | 0.77
2040 | PJM_ROR_2_VACAR | PJM_ROR | VACAR | Internal | Winter | B19 | 700 | 3000 | 1203.46 | 157.78 | 163.78 | 6 | 0
2040 | PJM_ROR_2_VACAR | PJM_ROR | VACAR | Internal | Winter | B20 | 935 | 3000 | 0 | 154.97 | 143.07 | 6 | 0
2040 | PJM_ROM_2_NYISO_A-F | PJM_ROM | NYISO_A-F | Internal | Shoulder | B11 | 25 | 2000 | 0 | 153.81 | 154 | 6 | 0
2040 | PJM_ROM_2_NYISO_A-F | PJM_ROM | NYISO_A-F | Internal | Shoulder | B12 | 200 | 2000 | 0 | 155.9 | 153.95 | 6 | 0
2040 | PJM_ROM_2_NYISO_A-F | PJM_ROM | NYISO_A-F | Internal | Shoulder | B13 | 600 | 2000 | 0 | 153.81 | 147.53 | 6 | 0
2040 | PJM_ROM_2_NYISO_A-F | PJM_ROM | NYISO_A-F | Internal | Shoulder | B14 | 900 | 2000 | 0 | 153.81 | 146.83 | 6 | 0
2040 | PJM_ROM_2_NYISO_A-F | PJM_ROM | NYISO_A-F | Internal | Shoulder | B15 | 1203 | 2000 | 0 | 153.81 | 146.61 | 6 | 0
2040 | PJM_ROM_2_NYISO_A-F | PJM_ROM | NYISO_A-F | Internal | Summer | B1 | 10 | 2000 | 0 | 285.03 | 173.05 | 6 | 0
2040 | PJM_ROM_2_NYISO_A-F | PJM_ROM | NYISO_A-F | Internal | Summer | B2 | 25 | 2000 | 0 | 285 | 199.74 | 6 | 0
2040 | PJM_ROM_2_NYISO_A-F | PJM_ROM | NYISO_A-F | Internal | Summer | B3 | 75 | 2000 | 0 | 262.82 | 207.01 | 6 | 0
2040 | PJM_ROM_2_NYISO_A-F | PJM_ROM | NYISO_A-F | Internal | Summer | B4 | 100 | 2000 | 0 | 192.68 | 190.5 | 6 | 0
2040 | PJM_ROM_2_NYISO_A-F | PJM_ROM | NYISO_A-F | Internal | Summer | B5 | 200 | 2000 | 0 | 182.86 | 174.86 | 6 | 0
2040 | PJM_ROM_2_NYISO_A-F | PJM_ROM | NYISO_A-F | Internal | Summer | B6 | 300 | 2000 | 0 | 171.74 | 169.77 | 6 | 0
2040 | PJM_ROM_2_NYISO_A-F | PJM_ROM | NYISO_A-F | Internal | Summer | B7 | 400 | 2000 | 1866.57 | 154.77 | 160.77 | 6 | 0
2040 | PJM_ROM_2_NYISO_A-F | PJM_ROM | NYISO_A-F | Internal | Summer | B8 | 500 | 2000 | 1170.28 | 152.07 | 158.07 | 6 | 0
2040 | PJM_ROM_2_NYISO_A-F | PJM_ROM | NYISO_A-F | Internal | Summer | B9 | 800 | 2000 | 0 | 152.04 | 145.53 | 6 | 0
2040 | PJM_ROM_2_NYISO_A-F | PJM_ROM | NYISO_A-F | Internal | Summer | B10 | 1262 | 2000 | 0 | 152.04 | 145.53 | 6 | 0
2040 | PJM_ROM_2_NYISO_A-F | PJM_ROM | NYISO_A-F | Internal | Winter | B16 | 25 | 2000 | 0 | 157.77 | 149.77 | 6 | 0
2040 | PJM_ROM_2_NYISO_A-F | PJM_ROM | NYISO_A-F | Internal | Winter | B17 | 100 | 2000 | 0 | 157.77 | 149.77 | 6 | 0
2040 | PJM_ROM_2_NYISO_A-F | PJM_ROM | NYISO_A-F | Internal | Winter | B18 | 400 | 2000 | 0 | 157.77 | 147.38 | 6 | 0
2040 | PJM_ROM_2_NYISO_A-F | PJM_ROM | NYISO_A-F | Internal | Winter | B19 | 700 | 2000 | 0 | 156.98 | 147.38 | 6 | 0
2040 | PJM_ROM_2_NYISO_A-F | PJM_ROM | NYISO_A-F | Internal | Winter | B20 | 935 | 2000 | 0 | 154.96 | 147.38 | 6 | 0
2040 | PJM_ROM_2_PJM_E | PJM_ROM | PJM_E | Internal | Shoulder | B11 | 25 | 8000 | 3751.59 | 153.81 | 153.83 | 0.01 | 0
2040 | PJM_ROM_2_PJM_E | PJM_ROM | PJM_E | Internal | Shoulder | B12 | 200 | 8000 | 5201.15 | 155.9 | 155.91 | 0.01 | 0
2040 | PJM_ROM_2_PJM_E | PJM_ROM | PJM_E | Internal | Shoulder | B13 | 600 | 8000 | 3585.45 | 153.81 | 153.83 | 0.01 | 0
2040 | PJM_ROM_2_PJM_E | PJM_ROM | PJM_E | Internal | Shoulder | B14 | 900 | 8000 | 2449.02 | 153.81 | 153.83 | 0.01 | 0
2040 | PJM_ROM_2_PJM_E | PJM_ROM | PJM_E | Internal | Shoulder | B15 | 1203 | 8000 | 0 | 153.81 | 153.8 | 0.01 | 0
2040 | PJM_ROM_2_PJM_E | PJM_ROM | PJM_E | Internal | Summer | B1 | 10 | 8000 | 4912.53 | 285.03 | 285.04 | 0.01 | 0
2040 | PJM_ROM_2_PJM_E | PJM_ROM | PJM_E | Internal | Summer | B2 | 25 | 8000 | 4409.18 | 285 | 285.01 | 0.01 | 0
2040 | PJM_ROM_2_PJM_E | PJM_ROM | PJM_E | Internal | Summer | B3 | 75 | 8000 | 4009.6 | 262.82 | 262.83 | 0.01 | 0
2040 | PJM_ROM_2_PJM_E | PJM_ROM | PJM_E | Internal | Summer | B4 | 100 | 8000 | 6292.87 | 192.68 | 192.69 | 0.01 | 0
2040 | PJM_ROM_2_PJM_E | PJM_ROM | PJM_E | Internal | Summer | B5 | 200 | 8000 | 6343.89 | 182.86 | 182.87 | 0.01 | 0
2040 | PJM_ROM_2_PJM_E | PJM_ROM | PJM_E | Internal | Summer | B6 | 300 | 8000 | 5468.13 | 171.74 | 171.75 | 0.01 | 0
2040 | PJM_ROM_2_PJM_E | PJM_ROM | PJM_E | Internal | Summer | B7 | 400 | 8000 | 7103.86 | 154.77 | 154.78 | 0.01 | 0
2040 | PJM_ROM_2_PJM_E | PJM_ROM | PJM_E | Internal | Summer | B8 | 500 | 8000 | 5856.47 | 152.07 | 152.08 | 0.01 | 0
2040 | PJM_ROM_2_PJM_E | PJM_ROM | PJM_E | Internal | Summer | B9 | 800 | 8000 | 3217.98 | 152.04 | 152.06 | 0.01 | 0
2040 | PJM_ROM_2_PJM_E | PJM_ROM | PJM_E | Internal | Summer | B10 | 1262 | 8000 | 237.97 | 152.04 | 152.06 | 0.01 | 0
2040 | PJM_ROM_2_PJM_E | PJM_ROM | PJM_E | Internal | Winter | B16 | 25 | 8000 | 4731.28 | 157.77 | 157.78 | 0.01 | 0
2040 | PJM_ROM_2_PJM_E | PJM_ROM | PJM_E | Internal | Winter | B17 | 100 | 8000 | 4164.22 | 157.77 | 157.78 | 0.01 | 0
2040 | PJM_ROM_2_PJM_E | PJM_ROM | PJM_E | Internal | Winter | B18 | 400 | 8000 | 3598.76 | 157.77 | 157.78 | 0.01 | 0
2040 | PJM_ROM_2_PJM_E | PJM_ROM | PJM_E | Internal | Winter | B19 | 700 | 8000 | 1247.42 | 156.98 | 156.99 | 0.01 | 0
2040 | PJM_ROM_2_PJM_E | PJM_ROM | PJM_E | Internal | Winter | B20 | 935 | 8000 | 969.63 | 154.96 | 154.97 | 0.01 | 0
2040 | PJM_ROM_2_PJM_ROR | PJM_ROM | PJM_ROR | Internal | Shoulder | B11 | 25 | 8000 | 1219.37 | 153.81 | 153.83 | 0.01 | 0
2040 | PJM_ROM_2_PJM_ROR | PJM_ROM | PJM_ROR | Internal | Shoulder | B12 | 200 | 8000 | 0 | 155.9 | 155.88 | 0.01 | 0
2040 | PJM_ROM_2_PJM_ROR | PJM_ROM | PJM_ROR | Internal | Shoulder | B13 | 600 | 8000 | 6 | 153.81 | 153.83 | 0.01 | 0
2040 | PJM_ROM_2_PJM_ROR | PJM_ROM | PJM_ROR | Internal | Shoulder | B14 | 900 | 8000 | 921.85 | 153.81 | 153.83 | 0.01 | 0
2040 | PJM_ROM_2_PJM_ROR | PJM_ROM | PJM_ROR | Internal | Shoulder | B15 | 1203 | 8000 | 7538.3 | 153.81 | 153.83 | 0.01 | 0
2040 | PJM_ROM_2_PJM_ROR | PJM_ROM | PJM_ROR | Internal | Summer | B1 | 10 | 8000 | 0 | 285.03 | 285.01 | 0.01 | 0
2040 | PJM_ROM_2_PJM_ROR | PJM_ROM | PJM_ROR | Internal | Summer | B2 | 25 | 8000 | 691.01 | 285 | 285.01 | 0.01 | 0
2040 | PJM_ROM_2_PJM_ROR | PJM_ROM | PJM_ROR | Internal | Summer | B3 | 75 | 8000 | 1282.59 | 262.82 | 262.83 | 0.01 | 0
2040 | PJM_ROM_2_PJM_ROR | PJM_ROM | PJM_ROR | Internal | Summer | B4 | 100 | 8000 | 0 | 192.68 | 192.67 | 0.01 | 0
2040 | PJM_ROM_2_PJM_ROR | PJM_ROM | PJM_ROR | Internal | Summer | B5 | 200 | 8000 | 0 | 182.86 | 182.84 | 0.01 | 0
2040 | PJM_ROM_2_PJM_ROR | PJM_ROM | PJM_ROR | Internal | Summer | B6 | 300 | 8000 | 643.88 | 171.74 | 171.75 | 0.01 | 0
2040 | PJM_ROM_2_PJM_ROR | PJM_ROM | PJM_ROR | Internal | Summer | B7 | 400 | 8000 | 0 | 154.77 | 154.76 | 0.01 | 0
2040 | PJM_ROM_2_PJM_ROR | PJM_ROM | PJM_ROR | Internal | Summer | B8 | 500 | 8000 | 0 | 152.07 | 152.06 | 0.01 | 0
2040 | PJM_ROM_2_PJM_ROR | PJM_ROM | PJM_ROR | Internal | Summer | B9 | 800 | 8000 | 2615.97 | 152.04 | 152.06 | 0.01 | 0
2040 | PJM_ROM_2_PJM_ROR | PJM_ROM | PJM_ROR | Internal | Summer | B10 | 1262 | 8000 | 7742.94 | 152.04 | 152.06 | 0.01 | 0
2040 | PJM_ROM_2_PJM_ROR | PJM_ROM | PJM_ROR | Internal | Winter | B16 | 25 | 8000 | 1877.32 | 157.77 | 157.78 | 0.01 | 0
2040 | PJM_ROM_2_PJM_ROR | PJM_ROM | PJM_ROR | Internal | Winter | B17 | 100 | 8000 | 1991.24 | 157.77 | 157.78 | 0.01 | 0
2040 | PJM_ROM_2_PJM_ROR | PJM_ROM | PJM_ROR | Internal | Winter | B18 | 400 | 8000 | 3624.27 | 157.77 | 157.78 | 0.01 | 0
2040 | PJM_ROM_2_PJM_ROR | PJM_ROM | PJM_ROR | Internal | Winter | B19 | 700 | 8000 | 8000 | 156.98 | 157.78 | 0.01 | 0.79
2040 | PJM_ROM_2_PJM_ROR | PJM_ROM | PJM_ROR | Internal | Winter | B20 | 935 | 8000 | 7613.04 | 154.96 | 154.97 | 0.01 | 0
2040 | SOCO_2_ENT | SOCO | ENT | Internal | Shoulder | B11 | 25 | 2400 | 0 | 179.95 | 171.95 | 10 | 0
2040 | SOCO_2_ENT | SOCO | ENT | Internal | Shoulder | B12 | 200 | 2400 | 0 | 158.72 | 156.63 | 10 | 0
2040 | SOCO_2_ENT | SOCO | ENT | Internal | Shoulder | B13 | 600 | 2400 | 0 | 158.72 | 156.63 | 10 | 0
2040 | SOCO_2_ENT | SOCO | ENT | Internal | Shoulder | B14 | 900 | 2400 | 0 | 158.72 | 156.63 | 10 | 0
2040 | SOCO_2_ENT | SOCO | ENT | Internal | Shoulder | B15 | 1203 | 2400 | 0 | 144.94 | 147.02 | 10 | 0
2040 | SOCO_2_ENT | SOCO | ENT | Internal | Summer | B1 | 10 | 2400 | 0 | 298.98 | 290.98 | 10 | 0
2040 | SOCO_2_ENT | SOCO | ENT | Internal | Summer | B2 | 25 | 2400 | 0 | 298.98 | 290.98 | 10 | 0
2040 | SOCO_2_ENT | SOCO | ENT | Internal | Summer | B3 | 75 | 2400 | 0 | 276.83 | 268.83 | 10 | 0
2040 | SOCO_2_ENT | SOCO | ENT | Internal | Summer | B4 | 100 | 2400 | 0 | 192.67 | 198.67 | 10 | 0
2040 | SOCO_2_ENT | SOCO | ENT | Internal | Summer | B5 | 200 | 2400 | 0 | 183.34 | 180.56 | 10 | 0
2040 | SOCO_2_ENT | SOCO | ENT | Internal | Summer | B6 | 300 | 2400 | 0 | 179.76 | 178.74 | 10 | 0
2040 | SOCO_2_ENT | SOCO | ENT | Internal | Summer | B7 | 400 | 2400 | 0 | 169.76 | 161.76 | 10 | 0
2040 | SOCO_2_ENT | SOCO | ENT | Internal | Summer | B8 | 500 | 2400 | 0 | 157.34 | 154.98 | 10 | 0
2040 | SOCO_2_ENT | SOCO | ENT | Internal | Summer | B9 | 800 | 2400 | 0 | 157.34 | 154.98 | 10 | 0
2040 | SOCO_2_ENT | SOCO | ENT | Internal | Summer | B10 | 1262 | 2400 | 0 | 133.04 | 142.31 | 10 | 0
2040 | SOCO_2_ENT | SOCO | ENT | Internal | Winter | B16 | 25 | 2400 | 0 | 183.12 | 165.29 | 10 | 0
2040 | SOCO_2_ENT | SOCO | ENT | Internal | Winter | B17 | 100 | 2400 | 0 | 161.97 | 160.17 | 10 | 0
2040 | SOCO_2_ENT | SOCO | ENT | Internal | Winter | B18 | 400 | 2400 | 0 | 161.97 | 160.17 | 10 | 0
2040 | SOCO_2_ENT | SOCO | ENT | Internal | Winter | B19 | 700 | 2400 | 0 | 161.97 | 160.17 | 10 | 0
2040 | SOCO_2_ENT | SOCO | ENT | Internal | Winter | B20 | 935 | 2400 | 0 | 141.24 | 143.03 | 10 | 0
2040 | SOCO_2_FRCC | SOCO | FRCC | Internal | Shoulder | B11 | 25 | 3700 | 2418.95 | 179.95 | 189.95 | 10 | 0
2040 | SOCO_2_FRCC | SOCO | FRCC | Internal | Shoulder | B12 | 200 | 3700 | 0 | 158.72 | 168.53 | 10 | 0
2040 | SOCO_2_FRCC | SOCO | FRCC | Internal | Shoulder | B13 | 600 | 3700 | 0 | 158.72 | 162.96 | 10 | 0
2040 | SOCO_2_FRCC | SOCO | FRCC | Internal | Shoulder | B14 | 900 | 3700 | 0 | 158.72 | 162.96 | 10 | 0
2040 | SOCO_2_FRCC | SOCO | FRCC | Internal | Shoulder | B15 | 1203 | 3700 | 0 | 144.94 | 139.81 | 10 | 0
2040 | SOCO_2_FRCC | SOCO | FRCC | Internal | Summer | B1 | 10 | 3700 | 0 | 298.98 | 299.8 | 10 | 0
2040 | SOCO_2_FRCC | SOCO | FRCC | Internal | Summer | B2 | 25 | 3700 | 0 | 298.98 | 299.8 | 10 | 0
2040 | SOCO_2_FRCC | SOCO | FRCC | Internal | Summer | B3 | 75 | 3700 | 0 | 276.83 | 268.83 | 10 | 0
2040 | SOCO_2_FRCC | SOCO | FRCC | Internal | Summer | B4 | 100 | 3700 | 0 | 192.67 | 188.71 | 10 | 0
2040 | SOCO_2_FRCC | SOCO | FRCC | Internal | Summer | B5 | 200 | 3700 | 0 | 183.34 | 188.71 | 10 | 0
2040 | SOCO_2_FRCC | SOCO | FRCC | Internal | Summer | B6 | 300 | 3700 | 0 | 179.76 | 188.71 | 10 | 0
2040 | SOCO_2_FRCC | SOCO | FRCC | Internal | Summer | B7 | 400 | 3700 | 1722.33 | 169.76 | 179.76 | 10 | 0
2040 | SOCO_2_FRCC | SOCO | FRCC | Internal | Summer | B8 | 500 | 3700 | 0 | 157.34 | 161.9 | 10 | 0
2040 | SOCO_2_FRCC | SOCO | FRCC | Internal | Summer | B9 | 800 | 3700 | 0 | 157.34 | 161.9 | 10 | 0
2040 | SOCO_2_FRCC | SOCO | FRCC | Internal | Summer | B10 | 1262 | 3700 | 0 | 133.04 | 110.5 | 10 | 0
2040 | SOCO_2_FRCC | SOCO | FRCC | Internal | Winter | B16 | 25 | 3700 | 3002.29 | 183.12 | 193.12 | 10 | 0
2040 | SOCO_2_FRCC | SOCO | FRCC | Internal | Winter | B17 | 100 | 3700 | 96.12 | 161.97 | 171.97 | 10 | 0
2040 | SOCO_2_FRCC | SOCO | FRCC | Internal | Winter | B18 | 400 | 3700 | 0 | 161.97 | 165.65 | 10 | 0
2040 | SOCO_2_FRCC | SOCO | FRCC | Internal | Winter | B19 | 700 | 3700 | 0 | 161.97 | 165.65 | 10 | 0
2040 | SOCO_2_FRCC | SOCO | FRCC | Internal | Winter | B20 | 935 | 3700 | 0 | 141.24 | 137.46 | 10 | 0
2040 | SOCO_2_TVA_Transmission | SOCO | TVA_Transmission | Internal | Shoulder | B11 | 25 | 2600 | 0 | 179.95 | 165.07 | 10 | 0
2040 | SOCO_2_TVA_Transmission | SOCO | TVA_Transmission | Internal | Shoulder | B12 | 200 | 2600 | 0 | 158.72 | 159.13 | 10 | 0
2040 | SOCO_2_TVA_Transmission | SOCO | TVA_Transmission | Internal | Shoulder | B13 | 600 | 2600 | 0 | 158.72 | 158.66 | 10 | 0
2040 | SOCO_2_TVA_Transmission | SOCO | TVA_Transmission | Internal | Shoulder | B14 | 900 | 2600 | 0 | 158.72 | 158.47 | 10 | 0
2040 | SOCO_2_TVA_Transmission | SOCO | TVA_Transmission | Internal | Shoulder | B15 | 1203 | 2600 | 1731.58 | 144.94 | 154.94 | 10 | 0
2040 | SOCO_2_TVA_Transmission | SOCO | TVA_Transmission | Internal | Summer | B1 | 10 | 2600 | 0 | 298.98 | 292.23 | 10 | 0
2040 | SOCO_2_TVA_Transmission | SOCO | TVA_Transmission | Internal | Summer | B2 | 25 | 2600 | 0 | 298.98 | 291.01 | 10 | 0
2040 | SOCO_2_TVA_Transmission | SOCO | TVA_Transmission | Internal | Summer | B3 | 75 | 2600 | 0 | 276.83 | 268.83 | 10 | 0
2040 | SOCO_2_TVA_Transmission | SOCO | TVA_Transmission | Internal | Summer | B4 | 100 | 2600 | 0 | 192.67 | 192.67 | 10 | 0
2040 | SOCO_2_TVA_Transmission | SOCO | TVA_Transmission | Internal | Summer | B5 | 200 | 2600 | 0 | 183.34 | 183.34 | 10 | 0
2040 | SOCO_2_TVA_Transmission | SOCO | TVA_Transmission | Internal | Summer | B6 | 300 | 2600 | 0 | 179.76 | 170.76 | 10 | 0
2040 | SOCO_2_TVA_Transmission | SOCO | TVA_Transmission | Internal | Summer | B7 | 400 | 2600 | 0 | 169.76 | 160.76 | 10 | 0
2040 | SOCO_2_TVA_Transmission | SOCO | TVA_Transmission | Internal | Summer | B8 | 500 | 2600 | 0 | 157.34 | 157.01 | 10 | 0
2040 | SOCO_2_TVA_Transmission | SOCO | TVA_Transmission | Internal | Summer | B9 | 800 | 2600 | 0 | 157.34 | 157.05 | 10 | 0
2040 | SOCO_2_TVA_Transmission | SOCO | TVA_Transmission | Internal | Summer | B10 | 1262 | 2600 | 2104.64 | 133.04 | 143.04 | 10 | 0
2040 | SOCO_2_TVA_Transmission | SOCO | TVA_Transmission | Internal | Winter | B16 | 25 | 2600 | 0 | 183.12 | 171.55 | 10 | 0
2040 | SOCO_2_TVA_Transmission | SOCO | TVA_Transmission | Internal | Winter | B17 | 100 | 2600 | 0 | 161.97 | 162.05 | 10 | 0
2040 | SOCO_2_TVA_Transmission | SOCO | TVA_Transmission | Internal | Winter | B18 | 400 | 2600 | 0 | 161.97 | 161.9 | 10 | 0
2040 | SOCO_2_TVA_Transmission | SOCO | TVA_Transmission | Internal | Winter | B19 | 700 | 2600 | 0 | 161.97 | 161.74 | 10 | 0
2040 | SOCO_2_TVA_Transmission | SOCO | TVA_Transmission | Internal | Winter | B20 | 935 | 2600 | 0 | 141.24 | 151.03 | 10 | 0
2040 | SOCO_2_VACAR | SOCO | VACAR | Internal | Shoulder | B11 | 25 | 2000 | 0 | 179.95 | 159.83 | 10 | 0
2040 | SOCO_2_VACAR | SOCO | VACAR | Internal | Shoulder | B12 | 200 | 2000 | 0 | 158.72 | 159.21 | 10 | 0
2040 | SOCO_2_VACAR | SOCO | VACAR | Internal | Shoulder | B13 | 600 | 2000 | 0 | 158.72 | 159.21 | 10 | 0
2040 | SOCO_2_VACAR | SOCO | VACAR | Internal | Shoulder | B14 | 900 | 2000 | 0 | 158.72 | 159.21 | 10 | 0
2040 | SOCO_2_VACAR | SOCO | VACAR | Internal | Shoulder | B15 | 1203 | 2000 | 0 | 144.94 | 146.83 | 10 | 0
2040 | SOCO_2_VACAR | SOCO | VACAR | Internal | Summer | B1 | 10 | 2000 | 0 | 298.98 | 291.98 | 10 | 0
2040 | SOCO_2_VACAR | SOCO | VACAR | Internal | Summer | B2 | 25 | 2000 | 0 | 298.98 | 291.98 | 10 | 0
2040 | SOCO_2_VACAR | SOCO | VACAR | Internal | Summer | B3 | 75 | 2000 | 0 | 276.83 | 268.83 | 10 | 0
2040 | SOCO_2_VACAR | SOCO | VACAR | Internal | Summer | B4 | 100 | 2000 | 0 | 192.67 | 185.67 | 10 | 0
2040 | SOCO_2_VACAR | SOCO | VACAR | Internal | Summer | B5 | 200 | 2000 | 0 | 183.34 | 176.34 | 10 | 0
2040 | SOCO_2_VACAR | SOCO | VACAR | Internal | Summer | B6 | 300 | 2000 | 0 | 179.76 | 164.75 | 10 | 0
2040 | SOCO_2_VACAR | SOCO | VACAR | Internal | Summer | B7 | 400 | 2000 | 0 | 169.76 | 156.96 | 10 | 0
2040 | SOCO_2_VACAR | SOCO | VACAR | Internal | Summer | B8 | 500 | 2000 | 0 | 157.34 | 156.96 | 10 | 0
2040 | SOCO_2_VACAR | SOCO | VACAR | Internal | Summer | B9 | 800 | 2000 | 0 | 157.34 | 156.96 | 10 | 0
2040 | SOCO_2_VACAR | SOCO | VACAR | Internal | Summer | B10 | 1262 | 2000 | 2000 | 133.04 | 145.06 | 10 | 2.01
2040 | SOCO_2_VACAR | SOCO | VACAR | Internal | Winter | B16 | 25 | 2000 | 0 | 183.12 | 164.55 | 10 | 0
2040 | SOCO_2_VACAR | SOCO | VACAR | Internal | Winter | B17 | 100 | 2000 | 0 | 161.97 | 164.55 | 10 | 0
2040 | SOCO_2_VACAR | SOCO | VACAR | Internal | Winter | B18 | 400 | 2000 | 0 | 161.97 | 164.55 | 10 | 0
2040 | SOCO_2_VACAR | SOCO | VACAR | Internal | Winter | B19 | 700 | 2000 | 0 | 161.97 | 163.78 | 10 | 0
2040 | SOCO_2_VACAR | SOCO | VACAR | Internal | Winter | B20 | 935 | 2000 | 0 | 141.24 | 143.07 | 10 | 0
2040 | SPP_N_2_ENT | SPP_N | ENT | Internal | Shoulder | B11 | 25 | 1800 | 1800 | 164.08 | 171.95 | 5 | 2.88
2040 | SPP_N_2_ENT | SPP_N | ENT | Internal | Shoulder | B12 | 200 | 1800 | 0 | 156.44 | 156.63 | 5 | 0
2040 | SPP_N_2_ENT | SPP_N | ENT | Internal | Shoulder | B13 | 600 | 1800 | 0 | 156.44 | 156.63 | 5 | 0
2040 | SPP_N_2_ENT | SPP_N | ENT | Internal | Shoulder | B14 | 900 | 1800 | 1800 | 146.83 | 156.63 | 5 | 4.8
2040 | SPP_N_2_ENT | SPP_N | ENT | Internal | Shoulder | B15 | 1203 | 1800 | 1800 | 83.1 | 147.02 | 5 | 58.93
2040 | SPP_N_2_ENT | SPP_N | ENT | Internal | Summer | B1 | 10 | 1800 | 1800 | 279.23 | 290.98 | 5 | 6.75
2040 | SPP_N_2_ENT | SPP_N | ENT | Internal | Summer | B2 | 25 | 1800 | 1216.69 | 285.98 | 290.98 | 5 | 0
2040 | SPP_N_2_ENT | SPP_N | ENT | Internal | Summer | B3 | 75 | 1800 | 0 | 268.83 | 268.83 | 5 | 0
2040 | SPP_N_2_ENT | SPP_N | ENT | Internal | Summer | B4 | 100 | 1800 | 0 | 193.93 | 198.67 | 5 | 0
2040 | SPP_N_2_ENT | SPP_N | ENT | Internal | Summer | B5 | 200 | 1800 | 0 | 186.86 | 180.56 | 5 | 0
2040 | SPP_N_2_ENT | SPP_N | ENT | Internal | Summer | B6 | 300 | 1800 | 0 | 178.74 | 178.74 | 5 | 0
2040 | SPP_N_2_ENT | SPP_N | ENT | Internal | Summer | B7 | 400 | 1800 | 0 | 160.54 | 161.76 | 5 | 0
2040 | SPP_N_2_ENT | SPP_N | ENT | Internal | Summer | B8 | 500 | 1800 | 0 | 155.86 | 154.98 | 5 | 0
2040 | SPP_N_2_ENT | SPP_N | ENT | Internal | Summer | B9 | 800 | 1800 | 0 | 154.73 | 154.98 | 5 | 0
2040 | SPP_N_2_ENT | SPP_N | ENT | Internal | Summer | B10 | 1262 | 1800 | 1800 | 130.04 | 142.31 | 5 | 7.27
2040 | SPP_N_2_ENT | SPP_N | ENT | Internal | Winter | B16 | 25 | 1800 | 1800 | 160.01 | 165.29 | 5 | 0.28
2040 | SPP_N_2_ENT | SPP_N | ENT | Internal | Winter | B17 | 100 | 1800 | 661.13 | 155.17 | 160.17 | 5 | 0
2040 | SPP_N_2_ENT | SPP_N | ENT | Internal | Winter | B18 | 400 | 1800 | 0 | 160.01 | 160.17 | 5 | 0
2040 | SPP_N_2_ENT | SPP_N | ENT | Internal | Winter | B19 | 700 | 1800 | 975.32 | 155.17 | 160.17 | 5 | 0
2040 | SPP_N_2_ENT | SPP_N | ENT | Internal | Winter | B20 | 935 | 1800 | 1800 | 82.33 | 143.03 | 5 | 55.7
2040 | SPP_N_2_MISO_MO-IL | SPP_N | MISO_MO-IL | Internal | Shoulder | B11 | 25 | 2000 | 0 | 164.08 | 157.07 | 5 | 0
2040 | SPP_N_2_MISO_MO-IL | SPP_N | MISO_MO-IL | Internal | Shoulder | B12 | 200 | 2000 | 0 | 156.44 | 153.9 | 5 | 0
2040 | SPP_N_2_MISO_MO-IL | SPP_N | MISO_MO-IL | Internal | Shoulder | B13 | 600 | 2000 | 0 | 156.44 | 153.87 | 5 | 0
2040 | SPP_N_2_MISO_MO-IL | SPP_N | MISO_MO-IL | Internal | Shoulder | B14 | 900 | 2000 | 731.45 | 146.83 | 151.83 | 5 | 0
2040 | SPP_N_2_MISO_MO-IL | SPP_N | MISO_MO-IL | Internal | Shoulder | B15 | 1203 | 2000 | 2000 | 83.1 | 146.94 | 5 | 58.84
2040 | SPP_N_2_MISO_MO-IL | SPP_N | MISO_MO-IL | Internal | Summer | B1 | 10 | 2000 | 491.49 | 279.23 | 284.23 | 5 | 0
2040 | SPP_N_2_MISO_MO-IL | SPP_N | MISO_MO-IL | Internal | Summer | B2 | 25 | 2000 | 0 | 285.98 | 283.01 | 5 | 0
2040 | SPP_N_2_MISO_MO-IL | SPP_N | MISO_MO-IL | Internal | Summer | B3 | 75 | 2000 | 0 | 268.83 | 260.83 | 5 | 0
2040 | SPP_N_2_MISO_MO-IL | SPP_N | MISO_MO-IL | Internal | Summer | B4 | 100 | 2000 | 0 | 193.93 | 190.67 | 5 | 0
2040 | SPP_N_2_MISO_MO-IL | SPP_N | MISO_MO-IL | Internal | Summer | B5 | 200 | 2000 | 0 | 186.86 | 178.86 | 5 | 0
2040 | SPP_N_2_MISO_MO-IL | SPP_N | MISO_MO-IL | Internal | Summer | B6 | 300 | 2000 | 0 | 178.74 | 170.74 | 5 | 0
2040 | SPP_N_2_MISO_MO-IL | SPP_N | MISO_MO-IL | Internal | Summer | B7 | 400 | 2000 | 0 | 160.54 | 153.53 | 5 | 0
2040 | SPP_N_2_MISO_MO-IL | SPP_N | MISO_MO-IL | Internal | Summer | B8 | 500 | 2000 | 0 | 155.86 | 152.28 | 5 | 0
2040 | SPP_N_2_MISO_MO-IL | SPP_N | MISO_MO-IL | Internal | Summer | B9 | 800 | 2000 | 0 | 154.73 | 152.28 | 5 | 0
2040 | SPP_N_2_MISO_MO-IL | SPP_N | MISO_MO-IL | Internal | Summer | B10 | 1262 | 2000 | 422.72 | 130.04 | 135.04 | 5 | 0
2040 | SPP_N_2_MISO_MO-IL | SPP_N | MISO_MO-IL | Internal | Winter | B16 | 25 | 2000 | 0 | 160.01 | 157.29 | 5 | 0
2040 | SPP_N_2_MISO_MO-IL | SPP_N | MISO_MO-IL | Internal | Winter | B17 | 100 | 2000 | 0 | 155.17 | 157.27 | 5 | 0
2040 | SPP_N_2_MISO_MO-IL | SPP_N | MISO_MO-IL | Internal | Winter | B18 | 400 | 2000 | 0 | 160.01 | 156.18 | 5 | 0
2040 | SPP_N_2_MISO_MO-IL | SPP_N | MISO_MO-IL | Internal | Winter | B19 | 700 | 2000 | 0 | 155.17 | 155.78 | 5 | 0
2040 | SPP_N_2_MISO_MO-IL | SPP_N | MISO_MO-IL | Internal | Winter | B20 | 935 | 2000 | 2000 | 82.33 | 143.03 | 5 | 55.7
2040 | SPP_N_2_MISO_W | SPP_N | MISO_W | Internal | Shoulder | B11 | 25 | 750 | 0 | 164.08 | 157.08 | 5 | 0
2040 | SPP_N_2_MISO_W | SPP_N | MISO_W | Internal | Shoulder | B12 | 200 | 750 | 0 | 156.44 | 153.88 | 5 | 0
2040 | SPP_N_2_MISO_W | SPP_N | MISO_W | Internal | Shoulder | B13 | 600 | 750 | 0 | 156.44 | 153.86 | 5 | 0
2040 | SPP_N_2_MISO_W | SPP_N | MISO_W | Internal | Shoulder | B14 | 900 | 750 | 0 | 146.83 | 146.81 | 5 | 0
2040 | SPP_N_2_MISO_W | SPP_N | MISO_W | Internal | Shoulder | B15 | 1203 | 750 | 0 | 83.1 | 81.26 | 5 | 0
2040 | SPP_N_2_MISO_W | SPP_N | MISO_W | Internal | Summer | B1 | 10 | 750 | 750 | 279.23 | 284.36 | 5 | 0.13
2040 | SPP_N_2_MISO_W | SPP_N | MISO_W | Internal | Summer | B2 | 25 | 750 | 0 | 285.98 | 283 | 5 | 0
2040 | SPP_N_2_MISO_W | SPP_N | MISO_W | Internal | Summer | B3 | 75 | 750 | 187.52 | 268.83 | 273.83 | 5 | 0
2040 | SPP_N_2_MISO_W | SPP_N | MISO_W | Internal | Summer | B4 | 100 | 750 | 0 | 193.93 | 198.91 | 5 | 0
2040 | SPP_N_2_MISO_W | SPP_N | MISO_W | Internal | Summer | B5 | 200 | 750 | 0 | 186.86 | 186.02 | 5 | 0
2040 | SPP_N_2_MISO_W | SPP_N | MISO_W | Internal | Summer | B6 | 300 | 750 | 0 | 178.74 | 180.32 | 5 | 0
2040 | SPP_N_2_MISO_W | SPP_N | MISO_W | Internal | Summer | B7 | 400 | 750 | 0 | 160.54 | 153.54 | 5 | 0
2040 | SPP_N_2_MISO_W | SPP_N | MISO_W | Internal | Summer | B8 | 500 | 750 | 0 | 155.86 | 152.19 | 5 | 0
2040 | SPP_N_2_MISO_W | SPP_N | MISO_W | Internal | Summer | B9 | 800 | 750 | 0 | 154.73 | 152.19 | 5 | 0
2040 | SPP_N_2_MISO_W | SPP_N | MISO_W | Internal | Summer | B10 | 1262 | 750 | 0 | 130.04 | 108.79 | 5 | 0
2040 | SPP_N_2_MISO_W | SPP_N | MISO_W | Internal | Winter | B16 | 25 | 750 | 0 | 160.01 | 81.26 | 5 | 0
2040 | SPP_N_2_MISO_W | SPP_N | MISO_W | Internal | Winter | B17 | 100 | 750 | 0 | 155.17 | 148.17 | 5 | 0
2040 | SPP_N_2_MISO_W | SPP_N | MISO_W | Internal | Winter | B18 | 400 | 750 | 0 | 160.01 | 155.77 | 5 | 0
2040 | SPP_N_2_MISO_W | SPP_N | MISO_W | Internal | Winter | B19 | 700 | 750 | 0 | 155.17 | 155.77 | 5 | 0
2040 | SPP_N_2_MISO_W | SPP_N | MISO_W | Internal | Winter | B20 | 935 | 750 | 0 | 82.33 | 81.26 | 5 | 0
2040 | SPP_N_2_NE | SPP_N | NE | Internal | Shoulder | B11 | 25 | 332 | 0 | 164.08 | 157.08 | 0.01 | 0
2040 | SPP_N_2_NE | SPP_N | NE | Internal | Shoulder | B12 | 200 | 332 | 0 | 156.44 | 153.88 | 0.01 | 0
2040 | SPP_N_2_NE | SPP_N | NE | Internal | Shoulder | B13 | 600 | 332 | 0 | 156.44 | 153.86 | 0.01 | 0
2040 | SPP_N_2_NE | SPP_N | NE | Internal | Shoulder | B14 | 900 | 332 | 0 | 146.83 | 146.81 | 0.01 | 0
2040 | SPP_N_2_NE | SPP_N | NE | Internal | Shoulder | B15 | 1203 | 332 | 0 | 83.1 | 83.09 | 0.01 | 0
2040 | SPP_N_2_NE | SPP_N | NE | Internal | Summer | B1 | 10 | 332 | 0 | 279.23 | 279.22 | 0.01 | 0
2040 | SPP_N_2_NE | SPP_N | NE | Internal | Summer | B2 | 25 | 332 | 0 | 285.98 | 278 | 0.01 | 0
2040 | SPP_N_2_NE | SPP_N | NE | Internal | Summer | B3 | 75 | 332 | 0 | 268.83 | 268.82 | 0.01 | 0
2040 | SPP_N_2_NE | SPP_N | NE | Internal | Summer | B4 | 100 | 332 | 0 | 193.93 | 193.91 | 0.01 | 0
2040 | SPP_N_2_NE | SPP_N | NE | Internal | Summer | B5 | 200 | 332 | 0 | 186.86 | 181.02 | 0.01 | 0
2040 | SPP_N_2_NE | SPP_N | NE | Internal | Summer | B6 | 300 | 332 | 0 | 178.74 | 175.32 | 0.01 | 0
2040 | SPP_N_2_NE | SPP_N | NE | Internal | Summer | B7 | 400 | 332 | 0 | 160.54 | 153.54 | 0.01 | 0
2040 | SPP_N_2_NE | SPP_N | NE | Internal | Summer | B8 | 500 | 332 | 0 | 155.86 | 152.19 | 0.01 | 0
2040 | SPP_N_2_NE | SPP_N | NE | Internal | Summer | B9 | 800 | 332 | 0 | 154.73 | 152.19 | 0.01 | 0
2040 | SPP_N_2_NE | SPP_N | NE | Internal | Summer | B10 | 1262 | 332 | 0 | 130.04 | 108.79 | 0.01 | 0
2040 | SPP_N_2_NE | SPP_N | NE | Internal | Winter | B16 | 25 | 332 | 0 | 160.01 | 88.26 | 0.01 | 0
2040 | SPP_N_2_NE | SPP_N | NE | Internal | Winter | B17 | 100 | 332 | 0 | 155.17 | 148.17 | 0.01 | 0
2040 | SPP_N_2_NE | SPP_N | NE | Internal | Winter | B18 | 400 | 332 | 0 | 160.01 | 155.77 | 0.01 | 0
2040 | SPP_N_2_NE | SPP_N | NE | Internal | Winter | B19 | 700 | 332 | 0 | 155.17 | 155.16 | 0.01 | 0
2040 | SPP_N_2_NE | SPP_N | NE | Internal | Winter | B20 | 935 | 332 | 0 | 82.33 | 82.32 | 0.01 | 0
2040 | SPP_N_2_SPP_S | SPP_N | SPP_S | Internal | Shoulder | B11 | 25 | 4000 | 2714.99 | 164.08 | 164.09 | 0.01 | 0
2040 | SPP_N_2_SPP_S | SPP_N | SPP_S | Internal | Shoulder | B12 | 200 | 4000 | 114.43 | 156.44 | 156.45 | 0.01 | 0
2040 | SPP_N_2_SPP_S | SPP_N | SPP_S | Internal | Shoulder | B13 | 600 | 4000 | 978.6 | 156.44 | 156.45 | 0.01 | 0
2040 | SPP_N_2_SPP_S | SPP_N | SPP_S | Internal | Shoulder | B14 | 900 | 4000 | 0 | 146.83 | 146.81 | 0.01 | 0
2040 | SPP_N_2_SPP_S | SPP_N | SPP_S | Internal | Shoulder | B15 | 1203 | 4000 | 0 | 83.1 | 80.22 | 0.01 | 0
2040 | SPP_N_2_SPP_S | SPP_N | SPP_S | Internal | Summer | B1 | 10 | 4000 | 0 | 279.23 | 180.29 | 0.01 | 0
2040 | SPP_N_2_SPP_S | SPP_N | SPP_S | Internal | Summer | B2 | 25 | 4000 | 0 | 285.98 | 262.33 | 0.01 | 0
2040 | SPP_N_2_SPP_S | SPP_N | SPP_S | Internal | Summer | B3 | 75 | 4000 | 0 | 268.83 | 263.88 | 0.01 | 0
2040 | SPP_N_2_SPP_S | SPP_N | SPP_S | Internal | Summer | B4 | 100 | 4000 | 1018.18 | 193.93 | 193.94 | 0.01 | 0
2040 | SPP_N_2_SPP_S | SPP_N | SPP_S | Internal | Summer | B5 | 200 | 4000 | 1969.97 | 186.86 | 186.88 | 0.01 | 0
2040 | SPP_N_2_SPP_S | SPP_N | SPP_S | Internal | Summer | B6 | 300 | 4000 | 4000 | 178.74 | 180.71 | 0.01 | 1.96
2040 | SPP_N_2_SPP_S | SPP_N | SPP_S | Internal | Summer | B7 | 400 | 4000 | 4000 | 160.54 | 175.49 | 0.01 | 14.94
2040 | SPP_N_2_SPP_S | SPP_N | SPP_S | Internal | Summer | B8 | 500 | 4000 | 2302.52 | 155.86 | 155.87 | 0.01 | 0
2040 | SPP_N_2_SPP_S | SPP_N | SPP_S | Internal | Summer | B9 | 800 | 4000 | 575.39 | 154.73 | 154.74 | 0.01 | 0
2040 | SPP_N_2_SPP_S | SPP_N | SPP_S | Internal | Summer | B10 | 1262 | 4000 | 4000 | 130.04 | 143.67 | 0.01 | 13.62
2040 | SPP_N_2_SPP_S | SPP_N | SPP_S | Internal | Winter | B16 | 25 | 4000 | 1459.12 | 160.01 | 160.02 | 0.01 | 0
2040 | SPP_N_2_SPP_S | SPP_N | SPP_S | Internal | Winter | B17 | 100 | 4000 | 3732.17 | 155.17 | 155.19 | 0.01 | 0
2040 | SPP_N_2_SPP_S | SPP_N | SPP_S | Internal | Winter | B18 | 400 | 4000 | 1642.24 | 160.01 | 160.02 | 0.01 | 0
2040 | SPP_N_2_SPP_S | SPP_N | SPP_S | Internal | Winter | B19 | 700 | 4000 | 1579.14 | 155.17 | 155.19 | 0.01 | 0
2040 | SPP_N_2_SPP_S | SPP_N | SPP_S | Internal | Winter | B20 | 935 | 4000 | 282.83 | 82.33 | 82.34 | 0.01 | 0
2040 | SPP_S_2_ENT | SPP_S | ENT | Internal | Shoulder | B11 | 25 | 850 | 850 | 164.09 | 171.95 | 5 | 2.87
2040 | SPP_S_2_ENT | SPP_S | ENT | Internal | Shoulder | B12 | 200 | 850 | 0 | 156.45 | 156.63 | 5 | 0
2040 | SPP_S_2_ENT | SPP_S | ENT | Internal | Shoulder | B13 | 600 | 850 | 0 | 156.45 | 156.63 | 5 | 0
2040 | SPP_S_2_ENT | SPP_S | ENT | Internal | Shoulder | B14 | 900 | 850 | 850 | 146.81 | 156.63 | 5 | 4.82
2040 | SPP_S_2_ENT | SPP_S | ENT | Internal | Shoulder | B15 | 1203 | 850 | 850 | 80.22 | 147.02 | 5 | 61.81
2040 | SPP_S_2_ENT | SPP_S | ENT | Internal | Summer | B1 | 10 | 850 | 850 | 180.29 | 290.98 | 5 | 105.7
2040 | SPP_S_2_ENT | SPP_S | ENT | Internal | Summer | B2 | 25 | 850 | 850 | 262.33 | 290.98 | 5 | 23.66
2040 | SPP_S_2_ENT | SPP_S | ENT | Internal | Summer | B3 | 75 | 850 | 0 | 263.88 | 268.83 | 5 | 0
2040 | SPP_S_2_ENT | SPP_S | ENT | Internal | Summer | B4 | 100 | 850 | 0 | 193.94 | 198.67 | 5 | 0
2040 | SPP_S_2_ENT | SPP_S | ENT | Internal | Summer | B5 | 200 | 850 | 0 | 186.88 | 180.56 | 5 | 0
2040 | SPP_S_2_ENT | SPP_S | ENT | Internal | Summer | B6 | 300 | 850 | 0 | 180.71 | 178.74 | 5 | 0
2040 | SPP_S_2_ENT | SPP_S | ENT | Internal | Summer | B7 | 400 | 850 | 0 | 175.49 | 161.76 | 5 | 0
2040 | SPP_S_2_ENT | SPP_S | ENT | Internal | Summer | B8 | 500 | 850 | 0 | 155.87 | 154.98 | 5 | 0
2040 | SPP_S_2_ENT | SPP_S | ENT | Internal | Summer | B9 | 800 | 850 | 0 | 154.74 | 154.98 | 5 | 0
2040 | SPP_S_2_ENT | SPP_S | ENT | Internal | Summer | B10 | 1262 | 850 | 0 | 143.67 | 142.31 | 5 | 0
2040 | SPP_S_2_ENT | SPP_S | ENT | Internal | Winter | B16 | 25 | 850 | 850 | 160.02 | 165.29 | 5 | 0.27
2040 | SPP_S_2_ENT | SPP_S | ENT | Internal | Winter | B17 | 100 | 850 | 0 | 155.19 | 160.17 | 5 | 0
2040 | SPP_S_2_ENT | SPP_S | ENT | Internal | Winter | B18 | 400 | 850 | 0 | 160.02 | 160.17 | 5 | 0
2040 | SPP_S_2_ENT | SPP_S | ENT | Internal | Winter | B19 | 700 | 850 | 0 | 155.19 | 160.17 | 5 | 0
2040 | SPP_S_2_ENT | SPP_S | ENT | Internal | Winter | B20 | 935 | 850 | 850 | 82.34 | 143.03 | 5 | 55.69
2040 | SPP_S_2_SPP_N | SPP_S | SPP_N | Internal | Shoulder | B11 | 25 | 640 | 0 | 164.09 | 164.08 | 0.01 | 0
2040 | SPP_S_2_SPP_N | SPP_S | SPP_N | Internal | Shoulder | B12 | 200 | 640 | 0 | 156.45 | 156.44 | 0.01 | 0
2040 | SPP_S_2_SPP_N | SPP_S | SPP_N | Internal | Shoulder | B13 | 600 | 640 | 0 | 156.45 | 156.44 | 0.01 | 0
2040 | SPP_S_2_SPP_N | SPP_S | SPP_N | Internal | Shoulder | B14 | 900 | 640 | 148.08 | 146.81 | 146.83 | 0.01 | 0
2040 | SPP_S_2_SPP_N | SPP_S | SPP_N | Internal | Shoulder | B15 | 1203 | 640 | 640 | 80.22 | 83.1 | 0.01 | 2.87
2040 | SPP_S_2_SPP_N | SPP_S | SPP_N | Internal | Summer | B1 | 10 | 640 | 640 | 180.29 | 279.23 | 0.01 | 98.93
2040 | SPP_S_2_SPP_N | SPP_S | SPP_N | Internal | Summer | B2 | 25 | 640 | 640 | 262.33 | 285.98 | 0.01 | 23.64
2040 | SPP_S_2_SPP_N | SPP_S | SPP_N | Internal | Summer | B3 | 75 | 640 | 640 | 263.88 | 268.83 | 0.01 | 4.94
2040 | SPP_S_2_SPP_N | SPP_S | SPP_N | Internal | Summer | B4 | 100 | 640 | 0 | 193.94 | 193.93 | 0.01 | 0
2040 | SPP_S_2_SPP_N | SPP_S | SPP_N | Internal | Summer | B5 | 200 | 640 | 0 | 186.88 | 186.86 | 0.01 | 0
2040 | SPP_S_2_SPP_N | SPP_S | SPP_N | Internal | Summer | B6 | 300 | 640 | 0 | 180.71 | 178.74 | 0.01 | 0
2040 | SPP_S_2_SPP_N | SPP_S | SPP_N | Internal | Summer | B7 | 400 | 640 | 0 | 175.49 | 160.54 | 0.01 | 0
2040 | SPP_S_2_SPP_N | SPP_S | SPP_N | Internal | Summer | B8 | 500 | 640 | 0 | 155.87 | 155.86 | 0.01 | 0
2040 | SPP_S_2_SPP_N | SPP_S | SPP_N | Internal | Summer | B9 | 800 | 640 | 0 | 154.74 | 154.73 | 0.01 | 0
2040 | SPP_S_2_SPP_N | SPP_S | SPP_N | Internal | Summer | B10 | 1262 | 640 | 0 | 143.67 | 130.04 | 0.01 | 0
2040 | SPP_S_2_SPP_N | SPP_S | SPP_N | Internal | Winter | B16 | 25 | 640 | 0 | 160.02 | 160.01 | 0.01 | 0
2040 | SPP_S_2_SPP_N | SPP_S | SPP_N | Internal | Winter | B17 | 100 | 640 | 0 | 155.19 | 155.17 | 0.01 | 0
2040 | SPP_S_2_SPP_N | SPP_S | SPP_N | Internal | Winter | B18 | 400 | 640 | 0 | 160.02 | 160.01 | 0.01 | 0
2040 | SPP_S_2_SPP_N | SPP_S | SPP_N | Internal | Winter | B19 | 700 | 640 | 0 | 155.19 | 155.17 | 0.01 | 0
2040 | SPP_S_2_SPP_N | SPP_S | SPP_N | Internal | Winter | B20 | 935 | 640 | 0 | 82.34 | 82.33 | 0.01 | 0
2040 | TVA_2_ENT | TVA | ENT | Internal | Shoulder | B11 | 25 | 500 | 0 | 165.08 | 171.95 | 9 | 0
2040 | TVA_2_ENT | TVA | ENT | Internal | Shoulder | B12 | 200 | 500 | 0 | 157.81 | 156.63 | 9 | 0
2040 | TVA_2_ENT | TVA | ENT | Internal | Shoulder | B13 | 600 | 500 | 0 | 157.81 | 156.63 | 9 | 0
2040 | TVA_2_ENT | TVA | ENT | Internal | Shoulder | B14 | 900 | 500 | 0 | 157.81 | 156.63 | 9 | 0
2040 | TVA_2_ENT | TVA | ENT | Internal | Shoulder | B15 | 1203 | 500 | 0 | 154.95 | 147.02 | 9 | 0
2040 | TVA_2_ENT | TVA | ENT | Internal | Summer | B1 | 10 | 500 | 0 | 292.24 | 290.98 | 9 | 0
2040 | TVA_2_ENT | TVA | ENT | Internal | Summer | B2 | 25 | 500 | 0 | 291.03 | 290.98 | 9 | 0
2040 | TVA_2_ENT | TVA | ENT | Internal | Summer | B3 | 75 | 500 | 0 | 268.84 | 268.83 | 9 | 0
2040 | TVA_2_ENT | TVA | ENT | Internal | Summer | B4 | 100 | 500 | 0 | 192.68 | 198.67 | 9 | 0
2040 | TVA_2_ENT | TVA | ENT | Internal | Summer | B5 | 200 | 500 | 0 | 183.35 | 180.56 | 9 | 0
2040 | TVA_2_ENT | TVA | ENT | Internal | Summer | B6 | 300 | 500 | 0 | 170.78 | 178.74 | 9 | 0
2040 | TVA_2_ENT | TVA | ENT | Internal | Summer | B7 | 400 | 500 | 0 | 156.48 | 161.76 | 9 | 0
2040 | TVA_2_ENT | TVA | ENT | Internal | Summer | B8 | 500 | 500 | 0 | 156.48 | 154.98 | 9 | 0
2040 | TVA_2_ENT | TVA | ENT | Internal | Summer | B9 | 800 | 500 | 0 | 156.48 | 154.98 | 9 | 0
2040 | TVA_2_ENT | TVA | ENT | Internal | Summer | B10 | 1262 | 500 | 0 | 143.06 | 142.31 | 9 | 0
2040 | TVA_2_ENT | TVA | ENT | Internal | Winter | B16 | 25 | 500 | 0 | 171.56 | 165.29 | 9 | 0
2040 | TVA_2_ENT | TVA | ENT | Internal | Winter | B17 | 100 | 500 | 0 | 160.79 | 160.17 | 9 | 0
2040 | TVA_2_ENT | TVA | ENT | Internal | Winter | B18 | 400 | 500 | 0 | 160.79 | 160.17 | 9 | 0
2040 | TVA_2_ENT | TVA | ENT | Internal | Winter | B19 | 700 | 500 | 0 | 160.79 | 160.17 | 9 | 0
2040 | TVA_2_ENT | TVA | ENT | Internal | Winter | B20 | 935 | 500 | 0 | 151.05 | 143.03 | 9 | 0
2040 | TVA_2_MISO_MO-IL | TVA | MISO_MO-IL | Internal | Shoulder | B11 | 25 | 50 | 0 | 165.08 | 157.07 | 9 | 0
2040 | TVA_2_MISO_MO-IL | TVA | MISO_MO-IL | Internal | Shoulder | B12 | 200 | 50 | 0 | 157.81 | 153.9 | 9 | 0
2040 | TVA_2_MISO_MO-IL | TVA | MISO_MO-IL | Internal | Shoulder | B13 | 600 | 50 | 0 | 157.81 | 153.87 | 9 | 0
2040 | TVA_2_MISO_MO-IL | TVA | MISO_MO-IL | Internal | Shoulder | B14 | 900 | 50 | 0 | 157.81 | 151.83 | 9 | 0
2040 | TVA_2_MISO_MO-IL | TVA | MISO_MO-IL | Internal | Shoulder | B15 | 1203 | 50 | 0 | 154.95 | 146.94 | 9 | 0
2040 | TVA_2_MISO_MO-IL | TVA | MISO_MO-IL | Internal | Summer | B1 | 10 | 50 | 0 | 292.24 | 284.23 | 9 | 0
2040 | TVA_2_MISO_MO-IL | TVA | MISO_MO-IL | Internal | Summer | B2 | 25 | 50 | 0 | 291.03 | 283.01 | 9 | 0
2040 | TVA_2_MISO_MO-IL | TVA | MISO_MO-IL | Internal | Summer | B3 | 75 | 50 | 0 | 268.84 | 260.83 | 9 | 0
2040 | TVA_2_MISO_MO-IL | TVA | MISO_MO-IL | Internal | Summer | B4 | 100 | 50 | 0 | 192.68 | 190.67 | 9 | 0
2040 | TVA_2_MISO_MO-IL | TVA | MISO_MO-IL | Internal | Summer | B5 | 200 | 50 | 0 | 183.35 | 178.86 | 9 | 0
2040 | TVA_2_MISO_MO-IL | TVA | MISO_MO-IL | Internal | Summer | B6 | 300 | 50 | 0 | 170.78 | 170.74 | 9 | 0
2040 | TVA_2_MISO_MO-IL | TVA | MISO_MO-IL | Internal | Summer | B7 | 400 | 50 | 0 | 156.48 | 153.53 | 9 | 0
2040 | TVA_2_MISO_MO-IL | TVA | MISO_MO-IL | Internal | Summer | B8 | 500 | 50 | 0 | 156.48 | 152.28 | 9 | 0
2040 | TVA_2_MISO_MO-IL | TVA | MISO_MO-IL | Internal | Summer | B9 | 800 | 50 | 0 | 156.48 | 152.28 | 9 | 0
2040 | TVA_2_MISO_MO-IL | TVA | MISO_MO-IL | Internal | Summer | B10 | 1262 | 50 | 0 | 143.06 | 135.04 | 9 | 0
2040 | TVA_2_MISO_MO-IL | TVA | MISO_MO-IL | Internal | Winter | B16 | 25 | 50 | 0 | 171.56 | 157.29 | 9 | 0
2040 | TVA_2_MISO_MO-IL | TVA | MISO_MO-IL | Internal | Winter | B17 | 100 | 50 | 0 | 160.79 | 157.27 | 9 | 0
2040 | TVA_2_MISO_MO-IL | TVA | MISO_MO-IL | Internal | Winter | B18 | 400 | 50 | 0 | 160.79 | 156.18 | 9 | 0
2040 | TVA_2_MISO_MO-IL | TVA | MISO_MO-IL | Internal | Winter | B19 | 700 | 50 | 0 | 160.79 | 155.78 | 9 | 0
2040 | TVA_2_MISO_MO-IL | TVA | MISO_MO-IL | Internal | Winter | B20 | 935 | 50 | 0 | 151.05 | 143.03 | 9 | 0
2040 | TVA_2_NonRTO_Midwest | TVA | NonRTO_Midwest | Internal | Shoulder | B11 | 25 | 100 | 0 | 165.08 | 161.88 | 9 | 0
2040 | TVA_2_NonRTO_Midwest | TVA | NonRTO_Midwest | Internal | Shoulder | B12 | 200 | 100 | 0 | 157.81 | 157.77 | 9 | 0
2040 | TVA_2_NonRTO_Midwest | TVA | NonRTO_Midwest | Internal | Shoulder | B13 | 600 | 100 | 0 | 157.81 | 157.66 | 9 | 0
2040 | TVA_2_NonRTO_Midwest | TVA | NonRTO_Midwest | Internal | Shoulder | B14 | 900 | 100 | 0 | 157.81 | 157.66 | 9 | 0
2040 | TVA_2_NonRTO_Midwest | TVA | NonRTO_Midwest | Internal | Shoulder | B15 | 1203 | 100 | 0 | 154.95 | 157.66 | 9 | 0
2040 | TVA_2_NonRTO_Midwest | TVA | NonRTO_Midwest | Internal | Summer | B1 | 10 | 100 | 0 | 292.24 | 292.22 | 9 | 0
2040 | TVA_2_NonRTO_Midwest | TVA | NonRTO_Midwest | Internal | Summer | B2 | 25 | 100 | 0 | 291.03 | 291 | 9 | 0
2040 | TVA_2_NonRTO_Midwest | TVA | NonRTO_Midwest | Internal | Summer | B3 | 75 | 100 | 0 | 268.84 | 268.81 | 9 | 0
2040 | TVA_2_NonRTO_Midwest | TVA | NonRTO_Midwest | Internal | Summer | B4 | 100 | 100 | 0 | 192.68 | 184.67 | 9 | 0
2040 | TVA_2_NonRTO_Midwest | TVA | NonRTO_Midwest | Internal | Summer | B5 | 200 | 100 | 0 | 183.35 | 175.34 | 9 | 0
2040 | TVA_2_NonRTO_Midwest | TVA | NonRTO_Midwest | Internal | Summer | B6 | 300 | 100 | 0 | 170.78 | 162.76 | 9 | 0
2040 | TVA_2_NonRTO_Midwest | TVA | NonRTO_Midwest | Internal | Summer | B7 | 400 | 100 | 0 | 156.48 | 156.1 | 9 | 0
2040 | TVA_2_NonRTO_Midwest | TVA | NonRTO_Midwest | Internal | Summer | B8 | 500 | 100 | 0 | 156.48 | 150.65 | 9 | 0
2040 | TVA_2_NonRTO_Midwest | TVA | NonRTO_Midwest | Internal | Summer | B9 | 800 | 100 | 0 | 156.48 | 150.65 | 9 | 0
2040 | TVA_2_NonRTO_Midwest | TVA | NonRTO_Midwest | Internal | Summer | B10 | 1262 | 100 | 0 | 143.06 | 150.65 | 9 | 0
2040 | TVA_2_NonRTO_Midwest | TVA | NonRTO_Midwest | Internal | Winter | B16 | 25 | 100 | 0 | 171.56 | 165.28 | 9 | 0
2040 | TVA_2_NonRTO_Midwest | TVA | NonRTO_Midwest | Internal | Winter | B17 | 100 | 100 | 0 | 160.79 | 161.53 | 9 | 0
2040 | TVA_2_NonRTO_Midwest | TVA | NonRTO_Midwest | Internal | Winter | B18 | 400 | 100 | 0 | 160.79 | 161.53 | 9 | 0
2040 | TVA_2_NonRTO_Midwest | TVA | NonRTO_Midwest | Internal | Winter | B19 | 700 | 100 | 0 | 160.79 | 160.03 | 9 | 0
2040 | TVA_2_NonRTO_Midwest | TVA | NonRTO_Midwest | Internal | Winter | B20 | 935 | 100 | 0 | 151.05 | 160.03 | 9 | 0
2040 | TVA_2_PJM_ROR | TVA | PJM_ROR | Internal | Shoulder | B11 | 25 | 500 | 0 | 165.08 | 153.83 | 9 | 0
2040 | TVA_2_PJM_ROR | TVA | PJM_ROR | Internal | Shoulder | B12 | 200 | 500 | 0 | 157.81 | 155.88 | 9 | 0
2040 | TVA_2_PJM_ROR | TVA | PJM_ROR | Internal | Shoulder | B13 | 600 | 500 | 0 | 157.81 | 153.83 | 9 | 0
2040 | TVA_2_PJM_ROR | TVA | PJM_ROR | Internal | Shoulder | B14 | 900 | 500 | 0 | 157.81 | 153.83 | 9 | 0
2040 | TVA_2_PJM_ROR | TVA | PJM_ROR | Internal | Shoulder | B15 | 1203 | 500 | 0 | 154.95 | 153.83 | 9 | 0
2040 | TVA_2_PJM_ROR | TVA | PJM_ROR | Internal | Summer | B1 | 10 | 500 | 0 | 292.24 | 285.01 | 9 | 0
2040 | TVA_2_PJM_ROR | TVA | PJM_ROR | Internal | Summer | B2 | 25 | 500 | 0 | 291.03 | 285.01 | 9 | 0
2040 | TVA_2_PJM_ROR | TVA | PJM_ROR | Internal | Summer | B3 | 75 | 500 | 0 | 268.84 | 262.83 | 9 | 0
2040 | TVA_2_PJM_ROR | TVA | PJM_ROR | Internal | Summer | B4 | 100 | 500 | 0 | 192.68 | 192.67 | 9 | 0
2040 | TVA_2_PJM_ROR | TVA | PJM_ROR | Internal | Summer | B5 | 200 | 500 | 0 | 183.35 | 182.84 | 9 | 0
2040 | TVA_2_PJM_ROR | TVA | PJM_ROR | Internal | Summer | B6 | 300 | 500 | 0 | 170.78 | 171.75 | 9 | 0
2040 | TVA_2_PJM_ROR | TVA | PJM_ROR | Internal | Summer | B7 | 400 | 500 | 0 | 156.48 | 154.76 | 9 | 0
2040 | TVA_2_PJM_ROR | TVA | PJM_ROR | Internal | Summer | B8 | 500 | 500 | 0 | 156.48 | 152.06 | 9 | 0
2040 | TVA_2_PJM_ROR | TVA | PJM_ROR | Internal | Summer | B9 | 800 | 500 | 0 | 156.48 | 152.06 | 9 | 0
2040 | TVA_2_PJM_ROR | TVA | PJM_ROR | Internal | Summer | B10 | 1262 | 500 | 275.99 | 143.06 | 152.06 | 9 | 0
2040 | TVA_2_PJM_ROR | TVA | PJM_ROR | Internal | Winter | B16 | 25 | 500 | 0 | 171.56 | 157.78 | 9 | 0
2040 | TVA_2_PJM_ROR | TVA | PJM_ROR | Internal | Winter | B17 | 100 | 500 | 0 | 160.79 | 157.78 | 9 | 0
2040 | TVA_2_PJM_ROR | TVA | PJM_ROR | Internal | Winter | B18 | 400 | 500 | 0 | 160.79 | 157.78 | 9 | 0
2040 | TVA_2_PJM_ROR | TVA | PJM_ROR | Internal | Winter | B19 | 700 | 500 | 0 | 160.79 | 157.78 | 9 | 0
2040 | TVA_2_PJM_ROR | TVA | PJM_ROR | Internal | Winter | B20 | 935 | 500 | 0 | 151.05 | 154.97 | 9 | 0
2040 | TVA_2_SOCO | TVA | SOCO | Internal | Shoulder | B11 | 25 | 500 | 500 | 165.08 | 179.95 | 9 | 5.88
2040 | TVA_2_SOCO | TVA | SOCO | Internal | Shoulder | B12 | 200 | 500 | 0 | 157.81 | 158.72 | 9 | 0
2040 | TVA_2_SOCO | TVA | SOCO | Internal | Shoulder | B13 | 600 | 500 | 0 | 157.81 | 158.72 | 9 | 0
2040 | TVA_2_SOCO | TVA | SOCO | Internal | Shoulder | B14 | 900 | 500 | 0 | 157.81 | 158.72 | 9 | 0
2040 | TVA_2_SOCO | TVA | SOCO | Internal | Shoulder | B15 | 1203 | 500 | 0 | 154.95 | 144.94 | 9 | 0
2040 | TVA_2_SOCO | TVA | SOCO | Internal | Summer | B1 | 10 | 500 | 0 | 292.24 | 298.98 | 9 | 0
2040 | TVA_2_SOCO | TVA | SOCO | Internal | Summer | B2 | 25 | 500 | 0 | 291.03 | 298.98 | 9 | 0
2040 | TVA_2_SOCO | TVA | SOCO | Internal | Summer | B3 | 75 | 500 | 0 | 268.84 | 276.83 | 9 | 0
2040 | TVA_2_SOCO | TVA | SOCO | Internal | Summer | B4 | 100 | 500 | 0 | 192.68 | 192.67 | 9 | 0
2040 | TVA_2_SOCO | TVA | SOCO | Internal | Summer | B5 | 200 | 500 | 0 | 183.35 | 183.34 | 9 | 0
2040 | TVA_2_SOCO | TVA | SOCO | Internal | Summer | B6 | 300 | 500 | 0 | 170.78 | 179.76 | 9 | 0
2040 | TVA_2_SOCO | TVA | SOCO | Internal | Summer | B7 | 400 | 500 | 500 | 156.48 | 169.76 | 9 | 4.27
2040 | TVA_2_SOCO | TVA | SOCO | Internal | Summer | B8 | 500 | 500 | 0 | 156.48 | 157.34 | 9 | 0
2040 | TVA_2_SOCO | TVA | SOCO | Internal | Summer | B9 | 800 | 500 | 0 | 156.48 | 157.34 | 9 | 0
2040 | TVA_2_SOCO | TVA | SOCO | Internal | Summer | B10 | 1262 | 500 | 0 | 143.06 | 133.04 | 9 | 0
2040 | TVA_2_SOCO | TVA | SOCO | Internal | Winter | B16 | 25 | 500 | 500 | 171.56 | 183.12 | 9 | 2.55
2040 | TVA_2_SOCO | TVA | SOCO | Internal | Winter | B17 | 100 | 500 | 0 | 160.79 | 161.97 | 9 | 0
2040 | TVA_2_SOCO | TVA | SOCO | Internal | Winter | B18 | 400 | 500 | 0 | 160.79 | 161.97 | 9 | 0
2040 | TVA_2_SOCO | TVA | SOCO | Internal | Winter | B19 | 700 | 500 | 0 | 160.79 | 161.97 | 9 | 0
2040 | TVA_2_SOCO | TVA | SOCO | Internal | Winter | B20 | 935 | 500 | 0 | 151.05 | 141.24 | 9 | 0
2040 | TVA_2_VACAR | TVA | VACAR | Internal | Shoulder | B11 | 25 | 150 | 0 | 165.08 | 159.83 | 9 | 0
2040 | TVA_2_VACAR | TVA | VACAR | Internal | Shoulder | B12 | 200 | 150 | 0 | 157.81 | 159.21 | 9 | 0
2040 | TVA_2_VACAR | TVA | VACAR | Internal | Shoulder | B13 | 600 | 150 | 0 | 157.81 | 159.21 | 9 | 0
2040 | TVA_2_VACAR | TVA | VACAR | Internal | Shoulder | B14 | 900 | 150 | 0 | 157.81 | 159.21 | 9 | 0
2040 | TVA_2_VACAR | TVA | VACAR | Internal | Shoulder | B15 | 1203 | 150 | 0 | 154.95 | 146.83 | 9 | 0
2040 | TVA_2_VACAR | TVA | VACAR | Internal | Summer | B1 | 10 | 150 | 0 | 292.24 | 291.98 | 9 | 0
2040 | TVA_2_VACAR | TVA | VACAR | Internal | Summer | B2 | 25 | 150 | 0 | 291.03 | 291.98 | 9 | 0
2040 | TVA_2_VACAR | TVA | VACAR | Internal | Summer | B3 | 75 | 150 | 0 | 268.84 | 268.83 | 9 | 0
2040 | TVA_2_VACAR | TVA | VACAR | Internal | Summer | B4 | 100 | 150 | 0 | 192.68 | 185.67 | 9 | 0
2040 | TVA_2_VACAR | TVA | VACAR | Internal | Summer | B5 | 200 | 150 | 0 | 183.35 | 176.34 | 9 | 0
2040 | TVA_2_VACAR | TVA | VACAR | Internal | Summer | B6 | 300 | 150 | 0 | 170.78 | 164.75 | 9 | 0
2040 | TVA_2_VACAR | TVA | VACAR | Internal | Summer | B7 | 400 | 150 | 0 | 156.48 | 156.96 | 9 | 0
2040 | TVA_2_VACAR | TVA | VACAR | Internal | Summer | B8 | 500 | 150 | 0 | 156.48 | 156.96 | 9 | 0
2040 | TVA_2_VACAR | TVA | VACAR | Internal | Summer | B9 | 800 | 150 | 0 | 156.48 | 156.96 | 9 | 0
2040 | TVA_2_VACAR | TVA | VACAR | Internal | Summer | B10 | 1262 | 150 | 0 | 143.06 | 145.06 | 9 | 0
2040 | TVA_2_VACAR | TVA | VACAR | Internal | Winter | B16 | 25 | 150 | 0 | 171.56 | 164.55 | 9 | 0
2040 | TVA_2_VACAR | TVA | VACAR | Internal | Winter | B17 | 100 | 150 | 0 | 160.79 | 164.55 | 9 | 0
2040 | TVA_2_VACAR | TVA | VACAR | Internal | Winter | B18 | 400 | 150 | 0 | 160.79 | 164.55 | 9 | 0
2040 | TVA_2_VACAR | TVA | VACAR | Internal | Winter | B19 | 700 | 150 | 0 | 160.79 | 163.78 | 9 | 0
2040 | TVA_2_VACAR | TVA | VACAR | Internal | Winter | B20 | 935 | 150 | 0 | 151.05 | 143.07 | 9 | 0
2040 | TVA_Transmission_2_ENT | TVA_Transmission | ENT | Internal | Shoulder | B11 | 25 | 3000 | 0 | 165.07 | 171.95 | 9 | 0
2040 | TVA_Transmission_2_ENT | TVA_Transmission | ENT | Internal | Shoulder | B12 | 200 | 3000 | 0 | 159.13 | 156.63 | 9 | 0
2040 | TVA_Transmission_2_ENT | TVA_Transmission | ENT | Internal | Shoulder | B13 | 600 | 3000 | 0 | 158.66 | 156.63 | 9 | 0
2040 | TVA_Transmission_2_ENT | TVA_Transmission | ENT | Internal | Shoulder | B14 | 900 | 3000 | 0 | 158.47 | 156.63 | 9 | 0
2040 | TVA_Transmission_2_ENT | TVA_Transmission | ENT | Internal | Shoulder | B15 | 1203 | 3000 | 0 | 154.94 | 147.02 | 9 | 0
2040 | TVA_Transmission_2_ENT | TVA_Transmission | ENT | Internal | Summer | B1 | 10 | 3000 | 0 | 292.23 | 290.98 | 9 | 0
2040 | TVA_Transmission_2_ENT | TVA_Transmission | ENT | Internal | Summer | B2 | 25 | 3000 | 0 | 291.01 | 290.98 | 9 | 0
2040 | TVA_Transmission_2_ENT | TVA_Transmission | ENT | Internal | Summer | B3 | 75 | 3000 | 0 | 268.83 | 268.83 | 9 | 0
2040 | TVA_Transmission_2_ENT | TVA_Transmission | ENT | Internal | Summer | B4 | 100 | 3000 | 0 | 192.67 | 198.67 | 9 | 0
2040 | TVA_Transmission_2_ENT | TVA_Transmission | ENT | Internal | Summer | B5 | 200 | 3000 | 0 | 183.34 | 180.56 | 9 | 0
2040 | TVA_Transmission_2_ENT | TVA_Transmission | ENT | Internal | Summer | B6 | 300 | 3000 | 0 | 170.76 | 178.74 | 9 | 0
2040 | TVA_Transmission_2_ENT | TVA_Transmission | ENT | Internal | Summer | B7 | 400 | 3000 | 0 | 160.76 | 161.76 | 9 | 0
2040 | TVA_Transmission_2_ENT | TVA_Transmission | ENT | Internal | Summer | B8 | 500 | 3000 | 0 | 157.01 | 154.98 | 9 | 0
2040 | TVA_Transmission_2_ENT | TVA_Transmission | ENT | Internal | Summer | B9 | 800 | 3000 | 0 | 157.05 | 154.98 | 9 | 0
2040 | TVA_Transmission_2_ENT | TVA_Transmission | ENT | Internal | Summer | B10 | 1262 | 3000 | 0 | 143.04 | 142.31 | 9 | 0
2040 | TVA_Transmission_2_ENT | TVA_Transmission | ENT | Internal | Winter | B16 | 25 | 3000 | 0 | 171.55 | 165.29 | 9 | 0
2040 | TVA_Transmission_2_ENT | TVA_Transmission | ENT | Internal | Winter | B17 | 100 | 3000 | 0 | 162.05 | 160.17 | 9 | 0
2040 | TVA_Transmission_2_ENT | TVA_Transmission | ENT | Internal | Winter | B18 | 400 | 3000 | 0 | 161.9 | 160.17 | 9 | 0
2040 | TVA_Transmission_2_ENT | TVA_Transmission | ENT | Internal | Winter | B19 | 700 | 3000 | 0 | 161.74 | 160.17 | 9 | 0
2040 | TVA_Transmission_2_ENT | TVA_Transmission | ENT | Internal | Winter | B20 | 935 | 3000 | 0 | 151.03 | 143.03 | 9 | 0
2040 | TVA_Transmission_2_MISO_MO-IL | TVA_Transmission | MISO_MO-IL | Internal | Shoulder | B11 | 25 | 4000 | 0 | 165.07 | 157.07 | 9 | 0
2040 | TVA_Transmission_2_MISO_MO-IL | TVA_Transmission | MISO_MO-IL | Internal | Shoulder | B12 | 200 | 4000 | 0 | 159.13 | 153.9 | 9 | 0
2040 | TVA_Transmission_2_MISO_MO-IL | TVA_Transmission | MISO_MO-IL | Internal | Shoulder | B13 | 600 | 4000 | 0 | 158.66 | 153.87 | 9 | 0
2040 | TVA_Transmission_2_MISO_MO-IL | TVA_Transmission | MISO_MO-IL | Internal | Shoulder | B14 | 900 | 4000 | 0 | 158.47 | 151.83 | 9 | 0
2040 | TVA_Transmission_2_MISO_MO-IL | TVA_Transmission | MISO_MO-IL | Internal | Shoulder | B15 | 1203 | 4000 | 0 | 154.94 | 146.94 | 9 | 0
2040 | TVA_Transmission_2_MISO_MO-IL | TVA_Transmission | MISO_MO-IL | Internal | Summer | B1 | 10 | 4000 | 0 | 292.23 | 284.23 | 9 | 0
2040 | TVA_Transmission_2_MISO_MO-IL | TVA_Transmission | MISO_MO-IL | Internal | Summer | B2 | 25 | 4000 | 0 | 291.01 | 283.01 | 9 | 0
2040 | TVA_Transmission_2_MISO_MO-IL | TVA_Transmission | MISO_MO-IL | Internal | Summer | B3 | 75 | 4000 | 0 | 268.83 | 260.83 | 9 | 0
2040 | TVA_Transmission_2_MISO_MO-IL | TVA_Transmission | MISO_MO-IL | Internal | Summer | B4 | 100 | 4000 | 0 | 192.67 | 190.67 | 9 | 0
2040 | TVA_Transmission_2_MISO_MO-IL | TVA_Transmission | MISO_MO-IL | Internal | Summer | B5 | 200 | 4000 | 0 | 183.34 | 178.86 | 9 | 0
2040 | TVA_Transmission_2_MISO_MO-IL | TVA_Transmission | MISO_MO-IL | Internal | Summer | B6 | 300 | 4000 | 0 | 170.76 | 170.74 | 9 | 0
2040 | TVA_Transmission_2_MISO_MO-IL | TVA_Transmission | MISO_MO-IL | Internal | Summer | B7 | 400 | 4000 | 0 | 160.76 | 153.53 | 9 | 0
2040 | TVA_Transmission_2_MISO_MO-IL | TVA_Transmission | MISO_MO-IL | Internal | Summer | B8 | 500 | 4000 | 0 | 157.01 | 152.28 | 9 | 0
2040 | TVA_Transmission_2_MISO_MO-IL | TVA_Transmission | MISO_MO-IL | Internal | Summer | B9 | 800 | 4000 | 0 | 157.05 | 152.28 | 9 | 0
2040 | TVA_Transmission_2_MISO_MO-IL | TVA_Transmission | MISO_MO-IL | Internal | Summer | B10 | 1262 | 4000 | 0 | 143.04 | 135.04 | 9 | 0
2040 | TVA_Transmission_2_MISO_MO-IL | TVA_Transmission | MISO_MO-IL | Internal | Winter | B16 | 25 | 4000 | 0 | 171.55 | 157.29 | 9 | 0
2040 | TVA_Transmission_2_MISO_MO-IL | TVA_Transmission | MISO_MO-IL | Internal | Winter | B17 | 100 | 4000 | 0 | 162.05 | 157.27 | 9 | 0
2040 | TVA_Transmission_2_MISO_MO-IL | TVA_Transmission | MISO_MO-IL | Internal | Winter | B18 | 400 | 4000 | 0 | 161.9 | 156.18 | 9 | 0
2040 | TVA_Transmission_2_MISO_MO-IL | TVA_Transmission | MISO_MO-IL | Internal | Winter | B19 | 700 | 4000 | 0 | 161.74 | 155.78 | 9 | 0
2040 | TVA_Transmission_2_MISO_MO-IL | TVA_Transmission | MISO_MO-IL | Internal | Winter | B20 | 935 | 4000 | 0 | 151.03 | 143.03 | 9 | 0
2040 | TVA_Transmission_2_NonRTO_Midwest | TVA_Transmission | NonRTO_Midwest | Internal | Shoulder | B11 | 25 | 700 | 0 | 165.07 | 161.88 | 9 | 0
2040 | TVA_Transmission_2_NonRTO_Midwest | TVA_Transmission | NonRTO_Midwest | Internal | Shoulder | B12 | 200 | 700 | 0 | 159.13 | 157.77 | 9 | 0
2040 | TVA_Transmission_2_NonRTO_Midwest | TVA_Transmission | NonRTO_Midwest | Internal | Shoulder | B13 | 600 | 700 | 0 | 158.66 | 157.66 | 9 | 0
2040 | TVA_Transmission_2_NonRTO_Midwest | TVA_Transmission | NonRTO_Midwest | Internal | Shoulder | B14 | 900 | 700 | 0 | 158.47 | 157.66 | 9 | 0
2040 | TVA_Transmission_2_NonRTO_Midwest | TVA_Transmission | NonRTO_Midwest | Internal | Shoulder | B15 | 1203 | 700 | 0 | 154.94 | 157.66 | 9 | 0
2040 | TVA_Transmission_2_NonRTO_Midwest | TVA_Transmission | NonRTO_Midwest | Internal | Summer | B1 | 10 | 700 | 0 | 292.23 | 292.22 | 9 | 0
2040 | TVA_Transmission_2_NonRTO_Midwest | TVA_Transmission | NonRTO_Midwest | Internal | Summer | B2 | 25 | 700 | 0 | 291.01 | 291 | 9 | 0
2040 | TVA_Transmission_2_NonRTO_Midwest | TVA_Transmission | NonRTO_Midwest | Internal | Summer | B3 | 75 | 700 | 0 | 268.83 | 268.81 | 9 | 0
2040 | TVA_Transmission_2_NonRTO_Midwest | TVA_Transmission | NonRTO_Midwest | Internal | Summer | B4 | 100 | 700 | 0 | 192.67 | 184.67 | 9 | 0
2040 | TVA_Transmission_2_NonRTO_Midwest | TVA_Transmission | NonRTO_Midwest | Internal | Summer | B5 | 200 | 700 | 0 | 183.34 | 175.34 | 9 | 0
2040 | TVA_Transmission_2_NonRTO_Midwest | TVA_Transmission | NonRTO_Midwest | Internal | Summer | B6 | 300 | 700 | 0 | 170.76 | 162.76 | 9 | 0
2040 | TVA_Transmission_2_NonRTO_Midwest | TVA_Transmission | NonRTO_Midwest | Internal | Summer | B7 | 400 | 700 | 0 | 160.76 | 156.1 | 9 | 0
2040 | TVA_Transmission_2_NonRTO_Midwest | TVA_Transmission | NonRTO_Midwest | Internal | Summer | B8 | 500 | 700 | 0 | 157.01 | 150.65 | 9 | 0
2040 | TVA_Transmission_2_NonRTO_Midwest | TVA_Transmission | NonRTO_Midwest | Internal | Summer | B9 | 800 | 700 | 0 | 157.05 | 150.65 | 9 | 0
2040 | TVA_Transmission_2_NonRTO_Midwest | TVA_Transmission | NonRTO_Midwest | Internal | Summer | B10 | 1262 | 700 | 0 | 143.04 | 150.65 | 9 | 0
2040 | TVA_Transmission_2_NonRTO_Midwest | TVA_Transmission | NonRTO_Midwest | Internal | Winter | B16 | 25 | 700 | 0 | 171.55 | 165.28 | 9 | 0
2040 | TVA_Transmission_2_NonRTO_Midwest | TVA_Transmission | NonRTO_Midwest | Internal | Winter | B17 | 100 | 700 | 0 | 162.05 | 161.53 | 9 | 0
2040 | TVA_Transmission_2_NonRTO_Midwest | TVA_Transmission | NonRTO_Midwest | Internal | Winter | B18 | 400 | 700 | 0 | 161.9 | 161.53 | 9 | 0
2040 | TVA_Transmission_2_NonRTO_Midwest | TVA_Transmission | NonRTO_Midwest | Internal | Winter | B19 | 700 | 700 | 0 | 161.74 | 160.03 | 9 | 0
2040 | TVA_Transmission_2_NonRTO_Midwest | TVA_Transmission | NonRTO_Midwest | Internal | Winter | B20 | 935 | 700 | 544.94 | 151.03 | 160.03 | 9 | 0
2040 | TVA_Transmission_2_PJM_ROR | TVA_Transmission | PJM_ROR | Internal | Shoulder | B11 | 25 | 2000 | 0 | 165.07 | 153.83 | 9 | 0
2040 | TVA_Transmission_2_PJM_ROR | TVA_Transmission | PJM_ROR | Internal | Shoulder | B12 | 200 | 2000 | 0 | 159.13 | 155.88 | 9 | 0
2040 | TVA_Transmission_2_PJM_ROR | TVA_Transmission | PJM_ROR | Internal | Shoulder | B13 | 600 | 2000 | 0 | 158.66 | 153.83 | 9 | 0
2040 | TVA_Transmission_2_PJM_ROR | TVA_Transmission | PJM_ROR | Internal | Shoulder | B14 | 900 | 2000 | 0 | 158.47 | 153.83 | 9 | 0
2040 | TVA_Transmission_2_PJM_ROR | TVA_Transmission | PJM_ROR | Internal | Shoulder | B15 | 1203 | 2000 | 0 | 154.94 | 153.83 | 9 | 0
2040 | TVA_Transmission_2_PJM_ROR | TVA_Transmission | PJM_ROR | Internal | Summer | B1 | 10 | 2000 | 0 | 292.23 | 285.01 | 9 | 0
2040 | TVA_Transmission_2_PJM_ROR | TVA_Transmission | PJM_ROR | Internal | Summer | B2 | 25 | 2000 | 0 | 291.01 | 285.01 | 9 | 0
2040 | TVA_Transmission_2_PJM_ROR | TVA_Transmission | PJM_ROR | Internal | Summer | B3 | 75 | 2000 | 0 | 268.83 | 262.83 | 9 | 0
2040 | TVA_Transmission_2_PJM_ROR | TVA_Transmission | PJM_ROR | Internal | Summer | B4 | 100 | 2000 | 0 | 192.67 | 192.67 | 9 | 0
2040 | TVA_Transmission_2_PJM_ROR | TVA_Transmission | PJM_ROR | Internal | Summer | B5 | 200 | 2000 | 0 | 183.34 | 182.84 | 9 | 0
2040 | TVA_Transmission_2_PJM_ROR | TVA_Transmission | PJM_ROR | Internal | Summer | B6 | 300 | 2000 | 0 | 170.76 | 171.75 | 9 | 0
2040 | TVA_Transmission_2_PJM_ROR | TVA_Transmission | PJM_ROR | Internal | Summer | B7 | 400 | 2000 | 0 | 160.76 | 154.76 | 9 | 0
2040 | TVA_Transmission_2_PJM_ROR | TVA_Transmission | PJM_ROR | Internal | Summer | B8 | 500 | 2000 | 0 | 157.01 | 152.06 | 9 | 0
2040 | TVA_Transmission_2_PJM_ROR | TVA_Transmission | PJM_ROR | Internal | Summer | B9 | 800 | 2000 | 0 | 157.05 | 152.06 | 9 | 0
2040 | TVA_Transmission_2_PJM_ROR | TVA_Transmission | PJM_ROR | Internal | Summer | B10 | 1262 | 2000 | 2000 | 143.04 | 152.06 | 9 | 0.01
2040 | TVA_Transmission_2_PJM_ROR | TVA_Transmission | PJM_ROR | Internal | Winter | B16 | 25 | 2000 | 0 | 171.55 | 157.78 | 9 | 0
2040 | TVA_Transmission_2_PJM_ROR | TVA_Transmission | PJM_ROR | Internal | Winter | B17 | 100 | 2000 | 0 | 162.05 | 157.78 | 9 | 0
2040 | TVA_Transmission_2_PJM_ROR | TVA_Transmission | PJM_ROR | Internal | Winter | B18 | 400 | 2000 | 0 | 161.9 | 157.78 | 9 | 0
2040 | TVA_Transmission_2_PJM_ROR | TVA_Transmission | PJM_ROR | Internal | Winter | B19 | 700 | 2000 | 0 | 161.74 | 157.78 | 9 | 0
2040 | TVA_Transmission_2_PJM_ROR | TVA_Transmission | PJM_ROR | Internal | Winter | B20 | 935 | 2000 | 0 | 151.03 | 154.97 | 9 | 0
2040 | TVA_Transmission_2_SOCO | TVA_Transmission | SOCO | Internal | Shoulder | B11 | 25 | 3200 | 3200 | 165.07 | 179.95 | 9 | 5.89
2040 | TVA_Transmission_2_SOCO | TVA_Transmission | SOCO | Internal | Shoulder | B12 | 200 | 3200 | 0 | 159.13 | 158.72 | 9 | 0
2040 | TVA_Transmission_2_SOCO | TVA_Transmission | SOCO | Internal | Shoulder | B13 | 600 | 3200 | 0 | 158.66 | 158.72 | 9 | 0
2040 | TVA_Transmission_2_SOCO | TVA_Transmission | SOCO | Internal | Shoulder | B14 | 900 | 3200 | 0 | 158.47 | 158.72 | 9 | 0
2040 | TVA_Transmission_2_SOCO | TVA_Transmission | SOCO | Internal | Shoulder | B15 | 1203 | 3200 | 0 | 154.94 | 144.94 | 9 | 0
2040 | TVA_Transmission_2_SOCO | TVA_Transmission | SOCO | Internal | Summer | B1 | 10 | 3200 | 0 | 292.23 | 298.98 | 9 | 0
2040 | TVA_Transmission_2_SOCO | TVA_Transmission | SOCO | Internal | Summer | B2 | 25 | 3200 | 0 | 291.01 | 298.98 | 9 | 0
2040 | TVA_Transmission_2_SOCO | TVA_Transmission | SOCO | Internal | Summer | B3 | 75 | 3200 | 0 | 268.83 | 276.83 | 9 | 0
2040 | TVA_Transmission_2_SOCO | TVA_Transmission | SOCO | Internal | Summer | B4 | 100 | 3200 | 0 | 192.67 | 192.67 | 9 | 0
2040 | TVA_Transmission_2_SOCO | TVA_Transmission | SOCO | Internal | Summer | B5 | 200 | 3200 | 0 | 183.34 | 183.34 | 9 | 0
2040 | TVA_Transmission_2_SOCO | TVA_Transmission | SOCO | Internal | Summer | B6 | 300 | 3200 | 1635.34 | 170.76 | 179.76 | 9 | 0
2040 | TVA_Transmission_2_SOCO | TVA_Transmission | SOCO | Internal | Summer | B7 | 400 | 3200 | 843.91 | 160.76 | 169.76 | 9 | 0
2040 | TVA_Transmission_2_SOCO | TVA_Transmission | SOCO | Internal | Summer | B8 | 500 | 3200 | 0 | 157.01 | 157.34 | 9 | 0
2040 | TVA_Transmission_2_SOCO | TVA_Transmission | SOCO | Internal | Summer | B9 | 800 | 3200 | 0 | 157.05 | 157.34 | 9 | 0
2040 | TVA_Transmission_2_SOCO | TVA_Transmission | SOCO | Internal | Summer | B10 | 1262 | 3200 | 0 | 143.04 | 133.04 | 9 | 0
2040 | TVA_Transmission_2_SOCO | TVA_Transmission | SOCO | Internal | Winter | B16 | 25 | 3200 | 3200 | 171.55 | 183.12 | 9 | 2.57
2040 | TVA_Transmission_2_SOCO | TVA_Transmission | SOCO | Internal | Winter | B17 | 100 | 3200 | 0 | 162.05 | 161.97 | 9 | 0
2040 | TVA_Transmission_2_SOCO | TVA_Transmission | SOCO | Internal | Winter | B18 | 400 | 3200 | 0 | 161.9 | 161.97 | 9 | 0
2040 | TVA_Transmission_2_SOCO | TVA_Transmission | SOCO | Internal | Winter | B19 | 700 | 3200 | 0 | 161.74 | 161.97 | 9 | 0
2040 | TVA_Transmission_2_SOCO | TVA_Transmission | SOCO | Internal | Winter | B20 | 935 | 3200 | 0 | 151.03 | 141.24 | 9 | 0
2040 | TVA_Transmission_2_TVA | TVA_Transmission | TVA | Internal | Shoulder | B11 | 25 | 99999 | 3265.2 | 165.07 | 165.08 | 0.01 | 0
2040 | TVA_Transmission_2_TVA | TVA_Transmission | TVA | Internal | Shoulder | B12 | 200 | 99999 | 0 | 159.13 | 157.81 | 0.01 | 0
2040 | TVA_Transmission_2_TVA | TVA_Transmission | TVA | Internal | Shoulder | B13 | 600 | 99999 | 0 | 158.66 | 157.81 | 0.01 | 0
2040 | TVA_Transmission_2_TVA | TVA_Transmission | TVA | Internal | Shoulder | B14 | 900 | 99999 | 0 | 158.47 | 157.81 | 0.01 | 0
2040 | TVA_Transmission_2_TVA | TVA_Transmission | TVA | Internal | Shoulder | B15 | 1203 | 99999 | 5028.38 | 154.94 | 154.95 | 0.01 | 0
2040 | TVA_Transmission_2_TVA | TVA_Transmission | TVA | Internal | Summer | B1 | 10 | 99999 | 3758.47 | 292.23 | 292.24 | 0.01 | 0
2040 | TVA_Transmission_2_TVA | TVA_Transmission | TVA | Internal | Summer | B2 | 25 | 99999 | 2671.31 | 291.01 | 291.03 | 0.01 | 0
2040 | TVA_Transmission_2_TVA | TVA_Transmission | TVA | Internal | Summer | B3 | 75 | 99999 | 531.48 | 268.83 | 268.84 | 0.01 | 0
2040 | TVA_Transmission_2_TVA | TVA_Transmission | TVA | Internal | Summer | B4 | 100 | 99999 | 1287.02 | 192.67 | 192.68 | 0.01 | 0
2040 | TVA_Transmission_2_TVA | TVA_Transmission | TVA | Internal | Summer | B5 | 200 | 99999 | 1208.89 | 183.34 | 183.35 | 0.01 | 0
2040 | TVA_Transmission_2_TVA | TVA_Transmission | TVA | Internal | Summer | B6 | 300 | 99999 | 15.02 | 170.76 | 170.78 | 0.01 | 0
2040 | TVA_Transmission_2_TVA | TVA_Transmission | TVA | Internal | Summer | B7 | 400 | 99999 | 0 | 160.76 | 156.48 | 0.01 | 0
2040 | TVA_Transmission_2_TVA | TVA_Transmission | TVA | Internal | Summer | B8 | 500 | 99999 | 0 | 157.01 | 156.48 | 0.01 | 0
2040 | TVA_Transmission_2_TVA | TVA_Transmission | TVA | Internal | Summer | B9 | 800 | 99999 | 0 | 157.05 | 156.48 | 0.01 | 0
2040 | TVA_Transmission_2_TVA | TVA_Transmission | TVA | Internal | Summer | B10 | 1262 | 99999 | 732.98 | 143.04 | 143.06 | 0.01 | 0
2040 | TVA_Transmission_2_TVA | TVA_Transmission | TVA | Internal | Winter | B16 | 25 | 99999 | 3630.5 | 171.55 | 171.56 | 0.01 | 0
2040 | TVA_Transmission_2_TVA | TVA_Transmission | TVA | Internal | Winter | B17 | 100 | 99999 | 0 | 162.05 | 160.79 | 0.01 | 0
2040 | TVA_Transmission_2_TVA | TVA_Transmission | TVA | Internal | Winter | B18 | 400 | 99999 | 0 | 161.9 | 160.79 | 0.01 | 0
2040 | TVA_Transmission_2_TVA | TVA_Transmission | TVA | Internal | Winter | B19 | 700 | 99999 | 0 | 161.74 | 160.79 | 0.01 | 0
2040 | TVA_Transmission_2_TVA | TVA_Transmission | TVA | Internal | Winter | B20 | 935 | 99999 | 4717.78 | 151.03 | 151.05 | 0.01 | 0
2040 | TVA_Transmission_2_VACAR | TVA_Transmission | VACAR | Internal | Shoulder | B11 | 25 | 900 | 0 | 165.07 | 159.83 | 9 | 0
2040 | TVA_Transmission_2_VACAR | TVA_Transmission | VACAR | Internal | Shoulder | B12 | 200 | 900 | 0 | 159.13 | 159.21 | 9 | 0
2040 | TVA_Transmission_2_VACAR | TVA_Transmission | VACAR | Internal | Shoulder | B13 | 600 | 900 | 0 | 158.66 | 159.21 | 9 | 0
2040 | TVA_Transmission_2_VACAR | TVA_Transmission | VACAR | Internal | Shoulder | B14 | 900 | 900 | 0 | 158.47 | 159.21 | 9 | 0
2040 | TVA_Transmission_2_VACAR | TVA_Transmission | VACAR | Internal | Shoulder | B15 | 1203 | 900 | 0 | 154.94 | 146.83 | 9 | 0
2040 | TVA_Transmission_2_VACAR | TVA_Transmission | VACAR | Internal | Summer | B1 | 10 | 900 | 0 | 292.23 | 291.98 | 9 | 0
2040 | TVA_Transmission_2_VACAR | TVA_Transmission | VACAR | Internal | Summer | B2 | 25 | 900 | 0 | 291.01 | 291.98 | 9 | 0
2040 | TVA_Transmission_2_VACAR | TVA_Transmission | VACAR | Internal | Summer | B3 | 75 | 900 | 0 | 268.83 | 268.83 | 9 | 0
2040 | TVA_Transmission_2_VACAR | TVA_Transmission | VACAR | Internal | Summer | B4 | 100 | 900 | 0 | 192.67 | 185.67 | 9 | 0
2040 | TVA_Transmission_2_VACAR | TVA_Transmission | VACAR | Internal | Summer | B5 | 200 | 900 | 0 | 183.34 | 176.34 | 9 | 0
2040 | TVA_Transmission_2_VACAR | TVA_Transmission | VACAR | Internal | Summer | B6 | 300 | 900 | 0 | 170.76 | 164.75 | 9 | 0
2040 | TVA_Transmission_2_VACAR | TVA_Transmission | VACAR | Internal | Summer | B7 | 400 | 900 | 0 | 160.76 | 156.96 | 9 | 0
2040 | TVA_Transmission_2_VACAR | TVA_Transmission | VACAR | Internal | Summer | B8 | 500 | 900 | 0 | 157.01 | 156.96 | 9 | 0
2040 | TVA_Transmission_2_VACAR | TVA_Transmission | VACAR | Internal | Summer | B9 | 800 | 900 | 0 | 157.05 | 156.96 | 9 | 0
2040 | TVA_Transmission_2_VACAR | TVA_Transmission | VACAR | Internal | Summer | B10 | 1262 | 900 | 0 | 143.04 | 145.06 | 9 | 0
2040 | TVA_Transmission_2_VACAR | TVA_Transmission | VACAR | Internal | Winter | B16 | 25 | 900 | 0 | 171.55 | 164.55 | 9 | 0
2040 | TVA_Transmission_2_VACAR | TVA_Transmission | VACAR | Internal | Winter | B17 | 100 | 900 | 0 | 162.05 | 164.55 | 9 | 0
2040 | TVA_Transmission_2_VACAR | TVA_Transmission | VACAR | Internal | Winter | B18 | 400 | 900 | 0 | 161.9 | 164.55 | 9 | 0
2040 | TVA_Transmission_2_VACAR | TVA_Transmission | VACAR | Internal | Winter | B19 | 700 | 900 | 0 | 161.74 | 163.78 | 9 | 0
2040 | TVA_Transmission_2_VACAR | TVA_Transmission | VACAR | Internal | Winter | B20 | 935 | 900 | 0 | 151.03 | 143.07 | 9 | 0
2040 | VACAR_2_PJM_ROR | VACAR | PJM_ROR | Internal | Shoulder | B11 | 25 | 2000 | 0 | 159.83 | 153.83 | 7 | 0
2040 | VACAR_2_PJM_ROR | VACAR | PJM_ROR | Internal | Shoulder | B12 | 200 | 2000 | 0 | 159.21 | 155.88 | 7 | 0
2040 | VACAR_2_PJM_ROR | VACAR | PJM_ROR | Internal | Shoulder | B13 | 600 | 2000 | 0 | 159.21 | 153.83 | 7 | 0
2040 | VACAR_2_PJM_ROR | VACAR | PJM_ROR | Internal | Shoulder | B14 | 900 | 2000 | 0 | 159.21 | 153.83 | 7 | 0
2040 | VACAR_2_PJM_ROR | VACAR | PJM_ROR | Internal | Shoulder | B15 | 1203 | 2000 | 391.61 | 146.83 | 153.83 | 7 | 0
2040 | VACAR_2_PJM_ROR | VACAR | PJM_ROR | Internal | Summer | B1 | 10 | 2000 | 0 | 291.98 | 285.01 | 7 | 0
2040 | VACAR_2_PJM_ROR | VACAR | PJM_ROR | Internal | Summer | B2 | 25 | 2000 | 0 | 291.98 | 285.01 | 7 | 0
2040 | VACAR_2_PJM_ROR | VACAR | PJM_ROR | Internal | Summer | B3 | 75 | 2000 | 0 | 268.83 | 262.83 | 7 | 0
2040 | VACAR_2_PJM_ROR | VACAR | PJM_ROR | Internal | Summer | B4 | 100 | 2000 | 1188.01 | 185.67 | 192.67 | 7 | 0
2040 | VACAR_2_PJM_ROR | VACAR | PJM_ROR | Internal | Summer | B5 | 200 | 2000 | 0 | 176.34 | 182.84 | 7 | 0
2040 | VACAR_2_PJM_ROR | VACAR | PJM_ROR | Internal | Summer | B6 | 300 | 2000 | 1092.35 | 164.75 | 171.75 | 7 | 0
2040 | VACAR_2_PJM_ROR | VACAR | PJM_ROR | Internal | Summer | B7 | 400 | 2000 | 0 | 156.96 | 154.76 | 7 | 0
2040 | VACAR_2_PJM_ROR | VACAR | PJM_ROR | Internal | Summer | B8 | 500 | 2000 | 0 | 156.96 | 152.06 | 7 | 0
2040 | VACAR_2_PJM_ROR | VACAR | PJM_ROR | Internal | Summer | B9 | 800 | 2000 | 0 | 156.96 | 152.06 | 7 | 0
2040 | VACAR_2_PJM_ROR | VACAR | PJM_ROR | Internal | Summer | B10 | 1262 | 2000 | 1494.26 | 145.06 | 152.06 | 7 | 0
2040 | VACAR_2_PJM_ROR | VACAR | PJM_ROR | Internal | Winter | B16 | 25 | 2000 | 0 | 164.55 | 157.78 | 7 | 0
2040 | VACAR_2_PJM_ROR | VACAR | PJM_ROR | Internal | Winter | B17 | 100 | 2000 | 0 | 164.55 | 157.78 | 7 | 0
2040 | VACAR_2_PJM_ROR | VACAR | PJM_ROR | Internal | Winter | B18 | 400 | 2000 | 0 | 164.55 | 157.78 | 7 | 0
2040 | VACAR_2_PJM_ROR | VACAR | PJM_ROR | Internal | Winter | B19 | 700 | 2000 | 0 | 163.78 | 157.78 | 7 | 0
2040 | VACAR_2_PJM_ROR | VACAR | PJM_ROR | Internal | Winter | B20 | 935 | 2000 | 2000 | 143.07 | 154.97 | 7 | 4.9
2040 | VACAR_2_SOCO | VACAR | SOCO | Internal | Shoulder | B11 | 25 | 3000 | 3000 | 159.83 | 179.95 | 7 | 13.13
2040 | VACAR_2_SOCO | VACAR | SOCO | Internal | Shoulder | B12 | 200 | 3000 | 0 | 159.21 | 158.72 | 7 | 0
2040 | VACAR_2_SOCO | VACAR | SOCO | Internal | Shoulder | B13 | 600 | 3000 | 0 | 159.21 | 158.72 | 7 | 0
2040 | VACAR_2_SOCO | VACAR | SOCO | Internal | Shoulder | B14 | 900 | 3000 | 0 | 159.21 | 158.72 | 7 | 0
2040 | VACAR_2_SOCO | VACAR | SOCO | Internal | Shoulder | B15 | 1203 | 3000 | 0 | 146.83 | 144.94 | 7 | 0
2040 | VACAR_2_SOCO | VACAR | SOCO | Internal | Summer | B1 | 10 | 3000 | 1729.11 | 291.98 | 298.98 | 7 | 0
2040 | VACAR_2_SOCO | VACAR | SOCO | Internal | Summer | B2 | 25 | 3000 | 65.61 | 291.98 | 298.98 | 7 | 0
2040 | VACAR_2_SOCO | VACAR | SOCO | Internal | Summer | B3 | 75 | 3000 | 3000 | 268.83 | 276.83 | 7 | 1
2040 | VACAR_2_SOCO | VACAR | SOCO | Internal | Summer | B4 | 100 | 3000 | 1904.18 | 185.67 | 192.67 | 7 | 0
2040 | VACAR_2_SOCO | VACAR | SOCO | Internal | Summer | B5 | 200 | 3000 | 15.46 | 176.34 | 183.34 | 7 | 0
2040 | VACAR_2_SOCO | VACAR | SOCO | Internal | Summer | B6 | 300 | 3000 | 3000 | 164.75 | 179.76 | 7 | 8.01
2040 | VACAR_2_SOCO | VACAR | SOCO | Internal | Summer | B7 | 400 | 3000 | 3000 | 156.96 | 169.76 | 7 | 5.8
2040 | VACAR_2_SOCO | VACAR | SOCO | Internal | Summer | B8 | 500 | 3000 | 0 | 156.96 | 157.34 | 7 | 0
2040 | VACAR_2_SOCO | VACAR | SOCO | Internal | Summer | B9 | 800 | 3000 | 0 | 156.96 | 157.34 | 7 | 0
2040 | VACAR_2_SOCO | VACAR | SOCO | Internal | Summer | B10 | 1262 | 3000 | 0 | 145.06 | 133.04 | 7 | 0
2040 | VACAR_2_SOCO | VACAR | SOCO | Internal | Winter | B16 | 25 | 3000 | 3000 | 164.55 | 183.12 | 7 | 11.57
2040 | VACAR_2_SOCO | VACAR | SOCO | Internal | Winter | B17 | 100 | 3000 | 0 | 164.55 | 161.97 | 7 | 0
2040 | VACAR_2_SOCO | VACAR | SOCO | Internal | Winter | B18 | 400 | 3000 | 0 | 164.55 | 161.97 | 7 | 0
2040 | VACAR_2_SOCO | VACAR | SOCO | Internal | Winter | B19 | 700 | 3000 | 0 | 163.78 | 161.97 | 7 | 0
2040 | VACAR_2_SOCO | VACAR | SOCO | Internal | Winter | B20 | 935 | 3000 | 0 | 143.07 | 141.24 | 7 | 0
2040 | VACAR_2_TVA_Transmission | VACAR | TVA_Transmission | Internal | Shoulder | B11 | 25 | 900 | 0 | 159.83 | 165.07 | 7 | 0
2040 | VACAR_2_TVA_Transmission | VACAR | TVA_Transmission | Internal | Shoulder | B12 | 200 | 900 | 0 | 159.21 | 159.13 | 7 | 0
2040 | VACAR_2_TVA_Transmission | VACAR | TVA_Transmission | Internal | Shoulder | B13 | 600 | 900 | 0 | 159.21 | 158.66 | 7 | 0
2040 | VACAR_2_TVA_Transmission | VACAR | TVA_Transmission | Internal | Shoulder | B14 | 900 | 900 | 0 | 159.21 | 158.47 | 7 | 0
2040 | VACAR_2_TVA_Transmission | VACAR | TVA_Transmission | Internal | Shoulder | B15 | 1203 | 900 | 900 | 146.83 | 154.94 | 7 | 1.12
2040 | VACAR_2_TVA_Transmission | VACAR | TVA_Transmission | Internal | Summer | B1 | 10 | 900 | 0 | 291.98 | 292.23 | 7 | 0
2040 | VACAR_2_TVA_Transmission | VACAR | TVA_Transmission | Internal | Summer | B2 | 25 | 900 | 0 | 291.98 | 291.01 | 7 | 0
2040 | VACAR_2_TVA_Transmission | VACAR | TVA_Transmission | Internal | Summer | B3 | 75 | 900 | 0 | 268.83 | 268.83 | 7 | 0
2040 | VACAR_2_TVA_Transmission | VACAR | TVA_Transmission | Internal | Summer | B4 | 100 | 900 | 770.7 | 185.67 | 192.67 | 7 | 0
2040 | VACAR_2_TVA_Transmission | VACAR | TVA_Transmission | Internal | Summer | B5 | 200 | 900 | 244.76 | 176.34 | 183.34 | 7 | 0
2040 | VACAR_2_TVA_Transmission | VACAR | TVA_Transmission | Internal | Summer | B6 | 300 | 900 | 0 | 164.75 | 170.76 | 7 | 0
2040 | VACAR_2_TVA_Transmission | VACAR | TVA_Transmission | Internal | Summer | B7 | 400 | 900 | 0 | 156.96 | 160.76 | 7 | 0
2040 | VACAR_2_TVA_Transmission | VACAR | TVA_Transmission | Internal | Summer | B8 | 500 | 900 | 0 | 156.96 | 157.01 | 7 | 0
2040 | VACAR_2_TVA_Transmission | VACAR | TVA_Transmission | Internal | Summer | B9 | 800 | 900 | 0 | 156.96 | 157.05 | 7 | 0
2040 | VACAR_2_TVA_Transmission | VACAR | TVA_Transmission | Internal | Summer | B10 | 1262 | 900 | 0 | 145.06 | 143.04 | 7 | 0
2040 | VACAR_2_TVA_Transmission | VACAR | TVA_Transmission | Internal | Winter | B16 | 25 | 900 | 330.5 | 164.55 | 171.55 | 7 | 0
2040 | VACAR_2_TVA_Transmission | VACAR | TVA_Transmission | Internal | Winter | B17 | 100 | 900 | 0 | 164.55 | 162.05 | 7 | 0
2040 | VACAR_2_TVA_Transmission | VACAR | TVA_Transmission | Internal | Winter | B18 | 400 | 900 | 0 | 164.55 | 161.9 | 7 | 0
2040 | VACAR_2_TVA_Transmission | VACAR | TVA_Transmission | Internal | Winter | B19 | 700 | 900 | 0 | 163.78 | 161.74 | 7 | 0
2040 | VACAR_2_TVA_Transmission | VACAR | TVA_Transmission | Internal | Winter | B20 | 935 | 900 | 900 | 143.07 | 151.03 | 7 | 0.96
2015 | AZ_NM_SNV_Coal_2_SPP_S | AZ_NM_SNV_Coal | SPP_S | External | Shoulder | B11 | 25 | 400 | 400 | 60.13 | 83.05 | 8.17 | 14.76
2015 | AZ_NM_SNV_Coal_2_SPP_S | AZ_NM_SNV_Coal | SPP_S | External | Shoulder | B12 | 200 | 400 | 0 | 57.72 | 60.04 | 8.17 | 0
2015 | AZ_NM_SNV_Coal_2_SPP_S | AZ_NM_SNV_Coal | SPP_S | External | Shoulder | B13 | 600 | 400 | 0 | 57.72 | 59.44 | 8.17 | 0
2015 | AZ_NM_SNV_Coal_2_SPP_S | AZ_NM_SNV_Coal | SPP_S | External | Shoulder | B14 | 900 | 400 | 0 | 57.72 | 57.39 | 8.17 | 0
2015 | AZ_NM_SNV_Coal_2_SPP_S | AZ_NM_SNV_Coal | SPP_S | External | Shoulder | B15 | 1203 | 400 | 0 | 57.72 | 57.39 | 8.17 | 0
2015 | AZ_NM_SNV_Coal_2_SPP_S | AZ_NM_SNV_Coal | SPP_S | External | Summer | B1 | 10 | 400 | 0 | 87.46 | 92.15 | 8.17 | 0
2015 | AZ_NM_SNV_Coal_2_SPP_S | AZ_NM_SNV_Coal | SPP_S | External | Summer | B2 | 25 | 400 | 400 | 75.62 | 90.44 | 8.17 | 6.65
2015 | AZ_NM_SNV_Coal_2_SPP_S | AZ_NM_SNV_Coal | SPP_S | External | Summer | B3 | 75 | 400 | 400 | 75.62 | 90.43 | 8.17 | 6.65
2015 | AZ_NM_SNV_Coal_2_SPP_S | AZ_NM_SNV_Coal | SPP_S | External | Summer | B4 | 100 | 400 | 97.41 | 75.62 | 83.79 | 8.17 | 0
2015 | AZ_NM_SNV_Coal_2_SPP_S | AZ_NM_SNV_Coal | SPP_S | External | Summer | B5 | 200 | 400 | 0 | 75.62 | 81.19 | 8.17 | 0
2015 | AZ_NM_SNV_Coal_2_SPP_S | AZ_NM_SNV_Coal | SPP_S | External | Summer | B6 | 300 | 400 | 0 | 65.62 | 69.33 | 8.17 | 0
2015 | AZ_NM_SNV_Coal_2_SPP_S | AZ_NM_SNV_Coal | SPP_S | External | Summer | B7 | 400 | 400 | 0 | 59.95 | 62.72 | 8.17 | 0
2015 | AZ_NM_SNV_Coal_2_SPP_S | AZ_NM_SNV_Coal | SPP_S | External | Summer | B8 | 500 | 400 | 0 | 59 | 58.71 | 8.17 | 0
2015 | AZ_NM_SNV_Coal_2_SPP_S | AZ_NM_SNV_Coal | SPP_S | External | Summer | B9 | 800 | 400 | 0 | 57.8 | 56.13 | 8.17 | 0
2015 | AZ_NM_SNV_Coal_2_SPP_S | AZ_NM_SNV_Coal | SPP_S | External | Summer | B10 | 1262 | 400 | 0 | 56.31 | 56 | 8.17 | 0
2015 | AZ_NM_SNV_Coal_2_SPP_S | AZ_NM_SNV_Coal | SPP_S | External | Winter | B16 | 25 | 400 | 400 | 62.14 | 72.89 | 8.17 | 2.58
2015 | AZ_NM_SNV_Coal_2_SPP_S | AZ_NM_SNV_Coal | SPP_S | External | Winter | B17 | 100 | 400 | 0 | 60.36 | 62.01 | 8.17 | 0
2015 | AZ_NM_SNV_Coal_2_SPP_S | AZ_NM_SNV_Coal | SPP_S | External | Winter | B18 | 400 | 400 | 0 | 60.36 | 59.87 | 8.17 | 0
2015 | AZ_NM_SNV_Coal_2_SPP_S | AZ_NM_SNV_Coal | SPP_S | External | Winter | B19 | 700 | 400 | 0 | 60.36 | 59.85 | 8.17 | 0
2015 | AZ_NM_SNV_Coal_2_SPP_S | AZ_NM_SNV_Coal | SPP_S | External | Winter | B20 | 935 | 400 | 0 | 60.36 | 59.74 | 8.17 | 0
2015 | ERCOT_2_SPP_S | ERCOT | SPP_S | External | Shoulder | B11 | 25 | 800 | 0 | 84 | 83.05 | 8 | 0
2015 | ERCOT_2_SPP_S | ERCOT | SPP_S | External | Shoulder | B12 | 200 | 800 | 0 | 57.25 | 60.04 | 8 | 0
2015 | ERCOT_2_SPP_S | ERCOT | SPP_S | External | Shoulder | B13 | 600 | 800 | 0 | 57.25 | 59.44 | 8 | 0
2015 | ERCOT_2_SPP_S | ERCOT | SPP_S | External | Shoulder | B14 | 900 | 800 | 0 | 57.25 | 57.39 | 8 | 0
2015 | ERCOT_2_SPP_S | ERCOT | SPP_S | External | Shoulder | B15 | 1203 | 800 | 0 | 57.25 | 57.39 | 8 | 0
2015 | ERCOT_2_SPP_S | ERCOT | SPP_S | External | Summer | B1 | 10 | 800 | 800 | 82.44 | 92.15 | 8 | 1.71
2015 | ERCOT_2_SPP_S | ERCOT | SPP_S | External | Summer | B2 | 25 | 800 | 621.91 | 82.44 | 90.44 | 8 | 0
2015 | ERCOT_2_SPP_S | ERCOT | SPP_S | External | Summer | B3 | 75 | 800 | 0 | 82.44 | 90.43 | 8 | 0
2015 | ERCOT_2_SPP_S | ERCOT | SPP_S | External | Summer | B4 | 100 | 800 | 0 | 82.44 | 83.79 | 8 | 0
2015 | ERCOT_2_SPP_S | ERCOT | SPP_S | External | Summer | B5 | 200 | 800 | 0 | 82.44 | 81.19 | 8 | 0
2015 | ERCOT_2_SPP_S | ERCOT | SPP_S | External | Summer | B6 | 300 | 800 | 705.53 | 61.33 | 69.33 | 8 | 0
2015 | ERCOT_2_SPP_S | ERCOT | SPP_S | External | Summer | B7 | 400 | 800 | 0 | 56.2 | 62.72 | 8 | 0
2015 | ERCOT_2_SPP_S | ERCOT | SPP_S | External | Summer | B8 | 500 | 800 | 0 | 56.2 | 58.71 | 8 | 0
2015 | ERCOT_2_SPP_S | ERCOT | SPP_S | External | Summer | B9 | 800 | 800 | 0 | 56.2 | 56.13 | 8 | 0
2015 | ERCOT_2_SPP_S | ERCOT | SPP_S | External | Summer | B10 | 1262 | 800 | 0 | 56.2 | 56 | 8 | 0
2015 | ERCOT_2_SPP_S | ERCOT | SPP_S | External | Winter | B16 | 25 | 800 | 204.63 | 64.89 | 72.89 | 8 | 0
2015 | ERCOT_2_SPP_S | ERCOT | SPP_S | External | Winter | B17 | 100 | 800 | 0 | 59.45 | 62.01 | 8 | 0
2015 | ERCOT_2_SPP_S | ERCOT | SPP_S | External | Winter | B18 | 400 | 800 | 0 | 59.45 | 59.87 | 8 | 0
2015 | ERCOT_2_SPP_S | ERCOT | SPP_S | External | Winter | B19 | 700 | 800 | 0 | 59.45 | 59.85 | 8 | 0
2015 | ERCOT_2_SPP_S | ERCOT | SPP_S | External | Winter | B20 | 935 | 800 | 0 | 59.07 | 59.74 | 8 | 0
2015 | MAPP_US_2_RMPA | MAPP_US | RMPA | External | Shoulder | B11 | 25 | 200 | 0 | 75.15 | 67.15 | 8 | 0
2015 | MAPP_US_2_RMPA | MAPP_US | RMPA | External | Shoulder | B12 | 200 | 200 | 0 | 57.47 | 64.3 | 8 | 0
2015 | MAPP_US_2_RMPA | MAPP_US | RMPA | External | Shoulder | B13 | 600 | 200 | 0 | 55.45 | 60.8 | 8 | 0
2015 | MAPP_US_2_RMPA | MAPP_US | RMPA | External | Shoulder | B14 | 900 | 200 | 0 | 55.45 | 60.8 | 8 | 0
2015 | MAPP_US_2_RMPA | MAPP_US | RMPA | External | Shoulder | B15 | 1203 | 200 | 0 | 55.45 | 60.8 | 8 | 0
2015 | MAPP_US_2_RMPA | MAPP_US | RMPA | External | Summer | B1 | 10 | 200 | 0 | 84.38 | 90.16 | 8 | 0
2015 | MAPP_US_2_RMPA | MAPP_US | RMPA | External | Summer | B2 | 25 | 200 | 0 | 84.38 | 83.79 | 8 | 0
2015 | MAPP_US_2_RMPA | MAPP_US | RMPA | External | Summer | B3 | 75 | 200 | 0 | 83.43 | 83.79 | 8 | 0
2015 | MAPP_US_2_RMPA | MAPP_US | RMPA | External | Summer | B4 | 100 | 200 | 0 | 79.63 | 81.39 | 8 | 0
2015 | MAPP_US_2_RMPA | MAPP_US | RMPA | External | Summer | B5 | 200 | 200 | 0 | 74.17 | 73.17 | 8 | 0
2015 | MAPP_US_2_RMPA | MAPP_US | RMPA | External | Summer | B6 | 300 | 200 | 0 | 55.32 | 61.32 | 8 | 0
2015 | MAPP_US_2_RMPA | MAPP_US | RMPA | External | Summer | B7 | 400 | 200 | 0 | 53.04 | 59.27 | 8 | 0
2015 | MAPP_US_2_RMPA | MAPP_US | RMPA | External | Summer | B8 | 500 | 200 | 0 | 52.67 | 59.27 | 8 | 0
2015 | MAPP_US_2_RMPA | MAPP_US | RMPA | External | Summer | B9 | 800 | 200 | 0 | 52.67 | 59.27 | 8 | 0
2015 | MAPP_US_2_RMPA | MAPP_US | RMPA | External | Summer | B10 | 1262 | 200 | 0 | 52.67 | 59.27 | 8 | 0
2015 | MAPP_US_2_RMPA | MAPP_US | RMPA | External | Winter | B16 | 25 | 200 | 148.87 | 67.97 | 75.97 | 8 | 0
2015 | MAPP_US_2_RMPA | MAPP_US | RMPA | External | Winter | B17 | 100 | 200 | 0 | 59.21 | 66.98 | 8 | 0
2015 | MAPP_US_2_RMPA | MAPP_US | RMPA | External | Winter | B18 | 400 | 200 | 0 | 58.09 | 63.71 | 8 | 0
2015 | MAPP_US_2_RMPA | MAPP_US | RMPA | External | Winter | B19 | 700 | 200 | 0 | 58.09 | 63.71 | 8 | 0
2015 | MAPP_US_2_RMPA | MAPP_US | RMPA | External | Winter | B20 | 935 | 200 | 0 | 58.09 | 61.69 | 8 | 0
2015 | NE_2_RMPA | NE | RMPA | External | Shoulder | B11 | 25 | 310 | 0 | 82.15 | 67.15 | 5 | 0
2015 | NE_2_RMPA | NE | RMPA | External | Shoulder | B12 | 200 | 310 | 0 | 60.02 | 64.3 | 5 | 0
2015 | NE_2_RMPA | NE | RMPA | External | Shoulder | B13 | 600 | 310 | 0 | 59.41 | 60.8 | 5 | 0
2015 | NE_2_RMPA | NE | RMPA | External | Shoulder | B14 | 900 | 310 | 0 | 57.37 | 60.8 | 5 | 0
2015 | NE_2_RMPA | NE | RMPA | External | Shoulder | B15 | 1203 | 310 | 0 | 57.37 | 60.8 | 5 | 0
2015 | NE_2_RMPA | NE | RMPA | External | Summer | B1 | 10 | 310 | 0 | 91.38 | 90.16 | 5 | 0
2015 | NE_2_RMPA | NE | RMPA | External | Summer | B2 | 25 | 310 | 0 | 91.38 | 83.79 | 5 | 0
2015 | NE_2_RMPA | NE | RMPA | External | Summer | B3 | 75 | 310 | 0 | 90.43 | 83.79 | 5 | 0
2015 | NE_2_RMPA | NE | RMPA | External | Summer | B4 | 100 | 310 | 0 | 86.63 | 81.39 | 5 | 0
2015 | NE_2_RMPA | NE | RMPA | External | Summer | B5 | 200 | 310 | 0 | 81.17 | 73.17 | 5 | 0
2015 | NE_2_RMPA | NE | RMPA | External | Summer | B6 | 300 | 310 | 0 | 62.32 | 61.32 | 5 | 0
2015 | NE_2_RMPA | NE | RMPA | External | Summer | B7 | 400 | 310 | 0 | 60.04 | 59.27 | 5 | 0
2015 | NE_2_RMPA | NE | RMPA | External | Summer | B8 | 500 | 310 | 0 | 58.69 | 59.27 | 5 | 0
2015 | NE_2_RMPA | NE | RMPA | External | Summer | B9 | 800 | 310 | 0 | 56.1 | 59.27 | 5 | 0
2015 | NE_2_RMPA | NE | RMPA | External | Summer | B10 | 1262 | 310 | 310 | 53.97 | 59.27 | 5 | 0.3
2015 | NE_2_RMPA | NE | RMPA | External | Winter | B16 | 25 | 310 | 0 | 72.86 | 75.97 | 5 | 0
2015 | NE_2_RMPA | NE | RMPA | External | Winter | B17 | 100 | 310 | 301.03 | 61.98 | 66.98 | 5 | 0
2015 | NE_2_RMPA | NE | RMPA | External | Winter | B18 | 400 | 310 | 0 | 59.85 | 63.71 | 5 | 0
2015 | NE_2_RMPA | NE | RMPA | External | Winter | B19 | 700 | 310 | 0 | 59.83 | 63.71 | 5 | 0
2015 | NE_2_RMPA | NE | RMPA | External | Winter | B20 | 935 | 310 | 310 | 55.44 | 61.69 | 5 | 1.26
2015 | NWPP_Coal_2_MAPP_US | NWPP_Coal | MAPP_US | External | Shoulder | B11 | 25 | 150 | 150 | 58.99 | 75.15 | 8 | 8.17
2015 | NWPP_Coal_2_MAPP_US | NWPP_Coal | MAPP_US | External | Shoulder | B12 | 200 | 150 | 0 | 58.99 | 57.47 | 8 | 0
2015 | NWPP_Coal_2_MAPP_US | NWPP_Coal | MAPP_US | External | Shoulder | B13 | 600 | 150 | 0 | 58.99 | 55.45 | 8 | 0
2015 | NWPP_Coal_2_MAPP_US | NWPP_Coal | MAPP_US | External | Shoulder | B14 | 900 | 150 | 0 | 58.99 | 55.45 | 8 | 0
2015 | NWPP_Coal_2_MAPP_US | NWPP_Coal | MAPP_US | External | Shoulder | B15 | 1203 | 150 | 0 | 58.99 | 55.45 | 8 | 0
2015 | NWPP_Coal_2_MAPP_US | NWPP_Coal | MAPP_US | External | Summer | B1 | 10 | 150 | 150 | 58.99 | 84.38 | 8 | 17.39
2015 | NWPP_Coal_2_MAPP_US | NWPP_Coal | MAPP_US | External | Summer | B2 | 25 | 150 | 150 | 58.99 | 84.38 | 8 | 17.39
2015 | NWPP_Coal_2_MAPP_US | NWPP_Coal | MAPP_US | External | Summer | B3 | 75 | 150 | 150 | 58.99 | 83.43 | 8 | 16.45
2015 | NWPP_Coal_2_MAPP_US | NWPP_Coal | MAPP_US | External | Summer | B4 | 100 | 150 | 150 | 58.99 | 79.63 | 8 | 12.65
2015 | NWPP_Coal_2_MAPP_US | NWPP_Coal | MAPP_US | External | Summer | B5 | 200 | 150 | 150 | 58.99 | 74.17 | 8 | 7.18
2015 | NWPP_Coal_2_MAPP_US | NWPP_Coal | MAPP_US | External | Summer | B6 | 300 | 150 | 0 | 58.99 | 55.32 | 8 | 0
2015 | NWPP_Coal_2_MAPP_US | NWPP_Coal | MAPP_US | External | Summer | B7 | 400 | 150 | 0 | 58.99 | 53.04 | 8 | 0
2015 | NWPP_Coal_2_MAPP_US | NWPP_Coal | MAPP_US | External | Summer | B8 | 500 | 150 | 0 | 58.99 | 52.67 | 8 | 0
2015 | NWPP_Coal_2_MAPP_US | NWPP_Coal | MAPP_US | External | Summer | B9 | 800 | 150 | 0 | 58.99 | 52.67 | 8 | 0
2015 | NWPP_Coal_2_MAPP_US | NWPP_Coal | MAPP_US | External | Summer | B10 | 1262 | 150 | 0 | 58.99 | 52.67 | 8 | 0
2015 | NWPP_Coal_2_MAPP_US | NWPP_Coal | MAPP_US | External | Winter | B16 | 25 | 150 | 0 | 62.13 | 67.97 | 8 | 0
2015 | NWPP_Coal_2_MAPP_US | NWPP_Coal | MAPP_US | External | Winter | B17 | 100 | 150 | 0 | 62.13 | 59.21 | 8 | 0
2015 | NWPP_Coal_2_MAPP_US | NWPP_Coal | MAPP_US | External | Winter | B18 | 400 | 150 | 0 | 62.13 | 58.09 | 8 | 0
2015 | NWPP_Coal_2_MAPP_US | NWPP_Coal | MAPP_US | External | Winter | B19 | 700 | 150 | 0 | 62.13 | 58.09 | 8 | 0
2015 | NWPP_Coal_2_MAPP_US | NWPP_Coal | MAPP_US | External | Winter | B20 | 935 | 150 | 0 | 62.13 | 58.09 | 8 | 0
2015 | RMPA_2_MAPP_US | RMPA | MAPP_US | External | Shoulder | B11 | 25 | 200 | 22.39 | 67.15 | 75.15 | 8 | 0
2015 | RMPA_2_MAPP_US | RMPA | MAPP_US | External | Shoulder | B12 | 200 | 200 | 0 | 64.3 | 57.47 | 8 | 0
2015 | RMPA_2_MAPP_US | RMPA | MAPP_US | External | Shoulder | B13 | 600 | 200 | 0 | 60.8 | 55.45 | 8 | 0
2015 | RMPA_2_MAPP_US | RMPA | MAPP_US | External | Shoulder | B14 | 900 | 200 | 0 | 60.8 | 55.45 | 8 | 0
2015 | RMPA_2_MAPP_US | RMPA | MAPP_US | External | Shoulder | B15 | 1203 | 200 | 0 | 60.8 | 55.45 | 8 | 0
2015 | RMPA_2_MAPP_US | RMPA | MAPP_US | External | Summer | B1 | 10 | 200 | 0 | 90.16 | 84.38 | 8 | 0
2015 | RMPA_2_MAPP_US | RMPA | MAPP_US | External | Summer | B2 | 25 | 200 | 0 | 83.79 | 84.38 | 8 | 0
2015 | RMPA_2_MAPP_US | RMPA | MAPP_US | External | Summer | B3 | 75 | 200 | 0 | 83.79 | 83.43 | 8 | 0
2015 | RMPA_2_MAPP_US | RMPA | MAPP_US | External | Summer | B4 | 100 | 200 | 0 | 81.39 | 79.63 | 8 | 0
2015 | RMPA_2_MAPP_US | RMPA | MAPP_US | External | Summer | B5 | 200 | 200 | 0 | 73.17 | 74.17 | 8 | 0
2015 | RMPA_2_MAPP_US | RMPA | MAPP_US | External | Summer | B6 | 300 | 200 | 0 | 61.32 | 55.32 | 8 | 0
2015 | RMPA_2_MAPP_US | RMPA | MAPP_US | External | Summer | B7 | 400 | 200 | 0 | 59.27 | 53.04 | 8 | 0
2015 | RMPA_2_MAPP_US | RMPA | MAPP_US | External | Summer | B8 | 500 | 200 | 0 | 59.27 | 52.67 | 8 | 0
2015 | RMPA_2_MAPP_US | RMPA | MAPP_US | External | Summer | B9 | 800 | 200 | 0 | 59.27 | 52.67 | 8 | 0
2015 | RMPA_2_MAPP_US | RMPA | MAPP_US | External | Summer | B10 | 1262 | 200 | 0 | 59.27 | 52.67 | 8 | 0
2015 | RMPA_2_MAPP_US | RMPA | MAPP_US | External | Winter | B16 | 25 | 200 | 0 | 75.97 | 67.97 | 8 | 0
2015 | RMPA_2_MAPP_US | RMPA | MAPP_US | External | Winter | B17 | 100 | 200 | 0 | 66.98 | 59.21 | 8 | 0
2015 | RMPA_2_MAPP_US | RMPA | MAPP_US | External | Winter | B18 | 400 | 200 | 0 | 63.71 | 58.09 | 8 | 0
2015 | RMPA_2_MAPP_US | RMPA | MAPP_US | External | Winter | B19 | 700 | 200 | 0 | 63.71 | 58.09 | 8 | 0
2015 | RMPA_2_MAPP_US | RMPA | MAPP_US | External | Winter | B20 | 935 | 200 | 0 | 61.69 | 58.09 | 8 | 0
2015 | RMPA_2_NE | RMPA | NE | External | Shoulder | B11 | 25 | 310 | 310 | 67.15 | 82.15 | 8 | 7
2015 | RMPA_2_NE | RMPA | NE | External | Shoulder | B12 | 200 | 310 | 0 | 64.3 | 60.02 | 8 | 0
2015 | RMPA_2_NE | RMPA | NE | External | Shoulder | B13 | 600 | 310 | 0 | 60.8 | 59.41 | 8 | 0
2015 | RMPA_2_NE | RMPA | NE | External | Shoulder | B14 | 900 | 310 | 0 | 60.8 | 57.37 | 8 | 0
2015 | RMPA_2_NE | RMPA | NE | External | Shoulder | B15 | 1203 | 310 | 0 | 60.8 | 57.37 | 8 | 0
2015 | RMPA_2_NE | RMPA | NE | External | Summer | B1 | 10 | 310 | 0 | 90.16 | 91.38 | 8 | 0
2015 | RMPA_2_NE | RMPA | NE | External | Summer | B2 | 25 | 310 | 0 | 83.79 | 91.38 | 8 | 0
2015 | RMPA_2_NE | RMPA | NE | External | Summer | B3 | 75 | 310 | 0 | 83.79 | 90.43 | 8 | 0
2015 | RMPA_2_NE | RMPA | NE | External | Summer | B4 | 100 | 310 | 0 | 81.39 | 86.63 | 8 | 0
2015 | RMPA_2_NE | RMPA | NE | External | Summer | B5 | 200 | 310 | 137.28 | 73.17 | 81.17 | 8 | 0
2015 | RMPA_2_NE | RMPA | NE | External | Summer | B6 | 300 | 310 | 0 | 61.32 | 62.32 | 8 | 0
2015 | RMPA_2_NE | RMPA | NE | External | Summer | B7 | 400 | 310 | 0 | 59.27 | 60.04 | 8 | 0
2015 | RMPA_2_NE | RMPA | NE | External | Summer | B8 | 500 | 310 | 0 | 59.27 | 58.69 | 8 | 0
2015 | RMPA_2_NE | RMPA | NE | External | Summer | B9 | 800 | 310 | 0 | 59.27 | 56.1 | 8 | 0
2015 | RMPA_2_NE | RMPA | NE | External | Summer | B10 | 1262 | 310 | 0 | 59.27 | 53.97 | 8 | 0
2015 | RMPA_2_NE | RMPA | NE | External | Winter | B16 | 25 | 310 | 0 | 75.97 | 72.86 | 8 | 0
2015 | RMPA_2_NE | RMPA | NE | External | Winter | B17 | 100 | 310 | 0 | 66.98 | 61.98 | 8 | 0
2015 | RMPA_2_NE | RMPA | NE | External | Winter | B18 | 400 | 310 | 0 | 63.71 | 59.85 | 8 | 0
2015 | RMPA_2_NE | RMPA | NE | External | Winter | B19 | 700 | 310 | 0 | 63.71 | 59.83 | 8 | 0
2015 | RMPA_2_NE | RMPA | NE | External | Winter | B20 | 935 | 310 | 0 | 61.69 | 55.44 | 8 | 0
2015 | RMPA_2_SPP_N | RMPA | SPP_N | External | Shoulder | B11 | 25 | 210 | 210 | 67.15 | 83.04 | 8 | 7.89
2015 | RMPA_2_SPP_N | RMPA | SPP_N | External | Shoulder | B12 | 200 | 210 | 0 | 64.3 | 60.03 | 8 | 0
2015 | RMPA_2_SPP_N | RMPA | SPP_N | External | Shoulder | B13 | 600 | 210 | 0 | 60.8 | 59.43 | 8 | 0
2015 | RMPA_2_SPP_N | RMPA | SPP_N | External | Shoulder | B14 | 900 | 210 | 0 | 60.8 | 57.38 | 8 | 0
2015 | RMPA_2_SPP_N | RMPA | SPP_N | External | Shoulder | B15 | 1203 | 210 | 0 | 60.8 | 57.38 | 8 | 0
2015 | RMPA_2_SPP_N | RMPA | SPP_N | External | Summer | B1 | 10 | 210 | 0 | 90.16 | 92.6 | 8 | 0
2015 | RMPA_2_SPP_N | RMPA | SPP_N | External | Summer | B2 | 25 | 210 | 0 | 83.79 | 91.39 | 8 | 0
2015 | RMPA_2_SPP_N | RMPA | SPP_N | External | Summer | B3 | 75 | 210 | 0 | 83.79 | 90.44 | 8 | 0
2015 | RMPA_2_SPP_N | RMPA | SPP_N | External | Summer | B4 | 100 | 210 | 0 | 81.39 | 86.65 | 8 | 0
2015 | RMPA_2_SPP_N | RMPA | SPP_N | External | Summer | B5 | 200 | 210 | 210 | 73.17 | 81.18 | 8 | 0.01
2015 | RMPA_2_SPP_N | RMPA | SPP_N | External | Summer | B6 | 300 | 210 | 167 | 61.32 | 69.32 | 8 | 0
2015 | RMPA_2_SPP_N | RMPA | SPP_N | External | Summer | B7 | 400 | 210 | 0 | 59.27 | 62.71 | 8 | 0
2015 | RMPA_2_SPP_N | RMPA | SPP_N | External | Summer | B8 | 500 | 210 | 0 | 59.27 | 58.7 | 8 | 0
2015 | RMPA_2_SPP_N | RMPA | SPP_N | External | Summer | B9 | 800 | 210 | 0 | 59.27 | 56.11 | 8 | 0
2015 | RMPA_2_SPP_N | RMPA | SPP_N | External | Summer | B10 | 1262 | 210 | 0 | 59.27 | 54.58 | 8 | 0
2015 | RMPA_2_SPP_N | RMPA | SPP_N | External | Winter | B16 | 25 | 210 | 0 | 75.97 | 72.88 | 8 | 0
2015 | RMPA_2_SPP_N | RMPA | SPP_N | External | Winter | B17 | 100 | 210 | 0 | 66.98 | 62 | 8 | 0
2015 | RMPA_2_SPP_N | RMPA | SPP_N | External | Winter | B18 | 400 | 210 | 0 | 63.71 | 59.86 | 8 | 0
2015 | RMPA_2_SPP_N | RMPA | SPP_N | External | Winter | B19 | 700 | 210 | 0 | 63.71 | 59.84 | 8 | 0
2015 | RMPA_2_SPP_N | RMPA | SPP_N | External | Winter | B20 | 935 | 210 | 0 | 61.69 | 56.69 | 8 | 0
2015 | SPP_N_2_RMPA | SPP_N | RMPA | External | Shoulder | B11 | 25 | 210 | 0 | 83.04 | 67.15 | 5 | 0
2015 | SPP_N_2_RMPA | SPP_N | RMPA | External | Shoulder | B12 | 200 | 210 | 0 | 60.03 | 64.3 | 5 | 0
2015 | SPP_N_2_RMPA | SPP_N | RMPA | External | Shoulder | B13 | 600 | 210 | 0 | 59.43 | 60.8 | 5 | 0
2015 | SPP_N_2_RMPA | SPP_N | RMPA | External | Shoulder | B14 | 900 | 210 | 0 | 57.38 | 60.8 | 5 | 0
2015 | SPP_N_2_RMPA | SPP_N | RMPA | External | Shoulder | B15 | 1203 | 210 | 0 | 57.38 | 60.8 | 5 | 0
2015 | SPP_N_2_RMPA | SPP_N | RMPA | External | Summer | B1 | 10 | 210 | 0 | 92.6 | 90.16 | 5 | 0
2015 | SPP_N_2_RMPA | SPP_N | RMPA | External | Summer | B2 | 25 | 210 | 0 | 91.39 | 83.79 | 5 | 0
2015 | SPP_N_2_RMPA | SPP_N | RMPA | External | Summer | B3 | 75 | 210 | 0 | 90.44 | 83.79 | 5 | 0
2015 | SPP_N_2_RMPA | SPP_N | RMPA | External | Summer | B4 | 100 | 210 | 0 | 86.65 | 81.39 | 5 | 0
2015 | SPP_N_2_RMPA | SPP_N | RMPA | External | Summer | B5 | 200 | 210 | 0 | 81.18 | 73.17 | 5 | 0
2015 | SPP_N_2_RMPA | SPP_N | RMPA | External | Summer | B6 | 300 | 210 | 0 | 69.32 | 61.32 | 5 | 0
2015 | SPP_N_2_RMPA | SPP_N | RMPA | External | Summer | B7 | 400 | 210 | 0 | 62.71 | 59.27 | 5 | 0
2015 | SPP_N_2_RMPA | SPP_N | RMPA | External | Summer | B8 | 500 | 210 | 0 | 58.7 | 59.27 | 5 | 0
2015 | SPP_N_2_RMPA | SPP_N | RMPA | External | Summer | B9 | 800 | 210 | 0 | 56.11 | 59.27 | 5 | 0
2015 | SPP_N_2_RMPA | SPP_N | RMPA | External | Summer | B10 | 1262 | 210 | 0 | 54.58 | 59.27 | 5 | 0
2015 | SPP_N_2_RMPA | SPP_N | RMPA | External | Winter | B16 | 25 | 210 | 0 | 72.88 | 75.97 | 5 | 0
2015 | SPP_N_2_RMPA | SPP_N | RMPA | External | Winter | B17 | 100 | 210 | 0 | 62 | 66.98 | 5 | 0
2015 | SPP_N_2_RMPA | SPP_N | RMPA | External | Winter | B18 | 400 | 210 | 0 | 59.86 | 63.71 | 5 | 0
2015 | SPP_N_2_RMPA | SPP_N | RMPA | External | Winter | B19 | 700 | 210 | 0 | 59.84 | 63.71 | 5 | 0
2015 | SPP_N_2_RMPA | SPP_N | RMPA | External | Winter | B20 | 935 | 210 | 89.34 | 56.69 | 61.69 | 5 | 0
2015 | SPP_S_2_ERCOT | SPP_S | ERCOT | External | Shoulder | B11 | 25 | 800 | 0 | 83.05 | 84 | 5 | 0
2015 | SPP_S_2_ERCOT | SPP_S | ERCOT | External | Shoulder | B12 | 200 | 800 | 0 | 60.04 | 57.25 | 5 | 0
2015 | SPP_S_2_ERCOT | SPP_S | ERCOT | External | Shoulder | B13 | 600 | 800 | 0 | 59.44 | 57.25 | 5 | 0
2015 | SPP_S_2_ERCOT | SPP_S | ERCOT | External | Shoulder | B14 | 900 | 800 | 0 | 57.39 | 57.25 | 5 | 0
2015 | SPP_S_2_ERCOT | SPP_S | ERCOT | External | Shoulder | B15 | 1203 | 800 | 0 | 57.39 | 57.25 | 5 | 0
2015 | SPP_S_2_ERCOT | SPP_S | ERCOT | External | Summer | B1 | 10 | 800 | 0 | 92.15 | 82.44 | 5 | 0
2015 | SPP_S_2_ERCOT | SPP_S | ERCOT | External | Summer | B2 | 25 | 800 | 0 | 90.44 | 82.44 | 5 | 0
2015 | SPP_S_2_ERCOT | SPP_S | ERCOT | External | Summer | B3 | 75 | 800 | 0 | 90.43 | 82.44 | 5 | 0
2015 | SPP_S_2_ERCOT | SPP_S | ERCOT | External | Summer | B4 | 100 | 800 | 0 | 83.79 | 82.44 | 5 | 0
2015 | SPP_S_2_ERCOT | SPP_S | ERCOT | External | Summer | B5 | 200 | 800 | 0 | 81.19 | 82.44 | 5 | 0
2015 | SPP_S_2_ERCOT | SPP_S | ERCOT | External | Summer | B6 | 300 | 800 | 0 | 69.33 | 61.33 | 5 | 0
2015 | SPP_S_2_ERCOT | SPP_S | ERCOT | External | Summer | B7 | 400 | 800 | 0 | 62.72 | 56.2 | 5 | 0
2015 | SPP_S_2_ERCOT | SPP_S | ERCOT | External | Summer | B8 | 500 | 800 | 0 | 58.71 | 56.2 | 5 | 0
2015 | SPP_S_2_ERCOT | SPP_S | ERCOT | External | Summer | B9 | 800 | 800 | 0 | 56.13 | 56.2 | 5 | 0
2015 | SPP_S_2_ERCOT | SPP_S | ERCOT | External | Summer | B10 | 1262 | 800 | 0 | 56 | 56.2 | 5 | 0
2015 | SPP_S_2_ERCOT | SPP_S | ERCOT | External | Winter | B16 | 25 | 800 | 0 | 72.89 | 64.89 | 5 | 0
2015 | SPP_S_2_ERCOT | SPP_S | ERCOT | External | Winter | B17 | 100 | 800 | 0 | 62.01 | 59.45 | 5 | 0
2015 | SPP_S_2_ERCOT | SPP_S | ERCOT | External | Winter | B18 | 400 | 800 | 0 | 59.87 | 59.45 | 5 | 0
2015 | SPP_S_2_ERCOT | SPP_S | ERCOT | External | Winter | B19 | 700 | 800 | 0 | 59.85 | 59.45 | 5 | 0
2015 | SPP_S_2_ERCOT | SPP_S | ERCOT | External | Winter | B20 | 935 | 800 | 0 | 59.74 | 59.07 | 5 | 0
2020 | AZ_NM_SNV_Coal_2_SPP_S | AZ_NM_SNV_Coal | SPP_S | External | Shoulder | B11 | 25 | 400 | 0 | 66.85 | 67.84 | 8.17 | 0
2020 | AZ_NM_SNV_Coal_2_SPP_S | AZ_NM_SNV_Coal | SPP_S | External | Shoulder | B12 | 200 | 400 | 0 | 66.85 | 62.78 | 8.17 | 0
2020 | AZ_NM_SNV_Coal_2_SPP_S | AZ_NM_SNV_Coal | SPP_S | External | Shoulder | B13 | 600 | 400 | 0 | 66.85 | 60.52 | 8.17 | 0
2020 | AZ_NM_SNV_Coal_2_SPP_S | AZ_NM_SNV_Coal | SPP_S | External | Shoulder | B14 | 900 | 400 | 0 | 66.85 | 56.99 | 8.17 | 0
2020 | AZ_NM_SNV_Coal_2_SPP_S | AZ_NM_SNV_Coal | SPP_S | External | Shoulder | B15 | 1203 | 400 | 0 | 62.94 | 56.99 | 8.17 | 0
2020 | AZ_NM_SNV_Coal_2_SPP_S | AZ_NM_SNV_Coal | SPP_S | External | Summer | B1 | 10 | 400 | 0 | 89.19 | 64.09 | 8.17 | 0
2020 | AZ_NM_SNV_Coal_2_SPP_S | AZ_NM_SNV_Coal | SPP_S | External | Summer | B2 | 25 | 400 | 0 | 89.19 | 92.88 | 8.17 | 0
2020 | AZ_NM_SNV_Coal_2_SPP_S | AZ_NM_SNV_Coal | SPP_S | External | Summer | B3 | 75 | 400 | 0 | 89.19 | 93.66 | 8.17 | 0
2020 | AZ_NM_SNV_Coal_2_SPP_S | AZ_NM_SNV_Coal | SPP_S | External | Summer | B4 | 100 | 400 | 0 | 84.85 | 92.88 | 8.17 | 0
2020 | AZ_NM_SNV_Coal_2_SPP_S | AZ_NM_SNV_Coal | SPP_S | External | Summer | B5 | 200 | 400 | 0 | 76.09 | 84.22 | 8.17 | 0
2020 | AZ_NM_SNV_Coal_2_SPP_S | AZ_NM_SNV_Coal | SPP_S | External | Summer | B6 | 300 | 400 | 0 | 71.06 | 67.06 | 8.17 | 0
2020 | AZ_NM_SNV_Coal_2_SPP_S | AZ_NM_SNV_Coal | SPP_S | External | Summer | B7 | 400 | 400 | 0 | 68.51 | 64.91 | 8.17 | 0
2020 | AZ_NM_SNV_Coal_2_SPP_S | AZ_NM_SNV_Coal | SPP_S | External | Summer | B8 | 500 | 400 | 0 | 65.35 | 63.95 | 8.17 | 0
2020 | AZ_NM_SNV_Coal_2_SPP_S | AZ_NM_SNV_Coal | SPP_S | External | Summer | B9 | 800 | 400 | 0 | 65.23 | 61.53 | 8.17 | 0
2020 | AZ_NM_SNV_Coal_2_SPP_S | AZ_NM_SNV_Coal | SPP_S | External | Summer | B10 | 1262 | 400 | 0 | 65.23 | 57.67 | 8.17 | 0
2020 | AZ_NM_SNV_Coal_2_SPP_S | AZ_NM_SNV_Coal | SPP_S | External | Winter | B16 | 25 | 400 | 0 | 69.88 | 67.39 | 8.17 | 0
2020 | AZ_NM_SNV_Coal_2_SPP_S | AZ_NM_SNV_Coal | SPP_S | External | Winter | B17 | 100 | 400 | 0 | 69.88 | 62.74 | 8.17 | 0
2020 | AZ_NM_SNV_Coal_2_SPP_S | AZ_NM_SNV_Coal | SPP_S | External | Winter | B18 | 400 | 400 | 0 | 68.79 | 61.78 | 8.17 | 0
2020 | AZ_NM_SNV_Coal_2_SPP_S | AZ_NM_SNV_Coal | SPP_S | External | Winter | B19 | 700 | 400 | 0 | 68.79 | 60.9 | 8.17 | 0
2020 | AZ_NM_SNV_Coal_2_SPP_S | AZ_NM_SNV_Coal | SPP_S | External | Winter | B20 | 935 | 400 | 0 | 66.41 | 59.33 | 8.17 | 0
2020 | ERCOT_2_SPP_S | ERCOT | SPP_S | External | Shoulder | B11 | 25 | 800 | 0 | 95.94 | 67.84 | 8 | 0
2020 | ERCOT_2_SPP_S | ERCOT | SPP_S | External | Shoulder | B12 | 200 | 800 | 0 | 65.28 | 62.78 | 8 | 0
2020 | ERCOT_2_SPP_S | ERCOT | SPP_S | External | Shoulder | B13 | 600 | 800 | 0 | 65.28 | 60.52 | 8 | 0
2020 | ERCOT_2_SPP_S | ERCOT | SPP_S | External | Shoulder | B14 | 900 | 800 | 0 | 65.28 | 56.99 | 8 | 0
2020 | ERCOT_2_SPP_S | ERCOT | SPP_S | External | Shoulder | B15 | 1203 | 800 | 0 | 63.38 | 56.99 | 8 | 0
2020 | ERCOT_2_SPP_S | ERCOT | SPP_S | External | Summer | B1 | 10 | 800 | 0 | 108.25 | 64.09 | 8 | 0
2020 | ERCOT_2_SPP_S | ERCOT | SPP_S | External | Summer | B2 | 25 | 800 | 0 | 97.88 | 92.88 | 8 | 0
2020 | ERCOT_2_SPP_S | ERCOT | SPP_S | External | Summer | B3 | 75 | 800 | 0 | 94.24 | 93.66 | 8 | 0
2020 | ERCOT_2_SPP_S | ERCOT | SPP_S | External | Summer | B4 | 100 | 800 | 0 | 94.24 | 92.88 | 8 | 0
2020 | ERCOT_2_SPP_S | ERCOT | SPP_S | External | Summer | B5 | 200 | 800 | 0 | 94.24 | 84.22 | 8 | 0
2020 | ERCOT_2_SPP_S | ERCOT | SPP_S | External | Summer | B6 | 300 | 800 | 0 | 72.06 | 67.06 | 8 | 0
2020 | ERCOT_2_SPP_S | ERCOT | SPP_S | External | Summer | B7 | 400 | 800 | 0 | 69.91 | 64.91 | 8 | 0
2020 | ERCOT_2_SPP_S | ERCOT | SPP_S | External | Summer | B8 | 500 | 800 | 0 | 64.14 | 63.95 | 8 | 0
2020 | ERCOT_2_SPP_S | ERCOT | SPP_S | External | Summer | B9 | 800 | 800 | 0 | 64.14 | 61.53 | 8 | 0
2020 | ERCOT_2_SPP_S | ERCOT | SPP_S | External | Summer | B10 | 1262 | 800 | 0 | 64.14 | 57.67 | 8 | 0
2020 | ERCOT_2_SPP_S | ERCOT | SPP_S | External | Winter | B16 | 25 | 800 | 0 | 73.98 | 67.39 | 8 | 0
2020 | ERCOT_2_SPP_S | ERCOT | SPP_S | External | Winter | B17 | 100 | 800 | 0 | 67.74 | 62.74 | 8 | 0
2020 | ERCOT_2_SPP_S | ERCOT | SPP_S | External | Winter | B18 | 400 | 800 | 0 | 67.74 | 61.78 | 8 | 0
2020 | ERCOT_2_SPP_S | ERCOT | SPP_S | External | Winter | B19 | 700 | 800 | 0 | 67.74 | 60.9 | 8 | 0
2020 | ERCOT_2_SPP_S | ERCOT | SPP_S | External | Winter | B20 | 935 | 800 | 0 | 65.53 | 59.33 | 8 | 0
2020 | MAPP_US_2_RMPA | MAPP_US | RMPA | External | Shoulder | B11 | 25 | 200 | 0 | 69.83 | 70.35 | 8 | 0
2020 | MAPP_US_2_RMPA | MAPP_US | RMPA | External | Shoulder | B12 | 200 | 200 | 0 | 63.32 | 70.32 | 8 | 0
2020 | MAPP_US_2_RMPA | MAPP_US | RMPA | External | Shoulder | B13 | 600 | 200 | 0 | 58.51 | 65.51 | 8 | 0
2020 | MAPP_US_2_RMPA | MAPP_US | RMPA | External | Shoulder | B14 | 900 | 200 | 0 | 57.78 | 64.78 | 8 | 0
2020 | MAPP_US_2_RMPA | MAPP_US | RMPA | External | Shoulder | B15 | 1203 | 200 | 0 | 57.22 | 62.94 | 8 | 0
2020 | MAPP_US_2_RMPA | MAPP_US | RMPA | External | Summer | B1 | 10 | 200 | 0 | 101.79 | 97.35 | 8 | 0
2020 | MAPP_US_2_RMPA | MAPP_US | RMPA | External | Summer | B2 | 25 | 200 | 0 | 98.11 | 92.11 | 8 | 0
2020 | MAPP_US_2_RMPA | MAPP_US | RMPA | External | Summer | B3 | 75 | 200 | 0 | 98.28 | 97.11 | 8 | 0
2020 | MAPP_US_2_RMPA | MAPP_US | RMPA | External | Summer | B4 | 100 | 200 | 0 | 94.89 | 85.93 | 8 | 0
2020 | MAPP_US_2_RMPA | MAPP_US | RMPA | External | Summer | B5 | 200 | 200 | 0 | 94.89 | 76.21 | 8 | 0
2020 | MAPP_US_2_RMPA | MAPP_US | RMPA | External | Summer | B6 | 300 | 200 | 0 | 76.58 | 68.58 | 8 | 0
2020 | MAPP_US_2_RMPA | MAPP_US | RMPA | External | Summer | B7 | 400 | 200 | 0 | 62.9 | 68.58 | 8 | 0
2020 | MAPP_US_2_RMPA | MAPP_US | RMPA | External | Summer | B8 | 500 | 200 | 200 | 56.92 | 68.58 | 8 | 3.66
2020 | MAPP_US_2_RMPA | MAPP_US | RMPA | External | Summer | B9 | 800 | 200 | 0 | 55.96 | 62.88 | 8 | 0
2020 | MAPP_US_2_RMPA | MAPP_US | RMPA | External | Summer | B10 | 1262 | 200 | 0 | 55.67 | 62.67 | 8 | 0
2020 | MAPP_US_2_RMPA | MAPP_US | RMPA | External | Winter | B16 | 25 | 200 | 132.96 | 65.69 | 73.69 | 8 | 0
2020 | MAPP_US_2_RMPA | MAPP_US | RMPA | External | Winter | B17 | 100 | 200 | 200 | 64.73 | 73.69 | 8 | 0.96
2020 | MAPP_US_2_RMPA | MAPP_US | RMPA | External | Winter | B18 | 400 | 200 | 0 | 61.38 | 66.62 | 8 | 0
2020 | MAPP_US_2_RMPA | MAPP_US | RMPA | External | Winter | B19 | 700 | 200 | 0 | 61.38 | 66.62 | 8 | 0
2020 | MAPP_US_2_RMPA | MAPP_US | RMPA | External | Winter | B20 | 935 | 200 | 0 | 58.59 | 61.03 | 8 | 0
2020 | NE_2_RMPA | NE | RMPA | External | Shoulder | B11 | 25 | 310 | 0 | 71.84 | 70.35 | 5 | 0
2020 | NE_2_RMPA | NE | RMPA | External | Shoulder | B12 | 200 | 310 | 80.57 | 65.32 | 70.32 | 5 | 0
2020 | NE_2_RMPA | NE | RMPA | External | Shoulder | B13 | 600 | 310 | 18.17 | 60.51 | 65.51 | 5 | 0
2020 | NE_2_RMPA | NE | RMPA | External | Shoulder | B14 | 900 | 310 | 35.85 | 59.78 | 64.78 | 5 | 0
2020 | NE_2_RMPA | NE | RMPA | External | Shoulder | B15 | 1203 | 310 | 0 | 59.22 | 62.94 | 5 | 0
2020 | NE_2_RMPA | NE | RMPA | External | Summer | B1 | 10 | 310 | 0 | 105.11 | 97.35 | 5 | 0
2020 | NE_2_RMPA | NE | RMPA | External | Summer | B2 | 25 | 310 | 0 | 105.11 | 92.11 | 5 | 0
2020 | NE_2_RMPA | NE | RMPA | External | Summer | B3 | 75 | 310 | 0 | 105.11 | 97.11 | 5 | 0
2020 | NE_2_RMPA | NE | RMPA | External | Summer | B4 | 100 | 310 | 0 | 101.89 | 85.93 | 5 | 0
2020 | NE_2_RMPA | NE | RMPA | External | Summer | B5 | 200 | 310 | 0 | 96.89 | 76.21 | 5 | 0
2020 | NE_2_RMPA | NE | RMPA | External | Summer | B6 | 300 | 310 | 0 | 78.58 | 68.58 | 5 | 0
2020 | NE_2_RMPA | NE | RMPA | External | Summer | B7 | 400 | 310 | 0 | 67.97 | 68.58 | 5 | 0
2020 | NE_2_RMPA | NE | RMPA | External | Summer | B8 | 500 | 310 | 0 | 63.92 | 68.58 | 5 | 0
2020 | NE_2_RMPA | NE | RMPA | External | Summer | B9 | 800 | 310 | 0 | 61.5 | 62.88 | 5 | 0
2020 | NE_2_RMPA | NE | RMPA | External | Summer | B10 | 1262 | 310 | 90.88 | 57.67 | 62.67 | 5 | 0
2020 | NE_2_RMPA | NE | RMPA | External | Winter | B16 | 25 | 310 | 0 | 72.69 | 73.69 | 5 | 0
2020 | NE_2_RMPA | NE | RMPA | External | Winter | B17 | 100 | 310 | 284.28 | 68.69 | 73.69 | 5 | 0
2020 | NE_2_RMPA | NE | RMPA | External | Winter | B18 | 400 | 310 | 0 | 63.38 | 66.62 | 5 | 0
2020 | NE_2_RMPA | NE | RMPA | External | Winter | B19 | 700 | 310 | 0 | 63.38 | 66.62 | 5 | 0
2020 | NE_2_RMPA | NE | RMPA | External | Winter | B20 | 935 | 310 | 0 | 60.59 | 61.03 | 5 | 0
2020 | NWPP_Coal_2_MAPP_US | NWPP_Coal | MAPP_US | External | Shoulder | B11 | 25 | 150 | 0 | 71.11 | 69.83 | 8 | 0
2020 | NWPP_Coal_2_MAPP_US | NWPP_Coal | MAPP_US | External | Shoulder | B12 | 200 | 150 | 0 | 71.11 | 63.32 | 8 | 0
2020 | NWPP_Coal_2_MAPP_US | NWPP_Coal | MAPP_US | External | Shoulder | B13 | 600 | 150 | 0 | 71.11 | 58.51 | 8 | 0
2020 | NWPP_Coal_2_MAPP_US | NWPP_Coal | MAPP_US | External | Shoulder | B14 | 900 | 150 | 0 | 71.11 | 57.78 | 8 | 0
2020 | NWPP_Coal_2_MAPP_US | NWPP_Coal | MAPP_US | External | Shoulder | B15 | 1203 | 150 | 0 | 71.11 | 57.22 | 8 | 0
2020 | NWPP_Coal_2_MAPP_US | NWPP_Coal | MAPP_US | External | Summer | B1 | 10 | 150 | 150 | 81.02 | 101.79 | 8 | 12.77
2020 | NWPP_Coal_2_MAPP_US | NWPP_Coal | MAPP_US | External | Summer | B2 | 25 | 150 | 150 | 76.72 | 98.11 | 8 | 13.39
2020 | NWPP_Coal_2_MAPP_US | NWPP_Coal | MAPP_US | External | Summer | B3 | 75 | 150 | 150 | 71.04 | 98.28 | 8 | 19.23
2020 | NWPP_Coal_2_MAPP_US | NWPP_Coal | MAPP_US | External | Summer | B4 | 100 | 150 | 150 | 71.04 | 94.89 | 8 | 15.84
2020 | NWPP_Coal_2_MAPP_US | NWPP_Coal | MAPP_US | External | Summer | B5 | 200 | 150 | 150 | 71.04 | 94.89 | 8 | 15.84
2020 | NWPP_Coal_2_MAPP_US | NWPP_Coal | MAPP_US | External | Summer | B6 | 300 | 150 | 0 | 71.04 | 76.58 | 8 | 0
2020 | NWPP_Coal_2_MAPP_US | NWPP_Coal | MAPP_US | External | Summer | B7 | 400 | 150 | 0 | 71.04 | 62.9 | 8 | 0
2020 | NWPP_Coal_2_MAPP_US | NWPP_Coal | MAPP_US | External | Summer | B8 | 500 | 150 | 0 | 71.04 | 56.92 | 8 | 0
2020 | NWPP_Coal_2_MAPP_US | NWPP_Coal | MAPP_US | External | Summer | B9 | 800 | 150 | 0 | 71.04 | 55.96 | 8 | 0
2020 | NWPP_Coal_2_MAPP_US | NWPP_Coal | MAPP_US | External | Summer | B10 | 1262 | 150 | 0 | 71.04 | 55.67 | 8 | 0
2020 | NWPP_Coal_2_MAPP_US | NWPP_Coal | MAPP_US | External | Winter | B16 | 25 | 150 | 0 | 74.78 | 65.69 | 8 | 0
2020 | NWPP_Coal_2_MAPP_US | NWPP_Coal | MAPP_US | External | Winter | B17 | 100 | 150 | 0 | 74.78 | 64.73 | 8 | 0
2020 | NWPP_Coal_2_MAPP_US | NWPP_Coal | MAPP_US | External | Winter | B18 | 400 | 150 | 0 | 74.78 | 61.38 | 8 | 0
2020 | NWPP_Coal_2_MAPP_US | NWPP_Coal | MAPP_US | External | Winter | B19 | 700 | 150 | 0 | 74.78 | 61.38 | 8 | 0
2020 | NWPP_Coal_2_MAPP_US | NWPP_Coal | MAPP_US | External | Winter | B20 | 935 | 150 | 0 | 74.78 | 58.59 | 8 | 0
2020 | RMPA_2_MAPP_US | RMPA | MAPP_US | External | Shoulder | B11 | 25 | 200 | 0 | 70.35 | 69.83 | 8 | 0
2020 | RMPA_2_MAPP_US | RMPA | MAPP_US | External | Shoulder | B12 | 200 | 200 | 0 | 70.32 | 63.32 | 8 | 0
2020 | RMPA_2_MAPP_US | RMPA | MAPP_US | External | Shoulder | B13 | 600 | 200 | 0 | 65.51 | 58.51 | 8 | 0
2020 | RMPA_2_MAPP_US | RMPA | MAPP_US | External | Shoulder | B14 | 900 | 200 | 0 | 64.78 | 57.78 | 8 | 0
2020 | RMPA_2_MAPP_US | RMPA | MAPP_US | External | Shoulder | B15 | 1203 | 200 | 0 | 62.94 | 57.22 | 8 | 0
2020 | RMPA_2_MAPP_US | RMPA | MAPP_US | External | Summer | B1 | 10 | 200 | 0 | 97.35 | 101.79 | 8 | 0
2020 | RMPA_2_MAPP_US | RMPA | MAPP_US | External | Summer | B2 | 25 | 200 | 0 | 92.11 | 98.11 | 8 | 0
2020 | RMPA_2_MAPP_US | RMPA | MAPP_US | External | Summer | B3 | 75 | 200 | 0 | 97.11 | 98.28 | 8 | 0
2020 | RMPA_2_MAPP_US | RMPA | MAPP_US | External | Summer | B4 | 100 | 200 | 200 | 85.93 | 94.89 | 8 | 0.95
2020 | RMPA_2_MAPP_US | RMPA | MAPP_US | External | Summer | B5 | 200 | 200 | 200 | 76.21 | 94.89 | 8 | 10.68
2020 | RMPA_2_MAPP_US | RMPA | MAPP_US | External | Summer | B6 | 300 | 200 | 40.1 | 68.58 | 76.58 | 8 | 0
2020 | RMPA_2_MAPP_US | RMPA | MAPP_US | External | Summer | B7 | 400 | 200 | 0 | 68.58 | 62.9 | 8 | 0
2020 | RMPA_2_MAPP_US | RMPA | MAPP_US | External | Summer | B8 | 500 | 200 | 0 | 68.58 | 56.92 | 8 | 0
2020 | RMPA_2_MAPP_US | RMPA | MAPP_US | External | Summer | B9 | 800 | 200 | 0 | 62.88 | 55.96 | 8 | 0
2020 | RMPA_2_MAPP_US | RMPA | MAPP_US | External | Summer | B10 | 1262 | 200 | 0 | 62.67 | 55.67 | 8 | 0
2020 | RMPA_2_MAPP_US | RMPA | MAPP_US | External | Winter | B16 | 25 | 200 | 0 | 73.69 | 65.69 | 8 | 0
2020 | RMPA_2_MAPP_US | RMPA | MAPP_US | External | Winter | B17 | 100 | 200 | 0 | 73.69 | 64.73 | 8 | 0
2020 | RMPA_2_MAPP_US | RMPA | MAPP_US | External | Winter | B18 | 400 | 200 | 0 | 66.62 | 61.38 | 8 | 0
2020 | RMPA_2_MAPP_US | RMPA | MAPP_US | External | Winter | B19 | 700 | 200 | 0 | 66.62 | 61.38 | 8 | 0
2020 | RMPA_2_MAPP_US | RMPA | MAPP_US | External | Winter | B20 | 935 | 200 | 0 | 61.03 | 58.59 | 8 | 0
2020 | RMPA_2_NE | RMPA | NE | External | Shoulder | B11 | 25 | 310 | 0 | 70.35 | 71.84 | 8 | 0
2020 | RMPA_2_NE | RMPA | NE | External | Shoulder | B12 | 200 | 310 | 0 | 70.32 | 65.32 | 8 | 0
2020 | RMPA_2_NE | RMPA | NE | External | Shoulder | B13 | 600 | 310 | 0 | 65.51 | 60.51 | 8 | 0
2020 | RMPA_2_NE | RMPA | NE | External | Shoulder | B14 | 900 | 310 | 0 | 64.78 | 59.78 | 8 | 0
2020 | RMPA_2_NE | RMPA | NE | External | Shoulder | B15 | 1203 | 310 | 0 | 62.94 | 59.22 | 8 | 0
2020 | RMPA_2_NE | RMPA | NE | External | Summer | B1 | 10 | 310 | 0 | 97.35 | 105.11 | 8 | 0
2020 | RMPA_2_NE | RMPA | NE | External | Summer | B2 | 25 | 310 | 310 | 92.11 | 105.11 | 8 | 5
2020 | RMPA_2_NE | RMPA | NE | External | Summer | B3 | 75 | 310 | 273.6 | 97.11 | 105.11 | 8 | 0
2020 | RMPA_2_NE | RMPA | NE | External | Summer | B4 | 100 | 310 | 310 | 85.93 | 101.89 | 8 | 7.95
2020 | RMPA_2_NE | RMPA | NE | External | Summer | B5 | 200 | 310 | 310 | 76.21 | 96.89 | 8 | 12.68
2020 | RMPA_2_NE | RMPA | NE | External | Summer | B6 | 300 | 310 | 310 | 68.58 | 78.58 | 8 | 2
2020 | RMPA_2_NE | RMPA | NE | External | Summer | B7 | 400 | 310 | 0 | 68.58 | 67.97 | 8 | 0
2020 | RMPA_2_NE | RMPA | NE | External | Summer | B8 | 500 | 310 | 0 | 68.58 | 63.92 | 8 | 0
2020 | RMPA_2_NE | RMPA | NE | External | Summer | B9 | 800 | 310 | 0 | 62.88 | 61.5 | 8 | 0
2020 | RMPA_2_NE | RMPA | NE | External | Summer | B10 | 1262 | 310 | 0 | 62.67 | 57.67 | 8 | 0
2020 | RMPA_2_NE | RMPA | NE | External | Winter | B16 | 25 | 310 | 0 | 73.69 | 72.69 | 8 | 0
2020 | RMPA_2_NE | RMPA | NE | External | Winter | B17 | 100 | 310 | 0 | 73.69 | 68.69 | 8 | 0
2020 | RMPA_2_NE | RMPA | NE | External | Winter | B18 | 400 | 310 | 0 | 66.62 | 63.38 | 8 | 0
2020 | RMPA_2_NE | RMPA | NE | External | Winter | B19 | 700 | 310 | 0 | 66.62 | 63.38 | 8 | 0
2020 | RMPA_2_NE | RMPA | NE | External | Winter | B20 | 935 | 310 | 0 | 61.03 | 60.59 | 8 | 0
2020 | RMPA_2_SPP_N | RMPA | SPP_N | External | Shoulder | B11 | 25 | 210 | 0 | 70.35 | 67.84 | 8 | 0
2020 | RMPA_2_SPP_N | RMPA | SPP_N | External | Shoulder | B12 | 200 | 210 | 0 | 70.32 | 62.77 | 8 | 0
2020 | RMPA_2_SPP_N | RMPA | SPP_N | External | Shoulder | B13 | 600 | 210 | 0 | 65.51 | 60.51 | 8 | 0
2020 | RMPA_2_SPP_N | RMPA | SPP_N | External | Shoulder | B14 | 900 | 210 | 0 | 64.78 | 57.06 | 8 | 0
2020 | RMPA_2_SPP_N | RMPA | SPP_N | External | Shoulder | B15 | 1203 | 210 | 0 | 62.94 | 57 | 8 | 0
2020 | RMPA_2_SPP_N | RMPA | SPP_N | External | Summer | B1 | 10 | 210 | 0 | 97.35 | 99.79 | 8 | 0
2020 | RMPA_2_SPP_N | RMPA | SPP_N | External | Summer | B2 | 25 | 210 | 22.26 | 92.11 | 100.11 | 8 | 0
2020 | RMPA_2_SPP_N | RMPA | SPP_N | External | Summer | B3 | 75 | 210 | 0 | 97.11 | 100.28 | 8 | 0
2020 | RMPA_2_SPP_N | RMPA | SPP_N | External | Summer | B4 | 100 | 210 | 0 | 85.93 | 92.89 | 8 | 0
2020 | RMPA_2_SPP_N | RMPA | SPP_N | External | Summer | B5 | 200 | 210 | 37.99 | 76.21 | 84.21 | 8 | 0
2020 | RMPA_2_SPP_N | RMPA | SPP_N | External | Summer | B6 | 300 | 210 | 0 | 68.58 | 67.05 | 8 | 0
2020 | RMPA_2_SPP_N | RMPA | SPP_N | External | Summer | B7 | 400 | 210 | 0 | 68.58 | 64.9 | 8 | 0
2020 | RMPA_2_SPP_N | RMPA | SPP_N | External | Summer | B8 | 500 | 210 | 0 | 68.58 | 63.94 | 8 | 0
2020 | RMPA_2_SPP_N | RMPA | SPP_N | External | Summer | B9 | 800 | 210 | 0 | 62.88 | 61.52 | 8 | 0
2020 | RMPA_2_SPP_N | RMPA | SPP_N | External | Summer | B10 | 1262 | 210 | 0 | 62.67 | 57.66 | 8 | 0
2020 | RMPA_2_SPP_N | RMPA | SPP_N | External | Winter | B16 | 25 | 210 | 0 | 73.69 | 67.4 | 8 | 0
2020 | RMPA_2_SPP_N | RMPA | SPP_N | External | Winter | B17 | 100 | 210 | 0 | 73.69 | 63.1 | 8 | 0
2020 | RMPA_2_SPP_N | RMPA | SPP_N | External | Winter | B18 | 400 | 210 | 0 | 66.62 | 61.77 | 8 | 0
2020 | RMPA_2_SPP_N | RMPA | SPP_N | External | Winter | B19 | 700 | 210 | 0 | 66.62 | 60.89 | 8 | 0
2020 | RMPA_2_SPP_N | RMPA | SPP_N | External | Winter | B20 | 935 | 210 | 0 | 61.03 | 59.33 | 8 | 0
2020 | SPP_N_2_RMPA | SPP_N | RMPA | External | Shoulder | B11 | 25 | 210 | 0 | 67.84 | 70.35 | 5 | 0
2020 | SPP_N_2_RMPA | SPP_N | RMPA | External | Shoulder | B12 | 200 | 210 | 210 | 62.77 | 70.32 | 5 | 2.55
2020 | SPP_N_2_RMPA | SPP_N | RMPA | External | Shoulder | B13 | 600 | 210 | 74.05 | 60.51 | 65.51 | 5 | 0
2020 | SPP_N_2_RMPA | SPP_N | RMPA | External | Shoulder | B14 | 900 | 210 | 210 | 57.06 | 64.78 | 5 | 2.72
2020 | SPP_N_2_RMPA | SPP_N | RMPA | External | Shoulder | B15 | 1203 | 210 | 210 | 57 | 62.94 | 5 | 0.94
2020 | SPP_N_2_RMPA | SPP_N | RMPA | External | Summer | B1 | 10 | 210 | 0 | 99.79 | 97.35 | 5 | 0
2020 | SPP_N_2_RMPA | SPP_N | RMPA | External | Summer | B2 | 25 | 210 | 0 | 100.11 | 92.11 | 5 | 0
2020 | SPP_N_2_RMPA | SPP_N | RMPA | External | Summer | B3 | 75 | 210 | 0 | 100.28 | 97.11 | 5 | 0
2020 | SPP_N_2_RMPA | SPP_N | RMPA | External | Summer | B4 | 100 | 210 | 0 | 92.89 | 85.93 | 5 | 0
2020 | SPP_N_2_RMPA | SPP_N | RMPA | External | Summer | B5 | 200 | 210 | 0 | 84.21 | 76.21 | 5 | 0
2020 | SPP_N_2_RMPA | SPP_N | RMPA | External | Summer | B6 | 300 | 210 | 0 | 67.05 | 68.58 | 5 | 0
2020 | SPP_N_2_RMPA | SPP_N | RMPA | External | Summer | B7 | 400 | 210 | 0 | 64.9 | 68.58 | 5 | 0
2020 | SPP_N_2_RMPA | SPP_N | RMPA | External | Summer | B8 | 500 | 210 | 0 | 63.94 | 68.58 | 5 | 0
2020 | SPP_N_2_RMPA | SPP_N | RMPA | External | Summer | B9 | 800 | 210 | 0 | 61.52 | 62.88 | 5 | 0
2020 | SPP_N_2_RMPA | SPP_N | RMPA | External | Summer | B10 | 1262 | 210 | 210 | 57.66 | 62.67 | 5 | 0.01
2020 | SPP_N_2_RMPA | SPP_N | RMPA | External | Winter | B16 | 25 | 210 | 210 | 67.4 | 73.69 | 5 | 1.29
2020 | SPP_N_2_RMPA | SPP_N | RMPA | External | Winter | B17 | 100 | 210 | 210 | 63.1 | 73.69 | 5 | 5.59
2020 | SPP_N_2_RMPA | SPP_N | RMPA | External | Winter | B18 | 400 | 210 | 0 | 61.77 | 66.62 | 5 | 0
2020 | SPP_N_2_RMPA | SPP_N | RMPA | External | Winter | B19 | 700 | 210 | 210 | 60.89 | 66.62 | 5 | 0.73
2020 | SPP_N_2_RMPA | SPP_N | RMPA | External | Winter | B20 | 935 | 210 | 0 | 59.33 | 61.03 | 5 | 0
2020 | SPP_S_2_ERCOT | SPP_S | ERCOT | External | Shoulder | B11 | 25 | 800 | 800 | 67.84 | 95.94 | 5 | 23.1
2020 | SPP_S_2_ERCOT | SPP_S | ERCOT | External | Shoulder | B12 | 200 | 800 | 0 | 62.78 | 65.28 | 5 | 0
2020 | SPP_S_2_ERCOT | SPP_S | ERCOT | External | Shoulder | B13 | 600 | 800 | 0 | 60.52 | 65.28 | 5 | 0
2020 | SPP_S_2_ERCOT | SPP_S | ERCOT | External | Shoulder | B14 | 900 | 800 | 800 | 56.99 | 65.28 | 5 | 3.29
2020 | SPP_S_2_ERCOT | SPP_S | ERCOT | External | Shoulder | B15 | 1203 | 800 | 800 | 56.99 | 63.38 | 5 | 1.39
2020 | SPP_S_2_ERCOT | SPP_S | ERCOT | External | Summer | B1 | 10 | 800 | 800 | 64.09 | 108.25 | 5 | 39.15
2020 | SPP_S_2_ERCOT | SPP_S | ERCOT | External | Summer | B2 | 25 | 800 | 155.13 | 92.88 | 97.88 | 5 | 0
2020 | SPP_S_2_ERCOT | SPP_S | ERCOT | External | Summer | B3 | 75 | 800 | 0 | 93.66 | 94.24 | 5 | 0
2020 | SPP_S_2_ERCOT | SPP_S | ERCOT | External | Summer | B4 | 100 | 800 | 0 | 92.88 | 94.24 | 5 | 0
2020 | SPP_S_2_ERCOT | SPP_S | ERCOT | External | Summer | B5 | 200 | 800 | 800 | 84.22 | 94.24 | 5 | 5.03
2020 | SPP_S_2_ERCOT | SPP_S | ERCOT | External | Summer | B6 | 300 | 800 | 154.77 | 67.06 | 72.06 | 5 | 0
2020 | SPP_S_2_ERCOT | SPP_S | ERCOT | External | Summer | B7 | 400 | 800 | 539.16 | 64.91 | 69.91 | 5 | 0
2020 | SPP_S_2_ERCOT | SPP_S | ERCOT | External | Summer | B8 | 500 | 800 | 0 | 63.95 | 64.14 | 5 | 0
2020 | SPP_S_2_ERCOT | SPP_S | ERCOT | External | Summer | B9 | 800 | 800 | 0 | 61.53 | 64.14 | 5 | 0
2020 | SPP_S_2_ERCOT | SPP_S | ERCOT | External | Summer | B10 | 1262 | 800 | 800 | 57.67 | 64.14 | 5 | 1.47
2020 | SPP_S_2_ERCOT | SPP_S | ERCOT | External | Winter | B16 | 25 | 800 | 800 | 67.39 | 73.98 | 5 | 1.58
2020 | SPP_S_2_ERCOT | SPP_S | ERCOT | External | Winter | B17 | 100 | 800 | 73.72 | 62.74 | 67.74 | 5 | 0
2020 | SPP_S_2_ERCOT | SPP_S | ERCOT | External | Winter | B18 | 400 | 800 | 800 | 61.78 | 67.74 | 5 | 0.96
2020 | SPP_S_2_ERCOT | SPP_S | ERCOT | External | Winter | B19 | 700 | 800 | 800 | 60.9 | 67.74 | 5 | 1.85
2020 | SPP_S_2_ERCOT | SPP_S | ERCOT | External | Winter | B20 | 935 | 800 | 800 | 59.33 | 65.53 | 5 | 1.19
2025 | AZ_NM_SNV_Coal_2_SPP_S | AZ_NM_SNV_Coal | SPP_S | External | Shoulder | B11 | 25 | 400 | 0 | 73.16 | 81.17 | 8.17 | 0
2025 | AZ_NM_SNV_Coal_2_SPP_S | AZ_NM_SNV_Coal | SPP_S | External | Shoulder | B12 | 200 | 400 | 0 | 72.49 | 70.5 | 8.17 | 0
2025 | AZ_NM_SNV_Coal_2_SPP_S | AZ_NM_SNV_Coal | SPP_S | External | Shoulder | B13 | 600 | 400 | 0 | 72.49 | 69.84 | 8.17 | 0
2025 | AZ_NM_SNV_Coal_2_SPP_S | AZ_NM_SNV_Coal | SPP_S | External | Shoulder | B14 | 900 | 400 | 0 | 72.49 | 61.37 | 8.17 | 0
2025 | AZ_NM_SNV_Coal_2_SPP_S | AZ_NM_SNV_Coal | SPP_S | External | Shoulder | B15 | 1203 | 400 | 0 | 67.85 | 60.93 | 8.17 | 0
2025 | AZ_NM_SNV_Coal_2_SPP_S | AZ_NM_SNV_Coal | SPP_S | External | Summer | B1 | 10 | 400 | 0 | 101.64 | 72.32 | 8.17 | 0
2025 | AZ_NM_SNV_Coal_2_SPP_S | AZ_NM_SNV_Coal | SPP_S | External | Summer | B2 | 25 | 400 | 0 | 97.41 | 100.23 | 8.17 | 0
2025 | AZ_NM_SNV_Coal_2_SPP_S | AZ_NM_SNV_Coal | SPP_S | External | Summer | B3 | 75 | 400 | 17.16 | 97.41 | 105.57 | 8.17 | 0
2025 | AZ_NM_SNV_Coal_2_SPP_S | AZ_NM_SNV_Coal | SPP_S | External | Summer | B4 | 100 | 400 | 0 | 93.51 | 100.23 | 8.17 | 0
2025 | AZ_NM_SNV_Coal_2_SPP_S | AZ_NM_SNV_Coal | SPP_S | External | Summer | B5 | 200 | 400 | 400 | 84.18 | 93.43 | 8.17 | 1.08
2025 | AZ_NM_SNV_Coal_2_SPP_S | AZ_NM_SNV_Coal | SPP_S | External | Summer | B6 | 300 | 400 | 0 | 82.63 | 87.18 | 8.17 | 0
2025 | AZ_NM_SNV_Coal_2_SPP_S | AZ_NM_SNV_Coal | SPP_S | External | Summer | B7 | 400 | 400 | 0 | 75.3 | 77.59 | 8.17 | 0
2025 | AZ_NM_SNV_Coal_2_SPP_S | AZ_NM_SNV_Coal | SPP_S | External | Summer | B8 | 500 | 400 | 0 | 74.45 | 69.46 | 8.17 | 0
2025 | AZ_NM_SNV_Coal_2_SPP_S | AZ_NM_SNV_Coal | SPP_S | External | Summer | B9 | 800 | 400 | 0 | 71.12 | 69.11 | 8.17 | 0
2025 | AZ_NM_SNV_Coal_2_SPP_S | AZ_NM_SNV_Coal | SPP_S | External | Summer | B10 | 1262 | 400 | 0 | 70.69 | 60.37 | 8.17 | 0
2025 | AZ_NM_SNV_Coal_2_SPP_S | AZ_NM_SNV_Coal | SPP_S | External | Winter | B16 | 25 | 400 | 0 | 75.85 | 73.55 | 8.17 | 0
2025 | AZ_NM_SNV_Coal_2_SPP_S | AZ_NM_SNV_Coal | SPP_S | External | Winter | B17 | 100 | 400 | 0 | 75.85 | 64.68 | 8.17 | 0
2025 | AZ_NM_SNV_Coal_2_SPP_S | AZ_NM_SNV_Coal | SPP_S | External | Winter | B18 | 400 | 400 | 0 | 75.85 | 70.1 | 8.17 | 0
2025 | AZ_NM_SNV_Coal_2_SPP_S | AZ_NM_SNV_Coal | SPP_S | External | Winter | B19 | 700 | 400 | 0 | 75.85 | 68.13 | 8.17 | 0
2025 | AZ_NM_SNV_Coal_2_SPP_S | AZ_NM_SNV_Coal | SPP_S | External | Winter | B20 | 935 | 400 | 0 | 70.29 | 63.96 | 8.17 | 0
2025 | ERCOT_2_SPP_S | ERCOT | SPP_S | External | Shoulder | B11 | 25 | 800 | 0 | 81.97 | 81.17 | 8 | 0
2025 | ERCOT_2_SPP_S | ERCOT | SPP_S | External | Shoulder | B12 | 200 | 800 | 0 | 70.42 | 70.5 | 8 | 0
2025 | ERCOT_2_SPP_S | ERCOT | SPP_S | External | Shoulder | B13 | 600 | 800 | 0 | 70.42 | 69.84 | 8 | 0
2025 | ERCOT_2_SPP_S | ERCOT | SPP_S | External | Shoulder | B14 | 900 | 800 | 0 | 70.42 | 61.37 | 8 | 0
2025 | ERCOT_2_SPP_S | ERCOT | SPP_S | External | Shoulder | B15 | 1203 | 800 | 0 | 61.3 | 60.93 | 8 | 0
2025 | ERCOT_2_SPP_S | ERCOT | SPP_S | External | Summer | B1 | 10 | 800 | 0 | 101.72 | 72.32 | 8 | 0
2025 | ERCOT_2_SPP_S | ERCOT | SPP_S | External | Summer | B2 | 25 | 800 | 0 | 101.72 | 100.23 | 8 | 0
2025 | ERCOT_2_SPP_S | ERCOT | SPP_S | External | Summer | B3 | 75 | 800 | 0 | 101.72 | 105.57 | 8 | 0
2025 | ERCOT_2_SPP_S | ERCOT | SPP_S | External | Summer | B4 | 100 | 800 | 0 | 101.72 | 100.23 | 8 | 0
2025 | ERCOT_2_SPP_S | ERCOT | SPP_S | External | Summer | B5 | 200 | 800 | 0 | 101.72 | 93.43 | 8 | 0
2025 | ERCOT_2_SPP_S | ERCOT | SPP_S | External | Summer | B6 | 300 | 800 | 0 | 81.97 | 87.18 | 8 | 0
2025 | ERCOT_2_SPP_S | ERCOT | SPP_S | External | Summer | B7 | 400 | 800 | 0 | 75.53 | 77.59 | 8 | 0
2025 | ERCOT_2_SPP_S | ERCOT | SPP_S | External | Summer | B8 | 500 | 800 | 0 | 69.16 | 69.46 | 8 | 0
2025 | ERCOT_2_SPP_S | ERCOT | SPP_S | External | Summer | B9 | 800 | 800 | 0 | 69.16 | 69.11 | 8 | 0
2025 | ERCOT_2_SPP_S | ERCOT | SPP_S | External | Summer | B10 | 1262 | 800 | 0 | 60.23 | 60.37 | 8 | 0
2025 | ERCOT_2_SPP_S | ERCOT | SPP_S | External | Winter | B16 | 25 | 800 | 0 | 79.09 | 73.55 | 8 | 0
2025 | ERCOT_2_SPP_S | ERCOT | SPP_S | External | Winter | B17 | 100 | 800 | 0 | 73.13 | 64.68 | 8 | 0
2025 | ERCOT_2_SPP_S | ERCOT | SPP_S | External | Winter | B18 | 400 | 800 | 0 | 73.13 | 70.1 | 8 | 0
2025 | ERCOT_2_SPP_S | ERCOT | SPP_S | External | Winter | B19 | 700 | 800 | 0 | 73.13 | 68.13 | 8 | 0
2025 | ERCOT_2_SPP_S | ERCOT | SPP_S | External | Winter | B20 | 935 | 800 | 0 | 63.61 | 63.96 | 8 | 0
2025 | MAPP_US_2_RMPA | MAPP_US | RMPA | External | Shoulder | B11 | 25 | 200 | 0 | 74.2 | 76.45 | 8 | 0
2025 | MAPP_US_2_RMPA | MAPP_US | RMPA | External | Shoulder | B12 | 200 | 200 | 200 | 63.48 | 76.45 | 8 | 4.97
2025 | MAPP_US_2_RMPA | MAPP_US | RMPA | External | Shoulder | B13 | 600 | 200 | 200 | 62.81 | 75.41 | 8 | 4.6
2025 | MAPP_US_2_RMPA | MAPP_US | RMPA | External | Shoulder | B14 | 900 | 200 | 200 | 54.7 | 75.41 | 8 | 12.72
2025 | MAPP_US_2_RMPA | MAPP_US | RMPA | External | Shoulder | B15 | 1203 | 200 | 200 | 53.92 | 74.95 | 8 | 13.03
2025 | MAPP_US_2_RMPA | MAPP_US | RMPA | External | Summer | B1 | 10 | 200 | 0 | 102.52 | 101.64 | 8 | 0
2025 | MAPP_US_2_RMPA | MAPP_US | RMPA | External | Summer | B2 | 25 | 200 | 0 | 100.43 | 100.15 | 8 | 0
2025 | MAPP_US_2_RMPA | MAPP_US | RMPA | External | Summer | B3 | 75 | 200 | 0 | 100.43 | 99.44 | 8 | 0
2025 | MAPP_US_2_RMPA | MAPP_US | RMPA | External | Summer | B4 | 100 | 200 | 0 | 93.21 | 90.78 | 8 | 0
2025 | MAPP_US_2_RMPA | MAPP_US | RMPA | External | Summer | B5 | 200 | 200 | 0 | 86.4 | 85.4 | 8 | 0
2025 | MAPP_US_2_RMPA | MAPP_US | RMPA | External | Summer | B6 | 300 | 200 | 0 | 80.15 | 84.51 | 8 | 0
2025 | MAPP_US_2_RMPA | MAPP_US | RMPA | External | Summer | B7 | 400 | 200 | 46.23 | 70.56 | 78.56 | 8 | 0
2025 | MAPP_US_2_RMPA | MAPP_US | RMPA | External | Summer | B8 | 500 | 200 | 200 | 62.44 | 74.45 | 8 | 4.01
2025 | MAPP_US_2_RMPA | MAPP_US | RMPA | External | Summer | B9 | 800 | 200 | 200 | 62.08 | 74.45 | 8 | 4.37
2025 | MAPP_US_2_RMPA | MAPP_US | RMPA | External | Summer | B10 | 1262 | 200 | 200 | 53.35 | 74.45 | 8 | 13.1
2025 | MAPP_US_2_RMPA | MAPP_US | RMPA | External | Winter | B16 | 25 | 200 | 200 | 56.71 | 83.28 | 8 | 18.57
2025 | MAPP_US_2_RMPA | MAPP_US | RMPA | External | Winter | B17 | 100 | 200 | 200 | 57.66 | 80.18 | 8 | 14.52
2025 | MAPP_US_2_RMPA | MAPP_US | RMPA | External | Winter | B18 | 400 | 200 | 200 | 63 | 80.18 | 8 | 9.18
2025 | MAPP_US_2_RMPA | MAPP_US | RMPA | External | Winter | B19 | 700 | 200 | 200 | 61.11 | 80.18 | 8 | 11.08
2025 | MAPP_US_2_RMPA | MAPP_US | RMPA | External | Winter | B20 | 935 | 200 | 200 | 56.94 | 75.79 | 8 | 10.86
2025 | NE_2_RMPA | NE | RMPA | External | Shoulder | B11 | 25 | 310 | 0 | 81.2 | 76.45 | 5 | 0
2025 | NE_2_RMPA | NE | RMPA | External | Shoulder | B12 | 200 | 310 | 310 | 70.48 | 76.45 | 5 | 0.97
2025 | NE_2_RMPA | NE | RMPA | External | Shoulder | B13 | 600 | 310 | 310 | 69.81 | 75.41 | 5 | 0.6
2025 | NE_2_RMPA | NE | RMPA | External | Shoulder | B14 | 900 | 310 | 310 | 61.7 | 75.41 | 5 | 8.72
2025 | NE_2_RMPA | NE | RMPA | External | Shoulder | B15 | 1203 | 310 | 310 | 60.92 | 74.95 | 5 | 9.03
2025 | NE_2_RMPA | NE | RMPA | External | Summer | B1 | 10 | 310 | 0 | 109.52 | 101.64 | 5 | 0
2025 | NE_2_RMPA | NE | RMPA | External | Summer | B2 | 25 | 310 | 0 | 107.43 | 100.15 | 5 | 0
2025 | NE_2_RMPA | NE | RMPA | External | Summer | B3 | 75 | 310 | 0 | 107.43 | 99.44 | 5 | 0
2025 | NE_2_RMPA | NE | RMPA | External | Summer | B4 | 100 | 310 | 0 | 100.21 | 90.78 | 5 | 0
2025 | NE_2_RMPA | NE | RMPA | External | Summer | B5 | 200 | 310 | 0 | 93.4 | 85.4 | 5 | 0
2025 | NE_2_RMPA | NE | RMPA | External | Summer | B6 | 300 | 310 | 0 | 87.15 | 84.51 | 5 | 0
2025 | NE_2_RMPA | NE | RMPA | External | Summer | B7 | 400 | 310 | 0 | 77.56 | 78.56 | 5 | 0
2025 | NE_2_RMPA | NE | RMPA | External | Summer | B8 | 500 | 310 | 310 | 69.44 | 74.45 | 5 | 0.01
2025 | NE_2_RMPA | NE | RMPA | External | Summer | B9 | 800 | 310 | 310 | 69.08 | 74.45 | 5 | 0.37
2025 | NE_2_RMPA | NE | RMPA | External | Summer | B10 | 1262 | 310 | 310 | 60.35 | 74.45 | 5 | 9.1
2025 | NE_2_RMPA | NE | RMPA | External | Winter | B16 | 25 | 310 | 310 | 63.71 | 83.28 | 5 | 14.57
2025 | NE_2_RMPA | NE | RMPA | External | Winter | B17 | 100 | 310 | 310 | 64.66 | 80.18 | 5 | 10.52
2025 | NE_2_RMPA | NE | RMPA | External | Winter | B18 | 400 | 310 | 310 | 70 | 80.18 | 5 | 5.18
2025 | NE_2_RMPA | NE | RMPA | External | Winter | B19 | 700 | 310 | 310 | 68.11 | 80.18 | 5 | 7.08
2025 | NE_2_RMPA | NE | RMPA | External | Winter | B20 | 935 | 310 | 310 | 63.94 | 75.79 | 5 | 6.86
2025 | NWPP_Coal_2_MAPP_US | NWPP_Coal | MAPP_US | External | Shoulder | B11 | 25 | 150 | 0 | 83.11 | 74.2 | 8 | 0
2025 | NWPP_Coal_2_MAPP_US | NWPP_Coal | MAPP_US | External | Shoulder | B12 | 200 | 150 | 0 | 83.11 | 63.48 | 8 | 0
2025 | NWPP_Coal_2_MAPP_US | NWPP_Coal | MAPP_US | External | Shoulder | B13 | 600 | 150 | 0 | 83.11 | 62.81 | 8 | 0
2025 | NWPP_Coal_2_MAPP_US | NWPP_Coal | MAPP_US | External | Shoulder | B14 | 900 | 150 | 0 | 83.11 | 54.7 | 8 | 0
2025 | NWPP_Coal_2_MAPP_US | NWPP_Coal | MAPP_US | External | Shoulder | B15 | 1203 | 150 | 0 | 83.11 | 53.92 | 8 | 0
2025 | NWPP_Coal_2_MAPP_US | NWPP_Coal | MAPP_US | External | Summer | B1 | 10 | 150 | 150 | 93.48 | 102.52 | 8 | 1.04
2025 | NWPP_Coal_2_MAPP_US | NWPP_Coal | MAPP_US | External | Summer | B2 | 25 | 150 | 150 | 91.98 | 100.43 | 8 | 0.45
2025 | NWPP_Coal_2_MAPP_US | NWPP_Coal | MAPP_US | External | Summer | B3 | 75 | 150 | 150 | 86.49 | 100.43 | 8 | 5.95
2025 | NWPP_Coal_2_MAPP_US | NWPP_Coal | MAPP_US | External | Summer | B4 | 100 | 150 | 150 | 82.62 | 93.21 | 8 | 2.59
2025 | NWPP_Coal_2_MAPP_US | NWPP_Coal | MAPP_US | External | Summer | B5 | 200 | 150 | 0 | 82.62 | 86.4 | 8 | 0
2025 | NWPP_Coal_2_MAPP_US | NWPP_Coal | MAPP_US | External | Summer | B6 | 300 | 150 | 0 | 82.62 | 80.15 | 8 | 0
2025 | NWPP_Coal_2_MAPP_US | NWPP_Coal | MAPP_US | External | Summer | B7 | 400 | 150 | 0 | 82.62 | 70.56 | 8 | 0
2025 | NWPP_Coal_2_MAPP_US | NWPP_Coal | MAPP_US | External | Summer | B8 | 500 | 150 | 0 | 82.62 | 62.44 | 8 | 0
2025 | NWPP_Coal_2_MAPP_US | NWPP_Coal | MAPP_US | External | Summer | B9 | 800 | 150 | 0 | 82.62 | 62.08 | 8 | 0
2025 | NWPP_Coal_2_MAPP_US | NWPP_Coal | MAPP_US | External | Summer | B10 | 1262 | 150 | 0 | 82.62 | 53.35 | 8 | 0
2025 | NWPP_Coal_2_MAPP_US | NWPP_Coal | MAPP_US | External | Winter | B16 | 25 | 150 | 0 | 86.61 | 56.71 | 8 | 0
2025 | NWPP_Coal_2_MAPP_US | NWPP_Coal | MAPP_US | External | Winter | B17 | 100 | 150 | 0 | 86.61 | 57.66 | 8 | 0
2025 | NWPP_Coal_2_MAPP_US | NWPP_Coal | MAPP_US | External | Winter | B18 | 400 | 150 | 0 | 86.61 | 63 | 8 | 0
2025 | NWPP_Coal_2_MAPP_US | NWPP_Coal | MAPP_US | External | Winter | B19 | 700 | 150 | 0 | 86.61 | 61.11 | 8 | 0
2025 | NWPP_Coal_2_MAPP_US | NWPP_Coal | MAPP_US | External | Winter | B20 | 935 | 150 | 0 | 86.61 | 56.94 | 8 | 0
2025 | RMPA_2_MAPP_US | RMPA | MAPP_US | External | Shoulder | B11 | 25 | 200 | 0 | 76.45 | 74.2 | 8 | 0
2025 | RMPA_2_MAPP_US | RMPA | MAPP_US | External | Shoulder | B12 | 200 | 200 | 0 | 76.45 | 63.48 | 8 | 0
2025 | RMPA_2_MAPP_US | RMPA | MAPP_US | External | Shoulder | B13 | 600 | 200 | 0 | 75.41 | 62.81 | 8 | 0
2025 | RMPA_2_MAPP_US | RMPA | MAPP_US | External | Shoulder | B14 | 900 | 200 | 0 | 75.41 | 54.7 | 8 | 0
2025 | RMPA_2_MAPP_US | RMPA | MAPP_US | External | Shoulder | B15 | 1203 | 200 | 0 | 74.95 | 53.92 | 8 | 0
2025 | RMPA_2_MAPP_US | RMPA | MAPP_US | External | Summer | B1 | 10 | 200 | 0 | 101.64 | 102.52 | 8 | 0
2025 | RMPA_2_MAPP_US | RMPA | MAPP_US | External | Summer | B2 | 25 | 200 | 0 | 100.15 | 100.43 | 8 | 0
2025 | RMPA_2_MAPP_US | RMPA | MAPP_US | External | Summer | B3 | 75 | 200 | 0 | 99.44 | 100.43 | 8 | 0
2025 | RMPA_2_MAPP_US | RMPA | MAPP_US | External | Summer | B4 | 100 | 200 | 0 | 90.78 | 93.21 | 8 | 0
2025 | RMPA_2_MAPP_US | RMPA | MAPP_US | External | Summer | B5 | 200 | 200 | 0 | 85.4 | 86.4 | 8 | 0
2025 | RMPA_2_MAPP_US | RMPA | MAPP_US | External | Summer | B6 | 300 | 200 | 0 | 84.51 | 80.15 | 8 | 0
2025 | RMPA_2_MAPP_US | RMPA | MAPP_US | External | Summer | B7 | 400 | 200 | 0 | 78.56 | 70.56 | 8 | 0
2025 | RMPA_2_MAPP_US | RMPA | MAPP_US | External | Summer | B8 | 500 | 200 | 0 | 74.45 | 62.44 | 8 | 0
2025 | RMPA_2_MAPP_US | RMPA | MAPP_US | External | Summer | B9 | 800 | 200 | 0 | 74.45 | 62.08 | 8 | 0
2025 | RMPA_2_MAPP_US | RMPA | MAPP_US | External | Summer | B10 | 1262 | 200 | 0 | 74.45 | 53.35 | 8 | 0
2025 | RMPA_2_MAPP_US | RMPA | MAPP_US | External | Winter | B16 | 25 | 200 | 0 | 83.28 | 56.71 | 8 | 0
2025 | RMPA_2_MAPP_US | RMPA | MAPP_US | External | Winter | B17 | 100 | 200 | 0 | 80.18 | 57.66 | 8 | 0
2025 | RMPA_2_MAPP_US | RMPA | MAPP_US | External | Winter | B18 | 400 | 200 | 0 | 80.18 | 63 | 8 | 0
2025 | RMPA_2_MAPP_US | RMPA | MAPP_US | External | Winter | B19 | 700 | 200 | 0 | 80.18 | 61.11 | 8 | 0
2025 | RMPA_2_MAPP_US | RMPA | MAPP_US | External | Winter | B20 | 935 | 200 | 0 | 75.79 | 56.94 | 8 | 0
2025 | RMPA_2_NE | RMPA | NE | External | Shoulder | B11 | 25 | 310 | 0 | 76.45 | 81.2 | 8 | 0
2025 | RMPA_2_NE | RMPA | NE | External | Shoulder | B12 | 200 | 310 | 0 | 76.45 | 70.48 | 8 | 0
2025 | RMPA_2_NE | RMPA | NE | External | Shoulder | B13 | 600 | 310 | 0 | 75.41 | 69.81 | 8 | 0
2025 | RMPA_2_NE | RMPA | NE | External | Shoulder | B14 | 900 | 310 | 0 | 75.41 | 61.7 | 8 | 0
2025 | RMPA_2_NE | RMPA | NE | External | Shoulder | B15 | 1203 | 310 | 0 | 74.95 | 60.92 | 8 | 0
2025 | RMPA_2_NE | RMPA | NE | External | Summer | B1 | 10 | 310 | 0 | 101.64 | 109.52 | 8 | 0
2025 | RMPA_2_NE | RMPA | NE | External | Summer | B2 | 25 | 310 | 0 | 100.15 | 107.43 | 8 | 0
2025 | RMPA_2_NE | RMPA | NE | External | Summer | B3 | 75 | 310 | 0 | 99.44 | 107.43 | 8 | 0
2025 | RMPA_2_NE | RMPA | NE | External | Summer | B4 | 100 | 310 | 310 | 90.78 | 100.21 | 8 | 1.42
2025 | RMPA_2_NE | RMPA | NE | External | Summer | B5 | 200 | 310 | 266.97 | 85.4 | 93.4 | 8 | 0
2025 | RMPA_2_NE | RMPA | NE | External | Summer | B6 | 300 | 310 | 0 | 84.51 | 87.15 | 8 | 0
2025 | RMPA_2_NE | RMPA | NE | External | Summer | B7 | 400 | 310 | 0 | 78.56 | 77.56 | 8 | 0
2025 | RMPA_2_NE | RMPA | NE | External | Summer | B8 | 500 | 310 | 0 | 74.45 | 69.44 | 8 | 0
2025 | RMPA_2_NE | RMPA | NE | External | Summer | B9 | 800 | 310 | 0 | 74.45 | 69.08 | 8 | 0
2025 | RMPA_2_NE | RMPA | NE | External | Summer | B10 | 1262 | 310 | 0 | 74.45 | 60.35 | 8 | 0
2025 | RMPA_2_NE | RMPA | NE | External | Winter | B16 | 25 | 310 | 0 | 83.28 | 63.71 | 8 | 0
2025 | RMPA_2_NE | RMPA | NE | External | Winter | B17 | 100 | 310 | 0 | 80.18 | 64.66 | 8 | 0
2025 | RMPA_2_NE | RMPA | NE | External | Winter | B18 | 400 | 310 | 0 | 80.18 | 70 | 8 | 0
2025 | RMPA_2_NE | RMPA | NE | External | Winter | B19 | 700 | 310 | 0 | 80.18 | 68.11 | 8 | 0
2025 | RMPA_2_NE | RMPA | NE | External | Winter | B20 | 935 | 310 | 0 | 75.79 | 63.94 | 8 | 0
2025 | RMPA_2_SPP_N | RMPA | SPP_N | External | Shoulder | B11 | 25 | 210 | 0 | 76.45 | 81.19 | 8 | 0
2025 | RMPA_2_SPP_N | RMPA | SPP_N | External | Shoulder | B12 | 200 | 210 | 0 | 76.45 | 70.49 | 8 | 0
2025 | RMPA_2_SPP_N | RMPA | SPP_N | External | Shoulder | B13 | 600 | 210 | 0 | 75.41 | 69.82 | 8 | 0
2025 | RMPA_2_SPP_N | RMPA | SPP_N | External | Shoulder | B14 | 900 | 210 | 0 | 75.41 | 61.7 | 8 | 0
2025 | RMPA_2_SPP_N | RMPA | SPP_N | External | Shoulder | B15 | 1203 | 210 | 0 | 74.95 | 60.92 | 8 | 0
2025 | RMPA_2_SPP_N | RMPA | SPP_N | External | Summer | B1 | 10 | 210 | 0 | 101.64 | 104.53 | 8 | 0
2025 | RMPA_2_SPP_N | RMPA | SPP_N | External | Summer | B2 | 25 | 210 | 0 | 100.15 | 107.44 | 8 | 0
2025 | RMPA_2_SPP_N | RMPA | SPP_N | External | Summer | B3 | 75 | 210 | 175.36 | 99.44 | 107.44 | 8 | 0
2025 | RMPA_2_SPP_N | RMPA | SPP_N | External | Summer | B4 | 100 | 210 | 210 | 90.78 | 100.22 | 8 | 1.43
2025 | RMPA_2_SPP_N | RMPA | SPP_N | External | Summer | B5 | 200 | 210 | 210 | 85.4 | 93.42 | 8 | 0.01
2025 | RMPA_2_SPP_N | RMPA | SPP_N | External | Summer | B6 | 300 | 210 | 0 | 84.51 | 87.16 | 8 | 0
2025 | RMPA_2_SPP_N | RMPA | SPP_N | External | Summer | B7 | 400 | 210 | 0 | 78.56 | 77.57 | 8 | 0
2025 | RMPA_2_SPP_N | RMPA | SPP_N | External | Summer | B8 | 500 | 210 | 0 | 74.45 | 69.45 | 8 | 0
2025 | RMPA_2_SPP_N | RMPA | SPP_N | External | Summer | B9 | 800 | 210 | 0 | 74.45 | 69.09 | 8 | 0
2025 | RMPA_2_SPP_N | RMPA | SPP_N | External | Summer | B10 | 1262 | 210 | 0 | 74.45 | 60.36 | 8 | 0
2025 | RMPA_2_SPP_N | RMPA | SPP_N | External | Winter | B16 | 25 | 210 | 0 | 83.28 | 73.53 | 8 | 0
2025 | RMPA_2_SPP_N | RMPA | SPP_N | External | Winter | B17 | 100 | 210 | 0 | 80.18 | 64.67 | 8 | 0
2025 | RMPA_2_SPP_N | RMPA | SPP_N | External | Winter | B18 | 400 | 210 | 0 | 80.18 | 70.08 | 8 | 0
2025 | RMPA_2_SPP_N | RMPA | SPP_N | External | Winter | B19 | 700 | 210 | 0 | 80.18 | 68.12 | 8 | 0
2025 | RMPA_2_SPP_N | RMPA | SPP_N | External | Winter | B20 | 935 | 210 | 0 | 75.79 | 63.95 | 8 | 0
2025 | SPP_N_2_RMPA | SPP_N | RMPA | External | Shoulder | B11 | 25 | 210 | 0 | 81.19 | 76.45 | 5 | 0
2025 | SPP_N_2_RMPA | SPP_N | RMPA | External | Shoulder | B12 | 200 | 210 | 210 | 70.49 | 76.45 | 5 | 0.96
2025 | SPP_N_2_RMPA | SPP_N | RMPA | External | Shoulder | B13 | 600 | 210 | 210 | 69.82 | 75.41 | 5 | 0.59
2025 | SPP_N_2_RMPA | SPP_N | RMPA | External | Shoulder | B14 | 900 | 210 | 210 | 61.7 | 75.41 | 5 | 8.72
2025 | SPP_N_2_RMPA | SPP_N | RMPA | External | Shoulder | B15 | 1203 | 210 | 210 | 60.92 | 74.95 | 5 | 9.03
2025 | SPP_N_2_RMPA | SPP_N | RMPA | External | Summer | B1 | 10 | 210 | 0 | 104.53 | 101.64 | 5 | 0
2025 | SPP_N_2_RMPA | SPP_N | RMPA | External | Summer | B2 | 25 | 210 | 0 | 107.44 | 100.15 | 5 | 0
2025 | SPP_N_2_RMPA | SPP_N | RMPA | External | Summer | B3 | 75 | 210 | 0 | 107.44 | 99.44 | 5 | 0
2025 | SPP_N_2_RMPA | SPP_N | RMPA | External | Summer | B4 | 100 | 210 | 0 | 100.22 | 90.78 | 5 | 0
2025 | SPP_N_2_RMPA | SPP_N | RMPA | External | Summer | B5 | 200 | 210 | 0 | 93.42 | 85.4 | 5 | 0
2025 | SPP_N_2_RMPA | SPP_N | RMPA | External | Summer | B6 | 300 | 210 | 0 | 87.16 | 84.51 | 5 | 0
2025 | SPP_N_2_RMPA | SPP_N | RMPA | External | Summer | B7 | 400 | 210 | 0 | 77.57 | 78.56 | 5 | 0
2025 | SPP_N_2_RMPA | SPP_N | RMPA | External | Summer | B8 | 500 | 210 | 10.29 | 69.45 | 74.45 | 5 | 0
2025 | SPP_N_2_RMPA | SPP_N | RMPA | External | Summer | B9 | 800 | 210 | 210 | 69.09 | 74.45 | 5 | 0.36
2025 | SPP_N_2_RMPA | SPP_N | RMPA | External | Summer | B10 | 1262 | 210 | 210 | 60.36 | 74.45 | 5 | 9.09
2025 | SPP_N_2_RMPA | SPP_N | RMPA | External | Winter | B16 | 25 | 210 | 210 | 73.53 | 83.28 | 5 | 4.75
2025 | SPP_N_2_RMPA | SPP_N | RMPA | External | Winter | B17 | 100 | 210 | 210 | 64.67 | 80.18 | 5 | 10.51
2025 | SPP_N_2_RMPA | SPP_N | RMPA | External | Winter | B18 | 400 | 210 | 210 | 70.08 | 80.18 | 5 | 5.1
2025 | SPP_N_2_RMPA | SPP_N | RMPA | External | Winter | B19 | 700 | 210 | 210 | 68.12 | 80.18 | 5 | 7.06
2025 | SPP_N_2_RMPA | SPP_N | RMPA | External | Winter | B20 | 935 | 210 | 210 | 63.95 | 75.79 | 5 | 6.85
2025 | SPP_S_2_ERCOT | SPP_S | ERCOT | External | Shoulder | B11 | 25 | 800 | 0 | 81.17 | 81.97 | 5 | 0
2025 | SPP_S_2_ERCOT | SPP_S | ERCOT | External | Shoulder | B12 | 200 | 800 | 0 | 70.5 | 70.42 | 5 | 0
2025 | SPP_S_2_ERCOT | SPP_S | ERCOT | External | Shoulder | B13 | 600 | 800 | 0 | 69.84 | 70.42 | 5 | 0
2025 | SPP_S_2_ERCOT | SPP_S | ERCOT | External | Shoulder | B14 | 900 | 800 | 800 | 61.37 | 70.42 | 5 | 4.04
2025 | SPP_S_2_ERCOT | SPP_S | ERCOT | External | Shoulder | B15 | 1203 | 800 | 0 | 60.93 | 61.3 | 5 | 0
2025 | SPP_S_2_ERCOT | SPP_S | ERCOT | External | Summer | B1 | 10 | 800 | 800 | 72.32 | 101.72 | 5 | 24.4
2025 | SPP_S_2_ERCOT | SPP_S | ERCOT | External | Summer | B2 | 25 | 800 | 0 | 100.23 | 101.72 | 5 | 0
2025 | SPP_S_2_ERCOT | SPP_S | ERCOT | External | Summer | B3 | 75 | 800 | 0 | 105.57 | 101.72 | 5 | 0
2025 | SPP_S_2_ERCOT | SPP_S | ERCOT | External | Summer | B4 | 100 | 800 | 0 | 100.23 | 101.72 | 5 | 0
2025 | SPP_S_2_ERCOT | SPP_S | ERCOT | External | Summer | B5 | 200 | 800 | 800 | 93.43 | 101.72 | 5 | 3.29
2025 | SPP_S_2_ERCOT | SPP_S | ERCOT | External | Summer | B6 | 300 | 800 | 0 | 87.18 | 81.97 | 5 | 0
2025 | SPP_S_2_ERCOT | SPP_S | ERCOT | External | Summer | B7 | 400 | 800 | 0 | 77.59 | 75.53 | 5 | 0
2025 | SPP_S_2_ERCOT | SPP_S | ERCOT | External | Summer | B8 | 500 | 800 | 0 | 69.46 | 69.16 | 5 | 0
2025 | SPP_S_2_ERCOT | SPP_S | ERCOT | External | Summer | B9 | 800 | 800 | 0 | 69.11 | 69.16 | 5 | 0
2025 | SPP_S_2_ERCOT | SPP_S | ERCOT | External | Summer | B10 | 1262 | 800 | 0 | 60.37 | 60.23 | 5 | 0
2025 | SPP_S_2_ERCOT | SPP_S | ERCOT | External | Winter | B16 | 25 | 800 | 800 | 73.55 | 79.09 | 5 | 0.55
2025 | SPP_S_2_ERCOT | SPP_S | ERCOT | External | Winter | B17 | 100 | 800 | 800 | 64.68 | 73.13 | 5 | 3.45
2025 | SPP_S_2_ERCOT | SPP_S | ERCOT | External | Winter | B18 | 400 | 800 | 0 | 70.1 | 73.13 | 5 | 0
2025 | SPP_S_2_ERCOT | SPP_S | ERCOT | External | Winter | B19 | 700 | 800 | 26.48 | 68.13 | 73.13 | 5 | 0
2025 | SPP_S_2_ERCOT | SPP_S | ERCOT | External | Winter | B20 | 935 | 800 | 0 | 63.96 | 63.61 | 5 | 0
2030 | AZ_NM_SNV_Coal_2_SPP_S | AZ_NM_SNV_Coal | SPP_S | External | Shoulder | B11 | 25 | 400 | 0 | 92.7 | 93.65 | 8.17 | 0
2030 | AZ_NM_SNV_Coal_2_SPP_S | AZ_NM_SNV_Coal | SPP_S | External | Shoulder | B12 | 200 | 400 | 0 | 87.11 | 85.07 | 8.17 | 0
2030 | AZ_NM_SNV_Coal_2_SPP_S | AZ_NM_SNV_Coal | SPP_S | External | Shoulder | B13 | 600 | 400 | 0 | 87.11 | 78.54 | 8.17 | 0
2030 | AZ_NM_SNV_Coal_2_SPP_S | AZ_NM_SNV_Coal | SPP_S | External | Shoulder | B14 | 900 | 400 | 0 | 87.11 | 78.1 | 8.17 | 0
2030 | AZ_NM_SNV_Coal_2_SPP_S | AZ_NM_SNV_Coal | SPP_S | External | Shoulder | B15 | 1203 | 400 | 0 | 80.25 | 78.1 | 8.17 | 0
2030 | AZ_NM_SNV_Coal_2_SPP_S | AZ_NM_SNV_Coal | SPP_S | External | Summer | B1 | 10 | 400 | 0 | 134.86 | 88.69 | 8.17 | 0
2030 | AZ_NM_SNV_Coal_2_SPP_S | AZ_NM_SNV_Coal | SPP_S | External | Summer | B2 | 25 | 400 | 0 | 126.72 | 128.95 | 8.17 | 0
2030 | AZ_NM_SNV_Coal_2_SPP_S | AZ_NM_SNV_Coal | SPP_S | External | Summer | B3 | 75 | 400 | 0 | 126.72 | 130.05 | 8.17 | 0
2030 | AZ_NM_SNV_Coal_2_SPP_S | AZ_NM_SNV_Coal | SPP_S | External | Summer | B4 | 100 | 400 | 400 | 119.05 | 128.95 | 8.17 | 1.73
2030 | AZ_NM_SNV_Coal_2_SPP_S | AZ_NM_SNV_Coal | SPP_S | External | Summer | B5 | 200 | 400 | 400 | 105.21 | 128.95 | 8.17 | 15.57
2030 | AZ_NM_SNV_Coal_2_SPP_S | AZ_NM_SNV_Coal | SPP_S | External | Summer | B6 | 300 | 400 | 312.39 | 97.06 | 105.22 | 8.17 | 0
2030 | AZ_NM_SNV_Coal_2_SPP_S | AZ_NM_SNV_Coal | SPP_S | External | Summer | B7 | 400 | 400 | 0 | 93.46 | 92.84 | 8.17 | 0
2030 | AZ_NM_SNV_Coal_2_SPP_S | AZ_NM_SNV_Coal | SPP_S | External | Summer | B8 | 500 | 400 | 0 | 90.73 | 88.69 | 8.17 | 0
2030 | AZ_NM_SNV_Coal_2_SPP_S | AZ_NM_SNV_Coal | SPP_S | External | Summer | B9 | 800 | 400 | 0 | 90.73 | 88.49 | 8.17 | 0
2030 | AZ_NM_SNV_Coal_2_SPP_S | AZ_NM_SNV_Coal | SPP_S | External | Summer | B10 | 1262 | 400 | 0 | 90.73 | 76.67 | 8.17 | 0
2030 | AZ_NM_SNV_Coal_2_SPP_S | AZ_NM_SNV_Coal | SPP_S | External | Winter | B16 | 25 | 400 | 0 | 96.45 | 81.74 | 8.17 | 0
2030 | AZ_NM_SNV_Coal_2_SPP_S | AZ_NM_SNV_Coal | SPP_S | External | Winter | B17 | 100 | 400 | 0 | 90.6 | 81.74 | 8.17 | 0
2030 | AZ_NM_SNV_Coal_2_SPP_S | AZ_NM_SNV_Coal | SPP_S | External | Winter | B18 | 400 | 400 | 0 | 90.6 | 84.49 | 8.17 | 0
2030 | AZ_NM_SNV_Coal_2_SPP_S | AZ_NM_SNV_Coal | SPP_S | External | Winter | B19 | 700 | 400 | 0 | 90.49 | 80.95 | 8.17 | 0
2030 | AZ_NM_SNV_Coal_2_SPP_S | AZ_NM_SNV_Coal | SPP_S | External | Winter | B20 | 935 | 400 | 0 | 83.44 | 80.95 | 8.17 | 0
2030 | ERCOT_2_SPP_S | ERCOT | SPP_S | External | Shoulder | B11 | 25 | 800 | 0 | 98.43 | 93.65 | 8 | 0
2030 | ERCOT_2_SPP_S | ERCOT | SPP_S | External | Shoulder | B12 | 200 | 800 | 0 | 90.07 | 85.07 | 8 | 0
2030 | ERCOT_2_SPP_S | ERCOT | SPP_S | External | Shoulder | B13 | 600 | 800 | 0 | 90.07 | 78.54 | 8 | 0
2030 | ERCOT_2_SPP_S | ERCOT | SPP_S | External | Shoulder | B14 | 900 | 800 | 0 | 89.8 | 78.1 | 8 | 0
2030 | ERCOT_2_SPP_S | ERCOT | SPP_S | External | Shoulder | B15 | 1203 | 800 | 0 | 78.02 | 78.1 | 8 | 0
2030 | ERCOT_2_SPP_S | ERCOT | SPP_S | External | Summer | B1 | 10 | 800 | 0 | 147.98 | 88.69 | 8 | 0
2030 | ERCOT_2_SPP_S | ERCOT | SPP_S | External | Summer | B2 | 25 | 800 | 0 | 133.95 | 128.95 | 8 | 0
2030 | ERCOT_2_SPP_S | ERCOT | SPP_S | External | Summer | B3 | 75 | 800 | 0 | 130.77 | 130.05 | 8 | 0
2030 | ERCOT_2_SPP_S | ERCOT | SPP_S | External | Summer | B4 | 100 | 800 | 0 | 130.77 | 128.95 | 8 | 0
2030 | ERCOT_2_SPP_S | ERCOT | SPP_S | External | Summer | B5 | 200 | 800 | 0 | 130.77 | 128.95 | 8 | 0
2030 | ERCOT_2_SPP_S | ERCOT | SPP_S | External | Summer | B6 | 300 | 800 | 585.16 | 97.22 | 105.22 | 8 | 0
2030 | ERCOT_2_SPP_S | ERCOT | SPP_S | External | Summer | B7 | 400 | 800 | 0 | 90.26 | 92.84 | 8 | 0
2030 | ERCOT_2_SPP_S | ERCOT | SPP_S | External | Summer | B8 | 500 | 800 | 0 | 88.69 | 88.69 | 8 | 0
2030 | ERCOT_2_SPP_S | ERCOT | SPP_S | External | Summer | B9 | 800 | 800 | 0 | 88.69 | 88.49 | 8 | 0
2030 | ERCOT_2_SPP_S | ERCOT | SPP_S | External | Summer | B10 | 1262 | 800 | 0 | 76.84 | 76.67 | 8 | 0
2030 | ERCOT_2_SPP_S | ERCOT | SPP_S | External | Winter | B16 | 25 | 800 | 0 | 93.04 | 81.74 | 8 | 0
2030 | ERCOT_2_SPP_S | ERCOT | SPP_S | External | Winter | B17 | 100 | 800 | 0 | 93.04 | 81.74 | 8 | 0
2030 | ERCOT_2_SPP_S | ERCOT | SPP_S | External | Winter | B18 | 400 | 800 | 0 | 93.04 | 84.49 | 8 | 0
2030 | ERCOT_2_SPP_S | ERCOT | SPP_S | External | Winter | B19 | 700 | 800 | 0 | 93.04 | 80.95 | 8 | 0
2030 | ERCOT_2_SPP_S | ERCOT | SPP_S | External | Winter | B20 | 935 | 800 | 0 | 80.54 | 80.95 | 8 | 0
2030 | MAPP_US_2_RMPA | MAPP_US | RMPA | External | Shoulder | B11 | 25 | 200 | 200 | 89.18 | 97.89 | 8 | 0.71
2030 | MAPP_US_2_RMPA | MAPP_US | RMPA | External | Shoulder | B12 | 200 | 200 | 200 | 78.05 | 95.27 | 8 | 9.22
2030 | MAPP_US_2_RMPA | MAPP_US | RMPA | External | Shoulder | B13 | 600 | 200 | 200 | 75.81 | 95.01 | 8 | 11.2
2030 | MAPP_US_2_RMPA | MAPP_US | RMPA | External | Shoulder | B14 | 900 | 200 | 200 | 71.82 | 95.01 | 8 | 15.19
2030 | MAPP_US_2_RMPA | MAPP_US | RMPA | External | Shoulder | B15 | 1203 | 200 | 200 | 71.15 | 84.59 | 8 | 5.44
2030 | MAPP_US_2_RMPA | MAPP_US | RMPA | External | Summer | B1 | 10 | 200 | 0 | 139.25 | 142.54 | 8 | 0
2030 | MAPP_US_2_RMPA | MAPP_US | RMPA | External | Summer | B2 | 25 | 200 | 0 | 139.25 | 142.54 | 8 | 0
2030 | MAPP_US_2_RMPA | MAPP_US | RMPA | External | Summer | B3 | 75 | 200 | 0 | 139.62 | 142.54 | 8 | 0
2030 | MAPP_US_2_RMPA | MAPP_US | RMPA | External | Summer | B4 | 100 | 200 | 0 | 138.68 | 138.84 | 8 | 0
2030 | MAPP_US_2_RMPA | MAPP_US | RMPA | External | Summer | B5 | 200 | 200 | 0 | 133.69 | 132.67 | 8 | 0
2030 | MAPP_US_2_RMPA | MAPP_US | RMPA | External | Summer | B6 | 300 | 200 | 0 | 111.25 | 110.25 | 8 | 0
2030 | MAPP_US_2_RMPA | MAPP_US | RMPA | External | Summer | B7 | 400 | 200 | 0 | 94.49 | 101.62 | 8 | 0
2030 | MAPP_US_2_RMPA | MAPP_US | RMPA | External | Summer | B8 | 500 | 200 | 200 | 81.69 | 95.67 | 8 | 5.98
2030 | MAPP_US_2_RMPA | MAPP_US | RMPA | External | Summer | B9 | 800 | 200 | 200 | 81.47 | 95.67 | 8 | 6.2
2030 | MAPP_US_2_RMPA | MAPP_US | RMPA | External | Summer | B10 | 1262 | 200 | 200 | 70.38 | 95.67 | 8 | 17.29
2030 | MAPP_US_2_RMPA | MAPP_US | RMPA | External | Winter | B16 | 25 | 200 | 200 | 74.72 | 104.84 | 8 | 22.12
2030 | MAPP_US_2_RMPA | MAPP_US | RMPA | External | Winter | B17 | 100 | 200 | 200 | 77.48 | 102.01 | 8 | 16.53
2030 | MAPP_US_2_RMPA | MAPP_US | RMPA | External | Winter | B18 | 400 | 200 | 200 | 77.48 | 99.97 | 8 | 14.5
2030 | MAPP_US_2_RMPA | MAPP_US | RMPA | External | Winter | B19 | 700 | 200 | 200 | 77.48 | 99.97 | 8 | 14.5
2030 | MAPP_US_2_RMPA | MAPP_US | RMPA | External | Winter | B20 | 935 | 200 | 200 | 74.06 | 86.06 | 8 | 4
2030 | NE_2_RMPA | NE | RMPA | External | Shoulder | B11 | 25 | 310 | 0 | 96.18 | 97.89 | 5 | 0
2030 | NE_2_RMPA | NE | RMPA | External | Shoulder | B12 | 200 | 310 | 310 | 85.05 | 95.27 | 5 | 5.22
2030 | NE_2_RMPA | NE | RMPA | External | Shoulder | B13 | 600 | 310 | 310 | 82.81 | 95.01 | 5 | 7.2
2030 | NE_2_RMPA | NE | RMPA | External | Shoulder | B14 | 900 | 310 | 310 | 78.82 | 95.01 | 5 | 11.19
2030 | NE_2_RMPA | NE | RMPA | External | Shoulder | B15 | 1203 | 310 | 310 | 78.15 | 84.59 | 5 | 1.44
2030 | NE_2_RMPA | NE | RMPA | External | Summer | B1 | 10 | 310 | 0 | 146.25 | 142.54 | 5 | 0
2030 | NE_2_RMPA | NE | RMPA | External | Summer | B2 | 25 | 310 | 0 | 146.25 | 142.54 | 5 | 0
2030 | NE_2_RMPA | NE | RMPA | External | Summer | B3 | 75 | 310 | 0 | 146.62 | 142.54 | 5 | 0
2030 | NE_2_RMPA | NE | RMPA | External | Summer | B4 | 100 | 310 | 0 | 145.68 | 138.84 | 5 | 0
2030 | NE_2_RMPA | NE | RMPA | External | Summer | B5 | 200 | 310 | 0 | 140.69 | 132.67 | 5 | 0
2030 | NE_2_RMPA | NE | RMPA | External | Summer | B6 | 300 | 310 | 0 | 118.25 | 110.25 | 5 | 0
2030 | NE_2_RMPA | NE | RMPA | External | Summer | B7 | 400 | 310 | 0 | 101.49 | 101.62 | 5 | 0
2030 | NE_2_RMPA | NE | RMPA | External | Summer | B8 | 500 | 310 | 310 | 88.69 | 95.67 | 5 | 1.98
2030 | NE_2_RMPA | NE | RMPA | External | Summer | B9 | 800 | 310 | 310 | 88.47 | 95.67 | 5 | 2.2
2030 | NE_2_RMPA | NE | RMPA | External | Summer | B10 | 1262 | 310 | 310 | 77.38 | 95.67 | 5 | 13.29
2030 | NE_2_RMPA | NE | RMPA | External | Winter | B16 | 25 | 310 | 310 | 81.72 | 104.84 | 5 | 18.12
2030 | NE_2_RMPA | NE | RMPA | External | Winter | B17 | 100 | 310 | 310 | 81.73 | 102.01 | 5 | 15.28
2030 | NE_2_RMPA | NE | RMPA | External | Winter | B18 | 400 | 310 | 310 | 84.48 | 99.97 | 5 | 10.5
2030 | NE_2_RMPA | NE | RMPA | External | Winter | B19 | 700 | 310 | 310 | 84.48 | 99.97 | 5 | 10.5
2030 | NE_2_RMPA | NE | RMPA | External | Winter | B20 | 935 | 310 | 217.98 | 81.06 | 86.06 | 5 | 0
2030 | NWPP_Coal_2_MAPP_US | NWPP_Coal | MAPP_US | External | Shoulder | B11 | 25 | 150 | 0 | 92.75 | 89.18 | 8 | 0
2030 | NWPP_Coal_2_MAPP_US | NWPP_Coal | MAPP_US | External | Shoulder | B12 | 200 | 150 | 0 | 92.75 | 78.05 | 8 | 0
2030 | NWPP_Coal_2_MAPP_US | NWPP_Coal | MAPP_US | External | Shoulder | B13 | 600 | 150 | 0 | 92.75 | 75.81 | 8 | 0
2030 | NWPP_Coal_2_MAPP_US | NWPP_Coal | MAPP_US | External | Shoulder | B14 | 900 | 150 | 0 | 92.75 | 71.82 | 8 | 0
2030 | NWPP_Coal_2_MAPP_US | NWPP_Coal | MAPP_US | External | Shoulder | B15 | 1203 | 150 | 0 | 92.75 | 71.15 | 8 | 0
2030 | NWPP_Coal_2_MAPP_US | NWPP_Coal | MAPP_US | External | Summer | B1 | 10 | 150 | 150 | 126.7 | 139.25 | 8 | 4.56
2030 | NWPP_Coal_2_MAPP_US | NWPP_Coal | MAPP_US | External | Summer | B2 | 25 | 150 | 150 | 119.02 | 139.25 | 8 | 12.23
2030 | NWPP_Coal_2_MAPP_US | NWPP_Coal | MAPP_US | External | Summer | B3 | 75 | 150 | 150 | 97.05 | 139.62 | 8 | 34.58
2030 | NWPP_Coal_2_MAPP_US | NWPP_Coal | MAPP_US | External | Summer | B4 | 100 | 150 | 150 | 97.05 | 138.68 | 8 | 33.63
2030 | NWPP_Coal_2_MAPP_US | NWPP_Coal | MAPP_US | External | Summer | B5 | 200 | 150 | 150 | 97.05 | 133.69 | 8 | 28.64
2030 | NWPP_Coal_2_MAPP_US | NWPP_Coal | MAPP_US | External | Summer | B6 | 300 | 150 | 150 | 97.05 | 111.25 | 8 | 6.2
2030 | NWPP_Coal_2_MAPP_US | NWPP_Coal | MAPP_US | External | Summer | B7 | 400 | 150 | 0 | 97.05 | 94.49 | 8 | 0
2030 | NWPP_Coal_2_MAPP_US | NWPP_Coal | MAPP_US | External | Summer | B8 | 500 | 150 | 0 | 97.05 | 81.69 | 8 | 0
2030 | NWPP_Coal_2_MAPP_US | NWPP_Coal | MAPP_US | External | Summer | B9 | 800 | 150 | 0 | 97.05 | 81.47 | 8 | 0
2030 | NWPP_Coal_2_MAPP_US | NWPP_Coal | MAPP_US | External | Summer | B10 | 1262 | 150 | 0 | 97.05 | 70.38 | 8 | 0
2030 | NWPP_Coal_2_MAPP_US | NWPP_Coal | MAPP_US | External | Winter | B16 | 25 | 150 | 0 | 96.68 | 74.72 | 8 | 0
2030 | NWPP_Coal_2_MAPP_US | NWPP_Coal | MAPP_US | External | Winter | B17 | 100 | 150 | 0 | 96.68 | 77.48 | 8 | 0
2030 | NWPP_Coal_2_MAPP_US | NWPP_Coal | MAPP_US | External | Winter | B18 | 400 | 150 | 0 | 96.68 | 77.48 | 8 | 0
2030 | NWPP_Coal_2_MAPP_US | NWPP_Coal | MAPP_US | External | Winter | B19 | 700 | 150 | 0 | 96.68 | 77.48 | 8 | 0
2030 | NWPP_Coal_2_MAPP_US | NWPP_Coal | MAPP_US | External | Winter | B20 | 935 | 150 | 0 | 96.68 | 74.06 | 8 | 0
2030 | RMPA_2_MAPP_US | RMPA | MAPP_US | External | Shoulder | B11 | 25 | 200 | 0 | 97.89 | 89.18 | 8 | 0
2030 | RMPA_2_MAPP_US | RMPA | MAPP_US | External | Shoulder | B12 | 200 | 200 | 0 | 95.27 | 78.05 | 8 | 0
2030 | RMPA_2_MAPP_US | RMPA | MAPP_US | External | Shoulder | B13 | 600 | 200 | 0 | 95.01 | 75.81 | 8 | 0
2030 | RMPA_2_MAPP_US | RMPA | MAPP_US | External | Shoulder | B14 | 900 | 200 | 0 | 95.01 | 71.82 | 8 | 0
2030 | RMPA_2_MAPP_US | RMPA | MAPP_US | External | Shoulder | B15 | 1203 | 200 | 0 | 84.59 | 71.15 | 8 | 0
2030 | RMPA_2_MAPP_US | RMPA | MAPP_US | External | Summer | B1 | 10 | 200 | 0 | 142.54 | 139.25 | 8 | 0
2030 | RMPA_2_MAPP_US | RMPA | MAPP_US | External | Summer | B2 | 25 | 200 | 0 | 142.54 | 139.25 | 8 | 0
2030 | RMPA_2_MAPP_US | RMPA | MAPP_US | External | Summer | B3 | 75 | 200 | 0 | 142.54 | 139.62 | 8 | 0
2030 | RMPA_2_MAPP_US | RMPA | MAPP_US | External | Summer | B4 | 100 | 200 | 0 | 138.84 | 138.68 | 8 | 0
2030 | RMPA_2_MAPP_US | RMPA | MAPP_US | External | Summer | B5 | 200 | 200 | 0 | 132.67 | 133.69 | 8 | 0
2030 | RMPA_2_MAPP_US | RMPA | MAPP_US | External | Summer | B6 | 300 | 200 | 0 | 110.25 | 111.25 | 8 | 0
2030 | RMPA_2_MAPP_US | RMPA | MAPP_US | External | Summer | B7 | 400 | 200 | 0 | 101.62 | 94.49 | 8 | 0
2030 | RMPA_2_MAPP_US | RMPA | MAPP_US | External | Summer | B8 | 500 | 200 | 0 | 95.67 | 81.69 | 8 | 0
2030 | RMPA_2_MAPP_US | RMPA | MAPP_US | External | Summer | B9 | 800 | 200 | 0 | 95.67 | 81.47 | 8 | 0
2030 | RMPA_2_MAPP_US | RMPA | MAPP_US | External | Summer | B10 | 1262 | 200 | 0 | 95.67 | 70.38 | 8 | 0
2030 | RMPA_2_MAPP_US | RMPA | MAPP_US | External | Winter | B16 | 25 | 200 | 0 | 104.84 | 74.72 | 8 | 0
2030 | RMPA_2_MAPP_US | RMPA | MAPP_US | External | Winter | B17 | 100 | 200 | 0 | 102.01 | 77.48 | 8 | 0
2030 | RMPA_2_MAPP_US | RMPA | MAPP_US | External | Winter | B18 | 400 | 200 | 0 | 99.97 | 77.48 | 8 | 0
2030 | RMPA_2_MAPP_US | RMPA | MAPP_US | External | Winter | B19 | 700 | 200 | 0 | 99.97 | 77.48 | 8 | 0
2030 | RMPA_2_MAPP_US | RMPA | MAPP_US | External | Winter | B20 | 935 | 200 | 0 | 86.06 | 74.06 | 8 | 0
2030 | RMPA_2_NE | RMPA | NE | External | Shoulder | B11 | 25 | 310 | 0 | 97.89 | 96.18 | 8 | 0
2030 | RMPA_2_NE | RMPA | NE | External | Shoulder | B12 | 200 | 310 | 0 | 95.27 | 85.05 | 8 | 0
2030 | RMPA_2_NE | RMPA | NE | External | Shoulder | B13 | 600 | 310 | 0 | 95.01 | 82.81 | 8 | 0
2030 | RMPA_2_NE | RMPA | NE | External | Shoulder | B14 | 900 | 310 | 0 | 95.01 | 78.82 | 8 | 0
2030 | RMPA_2_NE | RMPA | NE | External | Shoulder | B15 | 1203 | 310 | 0 | 84.59 | 78.15 | 8 | 0
2030 | RMPA_2_NE | RMPA | NE | External | Summer | B1 | 10 | 310 | 0 | 142.54 | 146.25 | 8 | 0
2030 | RMPA_2_NE | RMPA | NE | External | Summer | B2 | 25 | 310 | 0 | 142.54 | 146.25 | 8 | 0
2030 | RMPA_2_NE | RMPA | NE | External | Summer | B3 | 75 | 310 | 0 | 142.54 | 146.62 | 8 | 0
2030 | RMPA_2_NE | RMPA | NE | External | Summer | B4 | 100 | 310 | 0 | 138.84 | 145.68 | 8 | 0
2030 | RMPA_2_NE | RMPA | NE | External | Summer | B5 | 200 | 310 | 310 | 132.67 | 140.69 | 8 | 0.01
2030 | RMPA_2_NE | RMPA | NE | External | Summer | B6 | 300 | 310 | 204.68 | 110.25 | 118.25 | 8 | 0
2030 | RMPA_2_NE | RMPA | NE | External | Summer | B7 | 400 | 310 | 0 | 101.62 | 101.49 | 8 | 0
2030 | RMPA_2_NE | RMPA | NE | External | Summer | B8 | 500 | 310 | 0 | 95.67 | 88.69 | 8 | 0
2030 | RMPA_2_NE | RMPA | NE | External | Summer | B9 | 800 | 310 | 0 | 95.67 | 88.47 | 8 | 0
2030 | RMPA_2_NE | RMPA | NE | External | Summer | B10 | 1262 | 310 | 0 | 95.67 | 77.38 | 8 | 0
2030 | RMPA_2_NE | RMPA | NE | External | Winter | B16 | 25 | 310 | 0 | 104.84 | 81.72 | 8 | 0
2030 | RMPA_2_NE | RMPA | NE | External | Winter | B17 | 100 | 310 | 0 | 102.01 | 81.73 | 8 | 0
2030 | RMPA_2_NE | RMPA | NE | External | Winter | B18 | 400 | 310 | 0 | 99.97 | 84.48 | 8 | 0
2030 | RMPA_2_NE | RMPA | NE | External | Winter | B19 | 700 | 310 | 0 | 99.97 | 84.48 | 8 | 0
2030 | RMPA_2_NE | RMPA | NE | External | Winter | B20 | 935 | 310 | 0 | 86.06 | 81.06 | 8 | 0
2030 | RMPA_2_SPP_N | RMPA | SPP_N | External | Shoulder | B11 | 25 | 210 | 0 | 97.89 | 96.17 | 8 | 0
2030 | RMPA_2_SPP_N | RMPA | SPP_N | External | Shoulder | B12 | 200 | 210 | 0 | 95.27 | 85.06 | 8 | 0
2030 | RMPA_2_SPP_N | RMPA | SPP_N | External | Shoulder | B13 | 600 | 210 | 0 | 95.01 | 82.82 | 8 | 0
2030 | RMPA_2_SPP_N | RMPA | SPP_N | External | Shoulder | B14 | 900 | 210 | 0 | 95.01 | 78.82 | 8 | 0
2030 | RMPA_2_SPP_N | RMPA | SPP_N | External | Shoulder | B15 | 1203 | 210 | 0 | 84.59 | 78.15 | 8 | 0
2030 | RMPA_2_SPP_N | RMPA | SPP_N | External | Summer | B1 | 10 | 210 | 0 | 142.54 | 140.67 | 8 | 0
2030 | RMPA_2_SPP_N | RMPA | SPP_N | External | Summer | B2 | 25 | 210 | 0 | 142.54 | 146.26 | 8 | 0
2030 | RMPA_2_SPP_N | RMPA | SPP_N | External | Summer | B3 | 75 | 210 | 0 | 142.54 | 146.63 | 8 | 0
2030 | RMPA_2_SPP_N | RMPA | SPP_N | External | Summer | B4 | 100 | 210 | 0 | 138.84 | 145.69 | 8 | 0
2030 | RMPA_2_SPP_N | RMPA | SPP_N | External | Summer | B5 | 200 | 210 | 82.68 | 132.67 | 140.67 | 8 | 0
2030 | RMPA_2_SPP_N | RMPA | SPP_N | External | Summer | B6 | 300 | 210 | 110.99 | 110.25 | 118.25 | 8 | 0
2030 | RMPA_2_SPP_N | RMPA | SPP_N | External | Summer | B7 | 400 | 210 | 0 | 101.62 | 101.5 | 8 | 0
2030 | RMPA_2_SPP_N | RMPA | SPP_N | External | Summer | B8 | 500 | 210 | 0 | 95.67 | 88.7 | 8 | 0
2030 | RMPA_2_SPP_N | RMPA | SPP_N | External | Summer | B9 | 800 | 210 | 0 | 95.67 | 88.47 | 8 | 0
2030 | RMPA_2_SPP_N | RMPA | SPP_N | External | Summer | B10 | 1262 | 210 | 0 | 95.67 | 77.39 | 8 | 0
2030 | RMPA_2_SPP_N | RMPA | SPP_N | External | Winter | B16 | 25 | 210 | 0 | 104.84 | 81.73 | 8 | 0
2030 | RMPA_2_SPP_N | RMPA | SPP_N | External | Winter | B17 | 100 | 210 | 0 | 102.01 | 81.73 | 8 | 0
2030 | RMPA_2_SPP_N | RMPA | SPP_N | External | Winter | B18 | 400 | 210 | 0 | 99.97 | 84.48 | 8 | 0
2030 | RMPA_2_SPP_N | RMPA | SPP_N | External | Winter | B19 | 700 | 210 | 0 | 99.97 | 84.47 | 8 | 0
2030 | RMPA_2_SPP_N | RMPA | SPP_N | External | Winter | B20 | 935 | 210 | 0 | 86.06 | 81.06 | 8 | 0
2030 | SPP_N_2_RMPA | SPP_N | RMPA | External | Shoulder | B11 | 25 | 210 | 0 | 96.17 | 97.89 | 5 | 0
2030 | SPP_N_2_RMPA | SPP_N | RMPA | External | Shoulder | B12 | 200 | 210 | 210 | 85.06 | 95.27 | 5 | 5.21
2030 | SPP_N_2_RMPA | SPP_N | RMPA | External | Shoulder | B13 | 600 | 210 | 210 | 82.82 | 95.01 | 5 | 7.19
2030 | SPP_N_2_RMPA | SPP_N | RMPA | External | Shoulder | B14 | 900 | 210 | 210 | 78.82 | 95.01 | 5 | 11.19
2030 | SPP_N_2_RMPA | SPP_N | RMPA | External | Shoulder | B15 | 1203 | 210 | 210 | 78.15 | 84.59 | 5 | 1.44
2030 | SPP_N_2_RMPA | SPP_N | RMPA | External | Summer | B1 | 10 | 210 | 0 | 140.67 | 142.54 | 5 | 0
2030 | SPP_N_2_RMPA | SPP_N | RMPA | External | Summer | B2 | 25 | 210 | 0 | 146.26 | 142.54 | 5 | 0
2030 | SPP_N_2_RMPA | SPP_N | RMPA | External | Summer | B3 | 75 | 210 | 0 | 146.63 | 142.54 | 5 | 0
2030 | SPP_N_2_RMPA | SPP_N | RMPA | External | Summer | B4 | 100 | 210 | 0 | 145.69 | 138.84 | 5 | 0
2030 | SPP_N_2_RMPA | SPP_N | RMPA | External | Summer | B5 | 200 | 210 | 0 | 140.67 | 132.67 | 5 | 0
2030 | SPP_N_2_RMPA | SPP_N | RMPA | External | Summer | B6 | 300 | 210 | 0 | 118.25 | 110.25 | 5 | 0
2030 | SPP_N_2_RMPA | SPP_N | RMPA | External | Summer | B7 | 400 | 210 | 0 | 101.5 | 101.62 | 5 | 0
2030 | SPP_N_2_RMPA | SPP_N | RMPA | External | Summer | B8 | 500 | 210 | 210 | 88.7 | 95.67 | 5 | 1.97
2030 | SPP_N_2_RMPA | SPP_N | RMPA | External | Summer | B9 | 800 | 210 | 210 | 88.47 | 95.67 | 5 | 2.2
2030 | SPP_N_2_RMPA | SPP_N | RMPA | External | Summer | B10 | 1262 | 210 | 210 | 77.39 | 95.67 | 5 | 13.28
2030 | SPP_N_2_RMPA | SPP_N | RMPA | External | Winter | B16 | 25 | 210 | 210 | 81.73 | 104.84 | 5 | 18.11
2030 | SPP_N_2_RMPA | SPP_N | RMPA | External | Winter | B17 | 100 | 210 | 210 | 81.73 | 102.01 | 5 | 15.28
2030 | SPP_N_2_RMPA | SPP_N | RMPA | External | Winter | B18 | 400 | 210 | 210 | 84.48 | 99.97 | 5 | 10.5
2030 | SPP_N_2_RMPA | SPP_N | RMPA | External | Winter | B19 | 700 | 210 | 210 | 84.47 | 99.97 | 5 | 10.51
2030 | SPP_N_2_RMPA | SPP_N | RMPA | External | Winter | B20 | 935 | 210 | 139.03 | 81.06 | 86.06 | 5 | 0
2030 | SPP_S_2_ERCOT | SPP_S | ERCOT | External | Shoulder | B11 | 25 | 800 | 0 | 93.65 | 98.43 | 5 | 0
2030 | SPP_S_2_ERCOT | SPP_S | ERCOT | External | Shoulder | B12 | 200 | 800 | 616.4 | 85.07 | 90.07 | 5 | 0
2030 | SPP_S_2_ERCOT | SPP_S | ERCOT | External | Shoulder | B13 | 600 | 800 | 800 | 78.54 | 90.07 | 5 | 6.53
2030 | SPP_S_2_ERCOT | SPP_S | ERCOT | External | Shoulder | B14 | 900 | 800 | 800 | 78.1 | 89.8 | 5 | 6.7
2030 | SPP_S_2_ERCOT | SPP_S | ERCOT | External | Shoulder | B15 | 1203 | 800 | 0 | 78.1 | 78.02 | 5 | 0
2030 | SPP_S_2_ERCOT | SPP_S | ERCOT | External | Summer | B1 | 10 | 800 | 800 | 88.69 | 147.98 | 5 | 54.29
2030 | SPP_S_2_ERCOT | SPP_S | ERCOT | External | Summer | B2 | 25 | 800 | 475.98 | 128.95 | 133.95 | 5 | 0
2030 | SPP_S_2_ERCOT | SPP_S | ERCOT | External | Summer | B3 | 75 | 800 | 0 | 130.05 | 130.77 | 5 | 0
2030 | SPP_S_2_ERCOT | SPP_S | ERCOT | External | Summer | B4 | 100 | 800 | 0 | 128.95 | 130.77 | 5 | 0
2030 | SPP_S_2_ERCOT | SPP_S | ERCOT | External | Summer | B5 | 200 | 800 | 0 | 128.95 | 130.77 | 5 | 0
2030 | SPP_S_2_ERCOT | SPP_S | ERCOT | External | Summer | B6 | 300 | 800 | 0 | 105.22 | 97.22 | 5 | 0
2030 | SPP_S_2_ERCOT | SPP_S | ERCOT | External | Summer | B7 | 400 | 800 | 0 | 92.84 | 90.26 | 5 | 0
2030 | SPP_S_2_ERCOT | SPP_S | ERCOT | External | Summer | B8 | 500 | 800 | 0 | 88.69 | 88.69 | 5 | 0
2030 | SPP_S_2_ERCOT | SPP_S | ERCOT | External | Summer | B9 | 800 | 800 | 0 | 88.49 | 88.69 | 5 | 0
2030 | SPP_S_2_ERCOT | SPP_S | ERCOT | External | Summer | B10 | 1262 | 800 | 0 | 76.67 | 76.84 | 5 | 0
2030 | SPP_S_2_ERCOT | SPP_S | ERCOT | External | Winter | B16 | 25 | 800 | 800 | 81.74 | 93.04 | 5 | 6.3
2030 | SPP_S_2_ERCOT | SPP_S | ERCOT | External | Winter | B17 | 100 | 800 | 800 | 81.74 | 93.04 | 5 | 6.3
2030 | SPP_S_2_ERCOT | SPP_S | ERCOT | External | Winter | B18 | 400 | 800 | 800 | 84.49 | 93.04 | 5 | 3.55
2030 | SPP_S_2_ERCOT | SPP_S | ERCOT | External | Winter | B19 | 700 | 800 | 800 | 80.95 | 93.04 | 5 | 7.09
2030 | SPP_S_2_ERCOT | SPP_S | ERCOT | External | Winter | B20 | 935 | 800 | 0 | 80.95 | 80.54 | 5 | 0
2035 | AZ_NM_SNV_Coal_2_SPP_S | AZ_NM_SNV_Coal | SPP_S | External | Shoulder | B11 | 25 | 400 | 0 | 127.91 | 133.34 | 8.17 | 0
2035 | AZ_NM_SNV_Coal_2_SPP_S | AZ_NM_SNV_Coal | SPP_S | External | Shoulder | B12 | 200 | 400 | 0 | 120.91 | 117.21 | 8.17 | 0
2035 | AZ_NM_SNV_Coal_2_SPP_S | AZ_NM_SNV_Coal | SPP_S | External | Shoulder | B13 | 600 | 400 | 0 | 119.16 | 117.21 | 8.17 | 0
2035 | AZ_NM_SNV_Coal_2_SPP_S | AZ_NM_SNV_Coal | SPP_S | External | Shoulder | B14 | 900 | 400 | 0 | 119.16 | 113.84 | 8.17 | 0
2035 | AZ_NM_SNV_Coal_2_SPP_S | AZ_NM_SNV_Coal | SPP_S | External | Shoulder | B15 | 1203 | 400 | 0 | 119.16 | 109.83 | 8.17 | 0
2035 | AZ_NM_SNV_Coal_2_SPP_S | AZ_NM_SNV_Coal | SPP_S | External | Summer | B1 | 10 | 400 | 0 | 201.79 | 134.62 | 8.17 | 0
2035 | AZ_NM_SNV_Coal_2_SPP_S | AZ_NM_SNV_Coal | SPP_S | External | Summer | B2 | 25 | 400 | 0 | 191.04 | 196.29 | 8.17 | 0
2035 | AZ_NM_SNV_Coal_2_SPP_S | AZ_NM_SNV_Coal | SPP_S | External | Summer | B3 | 75 | 400 | 400 | 165.35 | 197.98 | 8.17 | 24.46
2035 | AZ_NM_SNV_Coal_2_SPP_S | AZ_NM_SNV_Coal | SPP_S | External | Summer | B4 | 100 | 400 | 400 | 144.68 | 195.57 | 8.17 | 42.73
2035 | AZ_NM_SNV_Coal_2_SPP_S | AZ_NM_SNV_Coal | SPP_S | External | Summer | B5 | 200 | 400 | 400 | 136.54 | 145.78 | 8.17 | 1.08
2035 | AZ_NM_SNV_Coal_2_SPP_S | AZ_NM_SNV_Coal | SPP_S | External | Summer | B6 | 300 | 400 | 0 | 136.53 | 139.61 | 8.17 | 0
2035 | AZ_NM_SNV_Coal_2_SPP_S | AZ_NM_SNV_Coal | SPP_S | External | Summer | B7 | 400 | 400 | 0 | 136.32 | 134.62 | 8.17 | 0
2035 | AZ_NM_SNV_Coal_2_SPP_S | AZ_NM_SNV_Coal | SPP_S | External | Summer | B8 | 500 | 400 | 0 | 136.32 | 124.82 | 8.17 | 0
2035 | AZ_NM_SNV_Coal_2_SPP_S | AZ_NM_SNV_Coal | SPP_S | External | Summer | B9 | 800 | 400 | 0 | 136.32 | 116.12 | 8.17 | 0
2035 | AZ_NM_SNV_Coal_2_SPP_S | AZ_NM_SNV_Coal | SPP_S | External | Summer | B10 | 1262 | 400 | 0 | 125.92 | 115.63 | 8.17 | 0
2035 | AZ_NM_SNV_Coal_2_SPP_S | AZ_NM_SNV_Coal | SPP_S | External | Winter | B16 | 25 | 400 | 0 | 132.68 | 121.44 | 8.17 | 0
2035 | AZ_NM_SNV_Coal_2_SPP_S | AZ_NM_SNV_Coal | SPP_S | External | Winter | B17 | 100 | 400 | 0 | 122.84 | 120.41 | 8.17 | 0
2035 | AZ_NM_SNV_Coal_2_SPP_S | AZ_NM_SNV_Coal | SPP_S | External | Winter | B18 | 400 | 400 | 0 | 122.84 | 120.41 | 8.17 | 0
2035 | AZ_NM_SNV_Coal_2_SPP_S | AZ_NM_SNV_Coal | SPP_S | External | Winter | B19 | 700 | 400 | 0 | 122.84 | 120.41 | 8.17 | 0
2035 | AZ_NM_SNV_Coal_2_SPP_S | AZ_NM_SNV_Coal | SPP_S | External | Winter | B20 | 935 | 400 | 0 | 117.12 | 115.46 | 8.17 | 0
2035 | ERCOT_2_SPP_S | ERCOT | SPP_S | External | Shoulder | B11 | 25 | 800 | 0 | 136.08 | 133.34 | 8 | 0
2035 | ERCOT_2_SPP_S | ERCOT | SPP_S | External | Shoulder | B12 | 200 | 800 | 0 | 136.08 | 117.21 | 8 | 0
2035 | ERCOT_2_SPP_S | ERCOT | SPP_S | External | Shoulder | B13 | 600 | 800 | 0 | 117.14 | 117.21 | 8 | 0
2035 | ERCOT_2_SPP_S | ERCOT | SPP_S | External | Shoulder | B14 | 900 | 800 | 0 | 117.14 | 113.84 | 8 | 0
2035 | ERCOT_2_SPP_S | ERCOT | SPP_S | External | Shoulder | B15 | 1203 | 800 | 0 | 117.14 | 109.83 | 8 | 0
2035 | ERCOT_2_SPP_S | ERCOT | SPP_S | External | Summer | B1 | 10 | 800 | 0 | 222.14 | 134.62 | 8 | 0
2035 | ERCOT_2_SPP_S | ERCOT | SPP_S | External | Summer | B2 | 25 | 800 | 0 | 198.94 | 196.29 | 8 | 0
2035 | ERCOT_2_SPP_S | ERCOT | SPP_S | External | Summer | B3 | 75 | 800 | 0 | 198.94 | 197.98 | 8 | 0
2035 | ERCOT_2_SPP_S | ERCOT | SPP_S | External | Summer | B4 | 100 | 800 | 800 | 147.12 | 195.57 | 8 | 40.45
2035 | ERCOT_2_SPP_S | ERCOT | SPP_S | External | Summer | B5 | 200 | 800 | 800 | 134.52 | 145.78 | 8 | 3.26
2035 | ERCOT_2_SPP_S | ERCOT | SPP_S | External | Summer | B6 | 300 | 800 | 0 | 134.52 | 139.61 | 8 | 0
2035 | ERCOT_2_SPP_S | ERCOT | SPP_S | External | Summer | B7 | 400 | 800 | 0 | 134.52 | 134.62 | 8 | 0
2035 | ERCOT_2_SPP_S | ERCOT | SPP_S | External | Summer | B8 | 500 | 800 | 0 | 134.52 | 124.82 | 8 | 0
2035 | ERCOT_2_SPP_S | ERCOT | SPP_S | External | Summer | B9 | 800 | 800 | 0 | 115.82 | 116.12 | 8 | 0
2035 | ERCOT_2_SPP_S | ERCOT | SPP_S | External | Summer | B10 | 1262 | 800 | 0 | 115.82 | 115.63 | 8 | 0
2035 | ERCOT_2_SPP_S | ERCOT | SPP_S | External | Winter | B16 | 25 | 800 | 0 | 139.35 | 121.44 | 8 | 0
2035 | ERCOT_2_SPP_S | ERCOT | SPP_S | External | Winter | B17 | 100 | 800 | 0 | 139.35 | 120.41 | 8 | 0
2035 | ERCOT_2_SPP_S | ERCOT | SPP_S | External | Winter | B18 | 400 | 800 | 0 | 119.92 | 120.41 | 8 | 0
2035 | ERCOT_2_SPP_S | ERCOT | SPP_S | External | Winter | B19 | 700 | 800 | 0 | 119.92 | 120.41 | 8 | 0
2035 | ERCOT_2_SPP_S | ERCOT | SPP_S | External | Winter | B20 | 935 | 800 | 0 | 119.92 | 115.46 | 8 | 0
2035 | MAPP_US_2_RMPA | MAPP_US | RMPA | External | Shoulder | B11 | 25 | 200 | 0 | 126.32 | 119.75 | 8 | 0
2035 | MAPP_US_2_RMPA | MAPP_US | RMPA | External | Shoulder | B12 | 200 | 200 | 200 | 111.1 | 119.75 | 8 | 0.65
2035 | MAPP_US_2_RMPA | MAPP_US | RMPA | External | Shoulder | B13 | 600 | 200 | 200 | 110.56 | 119.75 | 8 | 1.18
2035 | MAPP_US_2_RMPA | MAPP_US | RMPA | External | Shoulder | B14 | 900 | 200 | 200 | 110.56 | 119.75 | 8 | 1.18
2035 | MAPP_US_2_RMPA | MAPP_US | RMPA | External | Shoulder | B15 | 1203 | 200 | 200 | 102.84 | 119.75 | 8 | 8.91
2035 | MAPP_US_2_RMPA | MAPP_US | RMPA | External | Summer | B1 | 10 | 200 | 0 | 210.26 | 209.95 | 8 | 0
2035 | MAPP_US_2_RMPA | MAPP_US | RMPA | External | Summer | B2 | 25 | 200 | 0 | 206.98 | 199.21 | 8 | 0
2035 | MAPP_US_2_RMPA | MAPP_US | RMPA | External | Summer | B3 | 75 | 200 | 0 | 207.96 | 173.52 | 8 | 0
2035 | MAPP_US_2_RMPA | MAPP_US | RMPA | External | Summer | B4 | 100 | 200 | 0 | 193.58 | 152.84 | 8 | 0
2035 | MAPP_US_2_RMPA | MAPP_US | RMPA | External | Summer | B5 | 200 | 200 | 0 | 188.47 | 143.92 | 8 | 0
2035 | MAPP_US_2_RMPA | MAPP_US | RMPA | External | Summer | B6 | 300 | 200 | 0 | 137.93 | 143.92 | 8 | 0
2035 | MAPP_US_2_RMPA | MAPP_US | RMPA | External | Summer | B7 | 400 | 200 | 200 | 127.59 | 139.59 | 8 | 4
2035 | MAPP_US_2_RMPA | MAPP_US | RMPA | External | Summer | B8 | 500 | 200 | 200 | 109.59 | 128.15 | 8 | 10.57
2035 | MAPP_US_2_RMPA | MAPP_US | RMPA | External | Summer | B9 | 800 | 200 | 200 | 109.1 | 117.76 | 8 | 0.66
2035 | MAPP_US_2_RMPA | MAPP_US | RMPA | External | Summer | B10 | 1262 | 200 | 200 | 108.62 | 117.76 | 8 | 1.13
2035 | MAPP_US_2_RMPA | MAPP_US | RMPA | External | Winter | B16 | 25 | 200 | 200 | 113.83 | 126.43 | 8 | 4.61
2035 | MAPP_US_2_RMPA | MAPP_US | RMPA | External | Winter | B17 | 100 | 200 | 200 | 113.39 | 123.49 | 8 | 2.1
2035 | MAPP_US_2_RMPA | MAPP_US | RMPA | External | Winter | B18 | 400 | 200 | 200 | 113.83 | 123.49 | 8 | 1.67
2035 | MAPP_US_2_RMPA | MAPP_US | RMPA | External | Winter | B19 | 700 | 200 | 200 | 113.83 | 123.49 | 8 | 1.67
2035 | MAPP_US_2_RMPA | MAPP_US | RMPA | External | Winter | B20 | 935 | 200 | 200 | 108.45 | 120.45 | 8 | 4
2035 | NE_2_RMPA | NE | RMPA | External | Shoulder | B11 | 25 | 310 | 0 | 133.32 | 119.75 | 5 | 0
2035 | NE_2_RMPA | NE | RMPA | External | Shoulder | B12 | 200 | 310 | 0 | 118.1 | 119.75 | 5 | 0
2035 | NE_2_RMPA | NE | RMPA | External | Shoulder | B13 | 600 | 310 | 0 | 117.56 | 119.75 | 5 | 0
2035 | NE_2_RMPA | NE | RMPA | External | Shoulder | B14 | 900 | 310 | 0 | 117.56 | 119.75 | 5 | 0
2035 | NE_2_RMPA | NE | RMPA | External | Shoulder | B15 | 1203 | 310 | 310 | 109.84 | 119.75 | 5 | 4.91
2035 | NE_2_RMPA | NE | RMPA | External | Summer | B1 | 10 | 310 | 0 | 217.26 | 209.95 | 5 | 0
2035 | NE_2_RMPA | NE | RMPA | External | Summer | B2 | 25 | 310 | 0 | 213.98 | 199.21 | 5 | 0
2035 | NE_2_RMPA | NE | RMPA | External | Summer | B3 | 75 | 310 | 0 | 214.96 | 173.52 | 5 | 0
2035 | NE_2_RMPA | NE | RMPA | External | Summer | B4 | 100 | 310 | 0 | 200.58 | 152.84 | 5 | 0
2035 | NE_2_RMPA | NE | RMPA | External | Summer | B5 | 200 | 310 | 0 | 195.47 | 143.92 | 5 | 0
2035 | NE_2_RMPA | NE | RMPA | External | Summer | B6 | 300 | 310 | 0 | 144.93 | 143.92 | 5 | 0
2035 | NE_2_RMPA | NE | RMPA | External | Summer | B7 | 400 | 310 | 44.27 | 134.59 | 139.59 | 5 | 0
2035 | NE_2_RMPA | NE | RMPA | External | Summer | B8 | 500 | 310 | 310 | 116.59 | 128.15 | 5 | 6.57
2035 | NE_2_RMPA | NE | RMPA | External | Summer | B9 | 800 | 310 | 0 | 116.1 | 117.76 | 5 | 0
2035 | NE_2_RMPA | NE | RMPA | External | Summer | B10 | 1262 | 310 | 0 | 115.62 | 117.76 | 5 | 0
2035 | NE_2_RMPA | NE | RMPA | External | Winter | B16 | 25 | 310 | 310 | 121.42 | 126.43 | 5 | 0.01
2035 | NE_2_RMPA | NE | RMPA | External | Winter | B17 | 100 | 310 | 0 | 120.39 | 123.49 | 5 | 0
2035 | NE_2_RMPA | NE | RMPA | External | Winter | B18 | 400 | 310 | 0 | 120.83 | 123.49 | 5 | 0
2035 | NE_2_RMPA | NE | RMPA | External | Winter | B19 | 700 | 310 | 0 | 120.83 | 123.49 | 5 | 0
2035 | NE_2_RMPA | NE | RMPA | External | Winter | B20 | 935 | 310 | 131.39 | 115.45 | 120.45 | 5 | 0
2035 | NWPP_Coal_2_MAPP_US | NWPP_Coal | MAPP_US | External | Shoulder | B11 | 25 | 150 | 0 | 120.9 | 126.32 | 8 | 0
2035 | NWPP_Coal_2_MAPP_US | NWPP_Coal | MAPP_US | External | Shoulder | B12 | 200 | 150 | 0 | 120.9 | 111.1 | 8 | 0
2035 | NWPP_Coal_2_MAPP_US | NWPP_Coal | MAPP_US | External | Shoulder | B13 | 600 | 150 | 0 | 120.9 | 110.56 | 8 | 0
2035 | NWPP_Coal_2_MAPP_US | NWPP_Coal | MAPP_US | External | Shoulder | B14 | 900 | 150 | 0 | 120.9 | 110.56 | 8 | 0
2035 | NWPP_Coal_2_MAPP_US | NWPP_Coal | MAPP_US | External | Shoulder | B15 | 1203 | 150 | 0 | 120.9 | 102.84 | 8 | 0
2035 | NWPP_Coal_2_MAPP_US | NWPP_Coal | MAPP_US | External | Summer | B1 | 10 | 150 | 150 | 193.62 | 210.26 | 8 | 8.63
2035 | NWPP_Coal_2_MAPP_US | NWPP_Coal | MAPP_US | External | Summer | B2 | 25 | 150 | 150 | 182.88 | 206.98 | 8 | 16.11
2035 | NWPP_Coal_2_MAPP_US | NWPP_Coal | MAPP_US | External | Summer | B3 | 75 | 150 | 150 | 136.51 | 207.96 | 8 | 63.44
2035 | NWPP_Coal_2_MAPP_US | NWPP_Coal | MAPP_US | External | Summer | B4 | 100 | 150 | 150 | 136.51 | 193.58 | 8 | 49.07
2035 | NWPP_Coal_2_MAPP_US | NWPP_Coal | MAPP_US | External | Summer | B5 | 200 | 150 | 150 | 136.51 | 188.47 | 8 | 43.95
2035 | NWPP_Coal_2_MAPP_US | NWPP_Coal | MAPP_US | External | Summer | B6 | 300 | 150 | 0 | 136.51 | 137.93 | 8 | 0
2035 | NWPP_Coal_2_MAPP_US | NWPP_Coal | MAPP_US | External | Summer | B7 | 400 | 150 | 0 | 136.51 | 127.59 | 8 | 0
2035 | NWPP_Coal_2_MAPP_US | NWPP_Coal | MAPP_US | External | Summer | B8 | 500 | 150 | 0 | 136.51 | 109.59 | 8 | 0
2035 | NWPP_Coal_2_MAPP_US | NWPP_Coal | MAPP_US | External | Summer | B9 | 800 | 150 | 0 | 136.51 | 109.1 | 8 | 0
2035 | NWPP_Coal_2_MAPP_US | NWPP_Coal | MAPP_US | External | Summer | B10 | 1262 | 150 | 0 | 136.51 | 108.62 | 8 | 0
2035 | NWPP_Coal_2_MAPP_US | NWPP_Coal | MAPP_US | External | Winter | B16 | 25 | 150 | 0 | 132.65 | 113.83 | 8 | 0
2035 | NWPP_Coal_2_MAPP_US | NWPP_Coal | MAPP_US | External | Winter | B17 | 100 | 150 | 0 | 125.29 | 113.39 | 8 | 0
2035 | NWPP_Coal_2_MAPP_US | NWPP_Coal | MAPP_US | External | Winter | B18 | 400 | 150 | 0 | 125.29 | 113.83 | 8 | 0
2035 | NWPP_Coal_2_MAPP_US | NWPP_Coal | MAPP_US | External | Winter | B19 | 700 | 150 | 0 | 125.29 | 113.83 | 8 | 0
2035 | NWPP_Coal_2_MAPP_US | NWPP_Coal | MAPP_US | External | Winter | B20 | 935 | 150 | 0 | 125.29 | 108.45 | 8 | 0
2035 | RMPA_2_MAPP_US | RMPA | MAPP_US | External | Shoulder | B11 | 25 | 200 | 0 | 119.75 | 126.32 | 8 | 0
2035 | RMPA_2_MAPP_US | RMPA | MAPP_US | External | Shoulder | B12 | 200 | 200 | 0 | 119.75 | 111.1 | 8 | 0
2035 | RMPA_2_MAPP_US | RMPA | MAPP_US | External | Shoulder | B13 | 600 | 200 | 0 | 119.75 | 110.56 | 8 | 0
2035 | RMPA_2_MAPP_US | RMPA | MAPP_US | External | Shoulder | B14 | 900 | 200 | 0 | 119.75 | 110.56 | 8 | 0
2035 | RMPA_2_MAPP_US | RMPA | MAPP_US | External | Shoulder | B15 | 1203 | 200 | 0 | 119.75 | 102.84 | 8 | 0
2035 | RMPA_2_MAPP_US | RMPA | MAPP_US | External | Summer | B1 | 10 | 200 | 0 | 209.95 | 210.26 | 8 | 0
2035 | RMPA_2_MAPP_US | RMPA | MAPP_US | External | Summer | B2 | 25 | 200 | 0 | 199.21 | 206.98 | 8 | 0
2035 | RMPA_2_MAPP_US | RMPA | MAPP_US | External | Summer | B3 | 75 | 200 | 200 | 173.52 | 207.96 | 8 | 26.44
2035 | RMPA_2_MAPP_US | RMPA | MAPP_US | External | Summer | B4 | 100 | 200 | 200 | 152.84 | 193.58 | 8 | 32.74
2035 | RMPA_2_MAPP_US | RMPA | MAPP_US | External | Summer | B5 | 200 | 200 | 200 | 143.92 | 188.47 | 8 | 36.55
2035 | RMPA_2_MAPP_US | RMPA | MAPP_US | External | Summer | B6 | 300 | 200 | 0 | 143.92 | 137.93 | 8 | 0
2035 | RMPA_2_MAPP_US | RMPA | MAPP_US | External | Summer | B7 | 400 | 200 | 0 | 139.59 | 127.59 | 8 | 0
2035 | RMPA_2_MAPP_US | RMPA | MAPP_US | External | Summer | B8 | 500 | 200 | 0 | 128.15 | 109.59 | 8 | 0
2035 | RMPA_2_MAPP_US | RMPA | MAPP_US | External | Summer | B9 | 800 | 200 | 0 | 117.76 | 109.1 | 8 | 0
2035 | RMPA_2_MAPP_US | RMPA | MAPP_US | External | Summer | B10 | 1262 | 200 | 0 | 117.76 | 108.62 | 8 | 0
2035 | RMPA_2_MAPP_US | RMPA | MAPP_US | External | Winter | B16 | 25 | 200 | 0 | 126.43 | 113.83 | 8 | 0
2035 | RMPA_2_MAPP_US | RMPA | MAPP_US | External | Winter | B17 | 100 | 200 | 0 | 123.49 | 113.39 | 8 | 0
2035 | RMPA_2_MAPP_US | RMPA | MAPP_US | External | Winter | B18 | 400 | 200 | 0 | 123.49 | 113.83 | 8 | 0
2035 | RMPA_2_MAPP_US | RMPA | MAPP_US | External | Winter | B19 | 700 | 200 | 0 | 123.49 | 113.83 | 8 | 0
2035 | RMPA_2_MAPP_US | RMPA | MAPP_US | External | Winter | B20 | 935 | 200 | 0 | 120.45 | 108.45 | 8 | 0
2035 | RMPA_2_NE | RMPA | NE | External | Shoulder | B11 | 25 | 310 | 310 | 119.75 | 133.32 | 8 | 5.57
2035 | RMPA_2_NE | RMPA | NE | External | Shoulder | B12 | 200 | 310 | 0 | 119.75 | 118.1 | 8 | 0
2035 | RMPA_2_NE | RMPA | NE | External | Shoulder | B13 | 600 | 310 | 0 | 119.75 | 117.56 | 8 | 0
2035 | RMPA_2_NE | RMPA | NE | External | Shoulder | B14 | 900 | 310 | 0 | 119.75 | 117.56 | 8 | 0
2035 | RMPA_2_NE | RMPA | NE | External | Shoulder | B15 | 1203 | 310 | 0 | 119.75 | 109.84 | 8 | 0
2035 | RMPA_2_NE | RMPA | NE | External | Summer | B1 | 10 | 310 | 0 | 209.95 | 217.26 | 8 | 0
2035 | RMPA_2_NE | RMPA | NE | External | Summer | B2 | 25 | 310 | 310 | 199.21 | 213.98 | 8 | 6.78
2035 | RMPA_2_NE | RMPA | NE | External | Summer | B3 | 75 | 310 | 310 | 173.52 | 214.96 | 8 | 33.44
2035 | RMPA_2_NE | RMPA | NE | External | Summer | B4 | 100 | 310 | 310 | 152.84 | 200.58 | 8 | 39.74
2035 | RMPA_2_NE | RMPA | NE | External | Summer | B5 | 200 | 310 | 310 | 143.92 | 195.47 | 8 | 43.55
2035 | RMPA_2_NE | RMPA | NE | External | Summer | B6 | 300 | 310 | 0 | 143.92 | 144.93 | 8 | 0
2035 | RMPA_2_NE | RMPA | NE | External | Summer | B7 | 400 | 310 | 0 | 139.59 | 134.59 | 8 | 0
2035 | RMPA_2_NE | RMPA | NE | External | Summer | B8 | 500 | 310 | 0 | 128.15 | 116.59 | 8 | 0
2035 | RMPA_2_NE | RMPA | NE | External | Summer | B9 | 800 | 310 | 0 | 117.76 | 116.1 | 8 | 0
2035 | RMPA_2_NE | RMPA | NE | External | Summer | B10 | 1262 | 310 | 0 | 117.76 | 115.62 | 8 | 0
2035 | RMPA_2_NE | RMPA | NE | External | Winter | B16 | 25 | 310 | 0 | 126.43 | 121.42 | 8 | 0
2035 | RMPA_2_NE | RMPA | NE | External | Winter | B17 | 100 | 310 | 0 | 123.49 | 120.39 | 8 | 0
2035 | RMPA_2_NE | RMPA | NE | External | Winter | B18 | 400 | 310 | 0 | 123.49 | 120.83 | 8 | 0
2035 | RMPA_2_NE | RMPA | NE | External | Winter | B19 | 700 | 310 | 0 | 123.49 | 120.83 | 8 | 0
2035 | RMPA_2_NE | RMPA | NE | External | Winter | B20 | 935 | 310 | 0 | 120.45 | 115.45 | 8 | 0
2035 | RMPA_2_SPP_N | RMPA | SPP_N | External | Shoulder | B11 | 25 | 210 | 210 | 119.75 | 133.33 | 8 | 5.58
2035 | RMPA_2_SPP_N | RMPA | SPP_N | External | Shoulder | B12 | 200 | 210 | 0 | 119.75 | 118.11 | 8 | 0
2035 | RMPA_2_SPP_N | RMPA | SPP_N | External | Shoulder | B13 | 600 | 210 | 0 | 119.75 | 117.22 | 8 | 0
2035 | RMPA_2_SPP_N | RMPA | SPP_N | External | Shoulder | B14 | 900 | 210 | 0 | 119.75 | 113.83 | 8 | 0
2035 | RMPA_2_SPP_N | RMPA | SPP_N | External | Shoulder | B15 | 1203 | 210 | 0 | 119.75 | 109.84 | 8 | 0
2035 | RMPA_2_SPP_N | RMPA | SPP_N | External | Summer | B1 | 10 | 210 | 0 | 209.95 | 212.26 | 8 | 0
2035 | RMPA_2_SPP_N | RMPA | SPP_N | External | Summer | B2 | 25 | 210 | 210 | 199.21 | 213.99 | 8 | 6.79
2035 | RMPA_2_SPP_N | RMPA | SPP_N | External | Summer | B3 | 75 | 210 | 210 | 173.52 | 213.99 | 8 | 32.48
2035 | RMPA_2_SPP_N | RMPA | SPP_N | External | Summer | B4 | 100 | 210 | 210 | 152.84 | 195.58 | 8 | 34.74
2035 | RMPA_2_SPP_N | RMPA | SPP_N | External | Summer | B5 | 200 | 210 | 210 | 143.92 | 153.78 | 8 | 1.87
2035 | RMPA_2_SPP_N | RMPA | SPP_N | External | Summer | B6 | 300 | 210 | 0 | 143.92 | 139.6 | 8 | 0
2035 | RMPA_2_SPP_N | RMPA | SPP_N | External | Summer | B7 | 400 | 210 | 0 | 139.59 | 134.61 | 8 | 0
2035 | RMPA_2_SPP_N | RMPA | SPP_N | External | Summer | B8 | 500 | 210 | 0 | 128.15 | 116.6 | 8 | 0
2035 | RMPA_2_SPP_N | RMPA | SPP_N | External | Summer | B9 | 800 | 210 | 0 | 117.76 | 116.11 | 8 | 0
2035 | RMPA_2_SPP_N | RMPA | SPP_N | External | Summer | B10 | 1262 | 210 | 0 | 117.76 | 115.62 | 8 | 0
2035 | RMPA_2_SPP_N | RMPA | SPP_N | External | Winter | B16 | 25 | 210 | 0 | 126.43 | 121.43 | 8 | 0
2035 | RMPA_2_SPP_N | RMPA | SPP_N | External | Winter | B17 | 100 | 210 | 0 | 123.49 | 120.39 | 8 | 0
2035 | RMPA_2_SPP_N | RMPA | SPP_N | External | Winter | B18 | 400 | 210 | 0 | 123.49 | 120.39 | 8 | 0
2035 | RMPA_2_SPP_N | RMPA | SPP_N | External | Winter | B19 | 700 | 210 | 0 | 123.49 | 120.39 | 8 | 0
2035 | RMPA_2_SPP_N | RMPA | SPP_N | External | Winter | B20 | 935 | 210 | 0 | 120.45 | 115.45 | 8 | 0
2035 | SPP_N_2_RMPA | SPP_N | RMPA | External | Shoulder | B11 | 25 | 210 | 0 | 133.33 | 119.75 | 5 | 0
2035 | SPP_N_2_RMPA | SPP_N | RMPA | External | Shoulder | B12 | 200 | 210 | 0 | 118.11 | 119.75 | 5 | 0
2035 | SPP_N_2_RMPA | SPP_N | RMPA | External | Shoulder | B13 | 600 | 210 | 0 | 117.22 | 119.75 | 5 | 0
2035 | SPP_N_2_RMPA | SPP_N | RMPA | External | Shoulder | B14 | 900 | 210 | 210 | 113.83 | 119.75 | 5 | 0.92
2035 | SPP_N_2_RMPA | SPP_N | RMPA | External | Shoulder | B15 | 1203 | 210 | 210 | 109.84 | 119.75 | 5 | 4.91
2035 | SPP_N_2_RMPA | SPP_N | RMPA | External | Summer | B1 | 10 | 210 | 0 | 212.26 | 209.95 | 5 | 0
2035 | SPP_N_2_RMPA | SPP_N | RMPA | External | Summer | B2 | 25 | 210 | 0 | 213.99 | 199.21 | 5 | 0
2035 | SPP_N_2_RMPA | SPP_N | RMPA | External | Summer | B3 | 75 | 210 | 0 | 213.99 | 173.52 | 5 | 0
2035 | SPP_N_2_RMPA | SPP_N | RMPA | External | Summer | B4 | 100 | 210 | 0 | 195.58 | 152.84 | 5 | 0
2035 | SPP_N_2_RMPA | SPP_N | RMPA | External | Summer | B5 | 200 | 210 | 0 | 153.78 | 143.92 | 5 | 0
2035 | SPP_N_2_RMPA | SPP_N | RMPA | External | Summer | B6 | 300 | 210 | 0 | 139.6 | 143.92 | 5 | 0
2035 | SPP_N_2_RMPA | SPP_N | RMPA | External | Summer | B7 | 400 | 210 | 0 | 134.61 | 139.59 | 5 | 0
2035 | SPP_N_2_RMPA | SPP_N | RMPA | External | Summer | B8 | 500 | 210 | 210 | 116.6 | 128.15 | 5 | 6.55
2035 | SPP_N_2_RMPA | SPP_N | RMPA | External | Summer | B9 | 800 | 210 | 0 | 116.11 | 117.76 | 5 | 0
2035 | SPP_N_2_RMPA | SPP_N | RMPA | External | Summer | B10 | 1262 | 210 | 0 | 115.62 | 117.76 | 5 | 0
2035 | SPP_N_2_RMPA | SPP_N | RMPA | External | Winter | B16 | 25 | 210 | 150.78 | 121.43 | 126.43 | 5 | 0
2035 | SPP_N_2_RMPA | SPP_N | RMPA | External | Winter | B17 | 100 | 210 | 0 | 120.39 | 123.49 | 5 | 0
2035 | SPP_N_2_RMPA | SPP_N | RMPA | External | Winter | B18 | 400 | 210 | 0 | 120.39 | 123.49 | 5 | 0
2035 | SPP_N_2_RMPA | SPP_N | RMPA | External | Winter | B19 | 700 | 210 | 0 | 120.39 | 123.49 | 5 | 0
2035 | SPP_N_2_RMPA | SPP_N | RMPA | External | Winter | B20 | 935 | 210 | 106.73 | 115.45 | 120.45 | 5 | 0
2035 | SPP_S_2_ERCOT | SPP_S | ERCOT | External | Shoulder | B11 | 25 | 800 | 0 | 133.34 | 136.08 | 5 | 0
2035 | SPP_S_2_ERCOT | SPP_S | ERCOT | External | Shoulder | B12 | 200 | 800 | 800 | 117.21 | 136.08 | 5 | 13.88
2035 | SPP_S_2_ERCOT | SPP_S | ERCOT | External | Shoulder | B13 | 600 | 800 | 0 | 117.21 | 117.14 | 5 | 0
2035 | SPP_S_2_ERCOT | SPP_S | ERCOT | External | Shoulder | B14 | 900 | 800 | 0 | 113.84 | 117.14 | 5 | 0
2035 | SPP_S_2_ERCOT | SPP_S | ERCOT | External | Shoulder | B15 | 1203 | 800 | 800 | 109.83 | 117.14 | 5 | 2.32
2035 | SPP_S_2_ERCOT | SPP_S | ERCOT | External | Summer | B1 | 10 | 800 | 800 | 134.62 | 222.14 | 5 | 82.52
2035 | SPP_S_2_ERCOT | SPP_S | ERCOT | External | Summer | B2 | 25 | 800 | 0 | 196.29 | 198.94 | 5 | 0
2035 | SPP_S_2_ERCOT | SPP_S | ERCOT | External | Summer | B3 | 75 | 800 | 0 | 197.98 | 198.94 | 5 | 0
2035 | SPP_S_2_ERCOT | SPP_S | ERCOT | External | Summer | B4 | 100 | 800 | 0 | 195.57 | 147.12 | 5 | 0
2035 | SPP_S_2_ERCOT | SPP_S | ERCOT | External | Summer | B5 | 200 | 800 | 0 | 145.78 | 134.52 | 5 | 0
2035 | SPP_S_2_ERCOT | SPP_S | ERCOT | External | Summer | B6 | 300 | 800 | 0 | 139.61 | 134.52 | 5 | 0
2035 | SPP_S_2_ERCOT | SPP_S | ERCOT | External | Summer | B7 | 400 | 800 | 0 | 134.62 | 134.52 | 5 | 0
2035 | SPP_S_2_ERCOT | SPP_S | ERCOT | External | Summer | B8 | 500 | 800 | 800 | 124.82 | 134.52 | 5 | 4.7
2035 | SPP_S_2_ERCOT | SPP_S | ERCOT | External | Summer | B9 | 800 | 800 | 0 | 116.12 | 115.82 | 5 | 0
2035 | SPP_S_2_ERCOT | SPP_S | ERCOT | External | Summer | B10 | 1262 | 800 | 0 | 115.63 | 115.82 | 5 | 0
2035 | SPP_S_2_ERCOT | SPP_S | ERCOT | External | Winter | B16 | 25 | 800 | 800 | 121.44 | 139.35 | 5 | 12.9
2035 | SPP_S_2_ERCOT | SPP_S | ERCOT | External | Winter | B17 | 100 | 800 | 800 | 120.41 | 139.35 | 5 | 13.94
2035 | SPP_S_2_ERCOT | SPP_S | ERCOT | External | Winter | B18 | 400 | 800 | 0 | 120.41 | 119.92 | 5 | 0
2035 | SPP_S_2_ERCOT | SPP_S | ERCOT | External | Winter | B19 | 700 | 800 | 0 | 120.41 | 119.92 | 5 | 0
2035 | SPP_S_2_ERCOT | SPP_S | ERCOT | External | Winter | B20 | 935 | 800 | 0 | 115.46 | 119.92 | 5 | 0
2040 | AZ_NM_SNV_Coal_2_SPP_S | AZ_NM_SNV_Coal | SPP_S | External | Shoulder | B11 | 25 | 400 | 0 | 158.1 | 164.09 | 8.17 | 0
2040 | AZ_NM_SNV_Coal_2_SPP_S | AZ_NM_SNV_Coal | SPP_S | External | Shoulder | B12 | 200 | 400 | 0 | 158.1 | 156.45 | 8.17 | 0
2040 | AZ_NM_SNV_Coal_2_SPP_S | AZ_NM_SNV_Coal | SPP_S | External | Shoulder | B13 | 600 | 400 | 0 | 158.1 | 156.45 | 8.17 | 0
2040 | AZ_NM_SNV_Coal_2_SPP_S | AZ_NM_SNV_Coal | SPP_S | External | Shoulder | B14 | 900 | 400 | 0 | 158.1 | 146.81 | 8.17 | 0
2040 | AZ_NM_SNV_Coal_2_SPP_S | AZ_NM_SNV_Coal | SPP_S | External | Shoulder | B15 | 1203 | 400 | 0 | 142.32 | 80.22 | 8.17 | 0
2040 | AZ_NM_SNV_Coal_2_SPP_S | AZ_NM_SNV_Coal | SPP_S | External | Summer | B1 | 10 | 400 | 0 | 236.43 | 180.29 | 8.17 | 0
2040 | AZ_NM_SNV_Coal_2_SPP_S | AZ_NM_SNV_Coal | SPP_S | External | Summer | B2 | 25 | 400 | 400 | 202.29 | 262.33 | 8.17 | 51.87
2040 | AZ_NM_SNV_Coal_2_SPP_S | AZ_NM_SNV_Coal | SPP_S | External | Summer | B3 | 75 | 400 | 400 | 193.68 | 263.88 | 8.17 | 62.03
2040 | AZ_NM_SNV_Coal_2_SPP_S | AZ_NM_SNV_Coal | SPP_S | External | Summer | B4 | 100 | 400 | 400 | 181.94 | 193.94 | 8.17 | 3.84
2040 | AZ_NM_SNV_Coal_2_SPP_S | AZ_NM_SNV_Coal | SPP_S | External | Summer | B5 | 200 | 400 | 0 | 181.94 | 186.88 | 8.17 | 0
2040 | AZ_NM_SNV_Coal_2_SPP_S | AZ_NM_SNV_Coal | SPP_S | External | Summer | B6 | 300 | 400 | 0 | 181.94 | 180.71 | 8.17 | 0
2040 | AZ_NM_SNV_Coal_2_SPP_S | AZ_NM_SNV_Coal | SPP_S | External | Summer | B7 | 400 | 400 | 0 | 181.94 | 175.49 | 8.17 | 0
2040 | AZ_NM_SNV_Coal_2_SPP_S | AZ_NM_SNV_Coal | SPP_S | External | Summer | B8 | 500 | 400 | 0 | 180.55 | 155.87 | 8.17 | 0
2040 | AZ_NM_SNV_Coal_2_SPP_S | AZ_NM_SNV_Coal | SPP_S | External | Summer | B9 | 800 | 400 | 0 | 167.76 | 154.74 | 8.17 | 0
2040 | AZ_NM_SNV_Coal_2_SPP_S | AZ_NM_SNV_Coal | SPP_S | External | Summer | B10 | 1262 | 400 | 0 | 156.14 | 143.67 | 8.17 | 0
2040 | AZ_NM_SNV_Coal_2_SPP_S | AZ_NM_SNV_Coal | SPP_S | External | Winter | B16 | 25 | 400 | 0 | 162.31 | 160.02 | 8.17 | 0
2040 | AZ_NM_SNV_Coal_2_SPP_S | AZ_NM_SNV_Coal | SPP_S | External | Winter | B17 | 100 | 400 | 0 | 162.31 | 155.19 | 8.17 | 0
2040 | AZ_NM_SNV_Coal_2_SPP_S | AZ_NM_SNV_Coal | SPP_S | External | Winter | B18 | 400 | 400 | 0 | 161.66 | 160.02 | 8.17 | 0
2040 | AZ_NM_SNV_Coal_2_SPP_S | AZ_NM_SNV_Coal | SPP_S | External | Winter | B19 | 700 | 400 | 0 | 161.66 | 155.19 | 8.17 | 0
2040 | AZ_NM_SNV_Coal_2_SPP_S | AZ_NM_SNV_Coal | SPP_S | External | Winter | B20 | 935 | 400 | 0 | 138.37 | 82.34 | 8.17 | 0
2040 | ERCOT_2_SPP_S | ERCOT | SPP_S | External | Shoulder | B11 | 25 | 800 | 0 | 182.23 | 164.09 | 8 | 0
2040 | ERCOT_2_SPP_S | ERCOT | SPP_S | External | Shoulder | B12 | 200 | 800 | 0 | 182.23 | 156.45 | 8 | 0
2040 | ERCOT_2_SPP_S | ERCOT | SPP_S | External | Shoulder | B13 | 600 | 800 | 0 | 156.39 | 156.45 | 8 | 0
2040 | ERCOT_2_SPP_S | ERCOT | SPP_S | External | Shoulder | B14 | 900 | 800 | 0 | 156.39 | 146.81 | 8 | 0
2040 | ERCOT_2_SPP_S | ERCOT | SPP_S | External | Shoulder | B15 | 1203 | 800 | 0 | 101.41 | 80.22 | 8 | 0
2040 | ERCOT_2_SPP_S | ERCOT | SPP_S | External | Summer | B1 | 10 | 800 | 0 | 296.53 | 180.29 | 8 | 0
2040 | ERCOT_2_SPP_S | ERCOT | SPP_S | External | Summer | B2 | 25 | 800 | 0 | 267.33 | 262.33 | 8 | 0
2040 | ERCOT_2_SPP_S | ERCOT | SPP_S | External | Summer | B3 | 75 | 800 | 0 | 267.33 | 263.88 | 8 | 0
2040 | ERCOT_2_SPP_S | ERCOT | SPP_S | External | Summer | B4 | 100 | 800 | 0 | 197.47 | 193.94 | 8 | 0
2040 | ERCOT_2_SPP_S | ERCOT | SPP_S | External | Summer | B5 | 200 | 800 | 0 | 180.49 | 186.88 | 8 | 0
2040 | ERCOT_2_SPP_S | ERCOT | SPP_S | External | Summer | B6 | 300 | 800 | 0 | 180.49 | 180.71 | 8 | 0
2040 | ERCOT_2_SPP_S | ERCOT | SPP_S | External | Summer | B7 | 400 | 800 | 0 | 180.49 | 175.49 | 8 | 0
2040 | ERCOT_2_SPP_S | ERCOT | SPP_S | External | Summer | B8 | 500 | 800 | 0 | 180.49 | 155.87 | 8 | 0
2040 | ERCOT_2_SPP_S | ERCOT | SPP_S | External | Summer | B9 | 800 | 800 | 0 | 154.92 | 154.74 | 8 | 0
2040 | ERCOT_2_SPP_S | ERCOT | SPP_S | External | Summer | B10 | 1262 | 800 | 0 | 154.92 | 143.67 | 8 | 0
2040 | ERCOT_2_SPP_S | ERCOT | SPP_S | External | Winter | B16 | 25 | 800 | 0 | 185.84 | 160.02 | 8 | 0
2040 | ERCOT_2_SPP_S | ERCOT | SPP_S | External | Winter | B17 | 100 | 800 | 0 | 185.84 | 155.19 | 8 | 0
2040 | ERCOT_2_SPP_S | ERCOT | SPP_S | External | Winter | B18 | 400 | 800 | 0 | 159.46 | 160.02 | 8 | 0
2040 | ERCOT_2_SPP_S | ERCOT | SPP_S | External | Winter | B19 | 700 | 800 | 0 | 159.46 | 155.19 | 8 | 0
2040 | ERCOT_2_SPP_S | ERCOT | SPP_S | External | Winter | B20 | 935 | 800 | 0 | 101.24 | 82.34 | 8 | 0
2040 | MAPP_US_2_RMPA | MAPP_US | RMPA | External | Shoulder | B11 | 25 | 200 | 0 | 150.08 | 156.08 | 8 | 0
2040 | MAPP_US_2_RMPA | MAPP_US | RMPA | External | Shoulder | B12 | 200 | 200 | 151.75 | 146.88 | 154.88 | 8 | 0
2040 | MAPP_US_2_RMPA | MAPP_US | RMPA | External | Shoulder | B13 | 600 | 200 | 0 | 146.86 | 149.93 | 8 | 0
2040 | MAPP_US_2_RMPA | MAPP_US | RMPA | External | Shoulder | B14 | 900 | 200 | 200 | 139.81 | 149.93 | 8 | 2.12
2040 | MAPP_US_2_RMPA | MAPP_US | RMPA | External | Shoulder | B15 | 1203 | 200 | 200 | 81.26 | 120.5 | 8 | 31.25
2040 | MAPP_US_2_RMPA | MAPP_US | RMPA | External | Summer | B1 | 10 | 200 | 0 | 277.36 | 228.27 | 8 | 0
2040 | MAPP_US_2_RMPA | MAPP_US | RMPA | External | Summer | B2 | 25 | 200 | 0 | 276 | 192.16 | 8 | 0
2040 | MAPP_US_2_RMPA | MAPP_US | RMPA | External | Summer | B3 | 75 | 200 | 0 | 266.83 | 192.16 | 8 | 0
2040 | MAPP_US_2_RMPA | MAPP_US | RMPA | External | Summer | B4 | 100 | 200 | 0 | 191.91 | 185.91 | 8 | 0
2040 | MAPP_US_2_RMPA | MAPP_US | RMPA | External | Summer | B5 | 200 | 200 | 0 | 179.02 | 172.37 | 8 | 0
2040 | MAPP_US_2_RMPA | MAPP_US | RMPA | External | Summer | B6 | 300 | 200 | 0 | 173.32 | 165.32 | 8 | 0
2040 | MAPP_US_2_RMPA | MAPP_US | RMPA | External | Summer | B7 | 400 | 200 | 200 | 146.54 | 156.72 | 8 | 2.18
2040 | MAPP_US_2_RMPA | MAPP_US | RMPA | External | Summer | B8 | 500 | 200 | 200 | 145.19 | 156.72 | 8 | 3.53
2040 | MAPP_US_2_RMPA | MAPP_US | RMPA | External | Summer | B9 | 800 | 200 | 200 | 145.19 | 156.72 | 8 | 3.53
2040 | MAPP_US_2_RMPA | MAPP_US | RMPA | External | Summer | B10 | 1262 | 200 | 200 | 101.79 | 156.04 | 8 | 46.25
2040 | MAPP_US_2_RMPA | MAPP_US | RMPA | External | Winter | B16 | 25 | 200 | 200 | 81.26 | 163.13 | 8 | 73.87
2040 | MAPP_US_2_RMPA | MAPP_US | RMPA | External | Winter | B17 | 100 | 200 | 200 | 141.17 | 163.13 | 8 | 13.95
2040 | MAPP_US_2_RMPA | MAPP_US | RMPA | External | Winter | B18 | 400 | 200 | 200 | 148.77 | 160.17 | 8 | 3.4
2040 | MAPP_US_2_RMPA | MAPP_US | RMPA | External | Winter | B19 | 700 | 200 | 200 | 148.77 | 160.17 | 8 | 3.4
2040 | MAPP_US_2_RMPA | MAPP_US | RMPA | External | Winter | B20 | 935 | 200 | 200 | 81.26 | 109.09 | 8 | 19.83
2040 | NE_2_RMPA | NE | RMPA | External | Shoulder | B11 | 25 | 310 | 0 | 157.08 | 156.08 | 5 | 0
2040 | NE_2_RMPA | NE | RMPA | External | Shoulder | B12 | 200 | 310 | 0 | 153.88 | 154.88 | 5 | 0
2040 | NE_2_RMPA | NE | RMPA | External | Shoulder | B13 | 600 | 310 | 0 | 153.86 | 149.93 | 5 | 0
2040 | NE_2_RMPA | NE | RMPA | External | Shoulder | B14 | 900 | 310 | 0 | 146.81 | 149.93 | 5 | 0
2040 | NE_2_RMPA | NE | RMPA | External | Shoulder | B15 | 1203 | 310 | 310 | 83.09 | 120.5 | 5 | 32.42
2040 | NE_2_RMPA | NE | RMPA | External | Summer | B1 | 10 | 310 | 0 | 279.22 | 228.27 | 5 | 0
2040 | NE_2_RMPA | NE | RMPA | External | Summer | B2 | 25 | 310 | 0 | 278 | 192.16 | 5 | 0
2040 | NE_2_RMPA | NE | RMPA | External | Summer | B3 | 75 | 310 | 0 | 268.82 | 192.16 | 5 | 0
2040 | NE_2_RMPA | NE | RMPA | External | Summer | B4 | 100 | 310 | 0 | 193.91 | 185.91 | 5 | 0
2040 | NE_2_RMPA | NE | RMPA | External | Summer | B5 | 200 | 310 | 0 | 181.02 | 172.37 | 5 | 0
2040 | NE_2_RMPA | NE | RMPA | External | Summer | B6 | 300 | 310 | 0 | 175.32 | 165.32 | 5 | 0
2040 | NE_2_RMPA | NE | RMPA | External | Summer | B7 | 400 | 310 | 0 | 153.54 | 156.72 | 5 | 0
2040 | NE_2_RMPA | NE | RMPA | External | Summer | B8 | 500 | 310 | 0 | 152.19 | 156.72 | 5 | 0
2040 | NE_2_RMPA | NE | RMPA | External | Summer | B9 | 800 | 310 | 0 | 152.19 | 156.72 | 5 | 0
2040 | NE_2_RMPA | NE | RMPA | External | Summer | B10 | 1262 | 310 | 310 | 108.79 | 156.04 | 5 | 42.25
2040 | NE_2_RMPA | NE | RMPA | External | Winter | B16 | 25 | 310 | 310 | 88.26 | 163.13 | 5 | 69.87
2040 | NE_2_RMPA | NE | RMPA | External | Winter | B17 | 100 | 310 | 310 | 148.17 | 163.13 | 5 | 9.95
2040 | NE_2_RMPA | NE | RMPA | External | Winter | B18 | 400 | 310 | 0 | 155.77 | 160.17 | 5 | 0
2040 | NE_2_RMPA | NE | RMPA | External | Winter | B19 | 700 | 310 | 310 | 155.16 | 160.17 | 5 | 0.01
2040 | NE_2_RMPA | NE | RMPA | External | Winter | B20 | 935 | 310 | 310 | 82.32 | 109.09 | 5 | 21.77
2040 | NWPP_Coal_2_MAPP_US | NWPP_Coal | MAPP_US | External | Shoulder | B11 | 25 | 150 | 0 | 153.56 | 150.08 | 8 | 0
2040 | NWPP_Coal_2_MAPP_US | NWPP_Coal | MAPP_US | External | Shoulder | B12 | 200 | 150 | 0 | 153.56 | 146.88 | 8 | 0
2040 | NWPP_Coal_2_MAPP_US | NWPP_Coal | MAPP_US | External | Shoulder | B13 | 600 | 150 | 0 | 153.56 | 146.86 | 8 | 0
2040 | NWPP_Coal_2_MAPP_US | NWPP_Coal | MAPP_US | External | Shoulder | B14 | 900 | 150 | 0 | 153.56 | 139.81 | 8 | 0
2040 | NWPP_Coal_2_MAPP_US | NWPP_Coal | MAPP_US | External | Shoulder | B15 | 1203 | 150 | 0 | 153.56 | 81.26 | 8 | 0
2040 | NWPP_Coal_2_MAPP_US | NWPP_Coal | MAPP_US | External | Summer | B1 | 10 | 150 | 150 | 183.31 | 277.36 | 8 | 86.05
2040 | NWPP_Coal_2_MAPP_US | NWPP_Coal | MAPP_US | External | Summer | B2 | 25 | 150 | 150 | 183.31 | 276 | 8 | 84.69
2040 | NWPP_Coal_2_MAPP_US | NWPP_Coal | MAPP_US | External | Summer | B3 | 75 | 150 | 150 | 166.06 | 266.83 | 8 | 92.77
2040 | NWPP_Coal_2_MAPP_US | NWPP_Coal | MAPP_US | External | Summer | B4 | 100 | 150 | 150 | 166.06 | 191.91 | 8 | 17.86
2040 | NWPP_Coal_2_MAPP_US | NWPP_Coal | MAPP_US | External | Summer | B5 | 200 | 150 | 150 | 164.21 | 179.02 | 8 | 6.81
2040 | NWPP_Coal_2_MAPP_US | NWPP_Coal | MAPP_US | External | Summer | B6 | 300 | 150 | 150 | 164.21 | 173.32 | 8 | 1.12
2040 | NWPP_Coal_2_MAPP_US | NWPP_Coal | MAPP_US | External | Summer | B7 | 400 | 150 | 0 | 164.21 | 146.54 | 8 | 0
2040 | NWPP_Coal_2_MAPP_US | NWPP_Coal | MAPP_US | External | Summer | B8 | 500 | 150 | 0 | 164.21 | 145.19 | 8 | 0
2040 | NWPP_Coal_2_MAPP_US | NWPP_Coal | MAPP_US | External | Summer | B9 | 800 | 150 | 0 | 164.21 | 145.19 | 8 | 0
2040 | NWPP_Coal_2_MAPP_US | NWPP_Coal | MAPP_US | External | Summer | B10 | 1262 | 150 | 0 | 164.21 | 101.79 | 8 | 0
2040 | NWPP_Coal_2_MAPP_US | NWPP_Coal | MAPP_US | External | Winter | B16 | 25 | 150 | 0 | 156.59 | 81.26 | 8 | 0
2040 | NWPP_Coal_2_MAPP_US | NWPP_Coal | MAPP_US | External | Winter | B17 | 100 | 150 | 0 | 154.15 | 141.17 | 8 | 0
2040 | NWPP_Coal_2_MAPP_US | NWPP_Coal | MAPP_US | External | Winter | B18 | 400 | 150 | 0 | 153.49 | 148.77 | 8 | 0
2040 | NWPP_Coal_2_MAPP_US | NWPP_Coal | MAPP_US | External | Winter | B19 | 700 | 150 | 0 | 153.49 | 148.77 | 8 | 0
2040 | NWPP_Coal_2_MAPP_US | NWPP_Coal | MAPP_US | External | Winter | B20 | 935 | 150 | 0 | 153.49 | 81.26 | 8 | 0
2040 | RMPA_2_MAPP_US | RMPA | MAPP_US | External | Shoulder | B11 | 25 | 200 | 0 | 156.08 | 150.08 | 8 | 0
2040 | RMPA_2_MAPP_US | RMPA | MAPP_US | External | Shoulder | B12 | 200 | 200 | 0 | 154.88 | 146.88 | 8 | 0
2040 | RMPA_2_MAPP_US | RMPA | MAPP_US | External | Shoulder | B13 | 600 | 200 | 0 | 149.93 | 146.86 | 8 | 0
2040 | RMPA_2_MAPP_US | RMPA | MAPP_US | External | Shoulder | B14 | 900 | 200 | 0 | 149.93 | 139.81 | 8 | 0
2040 | RMPA_2_MAPP_US | RMPA | MAPP_US | External | Shoulder | B15 | 1203 | 200 | 0 | 120.5 | 81.26 | 8 | 0
2040 | RMPA_2_MAPP_US | RMPA | MAPP_US | External | Summer | B1 | 10 | 200 | 200 | 228.27 | 277.36 | 8 | 41.09
2040 | RMPA_2_MAPP_US | RMPA | MAPP_US | External | Summer | B2 | 25 | 200 | 200 | 192.16 | 276 | 8 | 75.84
2040 | RMPA_2_MAPP_US | RMPA | MAPP_US | External | Summer | B3 | 75 | 200 | 200 | 192.16 | 266.83 | 8 | 66.68
2040 | RMPA_2_MAPP_US | RMPA | MAPP_US | External | Summer | B4 | 100 | 200 | 0 | 185.91 | 191.91 | 8 | 0
2040 | RMPA_2_MAPP_US | RMPA | MAPP_US | External | Summer | B5 | 200 | 200 | 0 | 172.37 | 179.02 | 8 | 0
2040 | RMPA_2_MAPP_US | RMPA | MAPP_US | External | Summer | B6 | 300 | 200 | 151.18 | 165.32 | 173.32 | 8 | 0
2040 | RMPA_2_MAPP_US | RMPA | MAPP_US | External | Summer | B7 | 400 | 200 | 0 | 156.72 | 146.54 | 8 | 0
2040 | RMPA_2_MAPP_US | RMPA | MAPP_US | External | Summer | B8 | 500 | 200 | 0 | 156.72 | 145.19 | 8 | 0
2040 | RMPA_2_MAPP_US | RMPA | MAPP_US | External | Summer | B9 | 800 | 200 | 0 | 156.72 | 145.19 | 8 | 0
2040 | RMPA_2_MAPP_US | RMPA | MAPP_US | External | Summer | B10 | 1262 | 200 | 0 | 156.04 | 101.79 | 8 | 0
2040 | RMPA_2_MAPP_US | RMPA | MAPP_US | External | Winter | B16 | 25 | 200 | 0 | 163.13 | 81.26 | 8 | 0
2040 | RMPA_2_MAPP_US | RMPA | MAPP_US | External | Winter | B17 | 100 | 200 | 0 | 163.13 | 141.17 | 8 | 0
2040 | RMPA_2_MAPP_US | RMPA | MAPP_US | External | Winter | B18 | 400 | 200 | 0 | 160.17 | 148.77 | 8 | 0
2040 | RMPA_2_MAPP_US | RMPA | MAPP_US | External | Winter | B19 | 700 | 200 | 0 | 160.17 | 148.77 | 8 | 0
2040 | RMPA_2_MAPP_US | RMPA | MAPP_US | External | Winter | B20 | 935 | 200 | 0 | 109.09 | 81.26 | 8 | 0
2040 | RMPA_2_NE | RMPA | NE | External | Shoulder | B11 | 25 | 310 | 0 | 156.08 | 157.08 | 8 | 0
2040 | RMPA_2_NE | RMPA | NE | External | Shoulder | B12 | 200 | 310 | 0 | 154.88 | 153.88 | 8 | 0
2040 | RMPA_2_NE | RMPA | NE | External | Shoulder | B13 | 600 | 310 | 0 | 149.93 | 153.86 | 8 | 0
2040 | RMPA_2_NE | RMPA | NE | External | Shoulder | B14 | 900 | 310 | 0 | 149.93 | 146.81 | 8 | 0
2040 | RMPA_2_NE | RMPA | NE | External | Shoulder | B15 | 1203 | 310 | 0 | 120.5 | 83.09 | 8 | 0
2040 | RMPA_2_NE | RMPA | NE | External | Summer | B1 | 10 | 310 | 310 | 228.27 | 279.22 | 8 | 42.95
2040 | RMPA_2_NE | RMPA | NE | External | Summer | B2 | 25 | 310 | 310 | 192.16 | 278 | 8 | 77.84
2040 | RMPA_2_NE | RMPA | NE | External | Summer | B3 | 75 | 310 | 310 | 192.16 | 268.82 | 8 | 68.66
2040 | RMPA_2_NE | RMPA | NE | External | Summer | B4 | 100 | 310 | 97.57 | 185.91 | 193.91 | 8 | 0
2040 | RMPA_2_NE | RMPA | NE | External | Summer | B5 | 200 | 310 | 310 | 172.37 | 181.02 | 8 | 0.65
2040 | RMPA_2_NE | RMPA | NE | External | Summer | B6 | 300 | 310 | 310 | 165.32 | 175.32 | 8 | 2
2040 | RMPA_2_NE | RMPA | NE | External | Summer | B7 | 400 | 310 | 0 | 156.72 | 153.54 | 8 | 0
2040 | RMPA_2_NE | RMPA | NE | External | Summer | B8 | 500 | 310 | 0 | 156.72 | 152.19 | 8 | 0
2040 | RMPA_2_NE | RMPA | NE | External | Summer | B9 | 800 | 310 | 0 | 156.72 | 152.19 | 8 | 0
2040 | RMPA_2_NE | RMPA | NE | External | Summer | B10 | 1262 | 310 | 0 | 156.04 | 108.79 | 8 | 0
2040 | RMPA_2_NE | RMPA | NE | External | Winter | B16 | 25 | 310 | 0 | 163.13 | 88.26 | 8 | 0
2040 | RMPA_2_NE | RMPA | NE | External | Winter | B17 | 100 | 310 | 0 | 163.13 | 148.17 | 8 | 0
2040 | RMPA_2_NE | RMPA | NE | External | Winter | B18 | 400 | 310 | 0 | 160.17 | 155.77 | 8 | 0
2040 | RMPA_2_NE | RMPA | NE | External | Winter | B19 | 700 | 310 | 0 | 160.17 | 155.16 | 8 | 0
2040 | RMPA_2_NE | RMPA | NE | External | Winter | B20 | 935 | 310 | 0 | 109.09 | 82.32 | 8 | 0
2040 | RMPA_2_SPP_N | RMPA | SPP_N | External | Shoulder | B11 | 25 | 210 | 62 | 156.08 | 164.08 | 8 | 0
2040 | RMPA_2_SPP_N | RMPA | SPP_N | External | Shoulder | B12 | 200 | 210 | 0 | 154.88 | 156.44 | 8 | 0
2040 | RMPA_2_SPP_N | RMPA | SPP_N | External | Shoulder | B13 | 600 | 210 | 0 | 149.93 | 156.44 | 8 | 0
2040 | RMPA_2_SPP_N | RMPA | SPP_N | External | Shoulder | B14 | 900 | 210 | 0 | 149.93 | 146.83 | 8 | 0
2040 | RMPA_2_SPP_N | RMPA | SPP_N | External | Shoulder | B15 | 1203 | 210 | 0 | 120.5 | 83.1 | 8 | 0
2040 | RMPA_2_SPP_N | RMPA | SPP_N | External | Summer | B1 | 10 | 210 | 210 | 228.27 | 279.23 | 8 | 42.96
2040 | RMPA_2_SPP_N | RMPA | SPP_N | External | Summer | B2 | 25 | 210 | 210 | 192.16 | 285.98 | 8 | 85.83
2040 | RMPA_2_SPP_N | RMPA | SPP_N | External | Summer | B3 | 75 | 210 | 210 | 192.16 | 268.83 | 8 | 68.68
2040 | RMPA_2_SPP_N | RMPA | SPP_N | External | Summer | B4 | 100 | 210 | 210 | 185.91 | 193.93 | 8 | 0.01
2040 | RMPA_2_SPP_N | RMPA | SPP_N | External | Summer | B5 | 200 | 210 | 210 | 172.37 | 186.86 | 8 | 6.49
2040 | RMPA_2_SPP_N | RMPA | SPP_N | External | Summer | B6 | 300 | 210 | 210 | 165.32 | 178.74 | 8 | 5.41
2040 | RMPA_2_SPP_N | RMPA | SPP_N | External | Summer | B7 | 400 | 210 | 0 | 156.72 | 160.54 | 8 | 0
2040 | RMPA_2_SPP_N | RMPA | SPP_N | External | Summer | B8 | 500 | 210 | 0 | 156.72 | 155.86 | 8 | 0
2040 | RMPA_2_SPP_N | RMPA | SPP_N | External | Summer | B9 | 800 | 210 | 0 | 156.72 | 154.73 | 8 | 0
2040 | RMPA_2_SPP_N | RMPA | SPP_N | External | Summer | B10 | 1262 | 210 | 0 | 156.04 | 130.04 | 8 | 0
2040 | RMPA_2_SPP_N | RMPA | SPP_N | External | Winter | B16 | 25 | 210 | 0 | 163.13 | 160.01 | 8 | 0
2040 | RMPA_2_SPP_N | RMPA | SPP_N | External | Winter | B17 | 100 | 210 | 0 | 163.13 | 155.17 | 8 | 0
2040 | RMPA_2_SPP_N | RMPA | SPP_N | External | Winter | B18 | 400 | 210 | 0 | 160.17 | 160.01 | 8 | 0
2040 | RMPA_2_SPP_N | RMPA | SPP_N | External | Winter | B19 | 700 | 210 | 0 | 160.17 | 155.17 | 8 | 0
2040 | RMPA_2_SPP_N | RMPA | SPP_N | External | Winter | B20 | 935 | 210 | 0 | 109.09 | 82.33 | 8 | 0
2040 | SPP_N_2_RMPA | SPP_N | RMPA | External | Shoulder | B11 | 25 | 210 | 0 | 164.08 | 156.08 | 5 | 0
2040 | SPP_N_2_RMPA | SPP_N | RMPA | External | Shoulder | B12 | 200 | 210 | 0 | 156.44 | 154.88 | 5 | 0
2040 | SPP_N_2_RMPA | SPP_N | RMPA | External | Shoulder | B13 | 600 | 210 | 0 | 156.44 | 149.93 | 5 | 0
2040 | SPP_N_2_RMPA | SPP_N | RMPA | External | Shoulder | B14 | 900 | 210 | 0 | 146.83 | 149.93 | 5 | 0
2040 | SPP_N_2_RMPA | SPP_N | RMPA | External | Shoulder | B15 | 1203 | 210 | 210 | 83.1 | 120.5 | 5 | 32.4
2040 | SPP_N_2_RMPA | SPP_N | RMPA | External | Summer | B1 | 10 | 210 | 0 | 279.23 | 228.27 | 5 | 0
2040 | SPP_N_2_RMPA | SPP_N | RMPA | External | Summer | B2 | 25 | 210 | 0 | 285.98 | 192.16 | 5 | 0
2040 | SPP_N_2_RMPA | SPP_N | RMPA | External | Summer | B3 | 75 | 210 | 0 | 268.83 | 192.16 | 5 | 0
2040 | SPP_N_2_RMPA | SPP_N | RMPA | External | Summer | B4 | 100 | 210 | 0 | 193.93 | 185.91 | 5 | 0
2040 | SPP_N_2_RMPA | SPP_N | RMPA | External | Summer | B5 | 200 | 210 | 0 | 186.86 | 172.37 | 5 | 0
2040 | SPP_N_2_RMPA | SPP_N | RMPA | External | Summer | B6 | 300 | 210 | 0 | 178.74 | 165.32 | 5 | 0
2040 | SPP_N_2_RMPA | SPP_N | RMPA | External | Summer | B7 | 400 | 210 | 0 | 160.54 | 156.72 | 5 | 0
2040 | SPP_N_2_RMPA | SPP_N | RMPA | External | Summer | B8 | 500 | 210 | 0 | 155.86 | 156.72 | 5 | 0
2040 | SPP_N_2_RMPA | SPP_N | RMPA | External | Summer | B9 | 800 | 210 | 0 | 154.73 | 156.72 | 5 | 0
2040 | SPP_N_2_RMPA | SPP_N | RMPA | External | Summer | B10 | 1262 | 210 | 210 | 130.04 | 156.04 | 5 | 21
2040 | SPP_N_2_RMPA | SPP_N | RMPA | External | Winter | B16 | 25 | 210 | 0 | 160.01 | 163.13 | 5 | 0
2040 | SPP_N_2_RMPA | SPP_N | RMPA | External | Winter | B17 | 100 | 210 | 210 | 155.17 | 163.13 | 5 | 2.95
2040 | SPP_N_2_RMPA | SPP_N | RMPA | External | Winter | B18 | 400 | 210 | 0 | 160.01 | 160.17 | 5 | 0
2040 | SPP_N_2_RMPA | SPP_N | RMPA | External | Winter | B19 | 700 | 210 | 33.64 | 155.17 | 160.17 | 5 | 0
2040 | SPP_N_2_RMPA | SPP_N | RMPA | External | Winter | B20 | 935 | 210 | 210 | 82.33 | 109.09 | 5 | 21.76
2040 | SPP_S_2_ERCOT | SPP_S | ERCOT | External | Shoulder | B11 | 25 | 800 | 800 | 164.09 | 182.23 | 5 | 13.14
2040 | SPP_S_2_ERCOT | SPP_S | ERCOT | External | Shoulder | B12 | 200 | 800 | 800 | 156.45 | 182.23 | 5 | 20.78
2040 | SPP_S_2_ERCOT | SPP_S | ERCOT | External | Shoulder | B13 | 600 | 800 | 0 | 156.45 | 156.39 | 5 | 0
2040 | SPP_S_2_ERCOT | SPP_S | ERCOT | External | Shoulder | B14 | 900 | 800 | 800 | 146.81 | 156.39 | 5 | 4.58
2040 | SPP_S_2_ERCOT | SPP_S | ERCOT | External | Shoulder | B15 | 1203 | 800 | 800 | 80.22 | 101.41 | 5 | 16.19
2040 | SPP_S_2_ERCOT | SPP_S | ERCOT | External | Summer | B1 | 10 | 800 | 800 | 180.29 | 296.53 | 5 | 111.24
2040 | SPP_S_2_ERCOT | SPP_S | ERCOT | External | Summer | B2 | 25 | 800 | 595.25 | 262.33 | 267.33 | 5 | 0
2040 | SPP_S_2_ERCOT | SPP_S | ERCOT | External | Summer | B3 | 75 | 800 | 0 | 263.88 | 267.33 | 5 | 0
2040 | SPP_S_2_ERCOT | SPP_S | ERCOT | External | Summer | B4 | 100 | 800 | 0 | 193.94 | 197.47 | 5 | 0
2040 | SPP_S_2_ERCOT | SPP_S | ERCOT | External | Summer | B5 | 200 | 800 | 0 | 186.88 | 180.49 | 5 | 0
2040 | SPP_S_2_ERCOT | SPP_S | ERCOT | External | Summer | B6 | 300 | 800 | 0 | 180.71 | 180.49 | 5 | 0
2040 | SPP_S_2_ERCOT | SPP_S | ERCOT | External | Summer | B7 | 400 | 800 | 87.24 | 175.49 | 180.49 | 5 | 0
2040 | SPP_S_2_ERCOT | SPP_S | ERCOT | External | Summer | B8 | 500 | 800 | 800 | 155.87 | 180.49 | 5 | 19.62
2040 | SPP_S_2_ERCOT | SPP_S | ERCOT | External | Summer | B9 | 800 | 800 | 0 | 154.74 | 154.92 | 5 | 0
2040 | SPP_S_2_ERCOT | SPP_S | ERCOT | External | Summer | B10 | 1262 | 800 | 800 | 143.67 | 154.92 | 5 | 6.24
2040 | SPP_S_2_ERCOT | SPP_S | ERCOT | External | Winter | B16 | 25 | 800 | 800 | 160.02 | 185.84 | 5 | 20.82
2040 | SPP_S_2_ERCOT | SPP_S | ERCOT | External | Winter | B17 | 100 | 800 | 800 | 155.19 | 185.84 | 5 | 25.65
2040 | SPP_S_2_ERCOT | SPP_S | ERCOT | External | Winter | B18 | 400 | 800 | 0 | 160.02 | 159.46 | 5 | 0
2040 | SPP_S_2_ERCOT | SPP_S | ERCOT | External | Winter | B19 | 700 | 800 | 0 | 155.19 | 159.46 | 5 | 0
2040 | SPP_S_2_ERCOT | SPP_S | ERCOT | External | Winter | B20 | 935 | 800 | 800 | 82.34 | 101.24 | 5 | 13.9